## Switch Bank
Id | Label | Feeder Label | Record ID | Father ID | ERMS Functional Location | ERMS Equipment No | Status | Phasing | Circuit ID | Feeder Direction | Normal Status | Operating Status | Class | Rated Voltage | Operating Voltage | Insulation Type | Date Commissioned | Year of Manufacturing | Serial Number | Mounting Type | Brand | Manufacturer [Old] | Panel Serial No | Truck Sl.no | Substation Name | Interconnect Type | Operating Mechanism | Load Break Indicator | Ground Type | Owner Name | Owner Type | Operational Area | Mirrored | Dry impluse withstand voltage (KV) | Scada Control ID | Scada Monitor ID | Scada Type | Gang Operated Indicator | Country of Manufacture | Isolator Location | Rated Operating Motor Voltage | Power Frequency Withstand Voltage (KV) | Rated Continous Current | Breaking Current [kA] | Making Current | Fault Level Current [kA] | Switch Number | Defect Doc Available? | Bus Section | Net book value | Asset useful life | Contract No | Control State | Address | Remarks | Switch Bank Units
14165980 |  | 16 |  |  |  |  | Existing | RYB |  | P 04144 PE 4.14 | CLOSED |  | MAIN | 12.000 kV | Unknown | VACUMM |  | 2002 |  |  |  | EPE |  |  | PPU PUTRAJAYA NO 24 | Unknown | Unknown | Unknown | Unknown | DISTRIBUTION | TNB | WP PUTRAJAYA & CYBERJAYA | Unknown | Unknown |  |  |  | Unknown | [17 empty] | 3
15475576 | PTJ11171 | PTJ 11171 |  |  | VPTJ/PCE/J11171/MB11171 | 300452982 | Existing | Unknown |  | PE 11.14 Apt Blok C (PTJ 11142) | CLOSED | CLOSED | LINK | 11.000 kV | 11 kV | GAS |  |  |  |  | F_and_G | INDKOM | 1104214123 |  | PE 11.17 ZON 7B (F1) | CUSTOMER | Unknown | NO | NONE | DISTRIBUTION | TNB | WP PUTRAJAYA & CYBERJAYA | NO | Unknown |  |  |  | NO | [5 empty] | 50 |  | 20 | PTJ11171 | NO | [7 empty] | 0
15475577 | PTJ11172 | PTJ 11172 |  |  | VPTJ/PCE/J11171/MB11171 | 300452982 | Existing | Unknown |  | PE 11.18 Zon 7A (PTJ 11181) | CLOSED | CLOSED | LINK | 11.000 kV | 11 kV | GAS |  |  |  |  | F_and_G | INDKOM | 1104214123 |  | PE 11.17 ZON 7B (F1) | CUSTOMER | Unknown | NO | NONE | DISTRIBUTION | TNB | WP PUTRAJAYA & CYBERJAYA | NO | Unknown |  |  |  | NO | [7 empty] | 20 | PTJ11172 | NO | [7 empty] | 0
15475592 | PTJ11174 | PTJ 11174 |  |  | VPTJ/PCE/J11172/MB11174 | 300452983 | Existing | Unknown |  | PE 11.14 Apt Blok C (PTJ 11145) | CLOSED | CLOSED | LINK | 11.000 kV | 11 kV | GAS |  |  |  |  | F_and_G | INDKOM | 1104214121 |  | PE 11.17 ZON 7B (F2) | SUBSTATION | Unknown | NO | NONE | DISTRIBUTION | TNB | WP PUTRAJAYA & CYBERJAYA | NO | Unknown |  |  |  | NO |  |  |  | 50 |  | 50 |  | 20 | PTJ11174 | NO | [7 empty] | 0
15475593 | PTJ11175 | PTJ 11175 |  |  | VPTJ/PCE/J11172/MB11174 | 300452983 | Existing | Unknown |  | PTJ 11184 | CLOSED | CLOSED | LINK | 11.000 kV | 11 kV | GAS |  |  |  |  | FALCON BETA | INDKOM | 1104214121 |  | PE 11.17 ZON 7B (F2) | SUBSTATION | Unknown | NO | NONE | DISTRIBUTION | TNB | WP PUTRAJAYA & CYBERJAYA | NO | Unknown |  |  |  | NO | [7 empty] | 20 | PTJ11175 | NO | [7 empty] | 0
35361487 | P01564 |  | 9656777 | 9656776 |  |  | Existing | RYB |  |  | CLOSED | CLOSED | LINK | 11.000 kV | 11 kV | GAS |  | 2002 |  |  |  | INDKOM |  |  |  | Unknown | Unknown | Unknown | Unknown | DISTRIBUTION | TNB | WP PUTRAJAYA & CYBERJAYA | Unknown | Unknown |  |  |  | Unknown |  |  |  |  | 630.000 A | 0.63 | 22 | 22 | [6 empty] | 0 | PRESINT 1 |  | 3
35361494 | P01565 |  | 9656773 | 9656772 |  |  | Existing | RYB |  |  | CLOSED | CLOSED | LINK | 11.000 kV | 11 kV | GAS |  | 2002 |  |  |  | INDKOM |  |  |  | Unknown | Unknown | Unknown | Unknown | DISTRIBUTION | TNB | WP PUTRAJAYA & CYBERJAYA | Unknown | Unknown |  |  |  | Unknown |  |  |  |  | 630.000 A | 0.63 | 22 | 22 | [6 empty] | 0 | PRESINT 1 |  | 3
35386871 | P01574 |  | 9656712 | 9656711 |  |  | Existing | RYB |  | PE 1.53 | CLOSED | CLOSED | LINK | 11.000 kV | 11 kV | Unknown |  | 2002 |  |  |  | INDKOM |  |  |  | Unknown | Unknown | Unknown | Unknown | DISTRIBUTION | TNB | WP PUTRAJAYA & CYBERJAYA | Unknown | Unknown |  |  |  | Unknown |  |  |  |  | 630.000 A | 0.63 | 22 | 22 | [6 empty] | 0 | PRESINT 9 |  | 3
35386878 | P01575 |  | 9656708 | 9656707 |  |  | Existing | RYB |  | PE 1.56 | CLOSED | CLOSED | LINK | 11.000 kV | 11 kV | Unknown |  | 2002 |  |  |  | INDKOM |  |  |  | Unknown | Unknown | Unknown | Unknown | DISTRIBUTION | TNB | WP PUTRAJAYA & CYBERJAYA | Unknown | Unknown |  |  |  | Unknown |  |  |  |  | 630.000 A | 0.63 | 22 | 22 | [6 empty] | 0 | PRESINT 9 |  | 3
35399764 | P01535 |  | 9654730 | 9654729 |  |  | Existing | RYB |  | PE 1.54 | CLOSED | CLOSED | LINK |  | 11 kV | GAS |  | 2003 |  |  |  | INDKOM |  |  |  | Unknown | Unknown | Unknown | Unknown | DISTRIBUTION | TNB | WP PUTRAJAYA & CYBERJAYA | Unknown | Unknown |  |  |  | Unknown | [14 empty] | 0 | PRESINT 1 |  | 3
35399775 | P01536 |  | 9654757 | 9654758 |  |  | Existing | RYB |  | PE 1.57 | CLOSED | CLOSED | LINK |  | 11 kV | GAS |  | 2003 |  |  |  | INDKOM |  |  |  | Unknown | Unknown | Unknown | Unknown | DISTRIBUTION | TNB | WP PUTRAJAYA & CYBERJAYA | Unknown | Unknown |  |  |  | Unknown | [14 empty] | 0 | PRESINT 1 |  | 3
35399782 | P01537 |  | 9654726 | 9654725 |  |  | Existing | RYB |  | PENGGUNA F2 | CLOSED | CLOSED | LINK |  | 11 kV | GAS |  | 2003 |  |  |  | INDKOM |  |  |  | Unknown | Unknown | Unknown | Unknown | DISTRIBUTION | TNB | WP PUTRAJAYA & CYBERJAYA | Unknown | Unknown |  |  |  | Unknown | [14 empty] | 0 | PRESINT 1 |  | 3
36095370 | [6 empty] | Existing | RYB |  |  | CLOSED | CLOSED | MAIN |  | 33 kV | [9 empty] | PPU CYBERJAYA NO 9 | Unknown | Unknown | NO | NONE | DISTRIBUTION | TNB | WP PUTRAJAYA & CYBERJAYA | NO | Unknown |  |  |  | NO | [17 empty] | 6
36095377 | [6 empty] | Existing | RYB |  |  | CLOSED | CLOSED | MAIN |  | 33 kV | [9 empty] | PPU CYBERJAYA NO 9 | Unknown | Unknown | NO | NONE | DISTRIBUTION | TNB | WP PUTRAJAYA & CYBERJAYA | NO | Unknown |  |  |  | NO | [17 empty] | 6
36095444 | [6 empty] | Existing | RYB |  |  | CLOSED | CLOSED | MAIN |  | 33 kV | [9 empty] | PPU CYBERJAYA NO 9 | Unknown | Unknown | NO | NONE | DISTRIBUTION | TNB | WP PUTRAJAYA & CYBERJAYA | NO | Unknown |  |  |  | NO | [17 empty] | 6
36095585 |  | 123 |  |  |  |  | Existing | RYB |  |  | CLOSED | CLOSED | BUSBAR COUPLER |  | 33 kV | [9 empty] | PPU CYBERJAYA NO 9 | Unknown | Unknown | NO | NONE | DISTRIBUTION | TNB | WP PUTRAJAYA & CYBERJAYA | NO | Unknown |  |  |  | NO | [17 empty] | 6
36095593 | [6 empty] | Existing | RYB |  |  | CLOSED | CLOSED | MAIN |  | 33 kV | [9 empty] | PPU CYBERJAYA NO 9 | Unknown | Unknown | NO | NONE | DISTRIBUTION | TNB | WP PUTRAJAYA & CYBERJAYA | NO | Unknown |  |  |  | NO | [17 empty] | 6
36095744 |  |  |  |  | VCBJ/PPU/G00008/NB30 | 300433167 | Existing | RYB |  |  | CLOSED | CLOSED | BUSBAR SECTION |  | 33 kV |  | 22/11/2010 |  |  |  |  | EPE |  |  | PPU CYBERJAYA NO 9 | Unknown | Unknown | NO | NONE | DISTRIBUTION | TNB | WP PUTRAJAYA & CYBERJAYA | NO | Unknown |  |  |  | NO | [17 empty] | 6
36095759 | [6 empty] | Existing | RYB |  |  | CLOSED | CLOSED | MAIN |  | 33 kV | [9 empty] | PPU CYBERJAYA NO 9 | Unknown | Unknown | NO | NONE | DISTRIBUTION | TNB | WP PUTRAJAYA & CYBERJAYA | NO | Unknown |  |  |  | NO | [17 empty] | 6
36095837 | [6 empty] | Existing | RYB |  |  | CLOSED | CLOSED | MAIN |  | 33 kV | [9 empty] | PPU CYBERJAYA NO 9 | Unknown | Unknown | NO | NONE | DISTRIBUTION | TNB | WP PUTRAJAYA & CYBERJAYA | NO | Unknown |  |  |  | NO | [17 empty] | 6
36095867 | [6 empty] | Existing | RYB |  |  | OPEN | CLOSED | MAIN |  | 33 kV | [9 empty] | PPU CYBERJAYA NO 9 | Unknown | Unknown | NO | NONE | DISTRIBUTION | TNB | WP PUTRAJAYA & CYBERJAYA | NO | Unknown |  |  |  | NO | [17 empty] | 6
36095989 | [6 empty] | Existing | RYB |  |  | OPEN | CLOSED | MAIN |  | 33 kV | [9 empty] | PPU CYBERJAYA NO 9 | Unknown | Unknown | NO | NONE | DISTRIBUTION | TNB | WP PUTRAJAYA & CYBERJAYA | NO | Unknown |  |  |  | NO | [17 empty] | 6
36096038 | [6 empty] | Existing | RYB |  |  | CLOSED | CLOSED | MAIN |  | 33 kV | [9 empty] | PPU CYBERJAYA NO 9 | Unknown | Unknown | NO | NONE | DISTRIBUTION | TNB | WP PUTRAJAYA & CYBERJAYA | NO | Unknown |  |  |  | NO | [17 empty] | 6
36096046 | [6 empty] | Existing | RYB |  |  | OPEN | CLOSED | MAIN |  | 33 kV | [9 empty] | PPU CYBERJAYA NO 9 | Unknown | Unknown | NO | NONE | DISTRIBUTION | TNB | WP PUTRAJAYA & CYBERJAYA | NO | Unknown |  |  |  | NO | [17 empty] | 6
36096084 | [6 empty] | Existing | RYB |  |  | CLOSED | CLOSED | MAIN |  | 33 kV | [9 empty] | PPU CYBERJAYA NO 9 | Unknown | Unknown | NO | NONE | DISTRIBUTION | TNB | WP PUTRAJAYA & CYBERJAYA | NO | Unknown |  |  |  | NO | [17 empty] | 6
36096181 | [6 empty] | Existing | RYB |  |  | CLOSED | CLOSED | MAIN |  | 33 kV | [9 empty] | PPU CYBERJAYA NO 9 | Unknown | Unknown | NO | NONE | DISTRIBUTION | TNB | WP PUTRAJAYA & CYBERJAYA | NO | Unknown |  |  |  | NO | [17 empty] | 6
36096292 | [6 empty] | Existing | RYB |  |  | OPEN | CLOSED | MAIN |  | 33 kV | [9 empty] | PPU CYBERJAYA NO 9 | Unknown | Unknown | NO | NONE | DISTRIBUTION | TNB | WP PUTRAJAYA & CYBERJAYA | NO | Unknown |  |  |  | NO | [17 empty] | 6
36096308 | 1S0 | 123 |  |  | VCBJ/PPU/G00008/MB1SO | 300433121 | Existing | RYB |  |  | CLOSED | CLOSED | BUSBAR SECTION |  | 33 kV |  | 22/11/2010 |  |  |  |  | SIEMENS |  |  | PPU CYBERJAYA NO 9 | Unknown | Unknown | NO | NONE | DISTRIBUTION | TNB | WP PUTRAJAYA & CYBERJAYA | NO | Unknown |  |  |  | NO | [8 empty] | 1S0 | [8 empty] | 6
36096333 | [6 empty] | Existing | RYB |  |  | OPEN | CLOSED | MAIN |  | 33 kV | [9 empty] | PPU CYBERJAYA NO 9 | Unknown | Unknown | NO | NONE | DISTRIBUTION | TNB | WP PUTRAJAYA & CYBERJAYA | NO | Unknown |  |  |  | NO | [17 empty] | 6
36096387 | [6 empty] | Existing | RYB |  |  | CLOSED | CLOSED | MAIN |  | 33 kV | [9 empty] | PPU CYBERJAYA NO 9 | Unknown | Unknown | NO | NONE | DISTRIBUTION | TNB | WP PUTRAJAYA & CYBERJAYA | NO | Unknown |  |  |  | NO | [17 empty] | 6
36096443 | [6 empty] | Existing | RYB |  |  | OPEN | CLOSED | MAIN |  | 33 kV | [9 empty] | PPU CYBERJAYA NO 9 | Unknown | Unknown | NO | NONE | DISTRIBUTION | TNB | WP PUTRAJAYA & CYBERJAYA | NO | Unknown |  |  |  | NO | [17 empty] | 6
36722288 | CBJ21891 |  |  |  | VCBJ/PCE/J21891/MB21891 | 300454631 | Existing | Unknown |  | PE 21.884 MYVILLA PRESINT 2 PARCEL A | CLOSED | CLOSED | LINK |  | 11 kV | [6 empty] | TAMCO |  |  | PE 21.89 MYVILLA P2 PARCEL B | SUBSTATION | Unknown | NO | NONE | DISTRIBUTION | TNB | WP PUTRAJAYA & CYBERJAYA | NO | Unknown |  |  |  | NO | [8 empty] | CBJ21891 | NO | [7 empty] | 0
36722289 | CBJ21894 |  |  |  | VCBJ/PCE/J21891/MB21891 | 300454631 | Existing | Unknown |  | VCB 5 PPU 5 | CLOSED | CLOSED | LINK |  | 11 kV | GAS | [5 empty] | TAMCO |  |  | PE 21.89 MYVILLA P2 PARCEL B | SUBSTATION | Unknown | NO | NONE | DISTRIBUTION | TNB | WP PUTRAJAYA & CYBERJAYA | NO | Unknown |  |  |  | NO | [8 empty] | CBJ21894 | NO | [7 empty] | 0
36722303 | CBJ21881 |  |  |  | VCBJ/PCE/J21881/MB21881 | 300455085 | Existing | Unknown |  | PE 11.352 | CLOSED | CLOSED | LINK |  | 11 kV | GAS | [5 empty] | TAMCO |  |  | PE 21.88 MYVILLA P2 PARCEL A | SUBSTATION | Unknown | NO | NONE | DISTRIBUTION | TNB | WP PUTRAJAYA & CYBERJAYA | NO | Unknown |  |  |  | NO | [8 empty] | CBJ21881 | NO | [7 empty] | 0
36722304 | CBJ21884 |  |  |  | VCBJ/PCE/J21881/MB21881 | 300455085 | Existing | Unknown |  | PE 21.891 MYVILLA PRESINT 2 PARCEL B | CLOSED | CLOSED | LINK |  | 11 kV | GAS | [5 empty] | TAMCO |  |  | PE 21.88 MYVILLA P2 PARCEL A | SUBSTATION | Unknown | NO | NONE | DISTRIBUTION | TNB | WP PUTRAJAYA & CYBERJAYA | NO | Unknown |  |  |  | NO | [8 empty] | CBJ21884 | NO | [7 empty] | 0
256930292 | PTJ18265 |  | 26632601 | 26632630 |  |  | Existing | RYB |  |  | CLOSED | CLOSED | LINK | 12.000 kV | 11 kV | GAS |  | 2007 | 0733S143 |  |  | OMAZABAL |  |  |  | Unknown | Unknown | Unknown | Unknown | DISTRIBUTION | TNB | WP PUTRAJAYA & CYBERJAYA | Unknown | Unknown |  |  |  | Unknown |  |  |  |  | 630.000 A | 20 | 50 | 50 | [6 empty] | 0 | PE 18.26 |  | 3
256930317 | PTJ18266 |  | 26632668 |  |  |  | Existing | RYB |  |  | CLOSED | CLOSED | LINK | 12.000 kV | 11 kV | GAS |  | 2007 | 0733S143 |  |  | OMAZABAL |  |  |  | Unknown | Unknown | Unknown | Unknown | DISTRIBUTION | TNB | WP PUTRAJAYA & CYBERJAYA | Unknown | Unknown |  |  |  | Unknown |  |  |  |  | 630.000 A | 20 | 50 | 50 | [6 empty] | 0 | PE 18.26 |  | 3
256930572 | PTJ11288 |  | 26658445 | 26658476 | VPTJ/PCE/J11282/MB11285 | 300281055 | Existing | RYB |  |  | CLOSED | CLOSED | LINK | 12.000 kV | 11 kV | GAS | 2009-03-09 | 2009 | D296002 |  | FALCON BETA | TAMCO |  |  | PE 11.28 APT ZON 6B (F2) | Unknown | Unknown | Unknown | Unknown | DISTRIBUTION | TNB | WP PUTRAJAYA & CYBERJAYA | Unknown | Unknown |  |  |  | Unknown |  |  |  |  | 630.000 A | 20 | 20 | 20 | PTJ11288 | [5 empty] | 0 | PE 11.28 |  | 3
256930584 | PTJ11285 |  | 26658453 | 26658481 | VPTJ/PCE/J11282/MB11285 | 300281055 | Existing | RYB |  |  | CLOSED | CLOSED | LINK | 12.000 kV | 11 kV | GAS | 2009-03-09 | 2009 | D296002 |  | FALCON BETA | TAMCO |  |  | PE 11.28 APT ZON 6B (F2) | Unknown | Unknown | Unknown | Unknown | DISTRIBUTION | TNB | WP PUTRAJAYA & CYBERJAYA | Unknown | Unknown |  |  |  | Unknown |  |  |  |  | 630.000 A | 20 | 20 | 20 | PTJ11285 | [5 empty] | 0 | PE 11.28 |  | 3
256930588 | PTJ11284 |  | 26658454 | 26658495 | VPTJ/PCE/J11281/MB11281 | 300281054 | Existing | RYB |  |  | CLOSED | CLOSED | LINK | 12.000 kV | 11 kV | GAS | 2009-03-09 | 2009 | D296014 |  | FALCON BETA | TAMCO |  |  | PE 11.28 APT ZON 6B (F1) | Unknown | Unknown | Unknown | Unknown | DISTRIBUTION | TNB | WP PUTRAJAYA & CYBERJAYA | Unknown | Unknown |  |  |  | Unknown |  |  |  |  | 630.000 A | 20 | 20 | 20 | PTJ11284 | [5 empty] | 0 | PE 11.28 |  | 3
256930602 | PTJ11281 |  | 26658466 | 26658507 | VPTJ/PCE/J11281/MB11281 | 300281054 | Existing | RYB |  |  | CLOSED | CLOSED | LINK | 12.000 kV | 11 kV | GAS | 2009-03-09 | 2009 | D296014 |  | FALCON BETA | TAMCO |  |  | PE 11.28 APT ZON 6B (F1) | Unknown | Unknown | Unknown | Unknown | DISTRIBUTION | TNB | WP PUTRAJAYA & CYBERJAYA | Unknown | Unknown |  |  |  | Unknown |  |  |  |  | 630.000 A | 20 | 20 | 20 | PTJ11281 | [5 empty] | 0 | PE 11.28 |  | 3
257015494 | PTJ14031 |  | 9451536 | 9451535 | VPTJ/PCE/J14031/MB14031 | 300281106 | Existing | RYB |  | PE 14.14 | CLOSED | CLOSED | LINK | 11.000 kV | 11 kV | GAS | 14/03/2005 | 0 |  |  |  | SCHNEIDER |  |  | PE 14.03 C/S S/L | Unknown | Unknown | Unknown | Unknown | DISTRIBUTION | TNB | WP PUTRAJAYA & CYBERJAYA | Unknown | Unknown |  |  |  | Unknown |  |  |  |  | 630.000 A |  |  |  | PTJ14031 | [5 empty] | 0 | PRESINT 14 |  | 3
257015498 | PTJ14033 |  | 9451540 | 9451539 | VPTJ/PCE/J14031/MB14031 | 300281106 | Existing | RYB |  | PE 14.13 | CLOSED | CLOSED | LINK | 11.000 kV | 11 kV | GAS | 14/03/2005 | 0 |  |  |  | SCHNEIDER |  |  | PE 14.03 C/S S/L | Unknown | Unknown | Unknown | Unknown | DISTRIBUTION | TNB | WP PUTRAJAYA & CYBERJAYA | Unknown | Unknown |  |  |  | Unknown |  |  |  |  | 630.000 A |  |  |  | PTJ14033 | [5 empty] | 0 | PRESINT 14 |  | 3
257015521 | PTJ15021 |  | 9452276 | 9452275 | VPTJ/PCE/J15021/MB15021 | 300281144 | Existing | RYB |  | SS 15.01 | OPEN | OPEN | LINK | 12.000 kV | 11 kV | GAS | 1999-08-10 | 0 |  |  |  | SCHNEIDER |  |  | PE 15.02 RD F 1 | Unknown | Unknown | Unknown | Unknown | DISTRIBUTION | TNB | WP PUTRAJAYA & CYBERJAYA | Unknown | Unknown |  |  |  | Unknown |  |  |  |  | 630.000 A |  |  |  | PTJ15021 | [5 empty] | 0 | PRESINT 15 |  | 3
257015525 | PTJ15023 |  | 9452280 | 9452279 | VPTJ/PCE/J15021/MB15021 | 300281144 | Existing | RYB |  | PE 15.04 | CLOSED | CLOSED | LINK | 12.000 kV | 11 kV | GAS | 1999-08-10 | 0 |  |  |  | SCHNEIDER |  |  | PE 15.02 RD F 1 | Unknown | Unknown | Unknown | Unknown | DISTRIBUTION | TNB | WP PUTRAJAYA & CYBERJAYA | Unknown | Unknown |  |  |  | Unknown |  |  |  |  | 630.000 A |  |  |  | PTJ15023 | [5 empty] | 0 | PRESINT 15 |  | 3
257017448 | P15066 |  | 9457535 | 9457534 |  |  | Existing | RYB |  | PE 15.07 | CLOSED | CLOSED | LINK | 12.000 kV | 11 kV | GAS |  | 2005 |  |  |  | TAMCO |  |  |  | Unknown | Unknown | Unknown | Unknown | DISTRIBUTION | TNB | WP PUTRAJAYA & CYBERJAYA | Unknown | Unknown |  |  |  | Unknown |  |  |  |  | 630.000 A | [9 empty] | 0 | PRESINT 15 |  | 3
257017452 | P15064 |  | 9457542 | 9457541 |  |  | Existing | RYB |  | PE 15.05 | CLOSED | CLOSED | LINK | 12.000 kV | 11 kV | GAS |  | 2005 |  |  |  | TAMCO |  |  |  | Unknown | Unknown | Unknown | Unknown | DISTRIBUTION | TNB | WP PUTRAJAYA & CYBERJAYA | Unknown | Unknown |  |  |  | Unknown |  |  |  |  | 630.000 A | [9 empty] | 0 | PRESINT 15 |  | 3
257017822 | PTJ11455 |  | 9617583 | 9617582 | VPTJ/PCE/J11452/MB11454 | 300281088 | Existing | RYB |  | PE 11.35 | CLOSED | CLOSED | LINK | 11.000 kV | 11 kV | GAS | 20/05/2004 | 1999 |  |  |  | INDKOM |  |  | PE 11.45 SEK MEN (F2) | Unknown | Unknown | Unknown | Unknown | DISTRIBUTION | TNB | WP PUTRAJAYA & CYBERJAYA | Unknown | Unknown |  |  |  | Unknown |  |  |  |  | 630.000 A | 0.63 | 22 | 22 | PTJ11455 | [5 empty] | 0 | PRESINT 11 |  | 3
257017827 | PTJ11454 |  | 9617599 | 9617598 | VPTJ/PCE/J11452/MB11454 | 300281088 | Existing | RYB |  | PE 11.30 | CLOSED | CLOSED | LINK | 11.000 kV | 11 kV | GAS | 20/05/2004 | 1999 |  |  |  | INDKOM |  |  | PE 11.45 SEK MEN (F2) | Unknown | Unknown | Unknown | Unknown | DISTRIBUTION | TNB | WP PUTRAJAYA & CYBERJAYA | Unknown | Unknown |  |  |  | Unknown |  |  |  |  | 630.000 A | 0.63 | 22 | 22 | PTJ11454 | [5 empty] | 0 | PRESINT 11 |  | 3
257017831 | PTJ11452 |  | 9617601 | 9617600 | VPTJ/PCE/J11451/MB11451 | 300281086 | Existing | RYB |  | PE 11.35 | CLOSED | CLOSED | LINK | 11.000 kV | 11 kV | GAS | 20/05/2004 | 1999 |  |  |  | INDKOM |  |  | PE 11.45 SEK MEN (F1) | Unknown | Unknown | Unknown | Unknown | DISTRIBUTION | TNB | WP PUTRAJAYA & CYBERJAYA | Unknown | Unknown |  |  |  | Unknown |  |  |  |  | 630.000 A | 0.63 | 22 | 22 | PTJ11452 | [5 empty] | 0 | PRESINT 11 |  | 3
257017835 | PTJ11451 |  | 9617605 | 9617604 | VPTJ/PCE/J11451/MB11451 | 300281086 | Existing | RYB |  | PE 11.30 | CLOSED | CLOSED | LINK | 11.000 kV | 11 kV | GAS | 20/05/2004 | 1999 |  |  |  | INDKOM |  |  | PE 11.45 SEK MEN (F1) | Unknown | Unknown | Unknown | Unknown | DISTRIBUTION | TNB | WP PUTRAJAYA & CYBERJAYA | Unknown | Unknown |  |  |  | Unknown |  |  |  |  | 630.000 A | 0.63 | 22 | 22 | PTJ11451 | [5 empty] | 0 | PRESINT 11 |  | 3
257021918 | PTJ11305 |  | 9618231 | 9618230 | VPTJ/PCE/J11302/MB11304 | 300281057 | Existing | RYB |  | PE 11.45 | CLOSED | CLOSED | LINK | 11.000 kV | 11 kV | GAS | 16/07/2002 | 2001 |  |  |  | INDKOM |  |  | PE 11.30 SEK REN (EFI) (F2) | Unknown | Unknown | Unknown | Unknown | DISTRIBUTION | TNB | WP PUTRAJAYA & CYBERJAYA | Unknown | Unknown |  |  |  | Unknown |  |  |  |  | 630.000 A | 0.63 | 22 | 22 | PTJ11305 | [5 empty] | 0 | PRESINT 11 |  | 3
257021922 | PTJ11304 |  | 9618238 | 9618237 | VPTJ/PCE/J11302/MB11304 | 300281057 | Existing | RYB |  | PE 11.36 | CLOSED | CLOSED | LINK | 11.000 kV | 11 kV | GAS | 16/07/2002 | 2001 |  |  |  | INDKOM |  |  | PE 11.30 SEK REN (EFI) (F2) | Unknown | Unknown | Unknown | Unknown | DISTRIBUTION | TNB | WP PUTRAJAYA & CYBERJAYA | Unknown | Unknown |  |  |  | Unknown |  |  |  |  | 630.000 A | 0.63 | 22 | 22 | PTJ11304 | [5 empty] | 0 | PRESINT 11 |  | 3
257021926 | PTJ11302 |  | 9618245 | 9618244 | VPTJ/PCE/J11301/MB11301 | 300281056 | Existing | RYB |  | PE 11.45 | CLOSED | CLOSED | LINK | 11.000 kV | 11 kV | GAS | 16/07/2002 | 2001 |  |  |  | INDKOM |  |  | PE 11.30 SEK REN (EFI) (F1) | Unknown | Unknown | Unknown | Unknown | DISTRIBUTION | TNB | WP PUTRAJAYA & CYBERJAYA | Unknown | Unknown |  |  |  | Unknown |  |  |  |  | 630.000 A | 0.63 | 22 | 22 | PTJ11302 | [5 empty] | 0 | PRESINT 11 |  | 3
257021930 | PTJ11301 |  | 9618249 | 9618248 | VPTJ/PCE/J11301/MB11301 | 300281056 | Existing | RYB |  | PE 11.36 | CLOSED | CLOSED | LINK | 11.000 kV | 11 kV | GAS | 16/07/2002 | 2001 |  |  |  | INDKOM |  |  | PE 11.30 SEK REN (EFI) (F1) | Unknown | Unknown | Unknown | Unknown | DISTRIBUTION | TNB | WP PUTRAJAYA & CYBERJAYA | Unknown | Unknown |  |  |  | Unknown |  |  |  |  | 630.000 A | 0.63 | 22 | 22 | PTJ11301 | [5 empty] | 0 | PRESINT 11 |  | 3
257030881 | PTJ02062 |  | 9434434 | 9434433 | VPTJ/PCE/J02061/MB02061 | 300280633 | Existing | RYB |  | PE 2.05 | CLOSED | CLOSED | LINK | 11000.000 kV | 11 kV | GAS | 2002-06-07 | 2002 |  |  |  | INDKOM |  |  | PE 2.06 PS 15 (F1) | Unknown | Unknown | Unknown | Unknown | DISTRIBUTION | TNB | WP PUTRAJAYA & CYBERJAYA | Unknown | Unknown |  |  |  | Unknown |  |  |  |  | 630.000 A | 0.63 | 22 | 22 | PTJ02062 | [5 empty] | 0 | PRESINT 3 |  | 3
257030886 | PTJ02061 |  | 9434448 | 9434447 | VPTJ/PCE/J02061/MB02061 | 300280633 | Existing | RYB |  | PE 2.07 | CLOSED | CLOSED | LINK | 11000.000 kV | 11 kV | GAS | 2002-06-07 | 2002 |  |  |  | INDKOM |  |  | PE 2.06 PS 15 (F1) | Unknown | Unknown | Unknown | Unknown | DISTRIBUTION | TNB | WP PUTRAJAYA & CYBERJAYA | Unknown | Unknown |  |  |  | Unknown |  |  |  |  | 630.000 A | 0.63 | 22 | 22 | PTJ02061 | [5 empty] | 0 | PRESINT 3 |  | 3
257035830 | C21436 |  | 9481779 | 9481778 |  |  | Existing | RYB |  | PE 21.42 | CLOSED | CLOSED | LINK | 11.000 kV | 11 kV | GAS |  | 2003 |  |  |  | ABB |  |  |  | Unknown | Unknown | Unknown | Unknown | DISTRIBUTION | TNB | WP PUTRAJAYA & CYBERJAYA | Unknown | Unknown |  |  |  | Unknown |  |  |  |  | 630.000 A | [9 empty] | 0 | CYBERJAYA |  | 3
257035839 | C21434 |  | 9481797 | 9481796 |  |  | Existing | RYB |  | PE 21.44 | CLOSED | CLOSED | LINK | 11.000 kV | 11 kV | GAS |  | 2003 |  |  |  | ABB |  |  |  | Unknown | Unknown | Unknown | Unknown | DISTRIBUTION | TNB | WP PUTRAJAYA & CYBERJAYA | Unknown | Unknown |  |  |  | Unknown |  |  |  |  | 630.000 A | [9 empty] | 0 | CYBERJAYA |  | 3
257035884 | P08015 |  | 9441546 | 9441545 |  |  | Existing | RYB |  | PE 8.02 | CLOSED | CLOSED | LINK | 11.000 kV | 11 kV | GAS |  | 2002 |  |  |  | Unknown |  |  |  | Unknown | Unknown | Unknown | Unknown | DISTRIBUTION | TNB | WP PUTRAJAYA & CYBERJAYA | Unknown | Unknown |  |  |  | Unknown |  |  |  |  | 630.000 A | 0.63 | 22 | 22 | [6 empty] | 0 | PRESINT 7 |  | 3
257035889 | P08014 |  | 9441561 | 9441560 |  |  | Existing | RYB |  | PPU 2-12 PJ | CLOSED | CLOSED | LINK | 11.000 kV | 11 kV | GAS |  | 2002 |  |  |  | INDKOM |  |  |  | Unknown | Unknown | Unknown | Unknown | DISTRIBUTION | TNB | WP PUTRAJAYA & CYBERJAYA | Unknown | Unknown |  |  |  | Unknown |  |  |  |  | 630.000 A | 0.63 | 22 | 22 | [6 empty] | 0 | PRESINT 8 |  | 3
257035992 | P08125 |  | 9442509 | 9442508 |  |  | Existing | RYB |  | PE 8.21 | CLOSED | CLOSED | LINK | 11.000 kV | 11 kV | GAS |  | 2000 |  |  |  | INDKOM |  |  |  | Unknown | Unknown | Unknown | Unknown | DISTRIBUTION | TNB | WP PUTRAJAYA & CYBERJAYA | Unknown | Unknown |  |  |  | Unknown |  |  |  |  | 630.000 A | 0.63 | 22 | 22 | [6 empty] | 0 | PRESINT 8 |  | 3
257035997 | P08124 |  | 9442524 | 9442523 |  |  | Existing | RYB |  | PPU 5-9 PJ | CLOSED | CLOSED | LINK | 11.000 kV | 11 kV | GAS |  | 2000 |  |  |  | INDKOM |  |  |  | Unknown | Unknown | Unknown | Unknown | DISTRIBUTION | TNB | WP PUTRAJAYA & CYBERJAYA | Unknown | Unknown |  |  |  | Unknown |  |  |  |  | 630.000 A | 0.63 | 22 | 22 | [6 empty] | 0 | PRESINT 8 |  | 3
257039357 | PTJ 17048 |  | 9808370 | 9808369 |  |  | Existing | RYB |  |  | CLOSED | CLOSED | LINK |  | 11 kV | Unknown |  | 0 |  |  |  | Unknown |  |  |  | Unknown | Unknown | Unknown | Unknown | DISTRIBUTION | TNB | WP PUTRAJAYA & CYBERJAYA | Unknown | Unknown |  |  |  | Unknown | [14 empty] | 0 |  |  | 3
257039367 | PTJ 17145 |  | 9808393 | 9808392 |  |  | Existing | RYB |  |  | CLOSED | CLOSED | LINK |  | 11 kV | Unknown |  | 0 |  |  |  | Unknown |  |  |  | Unknown | Unknown | Unknown | Unknown | DISTRIBUTION | TNB | WP PUTRAJAYA & CYBERJAYA | Unknown | Unknown |  |  |  | Unknown | [14 empty] | 0 |  |  | 3
257039431 | P17055 |  | 9808287 | 9808286 |  |  | Existing | RYB |  |  | CLOSED | CLOSED | LINK |  | 11 kV | Unknown |  | 0 |  |  |  | Unknown |  |  |  | Unknown | Unknown | Unknown | Unknown | DISTRIBUTION | TNB | WP PUTRAJAYA & CYBERJAYA | Unknown | Unknown |  |  |  | Unknown | [14 empty] | 0 |  |  | 3
257039441 | P17058 |  | 9808424 | 9808425 |  |  | Existing | RYB |  |  | CLOSED | CLOSED | LINK |  | 11 kV | Unknown |  | 0 |  |  |  | Unknown |  |  |  | Unknown | Unknown | Unknown | Unknown | DISTRIBUTION | TNB | WP PUTRAJAYA & CYBERJAYA | Unknown | Unknown |  |  |  | Unknown | [14 empty] | 0 |  |  | 3
257039954 | PTJ14223 |  | 9831859 | 9831858 | VPTJ/PCE/J14221/MB14221 | 300281130 | Existing | RYB |  | PTJ14334 PE 14.33 (F2) | CLOSED | CLOSED | LINK | 12.000 kV | 11 kV | GAS | 2007-03-09 | 2006 |  |  |  | TAMCO |  |  | PE 14.22 KOMPLEKS SEK MEN (F1) | Unknown | Unknown | Unknown | Unknown | DISTRIBUTION | TNB | WP PUTRAJAYA & CYBERJAYA | Unknown | Unknown |  |  |  | Unknown |  |  |  |  | 630.000 A | 25 | 20 | 20 | PTJ14223 | [5 empty] | 0 | PE 14.22 |  | 3
257039959 | PTJ14221 |  | 9831871 | 9831870 | VPTJ/PCE/J14221/MB14221 | 300281130 | Existing | RYB |  | PE 14.13 | CLOSED | CLOSED | LINK | 12.000 kV | 11 kV | GAS | 2007-03-09 | 2007 |  |  |  | TAMCO |  |  | PE 14.22 KOMPLEKS SEK MEN (F1) | Unknown | Unknown | Unknown | Unknown | DISTRIBUTION | TNB | WP PUTRAJAYA & CYBERJAYA | Unknown | Unknown |  |  |  | Unknown |  |  |  |  | 630.000 A | 25 | 12 | 12 | PTJ14221 | [5 empty] | 0 | PE 14.22 |  | 3
257042336 | P09286 |  | 9445228 | 9445227 |  |  | Existing | RYB |  | PE 9.14 | CLOSED | CLOSED | LINK | 11.000 kV | 11 kV | GAS |  | 2003 |  |  |  | ABB |  |  |  | Unknown | Unknown | Unknown | Unknown | DISTRIBUTION | TNB | WP PUTRAJAYA & CYBERJAYA | Unknown | Unknown |  |  |  | Unknown |  |  |  |  | 630.000 A | 0.63 | [8 empty] | 0 | PRESINT 9 |  | 3
257042341 | P09284 |  | 9445243 | 9445242 |  |  | Existing | RYB |  | PE 9.27 | CLOSED | CLOSED | LINK | 11.000 kV | 11 kV | GAS |  | 2003 |  |  |  | ABB |  |  |  | Unknown | Unknown | Unknown | Unknown | DISTRIBUTION | TNB | WP PUTRAJAYA & CYBERJAYA | Unknown | Unknown |  |  |  | Unknown |  |  |  |  | 630.000 A | 0.63 | [8 empty] | 0 | PRESINT 9 |  | 3
257042390 | P09135 |  | 9443773 | 9443772 |  |  | Existing | RYB |  | PE 9.27 | CLOSED | CLOSED | LINK | 11.000 kV | 11 kV | GAS |  | 2000 |  |  |  | INDKOM |  |  |  | Unknown | Unknown | Unknown | Unknown | DISTRIBUTION | TNB | WP PUTRAJAYA & CYBERJAYA | Unknown | Unknown |  |  |  | Unknown | [14 empty] | 0 | PRESINT 9 |  | 3
257042395 | P09134 |  | 9443788 | 9443787 |  |  | Existing | RYB |  | PE 9.12 | CLOSED | CLOSED | LINK | 11.000 kV | 11 kV | GAS |  | 2000 |  |  |  | INDKOM |  |  |  | Unknown | Unknown | Unknown | Unknown | DISTRIBUTION | TNB | WP PUTRAJAYA & CYBERJAYA | Unknown | Unknown |  |  |  | Unknown | [14 empty] | 0 | PRESINT 9 |  | 3
257042444 | P09045 |  | 9444494 | 9444493 |  |  | Existing | RYB |  |  | CLOSED | CLOSED | LINK | 11.000 kV | 11 kV | GAS |  | 0 |  |  |  | INDKOM |  |  |  | Unknown | Unknown | Unknown | Unknown | DISTRIBUTION | TNB | WP PUTRAJAYA & CYBERJAYA | Unknown | Unknown |  |  |  | Unknown | [14 empty] | 0 | PRESINT 9 |  | 3
257042449 | P09044 |  | 9444509 | 9444508 |  |  | Existing | RYB |  |  | CLOSED | CLOSED | LINK | 11.000 kV | 11 kV | GAS |  | 0 |  |  |  | INDKOM |  |  |  | Unknown | Unknown | Unknown | Unknown | DISTRIBUTION | TNB | WP PUTRAJAYA & CYBERJAYA | Unknown | Unknown |  |  |  | Unknown | [14 empty] | 0 | PRESINT 9 |  | 3
257046948 | P09025 |  | 9444398 | 9444397 |  |  | Existing | RYB |  | PE 9.02 | CLOSED | CLOSED | LINK | 11.000 kV | 11 kV | GAS |  | 2000 |  |  |  | INDKOM |  |  |  | Unknown | Unknown | Unknown | Unknown | DISTRIBUTION | TNB | WP PUTRAJAYA & CYBERJAYA | Unknown | Unknown |  |  |  | Unknown | [14 empty] | 0 | PRESINT 9 |  | 3
257046953 | P09024 |  | 9444413 | 9444412 |  |  | Existing | RYB |  | PE 9.01 | CLOSED | CLOSED | LINK | 11.000 kV | 11 kV | GAS |  | 2000 |  |  |  | INDKOM |  |  |  | Unknown | Unknown | Unknown | Unknown | DISTRIBUTION | TNB | WP PUTRAJAYA & CYBERJAYA | Unknown | Unknown |  |  |  | Unknown | [14 empty] | 0 | PRESINT 9 |  | 3
257047451 | P10142 |  | 9550359 | 9550358 |  |  | Existing | RYB |  | PE 10.12 | CLOSED | CLOSED | LINK | 11.000 kV | 11 kV | GAS |  | 2004 |  |  |  | INDKOM |  |  |  | Unknown | Unknown | Unknown | Unknown | DISTRIBUTION | TNB | WP PUTRAJAYA & CYBERJAYA | Unknown | Unknown |  |  |  | Unknown |  |  |  |  | 630.000 A | 0.63 | 22 | 22 | [6 empty] | 0 | PRESINT 10 |  | 3
257047456 | P10141 |  | 9550373 | 9550372 |  |  | Existing | RYB |  | PE 10.05 | OPEN | OPEN | LINK | 11.000 kV | 11 kV | GAS |  | 2004 |  |  |  | INDKOM |  |  |  | Unknown | Unknown | Unknown | Unknown | DISTRIBUTION | TNB | WP PUTRAJAYA & CYBERJAYA | Unknown | Unknown |  |  |  | Unknown |  |  |  |  | 630.000 A | 0.63 | 22 | 22 | [6 empty] | 0 | PRESINT 10 |  | 3
257056748 | P18091 |  | 9463935 | 9463934 |  |  | Existing | RYB |  | PE 18.10 | CLOSED | CLOSED | LINK | 11.000 kV | 11 kV | GAS |  | 2005 |  |  |  | SCHNEIDER |  |  |  | Unknown | Unknown | Unknown | Unknown | DISTRIBUTION | TNB | WP PUTRAJAYA & CYBERJAYA | Unknown | Unknown |  |  |  | Unknown |  |  |  |  | 630.000 A | 0.63 | 22 | 22 | [6 empty] | 0 | PRESINT 18 |  | 3
257056752 | P18093 |  | 9463939 | 9463938 |  |  | Existing | RYB |  | PPU 17 PJ | CLOSED | CLOSED | LINK | 11.000 kV | 11 kV | GAS |  | 2005 |  |  |  | SCHNEIDER |  |  |  | Unknown | Unknown | Unknown | Unknown | DISTRIBUTION | TNB | WP PUTRAJAYA & CYBERJAYA | Unknown | Unknown |  |  |  | Unknown |  |  |  |  | 630.000 A | 0.63 | 22 | 22 | [6 empty] | 0 | PRESINT 18 |  | 3
257204227 | CBJ22406 |  | 9481131 | 9481130 | VCBJ/PCE/J22402/MB22404 | 300280500 | Existing | RYB |  | CBJ24401 PE 24.40 LAMAN VIEW | CLOSED | CLOSED | LINK | 12.000 kV | 11 kV | GAS | 15/03/2005 | 2004 |  |  |  | TAMCO |  |  | PE 22.40 POLIS CJ F2 | Unknown | Unknown | Unknown | Unknown | DISTRIBUTION | TNB | WP PUTRAJAYA & CYBERJAYA | Unknown | Unknown |  |  |  | Unknown |  |  |  |  | 630.000 A |  | 20 | 20 | CBJ22406 | [5 empty] | 0 | CYBERJAYA |  | 3
257204232 | CBJ22404 |  | 9481146 | 9481145 | VCBJ/PCE/J22402/MB22404 | 300280500 | Existing | RYB |  | PE 22.37 | CLOSED | CLOSED | LINK | 12.000 kV | 11 kV | GAS | 15/03/2005 | 2004 |  |  |  | TAMCO |  |  | PE 22.40 POLIS CJ F2 | Unknown | Unknown | Unknown | Unknown | DISTRIBUTION | TNB | WP PUTRAJAYA & CYBERJAYA | Unknown | Unknown |  |  |  | Unknown |  |  |  |  | 630.000 A |  | 20 | 20 | CBJ22404 | [5 empty] | 0 | CYBERJAYA |  | 3
257204236 | CBJ22403 |  | 9481149 | 9481148 | VCBJ/PCE/J22401/MB22401 | 300280499 | Existing | RYB |  | PPU 7 CJ | CLOSED | CLOSED | LINK | 12.000 kV | 11 kV | GAS | 15/03/2005 | 2004 |  |  |  | TAMCO |  |  | PE 22.40 POLIS CJ F1 | Unknown | Unknown | Unknown | Unknown | DISTRIBUTION | TNB | WP PUTRAJAYA & CYBERJAYA | Unknown | Unknown |  |  |  | Unknown |  |  |  |  | 630.000 A |  | 20 | 20 | CBJ22403 | [5 empty] | 0 | CYBERJAYA |  | 3
257204241 | CBJ22401 |  | 9481163 | 9481162 | VCBJ/PCE/J22401/MB22401 | 300280499 | Existing | RYB |  | PE 22.37 | CLOSED | CLOSED | LINK | 12.000 kV | 11 kV | GAS | 15/03/2005 | 2004 |  |  |  | TAMCO |  |  | PE 22.40 POLIS CJ F1 | Unknown | Unknown | Unknown | Unknown | DISTRIBUTION | TNB | WP PUTRAJAYA & CYBERJAYA | Unknown | Unknown |  |  |  | Unknown |  |  |  |  | 630.000 A |  | 20 | 20 | CBJ22401 | [5 empty] | 0 | CYBERJAYA |  | 3
257213842 | B/S-C22083 |  | 9481221 | 9481220 |  |  | Existing | RYB | PPU CJ 9-5 | BUS SECTION | OPEN | OPEN | BUSBAR SECTION | 12.000 kV | 11 kV | VACUMM |  | 2000 |  |  |  | EPE |  |  | SS E-VILLAGE | Unknown | Unknown | Unknown | Unknown | DISTRIBUTION | TNB | WP PUTRAJAYA & CYBERJAYA | Unknown | Unknown |  |  |  | Unknown |  |  |  |  | 630.000 A |  | 25 | 25 | [6 empty] | 0 | CYBERJAYA |  | 3
257213853 | B/S-C22086 |  | 9481762 | 9481219 |  |  | Existing | RYB | PPU CJ 9-5 | BUC SECTION | CLOSED | CLOSED | BUSBAR SECTION | 12.000 kV | 11 kV | VACUMM |  | 2000 |  |  |  | EPE |  |  | SS E-VILLAGE | Unknown | Unknown | Unknown | Unknown | DISTRIBUTION | TNB | WP PUTRAJAYA & CYBERJAYA | Unknown | Unknown |  |  |  | Unknown |  |  |  |  | 630.000 A |  | 25 | 25 | [6 empty] | 0 | CYBERJAYA |  | 3
257216800 | P07075 |  | 9441498 | 9441497 |  |  | Existing | RYB |  | PE7.03 | CLOSED | CLOSED | LINK | 11.000 kV | 11 kV | GAS |  | 2002 |  |  |  | INDKOM |  |  |  | Unknown | Unknown | Unknown | Unknown | DISTRIBUTION | TNB | WP PUTRAJAYA & CYBERJAYA | Unknown | Unknown |  |  |  | Unknown |  |  |  |  | 630.000 A | 0.63 | 22 | 22 | [6 empty] | 0 | PRESINT 7 |  | 3
257216805 | P07074 |  | 9441513 | 9441512 |  |  | Existing | RYB |  | PE7.06 | CLOSED | CLOSED | LINK | 11.000 kV | 11 kV | GAS |  | 2002 |  |  |  | INDKOM |  |  |  | Unknown | Unknown | Unknown | Unknown | DISTRIBUTION | TNB | WP PUTRAJAYA & CYBERJAYA | Unknown | Unknown |  |  |  | Unknown |  |  |  |  | 630.000 A | 0.63 | 22 | 22 | [6 empty] | 0 | PRESINT 7 |  | 3
257223003 | P08215 |  | 9443541 | 9443540 |  |  | Existing | RYB |  | PE 8.12 | CLOSED | CLOSED | LINK | 11.000 kV | 11 kV | GAS |  | 2001 |  |  |  | INDKOM |  |  |  | Unknown | Unknown | Unknown | Unknown | DISTRIBUTION | TNB | WP PUTRAJAYA & CYBERJAYA | Unknown | Unknown |  |  |  | Unknown | [14 empty] | 0 | PRESINT 8 |  | 3
257223008 | P08214 |  | 9443556 | 9443555 |  |  | Existing | RYB |  | PE 8.20 | CLOSED | CLOSED | LINK | 11.000 kV | 11 kV | GAS |  | 2001 |  |  |  | INDKOM |  |  |  | Unknown | Unknown | Unknown | Unknown | DISTRIBUTION | TNB | WP PUTRAJAYA & CYBERJAYA | Unknown | Unknown |  |  |  | Unknown | [14 empty] | 0 | PRESINT 8 |  | 3
257232971 | P02175 |  | 9434564 | 9434563 |  |  | Existing | RYB |  | PE 2.18 | CLOSED | CLOSED | LINK | 11.000 kV | 11 kV | GAS |  | 2003 |  |  |  | INDKOM |  |  |  | Unknown | Unknown | Unknown | Unknown | DISTRIBUTION | TNB | WP PUTRAJAYA & CYBERJAYA | Unknown | Unknown |  |  |  | Unknown |  |  |  |  | 630.000 A |  | 22 | 22 | [6 empty] | 0 | PRESINT 2 |  | 3
257232976 | P02174 |  | 9434579 | 9434578 |  |  | Existing | RYB |  | PE2.03 | CLOSED | CLOSED | LINK | 11.000 kV | 11 kV | GAS |  | 2003 |  |  |  | INDKOM |  |  |  | Unknown | Unknown | Unknown | Unknown | DISTRIBUTION | TNB | WP PUTRAJAYA & CYBERJAYA | Unknown | Unknown |  |  |  | Unknown |  |  |  |  | 630.000 A |  | 22 | 22 | [6 empty] | 0 | PRESINT 2 |  | 3
257274749 | P09244 |  | 9547174 | 9547173 |  |  | Existing | RYB |  | PE 9.23 | CLOSED | CLOSED | LINK | 11.000 kV | 11 kV | GAS |  | 2000 |  |  |  | INDKOM |  |  |  | Unknown | Unknown | Unknown | Unknown | DISTRIBUTION | TNB | WP PUTRAJAYA & CYBERJAYA | Unknown | Unknown |  |  |  | Unknown |  |  |  |  | 630.000 A | 0.63 | 22 | 22 | [6 empty] | 0 | PRESINT 9 |  | 3
257274753 | P09245 |  | 9547178 | 9547177 |  |  | Existing | RYB |  | PE 9.25 | CLOSED | CLOSED | LINK | 11.000 kV | 11 kV | GAS |  | 2000 |  |  |  | INDKOM |  |  |  | Unknown | Unknown | Unknown | Unknown | DISTRIBUTION | TNB | WP PUTRAJAYA & CYBERJAYA | Unknown | Unknown |  |  |  | Unknown |  |  |  |  | 630.000 A | 0.63 | 22 | 22 | [6 empty] | 0 | PRESINT 9 |  | 3
257275450 | C23026 |  | 9795680 | 9795679 |  |  | Existing | RYB |  | PE 23.01 | CLOSED | CLOSED | LINK | 11.000 kV | 11 kV | GAS |  | 0 |  |  |  | MERLIN GERIN |  |  |  | Unknown | Unknown | Unknown | Unknown | DISTRIBUTION | TNB | WP PUTRAJAYA & CYBERJAYA | Unknown | Unknown |  |  |  | Unknown |  |  |  |  | 630.000 A |  | 18.5 | 18.5 | [6 empty] | 0 | CYBERJAYA |  | 3
257275458 | C23025 |  | 9795691 | 9795690 |  |  | Existing | RYB |  | VCB PENGGUNA 2 | CLOSED | CLOSED | LINK | 11.000 kV | 11 kV | GAS |  | 0 |  |  |  | MERLIN GERIN |  |  |  | Unknown | Unknown | Unknown | Unknown | DISTRIBUTION | TNB | WP PUTRAJAYA & CYBERJAYA | Unknown | Unknown |  |  |  | Unknown |  |  |  |  | 630.000 A |  | 18.5 | 18.5 | [6 empty] | 0 | CYBERJAYA |  | 3
257275462 | C23024 |  | 9795695 | 9795694 |  |  | Existing | RYB |  | PE 21.02 | CLOSED | CLOSED | LINK | 11.000 kV | 11 kV | GAS |  | 0 |  |  |  | MERLIN GERIN |  |  |  | Unknown | Unknown | Unknown | Unknown | DISTRIBUTION | TNB | WP PUTRAJAYA & CYBERJAYA | Unknown | Unknown |  |  |  | Unknown |  |  |  |  | 630.000 A |  | 18.5 | 18.5 | [6 empty] | 0 | CYBERJAYA |  | 3
257336776 | P09075 |  | 9443204 | 9443203 |  |  | Existing | RYB |  | PE 9.08 | CLOSED | CLOSED | LINK | 11.000 kV | 11 kV | GAS |  | 1999 |  |  |  | INDKOM |  |  |  | Unknown | Unknown | Unknown | Unknown | DISTRIBUTION | TNB | WP PUTRAJAYA & CYBERJAYA | Unknown | Unknown |  |  |  | Unknown | [14 empty] | 0 | PRESINT 9 |  | 3
257336781 | P09074 |  | 9443219 | 9443218 |  |  | Existing | RYB |  | PE 9.06 | CLOSED | CLOSED | LINK | 11.000 kV | 11 kV | GAS |  | 1999 |  |  |  | INDKOM |  |  |  | Unknown | Unknown | Unknown | Unknown | DISTRIBUTION | TNB | WP PUTRAJAYA & CYBERJAYA | Unknown | Unknown |  |  |  | Unknown | [14 empty] | 0 | PRESINT 9 |  | 3
257352928 | PTJ7086 |  | 26641283 | 26641316 |  |  | Existing | RYB |  |  | CLOSED | CLOSED | LINK | 12.000 kV | 11 kV | GAS |  | 2007 | B2712796 |  | TAMCO | TAMCO |  |  |  | Unknown | Unknown | Unknown | Unknown | DISTRIBUTION | TNB | WP PUTRAJAYA & CYBERJAYA | Unknown | Unknown |  |  |  | Unknown |  |  |  |  | 630.000 A | 20 | 20 | 20 | [6 empty] | 0 | PE 7.08 |  | 3
257352932 | PTJ7084 |  | 26641284 | 26641327 |  |  | Existing | RYB |  |  | CLOSED | CLOSED | LINK | 12.000 kV | 11 kV | GAS |  | 2007 | B2712796 |  | TAMCO | TAMCO |  |  |  | Unknown | Unknown | Unknown | Unknown | DISTRIBUTION | TNB | WP PUTRAJAYA & CYBERJAYA | Unknown | Unknown |  |  |  | Unknown |  |  |  |  | 630.000 A | 20 | 20 | 20 | [6 empty] | 0 | PE 7.08 |  | 3
257353101 | PTJ11185 |  | 9618291 | 9618290 | VPTJ/PCE/J11182/MB11184 | 300281037 | Existing | RYB |  | PE 11.36 | CLOSED | CLOSED | LINK | 11.000 kV | 11 kV | GAS | 30/01/2003 | 2002 |  |  |  | INDKOM |  |  | PE 11.18 P11 H/1 TERES (EFI) (F2) | Unknown | Unknown | Unknown | Unknown | DISTRIBUTION | TNB | WP PUTRAJAYA & CYBERJAYA | Unknown | Unknown |  |  |  | Unknown |  |  |  |  | 630.000 A | 0.63 | 22 | 22 | PTJ11185 | [5 empty] | 0 | PRESINT 11 |  | 3
257353105 | PTJ11184 |  | 9618298 | 9618297 | VPTJ/PCE/J11182/MB11184 | 300281037 | Existing | RYB |  | PE 11.14 | CLOSED | CLOSED | LINK | 11.000 kV | 11 kV | GAS | 30/01/2003 | 2002 |  |  |  | INDKOM |  |  | PE 11.18 P11 H/1 TERES (EFI) (F2) | Unknown | Unknown | Unknown | Unknown | DISTRIBUTION | TNB | WP PUTRAJAYA & CYBERJAYA | Unknown | Unknown |  |  |  | Unknown |  |  |  |  | 630.000 A | 0.63 | 22 | 22 | PTJ11184 | [5 empty] | 0 | PRESINT 11 |  | 3
257353109 | PTJ11182 |  | 9618305 | 9618304 | VPTJ/PCE/J11181/MB11181 | 300281035 | Existing | RYB |  | PE 11.36 | CLOSED | CLOSED | LINK | 11.000 kV | 11 kV | GAS | 31/01/2003 | 2002 |  |  |  | INDKOM |  |  | PE 11.18 P11 H/1 TERES (EFI) (F1) | Unknown | Unknown | Unknown | Unknown | DISTRIBUTION | TNB | WP PUTRAJAYA & CYBERJAYA | Unknown | Unknown |  |  |  | Unknown |  |  |  |  | 630.000 A | 0.63 | 22 | 22 | PTJ11182 | [5 empty] | 0 | PRESINT 11 |  | 3
257353113 | PTJ11181 |  | 9618309 | 9618308 | VPTJ/PCE/J11181/MB11181 | 300281035 | Existing | RYB |  | PE 11.14 | CLOSED | CLOSED | LINK | 11.000 kV | 11 kV | GAS | 31/01/2003 | 2002 |  |  |  | INDKOM |  |  | PE 11.18 P11 H/1 TERES (EFI) (F1) | Unknown | Unknown | Unknown | Unknown | DISTRIBUTION | TNB | WP PUTRAJAYA & CYBERJAYA | Unknown | Unknown |  |  |  | Unknown |  |  |  |  | 630.000 A | 0.63 | 22 | 22 | PTJ11181 | [5 empty] | 0 | PRESINT 11 |  | 3
257356196 | P07025 |  | 9441324 | 9441323 |  |  | Existing | RYB |  | PE 7.04 | CLOSED | CLOSED | LINK | 11.000 kV | 11 kV | GAS |  | 1999 |  |  |  | INDKOM |  |  |  | Unknown | Unknown | Unknown | Unknown | DISTRIBUTION | TNB | WP PUTRAJAYA & CYBERJAYA | Unknown | Unknown |  |  |  | Unknown |  |  |  |  | 630.000 A | 0.63 | 22 | 22 | [6 empty] | 0 | PRESINT 7 |  | 3
257356201 | P07024 |  | 9441339 | 9441338 |  |  | Existing | RYB |  | PE 7.01 | CLOSED | CLOSED | LINK | 11.000 kV | 11 kV | GAS |  | 1999 |  |  |  | INDKOM |  |  |  | Unknown | Unknown | Unknown | Unknown | DISTRIBUTION | TNB | WP PUTRAJAYA & CYBERJAYA | Unknown | Unknown |  |  |  | Unknown |  |  |  |  | 630.000 A | 0.63 | 22 | 22 | [6 empty] | 0 | PRESINT 7 |  | 3
257370550 | P09164 |  | 9545606 | 9545605 |  |  | Existing | RYB |  | PE 9.15 | CLOSED | CLOSED | LINK | 11.000 kV | 11 kV | GAS |  | 2001 |  |  |  | INDKOM |  |  |  | Unknown | Unknown | Unknown | Unknown | DISTRIBUTION | TNB | WP PUTRAJAYA & CYBERJAYA | Unknown | Unknown |  |  |  | Unknown | [14 empty] | 0 | PRESINT 9 |  | 3
257370554 | P09165 |  | 9545610 | 9545609 |  |  | Existing | RYB |  | PE 9.17 | CLOSED | CLOSED | LINK | 11.000 kV | 11 kV | GAS |  | 2001 |  |  |  | INDKOM |  |  |  | Unknown | Unknown | Unknown | Unknown | DISTRIBUTION | TNB | WP PUTRAJAYA & CYBERJAYA | Unknown | Unknown |  |  |  | Unknown | [14 empty] | 0 | PRESINT 9 |  | 3
257427465 | PTJ11365 |  | 9617668 | 9617667 | VPTJ/PCE/J11362/MB11364 | 300281063 | Existing | RYB |  | PE 11.30 | CLOSED | CLOSED | LINK | 11.000 kV | 11 kV | GAS | 2003-05-12 | 2002 |  |  |  | INDKOM |  |  | PE 11.36 P11 K/13 TERES (F2) | Unknown | Unknown | Unknown | Unknown | DISTRIBUTION | TNB | WP PUTRAJAYA & CYBERJAYA | Unknown | Unknown |  |  |  | Unknown |  |  |  |  | 630.000 A | 0.63 | 22 | 22 | PTJ11365 | [5 empty] | 0 | PRESINT 11 |  | 3
257427469 | PTJ11364 |  | 9618187 | 9618186 | VPTJ/PCE/J11362/MB11364 | 300281063 | Existing | RYB |  | PE 11.18 | CLOSED | CLOSED | LINK | 11.000 kV | 11 kV | GAS | 2003-05-12 | 2002 |  |  |  | INDKOM |  |  | PE 11.36 P11 K/13 TERES (F2) | Unknown | Unknown | Unknown | Unknown | DISTRIBUTION | TNB | WP PUTRAJAYA & CYBERJAYA | Unknown | Unknown |  |  |  | Unknown |  |  |  |  | 630.000 A | 0.63 | 22 | 22 | PTJ11364 | [5 empty] | 0 | PRESINT 11 |  | 3
257427473 | PTJ11362 |  | 9618194 | 9618193 | VPTJ/PCE/J11361/MB11361 | 300281062 | Existing | RYB |  | PE 11.30 | CLOSED | CLOSED | LINK | 11.000 kV | 11 kV | GAS | 2003-05-12 | 2002 |  |  |  | INDKOM |  |  | PE 11.36 P11 K/13 TERES (F1) | Unknown | Unknown | Unknown | Unknown | DISTRIBUTION | TNB | WP PUTRAJAYA & CYBERJAYA | Unknown | Unknown |  |  |  | Unknown |  |  |  |  | 630.000 A | 0.63 | 22 | 22 | PTJ11362 | [5 empty] | 0 | PRESINT 11 |  | 3
257427477 | PTJ11361 |  | 9618198 | 9618197 | VPTJ/PCE/J11361/MB11361 | 300281062 | Existing | RYB |  | PE 11.18 | CLOSED | CLOSED | LINK | 11.000 kV | 11 kV | GAS | 2003-05-12 | 2002 |  |  |  | INDKOM |  |  | PE 11.36 P11 K/13 TERES (F1) | Unknown | Unknown | Unknown | Unknown | DISTRIBUTION | TNB | WP PUTRAJAYA & CYBERJAYA | Unknown | Unknown |  |  |  | Unknown |  |  |  |  | 630.000 A | 0.63 | 22 | 22 | PTJ11361 | [5 empty] | 0 | PRESINT 11 |  | 3
257430622 | C21025 |  | 9557467 | 9557466 |  |  | Existing | RYB |  | PE 21.52 | CLOSED | CLOSED | LINK | 11.000 kV | 11 kV | GAS |  | 1999 |  |  |  | INDKOM |  |  |  | Unknown | Unknown | Unknown | Unknown | DISTRIBUTION | TNB | WP PUTRAJAYA & CYBERJAYA | Unknown | Unknown |  |  |  | Unknown |  |  |  |  | 630.000 A | 0.63 | [8 empty] | 0 | CYBERJAYA |  | 3
257430626 | C21024 |  | 9557471 | 9557470 |  |  | Existing | RYB |  | SS 23.02 | CLOSED | CLOSED | LINK | 11.000 kV | 11 kV | GAS |  | 1999 |  |  |  | INDKOM |  |  |  | Unknown | Unknown | Unknown | Unknown | DISTRIBUTION | TNB | WP PUTRAJAYA & CYBERJAYA | Unknown | Unknown |  |  |  | Unknown |  |  |  |  | 630.000 A | 0.63 | [8 empty] | 0 | CYBERJAYA |  | 3
257437223 | PTJ05033 |  | 9429869 | 9429868 | VPTJ/PCE/J05031/MB05031 | 300280684 | Existing | RYB |  | SSWW-2 | CLOSED | CLOSED | LINK | 12.000 kV | 11 kV | GAS | 2003-02-10 | 0 |  |  |  | MERLIN GERIN |  |  | PE 5.03 BR.6 S. GEMILANG | Unknown | Unknown | Unknown | Unknown | DISTRIBUTION | TNB | WP PUTRAJAYA & CYBERJAYA | Unknown | Unknown |  |  |  | Unknown |  |  |  |  | 630.000 A | 18.5 | 50 | 50 | PTJ05033 | [5 empty] | 0 | PRESINT 5 |  | 3
257437228 | PTJ05031 |  | 9429880 | 9429879 | VPTJ/PCE/J05031/MB05031 | 300280684 | Existing | RYB |  | PE5.04 | CLOSED | CLOSED | LINK | 12.000 kV | 11 kV | GAS | 2003-02-10 | 0 |  |  |  | MERLIN GERIN |  |  | PE 5.03 BR.6 S. GEMILANG | Unknown | Unknown | Unknown | Unknown | DISTRIBUTION | TNB | WP PUTRAJAYA & CYBERJAYA | Unknown | Unknown |  |  |  | Unknown |  |  |  |  | 630.000 A | 18.5 | 50 | 50 | PTJ05031 | [5 empty] | 0 | PRESINT 5 |  | 3
257454672 | P09276 |  | 9445180 | 9445179 |  |  | Existing | RYB |  | PE 9.28 | CLOSED | CLOSED | LINK | 12.000 kV | 11 kV | GAS |  | 2003 |  |  |  | ABB |  |  |  | Unknown | Unknown | Unknown | Unknown | DISTRIBUTION | TNB | WP PUTRAJAYA & CYBERJAYA | Unknown | Unknown |  |  |  | Unknown |  |  |  |  | 630.000 A | 0.63 | [8 empty] | 0 | PRESINT 9 |  | 3
257454677 | P09274 |  | 9445195 | 9445194 |  |  | Existing | RYB |  | PE 9.13 | CLOSED | CLOSED | LINK | 12.000 kV | 11 kV | GAS |  | 2003 |  |  |  | ABB |  |  |  | Unknown | Unknown | Unknown | Unknown | DISTRIBUTION | TNB | WP PUTRAJAYA & CYBERJAYA | Unknown | Unknown |  |  |  | Unknown |  |  |  |  | 630.000 A | 0.63 | [8 empty] | 0 | PRESINT 9 |  | 3
257459291 | P18136 |  | 9756723 | 9756732 |  |  | Existing | RYB |  | P18114 PE 18.11 | CLOSED | CLOSED | LINK | 12.000 kV | 11 kV | Unknown | 22/02/2007 | 0 |  |  |  | FALCON BETA |  |  |  | Unknown | Unknown | Unknown | Unknown | DISTRIBUTION | TNB | WP PUTRAJAYA & CYBERJAYA | Unknown | Unknown |  |  |  | Unknown |  |  |  |  | 630.000 A | 20 | [8 empty] | 0 | BLOK F |  | 3
257459301 | P18134 |  | 9756730 | 9756745 |  |  | Existing | RYB |  | P18146 | CLOSED | CLOSED | LINK | 12.000 kV | 11 kV | GAS | 22/02/2007 | 0 |  |  |  | FALCON BETA |  |  |  | Unknown | Unknown | Unknown | Unknown | DISTRIBUTION | TNB | WP PUTRAJAYA & CYBERJAYA | Unknown | Unknown |  |  |  | Unknown |  |  |  |  | 630.000 A | 20 | [8 empty] | 0 | BLOK F |  | 3
257471795 | PTJ11355 |  | 9617531 | 9617530 | VPTJ/PCE/J11352/MB11354 | 300281061 | Existing | RYB |  | PPU 5 PJ | CLOSED | CLOSED | LINK | 11.000 kV | 11 kV | GAS | 2003-04-12 | 2002 |  |  |  | INDKOM |  |  | PE 11.35 P11 K/3 TERES (EFI) (F2) | Unknown | Unknown | Unknown | Unknown | DISTRIBUTION | TNB | WP PUTRAJAYA & CYBERJAYA | Unknown | Unknown |  |  |  | Unknown |  |  |  |  | 630.000 A | 0.63 | 22 | 22 | PTJ11355 | [5 empty] | 0 | PRESINT 11 |  | 3
257471799 | PTJ11354 |  | 9617542 | 9617541 | VPTJ/PCE/J11352/MB11354 | 300281061 | Existing | RYB |  | PE 11.45 | CLOSED | CLOSED | LINK | 11.000 kV | 11 kV | GAS | 2003-04-12 | 2002 |  |  |  | INDKOM |  |  | PE 11.35 P11 K/3 TERES (EFI) (F2) | Unknown | Unknown | Unknown | Unknown | DISTRIBUTION | TNB | WP PUTRAJAYA & CYBERJAYA | Unknown | Unknown |  |  |  | Unknown |  |  |  |  | 630.000 A | 0.63 | 22 | 22 | PTJ11354 | [5 empty] | 0 | PRESINT 11 |  | 3
257471804 | P11352 |  | 9617549 | 9617548 | VPTJ/PCE/J11351/MB11351 | 300281060 | Existing | RYB |  | PPU 5 PJ | CLOSED | CLOSED | LINK | 11.000 kV | 11 kV | GAS | 2003-04-12 | 2002 |  |  |  | INDKOM |  |  | PE 11.35 P11 K/3 TERES (EFI) (F1) | Unknown | Unknown | Unknown | Unknown | DISTRIBUTION | TNB | WP PUTRAJAYA & CYBERJAYA | Unknown | Unknown |  |  |  | Unknown |  |  |  |  | 630.000 A | 0.63 | 22 | 22 | P11352 | [5 empty] | 0 | PRESINT 11 |  | 3
257471808 | P11351 |  | 9617553 | 9617552 | VPTJ/PCE/J11351/MB11351 | 300281060 | Existing | RYB |  | PE 11.45 | CLOSED | CLOSED | LINK | 11.000 kV | 11 kV | GAS | 2003-04-12 | 2002 |  |  |  | INDKOM |  |  | PE 11.35 P11 K/3 TERES (EFI) (F1) | Unknown | Unknown | Unknown | Unknown | DISTRIBUTION | TNB | WP PUTRAJAYA & CYBERJAYA | Unknown | Unknown |  |  |  | Unknown |  |  |  |  | 630.000 A | 0.63 | 22 | 22 | P11351 | [5 empty] | 0 | PRESINT 11 |  | 3
257471884 | PTJ11011 |  | 9446313 | 9446312 | VPTJ/PCE/J11011/MB11011 | 300280963 | Existing | RYB |  | PE 9.09 | CLOSED | CLOSED | LINK | 12.000 kV | 11 kV | GAS | 30/07/1999 | 1999 |  |  |  | TAMCO |  |  | PE 11.01 RD 3 PER UTARA | Unknown | Unknown | Unknown | Unknown | DISTRIBUTION | TNB | WP PUTRAJAYA & CYBERJAYA | Unknown | Unknown |  |  |  | Unknown |  |  |  |  | 630.000 A | 20 | 20 | 20 | PTJ11011 | [5 empty] | 0 | PRESINT 11 |  | 3
257471888 | PTJ11013 |  | 9446317 | 9446316 | VPTJ/PCE/J11011/MB11011 | 300280963 | Existing | RYB |  | PE 9.15 | CLOSED | CLOSED | LINK | 12.000 kV | 11 kV | GAS | 30/07/1999 | 1999 |  |  |  | TAMCO |  |  | PE 11.01 RD 3 PER UTARA | Unknown | Unknown | Unknown | Unknown | DISTRIBUTION | TNB | WP PUTRAJAYA & CYBERJAYA | Unknown | Unknown |  |  |  | Unknown |  |  |  |  | 630.000 A | 20 | 20 | 20 | PTJ11013 | [5 empty] | 0 | PRESINT 11 |  | 3
257475677 | PTJ18011 |  | 9463887 | 9463886 | VPTJ/PCE/J18011/MB18011 | 300281208 | Existing | RYB |  | PPU 17 PJ | CLOSED | CLOSED | LINK | 11.000 kV | 11 kV | GAS | 22/01/2003 | 2001 |  |  |  | INDKOM |  |  | PE 18.01 WR2 | Unknown | Unknown | Unknown | Unknown | DISTRIBUTION | TNB | WP PUTRAJAYA & CYBERJAYA | Unknown | Unknown |  |  |  | Unknown | [5 empty] | 0.63 |  |  | PTJ18011 | [5 empty] | 0 | PRESINT 18 |  | 3
257475681 | PTJ18012 |  | 9463891 | 9463890 | VPTJ/PCE/J18011/MB18011 | 300281208 | Existing | RYB |  | PE 18.02 | CLOSED | CLOSED | LINK | 11.000 kV | 11 kV | GAS | 22/01/2003 | 2001 |  |  |  | INDKOM |  |  | PE 18.01 WR2 | Unknown | Unknown | Unknown | Unknown | DISTRIBUTION | TNB | WP PUTRAJAYA & CYBERJAYA | Unknown | Unknown |  |  |  | Unknown | [5 empty] | 0.63 |  |  | PTJ18012 | [5 empty] | 0 | PRESINT 18 |  | 3
257483726 | P09095 |  | 9443300 | 9443299 |  |  | Existing | RYB |  | PE 9.08 | CLOSED | CLOSED | LINK | 11.000 kV | 11 kV | GAS |  | 1999 |  |  |  | INDKOM |  |  |  | Unknown | Unknown | Unknown | Unknown | DISTRIBUTION | TNB | WP PUTRAJAYA & CYBERJAYA | Unknown | Unknown |  |  |  | Unknown | [14 empty] | 0 | PRESINT 9 |  | 3
257483731 | P09094 |  | 9443315 | 9443314 |  |  | Existing | RYB |  | PE 11.01 | CLOSED | CLOSED | LINK | 11.000 kV | 11 kV | GAS |  | 1999 |  |  |  | INDKOM |  |  |  | Unknown | Unknown | Unknown | Unknown | DISTRIBUTION | TNB | WP PUTRAJAYA & CYBERJAYA | Unknown | Unknown |  |  |  | Unknown | [14 empty] | 0 | PRESINT 9 |  | 3
257691151 |  | 12 | 9533319 | 9533438 |  |  | Existing | RYB |  | PE 21.27 | CLOSED | CLOSED | MAIN | 12.000 kV | 11 kV | VACUMM |  | 1998 |  |  |  | EPE |  |  | PPU CYBERJAYA NO 6 | Unknown | Unknown | Unknown | Unknown | DISTRIBUTION | TNB | WP PUTRAJAYA & CYBERJAYA | Unknown | Unknown |  |  |  | Unknown | [17 empty] | 3
257691155 |  | 16 | 9533320 | 9533442 |  |  | Existing | RYB |  | LOCAL TX | CLOSED | CLOSED | MAIN | 12.000 kV | Unknown | VACUMM |  | 1998 |  |  |  | EPE |  |  | PPU CYBERJAYA NO 6 | Unknown | Unknown | Unknown | Unknown | DISTRIBUTION | TNB | WP PUTRAJAYA & CYBERJAYA | Unknown | Unknown |  |  |  | Unknown | [17 empty] | 3
257691159 |  | 10 | 9533321 | 9533436 |  |  | Existing | RYB |  | PE 21.21 | CLOSED | CLOSED | MAIN | 12.000 kV | 11 kV | VACUMM |  | 1998 |  |  |  | EPE |  |  | PPU CYBERJAYA NO 6 | Unknown | Unknown | Unknown | Unknown | DISTRIBUTION | TNB | WP PUTRAJAYA & CYBERJAYA | Unknown | Unknown |  |  |  | Unknown | [17 empty] | 3
257691163 |  | 4P5 | 9533322 | 9533448 |  |  | Existing | RYB |  | SPARE | CLOSED | CLOSED | MAIN | 36.000 kV | 33 kV | GAS |  | 0 |  |  |  | SIEMENS |  |  | PPU CYBERJAYA NO 6 | Unknown | Unknown | Unknown | Unknown | DISTRIBUTION | TNB | WP PUTRAJAYA & CYBERJAYA | Unknown | Unknown |  |  |  | Unknown | [17 empty] | 3
257691167 |  | 6 | 9533323 | 9533432 |  |  | Existing | RYB |  | SPARE | CLOSED | CLOSED | MAIN | 12.000 kV | 11 kV | VACUMM |  | 1998 |  |  |  | EPE |  |  | PPU CYBERJAYA NO 6 | Unknown | Unknown | Unknown | Unknown | DISTRIBUTION | TNB | WP PUTRAJAYA & CYBERJAYA | Unknown | Unknown |  |  |  | Unknown | [17 empty] | 3
257691171 |  | 8 | 9533324 | 9533434 |  |  | Existing | RYB |  | PE 22.46 | CLOSED | CLOSED | MAIN | 12.000 kV | 11 kV | VACUMM |  | 1998 |  |  |  | EPE |  |  | PPU CYBERJAYA NO 6 | Unknown | Unknown | Unknown | Unknown | DISTRIBUTION | TNB | WP PUTRAJAYA & CYBERJAYA | Unknown | Unknown |  |  |  | Unknown | [17 empty] | 3
257691175 |  | 14 | 9533325 | 9533440 |  |  | Existing | RYB |  | PE 22.15 | CLOSED | CLOSED | MAIN | 12.000 kV | Unknown | VACUMM |  | 1998 |  |  |  | EPE |  |  | PPU CYBERJAYA NO 6 | Unknown | Unknown | Unknown | Unknown | DISTRIBUTION | TNB | WP PUTRAJAYA & CYBERJAYA | Unknown | Unknown |  |  |  | Unknown | [17 empty] | 3
257691190 |  | B/S-1S0 | 9533353 | 9533461 | VCBJ/PPU/G00006/MB1SO | 300278098 | Existing | RYB |  | B/SECTION | CLOSED | CLOSED | BUSBAR SECTION | 36.000 kV | Unknown | GAS | 1999-01-07 | 1997 |  |  |  | SIEMENS |  |  | PPU CYBERJAYA NO 6 | Unknown | Unknown | Unknown | Unknown | DISTRIBUTION | TNB | WP PUTRAJAYA & CYBERJAYA | Unknown | Unknown |  |  |  | Unknown | [17 empty] | 3
257691194 |  | B/S-30 | 9533354 | 9533458 | VCBJ/PPU/G00006/NB30 | 300278112 | Existing | RYB |  | B/SECTOR | CLOSED | CLOSED | BUSBAR SECTION | 12.000 kV | Unknown | VACUMM | 1999-01-07 | 1998 |  |  |  | EPE |  |  | PPU CYBERJAYA NO 6 | Unknown | Unknown | Unknown | Unknown | DISTRIBUTION | TNB | WP PUTRAJAYA & CYBERJAYA | Unknown | Unknown |  |  |  | Unknown | [17 empty] | 3
257691198 |  | 4 | 9533355 | 9533430 |  |  | Existing | RYB |  | SPARE | CLOSED | CLOSED | MAIN | 12.000 kV | 11 kV | VACUMM |  | 1998 |  |  |  | EPE |  |  | PPU CYBERJAYA NO 6 | Unknown | Unknown | Unknown | Unknown | DISTRIBUTION | TNB | WP PUTRAJAYA & CYBERJAYA | Unknown | Unknown |  |  |  | Unknown | [17 empty] | 3
257691202 |  | 2 | 9533356 | 9533428 |  |  | Existing | RYB |  | SPARE | CLOSED | CLOSED | MAIN | 12.000 kV | 11 kV | VACUMM |  | 1998 |  |  |  | EPE |  |  | PPU CYBERJAYA NO 6 | Unknown | Unknown | Unknown | Unknown | DISTRIBUTION | TNB | WP PUTRAJAYA & CYBERJAYA | Unknown | Unknown |  |  |  | Unknown | [17 empty] | 3
257691206 |  | 32 | 9533357 | 9533443 |  |  | Existing | RYB |  | TX2 | CLOSED | CLOSED | MAIN | 12.000 kV | 11 kV | VACUMM |  | 1998 |  |  |  | EPE |  |  | PPU CYBERJAYA NO 6 | Unknown | Unknown | Unknown | Unknown | DISTRIBUTION | TNB | WP PUTRAJAYA & CYBERJAYA | Unknown | Unknown |  |  |  | Unknown | [17 empty] | 3
257691210 |  | 2P5 | 9533358 | 9533447 |  |  | Existing | RYB |  | SSU MMU | CLOSED | CLOSED | MAIN | 36.000 kV | 33 kV | GAS |  | 1997 |  |  |  | SIEMENS |  |  | PPU CYBERJAYA NO 6 | Unknown | Unknown | Unknown | Unknown | DISTRIBUTION | TNB | WP PUTRAJAYA & CYBERJAYA | Unknown | Unknown |  |  |  | Unknown | [17 empty] | 3
257691214 |  | 2H0 | 9533359 | 9533446 |  |  | Existing | RYB |  | TX2 | CLOSED | CLOSED | MAIN | 36.000 kV | 33 kV | GAS |  | 1997 |  |  |  | SIEMENS |  |  | PPU CYBERJAYA NO 6 | Unknown | Unknown | Unknown | Unknown | DISTRIBUTION | TNB | WP PUTRAJAYA & CYBERJAYA | Unknown | Unknown |  |  |  | Unknown | [17 empty] | 3
257691231 |  | 1P5 | 9533378 | 9533499 |  |  | Existing | RYB |  | PMU SERDANG | CLOSED | CLOSED | MAIN | 36.000 kV | 33 kV | GAS |  | 1997 |  |  |  | SIEMENS |  |  | PPU CYBERJAYA NO 6 | Unknown | Unknown | Unknown | Unknown | DISTRIBUTION | TNB | WP PUTRAJAYA & CYBERJAYA | Unknown | Unknown |  |  |  | Unknown | [17 empty] | 3
257691235 |  | 1H0 | 9533379 | 9533466 |  |  | Existing | RYB |  | TX1 | CLOSED | CLOSED | MAIN | 36.000 kV | Unknown | GAS |  | 1997 |  |  |  | SIEMENS |  |  | PPU CYBERJAYA NO 6 | Unknown | Unknown | Unknown | Unknown | DISTRIBUTION | TNB | WP PUTRAJAYA & CYBERJAYA | Unknown | Unknown |  |  |  | Unknown | [17 empty] | 3
257691239 |  | 5 | 9533380 | 9533493 |  |  | Existing | RYB |  | SPARE | CLOSED | CLOSED | MAIN | 12.000 kV | 11 kV | VACUMM |  | 1998 |  |  |  | EPE |  |  | PPU CYBERJAYA NO 6 | Unknown | Unknown | Unknown | Unknown | DISTRIBUTION | TNB | WP PUTRAJAYA & CYBERJAYA | Unknown | Unknown |  |  |  | Unknown | [17 empty] | 3
257691243 |  | 3 | 9533381 | 9533491 |  |  | Existing | RYB |  | SPARE | CLOSED | CLOSED | MAIN | 12.000 kV | Unknown | VACUMM |  | 1998 |  |  |  | EPE |  |  | PPU CYBERJAYA NO 6 | Unknown | Unknown | Unknown | Unknown | DISTRIBUTION | TNB | WP PUTRAJAYA & CYBERJAYA | Unknown | Unknown |  |  |  | Unknown | [17 empty] | 3
257691247 |  | 1 | 9533382 | 9533470 |  |  | Existing | RYB |  | SPARE | CLOSED | CLOSED | MAIN | 12.000 kV | Unknown | VACUMM |  | 1998 |  |  |  | EPE |  |  | PPU CYBERJAYA NO 6 | Unknown | Unknown | Unknown | Unknown | DISTRIBUTION | TNB | WP PUTRAJAYA & CYBERJAYA | Unknown | Unknown |  |  |  | Unknown | [17 empty] | 3
257691251 |  | 31 | 9533383 | 9533469 |  |  | Existing | RYB |  | TX1 | CLOSED | CLOSED | MAIN | 12.000 kV | 11 kV | VACUMM |  | 1998 |  |  |  | EPE |  |  | PPU CYBERJAYA NO 6 | Unknown | Unknown | Unknown | Unknown | DISTRIBUTION | TNB | WP PUTRAJAYA & CYBERJAYA | Unknown | Unknown |  |  |  | Unknown | [17 empty] | 3
257691255 |  | CYB6-3 | 9533384 | 9533479 |  |  | Existing | RYB |  |  | CLOSED | CLOSED | NEUTRAL |  | Unknown | Unknown |  | 0 |  |  |  | Unknown |  |  | PPU CYBERJAYA NO 6 | Unknown | Unknown | Unknown | Unknown | DISTRIBUTION | TNB | WP PUTRAJAYA & CYBERJAYA | Unknown | Unknown |  |  |  | Unknown | [17 empty] | 3
257691259 |  | CYB6-5 | 9533385 | 9533504 |  |  | Existing | RYB |  |  | CLOSED | CLOSED | NEUTRAL |  | Unknown | Unknown |  | 0 |  |  |  | Unknown |  |  | PPU CYBERJAYA NO 6 | Unknown | Unknown | Unknown | Unknown | DISTRIBUTION | TNB | WP PUTRAJAYA & CYBERJAYA | Unknown | Unknown |  |  |  | Unknown | [17 empty] | 3
257691272 |  | CYB6-3P5 | 9533408 | 9533481 |  |  | Existing | RYB |  | PMU CYBN | CLOSED | CLOSED | MAIN | 36.000 kV | 33 kV | GAS |  | 0 |  |  |  | SIEMENS |  |  | PPU CYBERJAYA NO 6 | Unknown | Unknown | Unknown | Unknown | DISTRIBUTION | TNB | WP PUTRAJAYA & CYBERJAYA | Unknown | Unknown |  |  |  | Unknown | [17 empty] | 3
257691276 |  | 13 | 9533409 | 9533515 |  |  | Existing | RYB |  | PE 22.15 | CLOSED | CLOSED | MAIN | 12.000 kV | Unknown | VACUMM |  | 1998 |  |  |  | EPE |  |  | PPU CYBERJAYA NO 6 | Unknown | Unknown | Unknown | Unknown | DISTRIBUTION | TNB | WP PUTRAJAYA & CYBERJAYA | Unknown | Unknown |  |  |  | Unknown | [17 empty] | 3
257691280 |  | 11 | 9533410 | 9533475 |  |  | Existing | RYB |  | SPARE | CLOSED | CLOSED | MAIN | 12.000 kV | Unknown | VACUMM |  | 1998 |  |  |  | EPE |  |  | PPU CYBERJAYA NO 6 | Unknown | Unknown | Unknown | Unknown | DISTRIBUTION | TNB | WP PUTRAJAYA & CYBERJAYA | Unknown | Unknown |  |  |  | Unknown | [17 empty] | 3
257691284 |  | 9 | 9533411 | 9533497 |  |  | Existing | RYB |  | SS 21.27 | CLOSED | CLOSED | MAIN | 12.000 kV | 11 kV | VACUMM |  | 1998 |  |  |  | EPE |  |  | PPU CYBERJAYA NO 6 | Unknown | Unknown | Unknown | Unknown | DISTRIBUTION | TNB | WP PUTRAJAYA & CYBERJAYA | Unknown | Unknown |  |  |  | Unknown | [17 empty] | 3
257691288 |  | 7 | 9533412 | 9533495 |  |  | Existing | RYB |  | SS 22.46 | CLOSED | CLOSED | MAIN | 12.000 kV | 11 kV | VACUMM |  | 1998 |  |  |  | EPE |  |  | PPU CYBERJAYA NO 6 | Unknown | Unknown | Unknown | Unknown | DISTRIBUTION | TNB | WP PUTRAJAYA & CYBERJAYA | Unknown | Unknown |  |  |  | Unknown | [17 empty] | 3
257691292 |  | CYB6-7 | 9533413 | 9533478 |  |  | Existing | RYB |  |  | CLOSED | CLOSED | NEUTRAL |  | Unknown | Unknown |  | 0 |  |  |  | Unknown |  |  | PPU CYBERJAYA NO 6 | Unknown | Unknown | Unknown | Unknown | DISTRIBUTION | TNB | WP PUTRAJAYA & CYBERJAYA | Unknown | Unknown |  |  |  | Unknown | [17 empty] | 3
257691296 |  | CYB6-9 | 9533414 | 9533505 |  |  | Existing | RYB |  |  | CLOSED | CLOSED | NEUTRAL |  | Unknown | Unknown |  | 0 |  |  |  | Unknown |  |  | PPU CYBERJAYA NO 6 | Unknown | Unknown | Unknown | Unknown | DISTRIBUTION | TNB | WP PUTRAJAYA & CYBERJAYA | Unknown | Unknown |  |  |  | Unknown | [17 empty] | 3
257691314 |  | 15 | 9533425 | 9533513 |  |  | Existing | RYB |  | PE 21.14 | CLOSED | CLOSED | MAIN | 12.000 kV | 11 kV | VACUMM |  | 1998 |  |  |  | EPE |  |  | PPU CYBERJAYA NO 6 | Unknown | Unknown | Unknown | Unknown | DISTRIBUTION | TNB | WP PUTRAJAYA & CYBERJAYA | Unknown | Unknown |  |  |  | Unknown | [17 empty] | 3
257740905 |  | B/C-1W0 | 9524785 | 9524905 | VPTJ/PPU/G00010/MB1SO | 300278215 | Existing | RYB |  | B COUPLER | CLOSED | CLOSED | BUSBAR COUPLER | 36.000 kV | Unknown | GAS | 28/06/2001 | 2000 |  |  |  | ABB |  |  | PPU PUTRAJAYA NO 4 | Unknown | Unknown | Unknown | Unknown | DISTRIBUTION | TNB | WP PUTRAJAYA & CYBERJAYA | Unknown | Unknown |  |  |  | Unknown | [17 empty] | 3
257740909 |  | B/S-1S0 | 9524787 | 9524914 | VPTJ/PPU/G00010/MB1WO | 300279461 | Existing | RYB |  | B/SECTION | CLOSED | CLOSED | BUSBAR SECTION | 36.000 kV | Unknown | GAS | 28/06/2001 | 2000 |  |  |  | ABB |  |  | PPU PUTRAJAYA NO 4 | Unknown | Unknown | Unknown | Unknown | DISTRIBUTION | TNB | WP PUTRAJAYA & CYBERJAYA | Unknown | Unknown |  |  |  | Unknown | [17 empty] | 3
257740913 |  | B/S-30 | 9524788 | 9524916 | VPTJ/PPU/G00010/NB30 | 300278236 | Existing | RYB |  | B/SECTION | CLOSED | CLOSED | BUSBAR SECTION | 12.000 kV | Unknown | VACUMM | 28/06/2001 | 2001 |  |  |  | EPE |  |  | PPU PUTRAJAYA NO 4 | Unknown | Unknown | Unknown | Unknown | DISTRIBUTION | TNB | WP PUTRAJAYA & CYBERJAYA | Unknown | Unknown |  |  |  | Unknown | [17 empty] | 3
257740917 |  |  | 9524811 | 9524942 |  |  | Existing | RYB |  |  | CLOSED | CLOSED | NEUTRAL |  | Unknown | Unknown |  | 0 |  |  |  | Unknown |  |  | PPU PUTRAJAYA NO 4 | Unknown | Unknown | Unknown | Unknown | DISTRIBUTION | TNB | WP PUTRAJAYA & CYBERJAYA | Unknown | Unknown |  |  |  | Unknown | [17 empty] | 3
257740921 |  |  | 9524817 | 9524941 |  |  | Existing | RYB |  |  | CLOSED | CLOSED | NEUTRAL |  | Unknown | Unknown |  | 0 |  |  |  | Unknown |  |  | PPU PUTRAJAYA NO 4 | Unknown | Unknown | Unknown | Unknown | DISTRIBUTION | TNB | WP PUTRAJAYA & CYBERJAYA | Unknown | Unknown |  |  |  | Unknown | [17 empty] | 3
257740925 |  |  | 9524846 | 9524960 |  |  | Existing | RYB |  |  | CLOSED | CLOSED | NEUTRAL |  | Unknown | Unknown |  | 0 |  |  |  | Unknown |  |  | PPU PUTRAJAYA NO 4 | Unknown | Unknown | Unknown | Unknown | DISTRIBUTION | TNB | WP PUTRAJAYA & CYBERJAYA | Unknown | Unknown |  |  |  | Unknown | [17 empty] | 3
257740929 |  |  | 9524853 | 9524959 |  |  | Existing | RYB |  |  | CLOSED | CLOSED | NEUTRAL |  | Unknown | Unknown |  | 0 |  |  |  | Unknown |  |  | PPU PUTRAJAYA NO 4 | Unknown | Unknown | Unknown | Unknown | DISTRIBUTION | TNB | WP PUTRAJAYA & CYBERJAYA | Unknown | Unknown |  |  |  | Unknown | [17 empty] | 3
257740934 |  | 4P5 | 9524757 | 9524884 |  |  | Existing | RYB |  | PMU DABB | CLOSED | OPEN | MAIN | 36.000 kV | 33 kV | GAS |  | 2000 |  |  |  | ABB |  |  | PPU PUTRAJAYA NO 4 | Unknown | Unknown | Unknown | Unknown | DISTRIBUTION | TNB | WP PUTRAJAYA & CYBERJAYA | Unknown | Unknown |  |  |  | Unknown | [17 empty] | 3
257740938 |  | 2P5 | 9524772 | 9524886 |  |  | Existing | RYB |  | SSU GDC 1 | CLOSED | CLOSED | MAIN | 36.000 kV | 33 kV | GAS |  | 2000 |  |  |  | ABB |  |  | PPU PUTRAJAYA NO 4 | Unknown | Unknown | Unknown | Unknown | DISTRIBUTION | TNB | WP PUTRAJAYA & CYBERJAYA | Unknown | Unknown |  |  |  | Unknown | [17 empty] | 3
257740942 |  | 2H0 | 9524789 | 9524891 |  |  | Existing | RYB |  | TX2 | CLOSED | CLOSED | MAIN | 36.000 kV | 33 kV | GAS |  | 2000 |  |  |  | ABB |  |  | PPU PUTRAJAYA NO 4 | Unknown | Unknown | Unknown | Unknown | DISTRIBUTION | TNB | WP PUTRAJAYA & CYBERJAYA | Unknown | Unknown |  |  |  | Unknown | [17 empty] | 3
257740946 |  | 1H0 | 9524819 | 9524919 |  |  | Existing | RYB |  | TX1 | CLOSED | CLOSED | MAIN | 36.000 kV | 33 kV | GAS |  | 2000 |  |  |  | ABB |  |  | PPU PUTRAJAYA NO 4 | Unknown | Unknown | Unknown | Unknown | DISTRIBUTION | TNB | WP PUTRAJAYA & CYBERJAYA | Unknown | Unknown |  |  |  | Unknown | [17 empty] | 3
257740950 |  | 1P5 | 9524820 | 9524938 |  |  | Existing | RYB |  | PPU PUTRAJAYA NO 1 | CLOSED | CLOSED | MAIN | 36.000 kV | 33 kV | GAS |  | 2000 |  |  |  | ABB |  |  | PPU PUTRAJAYA NO 4 | Unknown | Unknown | Unknown | Unknown | DISTRIBUTION | TNB | WP PUTRAJAYA & CYBERJAYA | Unknown | Unknown |  |  |  | Unknown | [17 empty] | 3
257740954 |  | 3P5 | 9524854 | 9524926 |  |  | Existing | RYB |  | PMU DABB | CLOSED | CLOSED | MAIN | 36.000 kV | 33 kV | GAS |  | 2000 |  |  |  | ABB |  |  | PPU PUTRAJAYA NO 4 | Unknown | Unknown | Unknown | Unknown | DISTRIBUTION | TNB | WP PUTRAJAYA & CYBERJAYA | Unknown | Unknown |  |  |  | Unknown | [17 empty] | 3
257740958 |  | 4P5 | 9524758 | 9524904 |  |  | Existing | RYB |  | PMU DABB | OPEN | CLOSED | RESERVE | 36.000 kV | 33 kV | GAS |  | 2000 |  |  |  | ABB |  |  | PPU PUTRAJAYA NO 4 | Unknown | Unknown | Unknown | Unknown | DISTRIBUTION | TNB | WP PUTRAJAYA & CYBERJAYA | Unknown | Unknown |  |  |  | Unknown | [17 empty] | 3
257740962 |  | 2P5 | 9524771 | 9524888 |  |  | Existing | RYB |  | SSU GDC 1 | OPEN | CLOSED | RESERVE | 36.000 kV | 33 kV | GAS |  | 2000 |  |  |  | ABB |  |  | PPU PUTRAJAYA NO 4 | Unknown | Unknown | Unknown | Unknown | DISTRIBUTION | TNB | WP PUTRAJAYA & CYBERJAYA | Unknown | Unknown |  |  |  | Unknown | [17 empty] | 3
257740966 |  | 2H0 | 9524784 | 9524882 |  |  | Existing | RYB |  | TX2 | OPEN | CLOSED | RESERVE | 36.000 kV | 33 kV | GAS |  | 2000 |  |  |  | ABB |  |  | PPU PUTRAJAYA NO 4 | Unknown | Unknown | Unknown | Unknown | DISTRIBUTION | TNB | WP PUTRAJAYA & CYBERJAYA | Unknown | Unknown |  |  |  | Unknown | [17 empty] | 3
257740970 |  | 1P5 | 9524815 | 9524922 |  |  | Existing | RYB |  | PPU PUTRAJAYA NO 1 | OPEN | OPEN | RESERVE | 36.000 kV | 33 kV | GAS |  | 2000 |  |  |  | ABB |  |  | PPU PUTRAJAYA NO 4 | Unknown | Unknown | Unknown | Unknown | DISTRIBUTION | TNB | WP PUTRAJAYA & CYBERJAYA | Unknown | Unknown |  |  |  | Unknown | [17 empty] | 3
257740974 |  | 1H0 | 9524818 | 9524912 |  |  | Existing | RYB |  | TX1 | OPEN | CLOSED | RESERVE | 36.000 kV | 33 kV | GAS |  | 2000 |  |  |  | ABB |  |  | PPU PUTRAJAYA NO 4 | Unknown | Unknown | Unknown | Unknown | DISTRIBUTION | TNB | WP PUTRAJAYA & CYBERJAYA | Unknown | Unknown |  |  |  | Unknown | [17 empty] | 3
257740978 |  | 3P5 | 9524849 | 9524947 |  |  | Existing | RYB |  | PMU DABB | OPEN | OPEN | RESERVE | 36.000 kV | 33 kV | GAS |  | 2000 |  |  |  | ABB |  |  | PPU PUTRAJAYA NO 4 | Unknown | Unknown | Unknown | Unknown | DISTRIBUTION | TNB | WP PUTRAJAYA & CYBERJAYA | Unknown | Unknown |  |  |  | Unknown | [17 empty] | 3
257741020 |  | 6 | 9524750 | 9524899 |  |  | Existing | RYB |  | SS 1.26 (HOTEL SHANGRILA) | CLOSED | CLOSED | MAIN | 12.000 kV | Unknown | VACUMM |  | 2000 |  |  |  | EPE |  |  | PPU PUTRAJAYA NO 4 | Unknown | Unknown | Unknown | Unknown | DISTRIBUTION | TNB | WP PUTRAJAYA & CYBERJAYA | Unknown | Unknown |  |  |  | Unknown | [17 empty] | 3
257741024 |  | 8 | 9524751 | 9524897 |  |  | Existing | RYB |  | SS 1.43 (BLOCK E6) | CLOSED | CLOSED | MAIN | 12.000 kV | 11 kV | VACUMM |  | 2000 |  |  |  | EPE |  |  | PPU PUTRAJAYA NO 4 | Unknown | Unknown | Unknown | Unknown | DISTRIBUTION | TNB | WP PUTRAJAYA & CYBERJAYA | Unknown | Unknown |  |  |  | Unknown | [17 empty] | 3
257741028 |  | 10 | 9524752 | 9524871 |  |  | Existing | RYB |  | SS 1.15 (PARCEL D1) | CLOSED | CLOSED | MAIN | 12.000 kV | Unknown | VACUMM |  | 2000 |  |  |  | EPE |  |  | PPU PUTRAJAYA NO 4 | Unknown | Unknown | Unknown | Unknown | DISTRIBUTION | TNB | WP PUTRAJAYA & CYBERJAYA | Unknown | Unknown |  |  |  | Unknown | [17 empty] | 3
257741032 |  | 12 | 9524753 | 9524869 |  |  | Existing | RYB |  | SS 1.14 (PARCEL C5) | CLOSED | CLOSED | MAIN | 12.000 kV | Unknown | VACUMM |  | 2000 |  |  |  | EPE |  |  | PPU PUTRAJAYA NO 4 | Unknown | Unknown | Unknown | Unknown | DISTRIBUTION | TNB | WP PUTRAJAYA & CYBERJAYA | Unknown | Unknown |  |  |  | Unknown | [17 empty] | 3
257741036 |  | 14 | 9524754 | 9524867 |  |  | Existing | RYB |  | SPARE | CLOSED | CLOSED | MAIN | 12.000 kV | 11 kV | VACUMM |  | 2000 |  |  |  | EPE |  |  | PPU PUTRAJAYA NO 4 | Unknown | Unknown | Unknown | Unknown | DISTRIBUTION | TNB | WP PUTRAJAYA & CYBERJAYA | Unknown | Unknown |  |  |  | Unknown | [17 empty] | 3
257741040 |  | 16 | 9524755 | 9524862 |  |  | Existing | RYB |  | LOCAL TX | CLOSED | CLOSED | MAIN | 12.000 kV | 11 kV | VACUMM |  | 2000 |  |  |  | EPE |  |  | PPU PUTRAJAYA NO 4 | Unknown | Unknown | Unknown | Unknown | DISTRIBUTION | TNB | WP PUTRAJAYA & CYBERJAYA | Unknown | Unknown |  |  |  | Unknown | [17 empty] | 3
257741044 |  | 4 | 9524773 | 9524901 |  |  | Existing | RYB |  | PE 1.56 (S.M ALAM SHAH) | CLOSED | CLOSED | MAIN | 12.000 kV | 11 kV | VACUMM |  | 2000 |  |  |  | EPE |  |  | PPU PUTRAJAYA NO 4 | Unknown | Unknown | Unknown | Unknown | DISTRIBUTION | TNB | WP PUTRAJAYA & CYBERJAYA | Unknown | Unknown |  |  |  | Unknown | [17 empty] | 3
257741048 |  | 2 | 9524774 | 9524903 |  |  | Existing | RYB |  | P/E 1.37 (E16 ANJUNG) | CLOSED | CLOSED | MAIN | 12.000 kV | Unknown | VACUMM |  | 2000 |  |  |  | EPE |  |  | PPU PUTRAJAYA NO 4 | Unknown | Unknown | Unknown | Unknown | DISTRIBUTION | TNB | WP PUTRAJAYA & CYBERJAYA | Unknown | Unknown |  |  |  | Unknown | [17 empty] | 3
257741052 |  | 32 | 9524786 | 9781863 |  |  | Existing | RYB |  | TX2 | CLOSED | CLOSED | MAIN | 12.000 kV | Unknown | VACUMM |  | 2001 |  |  |  | EPE |  |  | PPU PUTRAJAYA NO 4 | Unknown | Unknown | Unknown | Unknown | DISTRIBUTION | TNB | WP PUTRAJAYA & CYBERJAYA | Unknown | Unknown |  |  |  | Unknown | [17 empty] | 3
257741056 |  | 5 | 9524812 | 9524930 |  |  | Existing | RYB |  | SS 11.26 (HOTEL SHANGRILA) | CLOSED | CLOSED | MAIN | 12.000 kV | 11 kV | VACUMM |  | 2000 |  |  |  | EPE |  |  | PPU PUTRAJAYA NO 4 | Unknown | Unknown | Unknown | Unknown | DISTRIBUTION | TNB | WP PUTRAJAYA & CYBERJAYA | Unknown | Unknown |  |  |  | Unknown | [17 empty] | 3
257741060 |  | 1 | 9524813 | 9524918 |  |  | Existing | RYB |  | P/E 1.37 (E16 ANJUNG) | CLOSED | CLOSED | MAIN | 12.000 kV | 11 kV | VACUMM |  | 2000 |  |  |  | EPE |  |  | PPU PUTRAJAYA NO 4 | Unknown | Unknown | Unknown | Unknown | DISTRIBUTION | TNB | WP PUTRAJAYA & CYBERJAYA | Unknown | Unknown |  |  |  | Unknown | [17 empty] | 3
257741064 |  | 31 | 9524814 | 9781864 |  |  | Existing | RYB |  | TX1 | CLOSED | CLOSED | MAIN | 12.000 kV | 11 kV | VACUMM |  | 2001 |  |  |  | EPE |  |  | PPU PUTRAJAYA NO 4 | Unknown | Unknown | Unknown | Unknown | DISTRIBUTION | TNB | WP PUTRAJAYA & CYBERJAYA | Unknown | Unknown |  |  |  | Unknown | [17 empty] | 3
257741068 |  | 3 | 9524816 | 9524932 |  |  | Existing | RYB |  | PE 1.56 (S.M. ALAM SHAH) | CLOSED | CLOSED | MAIN | 12.000 kV | 11 kV | VACUMM |  | 2000 |  |  |  | EPE |  |  | PPU PUTRAJAYA NO 4 | Unknown | Unknown | Unknown | Unknown | DISTRIBUTION | TNB | WP PUTRAJAYA & CYBERJAYA | Unknown | Unknown |  |  |  | Unknown | [17 empty] | 3
257741072 |  | 13 | 9524847 | 9524948 |  |  | Existing | RYB |  | SPARE | CLOSED | CLOSED | MAIN | 12.000 kV | 11 kV | VACUMM |  | 2000 |  |  |  | EPE |  |  | PPU PUTRAJAYA NO 4 | Unknown | Unknown | Unknown | Unknown | DISTRIBUTION | TNB | WP PUTRAJAYA & CYBERJAYA | Unknown | Unknown |  |  |  | Unknown | [17 empty] | 3
257741076 |  | 9 | 9524848 | 9524952 |  |  | Existing | RYB |  | SS 1.15 (PARCEL D1) | CLOSED | CLOSED | MAIN | 12.000 kV | 11 kV | VACUMM |  | 2000 |  |  |  | EPE |  |  | PPU PUTRAJAYA NO 4 | Unknown | Unknown | Unknown | Unknown | DISTRIBUTION | TNB | WP PUTRAJAYA & CYBERJAYA | Unknown | Unknown |  |  |  | Unknown | [17 empty] | 3
257741080 |  | 7 | 9524850 | 9524928 |  |  | Existing | RYB |  | SS 1.43 (BLOCK E6) | CLOSED | CLOSED | MAIN | 12.000 kV | Unknown | VACUMM |  | 2000 |  |  |  | EPE |  |  | PPU PUTRAJAYA NO 4 | Unknown | Unknown | Unknown | Unknown | DISTRIBUTION | TNB | WP PUTRAJAYA & CYBERJAYA | Unknown | Unknown |  |  |  | Unknown | [17 empty] | 3
257741084 |  | 11 | 9524851 | 9524950 |  |  | Existing | RYB |  | SS 1.14 (PARCEL C5) | CLOSED | CLOSED | MAIN | 12.000 kV | 11 kV | VACUMM |  | 2000 |  |  |  | EPE |  |  | PPU PUTRAJAYA NO 4 | Unknown | Unknown | Unknown | Unknown | DISTRIBUTION | TNB | WP PUTRAJAYA & CYBERJAYA | Unknown | Unknown |  |  |  | Unknown | [17 empty] | 3
257741348 |  | 2 | 9525981 | 9526087 |  |  | Existing | RYB |  | SS 1.01 | CLOSED | CLOSED | MAIN | 12.000 kV | 11 kV | VACUMM |  | 1998 |  |  |  | EPE |  |  | PPU PUTRAJAYA NO 6 | Unknown | Unknown | Unknown | Unknown | DISTRIBUTION | TNB | WP PUTRAJAYA & CYBERJAYA | Unknown | Unknown |  |  |  | Unknown | [17 empty] | 3
257741352 |  | 31 | 9526007 | 9781802 |  |  | Existing | RYB |  | TX1 | CLOSED | CLOSED | MAIN | 12.000 kV | 11 kV | VACUMM |  | 1998 |  |  |  | EPE |  |  | PPU PUTRAJAYA NO 6 | Unknown | Unknown | Unknown | Unknown | DISTRIBUTION | TNB | WP PUTRAJAYA & CYBERJAYA | Unknown | Unknown |  |  |  | Unknown | [17 empty] | 3
257741356 |  | 1 | 9526008 | 9526097 |  |  | Existing | RYB |  | SS 1.01 | CLOSED | CLOSED | MAIN | 12.000 kV | 11 kV | VACUMM |  | 1998 |  |  |  | EPE |  |  | PPU PUTRAJAYA NO 6 | Unknown | Unknown | Unknown | Unknown | DISTRIBUTION | TNB | WP PUTRAJAYA & CYBERJAYA | Unknown | Unknown |  |  |  | Unknown | [17 empty] | 3
257741360 |  | 5 | 9526039 | 9526140 |  |  | Existing | RYB |  | SS 1.36 | CLOSED | CLOSED | MAIN | 12.000 kV | 11 kV | VACUMM |  | 1998 |  |  |  | EPE |  |  | PPU PUTRAJAYA NO 6 | Unknown | Unknown | Unknown | Unknown | DISTRIBUTION | TNB | WP PUTRAJAYA & CYBERJAYA | Unknown | Unknown |  |  |  | Unknown | [17 empty] | 3
257741364 |  | 7 | 9526040 | 9526142 |  |  | Existing | RYB |  | SS 1.46 | CLOSED | CLOSED | MAIN | 12.000 kV | 11 kV | VACUMM |  | 1998 |  |  |  | EPE |  |  | PPU PUTRAJAYA NO 6 | Unknown | Unknown | Unknown | Unknown | DISTRIBUTION | TNB | WP PUTRAJAYA & CYBERJAYA | Unknown | Unknown |  |  |  | Unknown | [17 empty] | 3
257741368 |  | 9 | 9526041 | 9526144 |  |  | Existing | RYB |  | SS 1.08 | CLOSED | CLOSED | MAIN | 12.000 kV | 11 kV | VACUMM |  | 1998 |  |  |  | EPE |  |  | PPU PUTRAJAYA NO 6 | Unknown | Unknown | Unknown | Unknown | DISTRIBUTION | TNB | WP PUTRAJAYA & CYBERJAYA | Unknown | Unknown |  |  |  | Unknown | [17 empty] | 3
257741372 |  | 11 | 9526042 | 9526117 |  |  | Existing | RYB |  | SS 1.07 | CLOSED | CLOSED | MAIN | 12.000 kV | 11 kV | VACUMM |  | 1998 |  |  |  | EPE |  |  | PPU PUTRAJAYA NO 6 | Unknown | Unknown | Unknown | Unknown | DISTRIBUTION | TNB | WP PUTRAJAYA & CYBERJAYA | Unknown | Unknown |  |  |  | Unknown | [17 empty] | 3
257741376 |  | 13 | 9526043 | 9526119 |  |  | Existing | RYB |  | PE 2.02 | CLOSED | CLOSED | MAIN | 12.000 kV | 11 kV | VACUMM |  | 1998 |  |  |  | EPE |  |  | PPU PUTRAJAYA NO 6 | Unknown | Unknown | Unknown | Unknown | DISTRIBUTION | TNB | WP PUTRAJAYA & CYBERJAYA | Unknown | Unknown |  |  |  | Unknown | [17 empty] | 3
257741380 |  | 14 | 9525933 | 9526070 |  |  | Existing | RYB |  | SS 1.46 | CLOSED | CLOSED | MAIN | 12.000 kV | 11 kV | VACUMM |  | 1998 |  |  |  | EPE |  |  | PPU PUTRAJAYA NO 6 | Unknown | Unknown | Unknown | Unknown | DISTRIBUTION | TNB | WP PUTRAJAYA & CYBERJAYA | Unknown | Unknown |  |  |  | Unknown | [17 empty] | 3
257741384 |  | 12 | 9525936 | 9526068 |  |  | Existing | RYB |  | LOCAL TX | CLOSED | CLOSED | MAIN | 12.000 kV | Unknown | VACUMM |  | 1998 |  |  |  | EPE |  |  | PPU PUTRAJAYA NO 6 | Unknown | Unknown | Unknown | Unknown | DISTRIBUTION | TNB | WP PUTRAJAYA & CYBERJAYA | Unknown | Unknown |  |  |  | Unknown | [17 empty] | 3
257741388 |  | 10 | 9525956 | 9526066 |  |  | Existing | RYB |  | SS 1.08 | CLOSED | CLOSED | MAIN | 12.000 kV | 11 kV | VACUMM |  | 1998 |  |  |  | EPE |  |  | PPU PUTRAJAYA NO 6 | Unknown | Unknown | Unknown | Unknown | DISTRIBUTION | TNB | WP PUTRAJAYA & CYBERJAYA | Unknown | Unknown |  |  |  | Unknown | [17 empty] | 3
257741392 |  | 6 | 9525958 | 9526062 |  |  | Existing | RYB |  | SS 1.07 | CLOSED | CLOSED | MAIN | 12.000 kV | 11 kV | VACUMM |  | 1998 |  |  |  | EPE |  |  | PPU PUTRAJAYA NO 6 | Unknown | Unknown | Unknown | Unknown | DISTRIBUTION | TNB | WP PUTRAJAYA & CYBERJAYA | Unknown | Unknown |  |  |  | Unknown | [17 empty] | 3
257741396 |  | 8 | 9525959 | 9526064 |  |  | Existing | RYB |  | PE 2.02 | CLOSED | CLOSED | MAIN | 12.000 kV | 11 kV | VACUMM |  | 1998 |  |  |  | EPE |  |  | PPU PUTRAJAYA NO 6 | Unknown | Unknown | Unknown | Unknown | DISTRIBUTION | TNB | WP PUTRAJAYA & CYBERJAYA | Unknown | Unknown |  |  |  | Unknown | [17 empty] | 3
257741400 |  | 32 | 9525980 | 9781803 |  |  | Existing | RYB |  | TX2 | CLOSED | CLOSED | MAIN | 12.000 kV | 11 kV | VACUMM |  | 1998 |  |  |  | EPE |  |  | PPU PUTRAJAYA NO 6 | Unknown | Unknown | Unknown | Unknown | DISTRIBUTION | TNB | WP PUTRAJAYA & CYBERJAYA | Unknown | Unknown |  |  |  | Unknown | [17 empty] | 3
257741404 |  | 4 | 9525982 | 9526060 |  |  | Existing | RYB |  | PE 1.32 | CLOSED | CLOSED | MAIN | 12.000 kV | 11 kV | VACUMM |  | 1998 |  |  |  | EPE |  |  | PPU PUTRAJAYA NO 6 | Unknown | Unknown | Unknown | Unknown | DISTRIBUTION | TNB | WP PUTRAJAYA & CYBERJAYA | Unknown | Unknown |  |  |  | Unknown | [17 empty] | 3
257741408 |  | 3 | 9526009 | 9526095 |  |  | Existing | RYB |  | SPARE | CLOSED | CLOSED | MAIN | 12.000 kV | 11 kV | VACUMM |  | 1998 |  |  |  | EPE |  |  | PPU PUTRAJAYA NO 6 | Unknown | Unknown | Unknown | Unknown | DISTRIBUTION | TNB | WP PUTRAJAYA & CYBERJAYA | Unknown | Unknown |  |  |  | Unknown | [17 empty] | 3
257741616 |  | B/S-1S0 | 9526004 | 9526105 | VPTJ/PPU/G00012/MB1SO | 300278273 | Existing | RYB |  | B/SECTION | CLOSED | CLOSED | BUSBAR SECTION | 36.000 kV | Unknown | GAS | 1998-01-01 | 1997 |  |  |  | SIEMENS |  |  | PPU PUTRAJAYA NO 6 | Unknown | Unknown | Unknown | Unknown | DISTRIBUTION | TNB | WP PUTRAJAYA & CYBERJAYA | Unknown | Unknown |  |  |  | Unknown | [17 empty] | 3
257741620 |  | B/S-30 | 9526005 | 9526101 | VPTJ/PPU/G00012/NB30 | 300278286 | Existing | RYB |  | B/SECTION | CLOSED | CLOSED | BUSBAR SECTION | 12.000 kV | Unknown | VACUMM | 1998-01-01 | 1998 |  |  |  | EPE |  |  | PPU PUTRAJAYA NO 6 | Unknown | Unknown | Unknown | Unknown | DISTRIBUTION | TNB | WP PUTRAJAYA & CYBERJAYA | Unknown | Unknown |  |  |  | Unknown | [17 empty] | 3
257741624 |  | PTJ6-3 | 9526006 | 9526090 |  |  | Existing | RYB |  |  | CLOSED | CLOSED | NEUTRAL |  | Unknown | Unknown |  | 0 |  |  |  | Unknown |  |  | PPU PUTRAJAYA NO 6 | Unknown | Unknown | Unknown | Unknown | DISTRIBUTION | TNB | WP PUTRAJAYA & CYBERJAYA | Unknown | Unknown |  |  |  | Unknown | [17 empty] | 3
257741628 |  | PTJ6-9 | 9526036 | 9526125 |  |  | Existing | RYB |  |  | CLOSED | CLOSED | NEUTRAL |  | Unknown | Unknown |  | 0 |  |  |  | Unknown |  |  | PPU PUTRAJAYA NO 6 | Unknown | Unknown | Unknown | Unknown | DISTRIBUTION | TNB | WP PUTRAJAYA & CYBERJAYA | Unknown | Unknown |  |  |  | Unknown | [17 empty] | 3
257741632 |  | PTJ6-7 | 9526037 | 9526147 |  |  | Existing | RYB |  |  | CLOSED | CLOSED | NEUTRAL |  | Unknown | Unknown |  | 0 |  |  |  | Unknown |  |  | PPU PUTRAJAYA NO 6 | Unknown | Unknown | Unknown | Unknown | DISTRIBUTION | TNB | WP PUTRAJAYA & CYBERJAYA | Unknown | Unknown |  |  |  | Unknown | [17 empty] | 3
257741636 |  | PTJ6-5 | 9526038 | 9526126 |  |  | Existing | RYB |  |  | CLOSED | CLOSED | NEUTRAL |  | Unknown | Unknown |  | 0 |  |  |  | Unknown |  |  | PPU PUTRAJAYA NO 6 | Unknown | Unknown | Unknown | Unknown | DISTRIBUTION | TNB | WP PUTRAJAYA & CYBERJAYA | Unknown | Unknown |  |  |  | Unknown | [17 empty] | 3
257741641 |  | 3P5 | 9526045 | 9526146 |  |  | Existing | RYB |  | PMU DABB | CLOSED | CLOSED | MAIN | 36.000 kV | 33 kV | GAS |  | 1997 |  |  |  | SIEMENS |  |  | PPU PUTRAJAYA NO 6 | Unknown | Unknown | Unknown | Unknown | DISTRIBUTION | TNB | WP PUTRAJAYA & CYBERJAYA | Unknown | Unknown |  |  |  | Unknown | [17 empty] | 3
257741645 |  | 4P5 | 9525957 | 9526084 |  |  | Existing | RYB |  | SSU GDC 1 | CLOSED | CLOSED | MAIN | 36.000 kV | 33 kV | GAS |  | 1997 |  |  |  | SIEMENS |  |  | PPU PUTRAJAYA NO 6 | Unknown | Unknown | Unknown | Unknown | DISTRIBUTION | TNB | WP PUTRAJAYA & CYBERJAYA | Unknown | Unknown |  |  |  | Unknown | [17 empty] | 3
257741649 |  | 2H0 | 9525978 | 9526110 |  |  | Existing | RYB |  | TX2 | CLOSED | CLOSED | MAIN | 36.000 kV | 33 kV | GAS |  | 1997 |  |  |  | SIEMENS |  |  | PPU PUTRAJAYA NO 6 | Unknown | Unknown | Unknown | Unknown | DISTRIBUTION | TNB | WP PUTRAJAYA & CYBERJAYA | Unknown | Unknown |  |  |  | Unknown | [17 empty] | 3
257741653 |  | 2P5 | 9525979 | 9526085 |  |  | Existing | RYB |  | PMU DABB | CLOSED | CLOSED | MAIN | 36.000 kV | 33 kV | GAS |  | 1997 |  |  |  | SIEMENS |  |  | PPU PUTRAJAYA NO 6 | Unknown | Unknown | Unknown | Unknown | DISTRIBUTION | TNB | WP PUTRAJAYA & CYBERJAYA | Unknown | Unknown |  |  |  | Unknown | [17 empty] | 3
257741657 |  | 1H0 | 9526010 | 9526088 |  |  | Existing | RYB |  | TX1 | CLOSED | CLOSED | MAIN | 36.000 kV | 33 kV | GAS |  | 1997 |  |  |  | SIEMENS |  |  | PPU PUTRAJAYA NO 6 | Unknown | Unknown | Unknown | Unknown | DISTRIBUTION | TNB | WP PUTRAJAYA & CYBERJAYA | Unknown | Unknown |  |  |  | Unknown | [17 empty] | 3
257741661 |  | 1P5 | 9526011 | 9526108 |  |  | Existing | RYB |  | PPU 17 PJ | CLOSED | CLOSED | MAIN | 36.000 kV | 33 kV | GAS |  | 1997 |  |  |  | SIEMENS |  |  | PPU PUTRAJAYA NO 6 | Unknown | Unknown | Unknown | Unknown | DISTRIBUTION | TNB | WP PUTRAJAYA & CYBERJAYA | Unknown | Unknown |  |  |  | Unknown | [17 empty] | 3
257741780 |  | PTJ2-5 | 9526795 | 9526901 |  |  | Existing | RYB |  |  | CLOSED | CLOSED | NEUTRAL |  | Unknown | Unknown |  | 0 |  |  |  | Unknown |  |  | PPU PUTRAJAYA NO 2 | Unknown | Unknown | Unknown | Unknown | DISTRIBUTION | TNB | WP PUTRAJAYA & CYBERJAYA | Unknown | Unknown |  |  |  | Unknown | [17 empty] | 3
257741784 |  | 3P5 | 9526803 | 9526878 |  |  | Existing | RYB |  | PPU 5 PJ | CLOSED | CLOSED | MAIN | 36.000 kV | 33 kV | GAS |  | 1997 |  |  |  | SIEMENS |  |  | PPU PUTRAJAYA NO 2 | Unknown | Unknown | Unknown | Unknown | DISTRIBUTION | TNB | WP PUTRAJAYA & CYBERJAYA | Unknown | Unknown |  |  |  | Unknown | [17 empty] | 3
257741928 | 1S0 | 1S0 | 9526768 | 9526858 | VPTJ/PPU/G00009/MB1SO | 300278177 | Existing | RYB |  | B/SECTION | CLOSED | CLOSED | BUSBAR SECTION | 36.000 kV | Unknown | GAS | 28/06/2001 | 1997 |  |  |  | SIEMENS |  |  | PPU PUTRAJAYA NO 2 | Unknown | Unknown | Unknown | Unknown | DISTRIBUTION | TNB | WP PUTRAJAYA & CYBERJAYA | Unknown | Unknown |  |  |  | Unknown | [8 empty] | 1S0 | [8 empty] | 3
257741932 | 30 | B/S-30 | 9526769 | 9526855 | VPTJ/PPU/G00009/NB30 | 300278195 | Existing | RYB |  | BUS SECTION | CLOSED | CLOSED | BUSBAR SECTION | 12.000 kV | Unknown | Unknown | 28/06/2001 | 1998 |  |  |  | EPE |  |  | PPU PUTRAJAYA NO 2 | Unknown | Unknown | Unknown | Unknown | DISTRIBUTION | TNB | WP PUTRAJAYA & CYBERJAYA | Unknown | Unknown |  |  |  | Unknown | [8 empty] | 30 | [8 empty] | 3
257741936 |  | PTJ2-9 | 9526793 | 9526902 |  |  | Existing | RYB |  |  | CLOSED | CLOSED | NEUTRAL |  | Unknown | Unknown |  | 0 |  |  |  | Unknown |  |  | PPU PUTRAJAYA NO 2 | Unknown | Unknown | Unknown | Unknown | DISTRIBUTION | TNB | WP PUTRAJAYA & CYBERJAYA | Unknown | Unknown |  |  |  | Unknown | [17 empty] | 3
257741940 |  | PTJ2-7 | 9526794 | 9526875 |  |  | Existing | RYB |  |  | CLOSED | CLOSED | NEUTRAL |  | Unknown | Unknown |  | 0 |  |  |  | Unknown |  |  | PPU PUTRAJAYA NO 2 | Unknown | Unknown | Unknown | Unknown | DISTRIBUTION | TNB | WP PUTRAJAYA & CYBERJAYA | Unknown | Unknown |  |  |  | Unknown | [17 empty] | 3
257741944 |  | PTJ2-3 | 9526796 | 9526876 |  |  | Existing | RYB |  |  | CLOSED | CLOSED | NEUTRAL |  | Unknown | Unknown |  | 0 |  |  |  | Unknown |  |  | PPU PUTRAJAYA NO 2 | Unknown | Unknown | Unknown | Unknown | DISTRIBUTION | TNB | WP PUTRAJAYA & CYBERJAYA | Unknown | Unknown |  |  |  | Unknown | [17 empty] | 3
257741949 |  | 2H0 | 9526741 | 9526843 |  |  | Existing | RYB |  | ALATUBAH NO2 | CLOSED | CLOSED | MAIN | 36.000 kV | Unknown | GAS |  | 1997 |  |  |  | SIEMENS |  |  | PPU PUTRAJAYA NO 2 | Unknown | Unknown | Unknown | Unknown | DISTRIBUTION | TNB | WP PUTRAJAYA & CYBERJAYA | Unknown | Unknown |  |  |  | Unknown | [17 empty] | 3
257741953 |  | 2P5 | 9526742 | 9526844 |  |  | Existing | RYB |  | SPARE 2 | OPEN | CLOSED | MAIN | 36.000 kV | Unknown | GAS |  | 1997 |  |  |  | SIEMENS |  |  | PPU PUTRAJAYA NO 2 | Unknown | Unknown | Unknown | Unknown | DISTRIBUTION | TNB | WP PUTRAJAYA & CYBERJAYA | Unknown | Unknown |  |  |  | Unknown | [17 empty] | 3
257741957 |  | 4P5 | 9526743 | 9526845 |  |  | Existing | RYB |  | PMU DABB | CLOSED | CLOSED | MAIN | 36.000 kV | Unknown | GAS |  | 1997 |  |  |  | SIEMENS |  |  | PPU PUTRAJAYA NO 2 | Unknown | Unknown | Unknown | Unknown | DISTRIBUTION | TNB | WP PUTRAJAYA & CYBERJAYA | Unknown | Unknown |  |  |  | Unknown | [17 empty] | 3
257741961 |  | 1H0 | 9526772 | 9526863 |  |  | Existing | RYB |  | ALATUBAH NO1 | CLOSED | CLOSED | MAIN | 36.000 kV | Unknown | GAS |  | 1997 |  |  |  | SIEMENS |  |  | PPU PUTRAJAYA NO 2 | Unknown | Unknown | Unknown | Unknown | DISTRIBUTION | TNB | WP PUTRAJAYA & CYBERJAYA | Unknown | Unknown |  |  |  | Unknown | [17 empty] | 3
257741965 |  | 1P5 | 9526802 | 9526896 |  |  | Existing | RYB |  | SPARE 1 | CLOSED | CLOSED | MAIN | 36.000 kV | Unknown | GAS |  | 1997 |  |  |  | SIEMENS |  |  | PPU PUTRAJAYA NO 2 | Unknown | Unknown | Unknown | Unknown | DISTRIBUTION | TNB | WP PUTRAJAYA & CYBERJAYA | Unknown | Unknown |  |  |  | Unknown | [17 empty] | 3
257742009 |  | 14 | 9526713 | 9526837 |  |  | Existing | RYB |  | PE 7.05 | CLOSED | CLOSED | MAIN | 12.000 kV | Unknown | VACUMM |  | 0 |  |  |  | EPE |  |  | PPU PUTRAJAYA NO 2 | Unknown | Unknown | Unknown | Unknown | DISTRIBUTION | TNB | WP PUTRAJAYA & CYBERJAYA | Unknown | Unknown |  |  |  | Unknown | [17 empty] | 3
257742013 |  | 10 | 9526714 | 9526833 |  |  | Existing | RYB |  | SPARE | CLOSED | CLOSED | MAIN | 12.000 kV | Unknown | VACUMM |  | 0 |  |  |  | EPE |  |  | PPU PUTRAJAYA NO 2 | Unknown | Unknown | Unknown | Unknown | DISTRIBUTION | TNB | WP PUTRAJAYA & CYBERJAYA | Unknown | Unknown |  |  |  | Unknown | [17 empty] | 3
257742017 |  | 16 | 9526715 | 9526839 |  |  | Existing | RYB |  | LOCAL TX | CLOSED | CLOSED | MAIN | 12.000 kV | Unknown | VACUMM |  | 0 |  |  |  | EPE |  |  | PPU PUTRAJAYA NO 2 | Unknown | Unknown | Unknown | Unknown | DISTRIBUTION | TNB | WP PUTRAJAYA & CYBERJAYA | Unknown | Unknown |  |  |  | Unknown | [17 empty] | 3
257742021 |  | 12 | 9526716 | 9526835 |  |  | Existing | RYB |  | PE 8.02 | CLOSED | CLOSED | MAIN | 12.000 kV | Unknown | VACUMM |  | 0 |  |  |  | EPE |  |  | PPU PUTRAJAYA NO 2 | Unknown | Unknown | Unknown | Unknown | DISTRIBUTION | TNB | WP PUTRAJAYA & CYBERJAYA | Unknown | Unknown |  |  |  | Unknown | [17 empty] | 3
257742025 |  | 2 | 9526745 | 9526825 |  |  | Existing | RYB |  | SS 10.01 | CLOSED | CLOSED | MAIN | 12.000 kV | 11 kV | VACUMM |  | 0 |  |  |  | EPE |  |  | PPU PUTRAJAYA NO 2 | Unknown | Unknown | Unknown | Unknown | DISTRIBUTION | TNB | WP PUTRAJAYA & CYBERJAYA | Unknown | Unknown |  |  |  | Unknown | [17 empty] | 3
257742029 |  | 4 | 9526746 | 9526827 |  |  | Existing | RYB |  | PE 10.02 | CLOSED | CLOSED | MAIN | 12.000 kV | 11 kV | VACUMM |  | 0 |  |  |  | EPE |  |  | PPU PUTRAJAYA NO 2 | Unknown | Unknown | Unknown | Unknown | DISTRIBUTION | TNB | WP PUTRAJAYA & CYBERJAYA | Unknown | Unknown |  |  |  | Unknown | [17 empty] | 3
257742033 |  | 8 | 9526748 | 9526831 |  |  | Existing | RYB |  | PE 9.01 | CLOSED | CLOSED | MAIN | 12.000 kV | Unknown | VACUMM |  | 0 |  |  |  | EPE |  |  | PPU PUTRAJAYA NO 2 | Unknown | Unknown | Unknown | Unknown | DISTRIBUTION | TNB | WP PUTRAJAYA & CYBERJAYA | Unknown | Unknown |  |  |  | Unknown | [17 empty] | 3
257742037 |  | 31 | 9526770 | 9526866 |  |  | Existing | RYB |  | ALATUBAH NO1 | CLOSED | CLOSED | MAIN | 12.000 kV | Unknown | VACUMM |  | 1998 |  |  |  | EPE |  |  | PPU PUTRAJAYA NO 2 | Unknown | Unknown | Unknown | Unknown | DISTRIBUTION | TNB | WP PUTRAJAYA & CYBERJAYA | Unknown | Unknown |  |  |  | Unknown | [17 empty] | 3
257742041 |  | 1 | 9526771 | 9526867 |  |  | Existing | RYB |  | SS 10.01 | CLOSED | CLOSED | MAIN | 12.000 kV | Unknown | VACUMM |  | 0 |  |  |  | EPE |  |  | PPU PUTRAJAYA NO 2 | Unknown | Unknown | Unknown | Unknown | DISTRIBUTION | TNB | WP PUTRAJAYA & CYBERJAYA | Unknown | Unknown |  |  |  | Unknown | [17 empty] | 3
257742045 |  | 3 | 9526797 | 9526888 |  |  | Existing | RYB |  | PE 11.04 | CLOSED | CLOSED | MAIN | 12.000 kV | Unknown | VACUMM |  | 0 |  |  |  | EPE |  |  | PPU PUTRAJAYA NO 2 | Unknown | Unknown | Unknown | Unknown | DISTRIBUTION | TNB | WP PUTRAJAYA & CYBERJAYA | Unknown | Unknown |  |  |  | Unknown | [17 empty] | 3
257742049 |  | 5 | 9526798 | 9526890 |  |  | Existing | RYB |  | PE 10.02 | CLOSED | CLOSED | MAIN | 12.000 kV | 11 kV | VACUMM |  | 0 |  |  |  | EPE |  |  | PPU PUTRAJAYA NO 2 | Unknown | Unknown | Unknown | Unknown | DISTRIBUTION | TNB | WP PUTRAJAYA & CYBERJAYA | Unknown | Unknown |  |  |  | Unknown | [17 empty] | 3
257742053 |  | 7 | 9526799 | 9526892 |  |  | Existing | RYB |  | PE 9.01 | CLOSED | CLOSED | MAIN | 12.000 kV | Unknown | VACUMM |  | 0 |  |  |  | EPE |  |  | PPU PUTRAJAYA NO 2 | Unknown | Unknown | Unknown | Unknown | DISTRIBUTION | TNB | WP PUTRAJAYA & CYBERJAYA | Unknown | Unknown |  |  |  | Unknown | [17 empty] | 3
257742057 |  | 9 | 9526800 | 9526894 |  |  | Existing | RYB |  | SPARE | CLOSED | CLOSED | MAIN | 12.000 kV | Unknown | VACUMM |  | 0 |  |  |  | EPE |  |  | PPU PUTRAJAYA NO 2 | Unknown | Unknown | Unknown | Unknown | DISTRIBUTION | TNB | WP PUTRAJAYA & CYBERJAYA | Unknown | Unknown |  |  |  | Unknown | [17 empty] | 3
257742061 |  | 11 | 9526801 | 9526872 |  |  | Existing | RYB |  | PE 8.15 | CLOSED | CLOSED | MAIN | 12.000 kV | Unknown | VACUMM |  | 0 |  |  |  | EPE |  |  | PPU PUTRAJAYA NO 2 | Unknown | Unknown | Unknown | Unknown | DISTRIBUTION | TNB | WP PUTRAJAYA & CYBERJAYA | Unknown | Unknown |  |  |  | Unknown | [17 empty] | 3
257742065 |  | 13 | 9526823 | 9526912 |  |  | Existing | RYB |  | PE 8.24 | CLOSED | CLOSED | MAIN | 12.000 kV | Unknown | VACUMM |  | 0 |  |  |  | EPE |  |  | PPU PUTRAJAYA NO 2 | Unknown | Unknown | Unknown | Unknown | DISTRIBUTION | TNB | WP PUTRAJAYA & CYBERJAYA | Unknown | Unknown |  |  |  | Unknown | [17 empty] | 3
257742069 |  | 32 | 9526744 | 9526840 |  |  | Existing | RYB |  | ALATUBAH NO 2 | CLOSED | CLOSED | MAIN | 12.000 kV | Unknown | Unknown |  | 1998 |  |  |  | EPE |  |  | PPU PUTRAJAYA NO 2 | Unknown | Unknown | Unknown | Unknown | DISTRIBUTION | TNB | WP PUTRAJAYA & CYBERJAYA | Unknown | Unknown |  |  |  | Unknown | [17 empty] | 3
257742073 |  | 15 | 9526822 | 9526910 |  |  | Existing | RYB |  | SPARE | CLOSED | CLOSED | MAIN | 12.000 kV | Unknown | VACUMM |  | 0 |  |  |  | EPE |  |  | PPU PUTRAJAYA NO 2 | Unknown | Unknown | Unknown | Unknown | DISTRIBUTION | TNB | WP PUTRAJAYA & CYBERJAYA | Unknown | Unknown |  |  |  | Unknown | [17 empty] | 3
257742077 |  | 6 | 9526747 | 9526829 |  |  | Existing | RYB |  | PE 11.04 | CLOSED | CLOSED | MAIN | 12.000 kV | Unknown | VACUMM |  | 0 |  |  |  | EPE |  |  | PPU PUTRAJAYA NO 2 | Unknown | Unknown | Unknown | Unknown | DISTRIBUTION | TNB | WP PUTRAJAYA & CYBERJAYA | Unknown | Unknown |  |  |  | Unknown | [17 empty] | 3
257742486 |  | 2P5 | 9528228 | 9528347 |  |  | Existing | RYB |  | SSU GDC NO2 | CLOSED | CLOSED | RESERVE | 36.000 kV | 33 kV | GAS |  | 2000 |  |  |  | ABB |  |  | PPU PUTRAJAYA NO 24 | Unknown | Unknown | Unknown | Unknown | DISTRIBUTION | TNB | WP PUTRAJAYA & CYBERJAYA | Unknown | Unknown |  |  |  | Unknown | [17 empty] | 3
257742622 | 1WO | B/C-1W0 | 9528250 | 9528344 | VPTJ/PPU/G00015/MB1WO | 300279468 | Existing | RYB |  | B/COUPLER | CLOSED | CLOSED | BUSBAR COUPLER | 36.000 kV | Unknown | GAS | 2002-01-02 | 2000 |  |  |  | ABB |  |  | PPU PUTRAJAYA NO 24 | Unknown | Unknown | Unknown | Unknown | DISTRIBUTION | TNB | WP PUTRAJAYA & CYBERJAYA | Unknown | Unknown |  |  |  | Unknown | [8 empty] | 1WO | [8 empty] | 3
257742626 | 30 | B/S-30 | 9528225 | 9528373 | VPTJ/PPU/G00015/NB30 | 300278368 | Existing | RYB |  | B/SECTION | CLOSED | CLOSED | BUSBAR SECTION | 12.000 kV | Unknown | VACUMM | 2002-01-02 | 2002 |  |  |  | EPE |  |  | PPU PUTRAJAYA NO 24 | Unknown | Unknown | Unknown | Unknown | DISTRIBUTION | TNB | WP PUTRAJAYA & CYBERJAYA | Unknown | Unknown |  |  |  | Unknown | [8 empty] | 30 | [8 empty] | 3
257742630 | 1SO | B/S-1S0 | 9528226 | 9528354 | VPTJ/PPU/G00015/MB1SO | 300278353 | Existing | RYB |  | B/SECTION | CLOSED | CLOSED | BUSBAR SECTION | 36.000 kV | Unknown | GAS | 2002-01-02 | 2000 |  |  |  | ABB |  |  | PPU PUTRAJAYA NO 24 | Unknown | Unknown | Unknown | Unknown | DISTRIBUTION | TNB | WP PUTRAJAYA & CYBERJAYA | Unknown | Unknown |  |  |  | Unknown | [8 empty] | 1SO | [8 empty] | 3
257742634 |  |  | 9528271 | 9528410 |  |  | Existing | RYB |  |  | CLOSED | CLOSED | NEUTRAL |  | Unknown | Unknown |  | 0 |  |  |  | Unknown |  |  | PPU PUTRAJAYA NO 24 | Unknown | Unknown | Unknown | Unknown | DISTRIBUTION | TNB | WP PUTRAJAYA & CYBERJAYA | Unknown | Unknown |  |  |  | Unknown | [17 empty] | 3
257742638 |  |  | 9528277 | 9528382 |  |  | Existing | RYB |  |  | CLOSED | CLOSED | NEUTRAL |  | Unknown | Unknown |  | 0 |  |  |  | Unknown |  |  | PPU PUTRAJAYA NO 24 | Unknown | Unknown | Unknown | Unknown | DISTRIBUTION | TNB | WP PUTRAJAYA & CYBERJAYA | Unknown | Unknown |  |  |  | Unknown | [17 empty] | 3
257742642 |  |  | 9528293 | 9528412 |  |  | Existing | RYB |  |  | CLOSED | CLOSED | NEUTRAL |  | Unknown | Unknown |  | 0 |  |  |  | Unknown |  |  | PPU PUTRAJAYA NO 24 | Unknown | Unknown | Unknown | Unknown | DISTRIBUTION | TNB | WP PUTRAJAYA & CYBERJAYA | Unknown | Unknown |  |  |  | Unknown | [17 empty] | 3
257742646 |  |  | 9528299 | 9528411 |  |  | Existing | RYB |  |  | CLOSED | CLOSED | NEUTRAL |  | Unknown | Unknown |  | 0 |  |  |  | Unknown |  |  | PPU PUTRAJAYA NO 24 | Unknown | Unknown | Unknown | Unknown | DISTRIBUTION | TNB | WP PUTRAJAYA & CYBERJAYA | Unknown | Unknown |  |  |  | Unknown | [17 empty] | 3
257742651 |  | 2P5 | 9528230 | 9528356 |  |  | Existing | RYB |  | SSU GDC NO2 | CLOSED | CLOSED | MAIN | 36.000 kV | 33 kV | GAS |  | 2000 |  |  |  | ABB |  |  | PPU PUTRAJAYA NO 24 | Unknown | Unknown | Unknown | Unknown | DISTRIBUTION | TNB | WP PUTRAJAYA & CYBERJAYA | Unknown | Unknown |  |  |  | Unknown | [17 empty] | 3
257742655 |  | 1H0 | 9528253 | 9528381 |  |  | Existing | RYB |  | TX1 | CLOSED | CLOSED | MAIN | 36.000 kV | 33 kV | GAS |  | 2000 |  |  |  | ABB |  |  | PPU PUTRAJAYA NO 24 | Unknown | Unknown | Unknown | Unknown | DISTRIBUTION | TNB | WP PUTRAJAYA & CYBERJAYA | Unknown | Unknown |  |  |  | Unknown | [17 empty] | 3
257742659 |  | 1P5 | 9528278 | 9528365 |  |  | Existing | RYB |  | PPU 5 PJ | CLOSED | CLOSED | MAIN | 36.000 kV | 33 kV | GAS |  | 2000 |  |  |  | ABB |  |  | PPU PUTRAJAYA NO 24 | Unknown | Unknown | Unknown | Unknown | DISTRIBUTION | TNB | WP PUTRAJAYA & CYBERJAYA | Unknown | Unknown |  |  |  | Unknown | [17 empty] | 3
257742663 |  | 3P5 | 9528279 | 9528390 |  |  | Existing | RYB |  | SPARE | OPEN | OPEN | MAIN | 36.000 kV | 33 kV | GAS |  | 2000 |  |  |  | ABB |  |  | PPU PUTRAJAYA NO 24 | Unknown | Unknown | Unknown | Unknown | DISTRIBUTION | TNB | WP PUTRAJAYA & CYBERJAYA | Unknown | Unknown |  |  |  | Unknown | [17 empty] | 3
257742667 |  | 2H0 | 9528223 | 9528343 |  |  | Existing | RYB |  | TX2 | CLOSED | CLOSED | MAIN | 36.000 kV | 33 kV | GAS |  | 2000 |  |  |  | ABB |  |  | PPU PUTRAJAYA NO 24 | Unknown | Unknown | Unknown | Unknown | DISTRIBUTION | TNB | WP PUTRAJAYA & CYBERJAYA | Unknown | Unknown |  |  |  | Unknown | [17 empty] | 3
257742671 |  | 4P5 | 9528229 | 9528324 |  |  | Existing | RYB |  | PMU SG SEMENYIH | CLOSED | CLOSED | MAIN | 36.000 kV | 33 kV | GAS |  | 2000 |  |  |  | ABB |  |  | PPU PUTRAJAYA NO 24 | Unknown | Unknown | Unknown | Unknown | DISTRIBUTION | TNB | WP PUTRAJAYA & CYBERJAYA | Unknown | Unknown |  |  |  | Unknown | [17 empty] | 3
257742675 |  | 1H0 | 9528252 | 9528368 |  |  | Existing | RYB |  | TX1 | CLOSED | CLOSED | RESERVE | 36.000 kV | 33 kV | GAS |  | 2000 |  |  |  | ABB |  |  | PPU PUTRAJAYA NO 24 | Unknown | Unknown | Unknown | Unknown | DISTRIBUTION | TNB | WP PUTRAJAYA & CYBERJAYA | Unknown | Unknown |  |  |  | Unknown | [17 empty] | 3
257742679 |  | 3P5 | 9528274 | 9528383 |  |  | Existing | RYB |  | SPARE | OPEN | OPEN | RESERVE | 36.000 kV | 33 kV | GAS |  | 2000 |  |  |  | ABB |  |  | PPU PUTRAJAYA NO 24 | Unknown | Unknown | Unknown | Unknown | DISTRIBUTION | TNB | WP PUTRAJAYA & CYBERJAYA | Unknown | Unknown |  |  |  | Unknown | [17 empty] | 3
257742683 |  | 1P5 | 9528275 | 9528360 |  |  | Existing | RYB |  | PPU 5 PJ | OPEN | OPEN | RESERVE | 36.000 kV | 33 kV | GAS |  | 2000 |  |  |  | ABB |  |  | PPU PUTRAJAYA NO 24 | Unknown | Unknown | Unknown | Unknown | DISTRIBUTION | TNB | WP PUTRAJAYA & CYBERJAYA | Unknown | Unknown |  |  |  | Unknown | [17 empty] | 3
257742687 |  | 2H0 | 9528224 | 9528348 |  |  | Existing | RYB |  | TX2 | CLOSED | CLOSED | RESERVE | 36.000 kV | 33 kV | GAS |  | 2000 |  |  |  | ABB |  |  | PPU PUTRAJAYA NO 24 | Unknown | Unknown | Unknown | Unknown | DISTRIBUTION | TNB | WP PUTRAJAYA & CYBERJAYA | Unknown | Unknown |  |  |  | Unknown | [17 empty] | 3
257742691 |  | 4P5 | 9528227 | 9528312 |  |  | Existing | RYB |  | PMU SG SEMENYIH | OPEN | OPEN | RESERVE | 36.000 kV | 33 kV | GAS |  | 2000 |  |  |  | ABB |  |  | PPU PUTRAJAYA NO 24 | Unknown | Unknown | Unknown | Unknown | DISTRIBUTION | TNB | WP PUTRAJAYA & CYBERJAYA | Unknown | Unknown |  |  |  | Unknown | [17 empty] | 3
257742734 |  | 8 | 9528200 | 9528316 |  |  | Existing | RYB |  | PE 4.05 | CLOSED | CLOSED | MAIN | 12.000 kV | Unknown | VACUMM |  | 2002 |  |  |  | EPE |  |  | PPU PUTRAJAYA NO 24 | Unknown | Unknown | Unknown | Unknown | DISTRIBUTION | TNB | WP PUTRAJAYA & CYBERJAYA | Unknown | Unknown |  |  |  | Unknown | [17 empty] | 3
257742738 |  | 6 | 9528232 | 9528314 |  |  | Existing | RYB |  | PE 5.12 | CLOSED | CLOSED | MAIN | 12.000 kV | Unknown | VACUMM |  | 2002 |  |  |  | EPE |  |  | PPU PUTRAJAYA NO 24 | Unknown | Unknown | Unknown | Unknown | DISTRIBUTION | TNB | WP PUTRAJAYA & CYBERJAYA | Unknown | Unknown |  |  |  | Unknown | [17 empty] | 3
257742742 |  | 4 | 9528233 | 9528337 |  |  | Existing | RYB |  | PE 4.02 | CLOSED | CLOSED | MAIN | 12.000 kV | Unknown | VACUMM |  | 2002 |  |  |  | EPE |  |  | PPU PUTRAJAYA NO 24 | Unknown | Unknown | Unknown | Unknown | DISTRIBUTION | TNB | WP PUTRAJAYA & CYBERJAYA | Unknown | Unknown |  |  |  | Unknown | [17 empty] | 3
257742746 |  | 2 | 9528234 | 9528335 |  |  | Existing | RYB |  | SS 4.03 | CLOSED | CLOSED | MAIN | 12.000 kV | Unknown | VACUMM |  | 2002 |  |  |  | EPE |  |  | PPU PUTRAJAYA NO 24 | Unknown | Unknown | Unknown | Unknown | DISTRIBUTION | TNB | WP PUTRAJAYA & CYBERJAYA | Unknown | Unknown |  |  |  | Unknown | [17 empty] | 3
257742750 |  | 32 | 9528235 | 9528340 |  |  | Existing | RYB |  | TX2 | CLOSED | CLOSED | MAIN | 12.000 kV | Unknown | VACUMM |  | 2002 |  |  |  | EPE |  |  | PPU PUTRAJAYA NO 24 | Unknown | Unknown | Unknown | Unknown | DISTRIBUTION | TNB | WP PUTRAJAYA & CYBERJAYA | Unknown | Unknown |  |  |  | Unknown | [17 empty] | 3
257742754 |  | 31 | 9528251 | 9528378 |  |  | Existing | RYB |  | TX1 | CLOSED | CLOSED | MAIN | 12.000 kV | Unknown | VACUMM |  | 2002 |  |  |  | EPE |  |  | PPU PUTRAJAYA NO 24 | Unknown | Unknown | Unknown | Unknown | DISTRIBUTION | TNB | WP PUTRAJAYA & CYBERJAYA | Unknown | Unknown |  |  |  | Unknown | [17 empty] | 3
257742758 |  | 5 | 9528272 | 9528400 |  |  | Existing | RYB |  | PE 5.12 | CLOSED | CLOSED | MAIN | 12.000 kV | Unknown | VACUMM |  | 2002 |  |  |  | EPE |  |  | PPU PUTRAJAYA NO 24 | Unknown | Unknown | Unknown | Unknown | DISTRIBUTION | TNB | WP PUTRAJAYA & CYBERJAYA | Unknown | Unknown |  |  |  | Unknown | [17 empty] | 3
257742762 |  | 1 | 9528273 | 9528371 |  |  | Existing | RYB |  | SS 4.03 | CLOSED | CLOSED | MAIN | 12.000 kV | Unknown | VACUMM |  | 2002 |  |  |  | EPE |  |  | PPU PUTRAJAYA NO 24 | Unknown | Unknown | Unknown | Unknown | DISTRIBUTION | TNB | WP PUTRAJAYA & CYBERJAYA | Unknown | Unknown |  |  |  | Unknown | [17 empty] | 3
257742766 |  | 3 | 9528276 | 9528369 |  |  | Existing | RYB |  | PE 4.02 | CLOSED | CLOSED | MAIN | 12.000 kV | Unknown | VACUMM |  | 2002 |  |  |  | EPE |  |  | PPU PUTRAJAYA NO 24 | Unknown | Unknown | Unknown | Unknown | DISTRIBUTION | TNB | WP PUTRAJAYA & CYBERJAYA | Unknown | Unknown |  |  |  | Unknown | [17 empty] | 3
257742770 |  | 13 | 9528294 | 9528392 |  |  | Existing | RYB |  | SPARE | CLOSED | CLOSED | MAIN | 12.000 kV | Unknown | VACUMM |  | 2002 |  |  |  | EPE |  |  | PPU PUTRAJAYA NO 24 | Unknown | Unknown | Unknown | Unknown | DISTRIBUTION | TNB | WP PUTRAJAYA & CYBERJAYA | Unknown | Unknown |  |  |  | Unknown | [17 empty] | 3
257742774 |  | 9 | 9528295 | 9528396 |  |  | Existing | RYB |  | SS 5.01 | CLOSED | CLOSED | MAIN | 12.000 kV | Unknown | VACUMM |  | 2002 |  |  |  | EPE |  |  | PPU PUTRAJAYA NO 24 | Unknown | Unknown | Unknown | Unknown | DISTRIBUTION | TNB | WP PUTRAJAYA & CYBERJAYA | Unknown | Unknown |  |  |  | Unknown | [17 empty] | 3
257742778 |  | 7 | 9528296 | 9528398 |  |  | Existing | RYB |  | SPARE | OPEN | OPEN | MAIN | 12.000 kV | Unknown | VACUMM |  | 2002 |  |  |  | EPE |  |  | PPU PUTRAJAYA NO 24 | Unknown | Unknown | Unknown | Unknown | DISTRIBUTION | TNB | WP PUTRAJAYA & CYBERJAYA | Unknown | Unknown |  |  |  | Unknown | [17 empty] | 3
257742782 |  | 11 | 9528297 | 9528394 |  |  | Existing | RYB |  | PE 6.01 | CLOSED | CLOSED | MAIN | 12.000 kV | Unknown | VACUMM |  | 2002 |  |  |  | EPE |  |  | PPU PUTRAJAYA NO 24 | Unknown | Unknown | Unknown | Unknown | DISTRIBUTION | TNB | WP PUTRAJAYA & CYBERJAYA | Unknown | Unknown |  |  |  | Unknown | [17 empty] | 3
257742786 |  | 15 | 9528298 | 9528413 |  |  | Existing | RYB |  |  | CLOSED | OPEN | MAIN |  | 11 kV | Unknown |  | 2002 |  |  |  | EPE |  |  | PPU PUTRAJAYA NO 24 | Unknown | Unknown | Unknown | Unknown | DISTRIBUTION | TNB | WP PUTRAJAYA & CYBERJAYA | Unknown | Unknown |  |  |  | Unknown | [17 empty] | 3
257742790 |  | 16 | 9528178 | 9528327 |  |  | Existing | RYB |  | LOCAL TX | OPEN | OPEN | MAIN | 12.000 kV | Unknown | VACUMM |  | 2002 |  |  |  | EPE |  |  | PPU PUTRAJAYA NO 24 | Unknown | Unknown | Unknown | Unknown | DISTRIBUTION | TNB | WP PUTRAJAYA & CYBERJAYA | Unknown | Unknown |  |  |  | Unknown | [17 empty] | 3
257742794 |  | 14 | 9528181 | 9528322 |  |  | Existing | RYB |  | SPARE | CLOSED | CLOSED | MAIN | 12.000 kV | Unknown | VACUMM |  | 2002 |  |  |  | EPE |  |  | PPU PUTRAJAYA NO 24 | Unknown | Unknown | Unknown | Unknown | DISTRIBUTION | TNB | WP PUTRAJAYA & CYBERJAYA | Unknown | Unknown |  |  |  | Unknown | [17 empty] | 3
257742798 |  | 12 | 9528198 | 9528320 |  |  | Existing | RYB |  | SS 4.13 | CLOSED | OPEN | MAIN | 12.000 kV | Unknown | VACUMM |  | 2002 |  |  |  | EPE |  |  | PPU PUTRAJAYA NO 24 | Unknown | Unknown | Unknown | Unknown | DISTRIBUTION | TNB | WP PUTRAJAYA & CYBERJAYA | Unknown | Unknown |  |  |  | Unknown | [17 empty] | 3
257742802 |  | 10 | 9528199 | 9528318 |  |  | Existing | RYB |  | PE 6.01 | CLOSED | CLOSED | MAIN | 12.000 kV | Unknown | VACUMM |  | 2002 |  |  |  | EPE |  |  | PPU PUTRAJAYA NO 24 | Unknown | Unknown | Unknown | Unknown | DISTRIBUTION | TNB | WP PUTRAJAYA & CYBERJAYA | Unknown | Unknown |  |  |  | Unknown | [17 empty] | 3
257886848 |  | 14 | 9527879 | 9528020 |  |  | Existing | RYB |  | PE 3.01 | CLOSED | CLOSED | MAIN | 12.000 kV | 11 kV | VACUMM |  | 2001 |  |  |  | EPE |  |  | PPU PUTRAJAYA NO17 | Unknown | Unknown | Unknown | Unknown | DISTRIBUTION | TNB | WP PUTRAJAYA & CYBERJAYA | Unknown | Unknown |  |  |  | Unknown | [17 empty] | 3
257886852 |  | 12 | 9527896 | 9528018 |  |  | Existing | RYB |  | SS 2.16 | CLOSED | CLOSED | MAIN | 12.000 kV | 11 kV | VACUMM |  | 2001 |  |  |  | EPE |  |  | PPU PUTRAJAYA NO17 | Unknown | Unknown | Unknown | Unknown | DISTRIBUTION | TNB | WP PUTRAJAYA & CYBERJAYA | Unknown | Unknown |  |  |  | Unknown | [17 empty] | 3
257886856 |  | 10 | 9527897 | 9528016 |  |  | Existing | RYB |  | SS 3.04 | CLOSED | CLOSED | MAIN | 12.000 kV | 11 kV | GAS |  | 2001 |  |  |  | EPE |  |  | PPU PUTRAJAYA NO17 | Unknown | Unknown | Unknown | Unknown | DISTRIBUTION | TNB | WP PUTRAJAYA & CYBERJAYA | Unknown | Unknown |  |  |  | Unknown | [17 empty] | 3
257886860 |  | 16 | 9527876 | 9528025 |  |  | Existing | RYB |  | LOCAL TX | CLOSED | CLOSED | MAIN | 12.000 kV | 11 kV | VACUMM |  | 2000 |  |  |  | EPE |  |  | PPU PUTRAJAYA NO17 | Unknown | Unknown | Unknown | Unknown | DISTRIBUTION | TNB | WP PUTRAJAYA & CYBERJAYA | Unknown | Unknown |  |  |  | Unknown | [17 empty] | 3
257886864 |  | 8 | 9527898 | 9528014 |  |  | Existing | RYB |  | SS 2.20 | CLOSED | CLOSED | MAIN | 12.000 kV | 11 kV | GAS |  | 2000 |  |  |  | EPE |  |  | PPU PUTRAJAYA NO17 | Unknown | Unknown | Unknown | Unknown | DISTRIBUTION | TNB | WP PUTRAJAYA & CYBERJAYA | Unknown | Unknown |  |  |  | Unknown | [17 empty] | 3
257886868 |  | 6 | 9527930 | 9528012 |  |  | Existing | RYB |  | PE 18.01 | CLOSED | CLOSED | MAIN | 12.000 kV | 11 kV | GAS |  | 2000 |  |  |  | EPE |  |  | PPU PUTRAJAYA NO17 | Unknown | Unknown | Unknown | Unknown | DISTRIBUTION | TNB | WP PUTRAJAYA & CYBERJAYA | Unknown | Unknown |  |  |  | Unknown | [17 empty] | 3
257886872 |  | 4 | 9527931 | 9528035 |  |  | Existing | RYB |  | PE 2.08 | CLOSED | CLOSED | MAIN | 12.000 kV | 11 kV | GAS |  | 2000 |  |  |  | EPE |  |  | PPU PUTRAJAYA NO17 | Unknown | Unknown | Unknown | Unknown | DISTRIBUTION | TNB | WP PUTRAJAYA & CYBERJAYA | Unknown | Unknown |  |  |  | Unknown | [17 empty] | 3
257886876 |  | 2 | 9527932 | 9528033 |  |  | Existing | RYB |  | PE 2.09 | CLOSED | CLOSED | MAIN | 12.000 kV | 11 kV | GAS |  | 2001 |  |  |  | EPE |  |  | PPU PUTRAJAYA NO17 | Unknown | Unknown | Unknown | Unknown | DISTRIBUTION | TNB | WP PUTRAJAYA & CYBERJAYA | Unknown | Unknown |  |  |  | Unknown | [17 empty] | 3
257886880 |  | 32 | 9527933 | 9528038 |  |  | Existing | RYB |  | TX2 | CLOSED | CLOSED | MAIN |  | 11 kV | VACUMM |  | 2001 |  |  |  | EPE |  |  | PPU PUTRAJAYA NO17 | Unknown | Unknown | Unknown | Unknown | DISTRIBUTION | TNB | WP PUTRAJAYA & CYBERJAYA | Unknown | Unknown |  |  |  | Unknown | [17 empty] | 3
257886884 |  | 31 | 9527949 | 9528076 |  |  | Existing | RYB |  | TX1 | CLOSED | CLOSED | MAIN | 12.000 kV | 11 kV | VACUMM |  | 2001 |  |  |  | EPE |  |  | PPU PUTRAJAYA NO17 | Unknown | Unknown | Unknown | Unknown | DISTRIBUTION | TNB | WP PUTRAJAYA & CYBERJAYA | Unknown | Unknown |  |  |  | Unknown | [17 empty] | 3
257886888 |  | 5 | 9527970 | 9528098 |  |  | Existing | RYB |  | PE 18.09 | CLOSED | CLOSED | MAIN | 12.000 kV | 11 kV | VACUMM |  | 2001 |  |  |  | EPE |  |  | PPU PUTRAJAYA NO17 | Unknown | Unknown | Unknown | Unknown | DISTRIBUTION | TNB | WP PUTRAJAYA & CYBERJAYA | Unknown | Unknown |  |  |  | Unknown | [17 empty] | 3
257886892 |  | 1 | 9527971 | 9528069 |  |  | Existing | RYB |  | PE 2.09 | CLOSED | CLOSED | MAIN | 12.000 kV | Unknown | VACUMM |  | 2001 |  |  |  | EPE |  |  | PPU PUTRAJAYA NO17 | Unknown | Unknown | Unknown | Unknown | DISTRIBUTION | TNB | WP PUTRAJAYA & CYBERJAYA | Unknown | Unknown |  |  |  | Unknown | [17 empty] | 3
257886896 |  | 3 | 9527974 | 9528067 |  |  | Existing | RYB |  | PE 2.08 | CLOSED | CLOSED | MAIN | 12.000 kV | 11 kV | VACUMM |  | 2001 |  |  |  | EPE |  |  | PPU PUTRAJAYA NO17 | Unknown | Unknown | Unknown | Unknown | DISTRIBUTION | TNB | WP PUTRAJAYA & CYBERJAYA | Unknown | Unknown |  |  |  | Unknown | [17 empty] | 3
257886900 |  | 13 | 9527992 | 9528090 |  |  | Existing | RYB |  | PE 18.03 | CLOSED | CLOSED | MAIN | 12.000 kV | Unknown | VACUMM |  | 2001 |  |  |  | EPE |  |  | PPU PUTRAJAYA NO17 | Unknown | Unknown | Unknown | Unknown | DISTRIBUTION | TNB | WP PUTRAJAYA & CYBERJAYA | Unknown | Unknown |  |  |  | Unknown | [17 empty] | 3
257886904 |  | 9 | 9527993 | 9528094 |  |  | Existing | RYB |  | SS 3.04 | CLOSED | CLOSED | MAIN | 12.000 kV | 11 kV | VACUMM |  | 2001 |  |  |  | EPE |  |  | PPU PUTRAJAYA NO17 | Unknown | Unknown | Unknown | Unknown | DISTRIBUTION | TNB | WP PUTRAJAYA & CYBERJAYA | Unknown | Unknown |  |  |  | Unknown | [17 empty] | 3
257886908 |  | 7 | 9527994 | 9528096 |  |  | Existing | RYB |  | SS 2.20 | CLOSED | CLOSED | MAIN | 12.000 kV | 11 kV | VACUMM |  | 2001 |  |  |  | EPE |  |  | PPU PUTRAJAYA NO17 | Unknown | Unknown | Unknown | Unknown | DISTRIBUTION | TNB | WP PUTRAJAYA & CYBERJAYA | Unknown | Unknown |  |  |  | Unknown | [17 empty] | 3
257886912 |  | 11 | 9527995 | 9528092 |  |  | Existing | RYB |  | SS 2.16 | CLOSED | CLOSED | MAIN | 12.000 kV | 11 kV | VACUMM |  | 2001 |  |  |  | EPE |  |  | PPU PUTRAJAYA NO17 | Unknown | Unknown | Unknown | Unknown | DISTRIBUTION | TNB | WP PUTRAJAYA & CYBERJAYA | Unknown | Unknown |  |  |  | Unknown | [17 empty] | 3
257886958 | 1WO | B/C-1W0 | 9527948 | 9528042 | VPTJ/PPU/G00014/MB1WO | 300279496 | Existing | RYB |  | B/COUPLER | CLOSED | CLOSED | BUSBAR COUPLER | 36.000 kV | Unknown | VACUMM | 2002-01-02 | 2000 |  |  |  | ABB |  |  | PPU PUTRAJAYA NO17 | Unknown | Unknown | Unknown | Unknown | DISTRIBUTION | TNB | WP PUTRAJAYA & CYBERJAYA | Unknown | Unknown |  |  |  | Unknown | [8 empty] | 1WO | [8 empty] | 3
257886962 | 30 | B/S-30 | 9527923 | 9528071 | VPTJ/PPU/G00014/NB30 | 300278341 | Existing | RYB |  | B/SECTION | CLOSED | CLOSED | BUSBAR SECTION | 12.000 kV | Unknown | VACUMM | 2002-01-02 | 2001 |  |  |  | EPE |  |  | PPU PUTRAJAYA NO17 | Unknown | Unknown | Unknown | Unknown | DISTRIBUTION | TNB | WP PUTRAJAYA & CYBERJAYA | Unknown | Unknown |  |  |  | Unknown | [8 empty] | 30 | [8 empty] | 3
257886966 | 1SO | B/S-1S0 | 9527924 | 9528052 | VPTJ/PPU/G00014/MB1SO | 300278325 | Existing | RYB |  | B/SECTION | CLOSED | CLOSED | BUSBAR SECTION | 36.000 kV | Unknown | VACUMM | 2002-01-02 | 2000 |  |  |  | ABB |  |  | PPU PUTRAJAYA NO17 | Unknown | Unknown | Unknown | Unknown | DISTRIBUTION | TNB | WP PUTRAJAYA & CYBERJAYA | Unknown | Unknown |  |  |  | Unknown | [8 empty] | 1SO | [8 empty] | 3
257886970 |  |  | 9527969 | 9528108 |  |  | Existing | RYB |  |  | CLOSED | CLOSED | NEUTRAL |  | Unknown | Unknown |  | 0 |  |  |  | Unknown |  |  | PPU PUTRAJAYA NO17 | Unknown | Unknown | Unknown | Unknown | DISTRIBUTION | TNB | WP PUTRAJAYA & CYBERJAYA | Unknown | Unknown |  |  |  | Unknown | [17 empty] | 3
257886974 |  |  | 9527975 | 9528080 |  |  | Existing | RYB |  |  | CLOSED | CLOSED | NEUTRAL |  | Unknown | Unknown |  | 0 |  |  |  | Unknown |  |  | PPU PUTRAJAYA NO17 | Unknown | Unknown | Unknown | Unknown | DISTRIBUTION | TNB | WP PUTRAJAYA & CYBERJAYA | Unknown | Unknown |  |  |  | Unknown | [17 empty] | 3
257886978 |  |  | 9527991 | 9528110 |  |  | Existing | RYB |  |  | CLOSED | CLOSED | NEUTRAL |  | Unknown | Unknown |  | 0 |  |  |  | Unknown |  |  | PPU PUTRAJAYA NO17 | Unknown | Unknown | Unknown | Unknown | DISTRIBUTION | TNB | WP PUTRAJAYA & CYBERJAYA | Unknown | Unknown |  |  |  | Unknown | [17 empty] | 3
257886982 |  |  | 9527997 | 9528109 |  |  | Existing | RYB |  |  | CLOSED | CLOSED | NEUTRAL |  | Unknown | Unknown |  | 0 |  |  |  | Unknown |  |  | PPU PUTRAJAYA NO17 | Unknown | Unknown | Unknown | Unknown | DISTRIBUTION | TNB | WP PUTRAJAYA & CYBERJAYA | Unknown | Unknown |  |  |  | Unknown | [17 empty] | 3
257886987 |  | 2H0 | 9527921 | 9528041 |  |  | Existing | RYB |  | TX2 | CLOSED | CLOSED | MAIN | 36.000 kV | 33 kV | VACUMM |  | 2000 |  |  |  | ABB |  |  | PPU PUTRAJAYA NO17 | Unknown | Unknown | Unknown | Unknown | DISTRIBUTION | TNB | WP PUTRAJAYA & CYBERJAYA | Unknown | Unknown |  |  |  | Unknown | [17 empty] | 3
257886991 |  | 4P5 | 9527927 | 9528022 |  |  | Existing | RYB |  | SSU GDC NO2 | CLOSED | CLOSED | MAIN | 36.000 kV | 33 kV | VACUMM |  | 0 |  |  |  | ABB |  |  | PPU PUTRAJAYA NO17 | Unknown | Unknown | Unknown | Unknown | DISTRIBUTION | TNB | WP PUTRAJAYA & CYBERJAYA | Unknown | Unknown |  |  |  | Unknown | [17 empty] | 3
257886995 |  | 2P5 | 9527928 | 9528054 |  |  | Existing | RYB |  | PPU 6 PJ | CLOSED | CLOSED | MAIN | 36.000 kV | 33 kV | VACUMM |  | 0 |  |  |  | ABB |  |  | PPU PUTRAJAYA NO17 | Unknown | Unknown | Unknown | Unknown | DISTRIBUTION | TNB | WP PUTRAJAYA & CYBERJAYA | Unknown | Unknown |  |  |  | Unknown | [17 empty] | 3
257886999 |  | 1H0 | 9527951 | 9528079 |  |  | Existing | RYB |  | TX1 | CLOSED | CLOSED | MAIN | 36.000 kV | 33 kV | VACUMM |  | 2000 |  |  |  | ABB |  |  | PPU PUTRAJAYA NO17 | Unknown | Unknown | Unknown | Unknown | DISTRIBUTION | TNB | WP PUTRAJAYA & CYBERJAYA | Unknown | Unknown |  |  |  | Unknown | [17 empty] | 3
257887003 |  | 1P5 | 9527976 | 9528063 |  |  | Existing | RYB |  | PPU 6 PJ | CLOSED | CLOSED | MAIN | 36.000 kV | 33 kV | VACUMM |  | 2000 |  |  |  | ABB |  |  | PPU PUTRAJAYA NO17 | Unknown | Unknown | Unknown | Unknown | DISTRIBUTION | TNB | WP PUTRAJAYA & CYBERJAYA | Unknown | Unknown |  |  |  | Unknown | [17 empty] | 3
257887007 |  | 3P5 | 9527977 | 9528088 |  |  | Existing | RYB |  | SSU GDC NO2 | CLOSED | CLOSED | MAIN | 36.000 kV | 33 kV | VACUMM |  | 2000 |  |  |  | ABB |  |  | PPU PUTRAJAYA NO17 | Unknown | Unknown | Unknown | Unknown | DISTRIBUTION | TNB | WP PUTRAJAYA & CYBERJAYA | Unknown | Unknown |  |  |  | Unknown | [17 empty] | 3
257887011 |  | 2H0 | 9527922 | 9528046 |  |  | Existing | RYB |  | TX2 | CLOSED | CLOSED | RESERVE | 36.000 kV | 33 kV | VACUMM |  | 2000 |  |  |  | ABB |  |  | PPU PUTRAJAYA NO17 | Unknown | Unknown | Unknown | Unknown | DISTRIBUTION | TNB | WP PUTRAJAYA & CYBERJAYA | Unknown | Unknown |  |  |  | Unknown | [17 empty] | 3
257887015 |  | 4P5 | 9527925 | 9528010 |  |  | Existing | RYB |  | SSU GDC NO2 | OPEN | OPEN | RESERVE | 36.000 kV | 33 kV | VACUMM |  | 0 |  |  |  | ABB |  |  | PPU PUTRAJAYA NO17 | Unknown | Unknown | Unknown | Unknown | DISTRIBUTION | TNB | WP PUTRAJAYA & CYBERJAYA | Unknown | Unknown |  |  |  | Unknown | [17 empty] | 3
257887019 |  | 2P5 | 9527926 | 9528045 |  |  | Existing | RYB |  | PPU 6 PJ | OPEN | OPEN | RESERVE | 36.000 kV | 33 kV | VACUMM |  | 0 |  |  |  | ABB |  |  | PPU PUTRAJAYA NO17 | Unknown | Unknown | Unknown | Unknown | DISTRIBUTION | TNB | WP PUTRAJAYA & CYBERJAYA | Unknown | Unknown |  |  |  | Unknown | [17 empty] | 3
257887023 |  | 1H0 | 9527950 | 9528066 |  |  | Existing | RYB |  | TX1 | CLOSED | CLOSED | RESERVE | 36.000 kV | 33 kV | VACUMM |  | 2000 |  |  |  | ABB |  |  | PPU PUTRAJAYA NO17 | Unknown | Unknown | Unknown | Unknown | DISTRIBUTION | TNB | WP PUTRAJAYA & CYBERJAYA | Unknown | Unknown |  |  |  | Unknown | [17 empty] | 3
257887027 |  | 3P5 | 9527972 | 9528081 |  |  | Existing | RYB |  | SSU GDC NO2 | OPEN | OPEN | RESERVE | 36.000 kV | 33 kV | VACUMM |  | 2000 |  |  |  | ABB |  |  | PPU PUTRAJAYA NO17 | Unknown | Unknown | Unknown | Unknown | DISTRIBUTION | TNB | WP PUTRAJAYA & CYBERJAYA | Unknown | Unknown |  |  |  | Unknown | [17 empty] | 3
257887031 |  | 1P5 | 9527973 | 9528058 |  |  | Existing | RYB |  | PPU 6 PJ | OPEN | OPEN | RESERVE |  | 33 kV | Unknown |  | 2000 |  |  |  | ABB |  |  | PPU PUTRAJAYA NO17 | Unknown | Unknown | Unknown | Unknown | DISTRIBUTION | TNB | WP PUTRAJAYA & CYBERJAYA | Unknown | Unknown |  |  |  | Unknown | [17 empty] | 3
257887079 |  | PJ17-15 | 9715978 | 9528111 |  |  | Existing | RYB |  |  | OPEN | OPEN | MAIN |  | 11 kV | Unknown |  | 0 |  |  |  | Unknown |  |  | PPU PUTRAJAYA NO17 | Unknown | Unknown | Unknown | Unknown | DISTRIBUTION | TNB | WP PUTRAJAYA & CYBERJAYA | Unknown | Unknown |  |  |  | Unknown | [17 empty] | 3
257887083 |  | PJ17-17 | 9715979 | 9534288 |  |  | Existing | RYB |  |  | OPEN | OPEN | MAIN |  | 11 kV | Unknown |  | 0 |  |  |  | Unknown |  |  | PPU PUTRAJAYA NO17 | Unknown | Unknown | Unknown | Unknown | DISTRIBUTION | TNB | WP PUTRAJAYA & CYBERJAYA | Unknown | Unknown |  |  |  | Unknown | [17 empty] | 3
257887087 |  | PJ17-19 | 9715980 | 9534294 |  |  | Existing | RYB |  |  | OPEN | OPEN | MAIN |  | 11 kV | Unknown |  | 0 |  |  |  | Unknown |  |  | PPU PUTRAJAYA NO17 | Unknown | Unknown | Unknown | Unknown | DISTRIBUTION | TNB | WP PUTRAJAYA & CYBERJAYA | Unknown | Unknown |  |  |  | Unknown | [17 empty] | 3
257916019 |  | B/C-1W0 | 9529167 | 9529261 | VPTJ/PPU/G00011/MB1WO | 300279462 | Existing | RYB |  | B/COUPLER | OPEN | OPEN | BUSBAR COUPLER | 36.000 kV | Unknown | GAS | 28/06/2001 | 1999 |  |  |  | ABB |  |  | PPU PUTRAJAYA NO 5 | Unknown | Unknown | Unknown | Unknown | DISTRIBUTION | TNB | WP PUTRAJAYA & CYBERJAYA | Unknown | Unknown |  |  |  | Unknown | [17 empty] | 3
257916023 |  | B/S-30 | 9529142 | 9529290 | VPTJ/PPU/G00011/NB30 | 300278262 | Existing | RYB |  | B/SECTION | CLOSED | CLOSED | BUSBAR SECTION | 12.000 kV | Unknown | VACUMM | 14/01/2000 | 2000 |  |  |  | TAMCO |  |  | PPU PUTRAJAYA NO 5 | Unknown | Unknown | Unknown | Unknown | DISTRIBUTION | TNB | WP PUTRAJAYA & CYBERJAYA | Unknown | Unknown |  |  |  | Unknown | [17 empty] | 3
257916027 |  | B/S-1S0 | 9529143 | 9529271 | VPTJ/PPU/G00011/MB1SO | 300278247 | Existing | RYB |  | B/SECTION | CLOSED | CLOSED | BUSBAR SECTION | 36.000 kV | Unknown | GAS | 14/01/2000 | 1999 |  |  |  | ABB |  |  | PPU PUTRAJAYA NO 5 | Unknown | Unknown | Unknown | Unknown | DISTRIBUTION | TNB | WP PUTRAJAYA & CYBERJAYA | Unknown | Unknown |  |  |  | Unknown | [17 empty] | 3
257916031 |  |  | 9529188 | 9529327 |  |  | Existing | RYB |  |  | CLOSED | CLOSED | NEUTRAL |  | Unknown | Unknown |  | 0 |  |  |  | Unknown |  |  | PPU PUTRAJAYA NO 5 | Unknown | Unknown | Unknown | Unknown | DISTRIBUTION | TNB | WP PUTRAJAYA & CYBERJAYA | Unknown | Unknown |  |  |  | Unknown | [17 empty] | 3
257916035 |  |  | 9529194 | 9529299 |  |  | Existing | RYB |  |  | CLOSED | CLOSED | NEUTRAL |  | Unknown | Unknown |  | 0 |  |  |  | Unknown |  |  | PPU PUTRAJAYA NO 5 | Unknown | Unknown | Unknown | Unknown | DISTRIBUTION | TNB | WP PUTRAJAYA & CYBERJAYA | Unknown | Unknown |  |  |  | Unknown | [17 empty] | 3
257916039 |  | PTJ5-5P5 | 9529210 | 9529329 |  |  | Existing | RYB |  |  | CLOSED | CLOSED | NEUTRAL |  | Unknown | Unknown |  | 0 |  |  |  | Unknown |  |  | PPU PUTRAJAYA NO 5 | Unknown | Unknown | Unknown | Unknown | DISTRIBUTION | TNB | WP PUTRAJAYA & CYBERJAYA | Unknown | Unknown |  |  |  | Unknown | [17 empty] | 3
257916043 |  |  | 9529216 | 9529328 |  |  | Existing | RYB |  |  | CLOSED | CLOSED | NEUTRAL |  | Unknown | Unknown |  | 0 |  |  |  | Unknown |  |  | PPU PUTRAJAYA NO 5 | Unknown | Unknown | Unknown | Unknown | DISTRIBUTION | TNB | WP PUTRAJAYA & CYBERJAYA | Unknown | Unknown |  |  |  | Unknown | [17 empty] | 3
257916048 |  | 2H0 | 9529140 | 9529260 |  |  | Existing | RYB |  | TX2 | CLOSED | CLOSED | MAIN | 36.000 kV | 33 kV | GAS |  | 1999 |  |  |  | ABB |  |  | PPU PUTRAJAYA NO 5 | Unknown | Unknown | Unknown | Unknown | DISTRIBUTION | TNB | WP PUTRAJAYA & CYBERJAYA | Unknown | Unknown |  |  |  | Unknown | [17 empty] | 3
257916052 |  | 4P5 | 9529146 | 9529241 |  |  | Existing | RYB |  | PPU 24 PJ | CLOSED | CLOSED | MAIN | 36.000 kV | 33 kV | GAS |  | 1999 |  |  |  | ABB |  |  | PPU PUTRAJAYA NO 5 | Unknown | Unknown | Unknown | Unknown | DISTRIBUTION | TNB | WP PUTRAJAYA & CYBERJAYA | Unknown | Unknown |  |  |  | Unknown | [17 empty] | 3
257916056 |  | 2P5 | 9529147 | 9529273 |  |  | Existing | RYB |  | PMU SERDANG | OPEN | OPEN | MAIN | 36.000 kV | 33 kV | GAS |  | 1999 |  |  |  | ABB |  |  | PPU PUTRAJAYA NO 5 | Unknown | Unknown | Unknown | Unknown | DISTRIBUTION | TNB | WP PUTRAJAYA & CYBERJAYA | Unknown | Unknown |  |  |  | Unknown | [17 empty] | 3
257916060 |  | 1H0 | 9529170 | 9529298 |  |  | Existing | RYB |  | TX1 | CLOSED | CLOSED | MAIN | 36.000 kV | 33 kV | GAS |  | 2000 |  |  |  | ABB |  |  | PPU PUTRAJAYA NO 5 | Unknown | Unknown | Unknown | Unknown | DISTRIBUTION | TNB | WP PUTRAJAYA & CYBERJAYA | Unknown | Unknown |  |  |  | Unknown | [17 empty] | 3
257916064 |  | 1P5 | 9529195 | 9529282 |  |  | Existing | RYB |  | SPARE | CLOSED | CLOSED | MAIN | 36.000 kV | 33 kV | GAS |  | 1999 |  |  |  | ABB |  |  | PPU PUTRAJAYA NO 5 | Unknown | Unknown | Unknown | Unknown | DISTRIBUTION | TNB | WP PUTRAJAYA & CYBERJAYA | Unknown | Unknown |  |  |  | Unknown | [17 empty] | 3
257916068 |  | 3P5 | 9529196 | 9529307 |  |  | Existing | RYB |  | PPU 2 PJ | CLOSED | CLOSED | MAIN | 36.000 kV | 33 kV | GAS |  | 1999 |  |  |  | ABB |  |  | PPU PUTRAJAYA NO 5 | Unknown | Unknown | Unknown | Unknown | DISTRIBUTION | TNB | WP PUTRAJAYA & CYBERJAYA | Unknown | Unknown |  |  |  | Unknown | [17 empty] | 3
257916072 |  | PTJ5-5P5 | 9529345 | 9529351 |  |  | Existing | RYB |  | PMU SERDANG | CLOSED | CLOSED | MAIN | 36.000 kV | 33 kV | GAS |  | 1999 |  |  |  | ABB |  |  | PPU PUTRAJAYA NO 5 | Unknown | Unknown | Unknown | Unknown | DISTRIBUTION | TNB | WP PUTRAJAYA & CYBERJAYA | Unknown | Unknown |  |  |  | Unknown | [17 empty] | 3
257916076 |  | 6P5 | 9534275 | 9534278 |  |  | Existing | RYB |  | SPARE | OPEN | OPEN | MAIN | 36.000 kV | 33 kV | GAS |  | 1999 |  |  |  | ABB |  |  | PPU PUTRAJAYA NO 5 | Unknown | Unknown | Unknown | Unknown | DISTRIBUTION | TNB | WP PUTRAJAYA & CYBERJAYA | Unknown | Unknown |  |  |  | Unknown | [17 empty] | 3
257916080 |  | 2H0 | 9529141 | 9529265 |  |  | Existing | RYB |  | TX2 | OPEN | CLOSED | RESERVE | 36.000 kV | 33 kV | GAS |  | 1999 |  |  |  | ABB |  |  | PPU PUTRAJAYA NO 5 | Unknown | Unknown | Unknown | Unknown | DISTRIBUTION | TNB | WP PUTRAJAYA & CYBERJAYA | Unknown | Unknown |  |  |  | Unknown | [17 empty] | 3
257916084 |  | 4P5 | 9529144 | 9529229 |  |  | Existing | RYB |  | PPU 24 PJ | OPEN | OPEN | RESERVE | 36.000 kV | 33 kV | GAS |  | 1999 |  |  |  | ABB |  |  | PPU PUTRAJAYA NO 5 | Unknown | Unknown | Unknown | Unknown | DISTRIBUTION | TNB | WP PUTRAJAYA & CYBERJAYA | Unknown | Unknown |  |  |  | Unknown | [17 empty] | 3
257916088 |  | 2P5 | 9529145 | 9529264 |  |  | Existing | RYB |  | PMU SERDANG | CLOSED | CLOSED | RESERVE | 36.000 kV | 33 kV | GAS |  | 1999 |  |  |  | ABB |  |  | PPU PUTRAJAYA NO 5 | Unknown | Unknown | Unknown | Unknown | DISTRIBUTION | TNB | WP PUTRAJAYA & CYBERJAYA | Unknown | Unknown |  |  |  | Unknown | [17 empty] | 3
257916092 |  | 1H0 | 9529169 | 9529285 |  |  | Existing | RYB |  | TX1 | OPEN | CLOSED | RESERVE | 36.000 kV | 33 kV | GAS |  | 2000 |  |  |  | ABB |  |  | PPU PUTRAJAYA NO 5 | Unknown | Unknown | Unknown | Unknown | DISTRIBUTION | TNB | WP PUTRAJAYA & CYBERJAYA | Unknown | Unknown |  |  |  | Unknown | [17 empty] | 3
257916096 |  | 3P5 | 9529191 | 9529300 |  |  | Existing | RYB |  | PPU 2 PJ | OPEN | OPEN | RESERVE | 36.000 kV | 33 kV | GAS |  | 1999 |  |  |  | ABB |  |  | PPU PUTRAJAYA NO 5 | Unknown | Unknown | Unknown | Unknown | DISTRIBUTION | TNB | WP PUTRAJAYA & CYBERJAYA | Unknown | Unknown |  |  |  | Unknown | [17 empty] | 3
257916100 |  | 1P5 | 9529192 | 9529277 |  |  | Existing | RYB |  | SPARE | OPEN | OPEN | RESERVE | 36.000 kV | 33 kV | GAS |  | 1999 |  |  |  | ABB |  |  | PPU PUTRAJAYA NO 5 | Unknown | Unknown | Unknown | Unknown | DISTRIBUTION | TNB | WP PUTRAJAYA & CYBERJAYA | Unknown | Unknown |  |  |  | Unknown | [17 empty] | 3
257916104 |  | 5P5 | 9529346 | 9529350 |  |  | Existing | RYB |  | PMU SERDANG | OPEN | OPEN | RESERVE | 36.000 kV | 33 kV | GAS |  | 1999 |  |  |  | ABB |  |  | PPU PUTRAJAYA NO 5 | Unknown | Unknown | Unknown | Unknown | DISTRIBUTION | TNB | WP PUTRAJAYA & CYBERJAYA | Unknown | Unknown |  |  |  | Unknown | [17 empty] | 3
257916108 |  | 6P5 | 9534277 | 9534279 |  |  | Existing | RYB |  | SPARE | OPEN | OPEN | RESERVE | 36.000 kV | 33 kV | GAS |  | 1999 |  |  |  | ABB |  |  | PPU PUTRAJAYA NO 5 | Unknown | Unknown | Unknown | Unknown | DISTRIBUTION | TNB | WP PUTRAJAYA & CYBERJAYA | Unknown | Unknown |  |  |  | Unknown | [17 empty] | 3
257916156 |  | 16 | 9529095 | 9529244 |  |  | Existing | RYB |  | LOCAL TX | CLOSED | OPEN | MAIN | 12.000 kV | Unknown | VACUMM |  | 2000 |  |  |  | TAMCO |  |  | PPU PUTRAJAYA NO 5 | Unknown | Unknown | Unknown | Unknown | DISTRIBUTION | TNB | WP PUTRAJAYA & CYBERJAYA | Unknown | Unknown |  |  |  | Unknown | [17 empty] | 3
257916160 |  | 14 | 9529098 | 9529239 |  |  | Existing | RYB |  | PE 10.13 | CLOSED | CLOSED | MAIN | 12.000 kV | 11 kV | VACUMM |  | 2000 |  |  |  | TAMCO |  |  | PPU PUTRAJAYA NO 5 | Unknown | Unknown | Unknown | Unknown | DISTRIBUTION | TNB | WP PUTRAJAYA & CYBERJAYA | Unknown | Unknown |  |  |  | Unknown | [17 empty] | 3
257916164 |  | 12 | 9529115 | 9529237 |  |  | Existing | RYB |  | PE 9.31 | CLOSED | CLOSED | MAIN | 12.000 kV | Unknown | VACUMM |  | 2000 |  |  |  | TAMCO |  |  | PPU PUTRAJAYA NO 5 | Unknown | Unknown | Unknown | Unknown | DISTRIBUTION | TNB | WP PUTRAJAYA & CYBERJAYA | Unknown | Unknown |  |  |  | Unknown | [17 empty] | 3
257916168 |  | 10 | 9529116 | 9529235 |  |  | Existing | RYB |  | PE 8.12 | CLOSED | CLOSED | MAIN | 12.000 kV | Unknown | VACUMM |  | 2000 |  |  |  | TAMCO |  |  | PPU PUTRAJAYA NO 5 | Unknown | Unknown | Unknown | Unknown | DISTRIBUTION | TNB | WP PUTRAJAYA & CYBERJAYA | Unknown | Unknown |  |  |  | Unknown | [17 empty] | 3
257916172 |  | 8 | 9529117 | 9529233 |  |  | Existing | RYB |  | PE 7.04 | CLOSED | CLOSED | MAIN | 12.000 kV | Unknown | VACUMM |  | 2000 |  |  |  | TAMCO |  |  | PPU PUTRAJAYA NO 5 | Unknown | Unknown | Unknown | Unknown | DISTRIBUTION | TNB | WP PUTRAJAYA & CYBERJAYA | Unknown | Unknown |  |  |  | Unknown | [17 empty] | 3
257916176 |  | 6 | 9529149 | 9529231 |  |  | Existing | RYB |  | PE 11.35 | CLOSED | CLOSED | MAIN | 12.000 kV | Unknown | VACUMM |  | 2000 |  |  |  | TAMCO |  |  | PPU PUTRAJAYA NO 5 | Unknown | Unknown | Unknown | Unknown | DISTRIBUTION | TNB | WP PUTRAJAYA & CYBERJAYA | Unknown | Unknown |  |  |  | Unknown | [17 empty] | 3
257916180 |  | 4 | 9529150 | 9529254 |  |  | Existing | RYB |  | SS 2.16 | CLOSED | CLOSED | MAIN | 12.000 kV | Unknown | VACUMM |  | 2000 |  |  |  | TAMCO |  |  | PPU PUTRAJAYA NO 5 | Unknown | Unknown | Unknown | Unknown | DISTRIBUTION | TNB | WP PUTRAJAYA & CYBERJAYA | Unknown | Unknown |  |  |  | Unknown | [17 empty] | 3
257916184 |  | 2 | 9529151 | 9529252 |  |  | Existing | RYB |  | SPARE | CLOSED | OPEN | MAIN | 12.000 kV | Unknown | VACUMM |  | 2000 |  |  |  | TAMCO |  |  | PPU PUTRAJAYA NO 5 | Unknown | Unknown | Unknown | Unknown | DISTRIBUTION | TNB | WP PUTRAJAYA & CYBERJAYA | Unknown | Unknown |  |  |  | Unknown | [17 empty] | 3
257916188 |  | 32 | 9529152 | 9529257 |  |  | Existing | RYB |  | TX2 | CLOSED | CLOSED | MAIN | 12.000 kV | Unknown | VACUMM |  | 2000 |  |  |  | TAMCO |  |  | PPU PUTRAJAYA NO 5 | Unknown | Unknown | Unknown | Unknown | DISTRIBUTION | TNB | WP PUTRAJAYA & CYBERJAYA | Unknown | Unknown |  |  |  | Unknown | [17 empty] | 3
257916192 |  | 31 | 9529168 | 9529295 |  |  | Existing | RYB |  | TX1 | CLOSED | CLOSED | MAIN | 12.000 kV | 11 kV | VACUMM |  | 2000 |  |  |  | TAMCO |  |  | PPU PUTRAJAYA NO 5 | Unknown | Unknown | Unknown | Unknown | DISTRIBUTION | TNB | WP PUTRAJAYA & CYBERJAYA | Unknown | Unknown |  |  |  | Unknown | [17 empty] | 3
257916196 |  | 5 | 9529189 | 9529317 |  |  | Existing | RYB |  | PE 11.35 | CLOSED | CLOSED | MAIN | 12.000 kV | 11 kV | VACUMM |  | 2000 |  |  |  | TAMCO |  |  | PPU PUTRAJAYA NO 5 | Unknown | Unknown | Unknown | Unknown | DISTRIBUTION | TNB | WP PUTRAJAYA & CYBERJAYA | Unknown | Unknown |  |  |  | Unknown | [17 empty] | 3
257916200 |  | 1 | 9529190 | 9529288 |  |  | Existing | RYB |  | SPARE | CLOSED | OPEN | MAIN | 12.000 kV | 11 kV | VACUMM |  | 2000 |  |  |  | TAMCO |  |  | PPU PUTRAJAYA NO 5 | Unknown | Unknown | Unknown | Unknown | DISTRIBUTION | TNB | WP PUTRAJAYA & CYBERJAYA | Unknown | Unknown |  |  |  | Unknown | [17 empty] | 3
257916204 |  | 3 | 9529193 | 9529286 |  |  | Existing | RYB |  | SPARE | CLOSED | OPEN | MAIN | 12.000 kV | 11 kV | VACUMM |  | 2000 |  |  |  | TAMCO |  |  | PPU PUTRAJAYA NO 5 | Unknown | Unknown | Unknown | Unknown | DISTRIBUTION | TNB | WP PUTRAJAYA & CYBERJAYA | Unknown | Unknown |  |  |  | Unknown | [17 empty] | 3
257916208 |  | 13 | 9529211 | 9529309 |  |  | Existing | RYB |  | PE 10.14 | CLOSED | CLOSED | MAIN | 12.000 kV | 11 kV | VACUMM |  | 2000 |  |  |  | TAMCO |  |  | PPU PUTRAJAYA NO 5 | Unknown | Unknown | Unknown | Unknown | DISTRIBUTION | TNB | WP PUTRAJAYA & CYBERJAYA | Unknown | Unknown |  |  |  | Unknown | [17 empty] | 3
257916212 |  | 9 | 9529212 | 9529313 |  |  | Existing | RYB |  | PE 8.12 | CLOSED | CLOSED | MAIN | 12.000 kV | 11 kV | VACUMM |  | 2000 |  |  |  | TAMCO |  |  | PPU PUTRAJAYA NO 5 | Unknown | Unknown | Unknown | Unknown | DISTRIBUTION | TNB | WP PUTRAJAYA & CYBERJAYA | Unknown | Unknown |  |  |  | Unknown | [17 empty] | 3
257916216 |  | 7 | 9529213 | 9529315 |  |  | Existing | RYB |  | SS 7.04 | CLOSED | CLOSED | MAIN | 12.000 kV | 11 kV | VACUMM |  | 2000 |  |  |  | TAMCO |  |  | PPU PUTRAJAYA NO 5 | Unknown | Unknown | Unknown | Unknown | DISTRIBUTION | TNB | WP PUTRAJAYA & CYBERJAYA | Unknown | Unknown |  |  |  | Unknown | [17 empty] | 3
257916220 |  | 11 | 9529214 | 9529311 |  |  | Existing | RYB |  | PE 9.31 | CLOSED | CLOSED | MAIN | 12.000 kV | 11 kV | VACUMM |  | 2000 |  |  |  | TAMCO |  |  | PPU PUTRAJAYA NO 5 | Unknown | Unknown | Unknown | Unknown | DISTRIBUTION | TNB | WP PUTRAJAYA & CYBERJAYA | Unknown | Unknown |  |  |  | Unknown | [17 empty] | 3
257916224 |  | 15 | 9529215 | 9529330 |  |  | Existing | RYB |  | SPARE | CLOSED | OPEN | MAIN |  | 11 kV | Unknown |  | 0 |  |  |  | Unknown |  |  | PPU PUTRAJAYA NO 5 | Unknown | Unknown | Unknown | Unknown | DISTRIBUTION | TNB | WP PUTRAJAYA & CYBERJAYA | Unknown | Unknown |  |  |  | Unknown | [17 empty] | 3
257972269 | 1WO |  | 26103761 | 26103936 | VPTJ/PPU/G00013/MB1WO | 300279465 | Existing | RYB |  |  | CLOSED | CLOSED | BUSBAR COUPLER |  | Unknown | Unknown | 28/08/2008 | 0 |  |  |  | ABB |  |  | PPU PUTRAJAYA NO13 | Unknown | Unknown | Unknown | Unknown | DISTRIBUTION | TNB | WP PUTRAJAYA & CYBERJAYA | Unknown | Unknown |  |  |  | Unknown | [8 empty] | 1WO | [8 empty] | 3
257972273 | 30 |  | 26103760 | 26103923 | VPTJ/PPU/G00013/NB30 | 300278310 | Existing | RYB |  |  | OPEN | CLOSED | BUSBAR SECTION |  | 11 kV | Unknown | 28/08/2008 | 0 |  |  |  | ABB |  |  | PPU PUTRAJAYA NO13 | Unknown | Unknown | Unknown | Unknown | DISTRIBUTION | TNB | WP PUTRAJAYA & CYBERJAYA | Unknown | Unknown |  |  |  | Unknown | [8 empty] | 30 | [8 empty] | 3
257972277 | 1SO |  | 26103762 | 26103927 | VPTJ/PPU/G00013/MB1SO | 300278296 | Existing | RYB |  |  | CLOSED | CLOSED | BUSBAR SECTION |  | Unknown | Unknown | 28/08/2008 | 0 |  |  |  | ABB |  |  | PPU PUTRAJAYA NO13 | Unknown | Unknown | Unknown | Unknown | DISTRIBUTION | TNB | WP PUTRAJAYA & CYBERJAYA | Unknown | Unknown |  |  |  | Unknown | [8 empty] | 1SO | [8 empty] | 3
257972281 |  |  | 26103763 | 26103911 |  |  | Existing | RYB |  |  | CLOSED | CLOSED | NEUTRAL |  | Unknown | Unknown |  | 0 |  |  |  | Unknown |  |  | PPU PUTRAJAYA NO13 | Unknown | Unknown | Unknown | Unknown | DISTRIBUTION | TNB | WP PUTRAJAYA & CYBERJAYA | Unknown | Unknown |  |  |  | Unknown | [17 empty] | 3
257972285 |  |  | 26103862 | 26103887 |  |  | Existing | RYB |  |  | CLOSED | CLOSED | NEUTRAL |  | Unknown | Unknown |  | 0 |  |  |  | Unknown |  |  | PPU PUTRAJAYA NO13 | Unknown | Unknown | Unknown | Unknown | DISTRIBUTION | TNB | WP PUTRAJAYA & CYBERJAYA | Unknown | Unknown |  |  |  | Unknown | [17 empty] | 3
257972289 |  |  | 26103863 | 26103888 |  |  | Existing | RYB |  |  | CLOSED | CLOSED | NEUTRAL |  | Unknown | Unknown |  | 0 |  |  |  | Unknown |  |  | PPU PUTRAJAYA NO13 | Unknown | Unknown | Unknown | Unknown | DISTRIBUTION | TNB | WP PUTRAJAYA & CYBERJAYA | Unknown | Unknown |  |  |  | Unknown | [17 empty] | 3
257972293 |  |  | 26103864 | 26103889 |  |  | Existing | RYB |  |  | CLOSED | CLOSED | NEUTRAL |  | Unknown | Unknown |  | 0 |  |  |  | Unknown |  |  | PPU PUTRAJAYA NO13 | Unknown | Unknown | Unknown | Unknown | DISTRIBUTION | TNB | WP PUTRAJAYA & CYBERJAYA | Unknown | Unknown |  |  |  | Unknown | [17 empty] | 3
257972314 |  |  | 26103759 | 26103919 |  |  | Existing | RYB |  |  | CLOSED | CLOSED | MAIN |  | 33 kV | Unknown |  | 0 |  |  |  | Unknown |  |  | PPU PUTRAJAYA NO13 | Unknown | Unknown | Unknown | Unknown | DISTRIBUTION | TNB | WP PUTRAJAYA & CYBERJAYA | Unknown | Unknown |  |  |  | Unknown | [17 empty] | 3
257972318 |  | 1P5 | 26103766 | 26103912 |  |  | Existing | RYB |  |  | CLOSED | CLOSED | MAIN |  | 33 kV | Unknown |  | 0 |  |  |  | Unknown |  |  | PPU PUTRAJAYA NO13 | Unknown | Unknown | Unknown | Unknown | DISTRIBUTION | TNB | WP PUTRAJAYA & CYBERJAYA | Unknown | Unknown |  |  |  | Unknown | [17 empty] | 3
257972322 |  |  | 26103792 | 26103967 |  |  | Existing | RYB |  |  | CLOSED | CLOSED | MAIN |  | 33 kV | Unknown |  | 0 |  |  |  | Unknown |  |  | PPU PUTRAJAYA NO13 | Unknown | Unknown | Unknown | Unknown | DISTRIBUTION | TNB | WP PUTRAJAYA & CYBERJAYA | Unknown | Unknown |  |  |  | Unknown | [17 empty] | 3
257972326 |  | 2P5 | 26103798 | 26103960 |  |  | Existing | RYB |  |  | CLOSED | CLOSED | MAIN |  | 33 kV | Unknown |  | 0 |  |  |  | Unknown |  |  | PPU PUTRAJAYA NO13 | Unknown | Unknown | Unknown | Unknown | DISTRIBUTION | TNB | WP PUTRAJAYA & CYBERJAYA | Unknown | Unknown |  |  |  | Unknown | [17 empty] | 3
257972398 |  |  | 26103764 | 26103896 |  |  | Existing | RYB |  |  | CLOSED | CLOSED | MAIN |  | 11 kV | Unknown |  | 0 |  |  |  | Unknown |  |  | PPU PUTRAJAYA NO13 | Unknown | Unknown | Unknown | Unknown | DISTRIBUTION | TNB | WP PUTRAJAYA & CYBERJAYA | Unknown | Unknown |  |  |  | Unknown | [17 empty] | 3
257972402 |  |  | 26103765 | 26103922 |  |  | Existing | RYB |  |  | CLOSED | CLOSED | MAIN |  | 11 kV | Unknown |  | 0 |  |  |  | Unknown |  |  | PPU PUTRAJAYA NO13 | Unknown | Unknown | Unknown | Unknown | DISTRIBUTION | TNB | WP PUTRAJAYA & CYBERJAYA | Unknown | Unknown |  |  |  | Unknown | [17 empty] | 3
257972406 |  |  | 26103767 | 26103925 |  |  | Existing | RYB |  |  | CLOSED | CLOSED | MAIN |  | 11 kV | Unknown |  | 0 |  |  |  | Unknown |  |  | PPU PUTRAJAYA NO13 | Unknown | Unknown | Unknown | Unknown | DISTRIBUTION | TNB | WP PUTRAJAYA & CYBERJAYA | Unknown | Unknown |  |  |  | Unknown | [17 empty] | 3
257972410 |  |  | 26103768 | 26103898 |  |  | Existing | RYB |  |  | CLOSED | CLOSED | MAIN |  | 11 kV | Unknown |  | 0 |  |  |  | Unknown |  |  | PPU PUTRAJAYA NO13 | Unknown | Unknown | Unknown | Unknown | DISTRIBUTION | TNB | WP PUTRAJAYA & CYBERJAYA | Unknown | Unknown |  |  |  | Unknown | [17 empty] | 3
257972414 |  |  | 26103793 | 26103965 |  |  | Existing | RYB |  |  | CLOSED | CLOSED | MAIN |  | 11 kV | Unknown |  | 0 |  |  |  | Unknown |  |  | PPU PUTRAJAYA NO13 | Unknown | Unknown | Unknown | Unknown | DISTRIBUTION | TNB | WP PUTRAJAYA & CYBERJAYA | Unknown | Unknown |  |  |  | Unknown | [17 empty] | 3
257972418 |  |  | 26103794 | 26103945 |  |  | Existing | RYB |  |  | CLOSED | CLOSED | MAIN |  | 11 kV | Unknown |  | 0 |  |  |  | Unknown |  |  | PPU PUTRAJAYA NO13 | Unknown | Unknown | Unknown | Unknown | DISTRIBUTION | TNB | WP PUTRAJAYA & CYBERJAYA | Unknown | Unknown |  |  |  | Unknown | [17 empty] | 3
257972422 |  |  | 26103795 | 26103947 |  |  | Existing | RYB |  |  | CLOSED | CLOSED | MAIN |  | 11 kV | Unknown |  | 0 |  |  |  | Unknown |  |  | PPU PUTRAJAYA NO13 | Unknown | Unknown | Unknown | Unknown | DISTRIBUTION | TNB | WP PUTRAJAYA & CYBERJAYA | Unknown | Unknown |  |  |  | Unknown | [17 empty] | 3
257972426 |  |  | 26103796 | 26103949 |  |  | Existing | RYB |  |  | CLOSED | CLOSED | MAIN |  | 11 kV | Unknown |  | 0 |  |  |  | Unknown |  |  | PPU PUTRAJAYA NO13 | Unknown | Unknown | Unknown | Unknown | DISTRIBUTION | TNB | WP PUTRAJAYA & CYBERJAYA | Unknown | Unknown |  |  |  | Unknown | [17 empty] | 3
257972430 |  |  | 26103831 | 26103990 |  |  | Existing | RYB |  |  | CLOSED | CLOSED | MAIN |  | 11 kV | Unknown |  | 0 |  |  |  | Unknown |  |  | PPU PUTRAJAYA NO13 | Unknown | Unknown | Unknown | Unknown | DISTRIBUTION | TNB | WP PUTRAJAYA & CYBERJAYA | Unknown | Unknown |  |  |  | Unknown | [17 empty] | 3
257972434 |  |  | 26103832 | 26103983 |  |  | Existing | RYB |  |  | CLOSED | CLOSED | MAIN |  | 11 kV | Unknown |  | 0 |  |  |  | Unknown |  |  | PPU PUTRAJAYA NO13 | Unknown | Unknown | Unknown | Unknown | DISTRIBUTION | TNB | WP PUTRAJAYA & CYBERJAYA | Unknown | Unknown |  |  |  | Unknown | [17 empty] | 3
257972438 |  |  | 26103833 | 26103981 |  |  | Existing | RYB |  |  | CLOSED | CLOSED | MAIN |  | 11 kV | Unknown |  | 0 |  |  |  | Unknown |  |  | PPU PUTRAJAYA NO13 | Unknown | Unknown | Unknown | Unknown | DISTRIBUTION | TNB | WP PUTRAJAYA & CYBERJAYA | Unknown | Unknown |  |  |  | Unknown | [17 empty] | 3
257972442 |  |  | 26103834 | 26103979 |  |  | Existing | RYB |  |  | CLOSED | CLOSED | MAIN |  | 11 kV | Unknown |  | 0 |  |  |  | Unknown |  |  | PPU PUTRAJAYA NO13 | Unknown | Unknown | Unknown | Unknown | DISTRIBUTION | TNB | WP PUTRAJAYA & CYBERJAYA | Unknown | Unknown |  |  |  | Unknown | [17 empty] | 3
257972446 |  |  | 26103835 | 26103951 |  |  | Existing | RYB |  |  | CLOSED | CLOSED | MAIN |  | 11 kV | Unknown |  | 0 |  |  |  | Unknown |  |  | PPU PUTRAJAYA NO13 | Unknown | Unknown | Unknown | Unknown | DISTRIBUTION | TNB | WP PUTRAJAYA & CYBERJAYA | Unknown | Unknown |  |  |  | Unknown | [17 empty] | 3
257972454 |  |  | 26103866 | 26103904 |  |  | Existing | RYB |  |  | CLOSED | CLOSED | MAIN |  | 11 kV | Unknown |  | 0 |  |  |  | Unknown |  |  | PPU PUTRAJAYA NO13 | Unknown | Unknown | Unknown | Unknown | DISTRIBUTION | TNB | WP PUTRAJAYA & CYBERJAYA | Unknown | Unknown |  |  |  | Unknown | [17 empty] | 3
257972458 |  |  | 26103867 | 26103900 |  |  | Existing | RYB |  |  | CLOSED | CLOSED | MAIN |  | 11 kV | Unknown |  | 0 |  |  |  | Unknown |  |  | PPU PUTRAJAYA NO13 | Unknown | Unknown | Unknown | Unknown | DISTRIBUTION | TNB | WP PUTRAJAYA & CYBERJAYA | Unknown | Unknown |  |  |  | Unknown | [17 empty] | 3
257972462 |  |  | 26103869 | 26103902 |  |  | Existing | RYB |  |  | CLOSED | CLOSED | MAIN |  | 11 kV | Unknown |  | 0 |  |  |  | Unknown |  |  | PPU PUTRAJAYA NO13 | Unknown | Unknown | Unknown | Unknown | DISTRIBUTION | TNB | WP PUTRAJAYA & CYBERJAYA | Unknown | Unknown |  |  |  | Unknown | [17 empty] | 3
257972466 |  |  | 26103870 | 26103906 |  |  | Existing | RYB |  |  | CLOSED | CLOSED | MAIN |  | 11 kV | Unknown |  | 0 |  |  |  | Unknown |  |  | PPU PUTRAJAYA NO13 | Unknown | Unknown | Unknown | Unknown | DISTRIBUTION | TNB | WP PUTRAJAYA & CYBERJAYA | Unknown | Unknown |  |  |  | Unknown | [17 empty] | 3
257987089 |  | PTJ1-5 | 9525081 | 9525169 |  |  | Existing | RYB |  |  | CLOSED | CLOSED | NEUTRAL |  | Unknown | Unknown |  | 0 |  |  |  | Unknown |  |  | PPU PUTRAJAYA NO 1 | Unknown | Unknown | Unknown | Unknown | DISTRIBUTION | TNB | WP PUTRAJAYA & CYBERJAYA | Unknown | Unknown |  |  |  | Unknown | [17 empty] | 3
257987094 |  | 6P5 | 9664033 | 9664034 |  |  | Existing | RYB |  | SPARE 3 | CLOSED | CLOSED | MAIN | 36.000 kV | 33 kV | GAS |  | 0 |  |  |  | SIEMENS |  |  | PPU PUTRAJAYA NO 1 | Unknown | Unknown | Unknown | Unknown | DISTRIBUTION | TNB | WP PUTRAJAYA & CYBERJAYA | Unknown | Unknown |  |  |  | Unknown | [17 empty] | 3
257987102 |  | 4P5 | 9525000 | 9525127 |  |  | Existing | RYB |  | PPU 17 PJ | CLOSED | CLOSED | MAIN | 36.000 kV | Unknown | GAS |  | 0 |  |  |  | SIEMENS |  |  | PPU PUTRAJAYA NO 1 | Unknown | Unknown | Unknown | Unknown | DISTRIBUTION | TNB | WP PUTRAJAYA & CYBERJAYA | Unknown | Unknown |  |  |  | Unknown | [17 empty] | 3
257987106 |  | 2H0 | 9525021 | 9525153 |  |  | Existing | RYB |  | ALATUBAH NO2 | CLOSED | CLOSED | MAIN | 36.000 kV | Unknown | GAS |  | 0 |  |  |  | SIEMENS |  |  | PPU PUTRAJAYA NO 1 | Unknown | Unknown | Unknown | Unknown | DISTRIBUTION | TNB | WP PUTRAJAYA & CYBERJAYA | Unknown | Unknown |  |  |  | Unknown | [17 empty] | 3
257987110 |  | 2P5 | 9525022 | 9525128 |  |  | Existing | RYB |  | PMU SERDANG | CLOSED | CLOSED | MAIN | 36.000 kV | Unknown | GAS |  | 0 |  |  |  | SIEMENS |  |  | PPU PUTRAJAYA NO 1 | Unknown | Unknown | Unknown | Unknown | DISTRIBUTION | TNB | WP PUTRAJAYA & CYBERJAYA | Unknown | Unknown |  |  |  | Unknown | [17 empty] | 3
257987114 |  | 1HO | 9525053 | 9525131 |  |  | Existing | RYB |  | ALATUBAH NO1 | CLOSED | CLOSED | MAIN | 36.000 kV | 33 kV | GAS |  | 0 |  |  |  | SIEMENS |  |  | PPU PUTRAJAYA NO 1 | Unknown | Unknown | Unknown | Unknown | DISTRIBUTION | TNB | WP PUTRAJAYA & CYBERJAYA | Unknown | Unknown |  |  |  | Unknown | [17 empty] | 3
257987118 |  | 1P5 | 9525054 | 9525151 |  |  | Existing | RYB |  | PPU PUTRAJAYA NO4 | CLOSED | CLOSED | MAIN | 36.000 kV | 33 kV | GAS |  | 0 |  |  |  | SIEMENS |  |  | PPU PUTRAJAYA NO 1 | Unknown | Unknown | Unknown | Unknown | DISTRIBUTION | TNB | WP PUTRAJAYA & CYBERJAYA | Unknown | Unknown |  |  |  | Unknown | [17 empty] | 3
257987122 |  | 3P5 | 9525088 | 9525189 |  |  | Existing | RYB |  | PMU SERDANG | CLOSED | CLOSED | MAIN | 36.000 kV | 33 kV | GAS |  | 0 |  |  |  | SIEMENS |  |  | PPU PUTRAJAYA NO 1 | Unknown | Unknown | Unknown | Unknown | DISTRIBUTION | TNB | WP PUTRAJAYA & CYBERJAYA | Unknown | Unknown |  |  |  | Unknown | [17 empty] | 3
257987174 |  | 9 | 9525084 | 9525187 |  |  | Existing | RYB |  | SS 1.02 (KOMPLEX B / BLOCK B2) | CLOSED | CLOSED | MAIN | 12.000 kV | Unknown | VACUMM |  | 1998 |  |  |  | EPE |  |  | PPU PUTRAJAYA NO 1 | Unknown | Unknown | Unknown | Unknown | DISTRIBUTION | TNB | WP PUTRAJAYA & CYBERJAYA | Unknown | Unknown |  |  |  | Unknown | [17 empty] | 3
257987178 |  | 17 | 9592691 | 9592694 |  |  | Existing | RYB |  | P/E 16.11 (KEDIAMAN TPM) | CLOSED | CLOSED | MAIN | 12.000 kV | 11 kV | VACUMM |  | 1998 |  |  |  | EPE |  |  | PPU PUTRAJAYA NO 1 | Unknown | Unknown | Unknown | Unknown | DISTRIBUTION | TNB | WP PUTRAJAYA & CYBERJAYA | Unknown | Unknown |  |  |  | Unknown | [17 empty] | 3
257987182 |  | 19 | 9592699 | 9592702 |  |  | Existing | RYB |  | P/E 2.03 (RUMAH PAM) | CLOSED | CLOSED | MAIN | 12.000 kV | Unknown | VACUMM |  | 1998 |  |  |  | EPE |  |  | PPU PUTRAJAYA NO 1 | Unknown | Unknown | Unknown | Unknown | DISTRIBUTION | TNB | WP PUTRAJAYA & CYBERJAYA | Unknown | Unknown |  |  |  | Unknown | [17 empty] | 3
257987186 |  | 10 | 9524999 | 9525109 |  |  | Existing | RYB |  | P/E 1.24 (BOT PUMP) | CLOSED | CLOSED | MAIN | 12.000 kV | Unknown | VACUMM |  | 1998 |  |  |  | EPE |  |  | PPU PUTRAJAYA NO 1 | Unknown | Unknown | Unknown | Unknown | DISTRIBUTION | TNB | WP PUTRAJAYA & CYBERJAYA | Unknown | Unknown |  |  |  | Unknown | [17 empty] | 3
257987190 |  | 32 | 9525023 | 9781845 |  |  | Existing | RYB |  | ALATUBAH NO 2 | CLOSED | CLOSED | MAIN | 12.000 kV | 11 kV | VACUMM |  | 1998 |  |  |  | EPE |  |  | PPU PUTRAJAYA NO 1 | Unknown | Unknown | Unknown | Unknown | DISTRIBUTION | TNB | WP PUTRAJAYA & CYBERJAYA | Unknown | Unknown |  |  |  | Unknown | [17 empty] | 3
257987194 |  | 2 | 9525024 | 9525130 |  |  | Existing | RYB |  | P/E 1.31 (PERSIARAN PERDANA) | CLOSED | CLOSED | MAIN | 12.000 kV | Unknown | VACUMM |  | 1998 |  |  |  | EPE |  |  | PPU PUTRAJAYA NO 1 | Unknown | Unknown | Unknown | Unknown | DISTRIBUTION | TNB | WP PUTRAJAYA & CYBERJAYA | Unknown | Unknown |  |  |  | Unknown | [17 empty] | 3
257987198 |  | 4 | 9525025 | 9525103 |  |  | Existing | RYB |  | SS 1.51 (BLOCK E14) | CLOSED | CLOSED | MAIN | 12.000 kV | 11 kV | VACUMM |  | 1998 |  |  |  | EPE |  |  | PPU PUTRAJAYA NO 1 | Unknown | Unknown | Unknown | Unknown | DISTRIBUTION | TNB | WP PUTRAJAYA & CYBERJAYA | Unknown | Unknown |  |  |  | Unknown | [17 empty] | 3
257987202 |  | 6 | 9525001 | 9525105 |  |  | Existing | RYB |  | SS 1.02 (KOMPLEK B/BLOCK B2) | CLOSED | CLOSED | MAIN | 12.000 kV | 11 kV | VACUMM |  | 1998 |  |  |  | EPE |  |  | PPU PUTRAJAYA NO 1 | Unknown | Unknown | Unknown | Unknown | DISTRIBUTION | TNB | WP PUTRAJAYA & CYBERJAYA | Unknown | Unknown |  |  |  | Unknown | [17 empty] | 3
257987206 |  | 8 | 9525002 | 9525107 |  |  | Existing | RYB |  | P/E 16.11 (KEDIAMAN TPM) | CLOSED | CLOSED | MAIN | 12.000 kV | Unknown | VACUMM |  | 1998 |  |  |  | EPE |  |  | PPU PUTRAJAYA NO 1 | Unknown | Unknown | Unknown | Unknown | DISTRIBUTION | TNB | WP PUTRAJAYA & CYBERJAYA | Unknown | Unknown |  |  |  | Unknown | [17 empty] | 3
257987210 |  | 31 | 9525050 | 9781827 |  |  | Existing | RYB |  | ALATUBAH NO 1 | CLOSED | CLOSED | MAIN | 12.000 kV | 11 kV | VACUMM |  | 1998 |  |  |  | EPE |  |  | PPU PUTRAJAYA NO 1 | Unknown | Unknown | Unknown | Unknown | DISTRIBUTION | TNB | WP PUTRAJAYA & CYBERJAYA | Unknown | Unknown |  |  |  | Unknown | [17 empty] | 3
257987214 |  | 1 | 9525051 | 9525140 |  |  | Existing | RYB |  | SS 1.51 (BLOK E14) | CLOSED | CLOSED | MAIN | 12.000 kV | 11 kV | VACUMM |  | 1998 |  |  |  | EPE |  |  | PPU PUTRAJAYA NO 1 | Unknown | Unknown | Unknown | Unknown | DISTRIBUTION | TNB | WP PUTRAJAYA & CYBERJAYA | Unknown | Unknown |  |  |  | Unknown | [17 empty] | 3
257987218 |  | 3 | 9525052 | 9525138 |  |  | Existing | RYB |  | PE 1.24 (BOT PUMP) | CLOSED | CLOSED | MAIN | 12.000 kV | Unknown | VACUMM |  | 1998 |  |  |  | EPE |  |  | PPU PUTRAJAYA NO 1 | Unknown | Unknown | Unknown | Unknown | DISTRIBUTION | TNB | WP PUTRAJAYA & CYBERJAYA | Unknown | Unknown |  |  |  | Unknown | [17 empty] | 3
257987222 |  | 5 | 9525082 | 9525183 |  |  | Existing | RYB |  | PE 1.34 (PADAT PROMADE) | CLOSED | CLOSED | MAIN | 12.000 kV | 11 kV | VACUMM |  | 1998 |  |  |  | EPE |  |  | PPU PUTRAJAYA NO 1 | Unknown | Unknown | Unknown | Unknown | DISTRIBUTION | TNB | WP PUTRAJAYA & CYBERJAYA | Unknown | Unknown |  |  |  | Unknown | [17 empty] | 3
257987226 |  | 7 | 9525083 | 9525185 |  |  | Existing | RYB |  | PE 1.33 (PADAT PPU 1) | CLOSED | CLOSED | MAIN | 12.000 kV | Unknown | VACUMM |  | 1998 |  |  |  | EPE |  |  | PPU PUTRAJAYA NO 1 | Unknown | Unknown | Unknown | Unknown | DISTRIBUTION | TNB | WP PUTRAJAYA & CYBERJAYA | Unknown | Unknown |  |  |  | Unknown | [17 empty] | 3
257987230 |  | 11 | 9525085 | 9525160 |  |  | Existing | RYB |  | SS 1.23 (KOMPLEK D/BLOCK D9) | CLOSED | CLOSED | MAIN | 12.000 kV | 11 kV | VACUMM |  | 1998 |  |  |  | EPE |  |  | PPU PUTRAJAYA NO 1 | Unknown | Unknown | Unknown | Unknown | DISTRIBUTION | TNB | WP PUTRAJAYA & CYBERJAYA | Unknown | Unknown |  |  |  | Unknown | [17 empty] | 3
257987234 |  | 13 | 9525086 | 9525162 |  |  | Existing | RYB |  | SS 10.01 (PMR) | CLOSED | CLOSED | MAIN | 12.000 kV | 11 kV | VACUMM |  | 1998 |  |  |  | EPE |  |  | PPU PUTRAJAYA NO 1 | Unknown | Unknown | Unknown | Unknown | DISTRIBUTION | TNB | WP PUTRAJAYA & CYBERJAYA | Unknown | Unknown |  |  |  | Unknown | [17 empty] | 3
257987238 |  | 15 | 9525087 | 9525164 |  |  | Existing | RYB |  | P/E 2.03 (RUMAH PAM) | CLOSED | CLOSED | MAIN | 12.000 kV | Unknown | VACUMM |  | 1998 |  |  |  | EPE |  |  | PPU PUTRAJAYA NO 1 | Unknown | Unknown | Unknown | Unknown | DISTRIBUTION | TNB | WP PUTRAJAYA & CYBERJAYA | Unknown | Unknown |  |  |  | Unknown | [17 empty] | 3
257987242 |  | 14 | 9524976 | 9525113 |  |  | Existing | RYB |  | SS 1.23 (KOMPLEK D/BLOCK B9) | CLOSED | CLOSED | MAIN | 12.000 kV | Unknown | VACUMM |  | 1998 |  |  |  | EPE |  |  | PPU PUTRAJAYA NO 1 | Unknown | Unknown | Unknown | Unknown | DISTRIBUTION | TNB | WP PUTRAJAYA & CYBERJAYA | Unknown | Unknown |  |  |  | Unknown | [17 empty] | 3
257987246 |  | 16 | 9524978 | 9525115 |  |  | Existing | RYB |  | LOCAL TX | CLOSED | CLOSED | MAIN | 12.000 kV | Unknown | VACUMM |  | 1998 |  |  |  | EPE |  |  | PPU PUTRAJAYA NO 1 | Unknown | Unknown | Unknown | Unknown | DISTRIBUTION | TNB | WP PUTRAJAYA & CYBERJAYA | Unknown | Unknown |  |  |  | Unknown | [17 empty] | 3
257987250 |  | 12 | 9524979 | 9525111 |  |  | Existing | RYB |  | SS 1.01 (PEJABAT PM) | CLOSED | CLOSED | MAIN | 12.000 kV | 11 kV | VACUMM |  | 1998 |  |  |  | EPE |  |  | PPU PUTRAJAYA NO 1 | Unknown | Unknown | Unknown | Unknown | DISTRIBUTION | TNB | WP PUTRAJAYA & CYBERJAYA | Unknown | Unknown |  |  |  | Unknown | [17 empty] | 3
257987518 |  | B/S-30 | 9525048 | 9525144 | VPTJ/PPU/G00008/NB30 | 300278166 | Existing | RYB |  | B/SECTION | CLOSED | CLOSED | BUSBAR SECTION | 12.000 kV | Unknown | VACUMM | 1999-10-04 | 1998 |  |  |  | EPE |  |  | PPU PUTRAJAYA NO 1 | Unknown | Unknown | Unknown | Unknown | DISTRIBUTION | TNB | WP PUTRAJAYA & CYBERJAYA | Unknown | Unknown |  |  |  | Unknown | [17 empty] | 3
257987522 | 1S0 | B/S-1S0 | 9525047 | 9525148 | VPTJ/PPU/G00008/MB1SO | 300278148 | Existing | RYB |  | BUS SECTION | CLOSED | CLOSED | BUSBAR SECTION | 36.000 kV | Unknown | GAS | 1999-10-04 | 0 |  |  |  | SIEMENS |  |  | PPU PUTRAJAYA NO 1 | Unknown | Unknown | Unknown | Unknown | DISTRIBUTION | TNB | WP PUTRAJAYA & CYBERJAYA | Unknown | Unknown |  |  |  | Unknown | [8 empty] | 1S0 | [8 empty] | 3
257987526 |  | PTJ1-3 | 9525049 | 9525133 |  |  | Existing | RYB |  |  | CLOSED | CLOSED | NEUTRAL |  | Unknown | Unknown |  | 0 |  |  |  | Unknown |  |  | PPU PUTRAJAYA NO 1 | Unknown | Unknown | Unknown | Unknown | DISTRIBUTION | TNB | WP PUTRAJAYA & CYBERJAYA | Unknown | Unknown |  |  |  | Unknown | [17 empty] | 3
257987530 |  | PTJ1-9 | 9525079 | 9525168 |  |  | Existing | RYB |  |  | CLOSED | CLOSED | NEUTRAL |  | Unknown | Unknown |  | 0 |  |  |  | Unknown |  |  | PPU PUTRAJAYA NO 1 | Unknown | Unknown | Unknown | Unknown | DISTRIBUTION | TNB | WP PUTRAJAYA & CYBERJAYA | Unknown | Unknown |  |  |  | Unknown | [17 empty] | 3
257987534 |  | PTJ1-7 | 9525080 | 9525190 |  |  | Existing | RYB |  |  | CLOSED | CLOSED | NEUTRAL |  | Unknown | Unknown |  | 0 |  |  |  | Unknown |  |  | PPU PUTRAJAYA NO 1 | Unknown | Unknown | Unknown | Unknown | DISTRIBUTION | TNB | WP PUTRAJAYA & CYBERJAYA | Unknown | Unknown |  |  |  | Unknown | [17 empty] | 3
376966275 | PTJ18291 |  |  |  | VPTJ/PCE/J00414/MB1 | 310444753 | Existing | RYB |  | PTJ18266 PE 18.26 APT 18R4 (F2) | CLOSED | CLOSED | LINK |  | 11 kV | [6 empty] | INDKOM |  |  | D-PTJ-C17-0998 | Unknown | Unknown | NO | NONE | DISTRIBUTION | TNB | WP PUTRAJAYA & CYBERJAYA | NO | Unknown |  |  |  | NO | [8 empty] | PTJ18291 | NO | [7 empty] | 3
376966277 | PTJ18292 |  |  |  | VPTJ/PCE/J00414/MB1 | 310444753 | Existing | RYB |  | PTJ18294 PE 18.29 SEK.REN.AGAMA F2 | CLOSED | CLOSED | LINK |  | 11 kV | [6 empty] | INDKOM |  |  | D-PTJ-C17-0998 | Unknown | Unknown | NO | NONE | DISTRIBUTION | TNB | WP PUTRAJAYA & CYBERJAYA | NO | Unknown |  |  |  | NO | [8 empty] | PTJ18292 | NO | [7 empty] | 3
376966390 | PTJ18294 |  |  |  | VPTJ/PCE/J00415/MB1 | 310444757 | Existing | RYB |  | PTJ18292 PE 18.29 SEK.REN.AGAMA F1 | CLOSED | CLOSED | LINK |  | 11 kV | [6 empty] | INDKOM |  |  | D-PTJ-C17-0998 | Unknown | Unknown | NO | NONE | DISTRIBUTION | TNB | WP PUTRAJAYA & CYBERJAYA | NO | Unknown |  |  |  | NO | [8 empty] | PTJ18294 | NO | [7 empty] | 3
376966392 | PTJ18295 |  |  |  | VPTJ/PCE/J00415/MB1 | 310444757 | Existing | RYB |  | PTJ18274 PE 18.27 KLINIK KESIHATAN (F2) | CLOSED | CLOSED | LINK |  | 11 kV | [6 empty] | INDKOM |  |  | D-PTJ-C17-0998 | Unknown | Unknown | NO | NONE | DISTRIBUTION | TNB | WP PUTRAJAYA & CYBERJAYA | NO | Unknown |  |  |  | NO | [8 empty] | PTJ18295 | NO | [7 empty] | 3
376970316 | CBJ24391 |  |  |  | VCBJ/PCE/J00150/MB1 | 310444760 | Existing | Unknown |  |  | CLOSED | CLOSED | LINK |  | 11 kV | [6 empty] | INDKOM |  |  | D-CBJ-C16-0568 | Unknown | Unknown | NO | NONE | DISTRIBUTION | TNB | WP PUTRAJAYA & CYBERJAYA | NO | Unknown |  |  |  | NO | [8 empty] | CBJ24391 | NO | [7 empty] | 0
376970318 | CBJ24392 |  |  |  | VCBJ/PCE/J00150/MB1 | 310444760 | Existing | Unknown |  |  | CLOSED | CLOSED | LINK |  | 11 kV | [6 empty] | INDKOM |  |  | D-CBJ-C16-0568 | Unknown | Unknown | NO | NONE | DISTRIBUTION | TNB | WP PUTRAJAYA & CYBERJAYA | NO | Unknown |  |  |  | NO | [8 empty] | CBJ24392 | NO | [7 empty] | 0
376970442 | PTJ19041 | [5 empty] | Existing | Unknown |  |  | CLOSED | CLOSED | LINK |  | 11 kV | [9 empty] | D-PTJ-C17-1095 | Unknown | Unknown | NO | NONE | DISTRIBUTION | TNB | WP PUTRAJAYA & CYBERJAYA | NO | Unknown |  |  |  | NO | [8 empty] | PTJ19041 | NO | [7 empty] | 0
376970444 | PTJ19043 | [5 empty] | Existing | Unknown |  |  | CLOSED | CLOSED | LINK |  | 11 kV | [9 empty] | D-PTJ-C17-1095 | Unknown | Unknown | NO | NONE | DISTRIBUTION | TNB | WP PUTRAJAYA & CYBERJAYA | NO | Unknown |  |  |  | NO | [8 empty] | PTJ19043 | NO | [7 empty] | 0
376970588 | CBJ23425 | [5 empty] | Existing | Unknown |  |  | CLOSED | CLOSED | LINK |  | 11 kV | [9 empty] | D-CBJ-C16-0520 | Unknown | Unknown | NO | NONE | DISTRIBUTION | TNB | WP PUTRAJAYA & CYBERJAYA | NO | Unknown |  |  |  | NO | [8 empty] | CBJ23425 | NO | [7 empty] | 0
376970602 | CBJ23424 | [5 empty] | Existing | Unknown |  |  | CLOSED | CLOSED | LINK |  | 11 kV | [9 empty] | D-CBJ-C16-0520 | Unknown | Unknown | NO | NONE | DISTRIBUTION | TNB | WP PUTRAJAYA & CYBERJAYA | NO | Unknown |  |  |  | NO | [8 empty] | CBJ23424 | NO | [7 empty] | 0
376970792 | CBJ23422 | [5 empty] | Existing | Unknown |  |  | CLOSED | CLOSED | LINK |  | 11 kV | [9 empty] | D-CBJ-C16-0520 | Unknown | Unknown | NO | NONE | DISTRIBUTION | TNB | WP PUTRAJAYA & CYBERJAYA | NO | Unknown |  |  |  | NO | [8 empty] | CBJ23422 | NO | [7 empty] | 0
376970794 | CBJ23421 | [5 empty] | Existing | Unknown |  |  | CLOSED | CLOSED | LINK |  | 11 kV | [9 empty] | D-CBJ-C16-0520 | Unknown | Unknown | NO | NONE | DISTRIBUTION | TNB | WP PUTRAJAYA & CYBERJAYA | NO | Unknown |  |  |  | NO | [8 empty] | CBJ23421 | NO | [7 empty] | 0
377653011 | [6 empty] | Existing | RYB |  | LOCAL TX | CLOSED |  | MAIN |  | 11 kV | [6 empty] | TAMCO |  |  | PPU PUTRAJAYA NO 5 | Unknown | Unknown | Unknown | Unknown | DISTRIBUTION | TNB | WP PUTRAJAYA & CYBERJAYA | Unknown |  |  |  |  | Unknown | [17 empty] | 3
377654885 | CBJ21972 |  |  |  | VCBJ/PCE/J21971/MB21971 | 310371011 | Existing | RYB |  |  | CLOSED | CLOSED | LINK |  | 11 kV | [6 empty] | SCHNEIDER |  |  | PE 21.97 MY VILLA PRESINT 4 | Unknown | Unknown | NO | NONE | DISTRIBUTION | TNB | WP PUTRAJAYA & CYBERJAYA | NO | Unknown |  |  |  | NO | [8 empty] | CBJ21972 | NO | [7 empty] | 3
377654902 | CBJ21974 |  |  |  | VCBJ/PCE/J21971/MB21971 | 310371011 | Existing | RYB |  |  | CLOSED | CLOSED | LINK |  | 11 kV | [6 empty] | SCHNEIDER |  |  | PE 21.97 MY VILLA PRESINT 4 | Unknown | Unknown | NO | NONE | DISTRIBUTION | TNB | WP PUTRAJAYA & CYBERJAYA | NO | Unknown |  |  |  | NO | [8 empty] | CBJ21974 | NO | [7 empty] | 3
377671661 | CBJ22183 |  |  |  | VCBJ/PCE/J22181/MB22181 | 300280552 | Existing | RYB |  | PENGGUNA | CLOSED | CLOSED | LINK |  | 11 kV |  | 2001-07-11 |  |  |  |  | INDKOM |  |  | SS 22.18 MDeC F1 | Unknown | Unknown | NO | NONE | DISTRIBUTION | TNB | WP PUTRAJAYA & CYBERJAYA | NO | Unknown |  |  |  | NO | [8 empty] | CBJ22183 | NO | [7 empty] | 3
377671667 | CBJ22181 |  |  |  | VCBJ/PCE/J22181/MB22181 | 300280552 | Existing | RYB |  | C23383 PE 23.38 RADIUS 2 F1 | CLOSED | CLOSED | LINK |  | 11 kV |  | 2001-07-11 |  |  |  |  | INDKOM |  |  | SS 22.18 MDeC F1 | Unknown | Unknown | NO | NONE | DISTRIBUTION | TNB | WP PUTRAJAYA & CYBERJAYA | NO | Unknown |  |  |  | NO | [8 empty] | CBJ22181 | NO | [7 empty] | 3
377671672 | CBJ22182 |  |  |  | VCBJ/PCE/J22181/MB22181 | 300280552 | Existing | RYB |  | CBJ22321 PE 22.32 MOTOROLA (F1) | CLOSED | CLOSED | LINK |  | 11 kV |  | 2001-07-11 |  |  |  |  | INDKOM |  |  | SS 22.18 MDeC F1 | Unknown | Unknown | NO | NONE | DISTRIBUTION | TNB | WP PUTRAJAYA & CYBERJAYA | NO | Unknown |  |  |  | NO | [8 empty] | CBJ22182 | NO | [7 empty] | 3
377671690 | CBJ22186 |  |  |  | VCBJ/PCE/J22182/MB22184 | 300280553 | Existing | RYB |  | PENGGUNA | CLOSED | CLOSED | LINK |  | 11 kV |  | 2001-07-11 |  |  |  |  | INDKOM |  |  | SS 22.18 MDeC F2 | Unknown | Unknown | NO | NONE | DISTRIBUTION | TNB | WP PUTRAJAYA & CYBERJAYA | NO | Unknown |  |  |  | NO | [8 empty] | CBJ22186 | NO | [7 empty] | 3
377671696 | CBJ22184 |  |  |  | VCBJ/PCE/J22182/MB22184 | 300280553 | Existing | RYB |  | C21952 SS 21.95 (SITE OFFICE SKY PARK) | CLOSED | CLOSED | LINK |  | 11 kV |  | 2001-07-11 |  |  |  |  | INDKOM |  |  | SS 22.18 MDeC F2 | Unknown | Unknown | NO | NONE | DISTRIBUTION | TNB | WP PUTRAJAYA & CYBERJAYA | NO | Unknown |  |  |  | NO | [8 empty] | CBJ22184 | NO | [7 empty] | 3
377671701 | CBJ22185 |  |  |  | VCBJ/PCE/J22182/MB22184 | 300280553 | Existing | RYB |  | C22324 PE 22.32 MOTOROLA (F2) | CLOSED | CLOSED | LINK |  | 11 kV |  | 2001-07-11 |  |  |  |  | INDKOM |  |  | SS 22.18 MDeC F2 | Unknown | Unknown | NO | NONE | DISTRIBUTION | TNB | WP PUTRAJAYA & CYBERJAYA | NO | Unknown |  |  |  | NO | [8 empty] | CBJ22185 | NO | [7 empty] | 3
377671709 | CBJ22321 |  |  |  | VCBJ/PCE/J22321/MB22321 | 300280507 | Existing | RYB |  | C22182 SS 22.18 MDeC (F1) | CLOSED | CLOSED | LINK |  | 11 kV |  | 21/11/2003 |  |  |  |  | INDKOM |  |  | PE 22.32 MOTOROLA F1 | Unknown | Unknown | NO | NONE | DISTRIBUTION | TNB | WP PUTRAJAYA & CYBERJAYA | NO | Unknown |  |  |  | NO | [8 empty] | CBJ22321 | NO | [7 empty] | 3
377671714 | CBJ22322 |  |  |  | VCBJ/PCE/J22321/MB22321 | 300280507 | Existing | RYB |  | C22351 PE 22.35 Prima Pro 2 (F1) | CLOSED | CLOSED | LINK |  | 11 kV |  | 21/11/2003 |  |  |  |  | INDKOM |  |  | PE 22.32 MOTOROLA F1 | Unknown | Unknown | NO | NONE | DISTRIBUTION | TNB | WP PUTRAJAYA & CYBERJAYA | NO | Unknown |  |  |  | NO | [8 empty] | CBJ22322 | NO | [7 empty] | 3
377671732 | CBJ22324 |  |  |  | VCBJ/PCE/J22322/MB22324 | 300280511 | Existing | RYB |  | CBJ22185 SS 22.18 MDeC (F2) | CLOSED | CLOSED | LINK |  | 11 kV |  | 21/11/2003 |  |  |  |  | INDKOM |  |  | PE 22.32 MOTOROLA F2 | Unknown | Unknown | NO | NONE | DISTRIBUTION | TNB | WP PUTRAJAYA & CYBERJAYA | NO | Unknown |  |  |  | NO | [8 empty] | CBJ22324 | NO | [7 empty] | 3
377671737 | CBJ22325 |  |  |  | VCBJ/PCE/J22322/MB22324 | 300280511 | Existing | RYB |  | CBJ22355 PE 22.35 Prima Pro 2 (F2) | CLOSED | CLOSED | LINK |  | 11 kV |  | 21/11/2003 |  |  |  |  | INDKOM |  |  | PE 22.32 MOTOROLA F2 | Unknown | Unknown | NO | NONE | DISTRIBUTION | TNB | WP PUTRAJAYA & CYBERJAYA | NO | Unknown |  |  |  | NO | [8 empty] | CBJ22325 | NO | [7 empty] | 3
377671838 | CBJ22354 |  |  |  | VCBJ/PCE/J22351/MB22351 | 300280503 | Existing | RYB |  | CBJ22191 SS 22.19 (F1) | CLOSED | CLOSED | LINK |  | 11 kV |  | 2004-12-08 |  |  |  |  | TAMCO |  |  | PE 22.35 PRIMA PROP 2 F1 | Unknown | Unknown | NO | NONE | DISTRIBUTION | TNB | WP PUTRAJAYA & CYBERJAYA | NO | Unknown |  |  |  | NO | [8 empty] | CBJ22354 | NO | [7 empty] | 3
377671855 | CBJ22351 |  |  |  | VCBJ/PCE/J22351/MB22351 | 300280503 | Existing | RYB |  |  | CLOSED | CLOSED | LINK |  | 11 kV |  | 2004-12-08 |  |  |  |  | TAMCO |  |  | PE 22.35 PRIMA PROP 2 F1 | Unknown | Unknown | NO | NONE | DISTRIBUTION | TNB | WP PUTRAJAYA & CYBERJAYA | NO | Unknown |  |  |  | NO | [8 empty] | CBJ22351 | NO | [7 empty] | 3
377671867 | CBJ22355 |  |  |  | VCBJ/PCE/J22352/MB22355 | 300280504 | Existing | RYB |  | CBJ22325 PE 22.32 MOTOROLA (F2) | CLOSED | CLOSED | LINK |  | 11 kV |  | 2004-12-08 |  |  |  |  | TAMCO |  |  | PE 22.35 PRIMA PROP 2 F2 | Unknown | Unknown | NO | NONE | DISTRIBUTION | TNB | WP PUTRAJAYA & CYBERJAYA | NO | Unknown |  |  |  | NO | [8 empty] | CBJ22355 | NO | [7 empty] | 3
377671884 | CBJ22358 |  |  |  | VCBJ/PCE/J22352/MB22355 | 300280504 | Existing | RYB |  | CBJ22194 SS 22.19 (F2) | CLOSED | CLOSED | LINK |  | 11 kV |  | 2004-12-08 |  |  |  |  | TAMCO |  |  | PE 22.35 PRIMA PROP 2 F2 | Unknown | Unknown | NO | NONE | DISTRIBUTION | TNB | WP PUTRAJAYA & CYBERJAYA | NO | Unknown |  |  |  | NO | [8 empty] | CBJ22358 | NO | [7 empty] | 3
377672084 | CBJ22192 |  |  |  | VCBJ/PCE/J22191/MB22191 | 300280546 | Existing | RYB |  | CBJ22471 SS 22.47 DHL 2 (F1) | CLOSED | CLOSED | LINK |  | 11 kV |  | 19/02/2002 |  |  |  |  | INDKOM |  |  | SS 22.19 (QUILL)P.MULTIMEDIA( DHL ) F1 | Unknown | Unknown | NO | NONE | DISTRIBUTION | TNB | WP PUTRAJAYA & CYBERJAYA | NO | Unknown |  |  |  | NO | [8 empty] | CBJ22192 | NO | [7 empty] | 3
377672090 | CBJ22193 |  |  |  | VCBJ/PCE/J22191/MB22191 | 300280546 | Existing | RYB |  | PENGGUNA 1 | CLOSED | CLOSED | LINK |  | 11 kV |  | 19/02/2002 |  |  |  |  | INDKOM |  |  | SS 22.19 (QUILL)P.MULTIMEDIA( DHL ) F1 | Unknown | Unknown | NO | NONE | DISTRIBUTION | TNB | WP PUTRAJAYA & CYBERJAYA | NO | Unknown |  |  |  | NO | [8 empty] | CBJ22193 | NO | [7 empty] | 3
377672095 | CBJ22191 |  |  |  | VCBJ/PCE/J22191/MB22191 | 300280546 | Existing | RYB |  | CBJ22354 PE 22.35 Prima Pro 2 (F1) | CLOSED | CLOSED | LINK |  | 11 kV |  | 19/02/2002 |  |  |  |  | INDKOM |  |  | SS 22.19 (QUILL)P.MULTIMEDIA( DHL ) F1 | Unknown | Unknown | NO | NONE | DISTRIBUTION | TNB | WP PUTRAJAYA & CYBERJAYA | NO | Unknown |  |  |  | NO | [8 empty] | CBJ22191 | NO | [7 empty] | 3
377672110 | CBJ22195 |  |  |  | VCBJ/PCE/J22192/MB22194 | 300280548 | Existing | RYB |  |  | CLOSED | CLOSED | LINK |  | 11 kV |  | 19/02/2002 |  |  |  |  | INDKOM |  |  | SS 22.19 (QUILL)P.MULTIMEDIA( DHL ) F2 | Unknown | Unknown | NO | NONE | DISTRIBUTION | TNB | WP PUTRAJAYA & CYBERJAYA | NO | Unknown |  |  |  | NO | [8 empty] | CBJ22195 | NO | [7 empty] | 3
377672116 | CBJ22196 |  |  |  | VCBJ/PCE/J22192/MB22194 | 300280548 | Existing | RYB |  | PENGGUNA 2 | CLOSED | CLOSED | LINK |  | 11 kV |  | 19/02/2002 |  |  |  |  | INDKOM |  |  | SS 22.19 (QUILL)P.MULTIMEDIA( DHL ) F2 | Unknown | Unknown | NO | NONE | DISTRIBUTION | TNB | WP PUTRAJAYA & CYBERJAYA | NO | Unknown |  |  |  | NO | [8 empty] | CBJ22196 | NO | [7 empty] | 3
377672121 | CBJ22194 |  |  |  | VCBJ/PCE/J22192/MB22194 | 300280548 | Existing | RYB |  | CBJ22358 PE 22.35 Prima Pro 2 (F2) | CLOSED | CLOSED | LINK |  | 11 kV |  | 19/02/2002 |  |  |  |  | INDKOM |  |  | SS 22.19 (QUILL)P.MULTIMEDIA( DHL ) F2 | Unknown | Unknown | NO | NONE | DISTRIBUTION | TNB | WP PUTRAJAYA & CYBERJAYA | NO | Unknown |  |  |  | NO | [8 empty] | CBJ22194 | NO | [7 empty] | 3
377672136 | CBJ22472 |  |  |  | VCBJ/PCE/J22471/MB22471 | 300280477 | Existing | RYB |  | PENGGUNA 1 | CLOSED | CLOSED | LINK |  | 11 kV |  | 13/10/2005 |  |  |  |  | MERLIN GERIN |  |  | SS 22.47 DHL 2 F1 | Unknown | Unknown | NO | NONE | DISTRIBUTION | TNB | WP PUTRAJAYA & CYBERJAYA | NO | Unknown |  |  |  | NO | [8 empty] | CBJ22472 | NO | [7 empty] | 3
377672142 | CBJ22471 |  |  |  | VCBJ/PCE/J22471/MB22471 | 300280477 | Existing | RYB |  | CBJ22192 SS 22.19 (F1) | CLOSED | CLOSED | LINK |  | 11 kV |  | 13/10/2005 |  |  |  |  | MERLIN GERIN |  |  | SS 22.47 DHL 2 F1 | Unknown | Unknown | NO | NONE | DISTRIBUTION | TNB | WP PUTRAJAYA & CYBERJAYA | NO | Unknown |  |  |  | NO | [8 empty] | CBJ22471 | NO | [7 empty] | 3
377672147 | CBJ22473 |  |  |  | VCBJ/PCE/J22471/MB22471 | 300280477 | Existing | RYB |  | CBJ22091 PE 22.09 (F1) | CLOSED | CLOSED | LINK |  | 11 kV |  | 13/10/2005 |  |  |  |  | MERLIN GERIN |  |  | SS 22.47 DHL 2 F1 | Unknown | Unknown | NO | NONE | DISTRIBUTION | TNB | WP PUTRAJAYA & CYBERJAYA | NO | Unknown |  |  |  | NO | [8 empty] | CBJ22473 | NO | [7 empty] | 3
377672162 | CBJ22474 |  |  |  | VCBJ/PCE/J22472/MB22474 | 300280479 | Existing | RYB |  | CBJ22195 SS 22.19 (F2) | CLOSED | CLOSED | LINK |  | 11 kV |  | 13/10/2005 |  |  |  |  | INDKOM |  |  | SS 22.47 DHL 2 F2 | Unknown | Unknown | NO | NONE | DISTRIBUTION | TNB | WP PUTRAJAYA & CYBERJAYA | NO | Unknown |  |  |  | NO | [8 empty] | CBJ22474 | NO | [7 empty] | 3
377672168 | CBJ22475 |  |  |  | VCBJ/PCE/J22472/MB22474 | 300280479 | Existing | RYB |  | PENGGUNA 2 | CLOSED | CLOSED | LINK |  | 11 kV |  | 13/10/2005 |  |  |  |  | INDKOM |  |  | SS 22.47 DHL 2 F2 | Unknown | Unknown | NO | NONE | DISTRIBUTION | TNB | WP PUTRAJAYA & CYBERJAYA | NO | Unknown |  |  |  | NO | [8 empty] | CBJ22475 | NO | [7 empty] | 3
377672173 | CBJ22476 |  |  |  | VCBJ/PCE/J22472/MB22474 | 300280479 | Existing | RYB |  |  | CLOSED | CLOSED | LINK |  | 11 kV |  | 13/10/2005 |  |  |  |  | INDKOM |  |  | SS 22.47 DHL 2 F2 | Unknown | Unknown | NO | NONE | DISTRIBUTION | TNB | WP PUTRAJAYA & CYBERJAYA | NO | Unknown |  |  |  | NO | [8 empty] | CBJ22476 | NO | [7 empty] | 3
377672181 | CBJ22092 |  |  |  | VCBJ/PCE/J22091/MB22091 | 300280581 | Existing | RYB |  | CBJ22152 PE 22.15 (F1) | CLOSED | CLOSED | LINK |  | 11 kV |  | 21/06/2001 |  |  |  |  | INDKOM |  |  | PE 22.09 FUJITSU F1 | Unknown | Unknown | NO | NONE | DISTRIBUTION | TNB | WP PUTRAJAYA & CYBERJAYA | NO | Unknown |  |  |  | NO | [8 empty] | CBJ22092 | NO | [7 empty] | 3
377672186 | CBJ22091 |  |  |  | VCBJ/PCE/J22091/MB22091 | 300280581 | Existing | RYB |  | CBJ22473 SS 22.47 DHL 2 (F1) | CLOSED | CLOSED | LINK |  | 11 kV |  | 21/06/2001 |  |  |  |  | INDKOM |  |  | PE 22.09 FUJITSU F1 | Unknown | Unknown | NO | NONE | DISTRIBUTION | TNB | WP PUTRAJAYA & CYBERJAYA | NO | Unknown |  |  |  | NO | [8 empty] | CBJ22091 | NO | [7 empty] | 3
377672204 | CBJ22096 |  |  |  | VCBJ/PCE/J22092/MB22094 | 300280583 | Existing | RYB |  | CBJ22155 PE 22.15 (F2) | CLOSED | CLOSED | LINK |  | 11 kV |  | 21/06/2001 |  |  |  |  | INDKOM |  |  | PE 22.09 FUJITSU F2 | Unknown | Unknown | NO | NONE | DISTRIBUTION | TNB | WP PUTRAJAYA & CYBERJAYA | NO | Unknown |  |  |  | NO | [8 empty] | CBJ22096 | NO | [7 empty] | 3
377672209 | CBJ22095 |  |  |  | VCBJ/PCE/J22092/MB22094 | 300280583 | Existing | RYB |  |  | CLOSED | CLOSED | LINK |  | 11 kV |  | 21/06/2001 |  |  |  |  | INDKOM |  |  | PE 22.09 FUJITSU F2 | Unknown | Unknown | NO | NONE | DISTRIBUTION | TNB | WP PUTRAJAYA & CYBERJAYA | NO | Unknown |  |  |  | NO | [8 empty] | CBJ22095 | NO | [7 empty] | 3
377672353 | CBJ22491 |  |  |  | VCBJ/PCE/J22491/MB22491 | 300280470 | Existing | RYB |  | CBJ22562 SS 22.56 JPJ (F1) | CLOSED | CLOSED | LINK |  | 11 kV |  | 19/06/2008 |  |  |  |  | TAMCO |  |  | PE 22.49 LOT PT 12082 F1 | Unknown | Unknown | NO | NONE | DISTRIBUTION | TNB | WP PUTRAJAYA & CYBERJAYA | NO | Unknown |  |  |  | NO | [8 empty] | CBJ22491 | NO | [7 empty] | 3
377672358 | CBJ22493 |  |  |  | VCBJ/PCE/J22491/MB22491 | 300280470 | Existing | RYB |  | CBJ22151 PE 22.15 (F1) | CLOSED | CLOSED | LINK |  | 11 kV |  | 19/06/2008 |  |  |  |  | TAMCO |  |  | PE 22.49 LOT PT 12082 F1 | Unknown | Unknown | NO | NONE | DISTRIBUTION | TNB | WP PUTRAJAYA & CYBERJAYA | NO | Unknown |  |  |  | NO | [8 empty] | CBJ22493 | NO | [7 empty] | 3
377672376 | CBJ22494 |  |  |  | VCBJ/PCE/J22492/MB22494 | 300280471 | Existing | RYB |  | CBJ22565 SS 22.56 JPJ (F2) | CLOSED | CLOSED | LINK |  | 11 kV |  | 19/06/2008 |  |  |  |  | TAMCO |  |  | PE 22.49 LOT PT 12082 F2 | Unknown | Unknown | NO | NONE | DISTRIBUTION | TNB | WP PUTRAJAYA & CYBERJAYA | NO | Unknown |  |  |  | NO | [8 empty] | CBJ22494 | NO | [7 empty] | 3
377672381 | CBJ22496 |  |  |  | VCBJ/PCE/J22492/MB22494 | 300280471 | Existing | RYB |  | CBJ22154 PE 22.15 (F2) | CLOSED | CLOSED | LINK |  | 11 kV |  | 19/06/2008 |  |  |  |  | TAMCO |  |  | PE 22.49 LOT PT 12082 F2 | Unknown | Unknown | NO | NONE | DISTRIBUTION | TNB | WP PUTRAJAYA & CYBERJAYA | NO | Unknown |  |  |  | NO | [8 empty] | CBJ22496 | NO | [7 empty] | 3
377672569 | CBJ22435 |  |  |  | VCBJ/PCE/J22432/MB22434 | 300280495 | Existing | RYB |  | CBJ22564 SS 22.56 JPJ (F2) | CLOSED | CLOSED | LINK |  | 11 kV |  | 2004-08-10 |  |  |  |  | INDKOM |  |  | SS 22.43 BMW F2 | Unknown | Unknown | NO | NONE | DISTRIBUTION | TNB | WP PUTRAJAYA & CYBERJAYA | NO | Unknown |  |  |  | NO | [8 empty] | CBJ22435 | NO | [7 empty] | 3
377672575 | CBJ22436 |  |  |  | VCBJ/PCE/J22432/MB22434 | 300280495 | Existing | RYB |  | PENGGUNA F2 | CLOSED | CLOSED | LINK |  | 11 kV |  | 2004-08-10 |  |  |  |  | INDKOM |  |  | SS 22.43 BMW F2 | Unknown | Unknown | NO | NONE | DISTRIBUTION | TNB | WP PUTRAJAYA & CYBERJAYA | NO | Unknown |  |  |  | NO | [8 empty] | CBJ22436 | NO | [7 empty] | 3
377672580 | CBJ22434 |  |  |  | VCBJ/PCE/J22432/MB22434 | 300280495 | Existing | RYB |  | PPU CYBERJAYA 6 CB 14 | CLOSED | CLOSED | LINK |  | 11 kV |  | 2004-08-10 |  |  |  |  | INDKOM |  |  | SS 22.43 BMW F2 | Unknown | Unknown | NO | NONE | DISTRIBUTION | TNB | WP PUTRAJAYA & CYBERJAYA | NO | Unknown |  |  |  | NO | [8 empty] | CBJ22434 | NO | [7 empty] | 3
377672588 | CBJ22151 |  |  |  | VCBJ/PCE/J22151/MB22151 | 300280557 | Existing | RYB |  | CBJ22493 PE 22.49 LOT PT 12082 (F1) | CLOSED | CLOSED | LINK |  | 11 kV |  | 2002-09-03 |  |  |  |  | INDKOM |  |  | PE 22.15 LOT12072 P.MULTIMEDIA F1 | Unknown | Unknown | NO | NONE | DISTRIBUTION | TNB | WP PUTRAJAYA & CYBERJAYA | NO | Unknown |  |  |  | NO | [8 empty] | CBJ22151 | NO | [7 empty] | 3
377672593 | CBJ22152 |  |  |  | VCBJ/PCE/J22151/MB22151 | 300280557 | Existing | RYB |  | CBJ22092 PE 22.09 (FUJITSU) (F1) | CLOSED | CLOSED | LINK |  | 11 kV |  | 2002-09-03 |  |  |  |  | INDKOM |  |  | PE 22.15 LOT12072 P.MULTIMEDIA F1 | Unknown | Unknown | NO | NONE | DISTRIBUTION | TNB | WP PUTRAJAYA & CYBERJAYA | NO | Unknown |  |  |  | NO | [8 empty] | CBJ22152 | NO | [7 empty] | 3
377672682 | CBJ22154 |  |  |  | VCBJ/PCE/J22152/MB22154 | 300280558 | Existing | RYB |  | CBJ22496 PE 22.49 LOT PT 12082 (F2) | CLOSED | CLOSED | LINK |  | 11 kV |  | 2002-09-03 |  |  |  |  | INDKOM |  |  | PE 22.15 LOT 12072 P.MULTIMEDIA F2 | Unknown | Unknown | NO | NONE | DISTRIBUTION | TNB | WP PUTRAJAYA & CYBERJAYA | NO | Unknown |  |  |  | NO | [8 empty] | CBJ22154 | NO | [7 empty] | 3
377672687 | CBJ22155 |  |  |  | VCBJ/PCE/J22152/MB22154 | 300280558 | Existing | RYB |  | CBJ22096 PE 22.09 (F2) | CLOSED | CLOSED | LINK |  | 11 kV |  | 2002-09-03 |  |  |  |  | INDKOM |  |  | PE 22.15 LOT 12072 P.MULTIMEDIA F2 | Unknown | Unknown | NO | NONE | DISTRIBUTION | TNB | WP PUTRAJAYA & CYBERJAYA | NO | Unknown |  |  |  | NO | [8 empty] | CBJ22155 | NO | [7 empty] | 3
377672805 | CBJ22432 |  |  |  | VCBJ/PCE/J22431/MB22431 | 300280494 | Existing | RYB |  |  | CLOSED | CLOSED | LINK |  | 11 kV |  | 2004-08-10 |  |  |  |  | INDKOM |  |  | SS 22.43 BMW F1 | Unknown | Unknown | NO | NONE | DISTRIBUTION | TNB | WP PUTRAJAYA & CYBERJAYA | NO | Unknown |  |  |  | NO | [8 empty] | CBJ22432 | NO | [7 empty] | 3
377672811 | CBJ22433 |  |  |  | VCBJ/PCE/J22431/MB22431 | 300280494 | Existing | RYB |  | PENGGUNA F1 | CLOSED | CLOSED | LINK |  | 11 kV |  | 2004-08-10 |  |  |  |  | INDKOM |  |  | SS 22.43 BMW F1 | Unknown | Unknown | NO | NONE | DISTRIBUTION | TNB | WP PUTRAJAYA & CYBERJAYA | NO | Unknown |  |  |  | NO | [8 empty] | CBJ22433 | NO | [7 empty] | 3
377672816 | CBJ22431 |  |  |  | VCBJ/PCE/J22431/MB22431 | 300280494 | Existing | RYB |  | PPU CYBERJAYA 6 CB 13 | CLOSED | CLOSED | LINK |  | 11 kV |  | 2004-08-10 |  |  |  |  | INDKOM |  |  | SS 22.43 BMW F1 | Unknown | Unknown | NO | NONE | DISTRIBUTION | TNB | WP PUTRAJAYA & CYBERJAYA | NO | Unknown |  |  |  | NO | [8 empty] | CBJ22431 | NO | [7 empty] | 3
377679264 | PTJ05321 |  |  |  | VPTJ/PCE/J05321/MB05321 | 300454748 | Existing | RYB |  |  | CLOSED | CLOSED | LINK |  | 11 kV | [6 empty] | INDKOM |  |  | PE 5.32 SEK REN PRESINT 5 (F1) | Unknown | Unknown | NO | NONE | DISTRIBUTION | TNB | WP PUTRAJAYA & CYBERJAYA | NO | Unknown |  |  |  | NO | [8 empty] | PTJ05321 | NO | [7 empty] | 3
377679269 | PTJ05322 |  |  |  | VPTJ/PCE/J05321/MB05321 | 300454748 | Existing | RYB |  |  | CLOSED | CLOSED | LINK |  | 11 kV | [6 empty] | INDKOM |  |  | PE 5.32 SEK REN PRESINT 5 (F1) | Unknown | Unknown | NO | NONE | DISTRIBUTION | TNB | WP PUTRAJAYA & CYBERJAYA | NO | Unknown |  |  |  | NO | [8 empty] | PTJ05322 | NO | [7 empty] | 3
377679303 | PTJ05324 |  |  |  | VPTJ/PCE/J05322/MB05324 | 300454751 | Existing | RYB |  |  | CLOSED | CLOSED | LINK |  | 11 kV | [6 empty] | INDKOM |  |  | PE 5.32 SEK REN PRESINT 5 (F2) | Unknown | Unknown | NO | NONE | DISTRIBUTION | TNB | WP PUTRAJAYA & CYBERJAYA | NO | Unknown |  |  |  | NO | [8 empty] | PTJ05324 | NO | [7 empty] | 3
377679308 | PTJ05325 |  |  |  | VPTJ/PCE/J05322/MB05324 | 300454751 | Existing | RYB |  |  | CLOSED | CLOSED | LINK |  | 11 kV | [6 empty] | INDKOM |  |  | PE 5.32 SEK REN PRESINT 5 (F2) | Unknown | Unknown | NO | NONE | DISTRIBUTION | TNB | WP PUTRAJAYA & CYBERJAYA | NO | Unknown |  |  |  | NO | [8 empty] | PTJ05325 | NO | [7 empty] | 3
377679417 | PTJ05331 |  |  |  | VPTJ/PCE/J05331/MB05331 | 300454742 | Existing | RYB |  |  | CLOSED | CLOSED | LINK |  | 11 kV | [6 empty] | INDKOM |  |  | PE 5.33 SEK MEN PRESINT 5 (F1) | Unknown | Unknown | NO | NONE | DISTRIBUTION | TNB | WP PUTRAJAYA & CYBERJAYA | NO | Unknown |  |  |  | NO | [8 empty] | PTJ05331 | NO | [7 empty] | 3
377679422 | PTJ05332 |  |  |  | VPTJ/PCE/J05331/MB05331 | 300454742 | Existing | RYB |  |  | CLOSED | CLOSED | LINK |  | 11 kV | [6 empty] | INDKOM |  |  | PE 5.33 SEK MEN PRESINT 5 (F1) | Unknown | Unknown | NO | NONE | DISTRIBUTION | TNB | WP PUTRAJAYA & CYBERJAYA | NO | Unknown |  |  |  | NO | [8 empty] | PTJ05332 | NO | [7 empty] | 3
377679513 | PTJ05334 |  |  |  | VPTJ/PCE/J05332/MB05334 | 300454745 | Existing | RYB |  |  | CLOSED | CLOSED | LINK |  | 11 kV | [6 empty] | INDKOM |  |  | PE 5.33 SEK MEN PRESINT 5 (F2) | Unknown | Unknown | NO | NONE | DISTRIBUTION | TNB | WP PUTRAJAYA & CYBERJAYA | NO | Unknown |  |  |  | NO | [8 empty] | PTJ05334 | NO | [7 empty] | 3
377679518 | PTJ05335 |  |  |  | VPTJ/PCE/J05332/MB05334 | 300454745 | Existing | RYB |  |  | CLOSED | CLOSED | LINK |  | 11 kV | [6 empty] | INDKOM |  |  | PE 5.33 SEK MEN PRESINT 5 (F2) | Unknown | Unknown | NO | NONE | DISTRIBUTION | TNB | WP PUTRAJAYA & CYBERJAYA | NO | Unknown |  |  |  | NO | [8 empty] | PTJ05335 | NO | [7 empty] | 3
377679626 | PTJ05171 |  |  |  | VPTJ/PCE/J05171/MB05171 | 300280700 | Existing | RYB |  |  | CLOSED | CLOSED | LINK |  | 11 kV |  | 15/09/2008 |  |  |  |  | INDKOM |  |  | PE 5.17 BLOK C 5R3 (F1) | Unknown | Unknown | NO | NONE | DISTRIBUTION | TNB | WP PUTRAJAYA & CYBERJAYA | NO | Unknown |  |  |  | NO | [8 empty] | PTJ05171 | NO | [7 empty] | 3
377679631 | PTJ05172 |  |  |  | VPTJ/PCE/J05171/MB05171 | 300280700 | Existing | RYB |  |  | CLOSED | CLOSED | LINK |  | 11 kV |  | 15/09/2008 |  |  |  |  | INDKOM |  |  | PE 5.17 BLOK C 5R3 (F1) | Unknown | Unknown | NO | NONE | DISTRIBUTION | TNB | WP PUTRAJAYA & CYBERJAYA | NO | Unknown |  |  |  | NO | [8 empty] | PTJ05172 | NO | [7 empty] | 3
377679715 | PTJ05174 |  |  |  | VPTJ/PCE/J05172/MB05174 | 300280701 | Existing | RYB |  |  | CLOSED | CLOSED | LINK |  | 11 kV |  | 15/09/2008 |  |  |  |  | INDKOM |  |  | PE 5.17 BLOK C 5R3 (F2) | Unknown | Unknown | NO | NONE | DISTRIBUTION | TNB | WP PUTRAJAYA & CYBERJAYA | NO | Unknown |  |  |  | NO | [8 empty] | PTJ05174 | NO | [7 empty] | 3
377679720 | PTJ05175 |  |  |  | VPTJ/PCE/J05172/MB05174 | 300280701 | Existing | RYB |  |  | CLOSED | CLOSED | LINK |  | 11 kV |  | 15/09/2008 |  |  |  |  | INDKOM |  |  | PE 5.17 BLOK C 5R3 (F2) | Unknown | Unknown | NO | NONE | DISTRIBUTION | TNB | WP PUTRAJAYA & CYBERJAYA | NO | Unknown |  |  |  | NO | [8 empty] | PTJ05175 | NO | [7 empty] | 3
377679820 | PTJ05184 |  |  |  | VPTJ/PCE/J05182/MB05184 | 300281264 | Existing | RYB |  |  | CLOSED | CLOSED | LINK |  | 11 kV |  | 15/09/2008 |  |  |  |  | TAMCO |  |  | PE 5.18 BLOK D 5R3 (F2) | Unknown | Unknown | NO | NONE | DISTRIBUTION | TNB | WP PUTRAJAYA & CYBERJAYA | NO | Unknown |  |  |  | NO | [8 empty] | PTJ05184 | NO | [7 empty] | 3
377679825 | PTJ05186 |  |  |  | VPTJ/PCE/J05182/MB05184 | 300281264 | Existing | RYB |  |  | CLOSED | CLOSED | LINK |  | 11 kV |  | 15/09/2008 |  |  |  |  | TAMCO |  |  | PE 5.18 BLOK D 5R3 (F2) | Unknown | Unknown | NO | NONE | DISTRIBUTION | TNB | WP PUTRAJAYA & CYBERJAYA | NO | Unknown |  |  |  | NO | [8 empty] | PTJ05186 | NO | [7 empty] | 3
377679951 | PTJ05181 |  |  |  | VPTJ/PCE/J05181/MB05181 | 300281263 | Existing | RYB |  |  | CLOSED | CLOSED | LINK |  | 11 kV |  | 15/09/2008 |  |  |  |  | TAMCO |  |  | PE 5.18 BLOK D 5R3 (F1) | Unknown | Unknown | NO | NONE | DISTRIBUTION | TNB | WP PUTRAJAYA & CYBERJAYA | NO | Unknown |  |  |  | NO | [8 empty] | PTJ05181 | NO | [7 empty] | 3
377679956 | PTJ05183 |  |  |  | VPTJ/PCE/J05181/MB05181 | 300281263 | Existing | RYB |  |  | CLOSED | CLOSED | LINK |  | 11 kV |  | 15/09/2008 |  |  |  |  | TAMCO |  |  | PE 5.18 BLOK D 5R3 (F1) | Unknown | Unknown | NO | NONE | DISTRIBUTION | TNB | WP PUTRAJAYA & CYBERJAYA | NO | Unknown |  |  |  | NO | [8 empty] | PTJ05183 | NO | [7 empty] | 3
377680290 | PTJ05161 |  |  |  | VPTJ/PCE/J05161/MB05161 | 300281261 | Existing | RYB |  |  | CLOSED | CLOSED | LINK |  | 11 kV |  | 15/09/2008 |  |  |  |  | TAMCO |  |  | PE 5.16 BLOK B 5R3 (F1) | Unknown | Unknown | NO | NONE | DISTRIBUTION | TNB | WP PUTRAJAYA & CYBERJAYA | NO | Unknown |  |  |  | NO | [8 empty] | PTJ05161 | NO | [7 empty] | 3
377680295 | PTJ05163 |  |  |  | VPTJ/PCE/J05161/MB05161 | 300281261 | Existing | RYB |  |  | CLOSED | CLOSED | LINK |  | 11 kV |  | 15/09/2008 |  |  |  |  | TAMCO |  |  | PE 5.16 BLOK B 5R3 (F1) | Unknown | Unknown | NO | NONE | DISTRIBUTION | TNB | WP PUTRAJAYA & CYBERJAYA | NO | Unknown |  |  |  | NO | [8 empty] | PTJ05163 | NO | [7 empty] | 3
377680381 | PTJ05164 |  |  |  | VPTJ/PCE/J05162/MB05164 | 300281262 | Existing | RYB |  |  | CLOSED | CLOSED | LINK |  | 11 kV |  | 15/09/2008 |  |  |  |  | TAMCO |  |  | PE 5.16 BLOK B 5R3 (F2) | Unknown | Unknown | NO | NONE | DISTRIBUTION | TNB | WP PUTRAJAYA & CYBERJAYA | NO | Unknown |  |  |  | NO | [8 empty] | PTJ05164 | NO | [7 empty] | 3
377680386 | PTJ05166 |  |  |  | VPTJ/PCE/J05162/MB05164 | 300281262 | Existing | RYB |  |  | CLOSED | CLOSED | LINK |  | 11 kV |  | 15/09/2008 |  |  |  |  | TAMCO |  |  | PE 5.16 BLOK B 5R3 (F2) | Unknown | Unknown | NO | NONE | DISTRIBUTION | TNB | WP PUTRAJAYA & CYBERJAYA | NO | Unknown |  |  |  | NO | [8 empty] | PTJ05166 | NO | [7 empty] | 3
377680474 | PTJ05154 |  |  |  | VPTJ/PCE/J05152/MB05154 | 300280699 | Existing | RYB |  | PTJ06075 PE 6.07 BLOK 7 PPA1M (F2) | CLOSED | CLOSED | LINK |  | 11 kV |  | 15/09/2008 |  |  |  |  | INDKOM |  |  | PE 5.15 BLOK A 5R3 (F2) | Unknown | Unknown | NO | NONE | DISTRIBUTION | TNB | WP PUTRAJAYA & CYBERJAYA | NO | Unknown |  |  |  | NO | [8 empty] | PTJ05154 | NO | [7 empty] | 3
377680479 | PTJ05155 |  |  |  | VPTJ/PCE/J05152/MB05154 | 300280699 | Existing | RYB |  |  | CLOSED | CLOSED | LINK |  | 11 kV |  | 15/09/2008 |  |  |  |  | INDKOM |  |  | PE 5.15 BLOK A 5R3 (F2) | Unknown | Unknown | NO | NONE | DISTRIBUTION | TNB | WP PUTRAJAYA & CYBERJAYA | NO | Unknown |  |  |  | NO | [8 empty] | PTJ05155 | NO | [7 empty] | 3
377680572 | PTJ05151 |  |  |  | VPTJ/PCE/J05151/MB05151 | 300280698 | Existing | RYB |  | PTJ06072 PE 6.07 BLOK 7 PPA1M (F1) | CLOSED | CLOSED | LINK |  | 11 kV |  | 15/09/2008 |  |  |  |  | INDKOM |  |  | PE 5.15 BLOK A 5R3 (F1) | Unknown | Unknown | NO | NONE | DISTRIBUTION | TNB | WP PUTRAJAYA & CYBERJAYA | NO | Unknown |  |  |  | NO | [8 empty] | PTJ05151 | NO | [7 empty] | 3
377680577 | PTJ05152 |  |  |  | VPTJ/PCE/J05151/MB05151 | 300280698 | Existing | RYB |  |  | CLOSED | CLOSED | LINK |  | 11 kV |  | 15/09/2008 |  |  |  |  | INDKOM |  |  | PE 5.15 BLOK A 5R3 (F1) | Unknown | Unknown | NO | NONE | DISTRIBUTION | TNB | WP PUTRAJAYA & CYBERJAYA | NO | Unknown |  |  |  | NO | [8 empty] | PTJ05152 | NO | [7 empty] | 3
377680674 | PTJ06031 |  |  |  | VPTJ/PCE/J06031/MB06031 | 310283387 | Existing | RYB |  |  | CLOSED | CLOSED | LINK |  | 11 kV | [6 empty] | TAMCO |  |  | SS 6.03 TEMP 6R6 | Unknown | Unknown | NO | NONE | DISTRIBUTION | TNB | WP PUTRAJAYA & CYBERJAYA | NO | Unknown |  |  |  | NO | [8 empty] | PTJ06031 | NO | [7 empty] | 3
377680679 | PTJ06033 |  |  |  | VPTJ/PCE/J06031/MB06031 | 310283387 | Existing | RYB |  | PTJ06061 PE 6.06 BLOK 5B PPA1M (F1) | CLOSED | CLOSED | LINK |  | 11 kV | [6 empty] | TAMCO |  |  | SS 6.03 TEMP 6R6 | Unknown | Unknown | NO | NONE | DISTRIBUTION | TNB | WP PUTRAJAYA & CYBERJAYA | NO | Unknown |  |  |  | NO | [8 empty] | PTJ06033 | NO | [7 empty] | 3
377680775 | PTJ05144 |  |  |  | VPTJ/PCE/J05142/MB05144 | 300281260 | Existing | RYB |  |  | CLOSED | CLOSED | LINK |  | 11 kV |  | 15/09/2008 |  |  |  |  | INDKOM |  |  | PE 5.14 5R1 (F2) | Unknown | Unknown | NO | NONE | DISTRIBUTION | TNB | WP PUTRAJAYA & CYBERJAYA | NO | Unknown |  |  |  | NO | [8 empty] | PTJ05144 | NO | [7 empty] | 3
377680780 | PTJ05145 |  |  |  | VPTJ/PCE/J05142/MB05144 | 300281260 | Existing | RYB |  | PTJ06064 PE 6.06 BLOK 5B PPA1M (F2) | CLOSED | CLOSED | LINK |  | 11 kV |  | 15/09/2008 |  |  |  |  | INDKOM |  |  | PE 5.14 5R1 (F2) | Unknown | Unknown | NO | NONE | DISTRIBUTION | TNB | WP PUTRAJAYA & CYBERJAYA | NO | Unknown |  |  |  | NO | [8 empty] | PTJ05145 | NO | [7 empty] | 3
377680814 | PTJ05141 |  |  |  | VPTJ/PCE/J05141/MB05141 | 300281259 | Existing | RYB |  |  | CLOSED | CLOSED | LINK |  | 11 kV |  | 15/09/2008 |  |  |  |  | INDKOM |  |  | PE 5.14 5R1 (F1) | Unknown | Unknown | NO | NONE | DISTRIBUTION | TNB | WP PUTRAJAYA & CYBERJAYA | NO | Unknown |  |  |  | NO | [8 empty] | PTJ05141 | NO | [7 empty] | 3
377680819 | PTJ05142 |  |  |  | VPTJ/PCE/J05141/MB05141 | 300281259 | Existing | RYB |  |  | CLOSED | CLOSED | LINK |  | 11 kV |  | 15/09/2008 |  |  |  |  | INDKOM |  |  | PE 5.14 5R1 (F1) | Unknown | Unknown | NO | NONE | DISTRIBUTION | TNB | WP PUTRAJAYA & CYBERJAYA | NO | Unknown |  |  |  | NO | [8 empty] | PTJ05142 | NO | [7 empty] | 3
377680964 | PTJ06021 |  |  |  | VPTJ/PCE/J06021/MB06021 | 300280715 | Existing | RYB |  |  | CLOSED | CLOSED | LINK |  | 11 kV |  | 22/05/2007 |  |  |  |  | MERLIN GERIN |  |  | PE 6.02 KOLAM RENANG (F1) | Unknown | Unknown | NO | NONE | DISTRIBUTION | TNB | WP PUTRAJAYA & CYBERJAYA | NO | Unknown |  |  |  | NO | [8 empty] | PTJ06021 | NO | [7 empty] | 3
377680969 | PTJ06023 |  |  |  | VPTJ/PCE/J06021/MB06021 | 300280715 | Existing | RYB |  |  | CLOSED | CLOSED | LINK |  | 11 kV |  | 22/05/2007 |  |  |  |  | MERLIN GERIN |  |  | PE 6.02 KOLAM RENANG (F1) | Unknown | Unknown | NO | NONE | DISTRIBUTION | TNB | WP PUTRAJAYA & CYBERJAYA | NO | Unknown |  |  |  | NO | [8 empty] | PTJ06023 | NO | [7 empty] | 3
377681062 | PTJ06024 |  |  |  | VPTJ/PCE/J06022/MB06024 | 300280716 | Existing | RYB |  |  | CLOSED | CLOSED | LINK |  | 11 kV |  | 22/05/2007 |  |  |  |  | MERLIN GERIN |  |  | PE 6.02 KOLAM RENANG (F2) | Unknown | Unknown | NO | NONE | DISTRIBUTION | TNB | WP PUTRAJAYA & CYBERJAYA | NO | Unknown |  |  |  | NO | [8 empty] | PTJ06024 | NO | [7 empty] | 3
377681067 | PTJ06026 |  |  |  | VPTJ/PCE/J06022/MB06024 | 300280716 | Existing | RYB |  |  | CLOSED | CLOSED | LINK |  | 11 kV |  | 22/05/2007 |  |  |  |  | MERLIN GERIN |  |  | PE 6.02 KOLAM RENANG (F2) | Unknown | Unknown | NO | NONE | DISTRIBUTION | TNB | WP PUTRAJAYA & CYBERJAYA | NO | Unknown |  |  |  | NO | [8 empty] | PTJ06026 | NO | [7 empty] | 3
377681159 | PTJ06011 |  |  |  | VPTJ/PCE/J06011/MB06011 | 300280790 | Existing | RYB |  |  | CLOSED | CLOSED | LINK |  | 11 kV |  | 2005-08-12 |  |  |  |  | TAMCO |  |  | PE 6.01 GRAND STAND (F1) | Unknown | Unknown | NO | NONE | DISTRIBUTION | TNB | WP PUTRAJAYA & CYBERJAYA | NO | Unknown |  |  |  | NO | [8 empty] | PTJ06011 | NO | [7 empty] | 3
377681164 | PTJ06013 |  |  |  | VPTJ/PCE/J06011/MB06011 | 300280790 | Existing | RYB |  |  | CLOSED | CLOSED | LINK |  | 11 kV |  | 2005-08-12 |  |  |  |  | TAMCO |  |  | PE 6.01 GRAND STAND (F1) | Unknown | Unknown | NO | NONE | DISTRIBUTION | TNB | WP PUTRAJAYA & CYBERJAYA | NO | Unknown |  |  |  | NO | [8 empty] | PTJ06013 | NO | [7 empty] | 3
377681255 | PTJ06014 |  |  |  | VPTJ/PCE/J06012/MB06014 | 300280791 | Existing | RYB |  |  | CLOSED | CLOSED | LINK |  | 11 kV |  | 2005-08-12 |  |  |  |  | INDKOM |  |  | PE 6.01 GRAND STAND (F2) | Unknown | Unknown | NO | NONE | DISTRIBUTION | TNB | WP PUTRAJAYA & CYBERJAYA | NO | Unknown |  |  |  | NO | [8 empty] | PTJ06014 | NO | [7 empty] | 3
377681260 | PTJ06015 |  |  |  | VPTJ/PCE/J06012/MB06014 | 300280791 | Existing | RYB |  |  | CLOSED | CLOSED | LINK |  | 11 kV |  | 2005-08-12 |  |  |  |  | INDKOM |  |  | PE 6.01 GRAND STAND (F2) | Unknown | Unknown | NO | NONE | DISTRIBUTION | TNB | WP PUTRAJAYA & CYBERJAYA | NO | Unknown |  |  |  | NO | [8 empty] | PTJ06015 | NO | [7 empty] | 3
377681373 | PTJ05261 |  |  |  | VPTJ/PCE/J05261/MB05261 | 300280711 | Existing | RYB |  |  | CLOSED | CLOSED | LINK |  | 11 kV |  | 14/01/2009 |  |  |  |  | TAMCO |  |  | PE 5.26 BLOK D2 APT 5R4 (F1) | Unknown | Unknown | NO | NONE | DISTRIBUTION | TNB | WP PUTRAJAYA & CYBERJAYA | NO | Unknown |  |  |  | NO | [8 empty] | PTJ05261 | NO | [7 empty] | 3
377681378 | PTJ05263 |  |  |  | VPTJ/PCE/J05261/MB05261 | 300280711 | Existing | RYB |  | PTJ05331 PE 5.33 SEK MEN PRESINT 5 (F1) | CLOSED | CLOSED | LINK |  | 11 kV |  | 14/01/2009 |  |  |  |  | TAMCO |  |  | PE 5.26 BLOK D2 APT 5R4 (F1) | Unknown | Unknown | NO | NONE | DISTRIBUTION | TNB | WP PUTRAJAYA & CYBERJAYA | NO | Unknown |  |  |  | NO | [8 empty] | PTJ05263 | NO | [7 empty] | 3
377681471 | PTJ05264 |  |  |  | VPTJ/PCE/J05262/MB05264 | 300280712 | Existing | RYB |  |  | CLOSED | CLOSED | LINK |  | 11 kV |  | 21/01/2009 |  |  |  |  | TAMCO |  |  | PE 5.26 BLOK D2 APT 5R4 (F1) | Unknown | Unknown | NO | NONE | DISTRIBUTION | TNB | WP PUTRAJAYA & CYBERJAYA | NO | Unknown |  |  |  | NO | [8 empty] | PTJ05264 | NO | [7 empty] | 3
377681476 | PTJ05266 |  |  |  | VPTJ/PCE/J05262/MB05264 | 300280712 | Existing | RYB |  | PTJ05334 PE 5.33 SEK MEN PRESINT 5 (F2) | CLOSED | CLOSED | LINK |  | 11 kV |  | 21/01/2009 |  |  |  |  | TAMCO |  |  | PE 5.26 BLOK D2 APT 5R4 (F1) | Unknown | Unknown | NO | NONE | DISTRIBUTION | TNB | WP PUTRAJAYA & CYBERJAYA | NO | Unknown |  |  |  | NO | [8 empty] | PTJ05266 | NO | [7 empty] | 3
377681571 | PTJ05254 |  |  |  | VPTJ/PCE/J05252/MB05254 | 300280710 | Existing | RYB |  |  | CLOSED | CLOSED | LINK |  | 11 kV |  | 21/01/2009 |  |  |  |  | TAMCO |  |  | PE 5.25 BLOK D1 APT 5R4 (F2) | Unknown | Unknown | NO | NONE | DISTRIBUTION | TNB | WP PUTRAJAYA & CYBERJAYA | NO | Unknown |  |  |  | NO | [8 empty] | PTJ05254 | NO | [7 empty] | 3
377681576 | PTJ05256 |  |  |  | VPTJ/PCE/J05252/MB05254 | 300280710 | Existing | RYB |  |  | CLOSED | CLOSED | LINK |  | 11 kV |  | 21/01/2009 |  |  |  |  | TAMCO |  |  | PE 5.25 BLOK D1 APT 5R4 (F2) | Unknown | Unknown | NO | NONE | DISTRIBUTION | TNB | WP PUTRAJAYA & CYBERJAYA | NO | Unknown |  |  |  | NO | [8 empty] | PTJ05256 | NO | [7 empty] | 3
377681758 | PTJ05251 |  |  |  | VPTJ/PCE/J05251/MB05251 | 300280709 | Existing | RYB |  |  | CLOSED | CLOSED | LINK |  | 11 kV |  | 14/01/2009 |  |  |  |  | TAMCO |  |  | PE 5.25 BLOK D1 APT 5R4 (F1) | Unknown | Unknown | NO | NONE | DISTRIBUTION | TNB | WP PUTRAJAYA & CYBERJAYA | NO | Unknown |  |  |  | NO | [8 empty] | PTJ05251 | NO | [7 empty] | 3
377681763 | PTJ05253 |  |  |  | VPTJ/PCE/J05251/MB05251 | 300280709 | Existing | RYB |  |  | CLOSED | CLOSED | LINK |  | 11 kV |  | 14/01/2009 |  |  |  |  | TAMCO |  |  | PE 5.25 BLOK D1 APT 5R4 (F1) | Unknown | Unknown | NO | NONE | DISTRIBUTION | TNB | WP PUTRAJAYA & CYBERJAYA | NO | Unknown |  |  |  | NO | [8 empty] | PTJ05253 | NO | [7 empty] | 3
377681952 | PTJ05244 |  |  |  | VPTJ/PCE/J05242/MB05244 | 300280708 | Existing | RYB |  |  | CLOSED | CLOSED | LINK |  | 11 kV |  | 13/01/2009 |  |  |  |  | TAMCO |  |  | PE 5.24 BLOK C APT 5R4 (F2) | Unknown | Unknown | NO | NONE | DISTRIBUTION | TNB | WP PUTRAJAYA & CYBERJAYA | NO | Unknown |  |  |  | NO | [8 empty] | PTJ05244 | NO | [7 empty] | 3
377681957 | PTJ05246 |  |  |  | VPTJ/PCE/J05242/MB05244 | 300280708 | Existing | RYB |  |  | CLOSED | CLOSED | LINK |  | 11 kV |  | 13/01/2009 |  |  |  |  | TAMCO |  |  | PE 5.24 BLOK C APT 5R4 (F2) | Unknown | Unknown | NO | NONE | DISTRIBUTION | TNB | WP PUTRAJAYA & CYBERJAYA | NO | Unknown |  |  |  | NO | [8 empty] | PTJ05246 | NO | [7 empty] | 3
377682141 | PTJ05241 |  |  |  | VPTJ/PCE/J05241/MB05241 | 300280707 | Existing | RYB |  |  | CLOSED | CLOSED | LINK |  | 11 kV |  | 2009-12-01 |  |  |  |  | TAMCO |  |  | PE 5.24 BLOK C APT 5R4 (F1) | Unknown | Unknown | NO | NONE | DISTRIBUTION | TNB | WP PUTRAJAYA & CYBERJAYA | NO | Unknown |  |  |  | NO | [8 empty] | PTJ05241 | NO | [7 empty] | 3
377682146 | PTJ05243 |  |  |  | VPTJ/PCE/J05241/MB05241 | 300280707 | Existing | RYB |  |  | CLOSED | CLOSED | LINK |  | 11 kV |  | 2009-12-01 |  |  |  |  | TAMCO |  |  | PE 5.24 BLOK C APT 5R4 (F1) | Unknown | Unknown | NO | NONE | DISTRIBUTION | TNB | WP PUTRAJAYA & CYBERJAYA | NO | Unknown |  |  |  | NO | [8 empty] | PTJ05243 | NO | [7 empty] | 3
377682242 | PTJ05231 |  |  |  | VPTJ/PCE/J05231/MB05231 | 300280705 | Existing | RYB |  |  | CLOSED | CLOSED | LINK |  | 11 kV |  | 2009-12-01 |  |  |  |  | TAMCO |  |  | PE 5.23 BLOK B APT 5R4 (F1) | Unknown | Unknown | NO | NONE | DISTRIBUTION | TNB | WP PUTRAJAYA & CYBERJAYA | NO | Unknown |  |  |  | NO | [8 empty] | PTJ05231 | NO | [7 empty] | 3
377682247 | PTJ05233 |  |  |  | VPTJ/PCE/J05231/MB05231 | 300280705 | Existing | RYB |  |  | CLOSED | CLOSED | LINK |  | 11 kV |  | 2009-12-01 |  |  |  |  | TAMCO |  |  | PE 5.23 BLOK B APT 5R4 (F1) | Unknown | Unknown | NO | NONE | DISTRIBUTION | TNB | WP PUTRAJAYA & CYBERJAYA | NO | Unknown |  |  |  | NO | [8 empty] | PTJ05233 | NO | [7 empty] | 3
377682336 | PTJ05234 |  |  |  | VPTJ/PCE/J05232/MB05234 | 300280706 | Existing | RYB |  |  | CLOSED | CLOSED | LINK |  | 11 kV |  | 13/01/2009 |  |  |  |  | TAMCO |  |  | PE 5.23 BLOK B APT 5R4 (F2) | Unknown | Unknown | NO | NONE | DISTRIBUTION | TNB | WP PUTRAJAYA & CYBERJAYA | NO | Unknown |  |  |  | NO | [8 empty] | PTJ05234 | NO | [7 empty] | 3
377682341 | PTJ05236 |  |  |  | VPTJ/PCE/J05232/MB05234 | 300280706 | Existing | RYB |  |  | CLOSED | CLOSED | LINK |  | 11 kV |  | 13/01/2009 |  |  |  |  | TAMCO |  |  | PE 5.23 BLOK B APT 5R4 (F2) | Unknown | Unknown | NO | NONE | DISTRIBUTION | TNB | WP PUTRAJAYA & CYBERJAYA | NO | Unknown |  |  |  | NO | [8 empty] | PTJ05236 | NO | [7 empty] | 3
377682438 | PTJ05221 |  |  |  | VPTJ/PCE/J05221/MB05221 | 300280703 | Existing | RYB |  |  | CLOSED | CLOSED | LINK |  | 11 kV |  | 2009-12-01 |  |  |  |  | TAMCO |  |  | PE 5.22 BLOK A APT 5R4 (F1) | Unknown | Unknown | NO | NONE | DISTRIBUTION | TNB | WP PUTRAJAYA & CYBERJAYA | NO | Unknown |  |  |  | NO | [8 empty] | PTJ05221 | NO | [7 empty] | 3
377682443 | PTJ05223 |  |  |  | VPTJ/PCE/J05221/MB05221 | 300280703 | Existing | RYB |  |  | CLOSED | CLOSED | LINK |  | 11 kV |  | 2009-12-01 |  |  |  |  | TAMCO |  |  | PE 5.22 BLOK A APT 5R4 (F1) | Unknown | Unknown | NO | NONE | DISTRIBUTION | TNB | WP PUTRAJAYA & CYBERJAYA | NO | Unknown |  |  |  | NO | [8 empty] | PTJ05223 | NO | [7 empty] | 3
377682538 | PTJ05224 |  |  |  | VPTJ/PCE/J05222/MB05224 | 300280704 | Existing | RYB |  |  | CLOSED | CLOSED | LINK |  | 11 kV |  | 13/01/2009 |  |  |  |  | TAMCO |  |  | PE 5.22 BLOK A APT 5R4 (F2) | Unknown | Unknown | NO | NONE | DISTRIBUTION | TNB | WP PUTRAJAYA & CYBERJAYA | NO | Unknown |  |  |  | NO | [8 empty] | PTJ05224 | NO | [7 empty] | 3
377682543 | PTJ05226 |  |  |  | VPTJ/PCE/J05222/MB05224 | 300280704 | Existing | RYB |  |  | CLOSED | CLOSED | LINK |  | 11 kV |  | 13/01/2009 |  |  |  |  | TAMCO |  |  | PE 5.22 BLOK A APT 5R4 (F2) | Unknown | Unknown | NO | NONE | DISTRIBUTION | TNB | WP PUTRAJAYA & CYBERJAYA | NO | Unknown |  |  |  | NO | [8 empty] | PTJ05226 | NO | [7 empty] | 3
377766180 | PTJ14191 |  |  |  | VPTJ/PCE/J14191/MB14191 | 300281125 | Existing | RYB |  |  | CLOSED | CLOSED | LINK |  | 11 kV |  | 2005-06-09 |  |  |  |  | TAMCO |  |  | PE 14.19 BLOK E2 (EFI) (F1) | Unknown | Unknown | NO | NONE | DISTRIBUTION | TNB | WP PUTRAJAYA & CYBERJAYA | NO | Unknown |  |  |  | NO | [8 empty] | PTJ14191 | NO | [7 empty] | 3
377766185 | PTJ14193 |  |  |  | VPTJ/PCE/J14191/MB14191 | 300281125 | Existing | RYB |  |  | CLOSED | CLOSED | LINK |  | 11 kV |  | 2005-06-09 |  |  |  |  | TAMCO |  |  | PE 14.19 BLOK E2 (EFI) (F1) | Unknown | Unknown | NO | NONE | DISTRIBUTION | TNB | WP PUTRAJAYA & CYBERJAYA | NO | Unknown |  |  |  | NO | [8 empty] | PTJ14193 | NO | [7 empty] | 3
377766276 | PTJ14194 |  |  |  | VPTJ/PCE/J14192/MB14194 | 300281126 | Existing | RYB |  |  | CLOSED | CLOSED | LINK |  | 11 kV |  | 2005-06-09 |  |  |  |  | INDKOM |  |  | PE 14.19 BLOK E2 (EFI) (F2) | Unknown | Unknown | NO | NONE | DISTRIBUTION | TNB | WP PUTRAJAYA & CYBERJAYA | NO | Unknown |  |  |  | NO | [8 empty] | PTJ14194 | NO | [7 empty] | 3
377766281 | PTJ14195 |  |  |  | VPTJ/PCE/J14192/MB14194 | 300281126 | Existing | RYB |  |  | CLOSED | CLOSED | LINK |  | 11 kV |  | 2005-06-09 |  |  |  |  | INDKOM |  |  | PE 14.19 BLOK E2 (EFI) (F2) | Unknown | Unknown | NO | NONE | DISTRIBUTION | TNB | WP PUTRAJAYA & CYBERJAYA | NO | Unknown |  |  |  | NO | [8 empty] | PTJ14195 | NO | [7 empty] | 3
377766382 | PTJ14181 |  |  |  | VPTJ/PCE/J14181/MB14181 | 300281123 | Existing | RYB |  |  | CLOSED | CLOSED | LINK |  | 11 kV |  | 2005-06-09 |  |  |  |  | INDKOM |  |  | PE 14.18 BLOK E1 (F1) | Unknown | Unknown | NO | NONE | DISTRIBUTION | TNB | WP PUTRAJAYA & CYBERJAYA | NO | Unknown |  |  |  | NO | [8 empty] | PTJ14181 | NO | [7 empty] | 3
377766387 | PTJ14182 |  |  |  | VPTJ/PCE/J14181/MB14181 | 300281123 | Existing | RYB |  |  | CLOSED | CLOSED | LINK |  | 11 kV |  | 2005-06-09 |  |  |  |  | INDKOM |  |  | PE 14.18 BLOK E1 (F1) | Unknown | Unknown | NO | NONE | DISTRIBUTION | TNB | WP PUTRAJAYA & CYBERJAYA | NO | Unknown |  |  |  | NO | [8 empty] | PTJ14182 | NO | [7 empty] | 3
377766411 | PTJ14184 |  |  |  | VPTJ/PCE/J14182/MB14184 | 300281124 | Existing | RYB |  |  | CLOSED | CLOSED | LINK |  | 11 kV |  | 2005-06-09 |  |  |  |  | INDKOM |  |  | PE 14.18 BLOK E1 (F2) | Unknown | Unknown | NO | NONE | DISTRIBUTION | TNB | WP PUTRAJAYA & CYBERJAYA | NO | Unknown |  |  |  | NO | [8 empty] | PTJ14184 | NO | [7 empty] | 3
377766416 | PTJ14185 |  |  |  | VPTJ/PCE/J14182/MB14184 | 300281124 | Existing | RYB |  |  | CLOSED | CLOSED | LINK |  | 11 kV |  | 2005-06-09 |  |  |  |  | INDKOM |  |  | PE 14.18 BLOK E1 (F2) | Unknown | Unknown | NO | NONE | DISTRIBUTION | TNB | WP PUTRAJAYA & CYBERJAYA | NO | Unknown |  |  |  | NO | [8 empty] | PTJ14185 | NO | [7 empty] | 3
377766504 | PTJ14171 |  |  |  | VPTJ/PCE/J14171/MB14171 | 300281121 | Existing | RYB |  |  | CLOSED | CLOSED | LINK |  | 11 kV |  | 2005-06-09 |  |  |  |  | TAMCO |  |  | PE 14.17 BLOK D (F1) | Unknown | Unknown | NO | NONE | DISTRIBUTION | TNB | WP PUTRAJAYA & CYBERJAYA | NO | Unknown |  |  |  | NO | [8 empty] | PTJ14171 | NO | [7 empty] | 3
377766509 | PTJ14173 |  |  |  | VPTJ/PCE/J14171/MB14171 | 300281121 | Existing | RYB |  |  | CLOSED | CLOSED | LINK |  | 11 kV |  | 2005-06-09 |  |  |  |  | TAMCO |  |  | PE 14.17 BLOK D (F1) | Unknown | Unknown | NO | NONE | DISTRIBUTION | TNB | WP PUTRAJAYA & CYBERJAYA | NO | Unknown |  |  |  | NO | [8 empty] | PTJ14173 | NO | [7 empty] | 3
377766600 | PTJ14174 |  |  |  | VPTJ/PCE/J14172/MB14174 | 300281122 | Existing | RYB |  |  | CLOSED | CLOSED | LINK |  | 11 kV |  | 2005-06-09 |  |  |  |  | INDKOM |  |  | PE 14.17 BLOK D (F2) | Unknown | Unknown | NO | NONE | DISTRIBUTION | TNB | WP PUTRAJAYA & CYBERJAYA | NO | Unknown |  |  |  | NO | [8 empty] | PTJ14174 | NO | [7 empty] | 3
377766605 | PTJ14175 |  |  |  | VPTJ/PCE/J14172/MB14174 | 300281122 | Existing | RYB |  |  | CLOSED | CLOSED | LINK |  | 11 kV |  | 2005-06-09 |  |  |  |  | INDKOM |  |  | PE 14.17 BLOK D (F2) | Unknown | Unknown | NO | NONE | DISTRIBUTION | TNB | WP PUTRAJAYA & CYBERJAYA | NO | Unknown |  |  |  | NO | [8 empty] | PTJ14175 | NO | [7 empty] | 3
377766700 | PTJ14161 |  |  |  | VPTJ/PCE/J14161/MB14161 | 300281119 | Existing | RYB |  |  | CLOSED | CLOSED | LINK |  | 11 kV |  | 2005-06-09 | [7 empty] | PE 14.16 BLOK C (EFI) (F1) | Unknown | Unknown | NO | NONE | DISTRIBUTION | TNB | WP PUTRAJAYA & CYBERJAYA | NO | Unknown |  |  |  | NO | [8 empty] | PTJ14161 | NO | [7 empty] | 3
377766705 | PTJ14163 |  |  |  | VPTJ/PCE/J14161/MB14161 | 300281119 | Existing | RYB |  |  | CLOSED | CLOSED | LINK |  | 11 kV |  | 2005-06-09 | [7 empty] | PE 14.16 BLOK C (EFI) (F1) | Unknown | Unknown | NO | NONE | DISTRIBUTION | TNB | WP PUTRAJAYA & CYBERJAYA | NO | Unknown |  |  |  | NO | [8 empty] | PTJ14163 | NO | [7 empty] | 3
377766796 | PTJ14164 |  |  |  | VPTJ/PCE/J14162/MB14164 | 300281120 | Existing | RYB |  |  | CLOSED | CLOSED | LINK |  | 11 kV |  | 2005-06-09 |  |  |  |  | MTM |  |  | PE 14.16 BLOK C (EFI) (F2) | Unknown | Unknown | NO | NONE | DISTRIBUTION | TNB | WP PUTRAJAYA & CYBERJAYA | NO | Unknown |  |  |  | NO | [8 empty] | PTJ14164 | NO | [7 empty] | 3
377766801 | PTJ14165 |  |  |  | VPTJ/PCE/J14162/MB14164 | 300281120 | Existing | RYB |  |  | CLOSED | CLOSED | LINK |  | 11 kV |  | 2005-06-09 |  |  |  |  | MTM |  |  | PE 14.16 BLOK C (EFI) (F2) | Unknown | Unknown | NO | NONE | DISTRIBUTION | TNB | WP PUTRAJAYA & CYBERJAYA | NO | Unknown |  |  |  | NO | [8 empty] | PTJ14165 | NO | [7 empty] | 3
377766885 | PTJ14151 |  |  |  | VPTJ/PCE/J14151/MB14151 | 300281117 | Existing | RYB |  |  | CLOSED | CLOSED | LINK |  | 11 kV |  | 2005-06-09 |  |  |  |  | INDKOM |  |  | PE 14.15 BLOK B (F1) | Unknown | Unknown | NO | NONE | DISTRIBUTION | TNB | WP PUTRAJAYA & CYBERJAYA | NO | Unknown |  |  |  | NO | [8 empty] | PTJ14151 | NO | [7 empty] | 3
377766890 | PTJ14152 |  |  |  | VPTJ/PCE/J14151/MB14151 | 300281117 | Existing | RYB |  |  | CLOSED | CLOSED | LINK |  | 11 kV |  | 2005-06-09 |  |  |  |  | INDKOM |  |  | PE 14.15 BLOK B (F1) | Unknown | Unknown | NO | NONE | DISTRIBUTION | TNB | WP PUTRAJAYA & CYBERJAYA | NO | Unknown |  |  |  | NO | [8 empty] | PTJ14152 | NO | [7 empty] | 3
377766979 | PTJ14155 |  |  |  | VPTJ/PCE/J14152/MB14154 | 300281118 | Existing | RYB |  |  | CLOSED | CLOSED | LINK |  | 11 kV |  | 2005-06-09 |  |  |  |  | INDKOM |  |  | PE 14.15 BLOK B (F2) | Unknown | Unknown | NO | NONE | DISTRIBUTION | TNB | WP PUTRAJAYA & CYBERJAYA | NO | Unknown |  |  |  | NO | [8 empty] | PTJ14155 | NO | [7 empty] | 3
377766984 | PTJ14154 |  |  |  | VPTJ/PCE/J14152/MB14154 | 300281118 | Existing | RYB |  |  | CLOSED | CLOSED | LINK |  | 11 kV |  | 2005-06-09 |  |  |  |  | INDKOM |  |  | PE 14.15 BLOK B (F2) | Unknown | Unknown | NO | NONE | DISTRIBUTION | TNB | WP PUTRAJAYA & CYBERJAYA | NO | Unknown |  |  |  | NO | [8 empty] | PTJ14154 | NO | [7 empty] | 3
377767066 | PTJ14141 |  |  |  | VPTJ/PCE/J14141/MB14141 | 300281115 | Existing | RYB |  |  | CLOSED | CLOSED | LINK |  | 11 kV |  | 2005-06-09 |  |  |  |  | INDKOM |  |  | PE 14.14 BLOK A (EFI) (F1) | Unknown | Unknown | NO | NONE | DISTRIBUTION | TNB | WP PUTRAJAYA & CYBERJAYA | NO | Unknown |  |  |  | NO | [8 empty] | PTJ14141 | NO | [7 empty] | 3
377767071 | PTJ14142 |  |  |  | VPTJ/PCE/J14141/MB14141 | 300281115 | Existing | RYB |  |  | CLOSED | CLOSED | LINK |  | 11 kV |  | 2005-06-09 |  |  |  |  | INDKOM |  |  | PE 14.14 BLOK A (EFI) (F1) | Unknown | Unknown | NO | NONE | DISTRIBUTION | TNB | WP PUTRAJAYA & CYBERJAYA | NO | Unknown |  |  |  | NO | [8 empty] | PTJ14142 | NO | [7 empty] | 3
377767162 | PTJ14144 |  |  |  | VPTJ/PCE/J14142/MB14144 | 300281116 | Existing | RYB |  |  | CLOSED | CLOSED | LINK |  | 11 kV |  | 2005-06-09 |  |  |  |  | INDKOM |  |  | PE 14.14 BLOK A (EFI) (F2) | Unknown | Unknown | NO | NONE | DISTRIBUTION | TNB | WP PUTRAJAYA & CYBERJAYA | NO | Unknown |  |  |  | NO | [8 empty] | PTJ14144 | NO | [7 empty] | 3
377767167 | PTJ14145 |  |  |  | VPTJ/PCE/J14142/MB14144 | 300281116 | Existing | RYB |  |  | CLOSED | CLOSED | LINK |  | 11 kV |  | 2005-06-09 |  |  |  |  | INDKOM |  |  | PE 14.14 BLOK A (EFI) (F2) | Unknown | Unknown | NO | NONE | DISTRIBUTION | TNB | WP PUTRAJAYA & CYBERJAYA | NO | Unknown |  |  |  | NO | [8 empty] | PTJ14145 | NO | [7 empty] | 3
377767250 | PTJ14311 |  |  |  | VPTJ/PCE/J14311/MB14311 | 300281141 | Existing | RYB |  |  | CLOSED | CLOSED | LINK |  | 11 kV |  | 25/06/2008 | [7 empty] | PE 14.31 P'PURI 14-12 BLOK B (F1) | Unknown | Unknown | NO | NONE | DISTRIBUTION | TNB | WP PUTRAJAYA & CYBERJAYA | NO | Unknown |  |  |  | NO | [8 empty] | PTJ14311 | NO | [7 empty] | 3
377767255 | PTJ14312 |  |  |  | VPTJ/PCE/J14311/MB14311 | 300281141 | Existing | RYB |  |  | CLOSED | CLOSED | LINK |  | 11 kV |  | 25/06/2008 | [7 empty] | PE 14.31 P'PURI 14-12 BLOK B (F1) | Unknown | Unknown | NO | NONE | DISTRIBUTION | TNB | WP PUTRAJAYA & CYBERJAYA | NO | Unknown |  |  |  | NO | [8 empty] | PTJ14312 | NO | [7 empty] | 3
377767344 | PTJ14314 |  |  |  | VPTJ/PCE/J14312/MB14314 | 300281142 | Existing | RYB |  |  | CLOSED | CLOSED | LINK |  | 11 kV |  | 25/06/2008 | [7 empty] | PE 14.31 P'PURI 14-12 BLOK B (F2) | Unknown | Unknown | NO | NONE | DISTRIBUTION | TNB | WP PUTRAJAYA & CYBERJAYA | NO | Unknown |  |  |  | NO | [8 empty] | PTJ14314 | NO | [7 empty] | 3
377767349 | PTJ14315 |  |  |  | VPTJ/PCE/J14312/MB14314 | 300281142 | Existing | RYB |  |  | CLOSED | CLOSED | LINK |  | 11 kV |  | 25/06/2008 | [7 empty] | PE 14.31 P'PURI 14-12 BLOK B (F2) | Unknown | Unknown | NO | NONE | DISTRIBUTION | TNB | WP PUTRAJAYA & CYBERJAYA | NO | Unknown |  |  |  | NO | [8 empty] | PTJ14315 | NO | [7 empty] | 3
377767439 | PTJ14301 |  |  |  | VPTJ/PCE/J14301/MB14301 | 300281139 | Existing | RYB |  |  | CLOSED | CLOSED | LINK |  | 11 kV |  | 25/06/2008 |  |  |  |  | INDKOM |  |  | PE 14.30 P'PURI 14-12 BLOK A (EFI) (F1) | Unknown | Unknown | NO | NONE | DISTRIBUTION | TNB | WP PUTRAJAYA & CYBERJAYA | NO | Unknown |  |  |  | NO | [8 empty] | PTJ14301 | NO | [7 empty] | 3
377767444 | PTJ14302 |  |  |  | VPTJ/PCE/J14301/MB14301 | 300281139 | Existing | RYB |  |  | CLOSED | CLOSED | LINK |  | 11 kV |  | 25/06/2008 |  |  |  |  | INDKOM |  |  | PE 14.30 P'PURI 14-12 BLOK A (EFI) (F1) | Unknown | Unknown | NO | NONE | DISTRIBUTION | TNB | WP PUTRAJAYA & CYBERJAYA | NO | Unknown |  |  |  | NO | [8 empty] | PTJ14302 | NO | [7 empty] | 3
377767533 | PTJ14304 |  |  |  | VPTJ/PCE/J14302/MB14304 | 300281140 | Existing | RYB |  |  | CLOSED | CLOSED | LINK |  | 11 kV |  | 25/06/2008 |  |  |  |  | INDKOM |  |  | PE 14.30 P'PURI 14-12 BLOK A (EFI) (F2) | Unknown | Unknown | NO | NONE | DISTRIBUTION | TNB | WP PUTRAJAYA & CYBERJAYA | NO | Unknown |  |  |  | NO | [8 empty] | PTJ14304 | NO | [7 empty] | 3
377767538 | PTJ14305 |  |  |  | VPTJ/PCE/J14302/MB14304 | 300281140 | Existing | RYB |  |  | CLOSED | CLOSED | LINK |  | 11 kV |  | 25/06/2008 |  |  |  |  | INDKOM |  |  | PE 14.30 P'PURI 14-12 BLOK A (EFI) (F2) | Unknown | Unknown | NO | NONE | DISTRIBUTION | TNB | WP PUTRAJAYA & CYBERJAYA | NO | Unknown |  |  |  | NO | [8 empty] | PTJ14305 | NO | [7 empty] | 3
377767567 | PTJ14251 |  |  |  | VPTJ/PCE/J14251/MB14251 | 300281133 | Existing | RYB |  | PTJ14322 PE 14.32 (F1) | CLOSED | CLOSED | LINK |  | 11 kV |  | 2007-03-09 |  |  |  |  | INDKOM |  |  | PE 14.25 KOMPLEKS SEK REN (EFI) (F1) | Unknown | Unknown | NO | NONE | DISTRIBUTION | TNB | WP PUTRAJAYA & CYBERJAYA | NO | Unknown |  |  |  | NO | [8 empty] | PTJ14251 | NO | [7 empty] | 3
377767572 | PTJ14252 |  |  |  | VPTJ/PCE/J14251/MB14251 | 300281133 | Existing | RYB |  |  | CLOSED | CLOSED | LINK |  | 11 kV |  | 2007-03-09 |  |  |  |  | INDKOM |  |  | PE 14.25 KOMPLEKS SEK REN (EFI) (F1) | Unknown | Unknown | NO | NONE | DISTRIBUTION | TNB | WP PUTRAJAYA & CYBERJAYA | NO | Unknown |  |  |  | NO | [8 empty] | PTJ14252 | NO | [7 empty] | 3
377767661 | PTJ14254 |  |  |  | VPTJ/PCE/J14252/MB14254 | 300281134 | Existing | RYB |  | PTJ14324 PE 14.32 (F2) | CLOSED | CLOSED | LINK |  | 11 kV |  | 2007-03-09 |  |  |  |  | INDKOM |  |  | PE 14.25 KOMPLEKS SEK REN (EFI) (F2) | Unknown | Unknown | NO | NONE | DISTRIBUTION | TNB | WP PUTRAJAYA & CYBERJAYA | NO | Unknown |  |  |  | NO | [8 empty] | PTJ14254 | NO | [7 empty] | 3
377767666 | PTJ14255 |  |  |  | VPTJ/PCE/J14252/MB14254 | 300281134 | Existing | RYB |  |  | CLOSED | CLOSED | LINK |  | 11 kV |  | 2007-03-09 |  |  |  |  | INDKOM |  |  | PE 14.25 KOMPLEKS SEK REN (EFI) (F2) | Unknown | Unknown | NO | NONE | DISTRIBUTION | TNB | WP PUTRAJAYA & CYBERJAYA | NO | Unknown |  |  |  | NO | [8 empty] | PTJ14255 | NO | [7 empty] | 3
378018326 | C23371 |  |  |  | VCBJ/PCE/J00143/MB1 | 310402698 | Existing | RYB |  | PMU CBJN 132/11KV: VCB 1 | CLOSED | CLOSED | LINK |  | 11 kV | [9 empty] | D-CBJ-C14-0473 | Unknown | Unknown | NO | NONE | DISTRIBUTION | TNB | WP PUTRAJAYA & CYBERJAYA | NO | Unknown |  |  |  | NO | [8 empty] | C23371 | NO | [7 empty] | 3
378018331 | C23373 |  |  |  | VCBJ/PCE/J00143/MB1 | 310402698 | Existing | RYB |  | C23391 PE 23.39 RADIUS 3 F1 | CLOSED | CLOSED | LINK |  | 11 kV | [9 empty] | D-CBJ-C14-0473 | Unknown | Unknown | NO | NONE | DISTRIBUTION | TNB | WP PUTRAJAYA & CYBERJAYA | NO | Unknown |  |  |  | NO | [8 empty] | C23373 | NO | [7 empty] | 3
378018447 | C23374 |  |  |  | VCBJ/PCE/J00144/MB1 | 310402697 | Existing | RYB |  | CBJ21952 PE 21.95 SITE SKY PARK | CLOSED | CLOSED | LINK |  | 11 kV | [9 empty] | D-CBJ-C14-0473 | Unknown | Unknown | NO | NONE | DISTRIBUTION | TNB | WP PUTRAJAYA & CYBERJAYA | NO | Unknown |  |  |  | NO | [8 empty] | C23374 | NO | [7 empty] | 3
378018452 | C23376 |  |  |  | VCBJ/PCE/J00144/MB1 | 310402697 | Existing | RYB |  | C23394 PE 23.39 RADIUS 3 F2 | CLOSED | CLOSED | LINK |  | 11 kV | [9 empty] | D-CBJ-C14-0473 | Unknown | Unknown | NO | NONE | DISTRIBUTION | TNB | WP PUTRAJAYA & CYBERJAYA | NO | Unknown |  |  |  | NO | [8 empty] | C23376 | NO | [7 empty] | 3
378018570 | C23391 |  |  |  | VCBJ/PCE/J00141/MB1 | 310425999 | Existing | RYB |  | C23373 PE 23.37 RADIUS 1 F1 | CLOSED | CLOSED | LINK |  | 11 kV | [6 empty] | TAMCO |  |  | D-CBJ-C17-0588 | Unknown | Unknown | NO | NONE | DISTRIBUTION | TNB | WP PUTRAJAYA & CYBERJAYA | NO | Unknown |  |  |  | NO | [8 empty] | C23391 | NO | [7 empty] | 3
378018575 | C23393 |  |  |  | VCBJ/PCE/J00141/MB1 | 310425999 | Existing | RYB |  | C23381 PE 23.38 RADIUS 2 F1 | CLOSED | CLOSED | LINK |  | 11 kV | [6 empty] | TAMCO |  |  | D-CBJ-C17-0588 | Unknown | Unknown | NO | NONE | DISTRIBUTION | TNB | WP PUTRAJAYA & CYBERJAYA | NO | Unknown |  |  |  | NO | [8 empty] | C23393 | NO | [7 empty] | 3
378018691 | C23394 |  |  |  | VCBJ/PCE/J00142/MB1 | 310425997 | Existing | RYB |  | C23376 PE 23.37 RADIUS 1 F2 | CLOSED | CLOSED | LINK |  | 11 kV | [6 empty] | TAMCO |  |  | D-CBJ-C17-0588 | Unknown | Unknown | NO | NONE | DISTRIBUTION | TNB | WP PUTRAJAYA & CYBERJAYA | NO | Unknown |  |  |  | NO | [8 empty] | C23394 | NO | [7 empty] | 3
378018696 | C23396 |  |  |  | VCBJ/PCE/J00142/MB1 | 310425997 | Existing | RYB |  | C23384 PE 23.38 RADIUS 2 F2 | CLOSED | CLOSED | LINK |  | 11 kV | [6 empty] | TAMCO |  |  | D-CBJ-C17-0588 | Unknown | Unknown | NO | NONE | DISTRIBUTION | TNB | WP PUTRAJAYA & CYBERJAYA | NO | Unknown |  |  |  | NO | [8 empty] | C23396 | NO | [7 empty] | 3
378018814 | C23381 |  |  |  | VCBJ/PCE/J00145/MB1 | 310425995 | Existing | RYB |  |  | CLOSED | CLOSED | LINK |  | 11 kV | [6 empty] | TAMCO |  |  | D-CBJ-C14-0473 | Unknown | Unknown | NO | NONE | DISTRIBUTION | TNB | WP PUTRAJAYA & CYBERJAYA | NO | Unknown |  |  |  | NO | [8 empty] | C23381 | NO | [7 empty] | 3
378018819 | C23383 |  |  |  | VCBJ/PCE/J00145/MB1 | 310425995 | Existing | RYB |  | CBJ22181 SS 22.18 MDeC (F1) | CLOSED | CLOSED | LINK |  | 11 kV | [6 empty] | TAMCO |  |  | D-CBJ-C14-0473 | Unknown | Unknown | NO | NONE | DISTRIBUTION | TNB | WP PUTRAJAYA & CYBERJAYA | NO | Unknown |  |  |  | NO | [8 empty] | C23383 | NO | [7 empty] | 3
378018935 | C23384 |  |  |  | VCBJ/PCE/J00146/MB1 | 310425996 | Existing | RYB |  | C23396 PE 23.39 RADIUS 3 F2 | CLOSED | CLOSED | LINK |  | 11 kV | [6 empty] | TAMCO |  |  | D-CBJ-C14-0473 | Unknown | Unknown | NO | NONE | DISTRIBUTION | TNB | WP PUTRAJAYA & CYBERJAYA | NO | Unknown |  |  |  | NO | [8 empty] | C23384 | NO | [7 empty] | 3
378018940 | C23386 |  |  |  | VCBJ/PCE/J00146/MB1 | 310425996 | Existing | RYB |  | CBJ22184 SS 22.18 MDeC (F2) | CLOSED | CLOSED | LINK |  | 11 kV | [6 empty] | TAMCO |  |  | D-CBJ-C14-0473 | Unknown | Unknown | NO | NONE | DISTRIBUTION | TNB | WP PUTRAJAYA & CYBERJAYA | NO | Unknown |  |  |  | NO | [8 empty] | C23386 | NO | [7 empty] | 3
378019096 | C23432 |  |  |  | VCBJ/PCE/J00151/MB1 | 310438595 | Existing | RYB |  | CBJ21961 PE 21.96 SUBANG ALAM | CLOSED | CLOSED | LINK |  | 11 kV | [6 empty] | INDKOM |  |  | D-CBJ-C15-0540 | Unknown | Unknown | NO | NONE | DISTRIBUTION | TNB | WP PUTRAJAYA & CYBERJAYA | NO | Unknown |  |  |  | NO | [8 empty] | C23432 | NO | [7 empty] | 3
378019113 | C23431 |  |  |  | VCBJ/PCE/J00151/MB1 | 310438595 | Existing | RYB |  | CBJ21456 PE 21.45 (F2) | CLOSED | CLOSED | LINK |  | 11 kV | [6 empty] | INDKOM |  |  | D-CBJ-C15-0540 | Unknown | Unknown | NO | NONE | DISTRIBUTION | TNB | WP PUTRAJAYA & CYBERJAYA | NO | Unknown |  |  |  | NO | [8 empty] | C23431 | NO | [7 empty] | 3
378043792 | PTJ14224 |  |  |  | VPTJ/PCE/J14222/MB14224 | 300281132 | Existing | RYB |  |  | CLOSED | CLOSED | LINK |  | 11 kV |  | 2007-03-09 |  |  |  |  | TAMCO |  |  | PE 14.22 KOMPLEKS SEK MEN (F2) | Unknown | Unknown | NO | NONE | DISTRIBUTION | TNB | WP PUTRAJAYA & CYBERJAYA | NO | Unknown |  |  |  | NO | [8 empty] | PTJ14224 | NO | [7 empty] | 3
378043797 | PTJ14226 |  |  |  | VPTJ/PCE/J14222/MB14224 | 300281132 | Existing | RYB |  |  | CLOSED | CLOSED | LINK |  | 11 kV |  | 2007-03-09 |  |  |  |  | TAMCO |  |  | PE 14.22 KOMPLEKS SEK MEN (F2) | Unknown | Unknown | NO | NONE | DISTRIBUTION | TNB | WP PUTRAJAYA & CYBERJAYA | NO | Unknown |  |  |  | NO | [8 empty] | PTJ14226 | NO | [7 empty] | 3
378043902 | PTJ14051 |  |  |  | VPTJ/PCE/J14051/MB14051 | 300454833 | Existing | RYB |  |  | CLOSED | CLOSED | LINK |  | 11 kV | [6 empty] | SCHNEIDER |  |  | PE 14.05 PERUMAHAN 14-11 (F1) | Unknown | Unknown | NO | NONE | DISTRIBUTION | TNB | WP PUTRAJAYA & CYBERJAYA | NO | Unknown |  |  |  | NO | [8 empty] | PTJ14051 | NO | [7 empty] | 3
378043907 | PTJ14053 |  |  |  | VPTJ/PCE/J14051/MB14051 | 300454833 | Existing | RYB |  |  | CLOSED | CLOSED | LINK |  | 11 kV | [6 empty] | SCHNEIDER |  |  | PE 14.05 PERUMAHAN 14-11 (F1) | Unknown | Unknown | NO | NONE | DISTRIBUTION | TNB | WP PUTRAJAYA & CYBERJAYA | NO | Unknown |  |  |  | NO | [8 empty] | PTJ14053 | NO | [7 empty] | 3
378043925 | PTJ14054 |  |  |  | VPTJ/PCE/J14052/MB14054 | 300454838 | Existing | RYB |  |  | CLOSED | CLOSED | LINK |  | 11 kV | [6 empty] | SCHNEIDER |  |  | PE 14.05 PERUMAHAN 14-11 (F2) | Unknown | Unknown | NO | NONE | DISTRIBUTION | TNB | WP PUTRAJAYA & CYBERJAYA | NO | Unknown |  |  |  | NO | [8 empty] | PTJ14054 | NO | [7 empty] | 3
378043930 | PTJ14056 |  |  |  | VPTJ/PCE/J14052/MB14054 | 300454838 | Existing | RYB |  |  | CLOSED | CLOSED | LINK |  | 11 kV | [6 empty] | SCHNEIDER |  |  | PE 14.05 PERUMAHAN 14-11 (F2) | Unknown | Unknown | NO | NONE | DISTRIBUTION | TNB | WP PUTRAJAYA & CYBERJAYA | NO | Unknown |  |  |  | NO | [8 empty] | PTJ14056 | NO | [7 empty] | 3
378043956 | PTJ14061 |  |  |  | VPTJ/PCE/J14061/MB14061 | 300281107 | Existing | RYB |  |  | CLOSED | CLOSED | LINK |  | 11 kV |  | 26/05/2008 |  |  |  |  | INDKOM |  |  | PE 14.06 PERUMAHAN 14-5A | Unknown | Unknown | NO | NONE | DISTRIBUTION | TNB | WP PUTRAJAYA & CYBERJAYA | NO | Unknown |  |  |  | NO | [8 empty] | PTJ14061 | NO | [7 empty] | 3
378043961 | PTJ14062 |  |  |  | VPTJ/PCE/J14061/MB14061 | 300281107 | Existing | RYB |  |  | CLOSED | CLOSED | LINK |  | 11 kV |  | 26/05/2008 |  |  |  |  | INDKOM |  |  | PE 14.06 PERUMAHAN 14-5A | Unknown | Unknown | NO | NONE | DISTRIBUTION | TNB | WP PUTRAJAYA & CYBERJAYA | NO | Unknown |  |  |  | NO | [8 empty] | PTJ14062 | NO | [7 empty] | 3
378044365 | PTJ14091 |  |  |  | VPTJ/PCE/J14091/MB14091 | 300281110 | Existing | RYB |  |  | CLOSED | CLOSED | LINK |  | 11 kV |  | 2007-11-08 |  |  |  |  | MERLIN GERIN |  |  | PE 14.09 PERUMAHAN 14-4 (F1) | Unknown | Unknown | NO | NONE | DISTRIBUTION | TNB | WP PUTRAJAYA & CYBERJAYA | NO | Unknown |  |  |  | NO | [8 empty] | PTJ14091 | NO | [7 empty] | 3
378044370 | PTJ14093 |  |  |  | VPTJ/PCE/J14091/MB14091 | 300281110 | Existing | RYB |  |  | CLOSED | CLOSED | LINK |  | 11 kV |  | 2007-11-08 |  |  |  |  | MERLIN GERIN |  |  | PE 14.09 PERUMAHAN 14-4 (F1) | Unknown | Unknown | NO | NONE | DISTRIBUTION | TNB | WP PUTRAJAYA & CYBERJAYA | NO | Unknown |  |  |  | NO | [8 empty] | PTJ14093 | NO | [7 empty] | 3
378044496 | PTJ14081 |  |  |  | VPTJ/PCE/J14081/MB14081 | 300281108 | Existing | RYB |  |  | CLOSED | CLOSED | LINK |  | 11 kV |  | 28/11/2008 |  |  |  |  | FALCON BETA |  |  | PE 14.08 Perumahan 14-10 (F1) | Unknown | Unknown | NO | NONE | DISTRIBUTION | TNB | WP PUTRAJAYA & CYBERJAYA | NO | Unknown |  |  |  | NO | [8 empty] | PTJ14081 | NO | [7 empty] | 3
378044501 | PTJ14083 |  |  |  | VPTJ/PCE/J14081/MB14081 | 300281108 | Existing | RYB |  |  | CLOSED | CLOSED | LINK |  | 11 kV |  | 28/11/2008 |  |  |  |  | FALCON BETA |  |  | PE 14.08 Perumahan 14-10 (F1) | Unknown | Unknown | NO | NONE | DISTRIBUTION | TNB | WP PUTRAJAYA & CYBERJAYA | NO | Unknown |  |  |  | NO | [8 empty] | PTJ14083 | NO | [7 empty] | 3
378044519 | PTJ14084 |  |  |  | VPTJ/PCE/J14082/MB14084 | 300281109 | Existing | RYB |  |  | CLOSED | CLOSED | LINK |  | 11 kV |  | 28/11/2008 |  |  |  |  | TAMCO |  |  | PE 14.08 Perumahan 14-10 (F2) | Unknown | Unknown | NO | NONE | DISTRIBUTION | TNB | WP PUTRAJAYA & CYBERJAYA | NO | Unknown |  |  |  | NO | [8 empty] | PTJ14084 | NO | [7 empty] | 3
378044524 | PTJ14086 |  |  |  | VPTJ/PCE/J14082/MB14084 | 300281109 | Existing | RYB |  |  | CLOSED | CLOSED | LINK |  | 11 kV |  | 28/11/2008 |  |  |  |  | TAMCO |  |  | PE 14.08 Perumahan 14-10 (F2) | Unknown | Unknown | NO | NONE | DISTRIBUTION | TNB | WP PUTRAJAYA & CYBERJAYA | NO | Unknown |  |  |  | NO | [8 empty] | PTJ14086 | NO | [7 empty] | 3
378044622 | PTJ14131 |  |  |  | VPTJ/PCE/J14131/MB14131 | 300281113 | Existing | RYB |  |  | CLOSED | CLOSED | LINK |  | 11 kV |  | 2006-09-02 |  |  |  |  | TAMCO |  |  | PE 14.13 ERUMAHAN 14-9 (EFI) (F1) | Unknown | Unknown | NO | NONE | DISTRIBUTION | TNB | WP PUTRAJAYA & CYBERJAYA | NO | Unknown |  |  |  | NO | [8 empty] | PTJ14131 | NO | [7 empty] | 3
378044627 | PTJ14133 |  |  |  | VPTJ/PCE/J14131/MB14131 | 300281113 | Existing | RYB |  |  | CLOSED | CLOSED | LINK |  | 11 kV |  | 2006-09-02 |  |  |  |  | TAMCO |  |  | PE 14.13 ERUMAHAN 14-9 (EFI) (F1) | Unknown | Unknown | NO | NONE | DISTRIBUTION | TNB | WP PUTRAJAYA & CYBERJAYA | NO | Unknown |  |  |  | NO | [8 empty] | PTJ14133 | NO | [7 empty] | 3
378044645 | PTJ14134 |  |  |  | VPTJ/PCE/J14132/MB14134 | 300281114 | Existing | RYB |  |  | CLOSED | CLOSED | LINK |  | 11 kV |  | 2006-09-02 |  |  |  |  | TAMCO |  |  | PE 14.13 ERUMAHAN 14-9 (EFI) (F2) | Unknown | Unknown | NO | NONE | DISTRIBUTION | TNB | WP PUTRAJAYA & CYBERJAYA | NO | Unknown |  |  |  | NO | [8 empty] | PTJ14134 | NO | [7 empty] | 3
378044650 | PTJ14136 |  |  |  | VPTJ/PCE/J14132/MB14134 | 300281114 | Existing | RYB |  |  | CLOSED | CLOSED | LINK |  | 11 kV |  | 2006-09-02 |  |  |  |  | TAMCO |  |  | PE 14.13 ERUMAHAN 14-9 (EFI) (F2) | Unknown | Unknown | NO | NONE | DISTRIBUTION | TNB | WP PUTRAJAYA & CYBERJAYA | NO | Unknown |  |  |  | NO | [8 empty] | PTJ14136 | NO | [7 empty] | 3
378044747 | PTJ14021 |  |  |  | VPTJ/PCE/J14021/MB14021 | 300281104 | Existing | RYB |  |  | CLOSED | CLOSED | LINK |  | 11 kV |  | 25/02/2006 |  |  |  |  | TAMCO |  |  | PE 14.02 PERUMAHAN 14-1 (EFI) (F1) | Unknown | Unknown | NO | NONE | DISTRIBUTION | TNB | WP PUTRAJAYA & CYBERJAYA | NO | Unknown |  |  |  | NO | [8 empty] | PTJ14021 | NO | [7 empty] | 3
378044752 | PTJ14023 |  |  |  | VPTJ/PCE/J14021/MB14021 | 300281104 | Existing | RYB |  |  | CLOSED | CLOSED | LINK |  | 11 kV |  | 25/02/2006 |  |  |  |  | TAMCO |  |  | PE 14.02 PERUMAHAN 14-1 (EFI) (F1) | Unknown | Unknown | NO | NONE | DISTRIBUTION | TNB | WP PUTRAJAYA & CYBERJAYA | NO | Unknown |  |  |  | NO | [8 empty] | PTJ14023 | NO | [7 empty] | 3
378044770 | PTJ14024 |  |  |  | VPTJ/PCE/J14022/MB14024 | 300281105 | Existing | RYB |  |  | CLOSED | CLOSED | LINK |  | 11 kV |  | 25/02/2006 |  |  |  |  | TAMCO |  |  | PE 14.02 PERUMAHAN 14-1 (EFI) (F2) | Unknown | Unknown | NO | NONE | DISTRIBUTION | TNB | WP PUTRAJAYA & CYBERJAYA | NO | Unknown |  |  |  | NO | [8 empty] | PTJ14024 | NO | [7 empty] | 3
378044775 | PTJ14026 |  |  |  | VPTJ/PCE/J14022/MB14024 | 300281105 | Existing | RYB |  |  | CLOSED | CLOSED | LINK |  | 11 kV |  | 25/02/2006 |  |  |  |  | TAMCO |  |  | PE 14.02 PERUMAHAN 14-1 (EFI) (F2) | Unknown | Unknown | NO | NONE | DISTRIBUTION | TNB | WP PUTRAJAYA & CYBERJAYA | NO | Unknown |  |  |  | NO | [8 empty] | PTJ14026 | NO | [7 empty] | 3
378044873 | PTJ14111 |  |  |  | VPTJ/PCE/J14111/MB14111 | 300281111 | Existing | RYB |  |  | OPEN | CLOSED | LINK |  | 11 kV |  | 25/02/2006 |  |  |  |  | TAMCO |  |  | PE 14.11 PERUMAHAN 14-1 (F1) | Unknown | Unknown | NO | NONE | DISTRIBUTION | TNB | WP PUTRAJAYA & CYBERJAYA | NO | Unknown |  |  |  | NO | [8 empty] | PTJ14111 | NO | [7 empty] | 3
378044878 | PTJ14113 |  |  |  | VPTJ/PCE/J14111/MB14111 | 300281111 | Existing | RYB |  |  | CLOSED | CLOSED | LINK |  | 11 kV |  | 25/02/2006 |  |  |  |  | TAMCO |  |  | PE 14.11 PERUMAHAN 14-1 (F1) | Unknown | Unknown | NO | NONE | DISTRIBUTION | TNB | WP PUTRAJAYA & CYBERJAYA | NO | Unknown |  |  |  | NO | [8 empty] | PTJ14113 | NO | [7 empty] | 3
378044896 | PTJ14114 |  |  |  | VPTJ/PCE/J14112/MB14114 | 300281112 | Existing | RYB |  |  | OPEN | CLOSED | LINK |  | 11 kV |  | 25/02/2006 |  |  |  |  | TAMCO |  |  | PE 14.11 PERUMAHAN 14-1 (F2) | Unknown | Unknown | NO | NONE | DISTRIBUTION | TNB | WP PUTRAJAYA & CYBERJAYA | NO | Unknown |  |  |  | NO | [8 empty] | PTJ14114 | NO | [7 empty] | 3
378044901 | PTJ14116 |  |  |  | VPTJ/PCE/J14112/MB14114 | 300281112 | Existing | RYB |  |  | CLOSED | CLOSED | LINK |  | 11 kV |  | 25/02/2006 |  |  |  |  | TAMCO |  |  | PE 14.11 PERUMAHAN 14-1 (F2) | Unknown | Unknown | NO | NONE | DISTRIBUTION | TNB | WP PUTRAJAYA & CYBERJAYA | NO | Unknown |  |  |  | NO | [8 empty] | PTJ14116 | NO | [7 empty] | 3
378044993 | PTJ16031 |  |  |  | VPTJ/PCE/J16031/MB16031 | 300281176 | Existing | RYB |  |  | CLOSED | CLOSED | LINK |  | 11 kV |  | 2006-02-03 |  |  |  |  | MERLIN GERIN |  |  | PE 16.03 146 UNIT RUMAH TERES | Unknown | Unknown | NO | NONE | DISTRIBUTION | TNB | WP PUTRAJAYA & CYBERJAYA | NO | Unknown |  |  |  | NO | [8 empty] | PTJ16031 | NO | [7 empty] | 3
378044998 | PTJ16033 |  |  |  | VPTJ/PCE/J16031/MB16031 | 300281176 | Existing | RYB |  |  | CLOSED | CLOSED | LINK |  | 11 kV |  | 2006-02-03 |  |  |  |  | MERLIN GERIN |  |  | PE 16.03 146 UNIT RUMAH TERES | Unknown | Unknown | NO | NONE | DISTRIBUTION | TNB | WP PUTRAJAYA & CYBERJAYA | NO | Unknown |  |  |  | NO | [8 empty] | PTJ16033 | NO | [7 empty] | 3
378045354 | PTJ01641 |  |  |  | VPTJ/PCE/J01641/MB01641 | 300454866 | Existing | RYB |  |  | CLOSED | CLOSED | LINK |  | 11 kV | [6 empty] | INDKOM |  |  | PE 1.64 PEJ HOTEL PZ 10 (F1) | Unknown | Unknown | NO | NONE | DISTRIBUTION | TNB | WP PUTRAJAYA & CYBERJAYA | NO | Unknown |  |  |  | NO | [8 empty] | PTJ01641 | NO | [7 empty] | 3
378045359 | PTJ01643 |  |  |  | VPTJ/PCE/J01641/MB01641 | 300454866 | Existing | RYB |  |  | CLOSED | CLOSED | LINK |  | 11 kV | [6 empty] | INDKOM |  |  | PE 1.64 PEJ HOTEL PZ 10 (F1) | Unknown | Unknown | NO | NONE | DISTRIBUTION | TNB | WP PUTRAJAYA & CYBERJAYA | NO | Unknown |  |  |  | NO | [8 empty] | PTJ01643 | NO | [7 empty] | 3
378045380 | PTJ01644 |  |  |  | VPTJ/PCE/J01642/MB01644 | 300454868 | Existing | RYB |  |  | CLOSED | CLOSED | LINK |  | 11 kV | [6 empty] | INDKOM |  |  | PE 1.64 PEJ HOTEL PZ 10 (F2) | Unknown | Unknown | NO | NONE | DISTRIBUTION | TNB | WP PUTRAJAYA & CYBERJAYA | NO | Unknown |  |  |  | NO | [8 empty] | PTJ01644 | NO | [7 empty] | 3
378045385 | PTJ01645 |  |  |  | VPTJ/PCE/J01642/MB01644 | 300454868 | Existing | RYB |  |  | CLOSED | CLOSED | LINK |  | 11 kV | [6 empty] | INDKOM |  |  | PE 1.64 PEJ HOTEL PZ 10 (F2) | Unknown | Unknown | NO | NONE | DISTRIBUTION | TNB | WP PUTRAJAYA & CYBERJAYA | NO | Unknown |  |  |  | NO | [8 empty] | PTJ01645 | NO | [7 empty] | 3
378045403 | PTJ16311 |  |  |  | VPTJ/PCE/J16311/MB16311 | 310338862 | Existing | RYB |  |  | CLOSED | CLOSED | LINK |  | 11 kV | [6 empty] | TAMCO |  |  | PE 16.31 TEMP PPA1M PR 16 | Unknown | Unknown | NO | NONE | DISTRIBUTION | TNB | WP PUTRAJAYA & CYBERJAYA | NO | Unknown |  |  |  | NO | [8 empty] | PTJ16311 | NO | [7 empty] | 3
378045408 | PTJ16313 |  |  |  | VPTJ/PCE/J16311/MB16311 | 310338862 | Existing | RYB |  |  | CLOSED | CLOSED | LINK |  | 11 kV | [6 empty] | TAMCO |  |  | PE 16.31 TEMP PPA1M PR 16 | Unknown | Unknown | NO | NONE | DISTRIBUTION | TNB | WP PUTRAJAYA & CYBERJAYA | NO | Unknown |  |  |  | NO | [8 empty] | PTJ16313 | NO | [7 empty] | 3
378045504 | PTJ16201 |  |  |  | VPTJ/PCE/J16201/MB16201 | 300281195 | Existing | RYB |  |  | CLOSED | CLOSED | LINK |  | 11 kV |  | 2000-03-11 |  |  |  |  | INDKOM |  |  | PE 16.20 APT A1 (EFI) (F1) | Unknown | Unknown | NO | NONE | DISTRIBUTION | TNB | WP PUTRAJAYA & CYBERJAYA | NO | Unknown |  |  |  | NO | [8 empty] | PTJ16201 | NO | [7 empty] | 3
378045509 | PTJ16202 |  |  |  | VPTJ/PCE/J16201/MB16201 | 300281195 | Existing | RYB |  |  | CLOSED | CLOSED | LINK |  | 11 kV |  | 2000-03-11 |  |  |  |  | INDKOM |  |  | PE 16.20 APT A1 (EFI) (F1) | Unknown | Unknown | NO | NONE | DISTRIBUTION | TNB | WP PUTRAJAYA & CYBERJAYA | NO | Unknown |  |  |  | NO | [8 empty] | PTJ16202 | NO | [7 empty] | 3
378045527 | PTJ16204 |  |  |  | VPTJ/PCE/J16202/MB16204 | 300281196 | Existing | RYB |  |  | CLOSED | CLOSED | LINK |  | 11 kV |  | 2000-03-11 |  |  |  |  | INDKOM |  |  | PE 16.20 APT A1 (EFI) (F2) | Unknown | Unknown | NO | NONE | DISTRIBUTION | TNB | WP PUTRAJAYA & CYBERJAYA | NO | Unknown |  |  |  | NO | [8 empty] | PTJ16204 | NO | [7 empty] | 3
378045532 | PTJ16205 |  |  |  | VPTJ/PCE/J16202/MB16204 | 300281196 | Existing | RYB |  |  | CLOSED | CLOSED | LINK |  | 11 kV |  | 2000-03-11 |  |  |  |  | INDKOM |  |  | PE 16.20 APT A1 (EFI) (F2) | Unknown | Unknown | NO | NONE | DISTRIBUTION | TNB | WP PUTRAJAYA & CYBERJAYA | NO | Unknown |  |  |  | NO | [8 empty] | PTJ16205 | NO | [7 empty] | 3
378045642 | PTJ16191 |  |  |  | VPTJ/PCE/J16191/MB16191 | 300281193 | Existing | RYB |  |  | CLOSED | CLOSED | LINK |  | 11 kV |  | 2000-03-11 |  |  |  |  | INDKOM |  |  | PE 16.19 APT A2 (F1) | Unknown | Unknown | NO | NONE | DISTRIBUTION | TNB | WP PUTRAJAYA & CYBERJAYA | NO | Unknown |  |  |  | NO | [8 empty] | PTJ16191 | NO | [7 empty] | 3
378045647 | PTJ16192 |  |  |  | VPTJ/PCE/J16191/MB16191 | 300281193 | Existing | RYB |  |  | CLOSED | CLOSED | LINK |  | 11 kV |  | 2000-03-11 |  |  |  |  | INDKOM |  |  | PE 16.19 APT A2 (F1) | Unknown | Unknown | NO | NONE | DISTRIBUTION | TNB | WP PUTRAJAYA & CYBERJAYA | NO | Unknown |  |  |  | NO | [8 empty] | PTJ16192 | NO | [7 empty] | 3
378045668 | PTJ16194 |  |  |  | VPTJ/PCE/J16192/MB16194 | 300281194 | Existing | RYB |  |  | CLOSED | CLOSED | LINK |  | 11 kV |  | 2000-03-11 |  |  |  |  | INDKOM |  |  | PE 16.19 APT A2 (F2) | Unknown | Unknown | NO | NONE | DISTRIBUTION | TNB | WP PUTRAJAYA & CYBERJAYA | NO | Unknown |  |  |  | NO | [8 empty] | PTJ16194 | NO | [7 empty] | 3
378045673 | PTJ16195 |  |  |  | VPTJ/PCE/J16192/MB16194 | 300281194 | Existing | RYB |  |  | CLOSED | CLOSED | LINK |  | 11 kV |  | 2000-03-11 |  |  |  |  | INDKOM |  |  | PE 16.19 APT A2 (F2) | Unknown | Unknown | NO | NONE | DISTRIBUTION | TNB | WP PUTRAJAYA & CYBERJAYA | NO | Unknown |  |  |  | NO | [8 empty] | PTJ16195 | NO | [7 empty] | 3
378045771 | PTJ16181 |  |  |  | VPTJ/PCE/J16181/MB16181 | 300281191 | Existing | RYB |  |  | CLOSED | CLOSED | LINK |  | 11 kV |  | 2000-03-11 |  |  |  |  | INDKOM |  |  | PE 16.18 APT A3 (EFI) (F1) | Unknown | Unknown | NO | NONE | DISTRIBUTION | TNB | WP PUTRAJAYA & CYBERJAYA | NO | Unknown |  |  |  | NO | [8 empty] | PTJ16181 | NO | [7 empty] | 3
378045776 | PTJ16182 |  |  |  | VPTJ/PCE/J16181/MB16181 | 300281191 | Existing | RYB |  |  | CLOSED | CLOSED | LINK |  | 11 kV |  | 2000-03-11 |  |  |  |  | INDKOM |  |  | PE 16.18 APT A3 (EFI) (F1) | Unknown | Unknown | NO | NONE | DISTRIBUTION | TNB | WP PUTRAJAYA & CYBERJAYA | NO | Unknown |  |  |  | NO | [8 empty] | PTJ16182 | NO | [7 empty] | 3
378045798 | PTJ16184 |  |  |  | VPTJ/PCE/J16182/MB16184 | 300281192 | Existing | RYB |  |  | CLOSED | CLOSED | LINK |  | 11 kV |  | 2000-03-11 |  |  |  |  | INDKOM |  |  | PE 16.18 APT A3 (EFI) (F2) | Unknown | Unknown | NO | NONE | DISTRIBUTION | TNB | WP PUTRAJAYA & CYBERJAYA | NO | Unknown |  |  |  | NO | [8 empty] | PTJ16184 | NO | [7 empty] | 3
378045803 | PTJ16185 |  |  |  | VPTJ/PCE/J16182/MB16184 | 300281192 | Existing | RYB |  |  | CLOSED | CLOSED | LINK |  | 11 kV |  | 2000-03-11 |  |  |  |  | INDKOM |  |  | PE 16.18 APT A3 (EFI) (F2) | Unknown | Unknown | NO | NONE | DISTRIBUTION | TNB | WP PUTRAJAYA & CYBERJAYA | NO | Unknown |  |  |  | NO | [8 empty] | PTJ16185 | NO | [7 empty] | 3
378045899 | PTJ16151 |  |  |  | VPTJ/PCE/J16151/MB16151 | 300281183 | Existing | RYB |  |  | CLOSED | CLOSED | LINK |  | 11 kV |  | 2002-05-09 |  |  |  |  | INDKOM |  |  | PE 16.15 SEK. REN (F1) | Unknown | Unknown | NO | NONE | DISTRIBUTION | TNB | WP PUTRAJAYA & CYBERJAYA | NO | Unknown |  |  |  | NO | [8 empty] | PTJ16151 | NO | [7 empty] | 3
378045904 | PTJ16152 |  |  |  | VPTJ/PCE/J16151/MB16151 | 300281183 | Existing | RYB |  |  | CLOSED | CLOSED | LINK |  | 11 kV |  | 2002-05-09 |  |  |  |  | INDKOM |  |  | PE 16.15 SEK. REN (F1) | Unknown | Unknown | NO | NONE | DISTRIBUTION | TNB | WP PUTRAJAYA & CYBERJAYA | NO | Unknown |  |  |  | NO | [8 empty] | PTJ16152 | NO | [7 empty] | 3
378045926 | PTJ16154 |  |  |  | VPTJ/PCE/J16152/MB16154 | 300281184 | Existing | RYB |  |  | CLOSED | CLOSED | LINK |  | 11 kV |  | 2002-05-09 |  |  |  |  | INDKOM |  |  | PE 16.15 SEK. REN (F2) | Unknown | Unknown | NO | NONE | DISTRIBUTION | TNB | WP PUTRAJAYA & CYBERJAYA | NO | Unknown |  |  |  | NO | [8 empty] | PTJ16154 | NO | [7 empty] | 3
378045931 | PTJ16155 |  |  |  | VPTJ/PCE/J16152/MB16154 | 300281184 | Existing | RYB |  |  | CLOSED | CLOSED | LINK |  | 11 kV |  | 2002-05-09 |  |  |  |  | INDKOM |  |  | PE 16.15 SEK. REN (F2) | Unknown | Unknown | NO | NONE | DISTRIBUTION | TNB | WP PUTRAJAYA & CYBERJAYA | NO | Unknown |  |  |  | NO | [8 empty] | PTJ16155 | NO | [7 empty] | 3
378046207 | PTJ16171 |  |  |  | VPTJ/PCE/J16171/MB16171 | 300281187 | Existing | RYB |  |  | CLOSED | CLOSED | LINK |  | 11 kV |  | 15/05/2002 | [7 empty] | SS 16.17 KOMPLEK KEJIRANAN (EFI) (F1) | Unknown | Unknown | NO | NONE | DISTRIBUTION | TNB | WP PUTRAJAYA & CYBERJAYA | NO | Unknown |  |  |  | NO | [8 empty] | PTJ16171 | NO | [7 empty] | 3
378046213 | PTJ16173 |  |  |  | VPTJ/PCE/J16171/MB16171 | 300281187 | Existing | RYB |  |  | CLOSED | CLOSED | LINK |  | 11 kV |  | 15/05/2002 | [7 empty] | SS 16.17 KOMPLEK KEJIRANAN (EFI) (F1) | Unknown | Unknown | NO | NONE | DISTRIBUTION | TNB | WP PUTRAJAYA & CYBERJAYA | NO | Unknown |  |  |  | NO | [8 empty] | PTJ16173 | NO | [7 empty] | 3
378046218 | PTJ16172 |  |  |  | VPTJ/PCE/J16171/MB16171 | 300281187 | Existing | RYB |  |  | CLOSED | CLOSED | LINK |  | 11 kV |  | 15/05/2002 | [7 empty] | SS 16.17 KOMPLEK KEJIRANAN (EFI) (F1) | Unknown | Unknown | NO | NONE | DISTRIBUTION | TNB | WP PUTRAJAYA & CYBERJAYA | NO | Unknown |  |  |  | NO | [8 empty] | PTJ16172 | NO | [7 empty] | 3
378046233 | PTJ16174 |  |  |  | VPTJ/PCE/J16172/MB16174 | 300281188 | Existing | RYB |  |  | CLOSED | CLOSED | LINK |  | 11 kV |  | 15/05/2002 |  |  |  |  | INDKOM |  |  | SS 16.17 KOMPLEK KEJIRANAN (EFI) (F2) | Unknown | Unknown | NO | NONE | DISTRIBUTION | TNB | WP PUTRAJAYA & CYBERJAYA | NO | Unknown |  |  |  | NO | [8 empty] | PTJ16174 | NO | [7 empty] | 3
378046239 | PTJ16176 |  |  |  | VPTJ/PCE/J16172/MB16174 | 300281188 | Existing | RYB |  |  | CLOSED | CLOSED | LINK |  | 11 kV |  | 15/05/2002 |  |  |  |  | INDKOM |  |  | SS 16.17 KOMPLEK KEJIRANAN (EFI) (F2) | Unknown | Unknown | NO | NONE | DISTRIBUTION | TNB | WP PUTRAJAYA & CYBERJAYA | NO | Unknown |  |  |  | NO | [8 empty] | PTJ16176 | NO | [7 empty] | 3
378046244 | PTJ16175 |  |  |  | VPTJ/PCE/J16172/MB16174 | 300281188 | Existing | RYB |  |  | CLOSED | CLOSED | LINK |  | 11 kV |  | 15/05/2002 |  |  |  |  | INDKOM |  |  | SS 16.17 KOMPLEK KEJIRANAN (EFI) (F2) | Unknown | Unknown | NO | NONE | DISTRIBUTION | TNB | WP PUTRAJAYA & CYBERJAYA | NO | Unknown |  |  |  | NO | [8 empty] | PTJ16175 | NO | [7 empty] | 3
378046486 | PTJ12021 |  |  |  | VPTJ/PCE/J12021/MB12021 | 300454639 | Existing | RYB |  |  | CLOSED | CLOSED | LINK |  | 11 kV | [6 empty] | INDKOM |  |  | PE 12.02 KUARTERS PEKERJA | Unknown | Unknown | NO | NONE | DISTRIBUTION | TNB | WP PUTRAJAYA & CYBERJAYA | NO | Unknown |  |  |  | NO | [8 empty] | PTJ12021 | NO | [7 empty] | 3
378046491 | PTJ12023 |  |  |  | VPTJ/PCE/J12021/MB12021 | 300454639 | Existing | RYB |  |  | CLOSED | CLOSED | LINK |  | 11 kV | [6 empty] | INDKOM |  |  | PE 12.02 KUARTERS PEKERJA | Unknown | Unknown | NO | NONE | DISTRIBUTION | TNB | WP PUTRAJAYA & CYBERJAYA | NO | Unknown |  |  |  | NO | [8 empty] | PTJ12023 | NO | [7 empty] | 3
378046512 | PTJ12011 |  |  |  | VPTJ/PCE/J12011/MB12011 | 300281098 | Existing | RYB |  |  | CLOSED | CLOSED | LINK |  | 11 kV |  | 2000-11-07 |  |  |  |  | TAMCO |  |  | PE 12.01 RF 2 P. UTARA | Unknown | Unknown | NO | NONE | DISTRIBUTION | TNB | WP PUTRAJAYA & CYBERJAYA | NO | Unknown |  |  |  | NO | [8 empty] | PTJ12011 | NO | [7 empty] | 3
378046517 | PTJ12012 |  |  |  | VPTJ/PCE/J12011/MB12011 | 300281098 | Existing | RYB |  |  | CLOSED | CLOSED | LINK |  | 11 kV |  | 2000-11-07 |  |  |  |  | TAMCO |  |  | PE 12.01 RF 2 P. UTARA | Unknown | Unknown | NO | NONE | DISTRIBUTION | TNB | WP PUTRAJAYA & CYBERJAYA | NO | Unknown |  |  |  | NO | [8 empty] | PTJ12012 | NO | [7 empty] | 3
378046546 | PTJ15011 |  |  |  | VPTJ/PCE/J15011/MB15011 | 300281143 | Existing | RYB |  |  | CLOSED | CLOSED | LINK |  | 11 kV |  | 18/11/1999 |  |  |  |  | SCHNEIDER |  |  | SS 15.01 PS6 | Unknown | Unknown | NO | NONE | DISTRIBUTION | TNB | WP PUTRAJAYA & CYBERJAYA | NO | Unknown |  |  |  | NO | [8 empty] | PTJ15011 | NO | [7 empty] | 3
378046552 | PTJ15013 |  |  |  | VPTJ/PCE/J15011/MB15011 | 300281143 | Existing | RYB |  |  | CLOSED | CLOSED | LINK |  | 11 kV |  | 18/11/1999 |  |  |  |  | SCHNEIDER |  |  | SS 15.01 PS6 | Unknown | Unknown | NO | NONE | DISTRIBUTION | TNB | WP PUTRAJAYA & CYBERJAYA | NO | Unknown |  |  |  | NO | [8 empty] | PTJ15013 | NO | [7 empty] | 3
378046557 | PTJ15012 |  |  |  | VPTJ/PCE/J15011/MB15011 | 300281143 | Existing | RYB |  |  | CLOSED | CLOSED | LINK |  | 11 kV |  | 18/11/1999 |  |  |  |  | SCHNEIDER |  |  | SS 15.01 PS6 | Unknown | Unknown | NO | NONE | DISTRIBUTION | TNB | WP PUTRAJAYA & CYBERJAYA | NO | Unknown |  |  |  | NO | [8 empty] | PTJ15012 | NO | [7 empty] | 3
378046616 | PTJ14292 |  |  |  | VPTJ/PCE/J14291/MB14291 | 300281137 | Existing | RYB |  |  | CLOSED | CLOSED | LINK |  | 11 kV |  | 2008-08-01 |  |  |  |  | INDKOM |  |  | PE 14.29 GUDANG (EFI) (F1) | Unknown | Unknown | NO | NONE | DISTRIBUTION | TNB | WP PUTRAJAYA & CYBERJAYA | NO | Unknown |  |  |  | NO | [8 empty] | PTJ14292 | NO | [7 empty] | 3
378046621 | PTJ14291 |  |  |  | VPTJ/PCE/J14291/MB14291 | 300281137 | Existing | RYB |  | PTJ14372 SS 14.37 NASYRUL QURAN F1 | CLOSED | CLOSED | LINK |  | 11 kV |  | 2008-08-01 |  |  |  |  | INDKOM |  |  | PE 14.29 GUDANG (EFI) (F1) | Unknown | Unknown | NO | NONE | DISTRIBUTION | TNB | WP PUTRAJAYA & CYBERJAYA | NO | Unknown |  |  |  | NO | [8 empty] | PTJ14291 | NO | [7 empty] | 3
378046677 | PTJ14295 |  |  |  | VPTJ/PCE/J14292/MB14294 | 300281138 | Existing | RYB |  |  | CLOSED | CLOSED | LINK |  | 11 kV |  | 2008-08-01 |  |  |  |  | INDKOM |  |  | PE 14.29 GUDANG (EFI) (F2) | Unknown | Unknown | NO | NONE | DISTRIBUTION | TNB | WP PUTRAJAYA & CYBERJAYA | NO | Unknown |  |  |  | NO | [8 empty] | PTJ14295 | NO | [7 empty] | 3
378046682 | PTJ14294 |  |  |  | VPTJ/PCE/J14292/MB14294 | 300281138 | Existing | RYB |  | PTJ14375 SS 14.37 NASYRUL QURAN F1 | CLOSED | CLOSED | LINK |  | 11 kV |  | 2008-08-01 |  |  |  |  | INDKOM |  |  | PE 14.29 GUDANG (EFI) (F2) | Unknown | Unknown | NO | NONE | DISTRIBUTION | TNB | WP PUTRAJAYA & CYBERJAYA | NO | Unknown |  |  |  | NO | [8 empty] | PTJ14294 | NO | [7 empty] | 3
378046897 | PTJ14272 |  |  |  | VPTJ/PCE/J14271/MB14271 | 300281135 | Existing | RYB |  | PTJ14371 SS 14.37 NASYRUL QURAN F1 | CLOSED | CLOSED | LINK |  | 11 kV |  | 1999-09-01 |  |  |  |  | INDKOM |  |  | PE 14.27 KOMP PJC SEMENTARA | Unknown | Unknown | NO | NONE | DISTRIBUTION | TNB | WP PUTRAJAYA & CYBERJAYA | NO | Unknown |  |  |  | NO | [8 empty] | PTJ14272 | NO | [7 empty] | 3
378046914 | PTJ14271 |  |  |  | VPTJ/PCE/J14271/MB14271 | 300281135 | Existing | RYB |  |  | CLOSED | CLOSED | LINK |  | 11 kV |  | 1999-09-01 |  |  |  |  | INDKOM |  |  | PE 14.27 KOMP PJC SEMENTARA | Unknown | Unknown | NO | NONE | DISTRIBUTION | TNB | WP PUTRAJAYA & CYBERJAYA | NO | Unknown |  |  |  | NO | [8 empty] | PTJ14271 | NO | [7 empty] | 3
378047071 | PTJ14281 |  |  |  | VPTJ/PCE/J14281/MB14281 | 300281136 | Existing | RYB |  |  | CLOSED | CLOSED | LINK |  | 11 kV |  | 1999-09-01 |  |  |  |  | SCHNEIDER |  |  | PE 14.28 KOMPLEKS SEDLEY | Unknown | Unknown | NO | NONE | DISTRIBUTION | TNB | WP PUTRAJAYA & CYBERJAYA | NO | Unknown |  |  |  | NO | [8 empty] | PTJ14281 | NO | [7 empty] | 3
378047076 | PTJ14283 |  |  |  | VPTJ/PCE/J14281/MB14281 | 300281136 | Existing | RYB |  |  | CLOSED | CLOSED | LINK |  | 11 kV |  | 1999-09-01 |  |  |  |  | SCHNEIDER |  |  | PE 14.28 KOMPLEKS SEDLEY | Unknown | Unknown | NO | NONE | DISTRIBUTION | TNB | WP PUTRAJAYA & CYBERJAYA | NO | Unknown |  |  |  | NO | [8 empty] | PTJ14283 | NO | [7 empty] | 3
378047189 | PTJ14041 |  |  |  | VPTJ/PCE/J14041/MB14041 | 300281254 | Existing | RYB |  |  | CLOSED | CLOSED | LINK |  | 11 kV |  | 14/03/2005 |  |  |  |  | INDKOM |  |  | PE 14.04 PADAT L/JALAN | Unknown | Unknown | NO | NONE | DISTRIBUTION | TNB | WP PUTRAJAYA & CYBERJAYA | NO | Unknown |  |  |  | NO | [8 empty] | PTJ14041 | NO | [7 empty] | 3
378047194 | PTJ14043 |  |  |  | VPTJ/PCE/J14041/MB14041 | 300281254 | Existing | RYB |  | PTJ14374 SS 14.37 NASYRUL QURAN F2 | CLOSED | CLOSED | LINK |  | 11 kV |  | 14/03/2005 |  |  |  |  | INDKOM |  |  | PE 14.04 PADAT L/JALAN | Unknown | Unknown | NO | NONE | DISTRIBUTION | TNB | WP PUTRAJAYA & CYBERJAYA | NO | Unknown |  |  |  | NO | [8 empty] | PTJ14043 | NO | [7 empty] | 3
378047294 | PTJ15201 |  |  |  | VPTJ/PCE/J15201/MB15201 | 300281153 | Existing | RYB |  |  | CLOSED | CLOSED | LINK |  | 11 kV |  | 27/04/2004 |  |  |  |  | INDKOM |  |  | PE 15.20 VISITOR CENTER F1 | Unknown | Unknown | NO | NONE | DISTRIBUTION | TNB | WP PUTRAJAYA & CYBERJAYA | NO | Unknown |  |  |  | NO | [8 empty] | PTJ15201 | NO | [7 empty] | 3
378047299 | PTJ15202 |  |  |  | VPTJ/PCE/J15201/MB15201 | 300281153 | Existing | RYB |  |  | CLOSED | CLOSED | LINK |  | 11 kV |  | 27/04/2004 |  |  |  |  | INDKOM |  |  | PE 15.20 VISITOR CENTER F1 | Unknown | Unknown | NO | NONE | DISTRIBUTION | TNB | WP PUTRAJAYA & CYBERJAYA | NO | Unknown |  |  |  | NO | [8 empty] | PTJ15202 | NO | [7 empty] | 3
378047505 | PTJ15253 |  |  |  | VPTJ/PCE/J15251/MB15251 | 300454841 | Existing | RYB |  |  | CLOSED | CLOSED | LINK |  | 11 kV | [6 empty] | SCHNEIDER |  |  | PE 15.25 PJBT KEDUTAAN IRAQ (F1) | Unknown | Unknown | NO | NONE | DISTRIBUTION | TNB | WP PUTRAJAYA & CYBERJAYA | NO | Unknown |  |  |  | NO | [8 empty] | PTJ15253 | NO | [7 empty] | 3
378047510 | PTJ15251 |  |  |  | VPTJ/PCE/J15251/MB15251 | 300454841 | Existing | RYB |  |  | CLOSED | CLOSED | LINK |  | 11 kV | [6 empty] | SCHNEIDER |  |  | PE 15.25 PJBT KEDUTAAN IRAQ (F1) | Unknown | Unknown | NO | NONE | DISTRIBUTION | TNB | WP PUTRAJAYA & CYBERJAYA | NO | Unknown |  |  |  | NO | [8 empty] | PTJ15251 | NO | [7 empty] | 3
378047599 | PTJ15256 |  |  |  | VPTJ/PCE/J15252/MB15251 | 300454844 | Existing | RYB |  |  | CLOSED | CLOSED | LINK |  | 11 kV | [6 empty] | SCHNEIDER |  |  | PE 15.25 PJBT KEDUTAAN IRAQ (F2) | Unknown | Unknown | NO | NONE | DISTRIBUTION | TNB | WP PUTRAJAYA & CYBERJAYA | NO | Unknown |  |  |  | NO | [8 empty] | PTJ15256 | NO | [7 empty] | 3
378047604 | PTJ15254 |  |  |  | VPTJ/PCE/J15252/MB15251 | 300454844 | Existing | RYB |  |  | CLOSED | CLOSED | LINK |  | 11 kV | [6 empty] | SCHNEIDER |  |  | PE 15.25 PJBT KEDUTAAN IRAQ (F2) | Unknown | Unknown | NO | NONE | DISTRIBUTION | TNB | WP PUTRAJAYA & CYBERJAYA | NO | Unknown |  |  |  | NO | [8 empty] | PTJ15254 | NO | [7 empty] | 3
378047695 | PTJ15532 |  |  |  | VPTJ/PCE/J00330/MB1 | 300503038 | Existing | RYB |  |  | CLOSED | CLOSED | LINK |  | 11 kV | [6 empty] | INDKOM |  |  | PE 15.53 KEDUTAAN BRUNEI F1 | Unknown | Unknown | NO | NONE | DISTRIBUTION | TNB | WP PUTRAJAYA & CYBERJAYA | NO | Unknown |  |  |  | NO | [8 empty] | PTJ15532 | NO | [7 empty] | 3
378047700 | PTJ15531 |  |  |  | VPTJ/PCE/J00330/MB1 | 300503038 | Existing | RYB |  |  | CLOSED | CLOSED | LINK |  | 11 kV | [6 empty] | INDKOM |  |  | PE 15.53 KEDUTAAN BRUNEI F1 | Unknown | Unknown | NO | NONE | DISTRIBUTION | TNB | WP PUTRAJAYA & CYBERJAYA | NO | Unknown |  |  |  | NO | [8 empty] | PTJ15531 | NO | [7 empty] | 3
378047789 | PTJ15535 |  |  |  | VPTJ/PCE/J15532/MB | 300502458 | Existing | RYB |  |  | CLOSED | CLOSED | LINK |  | 11 kV | [9 empty] | PE 15.53 KEDUTAAN BRUNEI F2 | Unknown | Unknown | NO | NONE | DISTRIBUTION | TNB | WP PUTRAJAYA & CYBERJAYA | NO | Unknown |  |  |  | NO | [8 empty] | PTJ15535 | NO | [7 empty] | 3
378047794 | PTJ15534 |  |  |  | VPTJ/PCE/J15532/MB | 300502458 | Existing | RYB |  |  | CLOSED | CLOSED | LINK |  | 11 kV | [9 empty] | PE 15.53 KEDUTAAN BRUNEI F2 | Unknown | Unknown | NO | NONE | DISTRIBUTION | TNB | WP PUTRAJAYA & CYBERJAYA | NO | Unknown |  |  |  | NO | [8 empty] | PTJ15534 | NO | [7 empty] | 3
378047885 | PTJ15204 |  |  |  | VPTJ/PCE/J15202/MB15204 | 300281154 | Existing | RYB |  |  | CLOSED | CLOSED | LINK |  | 11 kV |  | 27/04/2004 |  |  |  |  | INDKOM |  |  | PE 15.20 VISITOR CENTER (F2) | Unknown | Unknown | NO | NONE | DISTRIBUTION | TNB | WP PUTRAJAYA & CYBERJAYA | NO | Unknown |  |  |  | NO | [8 empty] | PTJ15204 | NO | [7 empty] | 3
378047890 | PTJ15205 |  |  |  | VPTJ/PCE/J15202/MB15204 | 300281154 | Existing | RYB |  |  | CLOSED | CLOSED | LINK |  | 11 kV |  | 27/04/2004 |  |  |  |  | INDKOM |  |  | PE 15.20 VISITOR CENTER (F2) | Unknown | Unknown | NO | NONE | DISTRIBUTION | TNB | WP PUTRAJAYA & CYBERJAYA | NO | Unknown |  |  |  | NO | [8 empty] | PTJ15205 | NO | [7 empty] | 3
378047956 | PTJ15231 |  |  |  | VPTJ/PCE/J15231/MB15231 | 300281158 | Existing | RYB |  |  | CLOSED | CLOSED | LINK |  | 11 kV |  | 31/05/2006 |  |  |  |  | SCHNEIDER |  |  | PE 15.23 PROMENADE | Unknown | Unknown | NO | NONE | DISTRIBUTION | TNB | WP PUTRAJAYA & CYBERJAYA | NO | Unknown |  |  |  | NO | [8 empty] | PTJ15231 | NO | [7 empty] | 3
378047961 | PTJ15233 |  |  |  | VPTJ/PCE/J15231/MB15231 | 300281158 | Existing | RYB |  |  | CLOSED | CLOSED | LINK |  | 11 kV |  | 31/05/2006 |  |  |  |  | SCHNEIDER |  |  | PE 15.23 PROMENADE | Unknown | Unknown | NO | NONE | DISTRIBUTION | TNB | WP PUTRAJAYA & CYBERJAYA | NO | Unknown |  |  |  | NO | [8 empty] | PTJ15233 | NO | [7 empty] | 3
378048058 | PTJ11145 |  |  |  | VPTJ/PCE/J11142/MB11144 | 300280999 | Existing | RYB |  |  | OPEN | CLOSED | LINK |  | 11 kV |  | 13/05/2003 |  |  |  |  | INDKOM |  |  | PE 11.14 APT C (F2) | Unknown | Unknown | NO | NONE | DISTRIBUTION | TNB | WP PUTRAJAYA & CYBERJAYA | NO | Unknown |  |  |  | NO | [8 empty] | PTJ11145 | NO | [7 empty] | 3
378048063 | PTJ11144 |  |  |  | VPTJ/PCE/J11142/MB11144 | 300280999 | Existing | RYB |  |  | CLOSED | CLOSED | LINK |  | 11 kV |  | 13/05/2003 |  |  |  |  | INDKOM |  |  | PE 11.14 APT C (F2) | Unknown | Unknown | NO | NONE | DISTRIBUTION | TNB | WP PUTRAJAYA & CYBERJAYA | NO | Unknown |  |  |  | NO | [8 empty] | PTJ11144 | NO | [7 empty] | 3
378048156 | PTJ11141 |  |  |  | VPTJ/PCE/J11141/MB11141 | 300280997 | Existing | RYB |  |  | CLOSED | CLOSED | LINK |  | 11 kV |  | 13/05/2003 |  |  |  |  | INDKOM |  |  | PE 11.14 APT C (F1) | Unknown | Unknown | NO | NONE | DISTRIBUTION | TNB | WP PUTRAJAYA & CYBERJAYA | NO | Unknown |  |  |  | NO | [8 empty] | PTJ11141 | NO | [7 empty] | 3
378048161 | PTJ11142 |  |  |  | VPTJ/PCE/J11141/MB11141 | 300280997 | Existing | RYB |  |  | OPEN | CLOSED | LINK |  | 11 kV |  | 13/05/2003 |  |  |  |  | INDKOM |  |  | PE 11.14 APT C (F1) | Unknown | Unknown | NO | NONE | DISTRIBUTION | TNB | WP PUTRAJAYA & CYBERJAYA | NO | Unknown |  |  |  | NO | [8 empty] | PTJ11142 | NO | [7 empty] | 3
378048354 | CBJ21831 |  |  |  | VCBJ/PCE/J21831/MB21831 | 300452981 | Existing | RYB |  |  | CLOSED | CLOSED | LINK |  | 11 kV | [6 empty] | INDKOM |  |  | PE 21.83 PS14 ROAD D | Unknown | Unknown | NO | NONE | DISTRIBUTION | TNB | WP PUTRAJAYA & CYBERJAYA | NO | Unknown |  |  |  | NO | [8 empty] | CBJ21831 | NO | [7 empty] | 3
378048359 | CBJ21832 |  |  |  | VCBJ/PCE/J21831/MB21831 | 300452981 | Existing | RYB |  |  | CLOSED | CLOSED | LINK |  | 11 kV | [6 empty] | INDKOM |  |  | PE 21.83 PS14 ROAD D | Unknown | Unknown | NO | NONE | DISTRIBUTION | TNB | WP PUTRAJAYA & CYBERJAYA | NO | Unknown |  |  |  | NO | [8 empty] | CBJ21832 | NO | [7 empty] | 3
378048492 | CBJ23102 |  |  |  | VCBJ/PCE/J23101/MB | 300491147 | Existing | RYB |  |  | CLOSED | CLOSED | LINK |  | 11 kV | [6 empty] | INDKOM |  |  | PE 23.10 CLOVER NO.1 | Unknown | Unknown | NO | NONE | DISTRIBUTION | TNB | WP PUTRAJAYA & CYBERJAYA | NO | Unknown |  |  |  | NO | [8 empty] | CBJ23102 | NO | [7 empty] | 3
378048509 | CBJ23101 |  |  |  | VCBJ/PCE/J23101/MB | 300491147 | Existing | RYB |  |  | CLOSED | CLOSED | LINK |  | 11 kV | [6 empty] | INDKOM |  |  | PE 23.10 CLOVER NO.1 | Unknown | Unknown | NO | NONE | DISTRIBUTION | TNB | WP PUTRAJAYA & CYBERJAYA | NO | Unknown |  |  |  | NO | [8 empty] | CBJ23101 | NO | [7 empty] | 3
378048675 | CBJ23122 |  |  |  | VCBJ/PCE/J23121/MB23121 | 300520627 | Existing | RYB |  |  | CLOSED | CLOSED | LINK |  | 11 kV | [6 empty] | INDKOM |  |  | PE 23.12 CLOVER NO.3 | Unknown | Unknown | NO | NONE | DISTRIBUTION | TNB | WP PUTRAJAYA & CYBERJAYA | NO | Unknown |  |  |  | NO | [8 empty] | CBJ23122 | NO | [7 empty] | 3
378048692 | CBJ23121 |  |  |  | VCBJ/PCE/J23121/MB23121 | 300520627 | Existing | RYB |  |  | CLOSED | CLOSED | LINK |  | 11 kV | [6 empty] | INDKOM |  |  | PE 23.12 CLOVER NO.3 | Unknown | Unknown | NO | NONE | DISTRIBUTION | TNB | WP PUTRAJAYA & CYBERJAYA | NO | Unknown |  |  |  | NO | [8 empty] | CBJ23121 | NO | [7 empty] | 3
378048881 | CBJ23112 |  |  |  | VCBJ/PCE/J23111/MB23111 | 300520630 | Existing | RYB |  |  | CLOSED | CLOSED | LINK |  | 11 kV | [6 empty] | INDKOM |  |  | PE 23.11 CLOVER NO.2 | Unknown | Unknown | NO | NONE | DISTRIBUTION | TNB | WP PUTRAJAYA & CYBERJAYA | NO | Unknown |  |  |  | NO | [8 empty] | CBJ23112 | NO | [7 empty] | 3
378048898 | CBJ23112 |  |  |  | VCBJ/PCE/J23111/MB23111 | 300520630 | Existing | RYB |  |  | CLOSED | CLOSED | LINK |  | 11 kV | [6 empty] | INDKOM |  |  | PE 23.11 CLOVER NO.2 | Unknown | Unknown | NO | NONE | DISTRIBUTION | TNB | WP PUTRAJAYA & CYBERJAYA | NO | Unknown |  |  |  | NO | [8 empty] | CBJ23112 | NO | [7 empty] | 3
378049282 | CBJ21851 |  |  |  | VCBJ/PCE/J21851/MB21851 | 300450136 | Existing | RYB |  |  | CLOSED | CLOSED | LINK |  | 11 kV | [6 empty] | INDKOM |  |  | PE 21.85 MYVILLA P1 PARCEL A | Unknown | Unknown | NO | NONE | DISTRIBUTION | TNB | WP PUTRAJAYA & CYBERJAYA | NO | Unknown |  |  |  | NO | [8 empty] | CBJ21851 | NO | [7 empty] | 3
378049299 | CBJ21852 |  |  |  | VCBJ/PCE/J21851/MB21851 | 300450136 | Existing | RYB |  |  | CLOSED | CLOSED | LINK |  | 11 kV | [6 empty] | INDKOM |  |  | PE 21.85 MYVILLA P1 PARCEL A | Unknown | Unknown | NO | NONE | DISTRIBUTION | TNB | WP PUTRAJAYA & CYBERJAYA | NO | Unknown |  |  |  | NO | [8 empty] | CBJ21852 | NO | [7 empty] | 3
378049458 | CBJ21862 |  |  |  | VCBJ/PCE/J21861/MB21861 | 300450278 | Existing | RYB |  |  | CLOSED | CLOSED | LINK |  | 11 kV | [6 empty] | INDKOM |  |  | PE 21.86 MYVILLA P1 PARCEL B | Unknown | Unknown | NO | NONE | DISTRIBUTION | TNB | WP PUTRAJAYA & CYBERJAYA | NO | Unknown |  |  |  | NO | [8 empty] | CBJ21862 | NO | [7 empty] | 3
378049463 | CBJ21861 |  |  |  | VCBJ/PCE/J21861/MB21861 | 300450278 | Existing | RYB |  |  | CLOSED | CLOSED | LINK |  | 11 kV | [6 empty] | INDKOM |  |  | PE 21.86 MYVILLA P1 PARCEL B | Unknown | Unknown | NO | NONE | DISTRIBUTION | TNB | WP PUTRAJAYA & CYBERJAYA | NO | Unknown |  |  |  | NO | [8 empty] | CBJ21861 | NO | [7 empty] | 3
378049648 | CBJ23222 |  |  |  | VCBJ/PCE/J00103/MB1 | 300493850 | Existing | RYB |  |  | CLOSED | CLOSED | LINK |  | 11 kV | [6 empty] | INDKOM |  |  | PE 23.22 SHOP LOT MYVILLA PRS 5 | Unknown | Unknown | NO | NONE | DISTRIBUTION | TNB | WP PUTRAJAYA & CYBERJAYA | NO | Unknown |  |  |  | NO | [8 empty] | CBJ23222 | NO | [7 empty] | 3
378049665 | CBJ23221 |  |  |  | VCBJ/PCE/J00103/MB1 | 300493850 | Existing | RYB |  |  | CLOSED | CLOSED | LINK |  | 11 kV | [6 empty] | INDKOM |  |  | PE 23.22 SHOP LOT MYVILLA PRS 5 | Unknown | Unknown | NO | NONE | DISTRIBUTION | TNB | WP PUTRAJAYA & CYBERJAYA | NO | Unknown |  |  |  | NO | [8 empty] | CBJ23221 | NO | [7 empty] | 3
378049825 | CBJ21931 |  |  |  | VCBJ/PCE/J21931/MB21931 | 300454636 | Existing | RYB |  |  | CLOSED | CLOSED | LINK |  | 11 kV | [6 empty] | INDKOM |  |  | PE 21.93 MYVILLA P3 PARCEL A | Unknown | Unknown | NO | NONE | DISTRIBUTION | TNB | WP PUTRAJAYA & CYBERJAYA | NO | Unknown |  |  |  | NO | [8 empty] | CBJ21931 | NO | [7 empty] | 3
378049842 | CBJ21932 |  |  |  | VCBJ/PCE/J21931/MB21931 | 300454636 | Existing | RYB |  |  | CLOSED | CLOSED | LINK |  | 11 kV | [6 empty] | INDKOM |  |  | PE 21.93 MYVILLA P3 PARCEL A | Unknown | Unknown | NO | NONE | DISTRIBUTION | TNB | WP PUTRAJAYA & CYBERJAYA | NO | Unknown |  |  |  | NO | [8 empty] | CBJ21932 | NO | [7 empty] | 3
378050022 | CBJ21941 |  |  |  | VCBJ/PCE/J21941/MB21941 | 300454633 | Existing | RYB |  |  | CLOSED | CLOSED | LINK |  | 11 kV | [6 empty] | INDKOM |  |  | PE 21.94 MYVILLA P3 PARCEL B | Unknown | Unknown | NO | NONE | DISTRIBUTION | TNB | WP PUTRAJAYA & CYBERJAYA | NO | Unknown |  |  |  | NO | [8 empty] | CBJ21941 | NO | [7 empty] | 3
378050039 | CBJ21942 |  |  |  | VCBJ/PCE/J21941/MB21941 | 300454633 | Existing | RYB |  |  | CLOSED | CLOSED | LINK |  | 11 kV | [6 empty] | INDKOM |  |  | PE 21.94 MYVILLA P3 PARCEL B | Unknown | Unknown | NO | NONE | DISTRIBUTION | TNB | WP PUTRAJAYA & CYBERJAYA | NO | Unknown |  |  |  | NO | [8 empty] | CBJ21942 | NO | [7 empty] | 3
378050622 | PTJ07021 |  |  |  | VPTJ/PCE/J07021/MB07021 | 300281274 | Existing | RYB |  |  | CLOSED | CLOSED | LINK |  | 11 kV |  | 28/07/1999 |  |  |  |  | INDKOM |  |  | PE 7.02 POLIS PUTRAJAYA (F1) | Unknown | Unknown | NO | NONE | DISTRIBUTION | TNB | WP PUTRAJAYA & CYBERJAYA | NO | Unknown |  |  |  | NO | [8 empty] | PTJ07021 | NO | [7 empty] | 3
378050627 | PTJ07022 |  |  |  | VPTJ/PCE/J07021/MB07021 | 300281274 | Existing | RYB |  |  | CLOSED | CLOSED | LINK |  | 11 kV |  | 28/07/1999 |  |  |  |  | INDKOM |  |  | PE 7.02 POLIS PUTRAJAYA (F1) | Unknown | Unknown | NO | NONE | DISTRIBUTION | TNB | WP PUTRAJAYA & CYBERJAYA | NO | Unknown |  |  |  | NO | [8 empty] | PTJ07022 | NO | [7 empty] | 3
378050721 | PTJ07024 |  |  |  | VPTJ/PCE/J07022/MB07024 | 300281275 | Existing | RYB |  |  | CLOSED | CLOSED | LINK |  | 11 kV |  | 28/07/1999 |  |  |  |  | INDKOM |  |  | PE 7.02 POLIS PUTRAJAYA (F2) | Unknown | Unknown | NO | NONE | DISTRIBUTION | TNB | WP PUTRAJAYA & CYBERJAYA | NO | Unknown |  |  |  | NO | [8 empty] | PTJ07024 | NO | [7 empty] | 3
378050726 | PTJ07025 |  |  |  | VPTJ/PCE/J07022/MB07024 | 300281275 | Existing | RYB |  |  | CLOSED | CLOSED | LINK |  | 11 kV |  | 28/07/1999 |  |  |  |  | INDKOM |  |  | PE 7.02 POLIS PUTRAJAYA (F2) | Unknown | Unknown | NO | NONE | DISTRIBUTION | TNB | WP PUTRAJAYA & CYBERJAYA | NO | Unknown |  |  |  | NO | [8 empty] | PTJ07025 | NO | [7 empty] | 3
378050824 | PTJ07011 |  |  |  | VPTJ/PCE/J07011/MB07011 | 300281272 | Existing | RYB |  |  | CLOSED | CLOSED | LINK |  | 11 kV |  | 28/07/1999 |  |  |  |  | MERLIN GERIN |  |  | PE 7.01 BOMBA PUTRAJAYA (F1) | Unknown | Unknown | NO | NONE | DISTRIBUTION | TNB | WP PUTRAJAYA & CYBERJAYA | NO | Unknown |  |  |  | NO | [8 empty] | PTJ07011 | NO | [7 empty] | 3
378050829 | PTJ07012 |  |  |  | VPTJ/PCE/J07011/MB07011 | 300281272 | Existing | RYB |  |  | CLOSED | CLOSED | LINK |  | 11 kV |  | 28/07/1999 |  |  |  |  | MERLIN GERIN |  |  | PE 7.01 BOMBA PUTRAJAYA (F1) | Unknown | Unknown | NO | NONE | DISTRIBUTION | TNB | WP PUTRAJAYA & CYBERJAYA | NO | Unknown |  |  |  | NO | [8 empty] | PTJ07012 | NO | [7 empty] | 3
378050918 | PTJ07015 |  |  |  | VPTJ/PCE/J07012/MB07014 | 300281273 | Existing | RYB |  |  | CLOSED | CLOSED | LINK |  | 11 kV |  | 28/07/1999 |  |  |  |  | MERLIN GERIN |  |  | PE 7.01 IBU PEJABAT BOMBA (F2) | Unknown | Unknown | NO | NONE | DISTRIBUTION | TNB | WP PUTRAJAYA & CYBERJAYA | NO | Unknown |  |  |  | NO | [8 empty] | PTJ07015 | NO | [7 empty] | 3
378050923 | PTJ07016 |  |  |  | VPTJ/PCE/J07012/MB07014 | 300281273 | Existing | RYB |  |  | CLOSED | CLOSED | LINK |  | 11 kV |  | 28/07/1999 |  |  |  |  | MERLIN GERIN |  |  | PE 7.01 IBU PEJABAT BOMBA (F2) | Unknown | Unknown | NO | NONE | DISTRIBUTION | TNB | WP PUTRAJAYA & CYBERJAYA | NO | Unknown |  |  |  | NO | [8 empty] | PTJ07016 | NO | [7 empty] | 3
378051039 | PTJ07083 |  |  |  | VPTJ/PCE/J07081/MB07081 | 300280775 | Existing | RYB |  |  | CLOSED | CLOSED | LINK |  | 11 kV |  | 2007-05-04 |  |  |  |  | TAMCO |  |  | PE 7.08 PARK & RIDE (F1) | Unknown | Unknown | NO | NONE | DISTRIBUTION | TNB | WP PUTRAJAYA & CYBERJAYA | NO | Unknown |  |  |  | NO | [8 empty] | PTJ07083 | NO | [7 empty] | 3
378051044 | PTJ07081 |  |  |  | VPTJ/PCE/J07081/MB07081 | 300280775 | Existing | RYB |  | PTJ07151 PE 7.15 ELECTRIC SQC 2 | CLOSED | CLOSED | LINK |  | 11 kV |  | 2007-05-04 |  |  |  |  | TAMCO |  |  | PE 7.08 PARK & RIDE (F1) | Unknown | Unknown | NO | NONE | DISTRIBUTION | TNB | WP PUTRAJAYA & CYBERJAYA | NO | Unknown |  |  |  | NO | [8 empty] | PTJ07081 | NO | [7 empty] | 3
378051136 | PTJ07086 |  |  |  | VPTJ/PCE/J07082/MB07084 | 300280776 | Existing | RYB |  |  | CLOSED | CLOSED | LINK |  | 11 kV |  | 2007-05-04 |  |  |  |  | TAMCO |  |  | PE 7.08 PARK & RIDE (F2) | Unknown | Unknown | NO | NONE | DISTRIBUTION | TNB | WP PUTRAJAYA & CYBERJAYA | NO | Unknown |  |  |  | NO | [8 empty] | PTJ07086 | NO | [7 empty] | 3
378051141 | PTJ07084 |  |  |  | VPTJ/PCE/J07082/MB07084 | 300280776 | Existing | RYB |  | PTJ07141 PE 7.14 ELECTRIC SQC 1 | CLOSED | CLOSED | LINK |  | 11 kV |  | 2007-05-04 |  |  |  |  | TAMCO |  |  | PE 7.08 PARK & RIDE (F2) | Unknown | Unknown | NO | NONE | DISTRIBUTION | TNB | WP PUTRAJAYA & CYBERJAYA | NO | Unknown |  |  |  | NO | [8 empty] | PTJ07084 | NO | [7 empty] | 3
378051236 | PTJ07064 |  |  |  | VPTJ/PCE/J07062/MB07064 | 300281279 | Existing | RYB |  | PTJ07143 PE 7.14 ELECTRIC SQC 1 | CLOSED | CLOSED | LINK |  | 11 kV |  | 13/06/2002 |  |  |  |  | INDKOM |  |  | PE 7.06 TPB (WTT) (F2) | Unknown | Unknown | NO | NONE | DISTRIBUTION | TNB | WP PUTRAJAYA & CYBERJAYA | NO | Unknown |  |  |  | NO | [8 empty] | PTJ07064 | NO | [7 empty] | 3
378051241 | PTJ07065 |  |  |  | VPTJ/PCE/J07062/MB07064 | 300281279 | Existing | RYB |  |  | OPEN | CLOSED | LINK |  | 11 kV |  | 13/06/2002 |  |  |  |  | INDKOM |  |  | PE 7.06 TPB (WTT) (F2) | Unknown | Unknown | NO | NONE | DISTRIBUTION | TNB | WP PUTRAJAYA & CYBERJAYA | NO | Unknown |  |  |  | NO | [8 empty] | PTJ07065 | NO | [7 empty] | 3
378051267 | PTJ07061 |  |  |  | VPTJ/PCE/J07061/MB07061 | 300281278 | Existing | RYB |  |  | CLOSED | CLOSED | LINK |  | 11 kV |  | 13/06/2002 |  |  |  |  | INDKOM |  |  | PE 7.06 TPB (WTT) (F1) | Unknown | Unknown | NO | NONE | DISTRIBUTION | TNB | WP PUTRAJAYA & CYBERJAYA | NO | Unknown |  |  |  | NO | [8 empty] | PTJ07061 | NO | [7 empty] | 3
378051272 | PTJ07062 |  |  |  | VPTJ/PCE/J07061/MB07061 | 300281278 | Existing | RYB |  |  | CLOSED | CLOSED | LINK |  | 11 kV |  | 13/06/2002 |  |  |  |  | INDKOM |  |  | PE 7.06 TPB (WTT) (F1) | Unknown | Unknown | NO | NONE | DISTRIBUTION | TNB | WP PUTRAJAYA & CYBERJAYA | NO | Unknown |  |  |  | NO | [8 empty] | PTJ07062 | NO | [7 empty] | 3
378051472 | PTJ07051 |  |  |  | VPTJ/PCE/J07051/MB07051 | 300281277 | Existing | RYB |  |  | CLOSED | CLOSED | LINK |  | 11 kV |  | 2001-05-01 |  |  |  |  | MERLIN GERIN |  |  | PE 7.05 L SENTOSA (R2C) | Unknown | Unknown | NO | NONE | DISTRIBUTION | TNB | WP PUTRAJAYA & CYBERJAYA | NO | Unknown |  |  |  | NO | [8 empty] | PTJ07051 | NO | [7 empty] | 3
378051477 | PTJ07053 |  |  |  | VPTJ/PCE/J07051/MB07051 | 300281277 | Existing | RYB |  |  | CLOSED | CLOSED | LINK |  | 11 kV |  | 2001-05-01 |  |  |  |  | MERLIN GERIN |  |  | PE 7.05 L SENTOSA (R2C) | Unknown | Unknown | NO | NONE | DISTRIBUTION | TNB | WP PUTRAJAYA & CYBERJAYA | NO | Unknown |  |  |  | NO | [8 empty] | PTJ07053 | NO | [7 empty] | 3
378051567 | PTJ07071 |  |  |  | VPTJ/PCE/J07071/MB07071 | 300281280 | Existing | RYB |  |  | CLOSED | CLOSED | LINK |  | 11 kV |  | 27/07/1999 |  |  |  |  | INDKOM |  |  | PE 7.07 PLF (F1) | Unknown | Unknown | NO | NONE | DISTRIBUTION | TNB | WP PUTRAJAYA & CYBERJAYA | NO | Unknown |  |  |  | NO | [8 empty] | PTJ07071 | NO | [7 empty] | 3
378051572 | PTJ07072 |  |  |  | VPTJ/PCE/J07071/MB07071 | 300281280 | Existing | RYB |  |  | CLOSED | CLOSED | LINK |  | 11 kV |  | 27/07/1999 |  |  |  |  | INDKOM |  |  | PE 7.07 PLF (F1) | Unknown | Unknown | NO | NONE | DISTRIBUTION | TNB | WP PUTRAJAYA & CYBERJAYA | NO | Unknown |  |  |  | NO | [8 empty] | PTJ07072 | NO | [7 empty] | 3
378051663 | PTJ07075 |  |  |  | VPTJ/PCE/J07072/MB07074 | 300281281 | Existing | RYB |  |  | CLOSED | CLOSED | LINK |  | 11 kV |  | 27/07/2009 |  |  |  |  | INDKOM |  |  | PE 7.07 PLF (F2) | Unknown | Unknown | NO | NONE | DISTRIBUTION | TNB | WP PUTRAJAYA & CYBERJAYA | NO | Unknown |  |  |  | NO | [8 empty] | PTJ07075 | NO | [7 empty] | 3
378051668 | PTJ07074 |  |  |  | VPTJ/PCE/J07072/MB07074 | 300281281 | Existing | RYB |  |  | CLOSED | CLOSED | LINK |  | 11 kV |  | 27/07/2009 |  |  |  |  | INDKOM |  |  | PE 7.07 PLF (F2) | Unknown | Unknown | NO | NONE | DISTRIBUTION | TNB | WP PUTRAJAYA & CYBERJAYA | NO | Unknown |  |  |  | NO | [8 empty] | PTJ07074 | NO | [7 empty] | 3
378051770 | PTJ08122 |  |  |  | VPTJ/PCE/J08121/MB08121 | 300280797 | Existing | RYB |  |  | CLOSED | CLOSED | LINK |  | 11 kV |  | 2000-12-10 |  |  |  |  | INDKOM |  |  | PE 8.12 INSIDE PPU 5 (F1) | Unknown | Unknown | NO | NONE | DISTRIBUTION | TNB | WP PUTRAJAYA & CYBERJAYA | NO | Unknown |  |  |  | NO | [8 empty] | PTJ08122 | NO | [7 empty] | 3
378051775 | PTJ08121 |  |  |  | VPTJ/PCE/J08121/MB08121 | 300280797 | Existing | RYB |  |  | CLOSED | CLOSED | LINK |  | 11 kV |  | 2000-12-10 |  |  |  |  | INDKOM |  |  | PE 8.12 INSIDE PPU 5 (F1) | Unknown | Unknown | NO | NONE | DISTRIBUTION | TNB | WP PUTRAJAYA & CYBERJAYA | NO | Unknown |  |  |  | NO | [8 empty] | PTJ08121 | NO | [7 empty] | 3
378051864 | PTJ08125 |  |  |  | VPTJ/PCE/J08122/MB08124 | 300280798 | Existing | RYB |  |  | CLOSED | CLOSED | LINK |  | 11 kV |  | 2000-12-10 |  |  |  |  | INDKOM |  |  | PE 8.12 INSIDE PPU 5 (F2) | Unknown | Unknown | NO | NONE | DISTRIBUTION | TNB | WP PUTRAJAYA & CYBERJAYA | NO | Unknown |  |  |  | NO | [8 empty] | PTJ08125 | NO | [7 empty] | 3
378051869 | PTJ08124 |  |  |  | VPTJ/PCE/J08122/MB08124 | 300280798 | Existing | RYB |  |  | CLOSED | CLOSED | LINK |  | 11 kV |  | 2000-12-10 |  |  |  |  | INDKOM |  |  | PE 8.12 INSIDE PPU 5 (F2) | Unknown | Unknown | NO | NONE | DISTRIBUTION | TNB | WP PUTRAJAYA & CYBERJAYA | NO | Unknown |  |  |  | NO | [8 empty] | PTJ08124 | NO | [7 empty] | 3
378051969 | PTJ08162 |  |  |  | VPTJ/PCE/J08161/MB08161 | 300280800 | Existing | RYB |  |  | CLOSED | CLOSED | LINK |  | 11 kV |  | 15/11/1999 |  |  |  |  | INDKOM |  |  | PE 8.16 RD 2B L. SENTOSA | Unknown | Unknown | NO | NONE | DISTRIBUTION | TNB | WP PUTRAJAYA & CYBERJAYA | NO | Unknown |  |  |  | NO | [8 empty] | PTJ08162 | NO | [7 empty] | 3
378051974 | PTJ08161 |  |  |  | VPTJ/PCE/J08161/MB08161 | 300280800 | Existing | RYB |  |  | CLOSED | CLOSED | LINK |  | 11 kV |  | 15/11/1999 |  |  |  |  | INDKOM |  |  | PE 8.16 RD 2B L. SENTOSA | Unknown | Unknown | NO | NONE | DISTRIBUTION | TNB | WP PUTRAJAYA & CYBERJAYA | NO | Unknown |  |  |  | NO | [8 empty] | PTJ08161 | NO | [7 empty] | 3
378052062 | PTJ08301 |  |  |  | VPTJ/PCE/J08301/MB08301 | 300454757 | Existing | RYB |  |  | CLOSED | CLOSED | LINK |  | 11 kV | [6 empty] | INDKOM |  |  | PE 8.30 8C1 (F1) | Unknown | Unknown | NO | NONE | DISTRIBUTION | TNB | WP PUTRAJAYA & CYBERJAYA | NO | Unknown |  |  |  | NO | [8 empty] | PTJ08301 | NO | [7 empty] | 3
378052067 | PTJ08302 |  |  |  | VPTJ/PCE/J08301/MB08301 | 300454757 | Existing | RYB |  |  | CLOSED | CLOSED | LINK |  | 11 kV | [6 empty] | INDKOM |  |  | PE 8.30 8C1 (F1) | Unknown | Unknown | NO | NONE | DISTRIBUTION | TNB | WP PUTRAJAYA & CYBERJAYA | NO | Unknown |  |  |  | NO | [8 empty] | PTJ08302 | NO | [7 empty] | 3
378052090 | PTJ08304 |  |  |  | VPTJ/PCE/J08302/MB08304 | 300454760 | Existing | RYB |  |  | CLOSED | CLOSED | LINK |  | 11 kV | [6 empty] | INDKOM |  |  | PE 8.30 8C1 (F2) | Unknown | Unknown | NO | NONE | DISTRIBUTION | TNB | WP PUTRAJAYA & CYBERJAYA | NO | Unknown |  |  |  | NO | [8 empty] | PTJ08304 | NO | [7 empty] | 3
378052095 | PTJ08305 |  |  |  | VPTJ/PCE/J08302/MB08304 | 300454760 | Existing | RYB |  |  | CLOSED | CLOSED | LINK |  | 11 kV | [6 empty] | INDKOM |  |  | PE 8.30 8C1 (F2) | Unknown | Unknown | NO | NONE | DISTRIBUTION | TNB | WP PUTRAJAYA & CYBERJAYA | NO | Unknown |  |  |  | NO | [8 empty] | PTJ08305 | NO | [7 empty] | 3
378052124 | PTJ08311 |  |  |  | VPTJ/PCE/J08311/MB08311 | 300452993 | Existing | RYB |  |  | CLOSED | CLOSED | LINK |  | 11 kV | [6 empty] | SCHNEIDER |  |  | PE 8.31 8C3 F1 | Unknown | Unknown | NO | NONE | DISTRIBUTION | TNB | WP PUTRAJAYA & CYBERJAYA | NO | Unknown |  |  |  | NO | [8 empty] | PTJ08311 | NO | [7 empty] | 3
378052129 | PTJ08313 |  |  |  | VPTJ/PCE/J08311/MB08311 | 300452993 | Existing | RYB |  |  | CLOSED | CLOSED | LINK |  | 11 kV | [6 empty] | SCHNEIDER |  |  | PE 8.31 8C3 F1 | Unknown | Unknown | NO | NONE | DISTRIBUTION | TNB | WP PUTRAJAYA & CYBERJAYA | NO | Unknown |  |  |  | NO | [8 empty] | PTJ08313 | NO | [7 empty] | 3
378052218 | PTJ08314 |  |  |  | VPTJ/PCE/J08312/MB08314 | 300452995 | Existing | RYB |  |  | CLOSED | CLOSED | LINK |  | 11 kV | [6 empty] | SCHNEIDER |  |  | PE 8.31 8C3 F2 | Unknown | Unknown | NO | NONE | DISTRIBUTION | TNB | WP PUTRAJAYA & CYBERJAYA | NO | Unknown |  |  |  | NO | [8 empty] | PTJ08314 | NO | [7 empty] | 3
378052223 | PTJ08316 |  |  |  | VPTJ/PCE/J08312/MB08314 | 300452995 | Existing | RYB |  |  | CLOSED | CLOSED | LINK |  | 11 kV | [6 empty] | SCHNEIDER |  |  | PE 8.31 8C3 F2 | Unknown | Unknown | NO | NONE | DISTRIBUTION | TNB | WP PUTRAJAYA & CYBERJAYA | NO | Unknown |  |  |  | NO | [8 empty] | PTJ08316 | NO | [7 empty] | 3
378052351 | CBJ22542 |  |  |  | VCBJ/PCE/J22541/MB22541 | 300280395 | Existing | RYB |  | PMU CYBERJAYA NORTH CB 3 | CLOSED | CLOSED | LINK |  | 11 kV |  | 2008-03-06 |  |  |  |  | INDKOM |  |  | PE 22.54 PRIMA 8 F1 | Unknown | Unknown | NO | NONE | DISTRIBUTION | TNB | WP PUTRAJAYA & CYBERJAYA | NO | Unknown |  |  |  | NO | [8 empty] | CBJ22542 | NO | [7 empty] | 3
378052356 | CBJ22541 |  |  |  | VCBJ/PCE/J22541/MB22541 | 300280395 | Existing | RYB |  | CBJ22533 PE 22.53 PRIMA 7 SPAN (F1) | CLOSED | CLOSED | LINK |  | 11 kV |  | 2008-03-06 |  |  |  |  | INDKOM |  |  | PE 22.54 PRIMA 8 F1 | Unknown | Unknown | NO | NONE | DISTRIBUTION | TNB | WP PUTRAJAYA & CYBERJAYA | NO | Unknown |  |  |  | NO | [8 empty] | CBJ22541 | NO | [7 empty] | 3
378052374 | CBJ22544 |  |  |  | VCBJ/PCE/J22542/MB22544 | 300280396 | Existing | RYB |  | CBJ22536 PE 22.53 PRIMA 7 SPAN (F2) | CLOSED | CLOSED | LINK |  | 11 kV |  | 2008-03-06 |  |  |  |  | INDKOM |  |  | PE 22.54 PRIMA 8 F2 | Unknown | Unknown | NO | NONE | DISTRIBUTION | TNB | WP PUTRAJAYA & CYBERJAYA | NO | Unknown |  |  |  | NO | [8 empty] | CBJ22544 | NO | [7 empty] | 3
378052379 | CBJ22545 |  |  |  | VCBJ/PCE/J22542/MB22544 | 300280396 | Existing | RYB |  | PMU CYBERJAYA NORTH CB 3 | CLOSED | CLOSED | LINK |  | 11 kV |  | 2008-03-06 |  |  |  |  | INDKOM |  |  | PE 22.54 PRIMA 8 F2 | Unknown | Unknown | NO | NONE | DISTRIBUTION | TNB | WP PUTRAJAYA & CYBERJAYA | NO | Unknown |  |  |  | NO | [8 empty] | CBJ22545 | NO | [7 empty] | 3
378052468 | CBJ22531 |  |  |  | VCBJ/PCE/J22531/MB22531 | 300280398 | Existing | RYB |  | CBJ22503 PE 22.50 LOT PT 12092 (F1) | CLOSED | CLOSED | LINK |  | 11 kV |  | 15/09/2007 |  |  |  |  | TAMCO |  |  | PE 22.53 PRIMA 7 SPAN F1 | Unknown | Unknown | NO | NONE | DISTRIBUTION | TNB | WP PUTRAJAYA & CYBERJAYA | NO | Unknown |  |  |  | NO | [8 empty] | CBJ22531 | NO | [7 empty] | 3
378052473 | CBJ22533 |  |  |  | VCBJ/PCE/J22531/MB22531 | 300280398 | Existing | RYB |  | CBJ22541 PE 22.54 PRIMA 8 (F1) | CLOSED | CLOSED | LINK |  | 11 kV |  | 15/09/2007 |  |  |  |  | TAMCO |  |  | PE 22.53 PRIMA 7 SPAN F1 | Unknown | Unknown | NO | NONE | DISTRIBUTION | TNB | WP PUTRAJAYA & CYBERJAYA | NO | Unknown |  |  |  | NO | [8 empty] | CBJ22533 | NO | [7 empty] | 3
378052491 | CBJ22534 |  |  |  | VCBJ/PCE/J22532/MB22534 | 300280399 | Existing | RYB |  | CBJ22506 PE 22.50 LOT PT 12092 (F2) | CLOSED | CLOSED | LINK |  | 11 kV |  | 15/09/2007 |  |  |  |  | TAMCO |  |  | PE 22.53 PRIMA 7 SPAN F2 | Unknown | Unknown | NO | NONE | DISTRIBUTION | TNB | WP PUTRAJAYA & CYBERJAYA | NO | Unknown |  |  |  | NO | [8 empty] | CBJ22534 | NO | [7 empty] | 3
378052496 | CBJ22536 |  |  |  | VCBJ/PCE/J22532/MB22534 | 300280399 | Existing | RYB |  | CBJ22544 PE 22.54 PRIMA 8 (F2) | CLOSED | CLOSED | LINK |  | 11 kV |  | 15/09/2007 |  |  |  |  | TAMCO |  |  | PE 22.53 PRIMA 7 SPAN F2 | Unknown | Unknown | NO | NONE | DISTRIBUTION | TNB | WP PUTRAJAYA & CYBERJAYA | NO | Unknown |  |  |  | NO | [8 empty] | CBJ22536 | NO | [7 empty] | 3
378052585 | CBJ22503 |  |  |  | VCBJ/PCE/J22501/MB22501 | 300280467 | Existing | RYB |  | CBJ22531 PE 22.53 PRIMA 7 SPAN (F1) | CLOSED | CLOSED | LINK |  | 11 kV |  | 20/06/2006 |  |  |  |  | TAMCO |  |  | PE 22.50 LOT PT 12092 F1 | Unknown | Unknown | NO | NONE | DISTRIBUTION | TNB | WP PUTRAJAYA & CYBERJAYA | NO | Unknown |  |  |  | NO | [8 empty] | CBJ22503 | NO | [7 empty] | 3
378052590 | CBJ22501 |  |  |  | VCBJ/PCE/J22501/MB22501 | 300280467 | Existing | RYB |  | CBJ22582 SS 22.58 BANK NEGARA (F1) | CLOSED | CLOSED | LINK |  | 11 kV |  | 20/06/2006 |  |  |  |  | TAMCO |  |  | PE 22.50 LOT PT 12092 F1 | Unknown | Unknown | NO | NONE | DISTRIBUTION | TNB | WP PUTRAJAYA & CYBERJAYA | NO | Unknown |  |  |  | NO | [8 empty] | CBJ22501 | NO | [7 empty] | 3
378052608 | CBJ22506 |  |  |  | VCBJ/PCE/J22502/MB22504 | 300280469 | Existing | RYB |  | CBJ22534 PE 22.53 PRIMA 7 SPAN (F2) | CLOSED | CLOSED | LINK |  | 11 kV |  | 20/06/2006 |  |  |  |  | TAMCO |  |  | PE 22.50 LOT PT 12092 F2 | Unknown | Unknown | NO | NONE | DISTRIBUTION | TNB | WP PUTRAJAYA & CYBERJAYA | NO | Unknown |  |  |  | NO | [8 empty] | CBJ22506 | NO | [7 empty] | 3
378052613 | CBJ22504 |  |  |  | VCBJ/PCE/J22502/MB22504 | 300280469 | Existing | RYB |  | CBJ22595 SS 22.59 BANK NEGARA (F1) | CLOSED | CLOSED | LINK |  | 11 kV |  | 20/06/2006 |  |  |  |  | TAMCO |  |  | PE 22.50 LOT PT 12092 F2 | Unknown | Unknown | NO | NONE | DISTRIBUTION | TNB | WP PUTRAJAYA & CYBERJAYA | NO | Unknown |  |  |  | NO | [8 empty] | CBJ22504 | NO | [7 empty] | 3
378052791 | CBJ22992 |  |  |  | VCBJ/PCE/J22991/MB22991 | 300453001 | Existing | RYB |  |  | CLOSED | CLOSED | LINK |  | 11 kV | [6 empty] | INDKOM |  |  | SS 22.99 PEJ PUSAT MAKLUMAT F1 | Unknown | Unknown | NO | NONE | DISTRIBUTION | TNB | WP PUTRAJAYA & CYBERJAYA | NO | Unknown |  |  |  | NO | [8 empty] | CBJ22992 | NO | [7 empty] | 3
378052797 | CBJ22993 |  |  |  | VCBJ/PCE/J22991/MB22991 | 300453001 | Existing | RYB |  | PENGGUNA F1 | CLOSED | CLOSED | LINK |  | 11 kV | [6 empty] | INDKOM |  |  | SS 22.99 PEJ PUSAT MAKLUMAT F1 | Unknown | Unknown | NO | NONE | DISTRIBUTION | TNB | WP PUTRAJAYA & CYBERJAYA | NO | Unknown |  |  |  | NO | [8 empty] | CBJ22993 | NO | [7 empty] | 3
378052802 | CBJ22991 |  |  |  | VCBJ/PCE/J22991/MB22991 | 300453001 | Existing | RYB |  | CBJ22913 PE 22.91 SOHO (F1) | CLOSED | CLOSED | LINK |  | 11 kV | [6 empty] | INDKOM |  |  | SS 22.99 PEJ PUSAT MAKLUMAT F1 | Unknown | Unknown | NO | NONE | DISTRIBUTION | TNB | WP PUTRAJAYA & CYBERJAYA | NO | Unknown |  |  |  | NO | [8 empty] | CBJ22991 | NO | [7 empty] | 3
378052817 | CBJ22995 |  |  |  | VCBJ/PCE/J22992/MB22994 | 300453002 | Existing | RYB |  | CBJ22594 SS 22.59 BANK NEGARA (F1) | CLOSED | CLOSED | LINK |  | 11 kV | [6 empty] | INDKOM |  |  | SS 22.99 PEJ PUSAT MAKLUMAT F2 | Unknown | Unknown | NO | NONE | DISTRIBUTION | TNB | WP PUTRAJAYA & CYBERJAYA | NO | Unknown |  |  |  | NO | [8 empty] | CBJ22995 | NO | [7 empty] | 3
378052823 | CBJ22996 |  |  |  | VCBJ/PCE/J22992/MB22994 | 300453002 | Existing | RYB |  |  | CLOSED | CLOSED | LINK |  | 11 kV | [6 empty] | INDKOM |  |  | SS 22.99 PEJ PUSAT MAKLUMAT F2 | Unknown | Unknown | NO | NONE | DISTRIBUTION | TNB | WP PUTRAJAYA & CYBERJAYA | NO | Unknown |  |  |  | NO | [8 empty] | CBJ22996 | NO | [7 empty] | 3
378052828 | CBJ22994 |  |  |  | VCBJ/PCE/J22992/MB22994 | 300453002 | Existing | RYB |  | CBJ22916 PE 22.91 SOHO (F2) | CLOSED | CLOSED | LINK |  | 11 kV | [6 empty] | INDKOM |  |  | SS 22.99 PEJ PUSAT MAKLUMAT F2 | Unknown | Unknown | NO | NONE | DISTRIBUTION | TNB | WP PUTRAJAYA & CYBERJAYA | NO | Unknown |  |  |  | NO | [8 empty] | CBJ22994 | NO | [7 empty] | 3
378052842 | CBJ22913 |  |  |  | VCBJ/PCE/J22911/MB22911 | 300452930 | Existing | RYB |  | CBJ22991 SS 22.99 (F1) | CLOSED | CLOSED | LINK |  | 11 kV | [6 empty] | TAMCO |  |  | PE 22.91 SOHO F1 | Unknown | Unknown | NO | NONE | DISTRIBUTION | TNB | WP PUTRAJAYA & CYBERJAYA | NO | Unknown |  |  |  | NO | [8 empty] | CBJ22913 | NO | [7 empty] | 3
378052847 | CBJ22911 |  |  |  | VCBJ/PCE/J22911/MB22911 | 300452930 | Existing | RYB |  | CBJ22202 SS 22.20 FUJITSU HQ ( FSBM ) | CLOSED | CLOSED | LINK |  | 11 kV | [6 empty] | TAMCO |  |  | PE 22.91 SOHO F1 | Unknown | Unknown | NO | NONE | DISTRIBUTION | TNB | WP PUTRAJAYA & CYBERJAYA | NO | Unknown |  |  |  | NO | [8 empty] | CBJ22911 | NO | [7 empty] | 3
378052865 | CBJ22916 |  |  |  | VCBJ/PCE/J22912/MB22911 | 300452934 | Existing | RYB |  |  | CLOSED | CLOSED | LINK |  | 11 kV | [6 empty] | TAMCO |  |  | PE 22.91 SOHO F2 | Unknown | Unknown | NO | NONE | DISTRIBUTION | TNB | WP PUTRAJAYA & CYBERJAYA | NO | Unknown |  |  |  | NO | [8 empty] | CBJ22916 | NO | [7 empty] | 3
378052870 | CBJ22914 |  |  |  | VCBJ/PCE/J22912/MB22911 | 300452934 | Existing | RYB |  | CBJ22205 SS 22.20 (F2) | CLOSED | CLOSED | LINK |  | 11 kV | [6 empty] | TAMCO |  |  | PE 22.91 SOHO F2 | Unknown | Unknown | NO | NONE | DISTRIBUTION | TNB | WP PUTRAJAYA & CYBERJAYA | NO | Unknown |  |  |  | NO | [8 empty] | CBJ22914 | NO | [7 empty] | 3
378053065 | CBJ22922 |  |  |  | VCBJ/PCE/J22921/MB22921 | 300452926 | Existing | RYB |  | CBJ22311 SS 22.31 CSF (F1) | CLOSED | CLOSED | LINK |  | 11 kV | [6 empty] | INDKOM |  |  | PE 22.92 PRIMA 12 | Unknown | Unknown | NO | NONE | DISTRIBUTION | TNB | WP PUTRAJAYA & CYBERJAYA | NO | Unknown |  |  |  | NO | [8 empty] | CBJ22922 | NO | [7 empty] | 3
378053070 | CBJ22921 |  |  |  | VCBJ/PCE/J22921/MB22921 | 300452926 | Existing | RYB |  | CBJ22662 PE 22.66 PRIMA 9 (F1) | CLOSED | CLOSED | LINK |  | 11 kV | [6 empty] | INDKOM |  |  | PE 22.92 PRIMA 12 | Unknown | Unknown | NO | NONE | DISTRIBUTION | TNB | WP PUTRAJAYA & CYBERJAYA | NO | Unknown |  |  |  | NO | [8 empty] | CBJ22921 | NO | [7 empty] | 3
378053178 | CBJ22513 |  |  |  | VCBJ/PCE/J22511/MB22511 | 300280463 | Existing | RYB | CYB 9-4 | CBJ22312 SS 22.31 CSF (F1) | CLOSED | CLOSED | LINK |  | 11 kV |  | 2011-07-03 |  |  |  |  | TAMCO |  |  | SS 22.51 DELL R&D F1 | Unknown | Unknown | NO | NONE | DISTRIBUTION | TNB | WP PUTRAJAYA & CYBERJAYA | NO | Unknown |  |  |  | NO | [8 empty] | CBJ22513 | NO | [7 empty] | 3
378053184 | CBJ22512 |  |  |  | VCBJ/PCE/J22511/MB22511 | 300280463 | Existing | RYB | CYB 9-4 | PENGGUNA F1 | CLOSED | CLOSED | LINK |  | 11 kV |  | 2011-07-03 |  |  |  |  | TAMCO |  |  | SS 22.51 DELL R&D F1 | Unknown | Unknown | NO | NONE | DISTRIBUTION | TNB | WP PUTRAJAYA & CYBERJAYA | NO | Unknown |  |  |  | NO | [8 empty] | CBJ22512 | NO | [7 empty] | 3
378053189 | CBJ22511 |  |  |  | VCBJ/PCE/J22511/MB22511 | 300280463 | Existing | RYB | CYB 9-4 | CBJ22812 PE 22.81 AMD (F1) | CLOSED | CLOSED | LINK |  | 11 kV |  | 2011-07-03 |  |  |  |  | TAMCO |  |  | SS 22.51 DELL R&D F1 | Unknown | Unknown | NO | NONE | DISTRIBUTION | TNB | WP PUTRAJAYA & CYBERJAYA | NO | Unknown |  |  |  | NO | [8 empty] | CBJ22511 | NO | [7 empty] | 3
378053204 | CBJ22515 |  |  |  | VCBJ/PCE/J22512/MB22514 | 300280464 | Existing | RYB |  | CBJ22315 SS 22.31 CSF (F2) | CLOSED | CLOSED | LINK |  | 11 kV |  | 2011-07-03 |  |  |  |  | TAMCO |  |  | SS 22.51 DELL R&D F2 | Unknown | Unknown | NO | NONE | DISTRIBUTION | TNB | WP PUTRAJAYA & CYBERJAYA | NO | Unknown |  |  |  | NO | [8 empty] | CBJ22515 | NO | [7 empty] | 3
378053210 | CBJ22516 |  |  |  | VCBJ/PCE/J22512/MB22514 | 300280464 | Existing | RYB |  | PENGGUNA F2 | CLOSED | CLOSED | LINK |  | 11 kV |  | 2011-07-03 |  |  |  |  | TAMCO |  |  | SS 22.51 DELL R&D F2 | Unknown | Unknown | NO | NONE | DISTRIBUTION | TNB | WP PUTRAJAYA & CYBERJAYA | NO | Unknown |  |  |  | NO | [8 empty] | CBJ22516 | NO | [7 empty] | 3
378053215 | CBJ22514 |  |  |  | VCBJ/PCE/J22512/MB22514 | 300280464 | Existing | RYB |  |  | CLOSED | CLOSED | LINK |  | 11 kV |  | 2011-07-03 |  |  |  |  | TAMCO |  |  | SS 22.51 DELL R&D F2 | Unknown | Unknown | NO | NONE | DISTRIBUTION | TNB | WP PUTRAJAYA & CYBERJAYA | NO | Unknown |  |  |  | NO | [8 empty] | CBJ22514 | NO | [7 empty] | 3
378053242 | CBJ22812 |  |  |  | VCBJ/PCE/J22811/MB22811 | 300452944 | Existing | RYB | CYB 9-4 | CBJ22511 SS 22.51 DELL R&D (F1) | CLOSED | CLOSED | LINK |  | 11 kV | [6 empty] | INDKOM |  |  | PE 22.81 AMD F1 | Unknown | Unknown | NO | NONE | DISTRIBUTION | TNB | WP PUTRAJAYA & CYBERJAYA | NO | Unknown |  |  |  | NO | [8 empty] | CBJ22812 | NO | [7 empty] | 3
378053248 | CBJ22813 |  |  |  | VCBJ/PCE/J22811/MB22811 | 300452944 | Existing | RYB | CYB 9-4 | PENGGUNA F1 | CLOSED | CLOSED | LINK |  | 11 kV | [6 empty] | INDKOM |  |  | PE 22.81 AMD F1 | Unknown | Unknown | NO | NONE | DISTRIBUTION | TNB | WP PUTRAJAYA & CYBERJAYA | NO | Unknown |  |  |  | NO | [8 empty] | CBJ22813 | NO | [7 empty] | 3
378053253 | CBJ22811 |  |  |  | VCBJ/PCE/J22811/MB22811 | 300452944 | Existing | RYB | CYB 9-4 |  | CLOSED | CLOSED | LINK |  | 11 kV | [6 empty] | INDKOM |  |  | PE 22.81 AMD F1 | Unknown | Unknown | NO | NONE | DISTRIBUTION | TNB | WP PUTRAJAYA & CYBERJAYA | NO | Unknown |  |  |  | NO | [8 empty] | CBJ22811 | NO | [7 empty] | 3
378053268 | CBJ22815 |  |  |  | VCBJ/PCE/J22812/MB22811 | 300452947 | Existing | RYB |  | CBJ22514 SS 22.51 DELL R&D (F2) | CLOSED | CLOSED | LINK |  | 11 kV | [6 empty] | INDKOM |  |  | PE 22.81 AMD F2 | Unknown | Unknown | NO | NONE | DISTRIBUTION | TNB | WP PUTRAJAYA & CYBERJAYA | NO | Unknown |  |  |  | NO | [8 empty] | CBJ22815 | NO | [7 empty] | 3
378053274 | CBJ22816 |  |  |  | VCBJ/PCE/J22812/MB22811 | 300452947 | Existing | RYB |  | PENGGUNA F2 | CLOSED | CLOSED | LINK |  | 11 kV | [6 empty] | INDKOM |  |  | PE 22.81 AMD F2 | Unknown | Unknown | NO | NONE | DISTRIBUTION | TNB | WP PUTRAJAYA & CYBERJAYA | NO | Unknown |  |  |  | NO | [8 empty] | CBJ22816 | NO | [7 empty] | 3
378053279 | CBJ22814 |  |  |  | VCBJ/PCE/J22812/MB22811 | 300452947 | Existing | RYB | PPU CJ 9-5 |  | CLOSED | CLOSED | LINK |  | 11 kV | [6 empty] | INDKOM |  |  | PE 22.81 AMD F2 | Unknown | Unknown | NO | NONE | DISTRIBUTION | TNB | WP PUTRAJAYA & CYBERJAYA | NO | Unknown |  |  |  | NO | [8 empty] | CBJ22814 | NO | [7 empty] | 3
378053287 | CBJ22756 |  |  |  | VCBJ/PCE/J22752/MB22754 | 300288155 | Existing | RYB | PPU CJ 9-5 | CBJ22814 PE 22.81 AMD (F2) | OPEN | CLOSED | LINK |  | 11 kV |  | 20/12/2010 |  |  |  |  | TAMCO |  |  | PE 22.75 KWDI 4 F2 | Unknown | Unknown | NO | NONE | DISTRIBUTION | TNB | WP PUTRAJAYA & CYBERJAYA | NO | Unknown |  |  |  | NO | [8 empty] | CBJ22756 | NO | [7 empty] | 3
378053292 | CBJ22754 |  |  |  | VCBJ/PCE/J22752/MB22754 | 300288155 | Existing | RYB | PPU CJ 9-5 | CBJ22746 PE 22.74 KWDI 3 (F2) | CLOSED | CLOSED | LINK |  | 11 kV |  | 20/12/2010 |  |  |  |  | TAMCO |  |  | PE 22.75 KWDI 4 F2 | Unknown | Unknown | NO | NONE | DISTRIBUTION | TNB | WP PUTRAJAYA & CYBERJAYA | NO | Unknown |  |  |  | NO | [8 empty] | CBJ22754 | NO | [7 empty] | 3
378053310 | CBJ22753 |  |  |  | VCBJ/PCE/J22751/MB22751 | 300288153 | Existing | RYB | CYB 9-4 | CBJ22811 PE 22.81 AMD (F1) | CLOSED | CLOSED | LINK |  | 11 kV |  | 19/12/2010 |  |  |  |  | TAMCO |  |  | PE 22.75 KWDI 4 F1 | Unknown | Unknown | NO | NONE | DISTRIBUTION | TNB | WP PUTRAJAYA & CYBERJAYA | NO | Unknown |  |  |  | NO | [8 empty] | CBJ22753 | NO | [7 empty] | 3
378053315 | CBJ22751 |  |  |  | VCBJ/PCE/J22751/MB22751 | 300288153 | Existing | RYB | CYB 9-4 | CBJ22743 PE 22.74 KWDI 3 (F1) | CLOSED | CLOSED | LINK |  | 11 kV |  | 19/12/2010 |  |  |  |  | TAMCO |  |  | PE 22.75 KWDI 4 F1 | Unknown | Unknown | NO | NONE | DISTRIBUTION | TNB | WP PUTRAJAYA & CYBERJAYA | NO | Unknown |  |  |  | NO | [8 empty] | CBJ22751 | NO | [7 empty] | 3
378053364 | CBJ22746 |  |  |  | VCBJ/PCE/J22742/MB22744 | 300288161 | Existing | RYB | PPU CJ 9-5 | CBJ22754 PE 22.75 KWDI 4 (F2) | CLOSED | CLOSED | LINK |  | 11 kV |  | 20/12/2010 |  |  |  |  | TAMCO |  |  | PE 22.74 KWDI 3 F2 | Unknown | Unknown | NO | NONE | DISTRIBUTION | TNB | WP PUTRAJAYA & CYBERJAYA | NO | Unknown |  |  |  | NO | [8 empty] | CBJ22746 | NO | [7 empty] | 3
378053369 | CBJ22744 |  |  |  | VCBJ/PCE/J22742/MB22744 | 300288161 | Existing | RYB | PPU CJ 9-5 | CBJ22675 PE 22.67 KWDI 1 (F2) | CLOSED | CLOSED | LINK |  | 11 kV |  | 20/12/2010 |  |  |  |  | TAMCO |  |  | PE 22.74 KWDI 3 F2 | Unknown | Unknown | NO | NONE | DISTRIBUTION | TNB | WP PUTRAJAYA & CYBERJAYA | NO | Unknown |  |  |  | NO | [8 empty] | CBJ22744 | NO | [7 empty] | 3
378053387 | CBJ22743 |  |  |  | VCBJ/PCE/J22741/MB22741 | 300288159 | Existing | RYB | CYB 9-4 | CBJ22751 PE 22.75 KWDI 4 (F1) | CLOSED | CLOSED | LINK |  | 11 kV |  | 19/12/2010 |  |  |  |  | TAMCO |  |  | PE 22.74 KWDI 3 F1 | Unknown | Unknown | NO | NONE | DISTRIBUTION | TNB | WP PUTRAJAYA & CYBERJAYA | NO | Unknown |  |  |  | NO | [8 empty] | CBJ22743 | NO | [7 empty] | 3
378053392 | CBJ22741 |  |  |  | VCBJ/PCE/J22741/MB22741 | 300288159 | Existing | RYB | CYB 9-4 | CBJ22672 PE 22.67 KWDI 1 (F1) | CLOSED | CLOSED | LINK |  | 11 kV |  | 19/12/2010 |  |  |  |  | TAMCO |  |  | PE 22.74 KWDI 3 F1 | Unknown | Unknown | NO | NONE | DISTRIBUTION | TNB | WP PUTRAJAYA & CYBERJAYA | NO | Unknown |  |  |  | NO | [8 empty] | CBJ22741 | NO | [7 empty] | 3
378053437 | CBJ22675 |  |  |  | VCBJ/PCE/J22672/MB22674 | 300280388 | Existing | RYB | PPU CJ 9-5 | CBJ22744 PE 22.74 KWDI 3 (F2) | CLOSED | CLOSED | LINK |  | 11 kV |  | 2009-10-09 |  |  |  |  | INDKOM |  |  | PE 22.67 KWDI 1 F2 | Unknown | Unknown | NO | NONE | DISTRIBUTION | TNB | WP PUTRAJAYA & CYBERJAYA | NO | Unknown |  |  |  | NO | [8 empty] | CBJ22675 | NO | [7 empty] | 3
378053442 | CBJ22674 |  |  |  | VCBJ/PCE/J22672/MB22674 | 300280388 | Existing | RYB | PPU CJ 9-5 | PPU CYBERJAYA 9 CB 5 | CLOSED | CLOSED | LINK |  | 11 kV |  | 2009-10-09 |  |  |  |  | INDKOM |  |  | PE 22.67 KWDI 1 F2 | Unknown | Unknown | NO | NONE | DISTRIBUTION | TNB | WP PUTRAJAYA & CYBERJAYA | NO | Unknown |  |  |  | NO | [8 empty] | CBJ22674 | NO | [7 empty] | 3
378053460 | CBJ22672 |  |  |  | VCBJ/PCE/J22671/MB22671 | 300280387 | Existing | RYB | CYB 9-4 | CBJ22741 PE 22.74 KWDI 3 (F1) | CLOSED | CLOSED | LINK |  | 11 kV |  | 2009-10-09 |  |  |  |  | INDKOM |  |  | PE 22.67 KWDI 1 F1 | Unknown | Unknown | NO | NONE | DISTRIBUTION | TNB | WP PUTRAJAYA & CYBERJAYA | NO | Unknown |  |  |  | NO | [8 empty] | CBJ22672 | NO | [7 empty] | 3
378053465 | CBJ22671 |  |  |  | VCBJ/PCE/J22671/MB22671 | 300280387 | Existing | RYB | CYB 9-4 | PPU CYBERJAYA 9 CB 4 | CLOSED | CLOSED | LINK |  | 11 kV |  | 2009-10-09 |  |  |  |  | INDKOM |  |  | PE 22.67 KWDI 1 F1 | Unknown | Unknown | NO | NONE | DISTRIBUTION | TNB | WP PUTRAJAYA & CYBERJAYA | NO | Unknown |  |  |  | NO | [8 empty] | CBJ22671 | NO | [7 empty] | 3
378053636 | CBJ21953 |  |  |  | VCBJ/PCE/J21951/MB1 | 310370041 | Existing | RYB |  | PENGGUNA F1 | CLOSED | CLOSED | LINK |  | 11 kV | [6 empty] | INDKOM |  |  | PE 21.95 SITE OFFICE SKY PARK | Unknown | Unknown | NO | NONE | DISTRIBUTION | TNB | WP PUTRAJAYA & CYBERJAYA | NO | Unknown |  |  |  | NO | [8 empty] | CBJ21953 | NO | [7 empty] | 3
378053642 | CBJ21952 |  |  |  | VCBJ/PCE/J21951/MB1 | 310370041 | Existing | RYB |  | C23374 PE 23.37 RADIUS 1 F2 | CLOSED | CLOSED | LINK |  | 11 kV | [6 empty] | INDKOM |  |  | PE 21.95 SITE OFFICE SKY PARK | Unknown | Unknown | NO | NONE | DISTRIBUTION | TNB | WP PUTRAJAYA & CYBERJAYA | NO | Unknown |  |  |  | NO | [8 empty] | CBJ21952 | NO | [7 empty] | 3
378053647 | CBJ21951 |  |  |  | VCBJ/PCE/J21951/MB1 | 310370041 | Existing | RYB |  | PMU CBJN 132/11KV: VCB 2 | CLOSED | CLOSED | LINK |  | 11 kV | [6 empty] | INDKOM |  |  | PE 21.95 SITE OFFICE SKY PARK | Unknown | Unknown | NO | NONE | DISTRIBUTION | TNB | WP PUTRAJAYA & CYBERJAYA | NO | Unknown |  |  |  | NO | [8 empty] | CBJ21951 | NO | [7 empty] | 3
378054239 | CBJ21152 |  |  |  | VCBJ/PCE/J21151/MB21151 | 300281031 | Existing | RYB |  | PMU CBJN: VCB 7 | CLOSED | CLOSED | LINK |  | 11 kV |  | 17/07/2002 |  |  |  |  | INDKOM |  |  | PE 21.15 SATELIT TELEKOM CBJ 3 F1 | Unknown | Unknown | NO | NONE | DISTRIBUTION | TNB | WP PUTRAJAYA & CYBERJAYA | NO | Unknown |  |  |  | NO | [8 empty] | CBJ21152 | NO | [7 empty] | 3
378054244 | CBJ21151 |  |  |  | VCBJ/PCE/J21151/MB21151 | 300281031 | Existing | RYB |  |  | CLOSED | CLOSED | LINK |  | 11 kV |  | 17/07/2002 |  |  |  |  | INDKOM |  |  | PE 21.15 SATELIT TELEKOM CBJ 3 F1 | Unknown | Unknown | NO | NONE | DISTRIBUTION | TNB | WP PUTRAJAYA & CYBERJAYA | NO | Unknown |  |  |  | NO | [8 empty] | CBJ21151 | NO | [7 empty] | 3
378054262 | CBJ21155 |  |  |  | VCBJ/PCE/J21152/MB21154 | 300281029 | Existing | RYB |  | PMU CBJN: VCB 8 | CLOSED | CLOSED | LINK |  | 11 kV |  | 17/07/2002 |  |  |  |  | INDKOM |  |  | PE 21.15 SATELIT TELEKOM CBJ 3 F2 | Unknown | Unknown | NO | NONE | DISTRIBUTION | TNB | WP PUTRAJAYA & CYBERJAYA | NO | Unknown |  |  |  | NO | [8 empty] | CBJ21155 | NO | [7 empty] | 3
378054267 | CBJ21154 |  |  |  | VCBJ/PCE/J21152/MB21154 | 300281029 | Existing | RYB |  |  | CLOSED | CLOSED | LINK |  | 11 kV |  | 17/07/2002 |  |  |  |  | INDKOM |  |  | PE 21.15 SATELIT TELEKOM CBJ 3 F2 | Unknown | Unknown | NO | NONE | DISTRIBUTION | TNB | WP PUTRAJAYA & CYBERJAYA | NO | Unknown |  |  |  | NO | [8 empty] | CBJ21154 | NO | [7 empty] | 3
378054397 | CBJ21101 |  |  |  | VCBJ/PCE/J21101/MB21101 | 300281045 | Existing | RYB |  | CBJ21542 PE 21.54 PS 3 (F1) | CLOSED | CLOSED | LINK |  | 11 kV |  | 2000-10-02 |  |  |  |  | INDKOM |  |  | PE 21.10 ELITE HIGHWAY NO. 3 | Unknown | Unknown | NO | NONE | DISTRIBUTION | TNB | WP PUTRAJAYA & CYBERJAYA | NO | Unknown |  |  |  | NO | [8 empty] | CBJ21101 | NO | [7 empty] | 3
378054402 | CBJ21102 |  |  |  | VCBJ/PCE/J21101/MB21101 | 300281045 | Existing | RYB |  |  | CLOSED | CLOSED | LINK |  | 11 kV |  | 2000-10-02 |  |  |  |  | INDKOM |  |  | PE 21.10 ELITE HIGHWAY NO. 3 | Unknown | Unknown | NO | NONE | DISTRIBUTION | TNB | WP PUTRAJAYA & CYBERJAYA | NO | Unknown |  |  |  | NO | [8 empty] | CBJ21102 | NO | [7 empty] | 3
378054482 | CBJ21541 |  |  |  | VCBJ/PCE/J21541/MB21541 | 300280656 | Existing | RYB |  | CBJ21403 PE 21.40 STP 1 | CLOSED | CLOSED | LINK |  | 11 kV |  | 16/06/2005 |  |  |  |  | INDKOM |  |  | PE 21.54 PS 3 F1 | Unknown | Unknown | NO | NONE | DISTRIBUTION | TNB | WP PUTRAJAYA & CYBERJAYA | NO | Unknown |  |  |  | NO | [8 empty] | CBJ21541 | NO | [7 empty] | 3
378054487 | CBJ21542 |  |  |  | VCBJ/PCE/J21541/MB21541 | 300280656 | Existing | RYB |  | CBJ21101 PE 21.10 ELITE HIGHWAY NO. 3 | CLOSED | CLOSED | LINK |  | 11 kV |  | 16/06/2005 |  |  |  |  | INDKOM |  |  | PE 21.54 PS 3 F1 | Unknown | Unknown | NO | NONE | DISTRIBUTION | TNB | WP PUTRAJAYA & CYBERJAYA | NO | Unknown |  |  |  | NO | [8 empty] | CBJ21542 | NO | [7 empty] | 3
378054505 | CBJ21545 |  |  |  | VCBJ/PCE/J21542/MB21544 | 300280654 | Existing | RYB |  | CBJ21564 SS 21.56 MEASAT ASTRO (F2) | CLOSED | CLOSED | LINK |  | 11 kV |  | 16/06/2005 |  |  |  |  | INDKOM |  |  | PE 21.54 PS 3 F2 | Unknown | Unknown | NO | NONE | DISTRIBUTION | TNB | WP PUTRAJAYA & CYBERJAYA | NO | Unknown |  |  |  | NO | [8 empty] | CBJ21545 | NO | [7 empty] | 3
378054510 | CBJ21544 |  |  |  | VCBJ/PCE/J21542/MB21544 | 300280654 | Existing | RYB |  | CBJ23162 PE 23.16 MASJID CYBERJAYA | OPEN | CLOSED | LINK |  | 11 kV |  | 16/06/2005 |  |  |  |  | INDKOM |  |  | PE 21.54 PS 3 F2 | Unknown | Unknown | NO | NONE | DISTRIBUTION | TNB | WP PUTRAJAYA & CYBERJAYA | NO | Unknown |  |  |  | NO | [8 empty] | CBJ21544 | NO | [7 empty] | 3
378054655 | CBJ21401 |  |  |  | VCBJ/PCE/J21401/MB21401 | 300281000 | Existing | RYB |  |  | CLOSED | CLOSED | LINK |  | 11 kV |  | 15/12/2016 |  |  |  |  | INDKOM |  |  | PE 21.40 STP 1 | Unknown | Unknown | NO | NONE | DISTRIBUTION | TNB | WP PUTRAJAYA & CYBERJAYA | NO | Unknown |  |  |  | NO | [8 empty] | CBJ21401 | NO | [7 empty] | 3
378054660 | CBJ21403 |  |  |  | VCBJ/PCE/J21401/MB21401 | 300281000 | Existing | RYB |  | CBJ21541 PE 21.54 PS 3 (F1) | CLOSED | CLOSED | LINK |  | 11 kV |  | 15/12/2016 |  |  |  |  | INDKOM |  |  | PE 21.40 STP 1 | Unknown | Unknown | NO | NONE | DISTRIBUTION | TNB | WP PUTRAJAYA & CYBERJAYA | NO | Unknown |  |  |  | NO | [8 empty] | CBJ21403 | NO | [7 empty] | 3
378054693 | CBJ23162 |  |  |  | VCBJ/PCE/J23161/MB23161 | 310360664 | Existing | RYB |  | CBJ21544 PE 21.54 PS 3 (F2) | CLOSED | CLOSED | LINK |  | 11 kV | [6 empty] | INDKOM |  |  | PE 23.16 MASJID CYBERJAYA | Unknown | Unknown | NO | NONE | DISTRIBUTION | TNB | WP PUTRAJAYA & CYBERJAYA | NO | Unknown |  |  |  | NO | [8 empty] | CBJ23162 | NO | [7 empty] | 3
378054710 | CBJ23161 |  |  |  | VCBJ/PCE/J23161/MB23161 | 310360664 | Existing | RYB |  | CBJ21576 PE 21.57 CLUB HOUSE (F2) | CLOSED | CLOSED | LINK |  | 11 kV | [6 empty] | INDKOM |  |  | PE 23.16 MASJID CYBERJAYA | Unknown | Unknown | NO | NONE | DISTRIBUTION | TNB | WP PUTRAJAYA & CYBERJAYA | NO | Unknown |  |  |  | NO | [8 empty] | CBJ23161 | NO | [7 empty] | 3
378054871 | CBJ21574 |  |  |  | VCBJ/PCE/J21572/MB21574 | 300280643 | Existing | RYB |  | CBJ21615 PE 21.61MPS (F2) | CLOSED | CLOSED | LINK |  | 11 kV |  | 17/11/2007 |  |  |  |  | TAMCO |  |  | PE 21.57 CLUB HOUSE F2 | Unknown | Unknown | NO | NONE | DISTRIBUTION | TNB | WP PUTRAJAYA & CYBERJAYA | NO | Unknown |  |  |  | NO | [8 empty] | CBJ21574 | NO | [7 empty] | 3
378054876 | CBJ21576 |  |  |  | VCBJ/PCE/J21572/MB21574 | 300280643 | Existing | RYB |  | CBJ23161 PE 23.16 MASJID CYBERJAYA | CLOSED | CLOSED | LINK |  | 11 kV |  | 17/11/2007 |  |  |  |  | TAMCO |  |  | PE 21.57 CLUB HOUSE F2 | Unknown | Unknown | NO | NONE | DISTRIBUTION | TNB | WP PUTRAJAYA & CYBERJAYA | NO | Unknown |  |  |  | NO | [8 empty] | CBJ21576 | NO | [7 empty] | 3
378054894 | CBJ21571 |  |  |  | VCBJ/PCE/J21571/MB21571 | 300280645 | Existing | RYB |  |  | CLOSED | CLOSED | LINK |  | 11 kV |  | 17/11/2007 |  |  |  |  | TAMCO |  |  | PE 21.57 CLUB HOUSE F1 | Unknown | Unknown | NO | NONE | DISTRIBUTION | TNB | WP PUTRAJAYA & CYBERJAYA | NO | Unknown |  |  |  | NO | [8 empty] | CBJ21571 | NO | [7 empty] | 3
378054899 | CBJ21573 |  |  |  | VCBJ/PCE/J21571/MB21571 | 300280645 | Existing | RYB |  | CBJ21401 PE 21.40 STP 1 | CLOSED | CLOSED | LINK |  | 11 kV |  | 17/11/2007 |  |  |  |  | TAMCO |  |  | PE 21.57 CLUB HOUSE F1 | Unknown | Unknown | NO | NONE | DISTRIBUTION | TNB | WP PUTRAJAYA & CYBERJAYA | NO | Unknown |  |  |  | NO | [8 empty] | CBJ21573 | NO | [7 empty] | 3
378055067 | CBJ21616 |  |  |  | VCBJ/PCE/J21612/MB21615 | 300280627 | Existing | RYB |  | CBJ25232 PE 25.23 SALES GALERY ECOGLADE | CLOSED | CLOSED | LINK |  | 11 kV |  | 23/02/2008 | [7 empty] | PE 21.61 MPS F2 | Unknown | Unknown | NO | NONE | DISTRIBUTION | TNB | WP PUTRAJAYA & CYBERJAYA | NO | Unknown |  |  |  | NO | [8 empty] | CBJ21616 | NO | [7 empty] | 3
378055084 | CBJ21615 |  |  |  | VCBJ/PCE/J21612/MB21615 | 300280627 | Existing | RYB |  | CBJ21574 PE 21.57 CLUB HOUSE (F2) | CLOSED | CLOSED | LINK |  | 11 kV |  | 23/02/2008 | [7 empty] | PE 21.61 MPS F2 | Unknown | Unknown | NO | NONE | DISTRIBUTION | TNB | WP PUTRAJAYA & CYBERJAYA | NO | Unknown |  |  |  | NO | [8 empty] | CBJ21615 | NO | [7 empty] | 3
378055096 | CBJ21611 |  |  |  | VCBJ/PCE/J21611/MB21611 | 300280629 | Existing | RYB |  | CBJ21412 PE 21.41 TMN.CYBER | CLOSED | CLOSED | LINK |  | 11 kV |  | 23/02/2008 | [7 empty] | PE 21.61 MPS F1 | Unknown | Unknown | NO | NONE | DISTRIBUTION | TNB | WP PUTRAJAYA & CYBERJAYA | NO | Unknown |  |  |  | NO | [8 empty] | CBJ21611 | NO | [7 empty] | 3
378055113 | CBJ21612 |  |  |  | VCBJ/PCE/J21611/MB21611 | 300280629 | Existing | RYB |  | CBJ21571 PE 21.57 CLUB HOUSE (F1) | CLOSED | CLOSED | LINK |  | 11 kV |  | 23/02/2008 | [7 empty] | PE 21.61 MPS F1 | Unknown | Unknown | NO | NONE | DISTRIBUTION | TNB | WP PUTRAJAYA & CYBERJAYA | NO | Unknown |  |  |  | NO | [8 empty] | CBJ21612 | NO | [7 empty] | 3
378055363 | CBJ21411 |  |  |  | VCBJ/PCE/J21411/MB21411 | 300280998 | Existing | RYB |  | CBJ25262 PE 25.26 Padat Setia Villa 6 | CLOSED | CLOSED | LINK |  | 11 kV |  | 16/01/2003 |  |  |  |  | INDKOM |  |  | PE 21.41 TMN.CYBER | Unknown | Unknown | NO | NONE | DISTRIBUTION | TNB | WP PUTRAJAYA & CYBERJAYA | NO | Unknown |  |  |  | NO | [8 empty] | CBJ21411 | NO | [7 empty] | 3
378055368 | CBJ21412 |  |  |  | VCBJ/PCE/J21411/MB21411 | 300280998 | Existing | RYB |  | CBJ21611 PE 21.61MPS (F1) | CLOSED | CLOSED | LINK |  | 11 kV |  | 16/01/2003 |  |  |  |  | INDKOM |  |  | PE 21.41 TMN.CYBER | Unknown | Unknown | NO | NONE | DISTRIBUTION | TNB | WP PUTRAJAYA & CYBERJAYA | NO | Unknown |  |  |  | NO | [8 empty] | CBJ21412 | NO | [7 empty] | 3
378055446 | CBJ25261 |  |  |  | VCBJ/PCE/J00118/MB1 | 310338765 | Existing | RYB |  | CBJ25252 PE 25.25 Padat Setia Villa 5 | CLOSED | CLOSED | LINK |  | 11 kV | [6 empty] | INDKOM |  |  | PE 25.26 SETIA VILLA 6 | Unknown | Unknown | NO | NONE | DISTRIBUTION | TNB | WP PUTRAJAYA & CYBERJAYA | NO | Unknown |  |  |  | NO | [8 empty] | CBJ25261 | NO | [7 empty] | 3
378055451 | CBJ25262 |  |  |  | VCBJ/PCE/J00118/MB1 | 310338765 | Existing | RYB |  | CBJ21411 PE 21.41 TMN.CYBER | CLOSED | CLOSED | LINK |  | 11 kV | [6 empty] | INDKOM |  |  | PE 25.26 SETIA VILLA 6 | Unknown | Unknown | NO | NONE | DISTRIBUTION | TNB | WP PUTRAJAYA & CYBERJAYA | NO | Unknown |  |  |  | NO | [8 empty] | CBJ25262 | NO | [7 empty] | 3
378055546 | CBJ25251 |  |  |  | VCBJ/PCE/J00117/MB1 | 310338758 | Existing | RYB |  | CBJ25242 PE 25.24 Padat Setia Villa 4 | CLOSED | CLOSED | LINK |  | 11 kV | [6 empty] | INDKOM |  |  | PE 25.25 SETIA VILLA 5 | Unknown | Unknown | NO | NONE | DISTRIBUTION | TNB | WP PUTRAJAYA & CYBERJAYA | NO | Unknown |  |  |  | NO | [8 empty] | CBJ25251 | NO | [7 empty] | 3
378055551 | CBJ25252 |  |  |  | VCBJ/PCE/J00117/MB1 | 310338758 | Existing | RYB |  | CBJ25261 PE 25.26 Padat Setia Villa 6 | CLOSED | CLOSED | LINK |  | 11 kV | [6 empty] | INDKOM |  |  | PE 25.25 SETIA VILLA 5 | Unknown | Unknown | NO | NONE | DISTRIBUTION | TNB | WP PUTRAJAYA & CYBERJAYA | NO | Unknown |  |  |  | NO | [8 empty] | CBJ25252 | NO | [7 empty] | 3
378055650 | CBJ25242 |  |  |  | VCBJ/PCE/J00116/MB1 | 310338754 | Existing | RYB |  | CBJ25251 PE 25.25 Padat Setia Villa 5 | CLOSED | CLOSED | LINK |  | 11 kV | [6 empty] | INDKOM |  |  | PE 25.24 SETIA VILLA 4 | Unknown | Unknown | NO | NONE | DISTRIBUTION | TNB | WP PUTRAJAYA & CYBERJAYA | NO | Unknown |  |  |  | NO | [8 empty] | CBJ25242 | NO | [7 empty] | 3
378055655 | CBJ25241 |  |  |  | VCBJ/PCE/J00116/MB1 | 310338754 | Existing | RYB |  | CBJ25192 PE 25.19 SETIA VILLA 3 | CLOSED | CLOSED | LINK |  | 11 kV | [6 empty] | INDKOM |  |  | PE 25.24 SETIA VILLA 4 | Unknown | Unknown | NO | NONE | DISTRIBUTION | TNB | WP PUTRAJAYA & CYBERJAYA | NO | Unknown |  |  |  | NO | [8 empty] | CBJ25241 | NO | [7 empty] | 3
378055750 | CBJ25192 |  |  |  | VCBJ/PCE/J00112/MB1 | 310359235 | Existing | RYB |  | CBJ25241 PE 25.24 Padat Setia Villa 4 | CLOSED | CLOSED | LINK |  | 11 kV | [6 empty] | INDKOM |  |  | PE 25.19 SETIA VILLA 3 | Unknown | Unknown | NO | NONE | DISTRIBUTION | TNB | WP PUTRAJAYA & CYBERJAYA | NO | Unknown |  |  |  | NO | [8 empty] | CBJ25192 | NO | [7 empty] | 3
378055755 | CBJ25191 |  |  |  | VCBJ/PCE/J00112/MB1 | 310359235 | Existing | RYB |  | CBJ25183 PE 25.18 SETIA VILLA 2 | CLOSED | CLOSED | LINK |  | 11 kV | [6 empty] | INDKOM |  |  | PE 25.19 SETIA VILLA 3 | Unknown | Unknown | NO | NONE | DISTRIBUTION | TNB | WP PUTRAJAYA & CYBERJAYA | NO | Unknown |  |  |  | NO | [8 empty] | CBJ25191 | NO | [7 empty] | 3
378055849 | CBJ25183 |  |  |  | VCBJ/PCE/J00110/MB1 | 310357944 | Existing | RYB |  | CBJ25191 PE 25.19 SETIA VILLA 3 | CLOSED | CLOSED | LINK |  | 11 kV | [6 empty] | INDKOM |  |  | PE 25.18 SETIA VILLA 2 | Unknown | Unknown | NO | NONE | DISTRIBUTION | TNB | WP PUTRAJAYA & CYBERJAYA | NO | Unknown |  |  |  | NO | [8 empty] | CBJ25183 | NO | [7 empty] | 3
378055854 | CBJ25181 |  |  |  | VCBJ/PCE/J00110/MB1 | 310357944 | Existing | RYB |  |  | CLOSED | CLOSED | LINK |  | 11 kV | [6 empty] | INDKOM |  |  | PE 25.18 SETIA VILLA 2 | Unknown | Unknown | NO | NONE | DISTRIBUTION | TNB | WP PUTRAJAYA & CYBERJAYA | NO | Unknown |  |  |  | NO | [8 empty] | CBJ25181 | NO | [7 empty] | 3
378055954 | CBJ25172 |  |  |  | VCBJ/PCE/J00109/MB1 | 310359230 | Existing | RYB |  | CBJ25181 PE 25.18 SETIA VILLA 2 | CLOSED | CLOSED | LINK |  | 11 kV | [6 empty] | INDKOM |  |  | PE 25.17 SETIA VILLA 1 | Unknown | Unknown | NO | NONE | DISTRIBUTION | TNB | WP PUTRAJAYA & CYBERJAYA | NO | Unknown |  |  |  | NO | [8 empty] | CBJ25172 | NO | [7 empty] | 3
378055959 | CBJ25171 |  |  |  | VCBJ/PCE/J00109/MB1 | 310359230 | Existing | RYB |  | CBJ25223 PE 25.22 SETIA MARINA 3 | CLOSED | CLOSED | LINK |  | 11 kV | [6 empty] | INDKOM |  |  | PE 25.17 SETIA VILLA 1 | Unknown | Unknown | NO | NONE | DISTRIBUTION | TNB | WP PUTRAJAYA & CYBERJAYA | NO | Unknown |  |  |  | NO | [8 empty] | CBJ25171 | NO | [7 empty] | 3
378056050 | CBJ25223 |  |  |  | VCBJ/PCE/J25221/MB25221 | 310339459 | Existing | RYB |  | CBJ25171 PE 25.17 SETIA VILLA 1 | CLOSED | CLOSED | LINK |  | 11 kV | [6 empty] | SCHNEIDER |  |  | PE 25.22 SETIA MARINA 3 | Unknown | Unknown | NO | NONE | DISTRIBUTION | TNB | WP PUTRAJAYA & CYBERJAYA | NO | Unknown |  |  |  | NO | [8 empty] | CBJ25223 | NO | [7 empty] | 3
378056055 | CBJ25221 |  |  |  | VCBJ/PCE/J25221/MB25221 | 310339459 | Existing | RYB |  | CBJ25213 PE 25.21 SETIA MARINA 2 | CLOSED | CLOSED | LINK |  | 11 kV | [6 empty] | SCHNEIDER |  |  | PE 25.22 SETIA MARINA 3 | Unknown | Unknown | NO | NONE | DISTRIBUTION | TNB | WP PUTRAJAYA & CYBERJAYA | NO | Unknown |  |  |  | NO | [8 empty] | CBJ25221 | NO | [7 empty] | 3
378056150 | CBJ25213 |  |  |  | VCBJ/PCE/J25211/MB25211 | 310339453 | Existing | RYB |  | CBJ25221 PE 25.22 SETIA MARINA 3 | CLOSED | CLOSED | LINK |  | 11 kV | [6 empty] | SCHNEIDER |  |  | PE 25.21 SETIA MARINA 2 | Unknown | Unknown | NO | NONE | DISTRIBUTION | TNB | WP PUTRAJAYA & CYBERJAYA | NO | Unknown |  |  |  | NO | [8 empty] | CBJ25213 | NO | [7 empty] | 3
378056155 | CBJ25211 |  |  |  | VCBJ/PCE/J25211/MB25211 | 310339453 | Existing | RYB |  | CBJ25203 PE 25.20 SETIA MARINA 1 | CLOSED | CLOSED | LINK |  | 11 kV | [6 empty] | SCHNEIDER |  |  | PE 25.21 SETIA MARINA 2 | Unknown | Unknown | NO | NONE | DISTRIBUTION | TNB | WP PUTRAJAYA & CYBERJAYA | NO | Unknown |  |  |  | NO | [8 empty] | CBJ25211 | NO | [7 empty] | 3
378056255 | CBJ25203 |  |  |  | VCBJ/PCE/J25201/MB25201 | 310339447 | Existing | RYB |  | CBJ25211 PE 25.21 SETIA MARINA 2 | CLOSED | CLOSED | LINK |  | 11 kV | [6 empty] | SCHNEIDER |  |  | PE 25.20 SETIA MARINA 1 | Unknown | Unknown | NO | NONE | DISTRIBUTION | TNB | WP PUTRAJAYA & CYBERJAYA | NO | Unknown |  |  |  | NO | [8 empty] | CBJ25203 | NO | [7 empty] | 3
378056260 | CBJ25201 |  |  |  | VCBJ/PCE/J25201/MB25201 | 310339447 | Existing | RYB |  | CBJ23242 SS 23.24 (SOLTICE | CLOSED | CLOSED | LINK |  | 11 kV | [6 empty] | SCHNEIDER |  |  | PE 25.20 SETIA MARINA 1 | Unknown | Unknown | NO | NONE | DISTRIBUTION | TNB | WP PUTRAJAYA & CYBERJAYA | NO | Unknown |  |  |  | NO | [8 empty] | CBJ25201 | NO | [7 empty] | 3
378056431 | CBJ23173 |  |  |  | VCBJ/PCE/J23171/MB23171 | 310303841 | Existing | RYB |  | CBJ23181 SS 23.18 PARAGON | CLOSED | CLOSED | LINK |  | 11 kV | [6 empty] | TAMCO |  |  | PE 23.17 TEMP SERI MUTIARA | Unknown | Unknown | NO | NONE | DISTRIBUTION | TNB | WP PUTRAJAYA & CYBERJAYA | NO | Unknown |  |  |  | NO | [8 empty] | CBJ23173 | NO | [7 empty] | 3
378056436 | CBJ23171 |  |  |  | VCBJ/PCE/J23171/MB23171 | 310303841 | Existing | RYB |  | CBJ23362 SS 23.36 MUTIARA VILLE 5 | CLOSED | CLOSED | LINK |  | 11 kV | [6 empty] | TAMCO |  |  | PE 23.17 TEMP SERI MUTIARA | Unknown | Unknown | NO | NONE | DISTRIBUTION | TNB | WP PUTRAJAYA & CYBERJAYA | NO | Unknown |  |  |  | NO | [8 empty] | CBJ23171 | NO | [7 empty] | 3
378056631 | CBJ23154 | [5 empty] | Existing | RYB |  |  | CLOSED | CLOSED | BUSBAR SECTION |  | 11 kV | [9 empty] | SS 23.15 MUTIARA VILLE 3 F1 | Unknown | Unknown | NO | NONE | DISTRIBUTION | TNB | WP PUTRAJAYA & CYBERJAYA | NO | Unknown |  |  |  | NO | [8 empty] | CBJ23154 | [8 empty] | 3
378056655 | PTJ02081 |  |  |  | VPTJ/PCE/J02081/MB02081 | 300280646 | Existing | RYB |  |  | CLOSED | CLOSED | LINK |  | 11 kV |  | 25/08/2002 |  |  |  |  | INDKOM |  |  | PE 2.08 TMN WAWASAN (F1) | Unknown | Unknown | NO | NONE | DISTRIBUTION | TNB | WP PUTRAJAYA & CYBERJAYA | NO | Unknown |  |  |  | NO | [8 empty] | PTJ02081 | NO | [7 empty] | 3
378056659 | PTJ02082 |  |  |  | VPTJ/PCE/J02081/MB02081 | 300280646 | Existing | RYB |  |  | CLOSED | CLOSED | LINK |  | 11 kV |  | 25/08/2002 |  |  |  |  | INDKOM |  |  | PE 2.08 TMN WAWASAN (F1) | Unknown | Unknown | NO | NONE | DISTRIBUTION | TNB | WP PUTRAJAYA & CYBERJAYA | NO | Unknown |  |  |  | NO | [8 empty] | PTJ02082 | NO | [7 empty] | 3
378056676 | PTJ02083 |  |  |  | VPTJ/PCE/J02081/MB02081 | 300280646 | Existing | RYB |  |  | OPEN | CLOSED | LINK |  | 11 kV |  | 25/08/2002 |  |  |  |  | INDKOM |  |  | PE 2.08 TMN WAWASAN (F1) | Unknown | Unknown | NO | NONE | DISTRIBUTION | TNB | WP PUTRAJAYA & CYBERJAYA | NO | Unknown |  |  |  | NO | [8 empty] | PTJ02083 | NO | [7 empty] | 3
378056795 | PTJ02085 |  |  |  | VPTJ/PCE/J02082/MB02085 | 300280648 | Existing | RYB |  |  | CLOSED | CLOSED | LINK |  | 11 kV |  | 25/08/2002 |  |  |  |  | INDKOM |  |  | PE 2.08 TMN WAWASAN (F2) | Unknown | Unknown | NO | NONE | DISTRIBUTION | TNB | WP PUTRAJAYA & CYBERJAYA | NO | Unknown |  |  |  | NO | [8 empty] | PTJ02085 | NO | [7 empty] | 3
378056799 | PTJ02086 |  |  |  | VPTJ/PCE/J02082/MB02085 | 300280648 | Existing | RYB |  |  | CLOSED | CLOSED | LINK |  | 11 kV |  | 25/08/2002 |  |  |  |  | INDKOM |  |  | PE 2.08 TMN WAWASAN (F2) | Unknown | Unknown | NO | NONE | DISTRIBUTION | TNB | WP PUTRAJAYA & CYBERJAYA | NO | Unknown |  |  |  | NO | [8 empty] | PTJ02086 | NO | [7 empty] | 3
378056816 | PTJ02087 |  |  |  | VPTJ/PCE/J02082/MB02085 | 300280648 | Existing | RYB |  |  | OPEN | CLOSED | LINK |  | 11 kV |  | 25/08/2002 |  |  |  |  | INDKOM |  |  | PE 2.08 TMN WAWASAN (F2) | Unknown | Unknown | NO | NONE | DISTRIBUTION | TNB | WP PUTRAJAYA & CYBERJAYA | NO | Unknown |  |  |  | NO | [8 empty] | PTJ02087 | NO | [7 empty] | 3
378056901 | PTJ02071 |  |  |  | VPTJ/PCE/J02071/MB02071 | 300280639 | Existing | RYB |  |  | CLOSED | CLOSED | LINK |  | 11 kV |  | 23/09/2002 |  |  |  |  | INDKOM |  |  | PE 2.07 INSIDE PPU 18 (F1) | Unknown | Unknown | NO | NONE | DISTRIBUTION | TNB | WP PUTRAJAYA & CYBERJAYA | NO | Unknown |  |  |  | NO | [8 empty] | PTJ02071 | NO | [7 empty] | 3
378056906 | PTJ02072 |  |  |  | VPTJ/PCE/J02071/MB02071 | 300280639 | Existing | RYB |  |  | CLOSED | CLOSED | LINK |  | 11 kV |  | 23/09/2002 |  |  |  |  | INDKOM |  |  | PE 2.07 INSIDE PPU 18 (F1) | Unknown | Unknown | NO | NONE | DISTRIBUTION | TNB | WP PUTRAJAYA & CYBERJAYA | NO | Unknown |  |  |  | NO | [8 empty] | PTJ02072 | NO | [7 empty] | 3
378057006 | PTJ02074 |  |  |  | VPTJ/PCE/J02072/MB02074 | 300280642 | Existing | RYB |  |  | CLOSED | CLOSED | LINK |  | 11 kV |  | 23/09/2002 |  |  |  |  | INDKOM |  |  | PE 2.07 INSIDE PPU 18 (F2) | Unknown | Unknown | NO | NONE | DISTRIBUTION | TNB | WP PUTRAJAYA & CYBERJAYA | NO | Unknown |  |  |  | NO | [8 empty] | PTJ02074 | NO | [7 empty] | 3
378057011 | PTJ02075 |  |  |  | VPTJ/PCE/J02072/MB02074 | 300280642 | Existing | RYB |  |  | CLOSED | CLOSED | LINK |  | 11 kV |  | 23/09/2002 |  |  |  |  | INDKOM |  |  | PE 2.07 INSIDE PPU 18 (F2) | Unknown | Unknown | NO | NONE | DISTRIBUTION | TNB | WP PUTRAJAYA & CYBERJAYA | NO | Unknown |  |  |  | NO | [8 empty] | PTJ02075 | NO | [7 empty] | 3
378057175 | PTJ02064 |  |  |  | VPTJ/PCE/J02062/MB02064 | 300280636 | Existing | RYB |  |  | CLOSED | CLOSED | LINK |  | 11 kV |  | 2002-06-07 |  |  |  |  | INDKOM |  |  | PE 2.06 PS 15 (F2) | Unknown | Unknown | NO | NONE | DISTRIBUTION | TNB | WP PUTRAJAYA & CYBERJAYA | NO | Unknown |  |  |  | NO | [8 empty] | PTJ02064 | NO | [7 empty] | 3
378057180 | PTJ02065 |  |  |  | VPTJ/PCE/J02062/MB02064 | 300280636 | Existing | RYB |  |  | CLOSED | CLOSED | LINK |  | 11 kV |  | 2002-06-07 |  |  |  |  | INDKOM |  |  | PE 2.06 PS 15 (F2) | Unknown | Unknown | NO | NONE | DISTRIBUTION | TNB | WP PUTRAJAYA & CYBERJAYA | NO | Unknown |  |  |  | NO | [8 empty] | PTJ02065 | NO | [7 empty] | 3
378057281 | PTJ02291 |  |  |  | VPTJ/PCE/J02291/MB1 | 310308941 | Existing | RYB |  |  | CLOSED | CLOSED | LINK |  | 11 kV | [6 empty] | SCHNEIDER |  |  | PE 2.29 TEMP SKYRIDE | Unknown | Unknown | NO | NONE | DISTRIBUTION | TNB | WP PUTRAJAYA & CYBERJAYA | NO | Unknown |  |  |  | NO | [8 empty] | PTJ02291 | NO | [7 empty] | 3
378057286 | PTJ02293 |  |  |  | VPTJ/PCE/J02291/MB1 | 310308941 | Existing | RYB |  |  | CLOSED | CLOSED | LINK |  | 11 kV | [6 empty] | SCHNEIDER |  |  | PE 2.29 TEMP SKYRIDE | Unknown | Unknown | NO | NONE | DISTRIBUTION | TNB | WP PUTRAJAYA & CYBERJAYA | NO | Unknown |  |  |  | NO | [8 empty] | PTJ02293 | NO | [7 empty] | 3
378057395 | PTJ18251 |  |  |  | VPTJ/PCE/J18251/MB18251 | 300281240 | Existing | RYB |  |  | CLOSED | CLOSED | LINK |  | 11 kV |  | 27/05/2008 |  |  |  |  | INDKOM |  |  | PE 18.25 KOMPLEKS SEK FASA 3 | Unknown | Unknown | NO | NONE | DISTRIBUTION | TNB | WP PUTRAJAYA & CYBERJAYA | NO | Unknown |  |  |  | NO | [8 empty] | PTJ18251 | NO | [7 empty] | 3
378057400 | PTJ18252 |  |  |  | VPTJ/PCE/J18251/MB18251 | 300281240 | Existing | RYB |  |  | CLOSED | CLOSED | LINK |  | 11 kV |  | 27/05/2008 |  |  |  |  | INDKOM |  |  | PE 18.25 KOMPLEKS SEK FASA 3 | Unknown | Unknown | NO | NONE | DISTRIBUTION | TNB | WP PUTRAJAYA & CYBERJAYA | NO | Unknown |  |  |  | NO | [8 empty] | PTJ18252 | NO | [7 empty] | 3
378057496 | PTJ18171 |  |  |  | VPTJ/PCE/J18171/MB18171 | 300281224 | Existing | RYB |  |  | CLOSED | CLOSED | LINK |  | 11 kV |  | 2007-01-03 |  |  |  |  | TAMCO |  |  | PE 18.17 BLOK H 18R12 (F1) | Unknown | Unknown | NO | NONE | DISTRIBUTION | TNB | WP PUTRAJAYA & CYBERJAYA | NO | Unknown |  |  |  | NO | [8 empty] | PTJ18171 | NO | [7 empty] | 3
378057501 | PTJ18173 |  |  |  | VPTJ/PCE/J18171/MB18171 | 300281224 | Existing | RYB |  |  | CLOSED | CLOSED | LINK |  | 11 kV |  | 2007-01-03 |  |  |  |  | TAMCO |  |  | PE 18.17 BLOK H 18R12 (F1) | Unknown | Unknown | NO | NONE | DISTRIBUTION | TNB | WP PUTRAJAYA & CYBERJAYA | NO | Unknown |  |  |  | NO | [8 empty] | PTJ18173 | NO | [7 empty] | 3
378057592 | PTJ18174 |  |  |  | VPTJ/PCE/J18172/MB18174 | 300281225 | Existing | RYB |  |  | CLOSED | CLOSED | LINK |  | 11 kV |  | 2007-01-03 |  |  |  |  | TAMCO |  |  | PE 18.17 BLOK H 18R12 (F2) | Unknown | Unknown | NO | NONE | DISTRIBUTION | TNB | WP PUTRAJAYA & CYBERJAYA | NO | Unknown |  |  |  | NO | [8 empty] | PTJ18174 | NO | [7 empty] | 3
378057597 | PTJ18176 |  |  |  | VPTJ/PCE/J18172/MB18174 | 300281225 | Existing | RYB |  |  | CLOSED | CLOSED | LINK |  | 11 kV |  | 2007-01-03 |  |  |  |  | TAMCO |  |  | PE 18.17 BLOK H 18R12 (F2) | Unknown | Unknown | NO | NONE | DISTRIBUTION | TNB | WP PUTRAJAYA & CYBERJAYA | NO | Unknown |  |  |  | NO | [8 empty] | PTJ18176 | NO | [7 empty] | 3
378057758 | PTJ18161 |  |  |  | VPTJ/PCE/J18161/MB18161 | 300281221 | Existing | RYB |  |  | CLOSED | CLOSED | LINK |  | 11 kV |  | 2007-01-03 |  |  |  |  | TAMCO |  |  | PE 18.16 BLOK G 18R12 (F1) | Unknown | Unknown | NO | NONE | DISTRIBUTION | TNB | WP PUTRAJAYA & CYBERJAYA | NO | Unknown |  |  |  | NO | [8 empty] | PTJ18161 | NO | [7 empty] | 3
378057763 | PTJ18163 |  |  |  | VPTJ/PCE/J18161/MB18161 | 300281221 | Existing | RYB |  |  | CLOSED | CLOSED | LINK |  | 11 kV |  | 2007-01-03 |  |  |  |  | TAMCO |  |  | PE 18.16 BLOK G 18R12 (F1) | Unknown | Unknown | NO | NONE | DISTRIBUTION | TNB | WP PUTRAJAYA & CYBERJAYA | NO | Unknown |  |  |  | NO | [8 empty] | PTJ18163 | NO | [7 empty] | 3
378057854 | PTJ18164 |  |  |  | VPTJ/PCE/J18162/MB18164 | 300281222 | Existing | RYB |  |  | CLOSED | CLOSED | LINK |  | 11 kV |  | 2007-01-03 |  |  |  |  | TAMCO |  |  | PE 18.16 BLOK G 18R12 (F2) | Unknown | Unknown | NO | NONE | DISTRIBUTION | TNB | WP PUTRAJAYA & CYBERJAYA | NO | Unknown |  |  |  | NO | [8 empty] | PTJ18164 | NO | [7 empty] | 3
378057859 | PTJ18166 |  |  |  | VPTJ/PCE/J18162/MB18164 | 300281222 | Existing | RYB |  |  | CLOSED | CLOSED | LINK |  | 11 kV |  | 2007-01-03 |  |  |  |  | TAMCO |  |  | PE 18.16 BLOK G 18R12 (F2) | Unknown | Unknown | NO | NONE | DISTRIBUTION | TNB | WP PUTRAJAYA & CYBERJAYA | NO | Unknown |  |  |  | NO | [8 empty] | PTJ18166 | NO | [7 empty] | 3
378057960 | PTJ18151 |  |  |  | VPTJ/PCE/J18151/MB18151 | 300281219 | Existing | RYB |  |  | CLOSED | CLOSED | LINK |  | 11 kV |  | 2007-01-03 |  |  |  |  | TAMCO |  |  | PE 18.15 BLOK E&F 18R12 (F1) | Unknown | Unknown | NO | NONE | DISTRIBUTION | TNB | WP PUTRAJAYA & CYBERJAYA | NO | Unknown |  |  |  | NO | [8 empty] | PTJ18151 | NO | [7 empty] | 3
378057965 | PTJ18153 |  |  |  | VPTJ/PCE/J18151/MB18151 | 300281219 | Existing | RYB |  |  | CLOSED | CLOSED | LINK |  | 11 kV |  | 2007-01-03 |  |  |  |  | TAMCO |  |  | PE 18.15 BLOK E&F 18R12 (F1) | Unknown | Unknown | NO | NONE | DISTRIBUTION | TNB | WP PUTRAJAYA & CYBERJAYA | NO | Unknown |  |  |  | NO | [8 empty] | PTJ18153 | NO | [7 empty] | 3
378058058 | PTJ18154 |  |  |  | VPTJ/PCE/J18152/MB18154 | 300281220 | Existing | RYB |  |  | CLOSED | CLOSED | LINK |  | 11 kV |  | 2007-01-03 |  |  |  |  | TAMCO |  |  | PE 18.15 BLOK E&F 18R12 (F2) | Unknown | Unknown | NO | NONE | DISTRIBUTION | TNB | WP PUTRAJAYA & CYBERJAYA | NO | Unknown |  |  |  | NO | [8 empty] | PTJ18154 | NO | [7 empty] | 3
378058063 | PTJ18156 |  |  |  | VPTJ/PCE/J18152/MB18154 | 300281220 | Existing | RYB |  |  | CLOSED | CLOSED | LINK |  | 11 kV |  | 2007-01-03 |  |  |  |  | TAMCO |  |  | PE 18.15 BLOK E&F 18R12 (F2) | Unknown | Unknown | NO | NONE | DISTRIBUTION | TNB | WP PUTRAJAYA & CYBERJAYA | NO | Unknown |  |  |  | NO | [8 empty] | PTJ18156 | NO | [7 empty] | 3
378058157 | PTJ18181 |  |  |  | VPTJ/PCE/J18181/MB18181 | 300281226 | Existing | RYB |  |  | CLOSED | CLOSED | LINK |  | 11 kV |  | 2007-01-03 |  |  |  |  | TAMCO |  |  | PE 18.18 BLOK C&D 18R12 (F1) | Unknown | Unknown | NO | NONE | DISTRIBUTION | TNB | WP PUTRAJAYA & CYBERJAYA | NO | Unknown |  |  |  | NO | [8 empty] | PTJ18181 | NO | [7 empty] | 3
378058162 | PTJ18183 |  |  |  | VPTJ/PCE/J18181/MB18181 | 300281226 | Existing | RYB |  |  | CLOSED | CLOSED | LINK |  | 11 kV |  | 2007-01-03 |  |  |  |  | TAMCO |  |  | PE 18.18 BLOK C&D 18R12 (F1) | Unknown | Unknown | NO | NONE | DISTRIBUTION | TNB | WP PUTRAJAYA & CYBERJAYA | NO | Unknown |  |  |  | NO | [8 empty] | PTJ18183 | NO | [7 empty] | 3
378058251 | PTJ18184 |  |  |  | VPTJ/PCE/J18182/MB18184 | 300281227 | Existing | RYB |  |  | CLOSED | CLOSED | LINK |  | 11 kV |  | 2007-01-03 |  |  |  |  | TAMCO |  |  | PE 18.18 BLOK C&D 18R12 (F2) | Unknown | Unknown | NO | NONE | DISTRIBUTION | TNB | WP PUTRAJAYA & CYBERJAYA | NO | Unknown |  |  |  | NO | [8 empty] | PTJ18184 | NO | [7 empty] | 3
378058256 | PTJ18186 |  |  |  | VPTJ/PCE/J18182/MB18184 | 300281227 | Existing | RYB |  |  | CLOSED | CLOSED | LINK |  | 11 kV |  | 2007-01-03 |  |  |  |  | TAMCO |  |  | PE 18.18 BLOK C&D 18R12 (F2) | Unknown | Unknown | NO | NONE | DISTRIBUTION | TNB | WP PUTRAJAYA & CYBERJAYA | NO | Unknown |  |  |  | NO | [8 empty] | PTJ18186 | NO | [7 empty] | 3
378058362 | PTJ18191 |  |  |  | VPTJ/PCE/J18191/MB18191 | 300281228 | Existing | RYB |  |  | CLOSED | CLOSED | LINK |  | 11 kV |  | 2007-01-03 |  |  |  |  | TAMCO |  |  | PE 18.19 BLOK A&B 18R12 (F1) | Unknown | Unknown | NO | NONE | DISTRIBUTION | TNB | WP PUTRAJAYA & CYBERJAYA | NO | Unknown |  |  |  | NO | [8 empty] | PTJ18191 | NO | [7 empty] | 3
378058367 | PTJ18193 |  |  |  | VPTJ/PCE/J18191/MB18191 | 300281228 | Existing | RYB |  |  | CLOSED | CLOSED | LINK |  | 11 kV |  | 2007-01-03 |  |  |  |  | TAMCO |  |  | PE 18.19 BLOK A&B 18R12 (F1) | Unknown | Unknown | NO | NONE | DISTRIBUTION | TNB | WP PUTRAJAYA & CYBERJAYA | NO | Unknown |  |  |  | NO | [8 empty] | PTJ18193 | NO | [7 empty] | 3
378058456 | PTJ18194 |  |  |  | VPTJ/PCE/J18192/MB18194 | 300281229 | Existing | RYB |  |  | CLOSED | CLOSED | LINK |  | 11 kV |  | 2007-01-03 |  |  |  |  | TAMCO |  |  | PE 18.19 BLOK A&B 18R12 (F2) | Unknown | Unknown | NO | NONE | DISTRIBUTION | TNB | WP PUTRAJAYA & CYBERJAYA | NO | Unknown |  |  |  | NO | [8 empty] | PTJ18194 | NO | [7 empty] | 3
378058461 | PTJ18196 |  |  |  | VPTJ/PCE/J18192/MB18194 | 300281229 | Existing | RYB |  |  | CLOSED | CLOSED | LINK |  | 11 kV |  | 2007-01-03 |  |  |  |  | TAMCO |  |  | PE 18.19 BLOK A&B 18R12 (F2) | Unknown | Unknown | NO | NONE | DISTRIBUTION | TNB | WP PUTRAJAYA & CYBERJAYA | NO | Unknown |  |  |  | NO | [8 empty] | PTJ18196 | NO | [7 empty] | 3
378058561 | PTJ18241 |  |  |  | VPTJ/PCE/J18241/MB18241 | 300281238 | Existing | RYB |  |  | CLOSED | CLOSED | LINK |  | 11 kV |  | 2007-01-03 |  |  |  |  | TAMCO |  |  | PE 18.24 BLOK D 18R13 (F1) | Unknown | Unknown | NO | NONE | DISTRIBUTION | TNB | WP PUTRAJAYA & CYBERJAYA | NO | Unknown |  |  |  | NO | [8 empty] | PTJ18241 | NO | [7 empty] | 3
378058566 | PTJ18243 |  |  |  | VPTJ/PCE/J18241/MB18241 | 300281238 | Existing | RYB |  |  | CLOSED | CLOSED | LINK |  | 11 kV |  | 2007-01-03 |  |  |  |  | TAMCO |  |  | PE 18.24 BLOK D 18R13 (F1) | Unknown | Unknown | NO | NONE | DISTRIBUTION | TNB | WP PUTRAJAYA & CYBERJAYA | NO | Unknown |  |  |  | NO | [8 empty] | PTJ18243 | NO | [7 empty] | 3
378058655 | PTJ18244 |  |  |  | VPTJ/PCE/J18242/MB18244 | 300281239 | Existing | RYB |  |  | CLOSED | CLOSED | LINK |  | 11 kV |  | 2007-01-03 |  |  |  |  | TAMCO |  |  | PE 18.24 BLOK D 18R13 (F2) | Unknown | Unknown | NO | NONE | DISTRIBUTION | TNB | WP PUTRAJAYA & CYBERJAYA | NO | Unknown |  |  |  | NO | [8 empty] | PTJ18244 | NO | [7 empty] | 3
378058660 | PTJ18246 |  |  |  | VPTJ/PCE/J18242/MB18244 | 300281239 | Existing | RYB |  |  | CLOSED | CLOSED | LINK |  | 11 kV |  | 2007-01-03 |  |  |  |  | TAMCO |  |  | PE 18.24 BLOK D 18R13 (F2) | Unknown | Unknown | NO | NONE | DISTRIBUTION | TNB | WP PUTRAJAYA & CYBERJAYA | NO | Unknown |  |  |  | NO | [8 empty] | PTJ18246 | NO | [7 empty] | 3
378058761 | PTJ18231 |  |  |  | VPTJ/PCE/J18231/MB18231 | 300281236 | Existing | RYB |  |  | OPEN | CLOSED | LINK |  | 11 kV |  | 2007-01-03 |  |  |  |  | TAMCO |  |  | PE 18.23 BLOK C 18R13 (F1) | Unknown | Unknown | NO | NONE | DISTRIBUTION | TNB | WP PUTRAJAYA & CYBERJAYA | NO | Unknown |  |  |  | NO | [8 empty] | PTJ18231 | NO | [7 empty] | 3
378058766 | PTJ18233 |  |  |  | VPTJ/PCE/J18231/MB18231 | 300281236 | Existing | RYB |  |  | CLOSED | CLOSED | LINK |  | 11 kV |  | 2007-01-03 |  |  |  |  | TAMCO |  |  | PE 18.23 BLOK C 18R13 (F1) | Unknown | Unknown | NO | NONE | DISTRIBUTION | TNB | WP PUTRAJAYA & CYBERJAYA | NO | Unknown |  |  |  | NO | [8 empty] | PTJ18233 | NO | [7 empty] | 3
378058855 | PTJ18234 |  |  |  | VPTJ/PCE/J18232/MB18234 | 300281237 | Existing | RYB |  |  | OPEN | CLOSED | LINK |  | 11 kV |  | 2007-01-03 |  |  |  |  | TAMCO |  |  | PE 18.23 BLOK C 18R13 (F2) | Unknown | Unknown | NO | NONE | DISTRIBUTION | TNB | WP PUTRAJAYA & CYBERJAYA | NO | Unknown |  |  |  | NO | [8 empty] | PTJ18234 | NO | [7 empty] | 3
378058860 | PTJ18236 |  |  |  | VPTJ/PCE/J18232/MB18234 | 300281237 | Existing | RYB |  |  | CLOSED | CLOSED | LINK |  | 11 kV |  | 2007-01-03 |  |  |  |  | TAMCO |  |  | PE 18.23 BLOK C 18R13 (F2) | Unknown | Unknown | NO | NONE | DISTRIBUTION | TNB | WP PUTRAJAYA & CYBERJAYA | NO | Unknown |  |  |  | NO | [8 empty] | PTJ18236 | NO | [7 empty] | 3
378069713 | CBJ22761 |  |  |  | VCBJ/PCE/J22761/MB22761 | 300284811 | Existing | RYB |  |  | CLOSED | CLOSED | LINK |  | 11 kV |  | 2010-01-06 |  |  |  |  | INDKOM |  |  | PE 22.76 - STP B F1 | Unknown | Unknown | NO | NONE | DISTRIBUTION | TNB | WP PUTRAJAYA & CYBERJAYA | NO | Unknown |  |  |  | NO | [8 empty] | CBJ22761 | NO | [7 empty] | 3
378069718 | CBJ22762 |  |  |  | VCBJ/PCE/J22761/MB22761 | 300284811 | Existing | RYB |  |  | CLOSED | CLOSED | LINK |  | 11 kV |  | 2010-01-06 |  |  |  |  | INDKOM |  |  | PE 22.76 - STP B F1 | Unknown | Unknown | NO | NONE | DISTRIBUTION | TNB | WP PUTRAJAYA & CYBERJAYA | NO | Unknown |  |  |  | NO | [8 empty] | CBJ22762 | NO | [7 empty] | 3
378069745 | CBJ22675 |  |  |  | VCBJ/PCE/J22762/MB22764 | 300284812 | Existing | RYB |  | CBJ24402 PE 24.40 LAMAN VIEW | CLOSED | CLOSED | LINK |  | 11 kV |  | 2010-03-06 |  |  |  |  | INDKOM |  |  | PE 22.76 - STP B F2 | Unknown | Unknown | NO | NONE | DISTRIBUTION | TNB | WP PUTRAJAYA & CYBERJAYA | NO | Unknown |  |  |  | NO | [8 empty] | CBJ22675 | NO | [7 empty] | 3
378069750 | CBJ22674 |  |  |  | VCBJ/PCE/J22762/MB22764 | 300284812 | Existing | RYB |  |  | CLOSED | CLOSED | LINK |  | 11 kV |  | 2010-03-06 |  |  |  |  | INDKOM |  |  | PE 22.76 - STP B F2 | Unknown | Unknown | NO | NONE | DISTRIBUTION | TNB | WP PUTRAJAYA & CYBERJAYA | NO | Unknown |  |  |  | NO | [8 empty] | CBJ22674 | NO | [7 empty] | 3
378069804 | CBJ22771 |  |  |  | VCBJ/PCE/J22771/MB22771 | 300284815 | Existing | RYB |  |  | CLOSED | CLOSED | LINK |  | 11 kV |  | 14/07/2010 |  |  |  |  | TAMCO |  |  | PE 22.77 - PS2-8 F1 | Unknown | Unknown | NO | NONE | DISTRIBUTION | TNB | WP PUTRAJAYA & CYBERJAYA | NO | Unknown |  |  |  | NO | [8 empty] | CBJ22771 | NO | [7 empty] | 3
378069809 | CBJ22773 |  |  |  | VCBJ/PCE/J22771/MB22771 | 300284815 | Existing | RYB |  |  | CLOSED | CLOSED | LINK |  | 11 kV |  | 14/07/2010 |  |  |  |  | TAMCO |  |  | PE 22.77 - PS2-8 F1 | Unknown | Unknown | NO | NONE | DISTRIBUTION | TNB | WP PUTRAJAYA & CYBERJAYA | NO | Unknown |  |  |  | NO | [8 empty] | CBJ22773 | NO | [7 empty] | 3
378069900 | CBJ22776 |  |  |  | VCBJ/PCE/J22772/MB22774 | 300284816 | Existing | RYB |  |  | CLOSED | CLOSED | LINK |  | 11 kV |  | 15/07/2010 |  |  |  |  | TAMCO |  |  | PE 22.77 - PS2-8 F2 | Unknown | Unknown | NO | NONE | DISTRIBUTION | TNB | WP PUTRAJAYA & CYBERJAYA | NO | Unknown |  |  |  | NO | [8 empty] | CBJ22776 | NO | [7 empty] | 3
378069905 | CBJ22774 |  |  |  | VCBJ/PCE/J22772/MB22774 | 300284816 | Existing | RYB |  |  | CLOSED | CLOSED | LINK |  | 11 kV |  | 15/07/2010 |  |  |  |  | TAMCO |  |  | PE 22.77 - PS2-8 F2 | Unknown | Unknown | NO | NONE | DISTRIBUTION | TNB | WP PUTRAJAYA & CYBERJAYA | NO | Unknown |  |  |  | NO | [8 empty] | CBJ22774 | NO | [7 empty] | 3
378069998 | CBJ22691 |  |  |  | VCBJ/PCE/J22691/MB22691 | 300282014 | Existing | RYB |  |  | CLOSED | CLOSED | LINK |  | 11 kV |  | 26/01/2010 |  |  |  |  | EPE |  |  | PE 22.69 KRU STUDIO F1 | Unknown | Unknown | NO | NONE | DISTRIBUTION | TNB | WP PUTRAJAYA & CYBERJAYA | NO | Unknown |  |  |  | NO | [8 empty] | CBJ22691 | NO | [7 empty] | 3
378070003 | CBJ22693 |  |  |  | VCBJ/PCE/J22691/MB22691 | 300282014 | Existing | RYB |  |  | CLOSED | CLOSED | LINK |  | 11 kV |  | 26/01/2010 |  |  |  |  | EPE |  |  | PE 22.69 KRU STUDIO F1 | Unknown | Unknown | NO | NONE | DISTRIBUTION | TNB | WP PUTRAJAYA & CYBERJAYA | NO | Unknown |  |  |  | NO | [8 empty] | CBJ22693 | NO | [7 empty] | 3
378070027 | CBJ24191 |  |  |  | VCBJ/PCE/J24191 |  | Existing | RYB |  |  | CLOSED | CLOSED | LINK |  | 11 kV | [9 empty] | PE 24.19 YAKIN INVEST F1 | Unknown | Unknown | NO | NONE | DISTRIBUTION | TNB | WP PUTRAJAYA & CYBERJAYA | NO | Unknown |  |  |  | NO | [8 empty] | CBJ24191 | NO | [7 empty] | 3
378070032 | CBJ24192 |  |  |  | VCBJ/PCE/J24191 |  | Existing | RYB |  |  | CLOSED | CLOSED | LINK |  | 11 kV | [9 empty] | PE 24.19 YAKIN INVEST F1 | Unknown | Unknown | NO | NONE | DISTRIBUTION | TNB | WP PUTRAJAYA & CYBERJAYA | NO | Unknown |  |  |  | NO | [8 empty] | CBJ24192 | NO | [7 empty] | 3
378070127 | CBJ22696 |  |  |  | VCBJ/PCE/J22692/MB22694 | 300282015 | Existing | RYB |  |  | CLOSED | CLOSED | LINK |  | 11 kV |  | 27/01/2010 |  |  |  |  | EPE |  |  | PE 22.69 KRU STUDIO F2 | Unknown | Unknown | NO | NONE | DISTRIBUTION | TNB | WP PUTRAJAYA & CYBERJAYA | NO | Unknown |  |  |  | NO | [8 empty] | CBJ22696 | NO | [7 empty] | 3
378070132 | CBJ22694 |  |  |  | VCBJ/PCE/J22692/MB22694 | 300282015 | Existing | RYB |  |  | CLOSED | CLOSED | LINK |  | 11 kV |  | 27/01/2010 |  |  |  |  | EPE |  |  | PE 22.69 KRU STUDIO F2 | Unknown | Unknown | NO | NONE | DISTRIBUTION | TNB | WP PUTRAJAYA & CYBERJAYA | NO | Unknown |  |  |  | NO | [8 empty] | CBJ22694 | NO | [7 empty] | 3
378070159 | CBJ24194 |  |  |  | VCBJ/PCE/J24192/MB | 300498023 | Existing | RYB |  |  | CLOSED | CLOSED | LINK |  | 11 kV | [9 empty] | PE 24.19 YAKIN INVEST F2 | Unknown | Unknown | NO | NONE | DISTRIBUTION | TNB | WP PUTRAJAYA & CYBERJAYA | NO | Unknown |  |  |  | NO | [8 empty] | CBJ24194 | NO | [7 empty] | 3
378070164 | CBJ24195 |  |  |  | VCBJ/PCE/J24192/MB | 300498023 | Existing | RYB |  |  | CLOSED | CLOSED | LINK |  | 11 kV | [9 empty] | PE 24.19 YAKIN INVEST F2 | Unknown | Unknown | NO | NONE | DISTRIBUTION | TNB | WP PUTRAJAYA & CYBERJAYA | NO | Unknown |  |  |  | NO | [8 empty] | CBJ24195 | NO | [7 empty] | 3
378070305 | CBJ22891 |  |  |  | VCBJ/PCE/J22891/MB22891 | 300452960 | Existing | RYB |  |  | CLOSED | CLOSED | LINK |  | 11 kV | [6 empty] | SCHNEIDER |  |  | PE 22.89 MYTELEHAUS F1 | Unknown | Unknown | NO | NONE | DISTRIBUTION | TNB | WP PUTRAJAYA & CYBERJAYA | NO | Unknown |  |  |  | NO | [8 empty] | CBJ22891 | NO | [7 empty] | 3
378070310 | CBJ22892 |  |  |  | VCBJ/PCE/J22891/MB22891 | 300452960 | Existing | RYB |  |  | CLOSED | CLOSED | LINK |  | 11 kV | [6 empty] | SCHNEIDER |  |  | PE 22.89 MYTELEHAUS F1 | Unknown | Unknown | NO | NONE | DISTRIBUTION | TNB | WP PUTRAJAYA & CYBERJAYA | NO | Unknown |  |  |  | NO | [8 empty] | CBJ22892 | NO | [7 empty] | 3
378070405 | CBJ22895 |  |  |  | VCBJ/PCE/J22892/MB22894 | 300452961 | Existing | RYB |  |  | CLOSED | CLOSED | LINK |  | 11 kV | [6 empty] | SCHNEIDER |  |  | PE 22.89 MYTELEHAUS F2 | Unknown | Unknown | NO | NONE | DISTRIBUTION | TNB | WP PUTRAJAYA & CYBERJAYA | NO | Unknown |  |  |  | NO | [8 empty] | CBJ22895 | NO | [7 empty] | 3
378070410 | CBJ22894 |  |  |  | VCBJ/PCE/J22892/MB22894 | 300452961 | Existing | RYB |  |  | CLOSED | CLOSED | LINK |  | 11 kV | [6 empty] | SCHNEIDER |  |  | PE 22.89 MYTELEHAUS F2 | Unknown | Unknown | NO | NONE | DISTRIBUTION | TNB | WP PUTRAJAYA & CYBERJAYA | NO | Unknown |  |  |  | NO | [8 empty] | CBJ22894 | NO | [7 empty] | 3
378070506 | CBJ22881 |  |  |  | VCBJ/PCE/J22881/MB22881 | 300452937 | Existing | RYB |  |  | CLOSED | CLOSED | LINK |  | 11 kV | [6 empty] | INDKOM |  |  | PE 22.88 SKY LEISURE F1 | Unknown | Unknown | NO | NONE | DISTRIBUTION | TNB | WP PUTRAJAYA & CYBERJAYA | NO | Unknown |  |  |  | NO | [8 empty] | CBJ22881 | NO | [7 empty] | 3
378070511 | CBJ22882 |  |  |  | VCBJ/PCE/J22881/MB22881 | 300452937 | Existing | RYB |  |  | CLOSED | CLOSED | LINK |  | 11 kV | [6 empty] | INDKOM |  |  | PE 22.88 SKY LEISURE F1 | Unknown | Unknown | NO | NONE | DISTRIBUTION | TNB | WP PUTRAJAYA & CYBERJAYA | NO | Unknown |  |  |  | NO | [8 empty] | CBJ22882 | NO | [7 empty] | 3
378070608 | CBJ22885 |  |  |  | VCBJ/PCE/J22882/MB22884 | 300452941 | Existing | RYB |  |  | CLOSED | CLOSED | LINK |  | 11 kV | [6 empty] | INDKOM |  |  | PE 22.88 SKY LEISURE F2 | Unknown | Unknown | NO | NONE | DISTRIBUTION | TNB | WP PUTRAJAYA & CYBERJAYA | NO | Unknown |  |  |  | NO | [8 empty] | CBJ22885 | NO | [7 empty] | 3
378070613 | CBJ22884 |  |  |  | VCBJ/PCE/J22882/MB22884 | 300452941 | Existing | RYB |  |  | CLOSED | CLOSED | LINK |  | 11 kV | [6 empty] | INDKOM |  |  | PE 22.88 SKY LEISURE F2 | Unknown | Unknown | NO | NONE | DISTRIBUTION | TNB | WP PUTRAJAYA & CYBERJAYA | NO | Unknown |  |  |  | NO | [8 empty] | CBJ22884 | NO | [7 empty] | 3
378071468 | CBJ22931 |  |  |  | VCBJ/PCE/J22931/MB 22931 | 310361712 | Existing | RYB |  |  | CLOSED | CLOSED | LINK |  | 11 kV | [6 empty] | ABB |  |  | PE 22.93 BLOK A TRIENTEL | Unknown | Unknown | NO | NONE | DISTRIBUTION | TNB | WP PUTRAJAYA & CYBERJAYA | NO | Unknown |  |  |  | NO | [8 empty] | CBJ22931 | NO | [7 empty] | 3
378071485 | CBJ22932 |  |  |  | VCBJ/PCE/J22931/MB 22931 | 310361712 | Existing | RYB |  |  | CLOSED | CLOSED | LINK |  | 11 kV | [6 empty] | ABB |  |  | PE 22.93 BLOK A TRIENTEL | Unknown | Unknown | NO | NONE | DISTRIBUTION | TNB | WP PUTRAJAYA & CYBERJAYA | NO | Unknown |  |  |  | NO | [8 empty] | CBJ22932 | NO | [7 empty] | 3
378071648 | CBJ22952 |  |  |  | VCBJ/PCE/J22951/MB22951 | 300454989 | Existing | RYB |  |  | CLOSED | CLOSED | LINK |  | 11 kV | [6 empty] | INDKOM |  |  | PE 22.95 TRIENTEL BLOK C | Unknown | Unknown | NO | NONE | DISTRIBUTION | TNB | WP PUTRAJAYA & CYBERJAYA | NO | Unknown |  |  |  | NO | [8 empty] | CBJ22952 | NO | [7 empty] | 3
378071653 | CBJ22951 |  |  |  | VCBJ/PCE/J22951/MB22951 | 300454989 | Existing | RYB |  |  | CLOSED | CLOSED | LINK |  | 11 kV | [6 empty] | INDKOM |  |  | PE 22.95 TRIENTEL BLOK C | Unknown | Unknown | NO | NONE | DISTRIBUTION | TNB | WP PUTRAJAYA & CYBERJAYA | NO | Unknown |  |  |  | NO | [8 empty] | CBJ22951 | NO | [7 empty] | 3
378071748 | CBJ22962 |  |  |  | VCBJ/PCE/J22961/MB22961 | 300454997 | Existing | RYB |  |  | CLOSED | CLOSED | LINK |  | 11 kV | [6 empty] | INDKOM |  |  | PE 22.96 TRIENTEL BLOK D | Unknown | Unknown | NO | NONE | DISTRIBUTION | TNB | WP PUTRAJAYA & CYBERJAYA | NO | Unknown |  |  |  | NO | [8 empty] | CBJ22962 | NO | [7 empty] | 3
378071753 | CBJ22961 |  |  |  | VCBJ/PCE/J22961/MB22961 | 300454997 | Existing | RYB |  |  | CLOSED | CLOSED | LINK |  | 11 kV | [6 empty] | INDKOM |  |  | PE 22.96 TRIENTEL BLOK D | Unknown | Unknown | NO | NONE | DISTRIBUTION | TNB | WP PUTRAJAYA & CYBERJAYA | NO | Unknown |  |  |  | NO | [8 empty] | CBJ22961 | NO | [7 empty] | 3
378071848 | CBJ22941 |  |  |  | VCBJ/PCE/J22941/MB22941 | 310361704 | Existing | RYB |  |  | CLOSED | CLOSED | LINK |  | 11 kV | [6 empty] | ABB |  |  | PE 22.94 TRIENTEL BLOK B | Unknown | Unknown | NO | NONE | DISTRIBUTION | TNB | WP PUTRAJAYA & CYBERJAYA | NO | Unknown |  |  |  | NO | [8 empty] | CBJ22941 | NO | [7 empty] | 3
378071865 | CBJ22942 |  |  |  | VCBJ/PCE/J22941/MB22941 | 310361704 | Existing | RYB |  |  | CLOSED | CLOSED | LINK |  | 11 kV | [6 empty] | ABB |  |  | PE 22.94 TRIENTEL BLOK B | Unknown | Unknown | NO | NONE | DISTRIBUTION | TNB | WP PUTRAJAYA & CYBERJAYA | NO | Unknown |  |  |  | NO | [8 empty] | CBJ22942 | NO | [7 empty] | 3
378072043 | CBJ21782 |  |  |  | VCBJ/PCE/J21781/MB21781 | 300454995 | Existing | RYB |  |  | CLOSED | CLOSED | LINK |  | 11 kV | [6 empty] | INDKOM |  |  | PE 21.78 GARDEN VIEW BLOK C | Unknown | Unknown | NO | NONE | DISTRIBUTION | TNB | WP PUTRAJAYA & CYBERJAYA | NO | Unknown |  |  |  | NO | [8 empty] | CBJ21782 | NO | [7 empty] | 3
378072048 | CBJ21781 |  |  |  | VCBJ/PCE/J21781/MB21781 | 300454995 | Existing | RYB |  |  | CLOSED | CLOSED | LINK |  | 11 kV | [6 empty] | INDKOM |  |  | PE 21.78 GARDEN VIEW BLOK C | Unknown | Unknown | NO | NONE | DISTRIBUTION | TNB | WP PUTRAJAYA & CYBERJAYA | NO | Unknown |  |  |  | NO | [8 empty] | CBJ21781 | NO | [7 empty] | 3
378072138 | CBJ21773 |  |  |  | VCBJ/PCE/J21771/MB21771 | 300454993 | Existing | RYB |  |  | CLOSED | CLOSED | LINK |  | 11 kV | [6 empty] | TAMCO |  |  | PE 21.77 GARDEN VIEW BLOK B | Unknown | Unknown | NO | NONE | DISTRIBUTION | TNB | WP PUTRAJAYA & CYBERJAYA | NO | Unknown |  |  |  | NO | [8 empty] | CBJ21773 | NO | [7 empty] | 3
378072143 | CBJ21771 |  |  |  | VCBJ/PCE/J21771/MB21771 | 300454993 | Existing | RYB |  |  | CLOSED | CLOSED | LINK |  | 11 kV | [6 empty] | TAMCO |  |  | PE 21.77 GARDEN VIEW BLOK B | Unknown | Unknown | NO | NONE | DISTRIBUTION | TNB | WP PUTRAJAYA & CYBERJAYA | NO | Unknown |  |  |  | NO | [8 empty] | CBJ21771 | NO | [7 empty] | 3
378072235 | CBJ21762 |  |  |  | VCBJ/PCE/J21761/MB21761 | 300454991 | Existing | RYB |  |  | CLOSED | CLOSED | LINK |  | 11 kV | [6 empty] | INDKOM |  |  | PE 21.76 GARDEN VIEW BLOK A | Unknown | Unknown | NO | NONE | DISTRIBUTION | TNB | WP PUTRAJAYA & CYBERJAYA | NO | Unknown |  |  |  | NO | [8 empty] | CBJ21762 | NO | [7 empty] | 3
378072240 | CBJ21761 |  |  |  | VCBJ/PCE/J21761/MB21761 | 300454991 | Existing | RYB |  |  | CLOSED | CLOSED | LINK |  | 11 kV | [6 empty] | INDKOM |  |  | PE 21.76 GARDEN VIEW BLOK A | Unknown | Unknown | NO | NONE | DISTRIBUTION | TNB | WP PUTRAJAYA & CYBERJAYA | NO | Unknown |  |  |  | NO | [8 empty] | CBJ21761 | NO | [7 empty] | 3
378072331 | CBJ21734 |  |  |  | VCBJ/PCE/J21731/MB21731 | 300284821 | Existing | RYB |  |  | CLOSED | CLOSED | LINK |  | 11 kV |  | 17/07/2010 |  |  |  |  | TAMCO |  |  | PE 21.73 - SEK. ANTARABANGSA F1 | Unknown | Unknown | NO | NONE | DISTRIBUTION | TNB | WP PUTRAJAYA & CYBERJAYA | NO | Unknown |  |  |  | NO | [8 empty] | CBJ21734 | NO | [7 empty] | 3
378072336 | CBJ21736 |  |  |  | VCBJ/PCE/J21731/MB21731 | 300284821 | Existing | RYB |  |  | CLOSED | CLOSED | LINK |  | 11 kV |  | 17/07/2010 |  |  |  |  | TAMCO |  |  | PE 21.73 - SEK. ANTARABANGSA F1 | Unknown | Unknown | NO | NONE | DISTRIBUTION | TNB | WP PUTRAJAYA & CYBERJAYA | NO | Unknown |  |  |  | NO | [8 empty] | CBJ21736 | NO | [7 empty] | 3
378072545 | CBJ21731 |  |  |  | VCBJ/PCE/J21732/MB21734 | 300284822 | Existing | RYB |  |  | CLOSED | CLOSED | LINK |  | 11 kV |  | 18/07/2010 |  |  |  |  | TAMCO |  |  | PE 21.73 - SEK. ANTARABANGSA F2 | Unknown | Unknown | NO | NONE | DISTRIBUTION | TNB | WP PUTRAJAYA & CYBERJAYA | NO | Unknown |  |  |  | NO | [8 empty] | CBJ21731 | NO | [7 empty] | 3
378072550 | CBJ21733 |  |  |  | VCBJ/PCE/J21732/MB21734 | 300284822 | Existing | RYB |  |  | CLOSED | CLOSED | LINK |  | 11 kV |  | 18/07/2010 |  |  |  |  | TAMCO |  |  | PE 21.73 - SEK. ANTARABANGSA F2 | Unknown | Unknown | NO | NONE | DISTRIBUTION | TNB | WP PUTRAJAYA & CYBERJAYA | NO | Unknown |  |  |  | NO | [8 empty] | CBJ21733 | NO | [7 empty] | 3
378072661 | CBJ22111 |  |  |  | VCBJ/PCE/J22111/MB22111 | 300280572 | Existing | RYB |  |  | CLOSED | CLOSED | LINK |  | 11 kV |  | 18/02/2001 |  |  |  |  | INDKOM |  |  | PE 22.11 THE STREET MALL F1 | Unknown | Unknown | NO | NONE | DISTRIBUTION | TNB | WP PUTRAJAYA & CYBERJAYA | NO | Unknown |  |  |  | NO | [8 empty] | CBJ22111 | NO | [7 empty] | 3
378072666 | CBJ22112 |  |  |  | VCBJ/PCE/J22111/MB22111 | 300280572 | Existing | RYB |  | CBJ24243 PE 24.24 CRYSTAL VILLE NO.1 | OPEN | CLOSED | LINK |  | 11 kV |  | 18/02/2001 |  |  |  |  | INDKOM |  |  | PE 22.11 THE STREET MALL F1 | Unknown | Unknown | NO | NONE | DISTRIBUTION | TNB | WP PUTRAJAYA & CYBERJAYA | NO | Unknown |  |  |  | NO | [8 empty] | CBJ22112 | NO | [7 empty] | 3
378072756 | CBJ22114 |  |  |  | VCBJ/PCE/J22112/MB22114 | 300280573 | Existing | RYB |  |  | CLOSED | CLOSED | LINK |  | 11 kV |  | 18/02/2001 |  |  |  |  | INDKOM |  |  | PE 22.11 THE STREET MALL F2 | Unknown | Unknown | NO | NONE | DISTRIBUTION | TNB | WP PUTRAJAYA & CYBERJAYA | NO | Unknown |  |  |  | NO | [8 empty] | CBJ22114 | NO | [7 empty] | 3
378072761 | CBJ22113 |  |  |  | VCBJ/PCE/J22112/MB22114 | 300280573 | Existing | RYB |  | CBJ24251 PE 24.25 CRYSTAL VILLE NO.2 | OPEN | CLOSED | LINK |  | 11 kV |  | 18/02/2001 |  |  |  |  | INDKOM |  |  | PE 22.11 THE STREET MALL F2 | Unknown | Unknown | NO | NONE | DISTRIBUTION | TNB | WP PUTRAJAYA & CYBERJAYA | NO | Unknown |  |  |  | NO | [8 empty] | CBJ22113 | NO | [7 empty] | 3
378072853 | CBJ22412 |  |  |  | VCBJ/PCE/J22411/MB22411 | 300280497 | Existing | RYB |  |  | CLOSED | CLOSED | LINK |  | 11 kV |  | 26/10/2004 |  |  |  |  | INDKOM |  |  | PE 22.41 32 UNIT S/LOT BLOK A F1 | Unknown | Unknown | NO | NONE | DISTRIBUTION | TNB | WP PUTRAJAYA & CYBERJAYA | NO | Unknown |  |  |  | NO | [8 empty] | CBJ22412 | NO | [7 empty] | 3
378072858 | CBJ22411 |  |  |  | VCBJ/PCE/J22411/MB22411 | 300280497 | Existing | RYB |  |  | CLOSED | CLOSED | LINK |  | 11 kV |  | 26/10/2004 |  |  |  |  | INDKOM |  |  | PE 22.41 32 UNIT S/LOT BLOK A F1 | Unknown | Unknown | NO | NONE | DISTRIBUTION | TNB | WP PUTRAJAYA & CYBERJAYA | NO | Unknown |  |  |  | NO | [8 empty] | CBJ22411 | NO | [7 empty] | 3
378072947 | CBJ22416 |  |  |  | VCBJ/PCE/J22412/MB22414 | 300280498 | Existing | RYB |  |  | CLOSED | CLOSED | LINK |  | 11 kV |  | 26/10/2004 |  |  |  |  | TAMCO |  |  | PE 22.41 32 UNIT S/LOT BLOK A F2 | Unknown | Unknown | NO | NONE | DISTRIBUTION | TNB | WP PUTRAJAYA & CYBERJAYA | NO | Unknown |  |  |  | NO | [8 empty] | CBJ22416 | NO | [7 empty] | 3
378072952 | CBJ22414 |  |  |  | VCBJ/PCE/J22412/MB22414 | 300280498 | Existing | RYB |  |  | CLOSED | CLOSED | LINK |  | 11 kV |  | 26/10/2004 |  |  |  |  | TAMCO |  |  | PE 22.41 32 UNIT S/LOT BLOK A F2 | Unknown | Unknown | NO | NONE | DISTRIBUTION | TNB | WP PUTRAJAYA & CYBERJAYA | NO | Unknown |  |  |  | NO | [8 empty] | CBJ22414 | NO | [7 empty] | 3
378073323 | CBJ22422 |  |  |  | VCBJ/PCE/J22421/MB22421 | 300281129 | Existing | RYB |  |  | CLOSED | CLOSED | LINK |  | 11 kV |  | 26/10/2004 |  |  |  |  | INDKOM |  |  | PE 22.42 32 UNIT S/LOT BLOK B F1 | Unknown | Unknown | NO | NONE | DISTRIBUTION | TNB | WP PUTRAJAYA & CYBERJAYA | NO | Unknown |  |  |  | NO | [8 empty] | CBJ22422 | NO | [7 empty] | 3
378073328 | CBJ24221 |  |  |  | VCBJ/PCE/J22421/MB22421 | 300281129 | Existing | RYB |  |  | CLOSED | CLOSED | LINK |  | 11 kV |  | 26/10/2004 |  |  |  |  | INDKOM |  |  | PE 22.42 32 UNIT S/LOT BLOK B F1 | Unknown | Unknown | NO | NONE | DISTRIBUTION | TNB | WP PUTRAJAYA & CYBERJAYA | NO | Unknown |  |  |  | NO | [8 empty] | CBJ24221 | NO | [7 empty] | 3
378073430 | CBJ22426 |  |  |  | VCBJ/PCE/J22422/MB22424 | 300281128 | Existing | RYB |  |  | CLOSED | CLOSED | LINK |  | 11 kV |  | 26/10/2004 |  |  |  |  | TAMCO |  |  | PE 22.42 32 UNIT S/LOT BLOK B F2 | Unknown | Unknown | NO | NONE | DISTRIBUTION | TNB | WP PUTRAJAYA & CYBERJAYA | NO | Unknown |  |  |  | NO | [8 empty] | CBJ22426 | NO | [7 empty] | 3
378073435 | CBJ22424 |  |  |  | VCBJ/PCE/J22422/MB22424 | 300281128 | Existing | RYB |  |  | CLOSED | CLOSED | LINK |  | 11 kV |  | 26/10/2004 |  |  |  |  | TAMCO |  |  | PE 22.42 32 UNIT S/LOT BLOK B F2 | Unknown | Unknown | NO | NONE | DISTRIBUTION | TNB | WP PUTRAJAYA & CYBERJAYA | NO | Unknown |  |  |  | NO | [8 empty] | CBJ22424 | NO | [7 empty] | 3
378073528 | CBJ22703 |  |  |  | VCBJ/PCE/J22701/MB22701 | 300450874 | Existing | RYB |  |  | CLOSED | CLOSED | LINK |  | 11 kV |  | 17/09/2011 |  |  |  |  | TAMCO |  |  | PE 22.70 CBD PERDANA 2A F1 | Unknown | Unknown | NO | NONE | DISTRIBUTION | TNB | WP PUTRAJAYA & CYBERJAYA | NO | Unknown |  |  |  | NO | [8 empty] | CBJ22703 | NO | [7 empty] | 3
378073533 | CBJ22701 |  |  |  | VCBJ/PCE/J22701/MB22701 | 300450874 | Existing | RYB |  |  | CLOSED | CLOSED | LINK |  | 11 kV |  | 17/09/2011 |  |  |  |  | TAMCO |  |  | PE 22.70 CBD PERDANA 2A F1 | Unknown | Unknown | NO | NONE | DISTRIBUTION | TNB | WP PUTRAJAYA & CYBERJAYA | NO | Unknown |  |  |  | NO | [8 empty] | CBJ22701 | NO | [7 empty] | 3
378073624 | CBJ22706 |  |  |  | VCBJ/PCE/J22702/MB22704 | 300450876 | Existing | RYB |  |  | CLOSED | CLOSED | LINK |  | 11 kV |  | 18/09/2011 |  |  |  |  | TAMCO |  |  | PE 22.70 CBD PERDANA 2A F2 | Unknown | Unknown | NO | NONE | DISTRIBUTION | TNB | WP PUTRAJAYA & CYBERJAYA | NO | Unknown |  |  |  | NO | [8 empty] | CBJ22706 | NO | [7 empty] | 3
378073629 | CBJ22704 |  |  |  | VCBJ/PCE/J22702/MB22704 | 300450876 | Existing | RYB |  |  | CLOSED | CLOSED | LINK |  | 11 kV |  | 18/09/2011 |  |  |  |  | TAMCO |  |  | PE 22.70 CBD PERDANA 2A F2 | Unknown | Unknown | NO | NONE | DISTRIBUTION | TNB | WP PUTRAJAYA & CYBERJAYA | NO | Unknown |  |  |  | NO | [8 empty] | CBJ22704 | NO | [7 empty] | 3
378073728 | CBJ22711 |  |  |  | VCBJ/PCE/J22711/MB22711 | 300450890 | Existing | RYB |  |  | CLOSED | CLOSED | LINK |  | 11 kV |  | 17/09/2011 | [7 empty] | PE 22.71 CBD PERDANA 2B F1 | Unknown | Unknown | NO | NONE | DISTRIBUTION | TNB | WP PUTRAJAYA & CYBERJAYA | NO | Unknown |  |  |  | NO | [8 empty] | CBJ22711 | NO | [7 empty] | 3
378073745 | CBJ22712 |  |  |  | VCBJ/PCE/J22711/MB22711 | 300450890 | Existing | RYB |  |  | CLOSED | CLOSED | LINK |  | 11 kV |  | 17/09/2011 | [7 empty] | PE 22.71 CBD PERDANA 2B F1 | Unknown | Unknown | NO | NONE | DISTRIBUTION | TNB | WP PUTRAJAYA & CYBERJAYA | NO | Unknown |  |  |  | NO | [8 empty] | CBJ22712 | NO | [7 empty] | 3
378099599 | [6 empty] | Existing | Unknown |  |  | CLOSED | CLOSED | MAIN |  | 11 kV | [9 empty] | PMU PUTRAJAYA CENTRAL 132/33/11 | Unknown | Unknown | NO | NONE | DISTRIBUTION | TNB | WP PUTRAJAYA & CYBERJAYA | NO | Unknown |  |  |  | NO | [17 empty] | 0
378099628 | [6 empty] | Existing | RYB |  |  | CLOSED | CLOSED | MAIN |  | 33 kV | [9 empty] | PMU PUTRAJAYA CENTRAL 132/33/11 | Unknown | Unknown | NO | NONE | DISTRIBUTION | TNB | WP PUTRAJAYA & CYBERJAYA | NO | Unknown |  |  |  | NO | [17 empty] | 6
378099707 | [6 empty] | Existing | Unknown |  |  | OPEN | CLOSED | MAIN |  | 33 kV | [9 empty] | PMU PUTRAJAYA CENTRAL 132/33/11 | Unknown | Unknown | NO | NONE | DISTRIBUTION | TNB | WP PUTRAJAYA & CYBERJAYA | NO | Unknown |  |  |  | NO | [17 empty] | 0
378099716 | [6 empty] | Existing | Unknown |  |  | CLOSED | CLOSED | MAIN |  | 11 kV | [9 empty] | PMU PUTRAJAYA CENTRAL 132/33/11 | Unknown | Unknown | NO | NONE | DISTRIBUTION | TNB | WP PUTRAJAYA & CYBERJAYA | NO | Unknown |  |  |  | NO | [17 empty] | 0
378099720 | [6 empty] | Existing | Unknown |  |  | CLOSED | CLOSED | MAIN |  | 11 kV | [9 empty] | PMU PUTRAJAYA CENTRAL 132/33/11 | Unknown | Unknown | NO | NONE | DISTRIBUTION | TNB | WP PUTRAJAYA & CYBERJAYA | NO | Unknown |  |  |  | NO | [17 empty] | 0
378099722 | [6 empty] | Existing | RYB |  |  | CLOSED | CLOSED | MAIN |  | 33 kV | [9 empty] | PMU PUTRAJAYA CENTRAL 132/33/11 | Unknown | Unknown | NO | NONE | DISTRIBUTION | TNB | WP PUTRAJAYA & CYBERJAYA | NO | Unknown |  |  |  | NO | [17 empty] | 6
378099743 | [6 empty] | Existing | Unknown |  |  | CLOSED | CLOSED | MAIN |  | 11 kV | [9 empty] | PMU PUTRAJAYA CENTRAL 132/33/11 | Unknown | Unknown | NO | NONE | DISTRIBUTION | TNB | WP PUTRAJAYA & CYBERJAYA | NO | Unknown |  |  |  | NO | [17 empty] | 0
378099745 | [6 empty] | Existing | RYB |  |  | CLOSED | CLOSED | MAIN |  | 33 kV | [9 empty] | PMU PUTRAJAYA CENTRAL 132/33/11 | Unknown | Unknown | NO | NONE | DISTRIBUTION | TNB | WP PUTRAJAYA & CYBERJAYA | NO | Unknown |  |  |  | NO | [17 empty] | 9
378099773 | [6 empty] | Existing | Unknown |  |  | CLOSED | CLOSED | MAIN |  | 33 kV | [9 empty] | PMU PUTRAJAYA CENTRAL 132/33/11 | Unknown | Unknown | NO | NONE | DISTRIBUTION | TNB | WP PUTRAJAYA & CYBERJAYA | NO | Unknown |  |  |  | NO | [17 empty] | 0
378099778 | [6 empty] | Existing | RYB |  |  | CLOSED | CLOSED | MAIN |  | 33 kV | [9 empty] | PMU PUTRAJAYA CENTRAL 132/33/11 | Unknown | Unknown | NO | NONE | DISTRIBUTION | TNB | WP PUTRAJAYA & CYBERJAYA | Unknown |  |  |  |  | NO | [17 empty] | 6
378099799 | [6 empty] | Existing | Unknown |  |  | CLOSED | CLOSED | MAIN |  | 11 kV | [9 empty] | PMU PUTRAJAYA CENTRAL 132/33/11 | Unknown | Unknown | NO | NONE | DISTRIBUTION | TNB | WP PUTRAJAYA & CYBERJAYA | NO | Unknown |  |  |  | NO | [17 empty] | 0
378099800 | [6 empty] | Existing | Unknown |  |  | CLOSED | CLOSED | MAIN |  | 33 kV | [9 empty] | PMU PUTRAJAYA CENTRAL 132/33/11 | Unknown | Unknown | NO | NONE | DISTRIBUTION | TNB | WP PUTRAJAYA & CYBERJAYA | NO | Unknown |  |  |  | NO | [17 empty] | 0
378099852 | [6 empty] | Existing | Unknown |  |  | CLOSED | CLOSED | MAIN |  | 11 kV | [9 empty] | PMU PUTRAJAYA CENTRAL 132/33/11 | Unknown | Unknown | NO | NONE | DISTRIBUTION | TNB | WP PUTRAJAYA & CYBERJAYA | NO | Unknown |  |  |  | NO | [17 empty] | 0
378099854 | 1WO |  |  |  | VPTJ/PMU/G00003/MB1WO | 300433184 | Existing | Unknown |  |  | OPEN | CLOSED | BUSBAR COUPLER |  | 33 kV |  | 2011-09-05 |  |  |  |  | TAMCO |  |  | PMU PUTRAJAYA CENTRAL 132/33/11 | Unknown | Unknown | NO | NONE | DISTRIBUTION | TNB | WP PUTRAJAYA & CYBERJAYA | NO | Unknown |  |  |  | NO | [8 empty] | 1WO | [8 empty] | 0
378099857 | [6 empty] | Existing | Unknown |  |  | CLOSED | CLOSED | MAIN |  | 33 kV | [9 empty] | PMU PUTRAJAYA CENTRAL 132/33/11 | Unknown | Unknown | NO | NONE | DISTRIBUTION | TNB | WP PUTRAJAYA & CYBERJAYA | Unknown |  |  |  |  | NO | [17 empty] | 0
378099865 | [6 empty] | Existing | Unknown |  |  | OPEN | CLOSED | MAIN |  | 33 kV | [9 empty] | PMU PUTRAJAYA CENTRAL 132/33/11 | Unknown | Unknown | NO | NONE | DISTRIBUTION | TNB | WP PUTRAJAYA & CYBERJAYA | NO | Unknown |  |  |  | NO | [17 empty] | 0
378099882 | [6 empty] | Existing | RYB |  |  | CLOSED | CLOSED | MAIN |  | 33 kV | [9 empty] | PMU PUTRAJAYA CENTRAL 132/33/11 | Unknown | Unknown | NO | NONE | DISTRIBUTION | TNB | WP PUTRAJAYA & CYBERJAYA | Unknown |  |  |  |  | NO | [17 empty] | 6
378099902 | [6 empty] | Existing | Unknown |  |  | CLOSED | CLOSED | MAIN |  | 11 kV | [9 empty] | PMU PUTRAJAYA CENTRAL 132/33/11 | Unknown | Unknown | NO | NONE | DISTRIBUTION | TNB | WP PUTRAJAYA & CYBERJAYA | NO | Unknown |  |  |  | NO | [17 empty] | 0
378099904 | [6 empty] | Existing | RYB |  |  | OPEN | CLOSED | MAIN |  | 33 kV | [9 empty] | PMU PUTRAJAYA CENTRAL 132/33/11 | Unknown | Unknown | NO | NONE | DISTRIBUTION | TNB | WP PUTRAJAYA & CYBERJAYA | NO | Unknown |  |  |  | NO | [17 empty] | 6
378099934 | [6 empty] | Existing | Unknown |  |  | CLOSED | CLOSED | MAIN |  | 11 kV | [9 empty] | PMU PUTRAJAYA CENTRAL 132/33/11 | Unknown | Unknown | NO | NONE | DISTRIBUTION | TNB | WP PUTRAJAYA & CYBERJAYA | NO | Unknown |  |  |  | NO | [17 empty] | 0
378099935 | [6 empty] | Existing | Unknown |  |  | CLOSED | CLOSED | MAIN |  | 11 kV | [9 empty] | PMU PUTRAJAYA CENTRAL 132/33/11 | Unknown | Unknown | NO | NONE | DISTRIBUTION | TNB | WP PUTRAJAYA & CYBERJAYA | NO | Unknown |  |  |  | NO | [17 empty] | 0
378099978 | [6 empty] | Existing | Unknown |  |  | CLOSED | CLOSED | MAIN |  | 11 kV | [9 empty] | PMU PUTRAJAYA CENTRAL 132/33/11 | Unknown | Unknown | NO | NONE | DISTRIBUTION | TNB | WP PUTRAJAYA & CYBERJAYA | NO | Unknown |  |  |  | NO | [17 empty] | 0
378099991 | [6 empty] | Existing | RYB |  |  | CLOSED | CLOSED | MAIN |  | 33 kV | [9 empty] | PMU PUTRAJAYA CENTRAL 132/33/11 | Unknown | Unknown | NO | NONE | DISTRIBUTION | TNB | WP PUTRAJAYA & CYBERJAYA | Unknown |  |  |  |  | NO | [17 empty] | 6
378100012 | 30 |  |  |  | VPTJ/PMU/G00003/NB30 | 300433213 | Existing | Unknown |  |  | CLOSED | CLOSED | BUSBAR SECTION |  | 11 kV |  | 2011-09-05 |  |  |  |  | TAMCO |  |  | PMU PUTRAJAYA CENTRAL 132/33/11 | Unknown | Unknown | NO | NONE | DISTRIBUTION | TNB | WP PUTRAJAYA & CYBERJAYA | NO | Unknown |  |  |  | NO | [8 empty] | 30 | [8 empty] | 0
378100019 | [6 empty] | Existing | Unknown |  |  | OPEN | CLOSED | MAIN |  | 33 kV | [9 empty] | PMU PUTRAJAYA CENTRAL 132/33/11 | Unknown | Unknown | NO | NONE | DISTRIBUTION | TNB | WP PUTRAJAYA & CYBERJAYA | NO | Unknown |  |  |  | NO | [17 empty] | 0
378100023 | [6 empty] | Existing | Unknown |  |  | OPEN | CLOSED | MAIN |  | 33 kV | [9 empty] | PMU PUTRAJAYA CENTRAL 132/33/11 | Unknown | Unknown | NO | NONE | DISTRIBUTION | TNB | WP PUTRAJAYA & CYBERJAYA | NO | Unknown |  |  |  | NO | [17 empty] | 0
378100024 | [6 empty] | Existing | Unknown |  |  | CLOSED | CLOSED | MAIN |  | 33 kV | [9 empty] | PMU PUTRAJAYA CENTRAL 132/33/11 | Unknown | Unknown | NO | NONE | DISTRIBUTION | TNB | WP PUTRAJAYA & CYBERJAYA | NO | Unknown |  |  |  | NO | [17 empty] | 0
378100038 | [6 empty] | Existing | Unknown |  |  | OPEN | CLOSED | MAIN |  | 33 kV | [9 empty] | PMU PUTRAJAYA CENTRAL 132/33/11 | Unknown | Unknown | NO | NONE | DISTRIBUTION | TNB | WP PUTRAJAYA & CYBERJAYA | NO | Unknown |  |  |  | NO | [17 empty] | 0
378100040 | [6 empty] | Existing | Unknown |  |  | CLOSED | CLOSED | MAIN |  | 33 kV | [9 empty] | PMU PUTRAJAYA CENTRAL 132/33/11 | Unknown | Unknown | NO | NONE | DISTRIBUTION | TNB | WP PUTRAJAYA & CYBERJAYA | NO | Unknown |  |  |  | NO | [17 empty] | 0
378100049 | 1SO |  |  |  | VPTJ/PMU/G00003/MB1SO | 300433201 | Existing | Unknown |  |  | OPEN | CLOSED | BUSBAR SECTION |  | 33 kV |  | 2011-09-05 |  |  |  |  | TAMCO |  |  | PMU PUTRAJAYA CENTRAL 132/33/11 | Unknown | Unknown | NO | NONE | DISTRIBUTION | TNB | WP PUTRAJAYA & CYBERJAYA | NO | Unknown |  |  |  | NO | [8 empty] | 1SO | [8 empty] | 0
378100050 | [6 empty] | Existing | RYB |  |  | OPEN | CLOSED | MAIN |  | 33 kV | [9 empty] | PMU PUTRAJAYA CENTRAL 132/33/11 | Unknown | Unknown | NO | NONE | DISTRIBUTION | TNB | WP PUTRAJAYA & CYBERJAYA | NO | Unknown |  |  |  | NO | [17 empty] | 9
378100062 | [6 empty] | Existing | Unknown |  |  | CLOSED | CLOSED | MAIN |  | 33 kV | [9 empty] | PMU PUTRAJAYA CENTRAL 132/33/11 | Unknown | Unknown | NO | NONE | DISTRIBUTION | TNB | WP PUTRAJAYA & CYBERJAYA | NO | Unknown |  |  |  | NO | [17 empty] | 0
378100063 | [6 empty] | Existing | Unknown |  |  | CLOSED | CLOSED | MAIN |  | 33 kV | [9 empty] | PMU PUTRAJAYA CENTRAL 132/33/11 | Unknown | Unknown | NO | NONE | DISTRIBUTION | TNB | WP PUTRAJAYA & CYBERJAYA | NO | Unknown |  |  |  | NO | [17 empty] | 0
378100082 | [6 empty] | Existing | RYB |  |  | OPEN | CLOSED | MAIN |  | 33 kV | [9 empty] | PMU PUTRAJAYA CENTRAL 132/33/11 | Unknown | Unknown | NO | NONE | DISTRIBUTION | TNB | WP PUTRAJAYA & CYBERJAYA | NO | Unknown |  |  |  | NO | [17 empty] | 6
378100090 | [6 empty] | Existing | RYB |  |  | CLOSED | CLOSED | MAIN |  | 33 kV | [9 empty] | PMU PUTRAJAYA CENTRAL 132/33/11 | Unknown | Unknown | NO | NONE | DISTRIBUTION | TNB | WP PUTRAJAYA & CYBERJAYA | Unknown |  |  |  |  | NO | [17 empty] | 6
378100110 | [6 empty] | Existing | Unknown |  |  | CLOSED | CLOSED | MAIN |  | 11 kV | [9 empty] | PMU PUTRAJAYA CENTRAL 132/33/11 | Unknown | Unknown | NO | NONE | DISTRIBUTION | TNB | WP PUTRAJAYA & CYBERJAYA | NO | Unknown |  |  |  | NO | [17 empty] | 0
378100114 | [6 empty] | Existing | Unknown |  |  | CLOSED | CLOSED | MAIN |  | 33 kV | [9 empty] | PMU PUTRAJAYA CENTRAL 132/33/11 | Unknown | Unknown | NO | NONE | DISTRIBUTION | TNB | WP PUTRAJAYA & CYBERJAYA | NO | Unknown |  |  |  | NO | [17 empty] | 0
378100126 | [6 empty] | Existing | Unknown |  |  | CLOSED | CLOSED | MAIN |  | 11 kV | [9 empty] | PMU PUTRAJAYA CENTRAL 132/33/11 | Unknown | Unknown | NO | NONE | DISTRIBUTION | TNB | WP PUTRAJAYA & CYBERJAYA | NO | Unknown |  |  |  | NO | [17 empty] | 0
378100127 | [6 empty] | Existing | Unknown |  |  | CLOSED | CLOSED | MAIN |  | 11 kV | [9 empty] | PMU PUTRAJAYA CENTRAL 132/33/11 | Unknown | Unknown | NO | NONE | DISTRIBUTION | TNB | WP PUTRAJAYA & CYBERJAYA | NO | Unknown |  |  |  | NO | [17 empty] | 0
378100134 | [6 empty] | Existing | RYB |  |  | OPEN | CLOSED | MAIN |  | 33 kV | [9 empty] | PMU PUTRAJAYA CENTRAL 132/33/11 | Unknown | Unknown | NO | NONE | DISTRIBUTION | TNB | WP PUTRAJAYA & CYBERJAYA | NO | Unknown |  |  |  | NO | [17 empty] | 9
378100150 | [6 empty] | Existing | Unknown |  |  | CLOSED | CLOSED | MAIN |  | 11 kV | [9 empty] | PMU PUTRAJAYA CENTRAL 132/33/11 | Unknown | Unknown | NO | NONE | DISTRIBUTION | TNB | WP PUTRAJAYA & CYBERJAYA | NO | Unknown |  |  |  | NO | [17 empty] | 0
378100165 | [6 empty] | Existing | Unknown |  |  | OPEN | OPEN | MAIN |  | 33 kV | [9 empty] | PMU PUTRAJAYA CENTRAL 132/33/11 | Unknown | Unknown | NO | NONE | DISTRIBUTION | TNB | WP PUTRAJAYA & CYBERJAYA | NO | Unknown |  |  |  | NO | [17 empty] | 0
378100170 | [6 empty] | Existing | Unknown |  |  | CLOSED | CLOSED | MAIN |  | 33 kV | [9 empty] | PMU PUTRAJAYA CENTRAL 132/33/11 | Unknown | Unknown | NO | NONE | DISTRIBUTION | TNB | WP PUTRAJAYA & CYBERJAYA | NO | Unknown |  |  |  | NO | [17 empty] | 0
378100173 | [6 empty] | Existing | Unknown |  |  | OPEN | CLOSED | MAIN |  | 33 kV | [9 empty] | PMU PUTRAJAYA CENTRAL 132/33/11 | Unknown | Unknown | NO | NONE | DISTRIBUTION | TNB | WP PUTRAJAYA & CYBERJAYA | NO | Unknown |  |  |  | NO | [17 empty] | 0
378100175 | [6 empty] | Existing | Unknown |  |  | OPEN | CLOSED | MAIN |  | 33 kV | [9 empty] | PMU PUTRAJAYA CENTRAL 132/33/11 | Unknown | Unknown | NO | NONE | DISTRIBUTION | TNB | WP PUTRAJAYA & CYBERJAYA | NO | Unknown |  |  |  | NO | [17 empty] | 0
378100187 | [6 empty] | Existing | Unknown |  |  | OPEN | CLOSED | MAIN |  | 33 kV | [9 empty] | PMU PUTRAJAYA CENTRAL 132/33/11 | Unknown | Unknown | NO | NONE | DISTRIBUTION | TNB | WP PUTRAJAYA & CYBERJAYA | NO | Unknown |  |  |  | NO | [17 empty] | 0
378100215 | [6 empty] | Existing | Unknown |  |  | OPEN | OPEN | MAIN |  | 33 kV | [9 empty] | PMU PUTRAJAYA CENTRAL 132/33/11 | Unknown | Unknown | NO | NONE | DISTRIBUTION | TNB | WP PUTRAJAYA & CYBERJAYA | Unknown |  |  |  |  | NO | [17 empty] | 0
378100238 | [6 empty] | Existing | Unknown |  |  | CLOSED | CLOSED | MAIN |  | 11 kV | [9 empty] | PMU PUTRAJAYA CENTRAL 132/33/11 | Unknown | Unknown | NO | NONE | DISTRIBUTION | TNB | WP PUTRAJAYA & CYBERJAYA | NO | Unknown |  |  |  | NO | [17 empty] | 0
378100266 | [6 empty] | Existing | Unknown |  |  | CLOSED | CLOSED | MAIN |  | 33 kV | [9 empty] | PMU PUTRAJAYA CENTRAL 132/33/11 | Unknown | Unknown | NO | NONE | DISTRIBUTION | TNB | WP PUTRAJAYA & CYBERJAYA | NO | Unknown |  |  |  | NO | [17 empty] | 0
378100270 | [6 empty] | Existing | RYB |  |  | CLOSED | CLOSED | MAIN |  | 33 kV | [9 empty] | PMU PUTRAJAYA CENTRAL 132/33/11 | Unknown | Unknown | NO | NONE | DISTRIBUTION | TNB | WP PUTRAJAYA & CYBERJAYA | NO | Unknown |  |  |  | NO | [17 empty] | 9
378100284 | [6 empty] | Existing | Unknown |  |  | CLOSED | CLOSED | MAIN |  | 11 kV | [9 empty] | PMU PUTRAJAYA CENTRAL 132/33/11 | Unknown | Unknown | NO | NONE | DISTRIBUTION | TNB | WP PUTRAJAYA & CYBERJAYA | NO | Unknown |  |  |  | NO | [17 empty] | 0
378112556 | PTJ08374 |  |  |  | VPTJ/PCE/J08372/MB08374 | 310339451 | Existing | RYB |  |  | CLOSED | CLOSED | LINK |  | 11 kV | [6 empty] | INDKOM |  |  | PE 8.37 8R7 (F2) | Unknown | Unknown | NO | NONE | DISTRIBUTION | TNB | WP PUTRAJAYA & CYBERJAYA | NO | Unknown |  |  |  | NO | [8 empty] | PTJ08374 | NO | [7 empty] | 3
378112561 | PTJ08375 |  |  |  | VPTJ/PCE/J08372/MB08374 | 310339451 | Existing | RYB |  |  | CLOSED | CLOSED | LINK |  | 11 kV | [6 empty] | INDKOM |  |  | PE 8.37 8R7 (F2) | Unknown | Unknown | NO | NONE | DISTRIBUTION | TNB | WP PUTRAJAYA & CYBERJAYA | NO | Unknown |  |  |  | NO | [8 empty] | PTJ08375 | NO | [7 empty] | 3
378112650 | PTJ08371 |  |  |  | VPTJ/PCE/J08371/MB08371 | 310339450 | Existing | RYB |  |  | CLOSED | CLOSED | LINK |  | 11 kV | [6 empty] | INDKOM |  |  | PE 8.37 8R7 (F1) | Unknown | Unknown | NO | NONE | DISTRIBUTION | TNB | WP PUTRAJAYA & CYBERJAYA | NO | Unknown |  |  |  | NO | [8 empty] | PTJ08371 | NO | [7 empty] | 3
378112655 | PTJ08372 |  |  |  | VPTJ/PCE/J08371/MB08371 | 310339450 | Existing | RYB |  |  | CLOSED | CLOSED | LINK |  | 11 kV | [6 empty] | INDKOM |  |  | PE 8.37 8R7 (F1) | Unknown | Unknown | NO | NONE | DISTRIBUTION | TNB | WP PUTRAJAYA & CYBERJAYA | NO | Unknown |  |  |  | NO | [8 empty] | PTJ08372 | NO | [7 empty] | 3
378112752 | PTJ08211 |  |  |  | VPTJ/PCE/J08211/MB08211 | 300280806 | Existing | RYB |  |  | CLOSED | CLOSED | LINK |  | 11 kV |  | 2002-12-11 |  |  |  |  | INDKOM |  |  | PE 8.21 APT B (EFI) (F1) | Unknown | Unknown | NO | NONE | DISTRIBUTION | TNB | WP PUTRAJAYA & CYBERJAYA | NO | Unknown |  |  |  | NO | [8 empty] | PTJ08211 | NO | [7 empty] | 3
378112757 | PTJ08212 |  |  |  | VPTJ/PCE/J08211/MB08211 | 300280806 | Existing | RYB |  |  | CLOSED | CLOSED | LINK |  | 11 kV |  | 2002-12-11 |  |  |  |  | INDKOM |  |  | PE 8.21 APT B (EFI) (F1) | Unknown | Unknown | NO | NONE | DISTRIBUTION | TNB | WP PUTRAJAYA & CYBERJAYA | NO | Unknown |  |  |  | NO | [8 empty] | PTJ08212 | NO | [7 empty] | 3
378112846 | PTJ08214 |  |  |  | VPTJ/PCE/J08212/MB08214 | 300280807 | Existing | RYB |  |  | CLOSED | CLOSED | LINK |  | 11 kV |  | 2002-12-11 |  |  |  |  | INDKOM |  |  | PE 8.21 APT B (EFI) (F2) | Unknown | Unknown | NO | NONE | DISTRIBUTION | TNB | WP PUTRAJAYA & CYBERJAYA | NO | Unknown |  |  |  | NO | [8 empty] | PTJ08214 | NO | [7 empty] | 3
378112851 | PTJ08215 |  |  |  | VPTJ/PCE/J08212/MB08214 | 300280807 | Existing | RYB |  |  | CLOSED | CLOSED | LINK |  | 11 kV |  | 2002-12-11 |  |  |  |  | INDKOM |  |  | PE 8.21 APT B (EFI) (F2) | Unknown | Unknown | NO | NONE | DISTRIBUTION | TNB | WP PUTRAJAYA & CYBERJAYA | NO | Unknown |  |  |  | NO | [8 empty] | PTJ08215 | NO | [7 empty] | 3
378112958 | PTJ08201 |  |  |  | VPTJ/PCE/J08201/MB08201 | 300280804 | Existing | RYB |  |  | CLOSED | CLOSED | LINK |  | 11 kV |  | 13/11/2002 |  |  |  |  | INDKOM |  |  | PE 8.20 APT D (F1) | Unknown | Unknown | NO | NONE | DISTRIBUTION | TNB | WP PUTRAJAYA & CYBERJAYA | NO | Unknown |  |  |  | NO | [8 empty] | PTJ08201 | NO | [7 empty] | 3
378112963 | PTJ08202 |  |  |  | VPTJ/PCE/J08201/MB08201 | 300280804 | Existing | RYB |  |  | CLOSED | CLOSED | LINK |  | 11 kV |  | 13/11/2002 |  |  |  |  | INDKOM |  |  | PE 8.20 APT D (F1) | Unknown | Unknown | NO | NONE | DISTRIBUTION | TNB | WP PUTRAJAYA & CYBERJAYA | NO | Unknown |  |  |  | NO | [8 empty] | PTJ08202 | NO | [7 empty] | 3
378113055 | PTJ08204 |  |  |  | VPTJ/PCE/J08202/MB08204 | 300280805 | Existing | RYB |  |  | CLOSED | CLOSED | LINK |  | 11 kV |  | 13/11/2002 |  |  |  |  | INDKOM |  |  | PE 8.20 APT D (F2) | Unknown | Unknown | NO | NONE | DISTRIBUTION | TNB | WP PUTRAJAYA & CYBERJAYA | NO | Unknown |  |  |  | NO | [8 empty] | PTJ08204 | NO | [7 empty] | 3
378113060 | PTJ08205 |  |  |  | VPTJ/PCE/J08202/MB08204 | 300280805 | Existing | RYB |  |  | CLOSED | CLOSED | LINK |  | 11 kV |  | 13/11/2002 |  |  |  |  | INDKOM |  |  | PE 8.20 APT D (F2) | Unknown | Unknown | NO | NONE | DISTRIBUTION | TNB | WP PUTRAJAYA & CYBERJAYA | NO | Unknown |  |  |  | NO | [8 empty] | PTJ08205 | NO | [7 empty] | 3
378113154 | PTJ08191 |  |  |  | VPTJ/PCE/J08191/MB08191 | 300280802 | Existing | RYB |  |  | CLOSED | CLOSED | LINK |  | 11 kV |  | 13/11/2002 |  |  |  |  | INDKOM |  |  | PE 8.19 APT A (EFI) (F1) | Unknown | Unknown | NO | NONE | DISTRIBUTION | TNB | WP PUTRAJAYA & CYBERJAYA | NO | Unknown |  |  |  | NO | [8 empty] | PTJ08191 | NO | [7 empty] | 3
378113159 | PTJ08192 |  |  |  | VPTJ/PCE/J08191/MB08191 | 300280802 | Existing | RYB |  |  | CLOSED | CLOSED | LINK |  | 11 kV |  | 13/11/2002 |  |  |  |  | INDKOM |  |  | PE 8.19 APT A (EFI) (F1) | Unknown | Unknown | NO | NONE | DISTRIBUTION | TNB | WP PUTRAJAYA & CYBERJAYA | NO | Unknown |  |  |  | NO | [8 empty] | PTJ08192 | NO | [7 empty] | 3
378113246 | PTJ08194 |  |  |  | VPTJ/PCE/J08192/MB08194 | 300280803 | Existing | RYB |  |  | CLOSED | CLOSED | LINK |  | 11 kV |  | 13/11/2002 |  |  |  |  | INDKOM |  |  | PE 8.19 APT A (EFI) (F2) | Unknown | Unknown | NO | NONE | DISTRIBUTION | TNB | WP PUTRAJAYA & CYBERJAYA | NO | Unknown |  |  |  | NO | [8 empty] | PTJ08194 | NO | [7 empty] | 3
378113251 | PTJ08195 |  |  |  | VPTJ/PCE/J08192/MB08194 | 300280803 | Existing | RYB |  |  | CLOSED | CLOSED | LINK |  | 11 kV |  | 13/11/2002 |  |  |  |  | INDKOM |  |  | PE 8.19 APT A (EFI) (F2) | Unknown | Unknown | NO | NONE | DISTRIBUTION | TNB | WP PUTRAJAYA & CYBERJAYA | NO | Unknown |  |  |  | NO | [8 empty] | PTJ08195 | NO | [7 empty] | 3
378113360 | PTJ08271 |  |  |  | VPTJ/PCE/J08271/MB08271 | 300284804 | Existing | RYB |  |  | CLOSED | CLOSED | LINK |  | 11 kV |  | 18/06/2010 |  |  |  |  | TAMCO |  |  | PE 8.27 APT C5 (F1) | Unknown | Unknown | NO | NONE | DISTRIBUTION | TNB | WP PUTRAJAYA & CYBERJAYA | NO | Unknown |  |  |  | NO | [8 empty] | PTJ08271 | NO | [7 empty] | 3
378113365 | PTJ08273 |  |  |  | VPTJ/PCE/J08271/MB08271 | 300284804 | Existing | RYB |  |  | CLOSED | CLOSED | LINK |  | 11 kV |  | 18/06/2010 |  |  |  |  | TAMCO |  |  | PE 8.27 APT C5 (F1) | Unknown | Unknown | NO | NONE | DISTRIBUTION | TNB | WP PUTRAJAYA & CYBERJAYA | NO | Unknown |  |  |  | NO | [8 empty] | PTJ08273 | NO | [7 empty] | 3
378113454 | PTJ08274 |  |  |  | VPTJ/PCE/J08272/MB08274 | 300284805 | Existing | RYB |  |  | CLOSED | CLOSED | LINK |  | 11 kV |  | 18/06/2010 |  |  |  |  | TAMCO |  |  | PE 8.27 APT C5 (F2) | Unknown | Unknown | NO | NONE | DISTRIBUTION | TNB | WP PUTRAJAYA & CYBERJAYA | NO | Unknown |  |  |  | NO | [8 empty] | PTJ08274 | NO | [7 empty] | 3
378113459 | PTJ08275 |  |  |  | VPTJ/PCE/J08272/MB08274 | 300284805 | Existing | RYB |  |  | CLOSED | CLOSED | LINK |  | 11 kV |  | 18/06/2010 |  |  |  |  | TAMCO |  |  | PE 8.27 APT C5 (F2) | Unknown | Unknown | NO | NONE | DISTRIBUTION | TNB | WP PUTRAJAYA & CYBERJAYA | NO | Unknown |  |  |  | NO | [8 empty] | PTJ08275 | NO | [7 empty] | 3
378113559 | PTJ08281 |  |  |  | VPTJ/PCE/J08281/MB08281 | 300284800 | Existing | RYB |  |  | CLOSED | CLOSED | LINK |  | 11 kV |  | 18/06/2010 |  |  |  |  | TAMCO |  |  | PE 8.28 APT C6 F1 | Unknown | Unknown | NO | NONE | DISTRIBUTION | TNB | WP PUTRAJAYA & CYBERJAYA | NO | Unknown |  |  |  | NO | [8 empty] | PTJ08281 | NO | [7 empty] | 3
378113564 | PTJ08283 |  |  |  | VPTJ/PCE/J08281/MB08281 | 300284800 | Existing | RYB |  |  | CLOSED | CLOSED | LINK |  | 11 kV |  | 18/06/2010 |  |  |  |  | TAMCO |  |  | PE 8.28 APT C6 F1 | Unknown | Unknown | NO | NONE | DISTRIBUTION | TNB | WP PUTRAJAYA & CYBERJAYA | NO | Unknown |  |  |  | NO | [8 empty] | PTJ08283 | NO | [7 empty] | 3
378113653 | PTJ08284 |  |  |  | VPTJ/PCE/J08282/MB08284 | 300284801 | Existing | RYB |  |  | CLOSED | CLOSED | LINK |  | 11 kV |  | 18/06/2010 |  |  |  |  | TAMCO |  |  | PE 8.28 APT C6 F2 | Unknown | Unknown | NO | NONE | DISTRIBUTION | TNB | WP PUTRAJAYA & CYBERJAYA | NO | Unknown |  |  |  | NO | [8 empty] | PTJ08284 | NO | [7 empty] | 3
378113658 | PTJ08285 |  |  |  | VPTJ/PCE/J08282/MB08284 | 300284801 | Existing | RYB |  |  | CLOSED | CLOSED | LINK |  | 11 kV |  | 18/06/2010 |  |  |  |  | TAMCO |  |  | PE 8.28 APT C6 F2 | Unknown | Unknown | NO | NONE | DISTRIBUTION | TNB | WP PUTRAJAYA & CYBERJAYA | NO | Unknown |  |  |  | NO | [8 empty] | PTJ08285 | NO | [7 empty] | 3
378113761 | PTJ08231 |  |  |  | VPTJ/PCE/J08231/MB08231 | 300280808 | Existing | RYB |  |  | CLOSED | CLOSED | LINK |  | 11 kV |  | 30/07/2002 |  |  |  |  | INDKOM |  |  | PE 8.23 PS8 (F1) | Unknown | Unknown | NO | NONE | DISTRIBUTION | TNB | WP PUTRAJAYA & CYBERJAYA | NO | Unknown |  |  |  | NO | [8 empty] | PTJ08231 | NO | [7 empty] | 3
378113766 | PTJ08232 |  |  |  | VPTJ/PCE/J08231/MB08231 | 300280808 | Existing | RYB |  |  | CLOSED | CLOSED | LINK |  | 11 kV |  | 30/07/2002 |  |  |  |  | INDKOM |  |  | PE 8.23 PS8 (F1) | Unknown | Unknown | NO | NONE | DISTRIBUTION | TNB | WP PUTRAJAYA & CYBERJAYA | NO | Unknown |  |  |  | NO | [8 empty] | PTJ08232 | NO | [7 empty] | 3
378113852 | PTJ08234 |  |  |  | VPTJ/PCE/J08232/MB08234 | 300280809 | Existing | RYB |  |  | CLOSED | CLOSED | LINK |  | 11 kV |  | 30/07/2002 |  |  |  |  | INDKOM |  |  | PE 8.23 PS8 (F2) | Unknown | Unknown | NO | NONE | DISTRIBUTION | TNB | WP PUTRAJAYA & CYBERJAYA | NO | Unknown |  |  |  | NO | [8 empty] | PTJ08234 | NO | [7 empty] | 3
378113857 | PTJ08235 |  |  |  | VPTJ/PCE/J08232/MB08234 | 300280809 | Existing | RYB |  |  | CLOSED | CLOSED | LINK |  | 11 kV |  | 30/07/2002 |  |  |  |  | INDKOM |  |  | PE 8.23 PS8 (F2) | Unknown | Unknown | NO | NONE | DISTRIBUTION | TNB | WP PUTRAJAYA & CYBERJAYA | NO | Unknown |  |  |  | NO | [8 empty] | PTJ08235 | NO | [7 empty] | 3
378113946 | PTJ07131 |  |  |  | VPTJ/PCE/J07131/MB07131 | 310339468 | Existing | RYB |  | PTJ09503 PE 9.50 DEPOH VSQC | CLOSED | CLOSED | LINK |  | 11 kV | [6 empty] | TOSHIBA |  |  | PE 7.13 TEMP SPRM | Unknown | Unknown | NO | NONE | DISTRIBUTION | TNB | WP PUTRAJAYA & CYBERJAYA | NO | Unknown |  |  |  | NO | [8 empty] | PTJ07131 | NO | [7 empty] | 3
378113951 | PTJ07132 |  |  |  | VPTJ/PCE/J07131/MB07131 | 310339468 | Existing | RYB |  |  | CLOSED | CLOSED | LINK |  | 11 kV | [6 empty] | TOSHIBA |  |  | PE 7.13 TEMP SPRM | Unknown | Unknown | NO | NONE | DISTRIBUTION | TNB | WP PUTRAJAYA & CYBERJAYA | NO | Unknown |  |  |  | NO | [8 empty] | PTJ07132 | NO | [7 empty] | 3
378114045 | PTJ09291 |  |  |  | VPTJ/PCE/J09291/MB09291 | 300280862 | Existing | RYB |  |  | CLOSED | CLOSED | LINK |  | 11 kV |  | 27/07/2006 |  |  |  |  | TAMCO |  |  | PE 9.29 BAS DEPOH | Unknown | Unknown | NO | NONE | DISTRIBUTION | TNB | WP PUTRAJAYA & CYBERJAYA | NO | Unknown |  |  |  | NO | [8 empty] | PTJ09291 | NO | [7 empty] | 3
378114050 | PTJ09293 |  |  |  | VPTJ/PCE/J09291/MB09291 | 300280862 | Existing | RYB |  | PTJ09503 PE 9.50 DEPOH VSQC | CLOSED | CLOSED | LINK |  | 11 kV |  | 27/07/2006 |  |  |  |  | TAMCO |  |  | PE 9.29 BAS DEPOH | Unknown | Unknown | NO | NONE | DISTRIBUTION | TNB | WP PUTRAJAYA & CYBERJAYA | NO | Unknown |  |  |  | NO | [8 empty] | PTJ09293 | NO | [7 empty] | 3
378114138 | PTJ09311 |  |  |  | VPTJ/PCE/J09311/MB09311 | 300280865 | Existing | RYB |  |  | CLOSED | CLOSED | LINK |  | 11 kV |  | 15/10/2004 |  |  |  |  | INDKOM |  |  | PE 9.31 RUMAH TERES (EFI) (F1) | Unknown | Unknown | NO | NONE | DISTRIBUTION | TNB | WP PUTRAJAYA & CYBERJAYA | NO | Unknown |  |  |  | NO | [8 empty] | PTJ09311 | NO | [7 empty] | 3
378114143 | PTJ09312 |  |  |  | VPTJ/PCE/J09311/MB09311 | 300280865 | Existing | RYB |  |  | CLOSED | CLOSED | LINK |  | 11 kV |  | 15/10/2004 |  |  |  |  | INDKOM |  |  | PE 9.31 RUMAH TERES (EFI) (F1) | Unknown | Unknown | NO | NONE | DISTRIBUTION | TNB | WP PUTRAJAYA & CYBERJAYA | NO | Unknown |  |  |  | NO | [8 empty] | PTJ09312 | NO | [7 empty] | 3
378114230 | PTJ09314 |  |  |  | VPTJ/PCE/J09312/MB09314 | 300280866 | Existing | RYB |  |  | CLOSED | CLOSED | LINK |  | 11 kV |  | 15/10/2004 |  |  |  |  | INDKOM |  |  | PE 9.31 RUMAH TERES (EFI) (F2) | Unknown | Unknown | NO | NONE | DISTRIBUTION | TNB | WP PUTRAJAYA & CYBERJAYA | NO | Unknown |  |  |  | NO | [8 empty] | PTJ09314 | NO | [7 empty] | 3
378114235 | PTJ09315 |  |  |  | VPTJ/PCE/J09312/MB09314 | 300280866 | Existing | RYB |  | PTJ 7165 SS 7.16 SPRM F2 | CLOSED | CLOSED | LINK |  | 11 kV |  | 15/10/2004 |  |  |  |  | INDKOM |  |  | PE 9.31 RUMAH TERES (EFI) (F2) | Unknown | Unknown | NO | NONE | DISTRIBUTION | TNB | WP PUTRAJAYA & CYBERJAYA | NO | Unknown |  |  |  | NO | [8 empty] | PTJ09315 | NO | [7 empty] | 3
378114315 | PTJ09361 |  |  |  | VPTJ/PCE/J09361/MB09361 | 300280917 | Existing | RYB |  |  | CLOSED | CLOSED | LINK |  | 11 kV |  | 2006-10-11 |  |  |  |  | TAMCO |  |  | PE 9.36 SEK MEN FASA 3 (F1) | Unknown | Unknown | NO | NONE | DISTRIBUTION | TNB | WP PUTRAJAYA & CYBERJAYA | NO | Unknown |  |  |  | NO | [8 empty] | PTJ09361 | NO | [7 empty] | 3
378114320 | PTJ09363 |  |  |  | VPTJ/PCE/J09361/MB09361 | 300280917 | Existing | RYB |  |  | CLOSED | CLOSED | LINK |  | 11 kV |  | 2006-10-11 |  |  |  |  | TAMCO |  |  | PE 9.36 SEK MEN FASA 3 (F1) | Unknown | Unknown | NO | NONE | DISTRIBUTION | TNB | WP PUTRAJAYA & CYBERJAYA | NO | Unknown |  |  |  | NO | [8 empty] | PTJ09363 | NO | [7 empty] | 3
378114406 | PTJ09364 |  |  |  | VPTJ/PCE/J09362/MB09364 | 300280918 | Existing | RYB |  |  | CLOSED | CLOSED | LINK |  | 11 kV |  | 2006-10-11 |  |  |  |  | TAMCO |  |  | PE 9.36 SEK MEN FASA 3 (F2) | Unknown | Unknown | NO | NONE | DISTRIBUTION | TNB | WP PUTRAJAYA & CYBERJAYA | NO | Unknown |  |  |  | NO | [8 empty] | PTJ09364 | NO | [7 empty] | 3
378114411 | PTJ09366 |  |  |  | VPTJ/PCE/J09362/MB09364 | 300280918 | Existing | RYB |  |  | CLOSED | CLOSED | LINK |  | 11 kV |  | 2006-10-11 |  |  |  |  | TAMCO |  |  | PE 9.36 SEK MEN FASA 3 (F2) | Unknown | Unknown | NO | NONE | DISTRIBUTION | TNB | WP PUTRAJAYA & CYBERJAYA | NO | Unknown |  |  |  | NO | [8 empty] | PTJ09366 | NO | [7 empty] | 3
378114497 | PTJ09301 |  |  |  | VPTJ/PCE/J09301/MB09301 | 300280863 | Existing | RYB |  |  | CLOSED | CLOSED | LINK |  | 11 kV |  | 23/06/2004 |  |  |  |  | INDKOM |  |  | PE 9.30 SEK REN FASA 2 (F1) | Unknown | Unknown | NO | NONE | DISTRIBUTION | TNB | WP PUTRAJAYA & CYBERJAYA | NO | Unknown |  |  |  | NO | [8 empty] | PTJ09301 | NO | [7 empty] | 3
378114502 | PTJ09302 |  |  |  | VPTJ/PCE/J09301/MB09301 | 300280863 | Existing | RYB |  |  | CLOSED | CLOSED | LINK |  | 11 kV |  | 23/06/2004 |  |  |  |  | INDKOM |  |  | PE 9.30 SEK REN FASA 2 (F1) | Unknown | Unknown | NO | NONE | DISTRIBUTION | TNB | WP PUTRAJAYA & CYBERJAYA | NO | Unknown |  |  |  | NO | [8 empty] | PTJ09302 | NO | [7 empty] | 3
378114588 | PTJ09304 |  |  |  | VPTJ/PCE/J09302/MB09304 | 300280864 | Existing | RYB |  |  | CLOSED | CLOSED | LINK |  | 11 kV |  | 23/06/2004 |  |  |  |  | INDKOM |  |  | PE 9.30 SEK REN FASA 2 (F2) | Unknown | Unknown | NO | NONE | DISTRIBUTION | TNB | WP PUTRAJAYA & CYBERJAYA | NO | Unknown |  |  |  | NO | [8 empty] | PTJ09304 | NO | [7 empty] | 3
378114593 | PTJ09305 |  |  |  | VPTJ/PCE/J09302/MB09304 | 300280864 | Existing | RYB |  |  | CLOSED | CLOSED | LINK |  | 11 kV |  | 23/06/2004 |  |  |  |  | INDKOM |  |  | PE 9.30 SEK REN FASA 2 (F2) | Unknown | Unknown | NO | NONE | DISTRIBUTION | TNB | WP PUTRAJAYA & CYBERJAYA | NO | Unknown |  |  |  | NO | [8 empty] | PTJ09305 | NO | [7 empty] | 3
378114742 | PTJ09261 |  |  |  | VPTJ/PCE/J09261/MB09261 | 300280856 | Existing | RYB |  |  | CLOSED | CLOSED | LINK |  | 11 kV |  | 2001-08-08 |  |  |  |  | INDKOM |  |  | PE 9.26 FLAT B (F1) | Unknown | Unknown | NO | NONE | DISTRIBUTION | TNB | WP PUTRAJAYA & CYBERJAYA | NO | Unknown |  |  |  | NO | [8 empty] | PTJ09261 | NO | [7 empty] | 3
378114747 | PTJ09262 |  |  |  | VPTJ/PCE/J09261/MB09261 | 300280856 | Existing | RYB |  |  | CLOSED | CLOSED | LINK |  | 11 kV |  | 2001-08-08 |  |  |  |  | INDKOM |  |  | PE 9.26 FLAT B (F1) | Unknown | Unknown | NO | NONE | DISTRIBUTION | TNB | WP PUTRAJAYA & CYBERJAYA | NO | Unknown |  |  |  | NO | [8 empty] | PTJ09262 | NO | [7 empty] | 3
378114765 | PTJ09264 |  |  |  | VPTJ/PCE/J09262/MB09264 | 300280857 | Existing | RYB |  |  | CLOSED | CLOSED | LINK |  | 11 kV |  | 2001-08-08 |  |  |  |  | INDKOM |  |  | PE 9.26 FLAT B (F2) | Unknown | Unknown | NO | NONE | DISTRIBUTION | TNB | WP PUTRAJAYA & CYBERJAYA | NO | Unknown |  |  |  | NO | [8 empty] | PTJ09264 | NO | [7 empty] | 3
378114770 | PTJ09265 |  |  |  | VPTJ/PCE/J09262/MB09264 | 300280857 | Existing | RYB |  |  | CLOSED | CLOSED | LINK |  | 11 kV |  | 2001-08-08 |  |  |  |  | INDKOM |  |  | PE 9.26 FLAT B (F2) | Unknown | Unknown | NO | NONE | DISTRIBUTION | TNB | WP PUTRAJAYA & CYBERJAYA | NO | Unknown |  |  |  | NO | [8 empty] | PTJ09265 | NO | [7 empty] | 3
378114866 | PTJ09252 |  |  |  | VPTJ/PCE/J09251/MB09251 | 300280854 | Existing | RYB |  |  | CLOSED | CLOSED | LINK |  | 11 kV |  | 2001-08-08 |  |  |  |  | INDKOM |  |  | PE 9.25 FLAT A (F1) | Unknown | Unknown | NO | NONE | DISTRIBUTION | TNB | WP PUTRAJAYA & CYBERJAYA | NO | Unknown |  |  |  | NO | [8 empty] | PTJ09252 | NO | [7 empty] | 3
378114871 | PTJ09251 |  |  |  | VPTJ/PCE/J09251/MB09251 | 300280854 | Existing | RYB |  |  | CLOSED | CLOSED | LINK |  | 11 kV |  | 2001-08-08 |  |  |  |  | INDKOM |  |  | PE 9.25 FLAT A (F1) | Unknown | Unknown | NO | NONE | DISTRIBUTION | TNB | WP PUTRAJAYA & CYBERJAYA | NO | Unknown |  |  |  | NO | [8 empty] | PTJ09251 | NO | [7 empty] | 3
378114895 | PTJ09255 |  |  |  | VPTJ/PCE/J09252/MB09254 | 300280855 | Existing | RYB |  |  | CLOSED | CLOSED | LINK |  | 11 kV |  | 2001-08-08 |  |  |  |  | INDKOM |  |  | PE 9.25 FLAT A (F2) | Unknown | Unknown | NO | NONE | DISTRIBUTION | TNB | WP PUTRAJAYA & CYBERJAYA | NO | Unknown |  |  |  | NO | [8 empty] | PTJ09255 | NO | [7 empty] | 3
378114900 | PTJ09254 |  |  |  | VPTJ/PCE/J09252/MB09254 | 300280855 | Existing | RYB |  |  | CLOSED | CLOSED | LINK |  | 11 kV |  | 2001-08-08 |  |  |  |  | INDKOM |  |  | PE 9.25 FLAT A (F2) | Unknown | Unknown | NO | NONE | DISTRIBUTION | TNB | WP PUTRAJAYA & CYBERJAYA | NO | Unknown |  |  |  | NO | [8 empty] | PTJ09254 | NO | [7 empty] | 3
378115110 | PTJ09241 |  |  |  | VPTJ/PCE/J09241/MB09241 | 300280852 | Existing | RYB |  |  | CLOSED | CLOSED | LINK |  | 11 kV |  | 2001-10-10 |  |  |  |  | INDKOM |  |  | PE 9.24 FLAT C (F1) | Unknown | Unknown | NO | NONE | DISTRIBUTION | TNB | WP PUTRAJAYA & CYBERJAYA | NO | Unknown |  |  |  | NO | [8 empty] | PTJ09241 | NO | [7 empty] | 3
378115115 | PTJ09242 |  |  |  | VPTJ/PCE/J09241/MB09241 | 300280852 | Existing | RYB |  |  | CLOSED | CLOSED | LINK |  | 11 kV |  | 2001-10-10 |  |  |  |  | INDKOM |  |  | PE 9.24 FLAT C (F1) | Unknown | Unknown | NO | NONE | DISTRIBUTION | TNB | WP PUTRAJAYA & CYBERJAYA | NO | Unknown |  |  |  | NO | [8 empty] | PTJ09242 | NO | [7 empty] | 3
378115204 | PTJ09244 |  |  |  | VPTJ/PCE/J09242/MB09244 | 300280853 | Existing | RYB |  |  | CLOSED | CLOSED | LINK |  | 11 kV |  | 2001-10-10 |  |  |  |  | INDKOM |  |  | PE 9.24 FLAT C (F2) | Unknown | Unknown | NO | NONE | DISTRIBUTION | TNB | WP PUTRAJAYA & CYBERJAYA | NO | Unknown |  |  |  | NO | [8 empty] | PTJ09244 | NO | [7 empty] | 3
378115209 | PTJ09245 |  |  |  | VPTJ/PCE/J09242/MB09244 | 300280853 | Existing | RYB |  |  | CLOSED | CLOSED | LINK |  | 11 kV |  | 2001-10-10 |  |  |  |  | INDKOM |  |  | PE 9.24 FLAT C (F2) | Unknown | Unknown | NO | NONE | DISTRIBUTION | TNB | WP PUTRAJAYA & CYBERJAYA | NO | Unknown |  |  |  | NO | [8 empty] | PTJ09245 | NO | [7 empty] | 3
378115598 | PTJ09222 |  |  |  | VPTJ/PCE/J09221/MB09221 | 300280851 | Existing | RYB |  |  | CLOSED | CLOSED | LINK |  | 11 kV |  | 13/12/1999 |  |  |  |  | INDKOM |  |  | PE 9.22 PS 2 | Unknown | Unknown | NO | NONE | DISTRIBUTION | TNB | WP PUTRAJAYA & CYBERJAYA | NO | Unknown |  |  |  | NO | [8 empty] | PTJ09222 | NO | [7 empty] | 3
378115603 | PTJ09221 |  |  |  | VPTJ/PCE/J09221/MB09221 | 300280851 | Existing | RYB |  |  | CLOSED | CLOSED | LINK |  | 11 kV |  | 13/12/1999 |  |  |  |  | INDKOM |  |  | PE 9.22 PS 2 | Unknown | Unknown | NO | NONE | DISTRIBUTION | TNB | WP PUTRAJAYA & CYBERJAYA | NO | Unknown |  |  |  | NO | [8 empty] | PTJ09221 | NO | [7 empty] | 3
378115689 | PTJ09201 |  |  |  | VPTJ/PCE/J09201/MB09201 | 300280849 | Existing | RYB |  |  | CLOSED | CLOSED | LINK |  | 11 kV |  | 29/06/2004 |  |  |  |  | INDKOM |  |  | PE 9.20 P9B1 (EFI) (F1) | Unknown | Unknown | NO | NONE | DISTRIBUTION | TNB | WP PUTRAJAYA & CYBERJAYA | NO | Unknown |  |  |  | NO | [8 empty] | PTJ09201 | NO | [7 empty] | 3
378115694 | PTJ09202 |  |  |  | VPTJ/PCE/J09201/MB09201 | 300280849 | Existing | RYB |  |  | CLOSED | CLOSED | LINK |  | 11 kV |  | 29/06/2004 |  |  |  |  | INDKOM |  |  | PE 9.20 P9B1 (EFI) (F1) | Unknown | Unknown | NO | NONE | DISTRIBUTION | TNB | WP PUTRAJAYA & CYBERJAYA | NO | Unknown |  |  |  | NO | [8 empty] | PTJ09202 | NO | [7 empty] | 3
378115781 | PTJ09204 |  |  |  | VPTJ/PCE/J09202/MB09204 | 300280850 | Existing | RYB |  |  | CLOSED | CLOSED | LINK |  | 11 kV |  | 29/06/2004 |  |  |  |  | INDKOM |  |  | PE 9.20 P9B1 (EFI) (F2) | Unknown | Unknown | NO | NONE | DISTRIBUTION | TNB | WP PUTRAJAYA & CYBERJAYA | NO | Unknown |  |  |  | NO | [8 empty] | PTJ09204 | NO | [7 empty] | 3
378115786 | PTJ09205 |  |  |  | VPTJ/PCE/J09202/MB09204 | 300280850 | Existing | RYB |  |  | CLOSED | CLOSED | LINK |  | 11 kV |  | 29/06/2004 |  |  |  |  | INDKOM |  |  | PE 9.20 P9B1 (EFI) (F2) | Unknown | Unknown | NO | NONE | DISTRIBUTION | TNB | WP PUTRAJAYA & CYBERJAYA | NO | Unknown |  |  |  | NO | [8 empty] | PTJ09205 | NO | [7 empty] | 3
378115873 | PTJ09194 |  |  |  | VPTJ/PCE/J09192/MB09194 | 300280848 | Existing | RYB |  |  | CLOSED | CLOSED | LINK |  | 11 kV |  | 2001-06-08 |  |  |  |  | INDKOM |  |  | PE 9.19 P9B1 TERES (F2) | Unknown | Unknown | NO | NONE | DISTRIBUTION | TNB | WP PUTRAJAYA & CYBERJAYA | NO | Unknown |  |  |  | NO | [8 empty] | PTJ09194 | NO | [7 empty] | 3
378115878 | PTJ09195 |  |  |  | VPTJ/PCE/J09192/MB09194 | 300280848 | Existing | RYB |  |  | CLOSED | CLOSED | LINK |  | 11 kV |  | 2001-06-08 |  |  |  |  | INDKOM |  |  | PE 9.19 P9B1 TERES (F2) | Unknown | Unknown | NO | NONE | DISTRIBUTION | TNB | WP PUTRAJAYA & CYBERJAYA | NO | Unknown |  |  |  | NO | [8 empty] | PTJ09195 | NO | [7 empty] | 3
378115964 | PTJ09191 |  |  |  | VPTJ/PCE/J09191/MB09191 | 300280847 | Existing | RYB |  |  | CLOSED | CLOSED | LINK |  | 11 kV |  | 2001-06-08 |  |  |  |  | INDKOM |  |  | PE 9.19 P9B1 TERES (F1) | Unknown | Unknown | NO | NONE | DISTRIBUTION | TNB | WP PUTRAJAYA & CYBERJAYA | NO | Unknown |  |  |  | NO | [8 empty] | PTJ09191 | NO | [7 empty] | 3
378115969 | PTJ09192 |  |  |  | VPTJ/PCE/J09191/MB09191 | 300280847 | Existing | RYB |  |  | CLOSED | CLOSED | LINK |  | 11 kV |  | 2001-06-08 |  |  |  |  | INDKOM |  |  | PE 9.19 P9B1 TERES (F1) | Unknown | Unknown | NO | NONE | DISTRIBUTION | TNB | WP PUTRAJAYA & CYBERJAYA | NO | Unknown |  |  |  | NO | [8 empty] | PTJ09192 | NO | [7 empty] | 3
378116289 | PTJ09462 |  |  |  | VPTJ/PCE/J09461/MB09461 | 300280935 | Existing | RYB |  |  | CLOSED | CLOSED | LINK |  | 11 kV |  | 23/02/2008 |  |  |  |  | OMAZABAL |  |  | PE 9.46 P'PURI P7 BLOK B3 (EFI) (F1) | Unknown | Unknown | NO | NONE | DISTRIBUTION | TNB | WP PUTRAJAYA & CYBERJAYA | NO | Unknown |  |  |  | NO | [8 empty] | PTJ09462 | NO | [7 empty] | 3
378116294 | PTJ09461 |  |  |  | VPTJ/PCE/J09461/MB09461 | 300280935 | Existing | RYB |  |  | CLOSED | CLOSED | LINK |  | 11 kV |  | 23/02/2008 |  |  |  |  | OMAZABAL |  |  | PE 9.46 P'PURI P7 BLOK B3 (EFI) (F1) | Unknown | Unknown | NO | NONE | DISTRIBUTION | TNB | WP PUTRAJAYA & CYBERJAYA | NO | Unknown |  |  |  | NO | [8 empty] | PTJ09461 | NO | [7 empty] | 3
378116381 | PTJ09465 |  |  |  | VPTJ/PCE/J09462/MB09464 | 300280936 | Existing | RYB |  |  | CLOSED | CLOSED | LINK |  | 11 kV |  | 23/02/2008 |  |  |  |  | OMAZABAL |  |  | PE 9.46 P'PURI P7 BLOK B3 (EFI) (F2) | Unknown | Unknown | NO | NONE | DISTRIBUTION | TNB | WP PUTRAJAYA & CYBERJAYA | NO | Unknown |  |  |  | NO | [8 empty] | PTJ09465 | NO | [7 empty] | 3
378116386 | PTJ09464 |  |  |  | VPTJ/PCE/J09462/MB09464 | 300280936 | Existing | RYB |  |  | CLOSED | CLOSED | LINK |  | 11 kV |  | 23/02/2008 |  |  |  |  | OMAZABAL |  |  | PE 9.46 P'PURI P7 BLOK B3 (EFI) (F2) | Unknown | Unknown | NO | NONE | DISTRIBUTION | TNB | WP PUTRAJAYA & CYBERJAYA | NO | Unknown |  |  |  | NO | [8 empty] | PTJ09464 | NO | [7 empty] | 3
378116473 | PTJ09452 |  |  |  | VPTJ/PCE/J09451/MB09451 | 300280933 | Existing | RYB |  |  | CLOSED | CLOSED | LINK |  | 11 kV |  | 23/02/2008 |  |  |  |  | OMAZABAL |  |  | PE 9.45 P'PURI P7 BLOK B1 (F1) | Unknown | Unknown | NO | NONE | DISTRIBUTION | TNB | WP PUTRAJAYA & CYBERJAYA | NO | Unknown |  |  |  | NO | [8 empty] | PTJ09452 | NO | [7 empty] | 3
378116478 | PTJ09451 |  |  |  | VPTJ/PCE/J09451/MB09451 | 300280933 | Existing | RYB |  |  | CLOSED | CLOSED | LINK |  | 11 kV |  | 23/02/2008 |  |  |  |  | OMAZABAL |  |  | PE 9.45 P'PURI P7 BLOK B1 (F1) | Unknown | Unknown | NO | NONE | DISTRIBUTION | TNB | WP PUTRAJAYA & CYBERJAYA | NO | Unknown |  |  |  | NO | [8 empty] | PTJ09451 | NO | [7 empty] | 3
378116566 | PTJ09455 |  |  |  | VPTJ/PCE/J09452/MB09454 | 300280934 | Existing | RYB |  |  | CLOSED | CLOSED | LINK |  | 11 kV |  | 23/02/2008 |  |  |  |  | OMAZABAL |  |  | PE 9.45 P'PURI P7 BLOK B1 (F2) | Unknown | Unknown | NO | NONE | DISTRIBUTION | TNB | WP PUTRAJAYA & CYBERJAYA | NO | Unknown |  |  |  | NO | [8 empty] | PTJ09455 | NO | [7 empty] | 3
378116571 | PTJ09454 |  |  |  | VPTJ/PCE/J09452/MB09454 | 300280934 | Existing | RYB |  |  | CLOSED | CLOSED | LINK |  | 11 kV |  | 23/02/2008 |  |  |  |  | OMAZABAL |  |  | PE 9.45 P'PURI P7 BLOK B1 (F2) | Unknown | Unknown | NO | NONE | DISTRIBUTION | TNB | WP PUTRAJAYA & CYBERJAYA | NO | Unknown |  |  |  | NO | [8 empty] | PTJ09454 | NO | [7 empty] | 3
378116658 | PTJ09442 |  |  |  | VPTJ/PCE/J09441/MB09441 | 300280931 | Existing | RYB |  |  | CLOSED | CLOSED | LINK |  | 11 kV |  | 23/02/2008 |  |  |  |  | OMAZABAL |  |  | PE 9.44 P'PURI P7 BLOK A2 (EFI) (F1) | Unknown | Unknown | NO | NONE | DISTRIBUTION | TNB | WP PUTRAJAYA & CYBERJAYA | NO | Unknown |  |  |  | NO | [8 empty] | PTJ09442 | NO | [7 empty] | 3
378116663 | PTJ09441 |  |  |  | VPTJ/PCE/J09441/MB09441 | 300280931 | Existing | RYB |  |  | CLOSED | CLOSED | LINK |  | 11 kV |  | 23/02/2008 |  |  |  |  | OMAZABAL |  |  | PE 9.44 P'PURI P7 BLOK A2 (EFI) (F1) | Unknown | Unknown | NO | NONE | DISTRIBUTION | TNB | WP PUTRAJAYA & CYBERJAYA | NO | Unknown |  |  |  | NO | [8 empty] | PTJ09441 | NO | [7 empty] | 3
378116752 | PTJ09445 |  |  |  | VPTJ/PCE/J09442/MB09444 | 300280932 | Existing | RYB |  |  | CLOSED | CLOSED | LINK |  | 11 kV |  | 23/02/2008 |  |  |  |  | OMAZABAL |  |  | PE 9.44 P'PURI P7 BLOK A2 (EFI) (F2) | Unknown | Unknown | NO | NONE | DISTRIBUTION | TNB | WP PUTRAJAYA & CYBERJAYA | NO | Unknown |  |  |  | NO | [8 empty] | PTJ09445 | NO | [7 empty] | 3
378116757 | PTJ09444 |  |  |  | VPTJ/PCE/J09442/MB09444 | 300280932 | Existing | RYB |  |  | CLOSED | CLOSED | LINK |  | 11 kV |  | 23/02/2008 |  |  |  |  | OMAZABAL |  |  | PE 9.44 P'PURI P7 BLOK A2 (EFI) (F2) | Unknown | Unknown | NO | NONE | DISTRIBUTION | TNB | WP PUTRAJAYA & CYBERJAYA | NO | Unknown |  |  |  | NO | [8 empty] | PTJ09444 | NO | [7 empty] | 3
378116762 | CBJ25231 |  |  |  | VCBJ/PCE/J25231/MB25231 | 310339464 | Existing | RYB |  | CBJ25162 PE 25.16 SETIA RIMBA 4 | CLOSED | CLOSED | LINK |  | 11 kV | [9 empty] | PE 25.23 SALES OFFICE ECOGLADE GALERY | Unknown | Unknown | NO | NONE | DISTRIBUTION | TNB | WP PUTRAJAYA & CYBERJAYA | NO | Unknown |  |  |  | NO | [8 empty] | CBJ25231 | NO | [7 empty] | 3
378116767 | CBJ25232 |  |  |  | VCBJ/PCE/J25231/MB25231 | 310339464 | Existing | RYB |  |  | CLOSED | CLOSED | LINK |  | 11 kV | [9 empty] | PE 25.23 SALES OFFICE ECOGLADE GALERY | Unknown | Unknown | NO | NONE | DISTRIBUTION | TNB | WP PUTRAJAYA & CYBERJAYA | NO | Unknown |  |  |  | NO | [8 empty] | CBJ25232 | NO | [7 empty] | 3
378116918 | CBJ21476 |  |  |  | VCBJ/PCE/J21472/MB21474 | 300280981 | Existing | RYB |  | PENGGUNA F2 | CLOSED | CLOSED | LINK |  | 11 kV |  | 2004-07-01 |  |  |  |  | INDKOM |  |  | SS 21.47 LIM KOK WING F2 | Unknown | Unknown | NO | NONE | DISTRIBUTION | TNB | WP PUTRAJAYA & CYBERJAYA | NO | Unknown |  |  |  | NO | [8 empty] | CBJ21476 | NO | [7 empty] | 3
378116924 | CBJ21474 |  |  |  | VCBJ/PCE/J21472/MB21474 | 300280981 | Existing | RYB |  | PMU CBJN: VCB 10 | CLOSED | CLOSED | LINK |  | 11 kV |  | 2004-07-01 |  |  |  |  | INDKOM |  |  | SS 21.47 LIM KOK WING F2 | Unknown | Unknown | NO | NONE | DISTRIBUTION | TNB | WP PUTRAJAYA & CYBERJAYA | NO | Unknown |  |  |  | NO | [8 empty] | CBJ21474 | NO | [7 empty] | 3
378116929 | CBJ21475 |  |  |  | VCBJ/PCE/J21472/MB21474 | 300280981 | Existing | RYB |  | CBJ23081 SS 23.08 THE PLACE NO 1 | CLOSED | CLOSED | LINK |  | 11 kV |  | 2004-07-01 |  |  |  |  | INDKOM |  |  | SS 21.47 LIM KOK WING F2 | Unknown | Unknown | NO | NONE | DISTRIBUTION | TNB | WP PUTRAJAYA & CYBERJAYA | NO | Unknown |  |  |  | NO | [8 empty] | CBJ21475 | NO | [7 empty] | 3
378116944 | CBJ21472 |  |  |  | VCBJ/PCE/J21471/MB21471 | 300280982 | Existing | RYB |  | CBJ23091 PE 23.09 THE PLACE NO 2 | CLOSED | CLOSED | LINK |  | 11 kV |  | 2004-07-01 |  |  |  |  | INDKOM |  |  | SS 21.47 LIM KOK WING F1 | Unknown | Unknown | NO | NONE | DISTRIBUTION | TNB | WP PUTRAJAYA & CYBERJAYA | NO | Unknown |  |  |  | NO | [8 empty] | CBJ21472 | NO | [7 empty] | 3
378116950 | CBJ21473 |  |  |  | VCBJ/PCE/J21471/MB21471 | 300280982 | Existing | RYB |  | PENGGUNA F1 | CLOSED | CLOSED | LINK |  | 11 kV |  | 2004-07-01 |  |  |  |  | INDKOM |  |  | SS 21.47 LIM KOK WING F1 | Unknown | Unknown | NO | NONE | DISTRIBUTION | TNB | WP PUTRAJAYA & CYBERJAYA | NO | Unknown |  |  |  | NO | [8 empty] | CBJ21473 | NO | [7 empty] | 3
378116955 | CBJ21471 |  |  |  | VCBJ/PCE/J21471/MB21471 | 300280982 | Existing | RYB |  | PMU CBJN: VCB 9 | CLOSED | CLOSED | LINK |  | 11 kV |  | 2004-07-01 |  |  |  |  | INDKOM |  |  | SS 21.47 LIM KOK WING F1 | Unknown | Unknown | NO | NONE | DISTRIBUTION | TNB | WP PUTRAJAYA & CYBERJAYA | NO | Unknown |  |  |  | NO | [8 empty] | CBJ21471 | NO | [7 empty] | 3
378116964 | CBJ23091 |  |  |  | VCBJ/PCE/J23091/MB 23091 | 310317900 | Existing | RYB |  | CBJ21472 SS 21.47 LIM KOK WING (F1) | CLOSED | CLOSED | LINK |  | 11 kV | [6 empty] | INDKOM |  |  | PE 23.09 THE PLACE NO 2 | Unknown | Unknown | NO | NONE | DISTRIBUTION | TNB | WP PUTRAJAYA & CYBERJAYA | NO | Unknown |  |  |  | NO | [8 empty] | CBJ23091 | NO | [7 empty] | 3
378116981 | CBJ23092 |  |  |  | VCBJ/PCE/J23091/MB 23091 | 310317900 | Existing | RYB |  | CBJ21981 PE 21.98 (F1) | CLOSED | CLOSED | LINK |  | 11 kV | [6 empty] | INDKOM |  |  | PE 23.09 THE PLACE NO 2 | Unknown | Unknown | NO | NONE | DISTRIBUTION | TNB | WP PUTRAJAYA & CYBERJAYA | NO | Unknown |  |  |  | NO | [8 empty] | CBJ23092 | NO | [7 empty] | 3
378117187 | CBJ21982 |  |  |  | VCBJ/PCE/J21981/MB21981 | 300455174 | Existing | RYB |  | CBJ21011 PE 21.01 NTT (F1) | CLOSED | CLOSED | LINK |  | 11 kV | [6 empty] | INDKOM |  |  | PE 21.98 PADAT PETRONAS CYBER 3 | Unknown | Unknown | NO | NONE | DISTRIBUTION | TNB | WP PUTRAJAYA & CYBERJAYA | NO | Unknown |  |  |  | NO | [8 empty] | CBJ21982 | NO | [7 empty] | 3
378117192 | CBJ21981 |  |  |  | VCBJ/PCE/J21981/MB21981 | 300455174 | Existing | RYB |  | CBJ23092 PE 23.09 THE PLACE NO 2 | CLOSED | CLOSED | LINK |  | 11 kV | [6 empty] | INDKOM |  |  | PE 21.98 PADAT PETRONAS CYBER 3 | Unknown | Unknown | NO | NONE | DISTRIBUTION | TNB | WP PUTRAJAYA & CYBERJAYA | NO | Unknown |  |  |  | NO | [8 empty] | CBJ21981 | NO | [7 empty] | 3
378117313 | CBJ21011 |  |  |  | VCBJ/PCE/J21011/MB21011 | 300281087 | Existing | RYB |  | CBJ21982 PE 21.98 (F1) | CLOSED | CLOSED | LINK |  | 11 kV |  | 17/06/1999 |  |  |  |  | INDKOM |  |  | PE 21.01 NTT F1 | Unknown | Unknown | NO | NONE | DISTRIBUTION | TNB | WP PUTRAJAYA & CYBERJAYA | NO | Unknown |  |  |  | NO | [8 empty] | CBJ21011 | NO | [7 empty] | 3
378117318 | CBJ21012 |  |  |  | VCBJ/PCE/J21011/MB21011 | 300281087 | Existing | RYB |  | CBJ21921 SS 21.92 (F1) | CLOSED | CLOSED | LINK |  | 11 kV |  | 17/06/1999 |  |  |  |  | INDKOM |  |  | PE 21.01 NTT F1 | Unknown | Unknown | NO | NONE | DISTRIBUTION | TNB | WP PUTRAJAYA & CYBERJAYA | NO | Unknown |  |  |  | NO | [8 empty] | CBJ21012 | NO | [7 empty] | 3
378117337 | CBJ21015 |  |  |  | VCBJ/PCE/J21012/MB21015 | 300281084 | Existing | RYB |  | CBJ23082 SS 23.08 THE PLACE NO 1 | CLOSED | CLOSED | LINK |  | 11 kV |  | 17/06/1999 |  |  |  |  | INDKOM |  |  | PE 21.01 NTT F2 | Unknown | Unknown | NO | NONE | DISTRIBUTION | TNB | WP PUTRAJAYA & CYBERJAYA | NO | Unknown |  |  |  | NO | [8 empty] | CBJ21015 | NO | [7 empty] | 3
378117341 | CBJ21016 |  |  |  | VCBJ/PCE/J21012/MB21015 | 300281084 | Existing | RYB |  | CBJ21924 SS 21.92 (F2) | CLOSED | CLOSED | LINK |  | 11 kV |  | 17/06/1999 |  |  |  |  | INDKOM |  |  | PE 21.01 NTT F2 | Unknown | Unknown | NO | NONE | DISTRIBUTION | TNB | WP PUTRAJAYA & CYBERJAYA | NO | Unknown |  |  |  | NO | [8 empty] | CBJ21016 | NO | [7 empty] | 3
378117358 | CBJ21017 |  |  |  | VCBJ/PCE/J21012/MB21015 | 300281084 | Existing | RYB |  | PENGGUNA F2 | CLOSED | CLOSED | LINK |  | 11 kV |  | 17/06/1999 |  |  |  |  | INDKOM |  |  | PE 21.01 NTT F2 | Unknown | Unknown | NO | NONE | DISTRIBUTION | TNB | WP PUTRAJAYA & CYBERJAYA | NO | Unknown |  |  |  | NO | [8 empty] | CBJ21017 | NO | [7 empty] | 3
378117458 | CBJ21926 |  |  |  | VCBJ/PCE/J21922/MB21921 | 300454913 | Existing | RYB |  | PENGGUNA F2 | CLOSED | CLOSED | LINK |  | 11 kV | [6 empty] | INDKOM |  |  | SS 21.92 NTT DATA CENTRE F2 | Unknown | Unknown | NO | NONE | DISTRIBUTION | TNB | WP PUTRAJAYA & CYBERJAYA | NO | Unknown |  |  |  | NO | [8 empty] | CBJ21926 | NO | [7 empty] | 3
378117464 | CBJ21925 |  |  |  | VCBJ/PCE/J21922/MB21921 | 300454913 | Existing | RYB |  | CBJ25084 SS 25.08 NTT 3 (F2) | CLOSED | CLOSED | LINK |  | 11 kV | [6 empty] | INDKOM |  |  | SS 21.92 NTT DATA CENTRE F2 | Unknown | Unknown | NO | NONE | DISTRIBUTION | TNB | WP PUTRAJAYA & CYBERJAYA | NO | Unknown |  |  |  | NO | [8 empty] | CBJ21925 | NO | [7 empty] | 3
378117469 | CBJ21924 |  |  |  | VCBJ/PCE/J21922/MB21921 | 300454913 | Existing | RYB |  | CBJ21016 PE 21.01 NTT (F2) | CLOSED | CLOSED | LINK |  | 11 kV | [6 empty] | INDKOM |  |  | SS 21.92 NTT DATA CENTRE F2 | Unknown | Unknown | NO | NONE | DISTRIBUTION | TNB | WP PUTRAJAYA & CYBERJAYA | NO | Unknown |  |  |  | NO | [8 empty] | CBJ21924 | NO | [7 empty] | 3
378117484 | CBJ21921 |  |  |  | VCBJ/PCE/J21921/MB21921 | 300452984 | Existing | RYB |  | CBJ21012 PE 21.01 NTT (F1) | CLOSED | CLOSED | LINK |  | 11 kV | [6 empty] | INDKOM |  |  | SS 21.92 NTT DATA CENTRE F1 | Unknown | Unknown | NO | NONE | DISTRIBUTION | TNB | WP PUTRAJAYA & CYBERJAYA | NO | Unknown |  |  |  | NO | [8 empty] | CBJ21921 | NO | [7 empty] | 3
378117490 | CBJ21923 |  |  |  | VCBJ/PCE/J21921/MB21921 | 300452984 | Existing | RYB |  | PENGGUNA F1 | CLOSED | CLOSED | LINK |  | 11 kV | [6 empty] | INDKOM |  |  | SS 21.92 NTT DATA CENTRE F1 | Unknown | Unknown | NO | NONE | DISTRIBUTION | TNB | WP PUTRAJAYA & CYBERJAYA | NO | Unknown |  |  |  | NO | [8 empty] | CBJ21923 | NO | [7 empty] | 3
378117495 | CBJ21922 |  |  |  | VCBJ/PCE/J21921/MB21921 | 300452984 | Existing | RYB |  | CBJ25081 SS 25.08 NTT 3 (F1) | CLOSED | CLOSED | LINK |  | 11 kV | [6 empty] | INDKOM |  |  | SS 21.92 NTT DATA CENTRE F1 | Unknown | Unknown | NO | NONE | DISTRIBUTION | TNB | WP PUTRAJAYA & CYBERJAYA | NO | Unknown |  |  |  | NO | [8 empty] | CBJ21922 | NO | [7 empty] | 3
378117515 | CBJ21091 |  |  |  | VCBJ/PCE/J21091/MB21091 | 300281052 | Existing | RYB |  | CBJ21343 PE 21.34 PS5 (F1) | CLOSED | CLOSED | LINK |  | 11 kV |  | 2000-09-03 |  |  |  |  | TAMCO |  |  | SS 21.09 KOMPLEKS TELEKOM CBJ 1 F1 | Unknown | Unknown | NO | NONE | DISTRIBUTION | TNB | WP PUTRAJAYA & CYBERJAYA | NO | Unknown |  |  |  | NO | [8 empty] | CBJ21091 | NO | [7 empty] | 3
378117521 | CBJ21092 |  |  |  | VCBJ/PCE/J21091/MB21091 | 300281052 | Existing | RYB |  | CBJ25082 SS 25.08 NTT 3 (F1) | OPEN | CLOSED | LINK |  | 11 kV |  | 2000-09-03 |  |  |  |  | TAMCO |  |  | SS 21.09 KOMPLEKS TELEKOM CBJ 1 F1 | Unknown | Unknown | NO | NONE | DISTRIBUTION | TNB | WP PUTRAJAYA & CYBERJAYA | NO | Unknown |  |  |  | NO | [8 empty] | CBJ21092 | NO | [7 empty] | 3
378117526 | CBJ21093 |  |  |  | VCBJ/PCE/J21091/MB21091 | 300281052 | Existing | RYB |  | PENGGUNA F1 | CLOSED | CLOSED | LINK |  | 11 kV |  | 2000-09-03 |  |  |  |  | TAMCO |  |  | SS 21.09 KOMPLEKS TELEKOM CBJ 1 F1 | Unknown | Unknown | NO | NONE | DISTRIBUTION | TNB | WP PUTRAJAYA & CYBERJAYA | NO | Unknown |  |  |  | NO | [8 empty] | CBJ21093 | NO | [7 empty] | 3
378117541 | CBJ21095 |  |  |  | VCBJ/PCE/J21092/MB21094 | 300281046 | Existing | RYB |  | CBJ25085 SS 25.08 NTT 3 (F2) | OPEN | CLOSED | LINK |  | 11 kV |  | 2000-09-03 |  |  |  |  | INDKOM |  |  | SS 21.09 KOMPLEKS TELEKOM CBJ 1 F2 | Unknown | Unknown | NO | NONE | DISTRIBUTION | TNB | WP PUTRAJAYA & CYBERJAYA | NO | Unknown |  |  |  | NO | [8 empty] | CBJ21095 | NO | [7 empty] | 3
378117547 | CBJ21096 |  |  |  | VCBJ/PCE/J21092/MB21094 | 300281046 | Existing | RYB |  | PENGGUNA F2 | CLOSED | CLOSED | LINK |  | 11 kV |  | 2000-09-03 |  |  |  |  | INDKOM |  |  | SS 21.09 KOMPLEKS TELEKOM CBJ 1 F2 | Unknown | Unknown | NO | NONE | DISTRIBUTION | TNB | WP PUTRAJAYA & CYBERJAYA | NO | Unknown |  |  |  | NO | [8 empty] | CBJ21096 | NO | [7 empty] | 3
378117552 | CBJ21094 |  |  |  | VCBJ/PCE/J21092/MB21094 | 300281046 | Existing | RYB |  | CBJ21346 PE 21.34 PS5 (F2) | CLOSED | CLOSED | LINK |  | 11 kV |  | 2000-09-03 |  |  |  |  | INDKOM |  |  | SS 21.09 KOMPLEKS TELEKOM CBJ 1 F2 | Unknown | Unknown | NO | NONE | DISTRIBUTION | TNB | WP PUTRAJAYA & CYBERJAYA | NO | Unknown |  |  |  | NO | [8 empty] | CBJ21094 | NO | [7 empty] | 3
378117570 | CBJ25161 |  |  |  | VCBJ/PCE/J00107/MB1 | 310426379 | Existing | RYB |  | CBJ25152 PE 25.15 SETIA RIMBA 3 | CLOSED | CLOSED | LINK |  | 11 kV | [6 empty] | INDKOM |  |  | PE25.16 SETIA RIMBA 4 | Unknown | Unknown | NO | NONE | DISTRIBUTION | TNB | WP PUTRAJAYA & CYBERJAYA | NO | Unknown |  |  |  | NO | [8 empty] | CBJ25161 | NO | [7 empty] | 3
378117575 | CBJ25162 |  |  |  | VCBJ/PCE/J00107/MB1 | 310426379 | Existing | RYB |  | CBJ25231 PE 25.23 SALES GALERY ECOGLADE | CLOSED | CLOSED | LINK |  | 11 kV | [6 empty] | INDKOM |  |  | PE25.16 SETIA RIMBA 4 | Unknown | Unknown | NO | NONE | DISTRIBUTION | TNB | WP PUTRAJAYA & CYBERJAYA | NO | Unknown |  |  |  | NO | [8 empty] | CBJ25162 | NO | [7 empty] | 3
378117664 | CBJ25151 |  |  |  | VCBJ/PCE/J00106/MB1 | 310426376 | Existing | RYB |  | CBJ25142 PE 25.14 SETIA RIMBA 2 | CLOSED | CLOSED | LINK |  | 11 kV | [6 empty] | INDKOM |  |  | PE25.15 SETIA RIMBA 3 | Unknown | Unknown | NO | NONE | DISTRIBUTION | TNB | WP PUTRAJAYA & CYBERJAYA | NO | Unknown |  |  |  | NO | [8 empty] | CBJ25151 | NO | [7 empty] | 3
378117669 | CBJ25152 |  |  |  | VCBJ/PCE/J00106/MB1 | 310426376 | Existing | RYB |  | CBJ25161 PE 25.16 SETIA RIMBA 4 | CLOSED | CLOSED | LINK |  | 11 kV | [6 empty] | INDKOM |  |  | PE25.15 SETIA RIMBA 3 | Unknown | Unknown | NO | NONE | DISTRIBUTION | TNB | WP PUTRAJAYA & CYBERJAYA | NO | Unknown |  |  |  | NO | [8 empty] | CBJ25152 | NO | [7 empty] | 3
378117758 | CBJ25141 |  |  |  | VCBJ/PCE/J00105/MB1 | 310426373 | Existing | RYB |  | CBJ25132 PE 25.13 SETIA RIMBA 1 | CLOSED | CLOSED | LINK |  | 11 kV | [6 empty] | INDKOM |  |  | PE25.14 SETIA RIMBA 2 | Unknown | Unknown | NO | NONE | DISTRIBUTION | TNB | WP PUTRAJAYA & CYBERJAYA | NO | Unknown |  |  |  | NO | [8 empty] | CBJ25141 | NO | [7 empty] | 3
378117763 | CBJ25142 |  |  |  | VCBJ/PCE/J00105/MB1 | 310426373 | Existing | RYB |  | CBJ25151 PE25.15 SETIA RIMBA 3 | CLOSED | CLOSED | LINK |  | 11 kV | [6 empty] | INDKOM |  |  | PE25.14 SETIA RIMBA 2 | Unknown | Unknown | NO | NONE | DISTRIBUTION | TNB | WP PUTRAJAYA & CYBERJAYA | NO | Unknown |  |  |  | NO | [8 empty] | CBJ25142 | NO | [7 empty] | 3
378117852 | CBJ25132 |  |  |  | VCBJ/PCE/J00104/MB1 | 310359115 | Existing | RYB |  |  | CLOSED | CLOSED | LINK |  | 11 kV | [6 empty] | INDKOM |  |  | PE 25.13 SETIA RIMBA 1 | Unknown | Unknown | NO | NONE | DISTRIBUTION | TNB | WP PUTRAJAYA & CYBERJAYA | NO | Unknown |  |  |  | NO | [8 empty] | CBJ25132 | NO | [7 empty] | 3
378117857 | CBJ25131 |  |  |  | VCBJ/PCE/J00104/MB1 | 310359115 | Existing | RYB |  | CBJ23062 PE 23.06 TEMP OSK | CLOSED | CLOSED | LINK |  | 11 kV | [6 empty] | INDKOM |  |  | PE 25.13 SETIA RIMBA 1 | Unknown | Unknown | NO | NONE | DISTRIBUTION | TNB | WP PUTRAJAYA & CYBERJAYA | NO | Unknown |  |  |  | NO | [8 empty] | CBJ25131 | NO | [7 empty] | 3
378117946 | CBJ23061 |  |  |  | VCBJ/PCE/J23061/MB23061 | 310360674 | Existing | RYB |  | CBJ23053 PE 23.05 TEMP WAWASAN RAJAWALI | CLOSED | CLOSED | LINK |  | 11 kV | [6 empty] | INDKOM |  |  | PE 23.06 TEMP OSK | Unknown | Unknown | NO | NONE | DISTRIBUTION | TNB | WP PUTRAJAYA & CYBERJAYA | NO | Unknown |  |  |  | NO | [8 empty] | CBJ23061 | NO | [7 empty] | 3
378117951 | CBJ23062 |  |  |  | VCBJ/PCE/J23061/MB23061 | 310360674 | Existing | RYB |  | CBJ25131 PE 25.13 SETIA RIMBA 1 | CLOSED | CLOSED | LINK |  | 11 kV | [6 empty] | INDKOM |  |  | PE 23.06 TEMP OSK | Unknown | Unknown | NO | NONE | DISTRIBUTION | TNB | WP PUTRAJAYA & CYBERJAYA | NO | Unknown |  |  |  | NO | [8 empty] | CBJ23062 | NO | [7 empty] | 3
378118136 | CBJ23192 |  |  |  | VCBJ/PCE/J23191/MB23191 | 310317883 | Existing | RYB |  | CBJ23202 SS 23.20 AUTOVILLE NO.2 | CLOSED | CLOSED | LINK |  | 11 kV | [6 empty] | INDKOM |  |  | PE 23.19 AUTOVILLE NO1 | Unknown | Unknown | NO | NONE | DISTRIBUTION | TNB | WP PUTRAJAYA & CYBERJAYA | NO | Unknown |  |  |  | NO | [8 empty] | CBJ23192 | NO | [7 empty] | 3
378118153 | CBJ23191 |  |  |  | VCBJ/PCE/J23191/MB23191 | 310317883 | Existing | RYB |  | CBJ23051 PE 23.05 TEMP WAWASAN RAJAWALI | CLOSED | CLOSED | LINK |  | 11 kV | [6 empty] | INDKOM |  |  | PE 23.19 AUTOVILLE NO1 | Unknown | Unknown | NO | NONE | DISTRIBUTION | TNB | WP PUTRAJAYA & CYBERJAYA | NO | Unknown |  |  |  | NO | [8 empty] | CBJ23191 | NO | [7 empty] | 3
378118307 | CBJ23202 |  |  |  | VCBJ/PCE/J23201/MB23201 | 310386516 | Existing | RYB |  | PPU CBJ 6: VCB 6 | CLOSED | CLOSED | LINK |  | 11 kV | [6 empty] | INDKOM |  |  | PE 23.20 AUTOVILLE 2 | Unknown | Unknown | NO | NONE | DISTRIBUTION | TNB | WP PUTRAJAYA & CYBERJAYA | NO | Unknown |  |  |  | NO | [8 empty] | CBJ23202 | NO | [7 empty] | 3
378118324 | CBJ23201 |  |  |  | VCBJ/PCE/J23201/MB23201 | 310386516 | Existing | RYB |  | CBJ23191 SS 23.19 AUTOVILLE NO.1 | CLOSED | CLOSED | LINK |  | 11 kV | [6 empty] | INDKOM |  |  | PE 23.20 AUTOVILLE 2 | Unknown | Unknown | NO | NONE | DISTRIBUTION | TNB | WP PUTRAJAYA & CYBERJAYA | NO | Unknown |  |  |  | NO | [8 empty] | CBJ23201 | NO | [7 empty] | 3
378118617 | [6 empty] | Existing | RYB |  | LOCAL TX | CLOSED |  | MAIN |  | 11 kV | [6 empty] | EPE |  |  | PPU CYBERJAYA NO 6 | Unknown | Unknown | Unknown | Unknown | DISTRIBUTION | TNB | WP PUTRAJAYA & CYBERJAYA | Unknown |  |  |  |  | Unknown | [17 empty] | 3
378118622 |  | 15 | 9533425 | 9533513 |  |  | Existing | RYB |  | PE 21.14 | CLOSED | CLOSED | MAIN | 12.000 kV | 11 kV | VACUMM |  | 1998 |  |  |  | EPE |  |  | PPU CYBERJAYA NO 6 | Unknown | Unknown | Unknown | Unknown | DISTRIBUTION | TNB | WP PUTRAJAYA & CYBERJAYA | Unknown |  |  |  |  | Unknown | [17 empty] | 3
378130170 | PTJ18201 |  |  |  | VPTJ/PCE/J18201/MB18201 | 300281230 | Existing | RYB |  |  | CLOSED | CLOSED | LINK |  | 11 kV |  | 17/08/2006 |  |  |  |  | TAMCO |  |  | PE 18.20 TMN PANCARONA (F1) | Unknown | Unknown | NO | NONE | DISTRIBUTION | TNB | WP PUTRAJAYA & CYBERJAYA | NO | Unknown |  |  |  | NO | [8 empty] | PTJ18201 | NO | [7 empty] | 3
378130175 | PTJ18203 |  |  |  | VPTJ/PCE/J18201/MB18201 | 300281230 | Existing | RYB |  |  | CLOSED | CLOSED | LINK |  | 11 kV |  | 17/08/2006 |  |  |  |  | TAMCO |  |  | PE 18.20 TMN PANCARONA (F1) | Unknown | Unknown | NO | NONE | DISTRIBUTION | TNB | WP PUTRAJAYA & CYBERJAYA | NO | Unknown |  |  |  | NO | [8 empty] | PTJ18203 | NO | [7 empty] | 3
378130264 | PTJ18204 |  |  |  | VPTJ/PCE/J18202/MB18204 | 300281231 | Existing | RYB |  |  | CLOSED | CLOSED | LINK |  | 11 kV |  | 17/08/2006 |  |  |  |  | TAMCO |  |  | PE 18.20 TMN PANCARONA (F2) | Unknown | Unknown | NO | NONE | DISTRIBUTION | TNB | WP PUTRAJAYA & CYBERJAYA | NO | Unknown |  |  |  | NO | [8 empty] | PTJ18204 | NO | [7 empty] | 3
378130269 | PTJ18206 |  |  |  | VPTJ/PCE/J18202/MB18204 | 300281231 | Existing | RYB |  |  | CLOSED | CLOSED | LINK |  | 11 kV |  | 17/08/2006 |  |  |  |  | TAMCO |  |  | PE 18.20 TMN PANCARONA (F2) | Unknown | Unknown | NO | NONE | DISTRIBUTION | TNB | WP PUTRAJAYA & CYBERJAYA | NO | Unknown |  |  |  | NO | [8 empty] | PTJ18206 | NO | [7 empty] | 3
378130366 | PTJ03011 |  |  |  | VPTJ/PCE/J03011/MB03011 | 300280673 | Existing | RYB |  |  | CLOSED | CLOSED | LINK |  | 11 kV |  | 22/08/2003 |  |  |  |  | MERLIN GERIN |  |  | PE 3.01 3M5 S/LIGHTING | Unknown | Unknown | NO | NONE | DISTRIBUTION | TNB | WP PUTRAJAYA & CYBERJAYA | NO | Unknown |  |  |  | NO | [8 empty] | PTJ03011 | NO | [7 empty] | 3
378130371 | PTJ03013 |  |  |  | VPTJ/PCE/J03011/MB03011 | 300280673 | Existing | RYB |  |  | CLOSED | CLOSED | LINK |  | 11 kV |  | 22/08/2003 |  |  |  |  | MERLIN GERIN |  |  | PE 3.01 3M5 S/LIGHTING | Unknown | Unknown | NO | NONE | DISTRIBUTION | TNB | WP PUTRAJAYA & CYBERJAYA | NO | Unknown |  |  |  | NO | [8 empty] | PTJ03013 | NO | [7 empty] | 3
378130420 | PTJ04064 |  |  |  | VPTJ/PCE/J04062/MB04064 | 300280676 | Existing | RYB |  |  | CLOSED | CLOSED | LINK |  | 11 kV |  | 22/08/2003 |  |  |  |  | MERLIN GERIN |  |  | PE 4.06 PADAT S/L (F2) | Unknown | Unknown | NO | NONE | DISTRIBUTION | TNB | WP PUTRAJAYA & CYBERJAYA | NO | Unknown |  |  |  | NO | [8 empty] | PTJ04064 | NO | [7 empty] | 3
378130425 | PTJ04066 |  |  |  | VPTJ/PCE/J04062/MB04064 | 300280676 | Existing | RYB |  |  | CLOSED | CLOSED | LINK |  | 11 kV |  | 22/08/2003 |  |  |  |  | MERLIN GERIN |  |  | PE 4.06 PADAT S/L (F2) | Unknown | Unknown | NO | NONE | DISTRIBUTION | TNB | WP PUTRAJAYA & CYBERJAYA | NO | Unknown |  |  |  | NO | [8 empty] | PTJ04066 | NO | [7 empty] | 3
378130526 | PTJ04061 |  |  |  | VPTJ/PCE/J04061/MB04061 | 300280675 | Existing | RYB |  |  | CLOSED | CLOSED | LINK |  | 11 kV |  | 22/08/2003 |  |  |  |  | MERLIN GERIN |  |  | PE 4.06 S/LIGHTING (F1) | Unknown | Unknown | NO | NONE | DISTRIBUTION | TNB | WP PUTRAJAYA & CYBERJAYA | NO | Unknown |  |  |  | NO | [8 empty] | PTJ04061 | NO | [7 empty] | 3
378130531 | PTJ04063 |  |  |  | VPTJ/PCE/J04061/MB04061 | 300280675 | Existing | RYB |  |  | CLOSED | CLOSED | LINK |  | 11 kV |  | 22/08/2003 |  |  |  |  | MERLIN GERIN |  |  | PE 4.06 S/LIGHTING (F1) | Unknown | Unknown | NO | NONE | DISTRIBUTION | TNB | WP PUTRAJAYA & CYBERJAYA | NO | Unknown |  |  |  | NO | [8 empty] | PTJ04063 | NO | [7 empty] | 3
378130674 | PTJ04101 |  |  |  | VPTJ/PCE/J04101/MB04101 | 300280680 | Existing | RYB |  |  | CLOSED | CLOSED | LINK |  | 11 kV |  | 22/08/2003 |  |  |  |  | INDKOM |  |  | PE 4.10 S/LIGHTING | Unknown | Unknown | NO | NONE | DISTRIBUTION | TNB | WP PUTRAJAYA & CYBERJAYA | NO | Unknown |  |  |  | NO | [8 empty] | PTJ04101 | NO | [7 empty] | 3
378130679 | PTJ04102 |  |  |  | VPTJ/PCE/J04101/MB04101 | 300280680 | Existing | RYB |  |  | CLOSED | CLOSED | LINK |  | 11 kV |  | 22/08/2003 |  |  |  |  | INDKOM |  |  | PE 4.10 S/LIGHTING | Unknown | Unknown | NO | NONE | DISTRIBUTION | TNB | WP PUTRAJAYA & CYBERJAYA | NO | Unknown |  |  |  | NO | [8 empty] | PTJ04102 | NO | [7 empty] | 3
378130703 | PTJ17021 |  |  |  | VPTJ/PCE/J17021/MB17021 | 300281202 | Existing | RYB |  |  | CLOSED | CLOSED | LINK |  | 11 kV |  | 18/01/2005 |  |  |  |  | INDKOM |  |  | PE 17.02 R8B | Unknown | Unknown | NO | NONE | DISTRIBUTION | TNB | WP PUTRAJAYA & CYBERJAYA | NO | Unknown |  |  |  | NO | [8 empty] | PTJ17021 | NO | [7 empty] | 3
378130708 | PTJ17022 |  |  |  | VPTJ/PCE/J17021/MB17021 | 300281202 | Existing | RYB |  |  | CLOSED | CLOSED | LINK |  | 11 kV |  | 18/01/2005 |  |  |  |  | INDKOM |  |  | PE 17.02 R8B | Unknown | Unknown | NO | NONE | DISTRIBUTION | TNB | WP PUTRAJAYA & CYBERJAYA | NO | Unknown |  |  |  | NO | [8 empty] | PTJ17022 | NO | [7 empty] | 3
378130809 | PTJ19011 |  |  |  | VPTJ/PCE/J19011/MB19011 | 300281248 | Existing | RYB |  |  | CLOSED | CLOSED | LINK |  | 11 kV |  | 18/01/2005 |  |  |  |  | INDKOM |  |  | PE 19.01 R8C | Unknown | Unknown | NO | NONE | DISTRIBUTION | TNB | WP PUTRAJAYA & CYBERJAYA | NO | Unknown |  |  |  | NO | [8 empty] | PTJ19011 | NO | [7 empty] | 3
378130814 | PTJ19012 |  |  |  | VPTJ/PCE/J19011/MB19011 | 300281248 | Existing | RYB |  |  | CLOSED | CLOSED | LINK |  | 11 kV |  | 18/01/2005 |  |  |  |  | INDKOM |  |  | PE 19.01 R8C | Unknown | Unknown | NO | NONE | DISTRIBUTION | TNB | WP PUTRAJAYA & CYBERJAYA | NO | Unknown |  |  |  | NO | [8 empty] | PTJ19012 | NO | [7 empty] | 3
378130853 | PTJ19021 |  |  |  | VPTJ/PCE/J19021/MB19021 | 300281249 | Existing | RYB |  |  | CLOSED | CLOSED | LINK |  | 11 kV |  | 28/08/2007 |  |  |  |  | MERLIN GERIN |  |  | PE 19.02 JLB 3 | Unknown | Unknown | NO | NONE | DISTRIBUTION | TNB | WP PUTRAJAYA & CYBERJAYA | NO | Unknown |  |  |  | NO | [8 empty] | PTJ19021 | NO | [7 empty] | 3
378130858 | PTJ19023 |  |  |  | VPTJ/PCE/J19021/MB19021 | 300281249 | Existing | RYB |  |  | CLOSED | CLOSED | LINK |  | 11 kV |  | 28/08/2007 |  |  |  |  | MERLIN GERIN |  |  | PE 19.02 JLB 3 | Unknown | Unknown | NO | NONE | DISTRIBUTION | TNB | WP PUTRAJAYA & CYBERJAYA | NO | Unknown |  |  |  | NO | [8 empty] | PTJ19023 | NO | [7 empty] | 3
378130984 | PTJ18031 |  |  |  | VPTJ/PCE/J18031/MB18031 | 300281209 | Existing | RYB |  |  | CLOSED | CLOSED | LINK |  | 11 kV |  | 2004-12-01 |  |  |  |  | INDKOM |  |  | PE 18.03 PS 12 | Unknown | Unknown | NO | NONE | DISTRIBUTION | TNB | WP PUTRAJAYA & CYBERJAYA | NO | Unknown |  |  |  | NO | [8 empty] | PTJ18031 | NO | [7 empty] | 3
378130989 | PTJ18032 |  |  |  | VPTJ/PCE/J18031/MB18031 | 300281209 | Existing | RYB |  |  | CLOSED | CLOSED | LINK |  | 11 kV |  | 2004-12-01 |  |  |  |  | INDKOM |  |  | PE 18.03 PS 12 | Unknown | Unknown | NO | NONE | DISTRIBUTION | TNB | WP PUTRAJAYA & CYBERJAYA | NO | Unknown |  |  |  | NO | [8 empty] | PTJ18032 | NO | [7 empty] | 3
378131154 | PTJ18211 |  |  |  | VPTJ/PCE/J18211/MB18211 | 300281232 | Existing | RYB |  |  | CLOSED | CLOSED | LINK |  | 11 kV |  | 2007-01-03 |  |  |  |  | TAMCO |  |  | PE 18.21 BLOK A 18R13 (F1) | Unknown | Unknown | NO | NONE | DISTRIBUTION | TNB | WP PUTRAJAYA & CYBERJAYA | NO | Unknown |  |  |  | NO | [8 empty] | PTJ18211 | NO | [7 empty] | 3
378131159 | PTJ18213 |  |  |  | VPTJ/PCE/J18211/MB18211 | 300281232 | Existing | RYB |  |  | CLOSED | CLOSED | LINK |  | 11 kV |  | 2007-01-03 |  |  |  |  | TAMCO |  |  | PE 18.21 BLOK A 18R13 (F1) | Unknown | Unknown | NO | NONE | DISTRIBUTION | TNB | WP PUTRAJAYA & CYBERJAYA | NO | Unknown |  |  |  | NO | [8 empty] | PTJ18213 | NO | [7 empty] | 3
378131248 | PTJ18214 |  |  |  | VPTJ/PCE/J18212/MB18214 | 300281233 | Existing | RYB |  |  | CLOSED | CLOSED | LINK |  | 11 kV |  | 2007-01-03 |  |  |  |  | TAMCO |  |  | PE 18.21 BLOK A 18R13 (F2) | Unknown | Unknown | NO | NONE | DISTRIBUTION | TNB | WP PUTRAJAYA & CYBERJAYA | NO | Unknown |  |  |  | NO | [8 empty] | PTJ18214 | NO | [7 empty] | 3
378131253 | PTJ18216 |  |  |  | VPTJ/PCE/J18212/MB18214 | 300281233 | Existing | RYB |  |  | CLOSED | CLOSED | LINK |  | 11 kV |  | 2007-01-03 |  |  |  |  | TAMCO |  |  | PE 18.21 BLOK A 18R13 (F2) | Unknown | Unknown | NO | NONE | DISTRIBUTION | TNB | WP PUTRAJAYA & CYBERJAYA | NO | Unknown |  |  |  | NO | [8 empty] | PTJ18216 | NO | [7 empty] | 3
378131359 | PTJ02251 |  |  |  | VPTJ/PCE/J02251/MB02251 | 300485089 | Existing | RYB |  |  | CLOSED | CLOSED | LINK |  | 11 kV |  | 30/06/2014 |  |  |  |  | INDKOM |  |  | PE 2.25 C/S FORMULA E 1 | Unknown | Unknown | NO | NONE | DISTRIBUTION | TNB | WP PUTRAJAYA & CYBERJAYA | NO | Unknown |  |  |  | NO | [8 empty] | PTJ02251 | NO | [7 empty] | 3
378131364 | PTJ02252 |  |  |  | VPTJ/PCE/J02251/MB02251 | 300485089 | Existing | RYB |  |  | OPEN | CLOSED | LINK |  | 11 kV |  | 30/06/2014 |  |  |  |  | INDKOM |  |  | PE 2.25 C/S FORMULA E 1 | Unknown | Unknown | NO | NONE | DISTRIBUTION | TNB | WP PUTRAJAYA & CYBERJAYA | NO | Unknown |  |  |  | NO | [8 empty] | PTJ02252 | NO | [7 empty] | 3
378131463 | PTJ02271 |  |  |  | VPTJ/PCE/J02271/MB02271 | 300485247 | Existing | RYB |  |  | CLOSED | CLOSED | LINK |  | 11 kV | [6 empty] | INDKOM |  |  | PE 2.27 C/S FORMULA E 3 | Unknown | Unknown | NO | NONE | DISTRIBUTION | TNB | WP PUTRAJAYA & CYBERJAYA | NO | Unknown |  |  |  | NO | [8 empty] | PTJ02271 | NO | [7 empty] | 3
378131468 | PTJ02272 |  |  |  | VPTJ/PCE/J02271/MB02271 | 300485247 | Existing | RYB |  |  | OPEN | CLOSED | LINK |  | 11 kV | [6 empty] | INDKOM |  |  | PE 2.27 C/S FORMULA E 3 | Unknown | Unknown | NO | NONE | DISTRIBUTION | TNB | WP PUTRAJAYA & CYBERJAYA | NO | Unknown |  |  |  | NO | [8 empty] | PTJ02272 | NO | [7 empty] | 3
378155487 | CBJ22715 |  |  |  | VCBJ/PCE/J22712/MB22714 | 300450896 | Existing | RYB |  |  | CLOSED | CLOSED | LINK |  | 11 kV |  | 18/09/2011 | [7 empty] | PE 22.71 CBD PERDANA 2B F2 | Unknown | Unknown | NO | NONE | DISTRIBUTION | TNB | WP PUTRAJAYA & CYBERJAYA | NO | Unknown |  |  |  | NO | [8 empty] | CBJ22715 | NO | [7 empty] | 3
378155504 | CBJ22716 |  |  |  | VCBJ/PCE/J22712/MB22714 | 300450896 | Existing | RYB |  |  | CLOSED | CLOSED | LINK |  | 11 kV |  | 18/09/2011 | [7 empty] | PE 22.71 CBD PERDANA 2B F2 | Unknown | Unknown | NO | NONE | DISTRIBUTION | TNB | WP PUTRAJAYA & CYBERJAYA | NO | Unknown |  |  |  | NO | [8 empty] | CBJ22716 | NO | [7 empty] | 3
378155663 | CBJ22825 |  |  |  | VCBJ/PCE/J22822/MB22824 | 300450891 | Existing | RYB |  |  | CLOSED | CLOSED | LINK |  | 11 kV |  | 16/02/2012 | [7 empty] | PE 22.82 CBD PERDANA 2C F2 | Unknown | Unknown | NO | NONE | DISTRIBUTION | TNB | WP PUTRAJAYA & CYBERJAYA | NO | Unknown |  |  |  | NO | [8 empty] | CBJ22825 | NO | [7 empty] | 3
378155668 | CBJ22824 |  |  |  | VCBJ/PCE/J22822/MB22824 | 300450891 | Existing | RYB |  |  | CLOSED | CLOSED | LINK |  | 11 kV |  | 16/02/2012 | [7 empty] | PE 22.82 CBD PERDANA 2C F2 | Unknown | Unknown | NO | NONE | DISTRIBUTION | TNB | WP PUTRAJAYA & CYBERJAYA | NO | Unknown |  |  |  | NO | [8 empty] | CBJ22824 | NO | [7 empty] | 3
378155757 | CBJ22822 |  |  |  | VCBJ/PCE/J22821/MB22821 | 300450875 | Existing | RYB |  |  | CLOSED | CLOSED | LINK |  | 11 kV |  | 16/02/2012 | [7 empty] | PE 22.82 CBD PERDANA 2C F1 | Unknown | Unknown | NO | NONE | DISTRIBUTION | TNB | WP PUTRAJAYA & CYBERJAYA | NO | Unknown |  |  |  | NO | [8 empty] | CBJ22822 | NO | [7 empty] | 3
378155762 | CBJ22821 |  |  |  | VCBJ/PCE/J22821/MB22821 | 300450875 | Existing | RYB |  |  | CLOSED | CLOSED | LINK |  | 11 kV |  | 16/02/2012 | [7 empty] | PE 22.82 CBD PERDANA 2C F1 | Unknown | Unknown | NO | NONE | DISTRIBUTION | TNB | WP PUTRAJAYA & CYBERJAYA | NO | Unknown |  |  |  | NO | [8 empty] | CBJ22821 | NO | [7 empty] | 3
378155860 | CBJ22832 |  |  |  | VCBJ/PCE/J22831/MB22831 | 300454999 | Existing | RYB |  |  | CLOSED | CLOSED | LINK |  | 11 kV | [6 empty] | INDKOM |  |  | PE 22.83 CBD PERDANA 2D F1 | Unknown | Unknown | NO | NONE | DISTRIBUTION | TNB | WP PUTRAJAYA & CYBERJAYA | NO | Unknown |  |  |  | NO | [8 empty] | CBJ22832 | NO | [7 empty] | 3
378155865 | CBJ22831 |  |  |  | VCBJ/PCE/J22831/MB22831 | 300454999 | Existing | RYB |  |  | CLOSED | CLOSED | LINK |  | 11 kV | [6 empty] | INDKOM |  |  | PE 22.83 CBD PERDANA 2D F1 | Unknown | Unknown | NO | NONE | DISTRIBUTION | TNB | WP PUTRAJAYA & CYBERJAYA | NO | Unknown |  |  |  | NO | [8 empty] | CBJ22831 | NO | [7 empty] | 3
378155954 | CBJ22835 |  |  |  | VCBJ/PCE/J22832/MB22834 | 300455001 | Existing | RYB |  |  | CLOSED | CLOSED | LINK |  | 11 kV | [6 empty] | INDKOM |  |  | PE 22.83 CBD PERDANA 2D F2 | Unknown | Unknown | NO | NONE | DISTRIBUTION | TNB | WP PUTRAJAYA & CYBERJAYA | NO | Unknown |  |  |  | NO | [8 empty] | CBJ22835 | NO | [7 empty] | 3
378155959 | CBJ22824 |  |  |  | VCBJ/PCE/J22832/MB22834 | 300455001 | Existing | RYB |  |  | OPEN | CLOSED | LINK |  | 11 kV | [6 empty] | INDKOM |  |  | PE 22.83 CBD PERDANA 2D F2 | Unknown | Unknown | NO | NONE | DISTRIBUTION | TNB | WP PUTRAJAYA & CYBERJAYA | NO | Unknown |  |  |  | NO | [8 empty] | CBJ22824 | NO | [7 empty] | 3
378156353 | CBJ21582 |  |  |  | VCBJ/PCE/J21581/MB21581 | 300280640 | Existing | RYB |  |  | CLOSED | CLOSED | LINK |  | 11 kV |  | 24/10/2007 |  |  |  |  | TAMCO |  |  | SS 21.58 QB5 F1 | Unknown | Unknown | NO | NONE | DISTRIBUTION | TNB | WP PUTRAJAYA & CYBERJAYA | NO | Unknown |  |  |  | NO | [8 empty] | CBJ21582 | NO | [7 empty] | 3
378156359 | CBJ21583 |  |  |  | VCBJ/PCE/J21581/MB21581 | 300280640 | Existing | RYB |  |  | CLOSED | CLOSED | LINK |  | 11 kV |  | 24/10/2007 |  |  |  |  | TAMCO |  |  | SS 21.58 QB5 F1 | Unknown | Unknown | NO | NONE | DISTRIBUTION | TNB | WP PUTRAJAYA & CYBERJAYA | NO | Unknown |  |  |  | NO | [8 empty] | CBJ21583 | NO | [7 empty] | 3
378156364 | CBJ21581 |  |  |  | VCBJ/PCE/J21581/MB21581 | 300280640 | Existing | RYB |  |  | CLOSED | CLOSED | LINK |  | 11 kV |  | 24/10/2007 |  |  |  |  | TAMCO |  |  | SS 21.58 QB5 F1 | Unknown | Unknown | NO | NONE | DISTRIBUTION | TNB | WP PUTRAJAYA & CYBERJAYA | NO | Unknown |  |  |  | NO | [8 empty] | CBJ21581 | NO | [7 empty] | 3
378156379 | CBJ21584 |  |  |  | VCBJ/PCE/J21582/MB21584 | 300280638 | Existing | RYB |  |  | CLOSED | CLOSED | LINK |  | 11 kV |  | 24/10/2007 |  |  |  |  | TAMCO |  |  | SS 21.58 QB5 F2 | Unknown | Unknown | NO | NONE | DISTRIBUTION | TNB | WP PUTRAJAYA & CYBERJAYA | NO | Unknown |  |  |  | NO | [8 empty] | CBJ21584 | NO | [7 empty] | 3
378156385 | CBJ21586 |  |  |  | VCBJ/PCE/J21582/MB21584 | 300280638 | Existing | RYB |  |  | CLOSED | CLOSED | LINK |  | 11 kV |  | 24/10/2007 |  |  |  |  | TAMCO |  |  | SS 21.58 QB5 F2 | Unknown | Unknown | NO | NONE | DISTRIBUTION | TNB | WP PUTRAJAYA & CYBERJAYA | NO | Unknown |  |  |  | NO | [8 empty] | CBJ21586 | NO | [7 empty] | 3
378156390 | CBJ21585 |  |  |  | VCBJ/PCE/J21582/MB21584 | 300280638 | Existing | RYB |  |  | CLOSED | CLOSED | LINK |  | 11 kV |  | 24/10/2007 |  |  |  |  | TAMCO |  |  | SS 21.58 QB5 F2 | Unknown | Unknown | NO | NONE | DISTRIBUTION | TNB | WP PUTRAJAYA & CYBERJAYA | NO | Unknown |  |  |  | NO | [8 empty] | CBJ21585 | NO | [7 empty] | 3
378156480 | CBJ21653 |  |  |  | VCBJ/PCE/J21651/MB21651 | 300280620 | Existing | RYB |  |  | OPEN | CLOSED | LINK |  | 11 kV |  | 24/09/2008 |  |  |  |  | TAMCO |  |  | PE 21.65 EMERIO F1 | Unknown | Unknown | NO | NONE | DISTRIBUTION | TNB | WP PUTRAJAYA & CYBERJAYA | NO | Unknown |  |  |  | NO | [8 empty] | CBJ21653 | NO | [7 empty] | 3
378156485 | CBJ21651 |  |  |  | VCBJ/PCE/J21651/MB21651 | 300280620 | Existing | RYB |  | CBJ21722 SS 21.72 JOYFUL F1 | CLOSED | CLOSED | LINK |  | 11 kV |  | 24/09/2008 |  |  |  |  | TAMCO |  |  | PE 21.65 EMERIO F1 | Unknown | Unknown | NO | NONE | DISTRIBUTION | TNB | WP PUTRAJAYA & CYBERJAYA | NO | Unknown |  |  |  | NO | [8 empty] | CBJ21651 | NO | [7 empty] | 3
378156574 | CBJ21654 |  |  |  | VCBJ/PCE/J21652/MB21654 | 300280618 | Existing | RYB |  | CBJ21725 SS 21.72 JOYFUL F2 | CLOSED | CLOSED | LINK |  | 11 kV |  | 24/09/2008 |  |  |  |  | TAMCO |  |  | PE 21.65 EMERIO F2 | Unknown | Unknown | NO | NONE | DISTRIBUTION | TNB | WP PUTRAJAYA & CYBERJAYA | NO | Unknown |  |  |  | NO | [8 empty] | CBJ21654 | NO | [7 empty] | 3
378156579 | CBJ21656 |  |  |  | VCBJ/PCE/J21652/MB21654 | 300280618 | Existing | RYB |  |  | CLOSED | CLOSED | LINK |  | 11 kV |  | 24/09/2008 |  |  |  |  | TAMCO |  |  | PE 21.65 EMERIO F2 | Unknown | Unknown | NO | NONE | DISTRIBUTION | TNB | WP PUTRAJAYA & CYBERJAYA | NO | Unknown |  |  |  | NO | [8 empty] | CBJ21656 | NO | [7 empty] | 3
378186040 | CBJ25103 |  |  |  | VCBJ/PCE/J25101/MB25102 | 300520622 | Existing | RYB |  | PENGGUNA F1 | CLOSED | CLOSED | LINK |  | 11 kV |  | 2014-04-10 | [7 empty] | SS 25.10 CBD3 C2 F1 | Unknown | Unknown | NO | NONE | DISTRIBUTION | TNB | WP PUTRAJAYA & CYBERJAYA | NO | Unknown |  |  |  | NO | [8 empty] | CBJ25103 | NO | [7 empty] | 3
378186046 | CBJ25101 |  |  |  | VCBJ/PCE/J25101/MB25102 | 300520622 | Existing | RYB |  | CBJ24232 SS 24.23 STAR CENTRAL | OPEN | CLOSED | LINK |  | 11 kV |  | 2014-04-10 | [7 empty] | SS 25.10 CBD3 C2 F1 | Unknown | Unknown | NO | NONE | DISTRIBUTION | TNB | WP PUTRAJAYA & CYBERJAYA | NO | Unknown |  |  |  | NO | [8 empty] | CBJ25101 | NO | [7 empty] | 3
378186051 | CBJ25102 |  |  |  | VCBJ/PCE/J25101/MB25102 | 300520622 | Existing | RYB |  | CBJ 25091 SS 25.09 CDB 3 NO 1 | CLOSED | CLOSED | LINK |  | 11 kV |  | 2014-04-10 | [7 empty] | SS 25.10 CBD3 C2 F1 | Unknown | Unknown | NO | NONE | DISTRIBUTION | TNB | WP PUTRAJAYA & CYBERJAYA | NO | Unknown |  |  |  | NO | [8 empty] | CBJ25102 | NO | [7 empty] | 3
378186066 | CBJ25105 |  |  |  | VCBJ/PCE/J25101/MB25104 | 300520623 | Existing | RYB |  | CBJ 25094 SS 25.09 CDB 3 NO 1 F2 | CLOSED | CLOSED | LINK |  | 11 kV |  | 2014-04-10 |  |  |  |  | TOSHIBA |  |  | SS 25.10 CBD3 C2 F2 | Unknown | Unknown | NO | NONE | DISTRIBUTION | TNB | WP PUTRAJAYA & CYBERJAYA | NO | Unknown |  |  |  | NO | [8 empty] | CBJ25105 | NO | [7 empty] | 3
378186072 | CBJ25106 |  |  |  | VCBJ/PCE/J25101/MB25104 | 300520623 | Existing | RYB |  | PENGGUNA F2 | CLOSED | CLOSED | LINK |  | 11 kV |  | 2014-04-10 |  |  |  |  | TOSHIBA |  |  | SS 25.10 CBD3 C2 F2 | Unknown | Unknown | NO | NONE | DISTRIBUTION | TNB | WP PUTRAJAYA & CYBERJAYA | NO | Unknown |  |  |  | NO | [8 empty] | CBJ25106 | NO | [7 empty] | 3
378186077 | CBJ25104 |  |  |  | VCBJ/PCE/J25101/MB25104 | 300520623 | Existing | RYB |  | CBJ24235 SS 24.23 STAR CENTRAL | OPEN | CLOSED | LINK |  | 11 kV |  | 2014-04-10 |  |  |  |  | TOSHIBA |  |  | SS 25.10 CBD3 C2 F2 | Unknown | Unknown | NO | NONE | DISTRIBUTION | TNB | WP PUTRAJAYA & CYBERJAYA | NO | Unknown |  |  |  | NO | [8 empty] | CBJ25104 | NO | [7 empty] | 3
378186249 | CBJ22045 |  |  |  | VCBJ/PCE/J22042/MB22044 | 300280597 | Existing | RYB |  | PPU CBJ 6: VCB 1 | CLOSED | CLOSED | LINK |  | 11 kV |  | 29/09/1999 |  |  |  |  | INDKOM |  |  | SS 22.04 DCS F2 | Unknown | Unknown | NO | NONE | DISTRIBUTION | TNB | WP PUTRAJAYA & CYBERJAYA | NO | Unknown |  |  |  | NO | [8 empty] | CBJ22045 | NO | [7 empty] | 3
378186253 | CBJ22046 |  |  |  | VCBJ/PCE/J22042/MB22044 | 300280597 | Existing | RYB |  | CBJ220410 SS 22.04 DCS (F2) | OPEN | CLOSED | LINK |  | 11 kV |  | 29/09/1999 |  |  |  |  | INDKOM |  |  | SS 22.04 DCS F2 | Unknown | Unknown | NO | NONE | DISTRIBUTION | TNB | WP PUTRAJAYA & CYBERJAYA | NO | Unknown |  |  |  | NO | [8 empty] | CBJ22046 | NO | [7 empty] | 3
378186270 | CBJ22047 |  |  |  | VCBJ/PCE/J22042/MB22044 | 300280597 | Existing | RYB |  | PENGGUNA HT | CLOSED | CLOSED | LINK |  | 11 kV |  | 29/09/1999 |  |  |  |  | INDKOM |  |  | SS 22.04 DCS F2 | Unknown | Unknown | NO | NONE | DISTRIBUTION | TNB | WP PUTRAJAYA & CYBERJAYA | NO | Unknown |  |  |  | NO | [8 empty] | CBJ22047 | NO | [7 empty] | 3
378186287 | CBJ22042 |  |  |  | VCBJ/PCE/J22041/MB22041 | 300280603 | Existing | RYB |  | PPU CBJ 6: VCB 2 | CLOSED | CLOSED | LINK |  | 11 kV |  | 29/09/1999 |  |  |  |  | INDKOM |  |  | SS 22.04 DCS F1 | Unknown | Unknown | NO | NONE | DISTRIBUTION | TNB | WP PUTRAJAYA & CYBERJAYA | NO | Unknown |  |  |  | NO | [8 empty] | CBJ22042 | NO | [7 empty] | 3
378186293 | CBJ22043 |  |  |  | VCBJ/PCE/J22041/MB22041 | 300280603 | Existing | RYB |  | PENGGUNA HT | CLOSED | CLOSED | LINK |  | 11 kV |  | 29/09/1999 |  |  |  |  | INDKOM |  |  | SS 22.04 DCS F1 | Unknown | Unknown | NO | NONE | DISTRIBUTION | TNB | WP PUTRAJAYA & CYBERJAYA | NO | Unknown |  |  |  | NO | [8 empty] | CBJ22043 | NO | [7 empty] | 3
378186298 | CBJ22041 |  |  |  | VCBJ/PCE/J22041/MB22041 | 300280603 | Existing | RYB |  | CBJ22044 SS 22.04 DCS (F2) | OPEN | CLOSED | LINK |  | 11 kV |  | 29/09/1999 |  |  |  |  | INDKOM |  |  | SS 22.04 DCS F1 | Unknown | Unknown | NO | NONE | DISTRIBUTION | TNB | WP PUTRAJAYA & CYBERJAYA | NO | Unknown |  |  |  | NO | [8 empty] | CBJ22041 | NO | [7 empty] | 3
378186303 | CBJ22044 |  |  |  | VCBJ/PCE/J22042/MB22044 | 300280597 | Existing | RYB |  | CBJ22041 SS 22.04 DCS (F1) | CLOSED |  | LINK |  | 11 kV |  | 29/09/1999 |  |  |  |  | INDKOM |  |  | SS 22.04 DCS F2 | Unknown | Unknown | Unknown | Unknown | DISTRIBUTION | TNB | WP PUTRAJAYA & CYBERJAYA | Unknown |  |  |  |  | Unknown | [8 empty] | CBJ22044 | [8 empty] | 3
378186307 | CBJ22049 |  |  |  | VCBJ/PCE/J22042/MB22044 | 300280600 | Existing | RYB |  | PENGGUNA HT | CLOSED | CLOSED | LINK |  | 11 kV |  | 29/09/1999 |  |  |  |  | INDKOM |  |  | SS 22.04 DCS F2 | Unknown | Unknown | NO | NONE | DISTRIBUTION | TNB | WP PUTRAJAYA & CYBERJAYA | Unknown |  |  |  |  | NO | [8 empty] | CBJ22049 | NO | [7 empty] | 3
378186319 | CBJ220410 |  |  |  | VCBJ/PCE/J22042/MB22044 | 300280600 | Existing | RYB |  | CBJ22046 SS 22.04 DCS (F2) | CLOSED | CLOSED | LINK |  | 11 kV |  | 29/09/1999 |  |  |  |  | INDKOM |  |  | SS 22.04 DCS F2 | Unknown | Unknown | NO | NONE | DISTRIBUTION | TNB | WP PUTRAJAYA & CYBERJAYA | Unknown |  |  |  |  | NO | [8 empty] | CBJ220410 | NO | [7 empty] | 3
378186328 | CBJ22048 |  |  |  | VCBJ/PCE/J22042/MB22044 | 300280600 | Existing | RYB |  | CBJ21603 PE 21.60 PADAT PPN CJ7 | CLOSED | CLOSED | LINK |  | 11 kV |  | 29/09/1999 |  |  |  |  | INDKOM |  |  | SS 22.04 DCS F2 | Unknown | Unknown | NO | NONE | DISTRIBUTION | TNB | WP PUTRAJAYA & CYBERJAYA | Unknown |  |  |  |  | NO | [8 empty] | CBJ22048 | NO | [7 empty] | 3
378186358 | CBJ21273 |  |  |  | VCBJ/PCE/J21271/MB21271 | 300281012 | Existing | RYB |  | PENGGUNA F1 | CLOSED | CLOSED | LINK |  | 11 kV |  | 26/11/2001 |  |  |  |  | INDKOM |  |  | SS 21.27 LOT 12067 MAYBANK F1 | Unknown | Unknown | NO | NONE | DISTRIBUTION | TNB | WP PUTRAJAYA & CYBERJAYA | NO | Unknown |  |  |  | NO | [8 empty] | CBJ21273 | NO | [7 empty] | 3
378186364 | CBJ21272 |  |  |  | VCBJ/PCE/J21271/MB21271 | 300281012 | Existing | RYB |  | CBJ21632 SS 21.63 (F1) | CLOSED | CLOSED | LINK |  | 11 kV |  | 26/11/2001 |  |  |  |  | INDKOM |  |  | SS 21.27 LOT 12067 MAYBANK F1 | Unknown | Unknown | NO | NONE | DISTRIBUTION | TNB | WP PUTRAJAYA & CYBERJAYA | NO | Unknown |  |  |  | NO | [8 empty] | CBJ21272 | NO | [7 empty] | 3
378186369 | CBJ21271 |  |  |  | VCBJ/PCE/J21271/MB21271 | 300281012 | Existing | RYB |  | PPU CBJ 6: VCB 7 | CLOSED | CLOSED | LINK |  | 11 kV |  | 26/11/2001 |  |  |  |  | INDKOM |  |  | SS 21.27 LOT 12067 MAYBANK F1 | Unknown | Unknown | NO | NONE | DISTRIBUTION | TNB | WP PUTRAJAYA & CYBERJAYA | NO | Unknown |  |  |  | NO | [8 empty] | CBJ21271 | NO | [7 empty] | 3
378186384 | CBJ21276 |  |  |  | VCBJ/PCE/J21272/MB21274 | 300281011 | Existing | RYB |  | PENGGUNA F2 | CLOSED | CLOSED | LINK |  | 11 kV |  | 26/11/2001 |  |  |  |  | INDKOM |  |  | SS 21.27 LOT 12067 MAYBANK F2 | Unknown | Unknown | NO | NONE | DISTRIBUTION | TNB | WP PUTRAJAYA & CYBERJAYA | NO | Unknown |  |  |  | NO | [8 empty] | CBJ21276 | NO | [7 empty] | 3
378186390 | CBJ21275 |  |  |  | VCBJ/PCE/J21272/MB21274 | 300281011 | Existing | RYB |  | CBJ21635 SS 21.63 (F2) | CLOSED | CLOSED | LINK |  | 11 kV |  | 26/11/2001 |  |  |  |  | INDKOM |  |  | SS 21.27 LOT 12067 MAYBANK F2 | Unknown | Unknown | NO | NONE | DISTRIBUTION | TNB | WP PUTRAJAYA & CYBERJAYA | NO | Unknown |  |  |  | NO | [8 empty] | CBJ21275 | NO | [7 empty] | 3
378186395 | CBJ21274 |  |  |  | VCBJ/PCE/J21272/MB21274 | 300281011 | Existing | RYB |  | PPU CBJ 6: VCB 8 | CLOSED | CLOSED | LINK |  | 11 kV |  | 26/11/2001 |  |  |  |  | INDKOM |  |  | SS 21.27 LOT 12067 MAYBANK F2 | Unknown | Unknown | NO | NONE | DISTRIBUTION | TNB | WP PUTRAJAYA & CYBERJAYA | NO | Unknown |  |  |  | NO | [8 empty] | CBJ21274 | NO | [7 empty] | 3
378186431 | CBJ21631 |  |  |  | VCBJ/PCE/J21631/MB21631 | 300280625 | Existing | RYB |  | CBJ21252 SS 21.25 (F1) | CLOSED | CLOSED | LINK |  | 11 kV |  | 2008-03-02 |  |  |  |  | TAMCO |  |  | SS 21.63 BANGUNAN MUSTAFA KAMAL F1 | Unknown | Unknown | NO | NONE | DISTRIBUTION | TNB | WP PUTRAJAYA & CYBERJAYA | NO | Unknown |  |  |  | NO | [8 empty] | CBJ21631 | NO | [7 empty] | 3
378186437 | CBJ21633 |  |  |  | VCBJ/PCE/J21631/MB21631 | 300280625 | Existing | RYB |  | PENGGUNA F1 | CLOSED | CLOSED | LINK |  | 11 kV |  | 2008-03-02 |  |  |  |  | TAMCO |  |  | SS 21.63 BANGUNAN MUSTAFA KAMAL F1 | Unknown | Unknown | NO | NONE | DISTRIBUTION | TNB | WP PUTRAJAYA & CYBERJAYA | NO | Unknown |  |  |  | NO | [8 empty] | CBJ21633 | NO | [7 empty] | 3
378186442 | CBJ21632 |  |  |  | VCBJ/PCE/J21631/MB21631 | 300280625 | Existing | RYB |  | CBJ21272 SS 21.27 (F1) | CLOSED | CLOSED | LINK |  | 11 kV |  | 2008-03-02 |  |  |  |  | TAMCO |  |  | SS 21.63 BANGUNAN MUSTAFA KAMAL F1 | Unknown | Unknown | NO | NONE | DISTRIBUTION | TNB | WP PUTRAJAYA & CYBERJAYA | NO | Unknown |  |  |  | NO | [8 empty] | CBJ21632 | NO | [7 empty] | 3
378186457 | CBJ21636 |  |  |  | VCBJ/PCE/J21632/MB21634 | 300280623 | Existing | RYB |  |  | CLOSED | CLOSED | LINK |  | 11 kV |  | 2008-03-02 |  |  |  |  | TAMCO |  |  | SS 21.63 BANGUNAN MUSTAFA KAMAL F2 | Unknown | Unknown | NO | NONE | DISTRIBUTION | TNB | WP PUTRAJAYA & CYBERJAYA | NO | Unknown |  |  |  | NO | [8 empty] | CBJ21636 | NO | [7 empty] | 3
378186463 | CBJ21635 |  |  |  | VCBJ/PCE/J21632/MB21634 | 300280623 | Existing | RYB |  | CBJ21275 SS 21.27 (F2) | CLOSED | CLOSED | LINK |  | 11 kV |  | 2008-03-02 |  |  |  |  | TAMCO |  |  | SS 21.63 BANGUNAN MUSTAFA KAMAL F2 | Unknown | Unknown | NO | NONE | DISTRIBUTION | TNB | WP PUTRAJAYA & CYBERJAYA | NO | Unknown |  |  |  | NO | [8 empty] | CBJ21635 | NO | [7 empty] | 3
378186468 | CBJ21634 |  |  |  | VCBJ/PCE/J21632/MB21634 | 300280623 | Existing | RYB |  | CBJ21255 SS 21.25 (F2) | CLOSED | CLOSED | LINK |  | 11 kV |  | 2008-03-02 |  |  |  |  | TAMCO |  |  | SS 21.63 BANGUNAN MUSTAFA KAMAL F2 | Unknown | Unknown | NO | NONE | DISTRIBUTION | TNB | WP PUTRAJAYA & CYBERJAYA | NO | Unknown |  |  |  | NO | [8 empty] | CBJ21634 | NO | [7 empty] | 3
378186490 | CBJ21253 |  |  |  | VCBJ/PCE/J21251/MB21251 | 300281017 | Existing | RYB |  | PENGGUNA F1 | CLOSED | CLOSED | LINK |  | 11 kV |  | 30/05/2001 |  |  |  |  | INDKOM |  |  | SS 21.25 CENTUARY SQUARE F1 | Unknown | Unknown | NO | NONE | DISTRIBUTION | TNB | WP PUTRAJAYA & CYBERJAYA | NO | Unknown |  |  |  | NO | [8 empty] | CBJ21253 | NO | [7 empty] | 3
378186496 | CBJ21252 |  |  |  | VCBJ/PCE/J21251/MB21251 | 300281017 | Existing | RYB |  | CBJ21631 SS 21.63 (F1) | CLOSED | CLOSED | LINK |  | 11 kV |  | 30/05/2001 |  |  |  |  | INDKOM |  |  | SS 21.25 CENTUARY SQUARE F1 | Unknown | Unknown | NO | NONE | DISTRIBUTION | TNB | WP PUTRAJAYA & CYBERJAYA | NO | Unknown |  |  |  | NO | [8 empty] | CBJ21252 | NO | [7 empty] | 3
378186501 | CBJ21251 |  |  |  | VCBJ/PCE/J21251/MB21251 | 300281017 | Existing | RYB |  | CBJ21592 SS 21.59 SME 2 (F1) | CLOSED | CLOSED | LINK |  | 11 kV |  | 30/05/2001 |  |  |  |  | INDKOM |  |  | SS 21.25 CENTUARY SQUARE F1 | Unknown | Unknown | NO | NONE | DISTRIBUTION | TNB | WP PUTRAJAYA & CYBERJAYA | NO | Unknown |  |  |  | NO | [8 empty] | CBJ21251 | NO | [7 empty] | 3
378186516 | CBJ21256 |  |  |  | VCBJ/PCE/J21252/MB21254 | 300281016 | Existing | RYB |  | PENGGUNA F2 | CLOSED | CLOSED | LINK |  | 11 kV |  | 30/05/2001 |  |  |  |  | INDKOM |  |  | SS 21.25 CENTUARY SQUARE F2 | Unknown | Unknown | NO | NONE | DISTRIBUTION | TNB | WP PUTRAJAYA & CYBERJAYA | NO | Unknown |  |  |  | NO | [8 empty] | CBJ21256 | NO | [7 empty] | 3
378186522 | CBJ21255 |  |  |  | VCBJ/PCE/J21252/MB21254 | 300281016 | Existing | RYB |  | CBJ21634 SS 21.63 (F2) | CLOSED | CLOSED | LINK |  | 11 kV |  | 30/05/2001 |  |  |  |  | INDKOM |  |  | SS 21.25 CENTUARY SQUARE F2 | Unknown | Unknown | NO | NONE | DISTRIBUTION | TNB | WP PUTRAJAYA & CYBERJAYA | NO | Unknown |  |  |  | NO | [8 empty] | CBJ21255 | NO | [7 empty] | 3
378186527 | CBJ21254 |  |  |  | VCBJ/PCE/J21252/MB21254 | 300281016 | Existing | RYB |  | CBJ21595 SS 21.59 SME 2 (F2) | CLOSED | CLOSED | LINK |  | 11 kV |  | 30/05/2001 |  |  |  |  | INDKOM |  |  | SS 21.25 CENTUARY SQUARE F2 | Unknown | Unknown | NO | NONE | DISTRIBUTION | TNB | WP PUTRAJAYA & CYBERJAYA | NO | Unknown |  |  |  | NO | [8 empty] | CBJ21254 | NO | [7 empty] | 3
378186559 | CBJ21592 |  |  |  | VCBJ/PCE/J21591/MB21591 | 300280635 | Existing | RYB |  | CBJ21251 SS 21.25 (F1) | CLOSED | CLOSED | LINK |  | 11 kV |  | 26/10/2007 |  |  |  |  | TAMCO |  |  | SS 21.59 SME 2 F1 | Unknown | Unknown | NO | NONE | DISTRIBUTION | TNB | WP PUTRAJAYA & CYBERJAYA | NO | Unknown |  |  |  | NO | [8 empty] | CBJ21592 | NO | [7 empty] | 3
378186565 | CBJ21593 |  |  |  | VCBJ/PCE/J21591/MB21591 | 300280635 | Existing | RYB |  | PENGGUNA F1 | CLOSED | CLOSED | LINK |  | 11 kV |  | 26/10/2007 |  |  |  |  | TAMCO |  |  | SS 21.59 SME 2 F1 | Unknown | Unknown | NO | NONE | DISTRIBUTION | TNB | WP PUTRAJAYA & CYBERJAYA | NO | Unknown |  |  |  | NO | [8 empty] | CBJ21593 | NO | [7 empty] | 3
378186570 | CBJ21591 |  |  |  | VCBJ/PCE/J21591/MB21591 | 300280635 | Existing | RYB |  | CBJ21262 PE 21.26 (F1) | CLOSED | CLOSED | LINK |  | 11 kV |  | 26/10/2007 |  |  |  |  | TAMCO |  |  | SS 21.59 SME 2 F1 | Unknown | Unknown | NO | NONE | DISTRIBUTION | TNB | WP PUTRAJAYA & CYBERJAYA | NO | Unknown |  |  |  | NO | [8 empty] | CBJ21591 | NO | [7 empty] | 3
378186611 | CBJ21595 |  |  |  | VCBJ/PCE/J21592/MB21594 | 300280634 | Existing | RYB |  | CBJ21254 SS 21.25 (F2) | CLOSED | CLOSED | LINK |  | 11 kV |  | 26/10/2007 |  |  |  |  | TAMCO |  |  | SS 21.59 SME 2 F2 | Unknown | Unknown | NO | NONE | DISTRIBUTION | TNB | WP PUTRAJAYA & CYBERJAYA | NO | Unknown |  |  |  | NO | [8 empty] | CBJ21595 | NO | [7 empty] | 3
378186617 | CBJ21596 |  |  |  | VCBJ/PCE/J21592/MB21594 | 300280634 | Existing | RYB |  | PENGGUNA F2 | CLOSED | CLOSED | LINK |  | 11 kV |  | 26/10/2007 |  |  |  |  | TAMCO |  |  | SS 21.59 SME 2 F2 | Unknown | Unknown | NO | NONE | DISTRIBUTION | TNB | WP PUTRAJAYA & CYBERJAYA | NO | Unknown |  |  |  | NO | [8 empty] | CBJ21596 | NO | [7 empty] | 3
378186622 | CBJ21594 |  |  |  | VCBJ/PCE/J21592/MB21594 | 300280634 | Existing | RYB |  | CBJ21265 PE 21.26 (F2) | CLOSED | CLOSED | LINK |  | 11 kV |  | 26/10/2007 |  |  |  |  | TAMCO |  |  | SS 21.59 SME 2 F2 | Unknown | Unknown | NO | NONE | DISTRIBUTION | TNB | WP PUTRAJAYA & CYBERJAYA | NO | Unknown |  |  |  | NO | [8 empty] | CBJ21594 | NO | [7 empty] | 3
378186651 | CBJ21262 |  |  |  | VCBJ/PCE/J21261/MB21261 | 300281015 | Existing | RYB |  | CBJ21591 SS 21.59 SME 2 (F1) | CLOSED | CLOSED | LINK |  | 11 kV |  | 17/05/2002 |  |  |  |  | INDKOM |  |  | PE 21.26 PUSAT KAWAL SELIA F1 | Unknown | Unknown | NO | NONE | DISTRIBUTION | TNB | WP PUTRAJAYA & CYBERJAYA | NO | Unknown |  |  |  | NO | [8 empty] | CBJ21262 | NO | [7 empty] | 3
378186656 | CBJ21261 |  |  |  | VCBJ/PCE/J21261/MB21261 | 300281015 | Existing | RYB |  | CBJ21554 SS 21.55 SME (F1) | CLOSED | CLOSED | LINK |  | 11 kV |  | 17/05/2002 |  |  |  |  | INDKOM |  |  | PE 21.26 PUSAT KAWAL SELIA F1 | Unknown | Unknown | NO | NONE | DISTRIBUTION | TNB | WP PUTRAJAYA & CYBERJAYA | NO | Unknown |  |  |  | NO | [8 empty] | CBJ21261 | NO | [7 empty] | 3
378186674 | CBJ21265 |  |  |  | VCBJ/PCE/J21262/MB21264 | 300281013 | Existing | RYB |  | CBJ21594 SS 21.59 SME 2 (F2) | CLOSED | CLOSED | LINK |  | 11 kV |  | 17/05/2002 |  |  |  |  | INDKOM |  |  | PE 21.26 PUSAT KAWAL SELIA F2 | Unknown | Unknown | NO | NONE | DISTRIBUTION | TNB | WP PUTRAJAYA & CYBERJAYA | NO | Unknown |  |  |  | NO | [8 empty] | CBJ21265 | NO | [7 empty] | 3
378186679 | CBJ21264 |  |  |  | VCBJ/PCE/J21262/MB21264 | 300281013 | Existing | RYB |  | CBJ21558 SS 21.55 SME (F2) | CLOSED | CLOSED | LINK |  | 11 kV |  | 17/05/2002 |  |  |  |  | INDKOM |  |  | PE 21.26 PUSAT KAWAL SELIA F2 | Unknown | Unknown | NO | NONE | DISTRIBUTION | TNB | WP PUTRAJAYA & CYBERJAYA | NO | Unknown |  |  |  | NO | [8 empty] | CBJ21264 | NO | [7 empty] | 3
378186857 | CBJ21554 |  |  |  | VCBJ/PCE/J21551/MB21551 | 300280651 | Existing | RYB |  | CBJ21261 PE 21.26 (F1) | CLOSED | CLOSED | LINK |  | 11 kV |  | 29/01/2005 |  |  |  |  | TAMCO |  |  | SS 21.55 SME TECHNOPRENEUR CENTRE F1 | Unknown | Unknown | NO | NONE | DISTRIBUTION | TNB | WP PUTRAJAYA & CYBERJAYA | NO | Unknown |  |  |  | NO | [8 empty] | CBJ21554 | NO | [7 empty] | 3
378186863 | CBJ21553 |  |  |  | VCBJ/PCE/J21551/MB21551 | 300280651 | Existing | RYB |  | PENGGUNA F1 | CLOSED | CLOSED | LINK |  | 11 kV |  | 29/01/2005 |  |  |  |  | TAMCO |  |  | SS 21.55 SME TECHNOPRENEUR CENTRE F1 | Unknown | Unknown | NO | NONE | DISTRIBUTION | TNB | WP PUTRAJAYA & CYBERJAYA | NO | Unknown |  |  |  | NO | [8 empty] | CBJ21553 | NO | [7 empty] | 3
378186868 | CBJ21551 |  |  |  | VCBJ/PCE/J21551/MB21551 | 300280651 | Existing | RYB |  | CBJ21232 SS 21.23 (F1) | CLOSED | CLOSED | LINK |  | 11 kV |  | 29/01/2005 |  |  |  |  | TAMCO |  |  | SS 21.55 SME TECHNOPRENEUR CENTRE F1 | Unknown | Unknown | NO | NONE | DISTRIBUTION | TNB | WP PUTRAJAYA & CYBERJAYA | NO | Unknown |  |  |  | NO | [8 empty] | CBJ21551 | NO | [7 empty] | 3
378186883 | CBJ21558 |  |  |  | VCBJ/PCE/J21552/MB21555 | 300280650 | Existing | RYB |  | CBJ21264 PE 21.26 (F2) | CLOSED | CLOSED | LINK |  | 11 kV |  | 29/01/2005 |  |  |  |  | TAMCO |  |  | SS 21.55 SME TECHNOPRENEUR CENTRE F2 | Unknown | Unknown | NO | NONE | DISTRIBUTION | TNB | WP PUTRAJAYA & CYBERJAYA | NO | Unknown |  |  |  | NO | [8 empty] | CBJ21558 | NO | [7 empty] | 3
378186889 | CBJ21557 |  |  |  | VCBJ/PCE/J21552/MB21555 | 300280650 | Existing | RYB |  | PENGGUNA F2 | CLOSED | CLOSED | LINK |  | 11 kV |  | 29/01/2005 |  |  |  |  | TAMCO |  |  | SS 21.55 SME TECHNOPRENEUR CENTRE F2 | Unknown | Unknown | NO | NONE | DISTRIBUTION | TNB | WP PUTRAJAYA & CYBERJAYA | NO | Unknown |  |  |  | NO | [8 empty] | CBJ21557 | NO | [7 empty] | 3
378186894 | CBJ21555 |  |  |  | VCBJ/PCE/J21552/MB21555 | 300280650 | Existing | RYB |  | CBJ21235 SS 21.23 (F2) | CLOSED | CLOSED | LINK |  | 11 kV |  | 29/01/2005 |  |  |  |  | TAMCO |  |  | SS 21.55 SME TECHNOPRENEUR CENTRE F2 | Unknown | Unknown | NO | NONE | DISTRIBUTION | TNB | WP PUTRAJAYA & CYBERJAYA | NO | Unknown |  |  |  | NO | [8 empty] | CBJ21555 | NO | [7 empty] | 3
378186992 | CBJ21111 |  |  |  | VCBJ/PCE/J21111/MB21111 | 300281043 | Existing | RYB |  | CBJ21082 PE 21.08 (F1) | CLOSED | CLOSED | LINK |  | 11 kV |  | 2000-09-03 |  |  |  |  | INDKOM |  |  | PE 21.11 CENTURY SQUARE 2310 F1 | Unknown | Unknown | NO | NONE | DISTRIBUTION | TNB | WP PUTRAJAYA & CYBERJAYA | NO | Unknown |  |  |  | NO | [8 empty] | CBJ21111 | NO | [7 empty] | 3
378186997 | CBJ21112 |  |  |  | VCBJ/PCE/J21111/MB21111 | 300281043 | Existing | RYB |  | CBJ21231 SS 21.23 (F1) | CLOSED | CLOSED | LINK |  | 11 kV |  | 2000-09-03 |  |  |  |  | INDKOM |  |  | PE 21.11 CENTURY SQUARE 2310 F1 | Unknown | Unknown | NO | NONE | DISTRIBUTION | TNB | WP PUTRAJAYA & CYBERJAYA | NO | Unknown |  |  |  | NO | [8 empty] | CBJ21112 | NO | [7 empty] | 3
378187015 | CBJ21114 |  |  |  | VCBJ/PCE/J21112/MB21114 | 300281040 | Existing | RYB |  | CBJ21085 PE 21.08 (F2) | CLOSED | CLOSED | LINK |  | 11 kV |  | 2000-09-03 |  |  |  |  | INDKOM |  |  | PE 21.11 CENTURY SQUARE 2310 F2 | Unknown | Unknown | NO | NONE | DISTRIBUTION | TNB | WP PUTRAJAYA & CYBERJAYA | NO | Unknown |  |  |  | NO | [8 empty] | CBJ21114 | NO | [7 empty] | 3
378187020 | CBJ21115 |  |  |  | VCBJ/PCE/J21112/MB21114 | 300281040 | Existing | RYB |  | CBJ21234 SS 21.23 (F2) | CLOSED | CLOSED | LINK |  | 11 kV |  | 2000-09-03 |  |  |  |  | INDKOM |  |  | PE 21.11 CENTURY SQUARE 2310 F2 | Unknown | Unknown | NO | NONE | DISTRIBUTION | TNB | WP PUTRAJAYA & CYBERJAYA | NO | Unknown |  |  |  | NO | [8 empty] | CBJ21115 | NO | [7 empty] | 3
378187179 | CBJ21081 |  |  |  | VCBJ/PCE/J21081/MB21081 | 300281059 | Existing | RYB |  | CBJ22902 PE 22.90 SHAFBURY APT BLOK B | CLOSED | CLOSED | LINK |  | 11 kV |  | 16/02/2000 |  |  |  |  | INDKOM |  |  | PE 21.08 CENTURY SQUARE 2300 F1 | Unknown | Unknown | NO | NONE | DISTRIBUTION | TNB | WP PUTRAJAYA & CYBERJAYA | NO | Unknown |  |  |  | NO | [8 empty] | CBJ21081 | NO | [7 empty] | 3
378187184 | CBJ21082 |  |  |  | VCBJ/PCE/J21081/MB21081 | 300281059 | Existing | RYB |  | CBJ21111 PE 21.11 (F1) | CLOSED | CLOSED | LINK |  | 11 kV |  | 16/02/2000 |  |  |  |  | INDKOM |  |  | PE 21.08 CENTURY SQUARE 2300 F1 | Unknown | Unknown | NO | NONE | DISTRIBUTION | TNB | WP PUTRAJAYA & CYBERJAYA | NO | Unknown |  |  |  | NO | [8 empty] | CBJ21082 | NO | [7 empty] | 3
378187202 | CBJ21084 |  |  |  | VCBJ/PCE/J21082/MB21084 | 300281058 | Existing | RYB |  | CBJ22982 PE 22.98 (F1) | CLOSED | CLOSED | LINK |  | 11 kV |  | 16/02/2000 |  |  |  |  | INDKOM |  |  | PE 21.08 CENTURY SQUARE 2300 F2 | Unknown | Unknown | NO | NONE | DISTRIBUTION | TNB | WP PUTRAJAYA & CYBERJAYA | NO | Unknown |  |  |  | NO | [8 empty] | CBJ21084 | NO | [7 empty] | 3
378187207 | CBJ21085 |  |  |  | VCBJ/PCE/J21082/MB21084 | 300281058 | Existing | RYB |  |  | CLOSED | CLOSED | LINK |  | 11 kV |  | 16/02/2000 |  |  |  |  | INDKOM |  |  | PE 21.08 CENTURY SQUARE 2300 F2 | Unknown | Unknown | NO | NONE | DISTRIBUTION | TNB | WP PUTRAJAYA & CYBERJAYA | NO | Unknown |  |  |  | NO | [8 empty] | CBJ21085 | NO | [7 empty] | 3
378187414 | CBJ22902 |  |  |  | VCBJ/PCE/J22901/MB22901 | 300454643 | Existing | RYB |  | CBJ21081 PE 21.08 (F1) | CLOSED | CLOSED | LINK |  | 11 kV | [6 empty] | INDKOM |  |  | PE 22.90 SHAFBURY APT BLOK B | Unknown | Unknown | NO | NONE | DISTRIBUTION | TNB | WP PUTRAJAYA & CYBERJAYA | NO | Unknown |  |  |  | NO | [8 empty] | CBJ22902 | NO | [7 empty] | 3
378187419 | CBJ22901 |  |  |  | VCBJ/PCE/J22901/MB22901 | 300454643 | Existing | RYB |  | CBJ22852 PE 22.85 (F1) | CLOSED | CLOSED | LINK |  | 11 kV | [6 empty] | INDKOM |  |  | PE 22.90 SHAFBURY APT BLOK B | Unknown | Unknown | NO | NONE | DISTRIBUTION | TNB | WP PUTRAJAYA & CYBERJAYA | NO | Unknown |  |  |  | NO | [8 empty] | CBJ22901 | NO | [7 empty] | 3
378187510 | CBJ22851 |  |  |  | VCBJ/PCE/J22851/MB22851 | 300454905 | Existing | RYB |  | CBJ24182 SS 24.18 SHAFTBURY BLOK E (F1) | CLOSED | CLOSED | LINK |  | 11 kV | [6 empty] | INDKOM |  |  | SS 22.85 SHAFTBURY CHILLER PLANT F1 | Unknown | Unknown | NO | NONE | DISTRIBUTION | TNB | WP PUTRAJAYA & CYBERJAYA | NO | Unknown |  |  |  | NO | [8 empty] | CBJ22851 | NO | [7 empty] | 3
378187515 | CBJ22852 |  |  |  | VCBJ/PCE/J22851/MB22851 | 300454905 | Existing | RYB |  | CBJ22901 PE 22.90 SHAFBURY APT BLOK B | CLOSED | CLOSED | LINK |  | 11 kV | [6 empty] | INDKOM |  |  | SS 22.85 SHAFTBURY CHILLER PLANT F1 | Unknown | Unknown | NO | NONE | DISTRIBUTION | TNB | WP PUTRAJAYA & CYBERJAYA | NO | Unknown |  |  |  | NO | [8 empty] | CBJ22852 | NO | [7 empty] | 3
378187604 | CBJ22854 |  |  |  | VCBJ/PCE/J22852/MB22851 | 300454908 | Existing | RYB |  | CBJ24185 SS 24.18 SHAFTBURY BLOK E (F2) | CLOSED | CLOSED | LINK |  | 11 kV | [6 empty] | INDKOM |  |  | SS 22.85 SHAFTBURY CHILLER PLANT F2 | Unknown | Unknown | NO | NONE | DISTRIBUTION | TNB | WP PUTRAJAYA & CYBERJAYA | NO | Unknown |  |  |  | NO | [8 empty] | CBJ22854 | NO | [7 empty] | 3
378187609 | CBJ22855 |  |  |  | VCBJ/PCE/J22852/MB22851 | 300454908 | Existing | RYB |  | CBJ22981 PE 22.98 (F1) | CLOSED | CLOSED | LINK |  | 11 kV | [6 empty] | INDKOM |  |  | SS 22.85 SHAFTBURY CHILLER PLANT F2 | Unknown | Unknown | NO | NONE | DISTRIBUTION | TNB | WP PUTRAJAYA & CYBERJAYA | NO | Unknown |  |  |  | NO | [8 empty] | CBJ22855 | NO | [7 empty] | 3
378187755 | CBJ22981 |  |  |  | VCBJ/PCE/J22981/MB22981 | 300454646 | Existing | RYB |  | CBJ22855 PE 22.85 (F2) | CLOSED | CLOSED | LINK |  | 11 kV | [6 empty] | INDKOM |  |  | PE 22.98 SHAFBURY APT A | Unknown | Unknown | NO | NONE | DISTRIBUTION | TNB | WP PUTRAJAYA & CYBERJAYA | NO | Unknown |  |  |  | NO | [8 empty] | CBJ22981 | NO | [7 empty] | 3
378187760 | CBJ22982 |  |  |  | VCBJ/PCE/J22981/MB22981 | 300454646 | Existing | RYB |  | CBJ21084 PE 21.08 CENTURY SEQ 2300 (F2) | CLOSED | CLOSED | LINK |  | 11 kV | [6 empty] | INDKOM |  |  | PE 22.98 SHAFBURY APT A | Unknown | Unknown | NO | NONE | DISTRIBUTION | TNB | WP PUTRAJAYA & CYBERJAYA | NO | Unknown |  |  |  | NO | [8 empty] | CBJ22982 | NO | [7 empty] | 3
378187902 | CBJ22841 |  |  |  | VCBJ/PCE/J22841/MB22841 | 300454898 | Existing | RYB |  | PPU CYB7: VCB 10 | CLOSED | CLOSED | LINK |  | 11 kV | [6 empty] | INDKOM |  |  | SS 22.84 SHAFBURY KEDAI PEJABAT F1 | Unknown | Unknown | NO | NONE | DISTRIBUTION | TNB | WP PUTRAJAYA & CYBERJAYA | NO | Unknown |  |  |  | NO | [8 empty] | CBJ22841 | NO | [7 empty] | 3
378187908 | CBJ22842 |  |  |  | VCBJ/PCE/J22841/MB22841 | 300454898 | Existing | RYB |  | PENGGUNA F1 | CLOSED | CLOSED | LINK |  | 11 kV | [6 empty] | INDKOM |  |  | SS 22.84 SHAFBURY KEDAI PEJABAT F1 | Unknown | Unknown | NO | NONE | DISTRIBUTION | TNB | WP PUTRAJAYA & CYBERJAYA | NO | Unknown |  |  |  | NO | [8 empty] | CBJ22842 | NO | [7 empty] | 3
378187913 | CBJ22842 |  |  |  | VCBJ/PCE/J22841/MB22841 | 300454898 | Existing | RYB |  | CBJ24181 SS 24.18 SHAFTBURY BLOK E (F1) | CLOSED | CLOSED | LINK |  | 11 kV | [6 empty] | INDKOM |  |  | SS 22.84 SHAFBURY KEDAI PEJABAT F1 | Unknown | Unknown | NO | NONE | DISTRIBUTION | TNB | WP PUTRAJAYA & CYBERJAYA | NO | Unknown |  |  |  | NO | [8 empty] | CBJ22842 | NO | [7 empty] | 3
378187951 | CBJ22844 |  |  |  | VCBJ/PCE/J22842/MB22844 | 300454902 | Existing | RYB |  | PPU CYB7: VCB 11 | CLOSED | CLOSED | LINK |  | 11 kV | [6 empty] | INDKOM |  |  | SS 22.84 SHAFBURY KEDAI PEJABAT F2 | Unknown | Unknown | NO | NONE | DISTRIBUTION | TNB | WP PUTRAJAYA & CYBERJAYA | NO | Unknown |  |  |  | NO | [8 empty] | CBJ22844 | NO | [7 empty] | 3
378187957 | CBJ22846 |  |  |  | VCBJ/PCE/J22842/MB22844 | 300454902 | Existing | RYB |  | PENGGUNA F2 | CLOSED | CLOSED | LINK |  | 11 kV | [6 empty] | INDKOM |  |  | SS 22.84 SHAFBURY KEDAI PEJABAT F2 | Unknown | Unknown | NO | NONE | DISTRIBUTION | TNB | WP PUTRAJAYA & CYBERJAYA | NO | Unknown |  |  |  | NO | [8 empty] | CBJ22846 | NO | [7 empty] | 3
378187962 | CBJ22845 |  |  |  | VCBJ/PCE/J22842/MB22844 | 300454902 | Existing | RYB |  | CBJ24184 SS 24.18 SHAFTBURY BLOK E (F2) | CLOSED | CLOSED | LINK |  | 11 kV | [6 empty] | INDKOM |  |  | SS 22.84 SHAFBURY KEDAI PEJABAT F2 | Unknown | Unknown | NO | NONE | DISTRIBUTION | TNB | WP PUTRAJAYA & CYBERJAYA | NO | Unknown |  |  |  | NO | [8 empty] | CBJ22845 | NO | [7 empty] | 3
378187985 | CBJ24312 |  |  |  | VCBJ/PCE/J00344/MB1 | 300512196 | Existing | RYB |  | PPU CBJ 6: VCB 11 | CLOSED | CLOSED | LINK |  | 11 kV | [6 empty] | EPE |  |  | PE 24.31 CRISTAL TERES | Unknown | Unknown | NO | NONE | DISTRIBUTION | TNB | WP PUTRAJAYA & CYBERJAYA | NO | Unknown |  |  |  | NO | [8 empty] | CBJ24312 | NO | [7 empty] | 3
378187990 | CBJ24311 |  |  |  | VCBJ/PCE/J00344/MB1 | 300512196 | Existing | RYB |  | CBJ24303 PE 24.30 (BLOK B) | CLOSED | CLOSED | LINK |  | 11 kV | [6 empty] | EPE |  |  | PE 24.31 CRISTAL TERES | Unknown | Unknown | NO | NONE | DISTRIBUTION | TNB | WP PUTRAJAYA & CYBERJAYA | NO | Unknown |  |  |  | NO | [8 empty] | CBJ24311 | NO | [7 empty] | 3
378188080 | CBJ24301 |  |  |  | VCBJ/PCE/J00343/MB1 | 300520966 | Existing | RYB |  | CBJ22342 PE 22.34 STREET MALL 2 (F1) | CLOSED | CLOSED | LINK |  | 11 kV | [6 empty] | EPE |  |  | PE 24.30 CRYSTAL BLOK B | Unknown | Unknown | NO | NONE | DISTRIBUTION | TNB | WP PUTRAJAYA & CYBERJAYA | NO | Unknown |  |  |  | NO | [8 empty] | CBJ24301 | NO | [7 empty] | 3
378188097 | CBJ24303 |  |  |  | VCBJ/PCE/J00343/MB1 | 300520966 | Existing | RYB |  | CBJ24311 PE 24.31 (TERES) | CLOSED | CLOSED | LINK |  | 11 kV | [6 empty] | EPE |  |  | PE 24.30 CRYSTAL BLOK B | Unknown | Unknown | NO | NONE | DISTRIBUTION | TNB | WP PUTRAJAYA & CYBERJAYA | NO | Unknown |  |  |  | NO | [8 empty] | CBJ24303 | NO | [7 empty] | 3
378188251 | CBJ24293 |  |  |  | VCBJ/PCE/J00342/MB1 | 300511721 | Existing | RYB |  | CBJ22345 PE 22.34 STREET MALL 2 (F2) | CLOSED | CLOSED | LINK |  | 11 kV | [6 empty] | SIEMENS |  |  | PE 24.29 CRYSTAL BLOK A | Unknown | Unknown | NO | NONE | DISTRIBUTION | TNB | WP PUTRAJAYA & CYBERJAYA | NO | Unknown |  |  |  | NO | [8 empty] | CBJ24293 | NO | [7 empty] | 3
378188268 | CBJ24292 |  |  |  | VCBJ/PCE/J00342/MB1 | 300511721 | Existing | RYB |  |  | CLOSED | CLOSED | LINK |  | 11 kV | [6 empty] | SIEMENS |  |  | PE 24.29 CRYSTAL BLOK A | Unknown | Unknown | NO | NONE | DISTRIBUTION | TNB | WP PUTRAJAYA & CYBERJAYA | NO | Unknown |  |  |  | NO | [8 empty] | CBJ24292 | NO | [7 empty] | 3
378188451 | CBJ22341 |  |  |  | VCBJ/PCE/J22341/MB22341 | 300280505 | Existing | RYB |  | CBJ22623 PE 22.62 (F1) | CLOSED | CLOSED | LINK |  | 11 kV |  | 17/05/2004 |  |  |  |  | INDKOM |  |  | PE 22.34 STREET MALL 2 F1 | Unknown | Unknown | NO | NONE | DISTRIBUTION | TNB | WP PUTRAJAYA & CYBERJAYA | NO | Unknown |  |  |  | NO | [8 empty] | CBJ22341 | NO | [7 empty] | 3
378188456 | CBJ22342 |  |  |  | VCBJ/PCE/J22341/MB22341 | 300280505 | Existing | RYB |  | CBJ24301 PE 24.30 (BLOK B) | CLOSED | CLOSED | LINK |  | 11 kV |  | 17/05/2004 |  |  |  |  | INDKOM |  |  | PE 22.34 STREET MALL 2 F1 | Unknown | Unknown | NO | NONE | DISTRIBUTION | TNB | WP PUTRAJAYA & CYBERJAYA | NO | Unknown |  |  |  | NO | [8 empty] | CBJ22342 | NO | [7 empty] | 3
378188474 | CBJ22344 |  |  |  | VCBJ/PCE/J22342/MB22344 | 300280508 | Existing | RYB |  | CBJ22626 PE 22.62 (F2) | CLOSED | CLOSED | LINK |  | 11 kV |  | 17/05/2004 |  |  |  |  | INDKOM |  |  | PE 22.34 STREET MALL 2 F2 | Unknown | Unknown | NO | NONE | DISTRIBUTION | TNB | WP PUTRAJAYA & CYBERJAYA | NO | Unknown |  |  |  | NO | [8 empty] | CBJ22344 | NO | [7 empty] | 3
378188479 | CBJ22345 |  |  |  | VCBJ/PCE/J22342/MB22344 | 300280508 | Existing | RYB |  | CBJ24293 PE 24.29 (BLOK A) | CLOSED | CLOSED | LINK |  | 11 kV |  | 17/05/2004 |  |  |  |  | INDKOM |  |  | PE 22.34 STREET MALL 2 F2 | Unknown | Unknown | NO | NONE | DISTRIBUTION | TNB | WP PUTRAJAYA & CYBERJAYA | NO | Unknown |  |  |  | NO | [8 empty] | CBJ22345 | NO | [7 empty] | 3
378188639 | CBJ22621 |  |  |  | VCBJ/PCE/J22621/MB22621 | 300280391 | Existing | RYB |  | CBJ22723 PE 22.72 CYBERNEO 3(F1) | CLOSED | CLOSED | LINK |  | 11 kV |  | 29/04/2009 |  |  |  |  | TAMCO |  |  | PE 22.62 8 BLOK KEDAI PEJ 2B F1 | Unknown | Unknown | NO | NONE | DISTRIBUTION | TNB | WP PUTRAJAYA & CYBERJAYA | NO | Unknown |  |  |  | NO | [8 empty] | CBJ22621 | NO | [7 empty] | 3
378188644 | CBJ22623 |  |  |  | VCBJ/PCE/J22621/MB22621 | 300280391 | Existing | RYB |  | CBJ22341 PE 22.34 STREET MALL 2 (F1) | CLOSED | CLOSED | LINK |  | 11 kV |  | 29/04/2009 |  |  |  |  | TAMCO |  |  | PE 22.62 8 BLOK KEDAI PEJ 2B F1 | Unknown | Unknown | NO | NONE | DISTRIBUTION | TNB | WP PUTRAJAYA & CYBERJAYA | NO | Unknown |  |  |  | NO | [8 empty] | CBJ22623 | NO | [7 empty] | 3
378188662 | CBJ22624 |  |  |  | VCBJ/PCE/J22622/MB22624 | 300280392 | Existing | RYB |  | CBJ22725 PE 22.72 CYBERNEO 3(F2) | CLOSED | CLOSED | LINK |  | 11 kV |  | 29/04/2009 |  |  |  |  | TAMCO |  |  | PE 22.62 8 BLOK KEDAI PEJ 2B F2 | Unknown | Unknown | NO | NONE | DISTRIBUTION | TNB | WP PUTRAJAYA & CYBERJAYA | NO | Unknown |  |  |  | NO | [8 empty] | CBJ22624 | NO | [7 empty] | 3
378188667 | CBJ22626 |  |  |  | VCBJ/PCE/J22622/MB22624 | 300280392 | Existing | RYB |  | CBJ22344 PE 22.34 STREET MALL 2 (F2) | CLOSED | CLOSED | LINK |  | 11 kV |  | 29/04/2009 |  |  |  |  | TAMCO |  |  | PE 22.62 8 BLOK KEDAI PEJ 2B F2 | Unknown | Unknown | NO | NONE | DISTRIBUTION | TNB | WP PUTRAJAYA & CYBERJAYA | NO | Unknown |  |  |  | NO | [8 empty] | CBJ22626 | NO | [7 empty] | 3
378189033 | CBJ22861 |  |  |  | VCBJ/PCE/J22861/MB22861 | 300454739 | Existing | RYB |  | CBJ22613 PE 22.61 (F1) | CLOSED | CLOSED | LINK |  | 11 kV | [6 empty] | INDKOM |  |  | PE 22.86 NEO CYBER BLOK D | Unknown | Unknown | NO | NONE | DISTRIBUTION | TNB | WP PUTRAJAYA & CYBERJAYA | NO | Unknown |  |  |  | NO | [8 empty] | CBJ22861 | NO | [7 empty] | 3
378189038 | CBJ22862 |  |  |  | VCBJ/PCE/J22861/MB22861 | 300454739 | Existing | RYB |  | CBJ22721 PE 22.72 CYBERNEO 3(F1) | CLOSED | CLOSED | LINK |  | 11 kV | [6 empty] | INDKOM |  |  | PE 22.86 NEO CYBER BLOK D | Unknown | Unknown | NO | NONE | DISTRIBUTION | TNB | WP PUTRAJAYA & CYBERJAYA | NO | Unknown |  |  |  | NO | [8 empty] | CBJ22862 | NO | [7 empty] | 3
378189123 | CBJ22611 |  |  |  | VCBJ/PCE/J22611/MB22611 | 300280393 | Existing | RYB |  | CBJ22522 PE 22.52 (F1) | CLOSED | CLOSED | LINK |  | 11 kV |  | 29/04/2009 |  |  |  |  | TAMCO |  |  | PE 22.61 8 BLOK KEDAI PEJ 2A F1 | Unknown | Unknown | NO | NONE | DISTRIBUTION | TNB | WP PUTRAJAYA & CYBERJAYA | NO | Unknown |  |  |  | NO | [8 empty] | CBJ22611 | NO | [7 empty] | 3
378189128 | CBJ22613 |  |  |  | VCBJ/PCE/J22611/MB22611 | 300280393 | Existing | RYB |  | CBJ22861 PE 22.86 | CLOSED | CLOSED | LINK |  | 11 kV |  | 29/04/2009 |  |  |  |  | TAMCO |  |  | PE 22.61 8 BLOK KEDAI PEJ 2A F1 | Unknown | Unknown | NO | NONE | DISTRIBUTION | TNB | WP PUTRAJAYA & CYBERJAYA | NO | Unknown |  |  |  | NO | [8 empty] | CBJ22613 | NO | [7 empty] | 3
378189146 | CBJ22614 |  |  |  | VCBJ/PCE/J22612/MB22614 | 300280394 | Existing | RYB |  | CBJ22526 PE 22.52 (F2) | CLOSED | CLOSED | LINK |  | 11 kV |  | 29/04/2009 |  |  |  |  | TAMCO |  |  | PE 22.61 8 BLOK KEDAI PEJ 2A F2 | Unknown | Unknown | NO | NONE | DISTRIBUTION | TNB | WP PUTRAJAYA & CYBERJAYA | NO | Unknown |  |  |  | NO | [8 empty] | CBJ22614 | NO | [7 empty] | 3
378189151 | CBJ22616 |  |  |  | VCBJ/PCE/J22612/MB22614 | 300280394 | Existing | RYB |  | CBJ22724 PE 22.72 CYBERNEO 3(F2) | CLOSED | CLOSED | LINK |  | 11 kV |  | 29/04/2009 |  |  |  |  | TAMCO |  |  | PE 22.61 8 BLOK KEDAI PEJ 2A F2 | Unknown | Unknown | NO | NONE | DISTRIBUTION | TNB | WP PUTRAJAYA & CYBERJAYA | NO | Unknown |  |  |  | NO | [8 empty] | CBJ22616 | NO | [7 empty] | 3
378189348 | CBJ22522 |  |  |  | VCBJ/PCE/J22521/MB22521 | 300280458 | Existing | RYB |  | CBJ22611 PE 22.61 (F1) | CLOSED | CLOSED | LINK |  | 11 kV |  | 2008-03-01 |  |  |  |  | INDKOM |  |  | PE 22.52 58 UNITS SHOP LOT F1 | Unknown | Unknown | NO | NONE | DISTRIBUTION | TNB | WP PUTRAJAYA & CYBERJAYA | NO | Unknown |  |  |  | NO | [8 empty] | CBJ22522 | NO | [7 empty] | 3
378189365 | CBJ22521 |  |  |  | VCBJ/PCE/J22521/MB22521 | 300280458 | Existing | RYB |  | CBJ22802 PE 22.80 | CLOSED | CLOSED | LINK |  | 11 kV |  | 2008-03-01 |  |  |  |  | INDKOM |  |  | PE 22.52 58 UNITS SHOP LOT F1 | Unknown | Unknown | NO | NONE | DISTRIBUTION | TNB | WP PUTRAJAYA & CYBERJAYA | NO | Unknown |  |  |  | NO | [8 empty] | CBJ22521 | NO | [7 empty] | 3
378189377 | CBJ22526 |  |  |  | VCBJ/PCE/J22522/MB22524 | 300280460 | Existing | RYB |  | CBJ22614 PE 22.61 (F2) | CLOSED | CLOSED | LINK |  | 11 kV |  | 2008-03-01 |  |  |  |  | INDKOM |  |  | PE 22.52 58 UNITS SHOP LOT F2 | Unknown | Unknown | NO | NONE | DISTRIBUTION | TNB | WP PUTRAJAYA & CYBERJAYA | NO | Unknown |  |  |  | NO | [8 empty] | CBJ22526 | NO | [7 empty] | 3
378189394 | CBJ22525 |  |  |  | VCBJ/PCE/J22522/MB22524 | 300280460 | Existing | RYB |  |  | CLOSED | CLOSED | LINK |  | 11 kV |  | 2008-03-01 |  |  |  |  | INDKOM |  |  | PE 22.52 58 UNITS SHOP LOT F2 | Unknown | Unknown | NO | NONE | DISTRIBUTION | TNB | WP PUTRAJAYA & CYBERJAYA | NO | Unknown |  |  |  | NO | [8 empty] | CBJ22525 | NO | [7 empty] | 3
378189675 | CBJ22802 |  |  |  | VCBJ/PCE/J22801/MB22801 | 300452908 | Existing | RYB |  | CBJ22521 PE 22.52 (58) (F1) | CLOSED | CLOSED | LINK |  | 11 kV | [6 empty] | TAMCO |  |  | PE 22.80 APT NEO CYBER BLOK A | Unknown | Unknown | NO | NONE | DISTRIBUTION | TNB | WP PUTRAJAYA & CYBERJAYA | NO | Unknown |  |  |  | NO | [8 empty] | CBJ22802 | NO | [7 empty] | 3
378189692 | CBJ22801 |  |  |  | VCBJ/PCE/J22801/MB22801 | 300452908 | Existing | RYB |  | CBJ24242 PE 24.24 CRYSTAL VILLE NO.1 | CLOSED | CLOSED | LINK |  | 11 kV | [6 empty] | TAMCO |  |  | PE 22.80 APT NEO CYBER BLOK A | Unknown | Unknown | NO | NONE | DISTRIBUTION | TNB | WP PUTRAJAYA & CYBERJAYA | NO | Unknown |  |  |  | NO | [8 empty] | CBJ22801 | NO | [7 empty] | 3
378202790 | PTJ18141 |  |  |  | VPTJ/PCE/J18141/MB18141 | 300281217 | Existing | RYB |  |  | CLOSED | CLOSED | LINK |  | 11 kV |  | 22/02/2007 |  |  |  |  | TAMCO |  |  | PE 18.14 BLOK D&E (F1) | Unknown | Unknown | NO | NONE | DISTRIBUTION | TNB | WP PUTRAJAYA & CYBERJAYA | NO | Unknown |  |  |  | NO | [8 empty] | PTJ18141 | NO | [7 empty] | 3
378202795 | PTJ18143 |  |  |  | VPTJ/PCE/J18141/MB18141 | 300281217 | Existing | RYB |  |  | CLOSED | CLOSED | LINK |  | 11 kV |  | 22/02/2007 |  |  |  |  | TAMCO |  |  | PE 18.14 BLOK D&E (F1) | Unknown | Unknown | NO | NONE | DISTRIBUTION | TNB | WP PUTRAJAYA & CYBERJAYA | NO | Unknown |  |  |  | NO | [8 empty] | PTJ18143 | NO | [7 empty] | 3
378202815 | PTJ18144 |  |  |  | VPTJ/PCE/J18142/MB18144 | 300281218 | Existing | RYB |  |  | CLOSED | CLOSED | LINK |  | 11 kV |  | 22/02/2007 |  |  |  |  | TAMCO |  |  | PE 18.14 BLOK D&E (F2) | Unknown | Unknown | NO | NONE | DISTRIBUTION | TNB | WP PUTRAJAYA & CYBERJAYA | NO | Unknown |  |  |  | NO | [8 empty] | PTJ18144 | NO | [7 empty] | 3
378202820 | PTJ18146 |  |  |  | VPTJ/PCE/J18142/MB18144 | 300281218 | Existing | RYB |  |  | CLOSED | CLOSED | LINK |  | 11 kV |  | 22/02/2007 |  |  |  |  | TAMCO |  |  | PE 18.14 BLOK D&E (F2) | Unknown | Unknown | NO | NONE | DISTRIBUTION | TNB | WP PUTRAJAYA & CYBERJAYA | NO | Unknown |  |  |  | NO | [8 empty] | PTJ18146 | NO | [7 empty] | 3
378202954 | PTJ18131 |  |  |  | VPTJ/PCE/J18131/MB18131 | 300281215 | Existing | RYB |  |  | CLOSED | CLOSED | LINK |  | 11 kV |  | 22/02/2007 |  |  |  |  | TAMCO |  |  | PE 18.13 BLOK F (F1) | Unknown | Unknown | NO | NONE | DISTRIBUTION | TNB | WP PUTRAJAYA & CYBERJAYA | NO | Unknown |  |  |  | NO | [8 empty] | PTJ18131 | NO | [7 empty] | 3
378202959 | PTJ18133 |  |  |  | VPTJ/PCE/J18131/MB18131 | 300281215 | Existing | RYB |  |  | CLOSED | CLOSED | LINK |  | 11 kV |  | 22/02/2007 |  |  |  |  | TAMCO |  |  | PE 18.13 BLOK F (F1) | Unknown | Unknown | NO | NONE | DISTRIBUTION | TNB | WP PUTRAJAYA & CYBERJAYA | NO | Unknown |  |  |  | NO | [8 empty] | PTJ18133 | NO | [7 empty] | 3
378203055 | PTJ18134 |  |  |  | VPTJ/PCE/J18132/MB18134 | 300281216 | Existing | RYB |  |  | CLOSED | CLOSED | LINK |  | 11 kV |  | 22/02/2007 |  |  |  |  | TAMCO |  |  | PE 18.13 BLOK F (F2) | Unknown | Unknown | NO | NONE | DISTRIBUTION | TNB | WP PUTRAJAYA & CYBERJAYA | NO | Unknown |  |  |  | NO | [8 empty] | PTJ18134 | NO | [7 empty] | 3
378203060 | PTJ18136 |  |  |  | VPTJ/PCE/J18132/MB18134 | 300281216 | Existing | RYB |  |  | CLOSED | CLOSED | LINK |  | 11 kV |  | 22/02/2007 |  |  |  |  | TAMCO |  |  | PE 18.13 BLOK F (F2) | Unknown | Unknown | NO | NONE | DISTRIBUTION | TNB | WP PUTRAJAYA & CYBERJAYA | NO | Unknown |  |  |  | NO | [8 empty] | PTJ18136 | NO | [7 empty] | 3
378203333 | PTJ18111 |  |  |  | VPTJ/PCE/J18111/MB18111 | 300281213 | Existing | RYB |  |  | CLOSED | CLOSED | LINK |  | 11 kV |  | 22/02/2007 |  |  |  |  | TAMCO |  |  | E 18.11 BLOK B&C (F1) | Unknown | Unknown | NO | NONE | DISTRIBUTION | TNB | WP PUTRAJAYA & CYBERJAYA | NO | Unknown |  |  |  | NO | [8 empty] | PTJ18111 | NO | [7 empty] | 3
378203338 | PTJ18113 |  |  |  | VPTJ/PCE/J18111/MB18111 | 300281213 | Existing | RYB |  |  | CLOSED | CLOSED | LINK |  | 11 kV |  | 22/02/2007 |  |  |  |  | TAMCO |  |  | E 18.11 BLOK B&C (F1) | Unknown | Unknown | NO | NONE | DISTRIBUTION | TNB | WP PUTRAJAYA & CYBERJAYA | NO | Unknown |  |  |  | NO | [8 empty] | PTJ18113 | NO | [7 empty] | 3
378203429 | PTJ18114 |  |  |  | VPTJ/PCE/J18112/MB18114 | 300281214 | Existing | RYB |  |  | CLOSED | CLOSED | LINK |  | 11 kV |  | 22/02/2007 |  |  |  |  | TAMCO |  |  | PE 18.11 BLOK B&C (F2) | Unknown | Unknown | NO | NONE | DISTRIBUTION | TNB | WP PUTRAJAYA & CYBERJAYA | NO | Unknown |  |  |  | NO | [8 empty] | PTJ18114 | NO | [7 empty] | 3
378203434 | PTJ18116 |  |  |  | VPTJ/PCE/J18112/MB18114 | 300281214 | Existing | RYB |  |  | CLOSED | CLOSED | LINK |  | 11 kV |  | 22/02/2007 |  |  |  |  | TAMCO |  |  | PE 18.11 BLOK B&C (F2) | Unknown | Unknown | NO | NONE | DISTRIBUTION | TNB | WP PUTRAJAYA & CYBERJAYA | NO | Unknown |  |  |  | NO | [8 empty] | PTJ18116 | NO | [7 empty] | 3
378203571 | PTJ18101 |  |  |  | VPTJ/PCE/J18101/MB18101 | 300281212 | Existing | RYB |  |  | CLOSED | CLOSED | LINK |  | 11 kV |  | 2005-11-04 |  |  |  |  | MERLIN GERIN |  |  | PE 18.10 PADAT SL | Unknown | Unknown | NO | NONE | DISTRIBUTION | TNB | WP PUTRAJAYA & CYBERJAYA | NO | Unknown |  |  |  | NO | [8 empty] | PTJ18101 | NO | [7 empty] | 3
378203576 | PTJ18103 |  |  |  | VPTJ/PCE/J18101/MB18101 | 300281212 | Existing | RYB |  |  | CLOSED | CLOSED | LINK |  | 11 kV |  | 2005-11-04 |  |  |  |  | MERLIN GERIN |  |  | PE 18.10 PADAT SL | Unknown | Unknown | NO | NONE | DISTRIBUTION | TNB | WP PUTRAJAYA & CYBERJAYA | NO | Unknown |  |  |  | NO | [8 empty] | PTJ18103 | NO | [7 empty] | 3
378203691 | PTJ18041 |  |  |  | VPTJ/PCE/J18041/MB18041 | 300281210 | Existing | RYB |  |  | CLOSED | CLOSED | LINK |  | 11 kV |  | 2007-03-03 |  |  |  |  | MERLIN GERIN |  |  | PE 18.04 PERUMAHAN 18R7 | Unknown | Unknown | NO | NONE | DISTRIBUTION | TNB | WP PUTRAJAYA & CYBERJAYA | NO | Unknown |  |  |  | NO | [8 empty] | PTJ18041 | NO | [7 empty] | 3
378203696 | PTJ18043 |  |  |  | VPTJ/PCE/J18041/MB18041 | 300281210 | Existing | RYB |  |  | CLOSED | CLOSED | LINK |  | 11 kV |  | 2007-03-03 |  |  |  |  | MERLIN GERIN |  |  | PE 18.04 PERUMAHAN 18R7 | Unknown | Unknown | NO | NONE | DISTRIBUTION | TNB | WP PUTRAJAYA & CYBERJAYA | NO | Unknown |  |  |  | NO | [8 empty] | PTJ18043 | NO | [7 empty] | 3
378203797 | PTJ18051 |  |  |  | VPTJ/PCE/J18051/MB18051 | 300454891 | Existing | RYB |  |  | CLOSED | CLOSED | LINK |  | 11 kV | [6 empty] | SCHNEIDER |  |  | PE 18.05 PERUMAHAN 18R5 Fasa 2(F1) | Unknown | Unknown | NO | NONE | DISTRIBUTION | TNB | WP PUTRAJAYA & CYBERJAYA | NO | Unknown |  |  |  | NO | [8 empty] | PTJ18051 | NO | [7 empty] | 3
378203802 | PTJ18053 |  |  |  | VPTJ/PCE/J18051/MB18051 | 300454891 | Existing | RYB |  |  | CLOSED | CLOSED | LINK |  | 11 kV | [6 empty] | SCHNEIDER |  |  | PE 18.05 PERUMAHAN 18R5 Fasa 2(F1) | Unknown | Unknown | NO | NONE | DISTRIBUTION | TNB | WP PUTRAJAYA & CYBERJAYA | NO | Unknown |  |  |  | NO | [8 empty] | PTJ18053 | NO | [7 empty] | 3
378203905 | PTJ18054 |  |  |  | VPTJ/PCE/J18052/MB18501 | 300454894 | Existing | RYB |  |  | CLOSED | CLOSED | LINK |  | 11 kV | [6 empty] | SCHNEIDER |  |  | PE 18.05 PERUMAHAN 18R5 Fasa 2(F2) | Unknown | Unknown | NO | NONE | DISTRIBUTION | TNB | WP PUTRAJAYA & CYBERJAYA | NO | Unknown |  |  |  | NO | [8 empty] | PTJ18054 | NO | [7 empty] | 3
378203910 | PTJ18056 |  |  |  | VPTJ/PCE/J18052/MB18501 | 300454894 | Existing | RYB |  |  | CLOSED | CLOSED | LINK |  | 11 kV | [6 empty] | SCHNEIDER |  |  | PE 18.05 PERUMAHAN 18R5 Fasa 2(F2) | Unknown | Unknown | NO | NONE | DISTRIBUTION | TNB | WP PUTRAJAYA & CYBERJAYA | NO | Unknown |  |  |  | NO | [8 empty] | PTJ18056 | NO | [7 empty] | 3
378204012 | PTJ18281 |  |  |  | VPTJ/PCE/J18281/MB18281 | 300452921 | Existing | RYB |  |  | CLOSED | CLOSED | LINK |  | 11 kV | [6 empty] | TAMCO |  |  | PE 18.28 SEK KEB (2) (F1) | Unknown | Unknown | NO | NONE | DISTRIBUTION | TNB | WP PUTRAJAYA & CYBERJAYA | NO | Unknown |  |  |  | NO | [8 empty] | PTJ18281 | NO | [7 empty] | 3
378204017 | PTJ18283 |  |  |  | VPTJ/PCE/J18281/MB18281 | 300452921 | Existing | RYB |  |  | CLOSED | CLOSED | LINK |  | 11 kV | [6 empty] | TAMCO |  |  | PE 18.28 SEK KEB (2) (F1) | Unknown | Unknown | NO | NONE | DISTRIBUTION | TNB | WP PUTRAJAYA & CYBERJAYA | NO | Unknown |  |  |  | NO | [8 empty] | PTJ18283 | NO | [7 empty] | 3
378204106 | PTJ18284 |  |  |  | VPTJ/PCE/J18282/MB18281 | 300452924 | Existing | RYB |  |  | CLOSED | CLOSED | LINK |  | 11 kV | [6 empty] | TAMCO |  |  | PE 18.28 SEK KEB (2) (F2) | Unknown | Unknown | NO | NONE | DISTRIBUTION | TNB | WP PUTRAJAYA & CYBERJAYA | NO | Unknown |  |  |  | NO | [8 empty] | PTJ18284 | NO | [7 empty] | 3
378204111 | PTJ18286 |  |  |  | VPTJ/PCE/J18282/MB18281 | 300452924 | Existing | RYB |  |  | CLOSED | CLOSED | LINK |  | 11 kV | [6 empty] | TAMCO |  |  | PE 18.28 SEK KEB (2) (F2) | Unknown | Unknown | NO | NONE | DISTRIBUTION | TNB | WP PUTRAJAYA & CYBERJAYA | NO | Unknown |  |  |  | NO | [8 empty] | PTJ18286 | NO | [7 empty] | 3
378204219 | PTJ18064 |  |  |  | VPTJ/PCE/J18062/MB18064 | 300288499 | Existing | RYB |  |  | CLOSED | CLOSED | LINK |  | 11 kV |  | 22/12/2010 |  |  |  |  | SCHNEIDER |  |  | PE 18.06 18R5 (F2) | Unknown | Unknown | NO | NONE | DISTRIBUTION | TNB | WP PUTRAJAYA & CYBERJAYA | NO | Unknown |  |  |  | NO | [8 empty] | PTJ18064 | NO | [7 empty] | 3
378204224 | PTJ18066 |  |  |  | VPTJ/PCE/J18062/MB18064 | 300288499 | Existing | RYB |  |  | CLOSED | CLOSED | LINK |  | 11 kV |  | 22/12/2010 |  |  |  |  | SCHNEIDER |  |  | PE 18.06 18R5 (F2) | Unknown | Unknown | NO | NONE | DISTRIBUTION | TNB | WP PUTRAJAYA & CYBERJAYA | NO | Unknown |  |  |  | NO | [8 empty] | PTJ18066 | NO | [7 empty] | 3
378204323 | PTJ18061 |  |  |  | VPTJ/PCE/J18061/MB18061 | 300288496 | Existing | RYB |  |  | CLOSED | CLOSED | LINK |  | 11 kV |  | 15/12/2010 |  |  |  |  | SCHNEIDER |  |  | PE 18.06 18R5 (F1) | Unknown | Unknown | NO | NONE | DISTRIBUTION | TNB | WP PUTRAJAYA & CYBERJAYA | NO | Unknown |  |  |  | NO | [8 empty] | PTJ18061 | NO | [7 empty] | 3
378204328 | PTJ18063 |  |  |  | VPTJ/PCE/J18061/MB18061 | 300288496 | Existing | RYB |  |  | CLOSED | CLOSED | LINK |  | 11 kV |  | 15/12/2010 |  |  |  |  | SCHNEIDER |  |  | PE 18.06 18R5 (F1) | Unknown | Unknown | NO | NONE | DISTRIBUTION | TNB | WP PUTRAJAYA & CYBERJAYA | NO | Unknown |  |  |  | NO | [8 empty] | PTJ18063 | NO | [7 empty] | 3
378204452 | PTJ18262 |  |  |  | VPTJ/PCE/J18261/MB18261 | 300281244 | Existing | RYB |  |  | CLOSED | CLOSED | LINK |  | 11 kV |  | 17/06/2008 |  |  |  |  | OMAZABAL |  |  | PE 18.26 APT. 18R4 (F1) | Unknown | Unknown | NO | NONE | DISTRIBUTION | TNB | WP PUTRAJAYA & CYBERJAYA | NO | Unknown |  |  |  | NO | [8 empty] | PTJ18262 | NO | [7 empty] | 3
378204469 | PTJ18261 |  |  |  | VPTJ/PCE/J18261/MB18261 | 300281244 | Existing | RYB |  |  | CLOSED | CLOSED | LINK |  | 11 kV |  | 17/06/2008 |  |  |  |  | OMAZABAL |  |  | PE 18.26 APT. 18R4 (F1) | Unknown | Unknown | NO | NONE | DISTRIBUTION | TNB | WP PUTRAJAYA & CYBERJAYA | NO | Unknown |  |  |  | NO | [8 empty] | PTJ18261 | NO | [7 empty] | 3
378204853 | PTJ18091 |  |  |  | VPTJ/PCE/J18091/MB18091 | 300281211 | Existing | RYB |  |  | CLOSED | CLOSED | LINK |  | 11 kV |  | 2005-11-04 |  |  |  |  | MERLIN GERIN |  |  | PE 18.09 PADAT SL | Unknown | Unknown | NO | NONE | DISTRIBUTION | TNB | WP PUTRAJAYA & CYBERJAYA | NO | Unknown |  |  |  | NO | [8 empty] | PTJ18091 | NO | [7 empty] | 3
378204858 | PTJ18093 |  |  |  | VPTJ/PCE/J18091/MB18091 | 300281211 | Existing | RYB |  |  | CLOSED | CLOSED | LINK |  | 11 kV |  | 2005-11-04 |  |  |  |  | MERLIN GERIN |  |  | PE 18.09 PADAT SL | Unknown | Unknown | NO | NONE | DISTRIBUTION | TNB | WP PUTRAJAYA & CYBERJAYA | NO | Unknown |  |  |  | NO | [8 empty] | PTJ18093 | NO | [7 empty] | 3
378204967 | PTJ18266 |  |  |  | VPTJ/PCE/J18262/MB18264 | 300281247 | Existing | RYB |  | PTJ18291 PE 18.29 SEK.REN.AGAMA F1 | CLOSED | CLOSED | LINK |  | 11 kV |  | 17/06/2008 |  |  |  |  | OMAZABAL |  |  | PE 18.26 APT. 18R4 (F2) | Unknown | Unknown | NO | NONE | DISTRIBUTION | TNB | WP PUTRAJAYA & CYBERJAYA | NO | Unknown |  |  |  | NO | [8 empty] | PTJ18266 | NO | [7 empty] | 3
378204984 | PTJ18265 |  |  |  | VPTJ/PCE/J18262/MB18264 | 300281247 | Existing | RYB |  |  | CLOSED | CLOSED | LINK |  | 11 kV |  | 17/06/2008 |  |  |  |  | OMAZABAL |  |  | PE 18.26 APT. 18R4 (F2) | Unknown | Unknown | NO | NONE | DISTRIBUTION | TNB | WP PUTRAJAYA & CYBERJAYA | NO | Unknown |  |  |  | NO | [8 empty] | PTJ18265 | NO | [7 empty] | 3
378205145 | PTJ18271 |  |  |  | VPTJ/PCE/J18271/MB18271 | 300452910 | Existing | RYB |  |  | CLOSED | CLOSED | LINK |  | 11 kV | [6 empty] | INDKOM |  |  | PE 18.27 KLINIK KESIHATAN (F1) | Unknown | Unknown | NO | NONE | DISTRIBUTION | TNB | WP PUTRAJAYA & CYBERJAYA | NO | Unknown |  |  |  | NO | [8 empty] | PTJ18271 | NO | [7 empty] | 3
378205150 | PTJ18272 |  |  |  | VPTJ/PCE/J18271/MB18271 | 300452910 | Existing | RYB |  |  | CLOSED | CLOSED | LINK |  | 11 kV | [6 empty] | INDKOM |  |  | PE 18.27 KLINIK KESIHATAN (F1) | Unknown | Unknown | NO | NONE | DISTRIBUTION | TNB | WP PUTRAJAYA & CYBERJAYA | NO | Unknown |  |  |  | NO | [8 empty] | PTJ18272 | NO | [7 empty] | 3
378205239 | PTJ18274 |  |  |  | VPTJ/PCE/J18272/MB18271 | 300452918 | Existing | RYB |  | PTJ18295 PE 18.29 SEK.REN.AGAMA F2 | CLOSED | CLOSED | LINK |  | 11 kV | [6 empty] | INDKOM |  |  | PE 18.27 KLINIK KESIHATAN (F2) | Unknown | Unknown | NO | NONE | DISTRIBUTION | TNB | WP PUTRAJAYA & CYBERJAYA | NO | Unknown |  |  |  | NO | [8 empty] | PTJ18274 | NO | [7 empty] | 3
378205244 | PTJ18275 |  |  |  | VPTJ/PCE/J18272/MB18271 | 300452918 | Existing | RYB |  |  | CLOSED | CLOSED | LINK |  | 11 kV | [6 empty] | INDKOM |  |  | PE 18.27 KLINIK KESIHATAN (F2) | Unknown | Unknown | NO | NONE | DISTRIBUTION | TNB | WP PUTRAJAYA & CYBERJAYA | NO | Unknown |  |  |  | NO | [8 empty] | PTJ18275 | NO | [7 empty] | 3
378205344 | PTJ18081 |  |  |  | VPTJ/PCE/J18081/MB18081 | 300454881 | Existing | RYB |  |  | CLOSED | CLOSED | LINK |  | 11 kV | [6 empty] | SCHNEIDER |  |  | PE 18.08 18R1 (F1) | Unknown | Unknown | NO | NONE | DISTRIBUTION | TNB | WP PUTRAJAYA & CYBERJAYA | NO | Unknown |  |  |  | NO | [8 empty] | PTJ18081 | NO | [7 empty] | 3
378205349 | PTJ18083 |  |  |  | VPTJ/PCE/J18081/MB18081 | 300454881 | Existing | RYB |  |  | CLOSED | CLOSED | LINK |  | 11 kV | [6 empty] | SCHNEIDER |  |  | PE 18.08 18R1 (F1) | Unknown | Unknown | NO | NONE | DISTRIBUTION | TNB | WP PUTRAJAYA & CYBERJAYA | NO | Unknown |  |  |  | NO | [8 empty] | PTJ18083 | NO | [7 empty] | 3
378205448 | PTJ18084 |  |  |  | VPTJ/PCE/J18082/MB18084 | 300454883 | Existing | RYB |  |  | CLOSED | CLOSED | LINK |  | 11 kV | [6 empty] | INDKOM |  |  | PE 18.08 18R1 (F2) | Unknown | Unknown | NO | NONE | DISTRIBUTION | TNB | WP PUTRAJAYA & CYBERJAYA | NO | Unknown |  |  |  | NO | [8 empty] | PTJ18084 | NO | [7 empty] | 3
378205453 | PTJ18085 |  |  |  | VPTJ/PCE/J18082/MB18084 | 300454883 | Existing | RYB |  |  | CLOSED | CLOSED | LINK |  | 11 kV | [6 empty] | INDKOM |  |  | PE 18.08 18R1 (F2) | Unknown | Unknown | NO | NONE | DISTRIBUTION | TNB | WP PUTRAJAYA & CYBERJAYA | NO | Unknown |  |  |  | NO | [8 empty] | PTJ18085 | NO | [7 empty] | 3
378205559 | PTJ18221 |  |  |  | VPTJ/PCE/J18221/MB18221 | 300281234 | Existing | RYB |  |  | CLOSED | CLOSED | LINK |  | 11 kV |  | 2007-01-03 |  |  |  |  | TAMCO |  |  | PE 18.22 BLOK B 18R13 (F1) | Unknown | Unknown | NO | NONE | DISTRIBUTION | TNB | WP PUTRAJAYA & CYBERJAYA | NO | Unknown |  |  |  | NO | [8 empty] | PTJ18221 | NO | [7 empty] | 3
378205564 | PTJ18223 |  |  |  | VPTJ/PCE/J18221/MB18221 | 300281234 | Existing | RYB |  |  | CLOSED | CLOSED | LINK |  | 11 kV |  | 2007-01-03 |  |  |  |  | TAMCO |  |  | PE 18.22 BLOK B 18R13 (F1) | Unknown | Unknown | NO | NONE | DISTRIBUTION | TNB | WP PUTRAJAYA & CYBERJAYA | NO | Unknown |  |  |  | NO | [8 empty] | PTJ18223 | NO | [7 empty] | 3
378205657 | PTJ18224 |  |  |  | VPTJ/PCE/J18222/MB18224 | 300281235 | Existing | RYB |  |  | CLOSED | CLOSED | LINK |  | 11 kV |  | 2007-01-03 |  |  |  |  | TAMCO |  |  | PE 18.22 BLOK B 18R13 (F2) | Unknown | Unknown | NO | NONE | DISTRIBUTION | TNB | WP PUTRAJAYA & CYBERJAYA | NO | Unknown |  |  |  | NO | [8 empty] | PTJ18224 | NO | [7 empty] | 3
378205662 | PTJ18226 |  |  |  | VPTJ/PCE/J18222/MB18224 | 300281235 | Existing | RYB |  |  | CLOSED | CLOSED | LINK |  | 11 kV |  | 2007-01-03 |  |  |  |  | TAMCO |  |  | PE 18.22 BLOK B 18R13 (F2) | Unknown | Unknown | NO | NONE | DISTRIBUTION | TNB | WP PUTRAJAYA & CYBERJAYA | NO | Unknown |  |  |  | NO | [8 empty] | PTJ18226 | NO | [7 empty] | 3
378205763 | PTJ02022 |  |  |  | VPTJ/PCE/J02021/MB02021 | 300280601 | Existing | RYB |  |  | CLOSED | CLOSED | LINK |  | 11 kV |  | 2001-05-02 |  |  |  |  | INDKOM |  |  | SS 2.02 IDHL (F1) | Unknown | Unknown | NO | NONE | DISTRIBUTION | TNB | WP PUTRAJAYA & CYBERJAYA | NO | Unknown |  |  |  | NO | [8 empty] | PTJ02022 | NO | [7 empty] | 3
378205769 | PTJ02024 |  |  |  | VPTJ/PCE/J02021/MB02021 | 300280601 | Existing | RYB |  |  | CLOSED | CLOSED | LINK |  | 11 kV |  | 2001-05-02 |  |  |  |  | INDKOM |  |  | SS 2.02 IDHL (F1) | Unknown | Unknown | NO | NONE | DISTRIBUTION | TNB | WP PUTRAJAYA & CYBERJAYA | NO | Unknown |  |  |  | NO | [8 empty] | PTJ02024 | NO | [7 empty] | 3
378205774 | PTJ02023 |  |  |  | VPTJ/PCE/J02021/MB02021 | 300280601 | Existing | RYB |  |  | CLOSED | CLOSED | LINK |  | 11 kV |  | 2001-05-02 |  |  |  |  | INDKOM |  |  | SS 2.02 IDHL (F1) | Unknown | Unknown | NO | NONE | DISTRIBUTION | TNB | WP PUTRAJAYA & CYBERJAYA | NO | Unknown |  |  |  | NO | [8 empty] | PTJ02023 | NO | [7 empty] | 3
378205781 | PTJ02021 |  |  |  | VPTJ/PCE/J02021/MB02021 | 300280601 | Existing | RYB |  |  | CLOSED | CLOSED | LINK |  | 11 kV |  | 2001-05-02 |  |  |  |  | INDKOM |  |  | SS 2.02 IDHL (F1) | Unknown | Unknown | NO | NONE | DISTRIBUTION | TNB | WP PUTRAJAYA & CYBERJAYA | Unknown |  |  |  |  | NO | [8 empty] | PTJ02021 | NO | [7 empty] | 3
378205798 | PTJ02026 |  |  |  | VPTJ/PCE/J02022/MB02025 | 300280605 | Existing | RYB |  |  | CLOSED | CLOSED | LINK |  | 11 kV |  | 2001-05-02 |  |  |  |  | INDKOM |  |  | SS 2.02 IDHL (F2) | Unknown | Unknown | NO | NONE | DISTRIBUTION | TNB | WP PUTRAJAYA & CYBERJAYA | NO | Unknown |  |  |  | NO | [8 empty] | PTJ02026 | NO | [7 empty] | 3
378205804 | PTJ02028 |  |  |  | VPTJ/PCE/J02022/MB02025 | 300280605 | Existing | RYB |  |  | CLOSED | CLOSED | LINK |  | 11 kV |  | 2001-05-02 |  |  |  |  | INDKOM |  |  | SS 2.02 IDHL (F2) | Unknown | Unknown | NO | NONE | DISTRIBUTION | TNB | WP PUTRAJAYA & CYBERJAYA | NO | Unknown |  |  |  | NO | [8 empty] | PTJ02028 | NO | [7 empty] | 3
378205809 | PTJ02027 |  |  |  | VPTJ/PCE/J02022/MB02025 | 300280605 | Existing | RYB |  |  | CLOSED | CLOSED | LINK |  | 11 kV |  | 2001-05-02 |  |  |  |  | INDKOM |  |  | SS 2.02 IDHL (F2) | Unknown | Unknown | NO | NONE | DISTRIBUTION | TNB | WP PUTRAJAYA & CYBERJAYA | NO | Unknown |  |  |  | NO | [8 empty] | PTJ02027 | NO | [7 empty] | 3
378205818 | PTJ02025 |  |  |  | VPTJ/PCE/J02022/MB02025 | 300280605 | Existing | RYB |  |  | CLOSED | CLOSED | LINK |  | 11 kV |  | 2001-05-02 |  |  |  |  | INDKOM |  |  | SS 2.02 IDHL (F2) | Unknown | Unknown | NO | NONE | DISTRIBUTION | TNB | WP PUTRAJAYA & CYBERJAYA | Unknown |  |  |  |  | NO | [8 empty] | PTJ02025 | NO | [7 empty] | 3
378205833 | PTJ02011 |  |  |  | VPTJ/PCE/J02011/MB02011 | 300280596 | Existing | RYB |  |  | CLOSED | CLOSED | LINK |  | 11 kV |  | 2001-05-02 |  |  |  |  | INDKOM |  |  | SS 2.01 W.PUTRA (F1) | Unknown | Unknown | NO | NONE | DISTRIBUTION | TNB | WP PUTRAJAYA & CYBERJAYA | NO | Unknown |  |  |  | NO | [8 empty] | PTJ02011 | NO | [7 empty] | 3
378205839 | PTJ02013 |  |  |  | VPTJ/PCE/J02011/MB02011 | 300280596 | Existing | RYB |  |  | CLOSED | CLOSED | LINK |  | 11 kV |  | 2001-05-02 |  |  |  |  | INDKOM |  |  | SS 2.01 W.PUTRA (F1) | Unknown | Unknown | NO | NONE | DISTRIBUTION | TNB | WP PUTRAJAYA & CYBERJAYA | NO | Unknown |  |  |  | NO | [8 empty] | PTJ02013 | NO | [7 empty] | 3
378205844 | PTJ02012 |  |  |  | VPTJ/PCE/J02011/MB02011 | 300280596 | Existing | RYB |  |  | CLOSED | CLOSED | LINK |  | 11 kV |  | 2001-05-02 |  |  |  |  | INDKOM |  |  | SS 2.01 W.PUTRA (F1) | Unknown | Unknown | NO | NONE | DISTRIBUTION | TNB | WP PUTRAJAYA & CYBERJAYA | NO | Unknown |  |  |  | NO | [8 empty] | PTJ02012 | NO | [7 empty] | 3
378205859 | PTJ02014 |  |  |  | VPTJ/PCE/J02012/MB02014 | 300280598 | Existing | RYB |  |  | OPEN | CLOSED | LINK |  | 11 kV |  | 2001-05-02 |  |  |  |  | OMAZABAL |  |  | SS 2.01 W.PUTRA (F2) | Unknown | Unknown | NO | NONE | DISTRIBUTION | TNB | WP PUTRAJAYA & CYBERJAYA | NO | Unknown |  |  |  | NO | [8 empty] | PTJ02014 | NO | [7 empty] | 3
378205865 | PTJ02016 |  |  |  | VPTJ/PCE/J02012/MB02014 | 300280598 | Existing | RYB |  |  | CLOSED | CLOSED | LINK |  | 11 kV |  | 2001-05-02 |  |  |  |  | OMAZABAL |  |  | SS 2.01 W.PUTRA (F2) | Unknown | Unknown | NO | NONE | DISTRIBUTION | TNB | WP PUTRAJAYA & CYBERJAYA | NO | Unknown |  |  |  | NO | [8 empty] | PTJ02016 | NO | [7 empty] | 3
378205870 | PTJ02015 |  |  |  | VPTJ/PCE/J02012/MB02014 | 300280598 | Existing | RYB |  |  | CLOSED | CLOSED | LINK |  | 11 kV |  | 2001-05-02 |  |  |  |  | OMAZABAL |  |  | SS 2.01 W.PUTRA (F2) | Unknown | Unknown | NO | NONE | DISTRIBUTION | TNB | WP PUTRAJAYA & CYBERJAYA | NO | Unknown |  |  |  | NO | [8 empty] | PTJ02015 | NO | [7 empty] | 3
378211317 | PTJ09432 |  |  |  | VPTJ/PCE/J09431/MB09431 | 300280929 | Existing | RYB |  |  | CLOSED | CLOSED | LINK |  | 11 kV |  | 23/02/2008 |  |  |  |  | OMAZABAL |  |  | PE 9.43 P'PURI P7 BLOK A1 (F1) | Unknown | Unknown | NO | NONE | DISTRIBUTION | TNB | WP PUTRAJAYA & CYBERJAYA | NO | Unknown |  |  |  | NO | [8 empty] | PTJ09432 | NO | [7 empty] | 3
378211322 | PTJ09431 |  |  |  | VPTJ/PCE/J09431/MB09431 | 300280929 | Existing | RYB |  |  | CLOSED | CLOSED | LINK |  | 11 kV |  | 23/02/2008 |  |  |  |  | OMAZABAL |  |  | PE 9.43 P'PURI P7 BLOK A1 (F1) | Unknown | Unknown | NO | NONE | DISTRIBUTION | TNB | WP PUTRAJAYA & CYBERJAYA | NO | Unknown |  |  |  | NO | [8 empty] | PTJ09431 | NO | [7 empty] | 3
378211407 | PTJ09435 |  |  |  | VPTJ/PCE/J09432/MB09434 | 300280930 | Existing | RYB |  |  | CLOSED | CLOSED | LINK |  | 11 kV |  | 23/02/2008 |  |  |  |  | OMAZABAL |  |  | PE 9.43 P'PURI P7 BLOK A1 (F2) | Unknown | Unknown | NO | NONE | DISTRIBUTION | TNB | WP PUTRAJAYA & CYBERJAYA | NO | Unknown |  |  |  | NO | [8 empty] | PTJ09435 | NO | [7 empty] | 3
378211412 | PTJ09434 |  |  |  | VPTJ/PCE/J09432/MB09434 | 300280930 | Existing | RYB |  |  | CLOSED | CLOSED | LINK |  | 11 kV |  | 23/02/2008 |  |  |  |  | OMAZABAL |  |  | PE 9.43 P'PURI P7 BLOK A1 (F2) | Unknown | Unknown | NO | NONE | DISTRIBUTION | TNB | WP PUTRAJAYA & CYBERJAYA | NO | Unknown |  |  |  | NO | [8 empty] | PTJ09434 | NO | [7 empty] | 3
378211498 | PTJ09351 |  |  |  | VPTJ/PCE/J09351/MB09351 | 300280915 | Existing | RYB |  |  | CLOSED | CLOSED | LINK |  | 11 kV |  | 24/08/2005 |  |  |  |  | INDKOM |  |  | PE 9.35 P'PURI BLOK A1 (EFI) (F1) | Unknown | Unknown | NO | NONE | DISTRIBUTION | TNB | WP PUTRAJAYA & CYBERJAYA | NO | Unknown |  |  |  | NO | [8 empty] | PTJ09351 | NO | [7 empty] | 3
378211503 | PTJ09352 |  |  |  | VPTJ/PCE/J09351/MB09351 | 300280915 | Existing | RYB |  |  | CLOSED | CLOSED | LINK |  | 11 kV |  | 24/08/2005 |  |  |  |  | INDKOM |  |  | PE 9.35 P'PURI BLOK A1 (EFI) (F1) | Unknown | Unknown | NO | NONE | DISTRIBUTION | TNB | WP PUTRAJAYA & CYBERJAYA | NO | Unknown |  |  |  | NO | [8 empty] | PTJ09352 | NO | [7 empty] | 3
378211590 | PTJ09354 |  |  |  | VPTJ/PCE/J09352/MB09354 | 300280916 | Existing | RYB |  |  | CLOSED | CLOSED | LINK |  | 11 kV |  | 24/08/2005 |  |  |  |  | INDKOM |  |  | PE 9.35 P'PURI BLOK A1 (EFI) (F2) | Unknown | Unknown | NO | NONE | DISTRIBUTION | TNB | WP PUTRAJAYA & CYBERJAYA | NO | Unknown |  |  |  | NO | [8 empty] | PTJ09354 | NO | [7 empty] | 3
378211595 | PTJ09355 |  |  |  | VPTJ/PCE/J09352/MB09354 | 300280916 | Existing | RYB |  |  | CLOSED | CLOSED | LINK |  | 11 kV |  | 24/08/2005 |  |  |  |  | INDKOM |  |  | PE 9.35 P'PURI BLOK A1 (EFI) (F2) | Unknown | Unknown | NO | NONE | DISTRIBUTION | TNB | WP PUTRAJAYA & CYBERJAYA | NO | Unknown |  |  |  | NO | [8 empty] | PTJ09355 | NO | [7 empty] | 3
378211685 | PTJ09341 |  |  |  | VPTJ/PCE/J09341/MB09341 | 300280871 | Existing | RYB |  |  | CLOSED | CLOSED | LINK |  | 11 kV |  | 24/08/2005 |  |  |  |  | INDKOM |  |  | PE 9.34 P'PURI BLOK A3 (F1) | Unknown | Unknown | NO | NONE | DISTRIBUTION | TNB | WP PUTRAJAYA & CYBERJAYA | NO | Unknown |  |  |  | NO | [8 empty] | PTJ09341 | NO | [7 empty] | 3
378211690 | PTJ09342 |  |  |  | VPTJ/PCE/J09341/MB09341 | 300280871 | Existing | RYB |  |  | CLOSED | CLOSED | LINK |  | 11 kV |  | 24/08/2005 |  |  |  |  | INDKOM |  |  | PE 9.34 P'PURI BLOK A3 (F1) | Unknown | Unknown | NO | NONE | DISTRIBUTION | TNB | WP PUTRAJAYA & CYBERJAYA | NO | Unknown |  |  |  | NO | [8 empty] | PTJ09342 | NO | [7 empty] | 3
378211777 | PTJ09344 |  |  |  | VPTJ/PCE/J09342/MB09344 | 300280872 | Existing | RYB |  |  | CLOSED | CLOSED | LINK |  | 11 kV |  | 24/08/2005 |  |  |  |  | INDKOM |  |  | PE 9.34 P'PURI BLOK A3 (F2) | Unknown | Unknown | NO | NONE | DISTRIBUTION | TNB | WP PUTRAJAYA & CYBERJAYA | NO | Unknown |  |  |  | NO | [8 empty] | PTJ09344 | NO | [7 empty] | 3
378211782 | PTJ09345 |  |  |  | VPTJ/PCE/J09342/MB09344 | 300280872 | Existing | RYB |  |  | CLOSED | CLOSED | LINK |  | 11 kV |  | 24/08/2005 |  |  |  |  | INDKOM |  |  | PE 9.34 P'PURI BLOK A3 (F2) | Unknown | Unknown | NO | NONE | DISTRIBUTION | TNB | WP PUTRAJAYA & CYBERJAYA | NO | Unknown |  |  |  | NO | [8 empty] | PTJ09345 | NO | [7 empty] | 3
378211873 | PTJ09331 |  |  |  | VPTJ/PCE/J09331/MB09331 | 300280869 | Existing | RYB |  |  | CLOSED | CLOSED | LINK |  | 11 kV |  | 24/08/2005 |  |  |  |  | INDKOM |  |  | PE 9.33 P'PURI BLOK B1 (EFI) (F1) | Unknown | Unknown | NO | NONE | DISTRIBUTION | TNB | WP PUTRAJAYA & CYBERJAYA | NO | Unknown |  |  |  | NO | [8 empty] | PTJ09331 | NO | [7 empty] | 3
378211878 | PTJ09332 |  |  |  | VPTJ/PCE/J09331/MB09331 | 300280869 | Existing | RYB |  |  | CLOSED | CLOSED | LINK |  | 11 kV |  | 24/08/2005 |  |  |  |  | INDKOM |  |  | PE 9.33 P'PURI BLOK B1 (EFI) (F1) | Unknown | Unknown | NO | NONE | DISTRIBUTION | TNB | WP PUTRAJAYA & CYBERJAYA | NO | Unknown |  |  |  | NO | [8 empty] | PTJ09332 | NO | [7 empty] | 3
378211965 | PTJ09334 |  |  |  | VPTJ/PCE/J09332/MB09334 | 300280870 | Existing | RYB |  |  | CLOSED | CLOSED | LINK |  | 11 kV |  | 24/08/2005 |  |  |  |  | INDKOM |  |  | PE 9.33 P'PURI BLOK B1 (EFI) (F2) | Unknown | Unknown | NO | NONE | DISTRIBUTION | TNB | WP PUTRAJAYA & CYBERJAYA | NO | Unknown |  |  |  | NO | [8 empty] | PTJ09334 | NO | [7 empty] | 3
378211970 | PTJ09335 |  |  |  | VPTJ/PCE/J09332/MB09334 | 300280870 | Existing | RYB |  |  | CLOSED | CLOSED | LINK |  | 11 kV |  | 24/08/2005 |  |  |  |  | INDKOM |  |  | PE 9.33 P'PURI BLOK B1 (EFI) (F2) | Unknown | Unknown | NO | NONE | DISTRIBUTION | TNB | WP PUTRAJAYA & CYBERJAYA | NO | Unknown |  |  |  | NO | [8 empty] | PTJ09335 | NO | [7 empty] | 3
378212058 | PTJ09323 |  |  |  | VPTJ/PCE/J09321/MB09321 | 300280867 | Existing | RYB |  |  | CLOSED | CLOSED | LINK |  | 11 kV |  | 24/08/2005 |  |  |  |  | TAMCO |  |  | PE 9.32 P'PURI BLOK B3 (F1) | Unknown | Unknown | NO | NONE | DISTRIBUTION | TNB | WP PUTRAJAYA & CYBERJAYA | NO | Unknown |  |  |  | NO | [8 empty] | PTJ09323 | NO | [7 empty] | 3
378212063 | PTJ09321 |  |  |  | VPTJ/PCE/J09321/MB09321 | 300280867 | Existing | RYB |  |  | CLOSED | CLOSED | LINK |  | 11 kV |  | 24/08/2005 |  |  |  |  | TAMCO |  |  | PE 9.32 P'PURI BLOK B3 (F1) | Unknown | Unknown | NO | NONE | DISTRIBUTION | TNB | WP PUTRAJAYA & CYBERJAYA | NO | Unknown |  |  |  | NO | [8 empty] | PTJ09321 | NO | [7 empty] | 3
378212102 | PTJ09325 |  |  |  | VPTJ/PCE/J09322/MB09324 | 300280868 | Existing | RYB |  |  | CLOSED | CLOSED | LINK |  | 11 kV |  | 24/08/2005 |  |  |  |  | INDKOM |  |  | PE 9.32 P'PURI BLOK B3 (F2) | Unknown | Unknown | NO | NONE | DISTRIBUTION | TNB | WP PUTRAJAYA & CYBERJAYA | NO | Unknown |  |  |  | NO | [8 empty] | PTJ09325 | NO | [7 empty] | 3
378212107 | PTJ09324 |  |  |  | VPTJ/PCE/J09322/MB09324 | 300280868 | Existing | RYB |  |  | CLOSED | CLOSED | LINK |  | 11 kV |  | 24/08/2005 |  |  |  |  | INDKOM |  |  | PE 9.32 P'PURI BLOK B3 (F2) | Unknown | Unknown | NO | NONE | DISTRIBUTION | TNB | WP PUTRAJAYA & CYBERJAYA | NO | Unknown |  |  |  | NO | [8 empty] | PTJ09324 | NO | [7 empty] | 3
378212188 | PTJ09371 |  |  |  | VPTJ/PCE/J09371/MB09371 | 300280919 | Existing | RYB |  |  | CLOSED | CLOSED | LINK |  | 11 kV |  | 22/07/2007 |  |  |  |  | TAMCO |  |  | PE 9.37 P'PURI BLOK A1 (EFI) (F1) | Unknown | Unknown | NO | NONE | DISTRIBUTION | TNB | WP PUTRAJAYA & CYBERJAYA | NO | Unknown |  |  |  | NO | [8 empty] | PTJ09371 | NO | [7 empty] | 3
378212193 | PTJ09373 |  |  |  | VPTJ/PCE/J09371/MB09371 | 300280919 | Existing | RYB |  |  | CLOSED | CLOSED | LINK |  | 11 kV |  | 22/07/2007 |  |  |  |  | TAMCO |  |  | PE 9.37 P'PURI BLOK A1 (EFI) (F1) | Unknown | Unknown | NO | NONE | DISTRIBUTION | TNB | WP PUTRAJAYA & CYBERJAYA | NO | Unknown |  |  |  | NO | [8 empty] | PTJ09373 | NO | [7 empty] | 3
378212341 | PTJ09374 |  |  |  | VPTJ/PCE/J09372/MB09374 | 300280920 | Existing | RYB |  |  | CLOSED | CLOSED | LINK |  | 11 kV |  | 22/07/2007 |  |  |  |  | TAMCO |  |  | PE 9.37 P'PURI BLOK A1 (EFI) (F2) | Unknown | Unknown | NO | NONE | DISTRIBUTION | TNB | WP PUTRAJAYA & CYBERJAYA | NO | Unknown |  |  |  | NO | [8 empty] | PTJ09374 | NO | [7 empty] | 3
378212346 | PTJ09376 |  |  |  | VPTJ/PCE/J09372/MB09374 | 300280920 | Existing | RYB |  |  | CLOSED | CLOSED | LINK |  | 11 kV |  | 22/07/2007 |  |  |  |  | TAMCO |  |  | PE 9.37 P'PURI BLOK A1 (EFI) (F2) | Unknown | Unknown | NO | NONE | DISTRIBUTION | TNB | WP PUTRAJAYA & CYBERJAYA | NO | Unknown |  |  |  | NO | [8 empty] | PTJ09376 | NO | [7 empty] | 3
378212370 | PTJ09381 |  |  |  | VPTJ/PCE/J09381/MB09381 | 300280921 | Existing | RYB |  |  | CLOSED | CLOSED | LINK |  | 11 kV |  | 22/07/2007 |  |  |  |  | TAMCO |  |  | PE 9.38 P'PURI BLOK A3 (F1) | Unknown | Unknown | NO | NONE | DISTRIBUTION | TNB | WP PUTRAJAYA & CYBERJAYA | NO | Unknown |  |  |  | NO | [8 empty] | PTJ09381 | NO | [7 empty] | 3
378212375 | PTJ09383 |  |  |  | VPTJ/PCE/J09381/MB09381 | 300280921 | Existing | RYB |  |  | CLOSED | CLOSED | LINK |  | 11 kV |  | 22/07/2007 |  |  |  |  | TAMCO |  |  | PE 9.38 P'PURI BLOK A3 (F1) | Unknown | Unknown | NO | NONE | DISTRIBUTION | TNB | WP PUTRAJAYA & CYBERJAYA | NO | Unknown |  |  |  | NO | [8 empty] | PTJ09383 | NO | [7 empty] | 3
378212401 | PTJ09386 |  |  |  | VPTJ/PCE/J09382/MB09384 | 300280922 | Existing | RYB |  |  | CLOSED | CLOSED | LINK |  | 11 kV |  | 22/07/2007 |  |  |  |  | TAMCO |  |  | PE 9.38 P'PURI BLOK A3 (F2) | Unknown | Unknown | NO | NONE | DISTRIBUTION | TNB | WP PUTRAJAYA & CYBERJAYA | NO | Unknown |  |  |  | NO | [8 empty] | PTJ09386 | NO | [7 empty] | 3
378212406 | PTJ09384 |  |  |  | VPTJ/PCE/J09382/MB09384 | 300280922 | Existing | RYB |  |  | CLOSED | CLOSED | LINK |  | 11 kV |  | 22/07/2007 |  |  |  |  | TAMCO |  |  | PE 9.38 P'PURI BLOK A3 (F2) | Unknown | Unknown | NO | NONE | DISTRIBUTION | TNB | WP PUTRAJAYA & CYBERJAYA | NO | Unknown |  |  |  | NO | [8 empty] | PTJ09384 | NO | [7 empty] | 3
378212556 | PTJ09394 |  |  |  | VPTJ/PCE/J09392/MB09394 | 300280924 | Existing | RYB |  |  | CLOSED | CLOSED | LINK |  | 11 kV |  | 22/07/2007 |  |  |  |  | TAMCO |  |  | PE 9.39 P'PURI BLOK B3 (EFI) (F2) | Unknown | Unknown | NO | NONE | DISTRIBUTION | TNB | WP PUTRAJAYA & CYBERJAYA | NO | Unknown |  |  |  | NO | [8 empty] | PTJ09394 | NO | [7 empty] | 3
378212561 | PTJ09396 |  |  |  | VPTJ/PCE/J09392/MB09394 | 300280924 | Existing | RYB |  |  | CLOSED | CLOSED | LINK |  | 11 kV |  | 22/07/2007 |  |  |  |  | TAMCO |  |  | PE 9.39 P'PURI BLOK B3 (EFI) (F2) | Unknown | Unknown | NO | NONE | DISTRIBUTION | TNB | WP PUTRAJAYA & CYBERJAYA | NO | Unknown |  |  |  | NO | [8 empty] | PTJ09396 | NO | [7 empty] | 3
378212579 | PTJ09391 |  |  |  | VPTJ/PCE/J09391/MB09391 | 300280923 | Existing | RYB |  |  | CLOSED | CLOSED | LINK |  | 11 kV |  | 22/07/2007 |  |  |  |  | TAMCO |  |  | PE 9.39 P'PURI BLOK B3 (EFI) (F1) | Unknown | Unknown | NO | NONE | DISTRIBUTION | TNB | WP PUTRAJAYA & CYBERJAYA | NO | Unknown |  |  |  | NO | [8 empty] | PTJ09391 | NO | [7 empty] | 3
378212584 | PTJ09393 |  |  |  | VPTJ/PCE/J09391/MB09391 | 300280923 | Existing | RYB |  |  | CLOSED | CLOSED | LINK |  | 11 kV |  | 22/07/2007 |  |  |  |  | TAMCO |  |  | PE 9.39 P'PURI BLOK B3 (EFI) (F1) | Unknown | Unknown | NO | NONE | DISTRIBUTION | TNB | WP PUTRAJAYA & CYBERJAYA | NO | Unknown |  |  |  | NO | [8 empty] | PTJ09393 | NO | [7 empty] | 3
378212999 | PTJ09411 |  |  |  | VPTJ/PCE/J09411/MB09411 | 300280925 | Existing | RYB |  |  | CLOSED | CLOSED | LINK |  | 11 kV |  | 22/07/2007 |  |  |  |  | TAMCO |  |  | PE 9.41 P'PURI BLOK E3 (F1) | Unknown | Unknown | NO | NONE | DISTRIBUTION | TNB | WP PUTRAJAYA & CYBERJAYA | NO | Unknown |  |  |  | NO | [8 empty] | PTJ09411 | NO | [7 empty] | 3
378213004 | PTJ09413 |  |  |  | VPTJ/PCE/J09411/MB09411 | 300280925 | Existing | RYB |  |  | CLOSED | CLOSED | LINK |  | 11 kV |  | 22/07/2007 |  |  |  |  | TAMCO |  |  | PE 9.41 P'PURI BLOK E3 (F1) | Unknown | Unknown | NO | NONE | DISTRIBUTION | TNB | WP PUTRAJAYA & CYBERJAYA | NO | Unknown |  |  |  | NO | [8 empty] | PTJ09413 | NO | [7 empty] | 3
378213096 | PTJ09414 |  |  |  | VPTJ/PCE/J09412/MB09414 | 300280926 | Existing | RYB |  |  | CLOSED | CLOSED | LINK |  | 11 kV |  | 22/07/2007 |  |  |  |  | TAMCO |  |  | PE 9.41 P'PURI BLOK E3 (F2) | Unknown | Unknown | NO | NONE | DISTRIBUTION | TNB | WP PUTRAJAYA & CYBERJAYA | NO | Unknown |  |  |  | NO | [8 empty] | PTJ09414 | NO | [7 empty] | 3
378213101 | PTJ09416 |  |  |  | VPTJ/PCE/J09412/MB09414 | 300280926 | Existing | RYB |  |  | CLOSED | CLOSED | LINK |  | 11 kV |  | 22/07/2007 |  |  |  |  | TAMCO |  |  | PE 9.41 P'PURI BLOK E3 (F2) | Unknown | Unknown | NO | NONE | DISTRIBUTION | TNB | WP PUTRAJAYA & CYBERJAYA | NO | Unknown |  |  |  | NO | [8 empty] | PTJ09416 | NO | [7 empty] | 3
378213191 | PTJ09421 |  |  |  | VPTJ/PCE/J09421/MB09421 | 300280927 | Existing | RYB |  |  | CLOSED | CLOSED | LINK |  | 11 kV |  | 22/07/2007 |  |  |  |  | TAMCO |  |  | PE 9.42 P'PURI BLOK E1 (EFI) (F1) | Unknown | Unknown | NO | NONE | DISTRIBUTION | TNB | WP PUTRAJAYA & CYBERJAYA | NO | Unknown |  |  |  | NO | [8 empty] | PTJ09421 | NO | [7 empty] | 3
378213196 | PTJ09423 |  |  |  | VPTJ/PCE/J09421/MB09421 | 300280927 | Existing | RYB |  |  | CLOSED | CLOSED | LINK |  | 11 kV |  | 22/07/2007 |  |  |  |  | TAMCO |  |  | PE 9.42 P'PURI BLOK E1 (EFI) (F1) | Unknown | Unknown | NO | NONE | DISTRIBUTION | TNB | WP PUTRAJAYA & CYBERJAYA | NO | Unknown |  |  |  | NO | [8 empty] | PTJ09423 | NO | [7 empty] | 3
378213281 | PTJ09424 |  |  |  | VPTJ/PCE/J09422/MB09424 | 300280928 | Existing | RYB |  |  | CLOSED | CLOSED | LINK |  | 11 kV |  | 22/07/2007 |  |  |  |  | TAMCO |  |  | PE 9.42 P'PURI BLOK E1 (EFI) (F2) | Unknown | Unknown | NO | NONE | DISTRIBUTION | TNB | WP PUTRAJAYA & CYBERJAYA | NO | Unknown |  |  |  | NO | [8 empty] | PTJ09424 | NO | [7 empty] | 3
378213286 | PTJ09426 |  |  |  | VPTJ/PCE/J09422/MB09424 | 300280928 | Existing | RYB |  |  | CLOSED | CLOSED | LINK |  | 11 kV |  | 22/07/2007 |  |  |  |  | TAMCO |  |  | PE 9.42 P'PURI BLOK E1 (EFI) (F2) | Unknown | Unknown | NO | NONE | DISTRIBUTION | TNB | WP PUTRAJAYA & CYBERJAYA | NO | Unknown |  |  |  | NO | [8 empty] | PTJ09426 | NO | [7 empty] | 3
378213372 | PTJ09481 |  |  |  | VPTJ/PCE/J09481/MB09481 | 300280939 | Existing | RYB |  |  | CLOSED | CLOSED | LINK |  | 11 kV |  | 31/10/2007 |  |  |  |  | TAMCO |  |  | PE 9.48 P'PURI BLOK C&D (EFI) (F1) | Unknown | Unknown | NO | NONE | DISTRIBUTION | TNB | WP PUTRAJAYA & CYBERJAYA | NO | Unknown |  |  |  | NO | [8 empty] | PTJ09481 | NO | [7 empty] | 3
378213377 | PTJ09483 |  |  |  | VPTJ/PCE/J09481/MB09481 | 300280939 | Existing | RYB |  |  | CLOSED | CLOSED | LINK |  | 11 kV |  | 31/10/2007 |  |  |  |  | TAMCO |  |  | PE 9.48 P'PURI BLOK C&D (EFI) (F1) | Unknown | Unknown | NO | NONE | DISTRIBUTION | TNB | WP PUTRAJAYA & CYBERJAYA | NO | Unknown |  |  |  | NO | [8 empty] | PTJ09483 | NO | [7 empty] | 3
378213465 | PTJ09486 |  |  |  | VPTJ/PCE/J09482/MB09484 | 300280940 | Existing | RYB |  |  | CLOSED | CLOSED | LINK |  | 11 kV |  | 31/10/2007 |  |  |  |  | TAMCO |  |  | PE 9.48 P'PURI BLOK C&D (EFI) (F2) | Unknown | Unknown | NO | NONE | DISTRIBUTION | TNB | WP PUTRAJAYA & CYBERJAYA | NO | Unknown |  |  |  | NO | [8 empty] | PTJ09486 | NO | [7 empty] | 3
378213470 | PTJ09484 |  |  |  | VPTJ/PCE/J09482/MB09484 | 300280940 | Existing | RYB |  |  | CLOSED | CLOSED | LINK |  | 11 kV |  | 31/10/2007 |  |  |  |  | TAMCO |  |  | PE 9.48 P'PURI BLOK C&D (EFI) (F2) | Unknown | Unknown | NO | NONE | DISTRIBUTION | TNB | WP PUTRAJAYA & CYBERJAYA | NO | Unknown |  |  |  | NO | [8 empty] | PTJ09484 | NO | [7 empty] | 3
378213556 | PTJ09473 |  |  |  | VPTJ/PCE/J09471/MB09471 | 300280937 | Existing | RYB |  |  | CLOSED | CLOSED | LINK |  | 11 kV |  | 31/10/2007 |  |  |  |  | TAMCO |  |  | PE 9.47 P'PURI BLOK A&B (F1) | Unknown | Unknown | NO | NONE | DISTRIBUTION | TNB | WP PUTRAJAYA & CYBERJAYA | NO | Unknown |  |  |  | NO | [8 empty] | PTJ09473 | NO | [7 empty] | 3
378213561 | PTJ09471 |  |  |  | VPTJ/PCE/J09471/MB09471 | 300280937 | Existing | RYB |  |  | CLOSED | CLOSED | LINK |  | 11 kV |  | 31/10/2007 |  |  |  |  | TAMCO |  |  | PE 9.47 P'PURI BLOK A&B (F1) | Unknown | Unknown | NO | NONE | DISTRIBUTION | TNB | WP PUTRAJAYA & CYBERJAYA | NO | Unknown |  |  |  | NO | [8 empty] | PTJ09471 | NO | [7 empty] | 3
378213641 | PTJ09476 |  |  |  | VPTJ/PCE/J09472/MB09474 | 300280938 | Existing | RYB |  |  | CLOSED | CLOSED | LINK |  | 11 kV |  | 31/10/2007 |  |  |  |  | TAMCO |  |  | PE 9.47 P'PURI BLOK A&B (F2) | Unknown | Unknown | NO | NONE | DISTRIBUTION | TNB | WP PUTRAJAYA & CYBERJAYA | NO | Unknown |  |  |  | NO | [8 empty] | PTJ09476 | NO | [7 empty] | 3
378213646 | PTJ09474 |  |  |  | VPTJ/PCE/J09472/MB09474 | 300280938 | Existing | RYB |  |  | CLOSED | CLOSED | LINK |  | 11 kV |  | 31/10/2007 |  |  |  |  | TAMCO |  |  | PE 9.47 P'PURI BLOK A&B (F2) | Unknown | Unknown | NO | NONE | DISTRIBUTION | TNB | WP PUTRAJAYA & CYBERJAYA | NO | Unknown |  |  |  | NO | [8 empty] | PTJ09474 | NO | [7 empty] | 3
378213740 | PTJ09142 |  |  |  | VPTJ/PCE/J09141/MB09141 | 300280835 | Existing | RYB |  |  | OPEN | CLOSED | LINK |  | 11 kV |  | 19/11/2002 |  |  |  |  | INDKOM |  |  | PE 9.14 K.KEJIRANAN (F1) | Unknown | Unknown | NO | NONE | DISTRIBUTION | TNB | WP PUTRAJAYA & CYBERJAYA | NO | Unknown |  |  |  | NO | [8 empty] | PTJ09142 | NO | [7 empty] | 3
378213745 | PTJ09141 |  |  |  | VPTJ/PCE/J09141/MB09141 | 300280835 | Existing | RYB |  |  | CLOSED | CLOSED | LINK |  | 11 kV |  | 19/11/2002 |  |  |  |  | INDKOM |  |  | PE 9.14 K.KEJIRANAN (F1) | Unknown | Unknown | NO | NONE | DISTRIBUTION | TNB | WP PUTRAJAYA & CYBERJAYA | NO | Unknown |  |  |  | NO | [8 empty] | PTJ09141 | NO | [7 empty] | 3
378213832 | PTJ09144 |  |  |  | VPTJ/PCE/J09142/MB09144 | 300280836 | Existing | RYB |  |  | CLOSED | CLOSED | LINK |  | 11 kV |  | 19/11/2002 |  |  |  |  | INDKOM |  |  | PE 9.14 K.KEJIRANAN (F2) | Unknown | Unknown | NO | NONE | DISTRIBUTION | TNB | WP PUTRAJAYA & CYBERJAYA | NO | Unknown |  |  |  | NO | [8 empty] | PTJ09144 | NO | [7 empty] | 3
378213837 | PTJ09145 |  |  |  | VPTJ/PCE/J09142/MB09144 | 300280836 | Existing | RYB |  |  | OPEN | CLOSED | LINK |  | 11 kV |  | 19/11/2002 |  |  |  |  | INDKOM |  |  | PE 9.14 K.KEJIRANAN (F2) | Unknown | Unknown | NO | NONE | DISTRIBUTION | TNB | WP PUTRAJAYA & CYBERJAYA | NO | Unknown |  |  |  | NO | [8 empty] | PTJ09145 | NO | [7 empty] | 3
378213927 | PTJ10134 |  |  |  | VPTJ/PCE/J10132/MB10134 | 300280959 | Existing | RYB |  |  | CLOSED | CLOSED | LINK |  | 11 kV |  | 21/10/2004 |  |  |  |  | INDKOM |  |  | PE 10.13 PUSPANITA (F2) | Unknown | Unknown | NO | NONE | DISTRIBUTION | TNB | WP PUTRAJAYA & CYBERJAYA | NO | Unknown |  |  |  | NO | [8 empty] | PTJ10134 | NO | [7 empty] | 3
378213932 | PTJ10135 |  |  |  | VPTJ/PCE/J10132/MB10134 | 300280959 | Existing | RYB |  |  | CLOSED | CLOSED | LINK |  | 11 kV |  | 21/10/2004 |  |  |  |  | INDKOM |  |  | PE 10.13 PUSPANITA (F2) | Unknown | Unknown | NO | NONE | DISTRIBUTION | TNB | WP PUTRAJAYA & CYBERJAYA | NO | Unknown |  |  |  | NO | [8 empty] | PTJ10135 | NO | [7 empty] | 3
378213950 | PTJ10131 |  |  |  | VPTJ/PCE/J10131/MB10131 | 300280958 | Existing | RYB |  |  | CLOSED | CLOSED | LINK |  | 11 kV |  | 21/10/2004 |  |  |  |  | INDKOM |  |  | PE 10.13 PUSPANITA (F1) | Unknown | Unknown | NO | NONE | DISTRIBUTION | TNB | WP PUTRAJAYA & CYBERJAYA | NO | Unknown |  |  |  | NO | [8 empty] | PTJ10131 | NO | [7 empty] | 3
378213955 | PTJ10132 |  |  |  | VPTJ/PCE/J10131/MB10131 | 300280958 | Existing | RYB |  |  | CLOSED | CLOSED | LINK |  | 11 kV |  | 21/10/2004 |  |  |  |  | INDKOM |  |  | PE 10.13 PUSPANITA (F1) | Unknown | Unknown | NO | NONE | DISTRIBUTION | TNB | WP PUTRAJAYA & CYBERJAYA | NO | Unknown |  |  |  | NO | [8 empty] | PTJ10132 | NO | [7 empty] | 3
378214113 | PTJ02043 |  |  |  | VPTJ/PCE/J02041/MB02041 | 300280626 | Existing | RYB |  |  | CLOSED | CLOSED | LINK |  | 11 kV |  | 30/01/2003 |  |  |  |  | INDKOM |  |  | PE 2.04 W.F PROMENADE (F1) | Unknown | Unknown | NO | NONE | DISTRIBUTION | TNB | WP PUTRAJAYA & CYBERJAYA | NO | Unknown |  |  |  | NO | [8 empty] | PTJ02043 | NO | [7 empty] | 3
378214118 | PTJ02041 |  |  |  | VPTJ/PCE/J02041/MB02041 | 300280626 | Existing | RYB |  |  | CLOSED | CLOSED | LINK |  | 11 kV |  | 30/01/2003 |  |  |  |  | INDKOM |  |  | PE 2.04 W.F PROMENADE (F1) | Unknown | Unknown | NO | NONE | DISTRIBUTION | TNB | WP PUTRAJAYA & CYBERJAYA | NO | Unknown |  |  |  | NO | [8 empty] | PTJ02041 | NO | [7 empty] | 3
378214205 | PTJ02046 |  |  |  | VPTJ/PCE/J02042/MB02045 | 300280628 | Existing | RYB |  |  | CLOSED | CLOSED | LINK |  | 11 kV |  | 30/01/2003 |  |  |  |  | INDKOM |  |  | PE 2.04 W.F PROMENADE (F2) | Unknown | Unknown | NO | NONE | DISTRIBUTION | TNB | WP PUTRAJAYA & CYBERJAYA | NO | Unknown |  |  |  | NO | [8 empty] | PTJ02046 | NO | [7 empty] | 3
378214210 | PTJ02045 |  |  |  | VPTJ/PCE/J02042/MB02045 | 300280628 | Existing | RYB |  |  | CLOSED | CLOSED | LINK |  | 11 kV |  | 30/01/2003 |  |  |  |  | INDKOM |  |  | PE 2.04 W.F PROMENADE (F2) | Unknown | Unknown | NO | NONE | DISTRIBUTION | TNB | WP PUTRAJAYA & CYBERJAYA | NO | Unknown |  |  |  | NO | [8 empty] | PTJ02045 | NO | [7 empty] | 3
378214299 | PTJ02052 |  |  |  | VPTJ/PCE/J02051/MB02051 | 300280630 | Existing | RYB |  |  | CLOSED | CLOSED | LINK |  | 11 kV |  | 22/08/2002 |  |  |  |  | INDKOM |  |  | PE 2.05 PADAT CUT | Unknown | Unknown | NO | NONE | DISTRIBUTION | TNB | WP PUTRAJAYA & CYBERJAYA | NO | Unknown |  |  |  | NO | [8 empty] | PTJ02052 | NO | [7 empty] | 3
378214304 | PTJ02051 |  |  |  | VPTJ/PCE/J02051/MB02051 | 300280630 | Existing | RYB |  |  | CLOSED | CLOSED | LINK |  | 11 kV |  | 22/08/2002 |  |  |  |  | INDKOM |  |  | PE 2.05 PADAT CUT | Unknown | Unknown | NO | NONE | DISTRIBUTION | TNB | WP PUTRAJAYA & CYBERJAYA | NO | Unknown |  |  |  | NO | [8 empty] | PTJ02051 | NO | [7 empty] | 3
378214389 | PTJ02262 |  |  |  | VPTJ/PCE/J02261/MB02261 | 300485137 | Existing | RYB |  |  | CLOSED | CLOSED | LINK |  | 11 kV |  | 2014-08-04 |  |  |  |  | INDKOM |  |  | PE 2.26 C/S FORMULA E 2 | Unknown | Unknown | NO | NONE | DISTRIBUTION | TNB | WP PUTRAJAYA & CYBERJAYA | NO | Unknown |  |  |  | NO | [8 empty] | PTJ02262 | NO | [7 empty] | 3
378214394 | PTJ02261 |  |  |  | VPTJ/PCE/J02261/MB02261 | 300485137 | Existing | RYB |  |  | CLOSED | CLOSED | LINK |  | 11 kV |  | 2014-08-04 |  |  |  |  | INDKOM |  |  | PE 2.26 C/S FORMULA E 2 | Unknown | Unknown | NO | NONE | DISTRIBUTION | TNB | WP PUTRAJAYA & CYBERJAYA | NO | Unknown |  |  |  | NO | [8 empty] | PTJ02261 | NO | [7 empty] | 3
378214500 | PTJ02241 |  |  |  | VPTJ/PCE/J02241/MB02241 | 310303856 | Existing | RYB |  |  | CLOSED | CLOSED | LINK |  | 11 kV | [6 empty] | INDKOM |  |  | PE 2.24 TEMP 2C5 | Unknown | Unknown | NO | NONE | DISTRIBUTION | TNB | WP PUTRAJAYA & CYBERJAYA | NO | Unknown |  |  |  | NO | [8 empty] | PTJ02241 | NO | [7 empty] | 3
378214505 | PTJ02242 |  |  |  | VPTJ/PCE/J02241/MB02241 | 310303856 | Existing | RYB |  |  | CLOSED | CLOSED | LINK |  | 11 kV | [6 empty] | INDKOM |  |  | PE 2.24 TEMP 2C5 | Unknown | Unknown | NO | NONE | DISTRIBUTION | TNB | WP PUTRAJAYA & CYBERJAYA | NO | Unknown |  |  |  | NO | [8 empty] | PTJ02242 | NO | [7 empty] | 3
378214609 | PTJ02282 |  |  |  | VPTJ/PCE/J02281/MB02281 | 300485554 | Existing | RYB |  |  | CLOSED | CLOSED | LINK |  | 11 kV | [6 empty] | INDKOM |  |  | PE 2.28 C/S FORMULA E 4 | Unknown | Unknown | NO | NONE | DISTRIBUTION | TNB | WP PUTRAJAYA & CYBERJAYA | NO | Unknown |  |  |  | NO | [8 empty] | PTJ02282 | NO | [7 empty] | 3
378214614 | PTJ02281 |  |  |  | VPTJ/PCE/J02281/MB02281 | 300485554 | Existing | RYB |  |  | CLOSED | CLOSED | LINK |  | 11 kV | [6 empty] | INDKOM |  |  | PE 2.28 C/S FORMULA E 4 | Unknown | Unknown | NO | NONE | DISTRIBUTION | TNB | WP PUTRAJAYA & CYBERJAYA | NO | Unknown |  |  |  | NO | [8 empty] | PTJ02281 | NO | [7 empty] | 3
378219822 | PTJ15212 |  |  |  | VPTJ/PCE/J15211/MB15211 | 300281155 | Existing | RYB |  |  | CLOSED | CLOSED | LINK |  | 11 kV |  | 2004-09-11 |  |  |  |  | INDKOM |  |  | SS 15.21 OFFICE CHANCERIES (EFI) (F1) | Unknown | Unknown | NO | NONE | DISTRIBUTION | TNB | WP PUTRAJAYA & CYBERJAYA | NO | Unknown |  |  |  | NO | [8 empty] | PTJ15212 | NO | [7 empty] | 3
378219828 | PTJ15213 |  |  |  | VPTJ/PCE/J15211/MB15211 | 300281155 | Existing | RYB |  |  | CLOSED | CLOSED | LINK |  | 11 kV |  | 2004-09-11 |  |  |  |  | INDKOM |  |  | SS 15.21 OFFICE CHANCERIES (EFI) (F1) | Unknown | Unknown | NO | NONE | DISTRIBUTION | TNB | WP PUTRAJAYA & CYBERJAYA | NO | Unknown |  |  |  | NO | [8 empty] | PTJ15213 | NO | [7 empty] | 3
378219833 | PTJ15211 |  |  |  | VPTJ/PCE/J15211/MB15211 | 300281155 | Existing | RYB |  |  | CLOSED | CLOSED | LINK |  | 11 kV |  | 2004-09-11 |  |  |  |  | INDKOM |  |  | SS 15.21 OFFICE CHANCERIES (EFI) (F1) | Unknown | Unknown | NO | NONE | DISTRIBUTION | TNB | WP PUTRAJAYA & CYBERJAYA | NO | Unknown |  |  |  | NO | [8 empty] | PTJ15211 | NO | [7 empty] | 3
378219848 | PTJ15216 |  |  |  | VPTJ/PCE/J15212/MB15214 | 300281156 | Existing | RYB |  |  | CLOSED | CLOSED | LINK |  | 11 kV |  | 2004-09-11 |  |  |  |  | TAMCO |  |  | SS 15.21 OFFICE CHANCERIES (EFI) (F2) | Unknown | Unknown | NO | NONE | DISTRIBUTION | TNB | WP PUTRAJAYA & CYBERJAYA | NO | Unknown |  |  |  | NO | [8 empty] | PTJ15216 | NO | [7 empty] | 3
378219854 | PTJ15215 |  |  |  | VPTJ/PCE/J15212/MB15214 | 300281156 | Existing | RYB |  |  | CLOSED | CLOSED | LINK |  | 11 kV |  | 2004-09-11 |  |  |  |  | TAMCO |  |  | SS 15.21 OFFICE CHANCERIES (EFI) (F2) | Unknown | Unknown | NO | NONE | DISTRIBUTION | TNB | WP PUTRAJAYA & CYBERJAYA | NO | Unknown |  |  |  | NO | [8 empty] | PTJ15215 | NO | [7 empty] | 3
378219859 | PTJ15214 |  |  |  | VPTJ/PCE/J15212/MB15214 | 300281156 | Existing | RYB |  |  | CLOSED | CLOSED | LINK |  | 11 kV |  | 2004-09-11 |  |  |  |  | TAMCO |  |  | SS 15.21 OFFICE CHANCERIES (EFI) (F2) | Unknown | Unknown | NO | NONE | DISTRIBUTION | TNB | WP PUTRAJAYA & CYBERJAYA | NO | Unknown |  |  |  | NO | [8 empty] | PTJ15214 | NO | [7 empty] | 3
378219876 | PTJ15073 |  |  |  | VPTJ/PCE/J15071/MB15071 | 300281151 | Existing | RYB |  |  | CLOSED | CLOSED | LINK |  | 11 kV |  | 18/02/2006 |  |  |  |  | TAMCO |  |  | PE 15.07 BLOK D3 (EFI) (F1) | Unknown | Unknown | NO | NONE | DISTRIBUTION | TNB | WP PUTRAJAYA & CYBERJAYA | NO | Unknown |  |  |  | NO | [8 empty] | PTJ15073 | NO | [7 empty] | 3
378219881 | PTJ15071 |  |  |  | VPTJ/PCE/J15071/MB15071 | 300281151 | Existing | RYB |  |  | CLOSED | CLOSED | LINK |  | 11 kV |  | 18/02/2006 |  |  |  |  | TAMCO |  |  | PE 15.07 BLOK D3 (EFI) (F1) | Unknown | Unknown | NO | NONE | DISTRIBUTION | TNB | WP PUTRAJAYA & CYBERJAYA | NO | Unknown |  |  |  | NO | [8 empty] | PTJ15071 | NO | [7 empty] | 3
378219899 | PTJ15076 |  |  |  | VPTJ/PCE/J15072/MB15074 | 300281152 | Existing | RYB |  |  | CLOSED | CLOSED | LINK |  | 11 kV |  | 18/02/2006 |  |  |  |  | TAMCO |  |  | PE 15.07 BLOK D3 (EFI) (F2) | Unknown | Unknown | NO | NONE | DISTRIBUTION | TNB | WP PUTRAJAYA & CYBERJAYA | NO | Unknown |  |  |  | NO | [8 empty] | PTJ15076 | NO | [7 empty] | 3
378219904 | PTJ15074 |  |  |  | VPTJ/PCE/J15072/MB15074 | 300281152 | Existing | RYB |  |  | CLOSED | CLOSED | LINK |  | 11 kV |  | 18/02/2006 |  |  |  |  | TAMCO |  |  | PE 15.07 BLOK D3 (EFI) (F2) | Unknown | Unknown | NO | NONE | DISTRIBUTION | TNB | WP PUTRAJAYA & CYBERJAYA | NO | Unknown |  |  |  | NO | [8 empty] | PTJ15074 | NO | [7 empty] | 3
378219928 | PTJ15333 |  |  |  | VPTJ/PCE/J15331/MM15331 | 300453012 | Existing | RYB |  |  | CLOSED | CLOSED | LINK |  | 11 kV | [6 empty] | SCHNEIDER |  |  | PE 15.33 PDT KEDIAMAN KEDUTAAN IRAQ (F1) | Unknown | Unknown | NO | NONE | DISTRIBUTION | TNB | WP PUTRAJAYA & CYBERJAYA | NO | Unknown |  |  |  | NO | [8 empty] | PTJ15333 | NO | [7 empty] | 3
378219933 | PTJ15331 |  |  |  | VPTJ/PCE/J15331/MM15331 | 300453012 | Existing | RYB |  |  | CLOSED | CLOSED | LINK |  | 11 kV | [6 empty] | SCHNEIDER |  |  | PE 15.33 PDT KEDIAMAN KEDUTAAN IRAQ (F1) | Unknown | Unknown | NO | NONE | DISTRIBUTION | TNB | WP PUTRAJAYA & CYBERJAYA | NO | Unknown |  |  |  | NO | [8 empty] | PTJ15331 | NO | [7 empty] | 3
378220032 | PTJ15335 |  |  |  | VPTJ/PCE/J15332/MB15334 | 310338860 | Existing | RYB |  |  | CLOSED | CLOSED | LINK |  | 11 kV | [6 empty] | INDKOM |  |  | PE 15.33 PDT KEDIAMAN KEDUTAAN IRAQ (F2) | Unknown | Unknown | NO | NONE | DISTRIBUTION | TNB | WP PUTRAJAYA & CYBERJAYA | NO | Unknown |  |  |  | NO | [8 empty] | PTJ15335 | NO | [7 empty] | 3
378220037 | PTJ15334 |  |  |  | VPTJ/PCE/J15332/MB15334 | 310338860 | Existing | RYB |  |  | CLOSED | CLOSED | LINK |  | 11 kV | [6 empty] | INDKOM |  |  | PE 15.33 PDT KEDIAMAN KEDUTAAN IRAQ (F2) | Unknown | Unknown | NO | NONE | DISTRIBUTION | TNB | WP PUTRAJAYA & CYBERJAYA | NO | Unknown |  |  |  | NO | [8 empty] | PTJ15334 | NO | [7 empty] | 3
378220143 | PTJ15053 |  |  |  | VPTJ/PCE/J15051/MB15051 | 300281147 | Existing | RYB |  |  | CLOSED | CLOSED | LINK |  | 11 kV |  | 18/02/2006 |  |  |  |  | TAMCO |  |  | PE 15.05 BLOK D2 (1) (EFI) (F1) | Unknown | Unknown | NO | NONE | DISTRIBUTION | TNB | WP PUTRAJAYA & CYBERJAYA | NO | Unknown |  |  |  | NO | [8 empty] | PTJ15053 | NO | [7 empty] | 3
378220148 | PTJ15051 |  |  |  | VPTJ/PCE/J15051/MB15051 | 300281147 | Existing | RYB |  |  | OPEN | CLOSED | LINK |  | 11 kV |  | 18/02/2006 |  |  |  |  | TAMCO |  |  | PE 15.05 BLOK D2 (1) (EFI) (F1) | Unknown | Unknown | NO | NONE | DISTRIBUTION | TNB | WP PUTRAJAYA & CYBERJAYA | NO | Unknown |  |  |  | NO | [8 empty] | PTJ15051 | NO | [7 empty] | 3
378220189 | PTJ15056 |  |  |  | VPTJ/PCE/J15052/MB15054 | 300281148 | Existing | RYB |  |  | CLOSED | CLOSED | LINK |  | 11 kV |  | 18/02/2006 |  |  |  |  | TAMCO |  |  | PE 15.05 BLOK D2 (1) (EFI) (F2) | Unknown | Unknown | NO | NONE | DISTRIBUTION | TNB | WP PUTRAJAYA & CYBERJAYA | NO | Unknown |  |  |  | NO | [8 empty] | PTJ15056 | NO | [7 empty] | 3
378220194 | PTJ15054 |  |  |  | VPTJ/PCE/J15052/MB15054 | 300281148 | Existing | RYB |  |  | OPEN | CLOSED | LINK |  | 11 kV |  | 18/02/2006 |  |  |  |  | TAMCO |  |  | PE 15.05 BLOK D2 (1) (EFI) (F2) | Unknown | Unknown | NO | NONE | DISTRIBUTION | TNB | WP PUTRAJAYA & CYBERJAYA | NO | Unknown |  |  |  | NO | [8 empty] | PTJ15054 | NO | [7 empty] | 3
378220285 | PTJ15063 |  |  |  | VPTJ/PCE/J15061/MB15061 | 300281149 | Existing | RYB |  |  | CLOSED | CLOSED | LINK |  | 11 kV |  | 18/02/2006 |  |  |  |  | TAMCO |  |  | PE 15.06 BLOK D2 (2) (F1) | Unknown | Unknown | NO | NONE | DISTRIBUTION | TNB | WP PUTRAJAYA & CYBERJAYA | NO | Unknown |  |  |  | NO | [8 empty] | PTJ15063 | NO | [7 empty] | 3
378220290 | PTJ15061 |  |  |  | VPTJ/PCE/J15061/MB15061 | 300281149 | Existing | RYB |  |  | CLOSED | CLOSED | LINK |  | 11 kV |  | 18/02/2006 |  |  |  |  | TAMCO |  |  | PE 15.06 BLOK D2 (2) (F1) | Unknown | Unknown | NO | NONE | DISTRIBUTION | TNB | WP PUTRAJAYA & CYBERJAYA | NO | Unknown |  |  |  | NO | [8 empty] | PTJ15061 | NO | [7 empty] | 3
378220381 | PTJ15066 |  |  |  | VPTJ/PCE/J15062/MB15064 | 300281150 | Existing | RYB |  |  | CLOSED | CLOSED | LINK |  | 11 kV |  | 18/02/2006 |  |  |  |  | TAMCO |  |  | PE 15.06 BLOK D2 (2) (F2) | Unknown | Unknown | NO | NONE | DISTRIBUTION | TNB | WP PUTRAJAYA & CYBERJAYA | NO | Unknown |  |  |  | NO | [8 empty] | PTJ15066 | NO | [7 empty] | 3
378220386 | PTJ15064 |  |  |  | VPTJ/PCE/J15062/MB15064 | 300281150 | Existing | RYB |  |  | CLOSED | CLOSED | LINK |  | 11 kV |  | 18/02/2006 |  |  |  |  | TAMCO |  |  | PE 15.06 BLOK D2 (2) (F2) | Unknown | Unknown | NO | NONE | DISTRIBUTION | TNB | WP PUTRAJAYA & CYBERJAYA | NO | Unknown |  |  |  | NO | [8 empty] | PTJ15064 | NO | [7 empty] | 3
378224291 | CBJ24251 |  |  |  | VCBJ/PCE/J24251/MB24251 | 310332980 | Existing | RYB |  | CBJ22113 PE 22.11 THE STREET MALL (F2) | CLOSED | CLOSED | LINK |  | 11 kV | [6 empty] | INDKOM |  |  | PE 24.25 CRYSTAL VILLE 2 | Unknown | Unknown | NO | NONE | DISTRIBUTION | TNB | WP PUTRAJAYA & CYBERJAYA | NO | Unknown |  |  |  | NO | [8 empty] | CBJ24251 | NO | [7 empty] | 3
378224296 | CBJ24252 |  |  |  | VCBJ/PCE/J24251/MB24251 | 310332980 | Existing | RYB |  | CBJ22525 PE 22.52 (F2) | CLOSED | CLOSED | LINK |  | 11 kV | [6 empty] | INDKOM |  |  | PE 24.25 CRYSTAL VILLE 2 | Unknown | Unknown | NO | NONE | DISTRIBUTION | TNB | WP PUTRAJAYA & CYBERJAYA | NO | Unknown |  |  |  | NO | [8 empty] | CBJ24252 | NO | [7 empty] | 3
378224745 | CBJ24243 |  |  |  | VCBJ/PCE/J24241/MB24241 | 310332974 | Existing | RYB |  | CBJ22112 PE 22.11 THE STREET MALL (F1) | CLOSED | CLOSED | LINK |  | 11 kV | [6 empty] | ITEM |  |  | PE 24.24 CRYSTAL VILLE 1 | Unknown | Unknown | NO | NONE | DISTRIBUTION | TNB | WP PUTRAJAYA & CYBERJAYA | NO | Unknown |  |  |  | NO | [8 empty] | CBJ24243 | NO | [7 empty] | 3
378224762 | CBJ24242 |  |  |  | VCBJ/PCE/J24241/MB24241 | 310332974 | Existing | RYB |  | CBJ22801 PE 22.80 | CLOSED | CLOSED | LINK |  | 11 kV | [6 empty] | ITEM |  |  | PE 24.24 CRYSTAL VILLE 1 | Unknown | Unknown | NO | NONE | DISTRIBUTION | TNB | WP PUTRAJAYA & CYBERJAYA | NO | Unknown |  |  |  | NO | [8 empty] | CBJ24242 | NO | [7 empty] | 3
378225008 | CBJ21343 |  |  |  | VCBJ/PCE/J21341/MB21341 | 300281004 | Existing | RYB |  | CBJ21091 SS 21.09 CBJ 1 (F1) | CLOSED | CLOSED | LINK |  | 11 kV |  | 24/05/2009 |  |  |  |  | TAMCO |  |  | PE 21.34 PS5 F1 | Unknown | Unknown | NO | NONE | DISTRIBUTION | TNB | WP PUTRAJAYA & CYBERJAYA | NO | Unknown |  |  |  | NO | [8 empty] | CBJ21343 | NO | [7 empty] | 3
378225013 | CBJ21341 |  |  |  | VCBJ/PCE/J21341/MB21341 | 300281004 | Existing | RYB |  | VCB 8 PPU CYB7 | CLOSED | CLOSED | LINK |  | 11 kV |  | 24/05/2009 |  |  |  |  | TAMCO |  |  | PE 21.34 PS5 F1 | Unknown | Unknown | NO | NONE | DISTRIBUTION | TNB | WP PUTRAJAYA & CYBERJAYA | NO | Unknown |  |  |  | NO | [8 empty] | CBJ21341 | NO | [7 empty] | 3
378225031 | CBJ21346 |  |  |  | VCBJ/PCE/J21342/MB21344 | 300281003 | Existing | RYB |  | CBJ21094 SS 21.09 CBJ 1 (F2) | CLOSED | CLOSED | LINK |  | 11 kV |  | 24/05/2009 |  |  |  |  | TAMCO |  |  | PE 21.34 PS5 F2 | Unknown | Unknown | NO | NONE | DISTRIBUTION | TNB | WP PUTRAJAYA & CYBERJAYA | NO | Unknown |  |  |  | NO | [8 empty] | CBJ21346 | NO | [7 empty] | 3
378225036 | CBJ21344 |  |  |  | VCBJ/PCE/J21342/MB21344 | 300281003 | Existing | RYB |  | VCB 7 PPU CYB7 | CLOSED | CLOSED | LINK |  | 11 kV |  | 24/05/2009 |  |  |  |  | TAMCO |  |  | PE 21.34 PS5 F2 | Unknown | Unknown | NO | NONE | DISTRIBUTION | TNB | WP PUTRAJAYA & CYBERJAYA | NO | Unknown |  |  |  | NO | [8 empty] | CBJ21344 | NO | [7 empty] | 3
378225199 | [6 empty] | Existing | Unknown |  |  | OPEN | OPEN | MAIN |  | 33 kV | [9 empty] | SSU GOOGLE | Unknown | Unknown | NO | NONE | DISTRIBUTION | TNB | WP PUTRAJAYA & CYBERJAYA | Unknown |  |  |  |  | NO | [17 empty] | 0
378225209 | [6 empty] | Existing | Unknown |  |  | OPEN | OPEN | MAIN |  | 33 kV | [9 empty] | SSU GOOGLE | Unknown | Unknown | NO | NONE | DISTRIBUTION | TNB | WP PUTRAJAYA & CYBERJAYA | NO | Unknown |  |  |  | NO | [17 empty] | 0
378225214 | [6 empty] | Existing | Unknown |  |  | CLOSED | CLOSED | MAIN |  | 33 kV | [9 empty] | SSU GOOGLE | Unknown | Unknown | NO | NONE | DISTRIBUTION | TNB | WP PUTRAJAYA & CYBERJAYA | NO | Unknown |  |  |  | NO | [17 empty] | 0
378225222 | [6 empty] | Existing | Unknown |  |  | CLOSED | CLOSED | MAIN |  | 33 kV | [9 empty] | SSU GOOGLE | Unknown | Unknown | NO | NONE | DISTRIBUTION | TNB | WP PUTRAJAYA & CYBERJAYA | Unknown |  |  |  |  | NO | [17 empty] | 0
378225237 | [6 empty] | Existing | Unknown |  |  | CLOSED | CLOSED | MAIN |  | 33 kV | [9 empty] | SSU GOOGLE | Unknown | Unknown | NO | NONE | DISTRIBUTION | TNB | WP PUTRAJAYA & CYBERJAYA | Unknown |  |  |  |  | NO | [17 empty] | 0
378225244 | 1WO | 123 |  |  | VCBJ/SSU/G00003/MB1WO | 300520227 | Existing | Unknown |  |  | CLOSED | OPEN | BUSBAR COUPLER |  | 33 kV | [6 empty] | TAMCO |  |  | SSU GOOGLE | Unknown | Unknown | NO | NONE | DISTRIBUTION | TNB | WP PUTRAJAYA & CYBERJAYA | Unknown |  |  |  |  | NO | [8 empty] | 1WO | [8 empty] | 0
378225250 | [6 empty] | Existing | Unknown |  |  | CLOSED | CLOSED | MAIN |  | 33 kV | [9 empty] | SSU GOOGLE | Unknown | Unknown | NO | NONE | DISTRIBUTION | TNB | WP PUTRAJAYA & CYBERJAYA | Unknown |  |  |  |  | NO | [17 empty] | 0
378225258 | [6 empty] | Existing | Unknown |  |  | OPEN | OPEN | MAIN |  | 33 kV | [9 empty] | SSU GOOGLE | Unknown | Unknown | NO | NONE | DISTRIBUTION | TNB | WP PUTRAJAYA & CYBERJAYA | Unknown |  |  |  |  | NO | [17 empty] | 0
378225260 | [6 empty] | Existing | Unknown |  |  | OPEN | OPEN | MAIN |  | 33 kV | [9 empty] | SSU GOOGLE | Unknown | Unknown | NO | NONE | DISTRIBUTION | TNB | WP PUTRAJAYA & CYBERJAYA | NO | Unknown |  |  |  | NO | [17 empty] | 0
378225268 | [6 empty] | Existing | Unknown |  |  | OPEN | OPEN | MAIN |  | 33 kV | [9 empty] | SSU GOOGLE | Unknown | Unknown | NO | NONE | DISTRIBUTION | TNB | WP PUTRAJAYA & CYBERJAYA | NO | Unknown |  |  |  | NO | [17 empty] | 0
378225278 | [6 empty] | Existing | Unknown |  |  | CLOSED | CLOSED | MAIN |  | 33 kV | [9 empty] | SSU GOOGLE | Unknown | Unknown | NO | NONE | DISTRIBUTION | TNB | WP PUTRAJAYA & CYBERJAYA | NO | Unknown |  |  |  | NO | [17 empty] | 0
378225306 | [6 empty] | Existing | Unknown |  |  | CLOSED | CLOSED | MAIN |  | 33 kV | [9 empty] | SSU GOOGLE | Unknown | Unknown | NO | NONE | DISTRIBUTION | TNB | WP PUTRAJAYA & CYBERJAYA | NO | Unknown |  |  |  | NO | [17 empty] | 0
378225320 | [6 empty] | Existing | Unknown |  |  | OPEN | OPEN | MAIN |  | 33 kV | [9 empty] | SSU GOOGLE | Unknown | Unknown | NO | NONE | DISTRIBUTION | TNB | WP PUTRAJAYA & CYBERJAYA | Unknown |  |  |  |  | NO | [17 empty] | 0
378225330 | 1SO | 123 |  |  | VCBJ/SSU/G00003/MB1SO | 300520224 | Existing | Unknown |  |  | CLOSED | OPEN | BUSBAR SECTION |  | 33 kV | [6 empty] | TAMCO |  |  | SSU GOOGLE | Unknown | Unknown | NO | NONE | DISTRIBUTION | TNB | WP PUTRAJAYA & CYBERJAYA | Unknown |  |  |  |  | NO | [8 empty] | 1SO | [8 empty] | 0
378284228 | PTJ1076 |  |  |  | VPTJ/PCE/J01071/MB01071 | 300280373 | Existing | RYB |  |  | CLOSED | CLOSED | LINK |  | 11 kV |  | 1999-09-04 |  |  |  |  | INDKOM |  |  | SS 1.07 JPM B1 JPM B8 (F1) | Unknown | Unknown | NO | NONE | DISTRIBUTION | TNB | WP PUTRAJAYA & CYBERJAYA | NO | Unknown |  |  |  | NO | [8 empty] | PTJ1076 | NO | [7 empty] | 3
378284245 | PTJ1075 |  |  |  | VPTJ/PCE/J01071/MB01071 | 300280373 | Existing | RYB |  |  | CLOSED | CLOSED | LINK |  | 11 kV |  | 1999-09-04 |  |  |  |  | INDKOM |  |  | SS 1.07 JPM B1 JPM B8 (F1) | Unknown | Unknown | NO | NONE | DISTRIBUTION | TNB | WP PUTRAJAYA & CYBERJAYA | NO | Unknown |  |  |  | NO | [8 empty] | PTJ1075 | NO | [7 empty] | 3
378284399 | PTJ1071 |  |  |  | VPTJ/PCE/J01072/MB01075 | 300280374 | Existing | RYB |  |  | CLOSED | CLOSED | LINK |  | 11 kV |  | 1999-09-04 |  |  |  |  | INDKOM |  |  | SS 1.07 JPM B1 JPM B8 (F2) | Unknown | Unknown | NO | NONE | DISTRIBUTION | TNB | WP PUTRAJAYA & CYBERJAYA | NO | Unknown |  |  |  | NO | [8 empty] | PTJ1071 | NO | [7 empty] | 3
378284416 | PTJ1072 |  |  |  | VPTJ/PCE/J01072/MB01075 | 300280374 | Existing | RYB |  |  | CLOSED | CLOSED | LINK |  | 11 kV |  | 1999-09-04 |  |  |  |  | INDKOM |  |  | SS 1.07 JPM B1 JPM B8 (F2) | Unknown | Unknown | NO | NONE | DISTRIBUTION | TNB | WP PUTRAJAYA & CYBERJAYA | NO | Unknown |  |  |  | NO | [8 empty] | PTJ1072 | NO | [7 empty] | 3
378284574 | PTJ1063 |  |  |  | VPTJ/PCE/J01061/MB01061 | 300280371 | Existing | RYB |  |  | CLOSED | CLOSED | LINK |  | 11 kV |  | 20/05/1999 |  |  |  |  | INDKOM |  |  | SS 1.06 JPM B6 JPM B7 (F1) | Unknown | Unknown | NO | NONE | DISTRIBUTION | TNB | WP PUTRAJAYA & CYBERJAYA | NO | Unknown |  |  |  | NO | [8 empty] | PTJ1063 | NO | [7 empty] | 3
378284591 | PTJ1062 |  |  |  | VPTJ/PCE/J01061/MB01061 | 300280371 | Existing | RYB |  |  | CLOSED | CLOSED | LINK |  | 11 kV |  | 20/05/1999 |  |  |  |  | INDKOM |  |  | SS 1.06 JPM B6 JPM B7 (F1) | Unknown | Unknown | NO | NONE | DISTRIBUTION | TNB | WP PUTRAJAYA & CYBERJAYA | NO | Unknown |  |  |  | NO | [8 empty] | PTJ1062 | NO | [7 empty] | 3
378284603 | PTJ1066 |  |  |  | VPTJ/PCE/J01062/MB01065 | 300280372 | Existing | RYB |  |  | CLOSED | CLOSED | LINK |  | 11 kV |  | 20/05/1999 |  |  |  |  | INDKOM |  |  | SS 1.06 JPM B6 JPM B7 (F2) | Unknown | Unknown | NO | NONE | DISTRIBUTION | TNB | WP PUTRAJAYA & CYBERJAYA | NO | Unknown |  |  |  | NO | [8 empty] | PTJ1066 | NO | [7 empty] | 3
378284620 | PTJ1067 |  |  |  | VPTJ/PCE/J01062/MB01065 | 300280372 | Existing | RYB |  |  | CLOSED | CLOSED | LINK |  | 11 kV |  | 20/05/1999 |  |  |  |  | INDKOM |  |  | SS 1.06 JPM B6 JPM B7 (F2) | Unknown | Unknown | NO | NONE | DISTRIBUTION | TNB | WP PUTRAJAYA & CYBERJAYA | NO | Unknown |  |  |  | NO | [8 empty] | PTJ1067 | NO | [7 empty] | 3
378284631 | PTJ1054 |  |  |  | VPTJ/PCE/J01051/MB01051 | 300280369 | Existing | RYB |  |  | CLOSED | CLOSED | LINK |  | 11 kV |  | 29/07/1999 |  |  |  |  | INDKOM |  |  | SS 1.05 JPM B5 (F1) | Unknown | Unknown | NO | NONE | DISTRIBUTION | TNB | WP PUTRAJAYA & CYBERJAYA | NO | Unknown |  |  |  | NO | [8 empty] | PTJ1054 | NO | [7 empty] | 3
378284636 | PTJ1055 |  |  |  | VPTJ/PCE/J01051/MB01051 | 300280369 | Existing | RYB |  |  | CLOSED | CLOSED | LINK |  | 11 kV |  | 29/07/1999 |  |  |  |  | INDKOM |  |  | SS 1.05 JPM B5 (F1) | Unknown | Unknown | NO | NONE | DISTRIBUTION | TNB | WP PUTRAJAYA & CYBERJAYA | NO | Unknown |  |  |  | NO | [8 empty] | PTJ1055 | NO | [7 empty] | 3
378284683 | PTJ1051 |  |  |  | VPTJ/PCE/J01052/MB01054 | 300280370 | Existing | RYB |  |  | CLOSED | CLOSED | LINK |  | 11 kV |  | 29/07/1999 |  |  |  |  | INDKOM |  |  | SS 1.05 JPM B5 (F2) | Unknown | Unknown | NO | NONE | DISTRIBUTION | TNB | WP PUTRAJAYA & CYBERJAYA | NO | Unknown |  |  |  | NO | [8 empty] | PTJ1051 | NO | [7 empty] | 3
378284688 | PTJ1052 |  |  |  | VPTJ/PCE/J01052/MB01054 | 300280370 | Existing | RYB |  |  | CLOSED | CLOSED | LINK |  | 11 kV |  | 29/07/1999 |  |  |  |  | INDKOM |  |  | SS 1.05 JPM B5 (F2) | Unknown | Unknown | NO | NONE | DISTRIBUTION | TNB | WP PUTRAJAYA & CYBERJAYA | NO | Unknown |  |  |  | NO | [8 empty] | PTJ1052 | NO | [7 empty] | 3
378284752 | PTJ1084 |  |  |  | VPTJ/PCE/J01081/MB01081 | 300280375 | Existing | RYB |  |  | CLOSED | CLOSED | LINK |  | 11 kV |  | 1999-10-09 |  |  |  |  | INDKOM |  |  | SS 1.08 C4 (F1) | Unknown | Unknown | NO | NONE | DISTRIBUTION | TNB | WP PUTRAJAYA & CYBERJAYA | NO | Unknown |  |  |  | NO | [8 empty] | PTJ1084 | NO | [7 empty] | 3
378284757 | PTJ1085 |  |  |  | VPTJ/PCE/J01081/MB01081 | 300280375 | Existing | RYB |  |  | CLOSED | CLOSED | LINK |  | 11 kV |  | 1999-10-09 |  |  |  |  | INDKOM |  |  | SS 1.08 C4 (F1) | Unknown | Unknown | NO | NONE | DISTRIBUTION | TNB | WP PUTRAJAYA & CYBERJAYA | NO | Unknown |  |  |  | NO | [8 empty] | PTJ1085 | NO | [7 empty] | 3
378284846 | PTJ1081 |  |  |  | VPTJ/PCE/J01082/MB01084 | 300280378 | Existing | RYB |  |  | CLOSED | CLOSED | LINK |  | 11 kV |  | 1999-10-09 |  |  |  |  | INDKOM |  |  | SS 1.08 C4 (F2) | Unknown | Unknown | NO | NONE | DISTRIBUTION | TNB | WP PUTRAJAYA & CYBERJAYA | NO | Unknown |  |  |  | NO | [8 empty] | PTJ1081 | NO | [7 empty] | 3
378284851 | PTJ1082 |  |  |  | VPTJ/PCE/J01082/MB01084 | 300280378 | Existing | RYB |  |  | CLOSED | CLOSED | LINK |  | 11 kV |  | 1999-10-09 |  |  |  |  | INDKOM |  |  | SS 1.08 C4 (F2) | Unknown | Unknown | NO | NONE | DISTRIBUTION | TNB | WP PUTRAJAYA & CYBERJAYA | NO | Unknown |  |  |  | NO | [8 empty] | PTJ1082 | NO | [7 empty] | 3
378284892 | PTJ1094 |  |  |  | VPTJ/PCE/J01091/MB01091 | 300280404 | Existing | RYB |  |  | CLOSED | CLOSED | LINK |  | 11 kV |  | 1999-11-09 |  |  |  |  | INDKOM |  |  | SS 1.09 C3 (F1) | Unknown | Unknown | NO | NONE | DISTRIBUTION | TNB | WP PUTRAJAYA & CYBERJAYA | NO | Unknown |  |  |  | NO | [8 empty] | PTJ1094 | NO | [7 empty] | 3
378284897 | PTJ1095 |  |  |  | VPTJ/PCE/J01091/MB01091 | 300280404 | Existing | RYB |  |  | CLOSED | CLOSED | LINK |  | 11 kV |  | 1999-11-09 |  |  |  |  | INDKOM |  |  | SS 1.09 C3 (F1) | Unknown | Unknown | NO | NONE | DISTRIBUTION | TNB | WP PUTRAJAYA & CYBERJAYA | NO | Unknown |  |  |  | NO | [8 empty] | PTJ1095 | NO | [7 empty] | 3
378284986 | PTJ1091 |  |  |  | VPTJ/PCE/J01092/MB01094 | 300280405 | Existing | RYB |  |  | CLOSED | CLOSED | LINK |  | 11 kV |  | 1999-11-09 |  |  |  |  | INDKOM |  |  | SS 1.09 C3 (F2) | Unknown | Unknown | NO | NONE | DISTRIBUTION | TNB | WP PUTRAJAYA & CYBERJAYA | NO | Unknown |  |  |  | NO | [8 empty] | PTJ1091 | NO | [7 empty] | 3
378284991 | PTJ1092 |  |  |  | VPTJ/PCE/J01092/MB01094 | 300280405 | Existing | RYB |  |  | CLOSED | CLOSED | LINK |  | 11 kV |  | 1999-11-09 |  |  |  |  | INDKOM |  |  | SS 1.09 C3 (F2) | Unknown | Unknown | NO | NONE | DISTRIBUTION | TNB | WP PUTRAJAYA & CYBERJAYA | NO | Unknown |  |  |  | NO | [8 empty] | PTJ1092 | NO | [7 empty] | 3
378285009 | PTJ1104 |  |  |  | VPTJ/PCE/J01101/MB01101 | 300280406 | Existing | RYB |  |  | CLOSED | CLOSED | LINK |  | 11 kV |  | 1999-11-09 |  |  |  |  | INDKOM |  |  | SS 1.10 C2 (F1) | Unknown | Unknown | NO | NONE | DISTRIBUTION | TNB | WP PUTRAJAYA & CYBERJAYA | NO | Unknown |  |  |  | NO | [8 empty] | PTJ1104 | NO | [7 empty] | 3
378285014 | PTJ1105 |  |  |  | VPTJ/PCE/J01101/MB01101 | 300280406 | Existing | RYB |  |  | CLOSED | CLOSED | LINK |  | 11 kV |  | 1999-11-09 |  |  |  |  | INDKOM |  |  | SS 1.10 C2 (F1) | Unknown | Unknown | NO | NONE | DISTRIBUTION | TNB | WP PUTRAJAYA & CYBERJAYA | NO | Unknown |  |  |  | NO | [8 empty] | PTJ1105 | NO | [7 empty] | 3
378285032 | PTJ1101 |  |  |  | VPTJ/PCE/J01102/MB01104 | 300280407 | Existing | RYB |  |  | CLOSED | CLOSED | LINK |  | 11 kV |  | 1999-11-09 |  |  |  |  | INDKOM |  |  | SS 1.10 C2 (F2) | Unknown | Unknown | NO | NONE | DISTRIBUTION | TNB | WP PUTRAJAYA & CYBERJAYA | NO | Unknown |  |  |  | NO | [8 empty] | PTJ1101 | NO | [7 empty] | 3
378285037 | PTJ1102 |  |  |  | VPTJ/PCE/J01102/MB01104 | 300280407 | Existing | RYB |  |  | CLOSED | CLOSED | LINK |  | 11 kV |  | 1999-11-09 |  |  |  |  | INDKOM |  |  | SS 1.10 C2 (F2) | Unknown | Unknown | NO | NONE | DISTRIBUTION | TNB | WP PUTRAJAYA & CYBERJAYA | NO | Unknown |  |  |  | NO | [8 empty] | PTJ1102 | NO | [7 empty] | 3
378285056 | PTJ1114 |  |  |  | VPTJ/PCE/J01111/MB01111 | 300280408 | Existing | RYB |  |  | CLOSED | CLOSED | LINK |  | 11 kV |  | 1999-11-09 |  |  |  |  | INDKOM |  |  | SS 1.11 C1 (F1) | Unknown | Unknown | NO | NONE | DISTRIBUTION | TNB | WP PUTRAJAYA & CYBERJAYA | NO | Unknown |  |  |  | NO | [8 empty] | PTJ1114 | NO | [7 empty] | 3
378285061 | PTJ1115 |  |  |  | VPTJ/PCE/J01111/MB01111 | 300280408 | Existing | RYB |  |  | CLOSED | CLOSED | LINK |  | 11 kV |  | 1999-11-09 |  |  |  |  | INDKOM |  |  | SS 1.11 C1 (F1) | Unknown | Unknown | NO | NONE | DISTRIBUTION | TNB | WP PUTRAJAYA & CYBERJAYA | NO | Unknown |  |  |  | NO | [8 empty] | PTJ1115 | NO | [7 empty] | 3
378285079 | PTJ1111 |  |  |  | VPTJ/PCE/J01112/MB01114 | 300280409 | Existing | RYB |  |  | CLOSED | CLOSED | LINK |  | 11 kV |  | 1999-11-09 |  |  |  |  | INDKOM |  |  | SS 1.11 C1 (F2) | Unknown | Unknown | NO | NONE | DISTRIBUTION | TNB | WP PUTRAJAYA & CYBERJAYA | NO | Unknown |  |  |  | NO | [8 empty] | PTJ1111 | NO | [7 empty] | 3
378285084 | PTJ1112 |  |  |  | VPTJ/PCE/J01112/MB01114 | 300280409 | Existing | RYB |  |  | CLOSED | CLOSED | LINK |  | 11 kV |  | 1999-11-09 |  |  |  |  | INDKOM |  |  | SS 1.11 C1 (F2) | Unknown | Unknown | NO | NONE | DISTRIBUTION | TNB | WP PUTRAJAYA & CYBERJAYA | NO | Unknown |  |  |  | NO | [8 empty] | PTJ1112 | NO | [7 empty] | 3
378285102 | PTJ1124 |  |  |  | VPTJ/PCE/J01121/MB01121 | 300280410 | Existing | RYB |  |  | CLOSED | CLOSED | LINK |  | 11 kV |  | 1999-11-09 |  |  |  |  | INDKOM |  |  | SS 1.12 C7 (F1) | Unknown | Unknown | NO | NONE | DISTRIBUTION | TNB | WP PUTRAJAYA & CYBERJAYA | NO | Unknown |  |  |  | NO | [8 empty] | PTJ1124 | NO | [7 empty] | 3
378285107 | PTJ1125 |  |  |  | VPTJ/PCE/J01121/MB01121 | 300280410 | Existing | RYB |  |  | CLOSED | CLOSED | LINK |  | 11 kV |  | 1999-11-09 |  |  |  |  | INDKOM |  |  | SS 1.12 C7 (F1) | Unknown | Unknown | NO | NONE | DISTRIBUTION | TNB | WP PUTRAJAYA & CYBERJAYA | NO | Unknown |  |  |  | NO | [8 empty] | PTJ1125 | NO | [7 empty] | 3
378285125 | PTJ1121 |  |  |  | VPTJ/PCE/J01122/MB01124 | 300280411 | Existing | RYB |  |  | CLOSED | CLOSED | LINK |  | 11 kV |  | 1999-11-09 |  |  |  |  | INDKOM |  |  | SS 1.12 C7 (F2) | Unknown | Unknown | NO | NONE | DISTRIBUTION | TNB | WP PUTRAJAYA & CYBERJAYA | NO | Unknown |  |  |  | NO | [8 empty] | PTJ1121 | NO | [7 empty] | 3
378285130 | PTJ1122 |  |  |  | VPTJ/PCE/J01122/MB01124 | 300280411 | Existing | RYB |  |  | CLOSED | CLOSED | LINK |  | 11 kV |  | 1999-11-09 |  |  |  |  | INDKOM |  |  | SS 1.12 C7 (F2) | Unknown | Unknown | NO | NONE | DISTRIBUTION | TNB | WP PUTRAJAYA & CYBERJAYA | NO | Unknown |  |  |  | NO | [8 empty] | PTJ1122 | NO | [7 empty] | 3
378285148 | PTJ1134 |  |  |  | VPTJ/PCE/J01131/MB01131 | 300280412 | Existing | RYB |  |  | CLOSED | CLOSED | LINK |  | 11 kV |  | 1999-10-09 |  |  |  |  | INDKOM |  |  | SS 1.13 C6 (F1) | Unknown | Unknown | NO | NONE | DISTRIBUTION | TNB | WP PUTRAJAYA & CYBERJAYA | NO | Unknown |  |  |  | NO | [8 empty] | PTJ1134 | NO | [7 empty] | 3
378285153 | PTJ1135 |  |  |  | VPTJ/PCE/J01131/MB01131 | 300280412 | Existing | RYB |  |  | CLOSED | CLOSED | LINK |  | 11 kV |  | 1999-10-09 |  |  |  |  | INDKOM |  |  | SS 1.13 C6 (F1) | Unknown | Unknown | NO | NONE | DISTRIBUTION | TNB | WP PUTRAJAYA & CYBERJAYA | NO | Unknown |  |  |  | NO | [8 empty] | PTJ1135 | NO | [7 empty] | 3
378285171 | PTJ1132 |  |  |  | VPTJ/PCE/J01132/MB01134 | 300280413 | Existing | RYB |  |  | CLOSED | CLOSED | LINK |  | 11 kV |  | 1999-10-09 |  |  |  |  | INDKOM |  |  | SS 1.13 C6 (F2) | Unknown | Unknown | NO | NONE | DISTRIBUTION | TNB | WP PUTRAJAYA & CYBERJAYA | NO | Unknown |  |  |  | NO | [8 empty] | PTJ1132 | NO | [7 empty] | 3
378285176 | PTJ1131 |  |  |  | VPTJ/PCE/J01132/MB01134 | 300280413 | Existing | RYB |  |  | CLOSED | CLOSED | LINK |  | 11 kV |  | 1999-10-09 |  |  |  |  | INDKOM |  |  | SS 1.13 C6 (F2) | Unknown | Unknown | NO | NONE | DISTRIBUTION | TNB | WP PUTRAJAYA & CYBERJAYA | NO | Unknown |  |  |  | NO | [8 empty] | PTJ1131 | NO | [7 empty] | 3
378285194 | PTJ1144 |  |  |  | VPTJ/PCE/J01141/MB01141 | 300280414 | Existing | RYB |  |  | CLOSED | CLOSED | LINK |  | 11 kV |  | 1999-10-09 |  |  |  |  | INDKOM |  |  | SS 1.14 C5 (F1) | Unknown | Unknown | NO | NONE | DISTRIBUTION | TNB | WP PUTRAJAYA & CYBERJAYA | NO | Unknown |  |  |  | NO | [8 empty] | PTJ1144 | NO | [7 empty] | 3
378285199 | PTJ1145 |  |  |  | VPTJ/PCE/J01141/MB01141 | 300280414 | Existing | RYB |  |  | CLOSED | CLOSED | LINK |  | 11 kV |  | 1999-10-09 |  |  |  |  | INDKOM |  |  | SS 1.14 C5 (F1) | Unknown | Unknown | NO | NONE | DISTRIBUTION | TNB | WP PUTRAJAYA & CYBERJAYA | NO | Unknown |  |  |  | NO | [8 empty] | PTJ1145 | NO | [7 empty] | 3
378285217 | PTJ1142 |  |  |  | VPTJ/PCE/J01142/MB01144 | 300280415 | Existing | RYB |  |  | CLOSED | CLOSED | LINK |  | 11 kV |  | 1999-10-09 |  |  |  |  | INDKOM |  |  | SS 1.14 C5 (F2) | Unknown | Unknown | NO | NONE | DISTRIBUTION | TNB | WP PUTRAJAYA & CYBERJAYA | NO | Unknown |  |  |  | NO | [8 empty] | PTJ1142 | NO | [7 empty] | 3
378285222 | PTJ1141 |  |  |  | VPTJ/PCE/J01142/MB01144 | 300280415 | Existing | RYB |  |  | CLOSED | CLOSED | LINK |  | 11 kV |  | 1999-10-09 |  |  |  |  | INDKOM |  |  | SS 1.14 C5 (F2) | Unknown | Unknown | NO | NONE | DISTRIBUTION | TNB | WP PUTRAJAYA & CYBERJAYA | NO | Unknown |  |  |  | NO | [8 empty] | PTJ1141 | NO | [7 empty] | 3
378285241 | PTJ01365 |  |  |  | VPTJ/PCE/J01362/MB01365 | 300280450 | Existing | RYB |  |  | OPEN | CLOSED | LINK |  | 11 kV |  | 13/11/1999 |  |  |  |  | INDKOM |  |  | PE 1.36 DATARAN PUTRA (F2) | Unknown | Unknown | NO | NONE | DISTRIBUTION | TNB | WP PUTRAJAYA & CYBERJAYA | NO | Unknown |  |  |  | NO | [8 empty] | PTJ01365 | NO | [7 empty] | 3
378285245 | PTJ01366 |  |  |  | VPTJ/PCE/J01362/MB01365 | 300280450 | Existing | RYB |  | PPU PTJ6: VCB 8 | CLOSED | CLOSED | LINK |  | 11 kV |  | 13/11/1999 |  |  |  |  | INDKOM |  |  | PE 1.36 DATARAN PUTRA (F2) | Unknown | Unknown | NO | NONE | DISTRIBUTION | TNB | WP PUTRAJAYA & CYBERJAYA | NO | Unknown |  |  |  | NO | [8 empty] | PTJ01366 | NO | [7 empty] | 3
378285262 | PTJ01367 |  |  |  | VPTJ/PCE/J01362/MB01365 | 300280450 | Existing | RYB |  | PENGGUNA HT | CLOSED | CLOSED | LINK |  | 11 kV |  | 13/11/1999 |  |  |  |  | INDKOM |  |  | PE 1.36 DATARAN PUTRA (F2) | Unknown | Unknown | NO | NONE | DISTRIBUTION | TNB | WP PUTRAJAYA & CYBERJAYA | NO | Unknown |  |  |  | NO | [8 empty] | PTJ01367 | NO | [7 empty] | 3
378285273 | PTJ01361 |  |  |  | VPTJ/PCE/J01361/MB01361 | 300280449 | Existing | RYB |  |  | CLOSED | CLOSED | LINK |  | 11 kV |  | 13/11/1999 |  |  |  |  | INDKOM |  |  | PE 1.36 DATARAN PUTRA (F1) | Unknown | Unknown | NO | NONE | DISTRIBUTION | TNB | WP PUTRAJAYA & CYBERJAYA | NO | Unknown |  |  |  | NO | [8 empty] | PTJ01361 | NO | [7 empty] | 3
378285277 | PTJ01362 |  |  |  | VPTJ/PCE/J01361/MB01361 | 300280449 | Existing | RYB |  |  | OPEN | CLOSED | LINK |  | 11 kV |  | 13/11/1999 |  |  |  |  | INDKOM |  |  | PE 1.36 DATARAN PUTRA (F1) | Unknown | Unknown | NO | NONE | DISTRIBUTION | TNB | WP PUTRAJAYA & CYBERJAYA | NO | Unknown |  |  |  | NO | [8 empty] | PTJ01362 | NO | [7 empty] | 3
378285294 | PTJ01363 |  |  |  | VPTJ/PCE/J01361/MB01361 | 300280449 | Existing | RYB |  |  | CLOSED | CLOSED | LINK |  | 11 kV |  | 13/11/1999 |  |  |  |  | INDKOM |  |  | PE 1.36 DATARAN PUTRA (F1) | Unknown | Unknown | NO | NONE | DISTRIBUTION | TNB | WP PUTRAJAYA & CYBERJAYA | NO | Unknown |  |  |  | NO | [8 empty] | PTJ01363 | NO | [7 empty] | 3
378285610 | PTJ1321 |  |  |  | VPTJ/PCE/J01321/MB01321 | 300280440 | Existing | RYB |  |  | CLOSED | CLOSED | LINK |  | 11 kV |  | 13/06/1999 |  |  |  |  | TAMCO |  |  | PE 1.32 INSIDE PPU6 S/L OVAL | Unknown | Unknown | NO | NONE | DISTRIBUTION | TNB | WP PUTRAJAYA & CYBERJAYA | NO | Unknown |  |  |  | NO | [8 empty] | PTJ1321 | NO | [7 empty] | 3
378285615 | PTJ1323 |  |  |  | VPTJ/PCE/J01321/MB01321 | 300280440 | Existing | RYB |  |  | CLOSED | CLOSED | LINK |  | 11 kV |  | 13/06/1999 |  |  |  |  | TAMCO |  |  | PE 1.32 INSIDE PPU6 S/L OVAL | Unknown | Unknown | NO | NONE | DISTRIBUTION | TNB | WP PUTRAJAYA & CYBERJAYA | NO | Unknown |  |  |  | NO | [8 empty] | PTJ1323 | NO | [7 empty] | 3
378285751 | PTJ13011 |  |  |  | VPTJ/PCE/J13011/MB13011 | 300281100 | Existing | RYB |  |  | CLOSED | CLOSED | LINK |  | 11 kV |  | 31/07/1999 |  |  |  |  | INDKOM |  |  | PE 13.01 WETLAND PUMP 250KW | Unknown | Unknown | NO | NONE | DISTRIBUTION | TNB | WP PUTRAJAYA & CYBERJAYA | NO | Unknown |  |  |  | NO | [8 empty] | PTJ13011 | NO | [7 empty] | 3
378285756 | PTJ13012 |  |  |  | VPTJ/PCE/J13011/MB13011 | 300281100 | Existing | RYB |  |  | CLOSED | CLOSED | LINK |  | 11 kV |  | 31/07/1999 |  |  |  |  | INDKOM |  |  | PE 13.01 WETLAND PUMP 250KW | Unknown | Unknown | NO | NONE | DISTRIBUTION | TNB | WP PUTRAJAYA & CYBERJAYA | NO | Unknown |  |  |  | NO | [8 empty] | PTJ13012 | NO | [7 empty] | 3
378285948 | PTJ13022 |  |  |  | VPTJ/PCE/J13021/MB13021 | 300281101 | Existing | RYB |  |  | CLOSED | CLOSED | LINK |  | 11 kV |  | 1999-02-08 |  |  |  |  | INDKOM |  |  | PE 13.02 WETLAND NIC 85KW | Unknown | Unknown | NO | NONE | DISTRIBUTION | TNB | WP PUTRAJAYA & CYBERJAYA | NO | Unknown |  |  |  | NO | [8 empty] | PTJ13022 | NO | [7 empty] | 3
378285953 | PTJ13021 |  |  |  | VPTJ/PCE/J13021/MB13021 | 300281101 | Existing | RYB |  |  | CLOSED | CLOSED | LINK |  | 11 kV |  | 1999-02-08 |  |  |  |  | INDKOM |  |  | PE 13.02 WETLAND NIC 85KW | Unknown | Unknown | NO | NONE | DISTRIBUTION | TNB | WP PUTRAJAYA & CYBERJAYA | NO | Unknown |  |  |  | NO | [8 empty] | PTJ13021 | NO | [7 empty] | 3
378285976 | PTJ13033 |  |  |  | VPTJ/PCE/J13031/MB13031 | 300281102 | Existing | RYB |  |  | CLOSED | CLOSED | LINK |  | 11 kV |  | 25/09/1999 |  |  |  |  | INDKOM |  |  | PE 13.03 WETLAND NURSERY 85KW | Unknown | Unknown | NO | NONE | DISTRIBUTION | TNB | WP PUTRAJAYA & CYBERJAYA | NO | Unknown |  |  |  | NO | [8 empty] | PTJ13033 | NO | [7 empty] | 3
378285980 | PTJ13031 |  |  |  | VPTJ/PCE/J13031/MB13031 | 300281102 | Existing | RYB |  |  | CLOSED | CLOSED | LINK |  | 11 kV |  | 25/09/1999 |  |  |  |  | INDKOM |  |  | PE 13.03 WETLAND NURSERY 85KW | Unknown | Unknown | NO | NONE | DISTRIBUTION | TNB | WP PUTRAJAYA & CYBERJAYA | NO | Unknown |  |  |  | NO | [8 empty] | PTJ13031 | NO | [7 empty] | 3
378285997 | PTJ13032 |  |  |  | VPTJ/PCE/J13031/MB13031 | 300281102 | Existing | RYB |  |  | OPEN | CLOSED | LINK |  | 11 kV |  | 25/09/1999 |  |  |  |  | INDKOM |  |  | PE 13.03 WETLAND NURSERY 85KW | Unknown | Unknown | NO | NONE | DISTRIBUTION | TNB | WP PUTRAJAYA & CYBERJAYA | NO | Unknown |  |  |  | NO | [8 empty] | PTJ13032 | NO | [7 empty] | 3
378286138 | PTJ11261 |  |  |  | VPTJ/PCE/J11261/MB11261 | 300281051 | Existing | RYB |  |  | CLOSED | CLOSED | LINK |  | 11 kV |  | 17/08/2009 |  |  |  |  | SCHNEIDER |  |  | PE 11.26 TERES 11A & 11B | Unknown | Unknown | NO | NONE | DISTRIBUTION | TNB | WP PUTRAJAYA & CYBERJAYA | NO | Unknown |  |  |  | NO | [8 empty] | PTJ11261 | NO | [7 empty] | 3
378286143 | PTJ11263 |  |  |  | VPTJ/PCE/J11261/MB11261 | 300281051 | Existing | RYB |  |  | CLOSED | CLOSED | LINK |  | 11 kV |  | 17/08/2009 |  |  |  |  | SCHNEIDER |  |  | PE 11.26 TERES 11A & 11B | Unknown | Unknown | NO | NONE | DISTRIBUTION | TNB | WP PUTRAJAYA & CYBERJAYA | NO | Unknown |  |  |  | NO | [8 empty] | PTJ11263 | NO | [7 empty] | 3
378286279 | PTJ11271 |  |  |  | VPTJ/PCE/J11271/MB11271 | 300281053 | Existing | RYB |  |  | CLOSED | CLOSED | LINK |  | 11 kV |  | 17/08/2009 |  |  |  |  | SCHNEIDER |  |  | PE 11.27 SEMI D 11A & 11B | Unknown | Unknown | NO | NONE | DISTRIBUTION | TNB | WP PUTRAJAYA & CYBERJAYA | NO | Unknown |  |  |  | NO | [8 empty] | PTJ11271 | NO | [7 empty] | 3
378286284 | PTJ11273 |  |  |  | VPTJ/PCE/J11271/MB11271 | 300281053 | Existing | RYB |  |  | CLOSED | CLOSED | LINK |  | 11 kV |  | 17/08/2009 |  |  |  |  | SCHNEIDER |  |  | PE 11.27 SEMI D 11A & 11B | Unknown | Unknown | NO | NONE | DISTRIBUTION | TNB | WP PUTRAJAYA & CYBERJAYA | NO | Unknown |  |  |  | NO | [8 empty] | PTJ11273 | NO | [7 empty] | 3
378286362 | PTJ11436 |  |  |  | VPTJ/PCE/J11431/MB11431 | 300281081 | Existing | RYB |  |  | CLOSED | CLOSED | LINK |  | 11 kV |  | 15/11/2007 |  |  |  |  | TAMCO |  |  | PE 11.43 SEK. MEN. FASA 2 (F1) | Unknown | Unknown | NO | NONE | DISTRIBUTION | TNB | WP PUTRAJAYA & CYBERJAYA | NO | Unknown |  |  |  | NO | [8 empty] | PTJ11436 | NO | [7 empty] | 3
378286367 | PTJ11434 |  |  |  | VPTJ/PCE/J11431/MB11431 | 300281081 | Existing | RYB |  | PTJ11434 PE 11.43 SEK. MEN. JLN P11 (F1) | CLOSED | CLOSED | LINK |  | 11 kV |  | 15/11/2007 |  |  |  |  | TAMCO |  |  | PE 11.43 SEK. MEN. FASA 2 (F1) | Unknown | Unknown | NO | NONE | DISTRIBUTION | TNB | WP PUTRAJAYA & CYBERJAYA | NO | Unknown |  |  |  | NO | [8 empty] | PTJ11434 | NO | [7 empty] | 3
378286444 | PTJ11431 |  |  |  | VPTJ/PCE/J11432/MB11434 | 300281082 | Existing | RYB |  |  | CLOSED | CLOSED | LINK |  | 11 kV |  | 15/11/2007 |  |  |  |  | TAMCO |  |  | PE 11.43 SEK. MEN. FASA 2 (F2) | Unknown | Unknown | NO | NONE | DISTRIBUTION | TNB | WP PUTRAJAYA & CYBERJAYA | NO | Unknown |  |  |  | NO | [8 empty] | PTJ11431 | NO | [7 empty] | 3
378286449 | PTJ11433 |  |  |  | VPTJ/PCE/J11432/MB11434 | 300281082 | Existing | RYB |  |  | CLOSED | CLOSED | LINK |  | 11 kV |  | 15/11/2007 |  |  |  |  | TAMCO |  |  | PE 11.43 SEK. MEN. FASA 2 (F2) | Unknown | Unknown | NO | NONE | DISTRIBUTION | TNB | WP PUTRAJAYA & CYBERJAYA | NO | Unknown |  |  |  | NO | [8 empty] | PTJ11433 | NO | [7 empty] | 3
378286530 | PTJ11446 |  |  |  | VPTJ/PCE/J11441/MB11441 | 300281083 | Existing | RYB |  |  | CLOSED | CLOSED | LINK |  | 11 kV |  | 15/11/2007 |  |  |  |  | TAMCO |  |  | PE 11.44 SEK. REN. FASA 2 (F1) | Unknown | Unknown | NO | NONE | DISTRIBUTION | TNB | WP PUTRAJAYA & CYBERJAYA | NO | Unknown |  |  |  | NO | [8 empty] | PTJ11446 | NO | [7 empty] | 3
378286535 | PTJ14444 |  |  |  | VPTJ/PCE/J11441/MB11441 | 300281083 | Existing | RYB |  |  | CLOSED | CLOSED | LINK |  | 11 kV |  | 15/11/2007 |  |  |  |  | TAMCO |  |  | PE 11.44 SEK. REN. FASA 2 (F1) | Unknown | Unknown | NO | NONE | DISTRIBUTION | TNB | WP PUTRAJAYA & CYBERJAYA | NO | Unknown |  |  |  | NO | [8 empty] | PTJ14444 | NO | [7 empty] | 3
378286611 | PTJ11441 |  |  |  | VPTJ/PCE/J11442/MB11444 | 300281085 | Existing | RYB |  |  | CLOSED | CLOSED | LINK |  | 11 kV |  | 15/11/2007 |  |  |  |  | TAMCO |  |  | PE 11.44 SEK. REN. FASA 2 (F2) | Unknown | Unknown | NO | NONE | DISTRIBUTION | TNB | WP PUTRAJAYA & CYBERJAYA | NO | Unknown |  |  |  | NO | [8 empty] | PTJ11441 | NO | [7 empty] | 3
378286616 | PTJ11443 |  |  |  | VPTJ/PCE/J11442/MB11444 | 300281085 | Existing | RYB |  |  | CLOSED | CLOSED | LINK |  | 11 kV |  | 15/11/2007 |  |  |  |  | TAMCO |  |  | PE 11.44 SEK. REN. FASA 2 (F2) | Unknown | Unknown | NO | NONE | DISTRIBUTION | TNB | WP PUTRAJAYA & CYBERJAYA | NO | Unknown |  |  |  | NO | [8 empty] | PTJ11443 | NO | [7 empty] | 3
378286701 | PTJ11695 |  |  |  | VPTJ/PCE/J11691/MB11691 | 300454772 | Existing | RYB |  |  | CLOSED | CLOSED | LINK |  | 11 kV | [6 empty] | TAMCO |  |  | PE 11.69 ZON 10A (F1) | Unknown | Unknown | NO | NONE | DISTRIBUTION | TNB | WP PUTRAJAYA & CYBERJAYA | NO | Unknown |  |  |  | NO | [8 empty] | PTJ11695 | NO | [7 empty] | 3
378286706 | PTJ11694 |  |  |  | VPTJ/PCE/J11691/MB11691 | 300454772 | Existing | RYB |  |  | CLOSED | CLOSED | LINK |  | 11 kV | [6 empty] | TAMCO |  |  | PE 11.69 ZON 10A (F1) | Unknown | Unknown | NO | NONE | DISTRIBUTION | TNB | WP PUTRAJAYA & CYBERJAYA | NO | Unknown |  |  |  | NO | [8 empty] | PTJ11694 | NO | [7 empty] | 3
378286724 | PTJ11691 |  |  |  | VPTJ/PCE/J11692/MB11694 | 300455134 | Existing | RYB |  |  | CLOSED | CLOSED | LINK |  | 11 kV | [6 empty] | MERLIN GERIN |  |  | PE 11.69 ZON 10A (F2) | Unknown | Unknown | NO | NONE | DISTRIBUTION | TNB | WP PUTRAJAYA & CYBERJAYA | NO | Unknown |  |  |  | NO | [8 empty] | PTJ11691 | NO | [7 empty] | 3
378286729 | PTJ11693 |  |  |  | VPTJ/PCE/J11692/MB11694 | 300455134 | Existing | RYB |  |  | CLOSED | CLOSED | LINK |  | 11 kV | [6 empty] | MERLIN GERIN |  |  | PE 11.69 ZON 10A (F2) | Unknown | Unknown | NO | NONE | DISTRIBUTION | TNB | WP PUTRAJAYA & CYBERJAYA | NO | Unknown |  |  |  | NO | [8 empty] | PTJ11693 | NO | [7 empty] | 3
378286755 | PTJ11226 |  |  |  | VPTJ/PCE/J11221/MB11221 | 300281042 | Existing | RYB |  |  | CLOSED | CLOSED | LINK |  | 11 kV |  | 21/07/2006 |  |  |  |  | TAMCO |  |  | PE 11.22 ZON 10B (F1) | Unknown | Unknown | NO | NONE | DISTRIBUTION | TNB | WP PUTRAJAYA & CYBERJAYA | NO | Unknown |  |  |  | NO | [8 empty] | PTJ11226 | NO | [7 empty] | 3
378286760 | PTJ11224 |  |  |  | VPTJ/PCE/J11221/MB11221 | 300281042 | Existing | RYB |  |  | CLOSED | CLOSED | LINK |  | 11 kV |  | 21/07/2006 |  |  |  |  | TAMCO |  |  | PE 11.22 ZON 10B (F1) | Unknown | Unknown | NO | NONE | DISTRIBUTION | TNB | WP PUTRAJAYA & CYBERJAYA | NO | Unknown |  |  |  | NO | [8 empty] | PTJ11224 | NO | [7 empty] | 3
378286778 | PTJ11221 |  |  |  | VPTJ/PCE/J11222/MB11224 | 300281044 | Existing | RYB |  |  | CLOSED | CLOSED | LINK |  | 11 kV |  | 21/07/2006 |  |  |  |  | TAMCO |  |  | PE 11.22 ZON 10B (F2) | Unknown | Unknown | NO | NONE | DISTRIBUTION | TNB | WP PUTRAJAYA & CYBERJAYA | NO | Unknown |  |  |  | NO | [8 empty] | PTJ11221 | NO | [7 empty] | 3
378286783 | PTJ11223 |  |  |  | VPTJ/PCE/J11222/MB11224 | 300281044 | Existing | RYB |  |  | CLOSED | CLOSED | LINK |  | 11 kV |  | 21/07/2006 |  |  |  |  | TAMCO |  |  | PE 11.22 ZON 10B (F2) | Unknown | Unknown | NO | NONE | DISTRIBUTION | TNB | WP PUTRAJAYA & CYBERJAYA | NO | Unknown |  |  |  | NO | [8 empty] | PTJ11223 | NO | [7 empty] | 3
378286921 | PTJ11236 |  |  |  | VPTJ/PCE/J11231/MB11231 | 300281047 | Existing | RYB |  |  | CLOSED | CLOSED | LINK |  | 11 kV |  | 30/04/2009 |  |  |  |  | TAMCO |  |  | PE 11.23 TERES ZON 12B (F1) | Unknown | Unknown | NO | NONE | DISTRIBUTION | TNB | WP PUTRAJAYA & CYBERJAYA | NO | Unknown |  |  |  | NO | [8 empty] | PTJ11236 | NO | [7 empty] | 3
378286926 | PTJ11234 |  |  |  | VPTJ/PCE/J11231/MB11231 | 300281047 | Existing | RYB |  |  | CLOSED | CLOSED | LINK |  | 11 kV |  | 30/04/2009 |  |  |  |  | TAMCO |  |  | PE 11.23 TERES ZON 12B (F1) | Unknown | Unknown | NO | NONE | DISTRIBUTION | TNB | WP PUTRAJAYA & CYBERJAYA | NO | Unknown |  |  |  | NO | [8 empty] | PTJ11234 | NO | [7 empty] | 3
378286944 | PTJ11231 |  |  |  | VPTJ/PCE/J11232/MB11234 | 300281048 | Existing | RYB |  |  | CLOSED | CLOSED | LINK |  | 11 kV |  | 30/04/2009 |  |  |  |  | TAMCO |  |  | PE 11.23 TERES ZON 12B (F2) | Unknown | Unknown | NO | NONE | DISTRIBUTION | TNB | WP PUTRAJAYA & CYBERJAYA | NO | Unknown |  |  |  | NO | [8 empty] | PTJ11231 | NO | [7 empty] | 3
378286949 | PTJ11233 |  |  |  | VPTJ/PCE/J11232/MB11234 | 300281048 | Existing | RYB |  |  | CLOSED | CLOSED | LINK |  | 11 kV |  | 30/04/2009 |  |  |  |  | TAMCO |  |  | PE 11.23 TERES ZON 12B (F2) | Unknown | Unknown | NO | NONE | DISTRIBUTION | TNB | WP PUTRAJAYA & CYBERJAYA | NO | Unknown |  |  |  | NO | [8 empty] | PTJ11233 | NO | [7 empty] | 3
378286975 | PTJ11721 |  |  |  | VPTJ/PCE/J11721/MB11721 | 300520604 | Existing | RYB |  |  | CLOSED | CLOSED | LINK |  | 11 kV |  | 2014-06-12 | [7 empty] | PE 11.72 PRIMA BLOK B (F1) | Unknown | Unknown | NO | NONE | DISTRIBUTION | TNB | WP PUTRAJAYA & CYBERJAYA | NO | Unknown |  |  |  | NO | [8 empty] | PTJ11721 | NO | [7 empty] | 3
378286980 | PTJ11723 |  |  |  | VPTJ/PCE/J11721/MB11721 | 300520604 | Existing | RYB |  |  | CLOSED | CLOSED | LINK |  | 11 kV |  | 2014-06-12 | [7 empty] | PE 11.72 PRIMA BLOK B (F1) | Unknown | Unknown | NO | NONE | DISTRIBUTION | TNB | WP PUTRAJAYA & CYBERJAYA | NO | Unknown |  |  |  | NO | [8 empty] | PTJ11723 | NO | [7 empty] | 3
378287069 | PTJ11726 |  |  |  | VPTJ/PCE/J11722/MB11721 | 310286416 | Existing | RYB |  |  | CLOSED | CLOSED | LINK |  | 11 kV |  | 2014-06-12 |  |  |  |  | ITEM |  |  | PE 11.72 PRIMA BLOK B (F2) | Unknown | Unknown | NO | NONE | DISTRIBUTION | TNB | WP PUTRAJAYA & CYBERJAYA | NO | Unknown |  |  |  | NO | [8 empty] | PTJ11726 | NO | [7 empty] | 3
378287074 | PTJ11724 |  |  |  | VPTJ/PCE/J11722/MB11721 | 310286416 | Existing | RYB |  |  | CLOSED | CLOSED | LINK |  | 11 kV |  | 2014-06-12 |  |  |  |  | ITEM |  |  | PE 11.72 PRIMA BLOK B (F2) | Unknown | Unknown | NO | NONE | DISTRIBUTION | TNB | WP PUTRAJAYA & CYBERJAYA | NO | Unknown |  |  |  | NO | [8 empty] | PTJ11724 | NO | [7 empty] | 3
378287172 | PTJ11731 |  |  |  | VPTJ/PCE/J11732/MB11731 | 310283408 | Existing | RYB |  |  | CLOSED | CLOSED | LINK |  | 11 kV | [9 empty] | PE 11.73 PRIMA BLOK C (F2) | Unknown | Unknown | NO | NONE | DISTRIBUTION | TNB | WP PUTRAJAYA & CYBERJAYA | NO | Unknown |  |  |  | NO | [8 empty] | PTJ11731 | NO | [7 empty] | 3
378287177 | PTJ11733 |  |  |  | VPTJ/PCE/J11732/MB11731 | 310283408 | Existing | RYB |  |  | CLOSED | CLOSED | LINK |  | 11 kV | [9 empty] | PE 11.73 PRIMA BLOK C (F2) | Unknown | Unknown | NO | NONE | DISTRIBUTION | TNB | WP PUTRAJAYA & CYBERJAYA | NO | Unknown |  |  |  | NO | [8 empty] | PTJ11733 | NO | [7 empty] | 3
378287266 | PTJ11736 |  |  |  | VPTJ/PCE/J11731/MB11731 | 300520608 | Existing | RYB |  |  | CLOSED | CLOSED | LINK |  | 11 kV |  | 2014-06-12 | [7 empty] | PE 11.73 PRIMA BLOK C (F1) | Unknown | Unknown | NO | NONE | DISTRIBUTION | TNB | WP PUTRAJAYA & CYBERJAYA | NO | Unknown |  |  |  | NO | [8 empty] | PTJ11736 | NO | [7 empty] | 3
378287271 | PTJ11734 |  |  |  | VPTJ/PCE/J11731/MB11731 | 300520608 | Existing | RYB |  |  | CLOSED | CLOSED | LINK |  | 11 kV |  | 2014-06-12 | [7 empty] | PE 11.73 PRIMA BLOK C (F1) | Unknown | Unknown | NO | NONE | DISTRIBUTION | TNB | WP PUTRAJAYA & CYBERJAYA | NO | Unknown |  |  |  | NO | [8 empty] | PTJ11734 | NO | [7 empty] | 3
378287374 | PTJ11711 |  |  |  | VPTJ/PCE/J11712/MB11711 | 310286453 | Existing | RYB |  |  | CLOSED | CLOSED | LINK |  | 11 kV | [9 empty] | PE 11.71 PRIMA BLOK A (F2) | Unknown | Unknown | NO | NONE | DISTRIBUTION | TNB | WP PUTRAJAYA & CYBERJAYA | NO | Unknown |  |  |  | NO | [8 empty] | PTJ11711 | NO | [7 empty] | 3
378287379 | PTJ11713 |  |  |  | VPTJ/PCE/J11712/MB11711 | 310286453 | Existing | RYB |  |  | CLOSED | CLOSED | LINK |  | 11 kV | [9 empty] | PE 11.71 PRIMA BLOK A (F2) | Unknown | Unknown | NO | NONE | DISTRIBUTION | TNB | WP PUTRAJAYA & CYBERJAYA | NO | Unknown |  |  |  | NO | [8 empty] | PTJ11713 | NO | [7 empty] | 3
378287468 | PTJ11716 |  |  |  | VPTJ/PCE/J11711/MB09171 | 300520598 | Existing | RYB |  |  | CLOSED | CLOSED | LINK |  | 11 kV |  | 2014-06-12 | [7 empty] | PE 11.71 PRIMA BLOK A (F1) | Unknown | Unknown | NO | NONE | DISTRIBUTION | TNB | WP PUTRAJAYA & CYBERJAYA | NO | Unknown |  |  |  | NO | [8 empty] | PTJ11716 | NO | [7 empty] | 3
378287473 | PTJ11714 |  |  |  | VPTJ/PCE/J11711/MB09171 | 300520598 | Existing | RYB |  |  | CLOSED | CLOSED | LINK |  | 11 kV |  | 2014-06-12 | [7 empty] | PE 11.71 PRIMA BLOK A (F1) | Unknown | Unknown | NO | NONE | DISTRIBUTION | TNB | WP PUTRAJAYA & CYBERJAYA | NO | Unknown |  |  |  | NO | [8 empty] | PTJ11714 | NO | [7 empty] | 3
378287577 | PTJ11753 |  |  |  | VPTJ/PCE/J11751/MB11751 | 310286424 | Existing | RYB |  |  | CLOSED | CLOSED | LINK |  | 11 kV | [6 empty] | SCHNEIDER |  |  | PE 11.75 TEMP PPA1M PR 11 | Unknown | Unknown | NO | NONE | DISTRIBUTION | TNB | WP PUTRAJAYA & CYBERJAYA | NO | Unknown |  |  |  | NO | [8 empty] | PTJ11753 | NO | [7 empty] | 3
378287582 | PTJ11751 |  |  |  | VPTJ/PCE/J11751/MB11751 | 310286424 | Existing | RYB |  |  | CLOSED | CLOSED | LINK |  | 11 kV | [6 empty] | SCHNEIDER |  |  | PE 11.75 TEMP PPA1M PR 11 | Unknown | Unknown | NO | NONE | DISTRIBUTION | TNB | WP PUTRAJAYA & CYBERJAYA | NO | Unknown |  |  |  | NO | [8 empty] | PTJ11751 | NO | [7 empty] | 3
378287676 | PTJ11245 |  |  |  | VPTJ/PCE/J11241/MB11241 | 300281049 | Existing | RYB |  |  | CLOSED | CLOSED | LINK |  | 11 kV |  | 14/03/2009 |  |  |  |  | OMAZABAL |  |  | PE 11.24 TERES ZON 9A (F1) | Unknown | Unknown | NO | NONE | DISTRIBUTION | TNB | WP PUTRAJAYA & CYBERJAYA | NO | Unknown |  |  |  | NO | [8 empty] | PTJ11245 | NO | [7 empty] | 3
378287681 | PTJ11244 |  |  |  | VPTJ/PCE/J11241/MB11241 | 300281049 | Existing | RYB |  |  | CLOSED | CLOSED | LINK |  | 11 kV |  | 14/03/2009 |  |  |  |  | OMAZABAL |  |  | PE 11.24 TERES ZON 9A (F1) | Unknown | Unknown | NO | NONE | DISTRIBUTION | TNB | WP PUTRAJAYA & CYBERJAYA | NO | Unknown |  |  |  | NO | [8 empty] | PTJ11244 | NO | [7 empty] | 3
378287699 | PTJ11241 |  |  |  | VPTJ/PCE/J11242/MB11244 | 300281050 | Existing | RYB |  |  | CLOSED | CLOSED | LINK |  | 11 kV |  | 30/04/2009 |  |  |  |  | OMAZABAL |  |  | PE 11.24 TERES ZON 9A (F2) | Unknown | Unknown | NO | NONE | DISTRIBUTION | TNB | WP PUTRAJAYA & CYBERJAYA | NO | Unknown |  |  |  | NO | [8 empty] | PTJ11241 | NO | [7 empty] | 3
378287704 | PTJ11242 |  |  |  | VPTJ/PCE/J11242/MB11244 | 300281050 | Existing | RYB |  |  | CLOSED | CLOSED | LINK |  | 11 kV |  | 30/04/2009 |  |  |  |  | OMAZABAL |  |  | PE 11.24 TERES ZON 9A (F2) | Unknown | Unknown | NO | NONE | DISTRIBUTION | TNB | WP PUTRAJAYA & CYBERJAYA | NO | Unknown |  |  |  | NO | [8 empty] | PTJ11242 | NO | [7 empty] | 3
378287865 | PTJ11601 |  |  |  | VPTJ/PCE/J11601/MB1 | 310370955 | Existing | RYB |  |  | CLOSED | CLOSED | LINK |  | 11 kV | [9 empty] | PE 11.60 TERES ZON 9B (F1) | Unknown | Unknown | NO | NONE | DISTRIBUTION | TNB | WP PUTRAJAYA & CYBERJAYA | NO | Unknown |  |  |  | NO | [8 empty] | PTJ11601 | NO | [7 empty] | 3
378287870 | PTJ11603 |  |  |  | VPTJ/PCE/J11601/MB1 | 310370955 | Existing | RYB |  |  | CLOSED | CLOSED | LINK |  | 11 kV | [9 empty] | PE 11.60 TERES ZON 9B (F1) | Unknown | Unknown | NO | NONE | DISTRIBUTION | TNB | WP PUTRAJAYA & CYBERJAYA | NO | Unknown |  |  |  | NO | [8 empty] | PTJ11603 | NO | [7 empty] | 3
378287959 | PTJ11605 |  |  |  | VPTJ/PCE/J11602/MB11604 | 310338884 | Existing | RYB |  |  | CLOSED | CLOSED | LINK |  | 11 kV | [6 empty] | INDKOM |  |  | PE 11.60 TERES ZON 9B (F2) | Unknown | Unknown | NO | NONE | DISTRIBUTION | TNB | WP PUTRAJAYA & CYBERJAYA | NO | Unknown |  |  |  | NO | [8 empty] | PTJ11605 | NO | [7 empty] | 3
378287964 | PTJ11604 |  |  |  | VPTJ/PCE/J11602/MB11604 | 310338884 | Existing | RYB |  |  | CLOSED | CLOSED | LINK |  | 11 kV | [6 empty] | INDKOM |  |  | PE 11.60 TERES ZON 9B (F2) | Unknown | Unknown | NO | NONE | DISTRIBUTION | TNB | WP PUTRAJAYA & CYBERJAYA | NO | Unknown |  |  |  | NO | [8 empty] | PTJ11604 | NO | [7 empty] | 3
378288065 | PTJ11745 |  |  |  | VPTJ/PCE/J11742/MB11744 | 310338777 | Existing | RYB |  |  | CLOSED | CLOSED | LINK |  | 11 kV | [6 empty] | INDKOM |  |  | PE 11.74 TERES ZON C (F2) | Unknown | Unknown | NO | NONE | DISTRIBUTION | TNB | WP PUTRAJAYA & CYBERJAYA | NO | Unknown |  |  |  | NO | [8 empty] | PTJ11745 | NO | [7 empty] | 3
378288070 | PTJ11744 |  |  |  | VPTJ/PCE/J11742/MB11744 | 310338777 | Existing | RYB |  |  | CLOSED | CLOSED | LINK |  | 11 kV | [6 empty] | INDKOM |  |  | PE 11.74 TERES ZON C (F2) | Unknown | Unknown | NO | NONE | DISTRIBUTION | TNB | WP PUTRAJAYA & CYBERJAYA | NO | Unknown |  |  |  | NO | [8 empty] | PTJ11744 | NO | [7 empty] | 3
378288159 | PTJ11741 |  |  |  | VPTJ/PCE/J11741/MB11741 | 310338880 | Existing | RYB |  |  | CLOSED | CLOSED | LINK |  | 11 kV | [6 empty] | INDKOM |  |  | PE 11.74 TERES ZON C (F1) | Unknown | Unknown | NO | NONE | DISTRIBUTION | TNB | WP PUTRAJAYA & CYBERJAYA | NO | Unknown |  |  |  | NO | [8 empty] | PTJ11741 | NO | [7 empty] | 3
378288164 | PTJ11742 |  |  |  | VPTJ/PCE/J11741/MB11741 | 310338880 | Existing | RYB |  |  | CLOSED | CLOSED | LINK |  | 11 kV | [6 empty] | INDKOM |  |  | PE 11.74 TERES ZON C (F1) | Unknown | Unknown | NO | NONE | DISTRIBUTION | TNB | WP PUTRAJAYA & CYBERJAYA | NO | Unknown |  |  |  | NO | [8 empty] | PTJ11742 | NO | [7 empty] | 3
378288261 | PTJ11374 |  |  |  | VPTJ/PCE/J11371/MB11371 | 300281064 | Existing | RYB |  |  | CLOSED | CLOSED | LINK |  | 11 kV |  | 18/10/2004 |  |  |  |  | INDKOM |  |  | PE 11.37 SEK REN FASA 2 (F1) | Unknown | Unknown | NO | NONE | DISTRIBUTION | TNB | WP PUTRAJAYA & CYBERJAYA | NO | Unknown |  |  |  | NO | [8 empty] | PTJ11374 | NO | [7 empty] | 3
378288266 | PTJ11375 |  |  |  | VPTJ/PCE/J11371/MB11371 | 300281064 | Existing | RYB |  |  | CLOSED | CLOSED | LINK |  | 11 kV |  | 18/10/2004 |  |  |  |  | INDKOM |  |  | PE 11.37 SEK REN FASA 2 (F1) | Unknown | Unknown | NO | NONE | DISTRIBUTION | TNB | WP PUTRAJAYA & CYBERJAYA | NO | Unknown |  |  |  | NO | [8 empty] | PTJ11375 | NO | [7 empty] | 3
378288357 | PTJ11371 |  |  |  | VPTJ/PCE/J11372/MB11374 | 300281066 | Existing | RYB |  |  | CLOSED | CLOSED | LINK |  | 11 kV |  | 18/10/2004 |  |  |  |  | INDKOM |  |  | PE 11.37 SEK REN FASA 2 (F2) | Unknown | Unknown | NO | NONE | DISTRIBUTION | TNB | WP PUTRAJAYA & CYBERJAYA | NO | Unknown |  |  |  | NO | [8 empty] | PTJ11371 | NO | [7 empty] | 3
378288362 | PTJ11372 |  |  |  | VPTJ/PCE/J11372/MB11374 | 300281066 | Existing | RYB |  |  | CLOSED | CLOSED | LINK |  | 11 kV |  | 18/10/2004 |  |  |  |  | INDKOM |  |  | PE 11.37 SEK REN FASA 2 (F2) | Unknown | Unknown | NO | NONE | DISTRIBUTION | TNB | WP PUTRAJAYA & CYBERJAYA | NO | Unknown |  |  |  | NO | [8 empty] | PTJ11372 | NO | [7 empty] | 3
378288573 | [6 empty] | Existing | RYB |  |  | CLOSED | CLOSED | MAIN |  | 11 kV | [9 empty] | PPU CYBERJAYA NO 7 | Unknown | Unknown | NO | NONE | DISTRIBUTION | TNB | WP PUTRAJAYA & CYBERJAYA | NO | Unknown |  |  |  | NO | [17 empty] | 9
378288636 | [6 empty] | Existing | RYB |  |  | CLOSED | CLOSED | MAIN |  | 33 kV | [9 empty] | PPU CYBERJAYA NO 7 | Unknown | Unknown | NO | NONE | DISTRIBUTION | TNB | WP PUTRAJAYA & CYBERJAYA | NO | Unknown |  |  |  | NO | [17 empty] | 9
378288664 | [6 empty] | Existing | RYB |  |  | CLOSED | CLOSED | MAIN |  | 11 kV | [9 empty] | PPU CYBERJAYA NO 7 | Unknown | Unknown | NO | NONE | DISTRIBUTION | TNB | WP PUTRAJAYA & CYBERJAYA | NO | Unknown |  |  |  | NO | [17 empty] | 9
378288729 | [6 empty] | Existing | RYB |  |  | CLOSED | CLOSED | MAIN |  | 11 kV | [9 empty] | PPU CYBERJAYA NO 7 | Unknown | Unknown | NO | NONE | DISTRIBUTION | TNB | WP PUTRAJAYA & CYBERJAYA | NO | Unknown |  |  |  | NO | [17 empty] | 9
378288749 | [6 empty] | Existing | RYB |  |  | CLOSED | CLOSED | MAIN |  | 33 kV | [9 empty] | PPU CYBERJAYA NO 7 | Unknown | Unknown | NO | NONE | DISTRIBUTION | TNB | WP PUTRAJAYA & CYBERJAYA | NO | Unknown |  |  |  | NO | [17 empty] | 9
378288785 | [6 empty] | Existing | RYB |  |  | CLOSED | CLOSED | MAIN |  | 11 kV | [9 empty] | PPU CYBERJAYA NO 7 | Unknown | Unknown | NO | NONE | DISTRIBUTION | TNB | WP PUTRAJAYA & CYBERJAYA | NO | Unknown |  |  |  | NO | [17 empty] | 9
378288813 | [6 empty] | Existing | RYB |  |  | CLOSED | CLOSED | MAIN |  | 11 kV | [9 empty] | PPU CYBERJAYA NO 7 | Unknown | Unknown | NO | NONE | DISTRIBUTION | TNB | WP PUTRAJAYA & CYBERJAYA | NO | Unknown |  |  |  | NO | [17 empty] | 9
378288906 | [6 empty] | Existing | RYB |  |  | CLOSED | CLOSED | MAIN |  | 11 kV | [9 empty] | PPU CYBERJAYA NO 7 | Unknown | Unknown | NO | NONE | DISTRIBUTION | TNB | WP PUTRAJAYA & CYBERJAYA | NO | Unknown |  |  |  | NO | [17 empty] | 9
378288933 | [6 empty] | Existing | RYB |  |  | CLOSED | CLOSED | MAIN |  | 11 kV | [9 empty] | PPU CYBERJAYA NO 7 | Unknown | Unknown | NO | NONE | DISTRIBUTION | TNB | WP PUTRAJAYA & CYBERJAYA | NO | Unknown |  |  |  | NO | [17 empty] | 9
378289062 | [6 empty] | Existing | RYB |  |  | CLOSED | CLOSED | MAIN |  | 11 kV | [9 empty] | PPU CYBERJAYA NO 7 | Unknown | Unknown | NO | NONE | DISTRIBUTION | TNB | WP PUTRAJAYA & CYBERJAYA | NO | Unknown |  |  |  | NO | [17 empty] | 9
378289089 | [6 empty] | Existing | RYB |  |  | CLOSED | CLOSED | MAIN |  | 11 kV | [9 empty] | PPU CYBERJAYA NO 7 | Unknown | Unknown | NO | NONE | DISTRIBUTION | TNB | WP PUTRAJAYA & CYBERJAYA | NO | Unknown |  |  |  | NO | [17 empty] | 9
378289213 | [6 empty] | Existing | RYB |  |  | CLOSED | CLOSED | MAIN |  | 11 kV | [9 empty] | PPU CYBERJAYA NO 7 | Unknown | Unknown | NO | NONE | DISTRIBUTION | TNB | WP PUTRAJAYA & CYBERJAYA | NO | Unknown |  |  |  | NO | [17 empty] | 9
378289233 | [6 empty] | Existing | RYB |  |  | CLOSED | CLOSED | MAIN |  | 11 kV | [9 empty] | PPU CYBERJAYA NO 7 | Unknown | Unknown | NO | NONE | DISTRIBUTION | TNB | WP PUTRAJAYA & CYBERJAYA | NO | Unknown |  |  |  | NO | [17 empty] | 9
378289308 | [6 empty] | Existing | RYB |  |  | CLOSED | CLOSED | MAIN |  | 33 kV | [9 empty] | PPU CYBERJAYA NO 7 | Unknown | Unknown | NO | NONE | DISTRIBUTION | TNB | WP PUTRAJAYA & CYBERJAYA | NO | Unknown |  |  |  | NO | [17 empty] | 9
378289329 | [6 empty] | Existing | RYB |  |  | CLOSED | CLOSED | MAIN |  | 33 kV | [9 empty] | PPU CYBERJAYA NO 7 | Unknown | Unknown | NO | NONE | DISTRIBUTION | TNB | WP PUTRAJAYA & CYBERJAYA | NO | Unknown |  |  |  | NO | [17 empty] | 9
378289388 | 1SO | 123 |  |  | VCBJ/PPU/G00007/MB1SO | 300278123 | Existing | RYB |  |  | CLOSED | CLOSED | BUSBAR SECTION |  | 33 kV |  | 26/06/1997 |  |  |  |  | SIEMENS |  |  | PPU CYBERJAYA NO 7 | Unknown | Unknown | NO | NONE | DISTRIBUTION | TNB | WP PUTRAJAYA & CYBERJAYA | NO | Unknown |  |  |  | NO | [8 empty] | 1SO | [8 empty] | 9
378289444 | 30 |  |  |  | VCBJ/PPU/G00007/NB30 | 300278137 | Existing | RYB |  |  | CLOSED | CLOSED | BUSBAR SECTION |  | 11 kV |  | 26/06/1997 |  |  |  |  | EPE |  |  | PPU CYBERJAYA NO 7 | Unknown | Unknown | NO | NONE | DISTRIBUTION | TNB | WP PUTRAJAYA & CYBERJAYA | NO | Unknown |  |  |  | NO | [8 empty] | 30 | [8 empty] | 9
378289486 | [6 empty] | Existing | RYB |  |  | CLOSED | CLOSED | MAIN |  | 33 kV | [9 empty] | PPU CYBERJAYA NO 7 | Unknown | Unknown | NO | NONE | DISTRIBUTION | TNB | WP PUTRAJAYA & CYBERJAYA | NO | Unknown |  |  |  | NO | [17 empty] | 9
378289544 | [6 empty] | Existing | RYB |  |  | CLOSED | CLOSED | MAIN |  | 11 kV | [9 empty] | PPU CYBERJAYA NO 7 | Unknown | Unknown | NO | NONE | DISTRIBUTION | TNB | WP PUTRAJAYA & CYBERJAYA | NO | Unknown |  |  |  | NO | [17 empty] | 9
378289621 | [6 empty] | Existing | RYB |  |  | CLOSED | CLOSED | MAIN |  | 11 kV | [9 empty] | PPU CYBERJAYA NO 7 | Unknown | Unknown | NO | NONE | DISTRIBUTION | TNB | WP PUTRAJAYA & CYBERJAYA | NO | Unknown |  |  |  | NO | [17 empty] | 9
378289654 | [6 empty] | Existing | RYB |  |  | CLOSED | CLOSED | MAIN |  | 33 kV | [9 empty] | PPU CYBERJAYA NO 7 | Unknown | Unknown | NO | NONE | DISTRIBUTION | TNB | WP PUTRAJAYA & CYBERJAYA | NO | Unknown |  |  |  | NO | [17 empty] | 9
378289678 | [6 empty] | Existing | RYB |  |  | CLOSED | CLOSED | MAIN |  | 11 kV | [9 empty] | PPU CYBERJAYA NO 7 | Unknown | Unknown | NO | NONE | DISTRIBUTION | TNB | WP PUTRAJAYA & CYBERJAYA | NO | Unknown |  |  |  | NO | [17 empty] | 9
378289866 | [6 empty] | Existing | RYB |  |  | CLOSED | CLOSED | MAIN |  | 11 kV | [9 empty] | PPU CYBERJAYA NO 7 | Unknown | Unknown | NO | NONE | DISTRIBUTION | TNB | WP PUTRAJAYA & CYBERJAYA | NO | Unknown |  |  |  | NO | [17 empty] | 9
378289891 | [6 empty] | Existing | RYB |  |  | CLOSED | CLOSED | MAIN |  | 11 kV | [9 empty] | PPU CYBERJAYA NO 7 | Unknown | Unknown | NO | NONE | DISTRIBUTION | TNB | WP PUTRAJAYA & CYBERJAYA | NO | Unknown |  |  |  | NO | [17 empty] | 9
378289907 | [6 empty] | Existing | RYB |  |  | CLOSED | CLOSED | MAIN |  | 11 kV | [9 empty] | PPU CYBERJAYA NO 7 | Unknown | Unknown | NO | NONE | DISTRIBUTION | TNB | WP PUTRAJAYA & CYBERJAYA | NO | Unknown |  |  |  | NO | [17 empty] | 9
378289952 | [6 empty] | Existing | RYB |  |  | CLOSED | CLOSED | MAIN |  | 11 kV | [9 empty] | PPU CYBERJAYA NO 7 | Unknown | Unknown | NO | NONE | DISTRIBUTION | TNB | WP PUTRAJAYA & CYBERJAYA | NO | Unknown |  |  |  | NO | [17 empty] | 9
378290034 | [6 empty] | Existing | RYB |  |  | CLOSED | CLOSED | MAIN |  | 33 kV | [9 empty] | PPU CYBERJAYA NO 7 | Unknown | Unknown | NO | NONE | DISTRIBUTION | TNB | WP PUTRAJAYA & CYBERJAYA | NO | Unknown |  |  |  | NO | [17 empty] | 9
378290056 | [6 empty] | Existing | RYB |  |  | CLOSED | CLOSED | MAIN |  | 11 kV | [9 empty] | PPU CYBERJAYA NO 7 | Unknown | Unknown | NO | NONE | DISTRIBUTION | TNB | WP PUTRAJAYA & CYBERJAYA | NO | Unknown |  |  |  | NO | [17 empty] | 9
378290108 | [6 empty] | Existing | RYB |  |  | CLOSED |  | MAIN |  | 11 kV | [9 empty] | PPU CYBERJAYA NO 7 | Unknown | Unknown | Unknown | Unknown | DISTRIBUTION | TNB | WP PUTRAJAYA & CYBERJAYA | Unknown |  |  |  |  | Unknown | [17 empty] | 3
378290112 | [6 empty] | Existing | RYB |  |  | CLOSED |  | MAIN |  | 11 kV | [9 empty] | PPU CYBERJAYA NO 7 | Unknown | Unknown | Unknown | Unknown | DISTRIBUTION | TNB | WP PUTRAJAYA & CYBERJAYA | Unknown |  |  |  |  | Unknown | [17 empty] | 3
378290116 | [6 empty] | Existing | RYB |  |  | CLOSED |  | MAIN |  | 11 kV | [9 empty] | PPU CYBERJAYA NO 7 | Unknown | Unknown | Unknown | Unknown | DISTRIBUTION | TNB | WP PUTRAJAYA & CYBERJAYA | Unknown |  |  |  |  | Unknown | [17 empty] | 3
378290120 | [6 empty] | Existing | RYB |  |  | CLOSED |  | MAIN |  | 11 kV | [9 empty] | PPU CYBERJAYA NO 7 | Unknown | Unknown | Unknown | Unknown | DISTRIBUTION | TNB | WP PUTRAJAYA & CYBERJAYA | Unknown |  |  |  |  | Unknown | [17 empty] | 3
378290323 | [6 empty] | Existing | Unknown |  |  | OPEN | OPEN | MAIN |  | 33 kV | [9 empty] | SSU IDCB | Unknown | Unknown | NO | NONE | DISTRIBUTION | TNB | WP PUTRAJAYA & CYBERJAYA | Unknown |  |  |  |  | NO | [17 empty] | 0
378290333 | [6 empty] | Existing | Unknown |  |  | OPEN | OPEN | MAIN |  | 33 kV | [9 empty] | SSU IDCB | Unknown | Unknown | NO | NONE | DISTRIBUTION | TNB | WP PUTRAJAYA & CYBERJAYA | NO | Unknown |  |  |  | NO | [17 empty] | 0
378290338 | [6 empty] | Existing | Unknown |  |  | CLOSED | CLOSED | MAIN |  | 33 kV | [9 empty] | SSU IDCB | Unknown | Unknown | NO | NONE | DISTRIBUTION | TNB | WP PUTRAJAYA & CYBERJAYA | NO | Unknown |  |  |  | NO | [17 empty] | 0
378290346 | [6 empty] | Existing | Unknown |  |  | CLOSED | CLOSED | MAIN |  | 33 kV | [9 empty] | SSU IDCB | Unknown | Unknown | NO | NONE | DISTRIBUTION | TNB | WP PUTRAJAYA & CYBERJAYA | Unknown |  |  |  |  | NO | [17 empty] | 0
378290361 | [6 empty] | Existing | Unknown |  |  | CLOSED | CLOSED | MAIN |  | 33 kV | [9 empty] | SSU IDCB | Unknown | Unknown | NO | NONE | DISTRIBUTION | TNB | WP PUTRAJAYA & CYBERJAYA | Unknown |  |  |  |  | NO | [17 empty] | 0
378290368 | 1WO | 123 |  |  | VCBJ/SSU/G00004/MB1W0 | 300520106 | Existing | Unknown |  |  | CLOSED | OPEN | BUSBAR COUPLER |  | 33 kV | [9 empty] | SSU IDCB | Unknown | Unknown | NO | NONE | DISTRIBUTION | TNB | WP PUTRAJAYA & CYBERJAYA | Unknown |  |  |  |  | NO | [8 empty] | 1WO | [8 empty] | 0
378290374 | [6 empty] | Existing | Unknown |  |  | OPEN | CLOSED | MAIN |  | 33 kV | [9 empty] | SSU IDCB | Unknown | Unknown | NO | NONE | DISTRIBUTION | TNB | WP PUTRAJAYA & CYBERJAYA | Unknown |  |  |  |  | NO | [17 empty] | 0
378290382 | [6 empty] | Existing | Unknown |  |  | OPEN | OPEN | MAIN |  | 33 kV | [9 empty] | SSU IDCB | Unknown | Unknown | NO | NONE | DISTRIBUTION | TNB | WP PUTRAJAYA & CYBERJAYA | Unknown |  |  |  |  | NO | [17 empty] | 0
378290384 | [6 empty] | Existing | Unknown |  |  | OPEN | OPEN | MAIN |  | 33 kV | [9 empty] | SSU IDCB | Unknown | Unknown | NO | NONE | DISTRIBUTION | TNB | WP PUTRAJAYA & CYBERJAYA | NO | Unknown |  |  |  | NO | [17 empty] | 0
378290392 | [6 empty] | Existing | Unknown |  |  | OPEN | OPEN | MAIN |  | 33 kV | [9 empty] | SSU IDCB | Unknown | Unknown | NO | NONE | DISTRIBUTION | TNB | WP PUTRAJAYA & CYBERJAYA | NO | Unknown |  |  |  | NO | [17 empty] | 0
378290402 | [6 empty] | Existing | Unknown |  |  | CLOSED | CLOSED | MAIN |  | 33 kV | [9 empty] | SSU IDCB | Unknown | Unknown | NO | NONE | DISTRIBUTION | TNB | WP PUTRAJAYA & CYBERJAYA | NO | Unknown |  |  |  | NO | [17 empty] | 0
378290430 | [6 empty] | Existing | Unknown |  |  | CLOSED | CLOSED | MAIN |  | 33 kV | [9 empty] | SSU IDCB | Unknown | Unknown | NO | NONE | DISTRIBUTION | TNB | WP PUTRAJAYA & CYBERJAYA | NO | Unknown |  |  |  | NO | [17 empty] | 0
378290444 | [6 empty] | Existing | Unknown |  |  | OPEN | OPEN | MAIN |  | 33 kV | [9 empty] | SSU IDCB | Unknown | Unknown | NO | NONE | DISTRIBUTION | TNB | WP PUTRAJAYA & CYBERJAYA | Unknown |  |  |  |  | NO | [17 empty] | 0
378290454 | 1SO | 123 |  |  | VCBJ/SSU/G00004/MB1S0 | 300520064 | Existing | Unknown |  |  | CLOSED | OPEN | BUSBAR SECTION |  | 33 kV | [9 empty] | SSU IDCB | Unknown | Unknown | NO | NONE | DISTRIBUTION | TNB | WP PUTRAJAYA & CYBERJAYA | Unknown |  |  |  |  | NO | [8 empty] | 1SO | [8 empty] | 0
378301410 | CBJ22361 |  |  |  | VCBJ/PCE/J22361/MB22361 | 300280501 | Existing | RYB |  | PPU CYB7: VCB 2 | CLOSED | CLOSED | LINK |  | 11 kV |  | 29/09/2004 |  |  |  |  | INDKOM |  |  | SS 22.36 SKMM F1 | Unknown | Unknown | NO | NONE | DISTRIBUTION | TNB | WP PUTRAJAYA & CYBERJAYA | NO | Unknown |  |  |  | NO | [8 empty] | CBJ22361 | NO | [7 empty] | 3
378301416 | CBJ22363 |  |  |  | VCBJ/PCE/J22361/MB22361 | 300280501 | Existing | RYB |  |  | CLOSED | CLOSED | LINK |  | 11 kV |  | 29/09/2004 |  |  |  |  | INDKOM |  |  | SS 22.36 SKMM F1 | Unknown | Unknown | NO | NONE | DISTRIBUTION | TNB | WP PUTRAJAYA & CYBERJAYA | NO | Unknown |  |  |  | NO | [8 empty] | CBJ22363 | NO | [7 empty] | 3
378301421 | CBJ22362 |  |  |  | VCBJ/PCE/J22361/MB22361 | 300280501 | Existing | RYB |  | CBJ24221 SS 24.22 POSH ATLANTIC (F1) | CLOSED | CLOSED | LINK |  | 11 kV |  | 29/09/2004 |  |  |  |  | INDKOM |  |  | SS 22.36 SKMM F1 | Unknown | Unknown | NO | NONE | DISTRIBUTION | TNB | WP PUTRAJAYA & CYBERJAYA | NO | Unknown |  |  |  | NO | [8 empty] | CBJ22362 | NO | [7 empty] | 3
378301436 | CBJ22364 |  |  |  | VCBJ/PCE/J22362/MB22364 | 300280502 | Existing | RYB |  | PPU CYB7: VCB 1 | CLOSED | CLOSED | LINK |  | 11 kV |  | 29/09/2004 |  |  |  |  | INDKOM |  |  | SS 22.36 SKMM F2 | Unknown | Unknown | NO | NONE | DISTRIBUTION | TNB | WP PUTRAJAYA & CYBERJAYA | NO | Unknown |  |  |  | NO | [8 empty] | CBJ22364 | NO | [7 empty] | 3
378301442 | CBJ22366 |  |  |  | VCBJ/PCE/J22362/MB22364 | 300280502 | Existing | RYB |  |  | CLOSED | CLOSED | LINK |  | 11 kV |  | 29/09/2004 |  |  |  |  | INDKOM |  |  | SS 22.36 SKMM F2 | Unknown | Unknown | NO | NONE | DISTRIBUTION | TNB | WP PUTRAJAYA & CYBERJAYA | NO | Unknown |  |  |  | NO | [8 empty] | CBJ22366 | NO | [7 empty] | 3
378301447 | CBJ22365 |  |  |  | VCBJ/PCE/J22362/MB22364 | 300280502 | Existing | RYB |  | CBJ24224 SS 24.22 POSH ATLANTIC (F2) | CLOSED | CLOSED | LINK |  | 11 kV |  | 29/09/2004 |  |  |  |  | INDKOM |  |  | SS 22.36 SKMM F2 | Unknown | Unknown | NO | NONE | DISTRIBUTION | TNB | WP PUTRAJAYA & CYBERJAYA | NO | Unknown |  |  |  | NO | [8 empty] | CBJ22365 | NO | [7 empty] | 3
378301566 | CBJ22051 |  |  |  | VCBJ/PCE/J22051/MB22051 | 300280594 | Existing | RYB |  | CBJ24225 SS 24.22 POSH ATLANTIC F2 | CLOSED | CLOSED | LINK |  | 11 kV |  | 2000-05-05 |  |  |  |  | INDKOM |  |  | PE 22.05 PADAT ROAD E | Unknown | Unknown | NO | NONE | DISTRIBUTION | TNB | WP PUTRAJAYA & CYBERJAYA | NO | Unknown |  |  |  | NO | [8 empty] | CBJ22051 | NO | [7 empty] | 3
378301571 | CBJ22052 |  |  |  | VCBJ/PCE/J22051/MB22051 | 300280594 | Existing | RYB |  | CBJ 24281 SS 24.28 CYBERSQUARE NO.3 | CLOSED | CLOSED | LINK |  | 11 kV |  | 2000-05-05 |  |  |  |  | INDKOM |  |  | PE 22.05 PADAT ROAD E | Unknown | Unknown | NO | NONE | DISTRIBUTION | TNB | WP PUTRAJAYA & CYBERJAYA | NO | Unknown |  |  |  | NO | [8 empty] | CBJ22052 | NO | [7 empty] | 3
378301670 | CBJ22131 |  |  |  | VCBJ/PCE/J22131/MB22131 | 300280560 | Existing | RYB |  | CBJ24222 SS 24.22 POSH ATLANTIC (F1) | CLOSED | CLOSED | LINK |  | 11 kV |  | 2000-11-11 |  |  |  |  | INDKOM |  |  | PE 22.13 PADAT ROAD E1 | Unknown | Unknown | NO | NONE | DISTRIBUTION | TNB | WP PUTRAJAYA & CYBERJAYA | NO | Unknown |  |  |  | NO | [8 empty] | CBJ22131 | NO | [7 empty] | 3
378301675 | CBJ22132 |  |  |  | VCBJ/PCE/J22131/MB22131 | 300280560 | Existing | RYB |  | CBJ24261 SS 24.26 CYBERSQUARE NO.1 | CLOSED | CLOSED | LINK |  | 11 kV |  | 2000-11-11 |  |  |  |  | INDKOM |  |  | PE 22.13 PADAT ROAD E1 | Unknown | Unknown | NO | NONE | DISTRIBUTION | TNB | WP PUTRAJAYA & CYBERJAYA | NO | Unknown |  |  |  | NO | [8 empty] | CBJ22132 | NO | [7 empty] | 3
378302006 | CBJ21222 |  |  |  | VCBJ/PCE/J21221/MB21221 | 300281020 | Existing | RYB |  | CBJ21131 PE 21.13 (F1) | CLOSED | CLOSED | LINK |  | 11 kV |  | 31/01/1999 |  |  |  |  | INDKOM |  |  | PE 21.22 CYBERVIEW NO.1 | Unknown | Unknown | NO | NONE | DISTRIBUTION | TNB | WP PUTRAJAYA & CYBERJAYA | NO | Unknown |  |  |  | NO | [8 empty] | CBJ21222 | NO | [7 empty] | 3
378302023 | CBJ21221 |  |  |  | VCBJ/PCE/J21221/MB21221 | 300281020 | Existing | RYB |  | CBJ21822 PE 21.82 SHAFBURY BLOK C (F1) | CLOSED | CLOSED | LINK |  | 11 kV |  | 31/01/1999 |  |  |  |  | INDKOM |  |  | PE 21.22 CYBERVIEW NO.1 | Unknown | Unknown | NO | NONE | DISTRIBUTION | TNB | WP PUTRAJAYA & CYBERJAYA | NO | Unknown |  |  |  | NO | [8 empty] | CBJ21221 | NO | [7 empty] | 3
378310014 | PTJ11071 |  |  |  | VPTJ/PCE/J11071/MB11071 | 300282013 | Existing | RYB |  |  | CLOSED | CLOSED | LINK |  | 11 kV |  | 22/11/2009 |  |  |  |  | SCHNEIDER |  |  | PE 11.07 PADAT ZON 1 | Unknown | Unknown | NO | NONE | DISTRIBUTION | TNB | WP PUTRAJAYA & CYBERJAYA | NO | Unknown |  |  |  | NO | [8 empty] | PTJ11071 | NO | [7 empty] | 3
378310019 | PTJ11073 |  |  |  | VPTJ/PCE/J11071/MB11071 | 300282013 | Existing | RYB |  |  | CLOSED | CLOSED | LINK |  | 11 kV |  | 22/11/2009 |  |  |  |  | SCHNEIDER |  |  | PE 11.07 PADAT ZON 1 | Unknown | Unknown | NO | NONE | DISTRIBUTION | TNB | WP PUTRAJAYA & CYBERJAYA | NO | Unknown |  |  |  | NO | [8 empty] | PTJ11073 | NO | [7 empty] | 3
378310110 | PTJ11042 |  |  |  | VPTJ/PCE/J11041/MB11041 | 300280968 | Existing | RYB |  |  | CLOSED | CLOSED | LINK |  | 11 kV |  | 15/10/2002 |  |  |  |  | INDKOM |  |  | PE 11.04 P11A1/12 TERES (EFI) (F1) | Unknown | Unknown | NO | NONE | DISTRIBUTION | TNB | WP PUTRAJAYA & CYBERJAYA | NO | Unknown |  |  |  | NO | [8 empty] | PTJ11042 | NO | [7 empty] | 3
378310115 | PTJ11041 |  |  |  | VPTJ/PCE/J11041/MB11041 | 300280968 | Existing | RYB |  |  | CLOSED | CLOSED | LINK |  | 11 kV |  | 15/10/2002 |  |  |  |  | INDKOM |  |  | PE 11.04 P11A1/12 TERES (EFI) (F1) | Unknown | Unknown | NO | NONE | DISTRIBUTION | TNB | WP PUTRAJAYA & CYBERJAYA | NO | Unknown |  |  |  | NO | [8 empty] | PTJ11041 | NO | [7 empty] | 3
378310201 | PTJ11045 |  |  |  | VPTJ/PCE/J11042/MB11044 | 300280969 | Existing | RYB |  |  | CLOSED | CLOSED | LINK |  | 11 kV |  | 15/10/2002 |  |  |  |  | INDKOM |  |  | PE 11.04 P11A1/12 TERES (EFI) (F2) | Unknown | Unknown | NO | NONE | DISTRIBUTION | TNB | WP PUTRAJAYA & CYBERJAYA | NO | Unknown |  |  |  | NO | [8 empty] | PTJ11045 | NO | [7 empty] | 3
378310206 | PTJ11044 |  |  |  | VPTJ/PCE/J11042/MB11044 | 300280969 | Existing | RYB |  |  | CLOSED | CLOSED | LINK |  | 11 kV |  | 15/10/2002 |  |  |  |  | INDKOM |  |  | PE 11.04 P11A1/12 TERES (EFI) (F2) | Unknown | Unknown | NO | NONE | DISTRIBUTION | TNB | WP PUTRAJAYA & CYBERJAYA | NO | Unknown |  |  |  | NO | [8 empty] | PTJ11044 | NO | [7 empty] | 3
378310295 | PTJ11081 |  |  |  | VPTJ/PCE/J11081/MB11081 | 300280972 | Existing | RYB |  |  | CLOSED | CLOSED | LINK |  | 11 kV |  | 2002-04-09 |  |  |  |  | INDKOM |  |  | PE 11.08 P11A2/5 TERES (EFI) (F1) | Unknown | Unknown | NO | NONE | DISTRIBUTION | TNB | WP PUTRAJAYA & CYBERJAYA | NO | Unknown |  |  |  | NO | [8 empty] | PTJ11081 | NO | [7 empty] | 3
378310300 | PTJ11082 |  |  |  | VPTJ/PCE/J11081/MB11081 | 300280972 | Existing | RYB |  |  | CLOSED | CLOSED | LINK |  | 11 kV |  | 2002-04-09 |  |  |  |  | INDKOM |  |  | PE 11.08 P11A2/5 TERES (EFI) (F1) | Unknown | Unknown | NO | NONE | DISTRIBUTION | TNB | WP PUTRAJAYA & CYBERJAYA | NO | Unknown |  |  |  | NO | [8 empty] | PTJ11082 | NO | [7 empty] | 3
378310387 | PTJ11085 |  |  |  | VPTJ/PCE/J11082/MB11084 | 300280973 | Existing | RYB |  |  | CLOSED | CLOSED | LINK |  | 11 kV |  | 2002-04-09 |  |  |  |  | INDKOM |  |  | PE 11.08 P11A2/5 TERES (EFI) (F2) | Unknown | Unknown | NO | NONE | DISTRIBUTION | TNB | WP PUTRAJAYA & CYBERJAYA | NO | Unknown |  |  |  | NO | [8 empty] | PTJ11085 | NO | [7 empty] | 3
378310392 | PTJ11084 |  |  |  | VPTJ/PCE/J11082/MB11084 | 300280973 | Existing | RYB |  |  | CLOSED | CLOSED | LINK |  | 11 kV |  | 2002-04-09 |  |  |  |  | INDKOM |  |  | PE 11.08 P11A2/5 TERES (EFI) (F2) | Unknown | Unknown | NO | NONE | DISTRIBUTION | TNB | WP PUTRAJAYA & CYBERJAYA | NO | Unknown |  |  |  | NO | [8 empty] | PTJ11084 | NO | [7 empty] | 3
378310421 | PTJ11671 |  |  |  | VPTJ/PCE/J11671/MB11671 | 300281095 | Existing | RYB |  |  | CLOSED | CLOSED | LINK |  | 11 kV |  | 2002-10-06 |  |  |  |  | INDKOM |  |  | PE 11.67 PS9 (F1) | Unknown | Unknown | NO | NONE | DISTRIBUTION | TNB | WP PUTRAJAYA & CYBERJAYA | NO | Unknown |  |  |  | NO | [8 empty] | PTJ11671 | NO | [7 empty] | 3
378310426 | PTJ11672 |  |  |  | VPTJ/PCE/J11671/MB11671 | 300281095 | Existing | RYB |  |  | CLOSED | CLOSED | LINK |  | 11 kV |  | 2002-10-06 |  |  |  |  | INDKOM |  |  | PE 11.67 PS9 (F1) | Unknown | Unknown | NO | NONE | DISTRIBUTION | TNB | WP PUTRAJAYA & CYBERJAYA | NO | Unknown |  |  |  | NO | [8 empty] | PTJ11672 | NO | [7 empty] | 3
378310542 | PTJ11674 |  |  |  | VPTJ/PCE/J11672/MB11674 | 300281097 | Existing | RYB |  |  | CLOSED | CLOSED | LINK |  | 11 kV |  | 2002-10-06 |  |  |  |  | INDKOM |  |  | PE 11.67 PS9 (F2) | Unknown | Unknown | NO | NONE | DISTRIBUTION | TNB | WP PUTRAJAYA & CYBERJAYA | NO | Unknown |  |  |  | NO | [8 empty] | PTJ11674 | NO | [7 empty] | 3
378310547 | PTJ11675 |  |  |  | VPTJ/PCE/J11672/MB11674 | 300281097 | Existing | RYB |  |  | CLOSED | CLOSED | LINK |  | 11 kV |  | 2002-10-06 |  |  |  |  | INDKOM |  |  | PE 11.67 PS9 (F2) | Unknown | Unknown | NO | NONE | DISTRIBUTION | TNB | WP PUTRAJAYA & CYBERJAYA | NO | Unknown |  |  |  | NO | [8 empty] | PTJ11675 | NO | [7 empty] | 3
378310641 | PTJ11091 |  |  |  | VPTJ/PCE/J11091/MB11091 | 300280974 | Existing | RYB |  |  | CLOSED | CLOSED | LINK |  | 11 kV |  | 2002-07-09 |  |  |  |  | INDKOM |  |  | PE 11.09 P11A2/5 TERES (EFI) (F1) | Unknown | Unknown | NO | NONE | DISTRIBUTION | TNB | WP PUTRAJAYA & CYBERJAYA | NO | Unknown |  |  |  | NO | [8 empty] | PTJ11091 | NO | [7 empty] | 3
378310646 | PTJ11092 |  |  |  | VPTJ/PCE/J11091/MB11091 | 300280974 | Existing | RYB |  |  | CLOSED | CLOSED | LINK |  | 11 kV |  | 2002-07-09 |  |  |  |  | INDKOM |  |  | PE 11.09 P11A2/5 TERES (EFI) (F1) | Unknown | Unknown | NO | NONE | DISTRIBUTION | TNB | WP PUTRAJAYA & CYBERJAYA | NO | Unknown |  |  |  | NO | [8 empty] | PTJ11092 | NO | [7 empty] | 3
378310739 | PTJ11094 |  |  |  | VPTJ/PCE/J11092/MB11094 | 300280977 | Existing | RYB |  |  | CLOSED | CLOSED | LINK |  | 11 kV |  | 2002-07-09 |  |  |  |  | INDKOM |  |  | PE 11.09 P11A2/5 TERES (EFI) (F2) | Unknown | Unknown | NO | NONE | DISTRIBUTION | TNB | WP PUTRAJAYA & CYBERJAYA | NO | Unknown |  |  |  | NO | [8 empty] | PTJ11094 | NO | [7 empty] | 3
378310744 | PTJ11095 |  |  |  | VPTJ/PCE/J11092/MB11094 | 300280977 | Existing | RYB |  |  | CLOSED | CLOSED | LINK |  | 11 kV |  | 2002-07-09 |  |  |  |  | INDKOM |  |  | PE 11.09 P11A2/5 TERES (EFI) (F2) | Unknown | Unknown | NO | NONE | DISTRIBUTION | TNB | WP PUTRAJAYA & CYBERJAYA | NO | Unknown |  |  |  | NO | [8 empty] | PTJ11095 | NO | [7 empty] | 3
378311099 | PTJ11021 |  |  |  | VPTJ/PCE/J11021/MB11021 | 300280964 | Existing | RYB |  |  | CLOSED | CLOSED | LINK |  | 11 kV |  | 2005-07-06 |  |  |  |  | TAMCO |  |  | PE 11.02 BLOK 3A (F1) | Unknown | Unknown | NO | NONE | DISTRIBUTION | TNB | WP PUTRAJAYA & CYBERJAYA | NO | Unknown |  |  |  | NO | [8 empty] | PTJ11021 | NO | [7 empty] | 3
378311104 | PTJ11023 |  |  |  | VPTJ/PCE/J11021/MB11021 | 300280964 | Existing | RYB |  |  | CLOSED | CLOSED | LINK |  | 11 kV |  | 2005-07-06 |  |  |  |  | TAMCO |  |  | PE 11.02 BLOK 3A (F1) | Unknown | Unknown | NO | NONE | DISTRIBUTION | TNB | WP PUTRAJAYA & CYBERJAYA | NO | Unknown |  |  |  | NO | [8 empty] | PTJ11023 | NO | [7 empty] | 3
378311317 | PTJ11024 |  |  |  | VPTJ/PCE/J11022/MB11024 | 300280966 | Existing | RYB |  |  | CLOSED | CLOSED | LINK |  | 11 kV |  | 2005-07-06 |  |  |  |  | TAMCO |  |  | PE 11.02 BLOK 3A (F2) | Unknown | Unknown | NO | NONE | DISTRIBUTION | TNB | WP PUTRAJAYA & CYBERJAYA | NO | Unknown |  |  |  | NO | [8 empty] | PTJ11024 | NO | [7 empty] | 3
378311322 | PTJ11026 |  |  |  | VPTJ/PCE/J11022/MB11024 | 300280966 | Existing | RYB |  |  | CLOSED | CLOSED | LINK |  | 11 kV |  | 2005-07-06 |  |  |  |  | TAMCO |  |  | PE 11.02 BLOK 3A (F2) | Unknown | Unknown | NO | NONE | DISTRIBUTION | TNB | WP PUTRAJAYA & CYBERJAYA | NO | Unknown |  |  |  | NO | [8 empty] | PTJ11026 | NO | [7 empty] | 3
378311725 | PTJ11201 |  |  |  | VPTJ/PCE/J11201/MB11201 | 300281038 | Existing | RYB |  |  | CLOSED | CLOSED | LINK |  | 11 kV |  | 2004-11-08 |  |  |  |  | MERLIN GERIN |  |  | PE 11.20 WR5 | Unknown | Unknown | NO | NONE | DISTRIBUTION | TNB | WP PUTRAJAYA & CYBERJAYA | NO | Unknown |  |  |  | NO | [8 empty] | PTJ11201 | NO | [7 empty] | 3
378311730 | PTJ11203 |  |  |  | VPTJ/PCE/J11201/MB11201 | 300281038 | Existing | RYB |  |  | CLOSED | CLOSED | LINK |  | 11 kV |  | 2004-11-08 |  |  |  |  | MERLIN GERIN |  |  | PE 11.20 WR5 | Unknown | Unknown | NO | NONE | DISTRIBUTION | TNB | WP PUTRAJAYA & CYBERJAYA | NO | Unknown |  |  |  | NO | [8 empty] | PTJ11203 | NO | [7 empty] | 3
378311834 | PTJ11483 |  |  |  | VPTJ/PCE/J11481/MB11481 | 300281090 | Existing | RYB |  |  | CLOSED | CLOSED | LINK |  | 11 kV |  | 2007-07-03 |  |  |  |  | TAMCO |  |  | PE 11.48 BALAI POLIS | Unknown | Unknown | NO | NONE | DISTRIBUTION | TNB | WP PUTRAJAYA & CYBERJAYA | NO | Unknown |  |  |  | NO | [8 empty] | PTJ11483 | NO | [7 empty] | 3
378311839 | PTJ11481 |  |  |  | VPTJ/PCE/J11481/MB11481 | 300281090 | Existing | RYB |  |  | CLOSED | CLOSED | LINK |  | 11 kV |  | 2007-07-03 |  |  |  |  | TAMCO |  |  | PE 11.48 BALAI POLIS | Unknown | Unknown | NO | NONE | DISTRIBUTION | TNB | WP PUTRAJAYA & CYBERJAYA | NO | Unknown |  |  |  | NO | [8 empty] | PTJ11481 | NO | [7 empty] | 3
378311925 | PTJ11102 |  |  |  | VPTJ/PCE/J11101/MB11101 | 300280978 | Existing | RYB |  |  | CLOSED | CLOSED | LINK |  | 11 kV |  | 20/03/2002 |  |  |  |  | INDKOM |  |  | PE 11.10 P11B1/6 SEMI-D (EFI) (F1) | Unknown | Unknown | NO | NONE | DISTRIBUTION | TNB | WP PUTRAJAYA & CYBERJAYA | NO | Unknown |  |  |  | NO | [8 empty] | PTJ11102 | NO | [7 empty] | 3
378311930 | PTJ11101 |  |  |  | VPTJ/PCE/J11101/MB11101 | 300280978 | Existing | RYB |  |  | CLOSED | CLOSED | LINK |  | 11 kV |  | 20/03/2002 |  |  |  |  | INDKOM |  |  | PE 11.10 P11B1/6 SEMI-D (EFI) (F1) | Unknown | Unknown | NO | NONE | DISTRIBUTION | TNB | WP PUTRAJAYA & CYBERJAYA | NO | Unknown |  |  |  | NO | [8 empty] | PTJ11101 | NO | [7 empty] | 3
378312018 | PTJ11105 |  |  |  | VPTJ/PCE/J11102/MB11104 | 300280980 | Existing | RYB |  |  | CLOSED | CLOSED | LINK |  | 11 kV |  | 20/03/2002 |  |  |  |  | INDKOM |  |  | PE 11.10 P11B1/6 SEMI-D (EFI) (F2) | Unknown | Unknown | NO | NONE | DISTRIBUTION | TNB | WP PUTRAJAYA & CYBERJAYA | NO | Unknown |  |  |  | NO | [8 empty] | PTJ11105 | NO | [7 empty] | 3
378312023 | PTJ11104 |  |  |  | VPTJ/PCE/J11102/MB11104 | 300280980 | Existing | RYB |  |  | CLOSED | CLOSED | LINK |  | 11 kV |  | 20/03/2002 |  |  |  |  | INDKOM |  |  | PE 11.10 P11B1/6 SEMI-D (EFI) (F2) | Unknown | Unknown | NO | NONE | DISTRIBUTION | TNB | WP PUTRAJAYA & CYBERJAYA | NO | Unknown |  |  |  | NO | [8 empty] | PTJ11104 | NO | [7 empty] | 3
378312108 | PTJ11121 |  |  |  | VPTJ/PCE/J11121/MB11121 | 300280983 | Existing | RYB |  |  | CLOSED | CLOSED | LINK |  | 11 kV |  | 2003-08-05 |  |  |  |  | INDKOM |  |  | PE 11.12 APT A (F1) | Unknown | Unknown | NO | NONE | DISTRIBUTION | TNB | WP PUTRAJAYA & CYBERJAYA | NO | Unknown |  |  |  | NO | [8 empty] | PTJ11121 | NO | [7 empty] | 3
378312113 | PTJ11122 |  |  |  | VPTJ/PCE/J11121/MB11121 | 300280983 | Existing | RYB |  |  | CLOSED | CLOSED | LINK |  | 11 kV |  | 2003-08-05 |  |  |  |  | INDKOM |  |  | PE 11.12 APT A (F1) | Unknown | Unknown | NO | NONE | DISTRIBUTION | TNB | WP PUTRAJAYA & CYBERJAYA | NO | Unknown |  |  |  | NO | [8 empty] | PTJ11122 | NO | [7 empty] | 3
378312131 | PTJ11124 |  |  |  | VPTJ/PCE/J11122/MB11124 | 300280984 | Existing | RYB |  |  | CLOSED | CLOSED | LINK |  | 11 kV |  | 2003-08-05 |  |  |  |  | INDKOM |  |  | PE 11.12 APT A (F2) | Unknown | Unknown | NO | NONE | DISTRIBUTION | TNB | WP PUTRAJAYA & CYBERJAYA | NO | Unknown |  |  |  | NO | [8 empty] | PTJ11124 | NO | [7 empty] | 3
378312136 | PTJ11125 |  |  |  | VPTJ/PCE/J11122/MB11124 | 300280984 | Existing | RYB |  |  | CLOSED | CLOSED | LINK |  | 11 kV |  | 2003-08-05 |  |  |  |  | INDKOM |  |  | PE 11.12 APT A (F2) | Unknown | Unknown | NO | NONE | DISTRIBUTION | TNB | WP PUTRAJAYA & CYBERJAYA | NO | Unknown |  |  |  | NO | [8 empty] | PTJ11125 | NO | [7 empty] | 3
378312295 | PTJ11131 |  |  |  | VPTJ/PCE/J11131/MB11131 | 300280994 | Existing | RYB |  |  | CLOSED | CLOSED | LINK |  | 11 kV |  | 2003-08-05 |  |  |  |  | INDKOM |  |  | PE 11.13 APT B (F1) | Unknown | Unknown | NO | NONE | DISTRIBUTION | TNB | WP PUTRAJAYA & CYBERJAYA | NO | Unknown |  |  |  | NO | [8 empty] | PTJ11131 | NO | [7 empty] | 3
378312300 | PTJ11132 |  |  |  | VPTJ/PCE/J11131/MB11131 | 300280994 | Existing | RYB |  |  | CLOSED | CLOSED | LINK |  | 11 kV |  | 2003-08-05 |  |  |  |  | INDKOM |  |  | PE 11.13 APT B (F1) | Unknown | Unknown | NO | NONE | DISTRIBUTION | TNB | WP PUTRAJAYA & CYBERJAYA | NO | Unknown |  |  |  | NO | [8 empty] | PTJ11132 | NO | [7 empty] | 3
378312318 | PTJ11134 |  |  |  | VPTJ/PCE/J11132/MB11134 | 300280996 | Existing | RYB |  |  | CLOSED | CLOSED | LINK |  | 11 kV |  | 2003-08-05 |  |  |  |  | INDKOM |  |  | PE 11.13 APT B (F2) | Unknown | Unknown | NO | NONE | DISTRIBUTION | TNB | WP PUTRAJAYA & CYBERJAYA | NO | Unknown |  |  |  | NO | [8 empty] | PTJ11134 | NO | [7 empty] | 3
378312323 | PTJ11135 |  |  |  | VPTJ/PCE/J11132/MB11134 | 300280996 | Existing | RYB |  |  | CLOSED | CLOSED | LINK |  | 11 kV |  | 2003-08-05 |  |  |  |  | INDKOM |  |  | PE 11.13 APT B (F2) | Unknown | Unknown | NO | NONE | DISTRIBUTION | TNB | WP PUTRAJAYA & CYBERJAYA | NO | Unknown |  |  |  | NO | [8 empty] | PTJ11135 | NO | [7 empty] | 3
378312492 | PTJ11115 |  |  |  | VPTJ/PCE/J11112/MB11114 | 300280993 | Existing | RYB |  |  | CLOSED | CLOSED | LINK |  | 11 kV |  | 24/08/2004 |  |  |  |  | INDKOM |  |  | PE 11.11 (EFI) (F2) | Unknown | Unknown | NO | NONE | DISTRIBUTION | TNB | WP PUTRAJAYA & CYBERJAYA | NO | Unknown |  |  |  | NO | [8 empty] | PTJ11115 | NO | [7 empty] | 3
378312497 | PTJ11114 |  |  |  | VPTJ/PCE/J11112/MB11114 | 300280993 | Existing | RYB |  |  | CLOSED | CLOSED | LINK |  | 11 kV |  | 24/08/2004 |  |  |  |  | INDKOM |  |  | PE 11.11 (EFI) (F2) | Unknown | Unknown | NO | NONE | DISTRIBUTION | TNB | WP PUTRAJAYA & CYBERJAYA | NO | Unknown |  |  |  | NO | [8 empty] | PTJ11114 | NO | [7 empty] | 3
378312584 | PTJ11112 |  |  |  | VPTJ/PCE/J11111/MB11111 | 300280991 | Existing | RYB |  |  | CLOSED | CLOSED | LINK |  | 11 kV |  | 24/08/2004 |  |  |  |  | INDKOM |  |  | PE 11.11 (EFI) (F1) | Unknown | Unknown | NO | NONE | DISTRIBUTION | TNB | WP PUTRAJAYA & CYBERJAYA | NO | Unknown |  |  |  | NO | [8 empty] | PTJ11112 | NO | [7 empty] | 3
378312589 | PTJ11111 |  |  |  | VPTJ/PCE/J11111/MB11111 | 300280991 | Existing | RYB |  |  | CLOSED | CLOSED | LINK |  | 11 kV |  | 24/08/2004 |  |  |  |  | INDKOM |  |  | PE 11.11 (EFI) (F1) | Unknown | Unknown | NO | NONE | DISTRIBUTION | TNB | WP PUTRAJAYA & CYBERJAYA | NO | Unknown |  |  |  | NO | [8 empty] | PTJ11111 | NO | [7 empty] | 3
378312676 | PTJ11162 |  |  |  | VPTJ/PCE/J11161/MB11161 | 300281005 | Existing | RYB |  |  | CLOSED | CLOSED | LINK |  | 11 kV |  | 13/05/2003 |  |  |  |  | INDKOM |  |  | PE 11.16 APT E (F1) | Unknown | Unknown | NO | NONE | DISTRIBUTION | TNB | WP PUTRAJAYA & CYBERJAYA | NO | Unknown |  |  |  | NO | [8 empty] | PTJ11162 | NO | [7 empty] | 3
378312681 | PTJ11161 |  |  |  | VPTJ/PCE/J11161/MB11161 | 300281005 | Existing | RYB |  |  | CLOSED | CLOSED | LINK |  | 11 kV |  | 13/05/2003 |  |  |  |  | INDKOM |  |  | PE 11.16 APT E (F1) | Unknown | Unknown | NO | NONE | DISTRIBUTION | TNB | WP PUTRAJAYA & CYBERJAYA | NO | Unknown |  |  |  | NO | [8 empty] | PTJ11161 | NO | [7 empty] | 3
378312773 | PTJ11165 |  |  |  | VPTJ/PCE/J11162/MB11164 | 300281007 | Existing | RYB |  |  | CLOSED | CLOSED | LINK |  | 11 kV |  | 13/05/2003 |  |  |  |  | INDKOM |  |  | PE 11.16 APT E (F2) | Unknown | Unknown | NO | NONE | DISTRIBUTION | TNB | WP PUTRAJAYA & CYBERJAYA | NO | Unknown |  |  |  | NO | [8 empty] | PTJ11165 | NO | [7 empty] | 3
378312778 | PTJ11164 |  |  |  | VPTJ/PCE/J11162/MB11164 | 300281007 | Existing | RYB |  |  | CLOSED | CLOSED | LINK |  | 11 kV |  | 13/05/2003 |  |  |  |  | INDKOM |  |  | PE 11.16 APT E (F2) | Unknown | Unknown | NO | NONE | DISTRIBUTION | TNB | WP PUTRAJAYA & CYBERJAYA | NO | Unknown |  |  |  | NO | [8 empty] | PTJ11164 | NO | [7 empty] | 3
378312877 | PTJ11155 |  |  |  | VPTJ/PCE/J11152/MB11154 | 300281002 | Existing | RYB |  |  | CLOSED | CLOSED | LINK |  | 11 kV |  | 2003-07-01 |  |  |  |  | INDKOM |  |  | PE 11.15 APT D (EFI) (F2) | Unknown | Unknown | NO | NONE | DISTRIBUTION | TNB | WP PUTRAJAYA & CYBERJAYA | NO | Unknown |  |  |  | NO | [8 empty] | PTJ11155 | NO | [7 empty] | 3
378312882 | PTJ11154 |  |  |  | VPTJ/PCE/J11152/MB11154 | 300281002 | Existing | RYB |  |  | CLOSED | CLOSED | LINK |  | 11 kV |  | 2003-07-01 |  |  |  |  | INDKOM |  |  | PE 11.15 APT D (EFI) (F2) | Unknown | Unknown | NO | NONE | DISTRIBUTION | TNB | WP PUTRAJAYA & CYBERJAYA | NO | Unknown |  |  |  | NO | [8 empty] | PTJ11154 | NO | [7 empty] | 3
378312973 | PTJ11152 |  |  |  | VPTJ/PCE/J11151/MB11151 | 300281001 | Existing | RYB |  |  | CLOSED | CLOSED | LINK |  | 11 kV |  | 2003-07-01 |  |  |  |  | TAMCO |  |  | PE 11.15 APT D (EFI) (F1) | Unknown | Unknown | NO | NONE | DISTRIBUTION | TNB | WP PUTRAJAYA & CYBERJAYA | NO | Unknown |  |  |  | NO | [8 empty] | PTJ11152 | NO | [7 empty] | 3
378312978 | PTJ11151 |  |  |  | VPTJ/PCE/J11151/MB11151 | 300281001 | Existing | RYB |  |  | CLOSED | CLOSED | LINK |  | 11 kV |  | 2003-07-01 |  |  |  |  | TAMCO |  |  | PE 11.15 APT D (EFI) (F1) | Unknown | Unknown | NO | NONE | DISTRIBUTION | TNB | WP PUTRAJAYA & CYBERJAYA | NO | Unknown |  |  |  | NO | [8 empty] | PTJ11151 | NO | [7 empty] | 3
378313067 | PTJ10024 |  |  |  | VPTJ/PCE/J10022/MB10024 | 300280942 | Existing | RYB |  |  | CLOSED | CLOSED | LINK |  | 11 kV |  | 15/02/2000 |  |  |  |  | INDKOM |  |  | PE 10.02 INSIDE PPU2 (F2) | Unknown | Unknown | NO | NONE | DISTRIBUTION | TNB | WP PUTRAJAYA & CYBERJAYA | NO | Unknown |  |  |  | NO | [8 empty] | PTJ10024 | NO | [7 empty] | 3
378313072 | PTJ10025 |  |  |  | VPTJ/PCE/J10022/MB10024 | 300280942 | Existing | RYB |  |  | CLOSED | CLOSED | LINK |  | 11 kV |  | 15/02/2000 |  |  |  |  | INDKOM |  |  | PE 10.02 INSIDE PPU2 (F2) | Unknown | Unknown | NO | NONE | DISTRIBUTION | TNB | WP PUTRAJAYA & CYBERJAYA | NO | Unknown |  |  |  | NO | [8 empty] | PTJ10025 | NO | [7 empty] | 3
378313160 | PTJ10021 |  |  |  | VPTJ/PCE/J10021/MB10021 | 300280941 | Existing | RYB |  |  | CLOSED | CLOSED | LINK |  | 11 kV |  | 15/02/2000 |  |  |  |  | INDKOM |  |  | PE 10.02 INSIDE PPU2 (F1) | Unknown | Unknown | NO | NONE | DISTRIBUTION | TNB | WP PUTRAJAYA & CYBERJAYA | NO | Unknown |  |  |  | NO | [8 empty] | PTJ10021 | NO | [7 empty] | 3
378313165 | PTJ10022 |  |  |  | VPTJ/PCE/J10021/MB10021 | 300280941 | Existing | RYB |  |  | CLOSED | CLOSED | LINK |  | 11 kV |  | 15/02/2000 |  |  |  |  | INDKOM |  |  | PE 10.02 INSIDE PPU2 (F1) | Unknown | Unknown | NO | NONE | DISTRIBUTION | TNB | WP PUTRAJAYA & CYBERJAYA | NO | Unknown |  |  |  | NO | [8 empty] | PTJ10022 | NO | [7 empty] | 3
378313257 | PTJ10031 |  |  |  | VPTJ/PCE/J10031/MB10031 | 300280948 | Existing | RYB |  |  | CLOSED | CLOSED | LINK |  | 11 kV |  | 2000-01-06 | [7 empty] | PE 10.03 P10 C BANGLOW (F1) | Unknown | Unknown | NO | NONE | DISTRIBUTION | TNB | WP PUTRAJAYA & CYBERJAYA | NO | Unknown |  |  |  | NO | [8 empty] | PTJ10031 | NO | [7 empty] | 3
378313262 | PTJ10032 |  |  |  | VPTJ/PCE/J10031/MB10031 | 300280948 | Existing | RYB |  |  | CLOSED | CLOSED | LINK |  | 11 kV |  | 2000-01-06 | [7 empty] | PE 10.03 P10 C BANGLOW (F1) | Unknown | Unknown | NO | NONE | DISTRIBUTION | TNB | WP PUTRAJAYA & CYBERJAYA | NO | Unknown |  |  |  | NO | [8 empty] | PTJ10032 | NO | [7 empty] | 3
378313349 | PTJ10034 |  |  |  | VPTJ/PCE/J10032/MB10034 | 300280949 | Existing | RYB |  |  | CLOSED | CLOSED | LINK |  | 11 kV |  | 2000-01-06 | [7 empty] | PE 10.03 P10 C BANGLOW (F2) | Unknown | Unknown | NO | NONE | DISTRIBUTION | TNB | WP PUTRAJAYA & CYBERJAYA | NO | Unknown |  |  |  | NO | [8 empty] | PTJ10034 | NO | [7 empty] | 3
378313354 | PTJ10035 |  |  |  | VPTJ/PCE/J10032/MB10034 | 300280949 | Existing | RYB |  |  | CLOSED | CLOSED | LINK |  | 11 kV |  | 2000-01-06 | [7 empty] | PE 10.03 P10 C BANGLOW (F2) | Unknown | Unknown | NO | NONE | DISTRIBUTION | TNB | WP PUTRAJAYA & CYBERJAYA | NO | Unknown |  |  |  | NO | [8 empty] | PTJ10035 | NO | [7 empty] | 3
378313464 | PTJ01311 |  |  |  | VPTJ/PCE/J10151/MB10151 | 300287552 | Existing | RYB |  |  | CLOSED | CLOSED | LINK |  | 11 kV |  | 2010-06-10 |  |  |  |  | INDKOM |  |  | PE 10.15 MINI GOLF | Unknown | Unknown | NO | NONE | DISTRIBUTION | TNB | WP PUTRAJAYA & CYBERJAYA | NO | Unknown |  |  |  | NO | [8 empty] | PTJ01311 | NO | [7 empty] | 3
378313469 | PTJ01312 |  |  |  | VPTJ/PCE/J10151/MB10151 | 300287552 | Existing | RYB |  |  | CLOSED | CLOSED | LINK |  | 11 kV |  | 2010-06-10 |  |  |  |  | INDKOM |  |  | PE 10.15 MINI GOLF | Unknown | Unknown | NO | NONE | DISTRIBUTION | TNB | WP PUTRAJAYA & CYBERJAYA | NO | Unknown |  |  |  | NO | [8 empty] | PTJ01312 | NO | [7 empty] | 3
378313560 | PTJ10041 |  |  |  | VPTJ/PCE/J10041/MB10041 | 300280950 | Existing | RYB |  |  | CLOSED | CLOSED | LINK |  | 11 kV |  | 2000-01-06 | [7 empty] | PE 10.04 P10 D BANGLO (F1) | Unknown | Unknown | NO | NONE | DISTRIBUTION | TNB | WP PUTRAJAYA & CYBERJAYA | NO | Unknown |  |  |  | NO | [8 empty] | PTJ10041 | NO | [7 empty] | 3
378313565 | PTJ10042 |  |  |  | VPTJ/PCE/J10041/MB10041 | 300280950 | Existing | RYB |  |  | CLOSED | CLOSED | LINK |  | 11 kV |  | 2000-01-06 | [7 empty] | PE 10.04 P10 D BANGLO (F1) | Unknown | Unknown | NO | NONE | DISTRIBUTION | TNB | WP PUTRAJAYA & CYBERJAYA | NO | Unknown |  |  |  | NO | [8 empty] | PTJ10042 | NO | [7 empty] | 3
378313651 | PTJ10044 |  |  |  | VPTJ/PCE/J10042/MB10044 | 300280951 | Existing | RYB |  |  | CLOSED | CLOSED | LINK |  | 11 kV |  | 2000-01-06 | [7 empty] | PE 10.04 P10 D BANGLO (F2) | Unknown | Unknown | NO | NONE | DISTRIBUTION | TNB | WP PUTRAJAYA & CYBERJAYA | NO | Unknown |  |  |  | NO | [8 empty] | PTJ10044 | NO | [7 empty] | 3
378313656 | PTJ10045 |  |  |  | VPTJ/PCE/J10042/MB10044 | 300280951 | Existing | RYB |  |  | CLOSED | CLOSED | LINK |  | 11 kV |  | 2000-01-06 | [7 empty] | PE 10.04 P10 D BANGLO (F2) | Unknown | Unknown | NO | NONE | DISTRIBUTION | TNB | WP PUTRAJAYA & CYBERJAYA | NO | Unknown |  |  |  | NO | [8 empty] | PTJ10045 | NO | [7 empty] | 3
378313987 | PTJ10065 |  |  |  | VPTJ/PCE/J10062/MB10064 | 300280955 | Existing | RYB |  |  | CLOSED | CLOSED | LINK |  | 11 kV |  | 31/03/2008 |  |  |  |  | OMAZABAL |  |  | PE 10.06 JLN P10B (F2) | Unknown | Unknown | NO | NONE | DISTRIBUTION | TNB | WP PUTRAJAYA & CYBERJAYA | NO | Unknown |  |  |  | NO | [8 empty] | PTJ10065 | NO | [7 empty] | 3
378313992 | PTJ10064 |  |  |  | VPTJ/PCE/J10062/MB10064 | 300280955 | Existing | RYB |  |  | CLOSED | CLOSED | LINK |  | 11 kV |  | 31/03/2008 |  |  |  |  | OMAZABAL |  |  | PE 10.06 JLN P10B (F2) | Unknown | Unknown | NO | NONE | DISTRIBUTION | TNB | WP PUTRAJAYA & CYBERJAYA | NO | Unknown |  |  |  | NO | [8 empty] | PTJ10064 | NO | [7 empty] | 3
378314080 | PTJ10062 |  |  |  | VPTJ/PCE/J10061/MB10061 | 300280953 | Existing | RYB |  |  | CLOSED | CLOSED | LINK |  | 11 kV |  | 31/03/2008 |  |  |  |  | OMAZABAL |  |  | PE 10.06 JLN P10B (F1) | Unknown | Unknown | NO | NONE | DISTRIBUTION | TNB | WP PUTRAJAYA & CYBERJAYA | NO | Unknown |  |  |  | NO | [8 empty] | PTJ10062 | NO | [7 empty] | 3
378314085 | PTJ10061 |  |  |  | VPTJ/PCE/J10061/MB10061 | 300280953 | Existing | RYB |  |  | CLOSED | CLOSED | LINK |  | 11 kV |  | 31/03/2008 |  |  |  |  | OMAZABAL |  |  | PE 10.06 JLN P10B (F1) | Unknown | Unknown | NO | NONE | DISTRIBUTION | TNB | WP PUTRAJAYA & CYBERJAYA | NO | Unknown |  |  |  | NO | [8 empty] | PTJ10061 | NO | [7 empty] | 3
378353509 | PTJ05121 |  |  |  | VPTJ/PCE/J05121/MB05121 | 300280695 | Existing | RYB |  |  | CLOSED | CLOSED | LINK |  | 11 kV |  | 25/06/2005 |  |  |  |  | TAMCO |  |  | PE 5.12 EQUESTRIAN PARK (F1) | Unknown | Unknown | NO | NONE | DISTRIBUTION | TNB | WP PUTRAJAYA & CYBERJAYA | NO | Unknown |  |  |  | NO | [8 empty] | PTJ05121 | NO | [7 empty] | 3
378353514 | PTJ05123 |  |  |  | VPTJ/PCE/J05121/MB05121 | 300280695 | Existing | RYB |  |  | CLOSED | CLOSED | LINK |  | 11 kV |  | 25/06/2005 |  |  |  |  | TAMCO |  |  | PE 5.12 EQUESTRIAN PARK (F1) | Unknown | Unknown | NO | NONE | DISTRIBUTION | TNB | WP PUTRAJAYA & CYBERJAYA | NO | Unknown |  |  |  | NO | [8 empty] | PTJ05123 | NO | [7 empty] | 3
378353603 | PTJ05124 |  |  |  | VPTJ/PCE/J05122/MB05124 | 300280697 | Existing | RYB |  |  | CLOSED | CLOSED | LINK |  | 11 kV |  | 25/06/2005 |  |  |  |  | INDKOM |  |  | PE 5.12 EQUESTRIAN PARK (F2) | Unknown | Unknown | NO | NONE | DISTRIBUTION | TNB | WP PUTRAJAYA & CYBERJAYA | NO | Unknown |  |  |  | NO | [8 empty] | PTJ05124 | NO | [7 empty] | 3
378353608 | PTJ05125 |  |  |  | VPTJ/PCE/J05122/MB05124 | 300280697 | Existing | RYB |  |  | CLOSED | CLOSED | LINK |  | 11 kV |  | 25/06/2005 |  |  |  |  | INDKOM |  |  | PE 5.12 EQUESTRIAN PARK (F2) | Unknown | Unknown | NO | NONE | DISTRIBUTION | TNB | WP PUTRAJAYA & CYBERJAYA | NO | Unknown |  |  |  | NO | [8 empty] | PTJ05125 | NO | [7 empty] | 3
378353758 | PTJ05301 |  |  |  | VPTJ/PCE/J05301/MB05301 | 300281269 | Existing | RYB |  |  | CLOSED | CLOSED | LINK |  | 11 kV |  | 30/12/2008 | [7 empty] | PE 5.30 BLOK D APT 5R6 (F1) | Unknown | Unknown | NO | NONE | DISTRIBUTION | TNB | WP PUTRAJAYA & CYBERJAYA | NO | Unknown |  |  |  | NO | [8 empty] | PTJ05301 | NO | [7 empty] | 3
378353763 | PTJ05302 |  |  |  | VPTJ/PCE/J05301/MB05301 | 300281269 | Existing | RYB |  |  | CLOSED | CLOSED | LINK |  | 11 kV |  | 30/12/2008 | [7 empty] | PE 5.30 BLOK D APT 5R6 (F1) | Unknown | Unknown | NO | NONE | DISTRIBUTION | TNB | WP PUTRAJAYA & CYBERJAYA | NO | Unknown |  |  |  | NO | [8 empty] | PTJ05302 | NO | [7 empty] | 3
378353852 | PTJ05304 |  |  |  | VPTJ/PCE/J05302/MB05304 | 300281270 | Existing | RYB |  |  | CLOSED | CLOSED | LINK |  | 11 kV |  | 31/12/2008 | [7 empty] | PE 5.30 BLOK D APT 5R6 (F2) | Unknown | Unknown | NO | NONE | DISTRIBUTION | TNB | WP PUTRAJAYA & CYBERJAYA | NO | Unknown |  |  |  | NO | [8 empty] | PTJ05304 | NO | [7 empty] | 3
378353857 | PTJ05305 |  |  |  | VPTJ/PCE/J05302/MB05304 | 300281270 | Existing | RYB |  |  | CLOSED | CLOSED | LINK |  | 11 kV |  | 31/12/2008 | [7 empty] | PE 5.30 BLOK D APT 5R6 (F2) | Unknown | Unknown | NO | NONE | DISTRIBUTION | TNB | WP PUTRAJAYA & CYBERJAYA | NO | Unknown |  |  |  | NO | [8 empty] | PTJ05305 | NO | [7 empty] | 3
378353958 | PTJ05291 |  |  |  | VPTJ/PCE/J05291/MB05291 | 300281267 | Existing | RYB |  |  | CLOSED | CLOSED | LINK |  | 11 kV |  | 30/12/2008 | [7 empty] | PE 5.29 BLOK C APT 5R6 (F1) | Unknown | Unknown | NO | NONE | DISTRIBUTION | TNB | WP PUTRAJAYA & CYBERJAYA | NO | Unknown |  |  |  | NO | [8 empty] | PTJ05291 | NO | [7 empty] | 3
378353963 | PTJ05292 |  |  |  | VPTJ/PCE/J05291/MB05291 | 300281267 | Existing | RYB |  |  | CLOSED | CLOSED | LINK |  | 11 kV |  | 30/12/2008 | [7 empty] | PE 5.29 BLOK C APT 5R6 (F1) | Unknown | Unknown | NO | NONE | DISTRIBUTION | TNB | WP PUTRAJAYA & CYBERJAYA | NO | Unknown |  |  |  | NO | [8 empty] | PTJ05292 | NO | [7 empty] | 3
378354052 | PTJ05294 |  |  |  | VPTJ/PCE/J05292/MB05294 | 300281268 | Existing | RYB |  |  | CLOSED | CLOSED | LINK |  | 11 kV |  | 31/12/2008 | [7 empty] | PE 5.29 BLOK C APT 5R6 (F2) | Unknown | Unknown | NO | NONE | DISTRIBUTION | TNB | WP PUTRAJAYA & CYBERJAYA | NO | Unknown |  |  |  | NO | [8 empty] | PTJ05294 | NO | [7 empty] | 3
378354057 | PTJ05295 |  |  |  | VPTJ/PCE/J05292/MB05294 | 300281268 | Existing | RYB |  |  | CLOSED | CLOSED | LINK |  | 11 kV |  | 31/12/2008 | [7 empty] | PE 5.29 BLOK C APT 5R6 (F2) | Unknown | Unknown | NO | NONE | DISTRIBUTION | TNB | WP PUTRAJAYA & CYBERJAYA | NO | Unknown |  |  |  | NO | [8 empty] | PTJ05295 | NO | [7 empty] | 3
378354163 | PTJ05271 |  |  |  | VPTJ/PCE/J05271/MB05271 | 300281265 | Existing | RYB |  |  | CLOSED | CLOSED | LINK |  | 11 kV |  | 30/12/2008 | [7 empty] | PE 5.27 BLOK A APT 5R6 (F1) | Unknown | Unknown | NO | NONE | DISTRIBUTION | TNB | WP PUTRAJAYA & CYBERJAYA | NO | Unknown |  |  |  | NO | [8 empty] | PTJ05271 | NO | [7 empty] | 3
378354168 | PTJ05272 |  |  |  | VPTJ/PCE/J05271/MB05271 | 300281265 | Existing | RYB |  |  | CLOSED | CLOSED | LINK |  | 11 kV |  | 30/12/2008 | [7 empty] | PE 5.27 BLOK A APT 5R6 (F1) | Unknown | Unknown | NO | NONE | DISTRIBUTION | TNB | WP PUTRAJAYA & CYBERJAYA | NO | Unknown |  |  |  | NO | [8 empty] | PTJ05272 | NO | [7 empty] | 3
378354257 | PTJ05274 |  |  |  | VPTJ/PCE/J05272/MB05274 | 300281266 | Existing | RYB |  |  | CLOSED | CLOSED | LINK |  | 11 kV |  | 31/12/2008 | [7 empty] | PE 5.27 BLOK A APT 5R6 (F2) | Unknown | Unknown | NO | NONE | DISTRIBUTION | TNB | WP PUTRAJAYA & CYBERJAYA | NO | Unknown |  |  |  | NO | [8 empty] | PTJ05274 | NO | [7 empty] | 3
378354262 | PTJ05275 |  |  |  | VPTJ/PCE/J05272/MB05274 | 300281266 | Existing | RYB |  |  | CLOSED | CLOSED | LINK |  | 11 kV |  | 31/12/2008 | [7 empty] | PE 5.27 BLOK A APT 5R6 (F2) | Unknown | Unknown | NO | NONE | DISTRIBUTION | TNB | WP PUTRAJAYA & CYBERJAYA | NO | Unknown |  |  |  | NO | [8 empty] | PTJ05275 | NO | [7 empty] | 3
378354355 | PTJ05281 |  |  |  | VPTJ/PCE/J05281/MB05281 | 300280713 | Existing | RYB |  |  | CLOSED | CLOSED | LINK |  | 11 kV |  | 30/12/2008 | [7 empty] | PE 5.28 BLOK B APT 5R6 (F1) | Unknown | Unknown | NO | NONE | DISTRIBUTION | TNB | WP PUTRAJAYA & CYBERJAYA | NO | Unknown |  |  |  | NO | [8 empty] | PTJ05281 | NO | [7 empty] | 3
378354360 | PTJ05282 |  |  |  | VPTJ/PCE/J05281/MB05281 | 300280713 | Existing | RYB |  |  | CLOSED | CLOSED | LINK |  | 11 kV |  | 30/12/2008 | [7 empty] | PE 5.28 BLOK B APT 5R6 (F1) | Unknown | Unknown | NO | NONE | DISTRIBUTION | TNB | WP PUTRAJAYA & CYBERJAYA | NO | Unknown |  |  |  | NO | [8 empty] | PTJ05282 | NO | [7 empty] | 3
378354449 | PTJ05284 |  |  |  | VPTJ/PCE/J05282/MB05284 | 300280714 | Existing | RYB |  |  | CLOSED | CLOSED | LINK |  | 11 kV |  | 31/12/2008 | [7 empty] | PE 5.28 BLOK B APT 5R6 (F2) | Unknown | Unknown | NO | NONE | DISTRIBUTION | TNB | WP PUTRAJAYA & CYBERJAYA | NO | Unknown |  |  |  | NO | [8 empty] | PTJ05284 | NO | [7 empty] | 3
378354454 | PTJ05285 |  |  |  | VPTJ/PCE/J05282/MB05284 | 300280714 | Existing | RYB |  |  | CLOSED | CLOSED | LINK |  | 11 kV |  | 31/12/2008 | [7 empty] | PE 5.28 BLOK B APT 5R6 (F2) | Unknown | Unknown | NO | NONE | DISTRIBUTION | TNB | WP PUTRAJAYA & CYBERJAYA | NO | Unknown |  |  |  | NO | [8 empty] | PTJ05285 | NO | [7 empty] | 3
378354650 | PTJ04051 |  |  |  | VPTJ/PCE/J04051/MB04051 | 300280674 | Existing | RYB |  |  | CLOSED | CLOSED | LINK |  | 11 kV |  | 2004-10-10 |  |  |  |  | INDKOM |  |  | PE 4.05 S/LIGHTING | Unknown | Unknown | NO | NONE | DISTRIBUTION | TNB | WP PUTRAJAYA & CYBERJAYA | NO | Unknown |  |  |  | NO | [8 empty] | PTJ04051 | NO | [7 empty] | 3
378354655 | PTJ04052 |  |  |  | VPTJ/PCE/J04051/MB04051 | 300280674 | Existing | RYB |  |  | CLOSED | CLOSED | LINK |  | 11 kV |  | 2004-10-10 |  |  |  |  | INDKOM |  |  | PE 4.05 S/LIGHTING | Unknown | Unknown | NO | NONE | DISTRIBUTION | TNB | WP PUTRAJAYA & CYBERJAYA | NO | Unknown |  |  |  | NO | [8 empty] | PTJ04052 | NO | [7 empty] | 3
378354752 | PTJ04081 |  |  |  | VPTJ/PCE/J04081/MB04081 | 300280677 | Existing | RYB |  |  | CLOSED | CLOSED | LINK |  | 11 kV |  | 2004-10-10 |  |  |  |  | INDKOM |  |  | PE 4.08 S/LIGHTING | Unknown | Unknown | NO | NONE | DISTRIBUTION | TNB | WP PUTRAJAYA & CYBERJAYA | NO | Unknown |  |  |  | NO | [8 empty] | PTJ04081 | NO | [7 empty] | 3
378354757 | PTJ04082 |  |  |  | VPTJ/PCE/J04081/MB04081 | 300280677 | Existing | RYB |  |  | CLOSED | CLOSED | LINK |  | 11 kV |  | 2004-10-10 |  |  |  |  | INDKOM |  |  | PE 4.08 S/LIGHTING | Unknown | Unknown | NO | NONE | DISTRIBUTION | TNB | WP PUTRAJAYA & CYBERJAYA | NO | Unknown |  |  |  | NO | [8 empty] | PTJ04082 | NO | [7 empty] | 3
378354846 |  | 15 | 9528298 | 9528413 |  |  | Existing | RYB |  |  | OPEN | OPEN | MAIN |  | 11 kV | Unknown |  | 2002 |  |  |  | EPE |  |  | PPU PUTRAJAYA NO 24 | Unknown | Unknown | Unknown | Unknown | DISTRIBUTION | TNB | WP PUTRAJAYA & CYBERJAYA | Unknown |  |  |  |  | Unknown | [17 empty] | 3
378354856 | PTJ04221 |  |  |  | VPTJ/PCE/J04221/MB04221 | 300453429 | Existing | RYB |  |  | CLOSED | CLOSED | LINK |  | 11 kV | [6 empty] | INDKOM |  |  | PE 4.22 4P5 (F1) | Unknown | Unknown | NO | NONE | DISTRIBUTION | TNB | WP PUTRAJAYA & CYBERJAYA | NO | Unknown |  |  |  | NO | [8 empty] | PTJ04221 | NO | [7 empty] | 3
378354861 | PTJ04222 |  |  |  | VPTJ/PCE/J04221/MB04221 | 300453429 | Existing | RYB |  |  | CLOSED | CLOSED | LINK |  | 11 kV | [6 empty] | INDKOM |  |  | PE 4.22 4P5 (F1) | Unknown | Unknown | NO | NONE | DISTRIBUTION | TNB | WP PUTRAJAYA & CYBERJAYA | NO | Unknown |  |  |  | NO | [8 empty] | PTJ04222 | NO | [7 empty] | 3
378354950 | PTJ04224 |  |  |  | VPTJ/PCE/J04222/MB04221 | 300453433 | Existing | RYB |  |  | CLOSED | CLOSED | LINK |  | 11 kV | [6 empty] | INDKOM |  |  | PE 4.22 4P5 (F2) | Unknown | Unknown | NO | NONE | DISTRIBUTION | TNB | WP PUTRAJAYA & CYBERJAYA | NO | Unknown |  |  |  | NO | [8 empty] | PTJ04224 | NO | [7 empty] | 3
378354955 | PTJ04225 |  |  |  | VPTJ/PCE/J04222/MB04221 | 300453433 | Existing | RYB |  |  | CLOSED | CLOSED | LINK |  | 11 kV | [6 empty] | INDKOM |  |  | PE 4.22 4P5 (F2) | Unknown | Unknown | NO | NONE | DISTRIBUTION | TNB | WP PUTRAJAYA & CYBERJAYA | NO | Unknown |  |  |  | NO | [8 empty] | PTJ04225 | NO | [7 empty] | 3
378355071 | PTJ04094 |  |  |  | VPTJ/PCE/J04092/MB04094 | 300280679 | Existing | RYB |  |  | CLOSED | CLOSED | LINK |  | 11 kV |  | 22/08/2003 |  |  |  |  | MERLIN GERIN |  |  | PE 4.09 S/LIGHTING (F2) | Unknown | Unknown | NO | NONE | DISTRIBUTION | TNB | WP PUTRAJAYA & CYBERJAYA | NO | Unknown |  |  |  | NO | [8 empty] | PTJ04094 | NO | [7 empty] | 3
378355076 | PTJ04096 |  |  |  | VPTJ/PCE/J04092/MB04094 | 300280679 | Existing | RYB |  |  | OPEN | CLOSED | LINK |  | 11 kV |  | 22/08/2003 |  |  |  |  | MERLIN GERIN |  |  | PE 4.09 S/LIGHTING (F2) | Unknown | Unknown | NO | NONE | DISTRIBUTION | TNB | WP PUTRAJAYA & CYBERJAYA | NO | Unknown |  |  |  | NO | [8 empty] | PTJ04096 | NO | [7 empty] | 3
378355175 | PTJ04091 |  |  |  | VPTJ/PCE/J04091/MB04091 | 300280678 | Existing | RYB |  |  | OPEN | CLOSED | LINK |  | 11 kV |  | 22/08/2003 |  |  |  |  | MERLIN GERIN |  |  | PE 4.09 S/LIGHTING (F1) | Unknown | Unknown | NO | NONE | DISTRIBUTION | TNB | WP PUTRAJAYA & CYBERJAYA | NO | Unknown |  |  |  | NO | [8 empty] | PTJ04091 | NO | [7 empty] | 3
378355180 | PTJ04093 |  |  |  | VPTJ/PCE/J04091/MB04091 | 300280678 | Existing | RYB |  |  | CLOSED | CLOSED | LINK |  | 11 kV |  | 22/08/2003 |  |  |  |  | MERLIN GERIN |  |  | PE 4.09 S/LIGHTING (F1) | Unknown | Unknown | NO | NONE | DISTRIBUTION | TNB | WP PUTRAJAYA & CYBERJAYA | NO | Unknown |  |  |  | NO | [8 empty] | PTJ04093 | NO | [7 empty] | 3
378356315 | PTJ05017 |  |  |  | VPTJ/PCE/J05012/MB05017 | 300281562 | Existing | Unknown |  |  | OPEN | OPEN | BUSBAR SECTION |  | 11 kV |  | 23/12/2002 |  |  |  |  | UNIVAC |  |  | SS 5.01 PUSAT CONVENTION (F2) | Unknown | Unknown | NO | NONE | DISTRIBUTION | TNB | WP PUTRAJAYA & CYBERJAYA | NO | Unknown |  |  |  | NO | [8 empty] | PTJ05017 | [8 empty] | 0
378356396 | PTJ20041 |  |  |  | VPTJ/PCE/J20041/MB20041 | 300281253 | Existing | RYB |  |  | CLOSED | CLOSED | LINK |  | 11 kV |  | 2006-12-09 |  |  |  |  | SCHNEIDER |  |  | PE 20.04 PADAT CHALLENGE PARK | Unknown | Unknown | NO | NONE | DISTRIBUTION | TNB | WP PUTRAJAYA & CYBERJAYA | NO | Unknown |  |  |  | NO | [8 empty] | PTJ20041 | NO | [7 empty] | 3
378356401 | PTJ20043 |  |  |  | VPTJ/PCE/J20041/MB20041 | 300281253 | Existing | RYB |  |  | CLOSED | CLOSED | LINK |  | 11 kV |  | 2006-12-09 |  |  |  |  | SCHNEIDER |  |  | PE 20.04 PADAT CHALLENGE PARK | Unknown | Unknown | NO | NONE | DISTRIBUTION | TNB | WP PUTRAJAYA & CYBERJAYA | NO | Unknown |  |  |  | NO | [8 empty] | PTJ20043 | NO | [7 empty] | 3
378356508 | PTJ20011 |  |  |  | VPTJ/PCE/J20011/MB20011 | 300281250 | Existing | RYB |  |  | CLOSED | CLOSED | LINK |  | 11 kV |  | 24/12/2003 |  |  |  |  | TAMCO |  |  | PE 20.01 DEPOH SENGGARAAN | Unknown | Unknown | NO | NONE | DISTRIBUTION | TNB | WP PUTRAJAYA & CYBERJAYA | NO | Unknown |  |  |  | NO | [8 empty] | PTJ20011 | NO | [7 empty] | 3
378356513 | PTJ20012 |  |  |  | VPTJ/PCE/J20011/MB20011 | 300281250 | Existing | RYB |  |  | CLOSED | CLOSED | LINK |  | 11 kV |  | 24/12/2003 |  |  |  |  | TAMCO |  |  | PE 20.01 DEPOH SENGGARAAN | Unknown | Unknown | NO | NONE | DISTRIBUTION | TNB | WP PUTRAJAYA & CYBERJAYA | NO | Unknown |  |  |  | NO | [8 empty] | PTJ20012 | NO | [7 empty] | 3
378356709 | PTJ20051 |  |  |  | VPTJ/PCE/J20051/MB | 300498425 | Existing | RYB |  |  | CLOSED | CLOSED | LINK |  | 11 kV | [9 empty] | PE 20.05 PUSARA NEGARA F1 | Unknown | Unknown | NO | NONE | DISTRIBUTION | TNB | WP PUTRAJAYA & CYBERJAYA | NO | Unknown |  |  |  | NO | [8 empty] | PTJ20051 | NO | [7 empty] | 3
378356714 | PTJ20052 |  |  |  | VPTJ/PCE/J20051/MB | 300498425 | Existing | RYB |  |  | CLOSED | CLOSED | LINK |  | 11 kV | [9 empty] | PE 20.05 PUSARA NEGARA F1 | Unknown | Unknown | NO | NONE | DISTRIBUTION | TNB | WP PUTRAJAYA & CYBERJAYA | NO | Unknown |  |  |  | NO | [8 empty] | PTJ20052 | NO | [7 empty] | 3
378356803 | PTJ20054 |  |  |  | VPTJ/PCE/J20052/MB | 300501721 | Existing | RYB |  |  | CLOSED | CLOSED | LINK |  | 11 kV | [9 empty] | PE 20.05 PUSARA NEGARA F2 | Unknown | Unknown | NO | NONE | DISTRIBUTION | TNB | WP PUTRAJAYA & CYBERJAYA | NO | Unknown |  |  |  | NO | [8 empty] | PTJ20054 | NO | [7 empty] | 3
378356808 | PTJ20055 |  |  |  | VPTJ/PCE/J20052/MB | 300501721 | Existing | RYB |  |  | CLOSED | CLOSED | LINK |  | 11 kV | [9 empty] | PE 20.05 PUSARA NEGARA F2 | Unknown | Unknown | NO | NONE | DISTRIBUTION | TNB | WP PUTRAJAYA & CYBERJAYA | NO | Unknown |  |  |  | NO | [8 empty] | PTJ20055 | NO | [7 empty] | 3
378357000 | PTJ20021 |  |  |  | VPTJ/PCE/J20021/MB20021 | 300281251 | Existing | RYB |  |  | CLOSED | CLOSED | LINK |  | 11 kV |  | 18/09/2003 |  |  |  |  | TAMCO |  |  | PE 20.02 CREMATORIUM | Unknown | Unknown | NO | NONE | DISTRIBUTION | TNB | WP PUTRAJAYA & CYBERJAYA | NO | Unknown |  |  |  | NO | [8 empty] | PTJ20021 | NO | [7 empty] | 3
378357005 | PTJ20023 |  |  |  | VPTJ/PCE/J20021/MB20021 | 300281251 | Existing | RYB |  |  | CLOSED | CLOSED | LINK |  | 11 kV |  | 18/09/2003 |  |  |  |  | TAMCO |  |  | PE 20.02 CREMATORIUM | Unknown | Unknown | NO | NONE | DISTRIBUTION | TNB | WP PUTRAJAYA & CYBERJAYA | NO | Unknown |  |  |  | NO | [8 empty] | PTJ20023 | NO | [7 empty] | 3
378357104 | PTJ20031 |  |  |  | VPTJ/PCE/J20031/MB20031 | 300281252 | Existing | RYB |  |  | CLOSED | CLOSED | LINK |  | 11 kV |  | 18/08/2004 |  |  |  |  | SCHNEIDER |  |  | PE 20.03 PUMP HSE | Unknown | Unknown | NO | NONE | DISTRIBUTION | TNB | WP PUTRAJAYA & CYBERJAYA | NO | Unknown |  |  |  | NO | [8 empty] | PTJ20031 | NO | [7 empty] | 3
378357109 | PTJ20033 |  |  |  | VPTJ/PCE/J20031/MB20031 | 300281252 | Existing | RYB |  |  | CLOSED | CLOSED | LINK |  | 11 kV |  | 18/08/2004 |  |  |  |  | SCHNEIDER |  |  | PE 20.03 PUMP HSE | Unknown | Unknown | NO | NONE | DISTRIBUTION | TNB | WP PUTRAJAYA & CYBERJAYA | NO | Unknown |  |  |  | NO | [8 empty] | PTJ20033 | NO | [7 empty] | 3
378357279 | PTJ10142 |  |  |  | VPTJ/PCE/J10141/MB10141 | 300280960 | Existing | RYB |  |  | CLOSED | CLOSED | LINK |  | 11 kV |  | 2004-01-12 |  |  |  |  | INDKOM |  |  | PE 10.14 P10 A1 (F1) | Unknown | Unknown | NO | NONE | DISTRIBUTION | TNB | WP PUTRAJAYA & CYBERJAYA | NO | Unknown |  |  |  | NO | [8 empty] | PTJ10142 | NO | [7 empty] | 3
378357284 | PTJ10141 |  |  |  | VPTJ/PCE/J10141/MB10141 | 300280960 | Existing | RYB |  |  | OPEN | CLOSED | LINK |  | 11 kV |  | 2004-01-12 |  |  |  |  | INDKOM |  |  | PE 10.14 P10 A1 (F1) | Unknown | Unknown | NO | NONE | DISTRIBUTION | TNB | WP PUTRAJAYA & CYBERJAYA | NO | Unknown |  |  |  | NO | [8 empty] | PTJ10141 | NO | [7 empty] | 3
378357373 | PTJ10145 |  |  |  | VPTJ/PCE/J10142/MB10144 | 300280961 | Existing | RYB |  |  | CLOSED | CLOSED | LINK |  | 11 kV |  | 2004-01-12 |  |  |  |  | INDKOM |  |  | PE 10.14 P10 A1 (F2) | Unknown | Unknown | NO | NONE | DISTRIBUTION | TNB | WP PUTRAJAYA & CYBERJAYA | NO | Unknown |  |  |  | NO | [8 empty] | PTJ10145 | NO | [7 empty] | 3
378357378 | PTJ10144 |  |  |  | VPTJ/PCE/J10142/MB10144 | 300280961 | Existing | RYB |  |  | OPEN | CLOSED | LINK |  | 11 kV |  | 2004-01-12 |  |  |  |  | INDKOM |  |  | PE 10.14 P10 A1 (F2) | Unknown | Unknown | NO | NONE | DISTRIBUTION | TNB | WP PUTRAJAYA & CYBERJAYA | NO | Unknown |  |  |  | NO | [8 empty] | PTJ10144 | NO | [7 empty] | 3
378357478 | PTJ10121 |  |  |  | VPTJ/PCE/J10121/MB10121 | 300280957 | Existing | RYB |  |  | CLOSED | CLOSED | LINK |  | 11 kV |  | 28/08/2001 |  |  |  |  | INDKOM |  |  | PE 10.12 P10 A SEMI-D | Unknown | Unknown | NO | NONE | DISTRIBUTION | TNB | WP PUTRAJAYA & CYBERJAYA | NO | Unknown |  |  |  | NO | [8 empty] | PTJ10121 | NO | [7 empty] | 3
378357483 | PTJ10122 |  |  |  | VPTJ/PCE/J10121/MB10121 | 300280957 | Existing | RYB |  |  | CLOSED | CLOSED | LINK |  | 11 kV |  | 28/08/2001 |  |  |  |  | INDKOM |  |  | PE 10.12 P10 A SEMI-D | Unknown | Unknown | NO | NONE | DISTRIBUTION | TNB | WP PUTRAJAYA & CYBERJAYA | NO | Unknown |  |  |  | NO | [8 empty] | PTJ10122 | NO | [7 empty] | 3
378357585 | PTJ09012 |  |  |  | VPTJ/PCE/J09011/MB09011 | 300280813 | Existing | RYB |  |  | CLOSED | CLOSED | LINK |  | 11 kV |  | 2000-11-10 |  |  |  |  | INDKOM |  |  | PE 9.01 APT 4A (EFI) (F1) | Unknown | Unknown | NO | NONE | DISTRIBUTION | TNB | WP PUTRAJAYA & CYBERJAYA | NO | Unknown |  |  |  | NO | [8 empty] | PTJ09012 | NO | [7 empty] | 3
378357590 | PTJ09011 |  |  |  | VPTJ/PCE/J09011/MB09011 | 300280813 | Existing | RYB |  |  | CLOSED | CLOSED | LINK |  | 11 kV |  | 2000-11-10 |  |  |  |  | INDKOM |  |  | PE 9.01 APT 4A (EFI) (F1) | Unknown | Unknown | NO | NONE | DISTRIBUTION | TNB | WP PUTRAJAYA & CYBERJAYA | NO | Unknown |  |  |  | NO | [8 empty] | PTJ09011 | NO | [7 empty] | 3
378357675 | PTJ09015 |  |  |  | VPTJ/PCE/J09012/MB09014 | 300280814 | Existing | RYB |  |  | CLOSED | CLOSED | LINK |  | 11 kV |  | 2000-11-10 |  |  |  |  | INDKOM |  |  | PE 9.01 APT 4A (EFI) (F2) | Unknown | Unknown | NO | NONE | DISTRIBUTION | TNB | WP PUTRAJAYA & CYBERJAYA | NO | Unknown |  |  |  | NO | [8 empty] | PTJ09015 | NO | [7 empty] | 3
378357680 | PTJ09014 |  |  |  | VPTJ/PCE/J09012/MB09014 | 300280814 | Existing | RYB |  |  | CLOSED | CLOSED | LINK |  | 11 kV |  | 2000-11-10 |  |  |  |  | INDKOM |  |  | PE 9.01 APT 4A (EFI) (F2) | Unknown | Unknown | NO | NONE | DISTRIBUTION | TNB | WP PUTRAJAYA & CYBERJAYA | NO | Unknown |  |  |  | NO | [8 empty] | PTJ09014 | NO | [7 empty] | 3
378357766 | PTJ09022 |  |  |  | VPTJ/PCE/J09021/MB09021 | 300280815 | Existing | RYB |  |  | CLOSED | CLOSED | LINK |  | 11 kV |  | 2000-11-10 |  |  |  |  | INDKOM |  |  | PE 9.02 APT 4E (F1) | Unknown | Unknown | NO | NONE | DISTRIBUTION | TNB | WP PUTRAJAYA & CYBERJAYA | NO | Unknown |  |  |  | NO | [8 empty] | PTJ09022 | NO | [7 empty] | 3
378357771 | PTJ09021 |  |  |  | VPTJ/PCE/J09021/MB09021 | 300280815 | Existing | RYB |  |  | CLOSED | CLOSED | LINK |  | 11 kV |  | 2000-11-10 |  |  |  |  | INDKOM |  |  | PE 9.02 APT 4E (F1) | Unknown | Unknown | NO | NONE | DISTRIBUTION | TNB | WP PUTRAJAYA & CYBERJAYA | NO | Unknown |  |  |  | NO | [8 empty] | PTJ09021 | NO | [7 empty] | 3
378357866 | PTJ09025 |  |  |  | VPTJ/PCE/J09022/MB09024 | 300280816 | Existing | RYB |  |  | CLOSED | CLOSED | LINK |  | 11 kV |  | 2000-11-10 |  |  |  |  | INDKOM |  |  | PE 9.02 APT 4E (F2) | Unknown | Unknown | NO | NONE | DISTRIBUTION | TNB | WP PUTRAJAYA & CYBERJAYA | NO | Unknown |  |  |  | NO | [8 empty] | PTJ09025 | NO | [7 empty] | 3
378357871 | PTJ09024 |  |  |  | VPTJ/PCE/J09022/MB09024 | 300280816 | Existing | RYB |  |  | CLOSED | CLOSED | LINK |  | 11 kV |  | 2000-11-10 |  |  |  |  | INDKOM |  |  | PE 9.02 APT 4E (F2) | Unknown | Unknown | NO | NONE | DISTRIBUTION | TNB | WP PUTRAJAYA & CYBERJAYA | NO | Unknown |  |  |  | NO | [8 empty] | PTJ09024 | NO | [7 empty] | 3
378357965 | PTJ09032 |  |  |  | VPTJ/PCE/J09031/MB09031 | 300280817 | Existing | RYB |  |  | CLOSED | CLOSED | LINK |  | 11 kV |  | 2000-09-11 |  |  |  |  | INDKOM |  |  | PE 9.03 APT 3C (F1) | Unknown | Unknown | NO | NONE | DISTRIBUTION | TNB | WP PUTRAJAYA & CYBERJAYA | NO | Unknown |  |  |  | NO | [8 empty] | PTJ09032 | NO | [7 empty] | 3
378357970 | PTJ09031 |  |  |  | VPTJ/PCE/J09031/MB09031 | 300280817 | Existing | RYB |  |  | CLOSED | CLOSED | LINK |  | 11 kV |  | 2000-09-11 |  |  |  |  | INDKOM |  |  | PE 9.03 APT 3C (F1) | Unknown | Unknown | NO | NONE | DISTRIBUTION | TNB | WP PUTRAJAYA & CYBERJAYA | NO | Unknown |  |  |  | NO | [8 empty] | PTJ09031 | NO | [7 empty] | 3
378358058 | PTJ09035 |  |  |  | VPTJ/PCE/J09032/MB09034 | 300280818 | Existing | RYB |  |  | CLOSED | CLOSED | LINK |  | 11 kV |  | 2000-09-11 |  |  |  |  | INDKOM |  |  | PE 9.03 APT 3C (F2) | Unknown | Unknown | NO | NONE | DISTRIBUTION | TNB | WP PUTRAJAYA & CYBERJAYA | NO | Unknown |  |  |  | NO | [8 empty] | PTJ09035 | NO | [7 empty] | 3
378358063 | PTJ09034 |  |  |  | VPTJ/PCE/J09032/MB09034 | 300280818 | Existing | RYB |  |  | CLOSED | CLOSED | LINK |  | 11 kV |  | 2000-09-11 |  |  |  |  | INDKOM |  |  | PE 9.03 APT 3C (F2) | Unknown | Unknown | NO | NONE | DISTRIBUTION | TNB | WP PUTRAJAYA & CYBERJAYA | NO | Unknown |  |  |  | NO | [8 empty] | PTJ09034 | NO | [7 empty] | 3
378358156 | PTJ09041 |  |  |  | VPTJ/PCE/J09041/MB09041 | 300280819 | Existing | RYB |  |  | CLOSED | CLOSED | LINK |  | 11 kV |  | 2000-09-11 |  |  |  |  | INDKOM |  |  | PE 9.04 APT 3B (EFI) (F1) | Unknown | Unknown | NO | NONE | DISTRIBUTION | TNB | WP PUTRAJAYA & CYBERJAYA | NO | Unknown |  |  |  | NO | [8 empty] | PTJ09041 | NO | [7 empty] | 3
378358161 | PTJ09042 |  |  |  | VPTJ/PCE/J09041/MB09041 | 300280819 | Existing | RYB |  |  | CLOSED | CLOSED | LINK |  | 11 kV |  | 2000-09-11 |  |  |  |  | INDKOM |  |  | PE 9.04 APT 3B (EFI) (F1) | Unknown | Unknown | NO | NONE | DISTRIBUTION | TNB | WP PUTRAJAYA & CYBERJAYA | NO | Unknown |  |  |  | NO | [8 empty] | PTJ09042 | NO | [7 empty] | 3
378358250 | PTJ09044 |  |  |  | VPTJ/PCE/J09042/MB09044 | 300280820 | Existing | RYB |  |  | CLOSED | CLOSED | LINK |  | 11 kV |  | 2000-09-11 |  |  |  |  | INDKOM |  |  | PE 9.04 APT 3B (EFI) (F2) | Unknown | Unknown | NO | NONE | DISTRIBUTION | TNB | WP PUTRAJAYA & CYBERJAYA | NO | Unknown |  |  |  | NO | [8 empty] | PTJ09044 | NO | [7 empty] | 3
378358255 | PTJ09045 |  |  |  | VPTJ/PCE/J09042/MB09044 | 300280820 | Existing | RYB |  |  | CLOSED | CLOSED | LINK |  | 11 kV |  | 2000-09-11 |  |  |  |  | INDKOM |  |  | PE 9.04 APT 3B (EFI) (F2) | Unknown | Unknown | NO | NONE | DISTRIBUTION | TNB | WP PUTRAJAYA & CYBERJAYA | NO | Unknown |  |  |  | NO | [8 empty] | PTJ09045 | NO | [7 empty] | 3
378358589 | PTJ09061 |  |  |  | VPTJ/PCE/J09061/MB09061 | 300280821 | Existing | RYB |  |  | CLOSED | CLOSED | LINK |  | 11 kV |  | 1999-06-12 |  |  |  |  | INDKOM |  |  | PE 9.06 APT 2E (F1) | Unknown | Unknown | NO | NONE | DISTRIBUTION | TNB | WP PUTRAJAYA & CYBERJAYA | NO | Unknown |  |  |  | NO | [8 empty] | PTJ09061 | NO | [7 empty] | 3
378358594 | PTJ09062 |  |  |  | VPTJ/PCE/J09061/MB09061 | 300280821 | Existing | RYB |  |  | CLOSED | CLOSED | LINK |  | 11 kV |  | 1999-06-12 |  |  |  |  | INDKOM |  |  | PE 9.06 APT 2E (F1) | Unknown | Unknown | NO | NONE | DISTRIBUTION | TNB | WP PUTRAJAYA & CYBERJAYA | NO | Unknown |  |  |  | NO | [8 empty] | PTJ09062 | NO | [7 empty] | 3
378358612 | PTJ09064 |  |  |  | VPTJ/PCE/J09062/MB09064 | 300280823 | Existing | RYB |  |  | CLOSED | CLOSED | LINK |  | 11 kV |  | 1999-06-12 |  |  |  |  | INDKOM |  |  | PE 9.06 APT 2E (F2) | Unknown | Unknown | NO | NONE | DISTRIBUTION | TNB | WP PUTRAJAYA & CYBERJAYA | NO | Unknown |  |  |  | NO | [8 empty] | PTJ09064 | NO | [7 empty] | 3
378358617 | PTJ09065 |  |  |  | VPTJ/PCE/J09062/MB09064 | 300280823 | Existing | RYB |  |  | CLOSED | CLOSED | LINK |  | 11 kV |  | 1999-06-12 |  |  |  |  | INDKOM |  |  | PE 9.06 APT 2E (F2) | Unknown | Unknown | NO | NONE | DISTRIBUTION | TNB | WP PUTRAJAYA & CYBERJAYA | NO | Unknown |  |  |  | NO | [8 empty] | PTJ09065 | NO | [7 empty] | 3
378358775 | PTJ09071 |  |  |  | VPTJ/PCE/J09071/MB09071 | 300280824 | Existing | RYB |  |  | CLOSED | CLOSED | LINK |  | 11 kV |  | 1999-06-12 |  |  |  |  | INDKOM |  |  | PE 9.07 APT 2A (EFI) (F1) | Unknown | Unknown | NO | NONE | DISTRIBUTION | TNB | WP PUTRAJAYA & CYBERJAYA | NO | Unknown |  |  |  | NO | [8 empty] | PTJ09071 | NO | [7 empty] | 3
378358780 | PTJ09072 |  |  |  | VPTJ/PCE/J09071/MB09071 | 300280824 | Existing | RYB |  |  | CLOSED | CLOSED | LINK |  | 11 kV |  | 1999-06-12 |  |  |  |  | INDKOM |  |  | PE 9.07 APT 2A (EFI) (F1) | Unknown | Unknown | NO | NONE | DISTRIBUTION | TNB | WP PUTRAJAYA & CYBERJAYA | NO | Unknown |  |  |  | NO | [8 empty] | PTJ09072 | NO | [7 empty] | 3
378358869 | PTJ09074 |  |  |  | VPTJ/PCE/J09072/MB09074 | 300280825 | Existing | RYB |  |  | CLOSED | CLOSED | LINK |  | 11 kV |  | 1999-06-12 |  |  |  |  | INDKOM |  |  | PE 9.07 APT 2A (EFI) (F2) | Unknown | Unknown | NO | NONE | DISTRIBUTION | TNB | WP PUTRAJAYA & CYBERJAYA | NO | Unknown |  |  |  | NO | [8 empty] | PTJ09074 | NO | [7 empty] | 3
378358874 | PTJ09075 |  |  |  | VPTJ/PCE/J09072/MB09074 | 300280825 | Existing | RYB |  |  | CLOSED | CLOSED | LINK |  | 11 kV |  | 1999-06-12 |  |  |  |  | INDKOM |  |  | PE 9.07 APT 2A (EFI) (F2) | Unknown | Unknown | NO | NONE | DISTRIBUTION | TNB | WP PUTRAJAYA & CYBERJAYA | NO | Unknown |  |  |  | NO | [8 empty] | PTJ09075 | NO | [7 empty] | 3
378358972 | PTJ09081 |  |  |  | VPTJ/PCE/J09081/MB09081 | 300280826 | Existing | RYB |  |  | CLOSED | CLOSED | LINK |  | 11 kV |  | 21/06/1999 |  |  |  |  | INDKOM |  |  | PE 9.08 P9G TERES (F1) | Unknown | Unknown | NO | NONE | DISTRIBUTION | TNB | WP PUTRAJAYA & CYBERJAYA | NO | Unknown |  |  |  | NO | [8 empty] | PTJ09081 | NO | [7 empty] | 3
378358977 | PTJ09082 |  |  |  | VPTJ/PCE/J09081/MB09081 | 300280826 | Existing | RYB |  |  | CLOSED | CLOSED | LINK |  | 11 kV |  | 21/06/1999 |  |  |  |  | INDKOM |  |  | PE 9.08 P9G TERES (F1) | Unknown | Unknown | NO | NONE | DISTRIBUTION | TNB | WP PUTRAJAYA & CYBERJAYA | NO | Unknown |  |  |  | NO | [8 empty] | PTJ09082 | NO | [7 empty] | 3
378359063 | PTJ09084 |  |  |  | VPTJ/PCE/J09082/MB09084 | 300280827 | Existing | RYB |  |  | CLOSED | CLOSED | LINK |  | 11 kV |  | 21/06/1999 |  |  |  |  | INDKOM |  |  | PE 9.08 P9G TERES (F2) | Unknown | Unknown | NO | NONE | DISTRIBUTION | TNB | WP PUTRAJAYA & CYBERJAYA | NO | Unknown |  |  |  | NO | [8 empty] | PTJ09084 | NO | [7 empty] | 3
378359068 | PTJ09085 |  |  |  | VPTJ/PCE/J09082/MB09084 | 300280827 | Existing | RYB |  |  | CLOSED | CLOSED | LINK |  | 11 kV |  | 21/06/1999 |  |  |  |  | INDKOM |  |  | PE 9.08 P9G TERES (F2) | Unknown | Unknown | NO | NONE | DISTRIBUTION | TNB | WP PUTRAJAYA & CYBERJAYA | NO | Unknown |  |  |  | NO | [8 empty] | PTJ09085 | NO | [7 empty] | 3
378359156 | PTJ09091 |  |  |  | VPTJ/PCE/J09091/MB09091 | 300280828 | Existing | RYB |  |  | CLOSED | CLOSED | LINK |  | 11 kV |  | 1999-04-12 |  |  |  |  | INDKOM |  |  | PE 9.09 APT A1 (EFI) (F1) | Unknown | Unknown | NO | NONE | DISTRIBUTION | TNB | WP PUTRAJAYA & CYBERJAYA | NO | Unknown |  |  |  | NO | [8 empty] | PTJ09091 | NO | [7 empty] | 3
378359161 | PTJ09092 |  |  |  | VPTJ/PCE/J09091/MB09091 | 300280828 | Existing | RYB |  |  | CLOSED | CLOSED | LINK |  | 11 kV |  | 1999-04-12 |  |  |  |  | INDKOM |  |  | PE 9.09 APT A1 (EFI) (F1) | Unknown | Unknown | NO | NONE | DISTRIBUTION | TNB | WP PUTRAJAYA & CYBERJAYA | NO | Unknown |  |  |  | NO | [8 empty] | PTJ09092 | NO | [7 empty] | 3
378359250 | PTJ09094 |  |  |  | VPTJ/PCE/J09092/MB09094 | 300280829 | Existing | RYB |  |  | CLOSED | CLOSED | LINK |  | 11 kV |  | 1999-04-12 |  |  |  |  | INDKOM |  |  | PE 9.09 APT A1 (EFI) (F2) | Unknown | Unknown | NO | NONE | DISTRIBUTION | TNB | WP PUTRAJAYA & CYBERJAYA | NO | Unknown |  |  |  | NO | [8 empty] | PTJ09094 | NO | [7 empty] | 3
378359255 | PTJ09095 |  |  |  | VPTJ/PCE/J09092/MB09094 | 300280829 | Existing | RYB |  |  | CLOSED | CLOSED | LINK |  | 11 kV |  | 1999-04-12 |  |  |  |  | INDKOM |  |  | PE 9.09 APT A1 (EFI) (F2) | Unknown | Unknown | NO | NONE | DISTRIBUTION | TNB | WP PUTRAJAYA & CYBERJAYA | NO | Unknown |  |  |  | NO | [8 empty] | PTJ09095 | NO | [7 empty] | 3
378359352 | PTJ09101 |  |  |  | VPTJ/PCE/J09101/MB09101 | 300280830 | Existing | RYB |  |  | CLOSED | CLOSED | LINK |  | 11 kV |  | 13/12/1999 |  |  |  |  | INDKOM |  |  | PE 9.10 PS 1 | Unknown | Unknown | NO | NONE | DISTRIBUTION | TNB | WP PUTRAJAYA & CYBERJAYA | NO | Unknown |  |  |  | NO | [8 empty] | PTJ09101 | NO | [7 empty] | 3
378359357 | PTJ09102 |  |  |  | VPTJ/PCE/J09101/MB09101 | 300280830 | Existing | RYB |  |  | CLOSED | CLOSED | LINK |  | 11 kV |  | 13/12/1999 |  |  |  |  | INDKOM |  |  | PE 9.10 PS 1 | Unknown | Unknown | NO | NONE | DISTRIBUTION | TNB | WP PUTRAJAYA & CYBERJAYA | NO | Unknown |  |  |  | NO | [8 empty] | PTJ09102 | NO | [7 empty] | 3
378359456 | PTJ09151 |  |  |  | VPTJ/PCE/J09151/MB09151 | 300280839 | Existing | RYB |  |  | CLOSED | CLOSED | LINK |  | 11 kV |  | 2002-12-07 |  |  |  |  | INDKOM |  |  | PE 9.15 APT 6D (EFI) (F1) | Unknown | Unknown | NO | NONE | DISTRIBUTION | TNB | WP PUTRAJAYA & CYBERJAYA | NO | Unknown |  |  |  | NO | [8 empty] | PTJ09151 | NO | [7 empty] | 3
378359461 | PTJ09152 |  |  |  | VPTJ/PCE/J09151/MB09151 | 300280839 | Existing | RYB |  |  | CLOSED | CLOSED | LINK |  | 11 kV |  | 2002-12-07 |  |  |  |  | INDKOM |  |  | PE 9.15 APT 6D (EFI) (F1) | Unknown | Unknown | NO | NONE | DISTRIBUTION | TNB | WP PUTRAJAYA & CYBERJAYA | NO | Unknown |  |  |  | NO | [8 empty] | PTJ09152 | NO | [7 empty] | 3
378359539 | PTJ09154 |  |  |  | VPTJ/PCE/J09152/MB09154 | 300280840 | Existing | RYB |  |  | CLOSED | CLOSED | LINK |  | 11 kV |  | 2002-12-07 |  |  |  |  | INDKOM |  |  | PE 9.15 APT 6D (EFI) (F2) | Unknown | Unknown | NO | NONE | DISTRIBUTION | TNB | WP PUTRAJAYA & CYBERJAYA | NO | Unknown |  |  |  | NO | [8 empty] | PTJ09154 | NO | [7 empty] | 3
378359544 | PTJ09155 |  |  |  | VPTJ/PCE/J09152/MB09154 | 300280840 | Existing | RYB |  |  | CLOSED | CLOSED | LINK |  | 11 kV |  | 2002-12-07 |  |  |  |  | INDKOM |  |  | PE 9.15 APT 6D (EFI) (F2) | Unknown | Unknown | NO | NONE | DISTRIBUTION | TNB | WP PUTRAJAYA & CYBERJAYA | NO | Unknown |  |  |  | NO | [8 empty] | PTJ09155 | NO | [7 empty] | 3
378359631 | PTJ09161 |  |  |  | VPTJ/PCE/J09161/MB09161 | 300280841 | Existing | RYB |  |  | CLOSED | CLOSED | LINK |  | 11 kV |  | 2002-12-07 |  |  |  |  | INDKOM |  |  | PE 9.16 APT 6F (F1) | Unknown | Unknown | NO | NONE | DISTRIBUTION | TNB | WP PUTRAJAYA & CYBERJAYA | NO | Unknown |  |  |  | NO | [8 empty] | PTJ09161 | NO | [7 empty] | 3
378359636 | PTJ09162 |  |  |  | VPTJ/PCE/J09161/MB09161 | 300280841 | Existing | RYB |  |  | CLOSED | CLOSED | LINK |  | 11 kV |  | 2002-12-07 |  |  |  |  | INDKOM |  |  | PE 9.16 APT 6F (F1) | Unknown | Unknown | NO | NONE | DISTRIBUTION | TNB | WP PUTRAJAYA & CYBERJAYA | NO | Unknown |  |  |  | NO | [8 empty] | PTJ09162 | NO | [7 empty] | 3
378359727 | PTJ09164 |  |  |  | VPTJ/PCE/J09162/MB09164 | 300280842 | Existing | RYB |  |  | CLOSED | CLOSED | LINK |  | 11 kV |  | 2002-12-07 |  |  |  |  | INDKOM |  |  | PE 9.16 APT 6F (F2) | Unknown | Unknown | NO | NONE | DISTRIBUTION | TNB | WP PUTRAJAYA & CYBERJAYA | NO | Unknown |  |  |  | NO | [8 empty] | PTJ09164 | NO | [7 empty] | 3
378359732 | PTJ09165 |  |  |  | VPTJ/PCE/J09162/MB09164 | 300280842 | Existing | RYB |  |  | CLOSED | CLOSED | LINK |  | 11 kV |  | 2002-12-07 |  |  |  |  | INDKOM |  |  | PE 9.16 APT 6F (F2) | Unknown | Unknown | NO | NONE | DISTRIBUTION | TNB | WP PUTRAJAYA & CYBERJAYA | NO | Unknown |  |  |  | NO | [8 empty] | PTJ09165 | NO | [7 empty] | 3
378359829 | PTJ09171 |  |  |  | VPTJ/PCE/J09171/MB09171 | 300280843 | Existing | RYB |  |  | CLOSED | CLOSED | LINK |  | 11 kV |  | 2002-12-07 |  |  |  |  | INDKOM |  |  | PE 9.17 APT 5A (EFI) (F1) | Unknown | Unknown | NO | NONE | DISTRIBUTION | TNB | WP PUTRAJAYA & CYBERJAYA | NO | Unknown |  |  |  | NO | [8 empty] | PTJ09171 | NO | [7 empty] | 3
378359834 | PTJ09172 |  |  |  | VPTJ/PCE/J09171/MB09171 | 300280843 | Existing | RYB |  |  | CLOSED | CLOSED | LINK |  | 11 kV |  | 2002-12-07 |  |  |  |  | INDKOM |  |  | PE 9.17 APT 5A (EFI) (F1) | Unknown | Unknown | NO | NONE | DISTRIBUTION | TNB | WP PUTRAJAYA & CYBERJAYA | NO | Unknown |  |  |  | NO | [8 empty] | PTJ09172 | NO | [7 empty] | 3
378359854 | PTJ09174 |  |  |  | VPTJ/PCE/J09172/MB09174 | 300280844 | Existing | RYB |  |  | CLOSED | CLOSED | LINK |  | 11 kV |  | 2002-12-07 |  |  |  |  | INDKOM |  |  | PE 9.17 APT 5A (EFI) (F2) | Unknown | Unknown | NO | NONE | DISTRIBUTION | TNB | WP PUTRAJAYA & CYBERJAYA | NO | Unknown |  |  |  | NO | [8 empty] | PTJ09174 | NO | [7 empty] | 3
378359859 | PTJ09175 |  |  |  | VPTJ/PCE/J09172/MB09174 | 300280844 | Existing | RYB |  |  | CLOSED | CLOSED | LINK |  | 11 kV |  | 2002-12-07 |  |  |  |  | INDKOM |  |  | PE 9.17 APT 5A (EFI) (F2) | Unknown | Unknown | NO | NONE | DISTRIBUTION | TNB | WP PUTRAJAYA & CYBERJAYA | NO | Unknown |  |  |  | NO | [8 empty] | PTJ09175 | NO | [7 empty] | 3
378360015 | PTJ09181 |  |  |  | VPTJ/PCE/J09181/MB09181 | 300280845 | Existing | RYB |  |  | CLOSED | CLOSED | LINK |  | 11 kV |  | 2002-12-07 |  |  |  |  | INDKOM |  |  | PE 9.18 APT 5C (F1) | Unknown | Unknown | NO | NONE | DISTRIBUTION | TNB | WP PUTRAJAYA & CYBERJAYA | NO | Unknown |  |  |  | NO | [8 empty] | PTJ09181 | NO | [7 empty] | 3
378360020 | PTJ09182 |  |  |  | VPTJ/PCE/J09181/MB09181 | 300280845 | Existing | RYB |  |  | CLOSED | CLOSED | LINK |  | 11 kV |  | 2002-12-07 |  |  |  |  | INDKOM |  |  | PE 9.18 APT 5C (F1) | Unknown | Unknown | NO | NONE | DISTRIBUTION | TNB | WP PUTRAJAYA & CYBERJAYA | NO | Unknown |  |  |  | NO | [8 empty] | PTJ09182 | NO | [7 empty] | 3
378360038 | PTJ09184 |  |  |  | VPTJ/PCE/J09182/MB09184 | 300280846 | Existing | RYB |  |  | CLOSED | CLOSED | LINK |  | 11 kV |  | 2002-12-07 |  |  |  |  | INDKOM |  |  | PE 9.18 APT 5C (F2) | Unknown | Unknown | NO | NONE | DISTRIBUTION | TNB | WP PUTRAJAYA & CYBERJAYA | NO | Unknown |  |  |  | NO | [8 empty] | PTJ09184 | NO | [7 empty] | 3
378360043 | PTJ09185 |  |  |  | VPTJ/PCE/J09182/MB09184 | 300280846 | Existing | RYB |  |  | CLOSED | CLOSED | LINK |  | 11 kV |  | 2002-12-07 |  |  |  |  | INDKOM |  |  | PE 9.18 APT 5C (F2) | Unknown | Unknown | NO | NONE | DISTRIBUTION | TNB | WP PUTRAJAYA & CYBERJAYA | NO | Unknown |  |  |  | NO | [8 empty] | PTJ09185 | NO | [7 empty] | 3
378360197 | PTJ09111 |  |  |  | VPTJ/PCE/J09111/MB09111 | 300280831 | Existing | RYB |  |  | CLOSED | CLOSED | LINK |  | 11 kV |  | 15/02/1999 |  |  |  |  | INDKOM |  |  | PE 9.11 KLINIK (F1) | Unknown | Unknown | NO | NONE | DISTRIBUTION | TNB | WP PUTRAJAYA & CYBERJAYA | NO | Unknown |  |  |  | NO | [8 empty] | PTJ09111 | NO | [7 empty] | 3
378360202 | PTJ09112 |  |  |  | VPTJ/PCE/J09111/MB09111 | 300280831 | Existing | RYB |  |  | CLOSED | CLOSED | LINK |  | 11 kV |  | 15/02/1999 |  |  |  |  | INDKOM |  |  | PE 9.11 KLINIK (F1) | Unknown | Unknown | NO | NONE | DISTRIBUTION | TNB | WP PUTRAJAYA & CYBERJAYA | NO | Unknown |  |  |  | NO | [8 empty] | PTJ09112 | NO | [7 empty] | 3
378360220 | PTJ09114 |  |  |  | VPTJ/PCE/J09112/MB09114 | 300280832 | Existing | RYB |  |  | CLOSED | CLOSED | LINK |  | 11 kV |  | 15/02/1999 |  |  |  |  | INDKOM |  |  | PE 9.11 KLINIK (F2) | Unknown | Unknown | NO | NONE | DISTRIBUTION | TNB | WP PUTRAJAYA & CYBERJAYA | NO | Unknown |  |  |  | NO | [8 empty] | PTJ09114 | NO | [7 empty] | 3
378360225 | PTJ09115 |  |  |  | VPTJ/PCE/J09112/MB09114 | 300280832 | Existing | RYB |  |  | CLOSED | CLOSED | LINK |  | 11 kV |  | 15/02/1999 |  |  |  |  | INDKOM |  |  | PE 9.11 KLINIK (F2) | Unknown | Unknown | NO | NONE | DISTRIBUTION | TNB | WP PUTRAJAYA & CYBERJAYA | NO | Unknown |  |  |  | NO | [8 empty] | PTJ09115 | NO | [7 empty] | 3
378360381 | PTJ09124 |  |  |  | VPTJ/PCE/J09122/MB09124 | 300280834 | Existing | RYB |  |  | CLOSED | CLOSED | LINK |  | 11 kV |  | 16/10/1999 |  |  |  |  | INDKOM |  |  | PE 9.12 SEK REN (F2) | Unknown | Unknown | NO | NONE | DISTRIBUTION | TNB | WP PUTRAJAYA & CYBERJAYA | NO | Unknown |  |  |  | NO | [8 empty] | PTJ09124 | NO | [7 empty] | 3
378360386 | PTJ09125 |  |  |  | VPTJ/PCE/J09122/MB09124 | 300280834 | Existing | RYB |  |  | CLOSED | CLOSED | LINK |  | 11 kV |  | 16/10/1999 |  |  |  |  | INDKOM |  |  | PE 9.12 SEK REN (F2) | Unknown | Unknown | NO | NONE | DISTRIBUTION | TNB | WP PUTRAJAYA & CYBERJAYA | NO | Unknown |  |  |  | NO | [8 empty] | PTJ09125 | NO | [7 empty] | 3
378360472 | PTJ09121 |  |  |  | VPTJ/PCE/J09121/MB09121 | 300280833 | Existing | RYB |  |  | CLOSED | CLOSED | LINK |  | 11 kV |  | 16/10/1999 |  |  |  |  | INDKOM |  |  | PE 9.12 SEK REN (F1) | Unknown | Unknown | NO | NONE | DISTRIBUTION | TNB | WP PUTRAJAYA & CYBERJAYA | NO | Unknown |  |  |  | NO | [8 empty] | PTJ09121 | NO | [7 empty] | 3
378360477 | PTJ09122 |  |  |  | VPTJ/PCE/J09121/MB09121 | 300280833 | Existing | RYB |  |  | CLOSED | CLOSED | LINK |  | 11 kV |  | 16/10/1999 |  |  |  |  | INDKOM |  |  | PE 9.12 SEK REN (F1) | Unknown | Unknown | NO | NONE | DISTRIBUTION | TNB | WP PUTRAJAYA & CYBERJAYA | NO | Unknown |  |  |  | NO | [8 empty] | PTJ09122 | NO | [7 empty] | 3
378360565 | PTJ09131 |  |  |  | VPTJ/PCE/J09131/MB09131 | 300280837 | Existing | RYB |  |  | CLOSED | CLOSED | LINK |  | 11 kV |  | 2002-11-01 |  |  |  |  | INDKOM |  |  | PE 9.13 SEK MEN (EFI) (F1) | Unknown | Unknown | NO | NONE | DISTRIBUTION | TNB | WP PUTRAJAYA & CYBERJAYA | NO | Unknown |  |  |  | NO | [8 empty] | PTJ09131 | NO | [7 empty] | 3
378360570 | PTJ09132 |  |  |  | VPTJ/PCE/J09131/MB09131 | 300280837 | Existing | RYB |  |  | CLOSED | CLOSED | LINK |  | 11 kV |  | 2002-11-01 |  |  |  |  | INDKOM |  |  | PE 9.13 SEK MEN (EFI) (F1) | Unknown | Unknown | NO | NONE | DISTRIBUTION | TNB | WP PUTRAJAYA & CYBERJAYA | NO | Unknown |  |  |  | NO | [8 empty] | PTJ09132 | NO | [7 empty] | 3
378360659 | PTJ09134 |  |  |  | VPTJ/PCE/J09132/MB09134 | 300280838 | Existing | RYB |  |  | CLOSED | CLOSED | LINK |  | 11 kV |  | 2002-11-01 |  |  |  |  | INDKOM |  |  | PE 9.13 SEK MEN (EFI) (F2) | Unknown | Unknown | NO | NONE | DISTRIBUTION | TNB | WP PUTRAJAYA & CYBERJAYA | NO | Unknown |  |  |  | NO | [8 empty] | PTJ09134 | NO | [7 empty] | 3
378360664 | PTJ09135 |  |  |  | VPTJ/PCE/J09132/MB09134 | 300280838 | Existing | RYB |  |  | CLOSED | CLOSED | LINK |  | 11 kV |  | 2002-11-01 |  |  |  |  | INDKOM |  |  | PE 9.13 SEK MEN (EFI) (F2) | Unknown | Unknown | NO | NONE | DISTRIBUTION | TNB | WP PUTRAJAYA & CYBERJAYA | NO | Unknown |  |  |  | NO | [8 empty] | PTJ09135 | NO | [7 empty] | 3
378360761 | PTJ09271 |  |  |  | VPTJ/PCE/J09271/MB09271 | 300280858 | Existing | RYB |  |  | CLOSED | CLOSED | LINK |  | 11 kV |  | 2003-08-12 |  |  |  |  | ABB |  |  | PE 9.27 APT 11A (F1) | Unknown | Unknown | NO | NONE | DISTRIBUTION | TNB | WP PUTRAJAYA & CYBERJAYA | NO | Unknown |  |  |  | NO | [8 empty] | PTJ09271 | NO | [7 empty] | 3
378360766 | PTJ09273 |  |  |  | VPTJ/PCE/J09271/MB09271 | 300280858 | Existing | RYB |  |  | CLOSED | CLOSED | LINK |  | 11 kV |  | 2003-08-12 |  |  |  |  | ABB |  |  | PE 9.27 APT 11A (F1) | Unknown | Unknown | NO | NONE | DISTRIBUTION | TNB | WP PUTRAJAYA & CYBERJAYA | NO | Unknown |  |  |  | NO | [8 empty] | PTJ09273 | NO | [7 empty] | 3
378360855 | PTJ09274 |  |  |  | VPTJ/PCE/J09272/MB09274 | 300280859 | Existing | RYB |  |  | CLOSED | CLOSED | LINK |  | 11 kV |  | 2003-08-12 |  |  |  |  | ABB |  |  | PE 9.27 APT 11A (F2) | Unknown | Unknown | NO | NONE | DISTRIBUTION | TNB | WP PUTRAJAYA & CYBERJAYA | NO | Unknown |  |  |  | NO | [8 empty] | PTJ09274 | NO | [7 empty] | 3
378360860 | PTJ09276 |  |  |  | VPTJ/PCE/J09272/MB09274 | 300280859 | Existing | RYB |  |  | CLOSED | CLOSED | LINK |  | 11 kV |  | 2003-08-12 |  |  |  |  | ABB |  |  | PE 9.27 APT 11A (F2) | Unknown | Unknown | NO | NONE | DISTRIBUTION | TNB | WP PUTRAJAYA & CYBERJAYA | NO | Unknown |  |  |  | NO | [8 empty] | PTJ09276 | NO | [7 empty] | 3
378360955 | PTJ09281 |  |  |  | VPTJ/PCE/J09281/MB09281 | 300280860 | Existing | RYB |  |  | CLOSED | CLOSED | LINK |  | 11 kV |  | 2003-08-12 |  |  |  |  | ABB |  |  | PE 9.28 APT 11C (EFI) (F1) | Unknown | Unknown | NO | NONE | DISTRIBUTION | TNB | WP PUTRAJAYA & CYBERJAYA | NO | Unknown |  |  |  | NO | [8 empty] | PTJ09281 | NO | [7 empty] | 3
378360960 | PTJ09283 |  |  |  | VPTJ/PCE/J09281/MB09281 | 300280860 | Existing | RYB |  |  | CLOSED | CLOSED | LINK |  | 11 kV |  | 2003-08-12 |  |  |  |  | ABB |  |  | PE 9.28 APT 11C (EFI) (F1) | Unknown | Unknown | NO | NONE | DISTRIBUTION | TNB | WP PUTRAJAYA & CYBERJAYA | NO | Unknown |  |  |  | NO | [8 empty] | PTJ09283 | NO | [7 empty] | 3
378361051 | PTJ09284 |  |  |  | VPTJ/PCE/J09282/MB09284 | 300280861 | Existing | RYB |  |  | CLOSED | CLOSED | LINK |  | 11 kV |  | 2003-08-12 |  |  |  |  | TAMCO |  |  | PE 9.28 APT 11C (EFI) (F2) | Unknown | Unknown | NO | NONE | DISTRIBUTION | TNB | WP PUTRAJAYA & CYBERJAYA | NO | Unknown |  |  |  | NO | [8 empty] | PTJ09284 | NO | [7 empty] | 3
378361056 | PTJ09286 |  |  |  | VPTJ/PCE/J09282/MB09284 | 300280861 | Existing | RYB |  |  | CLOSED | CLOSED | LINK |  | 11 kV |  | 2003-08-12 |  |  |  |  | TAMCO |  |  | PE 9.28 APT 11C (EFI) (F2) | Unknown | Unknown | NO | NONE | DISTRIBUTION | TNB | WP PUTRAJAYA & CYBERJAYA | NO | Unknown |  |  |  | NO | [8 empty] | PTJ09286 | NO | [7 empty] | 3
378361151 | PTJ07032 |  |  |  | VPTJ/PCE/J07031/MB07031 | 300281276 | Existing | RYB |  |  | CLOSED | CLOSED | LINK |  | 11 kV |  | 27/07/1999 |  |  |  |  | INDKOM |  |  | PE 7.03 STESEN PAM PS3 | Unknown | Unknown | NO | NONE | DISTRIBUTION | TNB | WP PUTRAJAYA & CYBERJAYA | NO | Unknown |  |  |  | NO | [8 empty] | PTJ07032 | NO | [7 empty] | 3
378361156 | PTJ07031 |  |  |  | VPTJ/PCE/J07031/MB07031 | 300281276 | Existing | RYB |  |  | CLOSED | CLOSED | LINK |  | 11 kV |  | 27/07/1999 |  |  |  |  | INDKOM |  |  | PE 7.03 STESEN PAM PS3 | Unknown | Unknown | NO | NONE | DISTRIBUTION | TNB | WP PUTRAJAYA & CYBERJAYA | NO | Unknown |  |  |  | NO | [8 empty] | PTJ07031 | NO | [7 empty] | 3
378361315 | PTJ08243 |  |  |  | VPTJ/PCE/J08241/MB08241 | 300280810 | Existing | RYB |  |  | CLOSED | CLOSED | LINK |  | 11 kV |  | 23/01/2003 |  |  |  |  | MERLIN GERIN |  |  | PE 8.24 SERI SAUJANA (BR 8) | Unknown | Unknown | NO | NONE | DISTRIBUTION | TNB | WP PUTRAJAYA & CYBERJAYA | NO | Unknown |  |  |  | NO | [8 empty] | PTJ08243 | NO | [7 empty] | 3
378361320 | PTJ08241 |  |  |  | VPTJ/PCE/J08241/MB08241 | 300280810 | Existing | RYB |  |  | CLOSED | CLOSED | LINK |  | 11 kV |  | 23/01/2003 |  |  |  |  | MERLIN GERIN |  |  | PE 8.24 SERI SAUJANA (BR 8) | Unknown | Unknown | NO | NONE | DISTRIBUTION | TNB | WP PUTRAJAYA & CYBERJAYA | NO | Unknown |  |  |  | NO | [8 empty] | PTJ08241 | NO | [7 empty] | 3
378361357 | PTJ08151 |  |  |  | VPTJ/PCE/J08151/MB08151 | 300280799 | Existing | RYB |  |  | CLOSED | CLOSED | LINK |  | 11 kV |  | 1999-08-07 |  |  |  |  | INDKOM |  |  | PE 8.15 RD2A L. SENTOSA | Unknown | Unknown | NO | NONE | DISTRIBUTION | TNB | WP PUTRAJAYA & CYBERJAYA | NO | Unknown |  |  |  | NO | [8 empty] | PTJ08151 | NO | [7 empty] | 3
378361362 | PTJ08152 |  |  |  | VPTJ/PCE/J08151/MB08151 | 300280799 | Existing | RYB |  |  | CLOSED | CLOSED | LINK |  | 11 kV |  | 1999-08-07 |  |  |  |  | INDKOM |  |  | PE 8.15 RD2A L. SENTOSA | Unknown | Unknown | NO | NONE | DISTRIBUTION | TNB | WP PUTRAJAYA & CYBERJAYA | NO | Unknown |  |  |  | NO | [8 empty] | PTJ08152 | NO | [7 empty] | 3
378361448 | PTJ08011 |  |  |  | VPTJ/PCE/J08011/MB08011 | 300280777 | Existing | RYB |  |  | CLOSED | CLOSED | LINK |  | 11 kV |  | 23/07/1999 |  |  |  |  | INDKOM |  |  | PE 8.01 PS 10 (EFI) (F1) | Unknown | Unknown | NO | NONE | DISTRIBUTION | TNB | WP PUTRAJAYA & CYBERJAYA | NO | Unknown |  |  |  | NO | [8 empty] | PTJ08011 | NO | [7 empty] | 3
378361453 | PTJ08012 |  |  |  | VPTJ/PCE/J08011/MB08011 | 300280777 | Existing | RYB |  |  | CLOSED | CLOSED | LINK |  | 11 kV |  | 23/07/1999 |  |  |  |  | INDKOM |  |  | PE 8.01 PS 10 (EFI) (F1) | Unknown | Unknown | NO | NONE | DISTRIBUTION | TNB | WP PUTRAJAYA & CYBERJAYA | NO | Unknown |  |  |  | NO | [8 empty] | PTJ08012 | NO | [7 empty] | 3
378366349 | PTJ16301 |  |  |  | VPTJ/PCE/J16301/MB16301 | 300454871 | Existing | RYB |  |  | CLOSED | CLOSED | LINK |  | 11 kV | [6 empty] | INDKOM |  |  | PE 16.30 PERUMAHAN P16A (F1) | Unknown | Unknown | NO | NONE | DISTRIBUTION | TNB | WP PUTRAJAYA & CYBERJAYA | NO | Unknown |  |  |  | NO | [8 empty] | PTJ16301 | NO | [7 empty] | 3
378366354 | PTJ16302 |  |  |  | VPTJ/PCE/J16301/MB16301 | 300454871 | Existing | RYB |  |  | CLOSED | CLOSED | LINK |  | 11 kV | [6 empty] | INDKOM |  |  | PE 16.30 PERUMAHAN P16A (F1) | Unknown | Unknown | NO | NONE | DISTRIBUTION | TNB | WP PUTRAJAYA & CYBERJAYA | NO | Unknown |  |  |  | NO | [8 empty] | PTJ16302 | NO | [7 empty] | 3
378366455 | PTJ16304 |  |  |  | VPTJ/PCE/J16302/MB16301 | 300454878 | Existing | RYB |  |  | CLOSED | CLOSED | LINK |  | 11 kV | [6 empty] | SCHNEIDER |  |  | PE 16.30 PERUMAHAN P16A (F2) | Unknown | Unknown | NO | NONE | DISTRIBUTION | TNB | WP PUTRAJAYA & CYBERJAYA | NO | Unknown |  |  |  | NO | [8 empty] | PTJ16304 | NO | [7 empty] | 3
378366460 | PTJ16306 |  |  |  | VPTJ/PCE/J16302/MB16301 | 300454878 | Existing | RYB |  |  | CLOSED | CLOSED | LINK |  | 11 kV | [6 empty] | SCHNEIDER |  |  | PE 16.30 PERUMAHAN P16A (F2) | Unknown | Unknown | NO | NONE | DISTRIBUTION | TNB | WP PUTRAJAYA & CYBERJAYA | NO | Unknown |  |  |  | NO | [8 empty] | PTJ16306 | NO | [7 empty] | 3
378366611 | PTJ16282 |  |  |  | VPTJ/PCE/J16281/MB16281 | 300281198 | Existing | RYB |  |  | CLOSED | CLOSED | LINK |  | 11 kV |  | 2002-01-12 |  |  |  |  | INDKOM |  |  | PE 16.28 TAMAN WARISAN (F1) | Unknown | Unknown | NO | NONE | DISTRIBUTION | TNB | WP PUTRAJAYA & CYBERJAYA | NO | Unknown |  |  |  | NO | [8 empty] | PTJ16282 | NO | [7 empty] | 3
378366616 | PTJ16281 |  |  |  | VPTJ/PCE/J16281/MB16281 | 300281198 | Existing | RYB |  |  | CLOSED | CLOSED | LINK |  | 11 kV |  | 2002-01-12 |  |  |  |  | INDKOM |  |  | PE 16.28 TAMAN WARISAN (F1) | Unknown | Unknown | NO | NONE | DISTRIBUTION | TNB | WP PUTRAJAYA & CYBERJAYA | NO | Unknown |  |  |  | NO | [8 empty] | PTJ16281 | NO | [7 empty] | 3
378366705 | PTJ16285 |  |  |  | VPTJ/PCE/J16282/MB16284 | 300281199 | Existing | RYB |  |  | CLOSED | CLOSED | LINK |  | 11 kV |  | 2002-01-12 |  |  |  |  | INDKOM |  |  | PE 16.28 TAMAN WARISAN (F2) | Unknown | Unknown | NO | NONE | DISTRIBUTION | TNB | WP PUTRAJAYA & CYBERJAYA | NO | Unknown |  |  |  | NO | [8 empty] | PTJ16285 | NO | [7 empty] | 3
378366710 | PTJ16284 |  |  |  | VPTJ/PCE/J16282/MB16284 | 300281199 | Existing | RYB |  |  | CLOSED | CLOSED | LINK |  | 11 kV |  | 2002-01-12 |  |  |  |  | INDKOM |  |  | PE 16.28 TAMAN WARISAN (F2) | Unknown | Unknown | NO | NONE | DISTRIBUTION | TNB | WP PUTRAJAYA & CYBERJAYA | NO | Unknown |  |  |  | NO | [8 empty] | PTJ16284 | NO | [7 empty] | 3
378366809 | PTJ16062 |  |  |  | VPTJ/PCE/J16061/MB16061 | 300281177 | Existing | RYB |  |  | CLOSED | CLOSED | LINK |  | 11 kV |  | 16/02/2004 |  |  |  |  | INDKOM |  |  | PE 16.06 SEK REN F2 (F1) | Unknown | Unknown | NO | NONE | DISTRIBUTION | TNB | WP PUTRAJAYA & CYBERJAYA | NO | Unknown |  |  |  | NO | [8 empty] | PTJ16062 | NO | [7 empty] | 3
378366814 | PTJ16061 |  |  |  | VPTJ/PCE/J16061/MB16061 | 300281177 | Existing | RYB |  |  | CLOSED | CLOSED | LINK |  | 11 kV |  | 16/02/2004 |  |  |  |  | INDKOM |  |  | PE 16.06 SEK REN F2 (F1) | Unknown | Unknown | NO | NONE | DISTRIBUTION | TNB | WP PUTRAJAYA & CYBERJAYA | NO | Unknown |  |  |  | NO | [8 empty] | PTJ16061 | NO | [7 empty] | 3
378366905 | PTJ16065 |  |  |  | VPTJ/PCE/J16062/MB16064 | 300281178 | Existing | RYB |  |  | CLOSED | CLOSED | LINK |  | 11 kV |  | 16/02/2004 |  |  |  |  | INDKOM |  |  | PE 16.06 SEK REN F2 (F2) | Unknown | Unknown | NO | NONE | DISTRIBUTION | TNB | WP PUTRAJAYA & CYBERJAYA | NO | Unknown |  |  |  | NO | [8 empty] | PTJ16065 | NO | [7 empty] | 3
378366910 | PTJ16064 |  |  |  | VPTJ/PCE/J16062/MB16064 | 300281178 | Existing | RYB |  |  | CLOSED | CLOSED | LINK |  | 11 kV |  | 16/02/2004 |  |  |  |  | INDKOM |  |  | PE 16.06 SEK REN F2 (F2) | Unknown | Unknown | NO | NONE | DISTRIBUTION | TNB | WP PUTRAJAYA & CYBERJAYA | NO | Unknown |  |  |  | NO | [8 empty] | PTJ16064 | NO | [7 empty] | 3
378367006 | PTJ16072 |  |  |  | VPTJ/PCE/J16071/MB16071 | 300281179 | Existing | RYB |  |  | CLOSED | CLOSED | LINK |  | 11 kV |  | 2009-10-08 |  |  |  |  | INDKOM |  |  | PE 16.07 22 UNIT TERES (EFI) (F1) | Unknown | Unknown | NO | NONE | DISTRIBUTION | TNB | WP PUTRAJAYA & CYBERJAYA | NO | Unknown |  |  |  | NO | [8 empty] | PTJ16072 | NO | [7 empty] | 3
378367011 | PTJ16071 |  |  |  | VPTJ/PCE/J16071/MB16071 | 300281179 | Existing | RYB |  |  | CLOSED | CLOSED | LINK |  | 11 kV |  | 2009-10-08 |  |  |  |  | INDKOM |  |  | PE 16.07 22 UNIT TERES (EFI) (F1) | Unknown | Unknown | NO | NONE | DISTRIBUTION | TNB | WP PUTRAJAYA & CYBERJAYA | NO | Unknown |  |  |  | NO | [8 empty] | PTJ16071 | NO | [7 empty] | 3
378367102 | PTJ16075 |  |  |  | VPTJ/PCE/J16072/MB16074 | 300281180 | Existing | RYB |  |  | CLOSED | CLOSED | LINK |  | 11 kV |  | 2009-11-08 |  |  |  |  | INDKOM |  |  | PE 16.07 22 UNIT TERES (EFI) (F2) | Unknown | Unknown | NO | NONE | DISTRIBUTION | TNB | WP PUTRAJAYA & CYBERJAYA | NO | Unknown |  |  |  | NO | [8 empty] | PTJ16075 | NO | [7 empty] | 3
378367107 | PTJ16074 |  |  |  | VPTJ/PCE/J16072/MB16074 | 300281180 | Existing | RYB |  |  | CLOSED | CLOSED | LINK |  | 11 kV |  | 2009-11-08 |  |  |  |  | INDKOM |  |  | PE 16.07 22 UNIT TERES (EFI) (F2) | Unknown | Unknown | NO | NONE | DISTRIBUTION | TNB | WP PUTRAJAYA & CYBERJAYA | NO | Unknown |  |  |  | NO | [8 empty] | PTJ16074 | NO | [7 empty] | 3
378367208 | PTJ16295 |  |  |  | VPTJ/PCE/J16292/MB16294 | 300281201 | Existing | RYB |  |  | CLOSED | CLOSED | LINK |  | 11 kV |  | 2009-11-08 |  |  |  |  | INDKOM |  |  | PE 16.29 25 UNIT (EFI) (F2) | Unknown | Unknown | NO | NONE | DISTRIBUTION | TNB | WP PUTRAJAYA & CYBERJAYA | NO | Unknown |  |  |  | NO | [8 empty] | PTJ16295 | NO | [7 empty] | 3
378367213 | PTJ16294 |  |  |  | VPTJ/PCE/J16292/MB16294 | 300281201 | Existing | RYB |  |  | CLOSED | CLOSED | LINK |  | 11 kV |  | 2009-11-08 |  |  |  |  | INDKOM |  |  | PE 16.29 25 UNIT (EFI) (F2) | Unknown | Unknown | NO | NONE | DISTRIBUTION | TNB | WP PUTRAJAYA & CYBERJAYA | NO | Unknown |  |  |  | NO | [8 empty] | PTJ16294 | NO | [7 empty] | 3
378367302 | PTJ16292 |  |  |  | VPTJ/PCE/J16291/MB16291 | 300281200 | Existing | RYB |  |  | CLOSED | CLOSED | LINK |  | 11 kV |  | 2009-10-08 |  |  |  |  | INDKOM |  |  | PE 16.29 25 UNIT (EFI) (F1) | Unknown | Unknown | NO | NONE | DISTRIBUTION | TNB | WP PUTRAJAYA & CYBERJAYA | NO | Unknown |  |  |  | NO | [8 empty] | PTJ16292 | NO | [7 empty] | 3
378367307 | PTJ16291 |  |  |  | VPTJ/PCE/J16291/MB16291 | 300281200 | Existing | RYB |  |  | CLOSED | CLOSED | LINK |  | 11 kV |  | 2009-10-08 |  |  |  |  | INDKOM |  |  | PE 16.29 25 UNIT (EFI) (F1) | Unknown | Unknown | NO | NONE | DISTRIBUTION | TNB | WP PUTRAJAYA & CYBERJAYA | NO | Unknown |  |  |  | NO | [8 empty] | PTJ16291 | NO | [7 empty] | 3
378367414 | PTJ16023 |  |  |  | VPTJ/PCE/J16021/MB16021 | 300281175 | Existing | RYB |  |  | CLOSED | CLOSED | LINK |  | 11 kV |  | 18/11/1999 |  |  |  |  | INDKOM |  |  | SS 16.02 PS5 (EFI) | Unknown | Unknown | NO | NONE | DISTRIBUTION | TNB | WP PUTRAJAYA & CYBERJAYA | NO | Unknown |  |  |  | NO | [8 empty] | PTJ16023 | NO | [7 empty] | 3
378367420 | PTJ16022 |  |  |  | VPTJ/PCE/J16021/MB16021 | 300281175 | Existing | RYB |  |  | CLOSED | CLOSED | LINK |  | 11 kV |  | 18/11/1999 |  |  |  |  | INDKOM |  |  | SS 16.02 PS5 (EFI) | Unknown | Unknown | NO | NONE | DISTRIBUTION | TNB | WP PUTRAJAYA & CYBERJAYA | NO | Unknown |  |  |  | NO | [8 empty] | PTJ16022 | NO | [7 empty] | 3
378367425 | PTJ16021 |  |  |  | VPTJ/PCE/J16021/MB16021 | 300281175 | Existing | RYB |  |  | CLOSED | CLOSED | LINK |  | 11 kV |  | 18/11/1999 |  |  |  |  | INDKOM |  |  | SS 16.02 PS5 (EFI) | Unknown | Unknown | NO | NONE | DISTRIBUTION | TNB | WP PUTRAJAYA & CYBERJAYA | NO | Unknown |  |  |  | NO | [8 empty] | PTJ16021 | NO | [7 empty] | 3
378367527 | PTJ16271 |  |  |  | VPTJ/PCE/J16271/MB16271 | 300281197 | Existing | RYB |  |  | CLOSED | CLOSED | LINK |  | 11 kV |  | 19/04/2000 |  |  |  |  | INDKOM |  |  | PE 16.27 UPPER BISA | Unknown | Unknown | NO | NONE | DISTRIBUTION | TNB | WP PUTRAJAYA & CYBERJAYA | NO | Unknown |  |  |  | NO | [8 empty] | PTJ16271 | NO | [7 empty] | 3
378367532 | PTJ16272 |  |  |  | VPTJ/PCE/J16271/MB16271 | 300281197 | Existing | RYB |  |  | CLOSED | CLOSED | LINK |  | 11 kV |  | 19/04/2000 |  |  |  |  | INDKOM |  |  | PE 16.27 UPPER BISA | Unknown | Unknown | NO | NONE | DISTRIBUTION | TNB | WP PUTRAJAYA & CYBERJAYA | NO | Unknown |  |  |  | NO | [8 empty] | PTJ16272 | NO | [7 empty] | 3
378367623 | PTJ16142 |  |  |  | VPTJ/PCE/J16141/MB16141 | 300281181 | Existing | RYB |  |  | CLOSED | CLOSED | LINK |  | 11 kV |  | 13/01/2002 |  |  |  |  | INDKOM |  |  | PE 16.14 SEMI D (EFI) (F1) | Unknown | Unknown | NO | NONE | DISTRIBUTION | TNB | WP PUTRAJAYA & CYBERJAYA | NO | Unknown |  |  |  | NO | [8 empty] | PTJ16142 | NO | [7 empty] | 3
378367628 | PTJ16141 |  |  |  | VPTJ/PCE/J16141/MB16141 | 300281181 | Existing | RYB |  |  | CLOSED | CLOSED | LINK |  | 11 kV |  | 13/01/2002 |  |  |  |  | INDKOM |  |  | PE 16.14 SEMI D (EFI) (F1) | Unknown | Unknown | NO | NONE | DISTRIBUTION | TNB | WP PUTRAJAYA & CYBERJAYA | NO | Unknown |  |  |  | NO | [8 empty] | PTJ16141 | NO | [7 empty] | 3
378367717 | PTJ16144 |  |  |  | VPTJ/PCE/J16142/MB16144 | 300281182 | Existing | RYB |  |  | CLOSED | CLOSED | LINK |  | 11 kV |  | 13/01/2002 |  |  |  |  | INDKOM |  |  | PE 16.14 SEMI D (EFI) (F2) | Unknown | Unknown | NO | NONE | DISTRIBUTION | TNB | WP PUTRAJAYA & CYBERJAYA | NO | Unknown |  |  |  | NO | [8 empty] | PTJ16144 | NO | [7 empty] | 3
378367722 | PTJ16145 |  |  |  | VPTJ/PCE/J16142/MB16144 | 300281182 | Existing | RYB |  |  | CLOSED | CLOSED | LINK |  | 11 kV |  | 13/01/2002 |  |  |  |  | INDKOM |  |  | PE 16.14 SEMI D (EFI) (F2) | Unknown | Unknown | NO | NONE | DISTRIBUTION | TNB | WP PUTRAJAYA & CYBERJAYA | NO | Unknown |  |  |  | NO | [8 empty] | PTJ16145 | NO | [7 empty] | 3
378367821 | PTJ16162 |  |  |  | VPTJ/PCE/J16161/MB16161 | 300281185 | Existing | RYB |  |  | CLOSED | CLOSED | LINK |  | 11 kV |  | 27/02/2002 |  |  |  |  | INDKOM |  |  | PE 16.16 PUSAT KEJIRANAN (F1) | Unknown | Unknown | NO | NONE | DISTRIBUTION | TNB | WP PUTRAJAYA & CYBERJAYA | NO | Unknown |  |  |  | NO | [8 empty] | PTJ16162 | NO | [7 empty] | 3
378367826 | PTJ16161 |  |  |  | VPTJ/PCE/J16161/MB16161 | 300281185 | Existing | RYB |  |  | CLOSED | CLOSED | LINK |  | 11 kV |  | 27/02/2002 |  |  |  |  | INDKOM |  |  | PE 16.16 PUSAT KEJIRANAN (F1) | Unknown | Unknown | NO | NONE | DISTRIBUTION | TNB | WP PUTRAJAYA & CYBERJAYA | NO | Unknown |  |  |  | NO | [8 empty] | PTJ16161 | NO | [7 empty] | 3
378367915 | PTJ16164 |  |  |  | VPTJ/PCE/J16162/MB16164 | 300281186 | Existing | RYB |  |  | CLOSED | CLOSED | LINK |  | 11 kV |  | 27/02/2002 |  |  |  |  | INDKOM |  |  | PE 16.16 PUSAT KEJIRANAN (F2) | Unknown | Unknown | NO | NONE | DISTRIBUTION | TNB | WP PUTRAJAYA & CYBERJAYA | NO | Unknown |  |  |  | NO | [8 empty] | PTJ16164 | NO | [7 empty] | 3
378367920 | PTJ16165 |  |  |  | VPTJ/PCE/J16162/MB16164 | 300281186 | Existing | RYB |  |  | CLOSED | CLOSED | LINK |  | 11 kV |  | 27/02/2002 |  |  |  |  | INDKOM |  |  | PE 16.16 PUSAT KEJIRANAN (F2) | Unknown | Unknown | NO | NONE | DISTRIBUTION | TNB | WP PUTRAJAYA & CYBERJAYA | NO | Unknown |  |  |  | NO | [8 empty] | PTJ16165 | NO | [7 empty] | 3
378368027 | PTJ01023 |  |  |  | VPTJ/PCE/J01021/MB01021 | 300280360 | Existing | RYB |  |  | CLOSED | CLOSED | LINK |  | 11 kV |  | 13/04/1999 |  |  |  |  | INDKOM |  |  | SS 1.02 JPM B2 (F1) | Unknown | Unknown | NO | NONE | DISTRIBUTION | TNB | WP PUTRAJAYA & CYBERJAYA | NO | Unknown |  |  |  | NO | [8 empty] | PTJ01023 | NO | [7 empty] | 3
378368033 | PTJ01021 |  |  |  | VPTJ/PCE/J01021/MB01021 | 300280360 | Existing | RYB |  |  | CLOSED | CLOSED | LINK |  | 11 kV |  | 13/04/1999 |  |  |  |  | INDKOM |  |  | SS 1.02 JPM B2 (F1) | Unknown | Unknown | NO | NONE | DISTRIBUTION | TNB | WP PUTRAJAYA & CYBERJAYA | NO | Unknown |  |  |  | NO | [8 empty] | PTJ01021 | NO | [7 empty] | 3
378368038 | PTJ01022 |  |  |  | VPTJ/PCE/J01021/MB01021 | 300280360 | Existing | RYB |  |  | CLOSED | CLOSED | LINK |  | 11 kV |  | 13/04/1999 |  |  |  |  | INDKOM |  |  | SS 1.02 JPM B2 (F1) | Unknown | Unknown | NO | NONE | DISTRIBUTION | TNB | WP PUTRAJAYA & CYBERJAYA | NO | Unknown |  |  |  | NO | [8 empty] | PTJ01022 | NO | [7 empty] | 3
378368053 | PTJ01026 |  |  |  | VPTJ/PCE/J01022/MB01024 | 300280364 | Existing | RYB |  |  | CLOSED | CLOSED | LINK |  | 11 kV |  | 13/04/1999 |  |  |  |  | INDKOM |  |  | SS 1.02 JPM B2 (F2) | Unknown | Unknown | NO | NONE | DISTRIBUTION | TNB | WP PUTRAJAYA & CYBERJAYA | NO | Unknown |  |  |  | NO | [8 empty] | PTJ01026 | NO | [7 empty] | 3
378368059 | PTJ01024 |  |  |  | VPTJ/PCE/J01022/MB01024 | 300280364 | Existing | RYB |  |  | CLOSED | CLOSED | LINK |  | 11 kV |  | 13/04/1999 |  |  |  |  | INDKOM |  |  | SS 1.02 JPM B2 (F2) | Unknown | Unknown | NO | NONE | DISTRIBUTION | TNB | WP PUTRAJAYA & CYBERJAYA | NO | Unknown |  |  |  | NO | [8 empty] | PTJ01024 | NO | [7 empty] | 3
378368064 | PTJ01025 |  |  |  | VPTJ/PCE/J01022/MB01024 | 300280364 | Existing | RYB |  |  | CLOSED | CLOSED | LINK |  | 11 kV |  | 13/04/1999 |  |  |  |  | INDKOM |  |  | SS 1.02 JPM B2 (F2) | Unknown | Unknown | NO | NONE | DISTRIBUTION | TNB | WP PUTRAJAYA & CYBERJAYA | NO | Unknown |  |  |  | NO | [8 empty] | PTJ01025 | NO | [7 empty] | 3
378368079 | PTJ01032 |  |  |  | VPTJ/PCE/J01031/MB01031 | 300280365 | Existing | RYB |  |  | CLOSED | CLOSED | LINK |  | 11 kV |  | 19/07/1999 |  |  |  |  | INDKOM |  |  | SS 1.03 JPM B3 (F1) | Unknown | Unknown | NO | NONE | DISTRIBUTION | TNB | WP PUTRAJAYA & CYBERJAYA | NO | Unknown |  |  |  | NO | [8 empty] | PTJ01032 | NO | [7 empty] | 3
378368085 | PTJ01033 |  |  |  | VPTJ/PCE/J01031/MB01031 | 300280365 | Existing | RYB |  |  | CLOSED | CLOSED | LINK |  | 11 kV |  | 19/07/1999 |  |  |  |  | INDKOM |  |  | SS 1.03 JPM B3 (F1) | Unknown | Unknown | NO | NONE | DISTRIBUTION | TNB | WP PUTRAJAYA & CYBERJAYA | NO | Unknown |  |  |  | NO | [8 empty] | PTJ01033 | NO | [7 empty] | 3
378368090 | PTJ01031 |  |  |  | VPTJ/PCE/J01031/MB01031 | 300280365 | Existing | RYB |  |  | CLOSED | CLOSED | LINK |  | 11 kV |  | 19/07/1999 |  |  |  |  | INDKOM |  |  | SS 1.03 JPM B3 (F1) | Unknown | Unknown | NO | NONE | DISTRIBUTION | TNB | WP PUTRAJAYA & CYBERJAYA | NO | Unknown |  |  |  | NO | [8 empty] | PTJ01031 | NO | [7 empty] | 3
378368105 | PTJ01035 |  |  |  | VPTJ/PCE/J01032/MB01034 | 300280366 | Existing | RYB |  |  | CLOSED | CLOSED | LINK |  | 11 kV |  | 19/07/1999 |  |  |  |  | INDKOM |  |  | SS 1.03 JPM B3 (F2) | Unknown | Unknown | NO | NONE | DISTRIBUTION | TNB | WP PUTRAJAYA & CYBERJAYA | NO | Unknown |  |  |  | NO | [8 empty] | PTJ01035 | NO | [7 empty] | 3
378368111 | PTJ01036 |  |  |  | VPTJ/PCE/J01032/MB01034 | 300280366 | Existing | RYB |  |  | CLOSED | CLOSED | LINK |  | 11 kV |  | 19/07/1999 |  |  |  |  | INDKOM |  |  | SS 1.03 JPM B3 (F2) | Unknown | Unknown | NO | NONE | DISTRIBUTION | TNB | WP PUTRAJAYA & CYBERJAYA | NO | Unknown |  |  |  | NO | [8 empty] | PTJ01036 | NO | [7 empty] | 3
378368116 | PTJ01034 |  |  |  | VPTJ/PCE/J01032/MB01034 | 300280366 | Existing | RYB |  |  | CLOSED | CLOSED | LINK |  | 11 kV |  | 19/07/1999 |  |  |  |  | INDKOM |  |  | SS 1.03 JPM B3 (F2) | Unknown | Unknown | NO | NONE | DISTRIBUTION | TNB | WP PUTRAJAYA & CYBERJAYA | NO | Unknown |  |  |  | NO | [8 empty] | PTJ01034 | NO | [7 empty] | 3
378368176 | PTJ01245 |  |  |  | VPTJ/PCE/J01242/MB01244 | 300280435 | Existing | RYB |  |  | CLOSED | CLOSED | LINK |  | 11 kV |  | 24/08/2000 |  |  |  |  | INDKOM |  |  | PE 1.24 BOT PUMP (F2) | Unknown | Unknown | NO | NONE | DISTRIBUTION | TNB | WP PUTRAJAYA & CYBERJAYA | NO | Unknown |  |  |  | NO | [8 empty] | PTJ01245 | NO | [7 empty] | 3
378368181 | PTJ01244 |  |  |  | VPTJ/PCE/J01242/MB01244 | 300280435 | Existing | RYB |  |  | CLOSED | CLOSED | LINK |  | 11 kV |  | 24/08/2000 |  |  |  |  | INDKOM |  |  | PE 1.24 BOT PUMP (F2) | Unknown | Unknown | NO | NONE | DISTRIBUTION | TNB | WP PUTRAJAYA & CYBERJAYA | NO | Unknown |  |  |  | NO | [8 empty] | PTJ01244 | NO | [7 empty] | 3
378368274 | PTJ01242 |  |  |  | VPTJ/PCE/J01241/MB01241 | 300280434 | Existing | RYB |  |  | CLOSED | CLOSED | LINK |  | 11 kV |  | 24/08/2000 |  |  |  |  | INDKOM |  |  | PE 1.24 BOT PUMP (F1) | Unknown | Unknown | NO | NONE | DISTRIBUTION | TNB | WP PUTRAJAYA & CYBERJAYA | NO | Unknown |  |  |  | NO | [8 empty] | PTJ01242 | NO | [7 empty] | 3
378368279 | PTJ01241 |  |  |  | VPTJ/PCE/J01241/MB01241 | 300280434 | Existing | RYB |  |  | CLOSED | CLOSED | LINK |  | 11 kV |  | 24/08/2000 |  |  |  |  | INDKOM |  |  | PE 1.24 BOT PUMP (F1) | Unknown | Unknown | NO | NONE | DISTRIBUTION | TNB | WP PUTRAJAYA & CYBERJAYA | NO | Unknown |  |  |  | NO | [8 empty] | PTJ01241 | NO | [7 empty] | 3
378368377 | PTJ01251 |  |  |  | VPTJ/PCE/J01251/MB01251 | 300280436 | Existing | RYB |  |  | CLOSED | CLOSED | LINK |  | 11 kV |  | 24/08/2000 |  |  |  |  | INDKOM |  |  | PE 1.25 BOT ADMIN (F1) | Unknown | Unknown | NO | NONE | DISTRIBUTION | TNB | WP PUTRAJAYA & CYBERJAYA | NO | Unknown |  |  |  | NO | [8 empty] | PTJ01251 | NO | [7 empty] | 3
378368382 | PTJ01252 |  |  |  | VPTJ/PCE/J01251/MB01251 | 300280436 | Existing | RYB |  |  | CLOSED | CLOSED | LINK |  | 11 kV |  | 24/08/2000 |  |  |  |  | INDKOM |  |  | PE 1.25 BOT ADMIN (F1) | Unknown | Unknown | NO | NONE | DISTRIBUTION | TNB | WP PUTRAJAYA & CYBERJAYA | NO | Unknown |  |  |  | NO | [8 empty] | PTJ01252 | NO | [7 empty] | 3
378368473 | PTJ01255 |  |  |  | VPTJ/PCE/J01252/MB01254 | 300280437 | Existing | RYB |  |  | CLOSED | CLOSED | LINK |  | 11 kV |  | 24/08/2000 |  |  |  |  | INDKOM |  |  | PE 1.25 BOT ADMIN (F2) | Unknown | Unknown | NO | NONE | DISTRIBUTION | TNB | WP PUTRAJAYA & CYBERJAYA | NO | Unknown |  |  |  | NO | [8 empty] | PTJ01255 | NO | [7 empty] | 3
378368478 | PTJ01254 |  |  |  | VPTJ/PCE/J01252/MB01254 | 300280437 | Existing | RYB |  |  | CLOSED | CLOSED | LINK |  | 11 kV |  | 24/08/2000 |  |  |  |  | INDKOM |  |  | PE 1.25 BOT ADMIN (F2) | Unknown | Unknown | NO | NONE | DISTRIBUTION | TNB | WP PUTRAJAYA & CYBERJAYA | NO | Unknown |  |  |  | NO | [8 empty] | PTJ01254 | NO | [7 empty] | 3
378368602 | PTJ01603 |  |  |  | VPTJ/PCE/J01601/MB01601 | 300280593 | Existing | RYB |  |  | CLOSED | CLOSED | LINK |  | 11 kV |  | 16/07/2003 |  |  |  |  | MERLIN GERIN |  |  | PE 1.60 L/S TPP | Unknown | Unknown | NO | NONE | DISTRIBUTION | TNB | WP PUTRAJAYA & CYBERJAYA | NO | Unknown |  |  |  | NO | [8 empty] | PTJ01603 | NO | [7 empty] | 3
378368607 | PTJ01601 |  |  |  | VPTJ/PCE/J01601/MB01601 | 300280593 | Existing | RYB |  |  | CLOSED | CLOSED | LINK |  | 11 kV |  | 16/07/2003 |  |  |  |  | MERLIN GERIN |  |  | PE 1.60 L/S TPP | Unknown | Unknown | NO | NONE | DISTRIBUTION | TNB | WP PUTRAJAYA & CYBERJAYA | NO | Unknown |  |  |  | NO | [8 empty] | PTJ01601 | NO | [7 empty] | 3
378368715 | PTJ01581 |  |  |  | VPTJ/PCE/J01581/MB01581 | 300280582 | Existing | RYB |  |  | CLOSED | CLOSED | LINK |  | 11 kV |  | 24/05/2003 |  |  |  |  | INDKOM |  |  | SS 1.58 ISTANA MELAWATI (F1) | Unknown | Unknown | NO | NONE | DISTRIBUTION | TNB | WP PUTRAJAYA & CYBERJAYA | NO | Unknown |  |  |  | NO | [8 empty] | PTJ01581 | NO | [7 empty] | 3
378368721 | PTJ01583 |  |  |  | VPTJ/PCE/J01581/MB01581 | 300280582 | Existing | RYB |  |  | CLOSED | CLOSED | LINK |  | 11 kV |  | 24/05/2003 |  |  |  |  | INDKOM |  |  | SS 1.58 ISTANA MELAWATI (F1) | Unknown | Unknown | NO | NONE | DISTRIBUTION | TNB | WP PUTRAJAYA & CYBERJAYA | NO | Unknown |  |  |  | NO | [8 empty] | PTJ01583 | NO | [7 empty] | 3
378368726 | PTJ01582 |  |  |  | VPTJ/PCE/J01581/MB01581 | 300280582 | Existing | RYB |  |  | OPEN | CLOSED | LINK |  | 11 kV |  | 24/05/2003 |  |  |  |  | INDKOM |  |  | SS 1.58 ISTANA MELAWATI (F1) | Unknown | Unknown | NO | NONE | DISTRIBUTION | TNB | WP PUTRAJAYA & CYBERJAYA | NO | Unknown |  |  |  | NO | [8 empty] | PTJ01582 | NO | [7 empty] | 3
378368741 | PTJ01584 |  |  |  | VPTJ/PCE/J01582/MB01584 | 300280585 | Existing | RYB |  |  | OPEN | CLOSED | LINK |  | 11 kV |  | 24/05/2003 |  |  |  |  | INDKOM |  |  | SS 1.58 ISTANA MELAWATI (F2) | Unknown | Unknown | NO | NONE | DISTRIBUTION | TNB | WP PUTRAJAYA & CYBERJAYA | NO | Unknown |  |  |  | NO | [8 empty] | PTJ01584 | NO | [7 empty] | 3
378368747 | PTJ01586 |  |  |  | VPTJ/PCE/J01582/MB01584 | 300280585 | Existing | RYB |  |  | CLOSED | CLOSED | LINK |  | 11 kV |  | 24/05/2003 |  |  |  |  | INDKOM |  |  | SS 1.58 ISTANA MELAWATI (F2) | Unknown | Unknown | NO | NONE | DISTRIBUTION | TNB | WP PUTRAJAYA & CYBERJAYA | NO | Unknown |  |  |  | NO | [8 empty] | PTJ01586 | NO | [7 empty] | 3
378368752 | PTJ01585 |  |  |  | VPTJ/PCE/J01582/MB01584 | 300280585 | Existing | RYB |  |  | CLOSED | CLOSED | LINK |  | 11 kV |  | 24/05/2003 |  |  |  |  | INDKOM |  |  | SS 1.58 ISTANA MELAWATI (F2) | Unknown | Unknown | NO | NONE | DISTRIBUTION | TNB | WP PUTRAJAYA & CYBERJAYA | NO | Unknown |  |  |  | NO | [8 empty] | PTJ01585 | NO | [7 empty] | 3
378368760 | PTJ01343 |  |  |  | VPTJ/PCE/J01341/MB01341 | 300280441 | Existing | RYB |  |  | CLOSED | CLOSED | LINK |  | 11 kV |  | 1999-12-11 |  |  |  |  | TAMCO |  |  | PE 1.34 PROMENADE | Unknown | Unknown | NO | NONE | DISTRIBUTION | TNB | WP PUTRAJAYA & CYBERJAYA | NO | Unknown |  |  |  | NO | [8 empty] | PTJ01343 | NO | [7 empty] | 3
378368765 | PTJ01341 |  |  |  | VPTJ/PCE/J01341/MB01341 | 300280441 | Existing | RYB |  |  | CLOSED | CLOSED | LINK |  | 11 kV |  | 1999-12-11 |  |  |  |  | TAMCO |  |  | PE 1.34 PROMENADE | Unknown | Unknown | NO | NONE | DISTRIBUTION | TNB | WP PUTRAJAYA & CYBERJAYA | NO | Unknown |  |  |  | NO | [8 empty] | PTJ01341 | NO | [7 empty] | 3
378368868 | PTJ15033 |  |  |  | VPTJ/PCE/J15031/MB15031 | 300281145 | Existing | RYB |  |  | CLOSED | CLOSED | LINK |  | 11 kV |  | 20/01/2000 |  |  |  |  | SCHNEIDER |  |  | PE 15.03 WR 3 | Unknown | Unknown | NO | NONE | DISTRIBUTION | TNB | WP PUTRAJAYA & CYBERJAYA | NO | Unknown |  |  |  | NO | [8 empty] | PTJ15033 | NO | [7 empty] | 3
378368873 | PTJ15031 |  |  |  | VPTJ/PCE/J15031/MB15031 | 300281145 | Existing | RYB |  |  | CLOSED | CLOSED | LINK |  | 11 kV |  | 20/01/2000 |  |  |  |  | SCHNEIDER |  |  | PE 15.03 WR 3 | Unknown | Unknown | NO | NONE | DISTRIBUTION | TNB | WP PUTRAJAYA & CYBERJAYA | NO | Unknown |  |  |  | NO | [8 empty] | PTJ15031 | NO | [7 empty] | 3
378368974 | PTJ15041 |  |  |  | VPTJ/PCE/J15041/MB15041 | 300281146 | Existing | RYB |  |  | CLOSED | CLOSED | LINK |  | 11 kV |  | 1990-01-01 |  |  |  |  | MERLIN GERIN |  |  | PE 15.04 STABLE KOMPLEKS | Unknown | Unknown | NO | NONE | DISTRIBUTION | TNB | WP PUTRAJAYA & CYBERJAYA | NO | Unknown |  |  |  | NO | [8 empty] | PTJ15041 | NO | [7 empty] | 3
378368979 | PTJ15043 |  |  |  | VPTJ/PCE/J15041/MB15041 | 300281146 | Existing | RYB |  |  | CLOSED | CLOSED | LINK |  | 11 kV |  | 1990-01-01 |  |  |  |  | MERLIN GERIN |  |  | PE 15.04 STABLE KOMPLEKS | Unknown | Unknown | NO | NONE | DISTRIBUTION | TNB | WP PUTRAJAYA & CYBERJAYA | NO | Unknown |  |  |  | NO | [8 empty] | PTJ15043 | NO | [7 empty] | 3
378369080 | PTJ01672 |  |  |  | VPTJ/PCE/J01671/MB01671 | 310308944 | Existing | RYB |  |  | CLOSED | CLOSED | LINK |  | 11 kV | [6 empty] | INDKOM |  |  | SS 1.67 TEMP PARCEL F | Unknown | Unknown | NO | NONE | DISTRIBUTION | TNB | WP PUTRAJAYA & CYBERJAYA | NO | Unknown |  |  |  | NO | [8 empty] | PTJ01672 | NO | [7 empty] | 3
378369085 | PTJ01671 |  |  |  | VPTJ/PCE/J01671/MB01671 | 310308944 | Existing | RYB |  |  | CLOSED | CLOSED | LINK |  | 11 kV | [6 empty] | INDKOM |  |  | SS 1.67 TEMP PARCEL F | Unknown | Unknown | NO | NONE | DISTRIBUTION | TNB | WP PUTRAJAYA & CYBERJAYA | NO | Unknown |  |  |  | NO | [8 empty] | PTJ01671 | NO | [7 empty] | 3
378369306 | PTJ12031 |  |  |  | VPTJ/PCE/J12031/MB12031 | 310338762 | Existing | RYB |  |  | CLOSED | CLOSED | LINK |  | 11 kV | [6 empty] | INDKOM |  |  | PE 12.03 SPINE ROAD NO 1 | Unknown | Unknown | NO | NONE | DISTRIBUTION | TNB | WP PUTRAJAYA & CYBERJAYA | NO | Unknown |  |  |  | NO | [8 empty] | PTJ12031 | NO | [7 empty] | 3
378369311 | PTJ12032 |  |  |  | VPTJ/PCE/J12031/MB12031 | 310338762 | Existing | RYB |  |  | CLOSED | CLOSED | LINK |  | 11 kV | [6 empty] | INDKOM |  |  | PE 12.03 SPINE ROAD NO 1 | Unknown | Unknown | NO | NONE | DISTRIBUTION | TNB | WP PUTRAJAYA & CYBERJAYA | NO | Unknown |  |  |  | NO | [8 empty] | PTJ12032 | NO | [7 empty] | 3
378369417 | PTJ01232 |  |  |  | VPTJ/PCE/J01231/MB01231 | 300280432 | Existing | RYB |  |  | CLOSED | CLOSED | LINK |  | 11 kV |  | 17/05/2000 |  |  |  |  | INDKOM |  |  | SS 1.23 D9 (F1) | Unknown | Unknown | NO | NONE | DISTRIBUTION | TNB | WP PUTRAJAYA & CYBERJAYA | NO | Unknown |  |  |  | NO | [8 empty] | PTJ01232 | NO | [7 empty] | 3
378369423 | PTJ01233 |  |  |  | VPTJ/PCE/J01231/MB01231 | 300280432 | Existing | RYB |  |  | CLOSED | CLOSED | LINK |  | 11 kV |  | 17/05/2000 |  |  |  |  | INDKOM |  |  | SS 1.23 D9 (F1) | Unknown | Unknown | NO | NONE | DISTRIBUTION | TNB | WP PUTRAJAYA & CYBERJAYA | NO | Unknown |  |  |  | NO | [8 empty] | PTJ01233 | NO | [7 empty] | 3
378369428 | PTJ01231 |  |  |  | VPTJ/PCE/J01231/MB01231 | 300280432 | Existing | RYB |  |  | CLOSED | CLOSED | LINK |  | 11 kV |  | 17/05/2000 |  |  |  |  | INDKOM |  |  | SS 1.23 D9 (F1) | Unknown | Unknown | NO | NONE | DISTRIBUTION | TNB | WP PUTRAJAYA & CYBERJAYA | NO | Unknown |  |  |  | NO | [8 empty] | PTJ01231 | NO | [7 empty] | 3
378369443 | PTJ01234 |  |  |  | VPTJ/PCE/J01232/MB01234 | 300280433 | Existing | RYB |  |  | CLOSED | CLOSED | LINK |  | 11 kV |  | 17/05/2000 |  |  |  |  | INDKOM |  |  | SS 1.23 D9 (F2) | Unknown | Unknown | NO | NONE | DISTRIBUTION | TNB | WP PUTRAJAYA & CYBERJAYA | NO | Unknown |  |  |  | NO | [8 empty] | PTJ01234 | NO | [7 empty] | 3
378369449 | PTJ01236 |  |  |  | VPTJ/PCE/J01232/MB01234 | 300280433 | Existing | RYB |  |  | CLOSED | CLOSED | LINK |  | 11 kV |  | 17/05/2000 |  |  |  |  | INDKOM |  |  | SS 1.23 D9 (F2) | Unknown | Unknown | NO | NONE | DISTRIBUTION | TNB | WP PUTRAJAYA & CYBERJAYA | NO | Unknown |  |  |  | NO | [8 empty] | PTJ01236 | NO | [7 empty] | 3
378369454 | PTJ01235 |  |  |  | VPTJ/PCE/J01232/MB01234 | 300280433 | Existing | RYB |  |  | CLOSED | CLOSED | LINK |  | 11 kV |  | 17/05/2000 |  |  |  |  | INDKOM |  |  | SS 1.23 D9 (F2) | Unknown | Unknown | NO | NONE | DISTRIBUTION | TNB | WP PUTRAJAYA & CYBERJAYA | NO | Unknown |  |  |  | NO | [8 empty] | PTJ01235 | NO | [7 empty] | 3
378369469 | PTJ01221 |  |  |  | VPTJ/PCE/J01221/MB01221 | 300280430 | Existing | RYB |  |  | CLOSED | CLOSED | LINK |  | 11 kV |  | 17/05/2000 |  |  |  |  | INDKOM |  |  | SS 1.22 D8 (F1) | Unknown | Unknown | NO | NONE | DISTRIBUTION | TNB | WP PUTRAJAYA & CYBERJAYA | NO | Unknown |  |  |  | NO | [8 empty] | PTJ01221 | NO | [7 empty] | 3
378369475 | PTJ01223 |  |  |  | VPTJ/PCE/J01221/MB01221 | 300280430 | Existing | RYB |  |  | CLOSED | CLOSED | LINK |  | 11 kV |  | 17/05/2000 |  |  |  |  | INDKOM |  |  | SS 1.22 D8 (F1) | Unknown | Unknown | NO | NONE | DISTRIBUTION | TNB | WP PUTRAJAYA & CYBERJAYA | NO | Unknown |  |  |  | NO | [8 empty] | PTJ01223 | NO | [7 empty] | 3
378369480 | PTJ01222 |  |  |  | VPTJ/PCE/J01221/MB01221 | 300280430 | Existing | RYB |  |  | CLOSED | CLOSED | LINK |  | 11 kV |  | 17/05/2000 |  |  |  |  | INDKOM |  |  | SS 1.22 D8 (F1) | Unknown | Unknown | NO | NONE | DISTRIBUTION | TNB | WP PUTRAJAYA & CYBERJAYA | NO | Unknown |  |  |  | NO | [8 empty] | PTJ01222 | NO | [7 empty] | 3
378369495 | PTJ01224 |  |  |  | VPTJ/PCE/J01222/MB01224 | 300280431 | Existing | RYB |  |  | CLOSED | CLOSED | LINK |  | 11 kV |  | 17/05/2000 |  |  |  |  | INDKOM |  |  | SS 1.22 D8 (F2) | Unknown | Unknown | NO | NONE | DISTRIBUTION | TNB | WP PUTRAJAYA & CYBERJAYA | NO | Unknown |  |  |  | NO | [8 empty] | PTJ01224 | NO | [7 empty] | 3
378369501 | PTJ01226 |  |  |  | VPTJ/PCE/J01222/MB01224 | 300280431 | Existing | RYB |  |  | CLOSED | CLOSED | LINK |  | 11 kV |  | 17/05/2000 |  |  |  |  | INDKOM |  |  | SS 1.22 D8 (F2) | Unknown | Unknown | NO | NONE | DISTRIBUTION | TNB | WP PUTRAJAYA & CYBERJAYA | NO | Unknown |  |  |  | NO | [8 empty] | PTJ01226 | NO | [7 empty] | 3
378369506 | PTJ01225 |  |  |  | VPTJ/PCE/J01222/MB01224 | 300280431 | Existing | RYB |  |  | CLOSED | CLOSED | LINK |  | 11 kV |  | 17/05/2000 |  |  |  |  | INDKOM |  |  | SS 1.22 D8 (F2) | Unknown | Unknown | NO | NONE | DISTRIBUTION | TNB | WP PUTRAJAYA & CYBERJAYA | NO | Unknown |  |  |  | NO | [8 empty] | PTJ01225 | NO | [7 empty] | 3
378369521 | PTJ01214 |  |  |  | VPTJ/PCE/J01212/MB01214 | 300280429 | Existing | RYB |  |  | CLOSED | CLOSED | LINK |  | 11 kV |  | 17/05/2000 |  |  |  |  | INDKOM |  |  | SS 1.21 D7 (F2) | Unknown | Unknown | NO | NONE | DISTRIBUTION | TNB | WP PUTRAJAYA & CYBERJAYA | NO | Unknown |  |  |  | NO | [8 empty] | PTJ01214 | NO | [7 empty] | 3
378369527 | PTJ01216 |  |  |  | VPTJ/PCE/J01212/MB01214 | 300280429 | Existing | RYB |  |  | CLOSED | CLOSED | LINK |  | 11 kV |  | 17/05/2000 |  |  |  |  | INDKOM |  |  | SS 1.21 D7 (F2) | Unknown | Unknown | NO | NONE | DISTRIBUTION | TNB | WP PUTRAJAYA & CYBERJAYA | NO | Unknown |  |  |  | NO | [8 empty] | PTJ01216 | NO | [7 empty] | 3
378369532 | PTJ01215 |  |  |  | VPTJ/PCE/J01212/MB01214 | 300280429 | Existing | RYB |  |  | CLOSED | CLOSED | LINK |  | 11 kV |  | 17/05/2000 |  |  |  |  | INDKOM |  |  | SS 1.21 D7 (F2) | Unknown | Unknown | NO | NONE | DISTRIBUTION | TNB | WP PUTRAJAYA & CYBERJAYA | NO | Unknown |  |  |  | NO | [8 empty] | PTJ01215 | NO | [7 empty] | 3
378369547 | PTJ01211 |  |  |  | VPTJ/PCE/J01211/MB01211 | 300280428 | Existing | RYB |  |  | CLOSED | CLOSED | LINK |  | 11 kV |  | 17/05/2000 |  |  |  |  | INDKOM |  |  | SS 1.21 D7 (F1) | Unknown | Unknown | NO | NONE | DISTRIBUTION | TNB | WP PUTRAJAYA & CYBERJAYA | NO | Unknown |  |  |  | NO | [8 empty] | PTJ01211 | NO | [7 empty] | 3
378369553 | PTJ01213 |  |  |  | VPTJ/PCE/J01211/MB01211 | 300280428 | Existing | RYB |  |  | CLOSED | CLOSED | LINK |  | 11 kV |  | 17/05/2000 |  |  |  |  | INDKOM |  |  | SS 1.21 D7 (F1) | Unknown | Unknown | NO | NONE | DISTRIBUTION | TNB | WP PUTRAJAYA & CYBERJAYA | NO | Unknown |  |  |  | NO | [8 empty] | PTJ01213 | NO | [7 empty] | 3
378369558 | PTJ01212 |  |  |  | VPTJ/PCE/J01211/MB01211 | 300280428 | Existing | RYB |  |  | CLOSED | CLOSED | LINK |  | 11 kV |  | 17/05/2000 |  |  |  |  | INDKOM |  |  | SS 1.21 D7 (F1) | Unknown | Unknown | NO | NONE | DISTRIBUTION | TNB | WP PUTRAJAYA & CYBERJAYA | NO | Unknown |  |  |  | NO | [8 empty] | PTJ01212 | NO | [7 empty] | 3
378369573 | PTJ01205 |  |  |  | VPTJ/PCE/J01202/MB01204 | 300280427 | Existing | RYB |  |  | CLOSED | CLOSED | LINK |  | 11 kV |  | 17/05/2000 |  |  |  |  | INDKOM |  |  | SS 1.20 D6 (F2) | Unknown | Unknown | NO | NONE | DISTRIBUTION | TNB | WP PUTRAJAYA & CYBERJAYA | NO | Unknown |  |  |  | NO | [8 empty] | PTJ01205 | NO | [7 empty] | 3
378369579 | PTJ01206 |  |  |  | VPTJ/PCE/J01202/MB01204 | 300280427 | Existing | RYB |  |  | CLOSED | CLOSED | LINK |  | 11 kV |  | 17/05/2000 |  |  |  |  | INDKOM |  |  | SS 1.20 D6 (F2) | Unknown | Unknown | NO | NONE | DISTRIBUTION | TNB | WP PUTRAJAYA & CYBERJAYA | NO | Unknown |  |  |  | NO | [8 empty] | PTJ01206 | NO | [7 empty] | 3
378369584 | PTJ01204 |  |  |  | VPTJ/PCE/J01202/MB01204 | 300280427 | Existing | RYB |  |  | CLOSED | CLOSED | LINK |  | 11 kV |  | 17/05/2000 |  |  |  |  | INDKOM |  |  | SS 1.20 D6 (F2) | Unknown | Unknown | NO | NONE | DISTRIBUTION | TNB | WP PUTRAJAYA & CYBERJAYA | NO | Unknown |  |  |  | NO | [8 empty] | PTJ01204 | NO | [7 empty] | 3
378369599 | PTJ01201 |  |  |  | VPTJ/PCE/J01201/MB01201 | 300280426 | Existing | RYB |  |  | CLOSED | CLOSED | LINK |  | 11 kV |  | 17/05/2000 |  |  |  |  | INDKOM |  |  | SS 1.20 D6 (F1) | Unknown | Unknown | NO | NONE | DISTRIBUTION | TNB | WP PUTRAJAYA & CYBERJAYA | NO | Unknown |  |  |  | NO | [8 empty] | PTJ01201 | NO | [7 empty] | 3
378369605 | PTJ01203 |  |  |  | VPTJ/PCE/J01201/MB01201 | 300280426 | Existing | RYB |  |  | CLOSED | CLOSED | LINK |  | 11 kV |  | 17/05/2000 |  |  |  |  | INDKOM |  |  | SS 1.20 D6 (F1) | Unknown | Unknown | NO | NONE | DISTRIBUTION | TNB | WP PUTRAJAYA & CYBERJAYA | NO | Unknown |  |  |  | NO | [8 empty] | PTJ01203 | NO | [7 empty] | 3
378369610 | PTJ01202 |  |  |  | VPTJ/PCE/J01201/MB01201 | 300280426 | Existing | RYB |  |  | CLOSED | CLOSED | LINK |  | 11 kV |  | 17/05/2000 |  |  |  |  | INDKOM |  |  | SS 1.20 D6 (F1) | Unknown | Unknown | NO | NONE | DISTRIBUTION | TNB | WP PUTRAJAYA & CYBERJAYA | NO | Unknown |  |  |  | NO | [8 empty] | PTJ01202 | NO | [7 empty] | 3
378369625 | PTJ01192 |  |  |  | VPTJ/PCE/J01191/MB01191 | 300280424 | Existing | RYB |  |  | OPEN | CLOSED | LINK |  | 11 kV |  | 17/05/2000 |  |  |  |  | INDKOM |  |  | SS 1.19 D5 (F1) | Unknown | Unknown | NO | NONE | DISTRIBUTION | TNB | WP PUTRAJAYA & CYBERJAYA | NO | Unknown |  |  |  | NO | [8 empty] | PTJ01192 | NO | [7 empty] | 3
378369631 | PTJ01193 |  |  |  | VPTJ/PCE/J01191/MB01191 | 300280424 | Existing | RYB |  |  | CLOSED | CLOSED | LINK |  | 11 kV |  | 17/05/2000 |  |  |  |  | INDKOM |  |  | SS 1.19 D5 (F1) | Unknown | Unknown | NO | NONE | DISTRIBUTION | TNB | WP PUTRAJAYA & CYBERJAYA | NO | Unknown |  |  |  | NO | [8 empty] | PTJ01193 | NO | [7 empty] | 3
378369636 | PTJ01191 |  |  |  | VPTJ/PCE/J01191/MB01191 | 300280424 | Existing | RYB |  |  | CLOSED | CLOSED | LINK |  | 11 kV |  | 17/05/2000 |  |  |  |  | INDKOM |  |  | SS 1.19 D5 (F1) | Unknown | Unknown | NO | NONE | DISTRIBUTION | TNB | WP PUTRAJAYA & CYBERJAYA | NO | Unknown |  |  |  | NO | [8 empty] | PTJ01191 | NO | [7 empty] | 3
378369651 | PTJ01195 |  |  |  | VPTJ/PCE/J01192/MB01194 | 300280425 | Existing | RYB |  |  | CLOSED | CLOSED | LINK |  | 11 kV |  | 17/05/2000 |  |  |  |  | INDKOM |  |  | SS 1.19 D5 (F2) | Unknown | Unknown | NO | NONE | DISTRIBUTION | TNB | WP PUTRAJAYA & CYBERJAYA | NO | Unknown |  |  |  | NO | [8 empty] | PTJ01195 | NO | [7 empty] | 3
378369657 | PTJ01196 |  |  |  | VPTJ/PCE/J01192/MB01194 | 300280425 | Existing | RYB |  |  | CLOSED | CLOSED | LINK |  | 11 kV |  | 17/05/2000 |  |  |  |  | INDKOM |  |  | SS 1.19 D5 (F2) | Unknown | Unknown | NO | NONE | DISTRIBUTION | TNB | WP PUTRAJAYA & CYBERJAYA | NO | Unknown |  |  |  | NO | [8 empty] | PTJ01196 | NO | [7 empty] | 3
378369662 | PTJ01194 |  |  |  | VPTJ/PCE/J01192/MB01194 | 300280425 | Existing | RYB |  |  | OPEN | CLOSED | LINK |  | 11 kV |  | 17/05/2000 |  |  |  |  | INDKOM |  |  | SS 1.19 D5 (F2) | Unknown | Unknown | NO | NONE | DISTRIBUTION | TNB | WP PUTRAJAYA & CYBERJAYA | NO | Unknown |  |  |  | NO | [8 empty] | PTJ01194 | NO | [7 empty] | 3
378369671 | PTJ17044 |  |  |  | VPTJ/PCE/J17041/MB17041 | 300281204 | Existing | RYB |  |  | CLOSED | CLOSED | LINK |  | 11 kV |  | 13/03/2007 |  |  |  |  | TAMCO |  |  | PE 17.04 RK 1-1 (F1) | Unknown | Unknown | NO | NONE | DISTRIBUTION | TNB | WP PUTRAJAYA & CYBERJAYA | NO | Unknown |  |  |  | NO | [8 empty] | PTJ17044 | NO | [7 empty] | 3
378369688 | PTJ17041 |  |  |  | VPTJ/PCE/J17041/MB17041 | 300281204 | Existing | RYB |  | PPU PTJ1: VCB 2 | CLOSED | CLOSED | LINK |  | 11 kV |  | 13/03/2007 |  |  |  |  | TAMCO |  |  | PE 17.04 RK 1-1 (F1) | Unknown | Unknown | NO | NONE | DISTRIBUTION | TNB | WP PUTRAJAYA & CYBERJAYA | NO | Unknown |  |  |  | NO | [8 empty] | PTJ17041 | NO | [7 empty] | 3
378369887 | PTJ17048 |  |  |  | VPTJ/PCE/J17042/MB17044 | 300281205 | Existing | RYB |  |  | CLOSED | CLOSED | LINK |  | 11 kV |  | 13/03/2007 |  |  |  |  | TAMCO |  |  | PE 17.04 RK 1-1 (F2) | Unknown | Unknown | NO | NONE | DISTRIBUTION | TNB | WP PUTRAJAYA & CYBERJAYA | NO | Unknown |  |  |  | NO | [8 empty] | PTJ17048 | NO | [7 empty] | 3
378369904 | PTJ17045 |  |  |  | VPTJ/PCE/J17042/MB17044 | 300281205 | Existing | RYB |  | PPU PTJ1: VCB 19 | CLOSED | CLOSED | LINK |  | 11 kV |  | 13/03/2007 |  |  |  |  | TAMCO |  |  | PE 17.04 RK 1-1 (F2) | Unknown | Unknown | NO | NONE | DISTRIBUTION | TNB | WP PUTRAJAYA & CYBERJAYA | NO | Unknown |  |  |  | NO | [8 empty] | PTJ17045 | NO | [7 empty] | 3
378370062 | PTJ17054 |  |  |  | VPTJ/PCE/J17051/MB17051 | 300281206 | Existing | RYB |  |  | CLOSED | CLOSED | LINK |  | 11 kV |  | 13/03/2007 |  |  |  |  | TAMCO |  |  | PE 17.05 RK 1-2 (F1) | Unknown | Unknown | NO | NONE | DISTRIBUTION | TNB | WP PUTRAJAYA & CYBERJAYA | NO | Unknown |  |  |  | NO | [8 empty] | PTJ17054 | NO | [7 empty] | 3
378370079 | PTJ17051 |  |  |  | VPTJ/PCE/J17051/MB17051 | 300281206 | Existing | RYB |  |  | CLOSED | CLOSED | LINK |  | 11 kV |  | 13/03/2007 |  |  |  |  | TAMCO |  |  | PE 17.05 RK 1-2 (F1) | Unknown | Unknown | NO | NONE | DISTRIBUTION | TNB | WP PUTRAJAYA & CYBERJAYA | NO | Unknown |  |  |  | NO | [8 empty] | PTJ17051 | NO | [7 empty] | 3
378383172 | CBJ21281 |  |  |  | VCBJ/PCE/J21281/MB21281 | 300281010 | Existing | RYB |  | PPU CYB7: VCB 14 | CLOSED | CLOSED | LINK |  | 11 kV |  | 2002-03-04 |  |  |  |  | INDKOM |  |  | SS 21.28 LOT 12065 F1 | Unknown | Unknown | NO | NONE | DISTRIBUTION | TNB | WP PUTRAJAYA & CYBERJAYA | NO | Unknown |  |  |  | NO | [8 empty] | CBJ21281 | NO | [7 empty] | 3
378383178 | CBJ21283 |  |  |  | VCBJ/PCE/J21281/MB21281 | 300281010 | Existing | RYB |  | PENGGUNA HT | CLOSED | CLOSED | LINK |  | 11 kV |  | 2002-03-04 |  |  |  |  | INDKOM |  |  | SS 21.28 LOT 12065 F1 | Unknown | Unknown | NO | NONE | DISTRIBUTION | TNB | WP PUTRAJAYA & CYBERJAYA | NO | Unknown |  |  |  | NO | [8 empty] | CBJ21283 | NO | [7 empty] | 3
378383183 | CBJ21282 |  |  |  | VCBJ/PCE/J21281/MB21281 | 300281010 | Existing | RYB |  | CBJ21841 PE 21.84 GLOMAC | CLOSED | CLOSED | LINK |  | 11 kV |  | 2002-03-04 |  |  |  |  | INDKOM |  |  | SS 21.28 LOT 12065 F1 | Unknown | Unknown | NO | NONE | DISTRIBUTION | TNB | WP PUTRAJAYA & CYBERJAYA | NO | Unknown |  |  |  | NO | [8 empty] | CBJ21282 | NO | [7 empty] | 3
378383198 | CBJ21286 |  |  |  | VCBJ/PCE/J21282/MB21284 | 300281009 | Existing | RYB |  | PENGGUNA HT | CLOSED | CLOSED | LINK |  | 11 kV |  | 2002-03-04 |  |  |  |  | INDKOM |  |  | SS 21.28 LOT 12065 F2 | Unknown | Unknown | NO | NONE | DISTRIBUTION | TNB | WP PUTRAJAYA & CYBERJAYA | NO | Unknown |  |  |  | NO | [8 empty] | CBJ21286 | NO | [7 empty] | 3
378383204 | CBJ21284 |  |  |  | VCBJ/PCE/J21282/MB21284 | 300281009 | Existing | RYB |  | PPU CYB7: VCB 9 | CLOSED | CLOSED | LINK |  | 11 kV |  | 2002-03-04 |  |  |  |  | INDKOM |  |  | SS 21.28 LOT 12065 F2 | Unknown | Unknown | NO | NONE | DISTRIBUTION | TNB | WP PUTRAJAYA & CYBERJAYA | NO | Unknown |  |  |  | NO | [8 empty] | CBJ21284 | NO | [7 empty] | 3
378383209 | CBJ21285 |  |  |  | VCBJ/PCE/J21282/MB21284 | 300281009 | Existing | RYB |  | CBJ23142 PE 23.14 GLOMAC 2B | CLOSED | CLOSED | LINK |  | 11 kV |  | 2002-03-04 |  |  |  |  | INDKOM |  |  | SS 21.28 LOT 12065 F2 | Unknown | Unknown | NO | NONE | DISTRIBUTION | TNB | WP PUTRAJAYA & CYBERJAYA | NO | Unknown |  |  |  | NO | [8 empty] | CBJ21285 | NO | [7 empty] | 3
378383219 | CBJ21842 |  |  |  | VCBJ/PCE/J21841/MB21841 | 300452904 | Existing | RYB |  | CBJ23131 PE 23.13 GLOMAC 2A | CLOSED | CLOSED | LINK |  | 11 kV | [6 empty] | INDKOM |  |  | PE 21.84 GLOMAC | Unknown | Unknown | NO | NONE | DISTRIBUTION | TNB | WP PUTRAJAYA & CYBERJAYA | NO | Unknown |  |  |  | NO | [8 empty] | CBJ21842 | NO | [7 empty] | 3
378383236 | CBJ21841 |  |  |  | VCBJ/PCE/J21841/MB21841 | 300452904 | Existing | RYB |  | CBJ21282 SS 21.28 LOT 12065 (F1) | CLOSED | CLOSED | LINK |  | 11 kV | [6 empty] | INDKOM |  |  | PE 21.84 GLOMAC | Unknown | Unknown | NO | NONE | DISTRIBUTION | TNB | WP PUTRAJAYA & CYBERJAYA | NO | Unknown |  |  |  | NO | [8 empty] | CBJ21841 | NO | [7 empty] | 3
378383396 | CBJ23141 |  |  |  | VCBJ/PCE/J23141/MB23141 | 300485608 | Existing | RYB |  | CBJ21304 SS 21.30 ERICSSON (F2) | CLOSED | CLOSED | LINK |  | 11 kV |  | 30/11/2014 | [7 empty] | PE 23.14 GLOMAC 2B | Unknown | Unknown | NO | NONE | DISTRIBUTION | TNB | WP PUTRAJAYA & CYBERJAYA | NO | Unknown |  |  |  | NO | [8 empty] | CBJ23141 | NO | [7 empty] | 3
378383401 | CBJ23142 |  |  |  | VCBJ/PCE/J23141/MB23141 | 300485608 | Existing | RYB |  | CBJ21285 SS 21.28 LOT 12065 (F2) | CLOSED | CLOSED | LINK |  | 11 kV |  | 30/11/2014 | [7 empty] | PE 23.14 GLOMAC 2B | Unknown | Unknown | NO | NONE | DISTRIBUTION | TNB | WP PUTRAJAYA & CYBERJAYA | NO | Unknown |  |  |  | NO | [8 empty] | CBJ23142 | NO | [7 empty] | 3
378383505 | CBJ23131 |  |  |  | VCBJ/PCE/J23131/MB23131 | 300485222 | Existing | RYB |  | CBJ21842 PE 21.84 GLOMAC | CLOSED | CLOSED | LINK |  | 11 kV |  | 29/11/2014 | [7 empty] | PE 23.13 GLOMAC 2A | Unknown | Unknown | NO | NONE | DISTRIBUTION | TNB | WP PUTRAJAYA & CYBERJAYA | NO | Unknown |  |  |  | NO | [8 empty] | CBJ23131 | NO | [7 empty] | 3
378383510 | CBJ23132 |  |  |  | VCBJ/PCE/J23131/MB23131 | 300485222 | Existing | RYB |  | CBJ21301 SS 21.30 ERICSSON (F1) | CLOSED | CLOSED | LINK |  | 11 kV |  | 29/11/2014 | [7 empty] | PE 23.13 GLOMAC 2A | Unknown | Unknown | NO | NONE | DISTRIBUTION | TNB | WP PUTRAJAYA & CYBERJAYA | NO | Unknown |  |  |  | NO | [8 empty] | CBJ23132 | NO | [7 empty] | 3
378383621 | CBJ21301 |  |  |  | VCBJ/PCE/J21301/MB21301 | 300281008 | Existing | RYB |  | CBJ23132 PE 23.13 GLOMAC 2A | CLOSED | CLOSED | LINK |  | 11 kV |  | 2002-01-08 |  |  |  |  | INDKOM |  |  | SS 21.30 ERICSSON F1 | Unknown | Unknown | NO | NONE | DISTRIBUTION | TNB | WP PUTRAJAYA & CYBERJAYA | NO | Unknown |  |  |  | NO | [8 empty] | CBJ21301 | NO | [7 empty] | 3
378383627 | CBJ21303 |  |  |  | VCBJ/PCE/J21301/MB21301 | 300281008 | Existing | RYB |  | PENGGUNA HT | CLOSED | CLOSED | LINK |  | 11 kV |  | 2002-01-08 |  |  |  |  | INDKOM |  |  | SS 21.30 ERICSSON F1 | Unknown | Unknown | NO | NONE | DISTRIBUTION | TNB | WP PUTRAJAYA & CYBERJAYA | NO | Unknown |  |  |  | NO | [8 empty] | CBJ21303 | NO | [7 empty] | 3
378383632 | CBJ21302 |  |  |  | VCBJ/PCE/J21301/MB21301 | 300281008 | Existing | RYB |  | CBJ21481 SS 21.48 INVENT QJAYA (F1) | CLOSED | CLOSED | LINK |  | 11 kV |  | 2002-01-08 |  |  |  |  | INDKOM |  |  | SS 21.30 ERICSSON F1 | Unknown | Unknown | NO | NONE | DISTRIBUTION | TNB | WP PUTRAJAYA & CYBERJAYA | NO | Unknown |  |  |  | NO | [8 empty] | CBJ21302 | NO | [7 empty] | 3
378383647 | CBJ21304 |  |  |  | VCBJ/PCE/J21302/MB21304 | 300281006 | Existing | RYB |  | CBJ23141 PE 23.14 GLOMAC 2B | CLOSED | CLOSED | LINK |  | 11 kV |  | 2002-01-08 |  |  |  |  | INDKOM |  |  | SS 21.30 ERICSSON F2 | Unknown | Unknown | NO | NONE | DISTRIBUTION | TNB | WP PUTRAJAYA & CYBERJAYA | NO | Unknown |  |  |  | NO | [8 empty] | CBJ21304 | NO | [7 empty] | 3
378383653 | CBJ21306 |  |  |  | VCBJ/PCE/J21302/MB21304 | 300281006 | Existing | RYB |  | PENGGUNA HT | CLOSED | CLOSED | LINK |  | 11 kV |  | 2002-01-08 |  |  |  |  | INDKOM |  |  | SS 21.30 ERICSSON F2 | Unknown | Unknown | NO | NONE | DISTRIBUTION | TNB | WP PUTRAJAYA & CYBERJAYA | NO | Unknown |  |  |  | NO | [8 empty] | CBJ21306 | NO | [7 empty] | 3
378383658 | CBJ21305 |  |  |  | VCBJ/PCE/J21302/MB21304 | 300281006 | Existing | RYB |  | CBJ21485 SS 21.48 INVENT QJAYA (F2) | CLOSED | CLOSED | LINK |  | 11 kV |  | 2002-01-08 |  |  |  |  | INDKOM |  |  | SS 21.30 ERICSSON F2 | Unknown | Unknown | NO | NONE | DISTRIBUTION | TNB | WP PUTRAJAYA & CYBERJAYA | NO | Unknown |  |  |  | NO | [8 empty] | CBJ21305 | NO | [7 empty] | 3
378383809 | CBJ23281 |  |  |  | VCBJ/PCE/J23281/MB1 | 310338782 | Existing | RYB |  |  | CLOSED | CLOSED | LINK |  | 11 kV | [6 empty] | TAMCO |  |  | PE 23.28 SITE OFFICE PERSONA METRO | Unknown | Unknown | NO | NONE | DISTRIBUTION | TNB | WP PUTRAJAYA & CYBERJAYA | NO | Unknown |  |  |  | NO | [8 empty] | CBJ23281 | NO | [7 empty] | 3
378383814 | CBJ23283 |  |  |  | VCBJ/PCE/J23281/MB1 | 310338782 | Existing | RYB |  | CBJ21484 SS 21.48 INVENT QJAYA (F2) | CLOSED | CLOSED | LINK |  | 11 kV | [6 empty] | TAMCO |  |  | PE 23.28 SITE OFFICE PERSONA METRO | Unknown | Unknown | NO | NONE | DISTRIBUTION | TNB | WP PUTRAJAYA & CYBERJAYA | NO | Unknown |  |  |  | NO | [8 empty] | CBJ23283 | NO | [7 empty] | 3
378384010 | CBJ21601 |  |  |  | VCBJ/PCE/J21601/MB21601 | 300280631 | Existing | RYB |  | PPU CYB7: VCB 16 | CLOSED | CLOSED | LINK |  | 11 kV |  | 28/10/2008 |  |  |  |  | INDKOM |  |  | PE 21.60 PADAT PPN CJ7 | Unknown | Unknown | NO | NONE | DISTRIBUTION | TNB | WP PUTRAJAYA & CYBERJAYA | NO | Unknown |  |  |  | NO | [8 empty] | CBJ21601 | NO | [7 empty] | 3
378384015 | CBJ21603 |  |  |  | VCBJ/PCE/J21601/MB21601 | 300280631 | Existing | RYB |  | CBJ22048 SS 22.04 DCS (F2) | CLOSED | CLOSED | LINK |  | 11 kV |  | 28/10/2008 |  |  |  |  | INDKOM |  |  | PE 21.60 PADAT PPN CJ7 | Unknown | Unknown | NO | NONE | DISTRIBUTION | TNB | WP PUTRAJAYA & CYBERJAYA | NO | Unknown |  |  |  | NO | [8 empty] | CBJ21603 | NO | [7 empty] | 3
378384118 | CBJ22101 |  |  |  | VCBJ/PCE/J22101/MB22101 | 300280576 | Existing | RYB |  |  | CLOSED | CLOSED | LINK |  | 11 kV |  | 24/03/2001 |  |  |  |  | INDKOM |  |  | PE 22.10 D' MELOR F1 | Unknown | Unknown | NO | NONE | DISTRIBUTION | TNB | WP PUTRAJAYA & CYBERJAYA | NO | Unknown |  |  |  | NO | [8 empty] | CBJ22101 | NO | [7 empty] | 3
378384123 | CBJ22102 |  |  |  | VCBJ/PCE/J22101/MB22101 | 300280576 | Existing | RYB |  | CBJ21141 PE 21.14 (F1) | CLOSED | CLOSED | LINK |  | 11 kV |  | 24/03/2001 |  |  |  |  | INDKOM |  |  | PE 22.10 D' MELOR F1 | Unknown | Unknown | NO | NONE | DISTRIBUTION | TNB | WP PUTRAJAYA & CYBERJAYA | NO | Unknown |  |  |  | NO | [8 empty] | CBJ22102 | NO | [7 empty] | 3
378384141 | CBJ22105 |  |  |  | VCBJ/PCE/J22102/MB22104 | 300280578 | Existing | RYB |  | PPU CYB7: VCB 18 | CLOSED | CLOSED | LINK |  | 11 kV |  | 24/03/2001 |  |  |  |  | INDKOM |  |  | PE 22.10 D' MELOR F2 | Unknown | Unknown | NO | NONE | DISTRIBUTION | TNB | WP PUTRAJAYA & CYBERJAYA | NO | Unknown |  |  |  | NO | [8 empty] | CBJ22105 | NO | [7 empty] | 3
378384146 | CBJ22104 |  |  |  | VCBJ/PCE/J22102/MB22104 | 300280578 | Existing | RYB |  | CBJ21144 PE 21.14 (F2) | CLOSED | CLOSED | LINK |  | 11 kV |  | 24/03/2001 |  |  |  |  | INDKOM |  |  | PE 22.10 D' MELOR F2 | Unknown | Unknown | NO | NONE | DISTRIBUTION | TNB | WP PUTRAJAYA & CYBERJAYA | NO | Unknown |  |  |  | NO | [8 empty] | CBJ22104 | NO | [7 empty] | 3
378384334 | CBJ21141 |  |  |  | VCBJ/PCE/J21141/MB21141 | 300281033 | Existing | RYB |  | CBJ22102 PE 22.10 APT 120 UNIT (F1) | CLOSED | CLOSED | LINK |  | 11 kV |  | 2003-05-06 |  |  |  |  | INDKOM |  |  | PE 21.14 PUSAT REKREASI SMART HOME F1 | Unknown | Unknown | NO | NONE | DISTRIBUTION | TNB | WP PUTRAJAYA & CYBERJAYA | NO | Unknown |  |  |  | NO | [8 empty] | CBJ21141 | NO | [7 empty] | 3
378384339 | CBJ21142 |  |  |  | VCBJ/PCE/J21141/MB21141 | 300281033 | Existing | RYB |  | CBJ21161 PE 21.16 SMART HOMES (F1) | CLOSED | CLOSED | LINK |  | 11 kV |  | 2003-05-06 |  |  |  |  | INDKOM |  |  | PE 21.14 PUSAT REKREASI SMART HOME F1 | Unknown | Unknown | NO | NONE | DISTRIBUTION | TNB | WP PUTRAJAYA & CYBERJAYA | NO | Unknown |  |  |  | NO | [8 empty] | CBJ21142 | NO | [7 empty] | 3
378384357 | CBJ21144 |  |  |  | VCBJ/PCE/J21142/MB21144 | 300281032 | Existing | RYB |  | CBJ22104 PE 22.10 APT 120 UNIT (F2) | CLOSED | CLOSED | LINK |  | 11 kV |  | 2003-05-06 |  |  |  |  | INDKOM |  |  | PE 21.14 PUSAT REKREASI SMART HOME F2 | Unknown | Unknown | NO | NONE | DISTRIBUTION | TNB | WP PUTRAJAYA & CYBERJAYA | NO | Unknown |  |  |  | NO | [8 empty] | CBJ21144 | NO | [7 empty] | 3
378384362 | CBJ21145 |  |  |  | VCBJ/PCE/J21142/MB21144 | 300281032 | Existing | RYB |  | CBJ21164 PE 21.16 SMART HOMES (F2) | CLOSED | CLOSED | LINK |  | 11 kV |  | 2003-05-06 |  |  |  |  | INDKOM |  |  | PE 21.14 PUSAT REKREASI SMART HOME F2 | Unknown | Unknown | NO | NONE | DISTRIBUTION | TNB | WP PUTRAJAYA & CYBERJAYA | NO | Unknown |  |  |  | NO | [8 empty] | CBJ21145 | NO | [7 empty] | 3
378384709 | CBJ21161 |  |  |  | VCBJ/PCE/J21161/MB21161 | 300281028 | Existing | RYB |  | CBJ21142 PE 21.14 (F1) | CLOSED | CLOSED | LINK |  | 11 kV |  | 27/09/2004 |  |  |  |  | INDKOM |  |  | PE 21.16 SMART HOMES F1 | Unknown | Unknown | NO | NONE | DISTRIBUTION | TNB | WP PUTRAJAYA & CYBERJAYA | NO | Unknown |  |  |  | NO | [8 empty] | CBJ21161 | NO | [7 empty] | 3
378384714 | CBJ21162 |  |  |  | VCBJ/PCE/J21161/MB21161 | 300281028 | Existing | RYB |  | CBJ21121 PE 21.12 (F1) | CLOSED | CLOSED | LINK |  | 11 kV |  | 27/09/2004 |  |  |  |  | INDKOM |  |  | PE 21.16 SMART HOMES F1 | Unknown | Unknown | NO | NONE | DISTRIBUTION | TNB | WP PUTRAJAYA & CYBERJAYA | NO | Unknown |  |  |  | NO | [8 empty] | CBJ21162 | NO | [7 empty] | 3
378384732 | CBJ21164 |  |  |  | VCBJ/PCE/J21162/MB21164 | 300281027 | Existing | RYB |  | CBJ21145 PE 21.14 (F2) | CLOSED | CLOSED | LINK |  | 11 kV |  | 27/09/2004 |  |  |  |  | INDKOM |  |  | PE 21.16 SMART HOMES F2 | Unknown | Unknown | NO | NONE | DISTRIBUTION | TNB | WP PUTRAJAYA & CYBERJAYA | NO | Unknown |  |  |  | NO | [8 empty] | CBJ21164 | NO | [7 empty] | 3
378384737 | CBJ21165 |  |  |  | VCBJ/PCE/J21162/MB21164 | 300281027 | Existing | RYB |  | CBJ21124 PE 21.12 (F2) | CLOSED | CLOSED | LINK |  | 11 kV |  | 27/09/2004 |  |  |  |  | INDKOM |  |  | PE 21.16 SMART HOMES F2 | Unknown | Unknown | NO | NONE | DISTRIBUTION | TNB | WP PUTRAJAYA & CYBERJAYA | NO | Unknown |  |  |  | NO | [8 empty] | CBJ21165 | NO | [7 empty] | 3
378385401 | CBJ21181 |  |  |  | VCBJ/PCE/J21181/MB21181 | 300281024 | Existing | RYB |  | CBJ21122 PE 21.12 (F1) | CLOSED | CLOSED | LINK |  | 11 kV |  | 25/11/2001 |  |  |  |  | INDKOM |  |  | PE 21.18 CONDO A1 CYBERIA F1 | Unknown | Unknown | NO | NONE | DISTRIBUTION | TNB | WP PUTRAJAYA & CYBERJAYA | NO | Unknown |  |  |  | NO | [8 empty] | CBJ21181 | NO | [7 empty] | 3
378385406 | CBJ21182 |  |  |  | VCBJ/PCE/J21181/MB21181 | 300281024 | Existing | RYB |  | CBJ21171 PE 21.17 (F1) | CLOSED | CLOSED | LINK |  | 11 kV |  | 25/11/2001 |  |  |  |  | INDKOM |  |  | PE 21.18 CONDO A1 CYBERIA F1 | Unknown | Unknown | NO | NONE | DISTRIBUTION | TNB | WP PUTRAJAYA & CYBERJAYA | NO | Unknown |  |  |  | NO | [8 empty] | CBJ21182 | NO | [7 empty] | 3
378385424 | CBJ21184 |  |  |  | VCBJ/PCE/J21182/MB21184 | 300281023 | Existing | RYB |  | CBJ21125 PE 21.12 (F2) | CLOSED | CLOSED | LINK |  | 11 kV |  | 25/11/2001 |  |  |  |  | INDKOM |  |  | PE 21.18 CONDO A1 CYBERIA F2 | Unknown | Unknown | NO | NONE | DISTRIBUTION | TNB | WP PUTRAJAYA & CYBERJAYA | NO | Unknown |  |  |  | NO | [8 empty] | CBJ21184 | NO | [7 empty] | 3
378385429 | CBJ21185 |  |  |  | VCBJ/PCE/J21182/MB21184 | 300281023 | Existing | RYB |  | CBJ21174 PE 21.17 (F2) | CLOSED | CLOSED | LINK |  | 11 kV |  | 25/11/2001 |  |  |  |  | INDKOM |  |  | PE 21.18 CONDO A1 CYBERIA F2 | Unknown | Unknown | NO | NONE | DISTRIBUTION | TNB | WP PUTRAJAYA & CYBERJAYA | NO | Unknown |  |  |  | NO | [8 empty] | CBJ21185 | NO | [7 empty] | 3
378385591 | CBJ21174 |  |  |  | VCBJ/PCE/J21172/MB21174 | 300281025 | Existing | RYB |  | CBJ21185 PE 21.18 BLK A1 APT 12 TKT (F2) | CLOSED | CLOSED | LINK |  | 11 kV |  | 25/11/2001 |  |  |  |  | INDKOM |  |  | PE 21.17 CONDO A3 CYBERIA F2 | Unknown | Unknown | NO | NONE | DISTRIBUTION | TNB | WP PUTRAJAYA & CYBERJAYA | NO | Unknown |  |  |  | NO | [8 empty] | CBJ21174 | NO | [7 empty] | 3
378385596 | CBJ21175 |  |  |  | VCBJ/PCE/J21172/MB21174 | 300281025 | Existing | RYB |  | CBJ21494 PE 21.49 CONDO B2 (F2) | CLOSED | CLOSED | LINK |  | 11 kV |  | 25/11/2001 |  |  |  |  | INDKOM |  |  | PE 21.17 CONDO A3 CYBERIA F2 | Unknown | Unknown | NO | NONE | DISTRIBUTION | TNB | WP PUTRAJAYA & CYBERJAYA | NO | Unknown |  |  |  | NO | [8 empty] | CBJ21175 | NO | [7 empty] | 3
378385677 | CBJ21171 |  |  |  | VCBJ/PCE/J21171/MB21171 | 300281026 | Existing | RYB |  | CBJ21182 PE 21.18 BLK A1 APT 12 TKT (F1) | CLOSED | CLOSED | LINK |  | 11 kV |  | 25/11/2001 |  |  |  |  | INDKOM |  |  | PE 21.17 CONDO A3 CYBERIA F1 | Unknown | Unknown | NO | NONE | DISTRIBUTION | TNB | WP PUTRAJAYA & CYBERJAYA | NO | Unknown |  |  |  | NO | [8 empty] | CBJ21171 | NO | [7 empty] | 3
378385682 | CBJ21172 |  |  |  | VCBJ/PCE/J21171/MB21171 | 300281026 | Existing | RYB |  | CBJ21491 PE 21.49 CONDO B2 (F1) | CLOSED | CLOSED | LINK |  | 11 kV |  | 25/11/2001 |  |  |  |  | INDKOM |  |  | PE 21.17 CONDO A3 CYBERIA F1 | Unknown | Unknown | NO | NONE | DISTRIBUTION | TNB | WP PUTRAJAYA & CYBERJAYA | NO | Unknown |  |  |  | NO | [8 empty] | CBJ21172 | NO | [7 empty] | 3
378385772 | CBJ21494 |  |  |  | VCBJ/PCE/J21492/MB21494 | 300280971 | Existing | RYB |  | CBJ21175 PE 21.17 (F2) | CLOSED | CLOSED | LINK |  | 11 kV |  | 2004-08-01 |  |  |  |  | INDKOM |  |  | PE 21.49 CONDO B2 F2 | Unknown | Unknown | NO | NONE | DISTRIBUTION | TNB | WP PUTRAJAYA & CYBERJAYA | NO | Unknown |  |  |  | NO | [8 empty] | CBJ21494 | NO | [7 empty] | 3
378385777 | CBJ21495 |  |  |  | VCBJ/PCE/J21492/MB21494 | 300280971 | Existing | RYB |  | CBJ21514 PE 21.51 CONDO C1 (F2) | CLOSED | CLOSED | LINK |  | 11 kV |  | 2004-08-01 |  |  |  |  | INDKOM |  |  | PE 21.49 CONDO B2 F2 | Unknown | Unknown | NO | NONE | DISTRIBUTION | TNB | WP PUTRAJAYA & CYBERJAYA | NO | Unknown |  |  |  | NO | [8 empty] | CBJ21495 | NO | [7 empty] | 3
378385864 | CBJ21491 |  |  |  | VCBJ/PCE/J21491/MB21491 | 300280976 | Existing | RYB |  | CBJ21172 PE 21.17 (F1) | CLOSED | CLOSED | LINK |  | 11 kV |  | 2004-08-01 |  |  |  |  | INDKOM |  |  | PE 21.49 CONDO B2 F1 | Unknown | Unknown | NO | NONE | DISTRIBUTION | TNB | WP PUTRAJAYA & CYBERJAYA | NO | Unknown |  |  |  | NO | [8 empty] | CBJ21491 | NO | [7 empty] | 3
378385869 | CBJ21492 |  |  |  | VCBJ/PCE/J21491/MB21491 | 300280976 | Existing | RYB |  | CBJ21511 PE 21.51 CONDO C1 (F1) | CLOSED | CLOSED | LINK |  | 11 kV |  | 2004-08-01 |  |  |  |  | INDKOM |  |  | PE 21.49 CONDO B2 F1 | Unknown | Unknown | NO | NONE | DISTRIBUTION | TNB | WP PUTRAJAYA & CYBERJAYA | NO | Unknown |  |  |  | NO | [8 empty] | CBJ21492 | NO | [7 empty] | 3
378385960 | CBJ21514 |  |  |  | VCBJ/PCE/J21512/MB21514 | 300280967 | Existing | RYB |  |  | CLOSED | CLOSED | LINK |  | 11 kV |  | 2004-05-10 |  |  |  |  | INDKOM |  |  | PE 21.51 CONDO C1 F2 | Unknown | Unknown | NO | NONE | DISTRIBUTION | TNB | WP PUTRAJAYA & CYBERJAYA | NO | Unknown |  |  |  | NO | [8 empty] | CBJ21514 | NO | [7 empty] | 3
378385965 | CBJ21515 |  |  |  | VCBJ/PCE/J21512/MB21514 | 300280967 | Existing | RYB |  | CBJ21524 PE 21.52 CONDO C3 (F2) | CLOSED | CLOSED | LINK |  | 11 kV |  | 2004-05-10 |  |  |  |  | INDKOM |  |  | PE 21.51 CONDO C1 F2 | Unknown | Unknown | NO | NONE | DISTRIBUTION | TNB | WP PUTRAJAYA & CYBERJAYA | NO | Unknown |  |  |  | NO | [8 empty] | CBJ21515 | NO | [7 empty] | 3
378386051 | CBJ21511 |  |  |  | VCBJ/PCE/J21511/MB21511 | 300280970 | Existing | RYB |  | CBJ21492 PE 21.49 CONDO B2 (F1) | CLOSED | CLOSED | LINK |  | 11 kV |  | 2004-05-10 |  |  |  |  | INDKOM |  |  | PE 21.51 CONDO C1 F1 | Unknown | Unknown | NO | NONE | DISTRIBUTION | TNB | WP PUTRAJAYA & CYBERJAYA | NO | Unknown |  |  |  | NO | [8 empty] | CBJ21511 | NO | [7 empty] | 3
378386056 | CBJ21512 |  |  |  | VCBJ/PCE/J21511/MB21511 | 300280970 | Existing | RYB |  | CBJ21521 PE 21.52 CONDO C3 (F1) | CLOSED | CLOSED | LINK |  | 11 kV |  | 2004-05-10 |  |  |  |  | INDKOM |  |  | PE 21.51 CONDO C1 F1 | Unknown | Unknown | NO | NONE | DISTRIBUTION | TNB | WP PUTRAJAYA & CYBERJAYA | NO | Unknown |  |  |  | NO | [8 empty] | CBJ21512 | NO | [7 empty] | 3
378386155 | CBJ21524 |  |  |  | VCBJ/PCE/J21522/MB21524 | 300280962 | Existing | RYB |  | CBJ21515 PE 21.51 CONDO C1 (F2) | CLOSED | CLOSED | LINK |  | 11 kV |  | 2004-05-10 |  |  |  |  | INDKOM |  |  | PE 21.52 CONDO C3 F2 | Unknown | Unknown | NO | NONE | DISTRIBUTION | TNB | WP PUTRAJAYA & CYBERJAYA | NO | Unknown |  |  |  | NO | [8 empty] | CBJ21524 | NO | [7 empty] | 3
378386160 | CBJ21525 |  |  |  | VCBJ/PCE/J21522/MB21524 | 300280962 | Existing | RYB |  | CBJ21021 PE 21.02 INCUBATOR (F1) | CLOSED | CLOSED | LINK |  | 11 kV |  | 2004-05-10 |  |  |  |  | INDKOM |  |  | PE 21.52 CONDO C3 F2 | Unknown | Unknown | NO | NONE | DISTRIBUTION | TNB | WP PUTRAJAYA & CYBERJAYA | NO | Unknown |  |  |  | NO | [8 empty] | CBJ21525 | NO | [7 empty] | 3
378386251 | CBJ21521 |  |  |  | VCBJ/PCE/J21521/MB21521 | 300280965 | Existing | RYB |  | CBJ21512 PE 21.51 CONDO C1 (F1) | CLOSED | CLOSED | LINK |  | 11 kV |  | 2004-05-10 |  |  |  |  | INDKOM |  |  | PE 21.52 CONDO C3 F1 | Unknown | Unknown | NO | NONE | DISTRIBUTION | TNB | WP PUTRAJAYA & CYBERJAYA | NO | Unknown |  |  |  | NO | [8 empty] | CBJ21521 | NO | [7 empty] | 3
378386256 | CBJ21522 |  |  |  | VCBJ/PCE/J21521/MB21521 | 300280965 | Existing | RYB |  | CBJ21025 PE 21.02 INCUBATOR (F2) | CLOSED | CLOSED | LINK |  | 11 kV |  | 2004-05-10 |  |  |  |  | INDKOM |  |  | PE 21.52 CONDO C3 F1 | Unknown | Unknown | NO | NONE | DISTRIBUTION | TNB | WP PUTRAJAYA & CYBERJAYA | NO | Unknown |  |  |  | NO | [8 empty] | CBJ21522 | NO | [7 empty] | 3
378386364 | CBJ25052 |  |  |  | VCBJ/PCE/J25051/MB25051 | 310371337 | Existing | RYB |  | CBJ25041 PE 25.04 HOSTEL BLOK1C | CLOSED | CLOSED | LINK |  | 11 kV | [6 empty] | INDKOM |  |  | PE 25.05 HOSTEL BLOK 1D | Unknown | Unknown | NO | NONE | DISTRIBUTION | TNB | WP PUTRAJAYA & CYBERJAYA | NO | Unknown |  |  |  | NO | [8 empty] | CBJ25052 | NO | [7 empty] | 3
378386381 | CBJ25051 |  |  |  | VCBJ/PCE/J25051/MB25051 | 310371337 | Existing | RYB |  | CBJ21022 PE 21.02 INCUBATOR (F1) | CLOSED | CLOSED | LINK |  | 11 kV | [6 empty] | INDKOM |  |  | PE 25.05 HOSTEL BLOK 1D | Unknown | Unknown | NO | NONE | DISTRIBUTION | TNB | WP PUTRAJAYA & CYBERJAYA | NO | Unknown |  |  |  | NO | [8 empty] | CBJ25051 | NO | [7 empty] | 3
378386535 | CBJ25042 |  |  |  | VCBJ/PCE/J25041/MB25041 | 310339238 | Existing | RYB |  |  | CLOSED | CLOSED | LINK |  | 11 kV | [6 empty] | INDKOM |  |  | PE 25.04 HOSTEL BLOK 1C | Unknown | Unknown | NO | NONE | DISTRIBUTION | TNB | WP PUTRAJAYA & CYBERJAYA | NO | Unknown |  |  |  | NO | [8 empty] | CBJ25042 | NO | [7 empty] | 3
378386552 | CBJ25041 |  |  |  | VCBJ/PCE/J25041/MB25041 | 310339238 | Existing | RYB |  | CBJ25052 PE 25.05 HOSTEL BLOK 1D | CLOSED | CLOSED | LINK |  | 11 kV | [6 empty] | INDKOM |  |  | PE 25.04 HOSTEL BLOK 1C | Unknown | Unknown | NO | NONE | DISTRIBUTION | TNB | WP PUTRAJAYA & CYBERJAYA | NO | Unknown |  |  |  | NO | [8 empty] | CBJ25041 | NO | [7 empty] | 3
378386758 | CBJ25031 |  |  |  | VCBJ/PCE/J25031/MB25031 | 300453483 | Existing | RYB |  | CBJ21024 PE 21.02 INCUBATOR (F2) | CLOSED | CLOSED | LINK |  | 11 kV | [6 empty] | INDKOM |  |  | PE 25.03 HOSTEL BLOK 1B | Unknown | Unknown | NO | NONE | DISTRIBUTION | TNB | WP PUTRAJAYA & CYBERJAYA | NO | Unknown |  |  |  | NO | [8 empty] | CBJ25031 | NO | [7 empty] | 3
378386763 | CBJ25032 |  |  |  | VCBJ/PCE/J25031/MB25031 | 300453483 | Existing | RYB |  | CBJ25021 PE 25.02 HOSTEL BLOK 1A | CLOSED | CLOSED | LINK |  | 11 kV | [6 empty] | INDKOM |  |  | PE 25.03 HOSTEL BLOK 1B | Unknown | Unknown | NO | NONE | DISTRIBUTION | TNB | WP PUTRAJAYA & CYBERJAYA | NO | Unknown |  |  |  | NO | [8 empty] | CBJ25032 | NO | [7 empty] | 3
378386852 | CBJ25021 |  |  |  | VCBJ/PCE/J25021/MB25021 | 300454737 | Existing | RYB |  |  | CLOSED | CLOSED | LINK |  | 11 kV | [6 empty] | INDKOM |  |  | PE 25.02 HOSTEL BLOK 1A | Unknown | Unknown | NO | NONE | DISTRIBUTION | TNB | WP PUTRAJAYA & CYBERJAYA | NO | Unknown |  |  |  | NO | [8 empty] | CBJ25021 | NO | [7 empty] | 3
378386857 | CBJ25022 |  |  |  | VCBJ/PCE/J25021/MB25021 | 300454737 | Existing | RYB |  | CBJ23031 PE 23.03 MUTIARA VILLE 1 | CLOSED | CLOSED | LINK |  | 11 kV | [6 empty] | INDKOM |  |  | PE 25.02 HOSTEL BLOK 1A | Unknown | Unknown | NO | NONE | DISTRIBUTION | TNB | WP PUTRAJAYA & CYBERJAYA | NO | Unknown |  |  |  | NO | [8 empty] | CBJ25022 | NO | [7 empty] | 3
378386950 | CBJ23031 |  |  |  | VCBJ/PCE/J23031/MB23031 | 300454682 | Existing | RYB |  | CBJ25022 PE 25.02 HOSTEL BLOK 1A | CLOSED | CLOSED | LINK |  | 11 kV | [6 empty] | INDKOM |  |  | PE 23.03 MUTIARA VILLE 1 | Unknown | Unknown | NO | NONE | DISTRIBUTION | TNB | WP PUTRAJAYA & CYBERJAYA | NO | Unknown |  |  |  | NO | [8 empty] | CBJ23031 | NO | [7 empty] | 3
378386955 | CBJ23032 |  |  |  | VCBJ/PCE/J23031/MB23031 | 300454682 | Existing | RYB |  |  | CLOSED | CLOSED | LINK |  | 11 kV | [6 empty] | INDKOM |  |  | PE 23.03 MUTIARA VILLE 1 | Unknown | Unknown | NO | NONE | DISTRIBUTION | TNB | WP PUTRAJAYA & CYBERJAYA | NO | Unknown |  |  |  | NO | [8 empty] | CBJ23032 | NO | [7 empty] | 3
378387044 | CBJ23041 |  |  |  | VCBJ/PCE/J23041/MB23041 | 300454734 | Existing | RYB |  | CBJ25042 PE 25.04 HOSTEL BLOK1C | CLOSED | CLOSED | LINK |  | 11 kV | [6 empty] | INDKOM |  |  | PE 23.04 MUTIARA VILLE 2 | Unknown | Unknown | NO | NONE | DISTRIBUTION | TNB | WP PUTRAJAYA & CYBERJAYA | NO | Unknown |  |  |  | NO | [8 empty] | CBJ23041 | NO | [7 empty] | 3
378387049 | CBJ23042 |  |  |  | VCBJ/PCE/J23041/MB23041 | 300454734 | Existing | RYB |  | CBJ23024 SS 23.02 STP A (F2) | CLOSED | CLOSED | LINK |  | 11 kV | [6 empty] | INDKOM |  |  | PE 23.04 MUTIARA VILLE 2 | Unknown | Unknown | NO | NONE | DISTRIBUTION | TNB | WP PUTRAJAYA & CYBERJAYA | NO | Unknown |  |  |  | NO | [8 empty] | CBJ23042 | NO | [7 empty] | 3
378387158 | CBJ23022 |  |  |  | VCBJ/PCE/J23021/MB23021 | 300280381 | Existing | RYB |  | PENGGUNA HT | CLOSED | CLOSED | LINK |  | 11 kV |  | 13/10/2006 |  |  |  |  | SCHNEIDER |  |  | SS 23.02 STP A F1 | Unknown | Unknown | NO | NONE | DISTRIBUTION | TNB | WP PUTRAJAYA & CYBERJAYA | NO | Unknown |  |  |  | NO | [8 empty] | CBJ23022 | NO | [7 empty] | 3
378387164 | CBJ23021 |  |  |  | VCBJ/PCE/J23021/MB23021 | 300280381 | Existing | RYB |  | CBJ23032 PE 23.03 MUTIARA VILLE 1 | CLOSED | CLOSED | LINK |  | 11 kV |  | 13/10/2006 |  |  |  |  | SCHNEIDER |  |  | SS 23.02 STP A F1 | Unknown | Unknown | NO | NONE | DISTRIBUTION | TNB | WP PUTRAJAYA & CYBERJAYA | NO | Unknown |  |  |  | NO | [8 empty] | CBJ23021 | NO | [7 empty] | 3
378387169 | CBJ23023 |  |  |  | VCBJ/PCE/J23021/MB23021 | 300280381 | Existing | RYB |  | CBJ23302 PE 23.30 EAST GARDEN | CLOSED | CLOSED | LINK |  | 11 kV |  | 13/10/2006 |  |  |  |  | SCHNEIDER |  |  | SS 23.02 STP A F1 | Unknown | Unknown | NO | NONE | DISTRIBUTION | TNB | WP PUTRAJAYA & CYBERJAYA | NO | Unknown |  |  |  | NO | [8 empty] | CBJ23023 | NO | [7 empty] | 3
378387184 | CBJ23026 |  |  |  | VCBJ/PCE/J23022/MB23024 | 300280380 | Existing | RYB |  |  | CLOSED | CLOSED | LINK |  | 11 kV |  | 13/10/2006 |  |  |  |  | SCHNEIDER |  |  | SS 23.02 STP A F2 | Unknown | Unknown | NO | NONE | DISTRIBUTION | TNB | WP PUTRAJAYA & CYBERJAYA | NO | Unknown |  |  |  | NO | [8 empty] | CBJ23026 | NO | [7 empty] | 3
378387190 | CBJ23024 |  |  |  | VCBJ/PCE/J23022/MB23024 | 300280380 | Existing | RYB |  | CBJ23042 PE 23.04 MUTIARA VILLE 2 | CLOSED | CLOSED | LINK |  | 11 kV |  | 13/10/2006 |  |  |  |  | SCHNEIDER |  |  | SS 23.02 STP A F2 | Unknown | Unknown | NO | NONE | DISTRIBUTION | TNB | WP PUTRAJAYA & CYBERJAYA | NO | Unknown |  |  |  | NO | [8 empty] | CBJ23024 | NO | [7 empty] | 3
378387195 | CBJ23025 |  |  |  | VCBJ/PCE/J23022/MB23024 | 300280380 | Existing | RYB |  | PENGGUNA HT | CLOSED | CLOSED | LINK |  | 11 kV |  | 13/10/2006 |  |  |  |  | SCHNEIDER |  |  | SS 23.02 STP A F2 | Unknown | Unknown | NO | NONE | DISTRIBUTION | TNB | WP PUTRAJAYA & CYBERJAYA | NO | Unknown |  |  |  | NO | [8 empty] | CBJ23025 | NO | [7 empty] | 3
378387215 | CBJ23011 |  |  |  | VCBJ/PCE/J23011/MB23011 | 300280382 | Existing | RYB |  | CBJ23301 PE 23.30 EAST GARDEN | CLOSED | CLOSED | LINK |  | 11 kV |  | 2006-12-12 |  |  |  |  | TAMCO |  |  | PE 23.01 PS 2-9 F1 | Unknown | Unknown | NO | NONE | DISTRIBUTION | TNB | WP PUTRAJAYA & CYBERJAYA | NO | Unknown |  |  |  | NO | [8 empty] | CBJ23011 | NO | [7 empty] | 3
378387220 | CBJ23013 |  |  |  | VCBJ/PCE/J23011/MB23011 | 300280382 | Existing | RYB |  | CBJ24121 PE 24.12 SEJATI HOMES 2 | CLOSED | CLOSED | LINK |  | 11 kV |  | 2006-12-12 |  |  |  |  | TAMCO |  |  | PE 23.01 PS 2-9 F1 | Unknown | Unknown | NO | NONE | DISTRIBUTION | TNB | WP PUTRAJAYA & CYBERJAYA | NO | Unknown |  |  |  | NO | [8 empty] | CBJ23013 | NO | [7 empty] | 3
378387238 | CBJ23014 |  |  |  | VCBJ/PCE/J23012/MB23014 | 300280383 | Existing | RYB |  | CBJ23026 SS 23.02 STP A (F2) | CLOSED | CLOSED | LINK |  | 11 kV |  | 2006-12-12 |  |  |  |  | TAMCO |  |  | PE 23.01 PS 2-9 F2 | Unknown | Unknown | NO | NONE | DISTRIBUTION | TNB | WP PUTRAJAYA & CYBERJAYA | NO | Unknown |  |  |  | NO | [8 empty] | CBJ23014 | NO | [7 empty] | 3
378387243 | CBJ23016 |  |  |  | VCBJ/PCE/J23012/MB23014 | 300280383 | Existing | RYB |  | CBJ24011 PE 24.01 PERUMAHAN 8 (F1) | CLOSED | CLOSED | LINK |  | 11 kV |  | 2006-12-12 |  |  |  |  | TAMCO |  |  | PE 23.01 PS 2-9 F2 | Unknown | Unknown | NO | NONE | DISTRIBUTION | TNB | WP PUTRAJAYA & CYBERJAYA | NO | Unknown |  |  |  | NO | [8 empty] | CBJ23016 | NO | [7 empty] | 3
378400212 | PTJ11216 |  |  |  | VPTJ/PCE/J11211/MB11211 | 300281039 | Existing | RYB |  |  | CLOSED | CLOSED | LINK |  | 11 kV |  | 30/05/2006 |  |  |  |  | TAMCO |  |  | PE 11.21 PUSAT KEJIRANAN (F1) | Unknown | Unknown | NO | NONE | DISTRIBUTION | TNB | WP PUTRAJAYA & CYBERJAYA | NO | Unknown |  |  |  | NO | [8 empty] | PTJ11216 | NO | [7 empty] | 3
378400217 | PTJ11214 |  |  |  | VPTJ/PCE/J11211/MB11211 | 300281039 | Existing | RYB |  |  | CLOSED | CLOSED | LINK |  | 11 kV |  | 30/05/2006 |  |  |  |  | TAMCO |  |  | PE 11.21 PUSAT KEJIRANAN (F1) | Unknown | Unknown | NO | NONE | DISTRIBUTION | TNB | WP PUTRAJAYA & CYBERJAYA | NO | Unknown |  |  |  | NO | [8 empty] | PTJ11214 | NO | [7 empty] | 3
378400293 | PTJ11211 |  |  |  | VPTJ/PCE/J11212/MB11214 | 300281041 | Existing | RYB |  |  | CLOSED | CLOSED | LINK |  | 11 kV |  | 30/05/2006 |  |  |  |  | TAMCO |  |  | PE 11.21 PUSAT KEJIRANAN (F2) | Unknown | Unknown | NO | NONE | DISTRIBUTION | TNB | WP PUTRAJAYA & CYBERJAYA | NO | Unknown |  |  |  | NO | [8 empty] | PTJ11211 | NO | [7 empty] | 3
378400298 | PTJ11213 |  |  |  | VPTJ/PCE/J11212/MB11214 | 300281041 | Existing | RYB |  |  | CLOSED | CLOSED | LINK |  | 11 kV |  | 30/05/2006 |  |  |  |  | TAMCO |  |  | PE 11.21 PUSAT KEJIRANAN (F2) | Unknown | Unknown | NO | NONE | DISTRIBUTION | TNB | WP PUTRAJAYA & CYBERJAYA | NO | Unknown |  |  |  | NO | [8 empty] | PTJ11213 | NO | [7 empty] | 3
378400377 | PTJ11381 |  |  |  | VPTJ/PCE/J11381/MB11381 | 300281070 | Existing | RYB |  |  | CLOSED | CLOSED | LINK |  | 11 kV |  | 26/08/2004 |  |  |  |  | MERLIN GERIN |  |  | PE 11.38 PS 13 | Unknown | Unknown | NO | NONE | DISTRIBUTION | TNB | WP PUTRAJAYA & CYBERJAYA | NO | Unknown |  |  |  | NO | [8 empty] | PTJ11381 | NO | [7 empty] | 3
378400382 | PTJ11383 |  |  |  | VPTJ/PCE/J11381/MB11381 | 300281070 | Existing | RYB |  |  | CLOSED | CLOSED | LINK |  | 11 kV |  | 26/08/2004 |  |  |  |  | MERLIN GERIN |  |  | PE 11.38 PS 13 | Unknown | Unknown | NO | NONE | DISTRIBUTION | TNB | WP PUTRAJAYA & CYBERJAYA | NO | Unknown |  |  |  | NO | [8 empty] | PTJ11383 | NO | [7 empty] | 3
378400470 | PTJ11392 |  |  |  | VPTJ/PCE/J11391/MB11391 | 300281071 | Existing | RYB |  |  | CLOSED | CLOSED | LINK |  | 11 kV |  | 17/08/2004 |  |  |  |  | INDKOM |  |  | PE 11.39 BLOK A | Unknown | Unknown | NO | NONE | DISTRIBUTION | TNB | WP PUTRAJAYA & CYBERJAYA | NO | Unknown |  |  |  | NO | [8 empty] | PTJ11392 | NO | [7 empty] | 3
378400475 | PTJ11391 |  |  |  | VPTJ/PCE/J11391/MB11391 | 300281071 | Existing | RYB |  |  | CLOSED | CLOSED | LINK |  | 11 kV |  | 17/08/2004 |  |  |  |  | INDKOM |  |  | PE 11.39 BLOK A | Unknown | Unknown | NO | NONE | DISTRIBUTION | TNB | WP PUTRAJAYA & CYBERJAYA | NO | Unknown |  |  |  | NO | [8 empty] | PTJ11391 | NO | [7 empty] | 3
378400783 | PTJ1461 |  |  |  | VPTJ/PCE/J01461/MB01461 | 300280509 | Existing | RYB |  |  | CLOSED | CLOSED | LINK |  | 11 kV |  | 2003-06-08 |  |  |  |  | INDKOM |  |  | SS 1.46 E9 (F1) | Unknown | Unknown | NO | NONE | DISTRIBUTION | TNB | WP PUTRAJAYA & CYBERJAYA | NO | Unknown |  |  |  | NO | [8 empty] | PTJ1461 | NO | [7 empty] | 3
378400789 | PTJ1463 |  |  |  | VPTJ/PCE/J01461/MB01461 | 300280509 | Existing | RYB |  |  | CLOSED | CLOSED | LINK |  | 11 kV |  | 2003-06-08 |  |  |  |  | INDKOM |  |  | SS 1.46 E9 (F1) | Unknown | Unknown | NO | NONE | DISTRIBUTION | TNB | WP PUTRAJAYA & CYBERJAYA | NO | Unknown |  |  |  | NO | [8 empty] | PTJ1463 | NO | [7 empty] | 3
378400794 | PTJ1462 |  |  |  | VPTJ/PCE/J01461/MB01461 | 300280509 | Existing | RYB |  |  | CLOSED | CLOSED | LINK |  | 11 kV |  | 2003-06-08 |  |  |  |  | INDKOM |  |  | SS 1.46 E9 (F1) | Unknown | Unknown | NO | NONE | DISTRIBUTION | TNB | WP PUTRAJAYA & CYBERJAYA | NO | Unknown |  |  |  | NO | [8 empty] | PTJ1462 | NO | [7 empty] | 3
378400809 | PTI1464 |  |  |  | VPTJ/PCE/J01462/MB01464 | 300280510 | Existing | RYB |  |  | CLOSED | CLOSED | LINK |  | 11 kV |  | 2003-06-08 |  |  |  |  | INDKOM |  |  | SS 1.46 E9 (F2) | Unknown | Unknown | NO | NONE | DISTRIBUTION | TNB | WP PUTRAJAYA & CYBERJAYA | NO | Unknown |  |  |  | NO | [8 empty] | PTI1464 | NO | [7 empty] | 3
378400815 | PTJ1466 |  |  |  | VPTJ/PCE/J01462/MB01464 | 300280510 | Existing | RYB |  |  | CLOSED | CLOSED | LINK |  | 11 kV |  | 2003-06-08 |  |  |  |  | INDKOM |  |  | SS 1.46 E9 (F2) | Unknown | Unknown | NO | NONE | DISTRIBUTION | TNB | WP PUTRAJAYA & CYBERJAYA | NO | Unknown |  |  |  | NO | [8 empty] | PTJ1466 | NO | [7 empty] | 3
378400820 | PTJ1465 |  |  |  | VPTJ/PCE/J01462/MB01464 | 300280510 | Existing | RYB |  |  | CLOSED | CLOSED | LINK |  | 11 kV |  | 2003-06-08 |  |  |  |  | INDKOM |  |  | SS 1.46 E9 (F2) | Unknown | Unknown | NO | NONE | DISTRIBUTION | TNB | WP PUTRAJAYA & CYBERJAYA | NO | Unknown |  |  |  | NO | [8 empty] | PTJ1465 | NO | [7 empty] | 3
378400931 | PTJ01501 |  |  |  | VPTJ/PCE/J01501/MB01501 | 300280528 | Existing | RYB |  |  | CLOSED | CLOSED | LINK |  | 11 kV |  | 2003-06-08 |  |  |  |  | ABB |  |  | SS 1.50 E13 (F1) | Unknown | Unknown | NO | NONE | DISTRIBUTION | TNB | WP PUTRAJAYA & CYBERJAYA | NO | Unknown |  |  |  | NO | [8 empty] | PTJ01501 | NO | [7 empty] | 3
378400937 | PTJ01502 |  |  |  | VPTJ/PCE/J01501/MB01501 | 300280528 | Existing | RYB |  |  | CLOSED | CLOSED | LINK |  | 11 kV |  | 2003-06-08 |  |  |  |  | ABB |  |  | SS 1.50 E13 (F1) | Unknown | Unknown | NO | NONE | DISTRIBUTION | TNB | WP PUTRAJAYA & CYBERJAYA | NO | Unknown |  |  |  | NO | [8 empty] | PTJ01502 | NO | [7 empty] | 3
378400942 | PTJ01503 |  |  |  | VPTJ/PCE/J01501/MB01501 | 300280528 | Existing | RYB |  |  | CLOSED | CLOSED | LINK |  | 11 kV |  | 2003-06-08 |  |  |  |  | ABB |  |  | SS 1.50 E13 (F1) | Unknown | Unknown | NO | NONE | DISTRIBUTION | TNB | WP PUTRAJAYA & CYBERJAYA | NO | Unknown |  |  |  | NO | [8 empty] | PTJ01503 | NO | [7 empty] | 3
378400957 | PTJ01504 |  |  |  | VPTJ/PCE/J01502/MB01504 | 300280532 | Existing | RYB |  |  | CLOSED | CLOSED | LINK |  | 11 kV |  | 2003-06-08 |  |  |  |  | ABB |  |  | SS 1.50 E13 (F2) | Unknown | Unknown | NO | NONE | DISTRIBUTION | TNB | WP PUTRAJAYA & CYBERJAYA | NO | Unknown |  |  |  | NO | [8 empty] | PTJ01504 | NO | [7 empty] | 3
378400963 | PTJ01505 |  |  |  | VPTJ/PCE/J01502/MB01504 | 300280532 | Existing | RYB |  |  | CLOSED | CLOSED | LINK |  | 11 kV |  | 2003-06-08 |  |  |  |  | ABB |  |  | SS 1.50 E13 (F2) | Unknown | Unknown | NO | NONE | DISTRIBUTION | TNB | WP PUTRAJAYA & CYBERJAYA | NO | Unknown |  |  |  | NO | [8 empty] | PTJ01505 | NO | [7 empty] | 3
378400968 | PTJ01506 |  |  |  | VPTJ/PCE/J01502/MB01504 | 300280532 | Existing | RYB |  |  | CLOSED | CLOSED | LINK |  | 11 kV |  | 2003-06-08 |  |  |  |  | ABB |  |  | SS 1.50 E13 (F2) | Unknown | Unknown | NO | NONE | DISTRIBUTION | TNB | WP PUTRAJAYA & CYBERJAYA | NO | Unknown |  |  |  | NO | [8 empty] | PTJ01506 | NO | [7 empty] | 3
378401079 | PTJ01481 |  |  |  | VPTJ/PCE/J01481/MB01481 | 300280521 | Existing | RYB |  |  | CLOSED | CLOSED | LINK |  | 11 kV |  | 23/06/2003 |  |  |  |  | ITEM |  |  | SS 1.48 E11 (F1) | Unknown | Unknown | NO | NONE | DISTRIBUTION | TNB | WP PUTRAJAYA & CYBERJAYA | NO | Unknown |  |  |  | NO | [8 empty] | PTJ01481 | NO | [7 empty] | 3
378401085 | PTJ01483 |  |  |  | VPTJ/PCE/J01481/MB01481 | 300280521 | Existing | RYB |  |  | CLOSED | CLOSED | LINK |  | 11 kV |  | 23/06/2003 |  |  |  |  | ITEM |  |  | SS 1.48 E11 (F1) | Unknown | Unknown | NO | NONE | DISTRIBUTION | TNB | WP PUTRAJAYA & CYBERJAYA | NO | Unknown |  |  |  | NO | [8 empty] | PTJ01483 | NO | [7 empty] | 3
378401090 | PTJ01482 |  |  |  | VPTJ/PCE/J01481/MB01481 | 300280521 | Existing | RYB |  |  | CLOSED | CLOSED | LINK |  | 11 kV |  | 23/06/2003 |  |  |  |  | ITEM |  |  | SS 1.48 E11 (F1) | Unknown | Unknown | NO | NONE | DISTRIBUTION | TNB | WP PUTRAJAYA & CYBERJAYA | NO | Unknown |  |  |  | NO | [8 empty] | PTJ01482 | NO | [7 empty] | 3
378401105 | PTJ01484 |  |  |  | VPTJ/PCE/J01482/MB01484 | 300280524 | Existing | RYB |  |  | CLOSED | CLOSED | LINK |  | 11 kV |  | 23/06/2003 |  |  |  |  | ITEM |  |  | SS 1.48 E11 (F2) | Unknown | Unknown | NO | NONE | DISTRIBUTION | TNB | WP PUTRAJAYA & CYBERJAYA | NO | Unknown |  |  |  | NO | [8 empty] | PTJ01484 | NO | [7 empty] | 3
378401111 | PTJ01486 |  |  |  | VPTJ/PCE/J01482/MB01484 | 300280524 | Existing | RYB |  |  | CLOSED | CLOSED | LINK |  | 11 kV |  | 23/06/2003 |  |  |  |  | ITEM |  |  | SS 1.48 E11 (F2) | Unknown | Unknown | NO | NONE | DISTRIBUTION | TNB | WP PUTRAJAYA & CYBERJAYA | NO | Unknown |  |  |  | NO | [8 empty] | PTJ01486 | NO | [7 empty] | 3
378401116 | PTJ01485 |  |  |  | VPTJ/PCE/J01482/MB01484 | 300280524 | Existing | RYB |  |  | CLOSED | CLOSED | LINK |  | 11 kV |  | 23/06/2003 |  |  |  |  | ITEM |  |  | SS 1.48 E11 (F2) | Unknown | Unknown | NO | NONE | DISTRIBUTION | TNB | WP PUTRAJAYA & CYBERJAYA | NO | Unknown |  |  |  | NO | [8 empty] | PTJ01485 | NO | [7 empty] | 3
378401133 | PTJ01471 |  |  |  | VPTJ/PCE/J01471/MB01471 | 300280513 | Existing | RYB |  |  | CLOSED | CLOSED | LINK |  | 11 kV |  | 2003-12-06 |  |  |  |  | ITEM |  |  | SS 1.47 E10 (F1) | Unknown | Unknown | NO | NONE | DISTRIBUTION | TNB | WP PUTRAJAYA & CYBERJAYA | NO | Unknown |  |  |  | NO | [8 empty] | PTJ01471 | NO | [7 empty] | 3
378401139 | PTJ01473 |  |  |  | VPTJ/PCE/J01471/MB01471 | 300280513 | Existing | RYB |  |  | CLOSED | CLOSED | LINK |  | 11 kV |  | 2003-12-06 |  |  |  |  | ITEM |  |  | SS 1.47 E10 (F1) | Unknown | Unknown | NO | NONE | DISTRIBUTION | TNB | WP PUTRAJAYA & CYBERJAYA | NO | Unknown |  |  |  | NO | [8 empty] | PTJ01473 | NO | [7 empty] | 3
378401144 | PTJ01472 |  |  |  | VPTJ/PCE/J01471/MB01471 | 300280513 | Existing | RYB |  |  | CLOSED | CLOSED | LINK |  | 11 kV |  | 2003-12-06 |  |  |  |  | ITEM |  |  | SS 1.47 E10 (F1) | Unknown | Unknown | NO | NONE | DISTRIBUTION | TNB | WP PUTRAJAYA & CYBERJAYA | NO | Unknown |  |  |  | NO | [8 empty] | PTJ01472 | NO | [7 empty] | 3
378401159 | PTJ01474 |  |  |  | VPTJ/PCE/J01472/MB01474 | 300280517 | Existing | RYB |  |  | CLOSED | CLOSED | LINK |  | 11 kV |  | 2003-12-06 |  |  |  |  | ITEM |  |  | SS 1.47 E10 (F2) | Unknown | Unknown | NO | NONE | DISTRIBUTION | TNB | WP PUTRAJAYA & CYBERJAYA | NO | Unknown |  |  |  | NO | [8 empty] | PTJ01474 | NO | [7 empty] | 3
378401165 | PTJ01476 |  |  |  | VPTJ/PCE/J01472/MB01474 | 300280517 | Existing | RYB |  |  | CLOSED | CLOSED | LINK |  | 11 kV |  | 2003-12-06 |  |  |  |  | ITEM |  |  | SS 1.47 E10 (F2) | Unknown | Unknown | NO | NONE | DISTRIBUTION | TNB | WP PUTRAJAYA & CYBERJAYA | NO | Unknown |  |  |  | NO | [8 empty] | PTJ01476 | NO | [7 empty] | 3
378401170 | PTJ01475 |  |  |  | VPTJ/PCE/J01472/MB01474 | 300280517 | Existing | RYB |  |  | CLOSED | CLOSED | LINK |  | 11 kV |  | 2003-12-06 |  |  |  |  | ITEM |  |  | SS 1.47 E10 (F2) | Unknown | Unknown | NO | NONE | DISTRIBUTION | TNB | WP PUTRAJAYA & CYBERJAYA | NO | Unknown |  |  |  | NO | [8 empty] | PTJ01475 | NO | [7 empty] | 3
378401185 | PTJ1444 |  |  |  | VPTJ/PCE/J01442/MB01444 | 300280493 | Existing | RYB |  |  | CLOSED | CLOSED | LINK |  | 11 kV |  | 23/06/2003 |  |  |  |  | ITEM |  |  | SS 1.44 E7 (F2) | Unknown | Unknown | NO | NONE | DISTRIBUTION | TNB | WP PUTRAJAYA & CYBERJAYA | NO | Unknown |  |  |  | NO | [8 empty] | PTJ1444 | NO | [7 empty] | 3
378401191 | PTJ1445 |  |  |  | VPTJ/PCE/J01442/MB01444 | 300280493 | Existing | RYB |  |  | CLOSED | CLOSED | LINK |  | 11 kV |  | 23/06/2003 |  |  |  |  | ITEM |  |  | SS 1.44 E7 (F2) | Unknown | Unknown | NO | NONE | DISTRIBUTION | TNB | WP PUTRAJAYA & CYBERJAYA | NO | Unknown |  |  |  | NO | [8 empty] | PTJ1445 | NO | [7 empty] | 3
378401196 | PTJ1445 |  |  |  | VPTJ/PCE/J01442/MB01444 | 300280493 | Existing | RYB |  |  | CLOSED | CLOSED | LINK |  | 11 kV |  | 23/06/2003 |  |  |  |  | ITEM |  |  | SS 1.44 E7 (F2) | Unknown | Unknown | NO | NONE | DISTRIBUTION | TNB | WP PUTRAJAYA & CYBERJAYA | NO | Unknown |  |  |  | NO | [8 empty] | PTJ1445 | NO | [7 empty] | 3
378401211 | PTJ1441 |  |  |  | VPTJ/PCE/J01441/MB01441 | 300280488 | Existing | RYB |  |  | CLOSED | CLOSED | LINK |  | 11 kV |  | 23/06/2003 |  |  |  |  | ITEM |  |  | SS 1.44 E7 (F1) | Unknown | Unknown | NO | NONE | DISTRIBUTION | TNB | WP PUTRAJAYA & CYBERJAYA | NO | Unknown |  |  |  | NO | [8 empty] | PTJ1441 | NO | [7 empty] | 3
378401217 | PTJ1443 |  |  |  | VPTJ/PCE/J01441/MB01441 | 300280488 | Existing | RYB |  |  | CLOSED | CLOSED | LINK |  | 11 kV |  | 23/06/2003 |  |  |  |  | ITEM |  |  | SS 1.44 E7 (F1) | Unknown | Unknown | NO | NONE | DISTRIBUTION | TNB | WP PUTRAJAYA & CYBERJAYA | NO | Unknown |  |  |  | NO | [8 empty] | PTJ1443 | NO | [7 empty] | 3
378401222 | PTJ1442 |  |  |  | VPTJ/PCE/J01441/MB01441 | 300280488 | Existing | RYB |  |  | CLOSED | CLOSED | LINK |  | 11 kV |  | 23/06/2003 |  |  |  |  | ITEM |  |  | SS 1.44 E7 (F1) | Unknown | Unknown | NO | NONE | DISTRIBUTION | TNB | WP PUTRAJAYA & CYBERJAYA | NO | Unknown |  |  |  | NO | [8 empty] | PTJ1442 | NO | [7 empty] | 3
378401237 | PTJ1431 |  |  |  | VPTJ/PCE/J01431/MB01431 | 300280480 | Existing | RYB |  |  | CLOSED | CLOSED | LINK |  | 11 kV |  | 2003-04-06 |  |  |  |  | ITEM |  |  | SS 1.43 E6 (F1) | Unknown | Unknown | NO | NONE | DISTRIBUTION | TNB | WP PUTRAJAYA & CYBERJAYA | NO | Unknown |  |  |  | NO | [8 empty] | PTJ1431 | NO | [7 empty] | 3
378401243 | PTJ1433 |  |  |  | VPTJ/PCE/J01431/MB01431 | 300280480 | Existing | RYB |  |  | CLOSED | CLOSED | LINK |  | 11 kV |  | 2003-04-06 |  |  |  |  | ITEM |  |  | SS 1.43 E6 (F1) | Unknown | Unknown | NO | NONE | DISTRIBUTION | TNB | WP PUTRAJAYA & CYBERJAYA | NO | Unknown |  |  |  | NO | [8 empty] | PTJ1433 | NO | [7 empty] | 3
378401248 | PTJ1432 |  |  |  | VPTJ/PCE/J01431/MB01431 | 300280480 | Existing | RYB |  |  | CLOSED | CLOSED | LINK |  | 11 kV |  | 2003-04-06 |  |  |  |  | ITEM |  |  | SS 1.43 E6 (F1) | Unknown | Unknown | NO | NONE | DISTRIBUTION | TNB | WP PUTRAJAYA & CYBERJAYA | NO | Unknown |  |  |  | NO | [8 empty] | PTJ1432 | NO | [7 empty] | 3
378401263 | PTJ1434 |  |  |  | VPTJ/PCE/J01432/MB01434 | 300280482 | Existing | RYB |  |  | CLOSED | CLOSED | LINK |  | 11 kV |  | 2003-04-06 |  |  |  |  | ITEM |  |  | SS 1.43 E6 (F2) | Unknown | Unknown | NO | NONE | DISTRIBUTION | TNB | WP PUTRAJAYA & CYBERJAYA | NO | Unknown |  |  |  | NO | [8 empty] | PTJ1434 | NO | [7 empty] | 3
378401269 | PTJ1436 |  |  |  | VPTJ/PCE/J01432/MB01434 | 300280482 | Existing | RYB |  |  | CLOSED | CLOSED | LINK |  | 11 kV |  | 2003-04-06 |  |  |  |  | ITEM |  |  | SS 1.43 E6 (F2) | Unknown | Unknown | NO | NONE | DISTRIBUTION | TNB | WP PUTRAJAYA & CYBERJAYA | NO | Unknown |  |  |  | NO | [8 empty] | PTJ1436 | NO | [7 empty] | 3
378401274 | PTJ1435 |  |  |  | VPTJ/PCE/J01432/MB01434 | 300280482 | Existing | RYB |  |  | CLOSED | CLOSED | LINK |  | 11 kV |  | 2003-04-06 |  |  |  |  | ITEM |  |  | SS 1.43 E6 (F2) | Unknown | Unknown | NO | NONE | DISTRIBUTION | TNB | WP PUTRAJAYA & CYBERJAYA | NO | Unknown |  |  |  | NO | [8 empty] | PTJ1435 | NO | [7 empty] | 3
378404459 | PTJ01371 |  |  |  | VPTJ/PCE/J01371/MB01371 | 300280451 | Existing | RYB |  |  | CLOSED | CLOSED | LINK |  | 11 kV |  | 20/01/2001 |  |  |  |  | INDKOM |  |  | PE 1.37 E16 ANJUNG (F1) | Unknown | Unknown | NO | NONE | DISTRIBUTION | TNB | WP PUTRAJAYA & CYBERJAYA | NO | Unknown |  |  |  | NO | [8 empty] | PTJ01371 | NO | [7 empty] | 3
378404464 | PTJ01372 |  |  |  | VPTJ/PCE/J01371/MB01371 | 300280451 | Existing | RYB |  |  | CLOSED | CLOSED | LINK |  | 11 kV |  | 20/01/2001 |  |  |  |  | INDKOM |  |  | PE 1.37 E16 ANJUNG (F1) | Unknown | Unknown | NO | NONE | DISTRIBUTION | TNB | WP PUTRAJAYA & CYBERJAYA | NO | Unknown |  |  |  | NO | [8 empty] | PTJ01372 | NO | [7 empty] | 3
378404553 | PTJ01374 |  |  |  | VPTJ/PCE/J01372/MB01374 | 300280454 | Existing | RYB |  |  | CLOSED | CLOSED | LINK |  | 11 kV |  | 20/01/2001 |  |  |  |  | INDKOM |  |  | PE 1.37 E16 ANJUNG (F2) | Unknown | Unknown | NO | NONE | DISTRIBUTION | TNB | WP PUTRAJAYA & CYBERJAYA | NO | Unknown |  |  |  | NO | [8 empty] | PTJ01374 | NO | [7 empty] | 3
378404558 | PTJ01375 |  |  |  | VPTJ/PCE/J01372/MB01374 | 300280454 | Existing | RYB |  |  | CLOSED | CLOSED | LINK |  | 11 kV |  | 20/01/2001 |  |  |  |  | INDKOM |  |  | PE 1.37 E16 ANJUNG (F2) | Unknown | Unknown | NO | NONE | DISTRIBUTION | TNB | WP PUTRAJAYA & CYBERJAYA | NO | Unknown |  |  |  | NO | [8 empty] | PTJ01375 | NO | [7 empty] | 3
378404656 | PTJ01391 |  |  |  | VPTJ/PCE/J01391/MB01391 | 300280465 | Existing | RYB |  |  | CLOSED | CLOSED | LINK |  | 11 kV |  | 2003-05-08 |  |  |  |  | ABB |  |  | SS 1.39 E1 (F1) | Unknown | Unknown | NO | NONE | DISTRIBUTION | TNB | WP PUTRAJAYA & CYBERJAYA | NO | Unknown |  |  |  | NO | [8 empty] | PTJ01391 | NO | [7 empty] | 3
378404662 | PTJ01393 |  |  |  | VPTJ/PCE/J01391/MB01391 | 300280465 | Existing | RYB |  |  | CLOSED | CLOSED | LINK |  | 11 kV |  | 2003-05-08 |  |  |  |  | ABB |  |  | SS 1.39 E1 (F1) | Unknown | Unknown | NO | NONE | DISTRIBUTION | TNB | WP PUTRAJAYA & CYBERJAYA | NO | Unknown |  |  |  | NO | [8 empty] | PTJ01393 | NO | [7 empty] | 3
378404667 | PTJ01392 |  |  |  | VPTJ/PCE/J01391/MB01391 | 300280465 | Existing | RYB |  |  | CLOSED | CLOSED | LINK |  | 11 kV |  | 2003-05-08 |  |  |  |  | ABB |  |  | SS 1.39 E1 (F1) | Unknown | Unknown | NO | NONE | DISTRIBUTION | TNB | WP PUTRAJAYA & CYBERJAYA | NO | Unknown |  |  |  | NO | [8 empty] | PTJ01392 | NO | [7 empty] | 3
378404682 | PTJ01394 |  |  |  | VPTJ/PCE/J01392/MB01394 | 300280466 | Existing | RYB |  |  | CLOSED | CLOSED | LINK |  | 11 kV |  | 2003-05-08 |  |  |  |  | ABB |  |  | SS 1.39 E1 (F2) | Unknown | Unknown | NO | NONE | DISTRIBUTION | TNB | WP PUTRAJAYA & CYBERJAYA | NO | Unknown |  |  |  | NO | [8 empty] | PTJ01394 | NO | [7 empty] | 3
378404688 | PTJ01396 |  |  |  | VPTJ/PCE/J01392/MB01394 | 300280466 | Existing | RYB |  |  | CLOSED | CLOSED | LINK |  | 11 kV |  | 2003-05-08 |  |  |  |  | ABB |  |  | SS 1.39 E1 (F2) | Unknown | Unknown | NO | NONE | DISTRIBUTION | TNB | WP PUTRAJAYA & CYBERJAYA | NO | Unknown |  |  |  | NO | [8 empty] | PTJ01396 | NO | [7 empty] | 3
378404693 | PTJ01395 |  |  |  | VPTJ/PCE/J01392/MB01394 | 300280466 | Existing | RYB |  |  | CLOSED | CLOSED | LINK |  | 11 kV |  | 2003-05-08 |  |  |  |  | ABB |  |  | SS 1.39 E1 (F2) | Unknown | Unknown | NO | NONE | DISTRIBUTION | TNB | WP PUTRAJAYA & CYBERJAYA | NO | Unknown |  |  |  | NO | [8 empty] | PTJ01395 | NO | [7 empty] | 3
378404790 | PTJ01411 |  |  |  | VPTJ/PCE/J01411/MB01411 | 300280468 | Existing | RYB |  |  | CLOSED | CLOSED | LINK |  | 11 kV |  | 28/01/2003 |  |  |  |  | INDKOM |  |  | SS 1.41 E3 (F1) | Unknown | Unknown | NO | NONE | DISTRIBUTION | TNB | WP PUTRAJAYA & CYBERJAYA | NO | Unknown |  |  |  | NO | [8 empty] | PTJ01411 | NO | [7 empty] | 3
378404796 | PTJ01413 |  |  |  | VPTJ/PCE/J01411/MB01411 | 300280468 | Existing | RYB |  |  | CLOSED | CLOSED | LINK |  | 11 kV |  | 28/01/2003 |  |  |  |  | INDKOM |  |  | SS 1.41 E3 (F1) | Unknown | Unknown | NO | NONE | DISTRIBUTION | TNB | WP PUTRAJAYA & CYBERJAYA | NO | Unknown |  |  |  | NO | [8 empty] | PTJ01413 | NO | [7 empty] | 3
378404801 | PTJ01412 |  |  |  | VPTJ/PCE/J01411/MB01411 | 300280468 | Existing | RYB |  |  | OPEN | CLOSED | LINK |  | 11 kV |  | 28/01/2003 |  |  |  |  | INDKOM |  |  | SS 1.41 E3 (F1) | Unknown | Unknown | NO | NONE | DISTRIBUTION | TNB | WP PUTRAJAYA & CYBERJAYA | NO | Unknown |  |  |  | NO | [8 empty] | PTJ01412 | NO | [7 empty] | 3
378404816 | PTJ01414 |  |  |  | VPTJ/PCE/J01412/MB01414 | 300280472 | Existing | RYB |  |  | OPEN | CLOSED | LINK |  | 11 kV |  | 28/01/2003 |  |  |  |  | INDKOM |  |  | SS 1.41 E3 (F2) | Unknown | Unknown | NO | NONE | DISTRIBUTION | TNB | WP PUTRAJAYA & CYBERJAYA | NO | Unknown |  |  |  | NO | [8 empty] | PTJ01414 | NO | [7 empty] | 3
378404822 | PTJ01416 |  |  |  | VPTJ/PCE/J01412/MB01414 | 300280472 | Existing | RYB |  |  | CLOSED | CLOSED | LINK |  | 11 kV |  | 28/01/2003 |  |  |  |  | INDKOM |  |  | SS 1.41 E3 (F2) | Unknown | Unknown | NO | NONE | DISTRIBUTION | TNB | WP PUTRAJAYA & CYBERJAYA | NO | Unknown |  |  |  | NO | [8 empty] | PTJ01416 | NO | [7 empty] | 3
378404827 | PTJ01415 |  |  |  | VPTJ/PCE/J01412/MB01414 | 300280472 | Existing | RYB |  |  | CLOSED | CLOSED | LINK |  | 11 kV |  | 28/01/2003 |  |  |  |  | INDKOM |  |  | SS 1.41 E3 (F2) | Unknown | Unknown | NO | NONE | DISTRIBUTION | TNB | WP PUTRAJAYA & CYBERJAYA | NO | Unknown |  |  |  | NO | [8 empty] | PTJ01415 | NO | [7 empty] | 3
378404842 | PTJ01421 |  |  |  | VPTJ/PCE/J01421/MB01421 | 300280475 | Existing | RYB |  |  | CLOSED | CLOSED | LINK |  | 11 kV |  | 2003-05-08 |  |  |  |  | ABB |  |  | SS 1.42 E4 & E5 (F1) | Unknown | Unknown | NO | NONE | DISTRIBUTION | TNB | WP PUTRAJAYA & CYBERJAYA | NO | Unknown |  |  |  | NO | [8 empty] | PTJ01421 | NO | [7 empty] | 3
378404848 | PTJ01423 |  |  |  | VPTJ/PCE/J01421/MB01421 | 300280475 | Existing | RYB |  |  | CLOSED | CLOSED | LINK |  | 11 kV |  | 2003-05-08 |  |  |  |  | ABB |  |  | SS 1.42 E4 & E5 (F1) | Unknown | Unknown | NO | NONE | DISTRIBUTION | TNB | WP PUTRAJAYA & CYBERJAYA | NO | Unknown |  |  |  | NO | [8 empty] | PTJ01423 | NO | [7 empty] | 3
378404853 | PTJ01422 |  |  |  | VPTJ/PCE/J01421/MB01421 | 300280475 | Existing | RYB |  |  | CLOSED | CLOSED | LINK |  | 11 kV |  | 2003-05-08 |  |  |  |  | ABB |  |  | SS 1.42 E4 & E5 (F1) | Unknown | Unknown | NO | NONE | DISTRIBUTION | TNB | WP PUTRAJAYA & CYBERJAYA | NO | Unknown |  |  |  | NO | [8 empty] | PTJ01422 | NO | [7 empty] | 3
378404868 | PTJ01424 |  |  |  | VPTJ/PCE/J01422/MB01424 | 300280476 | Existing | RYB |  |  | CLOSED | CLOSED | LINK |  | 11 kV |  | 2003-05-08 |  |  |  |  | ABB |  |  | SS 1.42 E4 & E5 (F2) | Unknown | Unknown | NO | NONE | DISTRIBUTION | TNB | WP PUTRAJAYA & CYBERJAYA | NO | Unknown |  |  |  | NO | [8 empty] | PTJ01424 | NO | [7 empty] | 3
378404874 | PTJ01426 |  |  |  | VPTJ/PCE/J01422/MB01424 | 300280476 | Existing | RYB |  |  | CLOSED | CLOSED | LINK |  | 11 kV |  | 2003-05-08 |  |  |  |  | ABB |  |  | SS 1.42 E4 & E5 (F2) | Unknown | Unknown | NO | NONE | DISTRIBUTION | TNB | WP PUTRAJAYA & CYBERJAYA | NO | Unknown |  |  |  | NO | [8 empty] | PTJ01426 | NO | [7 empty] | 3
378404879 | PTJ01425 |  |  |  | VPTJ/PCE/J01422/MB01424 | 300280476 | Existing | RYB |  |  | CLOSED | CLOSED | LINK |  | 11 kV |  | 2003-05-08 |  |  |  |  | ABB |  |  | SS 1.42 E4 & E5 (F2) | Unknown | Unknown | NO | NONE | DISTRIBUTION | TNB | WP PUTRAJAYA & CYBERJAYA | NO | Unknown |  |  |  | NO | [8 empty] | PTJ01425 | NO | [7 empty] | 3
378404894 | PTJ01521 |  |  |  | VPTJ/PCE/J01521/MB01521 | 300280544 | Existing | RYB |  |  | CLOSED | CLOSED | LINK |  | 11 kV |  | 26/04/2003 |  |  |  |  | INDKOM |  |  | SS 1.52 E15 (F1) | Unknown | Unknown | NO | NONE | DISTRIBUTION | TNB | WP PUTRAJAYA & CYBERJAYA | NO | Unknown |  |  |  | NO | [8 empty] | PTJ01521 | NO | [7 empty] | 3
378404900 | PTJ01523 |  |  |  | VPTJ/PCE/J01521/MB01521 | 300280544 | Existing | RYB |  |  | CLOSED | CLOSED | LINK |  | 11 kV |  | 26/04/2003 |  |  |  |  | INDKOM |  |  | SS 1.52 E15 (F1) | Unknown | Unknown | NO | NONE | DISTRIBUTION | TNB | WP PUTRAJAYA & CYBERJAYA | NO | Unknown |  |  |  | NO | [8 empty] | PTJ01523 | NO | [7 empty] | 3
378404905 | PTJ01522 |  |  |  | VPTJ/PCE/J01521/MB01521 | 300280544 | Existing | RYB |  |  | CLOSED | CLOSED | LINK |  | 11 kV |  | 26/04/2003 |  |  |  |  | INDKOM |  |  | SS 1.52 E15 (F1) | Unknown | Unknown | NO | NONE | DISTRIBUTION | TNB | WP PUTRAJAYA & CYBERJAYA | NO | Unknown |  |  |  | NO | [8 empty] | PTJ01522 | NO | [7 empty] | 3
378404920 | PTJ01524 |  |  |  | VPTJ/PCE/J01522/MB01524 | 300280551 | Existing | RYB |  |  | CLOSED | CLOSED | LINK |  | 11 kV |  | 26/04/2003 |  |  |  |  | INDKOM |  |  | SS 1.52 E15 (F2) | Unknown | Unknown | NO | NONE | DISTRIBUTION | TNB | WP PUTRAJAYA & CYBERJAYA | NO | Unknown |  |  |  | NO | [8 empty] | PTJ01524 | NO | [7 empty] | 3
378404926 | PTJ01526 |  |  |  | VPTJ/PCE/J01522/MB01524 | 300280551 | Existing | RYB |  |  | CLOSED | CLOSED | LINK |  | 11 kV |  | 26/04/2003 |  |  |  |  | INDKOM |  |  | SS 1.52 E15 (F2) | Unknown | Unknown | NO | NONE | DISTRIBUTION | TNB | WP PUTRAJAYA & CYBERJAYA | NO | Unknown |  |  |  | NO | [8 empty] | PTJ01526 | NO | [7 empty] | 3
378404931 | PTJ01525 |  |  |  | VPTJ/PCE/J01522/MB01524 | 300280551 | Existing | RYB |  |  | CLOSED | CLOSED | LINK |  | 11 kV |  | 26/04/2003 |  |  |  |  | INDKOM |  |  | SS 1.52 E15 (F2) | Unknown | Unknown | NO | NONE | DISTRIBUTION | TNB | WP PUTRAJAYA & CYBERJAYA | NO | Unknown |  |  |  | NO | [8 empty] | PTJ01525 | NO | [7 empty] | 3
378405021 | PTJ01561 |  |  |  | VPTJ/PCE/J01561/MB01561 | 300280571 | Existing | RYB |  |  | CLOSED | CLOSED | LINK |  | 11 kV |  | 2003-08-01 |  |  |  |  | INDKOM |  |  | PE 1.56 SEK.MEN. A/SHAH (F1) | Unknown | Unknown | NO | NONE | DISTRIBUTION | TNB | WP PUTRAJAYA & CYBERJAYA | NO | Unknown |  |  |  | NO | [8 empty] | PTJ01561 | NO | [7 empty] | 3
378405026 | PTJ01562 |  |  |  | VPTJ/PCE/J01561/MB01561 | 300280571 | Existing | RYB |  |  | CLOSED | CLOSED | LINK |  | 11 kV |  | 2003-08-01 |  |  |  |  | INDKOM |  |  | PE 1.56 SEK.MEN. A/SHAH (F1) | Unknown | Unknown | NO | NONE | DISTRIBUTION | TNB | WP PUTRAJAYA & CYBERJAYA | NO | Unknown |  |  |  | NO | [8 empty] | PTJ01562 | NO | [7 empty] | 3
378405115 | PTJ01564 |  |  |  | VPTJ/PCE/J01562/MB01564 | 300280574 | Existing | RYB |  |  | CLOSED | CLOSED | LINK |  | 11 kV |  | 2003-08-01 |  |  |  |  | INDKOM |  |  | PE 1.56 SEK.MEN. A/SHAH (F2) | Unknown | Unknown | NO | NONE | DISTRIBUTION | TNB | WP PUTRAJAYA & CYBERJAYA | NO | Unknown |  |  |  | NO | [8 empty] | PTJ01564 | NO | [7 empty] | 3
378405120 | PTJ01565 |  |  |  | VPTJ/PCE/J01562/MB01564 | 300280574 | Existing | RYB |  |  | CLOSED | CLOSED | LINK |  | 11 kV |  | 2003-08-01 |  |  |  |  | INDKOM |  |  | PE 1.56 SEK.MEN. A/SHAH (F2) | Unknown | Unknown | NO | NONE | DISTRIBUTION | TNB | WP PUTRAJAYA & CYBERJAYA | NO | Unknown |  |  |  | NO | [8 empty] | PTJ01565 | NO | [7 empty] | 3
378405211 | PTJ01571 |  |  |  | VPTJ/PCE/J01571/MB01571 | 300280577 | Existing | RYB |  |  | CLOSED | CLOSED | LINK |  | 11 kV |  | 2003-08-01 |  |  |  |  | INDKOM |  |  | PE 1.57 SEK.MEN. A/SHAH (F1) | Unknown | Unknown | NO | NONE | DISTRIBUTION | TNB | WP PUTRAJAYA & CYBERJAYA | NO | Unknown |  |  |  | NO | [8 empty] | PTJ01571 | NO | [7 empty] | 3
378405216 | PTJ01572 |  |  |  | VPTJ/PCE/J01571/MB01571 | 300280577 | Existing | RYB |  |  | CLOSED | CLOSED | LINK |  | 11 kV |  | 2003-08-01 |  |  |  |  | INDKOM |  |  | PE 1.57 SEK.MEN. A/SHAH (F1) | Unknown | Unknown | NO | NONE | DISTRIBUTION | TNB | WP PUTRAJAYA & CYBERJAYA | NO | Unknown |  |  |  | NO | [8 empty] | PTJ01572 | NO | [7 empty] | 3
378405307 | PTJ01574 |  |  |  | VPTJ/PCE/J01572/MB01574 | 300280579 | Existing | RYB |  |  | CLOSED | CLOSED | LINK |  | 11 kV |  | 2003-08-01 |  |  |  |  | INDKOM |  |  | PE 1.57 SEK.MEN. A/SHAH (F2) | Unknown | Unknown | NO | NONE | DISTRIBUTION | TNB | WP PUTRAJAYA & CYBERJAYA | NO | Unknown |  |  |  | NO | [8 empty] | PTJ01574 | NO | [7 empty] | 3
378405312 | PTJ01575 |  |  |  | VPTJ/PCE/J01572/MB01574 | 300280579 | Existing | RYB |  |  | CLOSED | CLOSED | LINK |  | 11 kV |  | 2003-08-01 |  |  |  |  | INDKOM |  |  | PE 1.57 SEK.MEN. A/SHAH (F2) | Unknown | Unknown | NO | NONE | DISTRIBUTION | TNB | WP PUTRAJAYA & CYBERJAYA | NO | Unknown |  |  |  | NO | [8 empty] | PTJ01575 | NO | [7 empty] | 3
378405506 | PTJ01535 |  |  |  | VPTJ/PCE/J01532/MB01535 | 300280555 | Existing | RYB |  |  | CLOSED | CLOSED | LINK |  | 11 kV |  | 2004-10-01 |  |  |  |  | ABB |  |  | PE 1.53 NORTH DEPT (F2) | Unknown | Unknown | NO | NONE | DISTRIBUTION | TNB | WP PUTRAJAYA & CYBERJAYA | NO | Unknown |  |  |  | NO | [8 empty] | PTJ01535 | NO | [7 empty] | 3
378405512 | PTJ01537 |  |  |  | VPTJ/PCE/J01532/MB01535 | 300280555 | Existing | RYB |  |  | CLOSED | CLOSED | LINK |  | 11 kV |  | 2004-10-01 |  |  |  |  | ABB |  |  | PE 1.53 NORTH DEPT (F2) | Unknown | Unknown | NO | NONE | DISTRIBUTION | TNB | WP PUTRAJAYA & CYBERJAYA | NO | Unknown |  |  |  | NO | [8 empty] | PTJ01537 | NO | [7 empty] | 3
378405517 | PTJ01536 |  |  |  | VPTJ/PCE/J01532/MB01535 | 300280555 | Existing | RYB |  |  | CLOSED | CLOSED | LINK |  | 11 kV |  | 2004-10-01 |  |  |  |  | ABB |  |  | PE 1.53 NORTH DEPT (F2) | Unknown | Unknown | NO | NONE | DISTRIBUTION | TNB | WP PUTRAJAYA & CYBERJAYA | NO | Unknown |  |  |  | NO | [8 empty] | PTJ01536 | NO | [7 empty] | 3
378405558 | PTJ01531 |  |  |  | VPTJ/PCE/J01531/MB01531 | 300280554 | Existing | RYB |  |  | CLOSED | CLOSED | LINK |  | 11 kV |  | 2004-10-01 |  |  |  |  | INDKOM |  |  | PE 1.53 NORTH DEPT (F1) | Unknown | Unknown | NO | NONE | DISTRIBUTION | TNB | WP PUTRAJAYA & CYBERJAYA | NO | Unknown |  |  |  | NO | [8 empty] | PTJ01531 | NO | [7 empty] | 3
378405562 | PTJ01532 |  |  |  | VPTJ/PCE/J01531/MB01531 | 300280554 | Existing | RYB |  |  | CLOSED | CLOSED | LINK |  | 11 kV |  | 2004-10-01 |  |  |  |  | INDKOM |  |  | PE 1.53 NORTH DEPT (F1) | Unknown | Unknown | NO | NONE | DISTRIBUTION | TNB | WP PUTRAJAYA & CYBERJAYA | NO | Unknown |  |  |  | NO | [8 empty] | PTJ01532 | NO | [7 empty] | 3
378405579 | PTJ01533 |  |  |  | VPTJ/PCE/J01531/MB01531 | 300280554 | Existing | RYB |  |  | CLOSED | CLOSED | LINK |  | 11 kV |  | 2004-10-01 |  |  |  |  | INDKOM |  |  | PE 1.53 NORTH DEPT (F1) | Unknown | Unknown | NO | NONE | DISTRIBUTION | TNB | WP PUTRAJAYA & CYBERJAYA | NO | Unknown |  |  |  | NO | [8 empty] | PTJ01533 | NO | [7 empty] | 3
378405663 | PTJ01541 |  |  |  | VPTJ/PCE/J01541/MB01541 | 300280559 | Existing | RYB |  |  | CLOSED | CLOSED | LINK |  | 11 kV |  | 2004-10-01 |  |  |  |  | INDKOM |  |  | PE 1.54 SOUTH DEPT (F1) | Unknown | Unknown | NO | NONE | DISTRIBUTION | TNB | WP PUTRAJAYA & CYBERJAYA | NO | Unknown |  |  |  | NO | [8 empty] | PTJ01541 | NO | [7 empty] | 3
378405667 | PTJ01542 |  |  |  | VPTJ/PCE/J01541/MB01541 | 300280559 | Existing | RYB |  |  | CLOSED | CLOSED | LINK |  | 11 kV |  | 2004-10-01 |  |  |  |  | INDKOM |  |  | PE 1.54 SOUTH DEPT (F1) | Unknown | Unknown | NO | NONE | DISTRIBUTION | TNB | WP PUTRAJAYA & CYBERJAYA | NO | Unknown |  |  |  | NO | [8 empty] | PTJ01542 | NO | [7 empty] | 3
378405684 | PTJ01543 |  |  |  | VPTJ/PCE/J01541/MB01541 | 300280559 | Existing | RYB |  |  | CLOSED | CLOSED | LINK |  | 11 kV |  | 2004-10-01 |  |  |  |  | INDKOM |  |  | PE 1.54 SOUTH DEPT (F1) | Unknown | Unknown | NO | NONE | DISTRIBUTION | TNB | WP PUTRAJAYA & CYBERJAYA | NO | Unknown |  |  |  | NO | [8 empty] | PTJ01543 | NO | [7 empty] | 3
378405772 | PTJ01545 |  |  |  | VPTJ/PCE/J01542/MB01545 | 300280562 | Existing | RYB |  |  | CLOSED | CLOSED | LINK |  | 11 kV |  | 2004-10-01 |  |  |  |  | ABB |  |  | PE 1.54 SOUTH DEPT (F2) | Unknown | Unknown | NO | NONE | DISTRIBUTION | TNB | WP PUTRAJAYA & CYBERJAYA | NO | Unknown |  |  |  | NO | [8 empty] | PTJ01545 | NO | [7 empty] | 3
378405778 | PTJ01547 |  |  |  | VPTJ/PCE/J01542/MB01545 | 300280562 | Existing | RYB |  |  | CLOSED | CLOSED | LINK |  | 11 kV |  | 2004-10-01 |  |  |  |  | ABB |  |  | PE 1.54 SOUTH DEPT (F2) | Unknown | Unknown | NO | NONE | DISTRIBUTION | TNB | WP PUTRAJAYA & CYBERJAYA | NO | Unknown |  |  |  | NO | [8 empty] | PTJ01547 | NO | [7 empty] | 3
378405783 | PTJ01546 |  |  |  | VPTJ/PCE/J01542/MB01545 | 300280562 | Existing | RYB |  |  | CLOSED | CLOSED | LINK |  | 11 kV |  | 2004-10-01 |  |  |  |  | ABB |  |  | PE 1.54 SOUTH DEPT (F2) | Unknown | Unknown | NO | NONE | DISTRIBUTION | TNB | WP PUTRAJAYA & CYBERJAYA | NO | Unknown |  |  |  | NO | [8 empty] | PTJ01546 | NO | [7 empty] | 3
378405798 | PTJ01551 |  |  |  | VPTJ/PCE/J01551/MB01551 | 300280566 | Existing | RYB |  |  | CLOSED | CLOSED | LINK |  | 11 kV |  | 2004-10-01 |  |  |  |  | ABB |  |  | SS 1.55 PLAZA MALL (F1) | Unknown | Unknown | NO | NONE | DISTRIBUTION | TNB | WP PUTRAJAYA & CYBERJAYA | NO | Unknown |  |  |  | NO | [8 empty] | PTJ01551 | NO | [7 empty] | 3
378405804 | PTJ01553 |  |  |  | VPTJ/PCE/J01551/MB01551 | 300280566 | Existing | RYB |  |  | CLOSED | CLOSED | LINK |  | 11 kV |  | 2004-10-01 |  |  |  |  | ABB |  |  | SS 1.55 PLAZA MALL (F1) | Unknown | Unknown | NO | NONE | DISTRIBUTION | TNB | WP PUTRAJAYA & CYBERJAYA | NO | Unknown |  |  |  | NO | [8 empty] | PTJ01553 | NO | [7 empty] | 3
378405809 | PTJ01552 |  |  |  | VPTJ/PCE/J01551/MB01551 | 300280566 | Existing | RYB |  |  | CLOSED | CLOSED | LINK |  | 11 kV |  | 2004-10-01 |  |  |  |  | ABB |  |  | SS 1.55 PLAZA MALL (F1) | Unknown | Unknown | NO | NONE | DISTRIBUTION | TNB | WP PUTRAJAYA & CYBERJAYA | NO | Unknown |  |  |  | NO | [8 empty] | PTJ01552 | NO | [7 empty] | 3
378405824 | PTJ01554 |  |  |  | VPTJ/PCE/J01552/MB01554 | 300280569 | Existing | RYB |  |  | CLOSED | CLOSED | LINK |  | 11 kV |  | 2004-10-01 |  |  |  |  | ABB |  |  | SS 1.55 PLAZA MALL (F2) | Unknown | Unknown | NO | NONE | DISTRIBUTION | TNB | WP PUTRAJAYA & CYBERJAYA | NO | Unknown |  |  |  | NO | [8 empty] | PTJ01554 | NO | [7 empty] | 3
378405830 | PTJ01556 |  |  |  | VPTJ/PCE/J01552/MB01554 | 300280569 | Existing | RYB |  |  | CLOSED | CLOSED | LINK |  | 11 kV |  | 2004-10-01 |  |  |  |  | ABB |  |  | SS 1.55 PLAZA MALL (F2) | Unknown | Unknown | NO | NONE | DISTRIBUTION | TNB | WP PUTRAJAYA & CYBERJAYA | NO | Unknown |  |  |  | NO | [8 empty] | PTJ01556 | NO | [7 empty] | 3
378405835 | PTJ01555 |  |  |  | VPTJ/PCE/J01552/MB01554 | 300280569 | Existing | RYB |  |  | CLOSED | CLOSED | LINK |  | 11 kV |  | 2004-10-01 |  |  |  |  | ABB |  |  | SS 1.55 PLAZA MALL (F2) | Unknown | Unknown | NO | NONE | DISTRIBUTION | TNB | WP PUTRAJAYA & CYBERJAYA | NO | Unknown |  |  |  | NO | [8 empty] | PTJ01555 | NO | [7 empty] | 3
378405926 | PTJ01381 |  |  |  | VPTJ/PCE/J01381/MB01381 | 300280461 | Existing | RYB |  |  | CLOSED | CLOSED | LINK |  | 11 kV |  | 24/08/2000 |  |  |  |  | INDKOM |  |  | PE 1.38 TAMAN PUTRA PERDANA (F1) | Unknown | Unknown | NO | NONE | DISTRIBUTION | TNB | WP PUTRAJAYA & CYBERJAYA | NO | Unknown |  |  |  | NO | [8 empty] | PTJ01381 | NO | [7 empty] | 3
378405930 | PTJ01382 |  |  |  | VPTJ/PCE/J01381/MB01381 | 300280461 | Existing | RYB |  |  | CLOSED | CLOSED | LINK |  | 11 kV |  | 24/08/2000 |  |  |  |  | INDKOM |  |  | PE 1.38 TAMAN PUTRA PERDANA (F1) | Unknown | Unknown | NO | NONE | DISTRIBUTION | TNB | WP PUTRAJAYA & CYBERJAYA | NO | Unknown |  |  |  | NO | [8 empty] | PTJ01382 | NO | [7 empty] | 3
378405947 | PTJ01383 |  |  |  | VPTJ/PCE/J01381/MB01381 | 300280461 | Existing | RYB |  |  | CLOSED | CLOSED | LINK |  | 11 kV |  | 24/08/2000 |  |  |  |  | INDKOM |  |  | PE 1.38 TAMAN PUTRA PERDANA (F1) | Unknown | Unknown | NO | NONE | DISTRIBUTION | TNB | WP PUTRAJAYA & CYBERJAYA | NO | Unknown |  |  |  | NO | [8 empty] | PTJ01383 | NO | [7 empty] | 3
378406029 | PTJ01385 |  |  |  | VPTJ/PCE/J01382/MB01385 | 300280462 | Existing | RYB |  |  | CLOSED | CLOSED | LINK |  | 11 kV |  | 24/08/2000 |  |  |  |  | INDKOM |  |  | PE 1.38 TAMAN PUTRA PERDANA (F2) | Unknown | Unknown | NO | NONE | DISTRIBUTION | TNB | WP PUTRAJAYA & CYBERJAYA | NO | Unknown |  |  |  | NO | [8 empty] | PTJ01385 | NO | [7 empty] | 3
378406033 | PTJ01386 |  |  |  | VPTJ/PCE/J01382/MB01385 | 300280462 | Existing | RYB |  |  | CLOSED | CLOSED | LINK |  | 11 kV |  | 24/08/2000 |  |  |  |  | INDKOM |  |  | PE 1.38 TAMAN PUTRA PERDANA (F2) | Unknown | Unknown | NO | NONE | DISTRIBUTION | TNB | WP PUTRAJAYA & CYBERJAYA | NO | Unknown |  |  |  | NO | [8 empty] | PTJ01386 | NO | [7 empty] | 3
378406050 | PTJ01388 |  |  |  | VPTJ/PCE/J01382/MB01385 | 300280462 | Existing | RYB |  |  | CLOSED | CLOSED | LINK |  | 11 kV |  | 24/08/2000 |  |  |  |  | INDKOM |  |  | PE 1.38 TAMAN PUTRA PERDANA (F2) | Unknown | Unknown | NO | NONE | DISTRIBUTION | TNB | WP PUTRAJAYA & CYBERJAYA | NO | Unknown |  |  |  | NO | [8 empty] | PTJ01388 | NO | [7 empty] | 3
378406138 | PTJ01151 |  |  |  | VPTJ/PCE/J01151/MB01151 | 300280416 | Existing | RYB |  |  | CLOSED | CLOSED | LINK |  | 11 kV |  | 17/05/2000 |  |  |  |  | INDKOM |  |  | SS 1.15 D1 (F1) | Unknown | Unknown | NO | NONE | DISTRIBUTION | TNB | WP PUTRAJAYA & CYBERJAYA | NO | Unknown |  |  |  | NO | [8 empty] | PTJ01151 | NO | [7 empty] | 3
378406144 | PTJ01153 |  |  |  | VPTJ/PCE/J01151/MB01151 | 300280416 | Existing | RYB |  |  | CLOSED | CLOSED | LINK |  | 11 kV |  | 17/05/2000 |  |  |  |  | INDKOM |  |  | SS 1.15 D1 (F1) | Unknown | Unknown | NO | NONE | DISTRIBUTION | TNB | WP PUTRAJAYA & CYBERJAYA | NO | Unknown |  |  |  | NO | [8 empty] | PTJ01153 | NO | [7 empty] | 3
378406149 | PTJ01152 |  |  |  | VPTJ/PCE/J01151/MB01151 | 300280416 | Existing | RYB |  |  | CLOSED | CLOSED | LINK |  | 11 kV |  | 17/05/2000 |  |  |  |  | INDKOM |  |  | SS 1.15 D1 (F1) | Unknown | Unknown | NO | NONE | DISTRIBUTION | TNB | WP PUTRAJAYA & CYBERJAYA | NO | Unknown |  |  |  | NO | [8 empty] | PTJ01152 | NO | [7 empty] | 3
378406164 | PTJ01154 |  |  |  | VPTJ/PCE/J01152/MB01154 | 300280417 | Existing | RYB |  |  | CLOSED | CLOSED | LINK |  | 11 kV |  | 17/05/2000 |  |  |  |  | INDKOM |  |  | SS 1.15 D1 (F2) | Unknown | Unknown | NO | NONE | DISTRIBUTION | TNB | WP PUTRAJAYA & CYBERJAYA | NO | Unknown |  |  |  | NO | [8 empty] | PTJ01154 | NO | [7 empty] | 3
378406170 | PTJ01156 |  |  |  | VPTJ/PCE/J01152/MB01154 | 300280417 | Existing | RYB |  |  | CLOSED | CLOSED | LINK |  | 11 kV |  | 17/05/2000 |  |  |  |  | INDKOM |  |  | SS 1.15 D1 (F2) | Unknown | Unknown | NO | NONE | DISTRIBUTION | TNB | WP PUTRAJAYA & CYBERJAYA | NO | Unknown |  |  |  | NO | [8 empty] | PTJ01156 | NO | [7 empty] | 3
378406175 | PTJ01155 |  |  |  | VPTJ/PCE/J01152/MB01154 | 300280417 | Existing | RYB |  |  | CLOSED | CLOSED | LINK |  | 11 kV |  | 17/05/2000 |  |  |  |  | INDKOM |  |  | SS 1.15 D1 (F2) | Unknown | Unknown | NO | NONE | DISTRIBUTION | TNB | WP PUTRAJAYA & CYBERJAYA | NO | Unknown |  |  |  | NO | [8 empty] | PTJ01155 | NO | [7 empty] | 3
378406190 | PTJ01161 |  |  |  | VPTJ/PCE/J01161/MB01161 | 300280418 | Existing | RYB |  |  | CLOSED | CLOSED | LINK |  | 11 kV |  | 17/05/2000 |  |  |  |  | INDKOM |  |  | SS 1.16 D2 (F1) | Unknown | Unknown | NO | NONE | DISTRIBUTION | TNB | WP PUTRAJAYA & CYBERJAYA | NO | Unknown |  |  |  | NO | [8 empty] | PTJ01161 | NO | [7 empty] | 3
378406196 | PTJ01163 |  |  |  | VPTJ/PCE/J01161/MB01161 | 300280418 | Existing | RYB |  |  | CLOSED | CLOSED | LINK |  | 11 kV |  | 17/05/2000 |  |  |  |  | INDKOM |  |  | SS 1.16 D2 (F1) | Unknown | Unknown | NO | NONE | DISTRIBUTION | TNB | WP PUTRAJAYA & CYBERJAYA | NO | Unknown |  |  |  | NO | [8 empty] | PTJ01163 | NO | [7 empty] | 3
378406201 | PTJ01162 |  |  |  | VPTJ/PCE/J01161/MB01161 | 300280418 | Existing | RYB |  |  | CLOSED | CLOSED | LINK |  | 11 kV |  | 17/05/2000 |  |  |  |  | INDKOM |  |  | SS 1.16 D2 (F1) | Unknown | Unknown | NO | NONE | DISTRIBUTION | TNB | WP PUTRAJAYA & CYBERJAYA | NO | Unknown |  |  |  | NO | [8 empty] | PTJ01162 | NO | [7 empty] | 3
378406216 | PTJ01164 |  |  |  | VPTJ/PCE/J01162/MB01164 | 300280419 | Existing | RYB |  |  | CLOSED | CLOSED | LINK |  | 11 kV |  | 17/05/2000 |  |  |  |  | INDKOM |  |  | SS 1.16 D2 (F2) | Unknown | Unknown | NO | NONE | DISTRIBUTION | TNB | WP PUTRAJAYA & CYBERJAYA | NO | Unknown |  |  |  | NO | [8 empty] | PTJ01164 | NO | [7 empty] | 3
378406222 | PTJ01166 |  |  |  | VPTJ/PCE/J01162/MB01164 | 300280419 | Existing | RYB |  |  | CLOSED | CLOSED | LINK |  | 11 kV |  | 17/05/2000 |  |  |  |  | INDKOM |  |  | SS 1.16 D2 (F2) | Unknown | Unknown | NO | NONE | DISTRIBUTION | TNB | WP PUTRAJAYA & CYBERJAYA | NO | Unknown |  |  |  | NO | [8 empty] | PTJ01166 | NO | [7 empty] | 3
378406227 | PTJ01165 |  |  |  | VPTJ/PCE/J01162/MB01164 | 300280419 | Existing | RYB |  |  | CLOSED | CLOSED | LINK |  | 11 kV |  | 17/05/2000 |  |  |  |  | INDKOM |  |  | SS 1.16 D2 (F2) | Unknown | Unknown | NO | NONE | DISTRIBUTION | TNB | WP PUTRAJAYA & CYBERJAYA | NO | Unknown |  |  |  | NO | [8 empty] | PTJ01165 | NO | [7 empty] | 3
378406242 | PTJ01171 |  |  |  | VPTJ/PCE/J01171/MB01171 | 300280420 | Existing | RYB |  |  | CLOSED | CLOSED | LINK |  | 11 kV |  | 17/05/2000 |  |  |  |  | INDKOM |  |  | SS 1.17 D3 (F1) | Unknown | Unknown | NO | NONE | DISTRIBUTION | TNB | WP PUTRAJAYA & CYBERJAYA | NO | Unknown |  |  |  | NO | [8 empty] | PTJ01171 | NO | [7 empty] | 3
378406248 | PTJ01173 |  |  |  | VPTJ/PCE/J01171/MB01171 | 300280420 | Existing | RYB |  |  | CLOSED | CLOSED | LINK |  | 11 kV |  | 17/05/2000 |  |  |  |  | INDKOM |  |  | SS 1.17 D3 (F1) | Unknown | Unknown | NO | NONE | DISTRIBUTION | TNB | WP PUTRAJAYA & CYBERJAYA | NO | Unknown |  |  |  | NO | [8 empty] | PTJ01173 | NO | [7 empty] | 3
378406253 | PTJ01172 |  |  |  | VPTJ/PCE/J01171/MB01171 | 300280420 | Existing | RYB |  |  | CLOSED | CLOSED | LINK |  | 11 kV |  | 17/05/2000 |  |  |  |  | INDKOM |  |  | SS 1.17 D3 (F1) | Unknown | Unknown | NO | NONE | DISTRIBUTION | TNB | WP PUTRAJAYA & CYBERJAYA | NO | Unknown |  |  |  | NO | [8 empty] | PTJ01172 | NO | [7 empty] | 3
378406268 | PTJ01174 |  |  |  | VPTJ/PCE/J01172/MB01174 | 300280421 | Existing | RYB |  |  | CLOSED | CLOSED | LINK |  | 11 kV |  | 17/05/2000 |  |  |  |  | INDKOM |  |  | SS 1.17 D3 (F2) | Unknown | Unknown | NO | NONE | DISTRIBUTION | TNB | WP PUTRAJAYA & CYBERJAYA | NO | Unknown |  |  |  | NO | [8 empty] | PTJ01174 | NO | [7 empty] | 3
378406274 | PTJ01176 |  |  |  | VPTJ/PCE/J01172/MB01174 | 300280421 | Existing | RYB |  |  | CLOSED | CLOSED | LINK |  | 11 kV |  | 17/05/2000 |  |  |  |  | INDKOM |  |  | SS 1.17 D3 (F2) | Unknown | Unknown | NO | NONE | DISTRIBUTION | TNB | WP PUTRAJAYA & CYBERJAYA | NO | Unknown |  |  |  | NO | [8 empty] | PTJ01176 | NO | [7 empty] | 3
378406279 | PTJ01175 |  |  |  | VPTJ/PCE/J01172/MB01174 | 300280421 | Existing | RYB |  |  | CLOSED | CLOSED | LINK |  | 11 kV |  | 17/05/2000 |  |  |  |  | INDKOM |  |  | SS 1.17 D3 (F2) | Unknown | Unknown | NO | NONE | DISTRIBUTION | TNB | WP PUTRAJAYA & CYBERJAYA | NO | Unknown |  |  |  | NO | [8 empty] | PTJ01175 | NO | [7 empty] | 3
378406294 | PTJ01181 |  |  |  | VPTJ/PCE/J01181/MB01181 | 300280422 | Existing | RYB |  |  | CLOSED | CLOSED | LINK |  | 11 kV |  | 17/05/2000 |  |  |  |  | INDKOM |  |  | SS 1.18 D4 (F1) | Unknown | Unknown | NO | NONE | DISTRIBUTION | TNB | WP PUTRAJAYA & CYBERJAYA | NO | Unknown |  |  |  | NO | [8 empty] | PTJ01181 | NO | [7 empty] | 3
378406300 | PTJ01183 |  |  |  | VPTJ/PCE/J01181/MB01181 | 300280422 | Existing | RYB |  |  | CLOSED | CLOSED | LINK |  | 11 kV |  | 17/05/2000 |  |  |  |  | INDKOM |  |  | SS 1.18 D4 (F1) | Unknown | Unknown | NO | NONE | DISTRIBUTION | TNB | WP PUTRAJAYA & CYBERJAYA | NO | Unknown |  |  |  | NO | [8 empty] | PTJ01183 | NO | [7 empty] | 3
378406305 | PTJ01182 |  |  |  | VPTJ/PCE/J01181/MB01181 | 300280422 | Existing | RYB |  |  | CLOSED | CLOSED | LINK |  | 11 kV |  | 17/05/2000 |  |  |  |  | INDKOM |  |  | SS 1.18 D4 (F1) | Unknown | Unknown | NO | NONE | DISTRIBUTION | TNB | WP PUTRAJAYA & CYBERJAYA | NO | Unknown |  |  |  | NO | [8 empty] | PTJ01182 | NO | [7 empty] | 3
378406320 | PTJ01184 |  |  |  | VPTJ/PCE/J01182/MB01184 | 300280423 | Existing | RYB |  |  | CLOSED | CLOSED | LINK |  | 11 kV |  | 17/05/2000 |  |  |  |  | INDKOM |  |  | SS 1.18 D4 (F2) | Unknown | Unknown | NO | NONE | DISTRIBUTION | TNB | WP PUTRAJAYA & CYBERJAYA | NO | Unknown |  |  |  | NO | [8 empty] | PTJ01184 | NO | [7 empty] | 3
378406326 | PTJ01186 |  |  |  | VPTJ/PCE/J01182/MB01184 | 300280423 | Existing | RYB |  |  | CLOSED | CLOSED | LINK |  | 11 kV |  | 17/05/2000 |  |  |  |  | INDKOM |  |  | SS 1.18 D4 (F2) | Unknown | Unknown | NO | NONE | DISTRIBUTION | TNB | WP PUTRAJAYA & CYBERJAYA | NO | Unknown |  |  |  | NO | [8 empty] | PTJ01186 | NO | [7 empty] | 3
378406331 | PTJ01185 |  |  |  | VPTJ/PCE/J01182/MB01184 | 300280423 | Existing | RYB |  |  | CLOSED | CLOSED | LINK |  | 11 kV |  | 17/05/2000 |  |  |  |  | INDKOM |  |  | SS 1.18 D4 (F2) | Unknown | Unknown | NO | NONE | DISTRIBUTION | TNB | WP PUTRAJAYA & CYBERJAYA | NO | Unknown |  |  |  | NO | [8 empty] | PTJ01185 | NO | [7 empty] | 3
378406339 | PTJ15221 |  |  |  | VPTJ/PCE/J15221/MB15221 | 300281157 | Existing | RYB |  |  | CLOSED | CLOSED | LINK |  | 11 kV |  | 27/08/2005 |  |  |  |  | SCHNEIDER |  |  | PE 15.22 PADAT WR 6 | Unknown | Unknown | NO | NONE | DISTRIBUTION | TNB | WP PUTRAJAYA & CYBERJAYA | NO | Unknown |  |  |  | NO | [8 empty] | PTJ15221 | NO | [7 empty] | 3
378406344 | PTJ15223 |  |  |  | VPTJ/PCE/J15221/MB15221 | 300281157 | Existing | RYB |  |  | CLOSED | CLOSED | LINK |  | 11 kV |  | 27/08/2005 |  |  |  |  | SCHNEIDER |  |  | PE 15.22 PADAT WR 6 | Unknown | Unknown | NO | NONE | DISTRIBUTION | TNB | WP PUTRAJAYA & CYBERJAYA | NO | Unknown |  |  |  | NO | [8 empty] | PTJ15223 | NO | [7 empty] | 3
378406537 | PTJ15454 |  |  |  | VPTJ/PCE/J15452/MB15454 | 300281172 | Existing | RYB |  |  | CLOSED | CLOSED | LINK |  | 11 kV |  | 2009-10-10 |  |  |  |  | INDKOM |  |  | PE 15.45 Blok C1 15-12B (F2) | Unknown | Unknown | NO | NONE | DISTRIBUTION | TNB | WP PUTRAJAYA & CYBERJAYA | NO | Unknown |  |  |  | NO | [8 empty] | PTJ15454 | NO | [7 empty] | 3
378406542 | PTJ15455 |  |  |  | VPTJ/PCE/J15452/MB15454 | 300281172 | Existing | RYB |  |  | CLOSED | CLOSED | LINK |  | 11 kV |  | 2009-10-10 |  |  |  |  | INDKOM |  |  | PE 15.45 Blok C1 15-12B (F2) | Unknown | Unknown | NO | NONE | DISTRIBUTION | TNB | WP PUTRAJAYA & CYBERJAYA | NO | Unknown |  |  |  | NO | [8 empty] | PTJ15455 | NO | [7 empty] | 3
378406631 | PTJ15451 |  |  |  | VPTJ/PCE/J15451/MB15451 | 300281171 | Existing | RYB |  |  | CLOSED | CLOSED | LINK |  | 11 kV |  | 2009-10-10 |  |  |  |  | INDKOM |  |  | PE 15.45 Blok C1 15-12B (F1) | Unknown | Unknown | NO | NONE | DISTRIBUTION | TNB | WP PUTRAJAYA & CYBERJAYA | NO | Unknown |  |  |  | NO | [8 empty] | PTJ15451 | NO | [7 empty] | 3
378406636 | PTJ15452 |  |  |  | VPTJ/PCE/J15451/MB15451 | 300281171 | Existing | RYB |  |  | CLOSED | CLOSED | LINK |  | 11 kV |  | 2009-10-10 |  |  |  |  | INDKOM |  |  | PE 15.45 Blok C1 15-12B (F1) | Unknown | Unknown | NO | NONE | DISTRIBUTION | TNB | WP PUTRAJAYA & CYBERJAYA | NO | Unknown |  |  |  | NO | [8 empty] | PTJ15452 | NO | [7 empty] | 3
378406725 | PTJ15461 |  |  |  | VPTJ/PCE/J15461/MB15461 | 300281173 | Existing | RYB |  |  | CLOSED | CLOSED | LINK |  | 11 kV |  | 2009-10-10 |  |  |  |  | EPE |  |  | PE 15.46 Blok C2 15-12B (F1) | Unknown | Unknown | NO | NONE | DISTRIBUTION | TNB | WP PUTRAJAYA & CYBERJAYA | NO | Unknown |  |  |  | NO | [8 empty] | PTJ15461 | NO | [7 empty] | 3
378406730 | PTJ15463 |  |  |  | VPTJ/PCE/J15461/MB15461 | 300281173 | Existing | RYB |  |  | CLOSED | CLOSED | LINK |  | 11 kV |  | 2009-10-10 |  |  |  |  | EPE |  |  | PE 15.46 Blok C2 15-12B (F1) | Unknown | Unknown | NO | NONE | DISTRIBUTION | TNB | WP PUTRAJAYA & CYBERJAYA | NO | Unknown |  |  |  | NO | [8 empty] | PTJ15463 | NO | [7 empty] | 3
378406819 | PTJ15464 |  |  |  | VPTJ/PCE/J15462/MB15464 | 300281174 | Existing | RYB |  |  | CLOSED | CLOSED | LINK |  | 11 kV |  | 2009-10-10 |  |  |  |  | EPE |  |  | PE 15.46 Blok C2 15-12B (F2) | Unknown | Unknown | NO | NONE | DISTRIBUTION | TNB | WP PUTRAJAYA & CYBERJAYA | NO | Unknown |  |  |  | NO | [8 empty] | PTJ15464 | NO | [7 empty] | 3
378406824 | PTJ15466 |  |  |  | VPTJ/PCE/J15462/MB15464 | 300281174 | Existing | RYB |  |  | CLOSED | CLOSED | LINK |  | 11 kV |  | 2009-10-10 |  |  |  |  | EPE |  |  | PE 15.46 Blok C2 15-12B (F2) | Unknown | Unknown | NO | NONE | DISTRIBUTION | TNB | WP PUTRAJAYA & CYBERJAYA | NO | Unknown |  |  |  | NO | [8 empty] | PTJ15466 | NO | [7 empty] | 3
378406915 | PTJ15441 |  |  |  | VPTJ/PCE/J15441/MB15441 | 300281169 | Existing | RYB |  |  | CLOSED | CLOSED | LINK |  | 11 kV |  | 2009-10-10 |  |  |  |  | EPE |  |  | PE 15.44 Blok A3 15-12B (F1) | Unknown | Unknown | NO | NONE | DISTRIBUTION | TNB | WP PUTRAJAYA & CYBERJAYA | NO | Unknown |  |  |  | NO | [8 empty] | PTJ15441 | NO | [7 empty] | 3
378406920 | PTJ15443 |  |  |  | VPTJ/PCE/J15441/MB15441 | 300281169 | Existing | RYB |  |  | CLOSED | CLOSED | LINK |  | 11 kV |  | 2009-10-10 |  |  |  |  | EPE |  |  | PE 15.44 Blok A3 15-12B (F1) | Unknown | Unknown | NO | NONE | DISTRIBUTION | TNB | WP PUTRAJAYA & CYBERJAYA | NO | Unknown |  |  |  | NO | [8 empty] | PTJ15443 | NO | [7 empty] | 3
378407009 | PTJ15444 |  |  |  | VPTJ/PCE/J15442/MB15444 | 300281170 | Existing | RYB |  |  | CLOSED | CLOSED | LINK |  | 11 kV |  | 2009-10-10 |  |  |  |  | EPE |  |  | PE 15.44 Blok A3 15-12B (F2) | Unknown | Unknown | NO | NONE | DISTRIBUTION | TNB | WP PUTRAJAYA & CYBERJAYA | NO | Unknown |  |  |  | NO | [8 empty] | PTJ15444 | NO | [7 empty] | 3
378407014 | PTJ15446 |  |  |  | VPTJ/PCE/J15442/MB15444 | 300281170 | Existing | RYB |  |  | CLOSED | CLOSED | LINK |  | 11 kV |  | 2009-10-10 |  |  |  |  | EPE |  |  | PE 15.44 Blok A3 15-12B (F2) | Unknown | Unknown | NO | NONE | DISTRIBUTION | TNB | WP PUTRAJAYA & CYBERJAYA | NO | Unknown |  |  |  | NO | [8 empty] | PTJ15446 | NO | [7 empty] | 3
378407105 | PTJ15431 |  |  |  | VPTJ/PCE/J15431/MB15431 | 300281167 | Existing | RYB |  |  | CLOSED | CLOSED | LINK |  | 11 kV |  | 2009-10-10 |  |  |  |  | EPE |  |  | PE 15.43 BLOK A2 15-12B (F1) | Unknown | Unknown | NO | NONE | DISTRIBUTION | TNB | WP PUTRAJAYA & CYBERJAYA | NO | Unknown |  |  |  | NO | [8 empty] | PTJ15431 | NO | [7 empty] | 3
378407110 | PTJ15433 |  |  |  | VPTJ/PCE/J15431/MB15431 | 300281167 | Existing | RYB |  |  | CLOSED | CLOSED | LINK |  | 11 kV |  | 2009-10-10 |  |  |  |  | EPE |  |  | PE 15.43 BLOK A2 15-12B (F1) | Unknown | Unknown | NO | NONE | DISTRIBUTION | TNB | WP PUTRAJAYA & CYBERJAYA | NO | Unknown |  |  |  | NO | [8 empty] | PTJ15433 | NO | [7 empty] | 3
378407199 | PTJ15434 |  |  |  | VPTJ/PCE/J15432/MB15434 | 300281168 | Existing | RYB |  |  | CLOSED | CLOSED | LINK |  | 11 kV |  | 2009-10-10 |  |  |  |  | EPE |  |  | PE 15.43 BLOK A2 15-12B (F2) | Unknown | Unknown | NO | NONE | DISTRIBUTION | TNB | WP PUTRAJAYA & CYBERJAYA | NO | Unknown |  |  |  | NO | [8 empty] | PTJ15434 | NO | [7 empty] | 3
378407204 | PTJ15436 |  |  |  | VPTJ/PCE/J15432/MB15434 | 300281168 | Existing | RYB |  |  | CLOSED | CLOSED | LINK |  | 11 kV |  | 2009-10-10 |  |  |  |  | EPE |  |  | PE 15.43 BLOK A2 15-12B (F2) | Unknown | Unknown | NO | NONE | DISTRIBUTION | TNB | WP PUTRAJAYA & CYBERJAYA | NO | Unknown |  |  |  | NO | [8 empty] | PTJ15436 | NO | [7 empty] | 3
378407302 | PTJ15241 |  |  |  | VPTJ/PCE/J15241/MB15241 | 300281159 | Existing | RYB |  |  | CLOSED | CLOSED | LINK |  | 11 kV |  | 2006-02-10 |  |  |  |  | SCHNEIDER |  |  | SS 15.24 SEK. ANTARABANGSA (F1) | Unknown | Unknown | NO | NONE | DISTRIBUTION | TNB | WP PUTRAJAYA & CYBERJAYA | NO | Unknown |  |  |  | NO | [8 empty] | PTJ15241 | NO | [7 empty] | 3
378407308 | PTJ15243 |  |  |  | VPTJ/PCE/J15241/MB15241 | 300281159 | Existing | RYB |  |  | CLOSED | CLOSED | LINK |  | 11 kV |  | 2006-02-10 |  |  |  |  | SCHNEIDER |  |  | SS 15.24 SEK. ANTARABANGSA (F1) | Unknown | Unknown | NO | NONE | DISTRIBUTION | TNB | WP PUTRAJAYA & CYBERJAYA | NO | Unknown |  |  |  | NO | [8 empty] | PTJ15243 | NO | [7 empty] | 3
378407313 | PTJ15242 |  |  |  | VPTJ/PCE/J15241/MB15241 | 300281159 | Existing | RYB |  |  | CLOSED | CLOSED | LINK |  | 11 kV |  | 2006-02-10 |  |  |  |  | SCHNEIDER |  |  | SS 15.24 SEK. ANTARABANGSA (F1) | Unknown | Unknown | NO | NONE | DISTRIBUTION | TNB | WP PUTRAJAYA & CYBERJAYA | NO | Unknown |  |  |  | NO | [8 empty] | PTJ15242 | NO | [7 empty] | 3
378407328 | PTJ15244 |  |  |  | VPTJ/PCE/J15242/MB15244 | 300281160 | Existing | RYB |  |  | CLOSED | CLOSED | LINK |  | 11 kV |  | 2006-02-10 |  |  |  |  | SCHNEIDER |  |  | SS 15.24 SEK. ANTARABANGSA (F2) | Unknown | Unknown | NO | NONE | DISTRIBUTION | TNB | WP PUTRAJAYA & CYBERJAYA | NO | Unknown |  |  |  | NO | [8 empty] | PTJ15244 | NO | [7 empty] | 3
378407334 | PTJ15246 |  |  |  | VPTJ/PCE/J15242/MB15244 | 300281160 | Existing | RYB |  |  | CLOSED | CLOSED | LINK |  | 11 kV |  | 2006-02-10 |  |  |  |  | SCHNEIDER |  |  | SS 15.24 SEK. ANTARABANGSA (F2) | Unknown | Unknown | NO | NONE | DISTRIBUTION | TNB | WP PUTRAJAYA & CYBERJAYA | NO | Unknown |  |  |  | NO | [8 empty] | PTJ15246 | NO | [7 empty] | 3
378407339 | PTJ15245 |  |  |  | VPTJ/PCE/J15242/MB15244 | 300281160 | Existing | RYB |  |  | CLOSED | CLOSED | LINK |  | 11 kV |  | 2006-02-10 |  |  |  |  | SCHNEIDER |  |  | SS 15.24 SEK. ANTARABANGSA (F2) | Unknown | Unknown | NO | NONE | DISTRIBUTION | TNB | WP PUTRAJAYA & CYBERJAYA | NO | Unknown |  |  |  | NO | [8 empty] | PTJ15245 | NO | [7 empty] | 3
378407347 | PTJ15421 |  |  |  | VPTJ/PCE/J15421/MB15421 | 300281165 | Existing | RYB |  |  | CLOSED | CLOSED | LINK |  | 11 kV |  | 2009-06-01 |  |  |  |  | EPE |  |  | PE 15.42 P/PURI 15-12 BLOK C (F1) | Unknown | Unknown | NO | NONE | DISTRIBUTION | TNB | WP PUTRAJAYA & CYBERJAYA | NO | Unknown |  |  |  | NO | [8 empty] | PTJ15421 | NO | [7 empty] | 3
378407352 | PTJ15423 |  |  |  | VPTJ/PCE/J15421/MB15421 | 300281165 | Existing | RYB |  |  | CLOSED | CLOSED | LINK |  | 11 kV |  | 2009-06-01 |  |  |  |  | EPE |  |  | PE 15.42 P/PURI 15-12 BLOK C (F1) | Unknown | Unknown | NO | NONE | DISTRIBUTION | TNB | WP PUTRAJAYA & CYBERJAYA | NO | Unknown |  |  |  | NO | [8 empty] | PTJ15423 | NO | [7 empty] | 3
378407443 | PTJ15424 |  |  |  | VPTJ/PCE/J15422/MB15424 | 300281166 | Existing | RYB |  |  | CLOSED | CLOSED | LINK |  | 11 kV |  | 2009-07-01 |  |  |  |  | EPE |  |  | PE 15.42 P/PURI 15-12 BLOK C (F2) | Unknown | Unknown | NO | NONE | DISTRIBUTION | TNB | WP PUTRAJAYA & CYBERJAYA | NO | Unknown |  |  |  | NO | [8 empty] | PTJ15424 | NO | [7 empty] | 3
378407448 | PTJ15426 |  |  |  | VPTJ/PCE/J15422/MB15424 | 300281166 | Existing | RYB |  |  | CLOSED | CLOSED | LINK |  | 11 kV |  | 2009-07-01 |  |  |  |  | EPE |  |  | PE 15.42 P/PURI 15-12 BLOK C (F2) | Unknown | Unknown | NO | NONE | DISTRIBUTION | TNB | WP PUTRAJAYA & CYBERJAYA | NO | Unknown |  |  |  | NO | [8 empty] | PTJ15426 | NO | [7 empty] | 3
378407539 | PTJ15411 |  |  |  | VPTJ/PCE/J15411/MB15411 | 300281163 | Existing | RYB |  |  | CLOSED | CLOSED | LINK |  | 11 kV |  | 2009-06-01 |  |  |  |  | EPE |  |  | PE 15.41 P/PURI 15-12 BLOK B (F1) | Unknown | Unknown | NO | NONE | DISTRIBUTION | TNB | WP PUTRAJAYA & CYBERJAYA | NO | Unknown |  |  |  | NO | [8 empty] | PTJ15411 | NO | [7 empty] | 3
378407544 | PTJ15413 |  |  |  | VPTJ/PCE/J15411/MB15411 | 300281163 | Existing | RYB |  |  | CLOSED | CLOSED | LINK |  | 11 kV |  | 2009-06-01 |  |  |  |  | EPE |  |  | PE 15.41 P/PURI 15-12 BLOK B (F1) | Unknown | Unknown | NO | NONE | DISTRIBUTION | TNB | WP PUTRAJAYA & CYBERJAYA | NO | Unknown |  |  |  | NO | [8 empty] | PTJ15413 | NO | [7 empty] | 3
378407635 | PTJ15414 |  |  |  | VPTJ/PCE/J15412/MB15414 | 300281164 | Existing | RYB |  |  | CLOSED | CLOSED | LINK |  | 11 kV |  | 2009-07-01 |  |  |  |  | EPE |  |  | PE 15.41 P/PURI 15-12 BLOK B (F2) | Unknown | Unknown | NO | NONE | DISTRIBUTION | TNB | WP PUTRAJAYA & CYBERJAYA | NO | Unknown |  |  |  | NO | [8 empty] | PTJ15414 | NO | [7 empty] | 3
378407640 | PTJ15416 |  |  |  | VPTJ/PCE/J15412/MB15414 | 300281164 | Existing | RYB |  |  | CLOSED | CLOSED | LINK |  | 11 kV |  | 2009-07-01 |  |  |  |  | EPE |  |  | PE 15.41 P/PURI 15-12 BLOK B (F2) | Unknown | Unknown | NO | NONE | DISTRIBUTION | TNB | WP PUTRAJAYA & CYBERJAYA | NO | Unknown |  |  |  | NO | [8 empty] | PTJ15416 | NO | [7 empty] | 3
378407731 | PTJ15401 |  |  |  | VPTJ/PCE/J15401/MB15401 | 300281161 | Existing | RYB |  |  | CLOSED | CLOSED | LINK |  | 11 kV |  | 2009-06-01 |  |  |  |  | EPE |  |  | PE 15.40 P/PURI 15-12 BLOK A (F1) | Unknown | Unknown | NO | NONE | DISTRIBUTION | TNB | WP PUTRAJAYA & CYBERJAYA | NO | Unknown |  |  |  | NO | [8 empty] | PTJ15401 | NO | [7 empty] | 3
378407736 | PTJ15403 |  |  |  | VPTJ/PCE/J15401/MB15401 | 300281161 | Existing | RYB |  |  | CLOSED | CLOSED | LINK |  | 11 kV |  | 2009-06-01 |  |  |  |  | EPE |  |  | PE 15.40 P/PURI 15-12 BLOK A (F1) | Unknown | Unknown | NO | NONE | DISTRIBUTION | TNB | WP PUTRAJAYA & CYBERJAYA | NO | Unknown |  |  |  | NO | [8 empty] | PTJ15403 | NO | [7 empty] | 3
378407825 | PTJ15404 |  |  |  | VPTJ/PCE/J15402/MB15404 | 300281162 | Existing | RYB |  |  | CLOSED | CLOSED | LINK |  | 11 kV |  | 2009-07-01 |  |  |  |  | EPE |  |  | PE 15.40 P/PURI 15-12 BLOK A (F2) | Unknown | Unknown | NO | NONE | DISTRIBUTION | TNB | WP PUTRAJAYA & CYBERJAYA | NO | Unknown |  |  |  | NO | [8 empty] | PTJ15404 | NO | [7 empty] | 3
378407830 | PTJ15406 |  |  |  | VPTJ/PCE/J15402/MB15404 | 300281162 | Existing | RYB |  |  | CLOSED | CLOSED | LINK |  | 11 kV |  | 2009-07-01 |  |  |  |  | EPE |  |  | PE 15.40 P/PURI 15-12 BLOK A (F2) | Unknown | Unknown | NO | NONE | DISTRIBUTION | TNB | WP PUTRAJAYA & CYBERJAYA | NO | Unknown |  |  |  | NO | [8 empty] | PTJ15406 | NO | [7 empty] | 3
378407921 | PTJ15471 |  |  |  | VPTJ/PCE/J15471/MB15471 | 300454849 | Existing | RYB |  |  | CLOSED | CLOSED | LINK |  | 11 kV | [6 empty] | INDKOM |  |  | PE 15.47 APARTMENT ALAM DESA (F1) | Unknown | Unknown | NO | NONE | DISTRIBUTION | TNB | WP PUTRAJAYA & CYBERJAYA | NO | Unknown |  |  |  | NO | [8 empty] | PTJ15471 | NO | [7 empty] | 3
378407926 | PTJ15472 |  |  |  | VPTJ/PCE/J15471/MB15471 | 300454849 | Existing | RYB |  |  | CLOSED | CLOSED | LINK |  | 11 kV | [6 empty] | INDKOM |  |  | PE 15.47 APARTMENT ALAM DESA (F1) | Unknown | Unknown | NO | NONE | DISTRIBUTION | TNB | WP PUTRAJAYA & CYBERJAYA | NO | Unknown |  |  |  | NO | [8 empty] | PTJ15472 | NO | [7 empty] | 3
378408017 | PTJ15474 |  |  |  | VPTJ/PCE/J15472/MB15474 | 300454861 | Existing | RYB |  |  | CLOSED | CLOSED | LINK |  | 11 kV | [6 empty] | INDKOM |  |  | PE 15.47 APARTMENT ALAM DESA (F2) | Unknown | Unknown | NO | NONE | DISTRIBUTION | TNB | WP PUTRAJAYA & CYBERJAYA | NO | Unknown |  |  |  | NO | [8 empty] | PTJ15474 | NO | [7 empty] | 3
378408022 | PTJ15475 |  |  |  | VPTJ/PCE/J15472/MB15474 | 300454861 | Existing | RYB |  |  | CLOSED | CLOSED | LINK |  | 11 kV | [6 empty] | INDKOM |  |  | PE 15.47 APARTMENT ALAM DESA (F2) | Unknown | Unknown | NO | NONE | DISTRIBUTION | TNB | WP PUTRAJAYA & CYBERJAYA | NO | Unknown |  |  |  | NO | [8 empty] | PTJ15475 | NO | [7 empty] | 3
378408113 | PTJ15351 |  |  |  | VPTJ/PCE/J15351/MB15351 | 300282003 | Existing | RYB |  |  | CLOSED | CLOSED | LINK |  | 11 kV |  | 14/11/2009 |  |  |  |  | EPE |  |  | PE 15.35 FASA 15-1A (F1) | Unknown | Unknown | NO | NONE | DISTRIBUTION | TNB | WP PUTRAJAYA & CYBERJAYA | NO | Unknown |  |  |  | NO | [8 empty] | PTJ15351 | NO | [7 empty] | 3
378408118 | PTJ15353 |  |  |  | VPTJ/PCE/J15351/MB15351 | 300282003 | Existing | RYB |  |  | CLOSED | CLOSED | LINK |  | 11 kV |  | 14/11/2009 |  |  |  |  | EPE |  |  | PE 15.35 FASA 15-1A (F1) | Unknown | Unknown | NO | NONE | DISTRIBUTION | TNB | WP PUTRAJAYA & CYBERJAYA | NO | Unknown |  |  |  | NO | [8 empty] | PTJ15353 | NO | [7 empty] | 3
378408207 | PTJ15354 |  |  |  | VPTJ/PCE/J15352/MB15354 | 300282004 | Existing | RYB |  |  | CLOSED | CLOSED | LINK |  | 11 kV |  | 15/11/2009 |  |  |  |  | EPE |  |  | PE 15.35 FASA 15-1A (F2) | Unknown | Unknown | NO | NONE | DISTRIBUTION | TNB | WP PUTRAJAYA & CYBERJAYA | NO | Unknown |  |  |  | NO | [8 empty] | PTJ15354 | NO | [7 empty] | 3
378408212 | PTJ15356 |  |  |  | VPTJ/PCE/J15352/MB15354 | 300282004 | Existing | RYB |  |  | CLOSED | CLOSED | LINK |  | 11 kV |  | 15/11/2009 |  |  |  |  | EPE |  |  | PE 15.35 FASA 15-1A (F2) | Unknown | Unknown | NO | NONE | DISTRIBUTION | TNB | WP PUTRAJAYA & CYBERJAYA | NO | Unknown |  |  |  | NO | [8 empty] | PTJ15356 | NO | [7 empty] | 3
378408303 | PTJ15361 |  |  |  | VPTJ/PCE/J15361/MB15361 | 300282005 | Existing | RYB |  |  | CLOSED | CLOSED | LINK |  | 11 kV |  | 14/11/2009 |  |  |  |  | INDKOM |  |  | PE 15.36 FASA 15-1B (F1) | Unknown | Unknown | NO | NONE | DISTRIBUTION | TNB | WP PUTRAJAYA & CYBERJAYA | NO | Unknown |  |  |  | NO | [8 empty] | PTJ15361 | NO | [7 empty] | 3
378408308 | PTJ15362 |  |  |  | VPTJ/PCE/J15361/MB15361 | 300282005 | Existing | RYB |  |  | CLOSED | CLOSED | LINK |  | 11 kV |  | 14/11/2009 |  |  |  |  | INDKOM |  |  | PE 15.36 FASA 15-1B (F1) | Unknown | Unknown | NO | NONE | DISTRIBUTION | TNB | WP PUTRAJAYA & CYBERJAYA | NO | Unknown |  |  |  | NO | [8 empty] | PTJ15362 | NO | [7 empty] | 3
378408397 | PTJ15364 |  |  |  | VPTJ/PCE/J15362/MB15364 | 300282006 | Existing | RYB |  |  | CLOSED | CLOSED | LINK |  | 11 kV |  | 15/11/2009 |  |  |  |  | INDKOM |  |  | PE 15.36 FASA 15-1B(F2) | Unknown | Unknown | NO | NONE | DISTRIBUTION | TNB | WP PUTRAJAYA & CYBERJAYA | NO | Unknown |  |  |  | NO | [8 empty] | PTJ15364 | NO | [7 empty] | 3
378408402 | PTJ15365 |  |  |  | VPTJ/PCE/J15362/MB15364 | 300282006 | Existing | RYB |  |  | CLOSED | CLOSED | LINK |  | 11 kV |  | 15/11/2009 |  |  |  |  | INDKOM |  |  | PE 15.36 FASA 15-1B(F2) | Unknown | Unknown | NO | NONE | DISTRIBUTION | TNB | WP PUTRAJAYA & CYBERJAYA | NO | Unknown |  |  |  | NO | [8 empty] | PTJ15365 | NO | [7 empty] | 3
378408493 | PTJ15381 |  |  |  | VPTJ/PCE/J15381/MB15381 | 300282009 | Existing | RYB |  |  | CLOSED | CLOSED | LINK |  | 11 kV |  | 14/11/2009 |  |  |  |  | INDKOM |  |  | PE 15.38 FASA 15-3B (F1) | Unknown | Unknown | NO | NONE | DISTRIBUTION | TNB | WP PUTRAJAYA & CYBERJAYA | NO | Unknown |  |  |  | NO | [8 empty] | PTJ15381 | NO | [7 empty] | 3
378408498 | PTJ15382 |  |  |  | VPTJ/PCE/J15381/MB15381 | 300282009 | Existing | RYB |  |  | CLOSED | CLOSED | LINK |  | 11 kV |  | 14/11/2009 |  |  |  |  | INDKOM |  |  | PE 15.38 FASA 15-3B (F1) | Unknown | Unknown | NO | NONE | DISTRIBUTION | TNB | WP PUTRAJAYA & CYBERJAYA | NO | Unknown |  |  |  | NO | [8 empty] | PTJ15382 | NO | [7 empty] | 3
378408587 | PTJ15384 |  |  |  | VPTJ/PCE/J15382/MB15384 | 300282010 | Existing | RYB |  |  | CLOSED | CLOSED | LINK |  | 11 kV |  | 15/11/2009 |  |  |  |  | INDKOM |  |  | PE 15.38 FASA 15-3B (F2) | Unknown | Unknown | NO | NONE | DISTRIBUTION | TNB | WP PUTRAJAYA & CYBERJAYA | NO | Unknown |  |  |  | NO | [8 empty] | PTJ15384 | NO | [7 empty] | 3
378408592 | PTJ15385 |  |  |  | VPTJ/PCE/J15382/MB15384 | 300282010 | Existing | RYB |  |  | CLOSED | CLOSED | LINK |  | 11 kV |  | 15/11/2009 |  |  |  |  | INDKOM |  |  | PE 15.38 FASA 15-3B (F2) | Unknown | Unknown | NO | NONE | DISTRIBUTION | TNB | WP PUTRAJAYA & CYBERJAYA | NO | Unknown |  |  |  | NO | [8 empty] | PTJ15385 | NO | [7 empty] | 3
378408683 | PTJ15391 |  |  |  | VPTJ/PCE/J15391/MB15391 | 300282011 | Existing | RYB |  |  | CLOSED | CLOSED | LINK |  | 11 kV |  | 14/11/2009 |  |  |  |  | INDKOM |  |  | PE 15.39 FASA 15-3A (F1) | Unknown | Unknown | NO | NONE | DISTRIBUTION | TNB | WP PUTRAJAYA & CYBERJAYA | NO | Unknown |  |  |  | NO | [8 empty] | PTJ15391 | NO | [7 empty] | 3
378408688 | PTJ15392 |  |  |  | VPTJ/PCE/J15391/MB15391 | 300282011 | Existing | RYB |  |  | CLOSED | CLOSED | LINK |  | 11 kV |  | 14/11/2009 |  |  |  |  | INDKOM |  |  | PE 15.39 FASA 15-3A (F1) | Unknown | Unknown | NO | NONE | DISTRIBUTION | TNB | WP PUTRAJAYA & CYBERJAYA | NO | Unknown |  |  |  | NO | [8 empty] | PTJ15392 | NO | [7 empty] | 3
378421936 | PTJ17058 |  |  |  | VPTJ/PCE/J17052/MB17054 | 300281207 | Existing | RYB |  |  | CLOSED | CLOSED | LINK |  | 11 kV |  | 13/03/2007 |  |  |  |  | TAMCO |  |  | PE 17.05 RK 1-2 (F2) | Unknown | Unknown | NO | NONE | DISTRIBUTION | TNB | WP PUTRAJAYA & CYBERJAYA | NO | Unknown |  |  |  | NO | [8 empty] | PTJ17058 | NO | [7 empty] | 3
378421953 | PTJ17055 |  |  |  | VPTJ/PCE/J17052/MB17054 | 300281207 | Existing | RYB |  |  | CLOSED | CLOSED | LINK |  | 11 kV |  | 13/03/2007 |  |  |  |  | TAMCO |  |  | PE 17.05 RK 1-2 (F2) | Unknown | Unknown | NO | NONE | DISTRIBUTION | TNB | WP PUTRAJAYA & CYBERJAYA | NO | Unknown |  |  |  | NO | [8 empty] | PTJ17055 | NO | [7 empty] | 3
378422110 | PTJ17081 |  |  |  | VPTJ/PCE/J17081/MB17081 | 300288173 | Existing | RYB |  |  | CLOSED | CLOSED | LINK |  | 11 kV |  | 27/12/2010 |  |  |  |  | INDKOM |  |  | PE 17.08 BLOK E 17RK2 (F1) | Unknown | Unknown | NO | NONE | DISTRIBUTION | TNB | WP PUTRAJAYA & CYBERJAYA | NO | Unknown |  |  |  | NO | [8 empty] | PTJ17081 | NO | [7 empty] | 3
378422115 | PTJ17082 |  |  |  | VPTJ/PCE/J17081/MB17081 | 300288173 | Existing | RYB |  |  | CLOSED | CLOSED | LINK |  | 11 kV |  | 27/12/2010 |  |  |  |  | INDKOM |  |  | PE 17.08 BLOK E 17RK2 (F1) | Unknown | Unknown | NO | NONE | DISTRIBUTION | TNB | WP PUTRAJAYA & CYBERJAYA | NO | Unknown |  |  |  | NO | [8 empty] | PTJ17082 | NO | [7 empty] | 3
378422204 | PTJ17084 |  |  |  | VPTJ/PCE/J17082/MB17084 | 300288175 | Existing | RYB |  |  | CLOSED | CLOSED | LINK |  | 11 kV |  | 28/12/2010 |  |  |  |  | INDKOM |  |  | PE 17.08 BLOK E 17RK2 (F2) | Unknown | Unknown | NO | NONE | DISTRIBUTION | TNB | WP PUTRAJAYA & CYBERJAYA | NO | Unknown |  |  |  | NO | [8 empty] | PTJ17084 | NO | [7 empty] | 3
378422209 | PTJ17085 |  |  |  | VPTJ/PCE/J17082/MB17084 | 300288175 | Existing | RYB |  |  | CLOSED | CLOSED | LINK |  | 11 kV |  | 28/12/2010 |  |  |  |  | INDKOM |  |  | PE 17.08 BLOK E 17RK2 (F2) | Unknown | Unknown | NO | NONE | DISTRIBUTION | TNB | WP PUTRAJAYA & CYBERJAYA | NO | Unknown |  |  |  | NO | [8 empty] | PTJ17085 | NO | [7 empty] | 3
378422394 | PTJ17074 |  |  |  | VPTJ/PCE/J17072/MB17074 | 300288171 | Existing | RYB |  |  | CLOSED | CLOSED | LINK |  | 11 kV |  | 28/12/2010 |  |  |  |  | INDKOM |  |  | PE 17.07 BLOK C 17RK2 (F2) | Unknown | Unknown | NO | NONE | DISTRIBUTION | TNB | WP PUTRAJAYA & CYBERJAYA | NO | Unknown |  |  |  | NO | [8 empty] | PTJ17074 | NO | [7 empty] | 3
378422399 | PTJ17075 |  |  |  | VPTJ/PCE/J17072/MB17074 | 300288171 | Existing | RYB |  |  | CLOSED | CLOSED | LINK |  | 11 kV |  | 28/12/2010 |  |  |  |  | INDKOM |  |  | PE 17.07 BLOK C 17RK2 (F2) | Unknown | Unknown | NO | NONE | DISTRIBUTION | TNB | WP PUTRAJAYA & CYBERJAYA | NO | Unknown |  |  |  | NO | [8 empty] | PTJ17075 | NO | [7 empty] | 3
378422488 | PTJ17071 |  |  |  | VPTJ/PCE/J17071/MB17071 | 300288169 | Existing | RYB |  |  | CLOSED | CLOSED | LINK |  | 11 kV |  | 27/12/2010 |  |  |  |  | INDKOM |  |  | PE 17.07 BLOK C 17RK2 (F1) | Unknown | Unknown | NO | NONE | DISTRIBUTION | TNB | WP PUTRAJAYA & CYBERJAYA | NO | Unknown |  |  |  | NO | [8 empty] | PTJ17071 | NO | [7 empty] | 3
378422493 | PTJ17072 |  |  |  | VPTJ/PCE/J17071/MB17071 | 300288169 | Existing | RYB |  |  | OPEN | CLOSED | LINK |  | 11 kV |  | 27/12/2010 |  |  |  |  | INDKOM |  |  | PE 17.07 BLOK C 17RK2 (F1) | Unknown | Unknown | NO | NONE | DISTRIBUTION | TNB | WP PUTRAJAYA & CYBERJAYA | NO | Unknown |  |  |  | NO | [8 empty] | PTJ17072 | NO | [7 empty] | 3
378422584 | PTJ17091 |  |  |  | VPTJ/PCE/J17091/MB17091 | 310288765 | Existing | RYB |  |  | CLOSED | CLOSED | LINK |  | 11 kV | [9 empty] | PE 17.09 SEK REN PRESINT 17 F1 | Unknown | Unknown | NO | NONE | DISTRIBUTION | TNB | WP PUTRAJAYA & CYBERJAYA | NO | Unknown |  |  |  | NO | [8 empty] | PTJ17091 | NO | [7 empty] | 3
378422589 | PTJ17093 |  |  |  | VPTJ/PCE/J17091/MB17091 | 310288765 | Existing | RYB |  |  | CLOSED | CLOSED | LINK |  | 11 kV | [9 empty] | PE 17.09 SEK REN PRESINT 17 F1 | Unknown | Unknown | NO | NONE | DISTRIBUTION | TNB | WP PUTRAJAYA & CYBERJAYA | NO | Unknown |  |  |  | NO | [8 empty] | PTJ17093 | NO | [7 empty] | 3
378422678 | PTJ17094 |  |  |  | VPTJ/PCE/J17092/MB17094 | 310288779 | Existing | RYB |  |  | CLOSED | CLOSED | LINK |  | 11 kV | [9 empty] | PE 17.09 SEK REN PRESINT 17 (F2) | Unknown | Unknown | NO | NONE | DISTRIBUTION | TNB | WP PUTRAJAYA & CYBERJAYA | NO | Unknown |  |  |  | NO | [8 empty] | PTJ17094 | NO | [7 empty] | 3
378422683 | PTJ17096 |  |  |  | VPTJ/PCE/J17092/MB17094 | 310288779 | Existing | RYB |  |  | CLOSED | CLOSED | LINK |  | 11 kV | [9 empty] | PE 17.09 SEK REN PRESINT 17 (F2) | Unknown | Unknown | NO | NONE | DISTRIBUTION | TNB | WP PUTRAJAYA & CYBERJAYA | NO | Unknown |  |  |  | NO | [8 empty] | PTJ17096 | NO | [7 empty] | 3
378422774 | PTJ01311 |  |  |  | VPTJ/PCE/J01311/MB01311 | 300280439 | Existing | RYB |  |  | CLOSED | CLOSED | LINK |  | 11 kV |  | 15/04/1999 |  |  |  |  | INDKOM |  |  | PE 1.31 PADAT PERSIARAN PERDANA | Unknown | Unknown | NO | NONE | DISTRIBUTION | TNB | WP PUTRAJAYA & CYBERJAYA | NO | Unknown |  |  |  | NO | [8 empty] | PTJ01311 | NO | [7 empty] | 3
378422779 | PTJ01312 |  |  |  | VPTJ/PCE/J01311/MB01311 | 300280439 | Existing | RYB |  |  | CLOSED | CLOSED | LINK |  | 11 kV |  | 15/04/1999 |  |  |  |  | INDKOM |  |  | PE 1.31 PADAT PERSIARAN PERDANA | Unknown | Unknown | NO | NONE | DISTRIBUTION | TNB | WP PUTRAJAYA & CYBERJAYA | NO | Unknown |  |  |  | NO | [8 empty] | PTJ01312 | NO | [7 empty] | 3
378422945 | PTJ01272 |  |  |  | VPTJ/PCE/J01271/MB01271 | 300280438 | Existing | RYB |  |  | CLOSED | CLOSED | LINK |  | 11 kV |  | 25/05/1999 |  |  |  |  | INDKOM |  |  | PE 1.27 PADAT PERSIARAN PERSEKUTUAN | Unknown | Unknown | NO | NONE | DISTRIBUTION | TNB | WP PUTRAJAYA & CYBERJAYA | NO | Unknown |  |  |  | NO | [8 empty] | PTJ01272 | NO | [7 empty] | 3
378422950 | PTJ01271 |  |  |  | VPTJ/PCE/J01271/MB01271 | 300280438 | Existing | RYB |  |  | CLOSED | CLOSED | LINK |  | 11 kV |  | 25/05/1999 |  |  |  |  | INDKOM |  |  | PE 1.27 PADAT PERSIARAN PERSEKUTUAN | Unknown | Unknown | NO | NONE | DISTRIBUTION | TNB | WP PUTRAJAYA & CYBERJAYA | NO | Unknown |  |  |  | NO | [8 empty] | PTJ01271 | NO | [7 empty] | 3
378423175 | PTJ01592 |  |  |  | VPTJ/PCE/J01591/MB01591 | 300280588 | Existing | RYB |  |  | CLOSED | CLOSED | LINK |  | 11 kV |  | 29/07/2003 |  |  |  |  | SCHNEIDER |  |  | PE 1.59 WETLAND MANAGEMENT | Unknown | Unknown | NO | NONE | DISTRIBUTION | TNB | WP PUTRAJAYA & CYBERJAYA | NO | Unknown |  |  |  | NO | [8 empty] | PTJ01592 | NO | [7 empty] | 3
378423180 | PTJ01591 |  |  |  | VPTJ/PCE/J01591/MB01591 | 300280588 | Existing | RYB |  |  | CLOSED | CLOSED | LINK |  | 11 kV |  | 29/07/2003 |  |  |  |  | SCHNEIDER |  |  | PE 1.59 WETLAND MANAGEMENT | Unknown | Unknown | NO | NONE | DISTRIBUTION | TNB | WP PUTRAJAYA & CYBERJAYA | NO | Unknown |  |  |  | NO | [8 empty] | PTJ01591 | NO | [7 empty] | 3
378423341 | PTJ13042 |  |  |  | VPTJ/PCE/J13041/MB13041 | 300281103 | Existing | RYB |  |  | CLOSED | CLOSED | LINK |  | 11 kV |  | 15/04/1999 |  |  |  |  | INDKOM |  |  | PE 13.04 UGS PERSEKUTUAN | Unknown | Unknown | NO | NONE | DISTRIBUTION | TNB | WP PUTRAJAYA & CYBERJAYA | NO | Unknown |  |  |  | NO | [8 empty] | PTJ13042 | NO | [7 empty] | 3
378423346 | PTJ13041 |  |  |  | VPTJ/PCE/J13041/MB13041 | 300281103 | Existing | RYB |  |  | CLOSED | CLOSED | LINK |  | 11 kV |  | 15/04/1999 |  |  |  |  | INDKOM |  |  | PE 13.04 UGS PERSEKUTUAN | Unknown | Unknown | NO | NONE | DISTRIBUTION | TNB | WP PUTRAJAYA & CYBERJAYA | NO | Unknown |  |  |  | NO | [8 empty] | PTJ13041 | NO | [7 empty] | 3
378423553 | PTJ01331 |  |  |  | VPTJ/PCE/J01331/MB01331 | 300280445 | Existing | RYB |  |  | CLOSED | CLOSED | LINK |  | 11 kV |  | 17/06/1999 |  |  |  |  | MERLIN GERIN |  |  | PE 1.33 INSIDE PPU 1 S/L OVAL | Unknown | Unknown | NO | NONE | DISTRIBUTION | TNB | WP PUTRAJAYA & CYBERJAYA | NO | Unknown |  |  |  | NO | [8 empty] | PTJ01331 | NO | [7 empty] | 3
378423558 | PTJ01332 |  |  |  | VPTJ/PCE/J01331/MB01331 | 300280445 | Existing | RYB |  |  | CLOSED | CLOSED | LINK |  | 11 kV |  | 17/06/1999 |  |  |  |  | MERLIN GERIN |  |  | PE 1.33 INSIDE PPU 1 S/L OVAL | Unknown | Unknown | NO | NONE | DISTRIBUTION | TNB | WP PUTRAJAYA & CYBERJAYA | NO | Unknown |  |  |  | NO | [8 empty] | PTJ01332 | NO | [7 empty] | 3
378423659 | PTJ01291 |  |  |  | VPTJ/PCE/J01291/MB01291 | 300280444 | Existing | RYB |  |  | CLOSED | CLOSED | LINK |  | 11 kV |  | 30/06/1999 |  |  |  |  | MERLIN GERIN |  |  | PE 1.29 PERDANA WALK | Unknown | Unknown | NO | NONE | DISTRIBUTION | TNB | WP PUTRAJAYA & CYBERJAYA | NO | Unknown |  |  |  | NO | [8 empty] | PTJ01291 | NO | [7 empty] | 3
378423664 | PTJ01292 |  |  |  | VPTJ/PCE/J01291/MB01291 | 300280444 | Existing | RYB |  |  | CLOSED | CLOSED | LINK |  | 11 kV |  | 30/06/1999 |  |  |  |  | MERLIN GERIN |  |  | PE 1.29 PERDANA WALK | Unknown | Unknown | NO | NONE | DISTRIBUTION | TNB | WP PUTRAJAYA & CYBERJAYA | NO | Unknown |  |  |  | NO | [8 empty] | PTJ01292 | NO | [7 empty] | 3
378423769 | PTJ01352 |  |  |  | VPTJ/PCE/J01351/MB01351 | 300280442 | Existing | RYB |  |  | CLOSED | CLOSED | LINK |  | 11 kV |  | 1999-12-05 |  |  |  |  | INDKOM |  |  | PE 1.35 MOSQUE (F1) | Unknown | Unknown | NO | NONE | DISTRIBUTION | TNB | WP PUTRAJAYA & CYBERJAYA | NO | Unknown |  |  |  | NO | [8 empty] | PTJ01352 | NO | [7 empty] | 3
378423774 | PTJ01351 |  |  |  | VPTJ/PCE/J01351/MB01351 | 300280442 | Existing | RYB |  | PTJ01362 PE 1.36 DATARAN PUTERA (F1) | CLOSED | CLOSED | LINK |  | 11 kV |  | 1999-12-05 |  |  |  |  | INDKOM |  |  | PE 1.35 MOSQUE (F1) | Unknown | Unknown | NO | NONE | DISTRIBUTION | TNB | WP PUTRAJAYA & CYBERJAYA | NO | Unknown |  |  |  | NO | [8 empty] | PTJ01351 | NO | [7 empty] | 3
378423863 | PTJ01355 |  |  |  | VPTJ/PCE/J01352/MB01354 | 300280447 | Existing | RYB |  |  | CLOSED | CLOSED | LINK |  | 11 kV |  | 1999-12-05 |  |  |  |  | INDKOM |  |  | PE 1.35 MOSQUE (F2) | Unknown | Unknown | NO | NONE | DISTRIBUTION | TNB | WP PUTRAJAYA & CYBERJAYA | NO | Unknown |  |  |  | NO | [8 empty] | PTJ01355 | NO | [7 empty] | 3
378423868 | PTJ01354 |  |  |  | VPTJ/PCE/J01352/MB01354 | 300280447 | Existing | RYB |  |  | CLOSED | CLOSED | LINK |  | 11 kV |  | 1999-12-05 |  |  |  |  | INDKOM |  |  | PE 1.35 MOSQUE (F2) | Unknown | Unknown | NO | NONE | DISTRIBUTION | TNB | WP PUTRAJAYA & CYBERJAYA | NO | Unknown |  |  |  | NO | [8 empty] | PTJ01354 | NO | [7 empty] | 3
378424041 | PTJ17101 |  |  |  | VPTJ/PCE/J17101/MB17101 | 310308945 | Existing | RYB |  |  | CLOSED | CLOSED | LINK |  | 11 kV | [6 empty] | TAMCO |  |  | SS 17.10 TEMP PPA1M PRESINT 17 | Unknown | Unknown | NO | NONE | DISTRIBUTION | TNB | WP PUTRAJAYA & CYBERJAYA | NO | Unknown |  |  |  | NO | [8 empty] | PTJ17101 | NO | [7 empty] | 3
378424047 | PTJ17102 |  |  |  | VPTJ/PCE/J17101/MB17101 | 310308945 | Existing | RYB |  |  | CLOSED | CLOSED | LINK |  | 11 kV | [6 empty] | TAMCO |  |  | SS 17.10 TEMP PPA1M PRESINT 17 | Unknown | Unknown | NO | NONE | DISTRIBUTION | TNB | WP PUTRAJAYA & CYBERJAYA | NO | Unknown |  |  |  | NO | [8 empty] | PTJ17102 | NO | [7 empty] | 3
378424052 | PTJ17103 |  |  |  | VPTJ/PCE/J17101/MB17101 | 310308945 | Existing | RYB |  |  | CLOSED | CLOSED | LINK |  | 11 kV | [6 empty] | TAMCO |  |  | SS 17.10 TEMP PPA1M PRESINT 17 | Unknown | Unknown | NO | NONE | DISTRIBUTION | TNB | WP PUTRAJAYA & CYBERJAYA | NO | Unknown |  |  |  | NO | [8 empty] | PTJ17103 | NO | [7 empty] | 3
378424060 | PTJ17061 |  |  |  | VPTJ/PCE/J17061/MB17061 | 300288162 | Existing | RYB |  |  | CLOSED | CLOSED | LINK |  | 11 kV |  | 27/12/2010 |  |  |  |  | INDKOM |  |  | PE 17.06 BLOK A 17RK2 (F1) | Unknown | Unknown | NO | NONE | DISTRIBUTION | TNB | WP PUTRAJAYA & CYBERJAYA | NO | Unknown |  |  |  | NO | [8 empty] | PTJ17061 | NO | [7 empty] | 3
378424065 | PTJ17062 |  |  |  | VPTJ/PCE/J17061/MB17061 | 300288162 | Existing | RYB |  |  | CLOSED | CLOSED | LINK |  | 11 kV |  | 27/12/2010 |  |  |  |  | INDKOM |  |  | PE 17.06 BLOK A 17RK2 (F1) | Unknown | Unknown | NO | NONE | DISTRIBUTION | TNB | WP PUTRAJAYA & CYBERJAYA | NO | Unknown |  |  |  | NO | [8 empty] | PTJ17062 | NO | [7 empty] | 3
378424154 | PTJ17064 |  |  |  | VPTJ/PCE/J17062/MB17064 | 300288166 | Existing | RYB |  |  | CLOSED | CLOSED | LINK |  | 11 kV |  | 28/12/2010 |  |  |  |  | INDKOM |  |  | PE 17.06 BLOK A 17RK2 (F2) | Unknown | Unknown | NO | NONE | DISTRIBUTION | TNB | WP PUTRAJAYA & CYBERJAYA | NO | Unknown |  |  |  | NO | [8 empty] | PTJ17064 | NO | [7 empty] | 3
378424159 | PTJ17065 |  |  |  | VPTJ/PCE/J17062/MB17064 | 300288166 | Existing | RYB |  |  | CLOSED | CLOSED | LINK |  | 11 kV |  | 28/12/2010 |  |  |  |  | INDKOM |  |  | PE 17.06 BLOK A 17RK2 (F2) | Unknown | Unknown | NO | NONE | DISTRIBUTION | TNB | WP PUTRAJAYA & CYBERJAYA | NO | Unknown |  |  |  | NO | [8 empty] | PTJ17065 | NO | [7 empty] | 3
378424263 | PTJ02034 |  |  |  | VPTJ/PCE/J02032/MB02034 | 300280613 | Existing | RYB |  |  | CLOSED | CLOSED | LINK |  | 11 kV |  | 2001-05-02 |  |  |  |  | INDKOM |  |  | PE 2.03 RUMAH PAM (F2) | Unknown | Unknown | NO | NONE | DISTRIBUTION | TNB | WP PUTRAJAYA & CYBERJAYA | NO | Unknown |  |  |  | NO | [8 empty] | PTJ02034 | NO | [7 empty] | 3
378424268 | PTJ02035 |  |  |  | VPTJ/PCE/J02032/MB02034 | 300280613 | Existing | RYB |  |  | CLOSED | CLOSED | LINK |  | 11 kV |  | 2001-05-02 |  |  |  |  | INDKOM |  |  | PE 2.03 RUMAH PAM (F2) | Unknown | Unknown | NO | NONE | DISTRIBUTION | TNB | WP PUTRAJAYA & CYBERJAYA | NO | Unknown |  |  |  | NO | [8 empty] | PTJ02035 | NO | [7 empty] | 3
378424359 | PTJ02032 |  |  |  | VPTJ/PCE/J02031/MB02031 | 300280611 | Existing | RYB |  |  | CLOSED | CLOSED | LINK |  | 11 kV |  | 2001-05-02 |  |  |  |  | INDKOM |  |  | PE 2.03 RUMAH PAM (F1) | Unknown | Unknown | NO | NONE | DISTRIBUTION | TNB | WP PUTRAJAYA & CYBERJAYA | NO | Unknown |  |  |  | NO | [8 empty] | PTJ02032 | NO | [7 empty] | 3
378424364 | PTJ02031 |  |  |  | VPTJ/PCE/J02031/MB02031 | 300280611 | Existing | RYB |  |  | CLOSED | CLOSED | LINK |  | 11 kV |  | 2001-05-02 |  |  |  |  | INDKOM |  |  | PE 2.03 RUMAH PAM (F1) | Unknown | Unknown | NO | NONE | DISTRIBUTION | TNB | WP PUTRAJAYA & CYBERJAYA | NO | Unknown |  |  |  | NO | [8 empty] | PTJ02031 | NO | [7 empty] | 3
378424474 | PTJ01042 |  |  |  | VPTJ/PCE/J01041/MB01041 | 300280367 | Existing | RYB |  |  | CLOSED | CLOSED | LINK |  | 11 kV |  | 19/07/1999 |  |  |  |  | INDKOM |  |  | SS 1.04 JPM B4 (F1) | Unknown | Unknown | NO | NONE | DISTRIBUTION | TNB | WP PUTRAJAYA & CYBERJAYA | NO | Unknown |  |  |  | NO | [8 empty] | PTJ01042 | NO | [7 empty] | 3
378424480 | PTJ01043 |  |  |  | VPTJ/PCE/J01041/MB01041 | 300280367 | Existing | RYB |  |  | CLOSED | CLOSED | LINK |  | 11 kV |  | 19/07/1999 |  |  |  |  | INDKOM |  |  | SS 1.04 JPM B4 (F1) | Unknown | Unknown | NO | NONE | DISTRIBUTION | TNB | WP PUTRAJAYA & CYBERJAYA | NO | Unknown |  |  |  | NO | [8 empty] | PTJ01043 | NO | [7 empty] | 3
378424485 | PTJ01041 |  |  |  | VPTJ/PCE/J01041/MB01041 | 300280367 | Existing | RYB |  |  | OPEN | CLOSED | LINK |  | 11 kV |  | 19/07/1999 |  |  |  |  | INDKOM |  |  | SS 1.04 JPM B4 (F1) | Unknown | Unknown | NO | NONE | DISTRIBUTION | TNB | WP PUTRAJAYA & CYBERJAYA | NO | Unknown |  |  |  | NO | [8 empty] | PTJ01041 | NO | [7 empty] | 3
378424500 | PTJ01045 |  |  |  | VPTJ/PCE/J01042/MB01044 | 300280368 | Existing | RYB |  |  | CLOSED | CLOSED | LINK |  | 11 kV |  | 19/07/1999 |  |  |  |  | INDKOM |  |  | SS 1.04 JPM B4 (F2) | Unknown | Unknown | NO | NONE | DISTRIBUTION | TNB | WP PUTRAJAYA & CYBERJAYA | NO | Unknown |  |  |  | NO | [8 empty] | PTJ01045 | NO | [7 empty] | 3
378424506 | PTJ01046 |  |  |  | VPTJ/PCE/J01042/MB01044 | 300280368 | Existing | RYB |  |  | CLOSED | CLOSED | LINK |  | 11 kV |  | 19/07/1999 |  |  |  |  | INDKOM |  |  | SS 1.04 JPM B4 (F2) | Unknown | Unknown | NO | NONE | DISTRIBUTION | TNB | WP PUTRAJAYA & CYBERJAYA | NO | Unknown |  |  |  | NO | [8 empty] | PTJ01046 | NO | [7 empty] | 3
378424511 | PTJ01044 |  |  |  | VPTJ/PCE/J01042/MB01044 | 300280368 | Existing | RYB |  |  | OPEN | CLOSED | LINK |  | 11 kV |  | 19/07/1999 |  |  |  |  | INDKOM |  |  | SS 1.04 JPM B4 (F2) | Unknown | Unknown | NO | NONE | DISTRIBUTION | TNB | WP PUTRAJAYA & CYBERJAYA | NO | Unknown |  |  |  | NO | [8 empty] | PTJ01044 | NO | [7 empty] | 3
378424519 | PTJ02174 |  |  |  | VPTJ/PCE/J02172/MB02174 | 300280672 | Existing | RYB |  |  | CLOSED | CLOSED | LINK |  | 11 kV |  | 2004-10-03 |  |  |  |  | INDKOM |  |  | PE 2.17 TMN WAWASAN (P.H) (F2) | Unknown | Unknown | NO | NONE | DISTRIBUTION | TNB | WP PUTRAJAYA & CYBERJAYA | NO | Unknown |  |  |  | NO | [8 empty] | PTJ02174 | NO | [7 empty] | 3
378424524 | PTJ02175 |  |  |  | VPTJ/PCE/J02172/MB02174 | 300280672 | Existing | RYB |  |  | CLOSED | CLOSED | LINK |  | 11 kV |  | 2004-10-03 |  |  |  |  | INDKOM |  |  | PE 2.17 TMN WAWASAN (P.H) (F2) | Unknown | Unknown | NO | NONE | DISTRIBUTION | TNB | WP PUTRAJAYA & CYBERJAYA | NO | Unknown |  |  |  | NO | [8 empty] | PTJ02175 | NO | [7 empty] | 3
378424615 | PTJ02171 |  |  |  | VPTJ/PCE/J02171/MB02171 | 300280671 | Existing | RYB |  |  | CLOSED | CLOSED | LINK |  | 11 kV |  | 2004-10-03 |  |  |  |  | INDKOM |  |  | PE 2.17 TMN WAWASAN (P.H) (F1) | Unknown | Unknown | NO | NONE | DISTRIBUTION | TNB | WP PUTRAJAYA & CYBERJAYA | NO | Unknown |  |  |  | NO | [8 empty] | PTJ02171 | NO | [7 empty] | 3
378424620 | PTJ02172 |  |  |  | VPTJ/PCE/J02171/MB02171 | 300280671 | Existing | RYB |  |  | CLOSED | CLOSED | LINK |  | 11 kV |  | 2004-10-03 |  |  |  |  | INDKOM |  |  | PE 2.17 TMN WAWASAN (P.H) (F1) | Unknown | Unknown | NO | NONE | DISTRIBUTION | TNB | WP PUTRAJAYA & CYBERJAYA | NO | Unknown |  |  |  | NO | [8 empty] | PTJ02172 | NO | [7 empty] | 3
378425018 | PTJ01621 |  |  |  | VPTJ/PCE/J01621/MB01621 | 300452954 | Existing | RYB |  |  | CLOSED | CLOSED | LINK |  | 11 kV | [6 empty] | TAMCO |  |  | PE 1.62 INSIDE PPU PJ1 | Unknown | Unknown | NO | NONE | DISTRIBUTION | TNB | WP PUTRAJAYA & CYBERJAYA | NO | Unknown |  |  |  | NO | [8 empty] | PTJ01621 | NO | [7 empty] | 3
378425023 | PTJ01623 |  |  |  | VPTJ/PCE/J01621/MB01621 | 300452954 | Existing | RYB |  |  | CLOSED | CLOSED | LINK |  | 11 kV | [6 empty] | TAMCO |  |  | PE 1.62 INSIDE PPU PJ1 | Unknown | Unknown | NO | NONE | DISTRIBUTION | TNB | WP PUTRAJAYA & CYBERJAYA | NO | Unknown |  |  |  | NO | [8 empty] | PTJ01623 | NO | [7 empty] | 3
378425145 | PTJ01651 |  |  |  | VPTJ/PCE/J01651/MB1651 | 300494280 | Existing | RYB |  |  | CLOSED | CLOSED | LINK |  | 11 kV | [9 empty] | PE 1.65 DATARAN PAHLAWAN F1 | Unknown | Unknown | NO | NONE | DISTRIBUTION | TNB | WP PUTRAJAYA & CYBERJAYA | NO | Unknown |  |  |  | NO | [8 empty] | PTJ01651 | NO | [7 empty] | 3
378425150 | PTJ01653 |  |  |  | VPTJ/PCE/J01651/MB1651 | 300494280 | Existing | RYB |  |  | CLOSED | CLOSED | LINK |  | 11 kV | [9 empty] | PE 1.65 DATARAN PAHLAWAN F1 | Unknown | Unknown | NO | NONE | DISTRIBUTION | TNB | WP PUTRAJAYA & CYBERJAYA | NO | Unknown |  |  |  | NO | [8 empty] | PTJ01653 | NO | [7 empty] | 3
378425239 | PTJ01654 |  |  |  | VPTJ/PCE/J01652/MB01654 | 300494281 | Existing | RYB |  |  | CLOSED | CLOSED | LINK |  | 11 kV | [9 empty] | PE 1.65 DATARAN PAHLAWAN F2 | Unknown | Unknown | NO | NONE | DISTRIBUTION | TNB | WP PUTRAJAYA & CYBERJAYA | NO | Unknown |  |  |  | NO | [8 empty] | PTJ01654 | NO | [7 empty] | 3
378425244 | PTJ01656 |  |  |  | VPTJ/PCE/J01652/MB01654 | 300494281 | Existing | RYB |  |  | CLOSED | CLOSED | LINK |  | 11 kV | [9 empty] | PE 1.65 DATARAN PAHLAWAN F2 | Unknown | Unknown | NO | NONE | DISTRIBUTION | TNB | WP PUTRAJAYA & CYBERJAYA | NO | Unknown |  |  |  | NO | [8 empty] | PTJ01656 | NO | [7 empty] | 3
378443158 | PTJ15394 |  |  |  | VPTJ/PCE/J15392/MB15394 | 300282012 | Existing | RYB |  |  | CLOSED | CLOSED | LINK |  | 11 kV |  | 15/11/2009 |  |  |  |  | INDKOM |  |  | PE 15.39 FASA 15-3A (F2) | Unknown | Unknown | NO | NONE | DISTRIBUTION | TNB | WP PUTRAJAYA & CYBERJAYA | NO | Unknown |  |  |  | NO | [8 empty] | PTJ15394 | NO | [7 empty] | 3
378443163 | PTJ15395 |  |  |  | VPTJ/PCE/J15392/MB15394 | 300282012 | Existing | RYB |  |  | CLOSED | CLOSED | LINK |  | 11 kV |  | 15/11/2009 |  |  |  |  | INDKOM |  |  | PE 15.39 FASA 15-3A (F2) | Unknown | Unknown | NO | NONE | DISTRIBUTION | TNB | WP PUTRAJAYA & CYBERJAYA | NO | Unknown |  |  |  | NO | [8 empty] | PTJ15395 | NO | [7 empty] | 3
378443254 | PTJ15371 |  |  |  | VPTJ/PCE/J15371/MB15371 | 300282007 | Existing | RYB |  |  | CLOSED | CLOSED | LINK |  | 11 kV |  | 14/11/2009 |  |  |  |  | INDKOM |  |  | PE 15.37 FASA 15-2 (F1) | Unknown | Unknown | NO | NONE | DISTRIBUTION | TNB | WP PUTRAJAYA & CYBERJAYA | NO | Unknown |  |  |  | NO | [8 empty] | PTJ15371 | NO | [7 empty] | 3
378443259 | PTJ15372 |  |  |  | VPTJ/PCE/J15371/MB15371 | 300282007 | Existing | RYB |  |  | CLOSED | CLOSED | LINK |  | 11 kV |  | 14/11/2009 |  |  |  |  | INDKOM |  |  | PE 15.37 FASA 15-2 (F1) | Unknown | Unknown | NO | NONE | DISTRIBUTION | TNB | WP PUTRAJAYA & CYBERJAYA | NO | Unknown |  |  |  | NO | [8 empty] | PTJ15372 | NO | [7 empty] | 3
378443350 | PTJ15374 |  |  |  | VPTJ/PCE/J15372/MB15374 | 300282008 | Existing | RYB |  |  | CLOSED | CLOSED | LINK |  | 11 kV |  | 15/11/2009 |  |  |  |  | INDKOM |  |  | PE 15.37 FASA 15-2 (F2) | Unknown | Unknown | NO | NONE | DISTRIBUTION | TNB | WP PUTRAJAYA & CYBERJAYA | NO | Unknown |  |  |  | NO | [8 empty] | PTJ15374 | NO | [7 empty] | 3
378443355 | PTJ15375 |  |  |  | VPTJ/PCE/J15372/MB15374 | 300282008 | Existing | RYB |  |  | CLOSED | CLOSED | LINK |  | 11 kV |  | 15/11/2009 |  |  |  |  | INDKOM |  |  | PE 15.37 FASA 15-2 (F2) | Unknown | Unknown | NO | NONE | DISTRIBUTION | TNB | WP PUTRAJAYA & CYBERJAYA | NO | Unknown |  |  |  | NO | [8 empty] | PTJ15375 | NO | [7 empty] | 3
378464168 | PTJ15566 |  |  |  | VPTJ/PCE/J15562/MB15564 | 300509253 | Existing | RYB |  |  | CLOSED | CLOSED | LINK |  | 11 kV | [6 empty] | INDKOM |  |  | PE 15.56 DWIPUTRA NO 3 (F2) | Unknown | Unknown | NO | NONE | DISTRIBUTION | TNB | WP PUTRAJAYA & CYBERJAYA | NO | Unknown |  |  |  | NO | [8 empty] | PTJ15566 | NO | [7 empty] | 3
378464173 | PTJ15564 |  |  |  | VPTJ/PCE/J15562/MB15564 | 300509253 | Existing | RYB |  |  | CLOSED | CLOSED | LINK |  | 11 kV | [6 empty] | INDKOM |  |  | PE 15.56 DWIPUTRA NO 3 (F2) | Unknown | Unknown | NO | NONE | DISTRIBUTION | TNB | WP PUTRAJAYA & CYBERJAYA | NO | Unknown |  |  |  | NO | [8 empty] | PTJ15564 | NO | [7 empty] | 3
378464262 | PTJ15563 |  |  |  | VPTJ/PCE/J00341/MB1 | 300509244 | Existing | RYB |  |  | CLOSED | CLOSED | LINK |  | 11 kV | [6 empty] | INDKOM |  |  | PE 15.56 DWIPUTRA NO 3 (F1) | Unknown | Unknown | NO | NONE | DISTRIBUTION | TNB | WP PUTRAJAYA & CYBERJAYA | NO | Unknown |  |  |  | NO | [8 empty] | PTJ15563 | NO | [7 empty] | 3
378464267 | PTJ15561 |  |  |  | VPTJ/PCE/J00341/MB1 | 300509244 | Existing | RYB |  |  | CLOSED | CLOSED | LINK |  | 11 kV | [6 empty] | INDKOM |  |  | PE 15.56 DWIPUTRA NO 3 (F1) | Unknown | Unknown | NO | NONE | DISTRIBUTION | TNB | WP PUTRAJAYA & CYBERJAYA | NO | Unknown |  |  |  | NO | [8 empty] | PTJ15561 | NO | [7 empty] | 3
378464358 | PTJ15553 |  |  |  | VPTJ/PCE/J00340/MB1 | 300510549 | Existing | RYB |  |  | CLOSED | CLOSED | LINK |  | 11 kV | [9 empty] | PE 15.55 DWIPUTRA NO 2 (F1) | Unknown | Unknown | NO | NONE | DISTRIBUTION | TNB | WP PUTRAJAYA & CYBERJAYA | NO | Unknown |  |  |  | NO | [8 empty] | PTJ15553 | NO | [7 empty] | 3
378464363 | PTJ15551 |  |  |  | VPTJ/PCE/J00340/MB1 | 300510549 | Existing | RYB |  |  | CLOSED | CLOSED | LINK |  | 11 kV | [9 empty] | PE 15.55 DWIPUTRA NO 2 (F1) | Unknown | Unknown | NO | NONE | DISTRIBUTION | TNB | WP PUTRAJAYA & CYBERJAYA | NO | Unknown |  |  |  | NO | [8 empty] | PTJ15551 | NO | [7 empty] | 3
378464452 | PTJ15556 |  |  |  | VPTJ/PCE/J15552/MB15554 | 310372419 | Existing | RYB |  |  | CLOSED | CLOSED | LINK |  | 11 kV | [9 empty] | PE 15.55 DWIPUTRA NO 2 (F2) | Unknown | Unknown | NO | NONE | DISTRIBUTION | TNB | WP PUTRAJAYA & CYBERJAYA | NO | Unknown |  |  |  | NO | [8 empty] | PTJ15556 | NO | [7 empty] | 3
378464457 | PTJ15554 |  |  |  | VPTJ/PCE/J15552/MB15554 | 310372419 | Existing | RYB |  |  | CLOSED | CLOSED | LINK |  | 11 kV | [9 empty] | PE 15.55 DWIPUTRA NO 2 (F2) | Unknown | Unknown | NO | NONE | DISTRIBUTION | TNB | WP PUTRAJAYA & CYBERJAYA | NO | Unknown |  |  |  | NO | [8 empty] | PTJ15554 | NO | [7 empty] | 3
378464546 | PTJ15543 |  |  |  | VPTJ/PCE/J00339/MB1 | 300510413 | Existing | RYB |  |  | CLOSED | CLOSED | LINK |  | 11 kV | [9 empty] | PE 15.54 DWIPUTRA NO 1 (F1) | Unknown | Unknown | NO | NONE | DISTRIBUTION | TNB | WP PUTRAJAYA & CYBERJAYA | NO | Unknown |  |  |  | NO | [8 empty] | PTJ15543 | NO | [7 empty] | 3
378464551 | PTJ15541 |  |  |  | VPTJ/PCE/J00339/MB1 | 300510413 | Existing | RYB |  |  | CLOSED | CLOSED | LINK |  | 11 kV | [9 empty] | PE 15.54 DWIPUTRA NO 1 (F1) | Unknown | Unknown | NO | NONE | DISTRIBUTION | TNB | WP PUTRAJAYA & CYBERJAYA | NO | Unknown |  |  |  | NO | [8 empty] | PTJ15541 | NO | [7 empty] | 3
378494656 | PTJ08014 |  |  |  | VPTJ/PCE/J08012/MB08014 | 300280778 | Existing | RYB |  |  | CLOSED | CLOSED | LINK |  | 11 kV |  | 23/07/1999 |  |  |  |  | INDKOM |  |  | PE 8.01 PS 10 (EFI) (F2) | Unknown | Unknown | NO | NONE | DISTRIBUTION | TNB | WP PUTRAJAYA & CYBERJAYA | NO | Unknown |  |  |  | NO | [8 empty] | PTJ08014 | NO | [7 empty] | 3
378494661 | PTJ08015 |  |  |  | VPTJ/PCE/J08012/MB08014 | 300280778 | Existing | RYB |  |  | CLOSED | CLOSED | LINK |  | 11 kV |  | 23/07/1999 |  |  |  |  | INDKOM |  |  | PE 8.01 PS 10 (EFI) (F2) | Unknown | Unknown | NO | NONE | DISTRIBUTION | TNB | WP PUTRAJAYA & CYBERJAYA | NO | Unknown |  |  |  | NO | [8 empty] | PTJ08015 | NO | [7 empty] | 3
378494760 | PTJ08021 |  |  |  | VPTJ/PCE/J08021/MB08021 | 300280779 | Existing | RYB |  |  | CLOSED | CLOSED | LINK |  | 11 kV |  | 2000-05-03 |  |  |  |  | INDKOM |  |  | PE 8.02 P8A SEMI D (F1) | Unknown | Unknown | NO | NONE | DISTRIBUTION | TNB | WP PUTRAJAYA & CYBERJAYA | NO | Unknown |  |  |  | NO | [8 empty] | PTJ08021 | NO | [7 empty] | 3
378494765 | PTJ08022 |  |  |  | VPTJ/PCE/J08021/MB08021 | 300280779 | Existing | RYB |  |  | CLOSED | CLOSED | LINK |  | 11 kV |  | 2000-05-03 |  |  |  |  | INDKOM |  |  | PE 8.02 P8A SEMI D (F1) | Unknown | Unknown | NO | NONE | DISTRIBUTION | TNB | WP PUTRAJAYA & CYBERJAYA | NO | Unknown |  |  |  | NO | [8 empty] | PTJ08022 | NO | [7 empty] | 3
378494850 | PTJ08024 |  |  |  | VPTJ/PCE/J08022/MB08024 | 300280780 | Existing | RYB |  |  | CLOSED | CLOSED | LINK |  | 11 kV |  | 2000-05-03 |  |  |  |  | INDKOM |  |  | PE 8.02 P8A SEMI D (F2) | Unknown | Unknown | NO | NONE | DISTRIBUTION | TNB | WP PUTRAJAYA & CYBERJAYA | NO | Unknown |  |  |  | NO | [8 empty] | PTJ08024 | NO | [7 empty] | 3
378494855 | PTJ08025 |  |  |  | VPTJ/PCE/J08022/MB08024 | 300280780 | Existing | RYB |  |  | CLOSED | CLOSED | LINK |  | 11 kV |  | 2000-05-03 |  |  |  |  | INDKOM |  |  | PE 8.02 P8A SEMI D (F2) | Unknown | Unknown | NO | NONE | DISTRIBUTION | TNB | WP PUTRAJAYA & CYBERJAYA | NO | Unknown |  |  |  | NO | [8 empty] | PTJ08025 | NO | [7 empty] | 3
378494942 | PTJ08031 |  |  |  | VPTJ/PCE/J08031/MB08031 | 300280781 | Existing | RYB |  |  | CLOSED | CLOSED | LINK |  | 11 kV |  | 16/11/1999 |  |  |  |  | INDKOM |  |  | PE 8.03 SEK REN (EFI) (F1) | Unknown | Unknown | NO | NONE | DISTRIBUTION | TNB | WP PUTRAJAYA & CYBERJAYA | NO | Unknown |  |  |  | NO | [8 empty] | PTJ08031 | NO | [7 empty] | 3
378494947 | PTJ08032 |  |  |  | VPTJ/PCE/J08031/MB08031 | 300280781 | Existing | RYB |  |  | CLOSED | CLOSED | LINK |  | 11 kV |  | 16/11/1999 |  |  |  |  | INDKOM |  |  | PE 8.03 SEK REN (EFI) (F1) | Unknown | Unknown | NO | NONE | DISTRIBUTION | TNB | WP PUTRAJAYA & CYBERJAYA | NO | Unknown |  |  |  | NO | [8 empty] | PTJ08032 | NO | [7 empty] | 3
378495033 | PTJ08034 |  |  |  | VPTJ/PCE/J08032/MB08034 | 300280782 | Existing | RYB |  |  | CLOSED | CLOSED | LINK |  | 11 kV |  | 16/11/1999 |  |  |  |  | INDKOM |  |  | PE 8.03 SEK REN (EFI) (F2) | Unknown | Unknown | NO | NONE | DISTRIBUTION | TNB | WP PUTRAJAYA & CYBERJAYA | NO | Unknown |  |  |  | NO | [8 empty] | PTJ08034 | NO | [7 empty] | 3
378495038 | PTJ08035 |  |  |  | VPTJ/PCE/J08032/MB08034 | 300280782 | Existing | RYB |  |  | CLOSED | CLOSED | LINK |  | 11 kV |  | 16/11/1999 |  |  |  |  | INDKOM |  |  | PE 8.03 SEK REN (EFI) (F2) | Unknown | Unknown | NO | NONE | DISTRIBUTION | TNB | WP PUTRAJAYA & CYBERJAYA | NO | Unknown |  |  |  | NO | [8 empty] | PTJ08035 | NO | [7 empty] | 3
378495126 | PTJ08041 |  |  |  | VPTJ/PCE/J08041/MB08041 | 300280783 | Existing | RYB |  |  | CLOSED | CLOSED | LINK |  | 11 kV |  | 16/11/1999 |  |  |  |  | INDKOM |  |  | PE 8.04 SEK MEN (F1) | Unknown | Unknown | NO | NONE | DISTRIBUTION | TNB | WP PUTRAJAYA & CYBERJAYA | NO | Unknown |  |  |  | NO | [8 empty] | PTJ08041 | NO | [7 empty] | 3
378495131 | PTJ08042 |  |  |  | VPTJ/PCE/J08041/MB08041 | 300280783 | Existing | RYB |  |  | CLOSED | CLOSED | LINK |  | 11 kV |  | 16/11/1999 |  |  |  |  | INDKOM |  |  | PE 8.04 SEK MEN (F1) | Unknown | Unknown | NO | NONE | DISTRIBUTION | TNB | WP PUTRAJAYA & CYBERJAYA | NO | Unknown |  |  |  | NO | [8 empty] | PTJ08042 | NO | [7 empty] | 3
378495217 | PTJ08044 |  |  |  | VPTJ/PCE/J08042/MB08044 | 300280784 | Existing | RYB |  |  | CLOSED | CLOSED | LINK |  | 11 kV |  | 16/11/1999 |  |  |  |  | INDKOM |  |  | PE 8.04 SEK MEN (F2) | Unknown | Unknown | NO | NONE | DISTRIBUTION | TNB | WP PUTRAJAYA & CYBERJAYA | NO | Unknown |  |  |  | NO | [8 empty] | PTJ08044 | NO | [7 empty] | 3
378495222 | PTJ08045 |  |  |  | VPTJ/PCE/J08042/MB08044 | 300280784 | Existing | RYB |  |  | CLOSED | CLOSED | LINK |  | 11 kV |  | 16/11/1999 |  |  |  |  | INDKOM |  |  | PE 8.04 SEK MEN (F2) | Unknown | Unknown | NO | NONE | DISTRIBUTION | TNB | WP PUTRAJAYA & CYBERJAYA | NO | Unknown |  |  |  | NO | [8 empty] | PTJ08045 | NO | [7 empty] | 3
378495544 | PTJ08172 |  |  |  | VPTJ/PCE/J08171/MB08171 | 300280801 | Existing | RYB |  |  | CLOSED | CLOSED | LINK |  | 11 kV |  | 2000-03-08 |  |  |  |  | INDKOM |  |  | PE 8.17 P.KEJIRANAN (EFI) | Unknown | Unknown | NO | NONE | DISTRIBUTION | TNB | WP PUTRAJAYA & CYBERJAYA | NO | Unknown |  |  |  | NO | [8 empty] | PTJ08172 | NO | [7 empty] | 3
378495549 | PTJ08171 |  |  |  | VPTJ/PCE/J08171/MB08171 | 300280801 | Existing | RYB |  |  | CLOSED | CLOSED | LINK |  | 11 kV |  | 2000-03-08 |  |  |  |  | INDKOM |  |  | PE 8.17 P.KEJIRANAN (EFI) | Unknown | Unknown | NO | NONE | DISTRIBUTION | TNB | WP PUTRAJAYA & CYBERJAYA | NO | Unknown |  |  |  | NO | [8 empty] | PTJ08171 | NO | [7 empty] | 3
378495638 | PTJ08061 |  |  |  | VPTJ/PCE/J08061/MB08061 | 300280785 | Existing | RYB |  |  | CLOSED | CLOSED | LINK |  | 11 kV |  | 18/09/2000 |  |  |  |  | INDKOM |  |  | PE 8.06 DEWAN SERBAGUNA (EFI) (F1) | Unknown | Unknown | NO | NONE | DISTRIBUTION | TNB | WP PUTRAJAYA & CYBERJAYA | NO | Unknown |  |  |  | NO | [8 empty] | PTJ08061 | NO | [7 empty] | 3
378495643 | PTJ08062 |  |  |  | VPTJ/PCE/J08061/MB08061 | 300280785 | Existing | RYB |  |  | CLOSED | CLOSED | LINK |  | 11 kV |  | 18/09/2000 |  |  |  |  | INDKOM |  |  | PE 8.06 DEWAN SERBAGUNA (EFI) (F1) | Unknown | Unknown | NO | NONE | DISTRIBUTION | TNB | WP PUTRAJAYA & CYBERJAYA | NO | Unknown |  |  |  | NO | [8 empty] | PTJ08062 | NO | [7 empty] | 3
378495729 | PTJ08064 |  |  |  | VPTJ/PCE/J08062/MB08064 | 300280786 | Existing | RYB |  |  | CLOSED | CLOSED | LINK |  | 11 kV |  | 18/09/2000 |  |  |  |  | INDKOM |  |  | PE 8.06 DEWAN SERBAGUNA (EFI) (F2) | Unknown | Unknown | NO | NONE | DISTRIBUTION | TNB | WP PUTRAJAYA & CYBERJAYA | NO | Unknown |  |  |  | NO | [8 empty] | PTJ08064 | NO | [7 empty] | 3
378495734 | PTJ08065 |  |  |  | VPTJ/PCE/J08062/MB08064 | 300280786 | Existing | RYB |  |  | CLOSED | CLOSED | LINK |  | 11 kV |  | 18/09/2000 |  |  |  |  | INDKOM |  |  | PE 8.06 DEWAN SERBAGUNA (EFI) (F2) | Unknown | Unknown | NO | NONE | DISTRIBUTION | TNB | WP PUTRAJAYA & CYBERJAYA | NO | Unknown |  |  |  | NO | [8 empty] | PTJ08065 | NO | [7 empty] | 3
378495822 | PTJ08361 |  |  |  | VPTJ/PCE/J08361/MB08361 | 310303858 | Existing | RYB |  |  | CLOSED | CLOSED | LINK |  | 11 kV | [6 empty] | SCHNEIDER |  |  | PE 8.36 TEMP 8-4F | Unknown | Unknown | NO | NONE | DISTRIBUTION | TNB | WP PUTRAJAYA & CYBERJAYA | NO | Unknown |  |  |  | NO | [8 empty] | PTJ08361 | NO | [7 empty] | 3
378495827 | PTJ08363 |  |  |  | VPTJ/PCE/J08361/MB08361 | 310303858 | Existing | RYB |  |  | CLOSED | CLOSED | LINK |  | 11 kV | [6 empty] | SCHNEIDER |  |  | PE 8.36 TEMP 8-4F | Unknown | Unknown | NO | NONE | DISTRIBUTION | TNB | WP PUTRAJAYA & CYBERJAYA | NO | Unknown |  |  |  | NO | [8 empty] | PTJ08363 | NO | [7 empty] | 3
378495924 | PTJ08114 |  |  |  | VPTJ/PCE/J08112/MB08114 | 300280796 | Existing | RYB |  |  | CLOSED | CLOSED | LINK |  | 11 kV |  | 27/03/2002 |  |  |  |  | INDKOM |  |  | PE 8.11 JLN P8E TERES (EFI) (F2) | Unknown | Unknown | NO | NONE | DISTRIBUTION | TNB | WP PUTRAJAYA & CYBERJAYA | NO | Unknown |  |  |  | NO | [8 empty] | PTJ08114 | NO | [7 empty] | 3
378495929 | PTJ08115 |  |  |  | VPTJ/PCE/J08112/MB08114 | 300280796 | Existing | RYB |  |  | CLOSED | CLOSED | LINK |  | 11 kV |  | 27/03/2002 |  |  |  |  | INDKOM |  |  | PE 8.11 JLN P8E TERES (EFI) (F2) | Unknown | Unknown | NO | NONE | DISTRIBUTION | TNB | WP PUTRAJAYA & CYBERJAYA | NO | Unknown |  |  |  | NO | [8 empty] | PTJ08115 | NO | [7 empty] | 3
378495947 | PTJ08111 |  |  |  | VPTJ/PCE/J08111/MB08111 | 300280795 | Existing | RYB |  |  | CLOSED | CLOSED | LINK |  | 11 kV |  | 27/03/2002 |  |  |  |  | INDKOM |  |  | PE 8.11 JLN P8E TERES (EFI) (F1) | Unknown | Unknown | NO | NONE | DISTRIBUTION | TNB | WP PUTRAJAYA & CYBERJAYA | NO | Unknown |  |  |  | NO | [8 empty] | PTJ08111 | NO | [7 empty] | 3
378495952 | PTJ08112 |  |  |  | VPTJ/PCE/J08111/MB08111 | 300280795 | Existing | RYB |  |  | CLOSED | CLOSED | LINK |  | 11 kV |  | 27/03/2002 |  |  |  |  | INDKOM |  |  | PE 8.11 JLN P8E TERES (EFI) (F1) | Unknown | Unknown | NO | NONE | DISTRIBUTION | TNB | WP PUTRAJAYA & CYBERJAYA | NO | Unknown |  |  |  | NO | [8 empty] | PTJ08112 | NO | [7 empty] | 3
378496108 | PTJ08251 |  |  |  | VPTJ/PCE/J08251/MB08251 | 300280811 | Existing | RYB |  |  | CLOSED | CLOSED | LINK |  | 11 kV |  | 28/05/2003 |  |  |  |  | INDKOM |  |  | PE 8.25 ISTANA DARUL EHSAN (F1) | Unknown | Unknown | NO | NONE | DISTRIBUTION | TNB | WP PUTRAJAYA & CYBERJAYA | NO | Unknown |  |  |  | NO | [8 empty] | PTJ08251 | NO | [7 empty] | 3
378496113 | PTJ08252 |  |  |  | VPTJ/PCE/J08251/MB08251 | 300280811 | Existing | RYB |  |  | CLOSED | CLOSED | LINK |  | 11 kV |  | 28/05/2003 |  |  |  |  | INDKOM |  |  | PE 8.25 ISTANA DARUL EHSAN (F1) | Unknown | Unknown | NO | NONE | DISTRIBUTION | TNB | WP PUTRAJAYA & CYBERJAYA | NO | Unknown |  |  |  | NO | [8 empty] | PTJ08252 | NO | [7 empty] | 3
378496199 | PTJ08254 |  |  |  | VPTJ/PCE/J08252/MB08254 | 300280812 | Existing | RYB |  |  | CLOSED | CLOSED | LINK |  | 11 kV |  | 28/05/2003 |  |  |  |  | INDKOM |  |  | PE 8.25 ISTANA DARUL EHSAN (F2) | Unknown | Unknown | NO | NONE | DISTRIBUTION | TNB | WP PUTRAJAYA & CYBERJAYA | NO | Unknown |  |  |  | NO | [8 empty] | PTJ08254 | NO | [7 empty] | 3
378496204 | PTJ08255 |  |  |  | VPTJ/PCE/J08252/MB08254 | 300280812 | Existing | RYB |  |  | CLOSED | CLOSED | LINK |  | 11 kV |  | 28/05/2003 |  |  |  |  | INDKOM |  |  | PE 8.25 ISTANA DARUL EHSAN (F2) | Unknown | Unknown | NO | NONE | DISTRIBUTION | TNB | WP PUTRAJAYA & CYBERJAYA | NO | Unknown |  |  |  | NO | [8 empty] | PTJ08255 | NO | [7 empty] | 3
378496292 | PTJ08321 |  |  |  | VPTJ/PCE/J08321/MB08321 | 300452987 | Existing | RYB |  |  | CLOSED | CLOSED | LINK |  | 11 kV | [6 empty] | INDKOM |  |  | PE 8.32 TERES 8-4H (F1) | Unknown | Unknown | NO | NONE | DISTRIBUTION | TNB | WP PUTRAJAYA & CYBERJAYA | NO | Unknown |  |  |  | NO | [8 empty] | PTJ08321 | NO | [7 empty] | 3
378496297 | PTJ08322 |  |  |  | VPTJ/PCE/J08321/MB08321 | 300452987 | Existing | RYB |  |  | CLOSED | CLOSED | LINK |  | 11 kV | [6 empty] | INDKOM |  |  | PE 8.32 TERES 8-4H (F1) | Unknown | Unknown | NO | NONE | DISTRIBUTION | TNB | WP PUTRAJAYA & CYBERJAYA | NO | Unknown |  |  |  | NO | [8 empty] | PTJ08322 | NO | [7 empty] | 3
378496386 | PTJ08333 |  |  |  | VPTJ/PCE/J08331/MB08331 | 300453447 | Existing | RYB |  |  | CLOSED | CLOSED | LINK |  | 11 kV | [6 empty] | SCHNEIDER |  |  | PE 8.33 8NC2 PADAT NO.1 | Unknown | Unknown | NO | NONE | DISTRIBUTION | TNB | WP PUTRAJAYA & CYBERJAYA | NO | Unknown |  |  |  | NO | [8 empty] | PTJ08333 | NO | [7 empty] | 3
378496391 | PTJ08331 |  |  |  | VPTJ/PCE/J08331/MB08331 | 300453447 | Existing | RYB |  |  | CLOSED | CLOSED | LINK |  | 11 kV | [6 empty] | SCHNEIDER |  |  | PE 8.33 8NC2 PADAT NO.1 | Unknown | Unknown | NO | NONE | DISTRIBUTION | TNB | WP PUTRAJAYA & CYBERJAYA | NO | Unknown |  |  |  | NO | [8 empty] | PTJ08331 | NO | [7 empty] | 3
378496480 | PTJ08344 |  |  |  | VPTJ/PCE/J08341/MB08341 | 300453452 | Existing | RYB |  |  | CLOSED | CLOSED | LINK |  | 11 kV | [6 empty] | SCHNEIDER |  |  | PE 8.34 8NC2 PADAT NO.2 | Unknown | Unknown | NO | NONE | DISTRIBUTION | TNB | WP PUTRAJAYA & CYBERJAYA | NO | Unknown |  |  |  | NO | [8 empty] | PTJ08344 | NO | [7 empty] | 3
378496485 | PTJ08346 |  |  |  | VPTJ/PCE/J08341/MB08341 | 300453452 | Existing | RYB |  |  | CLOSED | CLOSED | LINK |  | 11 kV | [6 empty] | SCHNEIDER |  |  | PE 8.34 8NC2 PADAT NO.2 | Unknown | Unknown | NO | NONE | DISTRIBUTION | TNB | WP PUTRAJAYA & CYBERJAYA | NO | Unknown |  |  |  | NO | [8 empty] | PTJ08346 | NO | [7 empty] | 3
378496596 | PTJ08324 |  |  |  | VPTJ/PCE/J08322/MB08324 | 300452990 | Existing | RYB |  |  | CLOSED | CLOSED | LINK |  | 11 kV | [6 empty] | INDKOM |  |  | PE 8.32 TERES 8-4H (F2) | Unknown | Unknown | NO | NONE | DISTRIBUTION | TNB | WP PUTRAJAYA & CYBERJAYA | NO | Unknown |  |  |  | NO | [8 empty] | PTJ08324 | NO | [7 empty] | 3
378496601 | PTJ08325 |  |  |  | VPTJ/PCE/J08322/MB08324 | 300452990 | Existing | RYB |  |  | CLOSED | CLOSED | LINK |  | 11 kV | [6 empty] | INDKOM |  |  | PE 8.32 TERES 8-4H (F2) | Unknown | Unknown | NO | NONE | DISTRIBUTION | TNB | WP PUTRAJAYA & CYBERJAYA | NO | Unknown |  |  |  | NO | [8 empty] | PTJ08325 | NO | [7 empty] | 3
378496715 | PTJ08091 |  |  |  | VPTJ/PCE/J08091/MB08091 | 300280789 | Existing | RYB |  |  | CLOSED | CLOSED | LINK |  | 11 kV |  | 21/06/2004 |  |  |  |  | INDKOM |  |  | PE 8.09 JLN P8E2TERES (F1) | Unknown | Unknown | NO | NONE | DISTRIBUTION | TNB | WP PUTRAJAYA & CYBERJAYA | NO | Unknown |  |  |  | NO | [8 empty] | PTJ08091 | NO | [7 empty] | 3
378496720 | PTJ08092 |  |  |  | VPTJ/PCE/J08091/MB08091 | 300280789 | Existing | RYB |  |  | CLOSED | CLOSED | LINK |  | 11 kV |  | 21/06/2004 |  |  |  |  | INDKOM |  |  | PE 8.09 JLN P8E2TERES (F1) | Unknown | Unknown | NO | NONE | DISTRIBUTION | TNB | WP PUTRAJAYA & CYBERJAYA | NO | Unknown |  |  |  | NO | [8 empty] | PTJ08092 | NO | [7 empty] | 3
378496804 | PTJ08094 |  |  |  | VPTJ/PCE/J08092/MB08094 | 300280792 | Existing | RYB |  |  | CLOSED | CLOSED | LINK |  | 11 kV |  | 21/06/2004 |  |  |  |  | INDKOM |  |  | PE 8.09 JLN P8E2TERES (F2) | Unknown | Unknown | NO | NONE | DISTRIBUTION | TNB | WP PUTRAJAYA & CYBERJAYA | NO | Unknown |  |  |  | NO | [8 empty] | PTJ08094 | NO | [7 empty] | 3
378496809 | PTJ08095 |  |  |  | VPTJ/PCE/J08092/MB08094 | 300280792 | Existing | RYB |  |  | CLOSED | CLOSED | LINK |  | 11 kV |  | 21/06/2004 |  |  |  |  | INDKOM |  |  | PE 8.09 JLN P8E2TERES (F2) | Unknown | Unknown | NO | NONE | DISTRIBUTION | TNB | WP PUTRAJAYA & CYBERJAYA | NO | Unknown |  |  |  | NO | [8 empty] | PTJ08095 | NO | [7 empty] | 3
378496898 | PTJ08102 |  |  |  | VPTJ/PCE/J08101/MB08101 | 300280793 | Existing | RYB |  |  | CLOSED | CLOSED | LINK |  | 11 kV |  | 2004-10-11 |  |  |  |  | INDKOM |  |  | PE 8.10 SEK REN FASA 2 | Unknown | Unknown | NO | NONE | DISTRIBUTION | TNB | WP PUTRAJAYA & CYBERJAYA | NO | Unknown |  |  |  | NO | [8 empty] | PTJ08102 | NO | [7 empty] | 3
378496903 | PTJ08101 |  |  |  | VPTJ/PCE/J08101/MB08101 | 300280793 | Existing | RYB |  |  | CLOSED | CLOSED | LINK |  | 11 kV |  | 2004-10-11 |  |  |  |  | INDKOM |  |  | PE 8.10 SEK REN FASA 2 | Unknown | Unknown | NO | NONE | DISTRIBUTION | TNB | WP PUTRAJAYA & CYBERJAYA | NO | Unknown |  |  |  | NO | [8 empty] | PTJ08101 | NO | [7 empty] | 3
378496990 | PTJ08072 |  |  |  | VPTJ/PCE/J08071/MB08071 | 300280787 | Existing | RYB |  |  | CLOSED | CLOSED | LINK |  | 11 kV |  | 1999-09-12 |  |  |  |  | INDKOM |  |  | PE 8.07 APT FASA 4B (B2) (F1) | Unknown | Unknown | NO | NONE | DISTRIBUTION | TNB | WP PUTRAJAYA & CYBERJAYA | NO | Unknown |  |  |  | NO | [8 empty] | PTJ08072 | NO | [7 empty] | 3
378496995 | PTJ08071 |  |  |  | VPTJ/PCE/J08071/MB08071 | 300280787 | Existing | RYB |  |  | OPEN | CLOSED | LINK |  | 11 kV |  | 1999-09-12 |  |  |  |  | INDKOM |  |  | PE 8.07 APT FASA 4B (B2) (F1) | Unknown | Unknown | NO | NONE | DISTRIBUTION | TNB | WP PUTRAJAYA & CYBERJAYA | NO | Unknown |  |  |  | NO | [8 empty] | PTJ08071 | NO | [7 empty] | 3
378497081 | PTJ08075 |  |  |  | VPTJ/PCE/J08072/MB08074 | 300280788 | Existing | RYB |  |  | CLOSED | CLOSED | LINK |  | 11 kV |  | 1999-09-12 |  |  |  |  | INDKOM |  |  | PE 8.07 APT FASA 4B (B2) (F2) | Unknown | Unknown | NO | NONE | DISTRIBUTION | TNB | WP PUTRAJAYA & CYBERJAYA | NO | Unknown |  |  |  | NO | [8 empty] | PTJ08075 | NO | [7 empty] | 3
378497086 | PTJ08074 |  |  |  | VPTJ/PCE/J08072/MB08074 | 300280788 | Existing | RYB |  |  | OPEN | CLOSED | LINK |  | 11 kV |  | 1999-09-12 |  |  |  |  | INDKOM |  |  | PE 8.07 APT FASA 4B (B2) (F2) | Unknown | Unknown | NO | NONE | DISTRIBUTION | TNB | WP PUTRAJAYA & CYBERJAYA | NO | Unknown |  |  |  | NO | [8 empty] | PTJ08074 | NO | [7 empty] | 3
378524823 | CBJ24014 |  |  |  | VCBJ/PCE/J24011/MB24011 | 300453042 | Existing | RYB |  | CBJ24062 PE 24.06 (F1) | CLOSED | CLOSED | LINK |  | 11 kV | [6 empty] | TAMCO |  |  | PE 24.01 SYMPHONY HILLS 8 | Unknown | Unknown | NO | NONE | DISTRIBUTION | TNB | WP PUTRAJAYA & CYBERJAYA | NO | Unknown |  |  |  | NO | [8 empty] | CBJ24014 | NO | [7 empty] | 3
378524840 | CBJ24011 |  |  |  | VCBJ/PCE/J24011/MB24011 | 300453042 | Existing | RYB |  | CBJ23016 PE 23.01 PS 2-9 (F2) | CLOSED | CLOSED | LINK |  | 11 kV | [6 empty] | TAMCO |  |  | PE 24.01 SYMPHONY HILLS 8 | Unknown | Unknown | NO | NONE | DISTRIBUTION | TNB | WP PUTRAJAYA & CYBERJAYA | NO | Unknown |  |  |  | NO | [8 empty] | CBJ24011 | NO | [7 empty] | 3
378524993 | CBJ24121 |  |  |  | VCBJ/PCE/J24121/MB24121 | 310338844 | Existing | RYB |  | CBJ23013 PE 23.01 PS 2-9 (F1) | CLOSED | CLOSED | LINK |  | 11 kV | [6 empty] | SCHNEIDER |  |  | PE 24.12 SEJATI HOMES 2 | Unknown | Unknown | NO | NONE | DISTRIBUTION | TNB | WP PUTRAJAYA & CYBERJAYA | NO | Unknown |  |  |  | NO | [8 empty] | CBJ24121 | NO | [7 empty] | 3
378524998 | CBJ24123 |  |  |  | VCBJ/PCE/J24121/MB24121 | 310338844 | Existing | RYB |  | CBJ24111 PE 24.11 CLUBHOUSE | CLOSED | CLOSED | LINK |  | 11 kV | [6 empty] | SCHNEIDER |  |  | PE 24.12 SEJATI HOMES 2 | Unknown | Unknown | NO | NONE | DISTRIBUTION | TNB | WP PUTRAJAYA & CYBERJAYA | NO | Unknown |  |  |  | NO | [8 empty] | CBJ24123 | NO | [7 empty] | 3
378525192 | CBJ24132 |  |  |  | VCBJ/PCE/J24131/MB24131 | 310338850 | Existing | RYB |  | CBJ24112 PE 24.11 CLUBHOUSE | CLOSED | CLOSED | LINK |  | 11 kV | [6 empty] | INDKOM |  |  | PE 24.13 SYMPHONY HILLS 2 | Unknown | Unknown | NO | NONE | DISTRIBUTION | TNB | WP PUTRAJAYA & CYBERJAYA | NO | Unknown |  |  |  | NO | [8 empty] | CBJ24132 | NO | [7 empty] | 3
378525209 | CBJ24131 |  |  |  | VCBJ/PCE/J24131/MB24131 | 310338850 | Existing | RYB |  | CBJ24054 PE 24.05 PERUMAHAN 3 (F1) | CLOSED | CLOSED | LINK |  | 11 kV | [6 empty] | INDKOM |  |  | PE 24.13 SYMPHONY HILLS 2 | Unknown | Unknown | NO | NONE | DISTRIBUTION | TNB | WP PUTRAJAYA & CYBERJAYA | NO | Unknown |  |  |  | NO | [8 empty] | CBJ24131 | NO | [7 empty] | 3
378525372 | CBJ24054 |  |  |  | VCBJ/PCE/J24051/MB24052 | 300454676 | Existing | RYB |  | CBJ24131 PE 24.13 PERUMAHAN 2 | CLOSED | CLOSED | LINK |  | 11 kV | [6 empty] | SCHNEIDER |  |  | PE 24.05 SYMPHONY HILLS 3 | Unknown | Unknown | NO | NONE | DISTRIBUTION | TNB | WP PUTRAJAYA & CYBERJAYA | NO | Unknown |  |  |  | NO | [8 empty] | CBJ24054 | NO | [7 empty] | 3
378525377 | CBJ24052 |  |  |  | VCBJ/PCE/J24051/MB24052 | 300454676 | Existing | RYB |  | CBJ24161 PE 24.16 PADAT PERUMAHAN 1 | CLOSED | CLOSED | LINK |  | 11 kV | [6 empty] | SCHNEIDER |  |  | PE 24.05 SYMPHONY HILLS 3 | Unknown | Unknown | NO | NONE | DISTRIBUTION | TNB | WP PUTRAJAYA & CYBERJAYA | NO | Unknown |  |  |  | NO | [8 empty] | CBJ24052 | NO | [7 empty] | 3
378525466 | CBJ24161 |  |  |  | VCBJ/PCE/J24161/MB24161 | 310317893 | Existing | RYB |  | CBJ24052 PE 24.05 PERUMAHAN 3 (F1) | CLOSED | CLOSED | LINK |  | 11 kV | [6 empty] | INDKOM |  |  | PE 24.16 PADAT PERUMAHAN 1 | Unknown | Unknown | NO | NONE | DISTRIBUTION | TNB | WP PUTRAJAYA & CYBERJAYA | NO | Unknown |  |  |  | NO | [8 empty] | CBJ24161 | NO | [7 empty] | 3
378525471 | CBJ24162 |  |  |  | VCBJ/PCE/J24161/MB24161 | 310317893 | Existing | RYB |  | CBJ24321 PE 24.32 NADAYU 99 | CLOSED | CLOSED | LINK |  | 11 kV | [6 empty] | INDKOM |  |  | PE 24.16 PADAT PERUMAHAN 1 | Unknown | Unknown | NO | NONE | DISTRIBUTION | TNB | WP PUTRAJAYA & CYBERJAYA | NO | Unknown |  |  |  | NO | [8 empty] | CBJ24162 | NO | [7 empty] | 3
378525561 | CBJ24321 |  |  |  | VCBJ/PCE/J00340/MB1 | 300507882 | Existing | RYB |  | CBJ24162 PE 24.16 PADAT PERUMAHAN 1 | CLOSED | CLOSED | LINK |  | 11 kV | [6 empty] | INDKOM |  |  | SS 24.32 NADAYU 99 | Unknown | Unknown | NO | NONE | DISTRIBUTION | TNB | WP PUTRAJAYA & CYBERJAYA | NO | Unknown |  |  |  | NO | [8 empty] | CBJ24321 | NO | [7 empty] | 3
378525565 | CBJ24322 |  |  |  | VCBJ/PCE/J00340/MB1 | 300507882 | Existing | RYB |  | CBJ22125 PE 22.12 SEK MEN KEB CJ1 (F2) | CLOSED | CLOSED | LINK |  | 11 kV | [6 empty] | INDKOM |  |  | SS 24.32 NADAYU 99 | Unknown | Unknown | NO | NONE | DISTRIBUTION | TNB | WP PUTRAJAYA & CYBERJAYA | NO | Unknown |  |  |  | NO | [8 empty] | CBJ24322 | NO | [7 empty] | 3
378525582 | CBJ24323 |  |  |  | VCBJ/PCE/J00340/MB1 | 300507882 | Existing | RYB |  | SPARE | OPEN | CLOSED | LINK |  | 11 kV | [6 empty] | INDKOM |  |  | SS 24.32 NADAYU 99 | Unknown | Unknown | NO | NONE | DISTRIBUTION | TNB | WP PUTRAJAYA & CYBERJAYA | NO | Unknown |  |  |  | NO | [8 empty] | CBJ24323 | NO | [7 empty] | 3
378525663 | CBJ22121 |  |  |  | VCBJ/PCE/J22121/MB22121 | 300280565 | Existing | RYB |  | CBJ24213 PE 24.21 TEMP SYMPONY HILLS | CLOSED | CLOSED | LINK |  | 11 kV |  | 19/02/2004 |  |  |  |  | INDKOM |  |  | PE 22.12 SEK MEN KEB CJ1 F1 | Unknown | Unknown | NO | NONE | DISTRIBUTION | TNB | WP PUTRAJAYA & CYBERJAYA | NO | Unknown |  |  |  | NO | [8 empty] | CBJ22121 | NO | [7 empty] | 3
378525668 | CBJ22122 |  |  |  | VCBJ/PCE/J22121/MB22121 | 300280565 | Existing | RYB |  | CBJ24064 PE 24.06 (F1) | CLOSED | CLOSED | LINK |  | 11 kV |  | 19/02/2004 |  |  |  |  | INDKOM |  |  | PE 22.12 SEK MEN KEB CJ1 F1 | Unknown | Unknown | NO | NONE | DISTRIBUTION | TNB | WP PUTRAJAYA & CYBERJAYA | NO | Unknown |  |  |  | NO | [8 empty] | CBJ22122 | NO | [7 empty] | 3
378525686 | CBJ22124 |  |  |  | VCBJ/PCE/J22122/MB22124 | 300280570 | Existing | RYB |  | CBJ22024 SS 22.02 TELEKOM CBJ 2 (F2) | CLOSED | CLOSED | LINK |  | 11 kV |  | 19/02/2004 |  |  |  |  | INDKOM |  |  | PE 22.12 SEK MEN KEB CJ1 F2 | Unknown | Unknown | NO | NONE | DISTRIBUTION | TNB | WP PUTRAJAYA & CYBERJAYA | NO | Unknown |  |  |  | NO | [8 empty] | CBJ22124 | NO | [7 empty] | 3
378525691 | CBJ22125 |  |  |  | VCBJ/PCE/J22122/MB22124 | 300280570 | Existing | RYB |  | CBJ24322 PE 24.32 NADAYU 99 | CLOSED | CLOSED | LINK |  | 11 kV |  | 19/02/2004 |  |  |  |  | INDKOM |  |  | PE 22.12 SEK MEN KEB CJ1 F2 | Unknown | Unknown | NO | NONE | DISTRIBUTION | TNB | WP PUTRAJAYA & CYBERJAYA | NO | Unknown |  |  |  | NO | [8 empty] | CBJ22125 | NO | [7 empty] | 3
378525873 | CBJ24062 |  |  |  | VCBJ/PCE/J24061/MB24062 | 300454672 | Existing | RYB |  | CBJ24014 PE 24.01 PERUMAHAN 8 (F1) | CLOSED | CLOSED | LINK |  | 11 kV | [6 empty] | SCHNEIDER |  |  | PE 24.06 SYMPHONY HILLS 1 | Unknown | Unknown | NO | NONE | DISTRIBUTION | TNB | WP PUTRAJAYA & CYBERJAYA | NO | Unknown |  |  |  | NO | [8 empty] | CBJ24062 | NO | [7 empty] | 3
378525878 | CBJ24064 |  |  |  | VCBJ/PCE/J24061/MB24062 | 300454672 | Existing | RYB |  | CBJ22122 PE 22.12 SEK MEN KEB CJ1 (F1) | CLOSED | CLOSED | LINK |  | 11 kV | [6 empty] | SCHNEIDER |  |  | PE 24.06 SYMPHONY HILLS 1 | Unknown | Unknown | NO | NONE | DISTRIBUTION | TNB | WP PUTRAJAYA & CYBERJAYA | NO | Unknown |  |  |  | NO | [8 empty] | CBJ24064 | NO | [7 empty] | 3
378526026 | CBJ22023 |  |  |  | VCBJ/PCE/J22021/MB22021 | 300280616 | Existing | RYB |  | PENGGUNA HT | CLOSED | CLOSED | LINK |  | 11 kV |  | 1999-12-04 |  |  |  |  | INDKOM |  |  | SS 22.02 TELEKOM CBJ 2 F1 | Unknown | Unknown | NO | NONE | DISTRIBUTION | TNB | WP PUTRAJAYA & CYBERJAYA | NO | Unknown |  |  |  | NO | [8 empty] | CBJ22023 | NO | [7 empty] | 3
378526032 | CBJ22021 |  |  |  | VCBJ/PCE/J22021/MB22021 | 300280616 | Existing | RYB |  | CBJ24212 PE 24.21 TEMP SYMPONY HILLS | CLOSED | CLOSED | LINK |  | 11 kV |  | 1999-12-04 |  |  |  |  | INDKOM |  |  | SS 22.02 TELEKOM CBJ 2 F1 | Unknown | Unknown | NO | NONE | DISTRIBUTION | TNB | WP PUTRAJAYA & CYBERJAYA | NO | Unknown |  |  |  | NO | [8 empty] | CBJ22021 | NO | [7 empty] | 3
378526037 | CBJ22022 |  |  |  | VCBJ/PCE/J22021/MB22021 | 300280616 | Existing | RYB |  | CBJ22454 PE 22.45 KONDOMINIUM (F2) | CLOSED | CLOSED | LINK |  | 11 kV |  | 1999-12-04 |  |  |  |  | INDKOM |  |  | SS 22.02 TELEKOM CBJ 2 F1 | Unknown | Unknown | NO | NONE | DISTRIBUTION | TNB | WP PUTRAJAYA & CYBERJAYA | NO | Unknown |  |  |  | NO | [8 empty] | CBJ22022 | NO | [7 empty] | 3
378526075 | CBJ22026 |  |  |  | VCBJ/PCE/J22022/MB22024 | 300280614 | Existing | RYB |  | PENGGUNA HT | CLOSED | CLOSED | LINK |  | 11 kV |  | 1999-12-04 |  |  |  |  | INDKOM |  |  | SS 22.02 TELEKOM CBJ 2 F2 | Unknown | Unknown | NO | NONE | DISTRIBUTION | TNB | WP PUTRAJAYA & CYBERJAYA | NO | Unknown |  |  |  | NO | [8 empty] | CBJ22026 | NO | [7 empty] | 3
378526081 | CBJ22024 |  |  |  | VCBJ/PCE/J22022/MB22024 | 300280614 | Existing | RYB |  | CBJ22124 PE 22.12 SEK MEN KEB CJ1 (F2) | CLOSED | CLOSED | LINK |  | 11 kV |  | 1999-12-04 |  |  |  |  | INDKOM |  |  | SS 22.02 TELEKOM CBJ 2 F2 | Unknown | Unknown | NO | NONE | DISTRIBUTION | TNB | WP PUTRAJAYA & CYBERJAYA | NO | Unknown |  |  |  | NO | [8 empty] | CBJ22024 | NO | [7 empty] | 3
378526086 | CBJ22025 |  |  |  | VCBJ/PCE/J22022/MB22024 | 300280614 | Existing | RYB |  | CBJ22451 PE 22.45 KONDOMINIUM (F1) | CLOSED | CLOSED | LINK |  | 11 kV |  | 1999-12-04 |  |  |  |  | INDKOM |  |  | SS 22.02 TELEKOM CBJ 2 F2 | Unknown | Unknown | NO | NONE | DISTRIBUTION | TNB | WP PUTRAJAYA & CYBERJAYA | NO | Unknown |  |  |  | NO | [8 empty] | CBJ22025 | NO | [7 empty] | 3
378526094 | CBJ24212 |  |  |  | VCBJ/PCE/J24211/MB24211 | 310314866 | Existing | RYB |  | CBJ22021 SS 22.02 TELEKOM CBJ 2 (F1) | CLOSED | CLOSED | LINK |  | 11 kV | [6 empty] | TOSHIBA |  |  | PE 24.21 SITE OFFICE SYMPHONY HILLS | Unknown | Unknown | NO | NONE | DISTRIBUTION | TNB | WP PUTRAJAYA & CYBERJAYA | NO | Unknown |  |  |  | NO | [8 empty] | CBJ24212 | NO | [7 empty] | 3
378526099 | CBJ24213 |  |  |  | VCBJ/PCE/J24211/MB24211 | 310314866 | Existing | RYB |  | CBJ22121 PE 22.12 SEK MEN KEB CJ1 (F1) | CLOSED | CLOSED | LINK |  | 11 kV | [6 empty] | TOSHIBA |  |  | PE 24.21 SITE OFFICE SYMPHONY HILLS | Unknown | Unknown | NO | NONE | DISTRIBUTION | TNB | WP PUTRAJAYA & CYBERJAYA | NO | Unknown |  |  |  | NO | [8 empty] | CBJ24213 | NO | [7 empty] | 3
378526201 | CBJ22451 |  |  |  | VCBJ/PCE/J22451/MB22451 | 300280484 | Existing | RYB |  |  | CLOSED | CLOSED | LINK |  | 11 kV |  | 27/01/2006 |  |  |  |  | TAMCO |  |  | PE 22.45 KONDOMINIUM F1 | Unknown | Unknown | NO | NONE | DISTRIBUTION | TNB | WP PUTRAJAYA & CYBERJAYA | NO | Unknown |  |  |  | NO | [8 empty] | CBJ22451 | NO | [7 empty] | 3
378526206 | CBJ22453 |  |  |  | VCBJ/PCE/J22451/MB22451 | 300280484 | Existing | RYB |  | CBJ22461 PE 22.46 TOWN HOUSE (F1) | CLOSED | CLOSED | LINK |  | 11 kV |  | 27/01/2006 |  |  |  |  | TAMCO |  |  | PE 22.45 KONDOMINIUM F1 | Unknown | Unknown | NO | NONE | DISTRIBUTION | TNB | WP PUTRAJAYA & CYBERJAYA | NO | Unknown |  |  |  | NO | [8 empty] | CBJ22453 | NO | [7 empty] | 3
378526224 | CBJ22454 |  |  |  | VCBJ/PCE/J22452/MB22454 | 300280486 | Existing | RYB |  | CBJ22022 SS 22.02 TELEKOM CBJ 2 (F1) | CLOSED | CLOSED | LINK |  | 11 kV |  | 27/01/2006 |  |  |  |  | TAMCO |  |  | PE 22.45 KONDOMINIUM F2 | Unknown | Unknown | NO | NONE | DISTRIBUTION | TNB | WP PUTRAJAYA & CYBERJAYA | NO | Unknown |  |  |  | NO | [8 empty] | CBJ22454 | NO | [7 empty] | 3
378526229 | CBJ22456 |  |  |  | VCBJ/PCE/J22452/MB22454 | 300280486 | Existing | RYB |  | CBJ22464 PE 22.46 TOWN HOUSE (F2) | CLOSED | CLOSED | LINK |  | 11 kV |  | 27/01/2006 |  |  |  |  | TAMCO |  |  | PE 22.45 KONDOMINIUM F2 | Unknown | Unknown | NO | NONE | DISTRIBUTION | TNB | WP PUTRAJAYA & CYBERJAYA | NO | Unknown |  |  |  | NO | [8 empty] | CBJ22456 | NO | [7 empty] | 3
378526435 | CBJ22461 |  |  |  | VCBJ/PCE/J22461/MB22461 | 300280481 | Existing | RYB |  | CBJ22453 PE 22.45 KONDOMINIUM (F1) | CLOSED | CLOSED | LINK |  | 11 kV |  | 27/01/2006 |  |  |  |  | TAMCO |  |  | PE 22.46 TOWN HOUSE F1 | Unknown | Unknown | NO | NONE | DISTRIBUTION | TNB | WP PUTRAJAYA & CYBERJAYA | NO | Unknown |  |  |  | NO | [8 empty] | CBJ22461 | NO | [7 empty] | 3
378526440 | CBJ22463 |  |  |  | VCBJ/PCE/J22461/MB22461 | 300280481 | Existing | RYB |  | CBJ22441 PE 22.44 (F1) | CLOSED | CLOSED | LINK |  | 11 kV |  | 27/01/2006 |  |  |  |  | TAMCO |  |  | PE 22.46 TOWN HOUSE F1 | Unknown | Unknown | NO | NONE | DISTRIBUTION | TNB | WP PUTRAJAYA & CYBERJAYA | NO | Unknown |  |  |  | NO | [8 empty] | CBJ22463 | NO | [7 empty] | 3
378526458 | CBJ22464 |  |  |  | VCBJ/PCE/J22462/MB22464 | 300280483 | Existing | RYB |  | CBJ22456 PE 22.45 KONDOMINIUM (F2) | CLOSED | CLOSED | LINK |  | 11 kV |  | 27/01/2006 |  |  |  |  | TAMCO |  |  | PE 22.46 TOWN HOUSE F2 | Unknown | Unknown | NO | NONE | DISTRIBUTION | TNB | WP PUTRAJAYA & CYBERJAYA | NO | Unknown |  |  |  | NO | [8 empty] | CBJ22464 | NO | [7 empty] | 3
378526463 | CBJ22466 |  |  |  | VCBJ/PCE/J22462/MB22464 | 300280483 | Existing | RYB |  |  | CLOSED | CLOSED | LINK |  | 11 kV |  | 27/01/2006 |  |  |  |  | TAMCO |  |  | PE 22.46 TOWN HOUSE F2 | Unknown | Unknown | NO | NONE | DISTRIBUTION | TNB | WP PUTRAJAYA & CYBERJAYA | NO | Unknown |  |  |  | NO | [8 empty] | CBJ22466 | NO | [7 empty] | 3
378526867 | CBJ22441 |  |  |  | VCBJ/PCE/J22441/MB22441 | 300280490 | Existing | RYB |  | CBJ22463 PE 22.46 TOWN HOUSE (F1) | CLOSED | CLOSED | LINK |  | 11 kV |  | 28/11/2006 |  |  |  |  | TAMCO |  |  | PE 22.44 PANGSAPURI PT 12067 F1 | Unknown | Unknown | NO | NONE | DISTRIBUTION | TNB | WP PUTRAJAYA & CYBERJAYA | NO | Unknown |  |  |  | NO | [8 empty] | CBJ22441 | NO | [7 empty] | 3
378526872 | CBJ22443 |  |  |  | VCBJ/PCE/J22441/MB22441 | 300280490 | Existing | RYB |  | PPU CYB6: VCB 9 | CLOSED | CLOSED | LINK |  | 11 kV |  | 28/11/2006 |  |  |  |  | TAMCO |  |  | PE 22.44 PANGSAPURI PT 12067 F1 | Unknown | Unknown | NO | NONE | DISTRIBUTION | TNB | WP PUTRAJAYA & CYBERJAYA | NO | Unknown |  |  |  | NO | [8 empty] | CBJ22443 | NO | [7 empty] | 3
378526909 | CBJ21021 |  |  |  | VCBJ/PCE/J21021/MB21021 | 300281079 | Existing | RYB |  |  | CLOSED | CLOSED | LINK |  | 11 kV |  | 15/07/1999 |  |  |  |  | INDKOM |  |  | PE 21.02 INCUBATOR F1 | Unknown | Unknown | NO | NONE | DISTRIBUTION | TNB | WP PUTRAJAYA & CYBERJAYA | NO | Unknown |  |  |  | NO | [8 empty] | CBJ21021 | NO | [7 empty] | 3
378526914 | CBJ21022 |  |  |  | VCBJ/PCE/J21021/MB21021 | 300281079 | Existing | RYB |  | CBJ25051 PE 25.05 HOSTEL BLOK 1D | CLOSED | CLOSED | LINK |  | 11 kV |  | 15/07/1999 |  |  |  |  | INDKOM |  |  | PE 21.02 INCUBATOR F1 | Unknown | Unknown | NO | NONE | DISTRIBUTION | TNB | WP PUTRAJAYA & CYBERJAYA | NO | Unknown |  |  |  | NO | [8 empty] | CBJ21022 | NO | [7 empty] | 3
378526933 | CBJ21024 |  |  |  | VCBJ/PCE/J21022/MB21024 | 300281078 | Existing | RYB |  |  | CLOSED | CLOSED | LINK |  | 11 kV |  | 15/07/1999 |  |  |  |  | INDKOM |  |  | PE 21.02 INCUBATOR F2 | Unknown | Unknown | NO | NONE | DISTRIBUTION | TNB | WP PUTRAJAYA & CYBERJAYA | NO | Unknown |  |  |  | NO | [8 empty] | CBJ21024 | NO | [7 empty] | 3
378526938 | CBJ21025 |  |  |  | VCBJ/PCE/J21022/MB21024 | 300281078 | Existing | RYB |  |  | CLOSED | CLOSED | LINK |  | 11 kV |  | 15/07/1999 |  |  |  |  | INDKOM |  |  | PE 21.02 INCUBATOR F2 | Unknown | Unknown | NO | NONE | DISTRIBUTION | TNB | WP PUTRAJAYA & CYBERJAYA | NO | Unknown |  |  |  | NO | [8 empty] | CBJ21025 | NO | [7 empty] | 3
378527100 | CBJ22444 |  |  |  | VCBJ/PCE/J22442/MB22444 | 300280492 | Existing | RYB |  | CBJ22466 PE 22.46 TOWN HOUSE (F2) | CLOSED | CLOSED | LINK |  | 11 kV |  | 28/11/2006 |  |  |  |  | TAMCO |  |  | PE 22.44 PANGSAPURI PT 12057 F2 | Unknown | Unknown | NO | NONE | DISTRIBUTION | TNB | WP PUTRAJAYA & CYBERJAYA | NO | Unknown |  |  |  | NO | [8 empty] | CBJ22444 | NO | [7 empty] | 3
378527105 | CBJ22446 |  |  |  | VCBJ/PCE/J22442/MB22444 | 300280492 | Existing | RYB |  | PPU CYB6: VCB 12 | CLOSED | CLOSED | LINK |  | 11 kV |  | 28/11/2006 |  |  |  |  | TAMCO |  |  | PE 22.44 PANGSAPURI PT 12057 F2 | Unknown | Unknown | NO | NONE | DISTRIBUTION | TNB | WP PUTRAJAYA & CYBERJAYA | NO | Unknown |  |  |  | NO | [8 empty] | CBJ22446 | NO | [7 empty] | 3
378527403 | CBJ21821 |  |  |  | VCBJ/PCE/J21821/MB21821 | 300454967 | Existing | RYB |  | CBJ24142 SS 24.14 SHAFTBURY BLOK D | CLOSED | CLOSED | LINK |  | 11 kV | [6 empty] | INDKOM |  |  | SS 21.82 SHAFBURY BLOK C F1 | Unknown | Unknown | NO | NONE | DISTRIBUTION | TNB | WP PUTRAJAYA & CYBERJAYA | NO | Unknown |  |  |  | NO | [8 empty] | CBJ21821 | NO | [7 empty] | 3
378527408 | CBJ21822 |  |  |  | VCBJ/PCE/J21821/MB21821 | 300454967 | Existing | RYB |  | CBJ21221 PE 21.22 CYBERVIEW NO.1 | CLOSED | CLOSED | LINK |  | 11 kV | [6 empty] | INDKOM |  |  | SS 21.82 SHAFBURY BLOK C F1 | Unknown | Unknown | NO | NONE | DISTRIBUTION | TNB | WP PUTRAJAYA & CYBERJAYA | NO | Unknown |  |  |  | NO | [8 empty] | CBJ21822 | NO | [7 empty] | 3
378527497 | CBJ21824 |  |  |  | VCBJ/PCE/J21822/MB21824 | 300454971 | Existing | RYB |  | CBJ24145 SS 24.14 (F2) SHAFBURY BLOK D | CLOSED | CLOSED | LINK |  | 11 kV | [6 empty] | INDKOM |  |  | SS 21.82 SHAFBURY BLOK C F2 | Unknown | Unknown | NO | NONE | DISTRIBUTION | TNB | WP PUTRAJAYA & CYBERJAYA | NO | Unknown |  |  |  | NO | [8 empty] | CBJ21824 | NO | [7 empty] | 3
378527502 | CBJ21825 |  |  |  | VCBJ/PCE/J21822/MB21824 | 300454971 | Existing | RYB |  | CBJ21134 PE 21.13 (F2) | CLOSED | CLOSED | LINK |  | 11 kV | [6 empty] | INDKOM |  |  | SS 21.82 SHAFBURY BLOK C F2 | Unknown | Unknown | NO | NONE | DISTRIBUTION | TNB | WP PUTRAJAYA & CYBERJAYA | NO | Unknown |  |  |  | NO | [8 empty] | CBJ21825 | NO | [7 empty] | 3
378527616 | CBJ21131 |  |  |  | VCBJ/PCE/J21131/MB21131 | 300281036 | Existing | RYB |  | CBJ21222 PE 21.22 CYBERVIEW NO.1 | CLOSED | CLOSED | LINK |  | 11 kV |  | 2002-05-01 |  |  |  |  | INDKOM |  |  | PE 21.13 CYBERVIEW NO. 2 ( MDC ) F1 | Unknown | Unknown | NO | NONE | DISTRIBUTION | TNB | WP PUTRAJAYA & CYBERJAYA | NO | Unknown |  |  |  | NO | [8 empty] | CBJ21131 | NO | [7 empty] | 3
378527621 | CBJ21132 |  |  |  | VCBJ/PCE/J21131/MB21131 | 300281036 | Existing | RYB |  | CBJ22031 PE 22.03 CYBERVIEW GARDENS (F1) | CLOSED | CLOSED | LINK |  | 11 kV |  | 2002-05-01 |  |  |  |  | INDKOM |  |  | PE 21.13 CYBERVIEW NO. 2 ( MDC ) F1 | Unknown | Unknown | NO | NONE | DISTRIBUTION | TNB | WP PUTRAJAYA & CYBERJAYA | NO | Unknown |  |  |  | NO | [8 empty] | CBJ21132 | NO | [7 empty] | 3
378527732 | CBJ21134 |  |  |  | VCBJ/PCE/J21132/MB21134 | 300281034 | Existing | RYB |  | CBJ21825 PE 21.82 SHAFBURY BLOK C (F2) | CLOSED | CLOSED | LINK |  | 11 kV |  | 2002-05-01 |  |  |  |  | INDKOM |  |  | PE 21.13 CYBERVIEW NO. 2 ( MDC ) F2 | Unknown | Unknown | NO | NONE | DISTRIBUTION | TNB | WP PUTRAJAYA & CYBERJAYA | NO | Unknown |  |  |  | NO | [8 empty] | CBJ21134 | NO | [7 empty] | 3
378527737 | CBJ21135 |  |  |  | VCBJ/PCE/J21132/MB21134 | 300281034 | Existing | RYB |  | CBJ22035 PE 22.03 CYBERVIEW GARDENS (F2) | CLOSED | CLOSED | LINK |  | 11 kV |  | 2002-05-01 |  |  |  |  | INDKOM |  |  | PE 21.13 CYBERVIEW NO. 2 ( MDC ) F2 | Unknown | Unknown | NO | NONE | DISTRIBUTION | TNB | WP PUTRAJAYA & CYBERJAYA | NO | Unknown |  |  |  | NO | [8 empty] | CBJ21135 | NO | [7 empty] | 3
378527830 | CBJ22031 |  |  |  | VCBJ/PCE/J22031/MB22031 | 300280609 | Existing | RYB |  | CBJ21132 PE 21.13 (F1) | CLOSED | CLOSED | LINK |  | 11 kV |  | 1998-06-11 |  |  |  |  | INDKOM |  |  | PE 22.03 CYBERVIEW GARDENS F1 | Unknown | Unknown | NO | NONE | DISTRIBUTION | TNB | WP PUTRAJAYA & CYBERJAYA | NO | Unknown |  |  |  | NO | [8 empty] | CBJ22031 | NO | [7 empty] | 3
378527834 | CBJ22032 |  |  |  | VCBJ/PCE/J22031/MB22031 | 300280609 | Existing | RYB |  | SPARE | OPEN | CLOSED | LINK |  | 11 kV |  | 1998-06-11 |  |  |  |  | INDKOM |  |  | PE 22.03 CYBERVIEW GARDENS F1 | Unknown | Unknown | NO | NONE | DISTRIBUTION | TNB | WP PUTRAJAYA & CYBERJAYA | NO | Unknown |  |  |  | NO | [8 empty] | CBJ22032 | NO | [7 empty] | 3
378527851 | CBJ22033 |  |  |  | VCBJ/PCE/J22031/MB22031 | 300280609 | Existing | RYB |  | CBJ21451 PE 21.45 (F1) | CLOSED | CLOSED | LINK |  | 11 kV |  | 1998-06-11 |  |  |  |  | INDKOM |  |  | PE 22.03 CYBERVIEW GARDENS F1 | Unknown | Unknown | NO | NONE | DISTRIBUTION | TNB | WP PUTRAJAYA & CYBERJAYA | NO | Unknown |  |  |  | NO | [8 empty] | CBJ22033 | NO | [7 empty] | 3
378527862 | CBJ22035 |  |  |  | VCBJ/PCE/J22032/MB22034 | 300280608 | Existing | RYB |  | CBJ21135 PE 21.13 (F2) | CLOSED | CLOSED | LINK |  | 11 kV |  | 1998-06-11 |  |  |  |  | INDKOM |  |  | PE 22.03 CYBERVIEW GARDENS F2 | Unknown | Unknown | NO | NONE | DISTRIBUTION | TNB | WP PUTRAJAYA & CYBERJAYA | NO | Unknown |  |  |  | NO | [8 empty] | CBJ22035 | NO | [7 empty] | 3
378527866 | CBJ22036 |  |  |  | VCBJ/PCE/J22032/MB22034 | 300280608 | Existing | RYB |  | CBJ21454 PE 21.45 (F2) | CLOSED | CLOSED | LINK |  | 11 kV |  | 1998-06-11 |  |  |  |  | INDKOM |  |  | PE 22.03 CYBERVIEW GARDENS F2 | Unknown | Unknown | NO | NONE | DISTRIBUTION | TNB | WP PUTRAJAYA & CYBERJAYA | NO | Unknown |  |  |  | NO | [8 empty] | CBJ22036 | NO | [7 empty] | 3
378527883 | CBJ22037 |  |  |  | VCBJ/PCE/J22032/MB22034 | 300280608 | Existing | RYB |  | SPARE | OPEN | CLOSED | LINK |  | 11 kV |  | 1998-06-11 |  |  |  |  | INDKOM |  |  | PE 22.03 CYBERVIEW GARDENS F2 | Unknown | Unknown | NO | NONE | DISTRIBUTION | TNB | WP PUTRAJAYA & CYBERJAYA | NO | Unknown |  |  |  | NO | [8 empty] | CBJ22037 | NO | [7 empty] | 3
378528155 | CBJ21451 |  |  |  | VCBJ/PCE/J21451/MB21451 | 300280987 | Existing | RYB |  |  | CLOSED | CLOSED | LINK |  | 11 kV |  | 28/02/2017 |  |  |  |  | ABB |  |  | PE 21.45 CYBERVILLAGE SERENITY 1 F1 | Unknown | Unknown | NO | NONE | DISTRIBUTION | TNB | WP PUTRAJAYA & CYBERJAYA | NO | Unknown |  |  |  | NO | [8 empty] | CBJ21451 | NO | [7 empty] | 3
378528160 | CBJ21453 |  |  |  | VCBJ/PCE/J21451/MB21451 | 300280987 | Existing | RYB |  | CBJ21441 PE 21.44 (F1) | CLOSED | CLOSED | LINK |  | 11 kV |  | 28/02/2017 |  |  |  |  | ABB |  |  | PE 21.45 CYBERVILLAGE SERENITY 1 F1 | Unknown | Unknown | NO | NONE | DISTRIBUTION | TNB | WP PUTRAJAYA & CYBERJAYA | NO | Unknown |  |  |  | NO | [8 empty] | CBJ21453 | NO | [7 empty] | 3
378528178 | CBJ21454 |  |  |  | VCBJ/PCE/J21452/MB21454 | 300280986 | Existing | RYB |  | CBJ22036 PE 22.03 CYBERVIEW GARDENS (F2) | CLOSED | CLOSED | LINK |  | 11 kV |  | 2017-01-03 |  |  |  |  | ABB |  |  | PE 21.45 CYBERVILLAGE SERENITY 1 F2 | Unknown | Unknown | NO | NONE | DISTRIBUTION | TNB | WP PUTRAJAYA & CYBERJAYA | NO | Unknown |  |  |  | NO | [8 empty] | CBJ21454 | NO | [7 empty] | 3
378528183 | CBJ21456 |  |  |  | VCBJ/PCE/J21452/MB21454 | 300280986 | Existing | RYB |  | C23431 PE 23.43 OPUS | CLOSED | CLOSED | LINK |  | 11 kV |  | 2017-01-03 |  |  |  |  | ABB |  |  | PE 21.45 CYBERVILLAGE SERENITY 1 F2 | Unknown | Unknown | NO | NONE | DISTRIBUTION | TNB | WP PUTRAJAYA & CYBERJAYA | NO | Unknown |  |  |  | NO | [8 empty] | CBJ21456 | NO | [7 empty] | 3
378528368 | CBJ21962 |  |  |  | VCBJ/PCE/J21961/MB21961 | 300452963 | Existing | RYB |  | CBJ21434 PE 21.43 (F2) | CLOSED | CLOSED | LINK |  | 11 kV | [6 empty] | INDKOM |  |  | PE 21.96 SUBANG ALAM | Unknown | Unknown | NO | NONE | DISTRIBUTION | TNB | WP PUTRAJAYA & CYBERJAYA | NO | Unknown |  |  |  | NO | [8 empty] | CBJ21962 | NO | [7 empty] | 3
378528385 | CBJ21961 |  |  |  | VCBJ/PCE/J21961/MB21961 | 300452963 | Existing | RYB |  | C23432 PE 23.43 OPUS | CLOSED | CLOSED | LINK |  | 11 kV | [6 empty] | INDKOM |  |  | PE 21.96 SUBANG ALAM | Unknown | Unknown | NO | NONE | DISTRIBUTION | TNB | WP PUTRAJAYA & CYBERJAYA | NO | Unknown |  |  |  | NO | [8 empty] | CBJ21961 | NO | [7 empty] | 3
378528780 | CBJ21431 |  |  |  | VCBJ/PCE/J21431/MB21431 | 300280990 | Existing | RYB |  | CBJ21443 PE 21.44 (F1) | CLOSED | CLOSED | LINK |  | 11 kV |  | 21/11/2016 |  |  |  |  | SIEMENS |  |  | PE 21.43 CYBERVILLAGE SERENITY 3 F1 | Unknown | Unknown | NO | NONE | DISTRIBUTION | TNB | WP PUTRAJAYA & CYBERJAYA | NO | Unknown |  |  |  | NO | [8 empty] | CBJ21431 | NO | [7 empty] | 3
378528785 | CBJ21433 |  |  |  | VCBJ/PCE/J21431/MB21431 | 300280990 | Existing | RYB |  | CBJ21421 PE 21.42 (F1) | CLOSED | CLOSED | LINK |  | 11 kV |  | 21/11/2016 |  |  |  |  | SIEMENS |  |  | PE 21.43 CYBERVILLAGE SERENITY 3 F1 | Unknown | Unknown | NO | NONE | DISTRIBUTION | TNB | WP PUTRAJAYA & CYBERJAYA | NO | Unknown |  |  |  | NO | [8 empty] | CBJ21433 | NO | [7 empty] | 3
378528874 | CBJ21434 |  |  |  | VCBJ/PCE/J21432/MB21434 | 300280989 | Existing | RYB |  | CBJ21962 PE 21.96 SUBANG ALAM | CLOSED | CLOSED | LINK |  | 11 kV |  | 22/11/2016 |  |  |  |  | SIEMENS |  |  | PE 21.43 CYBERVILLAGE SERENITY 3 F2 | Unknown | Unknown | NO | NONE | DISTRIBUTION | TNB | WP PUTRAJAYA & CYBERJAYA | NO | Unknown |  |  |  | NO | [8 empty] | CBJ21434 | NO | [7 empty] | 3
378528879 | CBJ21436 |  |  |  | VCBJ/PCE/J21432/MB21434 | 300280989 | Existing | RYB |  | CBJ21424 PE 21.42 (F2) | CLOSED | CLOSED | LINK |  | 11 kV |  | 22/11/2016 |  |  |  |  | SIEMENS |  |  | PE 21.43 CYBERVILLAGE SERENITY 3 F2 | Unknown | Unknown | NO | NONE | DISTRIBUTION | TNB | WP PUTRAJAYA & CYBERJAYA | NO | Unknown |  |  |  | NO | [8 empty] | CBJ21436 | NO | [7 empty] | 3
378559108 | PTJ15546 |  |  |  | VPTJ/PCE/J15542/MB15544 | 300509251 | Existing | RYB |  |  | CLOSED | CLOSED | LINK |  | 11 kV | [9 empty] | PE 15.54 DWIPUTRA NO 1 (F2) | Unknown | Unknown | NO | NONE | DISTRIBUTION | TNB | WP PUTRAJAYA & CYBERJAYA | NO | Unknown |  |  |  | NO | [8 empty] | PTJ15546 | NO | [7 empty] | 3
378559113 | PTJ15544 |  |  |  | VPTJ/PCE/J15542/MB15544 | 300509251 | Existing | RYB |  |  | CLOSED | CLOSED | LINK |  | 11 kV | [9 empty] | PE 15.54 DWIPUTRA NO 1 (F2) | Unknown | Unknown | NO | NONE | DISTRIBUTION | TNB | WP PUTRAJAYA & CYBERJAYA | NO | Unknown |  |  |  | NO | [8 empty] | PTJ15544 | NO | [7 empty] | 3
378567700 | PTJ05071 |  |  |  | VPTJ/PCE/J05071/MB05071 | 300281258 | Existing | RYB |  |  | CLOSED | CLOSED | LINK |  | 11 kV |  | 2003-07-10 |  |  |  |  | MERLIN GERIN |  |  | PE 5.07 JLB1 | Unknown | Unknown | NO | NONE | DISTRIBUTION | TNB | WP PUTRAJAYA & CYBERJAYA | NO | Unknown |  |  |  | NO | [8 empty] | PTJ05071 | NO | [7 empty] | 3
378567705 | PTJ05073 |  |  |  | VPTJ/PCE/J05071/MB05071 | 300281258 | Existing | RYB |  |  | CLOSED | CLOSED | LINK |  | 11 kV |  | 2003-07-10 |  |  |  |  | MERLIN GERIN |  |  | PE 5.07 JLB1 | Unknown | Unknown | NO | NONE | DISTRIBUTION | TNB | WP PUTRAJAYA & CYBERJAYA | NO | Unknown |  |  |  | NO | [8 empty] | PTJ05073 | NO | [7 empty] | 3
378567808 | PTJ05081 |  |  |  | VPTJ/PCE/J05081/MB05081 | 300280693 | Existing | RYB |  |  | CLOSED | CLOSED | LINK |  | 11 kV |  | 2003-07-10 |  |  |  |  | INDKOM |  |  | PE 5.08 JLB2 | Unknown | Unknown | NO | NONE | DISTRIBUTION | TNB | WP PUTRAJAYA & CYBERJAYA | NO | Unknown |  |  |  | NO | [8 empty] | PTJ05081 | NO | [7 empty] | 3
378567813 | PTJ05082 |  |  |  | VPTJ/PCE/J05081/MB05081 | 300280693 | Existing | RYB |  |  | CLOSED | CLOSED | LINK |  | 11 kV |  | 2003-07-10 |  |  |  |  | INDKOM |  |  | PE 5.08 JLB2 | Unknown | Unknown | NO | NONE | DISTRIBUTION | TNB | WP PUTRAJAYA & CYBERJAYA | NO | Unknown |  |  |  | NO | [8 empty] | PTJ05082 | NO | [7 empty] | 3
378567920 | PTJ05051 |  |  |  | VPTJ/PCE/J05051/MB05051 | 300281256 | Existing | RYB |  |  | CLOSED | CLOSED | LINK |  | 11 kV |  | 23/04/2005 |  |  |  |  | MERLIN GERIN |  |  | PE 5.05 C/S S/L | Unknown | Unknown | NO | NONE | DISTRIBUTION | TNB | WP PUTRAJAYA & CYBERJAYA | NO | Unknown |  |  |  | NO | [8 empty] | PTJ05051 | NO | [7 empty] | 3
378567925 | PTJ05053 |  |  |  | VPTJ/PCE/J05051/MB05051 | 300281256 | Existing | RYB |  |  | CLOSED | CLOSED | LINK |  | 11 kV |  | 23/04/2005 |  |  |  |  | MERLIN GERIN |  |  | PE 5.05 C/S S/L | Unknown | Unknown | NO | NONE | DISTRIBUTION | TNB | WP PUTRAJAYA & CYBERJAYA | NO | Unknown |  |  |  | NO | [8 empty] | PTJ05053 | NO | [7 empty] | 3
378568037 | PTJ05061 |  |  |  | VPTJ/PCE/J05061/MB05061 | 300281257 | Existing | RYB |  |  | CLOSED | CLOSED | LINK |  | 11 kV |  | 25/10/2004 |  |  |  |  | SCHNEIDER |  |  | PE 5.06 C/S S/L | Unknown | Unknown | NO | NONE | DISTRIBUTION | TNB | WP PUTRAJAYA & CYBERJAYA | NO | Unknown |  |  |  | NO | [8 empty] | PTJ05061 | NO | [7 empty] | 3
378568042 | PTJ05063 |  |  |  | VPTJ/PCE/J05061/MB05061 | 300281257 | Existing | RYB |  |  | CLOSED | CLOSED | LINK |  | 11 kV |  | 25/10/2004 |  |  |  |  | SCHNEIDER |  |  | PE 5.06 C/S S/L | Unknown | Unknown | NO | NONE | DISTRIBUTION | TNB | WP PUTRAJAYA & CYBERJAYA | NO | Unknown |  |  |  | NO | [8 empty] | PTJ05063 | NO | [7 empty] | 3
378568078 | PTJ05041 |  |  |  | VPTJ/PCE/J05041/MB05041 | 300280687 | Existing | RYB |  |  | CLOSED | CLOSED | LINK |  | 11 kV |  | 2003-02-10 |  |  |  |  | MERLIN GERIN |  |  | PE 5.04 C/S S/L | Unknown | Unknown | NO | NONE | DISTRIBUTION | TNB | WP PUTRAJAYA & CYBERJAYA | NO | Unknown |  |  |  | NO | [8 empty] | PTJ05041 | NO | [7 empty] | 3
378568083 | PTJ05042 |  |  |  | VPTJ/PCE/J05041/MB05041 | 300280687 | Existing | RYB |  |  | CLOSED | CLOSED | LINK |  | 11 kV |  | 2003-02-10 |  |  |  |  | MERLIN GERIN |  |  | PE 5.04 C/S S/L | Unknown | Unknown | NO | NONE | DISTRIBUTION | TNB | WP PUTRAJAYA & CYBERJAYA | NO | Unknown |  |  |  | NO | [8 empty] | PTJ05042 | NO | [7 empty] | 3
378572001 | CBJ21421 |  |  |  | VCBJ/PCE/J21421/MB21421 | 300280995 | Existing | RYB |  | CBJ21433 PE 21.43 (F1) | CLOSED | CLOSED | LINK |  | 11 kV |  | 30/03/2004 |  |  |  |  | INDKOM |  |  | PE 21.42 CYBERVILLAGE SERENITY 4 F1 | Unknown | Unknown | NO | NONE | DISTRIBUTION | TNB | WP PUTRAJAYA & CYBERJAYA | NO | Unknown |  |  |  | NO | [8 empty] | CBJ21421 | NO | [7 empty] | 3
378572006 | CBJ21422 |  |  |  | VCBJ/PCE/J21421/MB21421 | 300280995 | Existing | RYB |  | CBJ21461 PE 21.46 PS 12 | CLOSED | CLOSED | LINK |  | 11 kV |  | 30/03/2004 |  |  |  |  | INDKOM |  |  | PE 21.42 CYBERVILLAGE SERENITY 4 F1 | Unknown | Unknown | NO | NONE | DISTRIBUTION | TNB | WP PUTRAJAYA & CYBERJAYA | NO | Unknown |  |  |  | NO | [8 empty] | CBJ21422 | NO | [7 empty] | 3
378572024 | CBJ21424 |  |  |  | VCBJ/PCE/J21422/MB21424 | 300280992 | Existing | RYB |  | CBJ21436 PE 21.43 (F2) | CLOSED | CLOSED | LINK |  | 11 kV |  | 30/03/2004 |  |  |  |  | INDKOM |  |  | PE 21.42 CYBERVILLAGE SERENITY 4 F2 | Unknown | Unknown | NO | NONE | DISTRIBUTION | TNB | WP PUTRAJAYA & CYBERJAYA | NO | Unknown |  |  |  | NO | [8 empty] | CBJ21424 | NO | [7 empty] | 3
378572029 | CBJ21425 |  |  |  | VCBJ/PCE/J21422/MB21424 | 300280992 | Existing | RYB |  | CBJ21751 PE 21.75 LAKEVIEW WEST 1 | CLOSED | CLOSED | LINK |  | 11 kV |  | 30/03/2004 |  |  |  |  | INDKOM |  |  | PE 21.42 CYBERVILLAGE SERENITY 4 F2 | Unknown | Unknown | NO | NONE | DISTRIBUTION | TNB | WP PUTRAJAYA & CYBERJAYA | NO | Unknown |  |  |  | NO | [8 empty] | CBJ21425 | NO | [7 empty] | 3
378572193 | CBJ21461 |  |  |  | VCBJ/PCE/J21461/MB21461 | 300280985 | Existing | RYB |  | CBJ21422 PE 21.42 (F1) | CLOSED | CLOSED | LINK |  | 11 kV |  | 22/12/2016 |  |  |  |  | INDKOM |  |  | PE 21.46 PS 12 | Unknown | Unknown | NO | NONE | DISTRIBUTION | TNB | WP PUTRAJAYA & CYBERJAYA | NO | Unknown |  |  |  | NO | [8 empty] | CBJ21461 | NO | [7 empty] | 3
378572198 | CBJ21463 |  |  |  | VCBJ/PCE/J21461/MB21461 | 300280985 | Existing | RYB |  | CBJ24032 PE 24.03 | CLOSED | CLOSED | LINK |  | 11 kV |  | 22/12/2016 |  |  |  |  | INDKOM |  |  | PE 21.46 PS 12 | Unknown | Unknown | NO | NONE | DISTRIBUTION | TNB | WP PUTRAJAYA & CYBERJAYA | NO | Unknown |  |  |  | NO | [8 empty] | CBJ21463 | NO | [7 empty] | 3
378572281 | CBJ24031 |  |  |  | VCBJ/PCE/J24031/MB24031 | 310360646 | Existing | RYB |  | CBJ24022 PE 24.02 JELANG VISTA NO 1 | CLOSED | CLOSED | LINK |  | 11 kV | [6 empty] | INDKOM |  |  | PE 24.03 JELANG VISTA 2 | Unknown | Unknown | NO | NONE | DISTRIBUTION | TNB | WP PUTRAJAYA & CYBERJAYA | NO | Unknown |  |  |  | NO | [8 empty] | CBJ24031 | NO | [7 empty] | 3
378572286 | CBJ24032 |  |  |  | VCBJ/PCE/J24031/MB24031 | 310360646 | Existing | RYB |  | CBJ21463 PE 21.46 PS 12 | CLOSED | CLOSED | LINK |  | 11 kV | [6 empty] | INDKOM |  |  | PE 24.03 JELANG VISTA 2 | Unknown | Unknown | NO | NONE | DISTRIBUTION | TNB | WP PUTRAJAYA & CYBERJAYA | NO | Unknown |  |  |  | NO | [8 empty] | CBJ24032 | NO | [7 empty] | 3
378572375 | CBJ24021 |  |  |  | VCBJ/PCE/J24021/MB 24021 | 310303824 | Existing | RYB |  | CBJ21741 PE 21.74 LAKE VIEW WEST 2 | CLOSED | CLOSED | LINK |  | 11 kV | [6 empty] | INDKOM |  |  | PE 24.02 JELANG VISTA 1 | Unknown | Unknown | NO | NONE | DISTRIBUTION | TNB | WP PUTRAJAYA & CYBERJAYA | NO | Unknown |  |  |  | NO | [8 empty] | CBJ24021 | NO | [7 empty] | 3
378572380 | CBJ24022 |  |  |  | VCBJ/PCE/J24021/MB 24021 | 310303824 | Existing | RYB |  | CBJ24031 PE 24.03 JRLANG VISTA PE NO 2 | CLOSED | CLOSED | LINK |  | 11 kV | [6 empty] | INDKOM |  |  | PE 24.02 JELANG VISTA 1 | Unknown | Unknown | NO | NONE | DISTRIBUTION | TNB | WP PUTRAJAYA & CYBERJAYA | NO | Unknown |  |  |  | NO | [8 empty] | CBJ24022 | NO | [7 empty] | 3
378572498 | CBJ21751 |  |  |  | VCBJ/PCE/J21751/MB21751 | 300454652 | Existing | RYB |  | CBJ21425 PE 21.42 (F2) | CLOSED | CLOSED | LINK |  | 11 kV | [6 empty] | TAMCO |  |  | PE 21.75 LAKEVIEW WEST 1 | Unknown | Unknown | NO | NONE | DISTRIBUTION | TNB | WP PUTRAJAYA & CYBERJAYA | NO | Unknown |  |  |  | NO | [8 empty] | CBJ21751 | NO | [7 empty] | 3
378572503 | CBJ21754 |  |  |  | VCBJ/PCE/J21751/MB21751 | 300454652 | Existing | RYB |  | CBJ22484 PE 22.48 LOT 12082 FASA 1B (F2) | CLOSED | CLOSED | LINK |  | 11 kV | [6 empty] | TAMCO |  |  | PE 21.75 LAKEVIEW WEST 1 | Unknown | Unknown | NO | NONE | DISTRIBUTION | TNB | WP PUTRAJAYA & CYBERJAYA | NO | Unknown |  |  |  | NO | [8 empty] | CBJ21754 | NO | [7 empty] | 3
378572592 | CBJ21741 |  |  |  | VCBJ/PCE/J21741/MB21741 | 300454650 | Existing | RYB |  | CBJ24021 PE 24.02 JELANG VISTA NO 1 | CLOSED | CLOSED | LINK |  | 11 kV | [6 empty] | TAMCO |  |  | PE 21.74 LAKE VIEW WEST 2 | Unknown | Unknown | NO | NONE | DISTRIBUTION | TNB | WP PUTRAJAYA & CYBERJAYA | NO | Unknown |  |  |  | NO | [8 empty] | CBJ21741 | NO | [7 empty] | 3
378572597 | CBJ21744 |  |  |  | VCBJ/PCE/J21741/MB21741 | 300454650 | Existing | RYB |  | CBJ22481 PE 22.48 LOT 12082 FASA 1B (F1) | CLOSED | CLOSED | LINK |  | 11 kV | [6 empty] | TAMCO |  |  | PE 21.74 LAKE VIEW WEST 2 | Unknown | Unknown | NO | NONE | DISTRIBUTION | TNB | WP PUTRAJAYA & CYBERJAYA | NO | Unknown |  |  |  | NO | [8 empty] | CBJ21744 | NO | [7 empty] | 3
378572774 | CBJ22481 |  |  |  | VCBJ/PCE/J22481/MB22481 | 300280473 | Existing | RYB |  | CBJ21744 PE 21.74 LAKE VIEW WEST 2 | CLOSED | CLOSED | LINK |  | 11 kV |  | 19/12/2005 |  |  |  |  | INDKOM |  |  | PE 22.48 LOT 12082 FASA 1B F1 | Unknown | Unknown | NO | NONE | DISTRIBUTION | TNB | WP PUTRAJAYA & CYBERJAYA | NO | Unknown |  |  |  | NO | [8 empty] | CBJ22481 | NO | [7 empty] | 3
378572779 | CBJ22482 |  |  |  | VCBJ/PCE/J22481/MB22481 | 300280473 | Existing | RYB |  | CBJ22172 PE 22.17 PADAT STP 4 | CLOSED | CLOSED | LINK |  | 11 kV |  | 19/12/2005 |  |  |  |  | INDKOM |  |  | PE 22.48 LOT 12082 FASA 1B F1 | Unknown | Unknown | NO | NONE | DISTRIBUTION | TNB | WP PUTRAJAYA & CYBERJAYA | NO | Unknown |  |  |  | NO | [8 empty] | CBJ22482 | NO | [7 empty] | 3
378572860 | CBJ22484 |  |  |  | VCBJ/PCE/J22482/MB22484 | 300280474 | Existing | RYB |  | CBJ21754 PE 21.75 LAKEVIEW WEST 1 | CLOSED | CLOSED | LINK |  | 11 kV |  | 19/12/2005 |  |  |  |  | TAMCO |  |  | PE 22.48 LOT 12082 FASA 1B F2 | Unknown | Unknown | NO | NONE | DISTRIBUTION | TNB | WP PUTRAJAYA & CYBERJAYA | NO | Unknown |  |  |  | NO | [8 empty] | CBJ22484 | NO | [7 empty] | 3
378572865 | CBJ22486 |  |  |  | VCBJ/PCE/J22482/MB22484 | 300280474 | Existing | RYB |  | CBJ22144 PE 22.14 (F2) | CLOSED | CLOSED | LINK |  | 11 kV |  | 19/12/2005 |  |  |  |  | TAMCO |  |  | PE 22.48 LOT 12082 FASA 1B F2 | Unknown | Unknown | NO | NONE | DISTRIBUTION | TNB | WP PUTRAJAYA & CYBERJAYA | NO | Unknown |  |  |  | NO | [8 empty] | CBJ22486 | NO | [7 empty] | 3
378573007 | CBJ22171 |  |  |  | VCBJ/PCE/J22171/MB22171 | 300280556 | Existing | RYB |  | CBJ22141 PE 22.14 (F1) | CLOSED | CLOSED | LINK |  | 11 kV |  | 13/05/2002 |  |  |  |  | INDKOM |  |  | PE 22.17 PADAT STP 4 | Unknown | Unknown | NO | NONE | DISTRIBUTION | TNB | WP PUTRAJAYA & CYBERJAYA | NO | Unknown |  |  |  | NO | [8 empty] | CBJ22171 | NO | [7 empty] | 3
378573012 | CBJ22172 |  |  |  | VCBJ/PCE/J22171/MB22171 | 300280556 | Existing | RYB |  | CBJ22482 PE 22.48 (F1) | CLOSED | CLOSED | LINK |  | 11 kV |  | 13/05/2002 |  |  |  |  | INDKOM |  |  | PE 22.17 PADAT STP 4 | Unknown | Unknown | NO | NONE | DISTRIBUTION | TNB | WP PUTRAJAYA & CYBERJAYA | NO | Unknown |  |  |  | NO | [8 empty] | CBJ22172 | NO | [7 empty] | 3
378573401 | CBJ22211 |  |  |  | VCBJ/PCE/J22211/MB22211 | 300280540 | Existing | RYB |  | CBJ22142 PE 22.14 (F1) | CLOSED | CLOSED | LINK |  | 11 kV |  | 2002-08-05 |  |  |  |  | INDKOM |  |  | PE 22.21 CYBER HEIGHT VILLA F1 | Unknown | Unknown | NO | NONE | DISTRIBUTION | TNB | WP PUTRAJAYA & CYBERJAYA | NO | Unknown |  |  |  | NO | [8 empty] | CBJ22211 | NO | [7 empty] | 3
378573406 | CBJ22212 |  |  |  | VCBJ/PCE/J22211/MB22211 | 300280540 | Existing | RYB |  | CBJ22221 PE 22.22 (F1) | CLOSED | CLOSED | LINK |  | 11 kV |  | 2002-08-05 |  |  |  |  | INDKOM |  |  | PE 22.21 CYBER HEIGHT VILLA F1 | Unknown | Unknown | NO | NONE | DISTRIBUTION | TNB | WP PUTRAJAYA & CYBERJAYA | NO | Unknown |  |  |  | NO | [8 empty] | CBJ22212 | NO | [7 empty] | 3
378573509 | CBJ22214 |  |  |  | VCBJ/PCE/J22212/MB22214 | 300280542 | Existing | RYB |  | CBJ22145 PE 22.14 (F2) | CLOSED | CLOSED | LINK |  | 11 kV |  | 2002-08-05 |  |  |  |  | INDKOM |  |  | PE 22.21 CYBER HEIGHT VILLA F2 | Unknown | Unknown | NO | NONE | DISTRIBUTION | TNB | WP PUTRAJAYA & CYBERJAYA | NO | Unknown |  |  |  | NO | [8 empty] | CBJ22214 | NO | [7 empty] | 3
378573514 | CBJ22215 |  |  |  | VCBJ/PCE/J22212/MB22214 | 300280542 | Existing | RYB |  | CBJ22224 PE 22.22 (F2) | CLOSED | CLOSED | LINK |  | 11 kV |  | 2002-08-05 |  |  |  |  | INDKOM |  |  | PE 22.21 CYBER HEIGHT VILLA F2 | Unknown | Unknown | NO | NONE | DISTRIBUTION | TNB | WP PUTRAJAYA & CYBERJAYA | NO | Unknown |  |  |  | NO | [8 empty] | CBJ22215 | NO | [7 empty] | 3
378573732 | CBJ22224 |  |  |  | VCBJ/PCE/J22222/MB22224 | 300280535 | Existing | RYB |  | CBJ22215 PE 22.21 (F2) | CLOSED | CLOSED | LINK |  | 11 kV |  | 2004-12-01 |  |  |  |  | INDKOM |  |  | PE 22.22 CYBER HEIGHT VILLA F2 | Unknown | Unknown | NO | NONE | DISTRIBUTION | TNB | WP PUTRAJAYA & CYBERJAYA | NO | Unknown |  |  |  | NO | [8 empty] | CBJ22224 | NO | [7 empty] | 3
378573737 | CBJ22225 |  |  |  | VCBJ/PCE/J22222/MB22224 | 300280535 | Existing | RYB |  | CBJ24151 PE 24.15 CYBER HEIGHT VILLA | CLOSED | CLOSED | LINK |  | 11 kV |  | 2004-12-01 |  |  |  |  | INDKOM |  |  | PE 22.22 CYBER HEIGHT VILLA F2 | Unknown | Unknown | NO | NONE | DISTRIBUTION | TNB | WP PUTRAJAYA & CYBERJAYA | NO | Unknown |  |  |  | NO | [8 empty] | CBJ22225 | NO | [7 empty] | 3
378573755 | CBJ22221 |  |  |  | VCBJ/PCE/J22221/MB22221 | 300280533 | Existing | RYB |  | CBJ22212 PE 22.21 (F1) | CLOSED | CLOSED | LINK |  | 11 kV |  | 2004-12-01 |  |  |  |  | INDKOM |  |  | PE 22.22 CYBER HEIGHT VILLA F1 | Unknown | Unknown | NO | NONE | DISTRIBUTION | TNB | WP PUTRAJAYA & CYBERJAYA | NO | Unknown |  |  |  | NO | [8 empty] | CBJ22221 | NO | [7 empty] | 3
378573760 | CBJ22222 |  |  |  | VCBJ/PCE/J22221/MB22221 | 300280533 | Existing | RYB |  | CBJ22251 PE 22.25 (F1) | CLOSED | CLOSED | LINK |  | 11 kV |  | 2004-12-01 |  |  |  |  | INDKOM |  |  | PE 22.22 CYBER HEIGHT VILLA F1 | Unknown | Unknown | NO | NONE | DISTRIBUTION | TNB | WP PUTRAJAYA & CYBERJAYA | NO | Unknown |  |  |  | NO | [8 empty] | CBJ22222 | NO | [7 empty] | 3
378573922 | CBJ24152 |  |  |  | VCBJ/PCE/J24151/MB24151 | 310338853 | Existing | RYB |  | CBJ22254 PE 22.25 (F2) | CLOSED | CLOSED | LINK |  | 11 kV | [6 empty] | INDKOM |  |  | PE 24.15 APARTMENT TINDAK MURNI | Unknown | Unknown | NO | NONE | DISTRIBUTION | TNB | WP PUTRAJAYA & CYBERJAYA | NO | Unknown |  |  |  | NO | [8 empty] | CBJ24152 | NO | [7 empty] | 3
378573939 | CBJ24151 |  |  |  | VCBJ/PCE/J24151/MB24151 | 310338853 | Existing | RYB |  | CBJ22225 PE 22.22 (F2) | CLOSED | CLOSED | LINK |  | 11 kV | [6 empty] | INDKOM |  |  | PE 24.15 APARTMENT TINDAK MURNI | Unknown | Unknown | NO | NONE | DISTRIBUTION | TNB | WP PUTRAJAYA & CYBERJAYA | NO | Unknown |  |  |  | NO | [8 empty] | CBJ24151 | NO | [7 empty] | 3
378574130 | CBJ22254 |  |  |  | VCBJ/PCE/J22252/MB22254 | 300280523 | Existing | RYB |  | CBJ24152 PE 24.15 | CLOSED | CLOSED | LINK |  | 11 kV |  | 13/12/2003 |  |  |  |  | INDKOM |  |  | PE 22.25 CYBER HEIGHT VILLA F2 | Unknown | Unknown | NO | NONE | DISTRIBUTION | TNB | WP PUTRAJAYA & CYBERJAYA | NO | Unknown |  |  |  | NO | [8 empty] | CBJ22254 | NO | [7 empty] | 3
378574135 | CBJ22255 |  |  |  | VCBJ/PCE/J22252/MB22254 | 300280523 | Existing | RYB |  | CBJ22234 PE 22.23 SEK. SRI PUTERI (F2) | CLOSED | CLOSED | LINK |  | 11 kV |  | 13/12/2003 |  |  |  |  | INDKOM |  |  | PE 22.25 CYBER HEIGHT VILLA F2 | Unknown | Unknown | NO | NONE | DISTRIBUTION | TNB | WP PUTRAJAYA & CYBERJAYA | NO | Unknown |  |  |  | NO | [8 empty] | CBJ22255 | NO | [7 empty] | 3
378574209 | CBJ22251 |  |  |  | VCBJ/PCE/J22251/MB22251 | 300280518 | Existing | RYB |  | CBJ22222 PE 22.22 (F1) | CLOSED | CLOSED | LINK |  | 11 kV |  | 13/12/2003 |  |  |  |  | INDKOM |  |  | PE 22.25 CYBER HEIGHT VILLA F1 | Unknown | Unknown | NO | NONE | DISTRIBUTION | TNB | WP PUTRAJAYA & CYBERJAYA | NO | Unknown |  |  |  | NO | [8 empty] | CBJ22251 | NO | [7 empty] | 3
378574214 | CBJ22252 |  |  |  | VCBJ/PCE/J22251/MB22251 | 300280518 | Existing | RYB |  | CBJ22231 PE 22.23 SEK. SRI PUTERI (F1) | CLOSED | CLOSED | LINK |  | 11 kV |  | 13/12/2003 |  |  |  |  | INDKOM |  |  | PE 22.25 CYBER HEIGHT VILLA F1 | Unknown | Unknown | NO | NONE | DISTRIBUTION | TNB | WP PUTRAJAYA & CYBERJAYA | NO | Unknown |  |  |  | NO | [8 empty] | CBJ22252 | NO | [7 empty] | 3
378574357 | CBJ22234 |  |  |  | VCBJ/PCE/J22232/MB22234 | 300280529 | Existing | RYB |  | CBJ22255 PE 22.25 (F2) | CLOSED | CLOSED | LINK |  | 11 kV |  | 26/11/2002 |  |  |  |  | INDKOM |  |  | PE 22.23 SEK. SRI PUTERI F2 | Unknown | Unknown | NO | NONE | DISTRIBUTION | TNB | WP PUTRAJAYA & CYBERJAYA | NO | Unknown |  |  |  | NO | [8 empty] | CBJ22234 | NO | [7 empty] | 3
378574362 | CBJ22235 |  |  |  | VCBJ/PCE/J22232/MB22234 | 300280529 | Existing | RYB |  |  | CLOSED | CLOSED | LINK |  | 11 kV |  | 26/11/2002 |  |  |  |  | INDKOM |  |  | PE 22.23 SEK. SRI PUTERI F2 | Unknown | Unknown | NO | NONE | DISTRIBUTION | TNB | WP PUTRAJAYA & CYBERJAYA | NO | Unknown |  |  |  | NO | [8 empty] | CBJ22235 | NO | [7 empty] | 3
378574438 | CBJ22231 |  |  |  | VCBJ/PCE/J22231/MB22231 | 300280527 | Existing | RYB |  | CBJ22252 PE 22.25 (F1) | CLOSED | CLOSED | LINK |  | 11 kV |  | 26/11/2002 |  |  |  |  | INDKOM |  |  | PE 22.23 SEK. SRI PUTERI F1 | Unknown | Unknown | NO | NONE | DISTRIBUTION | TNB | WP PUTRAJAYA & CYBERJAYA | NO | Unknown |  |  |  | NO | [8 empty] | CBJ22231 | NO | [7 empty] | 3
378574443 | CBJ22232 |  |  |  | VCBJ/PCE/J22231/MB22231 | 300280527 | Existing | RYB |  |  | CLOSED | CLOSED | LINK |  | 11 kV |  | 26/11/2002 |  |  |  |  | INDKOM |  |  | PE 22.23 SEK. SRI PUTERI F1 | Unknown | Unknown | NO | NONE | DISTRIBUTION | TNB | WP PUTRAJAYA & CYBERJAYA | NO | Unknown |  |  |  | NO | [8 empty] | CBJ22232 | NO | [7 empty] | 3
378574578 | CBJ22245 |  |  |  | VCBJ/PCE/J22242/MB22244 | 300280526 | Existing | RYB |  | CBJ22235 PE 22.23 (F2) | CLOSED | CLOSED | LINK |  | 11 kV |  | 26/11/2002 |  |  |  |  | INDKOM |  |  | PE 22.24 SEK. SRI PUTERI F2 | Unknown | Unknown | NO | NONE | DISTRIBUTION | TNB | WP PUTRAJAYA & CYBERJAYA | NO | Unknown |  |  |  | NO | [8 empty] | CBJ22245 | NO | [7 empty] | 3
378574583 | CBJ22246 |  |  |  | VCBJ/PCE/J22242/MB22244 | 300280526 | Existing | RYB |  |  | CLOSED | CLOSED | LINK |  | 11 kV |  | 26/11/2002 |  |  |  |  | INDKOM |  |  | PE 22.24 SEK. SRI PUTERI F2 | Unknown | Unknown | NO | NONE | DISTRIBUTION | TNB | WP PUTRAJAYA & CYBERJAYA | NO | Unknown |  |  |  | NO | [8 empty] | CBJ22246 | NO | [7 empty] | 3
378574665 | CBJ22241 |  |  |  | VCBJ/PCE/J22241/MB22241 | 300280525 | Existing | RYB |  | CBJ22232 PE 22.23 SEK. SRI PUTERI (F1) | CLOSED | CLOSED | LINK |  | 11 kV |  | 26/11/2002 |  |  |  |  | INDKOM |  |  | PE 22.24 SEK. SRI PUTERI F1 | Unknown | Unknown | NO | NONE | DISTRIBUTION | TNB | WP PUTRAJAYA & CYBERJAYA | NO | Unknown |  |  |  | NO | [8 empty] | CBJ22241 | NO | [7 empty] | 3
378574669 | CBJ22242 |  |  |  | VCBJ/PCE/J22241/MB22241 | 300280525 | Existing | RYB |  | CBJ22246 PE 22.24 SEK. SRI PUTERI (F2) | OPEN | CLOSED | LINK |  | 11 kV |  | 26/11/2002 |  |  |  |  | INDKOM |  |  | PE 22.24 SEK. SRI PUTERI F1 | Unknown | Unknown | NO | NONE | DISTRIBUTION | TNB | WP PUTRAJAYA & CYBERJAYA | NO | Unknown |  |  |  | NO | [8 empty] | CBJ22242 | NO | [7 empty] | 3
378574686 | CBJ22243 |  |  |  | VCBJ/PCE/J22241/MB22241 | 300280525 | Existing | RYB |  | SPARE | OPEN | CLOSED | LINK |  | 11 kV |  | 26/11/2002 |  |  |  |  | INDKOM |  |  | PE 22.24 SEK. SRI PUTERI F1 | Unknown | Unknown | NO | NONE | DISTRIBUTION | TNB | WP PUTRAJAYA & CYBERJAYA | NO | Unknown |  |  |  | NO | [8 empty] | CBJ22243 | NO | [7 empty] | 3
378574775 | CBJ21811 |  |  |  | VCBJ/PCE/J21811/MB21811 | 300454935 | Existing | RYB |  |  | CLOSED | CLOSED | LINK |  | 11 kV | [6 empty] | INDKOM |  |  | SS 21.81 SHAFBURY-MLCP CAR PARK F1 | Unknown | Unknown | NO | NONE | DISTRIBUTION | TNB | WP PUTRAJAYA & CYBERJAYA | NO | Unknown |  |  |  | NO | [8 empty] | CBJ21811 | NO | [7 empty] | 3
378574780 | CBJ21812 |  |  |  | VCBJ/PCE/J21811/MB21811 | 300454935 | Existing | RYB |  |  | CLOSED | CLOSED | LINK |  | 11 kV | [6 empty] | INDKOM |  |  | SS 21.81 SHAFBURY-MLCP CAR PARK F1 | Unknown | Unknown | NO | NONE | DISTRIBUTION | TNB | WP PUTRAJAYA & CYBERJAYA | NO | Unknown |  |  |  | NO | [8 empty] | CBJ21812 | NO | [7 empty] | 3
378574869 | CBJ21814 |  |  |  | VCBJ/PCE/J21812/MB21814 | 300454938 | Existing | RYB |  | PPU CYB7: VCB 4 | CLOSED | CLOSED | LINK |  | 11 kV | [6 empty] | INDKOM |  |  | SS 21.81 SHAFBURY-MLCP CAR PARK F2 | Unknown | Unknown | NO | NONE | DISTRIBUTION | TNB | WP PUTRAJAYA & CYBERJAYA | NO | Unknown |  |  |  | NO | [8 empty] | CBJ21814 | NO | [7 empty] | 3
378574874 | CBJ21815 |  |  |  | VCBJ/PCE/J21812/MB21814 | 300454938 | Existing | RYB |  |  | CLOSED | CLOSED | LINK |  | 11 kV | [6 empty] | INDKOM |  |  | SS 21.81 SHAFBURY-MLCP CAR PARK F2 | Unknown | Unknown | NO | NONE | DISTRIBUTION | TNB | WP PUTRAJAYA & CYBERJAYA | NO | Unknown |  |  |  | NO | [8 empty] | CBJ21815 | NO | [7 empty] | 3
378574985 | CBJ21061 |  |  |  | VCBJ/PCE/J21061/MB21061 | 300281072 | Existing | RYB |  | CBJ21051 PE 21.05 PADAT B 15-3 | CLOSED | CLOSED | LINK |  | 11 kV |  | 28/06/1999 |  |  |  |  | TAMCO |  |  | PE 21.06 PADAT B 15-4 | Unknown | Unknown | NO | NONE | DISTRIBUTION | TNB | WP PUTRAJAYA & CYBERJAYA | NO | Unknown |  |  |  | NO | [8 empty] | CBJ21061 | NO | [7 empty] | 3
378574990 | CBJ21063 |  |  |  | VCBJ/PCE/J21061/MB21061 | 300281072 | Existing | RYB |  |  | CLOSED | CLOSED | LINK |  | 11 kV |  | 28/06/1999 |  |  |  |  | TAMCO |  |  | PE 21.06 PADAT B 15-4 | Unknown | Unknown | NO | NONE | DISTRIBUTION | TNB | WP PUTRAJAYA & CYBERJAYA | NO | Unknown |  |  |  | NO | [8 empty] | CBJ21063 | NO | [7 empty] | 3
378575125 | CBJ21051 |  |  |  | VCBJ/PCE/J21051/MB21051 | 300281075 | Existing | RYB |  | CBJ21061 PE 21.06 PADAT B 15-4 | CLOSED | CLOSED | LINK |  | 11 kV |  | 28/06/1999 |  |  |  |  | SIEMENS |  |  | PE 21.05 B15-3 | Unknown | Unknown | NO | NONE | DISTRIBUTION | TNB | WP PUTRAJAYA & CYBERJAYA | NO | Unknown |  |  |  | NO | [8 empty] | CBJ21051 | NO | [7 empty] | 3
378575130 | CBJ21053 |  |  |  | VCBJ/PCE/J21051/MB21051 | 300281075 | Existing | RYB |  |  | CLOSED | CLOSED | LINK |  | 11 kV |  | 28/06/1999 |  |  |  |  | SIEMENS |  |  | PE 21.05 B15-3 | Unknown | Unknown | NO | NONE | DISTRIBUTION | TNB | WP PUTRAJAYA & CYBERJAYA | NO | Unknown |  |  |  | NO | [8 empty] | CBJ21053 | NO | [7 empty] | 3
378575212 | CBJ21071 |  |  |  | VCBJ/PCE/J21071/MB21071 | 300281068 | Existing | RYB |  | CBJ21053 PE 21.05 PADAT B 15-3 | CLOSED | CLOSED | LINK |  | 11 kV |  | 1999-07-07 |  |  |  |  | INDKOM |  |  | PE 21.07 P.APEC | Unknown | Unknown | NO | NONE | DISTRIBUTION | TNB | WP PUTRAJAYA & CYBERJAYA | NO | Unknown |  |  |  | NO | [8 empty] | CBJ21071 | NO | [7 empty] | 3
378575217 | CBJ21073 |  |  |  | VCBJ/PCE/J21071/MB21071 | 300281068 | Existing | RYB |  | CBJ23263 PE 23.26 V RESIDENCE | CLOSED | CLOSED | LINK |  | 11 kV |  | 1999-07-07 |  |  |  |  | INDKOM |  |  | PE 21.07 P.APEC | Unknown | Unknown | NO | NONE | DISTRIBUTION | TNB | WP PUTRAJAYA & CYBERJAYA | NO | Unknown |  |  |  | NO | [8 empty] | CBJ21073 | NO | [7 empty] | 3
378575369 | CBJ21041 |  |  |  | VCBJ/PCE/J21041/MB21041 | 300281076 | Existing | RYB |  | CBJ 23271 PE 23.27 V RESIDENCE 1 | CLOSED | CLOSED | LINK |  | 11 kV |  | 28/06/1999 |  |  |  |  | TAMCO |  |  | PE 21.04 B15-2 | Unknown | Unknown | NO | NONE | DISTRIBUTION | TNB | WP PUTRAJAYA & CYBERJAYA | NO | Unknown |  |  |  | NO | [8 empty] | CBJ21041 | NO | [7 empty] | 3
378575374 | CBJ21043 |  |  |  | VCBJ/PCE/J21041/MB21041 | 300281076 | Existing | RYB |  |  | CLOSED | CLOSED | LINK |  | 11 kV |  | 28/06/1999 |  |  |  |  | TAMCO |  |  | PE 21.04 B15-2 | Unknown | Unknown | NO | NONE | DISTRIBUTION | TNB | WP PUTRAJAYA & CYBERJAYA | NO | Unknown |  |  |  | NO | [8 empty] | CBJ21043 | NO | [7 empty] | 3
378575525 | PTJ11491 |  |  |  | VPTJ/PCE/J11491/MB11491 | 300281092 | Existing | RYB |  | CBJ21043 PE 21.04 PADAT B 15-2 | CLOSED | CLOSED | LINK |  | 11 kV |  | 24/06/2007 |  |  |  |  | TAMCO |  |  | PE 11.49 KANTIN KVDT | Unknown | Unknown | NO | NONE | DISTRIBUTION | TNB | WP PUTRAJAYA & CYBERJAYA | NO | Unknown |  |  |  | NO | [8 empty] | PTJ11491 | NO | [7 empty] | 3
378575530 | PTJ11493 |  |  |  | VPTJ/PCE/J11491/MB11491 | 300281092 | Existing | RYB |  | CBJ21242 SS 21.24 KVDT PETRONAS | CLOSED | CLOSED | LINK |  | 11 kV |  | 24/06/2007 |  |  |  |  | TAMCO |  |  | PE 11.49 KANTIN KVDT | Unknown | Unknown | NO | NONE | DISTRIBUTION | TNB | WP PUTRAJAYA & CYBERJAYA | NO | Unknown |  |  |  | NO | [8 empty] | PTJ11493 | NO | [7 empty] | 3
378575620 | CBJ21241 |  |  |  | VCBJ/PCE/J21241/MB21241 | 300281018 | Existing | RYB |  |  | CLOSED | CLOSED | LINK |  | 11 kV |  | 31/01/1999 |  |  |  |  | INDKOM |  |  | SS 21.24 KVDT PETRONAS | Unknown | Unknown | NO | NONE | DISTRIBUTION | TNB | WP PUTRAJAYA & CYBERJAYA | NO | Unknown |  |  |  | NO | [8 empty] | CBJ21241 | NO | [7 empty] | 3
378575626 | CBJ21243 |  |  |  | VCBJ/PCE/J21241/MB21241 | 300281018 | Existing | RYB |  | PENGGUNA 11KV | CLOSED | CLOSED | LINK |  | 11 kV |  | 31/01/1999 |  |  |  |  | INDKOM |  |  | SS 21.24 KVDT PETRONAS | Unknown | Unknown | NO | NONE | DISTRIBUTION | TNB | WP PUTRAJAYA & CYBERJAYA | NO | Unknown |  |  |  | NO | [8 empty] | CBJ21243 | NO | [7 empty] | 3
378575631 | CBJ21242 |  |  |  | VCBJ/PCE/J21241/MB21241 | 300281018 | Existing | RYB |  | PTJ11493 PE 11.49 KANTIN KVDT | CLOSED | CLOSED | LINK |  | 11 kV |  | 31/01/1999 |  |  |  |  | INDKOM |  |  | SS 21.24 KVDT PETRONAS | Unknown | Unknown | NO | NONE | DISTRIBUTION | TNB | WP PUTRAJAYA & CYBERJAYA | NO | Unknown |  |  |  | NO | [8 empty] | CBJ21242 | NO | [7 empty] | 3
378575639 | CBJ21031 |  |  |  | VCBJ/PCE/J21031/MB21031 | 300281077 | Existing | RYB |  | CBJ21241 SS 21.24 KVDT PETRONAS | CLOSED | CLOSED | LINK |  | 11 kV |  | 28/06/1999 |  |  |  |  | TAMCO |  |  | PE 21.03 B15-1 | Unknown | Unknown | NO | NONE | DISTRIBUTION | TNB | WP PUTRAJAYA & CYBERJAYA | NO | Unknown |  |  |  | NO | [8 empty] | CBJ21031 | NO | [7 empty] | 3
378575644 | CBJ21033 |  |  |  | VCBJ/PCE/J21031/MB21031 | 300281077 | Existing | RYB |  | PTJ11421 PE 11.42 APT BLOK G (F1) | CLOSED | CLOSED | LINK |  | 11 kV |  | 28/06/1999 |  |  |  |  | TAMCO |  |  | PE 21.03 B15-1 | Unknown | Unknown | NO | NONE | DISTRIBUTION | TNB | WP PUTRAJAYA & CYBERJAYA | NO | Unknown |  |  |  | NO | [8 empty] | CBJ21033 | NO | [7 empty] | 3
378575787 | PTJ11421 |  |  |  | VPTJ/PCE/J11421/MB11421 | 300281073 | Existing | RYB |  | CBJ21033 PE 21.03 PADAT B 15-1 | CLOSED | CLOSED | LINK |  | 11 kV |  | 17/08/2004 |  |  |  |  | INDKOM |  |  | PE 11.42 BLOK G (F1) | Unknown | Unknown | NO | NONE | DISTRIBUTION | TNB | WP PUTRAJAYA & CYBERJAYA | NO | Unknown |  |  |  | NO | [8 empty] | PTJ11421 | NO | [7 empty] | 3
378575792 | PTJ11422 |  |  |  | VPTJ/PCE/J11421/MB11421 | 300281073 | Existing | RYB |  | PTJ11425 PE 11.42 APT BLOK G (F2) | CLOSED | CLOSED | LINK |  | 11 kV |  | 17/08/2004 |  |  |  |  | INDKOM |  |  | PE 11.42 BLOK G (F1) | Unknown | Unknown | NO | NONE | DISTRIBUTION | TNB | WP PUTRAJAYA & CYBERJAYA | NO | Unknown |  |  |  | NO | [8 empty] | PTJ11422 | NO | [7 empty] | 3
378575907 | PTJ11424 |  |  |  | VPTJ/PCE/J11422/MB11424 | 300281074 | Existing | RYB |  | PTJ11411 PE 11.41 BLOK F | CLOSED | CLOSED | LINK |  | 11 kV |  | 17/08/2004 |  |  |  |  | INDKOM |  |  | PE 11.42 BLOK G (F2) | Unknown | Unknown | NO | NONE | DISTRIBUTION | TNB | WP PUTRAJAYA & CYBERJAYA | NO | Unknown |  |  |  | NO | [8 empty] | PTJ11424 | NO | [7 empty] | 3
378575912 | PTJ11425 |  |  |  | VPTJ/PCE/J11422/MB11424 | 300281074 | Existing | RYB |  | PTJ11422 PE 11.42 APT BLOK G (F1) | CLOSED | CLOSED | LINK |  | 11 kV |  | 17/08/2004 |  |  |  |  | INDKOM |  |  | PE 11.42 BLOK G (F2) | Unknown | Unknown | NO | NONE | DISTRIBUTION | TNB | WP PUTRAJAYA & CYBERJAYA | NO | Unknown |  |  |  | NO | [8 empty] | PTJ11425 | NO | [7 empty] | 3
378576000 | PTJ11411 |  |  |  | VPTJ/PCE/J11411/MB11411 | 300281080 | Existing | RYB |  | PTJ11424 PE 11.42 APT BLOK G (F2) | CLOSED | CLOSED | LINK |  | 11 kV |  | 17/08/2004 |  |  |  |  | INDKOM |  |  | PE 11.41 BLOK F | Unknown | Unknown | NO | NONE | DISTRIBUTION | TNB | WP PUTRAJAYA & CYBERJAYA | NO | Unknown |  |  |  | NO | [8 empty] | PTJ11411 | NO | [7 empty] | 3
378576005 | PTJ11412 |  |  |  | VPTJ/PCE/J11411/MB11411 | 300281080 | Existing | RYB |  | PTJ11401 PE 11.40 APT BLOK C (F1) | OPEN | CLOSED | LINK |  | 11 kV |  | 17/08/2004 |  |  |  |  | INDKOM |  |  | PE 11.41 BLOK F | Unknown | Unknown | NO | NONE | DISTRIBUTION | TNB | WP PUTRAJAYA & CYBERJAYA | NO | Unknown |  |  |  | NO | [8 empty] | PTJ11412 | NO | [7 empty] | 3
378607012 | CBJ21681 |  |  |  | VCBJ/PCE/J21681/MB21681 | 300455072 | Existing | RYB |  |  | CLOSED | CLOSED | LINK |  | 11 kV | [6 empty] | SCHNEIDER |  |  | PE 21.68 Padat Elite 4 | Unknown | Unknown | NO | NONE | DISTRIBUTION | TNB | WP PUTRAJAYA & CYBERJAYA | NO | Unknown |  |  |  | NO | [8 empty] | CBJ21681 | NO | [7 empty] | 3
378607017 | CBJ21683 |  |  |  | VCBJ/PCE/J21681/MB21681 | 300455072 | Existing | RYB |  |  | CLOSED | CLOSED | LINK |  | 11 kV | [6 empty] | SCHNEIDER |  |  | PE 21.68 Padat Elite 4 | Unknown | Unknown | NO | NONE | DISTRIBUTION | TNB | WP PUTRAJAYA & CYBERJAYA | NO | Unknown |  |  |  | NO | [8 empty] | CBJ21683 | NO | [7 empty] | 3
378607132 | CBJ21201 |  |  |  | VCBJ/PCE/J21201/MB21201 | 300281021 | Existing | RYB |  |  | CLOSED | CLOSED | LINK |  | 11 kV |  | 28/02/2000 |  |  |  |  | INDKOM |  |  | PE 21.20 ELITE HIGHWAY NO. 2 | Unknown | Unknown | NO | NONE | DISTRIBUTION | TNB | WP PUTRAJAYA & CYBERJAYA | NO | Unknown |  |  |  | NO | [8 empty] | CBJ21201 | NO | [7 empty] | 3
378607137 | CBJ21202 |  |  |  | VCBJ/PCE/J21201/MB21201 | 300281021 | Existing | RYB |  |  | CLOSED | CLOSED | LINK |  | 11 kV |  | 28/02/2000 |  |  |  |  | INDKOM |  |  | PE 21.20 ELITE HIGHWAY NO. 2 | Unknown | Unknown | NO | NONE | DISTRIBUTION | TNB | WP PUTRAJAYA & CYBERJAYA | NO | Unknown |  |  |  | NO | [8 empty] | CBJ21202 | NO | [7 empty] | 3
378607342 | CBJ21191 |  |  |  | VCBJ/PCE/J21191/MB21191 | 300281022 | Existing | RYB |  |  | CLOSED | CLOSED | LINK |  | 11 kV |  | 31/12/1999 |  |  |  |  | INDKOM |  |  | PE 21.19 ELITE HIGHWAY NO. 1 | Unknown | Unknown | NO | NONE | DISTRIBUTION | TNB | WP PUTRAJAYA & CYBERJAYA | NO | Unknown |  |  |  | NO | [8 empty] | CBJ21191 | NO | [7 empty] | 3
378607347 | CBJ21192 |  |  |  | VCBJ/PCE/J21191/MB21191 | 300281022 | Existing | RYB |  |  | CLOSED | CLOSED | LINK |  | 11 kV |  | 31/12/1999 |  |  |  |  | INDKOM |  |  | PE 21.19 ELITE HIGHWAY NO. 1 | Unknown | Unknown | NO | NONE | DISTRIBUTION | TNB | WP PUTRAJAYA & CYBERJAYA | NO | Unknown |  |  |  | NO | [8 empty] | CBJ21192 | NO | [7 empty] | 3
379380119 | [6 empty] | Existing | RYB |  |  | CLOSED | CLOSED | BUSBAR SECTION |  | 11 kV | [9 empty] | PPU PUTRAJAYA NO 7 | Unknown | Unknown | NO | NONE | DISTRIBUTION | TNB | WP PUTRAJAYA & CYBERJAYA | NO | Unknown |  |  |  | NO | [17 empty] | 9
379381092 | [6 empty] | Existing | Unknown |  |  | CLOSED | CLOSED | MAIN |  | 33 kV | [9 empty] | SSU GDC NO2 PUTRAJAYA | Unknown | Unknown | NO | NONE | DISTRIBUTION | TNB | WP PUTRAJAYA & CYBERJAYA | NO | Unknown |  |  |  | NO | [17 empty] | 0
379381097 | [6 empty] | Existing | Unknown |  |  | CLOSED | CLOSED | MAIN |  | 33 kV | [9 empty] | SSU GDC NO2 PUTRAJAYA | Unknown | Unknown | NO | NONE | DISTRIBUTION | TNB | WP PUTRAJAYA & CYBERJAYA | Unknown |  |  |  |  | NO | [17 empty] | 0
379381100 | [6 empty] | Existing | Unknown |  |  | CLOSED | CLOSED | MAIN |  | 33 kV | [9 empty] | SSU GDC NO2 PUTRAJAYA | Unknown | Unknown | NO | NONE | DISTRIBUTION | TNB | WP PUTRAJAYA & CYBERJAYA | Unknown |  |  |  |  | NO | [17 empty] | 0
379381122 |  | 123 |  |  | VPTJ/SSU/G00004/MB1WO | 300278392 | Existing | Unknown |  |  | CLOSED | OPEN | BUSBAR COUPLER |  | 33 kV |  | 2002-01-02 |  |  |  |  | ABB |  |  | SSU GDC NO2 PUTRAJAYA | Unknown | Unknown | NO | NONE | DISTRIBUTION | TNB | WP PUTRAJAYA & CYBERJAYA | Unknown |  |  |  |  | NO | [17 empty] | 0
379381128 | [6 empty] | Existing | Unknown |  |  | CLOSED | CLOSED | MAIN |  | 33 kV | [9 empty] | SSU GDC NO2 PUTRAJAYA | Unknown | Unknown | NO | NONE | DISTRIBUTION | TNB | WP PUTRAJAYA & CYBERJAYA | Unknown |  |  |  |  | NO | [17 empty] | 0
379381136 | [6 empty] | Existing | Unknown |  |  | OPEN | OPEN | MAIN |  | 33 kV | [9 empty] | SSU GDC NO2 PUTRAJAYA | Unknown | Unknown | NO | NONE | DISTRIBUTION | TNB | WP PUTRAJAYA & CYBERJAYA | Unknown |  |  |  |  | NO | [17 empty] | 0
379381138 | [6 empty] | Existing | Unknown |  |  | OPEN | OPEN | MAIN |  | 33 kV | [9 empty] | SSU GDC NO2 PUTRAJAYA | Unknown | Unknown | NO | NONE | DISTRIBUTION | TNB | WP PUTRAJAYA & CYBERJAYA | NO | Unknown |  |  |  | NO | [17 empty] | 0
379381140 | [6 empty] | Existing | Unknown |  |  | OPEN | OPEN | MAIN |  | 33 kV | [9 empty] | SSU GDC NO2 PUTRAJAYA | Unknown | Unknown | NO | NONE | DISTRIBUTION | TNB | WP PUTRAJAYA & CYBERJAYA | Unknown |  |  |  |  | NO | [17 empty] | 0
379381146 | [6 empty] | Existing | Unknown |  |  | OPEN | OPEN | MAIN |  | 33 kV | [9 empty] | SSU GDC NO2 PUTRAJAYA | Unknown | Unknown | NO | NONE | DISTRIBUTION | TNB | WP PUTRAJAYA & CYBERJAYA | NO | Unknown |  |  |  | NO | [17 empty] | 0
379381156 | [6 empty] | Existing | Unknown |  |  | CLOSED | CLOSED | MAIN |  | 33 kV | [9 empty] | SSU GDC NO2 PUTRAJAYA | Unknown | Unknown | NO | NONE | DISTRIBUTION | TNB | WP PUTRAJAYA & CYBERJAYA | NO | Unknown |  |  |  | NO | [17 empty] | 0
379381198 | [6 empty] | Existing | Unknown |  |  | OPEN | OPEN | MAIN |  | 33 kV | [9 empty] | SSU GDC NO2 PUTRAJAYA | Unknown | Unknown | NO | NONE | DISTRIBUTION | TNB | WP PUTRAJAYA & CYBERJAYA | Unknown |  |  |  |  | NO | [17 empty] | 0
379381208 |  | 123 |  |  | VPTJ/SSU/G00004/MB1SO | 300278393 | Existing | Unknown |  |  | CLOSED | OPEN | BUSBAR SECTION |  | 33 kV |  | 2002-01-02 |  |  |  |  | ABB |  |  | SSU GDC NO2 PUTRAJAYA | Unknown | Unknown | NO | NONE | DISTRIBUTION | TNB | WP PUTRAJAYA & CYBERJAYA | Unknown |  |  |  |  | NO | [17 empty] | 0
379381425 | [6 empty] | Existing | RYB |  |  | CLOSED | CLOSED | MAIN |  | 33 kV | [9 empty] | PPU PUTRAJAYA NO 23 | Unknown | Unknown | NO | NONE | DISTRIBUTION | TNB | WP PUTRAJAYA & CYBERJAYA | NO | Unknown |  |  |  | NO | [17 empty] | 9
379381518 | [6 empty] | Existing | RYB |  |  | CLOSED | CLOSED | MAIN |  | 11 kV | [9 empty] | PPU PUTRAJAYA NO 23 | Unknown | Unknown | NO | NONE | DISTRIBUTION | TNB | WP PUTRAJAYA & CYBERJAYA | NO | Unknown |  |  |  | NO | [17 empty] | 9
379381538 | [6 empty] | Existing | RYB |  |  | CLOSED | CLOSED | MAIN |  | 33 kV | [9 empty] | PPU PUTRAJAYA NO 23 | Unknown | Unknown | NO | NONE | DISTRIBUTION | TNB | WP PUTRAJAYA & CYBERJAYA | NO | Unknown |  |  |  | NO | [17 empty] | 9
379382022 | [6 empty] | Existing | RYB |  |  | CLOSED | CLOSED | MAIN |  | 11 kV | [9 empty] | PPU PUTRAJAYA NO 23 | Unknown | Unknown | NO | NONE | DISTRIBUTION | TNB | WP PUTRAJAYA & CYBERJAYA | NO | Unknown |  |  |  | NO | [17 empty] | 9
379382097 | [6 empty] | Existing | RYB |  |  | CLOSED | CLOSED | MAIN |  | 33 kV | [9 empty] | PPU PUTRAJAYA NO 23 | Unknown | Unknown | NO | NONE | DISTRIBUTION | TNB | WP PUTRAJAYA & CYBERJAYA | NO | Unknown |  |  |  | NO | [17 empty] | 9
379382107 | [6 empty] | Existing | RYB |  |  | OPEN | CLOSED | MAIN |  | 33 kV | [9 empty] | PPU PUTRAJAYA NO 23 | Unknown | Unknown | NO | NONE | DISTRIBUTION | TNB | WP PUTRAJAYA & CYBERJAYA | NO | Unknown |  |  |  | NO | [17 empty] | 9
379382118 | [6 empty] | Existing | RYB |  |  | CLOSED | CLOSED | MAIN |  | 33 kV | [9 empty] | PPU PUTRAJAYA NO 23 | Unknown | Unknown | NO | NONE | DISTRIBUTION | TNB | WP PUTRAJAYA & CYBERJAYA | NO | Unknown |  |  |  | NO | [17 empty] | 9
379382177 | 1S0 | 123 |  |  | VPTJ/PPU/G00023/MB1SO | 300519625 | Existing | RYB |  |  | OPEN | CLOSED | BUSBAR SECTION |  | 33 kV |  | 24/06/2015 |  |  |  |  | ABB |  |  | PPU PUTRAJAYA NO 23 | Unknown | Unknown | NO | NONE | DISTRIBUTION | TNB | WP PUTRAJAYA & CYBERJAYA | NO | Unknown |  |  |  | NO | [8 empty] | 1S0 | [8 empty] | 9
379382275 | [6 empty] | Existing | RYB |  |  | CLOSED | CLOSED | MAIN |  | 33 kV | [9 empty] | PPU PUTRAJAYA NO 23 | Unknown | Unknown | NO | NONE | DISTRIBUTION | TNB | WP PUTRAJAYA & CYBERJAYA | NO | Unknown |  |  |  | NO | [17 empty] | 9
379382376 | [6 empty] | Existing | RYB |  |  | OPEN | CLOSED | MAIN |  | 33 kV | [9 empty] | PPU PUTRAJAYA NO 23 | Unknown | Unknown | NO | NONE | DISTRIBUTION | TNB | WP PUTRAJAYA & CYBERJAYA | NO | Unknown |  |  |  | NO | [17 empty] | 9
379382433 | [6 empty] | Existing | RYB |  |  | OPEN | CLOSED | MAIN |  | 33 kV | [9 empty] | PPU PUTRAJAYA NO 23 | Unknown | Unknown | NO | NONE | DISTRIBUTION | TNB | WP PUTRAJAYA & CYBERJAYA | NO | Unknown |  |  |  | NO | [17 empty] | 9
379382443 | [6 empty] | Existing | RYB |  |  | CLOSED | CLOSED | MAIN |  | 33 kV | [9 empty] | PPU PUTRAJAYA NO 23 | Unknown | Unknown | NO | NONE | DISTRIBUTION | TNB | WP PUTRAJAYA & CYBERJAYA | NO | Unknown |  |  |  | NO | [17 empty] | 9
379382526 | [6 empty] | Existing | RYB |  |  | OPEN | CLOSED | MAIN |  | 33 kV | [9 empty] | PPU PUTRAJAYA NO 23 | Unknown | Unknown | NO | NONE | DISTRIBUTION | TNB | WP PUTRAJAYA & CYBERJAYA | NO | Unknown |  |  |  | NO | [17 empty] | 9
379382618 | [6 empty] | Existing | RYB |  |  | OPEN | CLOSED | MAIN |  | 33 kV | [9 empty] | PPU PUTRAJAYA NO 23 | Unknown | Unknown | NO | NONE | DISTRIBUTION | TNB | WP PUTRAJAYA & CYBERJAYA | NO | Unknown |  |  |  | NO | [17 empty] | 9
379382741 | [6 empty] | Existing | RYB |  |  | CLOSED | CLOSED | MAIN |  | 11 kV | [9 empty] | PPU PUTRAJAYA NO 23 | Unknown | Unknown | NO | NONE | DISTRIBUTION | TNB | WP PUTRAJAYA & CYBERJAYA | NO | Unknown |  |  |  | NO | [17 empty] | 9
379382751 | [6 empty] | Existing | RYB |  |  | OPEN | CLOSED | MAIN |  | 33 kV | [9 empty] | PPU PUTRAJAYA NO 23 | Unknown | Unknown | NO | NONE | DISTRIBUTION | TNB | WP PUTRAJAYA & CYBERJAYA | NO | Unknown |  |  |  | NO | [17 empty] | 9
379382823 | [6 empty] | Existing | RYB |  |  | CLOSED | CLOSED | MAIN |  | 33 kV | [9 empty] | PPU PUTRAJAYA NO 23 | Unknown | Unknown | NO | NONE | DISTRIBUTION | TNB | WP PUTRAJAYA & CYBERJAYA | NO | Unknown |  |  |  | NO | [17 empty] | 9
379382988 | [6 empty] | Existing | Unknown |  |  | CLOSED |  | MAIN |  | 11 kV | [9 empty] | PPU PUTRAJAYA NO 23 | Unknown | Unknown | Unknown | Unknown | DISTRIBUTION | TNB | WP PUTRAJAYA & CYBERJAYA | Unknown |  |  |  |  | Unknown | [17 empty] | 0
379382989 | [6 empty] | Existing | Unknown |  |  | CLOSED |  | MAIN |  | 11 kV | [9 empty] | PPU PUTRAJAYA NO 23 | Unknown | Unknown | Unknown | Unknown | DISTRIBUTION | TNB | WP PUTRAJAYA & CYBERJAYA | Unknown |  |  |  |  | Unknown | [17 empty] | 0
379382990 | [6 empty] | Existing | Unknown |  |  | CLOSED |  | MAIN |  | 11 kV | [9 empty] | PPU PUTRAJAYA NO 23 | Unknown | Unknown | Unknown | Unknown | DISTRIBUTION | TNB | WP PUTRAJAYA & CYBERJAYA | Unknown |  |  |  |  | Unknown | [17 empty] | 0
379382991 | [6 empty] | Existing | Unknown |  |  | CLOSED |  | MAIN |  | 11 kV | [9 empty] | PPU PUTRAJAYA NO 23 | Unknown | Unknown | Unknown | Unknown | DISTRIBUTION | TNB | WP PUTRAJAYA & CYBERJAYA | Unknown |  |  |  |  | Unknown | [17 empty] | 0
379382992 | [6 empty] | Existing | Unknown |  |  | CLOSED |  | MAIN |  | 11 kV | [9 empty] | PPU PUTRAJAYA NO 23 | Unknown | Unknown | Unknown | Unknown | DISTRIBUTION | TNB | WP PUTRAJAYA & CYBERJAYA | Unknown |  |  |  |  | Unknown | [17 empty] | 0
379382993 | [6 empty] | Existing | Unknown |  |  | CLOSED |  | MAIN |  | 11 kV | [9 empty] | PPU PUTRAJAYA NO 23 | Unknown | Unknown | Unknown | Unknown | DISTRIBUTION | TNB | WP PUTRAJAYA & CYBERJAYA | Unknown |  |  |  |  | Unknown | [17 empty] | 0
379382994 | [6 empty] | Existing | Unknown |  |  | CLOSED |  | MAIN |  | 11 kV | [9 empty] | PPU PUTRAJAYA NO 23 | Unknown | Unknown | Unknown | Unknown | DISTRIBUTION | TNB | WP PUTRAJAYA & CYBERJAYA | Unknown |  |  |  |  | Unknown | [17 empty] | 0
379382995 | [6 empty] | Existing | Unknown |  |  | CLOSED |  | MAIN |  | 11 kV | [9 empty] | PPU PUTRAJAYA NO 23 | Unknown | Unknown | Unknown | Unknown | DISTRIBUTION | TNB | WP PUTRAJAYA & CYBERJAYA | Unknown |  |  |  |  | Unknown | [17 empty] | 0
379382996 | [6 empty] | Existing | Unknown |  |  | CLOSED |  | MAIN |  | 11 kV | [9 empty] | PPU PUTRAJAYA NO 23 | Unknown | Unknown | Unknown | Unknown | DISTRIBUTION | TNB | WP PUTRAJAYA & CYBERJAYA | Unknown |  |  |  |  | Unknown | [17 empty] | 0
379382997 | [6 empty] | Existing | Unknown |  |  | CLOSED |  | MAIN |  | 11 kV | [9 empty] | PPU PUTRAJAYA NO 23 | Unknown | Unknown | Unknown | Unknown | DISTRIBUTION | TNB | WP PUTRAJAYA & CYBERJAYA | Unknown |  |  |  |  | Unknown | [17 empty] | 0
379382998 | [6 empty] | Existing | Unknown |  |  | CLOSED |  | MAIN |  | 11 kV | [9 empty] | PPU PUTRAJAYA NO 23 | Unknown | Unknown | Unknown | Unknown | DISTRIBUTION | TNB | WP PUTRAJAYA & CYBERJAYA | Unknown |  |  |  |  | Unknown | [17 empty] | 0
379382999 | [6 empty] | Existing | Unknown |  |  | CLOSED |  | MAIN |  | 11 kV | [9 empty] | PPU PUTRAJAYA NO 23 | Unknown | Unknown | Unknown | Unknown | DISTRIBUTION | TNB | WP PUTRAJAYA & CYBERJAYA | Unknown |  |  |  |  | Unknown | [17 empty] | 0
379383000 | [6 empty] | Existing | Unknown |  |  | CLOSED |  | MAIN |  | 11 kV | [9 empty] | PPU PUTRAJAYA NO 23 | Unknown | Unknown | Unknown | Unknown | DISTRIBUTION | TNB | WP PUTRAJAYA & CYBERJAYA | Unknown |  |  |  |  | Unknown | [17 empty] | 0
379383001 | [6 empty] | Existing | Unknown |  |  | CLOSED |  | MAIN |  | 11 kV | [9 empty] | PPU PUTRAJAYA NO 23 | Unknown | Unknown | Unknown | Unknown | DISTRIBUTION | TNB | WP PUTRAJAYA & CYBERJAYA | Unknown |  |  |  |  | Unknown | [17 empty] | 0
379383002 | [6 empty] | Existing | Unknown |  |  | CLOSED |  | MAIN |  | 11 kV | [9 empty] | PPU PUTRAJAYA NO 23 | Unknown | Unknown | Unknown | Unknown | DISTRIBUTION | TNB | WP PUTRAJAYA & CYBERJAYA | Unknown |  |  |  |  | Unknown | [17 empty] | 0
379383003 | [6 empty] | Existing | Unknown |  |  | CLOSED |  | MAIN |  | 11 kV | [9 empty] | PPU PUTRAJAYA NO 23 | Unknown | Unknown | Unknown | Unknown | DISTRIBUTION | TNB | WP PUTRAJAYA & CYBERJAYA | Unknown |  |  |  |  | Unknown | [17 empty] | 0
379387784 | [6 empty] | Existing | Unknown |  |  | CLOSED | CLOSED | MAIN |  | 33 kV | [9 empty] | PMU SERDANG 132/33KV | Unknown | Unknown | NO | NONE | DISTRIBUTION | TNB | WP PUTRAJAYA & CYBERJAYA | NO | Unknown |  |  |  | NO | [17 empty] | 0
379387798 | [6 empty] | Existing | Unknown |  |  | OPEN | OPEN | MAIN |  | 33 kV | [9 empty] | PMU SERDANG 132/33KV | Unknown | Unknown | NO | NONE | DISTRIBUTION | TNB | WP PUTRAJAYA & CYBERJAYA | NO | Unknown |  |  |  | NO | [17 empty] | 0
379387809 | 1W0 |  |  |  | VCBJ/PMU/G00003/MB1WO | 300278044 | Existing | RYB |  |  | CLOSED | CLOSED | BUSBAR COUPLER |  | 11 kV |  | 13/09/1990 |  |  |  |  | TAMCO |  |  | PMU SERDANG 132/33KV | Unknown | Unknown | NO | NONE | DISTRIBUTION | TNB | WP PUTRAJAYA & CYBERJAYA | NO | Unknown |  |  |  | NO | [8 empty] | 1W0 | [8 empty] | 3
379387812 | [6 empty] | Existing | Unknown |  |  | CLOSED | CLOSED | MAIN |  | 33 kV | [9 empty] | PMU SERDANG 132/33KV | Unknown | Unknown | NO | NONE | DISTRIBUTION | TNB | WP PUTRAJAYA & CYBERJAYA | Unknown |  |  |  |  | NO | [17 empty] | 0
379387818 | 1S0 |  |  |  | VCBJ/PMU/G00003/MB1SO | 300278042 | Existing | RYB |  |  | CLOSED | CLOSED | BUSBAR SECTION |  | 11 kV |  | 13/09/1990 |  |  |  |  | TAMCO |  |  | PMU SERDANG 132/33KV | Unknown | Unknown | NO | NONE | DISTRIBUTION | TNB | WP PUTRAJAYA & CYBERJAYA | NO | Unknown |  |  |  | NO | [8 empty] | 1S0 | [8 empty] | 3
379387826 | [6 empty] | Existing | Unknown |  |  | CLOSED | CLOSED | MAIN |  | 33 kV | [9 empty] | PMU SERDANG 132/33KV | Unknown | Unknown | NO | NONE | DISTRIBUTION | TNB | WP PUTRAJAYA & CYBERJAYA | Unknown |  |  |  |  | NO | [17 empty] | 0
379387829 | [6 empty] | Existing | Unknown |  |  | CLOSED | CLOSED | MAIN |  | 33 kV | [9 empty] | PMU SERDANG 132/33KV | Unknown | Unknown | NO | NONE | DISTRIBUTION | TNB | WP PUTRAJAYA & CYBERJAYA | NO | Unknown |  |  |  | NO | [17 empty] | 0
379387843 | [6 empty] | Existing | Unknown |  |  | OPEN | OPEN | MAIN |  | 33 kV | [9 empty] | PMU SERDANG 132/33KV | Unknown | Unknown | NO | NONE | DISTRIBUTION | TNB | WP PUTRAJAYA & CYBERJAYA | NO | Unknown |  |  |  | NO | [17 empty] | 0
379387844 | [6 empty] | Existing | Unknown |  |  | OPEN | OPEN | MAIN |  | 33 kV | [9 empty] | PMU SERDANG 132/33KV | Unknown | Unknown | NO | NONE | DISTRIBUTION | TNB | WP PUTRAJAYA & CYBERJAYA | Unknown |  |  |  |  | NO | [17 empty] | 0
379387860 | [6 empty] | Existing | Unknown |  |  | CLOSED | CLOSED | MAIN |  | 33 kV | [9 empty] | PMU SERDANG 132/33KV | Unknown | Unknown | NO | NONE | DISTRIBUTION | TNB | WP PUTRAJAYA & CYBERJAYA | Unknown |  |  |  |  | NO | [17 empty] | 0
379387863 | [6 empty] | Existing | Unknown |  |  | CLOSED | CLOSED | MAIN |  | 33 kV | [9 empty] | PMU SERDANG 132/33KV | Unknown | Unknown | NO | NONE | DISTRIBUTION | TNB | WP PUTRAJAYA & CYBERJAYA | Unknown |  |  |  |  | NO | [17 empty] | 0
379387865 | [6 empty] | Existing | Unknown |  |  | CLOSED | CLOSED | MAIN |  | 33 kV | [9 empty] | PMU SERDANG 132/33KV | Unknown | Unknown | NO | NONE | DISTRIBUTION | TNB | WP PUTRAJAYA & CYBERJAYA | NO | Unknown |  |  |  | NO | [17 empty] | 0
379387871 | [6 empty] | Existing | Unknown |  |  | OPEN | OPEN | MAIN |  | 33 kV | [9 empty] | PMU SERDANG 132/33KV | Unknown | Unknown | NO | NONE | DISTRIBUTION | TNB | WP PUTRAJAYA & CYBERJAYA | Unknown |  |  |  |  | NO | [17 empty] | 0
379387878 | [6 empty] | Existing | Unknown |  |  | OPEN | OPEN | MAIN |  | 33 kV | [9 empty] | PMU SERDANG 132/33KV | Unknown | Unknown | NO | NONE | DISTRIBUTION | TNB | WP PUTRAJAYA & CYBERJAYA | NO | Unknown |  |  |  | NO | [17 empty] | 0
379387901 | [6 empty] | Existing | Unknown |  |  | OPEN | OPEN | MAIN |  | 33 kV | [9 empty] | PMU SERDANG 132/33KV | Unknown | Unknown | NO | NONE | DISTRIBUTION | TNB | WP PUTRAJAYA & CYBERJAYA | Unknown |  |  |  |  | NO | [17 empty] | 0
379387944 | [6 empty] | Existing | Unknown |  |  | OPEN | OPEN | MAIN |  | 33 kV | [9 empty] | PMU SERDANG 132/33KV | Unknown | Unknown | NO | NONE | DISTRIBUTION | TNB | WP PUTRAJAYA & CYBERJAYA | Unknown |  |  |  |  | NO | [17 empty] | 0
379387951 | [6 empty] | Existing | Unknown |  |  | OPEN | OPEN | MAIN |  | 33 kV | [9 empty] | PMU SERDANG 132/33KV | Unknown | Unknown | NO | NONE | DISTRIBUTION | TNB | WP PUTRAJAYA & CYBERJAYA | NO | Unknown |  |  |  | NO | [17 empty] | 0
379387968 | [6 empty] | Existing | Unknown |  |  | OPEN | OPEN | MAIN |  | 33 kV | [9 empty] | PMU SERDANG 132/33KV | Unknown | Unknown | NO | NONE | DISTRIBUTION | TNB | WP PUTRAJAYA & CYBERJAYA | Unknown |  |  |  |  | NO | [17 empty] | 0
379387984 | [6 empty] | Existing | Unknown |  |  | CLOSED | CLOSED | MAIN |  | 33 kV | [9 empty] | PMU SERDANG 132/33KV | Unknown | Unknown | NO | NONE | DISTRIBUTION | TNB | WP PUTRAJAYA & CYBERJAYA | NO | Unknown |  |  |  | NO | [17 empty] | 0
379387985 | [6 empty] | Existing | Unknown |  |  | CLOSED | CLOSED | MAIN |  | 33 kV | [9 empty] | PMU SERDANG 132/33KV | Unknown | Unknown | NO | NONE | DISTRIBUTION | TNB | WP PUTRAJAYA & CYBERJAYA | Unknown |  |  |  |  | NO | [17 empty] | 0
379388193 | [6 empty] | Existing | Unknown |  |  | CLOSED | CLOSED | MAIN |  | 33 kV | [9 empty] | SSU MMU CYBERJAYA | Unknown | Unknown | NO | NONE | DISTRIBUTION | TNB | WP PUTRAJAYA & CYBERJAYA | NO | Unknown |  |  |  | NO | [17 empty] | 0
379388203 | [6 empty] | Existing | Unknown |  |  | CLOSED | CLOSED | MAIN |  | 33 kV | [9 empty] | SSU MMU CYBERJAYA | Unknown | Unknown | NO | NONE | DISTRIBUTION | TNB | WP PUTRAJAYA & CYBERJAYA | Unknown |  |  |  |  | NO | [17 empty] | 0
379388206 | [6 empty] | Existing | Unknown |  |  | CLOSED | CLOSED | MAIN |  | 33 kV | [9 empty] | SSU MMU CYBERJAYA | Unknown | Unknown | NO | NONE | DISTRIBUTION | TNB | WP PUTRAJAYA & CYBERJAYA | NO | Unknown |  |  |  | NO | [17 empty] | 0
379388209 | [6 empty] | Existing | Unknown |  |  | CLOSED | CLOSED | MAIN |  | 33 kV | [9 empty] | SSU MMU CYBERJAYA | Unknown | Unknown | NO | NONE | DISTRIBUTION | TNB | WP PUTRAJAYA & CYBERJAYA | NO | Unknown |  |  |  | NO | [17 empty] | 0
379388212 | [6 empty] | Existing | Unknown |  |  | CLOSED | CLOSED | MAIN |  | 33 kV | [9 empty] | SSU MMU CYBERJAYA | Unknown | Unknown | NO | NONE | DISTRIBUTION | TNB | WP PUTRAJAYA & CYBERJAYA | NO | Unknown |  |  |  | NO | [17 empty] | 0
379388227 | [6 empty] | Existing | Unknown |  |  | CLOSED | CLOSED | MAIN |  | 33 kV | [9 empty] | SSU MMU CYBERJAYA | Unknown | Unknown | NO | NONE | DISTRIBUTION | TNB | WP PUTRAJAYA & CYBERJAYA | NO | Unknown |  |  |  | NO | [17 empty] | 0
379388237 | 1SO |  |  |  | VCBJ/SSU/G00002/MB1SO | 300278378 | Existing | Unknown |  |  | CLOSED | OPEN | BUSBAR SECTION |  | 33 kV |  | 2002-01-02 |  |  |  |  | SIEMENS |  |  | SSU MMU CYBERJAYA | Unknown | Unknown | NO | NONE | DISTRIBUTION | TNB | WP PUTRAJAYA & CYBERJAYA | NO | Unknown |  |  |  | NO | [8 empty] | 1SO | [8 empty] | 0
379388248 | [6 empty] | Existing | Unknown |  |  | CLOSED | CLOSED | MAIN |  | 33 kV | [9 empty] | SSU DCP1 MEGAJANA | Unknown | Unknown | NO | NONE | DISTRIBUTION | TNB | WP PUTRAJAYA & CYBERJAYA | NO | Unknown |  |  |  | NO | [17 empty] | 0
379388258 | [6 empty] | Existing | Unknown |  |  | CLOSED | CLOSED | MAIN |  | 33 kV | [9 empty] | SSU DCP1 MEGAJANA | Unknown | Unknown | NO | NONE | DISTRIBUTION | TNB | WP PUTRAJAYA & CYBERJAYA | Unknown |  |  |  |  | NO | [17 empty] | 0
379388261 | [6 empty] | Existing | Unknown |  |  | CLOSED | CLOSED | MAIN |  | 33 kV | [9 empty] | SSU DCP1 MEGAJANA | Unknown | Unknown | NO | NONE | DISTRIBUTION | TNB | WP PUTRAJAYA & CYBERJAYA | NO | Unknown |  |  |  | NO | [17 empty] | 0
379388264 | [6 empty] | Existing | Unknown |  |  | CLOSED | CLOSED | MAIN |  | 33 kV | [9 empty] | SSU DCP1 MEGAJANA | Unknown | Unknown | NO | NONE | DISTRIBUTION | TNB | WP PUTRAJAYA & CYBERJAYA | NO | Unknown |  |  |  | NO | [17 empty] | 0
379388267 | [6 empty] | Existing | Unknown |  |  | CLOSED | CLOSED | MAIN |  | 33 kV | [9 empty] | SSU DCP1 MEGAJANA | Unknown | Unknown | NO | NONE | DISTRIBUTION | TNB | WP PUTRAJAYA & CYBERJAYA | NO | Unknown |  |  |  | NO | [17 empty] | 0
379388282 | [6 empty] | Existing | Unknown |  |  | CLOSED | CLOSED | MAIN |  | 33 kV | [9 empty] | SSU DCP1 MEGAJANA | Unknown | Unknown | NO | NONE | DISTRIBUTION | TNB | WP PUTRAJAYA & CYBERJAYA | NO | Unknown |  |  |  | NO | [17 empty] | 0
379388292 | 2SO | [5 empty] | Existing | Unknown |  | B/S | OPEN | OPEN | BUSBAR SECTION |  | 33 kV | [9 empty] | SSU DCP1 MEGAJANA | Unknown | Unknown | NO | NONE | DISTRIBUTION | TNB | WP PUTRAJAYA & CYBERJAYA | NO | Unknown |  |  |  | NO | [8 empty] | 2SO | [8 empty] | 0
379388308 | 1SO | [5 empty] | Existing | Unknown |  | B/S | CLOSED |  | BUSBAR SECTION |  | 33 kV | [9 empty] | SSU DCP1 MEGAJANA | Unknown | Unknown | Unknown | Unknown | DISTRIBUTION | TNB | WP PUTRAJAYA & CYBERJAYA | Unknown |  |  |  |  | Unknown | [8 empty] | 1SO | [8 empty] | 0
379388317 | [6 empty] | Existing | Unknown |  |  | CLOSED | CLOSED | MAIN |  | 33 kV | [9 empty] | SSU GDC NO1 PUTRAJAYA | Unknown | Unknown | NO | NONE | DISTRIBUTION | TNB | WP PUTRAJAYA & CYBERJAYA | NO | Unknown |  |  |  | NO | [17 empty] | 0
379388327 | [6 empty] | Existing | Unknown |  |  | CLOSED | CLOSED | MAIN |  | 33 kV | [9 empty] | SSU GDC NO1 PUTRAJAYA | Unknown | Unknown | NO | NONE | DISTRIBUTION | TNB | WP PUTRAJAYA & CYBERJAYA | Unknown |  |  |  |  | NO | [17 empty] | 0
379388330 | [6 empty] | Existing | Unknown |  |  | CLOSED | CLOSED | MAIN |  | 33 kV | [9 empty] | SSU GDC NO1 PUTRAJAYA | Unknown | Unknown | NO | NONE | DISTRIBUTION | TNB | WP PUTRAJAYA & CYBERJAYA | NO | Unknown |  |  |  | NO | [17 empty] | 0
379388333 | [6 empty] | Existing | Unknown |  |  | CLOSED | CLOSED | MAIN |  | 33 kV | [9 empty] | SSU GDC NO1 PUTRAJAYA | Unknown | Unknown | NO | NONE | DISTRIBUTION | TNB | WP PUTRAJAYA & CYBERJAYA | NO | Unknown |  |  |  | NO | [17 empty] | 0
379388336 | [6 empty] | Existing | Unknown |  |  | CLOSED | CLOSED | MAIN |  | 33 kV | [9 empty] | SSU GDC NO1 PUTRAJAYA | Unknown | Unknown | NO | NONE | DISTRIBUTION | TNB | WP PUTRAJAYA & CYBERJAYA | NO | Unknown |  |  |  | NO | [17 empty] | 0
379388351 | [6 empty] | Existing | Unknown |  |  | CLOSED | CLOSED | MAIN |  | 33 kV | [9 empty] | SSU GDC NO1 PUTRAJAYA | Unknown | Unknown | NO | NONE | DISTRIBUTION | TNB | WP PUTRAJAYA & CYBERJAYA | NO | Unknown |  |  |  | NO | [17 empty] | 0
379388361 | 1SO |  |  |  | VPTJ/SSU/G00003/MB1SO | 300278385 | Existing | Unknown |  |  | CLOSED | OPEN | BUSBAR SECTION |  | 33 kV |  | 2002-01-02 |  |  |  |  | SIEMENS |  |  | SSU GDC NO1 PUTRAJAYA | Unknown | Unknown | NO | NONE | DISTRIBUTION | TNB | WP PUTRAJAYA & CYBERJAYA | NO | Unknown |  |  |  | NO | [8 empty] | 1SO | [8 empty] | 0
379452208 | CBJ22061 |  |  |  | VCBJ/PCE/J22061/MB22061 | 300280591 | Existing | RYB |  | PPU CYB7: VCB 13 | CLOSED | CLOSED | LINK |  | 11 kV |  | 25/04/2000 |  |  |  |  | INDKOM |  |  | PE 22.06 PADAT B 15-5 | Unknown | Unknown | NO | NONE | DISTRIBUTION | TNB | WP PUTRAJAYA & CYBERJAYA | NO | Unknown |  |  |  | NO | [8 empty] | CBJ22061 | NO | [7 empty] | 3
379452213 | CBJ22062 |  |  |  | VCBJ/PCE/J22061/MB22061 | 300280591 | Existing | RYB |  | CBJ22073 PE 22.07 PADAT B 15-6 | CLOSED | CLOSED | LINK |  | 11 kV |  | 25/04/2000 |  |  |  |  | INDKOM |  |  | PE 22.06 PADAT B 15-5 | Unknown | Unknown | NO | NONE | DISTRIBUTION | TNB | WP PUTRAJAYA & CYBERJAYA | NO | Unknown |  |  |  | NO | [8 empty] | CBJ22062 | NO | [7 empty] | 3
379452360 | CBJ22071 |  |  |  | VCBJ/PCE/J22071/MB22071 | 300280587 | Existing | RYB |  | B11920 SS LAMPU JALAN LB1 | CLOSED | CLOSED | LINK |  | 11 kV |  | 30/05/2000 |  |  |  |  | MERLIN GERIN |  |  | PE 22.07 PADAT B 15-6 | Unknown | Unknown | NO | NONE | DISTRIBUTION | TNB | WP PUTRAJAYA & CYBERJAYA | NO | Unknown |  |  |  | NO | [8 empty] | CBJ22071 | NO | [7 empty] | 3
379452365 | CBJ22073 |  |  |  | VCBJ/PCE/J22071/MB22071 | 300280587 | Existing | RYB |  | CBJ22062 PE 22.06 PADAT B 15-5 | CLOSED | CLOSED | LINK |  | 11 kV |  | 30/05/2000 |  |  |  |  | MERLIN GERIN |  |  | PE 22.07 PADAT B 15-6 | Unknown | Unknown | NO | NONE | DISTRIBUTION | TNB | WP PUTRAJAYA & CYBERJAYA | NO | Unknown |  |  |  | NO | [8 empty] | CBJ22073 | NO | [7 empty] | 3
379907359 | PTJ15574 |  |  |  | VPTJ/PCE/J00355/MB1 | 310376044 | Existing | RYB |  |  | CLOSED | CLOSED | LINK |  | 11 kV | [9 empty] | PE 15.57 DWIPUTRA NO 4 (F2) | Unknown | Unknown | NO | NONE | DISTRIBUTION | TNB | WP PUTRAJAYA & CYBERJAYA | NO | Unknown |  |  |  | NO | [8 empty] | PTJ15574 | NO | [7 empty] | 3
379907364 | PTJ15576 |  |  |  | VPTJ/PCE/J00355/MB1 | 310376044 | Existing | RYB |  |  | CLOSED | CLOSED | LINK |  | 11 kV | [9 empty] | PE 15.57 DWIPUTRA NO 4 (F2) | Unknown | Unknown | NO | NONE | DISTRIBUTION | TNB | WP PUTRAJAYA & CYBERJAYA | NO | Unknown |  |  |  | NO | [8 empty] | PTJ15576 | NO | [7 empty] | 3
379907455 | PTJ15571 |  |  |  | VPTJ/PCE/J00350/MB1 | 309895385 | Existing | RYB |  |  | CLOSED | CLOSED | LINK |  | 11 kV | [9 empty] | PE 15.57 DWIPUTRA NO 4 (F1) | Unknown | Unknown | NO | NONE | DISTRIBUTION | TNB | WP PUTRAJAYA & CYBERJAYA | NO | Unknown |  |  |  | NO | [8 empty] | PTJ15571 | NO | [7 empty] | 3
379907460 | PTJ15573 |  |  |  | VPTJ/PCE/J00350/MB1 | 309895385 | Existing | RYB |  |  | CLOSED | CLOSED | LINK |  | 11 kV | [9 empty] | PE 15.57 DWIPUTRA NO 4 (F1) | Unknown | Unknown | NO | NONE | DISTRIBUTION | TNB | WP PUTRAJAYA & CYBERJAYA | NO | Unknown |  |  |  | NO | [8 empty] | PTJ15573 | NO | [7 empty] | 3
379907554 | PTJ15594 |  |  |  | VPTJ/PCE/J00354/MB1 | 300537442 | Existing | RYB |  |  | CLOSED | CLOSED | LINK |  | 11 kV | [9 empty] | PE 15.59 DWIPUTRA NO 6 (F2) | Unknown | Unknown | NO | NONE | DISTRIBUTION | TNB | WP PUTRAJAYA & CYBERJAYA | NO | Unknown |  |  |  | NO | [8 empty] | PTJ15594 | NO | [7 empty] | 3
379907559 | PTJ15596 |  |  |  | VPTJ/PCE/J00354/MB1 | 300537442 | Existing | RYB |  |  | CLOSED | CLOSED | LINK |  | 11 kV | [9 empty] | PE 15.59 DWIPUTRA NO 6 (F2) | Unknown | Unknown | NO | NONE | DISTRIBUTION | TNB | WP PUTRAJAYA & CYBERJAYA | NO | Unknown |  |  |  | NO | [8 empty] | PTJ15596 | NO | [7 empty] | 3
379907648 | PTJ15591 |  |  |  | VPTJ/PCE/J00352/MB1 | 300554401 | Existing | RYB |  |  | CLOSED | CLOSED | LINK |  | 11 kV | [9 empty] | PE 15.59 DWIPUTRA NO 6 (F1) | Unknown | Unknown | NO | NONE | DISTRIBUTION | TNB | WP PUTRAJAYA & CYBERJAYA | NO | Unknown |  |  |  | NO | [8 empty] | PTJ15591 | NO | [7 empty] | 3
379907653 | PTJ15593 |  |  |  | VPTJ/PCE/J00352/MB1 | 300554401 | Existing | RYB |  |  | CLOSED | CLOSED | LINK |  | 11 kV | [9 empty] | PE 15.59 DWIPUTRA NO 6 (F1) | Unknown | Unknown | NO | NONE | DISTRIBUTION | TNB | WP PUTRAJAYA & CYBERJAYA | NO | Unknown |  |  |  | NO | [8 empty] | PTJ15593 | NO | [7 empty] | 3
379907760 | PTJ15584 |  |  |  | VPTJ/PCE/J00353/MB1 | 300537441 | Existing | RYB |  |  | CLOSED | CLOSED | LINK |  | 11 kV | [9 empty] | PE 15.58 DWIPUTRA NO 5 (F2) | Unknown | Unknown | NO | NONE | DISTRIBUTION | TNB | WP PUTRAJAYA & CYBERJAYA | NO | Unknown |  |  |  | NO | [8 empty] | PTJ15584 | NO | [7 empty] | 3
379907765 | PTJ15586 |  |  |  | VPTJ/PCE/J00353/MB1 | 300537441 | Existing | RYB |  |  | CLOSED | CLOSED | LINK |  | 11 kV | [9 empty] | PE 15.58 DWIPUTRA NO 5 (F2) | Unknown | Unknown | NO | NONE | DISTRIBUTION | TNB | WP PUTRAJAYA & CYBERJAYA | NO | Unknown |  |  |  | NO | [8 empty] | PTJ15586 | NO | [7 empty] | 3
379907854 | PTJ15581 |  |  |  | VPTJ/PCE/J00351/MB1 | 300554406 | Existing | RYB |  |  | CLOSED | CLOSED | LINK |  | 11 kV | [9 empty] | PE 15.58 DWIPUTRA NO 5 (F1) | Unknown | Unknown | NO | NONE | DISTRIBUTION | TNB | WP PUTRAJAYA & CYBERJAYA | NO | Unknown |  |  |  | NO | [8 empty] | PTJ15581 | NO | [7 empty] | 3
379907859 | PTJ15583 |  |  |  | VPTJ/PCE/J00351/MB1 | 300554406 | Existing | RYB |  |  | CLOSED | CLOSED | LINK |  | 11 kV | [9 empty] | PE 15.58 DWIPUTRA NO 5 (F1) | Unknown | Unknown | NO | NONE | DISTRIBUTION | TNB | WP PUTRAJAYA & CYBERJAYA | NO | Unknown |  |  |  | NO | [8 empty] | PTJ15583 | NO | [7 empty] | 3
379907989 | PTJ08401 |  |  |  | VPTJ/PCE/J08402/MB08404 | 310375499 | Existing | RYB |  |  | CLOSED | CLOSED | LINK |  | 11 kV | [9 empty] | PE 8.40 8R4 BLOK C F2 | Unknown | Unknown | NO | NONE | DISTRIBUTION | TNB | WP PUTRAJAYA & CYBERJAYA | NO | Unknown |  |  |  | NO | [8 empty] | PTJ08401 | NO | [7 empty] | 3
379907994 | PTJ08402 |  |  |  | VPTJ/PCE/J08402/MB08404 | 310375499 | Existing | RYB |  |  | CLOSED | CLOSED | LINK |  | 11 kV | [9 empty] | PE 8.40 8R4 BLOK C F2 | Unknown | Unknown | NO | NONE | DISTRIBUTION | TNB | WP PUTRAJAYA & CYBERJAYA | NO | Unknown |  |  |  | NO | [8 empty] | PTJ08402 | NO | [7 empty] | 3
379908112 | PTJ08404 |  |  |  | VPTJ/PCE/J08401/MB08401 | 310375494 | Existing | RYB |  |  | CLOSED | CLOSED | LINK |  | 11 kV | [6 empty] | EPE |  |  | PE 8.40 8R4 BLOK C F1 | Unknown | Unknown | NO | NONE | DISTRIBUTION | TNB | WP PUTRAJAYA & CYBERJAYA | NO | Unknown |  |  |  | NO | [8 empty] | PTJ08404 | NO | [7 empty] | 3
379908117 | PTJ08406 |  |  |  | VPTJ/PCE/J08401/MB08401 | 310375494 | Existing | RYB |  |  | CLOSED | CLOSED | LINK |  | 11 kV | [6 empty] | EPE |  |  | PE 8.40 8R4 BLOK C F1 | Unknown | Unknown | NO | NONE | DISTRIBUTION | TNB | WP PUTRAJAYA & CYBERJAYA | NO | Unknown |  |  |  | NO | [8 empty] | PTJ08406 | NO | [7 empty] | 3
379908208 | PTJ08411 |  |  |  | VPTJ/PCE/J08411/MB08411 | 310375504 | Existing | RYB |  |  | CLOSED | CLOSED | LINK |  | 11 kV | [6 empty] | EPE |  |  | PE 8.41 8R4 BLOK D F1 | Unknown | Unknown | NO | NONE | DISTRIBUTION | TNB | WP PUTRAJAYA & CYBERJAYA | NO | Unknown |  |  |  | NO | [8 empty] | PTJ08411 | NO | [7 empty] | 3
379908213 | PTJ08412 |  |  |  | VPTJ/PCE/J08411/MB08411 | 310375504 | Existing | RYB |  |  | CLOSED | CLOSED | LINK |  | 11 kV | [6 empty] | EPE |  |  | PE 8.41 8R4 BLOK D F1 | Unknown | Unknown | NO | NONE | DISTRIBUTION | TNB | WP PUTRAJAYA & CYBERJAYA | NO | Unknown |  |  |  | NO | [8 empty] | PTJ08412 | NO | [7 empty] | 3
379908302 | PTJ08414 |  |  |  | VPTJ/PCE/J08412/MB08414 | 300454909 | Existing | RYB |  |  | CLOSED | CLOSED | LINK |  | 11 kV | [9 empty] | PE 8.41 BLOK D 8R4 F2 | Unknown | Unknown | NO | NONE | DISTRIBUTION | TNB | WP PUTRAJAYA & CYBERJAYA | NO | Unknown |  |  |  | NO | [8 empty] | PTJ08414 | NO | [7 empty] | 3
379908307 | PTJ08416 |  |  |  | VPTJ/PCE/J08412/MB08414 | 300454909 | Existing | RYB |  |  | CLOSED | CLOSED | LINK |  | 11 kV | [9 empty] | PE 8.41 BLOK D 8R4 F2 | Unknown | Unknown | NO | NONE | DISTRIBUTION | TNB | WP PUTRAJAYA & CYBERJAYA | NO | Unknown |  |  |  | NO | [8 empty] | PTJ08416 | NO | [7 empty] | 3
379908420 | PTJ08384 |  |  |  | VPTJ/PCE/J08382/MB08384 | 310375517 | Existing | RYB |  |  | CLOSED | CLOSED | LINK |  | 11 kV | [9 empty] | PE 8.38 8R4 BLOK A F2 | Unknown | Unknown | NO | NONE | DISTRIBUTION | TNB | WP PUTRAJAYA & CYBERJAYA | NO | Unknown |  |  |  | NO | [8 empty] | PTJ08384 | NO | [7 empty] | 3
379908425 | PTJ08386 |  |  |  | VPTJ/PCE/J08382/MB08384 | 310375517 | Existing | RYB |  |  | CLOSED | CLOSED | LINK |  | 11 kV | [9 empty] | PE 8.38 8R4 BLOK A F2 | Unknown | Unknown | NO | NONE | DISTRIBUTION | TNB | WP PUTRAJAYA & CYBERJAYA | NO | Unknown |  |  |  | NO | [8 empty] | PTJ08386 | NO | [7 empty] | 3
379908514 | PTJ08381 |  |  |  | VPTJ/PCE/J08381/MB08381 | 310375510 | Existing | RYB |  |  | CLOSED | CLOSED | LINK |  | 11 kV | [6 empty] | EPE |  |  | PE 8.38 8R4 BLOK A F1 | Unknown | Unknown | NO | NONE | DISTRIBUTION | TNB | WP PUTRAJAYA & CYBERJAYA | NO | Unknown |  |  |  | NO | [8 empty] | PTJ08381 | NO | [7 empty] | 3
379908519 | PTJ08382 |  |  |  | VPTJ/PCE/J08381/MB08381 | 310375510 | Existing | RYB |  |  | CLOSED | CLOSED | LINK |  | 11 kV | [6 empty] | EPE |  |  | PE 8.38 8R4 BLOK A F1 | Unknown | Unknown | NO | NONE | DISTRIBUTION | TNB | WP PUTRAJAYA & CYBERJAYA | NO | Unknown |  |  |  | NO | [8 empty] | PTJ08382 | NO | [7 empty] | 3
379908610 | PTJ08392 |  |  |  | VPTJ/PCE/J08391/MB08391 | 310375522 | Existing | RYB |  |  | CLOSED | CLOSED | LINK |  | 11 kV | [6 empty] | INDKOM |  |  | PE 8.39 8R4 BLOK B F1 | Unknown | Unknown | NO | NONE | DISTRIBUTION | TNB | WP PUTRAJAYA & CYBERJAYA | NO | Unknown |  |  |  | NO | [8 empty] | PTJ08392 | NO | [7 empty] | 3
379908615 | PTJ08391 |  |  |  | VPTJ/PCE/J08391/MB08391 | 310375522 | Existing | RYB |  |  | CLOSED | CLOSED | LINK |  | 11 kV | [6 empty] | INDKOM |  |  | PE 8.39 8R4 BLOK B F1 | Unknown | Unknown | NO | NONE | DISTRIBUTION | TNB | WP PUTRAJAYA & CYBERJAYA | NO | Unknown |  |  |  | NO | [8 empty] | PTJ08391 | NO | [7 empty] | 3
379908704 | PTJ08395 |  |  |  | VPTJ/PCE/J08392/MB08394 | 310338736 | Existing | RYB |  |  | CLOSED | CLOSED | LINK |  | 11 kV | [6 empty] | INDKOM |  |  | PE 8.39 BLOK B 8R4 F2 | Unknown | Unknown | NO | NONE | DISTRIBUTION | TNB | WP PUTRAJAYA & CYBERJAYA | NO | Unknown |  |  |  | NO | [8 empty] | PTJ08395 | NO | [7 empty] | 3
379908709 | PTJ08394 |  |  |  | VPTJ/PCE/J08392/MB08394 | 310338736 | Existing | RYB |  |  | CLOSED | CLOSED | LINK |  | 11 kV | [6 empty] | INDKOM |  |  | PE 8.39 BLOK B 8R4 F2 | Unknown | Unknown | NO | NONE | DISTRIBUTION | TNB | WP PUTRAJAYA & CYBERJAYA | NO | Unknown |  |  |  | NO | [8 empty] | PTJ08394 | NO | [7 empty] | 3
379908859 | PTJ11761 |  |  |  | VPTJ/PCE/J00356/MB1 | 310286482 | Existing | RYB |  |  | CLOSED | CLOSED | LINK |  | 11 kV | [6 empty] | INDKOM |  |  | PE 11.76 TERES ZON 9D (1) (F1) | Unknown | Unknown | NO | NONE | DISTRIBUTION | TNB | WP PUTRAJAYA & CYBERJAYA | NO | Unknown |  |  |  | NO | [8 empty] | PTJ11761 | NO | [7 empty] | 3
379908864 | PTJ11762 |  |  |  | VPTJ/PCE/J00356/MB1 | 310286482 | Existing | RYB |  |  | CLOSED | CLOSED | LINK |  | 11 kV | [6 empty] | INDKOM |  |  | PE 11.76 TERES ZON 9D (1) (F1) | Unknown | Unknown | NO | NONE | DISTRIBUTION | TNB | WP PUTRAJAYA & CYBERJAYA | NO | Unknown |  |  |  | NO | [8 empty] | PTJ11762 | NO | [7 empty] | 3
379908963 | PTJ11764 |  |  |  | VPTJ/PCE/J00359/MB1 | 310371017 | Existing | RYB |  |  | CLOSED | CLOSED | LINK |  | 11 kV | [6 empty] | INDKOM |  |  | PE 11.76 TERES ZON 9D (1) (F2) | Unknown | Unknown | NO | NONE | DISTRIBUTION | TNB | WP PUTRAJAYA & CYBERJAYA | NO | Unknown |  |  |  | NO | [8 empty] | PTJ11764 | NO | [7 empty] | 3
379908968 | PTJ11765 |  |  |  | VPTJ/PCE/J00359/MB1 | 310371017 | Existing | RYB |  |  | CLOSED | CLOSED | LINK |  | 11 kV | [6 empty] | INDKOM |  |  | PE 11.76 TERES ZON 9D (1) (F2) | Unknown | Unknown | NO | NONE | DISTRIBUTION | TNB | WP PUTRAJAYA & CYBERJAYA | NO | Unknown |  |  |  | NO | [8 empty] | PTJ11765 | NO | [7 empty] | 3
379909069 | PTJ11771 |  |  |  | VPTJ/PCE/J00357/MB1 | 310371019 | Existing | RYB |  |  | CLOSED | CLOSED | LINK |  | 11 kV | [6 empty] | INDKOM |  |  | PE 11.77 TERES ZON 9D (2) (F1) | Unknown | Unknown | NO | NONE | DISTRIBUTION | TNB | WP PUTRAJAYA & CYBERJAYA | NO | Unknown |  |  |  | NO | [8 empty] | PTJ11771 | NO | [7 empty] | 3
379909074 | PTJ11772 |  |  |  | VPTJ/PCE/J00357/MB1 | 310371019 | Existing | RYB |  |  | CLOSED | CLOSED | LINK |  | 11 kV | [6 empty] | INDKOM |  |  | PE 11.77 TERES ZON 9D (2) (F1) | Unknown | Unknown | NO | NONE | DISTRIBUTION | TNB | WP PUTRAJAYA & CYBERJAYA | NO | Unknown |  |  |  | NO | [8 empty] | PTJ11772 | NO | [7 empty] | 3
379909175 | PTJ11774 |  |  |  | VPTJ/PCE/J00358/MB1 | 310286485 | Existing | RYB |  |  | CLOSED | CLOSED | LINK |  | 11 kV | [6 empty] | INDKOM |  |  | PE 11.77 TERES ZON 9D (2) (F2) | Unknown | Unknown | NO | NONE | DISTRIBUTION | TNB | WP PUTRAJAYA & CYBERJAYA | NO | Unknown |  |  |  | NO | [8 empty] | PTJ11774 | NO | [7 empty] | 3
379909180 | PTJ11775 |  |  |  | VPTJ/PCE/J00358/MB1 | 310286485 | Existing | RYB |  |  | CLOSED | CLOSED | LINK |  | 11 kV | [6 empty] | INDKOM |  |  | PE 11.77 TERES ZON 9D (2) (F2) | Unknown | Unknown | NO | NONE | DISTRIBUTION | TNB | WP PUTRAJAYA & CYBERJAYA | NO | Unknown |  |  |  | NO | [8 empty] | PTJ11775 | NO | [7 empty] | 3
379909306 | PTJ11781 |  |  |  | VPTJ/PCE/J00398/MB1 | 310159639 | Existing | RYB |  |  | CLOSED | CLOSED | LINK |  | 11 kV | [9 empty] | Grp: Substation Comp. 1 PE11.78 F1 | Unknown | Unknown | NO | NONE | DISTRIBUTION | TNB | WP PUTRAJAYA & CYBERJAYA | NO | Unknown |  |  |  | NO | [8 empty] | PTJ11781 | NO | [7 empty] | 3
379909311 | PTJ11783 |  |  |  | VPTJ/PCE/J00398/MB1 | 310159639 | Existing | RYB |  |  | CLOSED | CLOSED | LINK |  | 11 kV | [9 empty] | Grp: Substation Comp. 1 PE11.78 F1 | Unknown | Unknown | NO | NONE | DISTRIBUTION | TNB | WP PUTRAJAYA & CYBERJAYA | NO | Unknown |  |  |  | NO | [8 empty] | PTJ11783 | NO | [7 empty] | 3
379909400 | PTJ11784 |  |  |  | VPTJ/PCE/J00399/MB1 | 310159659 | Existing | RYB |  | PTJ11783 PE 11.78 (PPA1M PALMA) (F1) | CLOSED | CLOSED | LINK |  | 11 kV |  | 17/11/2016 | [7 empty] | E 11.78 PPA1M PALMA (F2) | Unknown | Unknown | NO | NONE | DISTRIBUTION | TNB | WP PUTRAJAYA & CYBERJAYA | NO | Unknown |  |  |  | NO | [8 empty] | PTJ11784 | NO | [7 empty] | 3
379909405 | PTJ11786 |  |  |  | VPTJ/PCE/J00399/MB1 | 310159659 | Existing | RYB |  | PTJ11221 PE 11.22 JLN PHD/6 TERES (F2) | CLOSED | CLOSED | LINK |  | 11 kV |  | 17/11/2016 | [7 empty] | E 11.78 PPA1M PALMA (F2) | Unknown | Unknown | NO | NONE | DISTRIBUTION | TNB | WP PUTRAJAYA & CYBERJAYA | NO | Unknown |  |  |  | NO | [8 empty] | PTJ11786 | NO | [7 empty] | 3
379909509 | PTJ05351 |  |  |  | VPTJ/PCE/J05351/MB05351 | 310375513 | Existing | RYB |  |  | CLOSED | CLOSED | LINK |  | 11 kV | [6 empty] | INDKOM |  |  | PE 5.35 TEMP 5R5 | Unknown | Unknown | NO | NONE | DISTRIBUTION | TNB | WP PUTRAJAYA & CYBERJAYA | NO | Unknown |  |  |  | NO | [8 empty] | PTJ05351 | NO | [7 empty] | 3
379909514 | PTJ05352 |  |  |  | VPTJ/PCE/J05351/MB05351 | 310375513 | Existing | RYB |  |  | CLOSED | CLOSED | LINK |  | 11 kV | [6 empty] | INDKOM |  |  | PE 5.35 TEMP 5R5 | Unknown | Unknown | NO | NONE | DISTRIBUTION | TNB | WP PUTRAJAYA & CYBERJAYA | NO | Unknown |  |  |  | NO | [8 empty] | PTJ05352 | NO | [7 empty] | 3
379909798 | CBJ24362 |  |  |  | VCBJ/PCE/J24361/MB24361 | 310386506 | Existing | RYB |  |  | CLOSED | CLOSED | LINK |  | 11 kV | [6 empty] | INDKOM |  |  | PE 24.36 VERDI CONDO BLOK 2 | Unknown | Unknown | NO | NONE | DISTRIBUTION | TNB | WP PUTRAJAYA & CYBERJAYA | NO | Unknown |  |  |  | NO | [8 empty] | CBJ24362 | NO | [7 empty] | 3
379909815 | CBJ24361 |  |  |  | VCBJ/PCE/J24361/MB24361 | 310386506 | Existing | RYB |  |  | CLOSED | CLOSED | LINK |  | 11 kV | [6 empty] | INDKOM |  |  | PE 24.36 VERDI CONDO BLOK 2 | Unknown | Unknown | NO | NONE | DISTRIBUTION | TNB | WP PUTRAJAYA & CYBERJAYA | NO | Unknown |  |  |  | NO | [8 empty] | CBJ24361 | NO | [7 empty] | 3
379909981 | CBJ24352 |  |  |  | VCBJ/PCE/J24351/MB24351 | 310386491 | Existing | RYB |  |  | CLOSED | CLOSED | LINK |  | 11 kV | [6 empty] | INDKOM |  |  | PE 24.35 VERDI CONDO BLOK 1 | Unknown | Unknown | NO | NONE | DISTRIBUTION | TNB | WP PUTRAJAYA & CYBERJAYA | NO | Unknown |  |  |  | NO | [8 empty] | CBJ24352 | NO | [7 empty] | 3
379909998 | CBJ24351 |  |  |  | VCBJ/PCE/J24351/MB24351 | 310386491 | Existing | RYB |  |  | CLOSED | CLOSED | LINK |  | 11 kV | [6 empty] | INDKOM |  |  | PE 24.35 VERDI CONDO BLOK 1 | Unknown | Unknown | NO | NONE | DISTRIBUTION | TNB | WP PUTRAJAYA & CYBERJAYA | NO | Unknown |  |  |  | NO | [8 empty] | CBJ24351 | NO | [7 empty] | 3
379924535 | PTJ12044 |  |  |  | VPTJ/PCE/J00347/MB1 | 310371235 | Existing | RYB |  |  | CLOSED | CLOSED | LINK |  | 11 kV | [9 empty] | PE 12.04 SPINE ROAD NO 2 (F2) | Unknown | Unknown | NO | NONE | DISTRIBUTION | TNB | WP PUTRAJAYA & CYBERJAYA | NO | Unknown |  |  |  | NO | [8 empty] | PTJ12044 | NO | [7 empty] | 3
379924540 | PTJ12045 |  |  |  | VPTJ/PCE/J00347/MB1 | 310371235 | Existing | RYB |  |  | CLOSED | CLOSED | LINK |  | 11 kV | [9 empty] | PE 12.04 SPINE ROAD NO 2 (F2) | Unknown | Unknown | NO | NONE | DISTRIBUTION | TNB | WP PUTRAJAYA & CYBERJAYA | NO | Unknown |  |  |  | NO | [8 empty] | PTJ12045 | NO | [7 empty] | 3
379924636 | PTJ12041 |  |  |  | VPTJ/PCE/J00347/MB1 | 310371232 | Existing | RYB |  |  | CLOSED | CLOSED | LINK |  | 11 kV | [6 empty] | INDKOM |  |  | PE 12.04 SPINE ROAD NO 2 (F1) | Unknown | Unknown | NO | NONE | DISTRIBUTION | TNB | WP PUTRAJAYA & CYBERJAYA | NO | Unknown |  |  |  | NO | [8 empty] | PTJ12041 | NO | [7 empty] | 3
379924641 | PTJ12042 |  |  |  | VPTJ/PCE/J00347/MB1 | 310371232 | Existing | RYB |  |  | CLOSED | CLOSED | LINK |  | 11 kV | [6 empty] | INDKOM |  |  | PE 12.04 SPINE ROAD NO 2 (F1) | Unknown | Unknown | NO | NONE | DISTRIBUTION | TNB | WP PUTRAJAYA & CYBERJAYA | NO | Unknown |  |  |  | NO | [8 empty] | PTJ12042 | NO | [7 empty] | 3
379924730 | PTJ12054 |  |  |  | VPTJ/PCE/J00348/MB1 | 310372346 | Existing | RYB |  |  | CLOSED | CLOSED | LINK |  | 11 kV | [6 empty] | SCHNEIDER |  |  | PE 12.05 PS 19 (F2) | Unknown | Unknown | NO | NONE | DISTRIBUTION | TNB | WP PUTRAJAYA & CYBERJAYA | NO | Unknown |  |  |  | NO | [8 empty] | PTJ12054 | NO | [7 empty] | 3
379924735 | PTJ12056 |  |  |  | VPTJ/PCE/J00348/MB1 | 310372346 | Existing | RYB |  |  | CLOSED | CLOSED | LINK |  | 11 kV | [6 empty] | SCHNEIDER |  |  | PE 12.05 PS 19 (F2) | Unknown | Unknown | NO | NONE | DISTRIBUTION | TNB | WP PUTRAJAYA & CYBERJAYA | NO | Unknown |  |  |  | NO | [8 empty] | PTJ12056 | NO | [7 empty] | 3
379924824 | PTJ12051 |  |  |  | VPTJ/PCE/J00346/MB1 | 310372341 | Existing | RYB |  |  | CLOSED | CLOSED | LINK |  | 11 kV | [6 empty] | SCHNEIDER |  |  | PE 12.05 PS 19 (F1) | Unknown | Unknown | NO | NONE | DISTRIBUTION | TNB | WP PUTRAJAYA & CYBERJAYA | NO | Unknown |  |  |  | NO | [8 empty] | PTJ12051 | NO | [7 empty] | 3
379924829 | PTJ12053 |  |  |  | VPTJ/PCE/J00346/MB1 | 310372341 | Existing | RYB |  |  | CLOSED | CLOSED | LINK |  | 11 kV | [6 empty] | SCHNEIDER |  |  | PE 12.05 PS 19 (F1) | Unknown | Unknown | NO | NONE | DISTRIBUTION | TNB | WP PUTRAJAYA & CYBERJAYA | NO | Unknown |  |  |  | NO | [8 empty] | PTJ12053 | NO | [7 empty] | 3
379924995 | PTJ15491 |  |  |  | VPTJ/PCE/J00335/MB1 | 310332995 | Existing | RYB |  |  | CLOSED | CLOSED | LINK |  | 11 kV | [6 empty] | INDKOM |  |  | PE 15.49 NADI 15 (1) (F1) | Unknown | Unknown | NO | NONE | DISTRIBUTION | TNB | WP PUTRAJAYA & CYBERJAYA | NO | Unknown |  |  |  | NO | [8 empty] | PTJ15491 | NO | [7 empty] | 3
379925000 | PTJ15492 |  |  |  | VPTJ/PCE/J00335/MB1 | 310332995 | Existing | RYB |  |  | CLOSED | CLOSED | LINK |  | 11 kV | [6 empty] | INDKOM |  |  | PE 15.49 NADI 15 (1) (F1) | Unknown | Unknown | NO | NONE | DISTRIBUTION | TNB | WP PUTRAJAYA & CYBERJAYA | NO | Unknown |  |  |  | NO | [8 empty] | PTJ15492 | NO | [7 empty] | 3
379925089 | PTJ15494 |  |  |  | VPTJ/PCE/J15492/MB15494 | 310332998 | Existing | RYB |  |  | CLOSED | CLOSED | LINK |  | 11 kV | [6 empty] | INDKOM |  |  | PE 15.49 NADI 15 (1) (F2) | Unknown | Unknown | NO | NONE | DISTRIBUTION | TNB | WP PUTRAJAYA & CYBERJAYA | NO | Unknown |  |  |  | NO | [8 empty] | PTJ15494 | NO | [7 empty] | 3
379925094 | PTJ15495 |  |  |  | VPTJ/PCE/J15492/MB15494 | 310332998 | Existing | RYB |  |  | CLOSED | CLOSED | LINK |  | 11 kV | [6 empty] | INDKOM |  |  | PE 15.49 NADI 15 (1) (F2) | Unknown | Unknown | NO | NONE | DISTRIBUTION | TNB | WP PUTRAJAYA & CYBERJAYA | NO | Unknown |  |  |  | NO | [8 empty] | PTJ15495 | NO | [7 empty] | 3
379925185 | PTJ15501 |  |  |  | VPTJ/PCE/J00336/MB1 | 300520274 | Existing | RYB |  |  | CLOSED | CLOSED | LINK |  | 11 kV | [6 empty] | INDKOM |  |  | PE 15.50 NADI 15 (2) (F1) | Unknown | Unknown | NO | NONE | DISTRIBUTION | TNB | WP PUTRAJAYA & CYBERJAYA | NO | Unknown |  |  |  | NO | [8 empty] | PTJ15501 | NO | [7 empty] | 3
379925190 | PTJ15502 |  |  |  | VPTJ/PCE/J00336/MB1 | 300520274 | Existing | RYB |  |  | CLOSED | CLOSED | LINK |  | 11 kV | [6 empty] | INDKOM |  |  | PE 15.50 NADI 15 (2) (F1) | Unknown | Unknown | NO | NONE | DISTRIBUTION | TNB | WP PUTRAJAYA & CYBERJAYA | NO | Unknown |  |  |  | NO | [8 empty] | PTJ15502 | NO | [7 empty] | 3
379925279 | PTJ15504 |  |  |  | VPTJ/PCE/J15502/MB15504 | 300522664 | Existing | RYB |  |  | CLOSED | CLOSED | LINK |  | 11 kV | [6 empty] | INDKOM |  |  | PE 15.50 NADI 15 (2) (F2) | Unknown | Unknown | NO | NONE | DISTRIBUTION | TNB | WP PUTRAJAYA & CYBERJAYA | NO | Unknown |  |  |  | NO | [8 empty] | PTJ15504 | NO | [7 empty] | 3
379925284 | PTJ15505 |  |  |  | VPTJ/PCE/J15502/MB15504 | 300522664 | Existing | RYB |  |  | CLOSED | CLOSED | LINK |  | 11 kV | [6 empty] | INDKOM |  |  | PE 15.50 NADI 15 (2) (F2) | Unknown | Unknown | NO | NONE | DISTRIBUTION | TNB | WP PUTRAJAYA & CYBERJAYA | NO | Unknown |  |  |  | NO | [8 empty] | PTJ15505 | NO | [7 empty] | 3
379925375 | PTJ15511 |  |  |  | VPTJ/PCE/J00334/MB1 | 300520263 | Existing | RYB |  |  | CLOSED | CLOSED | LINK |  | 11 kV | [6 empty] | INDKOM |  |  | PE 15.51 NADI 15 (3) (F1) | Unknown | Unknown | NO | NONE | DISTRIBUTION | TNB | WP PUTRAJAYA & CYBERJAYA | NO | Unknown |  |  |  | NO | [8 empty] | PTJ15511 | NO | [7 empty] | 3
379925380 | PTJ15512 |  |  |  | VPTJ/PCE/J00334/MB1 | 300520263 | Existing | RYB |  |  | CLOSED | CLOSED | LINK |  | 11 kV | [6 empty] | INDKOM |  |  | PE 15.51 NADI 15 (3) (F1) | Unknown | Unknown | NO | NONE | DISTRIBUTION | TNB | WP PUTRAJAYA & CYBERJAYA | NO | Unknown |  |  |  | NO | [8 empty] | PTJ15512 | NO | [7 empty] | 3
379925469 | PTJ15514 |  |  |  | VPTJ/PCE/J15512/MB15514 | 300522668 | Existing | RYB |  |  | CLOSED | CLOSED | LINK |  | 11 kV | [6 empty] | INDKOM |  |  | PE 15.51 NADI 15 (3) (F2) | Unknown | Unknown | NO | NONE | DISTRIBUTION | TNB | WP PUTRAJAYA & CYBERJAYA | NO | Unknown |  |  |  | NO | [8 empty] | PTJ15514 | NO | [7 empty] | 3
379925474 | PTJ15515 |  |  |  | VPTJ/PCE/J15512/MB15514 | 300522668 | Existing | RYB |  |  | CLOSED | CLOSED | LINK |  | 11 kV | [6 empty] | INDKOM |  |  | PE 15.51 NADI 15 (3) (F2) | Unknown | Unknown | NO | NONE | DISTRIBUTION | TNB | WP PUTRAJAYA & CYBERJAYA | NO | Unknown |  |  |  | NO | [8 empty] | PTJ15515 | NO | [7 empty] | 3
379925854 | PTJ14341 |  |  |  | VPTJ/PCE/J00372/MB1 | 310376046 | Existing | RYB |  |  | CLOSED | CLOSED | LINK |  | 11 kV | [6 empty] | INDKOM |  |  | PE 14.34 DUTA VILLA (EFI) (F1) | Unknown | Unknown | NO | NONE | DISTRIBUTION | TNB | WP PUTRAJAYA & CYBERJAYA | NO | Unknown |  |  |  | NO | [8 empty] | PTJ14341 | NO | [7 empty] | 3
379925859 | PTJ14342 |  |  |  | VPTJ/PCE/J00372/MB1 | 310376046 | Existing | RYB |  |  | CLOSED | CLOSED | LINK |  | 11 kV | [6 empty] | INDKOM |  |  | PE 14.34 DUTA VILLA (EFI) (F1) | Unknown | Unknown | NO | NONE | DISTRIBUTION | TNB | WP PUTRAJAYA & CYBERJAYA | NO | Unknown |  |  |  | NO | [8 empty] | PTJ14342 | NO | [7 empty] | 3
379925958 | PTJ14344 |  |  |  | VPTJ/PCE/J00374/MB1 | 310376049 | Existing | RYB |  |  | CLOSED | CLOSED | LINK |  | 11 kV | [6 empty] | INDKOM |  |  | PE 14.34 DUTA VILLA (EFI) (F2) | Unknown | Unknown | NO | NONE | DISTRIBUTION | TNB | WP PUTRAJAYA & CYBERJAYA | NO | Unknown |  |  |  | NO | [8 empty] | PTJ14344 | NO | [7 empty] | 3
379925963 | PTJ14345 |  |  |  | VPTJ/PCE/J00374/MB1 | 310376049 | Existing | RYB |  |  | CLOSED | CLOSED | LINK |  | 11 kV | [6 empty] | INDKOM |  |  | PE 14.34 DUTA VILLA (EFI) (F2) | Unknown | Unknown | NO | NONE | DISTRIBUTION | TNB | WP PUTRAJAYA & CYBERJAYA | NO | Unknown |  |  |  | NO | [8 empty] | PTJ14345 | NO | [7 empty] | 3
379926310 | CBJ25301 |  |  |  | VCBJ/PCE/J00130/MB1 | 310375552 | Existing | RYB |  |  | CLOSED | CLOSED | LINK |  | 11 kV | [6 empty] | SCHNEIDER |  |  | PE 25.30 GLADE 3-3 | Unknown | Unknown | NO | NONE | DISTRIBUTION | TNB | WP PUTRAJAYA & CYBERJAYA | NO | Unknown |  |  |  | NO | [8 empty] | CBJ25301 | NO | [7 empty] | 3
379926315 | CBJ25303 |  |  |  | VCBJ/PCE/J00130/MB1 | 310375552 | Existing | RYB |  |  | CLOSED | CLOSED | LINK |  | 11 kV | [6 empty] | SCHNEIDER |  |  | PE 25.30 GLADE 3-3 | Unknown | Unknown | NO | NONE | DISTRIBUTION | TNB | WP PUTRAJAYA & CYBERJAYA | NO | Unknown |  |  |  | NO | [8 empty] | CBJ25303 | NO | [7 empty] | 3
379926404 | CBJ25291 |  |  |  | VCBJ/PCE/J00129/MB1 | 310389792 | Existing | RYB |  |  | CLOSED | CLOSED | LINK |  | 11 kV | [6 empty] | SCHNEIDER |  |  | PE 25.29 GLADE 3-2 | Unknown | Unknown | NO | NONE | DISTRIBUTION | TNB | WP PUTRAJAYA & CYBERJAYA | NO | Unknown |  |  |  | NO | [8 empty] | CBJ25291 | NO | [7 empty] | 3
379926409 | CBJ25293 |  |  |  | VCBJ/PCE/J00129/MB1 | 310389792 | Existing | RYB |  |  | CLOSED | CLOSED | LINK |  | 11 kV | [6 empty] | SCHNEIDER |  |  | PE 25.29 GLADE 3-2 | Unknown | Unknown | NO | NONE | DISTRIBUTION | TNB | WP PUTRAJAYA & CYBERJAYA | NO | Unknown |  |  |  | NO | [8 empty] | CBJ25293 | NO | [7 empty] | 3
379926498 | CBJ25281 |  |  |  | VCBJ/PCE/J00124/MB1 | 310389790 | Existing | RYB |  |  | CLOSED | CLOSED | LINK |  | 11 kV | [6 empty] | MERLIN GERIN |  |  | PE 25.28 GLADE 3-1 | Unknown | Unknown | NO | NONE | DISTRIBUTION | TNB | WP PUTRAJAYA & CYBERJAYA | NO | Unknown |  |  |  | NO | [8 empty] | CBJ25281 | NO | [7 empty] | 3
379926503 | CBJ25283 |  |  |  | VCBJ/PCE/J00124/MB1 | 310389790 | Existing | RYB |  |  | CLOSED | CLOSED | LINK |  | 11 kV | [6 empty] | MERLIN GERIN |  |  | PE 25.28 GLADE 3-1 | Unknown | Unknown | NO | NONE | DISTRIBUTION | TNB | WP PUTRAJAYA & CYBERJAYA | NO | Unknown |  |  |  | NO | [8 empty] | CBJ25283 | NO | [7 empty] | 3
379926835 | CBJ23211 |  |  |  | VCBJ/PCE/J23211/MB23211 | 310303828 | Existing | RYB |  |  | CLOSED | CLOSED | LINK |  | 11 kV | [6 empty] | SCHNEIDER |  |  | PE 23.21 EASTERN CORIDOR | Unknown | Unknown | NO | NONE | DISTRIBUTION | TNB | WP PUTRAJAYA & CYBERJAYA | NO | Unknown |  |  |  | NO | [8 empty] | CBJ23211 | NO | [7 empty] | 3
379926840 | CBJ23213 |  |  |  | VCBJ/PCE/J23211/MB23211 | 310303828 | Existing | RYB |  |  | CLOSED | CLOSED | LINK |  | 11 kV | [6 empty] | SCHNEIDER |  |  | PE 23.21 EASTERN CORIDOR | Unknown | Unknown | NO | NONE | DISTRIBUTION | TNB | WP PUTRAJAYA & CYBERJAYA | NO | Unknown |  |  |  | NO | [8 empty] | CBJ23213 | NO | [7 empty] | 3
379926946 | CBJ23311 |  |  |  | VCBJ/PCE/J00132/MB1 | 310386417 | Existing | RYB |  |  | CLOSED | CLOSED | LINK |  | 11 kV | [6 empty] | MERLIN GERIN |  |  | PE 23.31 TEMP AXVENTURE | Unknown | Unknown | NO | NONE | DISTRIBUTION | TNB | WP PUTRAJAYA & CYBERJAYA | NO | Unknown |  |  |  | NO | [8 empty] | CBJ23311 | NO | [7 empty] | 3
379926951 | CBJ23313 |  |  |  | VCBJ/PCE/J00132/MB1 | 310386417 | Existing | RYB |  |  | CLOSED | CLOSED | LINK |  | 11 kV | [6 empty] | MERLIN GERIN |  |  | PE 23.31 TEMP AXVENTURE | Unknown | Unknown | NO | NONE | DISTRIBUTION | TNB | WP PUTRAJAYA & CYBERJAYA | NO | Unknown |  |  |  | NO | [8 empty] | CBJ23313 | NO | [7 empty] | 3
380663137 | P17151 |  |  |  | VPTJ/PCE/J00442/MB1 | 310554291 | Existing | RYB |  |  | CLOSED | CLOSED | LINK |  | 11 kV | [6 empty] | SIEMENS |  |  | D-PTJ-C15-0989 | Unknown | Unknown | NO | NONE | DISTRIBUTION | TNB | WP PUTRAJAYA & CYBERJAYA | NO | Unknown |  |  |  | NO | [8 empty] | P17151 | NO | [7 empty] | 3
380663142 | P17153 |  |  |  | VPTJ/PCE/J00442/MB1 | 310554291 | Existing | RYB |  |  | CLOSED | CLOSED | LINK |  | 11 kV | [6 empty] | SIEMENS |  |  | D-PTJ-C15-0989 | Unknown | Unknown | NO | NONE | DISTRIBUTION | TNB | WP PUTRAJAYA & CYBERJAYA | NO | Unknown |  |  |  | NO | [8 empty] | P17153 | NO | [7 empty] | 3
380663258 | P17154 |  |  |  | VPTJ/PCE/J00443/MB1 | 310554274 | Existing | RYB |  |  | CLOSED | CLOSED | LINK |  | 11 kV | [6 empty] | SIEMENS |  |  | D-PTJ-C15-0989 | Unknown | Unknown | NO | NONE | DISTRIBUTION | TNB | WP PUTRAJAYA & CYBERJAYA | NO | Unknown |  |  |  | NO | [8 empty] | P17154 | NO | [7 empty] | 3
380663263 | P17155 |  |  |  | VPTJ/PCE/J00443/MB1 | 310554274 | Existing | RYB |  |  | CLOSED | CLOSED | LINK |  | 11 kV | [6 empty] | SIEMENS |  |  | D-PTJ-C15-0989 | Unknown | Unknown | NO | NONE | DISTRIBUTION | TNB | WP PUTRAJAYA & CYBERJAYA | NO | Unknown |  |  |  | NO | [8 empty] | P17155 | NO | [7 empty] | 3
380663381 | P17162 |  |  |  | VPTJ/PCE/J00444/MB1 | 310554333 | Existing | RYB |  | P17061 PE 17.06 BLOK A 17RK2 (F1) | CLOSED | CLOSED | LINK |  | 11 kV | [9 empty] | D-PTJ-C15-0989 | Unknown | Unknown | NO | NONE | DISTRIBUTION | TNB | WP PUTRAJAYA & CYBERJAYA | NO | Unknown |  |  |  | NO | [8 empty] | P17162 | NO | [7 empty] | 3
380663386 | P17161 |  |  |  | VPTJ/PCE/J00444/MB1 | 310554333 | Existing | RYB |  |  | CLOSED | CLOSED | LINK |  | 11 kV | [9 empty] | D-PTJ-C15-0989 | Unknown | Unknown | NO | NONE | DISTRIBUTION | TNB | WP PUTRAJAYA & CYBERJAYA | NO | Unknown |  |  |  | NO | [8 empty] | P17161 | NO | [7 empty] | 3
380663502 | P17165 |  |  |  | VPTJ/PCE/J00445/MB1 | 310543647 | Existing | RYB |  | PTJ17064 PE 17.06 BLOK A 17RK2 (F2) | CLOSED | CLOSED | LINK |  | 11 kV | [9 empty] | D-PTJ-C15-0989 | Unknown | Unknown | NO | NONE | DISTRIBUTION | TNB | WP PUTRAJAYA & CYBERJAYA | NO | Unknown |  |  |  | NO | [8 empty] | P17165 | NO | [7 empty] | 3
380663507 | P17164 |  |  |  | VPTJ/PCE/J00445/MB1 | 310543647 | Existing | RYB |  |  | CLOSED | CLOSED | LINK |  | 11 kV | [9 empty] | D-PTJ-C15-0989 | Unknown | Unknown | NO | NONE | DISTRIBUTION | TNB | WP PUTRAJAYA & CYBERJAYA | NO | Unknown |  |  |  | NO | [8 empty] | P17164 | NO | [7 empty] | 3
381110830 |  |  |  |  | VCBJ/PMU/J00002/MB34 | 300279492 | Existing | Unknown |  |  | OPEN | CLOSED | BUSBAR COUPLER |  | 11 kV |  | 29/03/2000 |  |  |  |  | EPE |  |  | PMU CBJ NORTH 132/11KV | Unknown | Unknown | NO | NONE | DISTRIBUTION | TNB | WP PUTRAJAYA & CYBERJAYA | NO | Unknown |  |  |  | NO | [17 empty] | 0
381110835 | [6 empty] | Existing | Unknown |  |  | CLOSED | CLOSED | MAIN |  | 11 kV | [9 empty] | PMU CBJ NORTH 132/11KV | Unknown | Unknown | NO | NONE | DISTRIBUTION | TNB | WP PUTRAJAYA & CYBERJAYA | NO | Unknown |  |  |  | NO | [17 empty] | 0
381110840 | [6 empty] | Existing | Unknown |  |  | OPEN | CLOSED | MAIN |  | 11 kV | [9 empty] | PMU CBJ NORTH 132/11KV | Unknown | Unknown | NO | NONE | DISTRIBUTION | TNB | WP PUTRAJAYA & CYBERJAYA | NO | Unknown |  |  |  | NO | [17 empty] | 0
381110848 | [6 empty] | Existing | Unknown |  |  | OPEN | CLOSED | MAIN |  | 11 kV | [9 empty] | PMU CBJ NORTH 132/11KV | Unknown | Unknown | NO | NONE | DISTRIBUTION | TNB | WP PUTRAJAYA & CYBERJAYA | NO | Unknown |  |  |  | NO | [17 empty] | 0
381110856 | [6 empty] | Existing | Unknown |  |  | CLOSED | CLOSED | MAIN |  | 11 kV | [9 empty] | PMU CBJ NORTH 132/11KV | Unknown | Unknown | NO | NONE | DISTRIBUTION | TNB | WP PUTRAJAYA & CYBERJAYA | NO | Unknown |  |  |  | NO | [17 empty] | 0
381110864 | [6 empty] | Existing | Unknown |  |  | CLOSED | CLOSED | MAIN |  | 11 kV | [9 empty] | PMU CBJ NORTH 132/11KV | Unknown | Unknown | NO | NONE | DISTRIBUTION | TNB | WP PUTRAJAYA & CYBERJAYA | NO | Unknown |  |  |  | NO | [17 empty] | 0
381110884 | [6 empty] | Existing | Unknown |  |  | OPEN | CLOSED | MAIN |  | 11 kV | [9 empty] | PMU CBJ NORTH 132/11KV | Unknown | Unknown | NO | NONE | DISTRIBUTION | TNB | WP PUTRAJAYA & CYBERJAYA | NO | Unknown |  |  |  | NO | [17 empty] | 0
381110889 | [6 empty] | Existing | Unknown |  |  | CLOSED | CLOSED | MAIN |  | 11 kV | [9 empty] | PMU CBJ NORTH 132/11KV | Unknown | Unknown | NO | NONE | DISTRIBUTION | TNB | WP PUTRAJAYA & CYBERJAYA | NO | Unknown |  |  |  | NO | [17 empty] | 0
381110890 | [6 empty] | Existing | Unknown |  |  | OPEN | CLOSED | MAIN |  | 11 kV | [9 empty] | PMU CBJ NORTH 132/11KV | Unknown | Unknown | NO | NONE | DISTRIBUTION | TNB | WP PUTRAJAYA & CYBERJAYA | NO | Unknown |  |  |  | NO | [17 empty] | 0
381110897 | [6 empty] | Existing | Unknown |  |  | OPEN | CLOSED | MAIN |  | 11 kV | [9 empty] | PMU CBJ NORTH 132/11KV | Unknown | Unknown | NO | NONE | DISTRIBUTION | TNB | WP PUTRAJAYA & CYBERJAYA | NO | Unknown |  |  |  | NO | [17 empty] | 0
381110903 | [6 empty] | Existing | Unknown |  |  | CLOSED | CLOSED | MAIN |  | 11 kV | [9 empty] | PMU CBJ NORTH 132/11KV | Unknown | Unknown | NO | NONE | DISTRIBUTION | TNB | WP PUTRAJAYA & CYBERJAYA | NO | Unknown |  |  |  | NO | [17 empty] | 0
381110905 |  |  |  |  | VCBJ/PMU/J00002/MB30 | 300278073 | Existing | Unknown |  |  | OPEN | CLOSED | BUSBAR SECTION |  | 11 kV |  | 2006-06-04 |  |  |  |  | EPE |  |  | PMU CBJ NORTH 132/11KV | Unknown | Unknown | NO | NONE | DISTRIBUTION | TNB | WP PUTRAJAYA & CYBERJAYA | NO | Unknown |  |  |  | NO | [17 empty] | 0
381110908 | [6 empty] | Existing | Unknown |  |  | CLOSED | CLOSED | MAIN |  | 11 kV | [9 empty] | PMU CBJ NORTH 132/11KV | Unknown | Unknown | NO | NONE | DISTRIBUTION | TNB | WP PUTRAJAYA & CYBERJAYA | NO | Unknown |  |  |  | NO | [17 empty] | 0
381110911 | [6 empty] | Existing | Unknown |  |  | OPEN | CLOSED | MAIN |  | 11 kV | [9 empty] | PMU CBJ NORTH 132/11KV | Unknown | Unknown | NO | NONE | DISTRIBUTION | TNB | WP PUTRAJAYA & CYBERJAYA | NO | Unknown |  |  |  | NO | [17 empty] | 0
381110912 | [6 empty] | Existing | Unknown |  |  | OPEN | CLOSED | MAIN |  | 11 kV | [9 empty] | PMU CBJ NORTH 132/11KV | Unknown | Unknown | NO | NONE | DISTRIBUTION | TNB | WP PUTRAJAYA & CYBERJAYA | NO | Unknown |  |  |  | NO | [17 empty] | 0
381110919 | [6 empty] | Existing | Unknown |  |  | CLOSED | CLOSED | MAIN |  | 11 kV | [9 empty] | PMU CBJ NORTH 132/11KV | Unknown | Unknown | NO | NONE | DISTRIBUTION | TNB | WP PUTRAJAYA & CYBERJAYA | NO | Unknown |  |  |  | NO | [17 empty] | 0
381110923 | [6 empty] | Existing | Unknown |  |  | OPEN | CLOSED | MAIN |  | 11 kV | [9 empty] | PMU CBJ NORTH 132/11KV | Unknown | Unknown | NO | NONE | DISTRIBUTION | TNB | WP PUTRAJAYA & CYBERJAYA | NO | Unknown |  |  |  | NO | [17 empty] | 0
381110927 | [6 empty] | Existing | Unknown |  |  | CLOSED | CLOSED | MAIN |  | 11 kV | [9 empty] | PMU CBJ NORTH 132/11KV | Unknown | Unknown | NO | NONE | DISTRIBUTION | TNB | WP PUTRAJAYA & CYBERJAYA | NO | Unknown |  |  |  | NO | [17 empty] | 0
381110928 | [6 empty] | Existing | Unknown |  |  | CLOSED | CLOSED | MAIN |  | 11 kV | [9 empty] | PMU CBJ NORTH 132/11KV | Unknown | Unknown | NO | NONE | DISTRIBUTION | TNB | WP PUTRAJAYA & CYBERJAYA | NO | Unknown |  |  |  | NO | [17 empty] | 0
381110937 | [6 empty] | Existing | Unknown |  |  | OPEN | CLOSED | MAIN |  | 11 kV | [9 empty] | PMU CBJ NORTH 132/11KV | Unknown | Unknown | NO | NONE | DISTRIBUTION | TNB | WP PUTRAJAYA & CYBERJAYA | NO | Unknown |  |  |  | NO | [17 empty] | 0
381110947 | [6 empty] | Existing | Unknown |  |  | OPEN | CLOSED | MAIN |  | 11 kV | [9 empty] | PMU CBJ NORTH 132/11KV | Unknown | Unknown | NO | NONE | DISTRIBUTION | TNB | WP PUTRAJAYA & CYBERJAYA | NO | Unknown |  |  |  | NO | [17 empty] | 0
381110953 | [6 empty] | Existing | Unknown |  |  | OPEN | CLOSED | MAIN |  | 11 kV | [9 empty] | PMU CBJ NORTH 132/11KV | Unknown | Unknown | NO | NONE | DISTRIBUTION | TNB | WP PUTRAJAYA & CYBERJAYA | NO | Unknown |  |  |  | NO | [17 empty] | 0
381110988 | [6 empty] | Existing | Unknown |  |  | CLOSED | CLOSED | MAIN |  | 11 kV | [9 empty] | PMU CBJ NORTH 132/11KV | Unknown | Unknown | NO | NONE | DISTRIBUTION | TNB | WP PUTRAJAYA & CYBERJAYA | NO | Unknown |  |  |  | NO | [17 empty] | 0
381111018 | [6 empty] | Existing | Unknown |  |  | CLOSED | CLOSED | MAIN |  | 11 kV | [9 empty] | PMU CBJ NORTH 132/11KV | Unknown | Unknown | NO | NONE | DISTRIBUTION | TNB | WP PUTRAJAYA & CYBERJAYA | NO | Unknown |  |  |  | NO | [17 empty] | 0
381111027 | [6 empty] | Existing | Unknown |  |  | OPEN | CLOSED | MAIN |  | 11 kV | [9 empty] | PMU CBJ NORTH 132/11KV | Unknown | Unknown | NO | NONE | DISTRIBUTION | TNB | WP PUTRAJAYA & CYBERJAYA | NO | Unknown |  |  |  | NO | [17 empty] | 0
381111033 | [6 empty] | Existing | Unknown |  |  | CLOSED | CLOSED | MAIN |  | 11 kV | [9 empty] | PMU CBJ NORTH 132/11KV | Unknown | Unknown | NO | NONE | DISTRIBUTION | TNB | WP PUTRAJAYA & CYBERJAYA | NO | Unknown |  |  |  | NO | [17 empty] | 0
381111034 | [6 empty] | Existing | Unknown |  |  | CLOSED | CLOSED | MAIN |  | 11 kV | [9 empty] | PMU CBJ NORTH 132/11KV | Unknown | Unknown | NO | NONE | DISTRIBUTION | TNB | WP PUTRAJAYA & CYBERJAYA | NO | Unknown |  |  |  | NO | [17 empty] | 0
381111046 | [6 empty] | Existing | Unknown |  |  | OPEN | CLOSED | MAIN |  | 11 kV | [9 empty] | PMU CBJ NORTH 132/11KV | Unknown | Unknown | NO | NONE | DISTRIBUTION | TNB | WP PUTRAJAYA & CYBERJAYA | NO | Unknown |  |  |  | NO | [17 empty] | 0
381111049 | [6 empty] | Existing | Unknown |  |  | OPEN | CLOSED | MAIN |  | 11 kV | [9 empty] | PMU CBJ NORTH 132/11KV | Unknown | Unknown | NO | NONE | DISTRIBUTION | TNB | WP PUTRAJAYA & CYBERJAYA | NO | Unknown |  |  |  | NO | [17 empty] | 0
381111074 | [6 empty] | Existing | Unknown |  |  | CLOSED | CLOSED | MAIN |  | 11 kV | [9 empty] | PMU CBJ NORTH 132/11KV | Unknown | Unknown | NO | NONE | DISTRIBUTION | TNB | WP PUTRAJAYA & CYBERJAYA | NO | Unknown |  |  |  | NO | [17 empty] | 0
381111093 | [6 empty] | Existing | Unknown |  |  | CLOSED | CLOSED | MAIN |  | 33 kV | [9 empty] | PMU CBJ NORTH 132/33KV | Unknown | Unknown | NO | NONE | DISTRIBUTION | TNB | WP PUTRAJAYA & CYBERJAYA | Unknown |  |  |  |  | NO | [17 empty] | 0
381111094 | [6 empty] | Existing | Unknown |  |  | OPEN | OPEN | MAIN |  | 33 kV | [9 empty] | PMU CBJ NORTH 132/33KV | Unknown | Unknown | NO | NONE | DISTRIBUTION | TNB | WP PUTRAJAYA & CYBERJAYA | Unknown |  |  |  |  | NO | [17 empty] | 0
381111095 | [6 empty] | Existing | Unknown |  |  | CLOSED | CLOSED | MAIN |  | 33 kV | [9 empty] | PMU CBJ NORTH 132/33KV | Unknown | Unknown | NO | NONE | DISTRIBUTION | TNB | WP PUTRAJAYA & CYBERJAYA | NO | Unknown |  |  |  | NO | [17 empty] | 0
381111103 | [6 empty] | Existing | Unknown |  |  | OPEN | OPEN | MAIN |  | 33 kV | [9 empty] | PMU CBJ NORTH 132/33KV | Unknown | Unknown | NO | NONE | DISTRIBUTION | TNB | WP PUTRAJAYA & CYBERJAYA | NO | Unknown |  |  |  | NO | [17 empty] | 0
381111104 | [6 empty] | Existing | Unknown |  |  | OPEN | OPEN | MAIN |  | 33 kV | [9 empty] | PMU CBJ NORTH 132/33KV | Unknown | Unknown | NO | NONE | DISTRIBUTION | TNB | WP PUTRAJAYA & CYBERJAYA | NO | Unknown |  |  |  | NO | [17 empty] | 0
381111112 | [6 empty] | Existing | Unknown |  |  | CLOSED | CLOSED | MAIN |  | 33 kV | [9 empty] | PMU CBJ NORTH 132/33KV | Unknown | Unknown | NO | NONE | DISTRIBUTION | TNB | WP PUTRAJAYA & CYBERJAYA | NO | Unknown |  |  |  | NO | [17 empty] | 0
381111113 | [6 empty] | Existing | Unknown |  |  | CLOSED | CLOSED | MAIN |  | 33 kV | [9 empty] | PMU CBJ NORTH 132/33KV | Unknown | Unknown | NO | NONE | DISTRIBUTION | TNB | WP PUTRAJAYA & CYBERJAYA | Unknown |  |  |  |  | NO | [17 empty] | 0
381111118 | [6 empty] | Existing | Unknown |  |  | OPEN | OPEN | MAIN |  | 33 kV | [9 empty] | PMU CBJ NORTH 132/33KV | Unknown | Unknown | NO | NONE | DISTRIBUTION | TNB | WP PUTRAJAYA & CYBERJAYA | Unknown |  |  |  |  | NO | [17 empty] | 0
381111125 | [6 empty] | Existing | Unknown |  |  | OPEN | OPEN | MAIN |  | 33 kV | [9 empty] | PMU CBJ NORTH 132/33KV | Unknown | Unknown | NO | NONE | DISTRIBUTION | TNB | WP PUTRAJAYA & CYBERJAYA | NO | Unknown |  |  |  | NO | [17 empty] | 0
381111132 | [6 empty] | Existing | Unknown |  |  | CLOSED | CLOSED | MAIN |  | 33 kV | [9 empty] | PMU CBJ NORTH 132/33KV | Unknown | Unknown | NO | NONE | DISTRIBUTION | TNB | WP PUTRAJAYA & CYBERJAYA | NO | Unknown |  |  |  | NO | [17 empty] | 0
381111133 | [6 empty] | Existing | Unknown |  |  | CLOSED | CLOSED | MAIN |  | 33 kV | [9 empty] | PMU CBJ NORTH 132/33KV | Unknown | Unknown | NO | NONE | DISTRIBUTION | TNB | WP PUTRAJAYA & CYBERJAYA | Unknown |  |  |  |  | NO | [17 empty] | 0
381111142 | [6 empty] | Existing | Unknown |  |  | OPEN | OPEN | MAIN |  | 33 kV | [9 empty] | PMU CBJ NORTH 132/33KV | Unknown | Unknown | NO | NONE | DISTRIBUTION | TNB | WP PUTRAJAYA & CYBERJAYA | NO | Unknown |  |  |  | NO | [17 empty] | 0
381111152 | [6 empty] | Existing | Unknown |  |  | CLOSED | CLOSED | MAIN |  | 33 kV | [9 empty] | PMU CBJ NORTH 132/33KV | Unknown | Unknown | NO | NONE | DISTRIBUTION | TNB | WP PUTRAJAYA & CYBERJAYA | NO | Unknown |  |  |  | NO | [17 empty] | 0
381111163 |  |  |  |  | VCBJ/PMU/G00002/MB1SO | 300278083 | Existing | Unknown |  |  | CLOSED | CLOSED | BUSBAR SECTION |  | 11 kV |  | 13/10/2004 |  |  |  |  | ABB |  |  | PMU CBJ NORTH 132/33KV | Unknown | Unknown | NO | NONE | DISTRIBUTION | TNB | WP PUTRAJAYA & CYBERJAYA | NO | Unknown |  |  |  | NO | [17 empty] | 0
381111179 | [6 empty] | Existing | Unknown |  |  | CLOSED | CLOSED | MAIN |  | 11 kV | [9 empty] | PMU CBJ NORTH 132/33KV | Unknown | Unknown | NO | NONE | DISTRIBUTION | TNB | WP PUTRAJAYA & CYBERJAYA | NO | Unknown |  |  |  | NO | [17 empty] | 0
381111180 | [6 empty] | Existing | Unknown |  |  | CLOSED | CLOSED | MAIN |  | 33 kV | [9 empty] | PMU CBJ NORTH 132/33KV | Unknown | Unknown | NO | NONE | DISTRIBUTION | TNB | WP PUTRAJAYA & CYBERJAYA | Unknown |  |  |  |  | NO | [17 empty] | 0
381111186 | [6 empty] | Existing | Unknown |  |  | OPEN | OPEN | MAIN |  | 33 kV | [9 empty] | PMU CBJ NORTH 132/33KV | Unknown | Unknown | NO | NONE | DISTRIBUTION | TNB | WP PUTRAJAYA & CYBERJAYA | Unknown |  |  |  |  | NO | [17 empty] | 0
381111198 |  |  |  |  | VCBJ/PMU/G00002/MB1WO | 300278084 | Existing | Unknown |  |  | CLOSED | CLOSED | BUSBAR COUPLER |  | 33 kV |  | 13/10/2004 |  |  |  |  | ABB |  |  | PMU CBJ NORTH 132/33KV | Unknown | Unknown | NO | NONE | DISTRIBUTION | TNB | WP PUTRAJAYA & CYBERJAYA | NO | Unknown |  |  |  | NO | [17 empty] | 0
381111199 | [6 empty] | Existing | Unknown |  |  | OPEN | OPEN | MAIN |  | 33 kV | [9 empty] | PMU CBJ NORTH 132/33KV | Unknown | Unknown | NO | NONE | DISTRIBUTION | TNB | WP PUTRAJAYA & CYBERJAYA | NO | Unknown |  |  |  | NO | [17 empty] | 0
381111209 | [6 empty] | Existing | Unknown |  |  | CLOSED | CLOSED | MAIN |  | 33 kV | [9 empty] | PMU CBJ NORTH 132/33KV | Unknown | Unknown | NO | NONE | DISTRIBUTION | TNB | WP PUTRAJAYA & CYBERJAYA | Unknown |  |  |  |  | NO | [17 empty] | 0
381111219 | [6 empty] | Existing | Unknown |  |  | OPEN | OPEN | MAIN |  | 33 kV | [9 empty] | PMU CBJ NORTH 132/33KV | Unknown | Unknown | NO | NONE | DISTRIBUTION | TNB | WP PUTRAJAYA & CYBERJAYA | Unknown |  |  |  |  | NO | [17 empty] | 0
381111221 | [6 empty] | Existing | Unknown |  |  | OPEN | OPEN | MAIN |  | 33 kV | [9 empty] | PMU CBJ NORTH 132/33KV | Unknown | Unknown | NO | NONE | DISTRIBUTION | TNB | WP PUTRAJAYA & CYBERJAYA | NO | Unknown |  |  |  | NO | [17 empty] | 0
381111223 | [6 empty] | Existing | Unknown |  |  | OPEN | OPEN | MAIN |  | 33 kV | [9 empty] | PMU CBJ NORTH 132/33KV | Unknown | Unknown | NO | NONE | DISTRIBUTION | TNB | WP PUTRAJAYA & CYBERJAYA | Unknown |  |  |  |  | NO | [17 empty] | 0
381111225 | [6 empty] | Existing | Unknown |  |  | CLOSED | CLOSED | MAIN |  | 33 kV | [9 empty] | PMU CBJ NORTH 132/33KV | Unknown | Unknown | NO | NONE | DISTRIBUTION | TNB | WP PUTRAJAYA & CYBERJAYA | NO | Unknown |  |  |  | NO | [17 empty] | 0
381111252 | [6 empty] | Existing | Unknown |  |  | CLOSED | CLOSED | MAIN |  | 33 kV | [9 empty] | PMU CBJ NORTH 132/33KV | Unknown | Unknown | NO | NONE | DISTRIBUTION | TNB | WP PUTRAJAYA & CYBERJAYA | Unknown |  |  |  |  | NO | [17 empty] | 0
381111255 | [6 empty] | Existing | Unknown |  |  | OPEN | OPEN | MAIN |  | 33 kV | [9 empty] | PMU CBJ NORTH 132/33KV | Unknown | Unknown | NO | NONE | DISTRIBUTION | TNB | WP PUTRAJAYA & CYBERJAYA | NO | Unknown |  |  |  | NO | [17 empty] | 0
381111266 | [6 empty] | Existing | Unknown |  |  | CLOSED | CLOSED | MAIN |  | 33 kV | [9 empty] | PMU CBJ NORTH 132/33KV | Unknown | Unknown | NO | NONE | DISTRIBUTION | TNB | WP PUTRAJAYA & CYBERJAYA | NO | Unknown |  |  |  | NO | [17 empty] | 0
381111267 | [6 empty] | Existing | Unknown |  |  | OPEN | OPEN | MAIN |  | 33 kV | [9 empty] | PMU CBJ NORTH 132/33KV | Unknown | Unknown | NO | NONE | DISTRIBUTION | TNB | WP PUTRAJAYA & CYBERJAYA | Unknown |  |  |  |  | NO | [17 empty] | 0
381111275 | [6 empty] | Existing | Unknown |  |  | OPEN | OPEN | MAIN |  | 33 kV | [9 empty] | PMU CBJ NORTH 132/33KV | Unknown | Unknown | NO | NONE | DISTRIBUTION | TNB | WP PUTRAJAYA & CYBERJAYA | Unknown |  |  |  |  | NO | [17 empty] | 0
381111277 | [6 empty] | Existing | Unknown |  |  | CLOSED | CLOSED | MAIN |  | 33 kV | [9 empty] | PMU CBJ NORTH 132/33KV | Unknown | Unknown | NO | NONE | DISTRIBUTION | TNB | WP PUTRAJAYA & CYBERJAYA | Unknown |  |  |  |  | NO | [17 empty] | 0
381401671 | PTJ12096 | [5 empty] | Existing | RYB |  |  | CLOSED | CLOSED | LINK |  | 11 kV | [9 empty] | D-PTJ-C16-0948 | Unknown | Unknown | NO | NONE | DISTRIBUTION | TNB | WP PUTRAJAYA & CYBERJAYA | NO | Unknown |  |  |  | NO | [8 empty] | PTJ12096 | NO | [7 empty] | 3
381401676 | PTJ12094 | [5 empty] | Existing | RYB |  |  | CLOSED | CLOSED | LINK |  | 11 kV | [9 empty] | D-PTJ-C16-0948 | Unknown | Unknown | NO | NONE | DISTRIBUTION | TNB | WP PUTRAJAYA & CYBERJAYA | NO | Unknown |  |  |  | NO | [8 empty] | PTJ12094 | NO | [7 empty] | 3
381401785 | PTJ12093 | [5 empty] | Existing | RYB |  |  | CLOSED | CLOSED | LINK |  | 11 kV | [9 empty] | D-PTJ-C16-0948 | Unknown | Unknown | NO | NONE | DISTRIBUTION | TNB | WP PUTRAJAYA & CYBERJAYA | NO | Unknown |  |  |  | NO | [8 empty] | PTJ12093 | NO | [7 empty] | 3
381401790 | PTJ12091 | [5 empty] | Existing | RYB |  |  | CLOSED | CLOSED | LINK |  | 11 kV | [9 empty] | D-PTJ-C16-0948 | Unknown | Unknown | NO | NONE | DISTRIBUTION | TNB | WP PUTRAJAYA & CYBERJAYA | NO | Unknown |  |  |  | NO | [8 empty] | PTJ12091 | NO | [7 empty] | 3
381401907 | PTJ12106 | [5 empty] | Existing | RYB |  |  | CLOSED | CLOSED | LINK |  | 11 kV | [9 empty] | D-PTJ-C16-0948 | Unknown | Unknown | NO | NONE | DISTRIBUTION | TNB | WP PUTRAJAYA & CYBERJAYA | NO | Unknown |  |  |  | NO | [8 empty] | PTJ12106 | NO | [7 empty] | 3
381401912 | PTJ12104 | [5 empty] | Existing | RYB |  |  | CLOSED | CLOSED | LINK |  | 11 kV | [9 empty] | D-PTJ-C16-0948 | Unknown | Unknown | NO | NONE | DISTRIBUTION | TNB | WP PUTRAJAYA & CYBERJAYA | NO | Unknown |  |  |  | NO | [8 empty] | PTJ12104 | NO | [7 empty] | 3
381402021 | PTJ12103 | [5 empty] | Existing | RYB |  |  | CLOSED | CLOSED | LINK |  | 11 kV | [9 empty] | D-PTJ-C16-0948 | Unknown | Unknown | NO | NONE | DISTRIBUTION | TNB | WP PUTRAJAYA & CYBERJAYA | NO | Unknown |  |  |  | NO | [8 empty] | PTJ12103 | NO | [7 empty] | 3
381402026 | PTJ12101 | [5 empty] | Existing | RYB |  |  | CLOSED | CLOSED | LINK |  | 11 kV | [9 empty] | D-PTJ-C16-0948 | Unknown | Unknown | NO | NONE | DISTRIBUTION | TNB | WP PUTRAJAYA & CYBERJAYA | NO | Unknown |  |  |  | NO | [8 empty] | PTJ12101 | NO | [7 empty] | 3
381402191 | PTJ17113 |  |  |  | VPTJ/PCE/J00400/MB1 | 310294512 | Existing | RYB |  |  | CLOSED | CLOSED | LINK |  | 11 kV | [9 empty] | D-PTJ-C15-0944 | Unknown | Unknown | NO | NONE | DISTRIBUTION | TNB | WP PUTRAJAYA & CYBERJAYA | NO | Unknown |  |  |  | NO | [8 empty] | PTJ17113 | NO | [7 empty] | 3
381402196 | PTJ17111 |  |  |  | VPTJ/PCE/J00400/MB1 | 310294512 | Existing | RYB |  |  | CLOSED | CLOSED | LINK |  | 11 kV | [9 empty] | D-PTJ-C15-0944 | Unknown | Unknown | NO | NONE | DISTRIBUTION | TNB | WP PUTRAJAYA & CYBERJAYA | NO | Unknown |  |  |  | NO | [8 empty] | PTJ17111 | NO | [7 empty] | 3
381402305 | PTJ17116 |  |  |  | VPTJ/PCE/J00401/MB1 | 310294517 | Existing | RYB |  |  | CLOSED | CLOSED | LINK |  | 11 kV | [9 empty] | D-PTJ-C15-0944 | Unknown | Unknown | NO | NONE | DISTRIBUTION | TNB | WP PUTRAJAYA & CYBERJAYA | NO | Unknown |  |  |  | NO | [8 empty] | PTJ17116 | NO | [7 empty] | 3
381402310 | PTJ17114 |  |  |  | VPTJ/PCE/J00401/MB1 | 310294517 | Existing | RYB |  |  | CLOSED | CLOSED | LINK |  | 11 kV | [9 empty] | D-PTJ-C15-0944 | Unknown | Unknown | NO | NONE | DISTRIBUTION | TNB | WP PUTRAJAYA & CYBERJAYA | NO | Unknown |  |  |  | NO | [8 empty] | PTJ17114 | NO | [7 empty] | 3
381402421 | PTJ17143 |  |  |  | VPTJ/PCE/J00406/MB1 | 310294511 | Existing | RYB |  |  | CLOSED | CLOSED | LINK |  | 11 kV | [9 empty] | D-PTJ-C16-1074 | Unknown | Unknown | NO | NONE | DISTRIBUTION | TNB | WP PUTRAJAYA & CYBERJAYA | NO | Unknown |  |  |  | NO | [8 empty] | PTJ17143 | NO | [7 empty] | 3
381402426 | PTJ17141 |  |  |  | VPTJ/PCE/J00406/MB1 | 310294511 | Existing | RYB |  |  | CLOSED | CLOSED | LINK |  | 11 kV | [9 empty] | D-PTJ-C16-1074 | Unknown | Unknown | NO | NONE | DISTRIBUTION | TNB | WP PUTRAJAYA & CYBERJAYA | NO | Unknown |  |  |  | NO | [8 empty] | PTJ17141 | NO | [7 empty] | 3
381402535 | PTJ17146 |  |  |  | VPTJ/PCE/J00407/MB1 | 310294509 | Existing | RYB |  |  | CLOSED | CLOSED | LINK |  | 11 kV | [9 empty] | D-PTJ-C16-1074 | Unknown | Unknown | NO | NONE | DISTRIBUTION | TNB | WP PUTRAJAYA & CYBERJAYA | NO | Unknown |  |  |  | NO | [8 empty] | PTJ17146 | NO | [7 empty] | 3
381402540 | PTJ17144 |  |  |  | VPTJ/PCE/J00407/MB1 | 310294509 | Existing | RYB |  |  | CLOSED | CLOSED | LINK |  | 11 kV | [9 empty] | D-PTJ-C16-1074 | Unknown | Unknown | NO | NONE | DISTRIBUTION | TNB | WP PUTRAJAYA & CYBERJAYA | NO | Unknown |  |  |  | NO | [8 empty] | PTJ17144 | NO | [7 empty] | 3
381402685 | PTJ17133 |  |  |  | VPTJ/PCE/J00404/MB1 | 310294518 | Existing | RYB |  |  | CLOSED | CLOSED | LINK |  | 11 kV | [9 empty] | D-PTJ-C16-1074 | Unknown | Unknown | NO | NONE | DISTRIBUTION | TNB | WP PUTRAJAYA & CYBERJAYA | NO | Unknown |  |  |  | NO | [8 empty] | PTJ17133 | NO | [7 empty] | 3
381402690 | PTJ17131 |  |  |  | VPTJ/PCE/J00404/MB1 | 310294518 | Existing | RYB |  |  | CLOSED | CLOSED | LINK |  | 11 kV | [9 empty] | D-PTJ-C16-1074 | Unknown | Unknown | NO | NONE | DISTRIBUTION | TNB | WP PUTRAJAYA & CYBERJAYA | NO | Unknown |  |  |  | NO | [8 empty] | PTJ17131 | NO | [7 empty] | 3
381402801 | PTJ17136 |  |  |  | VPTJ/PCE/J00405/MB1 | 310294510 | Existing | RYB |  |  | CLOSED | CLOSED | LINK |  | 11 kV | [9 empty] | D-PTJ-C16-1074 | Unknown | Unknown | NO | NONE | DISTRIBUTION | TNB | WP PUTRAJAYA & CYBERJAYA | NO | Unknown |  |  |  | NO | [8 empty] | PTJ17136 | NO | [7 empty] | 3
381402806 | PTJ17134 |  |  |  | VPTJ/PCE/J00405/MB1 | 310294510 | Existing | RYB |  |  | CLOSED | CLOSED | LINK |  | 11 kV | [9 empty] | D-PTJ-C16-1074 | Unknown | Unknown | NO | NONE | DISTRIBUTION | TNB | WP PUTRAJAYA & CYBERJAYA | NO | Unknown |  |  |  | NO | [8 empty] | PTJ17134 | NO | [7 empty] | 3
381402946 | PTJ17123 |  |  |  | VPTJ/PCE/J00402/MB1 | 310294514 | Existing | RYB |  |  | CLOSED | CLOSED | LINK |  | 11 kV | [9 empty] | D-PTJ-C15-0944 | Unknown | Unknown | NO | NONE | DISTRIBUTION | TNB | WP PUTRAJAYA & CYBERJAYA | NO | Unknown |  |  |  | NO | [8 empty] | PTJ17123 | NO | [7 empty] | 3
381402951 | PTJ17121 |  |  |  | VPTJ/PCE/J00402/MB1 | 310294514 | Existing | RYB |  |  | CLOSED | CLOSED | LINK |  | 11 kV | [9 empty] | D-PTJ-C15-0944 | Unknown | Unknown | NO | NONE | DISTRIBUTION | TNB | WP PUTRAJAYA & CYBERJAYA | NO | Unknown |  |  |  | NO | [8 empty] | PTJ17121 | NO | [7 empty] | 3
381403060 | PTJ17126 |  |  |  | VPTJ/PCE/J00403/MB1 | 310294516 | Existing | RYB |  |  | CLOSED | CLOSED | LINK |  | 11 kV | [9 empty] | D-PTJ-C15-0944 | Unknown | Unknown | NO | NONE | DISTRIBUTION | TNB | WP PUTRAJAYA & CYBERJAYA | NO | Unknown |  |  |  | NO | [8 empty] | PTJ17126 | NO | [7 empty] | 3
381403065 | PTJ17124 |  |  |  | VPTJ/PCE/J00403/MB1 | 310294516 | Existing | RYB |  |  | CLOSED | CLOSED | LINK |  | 11 kV | [9 empty] | D-PTJ-C15-0944 | Unknown | Unknown | NO | NONE | DISTRIBUTION | TNB | WP PUTRAJAYA & CYBERJAYA | NO | Unknown |  |  |  | NO | [8 empty] | PTJ17124 | NO | [7 empty] | 3
381405965 | PTJ07141 |  |  |  | VPTJ/PCE/J00375/MB1 | 310425312 | Existing | RYB |  | PTJ07084 PE 7.08 (F2) | CLOSED | CLOSED | LINK |  | 11 kV | [6 empty] | SCHNEIDER |  |  | PE 7.14 ELECTRIC SQC 1 | Unknown | Unknown | NO | NONE | DISTRIBUTION | TNB | WP PUTRAJAYA & CYBERJAYA | NO | Unknown |  |  |  | NO | [8 empty] | PTJ07141 | NO | [7 empty] | 3
381405970 | PTJ07143 |  |  |  | VPTJ/PCE/J00375/MB1 | 310425312 | Existing | RYB |  | PTJ07064 PE 7.06 TERMINAL P/BARAT (F2) | CLOSED | CLOSED | LINK |  | 11 kV | [6 empty] | SCHNEIDER |  |  | PE 7.14 ELECTRIC SQC 1 | Unknown | Unknown | NO | NONE | DISTRIBUTION | TNB | WP PUTRAJAYA & CYBERJAYA | NO | Unknown |  |  |  | NO | [8 empty] | PTJ07143 | NO | [7 empty] | 3
381406079 | PTJ07153 |  |  |  | VPTJ/PCE/J00377/MB1 | 310425309 | Existing | RYB |  | PTJ07061 PE 7.06 TERMINAL P/BARAT (F1) | CLOSED | CLOSED | LINK |  | 11 kV | [6 empty] | SCHNEIDER |  |  | PE 7.15 ELECTRIC SQC 2 | Unknown | Unknown | NO | NONE | DISTRIBUTION | TNB | WP PUTRAJAYA & CYBERJAYA | NO | Unknown |  |  |  | NO | [8 empty] | PTJ07153 | NO | [7 empty] | 3
381406084 | PTJ07151 |  |  |  | VPTJ/PCE/J00377/MB1 | 310425309 | Existing | RYB |  | PTJ07081 PE 7.08 (F1) | CLOSED | CLOSED | LINK |  | 11 kV | [6 empty] | SCHNEIDER |  |  | PE 7.15 ELECTRIC SQC 2 | Unknown | Unknown | NO | NONE | DISTRIBUTION | TNB | WP PUTRAJAYA & CYBERJAYA | NO | Unknown |  |  |  | NO | [8 empty] | PTJ07151 | NO | [7 empty] | 3
381406202 | PTJ09501 |  |  |  | VPTJ/PCE/J00378/MB1 | 310425307 | Existing | RYB |  | PTJ07162 SS 7.16 SPRM F1 | CLOSED | CLOSED | LINK |  | 11 kV | [6 empty] | SCHNEIDER |  |  | PE 9.50 DEPOH VSQC | Unknown | Unknown | NO | NONE | DISTRIBUTION | TNB | WP PUTRAJAYA & CYBERJAYA | NO | Unknown |  |  |  | NO | [8 empty] | PTJ09501 | NO | [7 empty] | 3
381406207 | PTJ09503 |  |  |  | VPTJ/PCE/J00378/MB1 | 310425307 | Existing | RYB |  | PTJ09293 PE 9.29 BUS DEPOT (F1) | CLOSED | CLOSED | LINK |  | 11 kV | [6 empty] | SCHNEIDER |  |  | PE 9.50 DEPOH VSQC | Unknown | Unknown | NO | NONE | DISTRIBUTION | TNB | WP PUTRAJAYA & CYBERJAYA | NO | Unknown |  |  |  | NO | [8 empty] | PTJ09503 | NO | [7 empty] | 3
381406324 | CBJ23301 | [5 empty] | Existing | Unknown |  | CBJ23011 PE 23.01 PS 2-9 (F1) | CLOSED | CLOSED | LINK |  | 11 kV | [9 empty] | PE 23.30 EAST GARDEN | Unknown | Unknown | NO | NONE | DISTRIBUTION | TNB | WP PUTRAJAYA & CYBERJAYA | NO | Unknown |  |  |  | NO | [8 empty] | CBJ23301 | NO | [7 empty] | 0
381406338 | CBJ23302 | [5 empty] | Existing | RYB |  | CBJ23023 SS 23.02 STP A (F1) | CLOSED | CLOSED | LINK |  | 11 kV | [9 empty] | PE 23.30 EAST GARDEN | Unknown | Unknown | NO | NONE | DISTRIBUTION | TNB | WP PUTRAJAYA & CYBERJAYA | NO | Unknown |  |  |  | NO | [8 empty] | CBJ23302 | NO | [7 empty] | 3
381406577 | CBJ24401 |  |  |  | VCBJ/PCE/J00131/MB1 | 310024037 | Existing | Unknown |  | CBJ22406 PE 22.40 POLIS CJ (F2) | CLOSED | CLOSED | LINK |  | 11 kV | [6 empty] | INDKOM |  |  | PE 24.40 LAMAN VIEW | Unknown | Unknown | NO | NONE | DISTRIBUTION | TNB | WP PUTRAJAYA & CYBERJAYA | NO | Unknown |  |  |  | NO | [8 empty] | CBJ24401 | NO | [7 empty] | 0
381406591 | CBJ24402 |  |  |  | VCBJ/PCE/J00131/MB1 | 310024037 | Existing | RYB |  | CBJ22675 PE 22.76 - STP B F2 | CLOSED | CLOSED | LINK |  | 11 kV | [6 empty] | INDKOM |  |  | PE 24.40 LAMAN VIEW | Unknown | Unknown | NO | NONE | DISTRIBUTION | TNB | WP PUTRAJAYA & CYBERJAYA | NO | Unknown |  |  |  | NO | [8 empty] | CBJ24402 | NO | [7 empty] | 3
381406802 | PTJ06071 |  |  |  | VPTJ/PCE/J00388/MB1 | 310213597 | Existing | RYB |  | PTJ06112 PE 6.11 BLOK 4 PPA1M (F1) | CLOSED | CLOSED | LINK |  | 11 kV | [6 empty] | EPE |  |  | PE 6.07 BLOK 7 PPA1M (F1) | Unknown | Unknown | NO | NONE | DISTRIBUTION | TNB | WP PUTRAJAYA & CYBERJAYA | NO | Unknown |  |  |  | NO | [8 empty] | PTJ06071 | NO | [7 empty] | 3
381406807 | PTJ06072 |  |  |  | VPTJ/PCE/J00388/MB1 | 310213597 | Existing | RYB |  | PTJ05151 PE 5.15 BLOK A 5R3 (F1) | CLOSED | CLOSED | LINK |  | 11 kV | [6 empty] | EPE |  |  | PE 6.07 BLOK 7 PPA1M (F1) | Unknown | Unknown | NO | NONE | DISTRIBUTION | TNB | WP PUTRAJAYA & CYBERJAYA | NO | Unknown |  |  |  | NO | [8 empty] | PTJ06072 | NO | [7 empty] | 3
381406923 | PTJ06074 |  |  |  | VPTJ/PCE/J00389/MB1 | 310213598 | Existing | RYB |  | PTJ06115 PE 6.11 BLOK 4 PPA1M (F2) | CLOSED | CLOSED | LINK |  | 11 kV | [6 empty] | EPE |  |  | PE 6.07 BLOK 7 PPA1M (F2) | Unknown | Unknown | NO | NONE | DISTRIBUTION | TNB | WP PUTRAJAYA & CYBERJAYA | NO | Unknown |  |  |  | NO | [8 empty] | PTJ06074 | NO | [7 empty] | 3
381406928 | PTJ06075 |  |  |  | VPTJ/PCE/J00389/MB1 | 310213598 | Existing | RYB |  | PTJ05154 PE 5.15 BLOK A 5R3 (F2) | CLOSED | CLOSED | LINK |  | 11 kV | [6 empty] | EPE |  |  | PE 6.07 BLOK 7 PPA1M (F2) | Unknown | Unknown | NO | NONE | DISTRIBUTION | TNB | WP PUTRAJAYA & CYBERJAYA | NO | Unknown |  |  |  | NO | [8 empty] | PTJ06075 | NO | [7 empty] | 3
381407050 | PTJ06114 |  |  |  | VPTJ/PCE/J00393/MB1 | 310251082 | Existing | RYB |  | PTJ06105 PE 6.10 BLOK 6B PPA1M (F2) | CLOSED | CLOSED | LINK |  | 11 kV | [6 empty] | EPE |  |  | PE 6.11 BLOK 4 PPA1M (F2) | Unknown | Unknown | NO | NONE | DISTRIBUTION | TNB | WP PUTRAJAYA & CYBERJAYA | NO | Unknown |  |  |  | NO | [8 empty] | PTJ06114 | NO | [7 empty] | 3
381407055 | PTJ06115 |  |  |  | VPTJ/PCE/J00393/MB1 | 310251082 | Existing | RYB |  | PTJ06074 PE 6.07 BLOK 7 PPA1M (F2) | CLOSED | CLOSED | LINK |  | 11 kV | [6 empty] | EPE |  |  | PE 6.11 BLOK 4 PPA1M (F2) | Unknown | Unknown | NO | NONE | DISTRIBUTION | TNB | WP PUTRAJAYA & CYBERJAYA | NO | Unknown |  |  |  | NO | [8 empty] | PTJ06115 | NO | [7 empty] | 3
381407171 | PTJ06112 |  |  |  | VPTJ/PCE/J00392/MB1 | 310213599 | Existing | RYB |  | PTJ06071 PE 6.07 BLOK 7 PPA1M (F1) | CLOSED | CLOSED | LINK |  | 11 kV | [6 empty] | EPE |  |  | PE 6.11 BLOK 4 PPA1M (F1) | Unknown | Unknown | NO | NONE | DISTRIBUTION | TNB | WP PUTRAJAYA & CYBERJAYA | NO | Unknown |  |  |  | NO | [8 empty] | PTJ06112 | NO | [7 empty] | 3
381407176 | PTJ06111 |  |  |  | VPTJ/PCE/J00392/MB1 | 310213599 | Existing | RYB |  | PTJ06102 PE 6.10 BLOK 6B PPA1M (F1) | CLOSED | CLOSED | LINK |  | 11 kV | [6 empty] | EPE |  |  | PE 6.11 BLOK 4 PPA1M (F1) | Unknown | Unknown | NO | NONE | DISTRIBUTION | TNB | WP PUTRAJAYA & CYBERJAYA | NO | Unknown |  |  |  | NO | [8 empty] | PTJ06111 | NO | [7 empty] | 3
381407308 | PTJ06101 |  |  |  | VPTJ/PCE/J00390/MB1 | 310213605 | Existing | RYB |  | PTJ06092 PE 6.09 BLOK 6A PPA1M (F1) | CLOSED | CLOSED | LINK |  | 11 kV | [6 empty] | EPE |  |  | PE 6.10 BLOK 6B PPA1M (F1) | Unknown | Unknown | NO | NONE | DISTRIBUTION | TNB | WP PUTRAJAYA & CYBERJAYA | NO | Unknown |  |  |  | NO | [8 empty] | PTJ06101 | NO | [7 empty] | 3
381407313 | PTJ06102 |  |  |  | VPTJ/PCE/J00390/MB1 | 310213605 | Existing | RYB |  | PTJ06111 PE 6.11 BLOK 4 PPA1M (F1) | CLOSED | CLOSED | LINK |  | 11 kV | [6 empty] | EPE |  |  | PE 6.10 BLOK 6B PPA1M (F1) | Unknown | Unknown | NO | NONE | DISTRIBUTION | TNB | WP PUTRAJAYA & CYBERJAYA | NO | Unknown |  |  |  | NO | [8 empty] | PTJ06102 | NO | [7 empty] | 3
381407429 | PTJ06104 |  |  |  | VPTJ/PCE/J00391/MB1 | 310251080 | Existing | RYB |  | PTJ06095 PE 6.09 BLOK 6A PPA1M (F2) | CLOSED | CLOSED | LINK |  | 11 kV | [6 empty] | EPE |  |  | PE 6.10 BLOK 6B PPA1M (F2) | Unknown | Unknown | NO | NONE | DISTRIBUTION | TNB | WP PUTRAJAYA & CYBERJAYA | NO | Unknown |  |  |  | NO | [8 empty] | PTJ06104 | NO | [7 empty] | 3
381407434 | PTJ06105 |  |  |  | VPTJ/PCE/J00391/MB1 | 310251080 | Existing | RYB |  | PTJ06114 PE 6.11 BLOK 4 PPA1M (F2) | CLOSED | CLOSED | LINK |  | 11 kV | [6 empty] | EPE |  |  | PE 6.10 BLOK 6B PPA1M (F2) | Unknown | Unknown | NO | NONE | DISTRIBUTION | TNB | WP PUTRAJAYA & CYBERJAYA | NO | Unknown |  |  |  | NO | [8 empty] | PTJ06105 | NO | [7 empty] | 3
381407552 | PTJ06095 |  |  |  | VPTJ/PCE/J00397/MB1 | 310213609 | Existing | RYB |  | PTJ06104 PE 6.10 BLOK 6B PPA1M (F2) | CLOSED | CLOSED | LINK |  | 11 kV | [6 empty] | EPE |  |  | PE 6.09 BLOK 6A PPA1M (F2) | Unknown | Unknown | NO | NONE | DISTRIBUTION | TNB | WP PUTRAJAYA & CYBERJAYA | NO | Unknown |  |  |  | NO | [8 empty] | PTJ06095 | NO | [7 empty] | 3
381407557 | PTJ06094 |  |  |  | VPTJ/PCE/J00397/MB1 | 310213609 | Existing | RYB |  | PTJ06086 PE 6.08 BLOK 3 PPA1M (F2) | CLOSED | CLOSED | LINK |  | 11 kV | [6 empty] | EPE |  |  | PE 6.09 BLOK 6A PPA1M (F2) | Unknown | Unknown | NO | NONE | DISTRIBUTION | TNB | WP PUTRAJAYA & CYBERJAYA | NO | Unknown |  |  |  | NO | [8 empty] | PTJ06094 | NO | [7 empty] | 3
381407673 | PTJ06092 |  |  |  | VPTJ/PCE/J00396/MB1 | 310213600 | Existing | RYB |  | PTJ06101 PE 6.10 BLOK 6B PPA1M (F1) | CLOSED | CLOSED | LINK |  | 11 kV | [6 empty] | EPE |  |  | PE 6.09 BLOK 6A PPA1M (F1) | Unknown | Unknown | NO | NONE | DISTRIBUTION | TNB | WP PUTRAJAYA & CYBERJAYA | NO | Unknown |  |  |  | NO | [8 empty] | PTJ06092 | NO | [7 empty] | 3
381407678 | PTJ06091 |  |  |  | VPTJ/PCE/J00396/MB1 | 310213600 | Existing | RYB |  | PTJ06083 PE 6.08 BLOK 3 PPA1M (F1) | CLOSED | CLOSED | LINK |  | 11 kV | [6 empty] | EPE |  |  | PE 6.09 BLOK 6A PPA1M (F1) | Unknown | Unknown | NO | NONE | DISTRIBUTION | TNB | WP PUTRAJAYA & CYBERJAYA | NO | Unknown |  |  |  | NO | [8 empty] | PTJ06091 | NO | [7 empty] | 3
381407796 | PTJ06081 |  |  |  | VPTJ/PCE/J00394/MB1 | 310213608 | Existing | RYB |  | PTJ06062 PE 6.06 BLOK 5B PPA1M (F1) | CLOSED | CLOSED | LINK |  | 11 kV | [6 empty] | EPE |  |  | PE 6.08 BLOK 3 PPA1M (F1) | Unknown | Unknown | NO | NONE | DISTRIBUTION | TNB | WP PUTRAJAYA & CYBERJAYA | NO | Unknown |  |  |  | NO | [8 empty] | PTJ06081 | NO | [7 empty] | 3
381407801 | PTJ06083 |  |  |  | VPTJ/PCE/J00394/MB1 | 310213608 | Existing | RYB |  | PTJ06091 PE 6.09 BLOK 6A PPA1M (F1) | CLOSED | CLOSED | LINK |  | 11 kV | [6 empty] | EPE |  |  | PE 6.08 BLOK 3 PPA1M (F1) | Unknown | Unknown | NO | NONE | DISTRIBUTION | TNB | WP PUTRAJAYA & CYBERJAYA | NO | Unknown |  |  |  | NO | [8 empty] | PTJ06083 | NO | [7 empty] | 3
381407917 | PTJ06084 |  |  |  | VPTJ/PCE/J00395/MB1 | 310213602 | Existing | RYB |  | PTJ06065 PE 6.06 BLOK 5B PPA1M (F2) | CLOSED | CLOSED | LINK |  | 11 kV | [6 empty] | EPE |  |  | PE 6.08 BLOK 3 PPA1M (F2) | Unknown | Unknown | NO | NONE | DISTRIBUTION | TNB | WP PUTRAJAYA & CYBERJAYA | NO | Unknown |  |  |  | NO | [8 empty] | PTJ06084 | NO | [7 empty] | 3
381407922 | PTJ06086 |  |  |  | VPTJ/PCE/J00395/MB1 | 310213602 | Existing | RYB |  | PTJ06094 PE 6.09 BLOK 6A PPA1M (F2) | CLOSED | CLOSED | LINK |  | 11 kV | [6 empty] | EPE |  |  | PE 6.08 BLOK 3 PPA1M (F2) | Unknown | Unknown | NO | NONE | DISTRIBUTION | TNB | WP PUTRAJAYA & CYBERJAYA | NO | Unknown |  |  |  | NO | [8 empty] | PTJ06086 | NO | [7 empty] | 3
381408040 | PTJ06062 |  |  |  | VPTJ/PCE/J00386/MB1 | 309997435 | Existing | RYB |  | PTJ06081 PE 6.08 BLOK 3 PPA1M (F1) | CLOSED | CLOSED | LINK |  | 11 kV | [6 empty] | EPE |  |  | PE 6.06 BLOK 5B PPA1M (F1) | Unknown | Unknown | NO | NONE | DISTRIBUTION | TNB | WP PUTRAJAYA & CYBERJAYA | NO | Unknown |  |  |  | NO | [8 empty] | PTJ06062 | NO | [7 empty] | 3
381408045 | PTJ06061 |  |  |  | VPTJ/PCE/J00386/MB1 | 309997435 | Existing | RYB |  | PTJ06033 Site Office PPA1M 6R6 (SS 6.03) | CLOSED | CLOSED | LINK |  | 11 kV | [6 empty] | EPE |  |  | PE 6.06 BLOK 5B PPA1M (F1) | Unknown | Unknown | NO | NONE | DISTRIBUTION | TNB | WP PUTRAJAYA & CYBERJAYA | NO | Unknown |  |  |  | NO | [8 empty] | PTJ06061 | NO | [7 empty] | 3
381408161 | PTJ06065 |  |  |  | VPTJ/PCE/J00387/MB1 | 309997437 | Existing | RYB |  | PTJ06084 PE 6.08 BLOK 3 PPA1M (F2) | CLOSED | CLOSED | LINK |  | 11 kV | [6 empty] | EPE |  |  | PE 6.06 BLOK 5B PPA1M (F2) | Unknown | Unknown | NO | NONE | DISTRIBUTION | TNB | WP PUTRAJAYA & CYBERJAYA | NO | Unknown |  |  |  | NO | [8 empty] | PTJ06065 | NO | [7 empty] | 3
381408166 | PTJ06064 |  |  |  | VPTJ/PCE/J00387/MB1 | 309997437 | Existing | RYB |  | PTJ05145 PE 5.14 APT 5R1 (F2) | CLOSED | CLOSED | LINK |  | 11 kV | [6 empty] | EPE |  |  | PE 6.06 BLOK 5B PPA1M (F2) | Unknown | Unknown | NO | NONE | DISTRIBUTION | TNB | WP PUTRAJAYA & CYBERJAYA | NO | Unknown |  |  |  | NO | [8 empty] | PTJ06064 | NO | [7 empty] | 3
381526210 | CBJ23292 |  |  |  | VCBJ/PCE/J23291/MB1 | 300545693 | Existing | Unknown |  | PPU CYB6: VCB 6 | CLOSED | CLOSED | LINK |  | 11 kV | [6 empty] | INDKOM |  |  | PE 23.29 PERUMAHAN CERIA RESIDENT | Unknown | Unknown | NO | NONE | DISTRIBUTION | TNB | WP PUTRAJAYA & CYBERJAYA | NO | Unknown |  |  |  | NO | [8 empty] | CBJ23292 | NO | [7 empty] | 0
381526224 | CBJ23291 |  |  |  | VCBJ/PCE/J23291/MB1 | 300545693 | Existing | RYB |  |  | CLOSED | CLOSED | LINK |  | 11 kV | [6 empty] | INDKOM |  |  | PE 23.29 PERUMAHAN CERIA RESIDENT | Unknown | Unknown | NO | NONE | DISTRIBUTION | TNB | WP PUTRAJAYA & CYBERJAYA | NO | Unknown |  |  |  | NO | [8 empty] | CBJ23291 | NO | [7 empty] | 3
381526532 | CBJ21444 |  |  |  | VCBJ/PCE/J21441/MB21441 | 310370043 | Existing | RYB |  |  | CLOSED | CLOSED | LINK |  | 11 kV | [6 empty] | TAMCO |  |  | PE 21.44 CYBERVILLAGE SERENITY 2 | Unknown | Unknown | NO | NONE | DISTRIBUTION | TNB | WP PUTRAJAYA & CYBERJAYA | NO | Unknown |  |  |  | NO | [8 empty] | CBJ21444 | NO | [7 empty] | 3
381526546 | CBJ21441 |  |  |  | VCBJ/PCE/J21441/MB21441 | 310370043 | Existing | RYB |  |  | CLOSED | CLOSED | LINK |  | 11 kV | [6 empty] | TAMCO |  |  | PE 21.44 CYBERVILLAGE SERENITY 2 | Unknown | Unknown | NO | NONE | DISTRIBUTION | TNB | WP PUTRAJAYA & CYBERJAYA | NO | Unknown |  |  |  | NO | [8 empty] | CBJ21441 | NO | [7 empty] | 3
381527204 | CBJ24112 |  |  |  | VCBJ/PCE/J24111/MB24111 | 310360641 | Existing | Unknown |  |  | CLOSED | CLOSED | LINK |  | 11 kV | [6 empty] | ABB |  |  | PE 24.11 SEJATI HOMES 1 | Unknown | Unknown | NO | NONE | DISTRIBUTION | TNB | WP PUTRAJAYA & CYBERJAYA | NO | Unknown |  |  |  | NO | [8 empty] | CBJ24112 | NO | [7 empty] | 0
381527218 | CBJ24111 |  |  |  | VCBJ/PCE/J24111/MB24111 | 310360641 | Existing | RYB |  |  | CLOSED | CLOSED | LINK |  | 11 kV | [6 empty] | ABB |  |  | PE 24.11 SEJATI HOMES 1 | Unknown | Unknown | NO | NONE | DISTRIBUTION | TNB | WP PUTRAJAYA & CYBERJAYA | NO | Unknown |  |  |  | NO | [8 empty] | CBJ24111 | NO | [7 empty] | 3
382986157 | PTJ14332 |  |  |  | VPTJ/PCE/J14331/MB14331 | 310338739 | Existing | RYB |  | PTJ14326 PE 14.32 (F2) | CLOSED | CLOSED | LINK |  | 11 kV | [6 empty] | INDKOM |  |  | PE 14.33 PERUMAHAN 14-6 NO 2 (F1) | Unknown | Unknown | NO | NONE | DISTRIBUTION | TNB | WP PUTRAJAYA & CYBERJAYA | NO | Unknown |  |  |  | NO | [8 empty] | PTJ14332 | NO | [7 empty] | 3
382986162 | PTJ14331 |  |  |  | VPTJ/PCE/J14331/MB14331 | 310338739 | Existing | RYB |  | PTJ14226 PE 14.22 (F2) | CLOSED | CLOSED | LINK |  | 11 kV | [6 empty] | INDKOM |  |  | PE 14.33 PERUMAHAN 14-6 NO 2 (F1) | Unknown | Unknown | NO | NONE | DISTRIBUTION | TNB | WP PUTRAJAYA & CYBERJAYA | NO | Unknown |  |  |  | NO | [8 empty] | PTJ14331 | NO | [7 empty] | 3
382986278 | PTJ14336 |  |  |  | VPTJ/PCE/J14332/MB14334 | 310338743 | Existing | RYB |  | PTJ14321 PE 14.32 (F1) | CLOSED | CLOSED | LINK |  | 11 kV | [6 empty] | INDKOM |  |  | PE 14.33 PERUMAHAN 14-6 NO 2 (F2) | Unknown | Unknown | NO | NONE | DISTRIBUTION | TNB | WP PUTRAJAYA & CYBERJAYA | NO | Unknown |  |  |  | NO | [8 empty] | PTJ14336 | NO | [7 empty] | 3
382986283 | PTJ14334 |  |  |  | VPTJ/PCE/J14332/MB14334 | 310338743 | Existing | RYB |  | PTJ14223 PE 14.22 (F1) | CLOSED | CLOSED | LINK |  | 11 kV | [6 empty] | INDKOM |  |  | PE 14.33 PERUMAHAN 14-6 NO 2 (F2) | Unknown | Unknown | NO | NONE | DISTRIBUTION | TNB | WP PUTRAJAYA & CYBERJAYA | NO | Unknown |  |  |  | NO | [8 empty] | PTJ14334 | NO | [7 empty] | 3
382986411 | PTJ14322 |  |  |  | VPTJ/PCE/J14321/MB14321 | 310338752 | Existing | RYB |  | PTJ14251 PE 14.25 KOMPLEKS SEK REN (F1) | CLOSED | CLOSED | LINK |  | 11 kV | [6 empty] | INDKOM |  |  | PE 14.32 PERUMAHAN 14-6 NO 1 (F1) | Unknown | Unknown | NO | NONE | DISTRIBUTION | TNB | WP PUTRAJAYA & CYBERJAYA | NO | Unknown |  |  |  | NO | [8 empty] | PTJ14322 | NO | [7 empty] | 3
382986416 | PTJ14321 |  |  |  | VPTJ/PCE/J14321/MB14321 | 310338752 | Existing | RYB |  | PTJ14336 PE 14.33 (F2) | CLOSED | CLOSED | LINK |  | 11 kV | [6 empty] | INDKOM |  |  | PE 14.32 PERUMAHAN 14-6 NO 1 (F1) | Unknown | Unknown | NO | NONE | DISTRIBUTION | TNB | WP PUTRAJAYA & CYBERJAYA | NO | Unknown |  |  |  | NO | [8 empty] | PTJ14321 | NO | [7 empty] | 3
382986532 | PTJ14324 |  |  |  | VPTJ/PCE/J14322/MB14324 | 310338747 | Existing | RYB |  | PTJ14254 PE 14.25 KOMPLEKS SEK REN (F2) | CLOSED | CLOSED | LINK |  | 11 kV | [6 empty] | SCHNEIDER |  |  | PE 14.32 PERUMAHAN 14-6 NO 1 (F2) | Unknown | Unknown | NO | NONE | DISTRIBUTION | TNB | WP PUTRAJAYA & CYBERJAYA | NO | Unknown |  |  |  | NO | [8 empty] | PTJ14324 | NO | [7 empty] | 3
382986537 | PTJ14326 |  |  |  | VPTJ/PCE/J14322/MB14324 | 310338747 | Existing | RYB |  | PTJ14332 PE 14.33 (F1) | CLOSED | CLOSED | LINK |  | 11 kV | [6 empty] | SCHNEIDER |  |  | PE 14.32 PERUMAHAN 14-6 NO 1 (F2) | Unknown | Unknown | NO | NONE | DISTRIBUTION | TNB | WP PUTRAJAYA & CYBERJAYA | NO | Unknown |  |  |  | NO | [8 empty] | PTJ14326 | NO | [7 empty] | 3
382986677 | CBJ24373 |  |  |  | VCBJ/PCE/J00127/MB1 | 310212579 | Existing | Unknown |  | CBJ24381 PE 24.38 KANVAS TOWER B | CLOSED | CLOSED | LINK |  | 11 kV | [6 empty] | SIEMENS |  |  | PE 24.37 KANVAS TOWER A | Unknown | Unknown | NO | NONE | DISTRIBUTION | TNB | WP PUTRAJAYA & CYBERJAYA | NO | Unknown |  |  |  | NO | [8 empty] | CBJ24373 | NO | [7 empty] | 0
382986691 | CBJ24372 |  |  |  | VCBJ/PCE/J00127/MB1 | 310212579 | Existing | RYB |  | CBJ22665 PE 22.66 PRIMA 9 (F2) | CLOSED | CLOSED | LINK |  | 11 kV | [6 empty] | SIEMENS |  |  | PE 24.37 KANVAS TOWER A | Unknown | Unknown | NO | NONE | DISTRIBUTION | TNB | WP PUTRAJAYA & CYBERJAYA | NO | Unknown |  |  |  | NO | [8 empty] | CBJ24372 | NO | [7 empty] | 3
382986899 | CBJ24382 |  |  |  | VCBJ/PCE/J00128/MB1 | 310158556 | Existing | Unknown |  | CBJ22314 SS 22.31 CSF (F2) | CLOSED | CLOSED | LINK |  | 11 kV | [6 empty] | INDKOM |  |  | PE 24.38 KANVAS TOWER B | Unknown | Unknown | NO | NONE | DISTRIBUTION | TNB | WP PUTRAJAYA & CYBERJAYA | NO | Unknown |  |  |  | NO | [8 empty] | CBJ24382 | NO | [7 empty] | 0
382986913 | CBJ24381 |  |  |  | VCBJ/PCE/J00128/MB1 | 310158556 | Existing | RYB |  | CBJ24373 PE 24.37 KANVAS TOWER A | CLOSED | CLOSED | LINK |  | 11 kV | [6 empty] | INDKOM |  |  | PE 24.38 KANVAS TOWER B | Unknown | Unknown | NO | NONE | DISTRIBUTION | TNB | WP PUTRAJAYA & CYBERJAYA | NO | Unknown |  |  |  | NO | [8 empty] | CBJ24381 | NO | [7 empty] | 3
382987133 | CBJ23262 |  |  |  | VCBJ/PCE/J23261/MB23261 | 310425257 | Existing | Unknown |  | CBJ23273 PE 23.27 V RESIDENCE 1 | CLOSED | CLOSED | LINK |  | 11 kV | [6 empty] | SIEMENS |  |  | PE 23.26 V RESIDENCE | Unknown | Unknown | NO | NONE | DISTRIBUTION | TNB | WP PUTRAJAYA & CYBERJAYA | NO | Unknown |  |  |  | NO | [8 empty] | CBJ23262 | NO | [7 empty] | 0
382987147 | CBJ23263 |  |  |  | VCBJ/PCE/J23261/MB23261 | 310425257 | Existing | RYB |  | CBJ21073 PE 21.07 PADAT ROAD D | CLOSED | CLOSED | LINK |  | 11 kV | [6 empty] | SIEMENS |  |  | PE 23.26 V RESIDENCE | Unknown | Unknown | NO | NONE | DISTRIBUTION | TNB | WP PUTRAJAYA & CYBERJAYA | NO | Unknown |  |  |  | NO | [8 empty] | CBJ23263 | NO | [7 empty] | 3
382987354 | CBJ23273 |  |  |  | VCBJ/PCE/J23271/MB23271 | 310425266 | Existing | RYB |  | CBJ23262 PE 23.26 V RESIDENCE | CLOSED | CLOSED | LINK |  | 11 kV | [9 empty] | PE 23.27 V RESIDENCE 1 | Unknown | Unknown | NO | NONE | DISTRIBUTION | TNB | WP PUTRAJAYA & CYBERJAYA | NO | Unknown |  |  |  | NO | [8 empty] | CBJ23273 | NO | [7 empty] | 3
382987359 | CBJ23271 |  |  |  | VCBJ/PCE/J23271/MB23271 | 310425266 | Existing | RYB |  | CBJ21041 PE 21.04 PADAT B 15-2 | CLOSED | CLOSED | LINK |  | 11 kV | [9 empty] | PE 23.27 V RESIDENCE 1 | Unknown | Unknown | NO | NONE | DISTRIBUTION | TNB | WP PUTRAJAYA & CYBERJAYA | NO | Unknown |  |  |  | NO | [8 empty] | CBJ23271 | NO | [7 empty] | 3
382987614 | CBJ24411 |  |  |  | VCBJ/PCE/J00133/MB1 | 310158581 | Existing | RYB |  | CBJ22792 SS 22.79 DCP2 (F1) | CLOSED | CLOSED | LINK |  | 11 kV | [9 empty] | PE 24.41 MAGIC VILLAGE | Unknown | Unknown | NO | NONE | DISTRIBUTION | TNB | WP PUTRAJAYA & CYBERJAYA | NO | Unknown |  |  |  | NO | [8 empty] | CBJ24411 | NO | [7 empty] | 3
382987619 | CBJ24413 |  |  |  | VCBJ/PCE/J00133/MB1 | 310158581 | Existing | RYB |  | CBJ24231 SS 24.23 STAR CENTRAL F1 | CLOSED | CLOSED | LINK |  | 11 kV | [9 empty] | PE 24.41 MAGIC VILLAGE | Unknown | Unknown | NO | NONE | DISTRIBUTION | TNB | WP PUTRAJAYA & CYBERJAYA | NO | Unknown |  |  |  | NO | [8 empty] | CBJ24413 | NO | [7 empty] | 3
383003383 | PTJ06054 |  |  |  | VPTJ/PCE/J00383/MB1 | 310159885 | Existing | RYB |  |  | CLOSED | CLOSED | LINK |  | 11 kV | [6 empty] | EPE |  |  | PE 6.05 BLOK 5A PPA1M (F2) | Unknown | Unknown | NO | NONE | DISTRIBUTION | TNB | WP PUTRAJAYA & CYBERJAYA | NO | Unknown |  |  |  | NO | [8 empty] | PTJ06054 | NO | [7 empty] | 3
383003388 | PTJ06055 |  |  |  | VPTJ/PCE/J00383/MB1 | 310159885 | Existing | RYB |  |  | CLOSED | CLOSED | LINK |  | 11 kV | [6 empty] | EPE |  |  | PE 6.05 BLOK 5A PPA1M (F2) | Unknown | Unknown | NO | NONE | DISTRIBUTION | TNB | WP PUTRAJAYA & CYBERJAYA | NO | Unknown |  |  |  | NO | [8 empty] | PTJ06055 | NO | [7 empty] | 3
383003504 | PTJ06052 |  |  |  | VPTJ/PCE/J00382/MB1 | 310159653 | Existing | RYB |  |  | CLOSED | CLOSED | LINK |  | 11 kV | [6 empty] | EPE |  |  | PE 6.05 BLOK 5A PPA1M (F1) | Unknown | Unknown | NO | NONE | DISTRIBUTION | TNB | WP PUTRAJAYA & CYBERJAYA | NO | Unknown |  |  |  | NO | [8 empty] | PTJ06052 | NO | [7 empty] | 3
383003509 | PTJ06051 |  |  |  | VPTJ/PCE/J00382/MB1 | 310159653 | Existing | RYB |  |  | CLOSED | CLOSED | LINK |  | 11 kV | [6 empty] | EPE |  |  | PE 6.05 BLOK 5A PPA1M (F1) | Unknown | Unknown | NO | NONE | DISTRIBUTION | TNB | WP PUTRAJAYA & CYBERJAYA | NO | Unknown |  |  |  | NO | [8 empty] | PTJ06051 | NO | [7 empty] | 3
383003627 | PTJ06045 |  |  |  | VPTJ/PCE/J00381/MB1 | 310213610 | Existing | RYB |  |  | CLOSED | CLOSED | LINK |  | 11 kV | [6 empty] | EPE |  |  | PE 6.04 BLOK 1 PPA1M (F2) | Unknown | Unknown | NO | NONE | DISTRIBUTION | TNB | WP PUTRAJAYA & CYBERJAYA | NO | Unknown |  |  |  | NO | [8 empty] | PTJ06045 | NO | [7 empty] | 3
383003632 | PTJ06044 |  |  |  | VPTJ/PCE/J00381/MB1 | 310213610 | Existing | RYB |  |  | CLOSED | CLOSED | LINK |  | 11 kV | [6 empty] | EPE |  |  | PE 6.04 BLOK 1 PPA1M (F2) | Unknown | Unknown | NO | NONE | DISTRIBUTION | TNB | WP PUTRAJAYA & CYBERJAYA | NO | Unknown |  |  |  | NO | [8 empty] | PTJ06044 | NO | [7 empty] | 3
383003748 | PTJ06042 |  |  |  | VPTJ/PCE/J00380/MB1 | 310213607 | Existing | RYB |  |  | CLOSED | CLOSED | LINK |  | 11 kV | [6 empty] | EPE |  |  | PE 6.04 BLOK 1 PPA1M (F1) | Unknown | Unknown | NO | NONE | DISTRIBUTION | TNB | WP PUTRAJAYA & CYBERJAYA | NO | Unknown |  |  |  | NO | [8 empty] | PTJ06042 | NO | [7 empty] | 3
383003753 | PTJ06041 |  |  |  | VPTJ/PCE/J00380/MB1 | 310213607 | Existing | RYB |  |  | CLOSED | CLOSED | LINK |  | 11 kV | [6 empty] | EPE |  |  | PE 6.04 BLOK 1 PPA1M (F1) | Unknown | Unknown | NO | NONE | DISTRIBUTION | TNB | WP PUTRAJAYA & CYBERJAYA | NO | Unknown |  |  |  | NO | [8 empty] | PTJ06041 | NO | [7 empty] | 3
383003915 | PTJ16321 |  |  |  | VPTJ/PCE/J16321/MB16321 | 310471639 | Existing | Unknown |  |  | CLOSED | CLOSED | LINK |  | 11 kV | [6 empty] | SCHNEIDER |  |  | PE 16.32 TEMP PPA1M P16D | Unknown | Unknown | NO | NONE | DISTRIBUTION | TNB | WP PUTRAJAYA & CYBERJAYA | NO | Unknown |  |  |  | NO | [8 empty] | PTJ16321 | NO | [7 empty] | 0
383003917 | PTJ16323 |  |  |  | VPTJ/PCE/J16321/MB16321 | 310471639 | Existing | Unknown |  |  | CLOSED | CLOSED | LINK |  | 11 kV | [6 empty] | SCHNEIDER |  |  | PE 16.32 TEMP PPA1M P16D | Unknown | Unknown | NO | NONE | DISTRIBUTION | TNB | WP PUTRAJAYA & CYBERJAYA | NO | Unknown |  |  |  | NO | [8 empty] | PTJ16323 | NO | [7 empty] | 0
383004175 | PTJ01681 |  |  |  | VPTJ/PCE/J01681/MB01681 | 310372353 | Existing | Unknown |  |  | CLOSED | CLOSED | LINK |  | 11 kV | [6 empty] | TAMCO |  |  | PE 1.68 TEMP PLOT Z1 & Z2 | Unknown | Unknown | NO | NONE | DISTRIBUTION | TNB | WP PUTRAJAYA & CYBERJAYA | NO | Unknown |  |  |  | NO | [8 empty] | PTJ01681 | NO | [7 empty] | 0
383004177 | PTJ01683 |  |  |  | VPTJ/PCE/J01681/MB01681 | 310372353 | Existing | Unknown |  |  | CLOSED | CLOSED | LINK |  | 11 kV | [6 empty] | TAMCO |  |  | PE 1.68 TEMP PLOT Z1 & Z2 | Unknown | Unknown | NO | NONE | DISTRIBUTION | TNB | WP PUTRAJAYA & CYBERJAYA | NO | Unknown |  |  |  | NO | [8 empty] | PTJ01683 | NO | [7 empty] | 0
383004450 | PTJ11641 |  |  |  | VPTJ/PCE/J11641/MB11641 | 300281093 | Existing | Unknown |  |  | CLOSED | CLOSED | LINK |  | 11 kV |  | 21/07/2009 |  |  |  |  | TAMCO |  |  | PE 11.64 ZON 10A (F1) | Unknown | Unknown | NO | NONE | DISTRIBUTION | TNB | WP PUTRAJAYA & CYBERJAYA | NO | Unknown |  |  |  | NO | [8 empty] | PTJ11641 | NO | [7 empty] | 0
383004452 | PTJ11643 |  |  |  | VPTJ/PCE/J11641/MB11641 | 300281093 | Existing | Unknown |  |  | CLOSED | CLOSED | LINK |  | 11 kV |  | 21/07/2009 |  |  |  |  | TAMCO |  |  | PE 11.64 ZON 10A (F1) | Unknown | Unknown | NO | NONE | DISTRIBUTION | TNB | WP PUTRAJAYA & CYBERJAYA | NO | Unknown |  |  |  | NO | [8 empty] | PTJ11643 | NO | [7 empty] | 0
383004565 | PTJ11644 |  |  |  | VPTJ/PCE/J11642/MB11644 | 300454762 | Existing | Unknown |  |  | CLOSED | CLOSED | LINK |  | 11 kV | [6 empty] | TAMCO |  |  | PE 11.64 ZON 10A (F2) | Unknown | Unknown | NO | NONE | DISTRIBUTION | TNB | WP PUTRAJAYA & CYBERJAYA | NO | Unknown |  |  |  | NO | [8 empty] | PTJ11644 | NO | [7 empty] | 0
383004567 | PTJ11646 |  |  |  | VPTJ/PCE/J11642/MB11644 | 300454762 | Existing | Unknown |  |  | CLOSED | CLOSED | LINK |  | 11 kV | [6 empty] | TAMCO |  |  | PE 11.64 ZON 10A (F2) | Unknown | Unknown | NO | NONE | DISTRIBUTION | TNB | WP PUTRAJAYA & CYBERJAYA | NO | Unknown |  |  |  | NO | [8 empty] | PTJ11646 | NO | [7 empty] | 0
383004685 | PTJ11651 |  |  |  | VPTJ/PCE/J11651/MB11651 | 300451360 | Existing | Unknown |  |  | CLOSED | CLOSED | LINK |  | 11 kV | [6 empty] | INDKOM |  |  | PE 11.65 ZON 10A2 (F1) | Unknown | Unknown | NO | NONE | DISTRIBUTION | TNB | WP PUTRAJAYA & CYBERJAYA | NO | Unknown |  |  |  | NO | [8 empty] | PTJ11651 | NO | [7 empty] | 0
383004687 | PTJ11652 |  |  |  | VPTJ/PCE/J11651/MB11651 | 300451360 | Existing | Unknown |  |  | CLOSED | CLOSED | LINK |  | 11 kV | [6 empty] | INDKOM |  |  | PE 11.65 ZON 10A2 (F1) | Unknown | Unknown | NO | NONE | DISTRIBUTION | TNB | WP PUTRAJAYA & CYBERJAYA | NO | Unknown |  |  |  | NO | [8 empty] | PTJ11652 | NO | [7 empty] | 0
383004800 | PTJ11654 |  |  |  | VPTJ/PCE/J11652/MB11654 | 300281094 | Existing | Unknown |  |  | CLOSED | CLOSED | LINK |  | 11 kV |  | 13/08/2009 |  |  |  |  | INDKOM |  |  | PE 11.65 ZON 10A2 (F2) | Unknown | Unknown | NO | NONE | DISTRIBUTION | TNB | WP PUTRAJAYA & CYBERJAYA | NO | Unknown |  |  |  | NO | [8 empty] | PTJ11654 | NO | [7 empty] | 0
383004802 | PTJ11655 |  |  |  | VPTJ/PCE/J11652/MB11654 | 300281094 | Existing | Unknown |  |  | CLOSED | CLOSED | LINK |  | 11 kV |  | 13/08/2009 |  |  |  |  | INDKOM |  |  | PE 11.65 ZON 10A2 (F2) | Unknown | Unknown | NO | NONE | DISTRIBUTION | TNB | WP PUTRAJAYA & CYBERJAYA | NO | Unknown |  |  |  | NO | [8 empty] | PTJ11655 | NO | [7 empty] | 0
383046376 | P1661 | [5 empty] | Existing | RYB |  |  | CLOSED | CLOSED | LINK |  | 11 kV | [9 empty] | BE KE PEMBANGUNAN PUSAT PENGAJIAN PERTAH | Unknown | Unknown | NO | NONE | DISTRIBUTION | TNB | WP PUTRAJAYA & CYBERJAYA | NO | Unknown |  |  |  | NO | [8 empty] | P1661 | NO | [7 empty] | 3
383046381 | P1662 | [5 empty] | Existing | RYB |  |  | CLOSED | CLOSED | LINK |  | 11 kV | [9 empty] | BE KE PEMBANGUNAN PUSAT PENGAJIAN PERTAH | Unknown | Unknown | NO | NONE | DISTRIBUTION | TNB | WP PUTRAJAYA & CYBERJAYA | NO | Unknown |  |  |  | NO | [8 empty] | P1662 | NO | [7 empty] | 3
383046490 | P1664 | [5 empty] | Existing | RYB |  |  | CLOSED | CLOSED | LINK |  | 11 kV | [10 empty] | Unknown | Unknown | NO | NONE | DISTRIBUTION | TNB | WP PUTRAJAYA & CYBERJAYA | NO | Unknown |  |  |  | NO | [8 empty] | P1664 | NO | [7 empty] | 3
383046495 | P1665 | [5 empty] | Existing | RYB |  |  | CLOSED | CLOSED | LINK |  | 11 kV | [10 empty] | Unknown | Unknown | NO | NONE | DISTRIBUTION | TNB | WP PUTRAJAYA & CYBERJAYA | NO | Unknown |  |  |  | NO | [8 empty] | P1665 | NO | [7 empty] | 3
383046616 | C23451 |  |  |  | VCBJ/PCE/J00164/MB1 | 310580315 | Existing | RYB |  |  | CLOSED | CLOSED | LINK |  | 11 kV | [9 empty] | D-CBJ-C17-0519 | Unknown | Unknown | NO | NONE | DISTRIBUTION | TNB | WP PUTRAJAYA & CYBERJAYA | NO | Unknown |  |  |  | NO | [8 empty] | C23451 | NO | [7 empty] | 3
383046621 | C23453 |  |  |  | VCBJ/PCE/J00164/MB1 | 310580315 | Existing | RYB |  |  | CLOSED | CLOSED | LINK |  | 11 kV | [9 empty] | D-CBJ-C17-0519 | Unknown | Unknown | NO | NONE | DISTRIBUTION | TNB | WP PUTRAJAYA & CYBERJAYA | NO | Unknown |  |  |  | NO | [8 empty] | C23453 | NO | [7 empty] | 3
383046856 | C25311 | [5 empty] | Existing | RYB |  |  | CLOSED | CLOSED | LINK |  | 11 kV | [9 empty] | D-CBJ-C16-0576 | Unknown | Unknown | NO | NONE | DISTRIBUTION | TNB | WP PUTRAJAYA & CYBERJAYA | NO | Unknown |  |  |  | NO | [8 empty] | C25311 | NO | [7 empty] | 3
383046861 | C25313 | [5 empty] | Existing | RYB |  |  | CLOSED | CLOSED | LINK |  | 11 kV | [9 empty] | D-CBJ-C16-0576 | Unknown | Unknown | NO | NONE | DISTRIBUTION | TNB | WP PUTRAJAYA & CYBERJAYA | NO | Unknown |  |  |  | NO | [8 empty] | C25313 | NO | [7 empty] | 3
383046970 | C25321 | [5 empty] | Existing | RYB |  |  | CLOSED | CLOSED | LINK |  | 11 kV | [9 empty] | D-CBJ-C16-0576 | Unknown | Unknown | NO | NONE | DISTRIBUTION | TNB | WP PUTRAJAYA & CYBERJAYA | NO | Unknown |  |  |  | NO | [8 empty] | C25321 | NO | [7 empty] | 3
383046975 | C25323 | [5 empty] | Existing | RYB |  |  | CLOSED | CLOSED | LINK |  | 11 kV | [9 empty] | D-CBJ-C16-0576 | Unknown | Unknown | NO | NONE | DISTRIBUTION | TNB | WP PUTRAJAYA & CYBERJAYA | NO | Unknown |  |  |  | NO | [8 empty] | C25323 | NO | [7 empty] | 3
383047084 | C25331 | [5 empty] | Existing | RYB |  |  | CLOSED | CLOSED | LINK |  | 11 kV | [9 empty] | D-CBJ-C16-0576 | Unknown | Unknown | NO | NONE | DISTRIBUTION | TNB | WP PUTRAJAYA & CYBERJAYA | NO | Unknown |  |  |  | NO | [8 empty] | C25331 | NO | [7 empty] | 3
383047089 | C25333 | [5 empty] | Existing | RYB |  |  | CLOSED | CLOSED | LINK |  | 11 kV | [9 empty] | D-CBJ-C16-0576 | Unknown | Unknown | NO | NONE | DISTRIBUTION | TNB | WP PUTRAJAYA & CYBERJAYA | NO | Unknown |  |  |  | NO | [8 empty] | C25333 | NO | [7 empty] | 3
383338302 | 30 |  |  |  | VPTJ/PPU/G00023/NB30 | 300519650 | Existing | Unknown |  |  | CLOSED |  | BUSBAR SECTION |  | 11 kV |  | 2015-04-07 |  |  |  |  | EPE |  |  | PPU PUTRAJAYA NO 23 | Unknown | Unknown | Unknown | Unknown | DISTRIBUTION | TNB | WP PUTRAJAYA & CYBERJAYA | Unknown |  |  |  |  | Unknown | [8 empty] | 30 | [8 empty] | 0
383338304 | [6 empty] | Existing | Unknown |  |  | CLOSED |  | MAIN |  | 11 kV | [9 empty] | PPU PUTRAJAYA NO 23 | Unknown | Unknown | Unknown | Unknown | DISTRIBUTION | TNB | WP PUTRAJAYA & CYBERJAYA | Unknown |  |  |  |  | Unknown | [17 empty] | 0
383338318 | CBJ23402 |  |  |  | VCBJ/PCE/J00139/MB1 | 310386607 | Existing | Unknown |  | CBJ23411 PE 23.41 ECLIP TOWER 2 | CLOSED | CLOSED | LINK |  | 11 kV | [6 empty] | INDKOM |  |  | D-CBJ-C15-0468 | Unknown | Unknown | NO | NONE | DISTRIBUTION | TNB | WP PUTRAJAYA & CYBERJAYA | NO | Unknown |  |  |  | NO | [8 empty] | CBJ23402 | NO | [7 empty] | 0
383338332 | CBJ23401 |  |  |  | VCBJ/PCE/J00139/MB1 | 310386607 | Existing | Unknown |  | CBJ24342 SS 24.34 TAMARIND SQUARE F1 | CLOSED | CLOSED | LINK |  | 11 kV | [6 empty] | INDKOM |  |  | D-CBJ-C15-0468 | Unknown | Unknown | NO | NONE | DISTRIBUTION | TNB | WP PUTRAJAYA & CYBERJAYA | NO | Unknown |  |  |  | NO | [8 empty] | CBJ23401 | NO | [7 empty] | 0
383338537 | CBJ23414 |  |  |  | VCBJ/PCE/J00140/MB1 | 310341678 | Existing | Unknown |  | CBJ23181 SS 23.18 PARAGON | CLOSED | CLOSED | LINK |  | 11 kV | [6 empty] | TAMCO |  |  | D-CBJ-C15-0468 | Unknown | Unknown | NO | NONE | DISTRIBUTION | TNB | WP PUTRAJAYA & CYBERJAYA | NO | Unknown |  |  |  | NO | [8 empty] | CBJ23414 | NO | [7 empty] | 0
383338551 | CBJ23411 |  |  |  | VCBJ/PCE/J00140/MB1 | 310341678 | Existing | Unknown |  | CBJ23402 PE 23.40 ECLIP TOWER 1 | CLOSED | CLOSED | LINK |  | 11 kV | [6 empty] | TAMCO |  |  | D-CBJ-C15-0468 | Unknown | Unknown | NO | NONE | DISTRIBUTION | TNB | WP PUTRAJAYA & CYBERJAYA | NO | Unknown |  |  |  | NO | [8 empty] | CBJ23411 | NO | [7 empty] | 0
383497181 | CBJ23362 | [5 empty] | Existing | Unknown |  | CBJ23171 PE 23.17 TEMP SERI MUTIARA | CLOSED | CLOSED | LINK |  | 11 kV | [9 empty] | D-CBJ-C16-0575 | Unknown | Unknown | NO | NONE | DISTRIBUTION | TNB | WP PUTRAJAYA & CYBERJAYA | NO | Unknown |  |  |  | NO | [8 empty] | CBJ23362 | NO | [7 empty] | 0
383497184 | CBJ23363 | [5 empty] | Existing | Unknown |  | PENGGUNA HT | CLOSED | CLOSED | LINK |  | 11 kV | [9 empty] | D-CBJ-C16-0575 | Unknown | Unknown | NO | NONE | DISTRIBUTION | TNB | WP PUTRAJAYA & CYBERJAYA | NO | Unknown |  |  |  | NO | [8 empty] | CBJ23363 | NO | [7 empty] | 0
383497186 | CBJ23361 | [5 empty] | Existing | Unknown |  | CBJ23252 SS 23.25 MUTIARA VILLE 4 | CLOSED | CLOSED | LINK |  | 11 kV | [9 empty] | D-CBJ-C16-0575 | Unknown | Unknown | NO | NONE | DISTRIBUTION | TNB | WP PUTRAJAYA & CYBERJAYA | NO | Unknown |  |  |  | NO | [8 empty] | CBJ23361 | NO | [7 empty] | 0
383497193 | CBJ23364 | [5 empty] | Existing | Unknown |  | PENGGUNA HT | CLOSED |  | LINK |  | 11 kV | [9 empty] | D-CBJ-C16-0575 | Unknown | Unknown | Unknown | Unknown | DISTRIBUTION | TNB | WP PUTRAJAYA & CYBERJAYA | Unknown |  |  |  |  | Unknown | [8 empty] | CBJ23364 | [8 empty] | 0
384171301 | C25061 |  |  |  | VCBJ/PCE/J00152 |  | Existing | RYB |  |  | CLOSED | CLOSED | LINK |  | 11 kV | [9 empty] | D-CBJ-C16-0439 | Unknown | Unknown | NO | NONE | DISTRIBUTION | TNB | WP PUTRAJAYA & CYBERJAYA | NO | Unknown |  |  |  | NO | [8 empty] | C25061 | NO | [7 empty] | 3
384171306 | C25062 |  |  |  | VCBJ/PCE/J00152 |  | Existing | RYB |  | CBJ25131 PE 25.13 SETIA RIMBA 1 | CLOSED | CLOSED | LINK |  | 11 kV | [9 empty] | D-CBJ-C16-0439 | Unknown | Unknown | NO | NONE | DISTRIBUTION | TNB | WP PUTRAJAYA & CYBERJAYA | NO | Unknown |  |  |  | NO | [8 empty] | C25062 | NO | [7 empty] | 3
384171421 | C24454 | [5 empty] | Existing | RYB |  |  | CLOSED | CLOSED | LINK |  | 11 kV | [9 empty] | PE 24.45 CERIA CONDO B | Unknown | Unknown | NO | NONE | DISTRIBUTION | TNB | WP PUTRAJAYA & CYBERJAYA | NO | Unknown |  |  |  | NO | [8 empty] | C24454 | NO | [7 empty] | 3
384171438 | C24451 | [5 empty] | Existing | RYB |  |  | CLOSED | CLOSED | LINK |  | 11 kV | [9 empty] | PE 24.45 CERIA CONDO B | Unknown | Unknown | NO | NONE | DISTRIBUTION | TNB | WP PUTRAJAYA & CYBERJAYA | NO | Unknown |  |  |  | NO | [8 empty] | C24451 | NO | [7 empty] | 3
384171632 | C24444 | [5 empty] | Existing | RYB |  |  | CLOSED | CLOSED | LINK |  | 11 kV | [9 empty] | PE 24.44 CERIA CONDO A | Unknown | Unknown | NO | NONE | DISTRIBUTION | TNB | WP PUTRAJAYA & CYBERJAYA | NO | Unknown |  |  |  | NO | [8 empty] | C24444 | NO | [7 empty] | 3
384171649 | C24441 | [5 empty] | Existing | RYB |  |  | CLOSED | CLOSED | LINK |  | 11 kV | [9 empty] | PE 24.44 CERIA CONDO A | Unknown | Unknown | NO | NONE | DISTRIBUTION | TNB | WP PUTRAJAYA & CYBERJAYA | NO | Unknown |  |  |  | NO | [8 empty] | C24441 | NO | [7 empty] | 3
384171992 | C24461 | [5 empty] | Existing | RYB |  |  | CLOSED | CLOSED | LINK |  | 11 kV | [9 empty] | D-CBJ-C15-0497 | Unknown | Unknown | NO | NONE | DISTRIBUTION | TNB | WP PUTRAJAYA & CYBERJAYA | NO | Unknown |  |  |  | NO | [8 empty] | C24461 | NO | [7 empty] | 3
384171997 | C24463 | [5 empty] | Existing | RYB |  |  | CLOSED | CLOSED | LINK |  | 11 kV | [9 empty] | D-CBJ-C15-0497 | Unknown | Unknown | NO | NONE | DISTRIBUTION | TNB | WP PUTRAJAYA & CYBERJAYA | NO | Unknown |  |  |  | NO | [8 empty] | C24463 | NO | [7 empty] | 3
384304415 | C21393 | [5 empty] | Existing | RYB |  |  | CLOSED | CLOSED | LINK |  | 11 kV | [9 empty] | D-CBJ-C16-0532 | Unknown | Unknown | NO | NONE | DISTRIBUTION | TNB | WP PUTRAJAYA & CYBERJAYA | NO | Unknown |  |  |  | NO | [8 empty] | C21393 | NO | [7 empty] | 3
384304420 | C21391 | [5 empty] | Existing | RYB |  |  | CLOSED | CLOSED | LINK |  | 11 kV | [9 empty] | D-CBJ-C16-0532 | Unknown | Unknown | NO | NONE | DISTRIBUTION | TNB | WP PUTRAJAYA & CYBERJAYA | NO | Unknown |  |  |  | NO | [8 empty] | C21391 | NO | [7 empty] | 3
384605874 | [6 empty] | Existing | RYB |  |  | OPEN | OPEN | RESERVE |  | 33 kV | [9 empty] | PMU DATO ABU BAKAR BAGINDA-ABBA 132/33KV | Unknown | Unknown | NO | NONE | DISTRIBUTION | TNB | WP PUTRAJAYA & CYBERJAYA | Unknown |  |  |  |  | NO | [17 empty] | 3
384605891 | [6 empty] | Existing | RYB |  |  | CLOSED | CLOSED | MAIN |  | 33 kV | [9 empty] | PMU DATO ABU BAKAR BAGINDA-ABBA 132/33KV | Unknown | Unknown | NO | NONE | DISTRIBUTION | TNB | WP PUTRAJAYA & CYBERJAYA | Unknown |  |  |  |  | NO | [17 empty] | 3
384605896 | [6 empty] | Existing | RYB |  |  | CLOSED | CLOSED | MAIN |  | 33 kV | [9 empty] | PMU DATO ABU BAKAR BAGINDA-ABBA 132/33KV | Unknown | Unknown | NO | NONE | DISTRIBUTION | TNB | WP PUTRAJAYA & CYBERJAYA | NO | Unknown |  |  |  | NO | [17 empty] | 3
384605907 | [6 empty] | Existing | RYB |  |  | CLOSED | CLOSED | MAIN |  | 33 kV | [9 empty] | PMU DATO ABU BAKAR BAGINDA-ABBA 132/33KV | Unknown | Unknown | NO | NONE | DISTRIBUTION | TNB | WP PUTRAJAYA & CYBERJAYA | NO | Unknown |  |  |  | NO | [17 empty] | 3
384605911 | [6 empty] | Existing | RYB |  |  | OPEN | CLOSED | RESERVE |  | 33 kV | [9 empty] | PMU DATO ABU BAKAR BAGINDA-ABBA 132/33KV | Unknown | Unknown | NO | NONE | DISTRIBUTION | TNB | WP PUTRAJAYA & CYBERJAYA | NO | Unknown |  |  |  | NO | [17 empty] | 3
384605919 | [6 empty] | Existing | RYB |  |  | OPEN | CLOSED | RESERVE |  | 33 kV | [9 empty] | PMU DATO ABU BAKAR BAGINDA-ABBA 132/33KV | Unknown | Unknown | NO | NONE | DISTRIBUTION | TNB | WP PUTRAJAYA & CYBERJAYA | NO | Unknown |  |  |  | NO | [17 empty] | 3
384605925 | [6 empty] | Existing | RYB |  |  | OPEN | CLOSED | MAIN |  | 33 kV | [9 empty] | PMU DATO ABU BAKAR BAGINDA-ABBA 132/33KV | Unknown | Unknown | NO | NONE | DISTRIBUTION | TNB | WP PUTRAJAYA & CYBERJAYA | NO | Unknown |  |  |  | NO | [17 empty] | 3
384605929 | [6 empty] | Existing | RYB |  |  | CLOSED | CLOSED | MAIN |  | 33 kV | [9 empty] | PMU DATO ABU BAKAR BAGINDA-ABBA 132/33KV | Unknown | Unknown | NO | NONE | DISTRIBUTION | TNB | WP PUTRAJAYA & CYBERJAYA | Unknown |  |  |  |  | NO | [17 empty] | 3
384605937 | [6 empty] | Existing | RYB |  |  | CLOSED | CLOSED | MAIN |  | 33 kV | [9 empty] | PMU DATO ABU BAKAR BAGINDA-ABBA 132/33KV | Unknown | Unknown | NO | NONE | DISTRIBUTION | TNB | WP PUTRAJAYA & CYBERJAYA | Unknown |  |  |  |  | NO | [17 empty] | 3
384605947 | [6 empty] | Existing | RYB |  |  | CLOSED | OPEN | RESERVE |  | 33 kV | [9 empty] | PMU DATO ABU BAKAR BAGINDA-ABBA 132/33KV | Unknown | Unknown | NO | NONE | DISTRIBUTION | TNB | WP PUTRAJAYA & CYBERJAYA | NO | Unknown |  |  |  | NO | [17 empty] | 3
384605957 | [6 empty] | Existing | RYB |  |  | OPEN | CLOSED | RESERVE |  | 33 kV | [9 empty] | PMU DATO ABU BAKAR BAGINDA-ABBA 132/33KV | Unknown | Unknown | NO | NONE | DISTRIBUTION | TNB | WP PUTRAJAYA & CYBERJAYA | NO | Unknown |  |  |  | NO | [17 empty] | 3
384605961 | [6 empty] | Existing | RYB |  |  | OPEN | CLOSED | RESERVE |  | 33 kV | [9 empty] | PMU DATO ABU BAKAR BAGINDA-ABBA 132/33KV | Unknown | Unknown | NO | NONE | DISTRIBUTION | TNB | WP PUTRAJAYA & CYBERJAYA | Unknown |  |  |  |  | NO | [17 empty] | 3
384605983 | [6 empty] | Existing | RYB |  |  | CLOSED | CLOSED | MAIN |  | 33 kV | [9 empty] | PMU DATO ABU BAKAR BAGINDA-ABBA 132/33KV | Unknown | Unknown | NO | NONE | DISTRIBUTION | TNB | WP PUTRAJAYA & CYBERJAYA | NO | Unknown |  |  |  | NO | [17 empty] | 3
384606013 | [6 empty] | Existing | RYB |  |  | CLOSED | CLOSED | MAIN |  | 33 kV | [9 empty] | PMU DATO ABU BAKAR BAGINDA-ABBA 132/33KV | Unknown | Unknown | NO | NONE | DISTRIBUTION | TNB | WP PUTRAJAYA & CYBERJAYA | NO | Unknown |  |  |  | NO | [17 empty] | 3
384606017 | [6 empty] | Existing | RYB |  |  | OPEN | CLOSED | RESERVE |  | 33 kV | [9 empty] | PMU DATO ABU BAKAR BAGINDA-ABBA 132/33KV | Unknown | Unknown | NO | NONE | DISTRIBUTION | TNB | WP PUTRAJAYA & CYBERJAYA | Unknown |  |  |  |  | NO | [17 empty] | 3
384606026 | [6 empty] | Existing | RYB |  |  | OPEN | OPEN | RESERVE |  | 33 kV | [9 empty] | PMU DATO ABU BAKAR BAGINDA-ABBA 132/33KV | Unknown | Unknown | NO | NONE | DISTRIBUTION | TNB | WP PUTRAJAYA & CYBERJAYA | Unknown |  |  |  |  | NO | [17 empty] | 3
384606041 | [6 empty] | Existing | RYB |  |  | CLOSED | CLOSED | MAIN |  | 33 kV | [9 empty] | PMU DATO ABU BAKAR BAGINDA-ABBA 132/33KV | Unknown | Unknown | NO | NONE | DISTRIBUTION | TNB | WP PUTRAJAYA & CYBERJAYA | NO | Unknown |  |  |  | NO | [17 empty] | 3
384606045 | [6 empty] | Existing | RYB |  |  | CLOSED | CLOSED | MAIN |  | 33 kV | [9 empty] | PMU DATO ABU BAKAR BAGINDA-ABBA 132/33KV | Unknown | Unknown | NO | NONE | DISTRIBUTION | TNB | WP PUTRAJAYA & CYBERJAYA | NO | Unknown |  |  |  | NO | [17 empty] | 3
384606059 | [6 empty] | Existing | RYB |  |  | CLOSED | CLOSED | MAIN |  | 33 kV | [9 empty] | PMU DATO ABU BAKAR BAGINDA-ABBA 132/33KV | Unknown | Unknown | NO | NONE | DISTRIBUTION | TNB | WP PUTRAJAYA & CYBERJAYA | Unknown |  |  |  |  | NO | [17 empty] | 3
384606072 | [6 empty] | Existing | RYB |  |  | OPEN | CLOSED | RESERVE |  | 33 kV | [9 empty] | PMU DATO ABU BAKAR BAGINDA-ABBA 132/33KV | Unknown | Unknown | NO | NONE | DISTRIBUTION | TNB | WP PUTRAJAYA & CYBERJAYA | Unknown |  |  |  |  | NO | [17 empty] | 3
384606077 | [6 empty] | Existing | RYB |  |  | OPEN | CLOSED | RESERVE |  | 33 kV | [9 empty] | PMU DATO ABU BAKAR BAGINDA-ABBA 132/33KV | Unknown | Unknown | NO | NONE | DISTRIBUTION | TNB | WP PUTRAJAYA & CYBERJAYA | NO | Unknown |  |  |  | NO | [17 empty] | 3
384606082 | [6 empty] | Existing | RYB |  |  | CLOSED | CLOSED | MAIN |  | 33 kV | [9 empty] | PMU DATO ABU BAKAR BAGINDA-ABBA 132/33KV | Unknown | Unknown | NO | NONE | DISTRIBUTION | TNB | WP PUTRAJAYA & CYBERJAYA | Unknown |  |  |  |  | NO | [17 empty] | 3
384606087 | [6 empty] | Existing | RYB |  |  | OPEN | CLOSED | RESERVE |  | 33 kV | [9 empty] | PMU DATO ABU BAKAR BAGINDA-ABBA 132/33KV | Unknown | Unknown | NO | NONE | DISTRIBUTION | TNB | WP PUTRAJAYA & CYBERJAYA | NO | Unknown |  |  |  | NO | [17 empty] | 3
384606116 | [6 empty] | Existing | RYB |  |  | OPEN | CLOSED | RESERVE |  | 33 kV | [9 empty] | PMU DATO ABU BAKAR BAGINDA-ABBA 132/33KV | Unknown | Unknown | NO | NONE | DISTRIBUTION | TNB | WP PUTRAJAYA & CYBERJAYA | Unknown |  |  |  |  | NO | [17 empty] | 3
384606122 | [6 empty] | Existing | RYB |  |  | OPEN | CLOSED | RESERVE |  | 33 kV | [9 empty] | PMU DATO ABU BAKAR BAGINDA-ABBA 132/33KV | Unknown | Unknown | NO | NONE | DISTRIBUTION | TNB | WP PUTRAJAYA & CYBERJAYA | NO | Unknown |  |  |  | NO | [17 empty] | 3
384606137 | [6 empty] | Existing | RYB |  |  | CLOSED | CLOSED | MAIN |  | 33 kV | [9 empty] | PMU DATO ABU BAKAR BAGINDA-ABBA 132/33KV | Unknown | Unknown | NO | NONE | DISTRIBUTION | TNB | WP PUTRAJAYA & CYBERJAYA | Unknown |  |  |  |  | NO | [17 empty] | 3
384606148 | [6 empty] | Existing | RYB |  |  | OPEN | CLOSED | RESERVE |  | 33 kV | [9 empty] | PMU DATO ABU BAKAR BAGINDA-ABBA 132/33KV | Unknown | Unknown | NO | NONE | DISTRIBUTION | TNB | WP PUTRAJAYA & CYBERJAYA | Unknown |  |  |  |  | NO | [17 empty] | 3
384606153 | [6 empty] | Existing | RYB |  |  | CLOSED | CLOSED | MAIN |  | 33 kV | [9 empty] | PMU DATO ABU BAKAR BAGINDA-ABBA 132/33KV | Unknown | Unknown | NO | NONE | DISTRIBUTION | TNB | WP PUTRAJAYA & CYBERJAYA | Unknown |  |  |  |  | NO | [17 empty] | 3
384606165 | [6 empty] | Existing | RYB |  |  | OPEN | OPEN | RESERVE |  | 33 kV | [9 empty] | PMU DATO ABU BAKAR BAGINDA-ABBA 132/33KV | Unknown | Unknown | NO | NONE | DISTRIBUTION | TNB | WP PUTRAJAYA & CYBERJAYA | Unknown |  |  |  |  | NO | [17 empty] | 3
384606182 | [6 empty] | Existing | RYB |  |  | OPEN | CLOSED | MAIN |  | 33 kV | [9 empty] | PMU DATO ABU BAKAR BAGINDA-ABBA 132/33KV | Unknown | Unknown | NO | NONE | DISTRIBUTION | TNB | WP PUTRAJAYA & CYBERJAYA | Unknown |  |  |  |  | NO | [17 empty] | 3
384606187 | [6 empty] | Existing | RYB |  |  | CLOSED | CLOSED | MAIN |  | 33 kV | [9 empty] | PMU DATO ABU BAKAR BAGINDA-ABBA 132/33KV | Unknown | Unknown | NO | NONE | DISTRIBUTION | TNB | WP PUTRAJAYA & CYBERJAYA | NO | Unknown |  |  |  | NO | [17 empty] | 3
384606198 | [6 empty] | Existing | RYB |  |  | CLOSED | CLOSED | MAIN |  | 33 kV | [9 empty] | PMU DATO ABU BAKAR BAGINDA-ABBA 132/33KV | Unknown | Unknown | NO | NONE | DISTRIBUTION | TNB | WP PUTRAJAYA & CYBERJAYA | NO | Unknown |  |  |  | NO | [17 empty] | 3
384606202 | [6 empty] | Existing | RYB |  |  | OPEN | CLOSED | RESERVE |  | 33 kV | [9 empty] | PMU DATO ABU BAKAR BAGINDA-ABBA 132/33KV | Unknown | Unknown | NO | NONE | DISTRIBUTION | TNB | WP PUTRAJAYA & CYBERJAYA | NO | Unknown |  |  |  | NO | [17 empty] | 3
384606210 | [6 empty] | Existing | RYB |  |  | OPEN | CLOSED | RESERVE |  | 33 kV | [9 empty] | PMU DATO ABU BAKAR BAGINDA-ABBA 132/33KV | Unknown | Unknown | NO | NONE | DISTRIBUTION | TNB | WP PUTRAJAYA & CYBERJAYA | NO | Unknown |  |  |  | NO | [17 empty] | 3
384606216 | [6 empty] | Existing | RYB |  |  | CLOSED | CLOSED | MAIN |  | 33 kV | [9 empty] | PMU DATO ABU BAKAR BAGINDA-ABBA 132/33KV | Unknown | Unknown | NO | NONE | DISTRIBUTION | TNB | WP PUTRAJAYA & CYBERJAYA | NO | Unknown |  |  |  | NO | [17 empty] | 3
384606220 | [6 empty] | Existing | RYB |  |  | CLOSED | CLOSED | MAIN |  | 33 kV | [9 empty] | PMU DATO ABU BAKAR BAGINDA-ABBA 132/33KV | Unknown | Unknown | NO | NONE | DISTRIBUTION | TNB | WP PUTRAJAYA & CYBERJAYA | Unknown |  |  |  |  | NO | [17 empty] | 3
384606228 | [6 empty] | Existing | RYB |  |  | CLOSED | CLOSED | MAIN |  | 33 kV | [9 empty] | PMU DATO ABU BAKAR BAGINDA-ABBA 132/33KV | Unknown | Unknown | NO | NONE | DISTRIBUTION | TNB | WP PUTRAJAYA & CYBERJAYA | Unknown |  |  |  |  | NO | [17 empty] | 3
384606238 | [6 empty] | Existing | RYB |  |  | OPEN | OPEN | RESERVE |  | 33 kV | [9 empty] | PMU DATO ABU BAKAR BAGINDA-ABBA 132/33KV | Unknown | Unknown | NO | NONE | DISTRIBUTION | TNB | WP PUTRAJAYA & CYBERJAYA | NO | Unknown |  |  |  | NO | [17 empty] | 3
384606248 | [6 empty] | Existing | RYB |  |  | OPEN | CLOSED | RESERVE |  | 33 kV | [9 empty] | PMU DATO ABU BAKAR BAGINDA-ABBA 132/33KV | Unknown | Unknown | NO | NONE | DISTRIBUTION | TNB | WP PUTRAJAYA & CYBERJAYA | NO | Unknown |  |  |  | NO | [17 empty] | 3
384606252 | [6 empty] | Existing | RYB |  |  | OPEN | CLOSED | RESERVE |  | 33 kV | [9 empty] | PMU DATO ABU BAKAR BAGINDA-ABBA 132/33KV | Unknown | Unknown | NO | NONE | DISTRIBUTION | TNB | WP PUTRAJAYA & CYBERJAYA | Unknown |  |  |  |  | NO | [17 empty] | 3
384606274 | [6 empty] | Existing | RYB |  |  | CLOSED | CLOSED | MAIN |  | 33 kV | [9 empty] | PMU DATO ABU BAKAR BAGINDA-ABBA 132/33KV | Unknown | Unknown | NO | NONE | DISTRIBUTION | TNB | WP PUTRAJAYA & CYBERJAYA | NO | Unknown |  |  |  | NO | [17 empty] | 3
384606304 | [6 empty] | Existing | RYB |  |  | CLOSED | CLOSED | MAIN |  | 33 kV | [9 empty] | PMU DATO ABU BAKAR BAGINDA-ABBA 132/33KV | Unknown | Unknown | NO | NONE | DISTRIBUTION | TNB | WP PUTRAJAYA & CYBERJAYA | NO | Unknown |  |  |  | NO | [17 empty] | 3
384606308 | [6 empty] | Existing | RYB |  |  | OPEN | CLOSED | RESERVE |  | 33 kV | [9 empty] | PMU DATO ABU BAKAR BAGINDA-ABBA 132/33KV | Unknown | Unknown | NO | NONE | DISTRIBUTION | TNB | WP PUTRAJAYA & CYBERJAYA | Unknown |  |  |  |  | NO | [17 empty] | 3
384606317 | [6 empty] | Existing | RYB |  |  | CLOSED | OPEN | RESERVE |  | 33 kV | [9 empty] | PMU DATO ABU BAKAR BAGINDA-ABBA 132/33KV | Unknown | Unknown | NO | NONE | DISTRIBUTION | TNB | WP PUTRAJAYA & CYBERJAYA | Unknown |  |  |  |  | NO | [17 empty] | 3
384606332 | [6 empty] | Existing | RYB |  |  | CLOSED | CLOSED | MAIN |  | 33 kV | [9 empty] | PMU DATO ABU BAKAR BAGINDA-ABBA 132/33KV | Unknown | Unknown | NO | NONE | DISTRIBUTION | TNB | WP PUTRAJAYA & CYBERJAYA | NO | Unknown |  |  |  | NO | [17 empty] | 3
384606336 | [6 empty] | Existing | RYB |  |  | CLOSED | CLOSED | MAIN |  | 33 kV | [9 empty] | PMU DATO ABU BAKAR BAGINDA-ABBA 132/33KV | Unknown | Unknown | NO | NONE | DISTRIBUTION | TNB | WP PUTRAJAYA & CYBERJAYA | NO | Unknown |  |  |  | NO | [17 empty] | 3
384606350 | [6 empty] | Existing | RYB |  |  | CLOSED | CLOSED | MAIN |  | 33 kV | [9 empty] | PMU DATO ABU BAKAR BAGINDA-ABBA 132/33KV | Unknown | Unknown | NO | NONE | DISTRIBUTION | TNB | WP PUTRAJAYA & CYBERJAYA | Unknown |  |  |  |  | NO | [17 empty] | 3
384606363 | [6 empty] | Existing | RYB |  |  | OPEN | CLOSED | RESERVE |  | 33 kV | [9 empty] | PMU DATO ABU BAKAR BAGINDA-ABBA 132/33KV | Unknown | Unknown | NO | NONE | DISTRIBUTION | TNB | WP PUTRAJAYA & CYBERJAYA | Unknown |  |  |  |  | NO | [17 empty] | 3
384606368 | [6 empty] | Existing | RYB |  |  | OPEN | CLOSED | RESERVE |  | 33 kV | [9 empty] | PMU DATO ABU BAKAR BAGINDA-ABBA 132/33KV | Unknown | Unknown | NO | NONE | DISTRIBUTION | TNB | WP PUTRAJAYA & CYBERJAYA | NO | Unknown |  |  |  | NO | [17 empty] | 3
384606373 | [6 empty] | Existing | RYB |  |  | CLOSED | CLOSED | MAIN |  | 33 kV | [9 empty] | PMU DATO ABU BAKAR BAGINDA-ABBA 132/33KV | Unknown | Unknown | NO | NONE | DISTRIBUTION | TNB | WP PUTRAJAYA & CYBERJAYA | Unknown |  |  |  |  | NO | [17 empty] | 3
384606378 | [6 empty] | Existing | RYB |  |  | OPEN | CLOSED | RESERVE |  | 33 kV | [9 empty] | PMU DATO ABU BAKAR BAGINDA-ABBA 132/33KV | Unknown | Unknown | NO | NONE | DISTRIBUTION | TNB | WP PUTRAJAYA & CYBERJAYA | NO | Unknown |  |  |  | NO | [17 empty] | 3
384606407 | [6 empty] | Existing | RYB |  |  | OPEN | CLOSED | RESERVE |  | 33 kV | [9 empty] | PMU DATO ABU BAKAR BAGINDA-ABBA 132/33KV | Unknown | Unknown | NO | NONE | DISTRIBUTION | TNB | WP PUTRAJAYA & CYBERJAYA | Unknown |  |  |  |  | NO | [17 empty] | 3
384606413 | [6 empty] | Existing | RYB |  |  | OPEN | CLOSED | RESERVE |  | 33 kV | [9 empty] | PMU DATO ABU BAKAR BAGINDA-ABBA 132/33KV | Unknown | Unknown | NO | NONE | DISTRIBUTION | TNB | WP PUTRAJAYA & CYBERJAYA | NO | Unknown |  |  |  | NO | [17 empty] | 3
384606428 | [6 empty] | Existing | RYB |  |  | CLOSED | CLOSED | MAIN |  | 33 kV | [9 empty] | PMU DATO ABU BAKAR BAGINDA-ABBA 132/33KV | Unknown | Unknown | NO | NONE | DISTRIBUTION | TNB | WP PUTRAJAYA & CYBERJAYA | Unknown |  |  |  |  | NO | [17 empty] | 3
384606439 | [6 empty] | Existing | RYB |  |  | OPEN | CLOSED | RESERVE |  | 33 kV | [9 empty] | PMU DATO ABU BAKAR BAGINDA-ABBA 132/33KV | Unknown | Unknown | NO | NONE | DISTRIBUTION | TNB | WP PUTRAJAYA & CYBERJAYA | Unknown |  |  |  |  | NO | [17 empty] | 3
384606444 | [6 empty] | Existing | RYB |  |  | CLOSED | CLOSED | MAIN |  | 33 kV | [9 empty] | PMU DATO ABU BAKAR BAGINDA-ABBA 132/33KV | Unknown | Unknown | NO | NONE | DISTRIBUTION | TNB | WP PUTRAJAYA & CYBERJAYA | Unknown |  |  |  |  | NO | [17 empty] | 3
384607076 | [6 empty] | Existing | RYB |  |  | CLOSED | CLOSED | MAIN |  | 11 kV | [9 empty] | PMU DATO ABU BAKAR BAGINDA-ABBA 33/11KV | Unknown | Unknown | NO | NONE | DISTRIBUTION | TNB | WP PUTRAJAYA & CYBERJAYA | NO | Unknown |  |  |  | NO | [17 empty] | 3
384607084 | [6 empty] | Existing | RYB |  |  | CLOSED | CLOSED | MAIN |  | 11 kV | [9 empty] | PMU DATO ABU BAKAR BAGINDA-ABBA 33/11KV | Unknown | Unknown | NO | NONE | DISTRIBUTION | TNB | WP PUTRAJAYA & CYBERJAYA | NO | Unknown |  |  |  | NO | [17 empty] | 3
384607104 | [6 empty] | Existing | RYB |  |  | OPEN | CLOSED | MAIN |  | 11 kV | [9 empty] | PMU DATO ABU BAKAR BAGINDA-ABBA 33/11KV | Unknown | Unknown | NO | NONE | DISTRIBUTION | TNB | WP PUTRAJAYA & CYBERJAYA | NO | Unknown |  |  |  | NO | [17 empty] | 3
384607124 | [6 empty] | Existing | RYB |  |  | OPEN | CLOSED | MAIN |  | 11 kV | [9 empty] | PMU DATO ABU BAKAR BAGINDA-ABBA 33/11KV | Unknown | Unknown | NO | NONE | DISTRIBUTION | TNB | WP PUTRAJAYA & CYBERJAYA | NO | Unknown |  |  |  | NO | [17 empty] | 3
384607140 | [6 empty] | Existing | RYB |  |  | CLOSED | CLOSED | MAIN |  | 11 kV | [9 empty] | PMU DATO ABU BAKAR BAGINDA-ABBA 33/11KV | Unknown | Unknown | NO | NONE | DISTRIBUTION | TNB | WP PUTRAJAYA & CYBERJAYA | NO | Unknown |  |  |  | NO | [17 empty] | 3
384607151 | [6 empty] | Existing | RYB |  |  | OPEN | OPEN | RESERVE |  | 11 kV | [9 empty] | PMU DATO ABU BAKAR BAGINDA-ABBA 33/11KV | Unknown | Unknown | NO | NONE | DISTRIBUTION | TNB | WP PUTRAJAYA & CYBERJAYA | NO | Unknown |  |  |  | NO | [17 empty] | 3
384607163 | [6 empty] | Existing | RYB |  |  | OPEN | OPEN | MAIN |  | 11 kV | [9 empty] | PMU DATO ABU BAKAR BAGINDA-ABBA 33/11KV | Unknown | Unknown | NO | NONE | DISTRIBUTION | TNB | WP PUTRAJAYA & CYBERJAYA | NO | Unknown |  |  |  | NO | [17 empty] | 3
384607179 | [6 empty] | Existing | RYB |  |  | CLOSED | CLOSED | MAIN |  | 11 kV | [9 empty] | PMU DATO ABU BAKAR BAGINDA-ABBA 33/11KV | Unknown | Unknown | NO | NONE | DISTRIBUTION | TNB | WP PUTRAJAYA & CYBERJAYA | NO | Unknown |  |  |  | NO | [17 empty] | 3
384607183 | [6 empty] | Existing | RYB |  |  | OPEN | CLOSED | MAIN |  | 11 kV | [9 empty] | PMU DATO ABU BAKAR BAGINDA-ABBA 33/11KV | Unknown | Unknown | NO | NONE | DISTRIBUTION | TNB | WP PUTRAJAYA & CYBERJAYA | NO | Unknown |  |  |  | NO | [17 empty] | 3
384607204 | [6 empty] | Existing | RYB |  |  | OPEN | OPEN | RESERVE |  | 11 kV | [9 empty] | PMU DATO ABU BAKAR BAGINDA-ABBA 33/11KV | Unknown | Unknown | NO | NONE | DISTRIBUTION | TNB | WP PUTRAJAYA & CYBERJAYA | NO | Unknown |  |  |  | NO | [17 empty] | 3
384607220 | [6 empty] | Existing | RYB |  |  | CLOSED | CLOSED | MAIN |  | 11 kV | [9 empty] | PMU DATO ABU BAKAR BAGINDA-ABBA 33/11KV | Unknown | Unknown | NO | NONE | DISTRIBUTION | TNB | WP PUTRAJAYA & CYBERJAYA | NO | Unknown |  |  |  | NO | [17 empty] | 3
384607227 | [6 empty] | Existing | RYB |  |  | OPEN | CLOSED | MAIN |  | 11 kV | [9 empty] | PMU DATO ABU BAKAR BAGINDA-ABBA 33/11KV | Unknown | Unknown | NO | NONE | DISTRIBUTION | TNB | WP PUTRAJAYA & CYBERJAYA | NO | Unknown |  |  |  | NO | [17 empty] | 3
384607238 | [6 empty] | Existing | RYB |  |  | OPEN | OPEN | RESERVE |  | 11 kV | [9 empty] | PMU DATO ABU BAKAR BAGINDA-ABBA 33/11KV | Unknown | Unknown | NO | NONE | DISTRIBUTION | TNB | WP PUTRAJAYA & CYBERJAYA | NO | Unknown |  |  |  | NO | [17 empty] | 3
384607254 | [6 empty] | Existing | RYB |  |  | CLOSED | OPEN | RESERVE |  | 11 kV | [9 empty] | PMU DATO ABU BAKAR BAGINDA-ABBA 33/11KV | Unknown | Unknown | NO | NONE | DISTRIBUTION | TNB | WP PUTRAJAYA & CYBERJAYA | NO | Unknown |  |  |  | NO | [17 empty] | 3
384607258 | [6 empty] | Existing | RYB |  |  | OPEN | OPEN | RESERVE |  | 11 kV | [9 empty] | PMU DATO ABU BAKAR BAGINDA-ABBA 33/11KV | Unknown | Unknown | NO | NONE | DISTRIBUTION | TNB | WP PUTRAJAYA & CYBERJAYA | NO | Unknown |  |  |  | NO | [17 empty] | 3
384607265 | [6 empty] | Existing | RYB |  |  | CLOSED | OPEN | RESERVE |  | 11 kV | [9 empty] | PMU DATO ABU BAKAR BAGINDA-ABBA 33/11KV | Unknown | Unknown | NO | NONE | DISTRIBUTION | TNB | WP PUTRAJAYA & CYBERJAYA | NO | Unknown |  |  |  | NO | [17 empty] | 3
384607280 | [6 empty] | Existing | RYB |  |  | CLOSED | OPEN | RESERVE |  | 11 kV | [9 empty] | PMU DATO ABU BAKAR BAGINDA-ABBA 33/11KV | Unknown | Unknown | NO | NONE | DISTRIBUTION | TNB | WP PUTRAJAYA & CYBERJAYA | NO | Unknown |  |  |  | NO | [17 empty] | 3
384607292 | [6 empty] | Existing | RYB |  |  | CLOSED | OPEN | RESERVE |  | 11 kV | [9 empty] | PMU DATO ABU BAKAR BAGINDA-ABBA 33/11KV | Unknown | Unknown | NO | NONE | DISTRIBUTION | TNB | WP PUTRAJAYA & CYBERJAYA | NO | Unknown |  |  |  | NO | [17 empty] | 3
384607299 | [6 empty] | Existing | RYB |  |  | OPEN | OPEN | RESERVE |  | 11 kV | [9 empty] | PMU DATO ABU BAKAR BAGINDA-ABBA 33/11KV | Unknown | Unknown | NO | NONE | DISTRIBUTION | TNB | WP PUTRAJAYA & CYBERJAYA | NO | Unknown |  |  |  | NO | [17 empty] | 3
384607324 | [6 empty] | Existing | RYB |  |  | OPEN | CLOSED | MAIN |  | 11 kV | [9 empty] | PMU DATO ABU BAKAR BAGINDA-ABBA 33/11KV | Unknown | Unknown | NO | NONE | DISTRIBUTION | TNB | WP PUTRAJAYA & CYBERJAYA | NO | Unknown |  |  |  | NO | [17 empty] | 3
384607332 | [6 empty] | Existing | RYB |  |  | CLOSED | OPEN | RESERVE |  | 11 kV | [9 empty] | PMU DATO ABU BAKAR BAGINDA-ABBA 33/11KV | Unknown | Unknown | NO | NONE | DISTRIBUTION | TNB | WP PUTRAJAYA & CYBERJAYA | NO | Unknown |  |  |  | NO | [17 empty] | 3
384607342 | [6 empty] | Existing | RYB |  |  | OPEN | CLOSED | MAIN |  | 11 kV | [9 empty] | PMU DATO ABU BAKAR BAGINDA-ABBA 33/11KV | Unknown | Unknown | NO | NONE | DISTRIBUTION | TNB | WP PUTRAJAYA & CYBERJAYA | NO | Unknown |  |  |  | NO | [17 empty] | 3
384607346 | [6 empty] | Existing | RYB |  |  | OPEN | CLOSED | MAIN |  | 11 kV | [9 empty] | PMU DATO ABU BAKAR BAGINDA-ABBA 33/11KV | Unknown | Unknown | NO | NONE | DISTRIBUTION | TNB | WP PUTRAJAYA & CYBERJAYA | NO | Unknown |  |  |  | NO | [17 empty] | 3
384607350 | [6 empty] | Existing | RYB |  |  | CLOSED | OPEN | RESERVE |  | 11 kV | [9 empty] | PMU DATO ABU BAKAR BAGINDA-ABBA 33/11KV | Unknown | Unknown | NO | NONE | DISTRIBUTION | TNB | WP PUTRAJAYA & CYBERJAYA | NO | Unknown |  |  |  | NO | [17 empty] | 3
384607360 | [6 empty] | Existing | RYB |  |  | OPEN | CLOSED | MAIN |  | 11 kV | [9 empty] | PMU DATO ABU BAKAR BAGINDA-ABBA 33/11KV | Unknown | Unknown | NO | NONE | DISTRIBUTION | TNB | WP PUTRAJAYA & CYBERJAYA | NO | Unknown |  |  |  | NO | [17 empty] | 3
384607365 | [6 empty] | Existing | RYB |  |  | OPEN | CLOSED | MAIN |  | 11 kV | [9 empty] | PMU DATO ABU BAKAR BAGINDA-ABBA 33/11KV | Unknown | Unknown | NO | NONE | DISTRIBUTION | TNB | WP PUTRAJAYA & CYBERJAYA | NO | Unknown |  |  |  | NO | [17 empty] | 3
384607400 | [6 empty] | Existing | RYB |  |  | CLOSED | CLOSED | MAIN |  | 11 kV | [9 empty] | PMU DATO ABU BAKAR BAGINDA-ABBA 33/11KV | Unknown | Unknown | NO | NONE | DISTRIBUTION | TNB | WP PUTRAJAYA & CYBERJAYA | NO | Unknown |  |  |  | NO | [17 empty] | 3
384607404 | [6 empty] | Existing | RYB |  |  | OPEN | OPEN | RESERVE |  | 11 kV | [9 empty] | PMU DATO ABU BAKAR BAGINDA-ABBA 33/11KV | Unknown | Unknown | NO | NONE | DISTRIBUTION | TNB | WP PUTRAJAYA & CYBERJAYA | NO | Unknown |  |  |  | NO | [17 empty] | 3
384607410 | [6 empty] | Existing | RYB |  |  | CLOSED | OPEN | RESERVE |  | 11 kV | [9 empty] | PMU DATO ABU BAKAR BAGINDA-ABBA 33/11KV | Unknown | Unknown | NO | NONE | DISTRIBUTION | TNB | WP PUTRAJAYA & CYBERJAYA | NO | Unknown |  |  |  | NO | [17 empty] | 3
384607415 | [6 empty] | Existing | RYB |  |  | OPEN | OPEN | RESERVE |  | 11 kV | [9 empty] | PMU DATO ABU BAKAR BAGINDA-ABBA 33/11KV | Unknown | Unknown | NO | NONE | DISTRIBUTION | TNB | WP PUTRAJAYA & CYBERJAYA | NO | Unknown |  |  |  | NO | [17 empty] | 3
384607423 | [6 empty] | Existing | RYB |  |  | CLOSED | CLOSED | MAIN |  | 11 kV | [9 empty] | PMU DATO ABU BAKAR BAGINDA-ABBA 33/11KV | Unknown | Unknown | NO | NONE | DISTRIBUTION | TNB | WP PUTRAJAYA & CYBERJAYA | NO | Unknown |  |  |  | NO | [17 empty] | 3
384607429 | [6 empty] | Existing | RYB |  |  | OPEN | OPEN | RESERVE |  | 11 kV | [9 empty] | PMU DATO ABU BAKAR BAGINDA-ABBA 33/11KV | Unknown | Unknown | NO | NONE | DISTRIBUTION | TNB | WP PUTRAJAYA & CYBERJAYA | NO | Unknown |  |  |  | NO | [17 empty] | 3
385025807 | P17231 | [5 empty] | Existing | RYB |  |  | CLOSED | CLOSED | LINK |  | 11 kV | [10 empty] | Unknown | Unknown | NO | NONE | DISTRIBUTION | TNB | WP PUTRAJAYA & CYBERJAYA | NO | Unknown |  |  |  | NO | [8 empty] | P17231 | NO | [7 empty] | 3
385025812 | P17232 | [5 empty] | Existing | RYB |  |  | CLOSED | CLOSED | LINK |  | 11 kV | [10 empty] | Unknown | Unknown | NO | NONE | DISTRIBUTION | TNB | WP PUTRAJAYA & CYBERJAYA | NO | Unknown |  |  |  | NO | [8 empty] | P17232 | NO | [7 empty] | 3
385026629 | 24434 | [5 empty] | Existing | RYB |  |  | CLOSED | CLOSED | LINK |  | 11 kV | [9 empty] | D-CBJ-C16-0566 | Unknown | Unknown | NO | NONE | DISTRIBUTION | TNB | WP PUTRAJAYA & CYBERJAYA | NO | Unknown |  |  |  | NO | [8 empty] | 24434 | NO | [7 empty] | 3
385026646 | 24431 | [5 empty] | Existing | RYB |  |  | CLOSED | CLOSED | LINK |  | 11 kV | [9 empty] | D-CBJ-C16-0566 | Unknown | Unknown | NO | NONE | DISTRIBUTION | TNB | WP PUTRAJAYA & CYBERJAYA | NO | Unknown |  |  |  | NO | [8 empty] | 24431 | NO | [7 empty] | 3
389013173 | [6 empty] | Existing | RYB |  |  | CLOSED | CLOSED | LINK |  | 11 kV | [9 empty] | PE 24.06 SYMPHONY HILLS 1 | Unknown | Unknown | NO | NONE | DISTRIBUTION | TNB | WP PUTRAJAYA & CYBERJAYA | NO | Unknown |  |  |  | NO | [9 empty] | NO | [7 empty] | 3
389013190 | [6 empty] | Existing | RYB |  |  | CLOSED | CLOSED | LINK |  | 11 kV | [9 empty] | PE 24.06 SYMPHONY HILLS 1 | Unknown | Unknown | NO | NONE | DISTRIBUTION | TNB | WP PUTRAJAYA & CYBERJAYA | NO | Unknown |  |  |  | NO | [9 empty] | NO | [7 empty] | 3
389470097 | CBJ24501 | [5 empty] | Existing | RYB |  |  | CLOSED | CLOSED | LINK |  | 11 kV | [9 empty] | D-CBJ-C15-0506 | Unknown | Unknown | NO | NONE | DISTRIBUTION | TNB | WP PUTRAJAYA & CYBERJAYA | NO | Unknown |  |  |  | NO | [8 empty] | CBJ24501 | NO | [7 empty] | 3
389470102 | CBJ24502 | [5 empty] | Existing | RYB |  |  | CLOSED | CLOSED | LINK |  | 11 kV | [9 empty] | D-CBJ-C15-0506 | Unknown | Unknown | NO | NONE | DISTRIBUTION | TNB | WP PUTRAJAYA & CYBERJAYA | NO | Unknown |  |  |  | NO | [8 empty] | CBJ24502 | NO | [7 empty] | 3
390114619 | PTJ14096 |  |  |  | VPTJ/PCE/J14092/MB14094 | 300455138 | Existing | RYB |  |  | CLOSED | CLOSED | LINK |  | 11 kV | [9 empty] | PE 14.09 PERUMAHAN 14-4 (F2) | Unknown | Unknown | NO | NONE | DISTRIBUTION | TNB | WP PUTRAJAYA & CYBERJAYA | NO | Unknown |  |  |  | NO | [8 empty] | PTJ14096 | NO | [7 empty] | 3
390114624 | PTJ14094 |  |  |  | VPTJ/PCE/J14092/MB14094 | 300455138 | Existing | RYB |  |  | CLOSED | CLOSED | LINK |  | 11 kV | [9 empty] | PE 14.09 PERUMAHAN 14-4 (F2) | Unknown | Unknown | NO | NONE | DISTRIBUTION | TNB | WP PUTRAJAYA & CYBERJAYA | NO | Unknown |  |  |  | NO | [8 empty] | PTJ14094 | NO | [7 empty] | 3
390865647 | P11792 | [5 empty] | Existing | RYB |  |  | CLOSED | CLOSED | LINK |  | 11 kV | [10 empty] | Unknown | Unknown | NO | NONE | DISTRIBUTION | TNB | WP PUTRAJAYA & CYBERJAYA | NO | Unknown |  |  |  | NO | [8 empty] | P11792 | NO | [7 empty] | 3
390865652 | P11791 | [5 empty] | Existing | RYB |  |  | CLOSED | CLOSED | LINK |  | 11 kV | [10 empty] | Unknown | Unknown | NO | NONE | DISTRIBUTION | TNB | WP PUTRAJAYA & CYBERJAYA | NO | Unknown |  |  |  | NO | [8 empty] | P11791 | NO | [7 empty] | 3

## Output
Id | Label | Feeder Label | Record ID | Father ID | ERMS Functional Location | ERMS Equipment No | Status | Phasing | Circuit ID | Feeder Direction | Normal Status | Operating Status | Class | Rated Voltage | Operating Voltage | Insulation Type | Date Commissioned | Year of Manufacturing | Serial Number | Mounting Type | Brand | Manufacturer _Old_ | Panel Serial No | Truck Sl.no | Substation Name | Interconnect Type | Operating Mechanism | Load Break Indicator | Ground Type | Owner Name | Owner Type | Operational Area | Mirrored | Dry impluse withstand voltage (KV) | Scada Control ID | Scada Monitor ID | Scada Type | Gang Operated Indicator | Country of Manufacture | Isolator Location | Rated Operating Motor Voltage | Power Frequency Withstand Voltage (KV) | Rated Continous Current | Breaking Current _kA_ | Making Current | Fault Level Current _kA_ | Switch Number | Defect Doc Available? | Bus Section | Net book value | Asset useful life | Contract No | Control State | Address | Remarks | Switch Bank Units | Check | Detail
14165980 |  | 16 |  |  |  |  | Existing | RYB |  | P 04144 PE 4.14 | CLOSED |  | MAIN | 12.000 kV | Unknown | VACUMM |  | 2002 |  |  |  | EPE |  |  | PPU PUTRAJAYA NO 24 | Unknown | Unknown | Unknown | Unknown | DISTRIBUTION | TNB | WP PUTRAJAYA & CYBERJAYA | Unknown | Unknown |  |  |  | Unknown | [17 empty] | 3 | Fail | Please check "Operating Voltage"
15475576 | PTJ11171 | PTJ 11171 |  |  | VPTJ/PCE/J11171/MB11171 | 300452982 | Existing | Unknown |  | PE 11.14 Apt Blok C (PTJ 11142) | CLOSED | CLOSED | LINK | 11.000 kV | 11 kV | GAS |  |  |  |  | F_and_G | INDKOM | 1104214123 |  | PE 11.17 ZON 7B (F1) | CUSTOMER | Unknown | NO | NONE | DISTRIBUTION | TNB | WP PUTRAJAYA & CYBERJAYA | NO | Unknown |  |  |  | NO | [5 empty] | 50 |  | 20 | PTJ11171 | NO | [7 empty] | 0 | Fail | Please check "Phasing"
15475577 | PTJ11172 | PTJ 11172 |  |  | VPTJ/PCE/J11171/MB11171 | 300452982 | Existing | Unknown |  | PE 11.18 Zon 7A (PTJ 11181) | CLOSED | CLOSED | LINK | 11.000 kV | 11 kV | GAS |  |  |  |  | F_and_G | INDKOM | 1104214123 |  | PE 11.17 ZON 7B (F1) | CUSTOMER | Unknown | NO | NONE | DISTRIBUTION | TNB | WP PUTRAJAYA & CYBERJAYA | NO | Unknown |  |  |  | NO | [7 empty] | 20 | PTJ11172 | NO | [7 empty] | 0 | Fail | Please check "Phasing"
15475592 | PTJ11174 | PTJ 11174 |  |  | VPTJ/PCE/J11172/MB11174 | 300452983 | Existing | Unknown |  | PE 11.14 Apt Blok C (PTJ 11145) | CLOSED | CLOSED | LINK | 11.000 kV | 11 kV | GAS |  |  |  |  | F_and_G | INDKOM | 1104214121 |  | PE 11.17 ZON 7B (F2) | SUBSTATION | Unknown | NO | NONE | DISTRIBUTION | TNB | WP PUTRAJAYA & CYBERJAYA | NO | Unknown |  |  |  | NO |  |  |  | 50 |  | 50 |  | 20 | PTJ11174 | NO | [7 empty] | 0 | Fail | Please check "Phasing"
15475593 | PTJ11175 | PTJ 11175 |  |  | VPTJ/PCE/J11172/MB11174 | 300452983 | Existing | Unknown |  | PTJ 11184 | CLOSED | CLOSED | LINK | 11.000 kV | 11 kV | GAS |  |  |  |  | FALCON BETA | INDKOM | 1104214121 |  | PE 11.17 ZON 7B (F2) | SUBSTATION | Unknown | NO | NONE | DISTRIBUTION | TNB | WP PUTRAJAYA & CYBERJAYA | NO | Unknown |  |  |  | NO | [7 empty] | 20 | PTJ11175 | NO | [7 empty] | 0 | Fail | Please check "Phasing"
35361487 | P01564 |  | 9656777 | 9656776 |  |  | Existing | RYB |  |  | CLOSED | CLOSED | LINK | 11.000 kV | 11 kV | GAS |  | 2002 |  |  |  | INDKOM |  |  |  | Unknown | Unknown | Unknown | Unknown | DISTRIBUTION | TNB | WP PUTRAJAYA & CYBERJAYA | Unknown | Unknown |  |  |  | Unknown |  |  |  |  | 630.000 A | 0.63 | 22 | 22 | [6 empty] | 0 | PRESINT 1 |  | 3 | Pass | null
35361494 | P01565 |  | 9656773 | 9656772 |  |  | Existing | RYB |  |  | CLOSED | CLOSED | LINK | 11.000 kV | 11 kV | GAS |  | 2002 |  |  |  | INDKOM |  |  |  | Unknown | Unknown | Unknown | Unknown | DISTRIBUTION | TNB | WP PUTRAJAYA & CYBERJAYA | Unknown | Unknown |  |  |  | Unknown |  |  |  |  | 630.000 A | 0.63 | 22 | 22 | [6 empty] | 0 | PRESINT 1 |  | 3 | Pass | null
35386871 | P01574 |  | 9656712 | 9656711 |  |  | Existing | RYB |  | PE 1.53 | CLOSED | CLOSED | LINK | 11.000 kV | 11 kV | Unknown |  | 2002 |  |  |  | INDKOM |  |  |  | Unknown | Unknown | Unknown | Unknown | DISTRIBUTION | TNB | WP PUTRAJAYA & CYBERJAYA | Unknown | Unknown |  |  |  | Unknown |  |  |  |  | 630.000 A | 0.63 | 22 | 22 | [6 empty] | 0 | PRESINT 9 |  | 3 | Pass | null
35386878 | P01575 |  | 9656708 | 9656707 |  |  | Existing | RYB |  | PE 1.56 | CLOSED | CLOSED | LINK | 11.000 kV | 11 kV | Unknown |  | 2002 |  |  |  | INDKOM |  |  |  | Unknown | Unknown | Unknown | Unknown | DISTRIBUTION | TNB | WP PUTRAJAYA & CYBERJAYA | Unknown | Unknown |  |  |  | Unknown |  |  |  |  | 630.000 A | 0.63 | 22 | 22 | [6 empty] | 0 | PRESINT 9 |  | 3 | Pass | null
35399764 | P01535 |  | 9654730 | 9654729 |  |  | Existing | RYB |  | PE 1.54 | CLOSED | CLOSED | LINK |  | 11 kV | GAS |  | 2003 |  |  |  | INDKOM |  |  |  | Unknown | Unknown | Unknown | Unknown | DISTRIBUTION | TNB | WP PUTRAJAYA & CYBERJAYA | Unknown | Unknown |  |  |  | Unknown | [14 empty] | 0 | PRESINT 1 |  | 3 | Pass | null
35399775 | P01536 |  | 9654757 | 9654758 |  |  | Existing | RYB |  | PE 1.57 | CLOSED | CLOSED | LINK |  | 11 kV | GAS |  | 2003 |  |  |  | INDKOM |  |  |  | Unknown | Unknown | Unknown | Unknown | DISTRIBUTION | TNB | WP PUTRAJAYA & CYBERJAYA | Unknown | Unknown |  |  |  | Unknown | [14 empty] | 0 | PRESINT 1 |  | 3 | Pass | null
35399782 | P01537 |  | 9654726 | 9654725 |  |  | Existing | RYB |  | PENGGUNA F2 | CLOSED | CLOSED | LINK |  | 11 kV | GAS |  | 2003 |  |  |  | INDKOM |  |  |  | Unknown | Unknown | Unknown | Unknown | DISTRIBUTION | TNB | WP PUTRAJAYA & CYBERJAYA | Unknown | Unknown |  |  |  | Unknown | [14 empty] | 0 | PRESINT 1 |  | 3 | Pass | null
36095370 | [6 empty] | Existing | RYB |  |  | CLOSED | CLOSED | MAIN |  | 33 kV | [9 empty] | PPU CYBERJAYA NO 9 | Unknown | Unknown | NO | NONE | DISTRIBUTION | TNB | WP PUTRAJAYA & CYBERJAYA | NO | Unknown |  |  |  | NO | [17 empty] | 6 | Pass | null
36095377 | [6 empty] | Existing | RYB |  |  | CLOSED | CLOSED | MAIN |  | 33 kV | [9 empty] | PPU CYBERJAYA NO 9 | Unknown | Unknown | NO | NONE | DISTRIBUTION | TNB | WP PUTRAJAYA & CYBERJAYA | NO | Unknown |  |  |  | NO | [17 empty] | 6 | Pass | null
36095444 | [6 empty] | Existing | RYB |  |  | CLOSED | CLOSED | MAIN |  | 33 kV | [9 empty] | PPU CYBERJAYA NO 9 | Unknown | Unknown | NO | NONE | DISTRIBUTION | TNB | WP PUTRAJAYA & CYBERJAYA | NO | Unknown |  |  |  | NO | [17 empty] | 6 | Pass | null
36095585 |  | 123 |  |  |  |  | Existing | RYB |  |  | CLOSED | CLOSED | BUSBAR COUPLER |  | 33 kV | [9 empty] | PPU CYBERJAYA NO 9 | Unknown | Unknown | NO | NONE | DISTRIBUTION | TNB | WP PUTRAJAYA & CYBERJAYA | NO | Unknown |  |  |  | NO | [17 empty] | 6 | Pass | null
36095593 | [6 empty] | Existing | RYB |  |  | CLOSED | CLOSED | MAIN |  | 33 kV | [9 empty] | PPU CYBERJAYA NO 9 | Unknown | Unknown | NO | NONE | DISTRIBUTION | TNB | WP PUTRAJAYA & CYBERJAYA | NO | Unknown |  |  |  | NO | [17 empty] | 6 | Pass | null
36095744 |  |  |  |  | VCBJ/PPU/G00008/NB30 | 300433167 | Existing | RYB |  |  | CLOSED | CLOSED | BUSBAR SECTION |  | 33 kV |  | 22/11/2010 |  |  |  |  | EPE |  |  | PPU CYBERJAYA NO 9 | Unknown | Unknown | NO | NONE | DISTRIBUTION | TNB | WP PUTRAJAYA & CYBERJAYA | NO | Unknown |  |  |  | NO | [17 empty] | 6 | Pass | null
36095759 | [6 empty] | Existing | RYB |  |  | CLOSED | CLOSED | MAIN |  | 33 kV | [9 empty] | PPU CYBERJAYA NO 9 | Unknown | Unknown | NO | NONE | DISTRIBUTION | TNB | WP PUTRAJAYA & CYBERJAYA | NO | Unknown |  |  |  | NO | [17 empty] | 6 | Pass | null
36095837 | [6 empty] | Existing | RYB |  |  | CLOSED | CLOSED | MAIN |  | 33 kV | [9 empty] | PPU CYBERJAYA NO 9 | Unknown | Unknown | NO | NONE | DISTRIBUTION | TNB | WP PUTRAJAYA & CYBERJAYA | NO | Unknown |  |  |  | NO | [17 empty] | 6 | Pass | null
36095867 | [6 empty] | Existing | RYB |  |  | OPEN | CLOSED | MAIN |  | 33 kV | [9 empty] | PPU CYBERJAYA NO 9 | Unknown | Unknown | NO | NONE | DISTRIBUTION | TNB | WP PUTRAJAYA & CYBERJAYA | NO | Unknown |  |  |  | NO | [17 empty] | 6 | Pass | null
36095989 | [6 empty] | Existing | RYB |  |  | OPEN | CLOSED | MAIN |  | 33 kV | [9 empty] | PPU CYBERJAYA NO 9 | Unknown | Unknown | NO | NONE | DISTRIBUTION | TNB | WP PUTRAJAYA & CYBERJAYA | NO | Unknown |  |  |  | NO | [17 empty] | 6 | Pass | null
36096038 | [6 empty] | Existing | RYB |  |  | CLOSED | CLOSED | MAIN |  | 33 kV | [9 empty] | PPU CYBERJAYA NO 9 | Unknown | Unknown | NO | NONE | DISTRIBUTION | TNB | WP PUTRAJAYA & CYBERJAYA | NO | Unknown |  |  |  | NO | [17 empty] | 6 | Pass | null
36096046 | [6 empty] | Existing | RYB |  |  | OPEN | CLOSED | MAIN |  | 33 kV | [9 empty] | PPU CYBERJAYA NO 9 | Unknown | Unknown | NO | NONE | DISTRIBUTION | TNB | WP PUTRAJAYA & CYBERJAYA | NO | Unknown |  |  |  | NO | [17 empty] | 6 | Pass | null
36096084 | [6 empty] | Existing | RYB |  |  | CLOSED | CLOSED | MAIN |  | 33 kV | [9 empty] | PPU CYBERJAYA NO 9 | Unknown | Unknown | NO | NONE | DISTRIBUTION | TNB | WP PUTRAJAYA & CYBERJAYA | NO | Unknown |  |  |  | NO | [17 empty] | 6 | Pass | null
36096181 | [6 empty] | Existing | RYB |  |  | CLOSED | CLOSED | MAIN |  | 33 kV | [9 empty] | PPU CYBERJAYA NO 9 | Unknown | Unknown | NO | NONE | DISTRIBUTION | TNB | WP PUTRAJAYA & CYBERJAYA | NO | Unknown |  |  |  | NO | [17 empty] | 6 | Pass | null
36096292 | [6 empty] | Existing | RYB |  |  | OPEN | CLOSED | MAIN |  | 33 kV | [9 empty] | PPU CYBERJAYA NO 9 | Unknown | Unknown | NO | NONE | DISTRIBUTION | TNB | WP PUTRAJAYA & CYBERJAYA | NO | Unknown |  |  |  | NO | [17 empty] | 6 | Pass | null
36096308 | 1S0 | 123 |  |  | VCBJ/PPU/G00008/MB1SO | 300433121 | Existing | RYB |  |  | CLOSED | CLOSED | BUSBAR SECTION |  | 33 kV |  | 22/11/2010 |  |  |  |  | SIEMENS |  |  | PPU CYBERJAYA NO 9 | Unknown | Unknown | NO | NONE | DISTRIBUTION | TNB | WP PUTRAJAYA & CYBERJAYA | NO | Unknown |  |  |  | NO | [8 empty] | 1S0 | [8 empty] | 6 | Pass | null
36096333 | [6 empty] | Existing | RYB |  |  | OPEN | CLOSED | MAIN |  | 33 kV | [9 empty] | PPU CYBERJAYA NO 9 | Unknown | Unknown | NO | NONE | DISTRIBUTION | TNB | WP PUTRAJAYA & CYBERJAYA | NO | Unknown |  |  |  | NO | [17 empty] | 6 | Pass | null
36096387 | [6 empty] | Existing | RYB |  |  | CLOSED | CLOSED | MAIN |  | 33 kV | [9 empty] | PPU CYBERJAYA NO 9 | Unknown | Unknown | NO | NONE | DISTRIBUTION | TNB | WP PUTRAJAYA & CYBERJAYA | NO | Unknown |  |  |  | NO | [17 empty] | 6 | Pass | null
36096443 | [6 empty] | Existing | RYB |  |  | OPEN | CLOSED | MAIN |  | 33 kV | [9 empty] | PPU CYBERJAYA NO 9 | Unknown | Unknown | NO | NONE | DISTRIBUTION | TNB | WP PUTRAJAYA & CYBERJAYA | NO | Unknown |  |  |  | NO | [17 empty] | 6 | Pass | null
36722288 | CBJ21891 |  |  |  | VCBJ/PCE/J21891/MB21891 | 300454631 | Existing | Unknown |  | PE 21.884 MYVILLA PRESINT 2 PARCEL A | CLOSED | CLOSED | LINK |  | 11 kV | [6 empty] | TAMCO |  |  | PE 21.89 MYVILLA P2 PARCEL B | SUBSTATION | Unknown | NO | NONE | DISTRIBUTION | TNB | WP PUTRAJAYA & CYBERJAYA | NO | Unknown |  |  |  | NO | [8 empty] | CBJ21891 | NO | [7 empty] | 0 | Fail | Please check "Phasing"
36722289 | CBJ21894 |  |  |  | VCBJ/PCE/J21891/MB21891 | 300454631 | Existing | Unknown |  | VCB 5 PPU 5 | CLOSED | CLOSED | LINK |  | 11 kV | GAS | [5 empty] | TAMCO |  |  | PE 21.89 MYVILLA P2 PARCEL B | SUBSTATION | Unknown | NO | NONE | DISTRIBUTION | TNB | WP PUTRAJAYA & CYBERJAYA | NO | Unknown |  |  |  | NO | [8 empty] | CBJ21894 | NO | [7 empty] | 0 | Fail | Please check "Phasing"
36722303 | CBJ21881 |  |  |  | VCBJ/PCE/J21881/MB21881 | 300455085 | Existing | Unknown |  | PE 11.352 | CLOSED | CLOSED | LINK |  | 11 kV | GAS | [5 empty] | TAMCO |  |  | PE 21.88 MYVILLA P2 PARCEL A | SUBSTATION | Unknown | NO | NONE | DISTRIBUTION | TNB | WP PUTRAJAYA & CYBERJAYA | NO | Unknown |  |  |  | NO | [8 empty] | CBJ21881 | NO | [7 empty] | 0 | Fail | Please check "Phasing"
36722304 | CBJ21884 |  |  |  | VCBJ/PCE/J21881/MB21881 | 300455085 | Existing | Unknown |  | PE 21.891 MYVILLA PRESINT 2 PARCEL B | CLOSED | CLOSED | LINK |  | 11 kV | GAS | [5 empty] | TAMCO |  |  | PE 21.88 MYVILLA P2 PARCEL A | SUBSTATION | Unknown | NO | NONE | DISTRIBUTION | TNB | WP PUTRAJAYA & CYBERJAYA | NO | Unknown |  |  |  | NO | [8 empty] | CBJ21884 | NO | [7 empty] | 0 | Fail | Please check "Phasing"
256930292 | PTJ18265 |  | 26632601 | 26632630 |  |  | Existing | RYB |  |  | CLOSED | CLOSED | LINK | 12.000 kV | 11 kV | GAS |  | 2007 | 0733S143 |  |  | OMAZABAL |  |  |  | Unknown | Unknown | Unknown | Unknown | DISTRIBUTION | TNB | WP PUTRAJAYA & CYBERJAYA | Unknown | Unknown |  |  |  | Unknown |  |  |  |  | 630.000 A | 20 | 50 | 50 | [6 empty] | 0 | PE 18.26 |  | 3 | Pass | null
256930317 | PTJ18266 |  | 26632668 |  |  |  | Existing | RYB |  |  | CLOSED | CLOSED | LINK | 12.000 kV | 11 kV | GAS |  | 2007 | 0733S143 |  |  | OMAZABAL |  |  |  | Unknown | Unknown | Unknown | Unknown | DISTRIBUTION | TNB | WP PUTRAJAYA & CYBERJAYA | Unknown | Unknown |  |  |  | Unknown |  |  |  |  | 630.000 A | 20 | 50 | 50 | [6 empty] | 0 | PE 18.26 |  | 3 | Pass | null
256930572 | PTJ11288 |  | 26658445 | 26658476 | VPTJ/PCE/J11282/MB11285 | 300281055 | Existing | RYB |  |  | CLOSED | CLOSED | LINK | 12.000 kV | 11 kV | GAS | 20090309 | 2009 | D296002 |  | FALCON BETA | TAMCO |  |  | PE 11.28 APT ZON 6B (F2) | Unknown | Unknown | Unknown | Unknown | DISTRIBUTION | TNB | WP PUTRAJAYA & CYBERJAYA | Unknown | Unknown |  |  |  | Unknown |  |  |  |  | 630.000 A | 20 | 20 | 20 | PTJ11288 | [5 empty] | 0 | PE 11.28 |  | 3 | Pass | null
256930584 | PTJ11285 |  | 26658453 | 26658481 | VPTJ/PCE/J11282/MB11285 | 300281055 | Existing | RYB |  |  | CLOSED | CLOSED | LINK | 12.000 kV | 11 kV | GAS | 20090309 | 2009 | D296002 |  | FALCON BETA | TAMCO |  |  | PE 11.28 APT ZON 6B (F2) | Unknown | Unknown | Unknown | Unknown | DISTRIBUTION | TNB | WP PUTRAJAYA & CYBERJAYA | Unknown | Unknown |  |  |  | Unknown |  |  |  |  | 630.000 A | 20 | 20 | 20 | PTJ11285 | [5 empty] | 0 | PE 11.28 |  | 3 | Pass | null
256930588 | PTJ11284 |  | 26658454 | 26658495 | VPTJ/PCE/J11281/MB11281 | 300281054 | Existing | RYB |  |  | CLOSED | CLOSED | LINK | 12.000 kV | 11 kV | GAS | 20090309 | 2009 | D296014 |  | FALCON BETA | TAMCO |  |  | PE 11.28 APT ZON 6B (F1) | Unknown | Unknown | Unknown | Unknown | DISTRIBUTION | TNB | WP PUTRAJAYA & CYBERJAYA | Unknown | Unknown |  |  |  | Unknown |  |  |  |  | 630.000 A | 20 | 20 | 20 | PTJ11284 | [5 empty] | 0 | PE 11.28 |  | 3 | Pass | null
256930602 | PTJ11281 |  | 26658466 | 26658507 | VPTJ/PCE/J11281/MB11281 | 300281054 | Existing | RYB |  |  | CLOSED | CLOSED | LINK | 12.000 kV | 11 kV | GAS | 20090309 | 2009 | D296014 |  | FALCON BETA | TAMCO |  |  | PE 11.28 APT ZON 6B (F1) | Unknown | Unknown | Unknown | Unknown | DISTRIBUTION | TNB | WP PUTRAJAYA & CYBERJAYA | Unknown | Unknown |  |  |  | Unknown |  |  |  |  | 630.000 A | 20 | 20 | 20 | PTJ11281 | [5 empty] | 0 | PE 11.28 |  | 3 | Pass | null
257015494 | PTJ14031 |  | 9451536 | 9451535 | VPTJ/PCE/J14031/MB14031 | 300281106 | Existing | RYB |  | PE 14.14 | CLOSED | CLOSED | LINK | 11.000 kV | 11 kV | GAS | 14/03/2005 | 0 |  |  |  | SCHNEIDER |  |  | PE 14.03 C/S S/L | Unknown | Unknown | Unknown | Unknown | DISTRIBUTION | TNB | WP PUTRAJAYA & CYBERJAYA | Unknown | Unknown |  |  |  | Unknown |  |  |  |  | 630.000 A |  |  |  | PTJ14031 | [5 empty] | 0 | PRESINT 14 |  | 3 | Pass | null
257015498 | PTJ14033 |  | 9451540 | 9451539 | VPTJ/PCE/J14031/MB14031 | 300281106 | Existing | RYB |  | PE 14.13 | CLOSED | CLOSED | LINK | 11.000 kV | 11 kV | GAS | 14/03/2005 | 0 |  |  |  | SCHNEIDER |  |  | PE 14.03 C/S S/L | Unknown | Unknown | Unknown | Unknown | DISTRIBUTION | TNB | WP PUTRAJAYA & CYBERJAYA | Unknown | Unknown |  |  |  | Unknown |  |  |  |  | 630.000 A |  |  |  | PTJ14033 | [5 empty] | 0 | PRESINT 14 |  | 3 | Pass | null
257015521 | PTJ15021 |  | 9452276 | 9452275 | VPTJ/PCE/J15021/MB15021 | 300281144 | Existing | RYB |  | SS 15.01 | OPEN | OPEN | LINK | 12.000 kV | 11 kV | GAS | 19990810 | 0 |  |  |  | SCHNEIDER |  |  | PE 15.02 RD F 1 | Unknown | Unknown | Unknown | Unknown | DISTRIBUTION | TNB | WP PUTRAJAYA & CYBERJAYA | Unknown | Unknown |  |  |  | Unknown |  |  |  |  | 630.000 A |  |  |  | PTJ15021 | [5 empty] | 0 | PRESINT 15 |  | 3 | Pass | null
257015525 | PTJ15023 |  | 9452280 | 9452279 | VPTJ/PCE/J15021/MB15021 | 300281144 | Existing | RYB |  | PE 15.04 | CLOSED | CLOSED | LINK | 12.000 kV | 11 kV | GAS | 19990810 | 0 |  |  |  | SCHNEIDER |  |  | PE 15.02 RD F 1 | Unknown | Unknown | Unknown | Unknown | DISTRIBUTION | TNB | WP PUTRAJAYA & CYBERJAYA | Unknown | Unknown |  |  |  | Unknown |  |  |  |  | 630.000 A |  |  |  | PTJ15023 | [5 empty] | 0 | PRESINT 15 |  | 3 | Pass | null
257017448 | P15066 |  | 9457535 | 9457534 |  |  | Existing | RYB |  | PE 15.07 | CLOSED | CLOSED | LINK | 12.000 kV | 11 kV | GAS |  | 2005 |  |  |  | TAMCO |  |  |  | Unknown | Unknown | Unknown | Unknown | DISTRIBUTION | TNB | WP PUTRAJAYA & CYBERJAYA | Unknown | Unknown |  |  |  | Unknown |  |  |  |  | 630.000 A | [9 empty] | 0 | PRESINT 15 |  | 3 | Pass | null
257017452 | P15064 |  | 9457542 | 9457541 |  |  | Existing | RYB |  | PE 15.05 | CLOSED | CLOSED | LINK | 12.000 kV | 11 kV | GAS |  | 2005 |  |  |  | TAMCO |  |  |  | Unknown | Unknown | Unknown | Unknown | DISTRIBUTION | TNB | WP PUTRAJAYA & CYBERJAYA | Unknown | Unknown |  |  |  | Unknown |  |  |  |  | 630.000 A | [9 empty] | 0 | PRESINT 15 |  | 3 | Pass | null
257017822 | PTJ11455 |  | 9617583 | 9617582 | VPTJ/PCE/J11452/MB11454 | 300281088 | Existing | RYB |  | PE 11.35 | CLOSED | CLOSED | LINK | 11.000 kV | 11 kV | GAS | 20/05/2004 | 1999 |  |  |  | INDKOM |  |  | PE 11.45 SEK MEN (F2) | Unknown | Unknown | Unknown | Unknown | DISTRIBUTION | TNB | WP PUTRAJAYA & CYBERJAYA | Unknown | Unknown |  |  |  | Unknown |  |  |  |  | 630.000 A | 0.63 | 22 | 22 | PTJ11455 | [5 empty] | 0 | PRESINT 11 |  | 3 | Pass | null
257017827 | PTJ11454 |  | 9617599 | 9617598 | VPTJ/PCE/J11452/MB11454 | 300281088 | Existing | RYB |  | PE 11.30 | CLOSED | CLOSED | LINK | 11.000 kV | 11 kV | GAS | 20/05/2004 | 1999 |  |  |  | INDKOM |  |  | PE 11.45 SEK MEN (F2) | Unknown | Unknown | Unknown | Unknown | DISTRIBUTION | TNB | WP PUTRAJAYA & CYBERJAYA | Unknown | Unknown |  |  |  | Unknown |  |  |  |  | 630.000 A | 0.63 | 22 | 22 | PTJ11454 | [5 empty] | 0 | PRESINT 11 |  | 3 | Pass | null
257017831 | PTJ11452 |  | 9617601 | 9617600 | VPTJ/PCE/J11451/MB11451 | 300281086 | Existing | RYB |  | PE 11.35 | CLOSED | CLOSED | LINK | 11.000 kV | 11 kV | GAS | 20/05/2004 | 1999 |  |  |  | INDKOM |  |  | PE 11.45 SEK MEN (F1) | Unknown | Unknown | Unknown | Unknown | DISTRIBUTION | TNB | WP PUTRAJAYA & CYBERJAYA | Unknown | Unknown |  |  |  | Unknown |  |  |  |  | 630.000 A | 0.63 | 22 | 22 | PTJ11452 | [5 empty] | 0 | PRESINT 11 |  | 3 | Pass | null
257017835 | PTJ11451 |  | 9617605 | 9617604 | VPTJ/PCE/J11451/MB11451 | 300281086 | Existing | RYB |  | PE 11.30 | CLOSED | CLOSED | LINK | 11.000 kV | 11 kV | GAS | 20/05/2004 | 1999 |  |  |  | INDKOM |  |  | PE 11.45 SEK MEN (F1) | Unknown | Unknown | Unknown | Unknown | DISTRIBUTION | TNB | WP PUTRAJAYA & CYBERJAYA | Unknown | Unknown |  |  |  | Unknown |  |  |  |  | 630.000 A | 0.63 | 22 | 22 | PTJ11451 | [5 empty] | 0 | PRESINT 11 |  | 3 | Pass | null
257021918 | PTJ11305 |  | 9618231 | 9618230 | VPTJ/PCE/J11302/MB11304 | 300281057 | Existing | RYB |  | PE 11.45 | CLOSED | CLOSED | LINK | 11.000 kV | 11 kV | GAS | 16/07/2002 | 2001 |  |  |  | INDKOM |  |  | PE 11.30 SEK REN (EFI) (F2) | Unknown | Unknown | Unknown | Unknown | DISTRIBUTION | TNB | WP PUTRAJAYA & CYBERJAYA | Unknown | Unknown |  |  |  | Unknown |  |  |  |  | 630.000 A | 0.63 | 22 | 22 | PTJ11305 | [5 empty] | 0 | PRESINT 11 |  | 3 | Pass | null
257021922 | PTJ11304 |  | 9618238 | 9618237 | VPTJ/PCE/J11302/MB11304 | 300281057 | Existing | RYB |  | PE 11.36 | CLOSED | CLOSED | LINK | 11.000 kV | 11 kV | GAS | 16/07/2002 | 2001 |  |  |  | INDKOM |  |  | PE 11.30 SEK REN (EFI) (F2) | Unknown | Unknown | Unknown | Unknown | DISTRIBUTION | TNB | WP PUTRAJAYA & CYBERJAYA | Unknown | Unknown |  |  |  | Unknown |  |  |  |  | 630.000 A | 0.63 | 22 | 22 | PTJ11304 | [5 empty] | 0 | PRESINT 11 |  | 3 | Pass | null
257021926 | PTJ11302 |  | 9618245 | 9618244 | VPTJ/PCE/J11301/MB11301 | 300281056 | Existing | RYB |  | PE 11.45 | CLOSED | CLOSED | LINK | 11.000 kV | 11 kV | GAS | 16/07/2002 | 2001 |  |  |  | INDKOM |  |  | PE 11.30 SEK REN (EFI) (F1) | Unknown | Unknown | Unknown | Unknown | DISTRIBUTION | TNB | WP PUTRAJAYA & CYBERJAYA | Unknown | Unknown |  |  |  | Unknown |  |  |  |  | 630.000 A | 0.63 | 22 | 22 | PTJ11302 | [5 empty] | 0 | PRESINT 11 |  | 3 | Pass | null
257021930 | PTJ11301 |  | 9618249 | 9618248 | VPTJ/PCE/J11301/MB11301 | 300281056 | Existing | RYB |  | PE 11.36 | CLOSED | CLOSED | LINK | 11.000 kV | 11 kV | GAS | 16/07/2002 | 2001 |  |  |  | INDKOM |  |  | PE 11.30 SEK REN (EFI) (F1) | Unknown | Unknown | Unknown | Unknown | DISTRIBUTION | TNB | WP PUTRAJAYA & CYBERJAYA | Unknown | Unknown |  |  |  | Unknown |  |  |  |  | 630.000 A | 0.63 | 22 | 22 | PTJ11301 | [5 empty] | 0 | PRESINT 11 |  | 3 | Pass | null
257030881 | PTJ02062 |  | 9434434 | 9434433 | VPTJ/PCE/J02061/MB02061 | 300280633 | Existing | RYB |  | PE 2.05 | CLOSED | CLOSED | LINK | 11000.000 kV | 11 kV | GAS | 20020607 | 2002 |  |  |  | INDKOM |  |  | PE 2.06 PS 15 (F1) | Unknown | Unknown | Unknown | Unknown | DISTRIBUTION | TNB | WP PUTRAJAYA & CYBERJAYA | Unknown | Unknown |  |  |  | Unknown |  |  |  |  | 630.000 A | 0.63 | 22 | 22 | PTJ02062 | [5 empty] | 0 | PRESINT 3 |  | 3 | Pass | null
257030886 | PTJ02061 |  | 9434448 | 9434447 | VPTJ/PCE/J02061/MB02061 | 300280633 | Existing | RYB |  | PE 2.07 | CLOSED | CLOSED | LINK | 11000.000 kV | 11 kV | GAS | 20020607 | 2002 |  |  |  | INDKOM |  |  | PE 2.06 PS 15 (F1) | Unknown | Unknown | Unknown | Unknown | DISTRIBUTION | TNB | WP PUTRAJAYA & CYBERJAYA | Unknown | Unknown |  |  |  | Unknown |  |  |  |  | 630.000 A | 0.63 | 22 | 22 | PTJ02061 | [5 empty] | 0 | PRESINT 3 |  | 3 | Pass | null
257035830 | C21436 |  | 9481779 | 9481778 |  |  | Existing | RYB |  | PE 21.42 | CLOSED | CLOSED | LINK | 11.000 kV | 11 kV | GAS |  | 2003 |  |  |  | ABB |  |  |  | Unknown | Unknown | Unknown | Unknown | DISTRIBUTION | TNB | WP PUTRAJAYA & CYBERJAYA | Unknown | Unknown |  |  |  | Unknown |  |  |  |  | 630.000 A | [9 empty] | 0 | CYBERJAYA |  | 3 | Pass | null
257035839 | C21434 |  | 9481797 | 9481796 |  |  | Existing | RYB |  | PE 21.44 | CLOSED | CLOSED | LINK | 11.000 kV | 11 kV | GAS |  | 2003 |  |  |  | ABB |  |  |  | Unknown | Unknown | Unknown | Unknown | DISTRIBUTION | TNB | WP PUTRAJAYA & CYBERJAYA | Unknown | Unknown |  |  |  | Unknown |  |  |  |  | 630.000 A | [9 empty] | 0 | CYBERJAYA |  | 3 | Pass | null
257035884 | P08015 |  | 9441546 | 9441545 |  |  | Existing | RYB |  | PE 8.02 | CLOSED | CLOSED | LINK | 11.000 kV | 11 kV | GAS |  | 2002 |  |  |  | Unknown |  |  |  | Unknown | Unknown | Unknown | Unknown | DISTRIBUTION | TNB | WP PUTRAJAYA & CYBERJAYA | Unknown | Unknown |  |  |  | Unknown |  |  |  |  | 630.000 A | 0.63 | 22 | 22 | [6 empty] | 0 | PRESINT 7 |  | 3 | Pass | null
257035889 | P08014 |  | 9441561 | 9441560 |  |  | Existing | RYB |  | PPU 2-12 PJ | CLOSED | CLOSED | LINK | 11.000 kV | 11 kV | GAS |  | 2002 |  |  |  | INDKOM |  |  |  | Unknown | Unknown | Unknown | Unknown | DISTRIBUTION | TNB | WP PUTRAJAYA & CYBERJAYA | Unknown | Unknown |  |  |  | Unknown |  |  |  |  | 630.000 A | 0.63 | 22 | 22 | [6 empty] | 0 | PRESINT 8 |  | 3 | Pass | null
257035992 | P08125 |  | 9442509 | 9442508 |  |  | Existing | RYB |  | PE 8.21 | CLOSED | CLOSED | LINK | 11.000 kV | 11 kV | GAS |  | 2000 |  |  |  | INDKOM |  |  |  | Unknown | Unknown | Unknown | Unknown | DISTRIBUTION | TNB | WP PUTRAJAYA & CYBERJAYA | Unknown | Unknown |  |  |  | Unknown |  |  |  |  | 630.000 A | 0.63 | 22 | 22 | [6 empty] | 0 | PRESINT 8 |  | 3 | Pass | null
257035997 | P08124 |  | 9442524 | 9442523 |  |  | Existing | RYB |  | PPU 5-9 PJ | CLOSED | CLOSED | LINK | 11.000 kV | 11 kV | GAS |  | 2000 |  |  |  | INDKOM |  |  |  | Unknown | Unknown | Unknown | Unknown | DISTRIBUTION | TNB | WP PUTRAJAYA & CYBERJAYA | Unknown | Unknown |  |  |  | Unknown |  |  |  |  | 630.000 A | 0.63 | 22 | 22 | [6 empty] | 0 | PRESINT 8 |  | 3 | Pass | null
257039357 | PTJ 17048 |  | 9808370 | 9808369 |  |  | Existing | RYB |  |  | CLOSED | CLOSED | LINK |  | 11 kV | Unknown |  | 0 |  |  |  | Unknown |  |  |  | Unknown | Unknown | Unknown | Unknown | DISTRIBUTION | TNB | WP PUTRAJAYA & CYBERJAYA | Unknown | Unknown |  |  |  | Unknown | [14 empty] | 0 |  |  | 3 | Pass | null
257039367 | PTJ 17145 |  | 9808393 | 9808392 |  |  | Existing | RYB |  |  | CLOSED | CLOSED | LINK |  | 11 kV | Unknown |  | 0 |  |  |  | Unknown |  |  |  | Unknown | Unknown | Unknown | Unknown | DISTRIBUTION | TNB | WP PUTRAJAYA & CYBERJAYA | Unknown | Unknown |  |  |  | Unknown | [14 empty] | 0 |  |  | 3 | Pass | null
257039431 | P17055 |  | 9808287 | 9808286 |  |  | Existing | RYB |  |  | CLOSED | CLOSED | LINK |  | 11 kV | Unknown |  | 0 |  |  |  | Unknown |  |  |  | Unknown | Unknown | Unknown | Unknown | DISTRIBUTION | TNB | WP PUTRAJAYA & CYBERJAYA | Unknown | Unknown |  |  |  | Unknown | [14 empty] | 0 |  |  | 3 | Pass | null
257039441 | P17058 |  | 9808424 | 9808425 |  |  | Existing | RYB |  |  | CLOSED | CLOSED | LINK |  | 11 kV | Unknown |  | 0 |  |  |  | Unknown |  |  |  | Unknown | Unknown | Unknown | Unknown | DISTRIBUTION | TNB | WP PUTRAJAYA & CYBERJAYA | Unknown | Unknown |  |  |  | Unknown | [14 empty] | 0 |  |  | 3 | Pass | null
257039954 | PTJ14223 |  | 9831859 | 9831858 | VPTJ/PCE/J14221/MB14221 | 300281130 | Existing | RYB |  | PTJ14334 PE 14.33 (F2) | CLOSED | CLOSED | LINK | 12.000 kV | 11 kV | GAS | 20070309 | 2006 |  |  |  | TAMCO |  |  | PE 14.22 KOMPLEKS SEK MEN (F1) | Unknown | Unknown | Unknown | Unknown | DISTRIBUTION | TNB | WP PUTRAJAYA & CYBERJAYA | Unknown | Unknown |  |  |  | Unknown |  |  |  |  | 630.000 A | 25 | 20 | 20 | PTJ14223 | [5 empty] | 0 | PE 14.22 |  | 3 | Pass | null
257039959 | PTJ14221 |  | 9831871 | 9831870 | VPTJ/PCE/J14221/MB14221 | 300281130 | Existing | RYB |  | PE 14.13 | CLOSED | CLOSED | LINK | 12.000 kV | 11 kV | GAS | 20070309 | 2007 |  |  |  | TAMCO |  |  | PE 14.22 KOMPLEKS SEK MEN (F1) | Unknown | Unknown | Unknown | Unknown | DISTRIBUTION | TNB | WP PUTRAJAYA & CYBERJAYA | Unknown | Unknown |  |  |  | Unknown |  |  |  |  | 630.000 A | 25 | 12 | 12 | PTJ14221 | [5 empty] | 0 | PE 14.22 |  | 3 | Pass | null
257042336 | P09286 |  | 9445228 | 9445227 |  |  | Existing | RYB |  | PE 9.14 | CLOSED | CLOSED | LINK | 11.000 kV | 11 kV | GAS |  | 2003 |  |  |  | ABB |  |  |  | Unknown | Unknown | Unknown | Unknown | DISTRIBUTION | TNB | WP PUTRAJAYA & CYBERJAYA | Unknown | Unknown |  |  |  | Unknown |  |  |  |  | 630.000 A | 0.63 | [8 empty] | 0 | PRESINT 9 |  | 3 | Pass | null
257042341 | P09284 |  | 9445243 | 9445242 |  |  | Existing | RYB |  | PE 9.27 | CLOSED | CLOSED | LINK | 11.000 kV | 11 kV | GAS |  | 2003 |  |  |  | ABB |  |  |  | Unknown | Unknown | Unknown | Unknown | DISTRIBUTION | TNB | WP PUTRAJAYA & CYBERJAYA | Unknown | Unknown |  |  |  | Unknown |  |  |  |  | 630.000 A | 0.63 | [8 empty] | 0 | PRESINT 9 |  | 3 | Pass | null
257042390 | P09135 |  | 9443773 | 9443772 |  |  | Existing | RYB |  | PE 9.27 | CLOSED | CLOSED | LINK | 11.000 kV | 11 kV | GAS |  | 2000 |  |  |  | INDKOM |  |  |  | Unknown | Unknown | Unknown | Unknown | DISTRIBUTION | TNB | WP PUTRAJAYA & CYBERJAYA | Unknown | Unknown |  |  |  | Unknown | [14 empty] | 0 | PRESINT 9 |  | 3 | Pass | null
257042395 | P09134 |  | 9443788 | 9443787 |  |  | Existing | RYB |  | PE 9.12 | CLOSED | CLOSED | LINK | 11.000 kV | 11 kV | GAS |  | 2000 |  |  |  | INDKOM |  |  |  | Unknown | Unknown | Unknown | Unknown | DISTRIBUTION | TNB | WP PUTRAJAYA & CYBERJAYA | Unknown | Unknown |  |  |  | Unknown | [14 empty] | 0 | PRESINT 9 |  | 3 | Pass | null
257042444 | P09045 |  | 9444494 | 9444493 |  |  | Existing | RYB |  |  | CLOSED | CLOSED | LINK | 11.000 kV | 11 kV | GAS |  | 0 |  |  |  | INDKOM |  |  |  | Unknown | Unknown | Unknown | Unknown | DISTRIBUTION | TNB | WP PUTRAJAYA & CYBERJAYA | Unknown | Unknown |  |  |  | Unknown | [14 empty] | 0 | PRESINT 9 |  | 3 | Pass | null
257042449 | P09044 |  | 9444509 | 9444508 |  |  | Existing | RYB |  |  | CLOSED | CLOSED | LINK | 11.000 kV | 11 kV | GAS |  | 0 |  |  |  | INDKOM |  |  |  | Unknown | Unknown | Unknown | Unknown | DISTRIBUTION | TNB | WP PUTRAJAYA & CYBERJAYA | Unknown | Unknown |  |  |  | Unknown | [14 empty] | 0 | PRESINT 9 |  | 3 | Pass | null
257046948 | P09025 |  | 9444398 | 9444397 |  |  | Existing | RYB |  | PE 9.02 | CLOSED | CLOSED | LINK | 11.000 kV | 11 kV | GAS |  | 2000 |  |  |  | INDKOM |  |  |  | Unknown | Unknown | Unknown | Unknown | DISTRIBUTION | TNB | WP PUTRAJAYA & CYBERJAYA | Unknown | Unknown |  |  |  | Unknown | [14 empty] | 0 | PRESINT 9 |  | 3 | Pass | null
257046953 | P09024 |  | 9444413 | 9444412 |  |  | Existing | RYB |  | PE 9.01 | CLOSED | CLOSED | LINK | 11.000 kV | 11 kV | GAS |  | 2000 |  |  |  | INDKOM |  |  |  | Unknown | Unknown | Unknown | Unknown | DISTRIBUTION | TNB | WP PUTRAJAYA & CYBERJAYA | Unknown | Unknown |  |  |  | Unknown | [14 empty] | 0 | PRESINT 9 |  | 3 | Pass | null
257047451 | P10142 |  | 9550359 | 9550358 |  |  | Existing | RYB |  | PE 10.12 | CLOSED | CLOSED | LINK | 11.000 kV | 11 kV | GAS |  | 2004 |  |  |  | INDKOM |  |  |  | Unknown | Unknown | Unknown | Unknown | DISTRIBUTION | TNB | WP PUTRAJAYA & CYBERJAYA | Unknown | Unknown |  |  |  | Unknown |  |  |  |  | 630.000 A | 0.63 | 22 | 22 | [6 empty] | 0 | PRESINT 10 |  | 3 | Pass | null
257047456 | P10141 |  | 9550373 | 9550372 |  |  | Existing | RYB |  | PE 10.05 | OPEN | OPEN | LINK | 11.000 kV | 11 kV | GAS |  | 2004 |  |  |  | INDKOM |  |  |  | Unknown | Unknown | Unknown | Unknown | DISTRIBUTION | TNB | WP PUTRAJAYA & CYBERJAYA | Unknown | Unknown |  |  |  | Unknown |  |  |  |  | 630.000 A | 0.63 | 22 | 22 | [6 empty] | 0 | PRESINT 10 |  | 3 | Pass | null
257056748 | P18091 |  | 9463935 | 9463934 |  |  | Existing | RYB |  | PE 18.10 | CLOSED | CLOSED | LINK | 11.000 kV | 11 kV | GAS |  | 2005 |  |  |  | SCHNEIDER |  |  |  | Unknown | Unknown | Unknown | Unknown | DISTRIBUTION | TNB | WP PUTRAJAYA & CYBERJAYA | Unknown | Unknown |  |  |  | Unknown |  |  |  |  | 630.000 A | 0.63 | 22 | 22 | [6 empty] | 0 | PRESINT 18 |  | 3 | Pass | null
257056752 | P18093 |  | 9463939 | 9463938 |  |  | Existing | RYB |  | PPU 17 PJ | CLOSED | CLOSED | LINK | 11.000 kV | 11 kV | GAS |  | 2005 |  |  |  | SCHNEIDER |  |  |  | Unknown | Unknown | Unknown | Unknown | DISTRIBUTION | TNB | WP PUTRAJAYA & CYBERJAYA | Unknown | Unknown |  |  |  | Unknown |  |  |  |  | 630.000 A | 0.63 | 22 | 22 | [6 empty] | 0 | PRESINT 18 |  | 3 | Pass | null
257204227 | CBJ22406 |  | 9481131 | 9481130 | VCBJ/PCE/J22402/MB22404 | 300280500 | Existing | RYB |  | CBJ24401 PE 24.40 LAMAN VIEW | CLOSED | CLOSED | LINK | 12.000 kV | 11 kV | GAS | 15/03/2005 | 2004 |  |  |  | TAMCO |  |  | PE 22.40 POLIS CJ F2 | Unknown | Unknown | Unknown | Unknown | DISTRIBUTION | TNB | WP PUTRAJAYA & CYBERJAYA | Unknown | Unknown |  |  |  | Unknown |  |  |  |  | 630.000 A |  | 20 | 20 | CBJ22406 | [5 empty] | 0 | CYBERJAYA |  | 3 | Pass | null
257204232 | CBJ22404 |  | 9481146 | 9481145 | VCBJ/PCE/J22402/MB22404 | 300280500 | Existing | RYB |  | PE 22.37 | CLOSED | CLOSED | LINK | 12.000 kV | 11 kV | GAS | 15/03/2005 | 2004 |  |  |  | TAMCO |  |  | PE 22.40 POLIS CJ F2 | Unknown | Unknown | Unknown | Unknown | DISTRIBUTION | TNB | WP PUTRAJAYA & CYBERJAYA | Unknown | Unknown |  |  |  | Unknown |  |  |  |  | 630.000 A |  | 20 | 20 | CBJ22404 | [5 empty] | 0 | CYBERJAYA |  | 3 | Pass | null
257204236 | CBJ22403 |  | 9481149 | 9481148 | VCBJ/PCE/J22401/MB22401 | 300280499 | Existing | RYB |  | PPU 7 CJ | CLOSED | CLOSED | LINK | 12.000 kV | 11 kV | GAS | 15/03/2005 | 2004 |  |  |  | TAMCO |  |  | PE 22.40 POLIS CJ F1 | Unknown | Unknown | Unknown | Unknown | DISTRIBUTION | TNB | WP PUTRAJAYA & CYBERJAYA | Unknown | Unknown |  |  |  | Unknown |  |  |  |  | 630.000 A |  | 20 | 20 | CBJ22403 | [5 empty] | 0 | CYBERJAYA |  | 3 | Pass | null
257204241 | CBJ22401 |  | 9481163 | 9481162 | VCBJ/PCE/J22401/MB22401 | 300280499 | Existing | RYB |  | PE 22.37 | CLOSED | CLOSED | LINK | 12.000 kV | 11 kV | GAS | 15/03/2005 | 2004 |  |  |  | TAMCO |  |  | PE 22.40 POLIS CJ F1 | Unknown | Unknown | Unknown | Unknown | DISTRIBUTION | TNB | WP PUTRAJAYA & CYBERJAYA | Unknown | Unknown |  |  |  | Unknown |  |  |  |  | 630.000 A |  | 20 | 20 | CBJ22401 | [5 empty] | 0 | CYBERJAYA |  | 3 | Pass | null
257213842 | B/S-C22083 |  | 9481221 | 9481220 |  |  | Existing | RYB | PPU CJ 9-5 | BUS SECTION | OPEN | OPEN | BUSBAR SECTION | 12.000 kV | 11 kV | VACUMM |  | 2000 |  |  |  | EPE |  |  | SS E-VILLAGE | Unknown | Unknown | Unknown | Unknown | DISTRIBUTION | TNB | WP PUTRAJAYA & CYBERJAYA | Unknown | Unknown |  |  |  | Unknown |  |  |  |  | 630.000 A |  | 25 | 25 | [6 empty] | 0 | CYBERJAYA |  | 3 | Pass | null
257213853 | B/S-C22086 |  | 9481762 | 9481219 |  |  | Existing | RYB | PPU CJ 9-5 | BUC SECTION | CLOSED | CLOSED | BUSBAR SECTION | 12.000 kV | 11 kV | VACUMM |  | 2000 |  |  |  | EPE |  |  | SS E-VILLAGE | Unknown | Unknown | Unknown | Unknown | DISTRIBUTION | TNB | WP PUTRAJAYA & CYBERJAYA | Unknown | Unknown |  |  |  | Unknown |  |  |  |  | 630.000 A |  | 25 | 25 | [6 empty] | 0 | CYBERJAYA |  | 3 | Pass | null
257216800 | P07075 |  | 9441498 | 9441497 |  |  | Existing | RYB |  | PE7.03 | CLOSED | CLOSED | LINK | 11.000 kV | 11 kV | GAS |  | 2002 |  |  |  | INDKOM |  |  |  | Unknown | Unknown | Unknown | Unknown | DISTRIBUTION | TNB | WP PUTRAJAYA & CYBERJAYA | Unknown | Unknown |  |  |  | Unknown |  |  |  |  | 630.000 A | 0.63 | 22 | 22 | [6 empty] | 0 | PRESINT 7 |  | 3 | Pass | null
257216805 | P07074 |  | 9441513 | 9441512 |  |  | Existing | RYB |  | PE7.06 | CLOSED | CLOSED | LINK | 11.000 kV | 11 kV | GAS |  | 2002 |  |  |  | INDKOM |  |  |  | Unknown | Unknown | Unknown | Unknown | DISTRIBUTION | TNB | WP PUTRAJAYA & CYBERJAYA | Unknown | Unknown |  |  |  | Unknown |  |  |  |  | 630.000 A | 0.63 | 22 | 22 | [6 empty] | 0 | PRESINT 7 |  | 3 | Pass | null
257223003 | P08215 |  | 9443541 | 9443540 |  |  | Existing | RYB |  | PE 8.12 | CLOSED | CLOSED | LINK | 11.000 kV | 11 kV | GAS |  | 2001 |  |  |  | INDKOM |  |  |  | Unknown | Unknown | Unknown | Unknown | DISTRIBUTION | TNB | WP PUTRAJAYA & CYBERJAYA | Unknown | Unknown |  |  |  | Unknown | [14 empty] | 0 | PRESINT 8 |  | 3 | Pass | null
257223008 | P08214 |  | 9443556 | 9443555 |  |  | Existing | RYB |  | PE 8.20 | CLOSED | CLOSED | LINK | 11.000 kV | 11 kV | GAS |  | 2001 |  |  |  | INDKOM |  |  |  | Unknown | Unknown | Unknown | Unknown | DISTRIBUTION | TNB | WP PUTRAJAYA & CYBERJAYA | Unknown | Unknown |  |  |  | Unknown | [14 empty] | 0 | PRESINT 8 |  | 3 | Pass | null
257232971 | P02175 |  | 9434564 | 9434563 |  |  | Existing | RYB |  | PE 2.18 | CLOSED | CLOSED | LINK | 11.000 kV | 11 kV | GAS |  | 2003 |  |  |  | INDKOM |  |  |  | Unknown | Unknown | Unknown | Unknown | DISTRIBUTION | TNB | WP PUTRAJAYA & CYBERJAYA | Unknown | Unknown |  |  |  | Unknown |  |  |  |  | 630.000 A |  | 22 | 22 | [6 empty] | 0 | PRESINT 2 |  | 3 | Pass | null
257232976 | P02174 |  | 9434579 | 9434578 |  |  | Existing | RYB |  | PE2.03 | CLOSED | CLOSED | LINK | 11.000 kV | 11 kV | GAS |  | 2003 |  |  |  | INDKOM |  |  |  | Unknown | Unknown | Unknown | Unknown | DISTRIBUTION | TNB | WP PUTRAJAYA & CYBERJAYA | Unknown | Unknown |  |  |  | Unknown |  |  |  |  | 630.000 A |  | 22 | 22 | [6 empty] | 0 | PRESINT 2 |  | 3 | Pass | null
257274749 | P09244 |  | 9547174 | 9547173 |  |  | Existing | RYB |  | PE 9.23 | CLOSED | CLOSED | LINK | 11.000 kV | 11 kV | GAS |  | 2000 |  |  |  | INDKOM |  |  |  | Unknown | Unknown | Unknown | Unknown | DISTRIBUTION | TNB | WP PUTRAJAYA & CYBERJAYA | Unknown | Unknown |  |  |  | Unknown |  |  |  |  | 630.000 A | 0.63 | 22 | 22 | [6 empty] | 0 | PRESINT 9 |  | 3 | Pass | null
257274753 | P09245 |  | 9547178 | 9547177 |  |  | Existing | RYB |  | PE 9.25 | CLOSED | CLOSED | LINK | 11.000 kV | 11 kV | GAS |  | 2000 |  |  |  | INDKOM |  |  |  | Unknown | Unknown | Unknown | Unknown | DISTRIBUTION | TNB | WP PUTRAJAYA & CYBERJAYA | Unknown | Unknown |  |  |  | Unknown |  |  |  |  | 630.000 A | 0.63 | 22 | 22 | [6 empty] | 0 | PRESINT 9 |  | 3 | Pass | null
257275450 | C23026 |  | 9795680 | 9795679 |  |  | Existing | RYB |  | PE 23.01 | CLOSED | CLOSED | LINK | 11.000 kV | 11 kV | GAS |  | 0 |  |  |  | MERLIN GERIN |  |  |  | Unknown | Unknown | Unknown | Unknown | DISTRIBUTION | TNB | WP PUTRAJAYA & CYBERJAYA | Unknown | Unknown |  |  |  | Unknown |  |  |  |  | 630.000 A |  | 18.5 | 18.5 | [6 empty] | 0 | CYBERJAYA |  | 3 | Pass | null
257275458 | C23025 |  | 9795691 | 9795690 |  |  | Existing | RYB |  | VCB PENGGUNA 2 | CLOSED | CLOSED | LINK | 11.000 kV | 11 kV | GAS |  | 0 |  |  |  | MERLIN GERIN |  |  |  | Unknown | Unknown | Unknown | Unknown | DISTRIBUTION | TNB | WP PUTRAJAYA & CYBERJAYA | Unknown | Unknown |  |  |  | Unknown |  |  |  |  | 630.000 A |  | 18.5 | 18.5 | [6 empty] | 0 | CYBERJAYA |  | 3 | Pass | null
257275462 | C23024 |  | 9795695 | 9795694 |  |  | Existing | RYB |  | PE 21.02 | CLOSED | CLOSED | LINK | 11.000 kV | 11 kV | GAS |  | 0 |  |  |  | MERLIN GERIN |  |  |  | Unknown | Unknown | Unknown | Unknown | DISTRIBUTION | TNB | WP PUTRAJAYA & CYBERJAYA | Unknown | Unknown |  |  |  | Unknown |  |  |  |  | 630.000 A |  | 18.5 | 18.5 | [6 empty] | 0 | CYBERJAYA |  | 3 | Pass | null
257336776 | P09075 |  | 9443204 | 9443203 |  |  | Existing | RYB |  | PE 9.08 | CLOSED | CLOSED | LINK | 11.000 kV | 11 kV | GAS |  | 1999 |  |  |  | INDKOM |  |  |  | Unknown | Unknown | Unknown | Unknown | DISTRIBUTION | TNB | WP PUTRAJAYA & CYBERJAYA | Unknown | Unknown |  |  |  | Unknown | [14 empty] | 0 | PRESINT 9 |  | 3 | Pass | null
257336781 | P09074 |  | 9443219 | 9443218 |  |  | Existing | RYB |  | PE 9.06 | CLOSED | CLOSED | LINK | 11.000 kV | 11 kV | GAS |  | 1999 |  |  |  | INDKOM |  |  |  | Unknown | Unknown | Unknown | Unknown | DISTRIBUTION | TNB | WP PUTRAJAYA & CYBERJAYA | Unknown | Unknown |  |  |  | Unknown | [14 empty] | 0 | PRESINT 9 |  | 3 | Pass | null
257352928 | PTJ7086 |  | 26641283 | 26641316 |  |  | Existing | RYB |  |  | CLOSED | CLOSED | LINK | 12.000 kV | 11 kV | GAS |  | 2007 | B2712796 |  | TAMCO | TAMCO |  |  |  | Unknown | Unknown | Unknown | Unknown | DISTRIBUTION | TNB | WP PUTRAJAYA & CYBERJAYA | Unknown | Unknown |  |  |  | Unknown |  |  |  |  | 630.000 A | 20 | 20 | 20 | [6 empty] | 0 | PE 7.08 |  | 3 | Pass | null
257352932 | PTJ7084 |  | 26641284 | 26641327 |  |  | Existing | RYB |  |  | CLOSED | CLOSED | LINK | 12.000 kV | 11 kV | GAS |  | 2007 | B2712796 |  | TAMCO | TAMCO |  |  |  | Unknown | Unknown | Unknown | Unknown | DISTRIBUTION | TNB | WP PUTRAJAYA & CYBERJAYA | Unknown | Unknown |  |  |  | Unknown |  |  |  |  | 630.000 A | 20 | 20 | 20 | [6 empty] | 0 | PE 7.08 |  | 3 | Pass | null
257353101 | PTJ11185 |  | 9618291 | 9618290 | VPTJ/PCE/J11182/MB11184 | 300281037 | Existing | RYB |  | PE 11.36 | CLOSED | CLOSED | LINK | 11.000 kV | 11 kV | GAS | 30/01/2003 | 2002 |  |  |  | INDKOM |  |  | PE 11.18 P11 H/1 TERES (EFI) (F2) | Unknown | Unknown | Unknown | Unknown | DISTRIBUTION | TNB | WP PUTRAJAYA & CYBERJAYA | Unknown | Unknown |  |  |  | Unknown |  |  |  |  | 630.000 A | 0.63 | 22 | 22 | PTJ11185 | [5 empty] | 0 | PRESINT 11 |  | 3 | Pass | null
257353105 | PTJ11184 |  | 9618298 | 9618297 | VPTJ/PCE/J11182/MB11184 | 300281037 | Existing | RYB |  | PE 11.14 | CLOSED | CLOSED | LINK | 11.000 kV | 11 kV | GAS | 30/01/2003 | 2002 |  |  |  | INDKOM |  |  | PE 11.18 P11 H/1 TERES (EFI) (F2) | Unknown | Unknown | Unknown | Unknown | DISTRIBUTION | TNB | WP PUTRAJAYA & CYBERJAYA | Unknown | Unknown |  |  |  | Unknown |  |  |  |  | 630.000 A | 0.63 | 22 | 22 | PTJ11184 | [5 empty] | 0 | PRESINT 11 |  | 3 | Pass | null
257353109 | PTJ11182 |  | 9618305 | 9618304 | VPTJ/PCE/J11181/MB11181 | 300281035 | Existing | RYB |  | PE 11.36 | CLOSED | CLOSED | LINK | 11.000 kV | 11 kV | GAS | 31/01/2003 | 2002 |  |  |  | INDKOM |  |  | PE 11.18 P11 H/1 TERES (EFI) (F1) | Unknown | Unknown | Unknown | Unknown | DISTRIBUTION | TNB | WP PUTRAJAYA & CYBERJAYA | Unknown | Unknown |  |  |  | Unknown |  |  |  |  | 630.000 A | 0.63 | 22 | 22 | PTJ11182 | [5 empty] | 0 | PRESINT 11 |  | 3 | Pass | null
257353113 | PTJ11181 |  | 9618309 | 9618308 | VPTJ/PCE/J11181/MB11181 | 300281035 | Existing | RYB |  | PE 11.14 | CLOSED | CLOSED | LINK | 11.000 kV | 11 kV | GAS | 31/01/2003 | 2002 |  |  |  | INDKOM |  |  | PE 11.18 P11 H/1 TERES (EFI) (F1) | Unknown | Unknown | Unknown | Unknown | DISTRIBUTION | TNB | WP PUTRAJAYA & CYBERJAYA | Unknown | Unknown |  |  |  | Unknown |  |  |  |  | 630.000 A | 0.63 | 22 | 22 | PTJ11181 | [5 empty] | 0 | PRESINT 11 |  | 3 | Pass | null
257356196 | P07025 |  | 9441324 | 9441323 |  |  | Existing | RYB |  | PE 7.04 | CLOSED | CLOSED | LINK | 11.000 kV | 11 kV | GAS |  | 1999 |  |  |  | INDKOM |  |  |  | Unknown | Unknown | Unknown | Unknown | DISTRIBUTION | TNB | WP PUTRAJAYA & CYBERJAYA | Unknown | Unknown |  |  |  | Unknown |  |  |  |  | 630.000 A | 0.63 | 22 | 22 | [6 empty] | 0 | PRESINT 7 |  | 3 | Pass | null
257356201 | P07024 |  | 9441339 | 9441338 |  |  | Existing | RYB |  | PE 7.01 | CLOSED | CLOSED | LINK | 11.000 kV | 11 kV | GAS |  | 1999 |  |  |  | INDKOM |  |  |  | Unknown | Unknown | Unknown | Unknown | DISTRIBUTION | TNB | WP PUTRAJAYA & CYBERJAYA | Unknown | Unknown |  |  |  | Unknown |  |  |  |  | 630.000 A | 0.63 | 22 | 22 | [6 empty] | 0 | PRESINT 7 |  | 3 | Pass | null
257370550 | P09164 |  | 9545606 | 9545605 |  |  | Existing | RYB |  | PE 9.15 | CLOSED | CLOSED | LINK | 11.000 kV | 11 kV | GAS |  | 2001 |  |  |  | INDKOM |  |  |  | Unknown | Unknown | Unknown | Unknown | DISTRIBUTION | TNB | WP PUTRAJAYA & CYBERJAYA | Unknown | Unknown |  |  |  | Unknown | [14 empty] | 0 | PRESINT 9 |  | 3 | Pass | null
257370554 | P09165 |  | 9545610 | 9545609 |  |  | Existing | RYB |  | PE 9.17 | CLOSED | CLOSED | LINK | 11.000 kV | 11 kV | GAS |  | 2001 |  |  |  | INDKOM |  |  |  | Unknown | Unknown | Unknown | Unknown | DISTRIBUTION | TNB | WP PUTRAJAYA & CYBERJAYA | Unknown | Unknown |  |  |  | Unknown | [14 empty] | 0 | PRESINT 9 |  | 3 | Pass | null
257427465 | PTJ11365 |  | 9617668 | 9617667 | VPTJ/PCE/J11362/MB11364 | 300281063 | Existing | RYB |  | PE 11.30 | CLOSED | CLOSED | LINK | 11.000 kV | 11 kV | GAS | 20030512 | 2002 |  |  |  | INDKOM |  |  | PE 11.36 P11 K/13 TERES (F2) | Unknown | Unknown | Unknown | Unknown | DISTRIBUTION | TNB | WP PUTRAJAYA & CYBERJAYA | Unknown | Unknown |  |  |  | Unknown |  |  |  |  | 630.000 A | 0.63 | 22 | 22 | PTJ11365 | [5 empty] | 0 | PRESINT 11 |  | 3 | Pass | null
257427469 | PTJ11364 |  | 9618187 | 9618186 | VPTJ/PCE/J11362/MB11364 | 300281063 | Existing | RYB |  | PE 11.18 | CLOSED | CLOSED | LINK | 11.000 kV | 11 kV | GAS | 20030512 | 2002 |  |  |  | INDKOM |  |  | PE 11.36 P11 K/13 TERES (F2) | Unknown | Unknown | Unknown | Unknown | DISTRIBUTION | TNB | WP PUTRAJAYA & CYBERJAYA | Unknown | Unknown |  |  |  | Unknown |  |  |  |  | 630.000 A | 0.63 | 22 | 22 | PTJ11364 | [5 empty] | 0 | PRESINT 11 |  | 3 | Pass | null
257427473 | PTJ11362 |  | 9618194 | 9618193 | VPTJ/PCE/J11361/MB11361 | 300281062 | Existing | RYB |  | PE 11.30 | CLOSED | CLOSED | LINK | 11.000 kV | 11 kV | GAS | 20030512 | 2002 |  |  |  | INDKOM |  |  | PE 11.36 P11 K/13 TERES (F1) | Unknown | Unknown | Unknown | Unknown | DISTRIBUTION | TNB | WP PUTRAJAYA & CYBERJAYA | Unknown | Unknown |  |  |  | Unknown |  |  |  |  | 630.000 A | 0.63 | 22 | 22 | PTJ11362 | [5 empty] | 0 | PRESINT 11 |  | 3 | Pass | null
257427477 | PTJ11361 |  | 9618198 | 9618197 | VPTJ/PCE/J11361/MB11361 | 300281062 | Existing | RYB |  | PE 11.18 | CLOSED | CLOSED | LINK | 11.000 kV | 11 kV | GAS | 20030512 | 2002 |  |  |  | INDKOM |  |  | PE 11.36 P11 K/13 TERES (F1) | Unknown | Unknown | Unknown | Unknown | DISTRIBUTION | TNB | WP PUTRAJAYA & CYBERJAYA | Unknown | Unknown |  |  |  | Unknown |  |  |  |  | 630.000 A | 0.63 | 22 | 22 | PTJ11361 | [5 empty] | 0 | PRESINT 11 |  | 3 | Pass | null
257430622 | C21025 |  | 9557467 | 9557466 |  |  | Existing | RYB |  | PE 21.52 | CLOSED | CLOSED | LINK | 11.000 kV | 11 kV | GAS |  | 1999 |  |  |  | INDKOM |  |  |  | Unknown | Unknown | Unknown | Unknown | DISTRIBUTION | TNB | WP PUTRAJAYA & CYBERJAYA | Unknown | Unknown |  |  |  | Unknown |  |  |  |  | 630.000 A | 0.63 | [8 empty] | 0 | CYBERJAYA |  | 3 | Pass | null
257430626 | C21024 |  | 9557471 | 9557470 |  |  | Existing | RYB |  | SS 23.02 | CLOSED | CLOSED | LINK | 11.000 kV | 11 kV | GAS |  | 1999 |  |  |  | INDKOM |  |  |  | Unknown | Unknown | Unknown | Unknown | DISTRIBUTION | TNB | WP PUTRAJAYA & CYBERJAYA | Unknown | Unknown |  |  |  | Unknown |  |  |  |  | 630.000 A | 0.63 | [8 empty] | 0 | CYBERJAYA |  | 3 | Pass | null
257437223 | PTJ05033 |  | 9429869 | 9429868 | VPTJ/PCE/J05031/MB05031 | 300280684 | Existing | RYB |  | SSWW-2 | CLOSED | CLOSED | LINK | 12.000 kV | 11 kV | GAS | 20030210 | 0 |  |  |  | MERLIN GERIN |  |  | PE 5.03 BR.6 S. GEMILANG | Unknown | Unknown | Unknown | Unknown | DISTRIBUTION | TNB | WP PUTRAJAYA & CYBERJAYA | Unknown | Unknown |  |  |  | Unknown |  |  |  |  | 630.000 A | 18.5 | 50 | 50 | PTJ05033 | [5 empty] | 0 | PRESINT 5 |  | 3 | Pass | null
257437228 | PTJ05031 |  | 9429880 | 9429879 | VPTJ/PCE/J05031/MB05031 | 300280684 | Existing | RYB |  | PE5.04 | CLOSED | CLOSED | LINK | 12.000 kV | 11 kV | GAS | 20030210 | 0 |  |  |  | MERLIN GERIN |  |  | PE 5.03 BR.6 S. GEMILANG | Unknown | Unknown | Unknown | Unknown | DISTRIBUTION | TNB | WP PUTRAJAYA & CYBERJAYA | Unknown | Unknown |  |  |  | Unknown |  |  |  |  | 630.000 A | 18.5 | 50 | 50 | PTJ05031 | [5 empty] | 0 | PRESINT 5 |  | 3 | Pass | null
257454672 | P09276 |  | 9445180 | 9445179 |  |  | Existing | RYB |  | PE 9.28 | CLOSED | CLOSED | LINK | 12.000 kV | 11 kV | GAS |  | 2003 |  |  |  | ABB |  |  |  | Unknown | Unknown | Unknown | Unknown | DISTRIBUTION | TNB | WP PUTRAJAYA & CYBERJAYA | Unknown | Unknown |  |  |  | Unknown |  |  |  |  | 630.000 A | 0.63 | [8 empty] | 0 | PRESINT 9 |  | 3 | Pass | null
257454677 | P09274 |  | 9445195 | 9445194 |  |  | Existing | RYB |  | PE 9.13 | CLOSED | CLOSED | LINK | 12.000 kV | 11 kV | GAS |  | 2003 |  |  |  | ABB |  |  |  | Unknown | Unknown | Unknown | Unknown | DISTRIBUTION | TNB | WP PUTRAJAYA & CYBERJAYA | Unknown | Unknown |  |  |  | Unknown |  |  |  |  | 630.000 A | 0.63 | [8 empty] | 0 | PRESINT 9 |  | 3 | Pass | null
257459291 | P18136 |  | 9756723 | 9756732 |  |  | Existing | RYB |  | P18114 PE 18.11 | CLOSED | CLOSED | LINK | 12.000 kV | 11 kV | Unknown | 22/02/2007 | 0 |  |  |  | FALCON BETA |  |  |  | Unknown | Unknown | Unknown | Unknown | DISTRIBUTION | TNB | WP PUTRAJAYA & CYBERJAYA | Unknown | Unknown |  |  |  | Unknown |  |  |  |  | 630.000 A | 20 | [8 empty] | 0 | BLOK F |  | 3 | Pass | null
257459301 | P18134 |  | 9756730 | 9756745 |  |  | Existing | RYB |  | P18146 | CLOSED | CLOSED | LINK | 12.000 kV | 11 kV | GAS | 22/02/2007 | 0 |  |  |  | FALCON BETA |  |  |  | Unknown | Unknown | Unknown | Unknown | DISTRIBUTION | TNB | WP PUTRAJAYA & CYBERJAYA | Unknown | Unknown |  |  |  | Unknown |  |  |  |  | 630.000 A | 20 | [8 empty] | 0 | BLOK F |  | 3 | Pass | null
257471795 | PTJ11355 |  | 9617531 | 9617530 | VPTJ/PCE/J11352/MB11354 | 300281061 | Existing | RYB |  | PPU 5 PJ | CLOSED | CLOSED | LINK | 11.000 kV | 11 kV | GAS | 20030412 | 2002 |  |  |  | INDKOM |  |  | PE 11.35 P11 K/3 TERES (EFI) (F2) | Unknown | Unknown | Unknown | Unknown | DISTRIBUTION | TNB | WP PUTRAJAYA & CYBERJAYA | Unknown | Unknown |  |  |  | Unknown |  |  |  |  | 630.000 A | 0.63 | 22 | 22 | PTJ11355 | [5 empty] | 0 | PRESINT 11 |  | 3 | Pass | null
257471799 | PTJ11354 |  | 9617542 | 9617541 | VPTJ/PCE/J11352/MB11354 | 300281061 | Existing | RYB |  | PE 11.45 | CLOSED | CLOSED | LINK | 11.000 kV | 11 kV | GAS | 20030412 | 2002 |  |  |  | INDKOM |  |  | PE 11.35 P11 K/3 TERES (EFI) (F2) | Unknown | Unknown | Unknown | Unknown | DISTRIBUTION | TNB | WP PUTRAJAYA & CYBERJAYA | Unknown | Unknown |  |  |  | Unknown |  |  |  |  | 630.000 A | 0.63 | 22 | 22 | PTJ11354 | [5 empty] | 0 | PRESINT 11 |  | 3 | Pass | null
257471804 | P11352 |  | 9617549 | 9617548 | VPTJ/PCE/J11351/MB11351 | 300281060 | Existing | RYB |  | PPU 5 PJ | CLOSED | CLOSED | LINK | 11.000 kV | 11 kV | GAS | 20030412 | 2002 |  |  |  | INDKOM |  |  | PE 11.35 P11 K/3 TERES (EFI) (F1) | Unknown | Unknown | Unknown | Unknown | DISTRIBUTION | TNB | WP PUTRAJAYA & CYBERJAYA | Unknown | Unknown |  |  |  | Unknown |  |  |  |  | 630.000 A | 0.63 | 22 | 22 | P11352 | [5 empty] | 0 | PRESINT 11 |  | 3 | Pass | null
257471808 | P11351 |  | 9617553 | 9617552 | VPTJ/PCE/J11351/MB11351 | 300281060 | Existing | RYB |  | PE 11.45 | CLOSED | CLOSED | LINK | 11.000 kV | 11 kV | GAS | 20030412 | 2002 |  |  |  | INDKOM |  |  | PE 11.35 P11 K/3 TERES (EFI) (F1) | Unknown | Unknown | Unknown | Unknown | DISTRIBUTION | TNB | WP PUTRAJAYA & CYBERJAYA | Unknown | Unknown |  |  |  | Unknown |  |  |  |  | 630.000 A | 0.63 | 22 | 22 | P11351 | [5 empty] | 0 | PRESINT 11 |  | 3 | Pass | null
257471884 | PTJ11011 |  | 9446313 | 9446312 | VPTJ/PCE/J11011/MB11011 | 300280963 | Existing | RYB |  | PE 9.09 | CLOSED | CLOSED | LINK | 12.000 kV | 11 kV | GAS | 30/07/1999 | 1999 |  |  |  | TAMCO |  |  | PE 11.01 RD 3 PER UTARA | Unknown | Unknown | Unknown | Unknown | DISTRIBUTION | TNB | WP PUTRAJAYA & CYBERJAYA | Unknown | Unknown |  |  |  | Unknown |  |  |  |  | 630.000 A | 20 | 20 | 20 | PTJ11011 | [5 empty] | 0 | PRESINT 11 |  | 3 | Pass | null
257471888 | PTJ11013 |  | 9446317 | 9446316 | VPTJ/PCE/J11011/MB11011 | 300280963 | Existing | RYB |  | PE 9.15 | CLOSED | CLOSED | LINK | 12.000 kV | 11 kV | GAS | 30/07/1999 | 1999 |  |  |  | TAMCO |  |  | PE 11.01 RD 3 PER UTARA | Unknown | Unknown | Unknown | Unknown | DISTRIBUTION | TNB | WP PUTRAJAYA & CYBERJAYA | Unknown | Unknown |  |  |  | Unknown |  |  |  |  | 630.000 A | 20 | 20 | 20 | PTJ11013 | [5 empty] | 0 | PRESINT 11 |  | 3 | Pass | null
257475677 | PTJ18011 |  | 9463887 | 9463886 | VPTJ/PCE/J18011/MB18011 | 300281208 | Existing | RYB |  | PPU 17 PJ | CLOSED | CLOSED | LINK | 11.000 kV | 11 kV | GAS | 22/01/2003 | 2001 |  |  |  | INDKOM |  |  | PE 18.01 WR2 | Unknown | Unknown | Unknown | Unknown | DISTRIBUTION | TNB | WP PUTRAJAYA & CYBERJAYA | Unknown | Unknown |  |  |  | Unknown | [5 empty] | 0.63 |  |  | PTJ18011 | [5 empty] | 0 | PRESINT 18 |  | 3 | Pass | null
257475681 | PTJ18012 |  | 9463891 | 9463890 | VPTJ/PCE/J18011/MB18011 | 300281208 | Existing | RYB |  | PE 18.02 | CLOSED | CLOSED | LINK | 11.000 kV | 11 kV | GAS | 22/01/2003 | 2001 |  |  |  | INDKOM |  |  | PE 18.01 WR2 | Unknown | Unknown | Unknown | Unknown | DISTRIBUTION | TNB | WP PUTRAJAYA & CYBERJAYA | Unknown | Unknown |  |  |  | Unknown | [5 empty] | 0.63 |  |  | PTJ18012 | [5 empty] | 0 | PRESINT 18 |  | 3 | Pass | null
257483726 | P09095 |  | 9443300 | 9443299 |  |  | Existing | RYB |  | PE 9.08 | CLOSED | CLOSED | LINK | 11.000 kV | 11 kV | GAS |  | 1999 |  |  |  | INDKOM |  |  |  | Unknown | Unknown | Unknown | Unknown | DISTRIBUTION | TNB | WP PUTRAJAYA & CYBERJAYA | Unknown | Unknown |  |  |  | Unknown | [14 empty] | 0 | PRESINT 9 |  | 3 | Pass | null
257483731 | P09094 |  | 9443315 | 9443314 |  |  | Existing | RYB |  | PE 11.01 | CLOSED | CLOSED | LINK | 11.000 kV | 11 kV | GAS |  | 1999 |  |  |  | INDKOM |  |  |  | Unknown | Unknown | Unknown | Unknown | DISTRIBUTION | TNB | WP PUTRAJAYA & CYBERJAYA | Unknown | Unknown |  |  |  | Unknown | [14 empty] | 0 | PRESINT 9 |  | 3 | Pass | null
257691151 |  | 12 | 9533319 | 9533438 |  |  | Existing | RYB |  | PE 21.27 | CLOSED | CLOSED | MAIN | 12.000 kV | 11 kV | VACUMM |  | 1998 |  |  |  | EPE |  |  | PPU CYBERJAYA NO 6 | Unknown | Unknown | Unknown | Unknown | DISTRIBUTION | TNB | WP PUTRAJAYA & CYBERJAYA | Unknown | Unknown |  |  |  | Unknown | [17 empty] | 3 | Pass | null
257691155 |  | 16 | 9533320 | 9533442 |  |  | Existing | RYB |  | LOCAL TX | CLOSED | CLOSED | MAIN | 12.000 kV | Unknown | VACUMM |  | 1998 |  |  |  | EPE |  |  | PPU CYBERJAYA NO 6 | Unknown | Unknown | Unknown | Unknown | DISTRIBUTION | TNB | WP PUTRAJAYA & CYBERJAYA | Unknown | Unknown |  |  |  | Unknown | [17 empty] | 3 | Fail | Please check "Operating Voltage"
257691159 |  | 10 | 9533321 | 9533436 |  |  | Existing | RYB |  | PE 21.21 | CLOSED | CLOSED | MAIN | 12.000 kV | 11 kV | VACUMM |  | 1998 |  |  |  | EPE |  |  | PPU CYBERJAYA NO 6 | Unknown | Unknown | Unknown | Unknown | DISTRIBUTION | TNB | WP PUTRAJAYA & CYBERJAYA | Unknown | Unknown |  |  |  | Unknown | [17 empty] | 3 | Pass | null
257691163 |  | 4P5 | 9533322 | 9533448 |  |  | Existing | RYB |  | SPARE | CLOSED | CLOSED | MAIN | 36.000 kV | 33 kV | GAS |  | 0 |  |  |  | SIEMENS |  |  | PPU CYBERJAYA NO 6 | Unknown | Unknown | Unknown | Unknown | DISTRIBUTION | TNB | WP PUTRAJAYA & CYBERJAYA | Unknown | Unknown |  |  |  | Unknown | [17 empty] | 3 | Pass | null
257691167 |  | 6 | 9533323 | 9533432 |  |  | Existing | RYB |  | SPARE | CLOSED | CLOSED | MAIN | 12.000 kV | 11 kV | VACUMM |  | 1998 |  |  |  | EPE |  |  | PPU CYBERJAYA NO 6 | Unknown | Unknown | Unknown | Unknown | DISTRIBUTION | TNB | WP PUTRAJAYA & CYBERJAYA | Unknown | Unknown |  |  |  | Unknown | [17 empty] | 3 | Pass | null
257691171 |  | 8 | 9533324 | 9533434 |  |  | Existing | RYB |  | PE 22.46 | CLOSED | CLOSED | MAIN | 12.000 kV | 11 kV | VACUMM |  | 1998 |  |  |  | EPE |  |  | PPU CYBERJAYA NO 6 | Unknown | Unknown | Unknown | Unknown | DISTRIBUTION | TNB | WP PUTRAJAYA & CYBERJAYA | Unknown | Unknown |  |  |  | Unknown | [17 empty] | 3 | Pass | null
257691175 |  | 14 | 9533325 | 9533440 |  |  | Existing | RYB |  | PE 22.15 | CLOSED | CLOSED | MAIN | 12.000 kV | Unknown | VACUMM |  | 1998 |  |  |  | EPE |  |  | PPU CYBERJAYA NO 6 | Unknown | Unknown | Unknown | Unknown | DISTRIBUTION | TNB | WP PUTRAJAYA & CYBERJAYA | Unknown | Unknown |  |  |  | Unknown | [17 empty] | 3 | Fail | Please check "Operating Voltage"
257691190 |  | B/S-1S0 | 9533353 | 9533461 | VCBJ/PPU/G00006/MB1SO | 300278098 | Existing | RYB |  | B/SECTION | CLOSED | CLOSED | BUSBAR SECTION | 36.000 kV | Unknown | GAS | 19990107 | 1997 |  |  |  | SIEMENS |  |  | PPU CYBERJAYA NO 6 | Unknown | Unknown | Unknown | Unknown | DISTRIBUTION | TNB | WP PUTRAJAYA & CYBERJAYA | Unknown | Unknown |  |  |  | Unknown | [17 empty] | 3 | Fail | Please check "Operating Voltage"
257691194 |  | B/S-30 | 9533354 | 9533458 | VCBJ/PPU/G00006/NB30 | 300278112 | Existing | RYB |  | B/SECTOR | CLOSED | CLOSED | BUSBAR SECTION | 12.000 kV | Unknown | VACUMM | 19990107 | 1998 |  |  |  | EPE |  |  | PPU CYBERJAYA NO 6 | Unknown | Unknown | Unknown | Unknown | DISTRIBUTION | TNB | WP PUTRAJAYA & CYBERJAYA | Unknown | Unknown |  |  |  | Unknown | [17 empty] | 3 | Fail | Please check "Operating Voltage"
257691198 |  | 4 | 9533355 | 9533430 |  |  | Existing | RYB |  | SPARE | CLOSED | CLOSED | MAIN | 12.000 kV | 11 kV | VACUMM |  | 1998 |  |  |  | EPE |  |  | PPU CYBERJAYA NO 6 | Unknown | Unknown | Unknown | Unknown | DISTRIBUTION | TNB | WP PUTRAJAYA & CYBERJAYA | Unknown | Unknown |  |  |  | Unknown | [17 empty] | 3 | Pass | null
257691202 |  | 2 | 9533356 | 9533428 |  |  | Existing | RYB |  | SPARE | CLOSED | CLOSED | MAIN | 12.000 kV | 11 kV | VACUMM |  | 1998 |  |  |  | EPE |  |  | PPU CYBERJAYA NO 6 | Unknown | Unknown | Unknown | Unknown | DISTRIBUTION | TNB | WP PUTRAJAYA & CYBERJAYA | Unknown | Unknown |  |  |  | Unknown | [17 empty] | 3 | Pass | null
257691206 |  | 32 | 9533357 | 9533443 |  |  | Existing | RYB |  | TX2 | CLOSED | CLOSED | MAIN | 12.000 kV | 11 kV | VACUMM |  | 1998 |  |  |  | EPE |  |  | PPU CYBERJAYA NO 6 | Unknown | Unknown | Unknown | Unknown | DISTRIBUTION | TNB | WP PUTRAJAYA & CYBERJAYA | Unknown | Unknown |  |  |  | Unknown | [17 empty] | 3 | Pass | null
257691210 |  | 2P5 | 9533358 | 9533447 |  |  | Existing | RYB |  | SSU MMU | CLOSED | CLOSED | MAIN | 36.000 kV | 33 kV | GAS |  | 1997 |  |  |  | SIEMENS |  |  | PPU CYBERJAYA NO 6 | Unknown | Unknown | Unknown | Unknown | DISTRIBUTION | TNB | WP PUTRAJAYA & CYBERJAYA | Unknown | Unknown |  |  |  | Unknown | [17 empty] | 3 | Pass | null
257691214 |  | 2H0 | 9533359 | 9533446 |  |  | Existing | RYB |  | TX2 | CLOSED | CLOSED | MAIN | 36.000 kV | 33 kV | GAS |  | 1997 |  |  |  | SIEMENS |  |  | PPU CYBERJAYA NO 6 | Unknown | Unknown | Unknown | Unknown | DISTRIBUTION | TNB | WP PUTRAJAYA & CYBERJAYA | Unknown | Unknown |  |  |  | Unknown | [17 empty] | 3 | Pass | null
257691231 |  | 1P5 | 9533378 | 9533499 |  |  | Existing | RYB |  | PMU SERDANG | CLOSED | CLOSED | MAIN | 36.000 kV | 33 kV | GAS |  | 1997 |  |  |  | SIEMENS |  |  | PPU CYBERJAYA NO 6 | Unknown | Unknown | Unknown | Unknown | DISTRIBUTION | TNB | WP PUTRAJAYA & CYBERJAYA | Unknown | Unknown |  |  |  | Unknown | [17 empty] | 3 | Pass | null
257691235 |  | 1H0 | 9533379 | 9533466 |  |  | Existing | RYB |  | TX1 | CLOSED | CLOSED | MAIN | 36.000 kV | Unknown | GAS |  | 1997 |  |  |  | SIEMENS |  |  | PPU CYBERJAYA NO 6 | Unknown | Unknown | Unknown | Unknown | DISTRIBUTION | TNB | WP PUTRAJAYA & CYBERJAYA | Unknown | Unknown |  |  |  | Unknown | [17 empty] | 3 | Fail | Please check "Operating Voltage"
257691239 |  | 5 | 9533380 | 9533493 |  |  | Existing | RYB |  | SPARE | CLOSED | CLOSED | MAIN | 12.000 kV | 11 kV | VACUMM |  | 1998 |  |  |  | EPE |  |  | PPU CYBERJAYA NO 6 | Unknown | Unknown | Unknown | Unknown | DISTRIBUTION | TNB | WP PUTRAJAYA & CYBERJAYA | Unknown | Unknown |  |  |  | Unknown | [17 empty] | 3 | Pass | null
257691243 |  | 3 | 9533381 | 9533491 |  |  | Existing | RYB |  | SPARE | CLOSED | CLOSED | MAIN | 12.000 kV | Unknown | VACUMM |  | 1998 |  |  |  | EPE |  |  | PPU CYBERJAYA NO 6 | Unknown | Unknown | Unknown | Unknown | DISTRIBUTION | TNB | WP PUTRAJAYA & CYBERJAYA | Unknown | Unknown |  |  |  | Unknown | [17 empty] | 3 | Fail | Please check "Operating Voltage"
257691247 |  | 1 | 9533382 | 9533470 |  |  | Existing | RYB |  | SPARE | CLOSED | CLOSED | MAIN | 12.000 kV | Unknown | VACUMM |  | 1998 |  |  |  | EPE |  |  | PPU CYBERJAYA NO 6 | Unknown | Unknown | Unknown | Unknown | DISTRIBUTION | TNB | WP PUTRAJAYA & CYBERJAYA | Unknown | Unknown |  |  |  | Unknown | [17 empty] | 3 | Fail | Please check "Operating Voltage"
257691251 |  | 31 | 9533383 | 9533469 |  |  | Existing | RYB |  | TX1 | CLOSED | CLOSED | MAIN | 12.000 kV | 11 kV | VACUMM |  | 1998 |  |  |  | EPE |  |  | PPU CYBERJAYA NO 6 | Unknown | Unknown | Unknown | Unknown | DISTRIBUTION | TNB | WP PUTRAJAYA & CYBERJAYA | Unknown | Unknown |  |  |  | Unknown | [17 empty] | 3 | Pass | null
257691255 |  | CYB6-3 | 9533384 | 9533479 |  |  | Existing | RYB |  |  | CLOSED | CLOSED | NEUTRAL |  | Unknown | Unknown |  | 0 |  |  |  | Unknown |  |  | PPU CYBERJAYA NO 6 | Unknown | Unknown | Unknown | Unknown | DISTRIBUTION | TNB | WP PUTRAJAYA & CYBERJAYA | Unknown | Unknown |  |  |  | Unknown | [17 empty] | 3 | Fail | Please check "Operating Voltage"
257691259 |  | CYB6-5 | 9533385 | 9533504 |  |  | Existing | RYB |  |  | CLOSED | CLOSED | NEUTRAL |  | Unknown | Unknown |  | 0 |  |  |  | Unknown |  |  | PPU CYBERJAYA NO 6 | Unknown | Unknown | Unknown | Unknown | DISTRIBUTION | TNB | WP PUTRAJAYA & CYBERJAYA | Unknown | Unknown |  |  |  | Unknown | [17 empty] | 3 | Fail | Please check "Operating Voltage"
257691272 |  | CYB6-3P5 | 9533408 | 9533481 |  |  | Existing | RYB |  | PMU CYBN | CLOSED | CLOSED | MAIN | 36.000 kV | 33 kV | GAS |  | 0 |  |  |  | SIEMENS |  |  | PPU CYBERJAYA NO 6 | Unknown | Unknown | Unknown | Unknown | DISTRIBUTION | TNB | WP PUTRAJAYA & CYBERJAYA | Unknown | Unknown |  |  |  | Unknown | [17 empty] | 3 | Pass | null
257691276 |  | 13 | 9533409 | 9533515 |  |  | Existing | RYB |  | PE 22.15 | CLOSED | CLOSED | MAIN | 12.000 kV | Unknown | VACUMM |  | 1998 |  |  |  | EPE |  |  | PPU CYBERJAYA NO 6 | Unknown | Unknown | Unknown | Unknown | DISTRIBUTION | TNB | WP PUTRAJAYA & CYBERJAYA | Unknown | Unknown |  |  |  | Unknown | [17 empty] | 3 | Fail | Please check "Operating Voltage"
257691280 |  | 11 | 9533410 | 9533475 |  |  | Existing | RYB |  | SPARE | CLOSED | CLOSED | MAIN | 12.000 kV | Unknown | VACUMM |  | 1998 |  |  |  | EPE |  |  | PPU CYBERJAYA NO 6 | Unknown | Unknown | Unknown | Unknown | DISTRIBUTION | TNB | WP PUTRAJAYA & CYBERJAYA | Unknown | Unknown |  |  |  | Unknown | [17 empty] | 3 | Fail | Please check "Operating Voltage"
257691284 |  | 9 | 9533411 | 9533497 |  |  | Existing | RYB |  | SS 21.27 | CLOSED | CLOSED | MAIN | 12.000 kV | 11 kV | VACUMM |  | 1998 |  |  |  | EPE |  |  | PPU CYBERJAYA NO 6 | Unknown | Unknown | Unknown | Unknown | DISTRIBUTION | TNB | WP PUTRAJAYA & CYBERJAYA | Unknown | Unknown |  |  |  | Unknown | [17 empty] | 3 | Pass | null
257691288 |  | 7 | 9533412 | 9533495 |  |  | Existing | RYB |  | SS 22.46 | CLOSED | CLOSED | MAIN | 12.000 kV | 11 kV | VACUMM |  | 1998 |  |  |  | EPE |  |  | PPU CYBERJAYA NO 6 | Unknown | Unknown | Unknown | Unknown | DISTRIBUTION | TNB | WP PUTRAJAYA & CYBERJAYA | Unknown | Unknown |  |  |  | Unknown | [17 empty] | 3 | Pass | null
257691292 |  | CYB6-7 | 9533413 | 9533478 |  |  | Existing | RYB |  |  | CLOSED | CLOSED | NEUTRAL |  | Unknown | Unknown |  | 0 |  |  |  | Unknown |  |  | PPU CYBERJAYA NO 6 | Unknown | Unknown | Unknown | Unknown | DISTRIBUTION | TNB | WP PUTRAJAYA & CYBERJAYA | Unknown | Unknown |  |  |  | Unknown | [17 empty] | 3 | Fail | Please check "Operating Voltage"
257691296 |  | CYB6-9 | 9533414 | 9533505 |  |  | Existing | RYB |  |  | CLOSED | CLOSED | NEUTRAL |  | Unknown | Unknown |  | 0 |  |  |  | Unknown |  |  | PPU CYBERJAYA NO 6 | Unknown | Unknown | Unknown | Unknown | DISTRIBUTION | TNB | WP PUTRAJAYA & CYBERJAYA | Unknown | Unknown |  |  |  | Unknown | [17 empty] | 3 | Fail | Please check "Operating Voltage"
257691314 |  | 15 | 9533425 | 9533513 |  |  | Existing | RYB |  | PE 21.14 | CLOSED | CLOSED | MAIN | 12.000 kV | 11 kV | VACUMM |  | 1998 |  |  |  | EPE |  |  | PPU CYBERJAYA NO 6 | Unknown | Unknown | Unknown | Unknown | DISTRIBUTION | TNB | WP PUTRAJAYA & CYBERJAYA | Unknown | Unknown |  |  |  | Unknown | [17 empty] | 3 | Pass | null
257740905 |  | B/C-1W0 | 9524785 | 9524905 | VPTJ/PPU/G00010/MB1SO | 300278215 | Existing | RYB |  | B COUPLER | CLOSED | CLOSED | BUSBAR COUPLER | 36.000 kV | Unknown | GAS | 28/06/2001 | 2000 |  |  |  | ABB |  |  | PPU PUTRAJAYA NO 4 | Unknown | Unknown | Unknown | Unknown | DISTRIBUTION | TNB | WP PUTRAJAYA & CYBERJAYA | Unknown | Unknown |  |  |  | Unknown | [17 empty] | 3 | Fail | Please check "Operating Voltage"
257740909 |  | B/S-1S0 | 9524787 | 9524914 | VPTJ/PPU/G00010/MB1WO | 300279461 | Existing | RYB |  | B/SECTION | CLOSED | CLOSED | BUSBAR SECTION | 36.000 kV | Unknown | GAS | 28/06/2001 | 2000 |  |  |  | ABB |  |  | PPU PUTRAJAYA NO 4 | Unknown | Unknown | Unknown | Unknown | DISTRIBUTION | TNB | WP PUTRAJAYA & CYBERJAYA | Unknown | Unknown |  |  |  | Unknown | [17 empty] | 3 | Fail | Please check "Operating Voltage"
257740913 |  | B/S-30 | 9524788 | 9524916 | VPTJ/PPU/G00010/NB30 | 300278236 | Existing | RYB |  | B/SECTION | CLOSED | CLOSED | BUSBAR SECTION | 12.000 kV | Unknown | VACUMM | 28/06/2001 | 2001 |  |  |  | EPE |  |  | PPU PUTRAJAYA NO 4 | Unknown | Unknown | Unknown | Unknown | DISTRIBUTION | TNB | WP PUTRAJAYA & CYBERJAYA | Unknown | Unknown |  |  |  | Unknown | [17 empty] | 3 | Fail | Please check "Operating Voltage"
257740917 |  |  | 9524811 | 9524942 |  |  | Existing | RYB |  |  | CLOSED | CLOSED | NEUTRAL |  | Unknown | Unknown |  | 0 |  |  |  | Unknown |  |  | PPU PUTRAJAYA NO 4 | Unknown | Unknown | Unknown | Unknown | DISTRIBUTION | TNB | WP PUTRAJAYA & CYBERJAYA | Unknown | Unknown |  |  |  | Unknown | [17 empty] | 3 | Fail | Please check "Operating Voltage"
257740921 |  |  | 9524817 | 9524941 |  |  | Existing | RYB |  |  | CLOSED | CLOSED | NEUTRAL |  | Unknown | Unknown |  | 0 |  |  |  | Unknown |  |  | PPU PUTRAJAYA NO 4 | Unknown | Unknown | Unknown | Unknown | DISTRIBUTION | TNB | WP PUTRAJAYA & CYBERJAYA | Unknown | Unknown |  |  |  | Unknown | [17 empty] | 3 | Fail | Please check "Operating Voltage"
257740925 |  |  | 9524846 | 9524960 |  |  | Existing | RYB |  |  | CLOSED | CLOSED | NEUTRAL |  | Unknown | Unknown |  | 0 |  |  |  | Unknown |  |  | PPU PUTRAJAYA NO 4 | Unknown | Unknown | Unknown | Unknown | DISTRIBUTION | TNB | WP PUTRAJAYA & CYBERJAYA | Unknown | Unknown |  |  |  | Unknown | [17 empty] | 3 | Fail | Please check "Operating Voltage"
257740929 |  |  | 9524853 | 9524959 |  |  | Existing | RYB |  |  | CLOSED | CLOSED | NEUTRAL |  | Unknown | Unknown |  | 0 |  |  |  | Unknown |  |  | PPU PUTRAJAYA NO 4 | Unknown | Unknown | Unknown | Unknown | DISTRIBUTION | TNB | WP PUTRAJAYA & CYBERJAYA | Unknown | Unknown |  |  |  | Unknown | [17 empty] | 3 | Fail | Please check "Operating Voltage"
257740934 |  | 4P5 | 9524757 | 9524884 |  |  | Existing | RYB |  | PMU DABB | CLOSED | OPEN | MAIN | 36.000 kV | 33 kV | GAS |  | 2000 |  |  |  | ABB |  |  | PPU PUTRAJAYA NO 4 | Unknown | Unknown | Unknown | Unknown | DISTRIBUTION | TNB | WP PUTRAJAYA & CYBERJAYA | Unknown | Unknown |  |  |  | Unknown | [17 empty] | 3 | Pass | null
257740938 |  | 2P5 | 9524772 | 9524886 |  |  | Existing | RYB |  | SSU GDC 1 | CLOSED | CLOSED | MAIN | 36.000 kV | 33 kV | GAS |  | 2000 |  |  |  | ABB |  |  | PPU PUTRAJAYA NO 4 | Unknown | Unknown | Unknown | Unknown | DISTRIBUTION | TNB | WP PUTRAJAYA & CYBERJAYA | Unknown | Unknown |  |  |  | Unknown | [17 empty] | 3 | Pass | null
257740942 |  | 2H0 | 9524789 | 9524891 |  |  | Existing | RYB |  | TX2 | CLOSED | CLOSED | MAIN | 36.000 kV | 33 kV | GAS |  | 2000 |  |  |  | ABB |  |  | PPU PUTRAJAYA NO 4 | Unknown | Unknown | Unknown | Unknown | DISTRIBUTION | TNB | WP PUTRAJAYA & CYBERJAYA | Unknown | Unknown |  |  |  | Unknown | [17 empty] | 3 | Pass | null
257740946 |  | 1H0 | 9524819 | 9524919 |  |  | Existing | RYB |  | TX1 | CLOSED | CLOSED | MAIN | 36.000 kV | 33 kV | GAS |  | 2000 |  |  |  | ABB |  |  | PPU PUTRAJAYA NO 4 | Unknown | Unknown | Unknown | Unknown | DISTRIBUTION | TNB | WP PUTRAJAYA & CYBERJAYA | Unknown | Unknown |  |  |  | Unknown | [17 empty] | 3 | Pass | null
257740950 |  | 1P5 | 9524820 | 9524938 |  |  | Existing | RYB |  | PPU PUTRAJAYA NO 1 | CLOSED | CLOSED | MAIN | 36.000 kV | 33 kV | GAS |  | 2000 |  |  |  | ABB |  |  | PPU PUTRAJAYA NO 4 | Unknown | Unknown | Unknown | Unknown | DISTRIBUTION | TNB | WP PUTRAJAYA & CYBERJAYA | Unknown | Unknown |  |  |  | Unknown | [17 empty] | 3 | Pass | null
257740954 |  | 3P5 | 9524854 | 9524926 |  |  | Existing | RYB |  | PMU DABB | CLOSED | CLOSED | MAIN | 36.000 kV | 33 kV | GAS |  | 2000 |  |  |  | ABB |  |  | PPU PUTRAJAYA NO 4 | Unknown | Unknown | Unknown | Unknown | DISTRIBUTION | TNB | WP PUTRAJAYA & CYBERJAYA | Unknown | Unknown |  |  |  | Unknown | [17 empty] | 3 | Pass | null
257740958 |  | 4P5 | 9524758 | 9524904 |  |  | Existing | RYB |  | PMU DABB | OPEN | CLOSED | RESERVE | 36.000 kV | 33 kV | GAS |  | 2000 |  |  |  | ABB |  |  | PPU PUTRAJAYA NO 4 | Unknown | Unknown | Unknown | Unknown | DISTRIBUTION | TNB | WP PUTRAJAYA & CYBERJAYA | Unknown | Unknown |  |  |  | Unknown | [17 empty] | 3 | Pass | null
257740962 |  | 2P5 | 9524771 | 9524888 |  |  | Existing | RYB |  | SSU GDC 1 | OPEN | CLOSED | RESERVE | 36.000 kV | 33 kV | GAS |  | 2000 |  |  |  | ABB |  |  | PPU PUTRAJAYA NO 4 | Unknown | Unknown | Unknown | Unknown | DISTRIBUTION | TNB | WP PUTRAJAYA & CYBERJAYA | Unknown | Unknown |  |  |  | Unknown | [17 empty] | 3 | Pass | null
257740966 |  | 2H0 | 9524784 | 9524882 |  |  | Existing | RYB |  | TX2 | OPEN | CLOSED | RESERVE | 36.000 kV | 33 kV | GAS |  | 2000 |  |  |  | ABB |  |  | PPU PUTRAJAYA NO 4 | Unknown | Unknown | Unknown | Unknown | DISTRIBUTION | TNB | WP PUTRAJAYA & CYBERJAYA | Unknown | Unknown |  |  |  | Unknown | [17 empty] | 3 | Pass | null
257740970 |  | 1P5 | 9524815 | 9524922 |  |  | Existing | RYB |  | PPU PUTRAJAYA NO 1 | OPEN | OPEN | RESERVE | 36.000 kV | 33 kV | GAS |  | 2000 |  |  |  | ABB |  |  | PPU PUTRAJAYA NO 4 | Unknown | Unknown | Unknown | Unknown | DISTRIBUTION | TNB | WP PUTRAJAYA & CYBERJAYA | Unknown | Unknown |  |  |  | Unknown | [17 empty] | 3 | Pass | null
257740974 |  | 1H0 | 9524818 | 9524912 |  |  | Existing | RYB |  | TX1 | OPEN | CLOSED | RESERVE | 36.000 kV | 33 kV | GAS |  | 2000 |  |  |  | ABB |  |  | PPU PUTRAJAYA NO 4 | Unknown | Unknown | Unknown | Unknown | DISTRIBUTION | TNB | WP PUTRAJAYA & CYBERJAYA | Unknown | Unknown |  |  |  | Unknown | [17 empty] | 3 | Pass | null
257740978 |  | 3P5 | 9524849 | 9524947 |  |  | Existing | RYB |  | PMU DABB | OPEN | OPEN | RESERVE | 36.000 kV | 33 kV | GAS |  | 2000 |  |  |  | ABB |  |  | PPU PUTRAJAYA NO 4 | Unknown | Unknown | Unknown | Unknown | DISTRIBUTION | TNB | WP PUTRAJAYA & CYBERJAYA | Unknown | Unknown |  |  |  | Unknown | [17 empty] | 3 | Pass | null
257741020 |  | 6 | 9524750 | 9524899 |  |  | Existing | RYB |  | SS 1.26 (HOTEL SHANGRILA) | CLOSED | CLOSED | MAIN | 12.000 kV | Unknown | VACUMM |  | 2000 |  |  |  | EPE |  |  | PPU PUTRAJAYA NO 4 | Unknown | Unknown | Unknown | Unknown | DISTRIBUTION | TNB | WP PUTRAJAYA & CYBERJAYA | Unknown | Unknown |  |  |  | Unknown | [17 empty] | 3 | Fail | Please check "Operating Voltage"
257741024 |  | 8 | 9524751 | 9524897 |  |  | Existing | RYB |  | SS 1.43 (BLOCK E6) | CLOSED | CLOSED | MAIN | 12.000 kV | 11 kV | VACUMM |  | 2000 |  |  |  | EPE |  |  | PPU PUTRAJAYA NO 4 | Unknown | Unknown | Unknown | Unknown | DISTRIBUTION | TNB | WP PUTRAJAYA & CYBERJAYA | Unknown | Unknown |  |  |  | Unknown | [17 empty] | 3 | Pass | null
257741028 |  | 10 | 9524752 | 9524871 |  |  | Existing | RYB |  | SS 1.15 (PARCEL D1) | CLOSED | CLOSED | MAIN | 12.000 kV | Unknown | VACUMM |  | 2000 |  |  |  | EPE |  |  | PPU PUTRAJAYA NO 4 | Unknown | Unknown | Unknown | Unknown | DISTRIBUTION | TNB | WP PUTRAJAYA & CYBERJAYA | Unknown | Unknown |  |  |  | Unknown | [17 empty] | 3 | Fail | Please check "Operating Voltage"
257741032 |  | 12 | 9524753 | 9524869 |  |  | Existing | RYB |  | SS 1.14 (PARCEL C5) | CLOSED | CLOSED | MAIN | 12.000 kV | Unknown | VACUMM |  | 2000 |  |  |  | EPE |  |  | PPU PUTRAJAYA NO 4 | Unknown | Unknown | Unknown | Unknown | DISTRIBUTION | TNB | WP PUTRAJAYA & CYBERJAYA | Unknown | Unknown |  |  |  | Unknown | [17 empty] | 3 | Fail | Please check "Operating Voltage"
257741036 |  | 14 | 9524754 | 9524867 |  |  | Existing | RYB |  | SPARE | CLOSED | CLOSED | MAIN | 12.000 kV | 11 kV | VACUMM |  | 2000 |  |  |  | EPE |  |  | PPU PUTRAJAYA NO 4 | Unknown | Unknown | Unknown | Unknown | DISTRIBUTION | TNB | WP PUTRAJAYA & CYBERJAYA | Unknown | Unknown |  |  |  | Unknown | [17 empty] | 3 | Pass | null
257741040 |  | 16 | 9524755 | 9524862 |  |  | Existing | RYB |  | LOCAL TX | CLOSED | CLOSED | MAIN | 12.000 kV | 11 kV | VACUMM |  | 2000 |  |  |  | EPE |  |  | PPU PUTRAJAYA NO 4 | Unknown | Unknown | Unknown | Unknown | DISTRIBUTION | TNB | WP PUTRAJAYA & CYBERJAYA | Unknown | Unknown |  |  |  | Unknown | [17 empty] | 3 | Pass | null
257741044 |  | 4 | 9524773 | 9524901 |  |  | Existing | RYB |  | PE 1.56 (S.M ALAM SHAH) | CLOSED | CLOSED | MAIN | 12.000 kV | 11 kV | VACUMM |  | 2000 |  |  |  | EPE |  |  | PPU PUTRAJAYA NO 4 | Unknown | Unknown | Unknown | Unknown | DISTRIBUTION | TNB | WP PUTRAJAYA & CYBERJAYA | Unknown | Unknown |  |  |  | Unknown | [17 empty] | 3 | Pass | null
257741048 |  | 2 | 9524774 | 9524903 |  |  | Existing | RYB |  | P/E 1.37 (E16 ANJUNG) | CLOSED | CLOSED | MAIN | 12.000 kV | Unknown | VACUMM |  | 2000 |  |  |  | EPE |  |  | PPU PUTRAJAYA NO 4 | Unknown | Unknown | Unknown | Unknown | DISTRIBUTION | TNB | WP PUTRAJAYA & CYBERJAYA | Unknown | Unknown |  |  |  | Unknown | [17 empty] | 3 | Fail | Please check "Operating Voltage"
257741052 |  | 32 | 9524786 | 9781863 |  |  | Existing | RYB |  | TX2 | CLOSED | CLOSED | MAIN | 12.000 kV | Unknown | VACUMM |  | 2001 |  |  |  | EPE |  |  | PPU PUTRAJAYA NO 4 | Unknown | Unknown | Unknown | Unknown | DISTRIBUTION | TNB | WP PUTRAJAYA & CYBERJAYA | Unknown | Unknown |  |  |  | Unknown | [17 empty] | 3 | Fail | Please check "Operating Voltage"
257741056 |  | 5 | 9524812 | 9524930 |  |  | Existing | RYB |  | SS 11.26 (HOTEL SHANGRILA) | CLOSED | CLOSED | MAIN | 12.000 kV | 11 kV | VACUMM |  | 2000 |  |  |  | EPE |  |  | PPU PUTRAJAYA NO 4 | Unknown | Unknown | Unknown | Unknown | DISTRIBUTION | TNB | WP PUTRAJAYA & CYBERJAYA | Unknown | Unknown |  |  |  | Unknown | [17 empty] | 3 | Pass | null
257741060 |  | 1 | 9524813 | 9524918 |  |  | Existing | RYB |  | P/E 1.37 (E16 ANJUNG) | CLOSED | CLOSED | MAIN | 12.000 kV | 11 kV | VACUMM |  | 2000 |  |  |  | EPE |  |  | PPU PUTRAJAYA NO 4 | Unknown | Unknown | Unknown | Unknown | DISTRIBUTION | TNB | WP PUTRAJAYA & CYBERJAYA | Unknown | Unknown |  |  |  | Unknown | [17 empty] | 3 | Pass | null
257741064 |  | 31 | 9524814 | 9781864 |  |  | Existing | RYB |  | TX1 | CLOSED | CLOSED | MAIN | 12.000 kV | 11 kV | VACUMM |  | 2001 |  |  |  | EPE |  |  | PPU PUTRAJAYA NO 4 | Unknown | Unknown | Unknown | Unknown | DISTRIBUTION | TNB | WP PUTRAJAYA & CYBERJAYA | Unknown | Unknown |  |  |  | Unknown | [17 empty] | 3 | Pass | null
257741068 |  | 3 | 9524816 | 9524932 |  |  | Existing | RYB |  | PE 1.56 (S.M. ALAM SHAH) | CLOSED | CLOSED | MAIN | 12.000 kV | 11 kV | VACUMM |  | 2000 |  |  |  | EPE |  |  | PPU PUTRAJAYA NO 4 | Unknown | Unknown | Unknown | Unknown | DISTRIBUTION | TNB | WP PUTRAJAYA & CYBERJAYA | Unknown | Unknown |  |  |  | Unknown | [17 empty] | 3 | Pass | null
257741072 |  | 13 | 9524847 | 9524948 |  |  | Existing | RYB |  | SPARE | CLOSED | CLOSED | MAIN | 12.000 kV | 11 kV | VACUMM |  | 2000 |  |  |  | EPE |  |  | PPU PUTRAJAYA NO 4 | Unknown | Unknown | Unknown | Unknown | DISTRIBUTION | TNB | WP PUTRAJAYA & CYBERJAYA | Unknown | Unknown |  |  |  | Unknown | [17 empty] | 3 | Pass | null
257741076 |  | 9 | 9524848 | 9524952 |  |  | Existing | RYB |  | SS 1.15 (PARCEL D1) | CLOSED | CLOSED | MAIN | 12.000 kV | 11 kV | VACUMM |  | 2000 |  |  |  | EPE |  |  | PPU PUTRAJAYA NO 4 | Unknown | Unknown | Unknown | Unknown | DISTRIBUTION | TNB | WP PUTRAJAYA & CYBERJAYA | Unknown | Unknown |  |  |  | Unknown | [17 empty] | 3 | Pass | null
257741080 |  | 7 | 9524850 | 9524928 |  |  | Existing | RYB |  | SS 1.43 (BLOCK E6) | CLOSED | CLOSED | MAIN | 12.000 kV | Unknown | VACUMM |  | 2000 |  |  |  | EPE |  |  | PPU PUTRAJAYA NO 4 | Unknown | Unknown | Unknown | Unknown | DISTRIBUTION | TNB | WP PUTRAJAYA & CYBERJAYA | Unknown | Unknown |  |  |  | Unknown | [17 empty] | 3 | Fail | Please check "Operating Voltage"
257741084 |  | 11 | 9524851 | 9524950 |  |  | Existing | RYB |  | SS 1.14 (PARCEL C5) | CLOSED | CLOSED | MAIN | 12.000 kV | 11 kV | VACUMM |  | 2000 |  |  |  | EPE |  |  | PPU PUTRAJAYA NO 4 | Unknown | Unknown | Unknown | Unknown | DISTRIBUTION | TNB | WP PUTRAJAYA & CYBERJAYA | Unknown | Unknown |  |  |  | Unknown | [17 empty] | 3 | Pass | null
257741348 |  | 2 | 9525981 | 9526087 |  |  | Existing | RYB |  | SS 1.01 | CLOSED | CLOSED | MAIN | 12.000 kV | 11 kV | VACUMM |  | 1998 |  |  |  | EPE |  |  | PPU PUTRAJAYA NO 6 | Unknown | Unknown | Unknown | Unknown | DISTRIBUTION | TNB | WP PUTRAJAYA & CYBERJAYA | Unknown | Unknown |  |  |  | Unknown | [17 empty] | 3 | Pass | null
257741352 |  | 31 | 9526007 | 9781802 |  |  | Existing | RYB |  | TX1 | CLOSED | CLOSED | MAIN | 12.000 kV | 11 kV | VACUMM |  | 1998 |  |  |  | EPE |  |  | PPU PUTRAJAYA NO 6 | Unknown | Unknown | Unknown | Unknown | DISTRIBUTION | TNB | WP PUTRAJAYA & CYBERJAYA | Unknown | Unknown |  |  |  | Unknown | [17 empty] | 3 | Pass | null
257741356 |  | 1 | 9526008 | 9526097 |  |  | Existing | RYB |  | SS 1.01 | CLOSED | CLOSED | MAIN | 12.000 kV | 11 kV | VACUMM |  | 1998 |  |  |  | EPE |  |  | PPU PUTRAJAYA NO 6 | Unknown | Unknown | Unknown | Unknown | DISTRIBUTION | TNB | WP PUTRAJAYA & CYBERJAYA | Unknown | Unknown |  |  |  | Unknown | [17 empty] | 3 | Pass | null
257741360 |  | 5 | 9526039 | 9526140 |  |  | Existing | RYB |  | SS 1.36 | CLOSED | CLOSED | MAIN | 12.000 kV | 11 kV | VACUMM |  | 1998 |  |  |  | EPE |  |  | PPU PUTRAJAYA NO 6 | Unknown | Unknown | Unknown | Unknown | DISTRIBUTION | TNB | WP PUTRAJAYA & CYBERJAYA | Unknown | Unknown |  |  |  | Unknown | [17 empty] | 3 | Pass | null
257741364 |  | 7 | 9526040 | 9526142 |  |  | Existing | RYB |  | SS 1.46 | CLOSED | CLOSED | MAIN | 12.000 kV | 11 kV | VACUMM |  | 1998 |  |  |  | EPE |  |  | PPU PUTRAJAYA NO 6 | Unknown | Unknown | Unknown | Unknown | DISTRIBUTION | TNB | WP PUTRAJAYA & CYBERJAYA | Unknown | Unknown |  |  |  | Unknown | [17 empty] | 3 | Pass | null
257741368 |  | 9 | 9526041 | 9526144 |  |  | Existing | RYB |  | SS 1.08 | CLOSED | CLOSED | MAIN | 12.000 kV | 11 kV | VACUMM |  | 1998 |  |  |  | EPE |  |  | PPU PUTRAJAYA NO 6 | Unknown | Unknown | Unknown | Unknown | DISTRIBUTION | TNB | WP PUTRAJAYA & CYBERJAYA | Unknown | Unknown |  |  |  | Unknown | [17 empty] | 3 | Pass | null
257741372 |  | 11 | 9526042 | 9526117 |  |  | Existing | RYB |  | SS 1.07 | CLOSED | CLOSED | MAIN | 12.000 kV | 11 kV | VACUMM |  | 1998 |  |  |  | EPE |  |  | PPU PUTRAJAYA NO 6 | Unknown | Unknown | Unknown | Unknown | DISTRIBUTION | TNB | WP PUTRAJAYA & CYBERJAYA | Unknown | Unknown |  |  |  | Unknown | [17 empty] | 3 | Pass | null
257741376 |  | 13 | 9526043 | 9526119 |  |  | Existing | RYB |  | PE 2.02 | CLOSED | CLOSED | MAIN | 12.000 kV | 11 kV | VACUMM |  | 1998 |  |  |  | EPE |  |  | PPU PUTRAJAYA NO 6 | Unknown | Unknown | Unknown | Unknown | DISTRIBUTION | TNB | WP PUTRAJAYA & CYBERJAYA | Unknown | Unknown |  |  |  | Unknown | [17 empty] | 3 | Pass | null
257741380 |  | 14 | 9525933 | 9526070 |  |  | Existing | RYB |  | SS 1.46 | CLOSED | CLOSED | MAIN | 12.000 kV | 11 kV | VACUMM |  | 1998 |  |  |  | EPE |  |  | PPU PUTRAJAYA NO 6 | Unknown | Unknown | Unknown | Unknown | DISTRIBUTION | TNB | WP PUTRAJAYA & CYBERJAYA | Unknown | Unknown |  |  |  | Unknown | [17 empty] | 3 | Pass | null
257741384 |  | 12 | 9525936 | 9526068 |  |  | Existing | RYB |  | LOCAL TX | CLOSED | CLOSED | MAIN | 12.000 kV | Unknown | VACUMM |  | 1998 |  |  |  | EPE |  |  | PPU PUTRAJAYA NO 6 | Unknown | Unknown | Unknown | Unknown | DISTRIBUTION | TNB | WP PUTRAJAYA & CYBERJAYA | Unknown | Unknown |  |  |  | Unknown | [17 empty] | 3 | Fail | Please check "Operating Voltage"
257741388 |  | 10 | 9525956 | 9526066 |  |  | Existing | RYB |  | SS 1.08 | CLOSED | CLOSED | MAIN | 12.000 kV | 11 kV | VACUMM |  | 1998 |  |  |  | EPE |  |  | PPU PUTRAJAYA NO 6 | Unknown | Unknown | Unknown | Unknown | DISTRIBUTION | TNB | WP PUTRAJAYA & CYBERJAYA | Unknown | Unknown |  |  |  | Unknown | [17 empty] | 3 | Pass | null
257741392 |  | 6 | 9525958 | 9526062 |  |  | Existing | RYB |  | SS 1.07 | CLOSED | CLOSED | MAIN | 12.000 kV | 11 kV | VACUMM |  | 1998 |  |  |  | EPE |  |  | PPU PUTRAJAYA NO 6 | Unknown | Unknown | Unknown | Unknown | DISTRIBUTION | TNB | WP PUTRAJAYA & CYBERJAYA | Unknown | Unknown |  |  |  | Unknown | [17 empty] | 3 | Pass | null
257741396 |  | 8 | 9525959 | 9526064 |  |  | Existing | RYB |  | PE 2.02 | CLOSED | CLOSED | MAIN | 12.000 kV | 11 kV | VACUMM |  | 1998 |  |  |  | EPE |  |  | PPU PUTRAJAYA NO 6 | Unknown | Unknown | Unknown | Unknown | DISTRIBUTION | TNB | WP PUTRAJAYA & CYBERJAYA | Unknown | Unknown |  |  |  | Unknown | [17 empty] | 3 | Pass | null
257741400 |  | 32 | 9525980 | 9781803 |  |  | Existing | RYB |  | TX2 | CLOSED | CLOSED | MAIN | 12.000 kV | 11 kV | VACUMM |  | 1998 |  |  |  | EPE |  |  | PPU PUTRAJAYA NO 6 | Unknown | Unknown | Unknown | Unknown | DISTRIBUTION | TNB | WP PUTRAJAYA & CYBERJAYA | Unknown | Unknown |  |  |  | Unknown | [17 empty] | 3 | Pass | null
257741404 |  | 4 | 9525982 | 9526060 |  |  | Existing | RYB |  | PE 1.32 | CLOSED | CLOSED | MAIN | 12.000 kV | 11 kV | VACUMM |  | 1998 |  |  |  | EPE |  |  | PPU PUTRAJAYA NO 6 | Unknown | Unknown | Unknown | Unknown | DISTRIBUTION | TNB | WP PUTRAJAYA & CYBERJAYA | Unknown | Unknown |  |  |  | Unknown | [17 empty] | 3 | Pass | null
257741408 |  | 3 | 9526009 | 9526095 |  |  | Existing | RYB |  | SPARE | CLOSED | CLOSED | MAIN | 12.000 kV | 11 kV | VACUMM |  | 1998 |  |  |  | EPE |  |  | PPU PUTRAJAYA NO 6 | Unknown | Unknown | Unknown | Unknown | DISTRIBUTION | TNB | WP PUTRAJAYA & CYBERJAYA | Unknown | Unknown |  |  |  | Unknown | [17 empty] | 3 | Pass | null
257741616 |  | B/S-1S0 | 9526004 | 9526105 | VPTJ/PPU/G00012/MB1SO | 300278273 | Existing | RYB |  | B/SECTION | CLOSED | CLOSED | BUSBAR SECTION | 36.000 kV | Unknown | GAS | 19980101 | 1997 |  |  |  | SIEMENS |  |  | PPU PUTRAJAYA NO 6 | Unknown | Unknown | Unknown | Unknown | DISTRIBUTION | TNB | WP PUTRAJAYA & CYBERJAYA | Unknown | Unknown |  |  |  | Unknown | [17 empty] | 3 | Fail | Please check "Operating Voltage"
257741620 |  | B/S-30 | 9526005 | 9526101 | VPTJ/PPU/G00012/NB30 | 300278286 | Existing | RYB |  | B/SECTION | CLOSED | CLOSED | BUSBAR SECTION | 12.000 kV | Unknown | VACUMM | 19980101 | 1998 |  |  |  | EPE |  |  | PPU PUTRAJAYA NO 6 | Unknown | Unknown | Unknown | Unknown | DISTRIBUTION | TNB | WP PUTRAJAYA & CYBERJAYA | Unknown | Unknown |  |  |  | Unknown | [17 empty] | 3 | Fail | Please check "Operating Voltage"
257741624 |  | PTJ6-3 | 9526006 | 9526090 |  |  | Existing | RYB |  |  | CLOSED | CLOSED | NEUTRAL |  | Unknown | Unknown |  | 0 |  |  |  | Unknown |  |  | PPU PUTRAJAYA NO 6 | Unknown | Unknown | Unknown | Unknown | DISTRIBUTION | TNB | WP PUTRAJAYA & CYBERJAYA | Unknown | Unknown |  |  |  | Unknown | [17 empty] | 3 | Fail | Please check "Operating Voltage"
257741628 |  | PTJ6-9 | 9526036 | 9526125 |  |  | Existing | RYB |  |  | CLOSED | CLOSED | NEUTRAL |  | Unknown | Unknown |  | 0 |  |  |  | Unknown |  |  | PPU PUTRAJAYA NO 6 | Unknown | Unknown | Unknown | Unknown | DISTRIBUTION | TNB | WP PUTRAJAYA & CYBERJAYA | Unknown | Unknown |  |  |  | Unknown | [17 empty] | 3 | Fail | Please check "Operating Voltage"
257741632 |  | PTJ6-7 | 9526037 | 9526147 |  |  | Existing | RYB |  |  | CLOSED | CLOSED | NEUTRAL |  | Unknown | Unknown |  | 0 |  |  |  | Unknown |  |  | PPU PUTRAJAYA NO 6 | Unknown | Unknown | Unknown | Unknown | DISTRIBUTION | TNB | WP PUTRAJAYA & CYBERJAYA | Unknown | Unknown |  |  |  | Unknown | [17 empty] | 3 | Fail | Please check "Operating Voltage"
257741636 |  | PTJ6-5 | 9526038 | 9526126 |  |  | Existing | RYB |  |  | CLOSED | CLOSED | NEUTRAL |  | Unknown | Unknown |  | 0 |  |  |  | Unknown |  |  | PPU PUTRAJAYA NO 6 | Unknown | Unknown | Unknown | Unknown | DISTRIBUTION | TNB | WP PUTRAJAYA & CYBERJAYA | Unknown | Unknown |  |  |  | Unknown | [17 empty] | 3 | Fail | Please check "Operating Voltage"
257741641 |  | 3P5 | 9526045 | 9526146 |  |  | Existing | RYB |  | PMU DABB | CLOSED | CLOSED | MAIN | 36.000 kV | 33 kV | GAS |  | 1997 |  |  |  | SIEMENS |  |  | PPU PUTRAJAYA NO 6 | Unknown | Unknown | Unknown | Unknown | DISTRIBUTION | TNB | WP PUTRAJAYA & CYBERJAYA | Unknown | Unknown |  |  |  | Unknown | [17 empty] | 3 | Pass | null
257741645 |  | 4P5 | 9525957 | 9526084 |  |  | Existing | RYB |  | SSU GDC 1 | CLOSED | CLOSED | MAIN | 36.000 kV | 33 kV | GAS |  | 1997 |  |  |  | SIEMENS |  |  | PPU PUTRAJAYA NO 6 | Unknown | Unknown | Unknown | Unknown | DISTRIBUTION | TNB | WP PUTRAJAYA & CYBERJAYA | Unknown | Unknown |  |  |  | Unknown | [17 empty] | 3 | Pass | null
257741649 |  | 2H0 | 9525978 | 9526110 |  |  | Existing | RYB |  | TX2 | CLOSED | CLOSED | MAIN | 36.000 kV | 33 kV | GAS |  | 1997 |  |  |  | SIEMENS |  |  | PPU PUTRAJAYA NO 6 | Unknown | Unknown | Unknown | Unknown | DISTRIBUTION | TNB | WP PUTRAJAYA & CYBERJAYA | Unknown | Unknown |  |  |  | Unknown | [17 empty] | 3 | Pass | null
257741653 |  | 2P5 | 9525979 | 9526085 |  |  | Existing | RYB |  | PMU DABB | CLOSED | CLOSED | MAIN | 36.000 kV | 33 kV | GAS |  | 1997 |  |  |  | SIEMENS |  |  | PPU PUTRAJAYA NO 6 | Unknown | Unknown | Unknown | Unknown | DISTRIBUTION | TNB | WP PUTRAJAYA & CYBERJAYA | Unknown | Unknown |  |  |  | Unknown | [17 empty] | 3 | Pass | null
257741657 |  | 1H0 | 9526010 | 9526088 |  |  | Existing | RYB |  | TX1 | CLOSED | CLOSED | MAIN | 36.000 kV | 33 kV | GAS |  | 1997 |  |  |  | SIEMENS |  |  | PPU PUTRAJAYA NO 6 | Unknown | Unknown | Unknown | Unknown | DISTRIBUTION | TNB | WP PUTRAJAYA & CYBERJAYA | Unknown | Unknown |  |  |  | Unknown | [17 empty] | 3 | Pass | null
257741661 |  | 1P5 | 9526011 | 9526108 |  |  | Existing | RYB |  | PPU 17 PJ | CLOSED | CLOSED | MAIN | 36.000 kV | 33 kV | GAS |  | 1997 |  |  |  | SIEMENS |  |  | PPU PUTRAJAYA NO 6 | Unknown | Unknown | Unknown | Unknown | DISTRIBUTION | TNB | WP PUTRAJAYA & CYBERJAYA | Unknown | Unknown |  |  |  | Unknown | [17 empty] | 3 | Pass | null
257741780 |  | PTJ2-5 | 9526795 | 9526901 |  |  | Existing | RYB |  |  | CLOSED | CLOSED | NEUTRAL |  | Unknown | Unknown |  | 0 |  |  |  | Unknown |  |  | PPU PUTRAJAYA NO 2 | Unknown | Unknown | Unknown | Unknown | DISTRIBUTION | TNB | WP PUTRAJAYA & CYBERJAYA | Unknown | Unknown |  |  |  | Unknown | [17 empty] | 3 | Fail | Please check "Operating Voltage"
257741784 |  | 3P5 | 9526803 | 9526878 |  |  | Existing | RYB |  | PPU 5 PJ | CLOSED | CLOSED | MAIN | 36.000 kV | 33 kV | GAS |  | 1997 |  |  |  | SIEMENS |  |  | PPU PUTRAJAYA NO 2 | Unknown | Unknown | Unknown | Unknown | DISTRIBUTION | TNB | WP PUTRAJAYA & CYBERJAYA | Unknown | Unknown |  |  |  | Unknown | [17 empty] | 3 | Pass | null
257741928 | 1S0 | 1S0 | 9526768 | 9526858 | VPTJ/PPU/G00009/MB1SO | 300278177 | Existing | RYB |  | B/SECTION | CLOSED | CLOSED | BUSBAR SECTION | 36.000 kV | Unknown | GAS | 28/06/2001 | 1997 |  |  |  | SIEMENS |  |  | PPU PUTRAJAYA NO 2 | Unknown | Unknown | Unknown | Unknown | DISTRIBUTION | TNB | WP PUTRAJAYA & CYBERJAYA | Unknown | Unknown |  |  |  | Unknown | [8 empty] | 1S0 | [8 empty] | 3 | Fail | Please check "Operating Voltage"
257741932 | 30 | B/S-30 | 9526769 | 9526855 | VPTJ/PPU/G00009/NB30 | 300278195 | Existing | RYB |  | BUS SECTION | CLOSED | CLOSED | BUSBAR SECTION | 12.000 kV | Unknown | Unknown | 28/06/2001 | 1998 |  |  |  | EPE |  |  | PPU PUTRAJAYA NO 2 | Unknown | Unknown | Unknown | Unknown | DISTRIBUTION | TNB | WP PUTRAJAYA & CYBERJAYA | Unknown | Unknown |  |  |  | Unknown | [8 empty] | 30 | [8 empty] | 3 | Fail | Please check "Operating Voltage"
257741936 |  | PTJ2-9 | 9526793 | 9526902 |  |  | Existing | RYB |  |  | CLOSED | CLOSED | NEUTRAL |  | Unknown | Unknown |  | 0 |  |  |  | Unknown |  |  | PPU PUTRAJAYA NO 2 | Unknown | Unknown | Unknown | Unknown | DISTRIBUTION | TNB | WP PUTRAJAYA & CYBERJAYA | Unknown | Unknown |  |  |  | Unknown | [17 empty] | 3 | Fail | Please check "Operating Voltage"
257741940 |  | PTJ2-7 | 9526794 | 9526875 |  |  | Existing | RYB |  |  | CLOSED | CLOSED | NEUTRAL |  | Unknown | Unknown |  | 0 |  |  |  | Unknown |  |  | PPU PUTRAJAYA NO 2 | Unknown | Unknown | Unknown | Unknown | DISTRIBUTION | TNB | WP PUTRAJAYA & CYBERJAYA | Unknown | Unknown |  |  |  | Unknown | [17 empty] | 3 | Fail | Please check "Operating Voltage"
257741944 |  | PTJ2-3 | 9526796 | 9526876 |  |  | Existing | RYB |  |  | CLOSED | CLOSED | NEUTRAL |  | Unknown | Unknown |  | 0 |  |  |  | Unknown |  |  | PPU PUTRAJAYA NO 2 | Unknown | Unknown | Unknown | Unknown | DISTRIBUTION | TNB | WP PUTRAJAYA & CYBERJAYA | Unknown | Unknown |  |  |  | Unknown | [17 empty] | 3 | Fail | Please check "Operating Voltage"
257741949 |  | 2H0 | 9526741 | 9526843 |  |  | Existing | RYB |  | ALATUBAH NO2 | CLOSED | CLOSED | MAIN | 36.000 kV | Unknown | GAS |  | 1997 |  |  |  | SIEMENS |  |  | PPU PUTRAJAYA NO 2 | Unknown | Unknown | Unknown | Unknown | DISTRIBUTION | TNB | WP PUTRAJAYA & CYBERJAYA | Unknown | Unknown |  |  |  | Unknown | [17 empty] | 3 | Fail | Please check "Operating Voltage"
257741953 |  | 2P5 | 9526742 | 9526844 |  |  | Existing | RYB |  | SPARE 2 | OPEN | CLOSED | MAIN | 36.000 kV | Unknown | GAS |  | 1997 |  |  |  | SIEMENS |  |  | PPU PUTRAJAYA NO 2 | Unknown | Unknown | Unknown | Unknown | DISTRIBUTION | TNB | WP PUTRAJAYA & CYBERJAYA | Unknown | Unknown |  |  |  | Unknown | [17 empty] | 3 | Fail | Please check "Operating Voltage"
257741957 |  | 4P5 | 9526743 | 9526845 |  |  | Existing | RYB |  | PMU DABB | CLOSED | CLOSED | MAIN | 36.000 kV | Unknown | GAS |  | 1997 |  |  |  | SIEMENS |  |  | PPU PUTRAJAYA NO 2 | Unknown | Unknown | Unknown | Unknown | DISTRIBUTION | TNB | WP PUTRAJAYA & CYBERJAYA | Unknown | Unknown |  |  |  | Unknown | [17 empty] | 3 | Fail | Please check "Operating Voltage"
257741961 |  | 1H0 | 9526772 | 9526863 |  |  | Existing | RYB |  | ALATUBAH NO1 | CLOSED | CLOSED | MAIN | 36.000 kV | Unknown | GAS |  | 1997 |  |  |  | SIEMENS |  |  | PPU PUTRAJAYA NO 2 | Unknown | Unknown | Unknown | Unknown | DISTRIBUTION | TNB | WP PUTRAJAYA & CYBERJAYA | Unknown | Unknown |  |  |  | Unknown | [17 empty] | 3 | Fail | Please check "Operating Voltage"
257741965 |  | 1P5 | 9526802 | 9526896 |  |  | Existing | RYB |  | SPARE 1 | CLOSED | CLOSED | MAIN | 36.000 kV | Unknown | GAS |  | 1997 |  |  |  | SIEMENS |  |  | PPU PUTRAJAYA NO 2 | Unknown | Unknown | Unknown | Unknown | DISTRIBUTION | TNB | WP PUTRAJAYA & CYBERJAYA | Unknown | Unknown |  |  |  | Unknown | [17 empty] | 3 | Fail | Please check "Operating Voltage"
257742009 |  | 14 | 9526713 | 9526837 |  |  | Existing | RYB |  | PE 7.05 | CLOSED | CLOSED | MAIN | 12.000 kV | Unknown | VACUMM |  | 0 |  |  |  | EPE |  |  | PPU PUTRAJAYA NO 2 | Unknown | Unknown | Unknown | Unknown | DISTRIBUTION | TNB | WP PUTRAJAYA & CYBERJAYA | Unknown | Unknown |  |  |  | Unknown | [17 empty] | 3 | Fail | Please check "Operating Voltage"
257742013 |  | 10 | 9526714 | 9526833 |  |  | Existing | RYB |  | SPARE | CLOSED | CLOSED | MAIN | 12.000 kV | Unknown | VACUMM |  | 0 |  |  |  | EPE |  |  | PPU PUTRAJAYA NO 2 | Unknown | Unknown | Unknown | Unknown | DISTRIBUTION | TNB | WP PUTRAJAYA & CYBERJAYA | Unknown | Unknown |  |  |  | Unknown | [17 empty] | 3 | Fail | Please check "Operating Voltage"
257742017 |  | 16 | 9526715 | 9526839 |  |  | Existing | RYB |  | LOCAL TX | CLOSED | CLOSED | MAIN | 12.000 kV | Unknown | VACUMM |  | 0 |  |  |  | EPE |  |  | PPU PUTRAJAYA NO 2 | Unknown | Unknown | Unknown | Unknown | DISTRIBUTION | TNB | WP PUTRAJAYA & CYBERJAYA | Unknown | Unknown |  |  |  | Unknown | [17 empty] | 3 | Fail | Please check "Operating Voltage"
257742021 |  | 12 | 9526716 | 9526835 |  |  | Existing | RYB |  | PE 8.02 | CLOSED | CLOSED | MAIN | 12.000 kV | Unknown | VACUMM |  | 0 |  |  |  | EPE |  |  | PPU PUTRAJAYA NO 2 | Unknown | Unknown | Unknown | Unknown | DISTRIBUTION | TNB | WP PUTRAJAYA & CYBERJAYA | Unknown | Unknown |  |  |  | Unknown | [17 empty] | 3 | Fail | Please check "Operating Voltage"
257742025 |  | 2 | 9526745 | 9526825 |  |  | Existing | RYB |  | SS 10.01 | CLOSED | CLOSED | MAIN | 12.000 kV | 11 kV | VACUMM |  | 0 |  |  |  | EPE |  |  | PPU PUTRAJAYA NO 2 | Unknown | Unknown | Unknown | Unknown | DISTRIBUTION | TNB | WP PUTRAJAYA & CYBERJAYA | Unknown | Unknown |  |  |  | Unknown | [17 empty] | 3 | Pass | null
257742029 |  | 4 | 9526746 | 9526827 |  |  | Existing | RYB |  | PE 10.02 | CLOSED | CLOSED | MAIN | 12.000 kV | 11 kV | VACUMM |  | 0 |  |  |  | EPE |  |  | PPU PUTRAJAYA NO 2 | Unknown | Unknown | Unknown | Unknown | DISTRIBUTION | TNB | WP PUTRAJAYA & CYBERJAYA | Unknown | Unknown |  |  |  | Unknown | [17 empty] | 3 | Pass | null
257742033 |  | 8 | 9526748 | 9526831 |  |  | Existing | RYB |  | PE 9.01 | CLOSED | CLOSED | MAIN | 12.000 kV | Unknown | VACUMM |  | 0 |  |  |  | EPE |  |  | PPU PUTRAJAYA NO 2 | Unknown | Unknown | Unknown | Unknown | DISTRIBUTION | TNB | WP PUTRAJAYA & CYBERJAYA | Unknown | Unknown |  |  |  | Unknown | [17 empty] | 3 | Fail | Please check "Operating Voltage"
257742037 |  | 31 | 9526770 | 9526866 |  |  | Existing | RYB |  | ALATUBAH NO1 | CLOSED | CLOSED | MAIN | 12.000 kV | Unknown | VACUMM |  | 1998 |  |  |  | EPE |  |  | PPU PUTRAJAYA NO 2 | Unknown | Unknown | Unknown | Unknown | DISTRIBUTION | TNB | WP PUTRAJAYA & CYBERJAYA | Unknown | Unknown |  |  |  | Unknown | [17 empty] | 3 | Fail | Please check "Operating Voltage"
257742041 |  | 1 | 9526771 | 9526867 |  |  | Existing | RYB |  | SS 10.01 | CLOSED | CLOSED | MAIN | 12.000 kV | Unknown | VACUMM |  | 0 |  |  |  | EPE |  |  | PPU PUTRAJAYA NO 2 | Unknown | Unknown | Unknown | Unknown | DISTRIBUTION | TNB | WP PUTRAJAYA & CYBERJAYA | Unknown | Unknown |  |  |  | Unknown | [17 empty] | 3 | Fail | Please check "Operating Voltage"
257742045 |  | 3 | 9526797 | 9526888 |  |  | Existing | RYB |  | PE 11.04 | CLOSED | CLOSED | MAIN | 12.000 kV | Unknown | VACUMM |  | 0 |  |  |  | EPE |  |  | PPU PUTRAJAYA NO 2 | Unknown | Unknown | Unknown | Unknown | DISTRIBUTION | TNB | WP PUTRAJAYA & CYBERJAYA | Unknown | Unknown |  |  |  | Unknown | [17 empty] | 3 | Fail | Please check "Operating Voltage"
257742049 |  | 5 | 9526798 | 9526890 |  |  | Existing | RYB |  | PE 10.02 | CLOSED | CLOSED | MAIN | 12.000 kV | 11 kV | VACUMM |  | 0 |  |  |  | EPE |  |  | PPU PUTRAJAYA NO 2 | Unknown | Unknown | Unknown | Unknown | DISTRIBUTION | TNB | WP PUTRAJAYA & CYBERJAYA | Unknown | Unknown |  |  |  | Unknown | [17 empty] | 3 | Pass | null
257742053 |  | 7 | 9526799 | 9526892 |  |  | Existing | RYB |  | PE 9.01 | CLOSED | CLOSED | MAIN | 12.000 kV | Unknown | VACUMM |  | 0 |  |  |  | EPE |  |  | PPU PUTRAJAYA NO 2 | Unknown | Unknown | Unknown | Unknown | DISTRIBUTION | TNB | WP PUTRAJAYA & CYBERJAYA | Unknown | Unknown |  |  |  | Unknown | [17 empty] | 3 | Fail | Please check "Operating Voltage"
257742057 |  | 9 | 9526800 | 9526894 |  |  | Existing | RYB |  | SPARE | CLOSED | CLOSED | MAIN | 12.000 kV | Unknown | VACUMM |  | 0 |  |  |  | EPE |  |  | PPU PUTRAJAYA NO 2 | Unknown | Unknown | Unknown | Unknown | DISTRIBUTION | TNB | WP PUTRAJAYA & CYBERJAYA | Unknown | Unknown |  |  |  | Unknown | [17 empty] | 3 | Fail | Please check "Operating Voltage"
257742061 |  | 11 | 9526801 | 9526872 |  |  | Existing | RYB |  | PE 8.15 | CLOSED | CLOSED | MAIN | 12.000 kV | Unknown | VACUMM |  | 0 |  |  |  | EPE |  |  | PPU PUTRAJAYA NO 2 | Unknown | Unknown | Unknown | Unknown | DISTRIBUTION | TNB | WP PUTRAJAYA & CYBERJAYA | Unknown | Unknown |  |  |  | Unknown | [17 empty] | 3 | Fail | Please check "Operating Voltage"
257742065 |  | 13 | 9526823 | 9526912 |  |  | Existing | RYB |  | PE 8.24 | CLOSED | CLOSED | MAIN | 12.000 kV | Unknown | VACUMM |  | 0 |  |  |  | EPE |  |  | PPU PUTRAJAYA NO 2 | Unknown | Unknown | Unknown | Unknown | DISTRIBUTION | TNB | WP PUTRAJAYA & CYBERJAYA | Unknown | Unknown |  |  |  | Unknown | [17 empty] | 3 | Fail | Please check "Operating Voltage"
257742069 |  | 32 | 9526744 | 9526840 |  |  | Existing | RYB |  | ALATUBAH NO 2 | CLOSED | CLOSED | MAIN | 12.000 kV | Unknown | Unknown |  | 1998 |  |  |  | EPE |  |  | PPU PUTRAJAYA NO 2 | Unknown | Unknown | Unknown | Unknown | DISTRIBUTION | TNB | WP PUTRAJAYA & CYBERJAYA | Unknown | Unknown |  |  |  | Unknown | [17 empty] | 3 | Fail | Please check "Operating Voltage"
257742073 |  | 15 | 9526822 | 9526910 |  |  | Existing | RYB |  | SPARE | CLOSED | CLOSED | MAIN | 12.000 kV | Unknown | VACUMM |  | 0 |  |  |  | EPE |  |  | PPU PUTRAJAYA NO 2 | Unknown | Unknown | Unknown | Unknown | DISTRIBUTION | TNB | WP PUTRAJAYA & CYBERJAYA | Unknown | Unknown |  |  |  | Unknown | [17 empty] | 3 | Fail | Please check "Operating Voltage"
257742077 |  | 6 | 9526747 | 9526829 |  |  | Existing | RYB |  | PE 11.04 | CLOSED | CLOSED | MAIN | 12.000 kV | Unknown | VACUMM |  | 0 |  |  |  | EPE |  |  | PPU PUTRAJAYA NO 2 | Unknown | Unknown | Unknown | Unknown | DISTRIBUTION | TNB | WP PUTRAJAYA & CYBERJAYA | Unknown | Unknown |  |  |  | Unknown | [17 empty] | 3 | Fail | Please check "Operating Voltage"
257742486 |  | 2P5 | 9528228 | 9528347 |  |  | Existing | RYB |  | SSU GDC NO2 | CLOSED | CLOSED | RESERVE | 36.000 kV | 33 kV | GAS |  | 2000 |  |  |  | ABB |  |  | PPU PUTRAJAYA NO 24 | Unknown | Unknown | Unknown | Unknown | DISTRIBUTION | TNB | WP PUTRAJAYA & CYBERJAYA | Unknown | Unknown |  |  |  | Unknown | [17 empty] | 3 | Pass | null
257742622 | 1WO | B/C-1W0 | 9528250 | 9528344 | VPTJ/PPU/G00015/MB1WO | 300279468 | Existing | RYB |  | B/COUPLER | CLOSED | CLOSED | BUSBAR COUPLER | 36.000 kV | Unknown | GAS | 20020102 | 2000 |  |  |  | ABB |  |  | PPU PUTRAJAYA NO 24 | Unknown | Unknown | Unknown | Unknown | DISTRIBUTION | TNB | WP PUTRAJAYA & CYBERJAYA | Unknown | Unknown |  |  |  | Unknown | [8 empty] | 1WO | [8 empty] | 3 | Fail | Please check "Operating Voltage"
257742626 | 30 | B/S-30 | 9528225 | 9528373 | VPTJ/PPU/G00015/NB30 | 300278368 | Existing | RYB |  | B/SECTION | CLOSED | CLOSED | BUSBAR SECTION | 12.000 kV | Unknown | VACUMM | 20020102 | 2002 |  |  |  | EPE |  |  | PPU PUTRAJAYA NO 24 | Unknown | Unknown | Unknown | Unknown | DISTRIBUTION | TNB | WP PUTRAJAYA & CYBERJAYA | Unknown | Unknown |  |  |  | Unknown | [8 empty] | 30 | [8 empty] | 3 | Fail | Please check "Operating Voltage"
257742630 | 1SO | B/S-1S0 | 9528226 | 9528354 | VPTJ/PPU/G00015/MB1SO | 300278353 | Existing | RYB |  | B/SECTION | CLOSED | CLOSED | BUSBAR SECTION | 36.000 kV | Unknown | GAS | 20020102 | 2000 |  |  |  | ABB |  |  | PPU PUTRAJAYA NO 24 | Unknown | Unknown | Unknown | Unknown | DISTRIBUTION | TNB | WP PUTRAJAYA & CYBERJAYA | Unknown | Unknown |  |  |  | Unknown | [8 empty] | 1SO | [8 empty] | 3 | Fail | Please check "Operating Voltage"
257742634 |  |  | 9528271 | 9528410 |  |  | Existing | RYB |  |  | CLOSED | CLOSED | NEUTRAL |  | Unknown | Unknown |  | 0 |  |  |  | Unknown |  |  | PPU PUTRAJAYA NO 24 | Unknown | Unknown | Unknown | Unknown | DISTRIBUTION | TNB | WP PUTRAJAYA & CYBERJAYA | Unknown | Unknown |  |  |  | Unknown | [17 empty] | 3 | Fail | Please check "Operating Voltage"
257742638 |  |  | 9528277 | 9528382 |  |  | Existing | RYB |  |  | CLOSED | CLOSED | NEUTRAL |  | Unknown | Unknown |  | 0 |  |  |  | Unknown |  |  | PPU PUTRAJAYA NO 24 | Unknown | Unknown | Unknown | Unknown | DISTRIBUTION | TNB | WP PUTRAJAYA & CYBERJAYA | Unknown | Unknown |  |  |  | Unknown | [17 empty] | 3 | Fail | Please check "Operating Voltage"
257742642 |  |  | 9528293 | 9528412 |  |  | Existing | RYB |  |  | CLOSED | CLOSED | NEUTRAL |  | Unknown | Unknown |  | 0 |  |  |  | Unknown |  |  | PPU PUTRAJAYA NO 24 | Unknown | Unknown | Unknown | Unknown | DISTRIBUTION | TNB | WP PUTRAJAYA & CYBERJAYA | Unknown | Unknown |  |  |  | Unknown | [17 empty] | 3 | Fail | Please check "Operating Voltage"
257742646 |  |  | 9528299 | 9528411 |  |  | Existing | RYB |  |  | CLOSED | CLOSED | NEUTRAL |  | Unknown | Unknown |  | 0 |  |  |  | Unknown |  |  | PPU PUTRAJAYA NO 24 | Unknown | Unknown | Unknown | Unknown | DISTRIBUTION | TNB | WP PUTRAJAYA & CYBERJAYA | Unknown | Unknown |  |  |  | Unknown | [17 empty] | 3 | Fail | Please check "Operating Voltage"
257742651 |  | 2P5 | 9528230 | 9528356 |  |  | Existing | RYB |  | SSU GDC NO2 | CLOSED | CLOSED | MAIN | 36.000 kV | 33 kV | GAS |  | 2000 |  |  |  | ABB |  |  | PPU PUTRAJAYA NO 24 | Unknown | Unknown | Unknown | Unknown | DISTRIBUTION | TNB | WP PUTRAJAYA & CYBERJAYA | Unknown | Unknown |  |  |  | Unknown | [17 empty] | 3 | Pass | null
257742655 |  | 1H0 | 9528253 | 9528381 |  |  | Existing | RYB |  | TX1 | CLOSED | CLOSED | MAIN | 36.000 kV | 33 kV | GAS |  | 2000 |  |  |  | ABB |  |  | PPU PUTRAJAYA NO 24 | Unknown | Unknown | Unknown | Unknown | DISTRIBUTION | TNB | WP PUTRAJAYA & CYBERJAYA | Unknown | Unknown |  |  |  | Unknown | [17 empty] | 3 | Pass | null
257742659 |  | 1P5 | 9528278 | 9528365 |  |  | Existing | RYB |  | PPU 5 PJ | CLOSED | CLOSED | MAIN | 36.000 kV | 33 kV | GAS |  | 2000 |  |  |  | ABB |  |  | PPU PUTRAJAYA NO 24 | Unknown | Unknown | Unknown | Unknown | DISTRIBUTION | TNB | WP PUTRAJAYA & CYBERJAYA | Unknown | Unknown |  |  |  | Unknown | [17 empty] | 3 | Pass | null
257742663 |  | 3P5 | 9528279 | 9528390 |  |  | Existing | RYB |  | SPARE | OPEN | OPEN | MAIN | 36.000 kV | 33 kV | GAS |  | 2000 |  |  |  | ABB |  |  | PPU PUTRAJAYA NO 24 | Unknown | Unknown | Unknown | Unknown | DISTRIBUTION | TNB | WP PUTRAJAYA & CYBERJAYA | Unknown | Unknown |  |  |  | Unknown | [17 empty] | 3 | Pass | null
257742667 |  | 2H0 | 9528223 | 9528343 |  |  | Existing | RYB |  | TX2 | CLOSED | CLOSED | MAIN | 36.000 kV | 33 kV | GAS |  | 2000 |  |  |  | ABB |  |  | PPU PUTRAJAYA NO 24 | Unknown | Unknown | Unknown | Unknown | DISTRIBUTION | TNB | WP PUTRAJAYA & CYBERJAYA | Unknown | Unknown |  |  |  | Unknown | [17 empty] | 3 | Pass | null
257742671 |  | 4P5 | 9528229 | 9528324 |  |  | Existing | RYB |  | PMU SG SEMENYIH | CLOSED | CLOSED | MAIN | 36.000 kV | 33 kV | GAS |  | 2000 |  |  |  | ABB |  |  | PPU PUTRAJAYA NO 24 | Unknown | Unknown | Unknown | Unknown | DISTRIBUTION | TNB | WP PUTRAJAYA & CYBERJAYA | Unknown | Unknown |  |  |  | Unknown | [17 empty] | 3 | Pass | null
257742675 |  | 1H0 | 9528252 | 9528368 |  |  | Existing | RYB |  | TX1 | CLOSED | CLOSED | RESERVE | 36.000 kV | 33 kV | GAS |  | 2000 |  |  |  | ABB |  |  | PPU PUTRAJAYA NO 24 | Unknown | Unknown | Unknown | Unknown | DISTRIBUTION | TNB | WP PUTRAJAYA & CYBERJAYA | Unknown | Unknown |  |  |  | Unknown | [17 empty] | 3 | Pass | null
257742679 |  | 3P5 | 9528274 | 9528383 |  |  | Existing | RYB |  | SPARE | OPEN | OPEN | RESERVE | 36.000 kV | 33 kV | GAS |  | 2000 |  |  |  | ABB |  |  | PPU PUTRAJAYA NO 24 | Unknown | Unknown | Unknown | Unknown | DISTRIBUTION | TNB | WP PUTRAJAYA & CYBERJAYA | Unknown | Unknown |  |  |  | Unknown | [17 empty] | 3 | Pass | null
257742683 |  | 1P5 | 9528275 | 9528360 |  |  | Existing | RYB |  | PPU 5 PJ | OPEN | OPEN | RESERVE | 36.000 kV | 33 kV | GAS |  | 2000 |  |  |  | ABB |  |  | PPU PUTRAJAYA NO 24 | Unknown | Unknown | Unknown | Unknown | DISTRIBUTION | TNB | WP PUTRAJAYA & CYBERJAYA | Unknown | Unknown |  |  |  | Unknown | [17 empty] | 3 | Pass | null
257742687 |  | 2H0 | 9528224 | 9528348 |  |  | Existing | RYB |  | TX2 | CLOSED | CLOSED | RESERVE | 36.000 kV | 33 kV | GAS |  | 2000 |  |  |  | ABB |  |  | PPU PUTRAJAYA NO 24 | Unknown | Unknown | Unknown | Unknown | DISTRIBUTION | TNB | WP PUTRAJAYA & CYBERJAYA | Unknown | Unknown |  |  |  | Unknown | [17 empty] | 3 | Pass | null
257742691 |  | 4P5 | 9528227 | 9528312 |  |  | Existing | RYB |  | PMU SG SEMENYIH | OPEN | OPEN | RESERVE | 36.000 kV | 33 kV | GAS |  | 2000 |  |  |  | ABB |  |  | PPU PUTRAJAYA NO 24 | Unknown | Unknown | Unknown | Unknown | DISTRIBUTION | TNB | WP PUTRAJAYA & CYBERJAYA | Unknown | Unknown |  |  |  | Unknown | [17 empty] | 3 | Pass | null
257742734 |  | 8 | 9528200 | 9528316 |  |  | Existing | RYB |  | PE 4.05 | CLOSED | CLOSED | MAIN | 12.000 kV | Unknown | VACUMM |  | 2002 |  |  |  | EPE |  |  | PPU PUTRAJAYA NO 24 | Unknown | Unknown | Unknown | Unknown | DISTRIBUTION | TNB | WP PUTRAJAYA & CYBERJAYA | Unknown | Unknown |  |  |  | Unknown | [17 empty] | 3 | Fail | Please check "Operating Voltage"
257742738 |  | 6 | 9528232 | 9528314 |  |  | Existing | RYB |  | PE 5.12 | CLOSED | CLOSED | MAIN | 12.000 kV | Unknown | VACUMM |  | 2002 |  |  |  | EPE |  |  | PPU PUTRAJAYA NO 24 | Unknown | Unknown | Unknown | Unknown | DISTRIBUTION | TNB | WP PUTRAJAYA & CYBERJAYA | Unknown | Unknown |  |  |  | Unknown | [17 empty] | 3 | Fail | Please check "Operating Voltage"
257742742 |  | 4 | 9528233 | 9528337 |  |  | Existing | RYB |  | PE 4.02 | CLOSED | CLOSED | MAIN | 12.000 kV | Unknown | VACUMM |  | 2002 |  |  |  | EPE |  |  | PPU PUTRAJAYA NO 24 | Unknown | Unknown | Unknown | Unknown | DISTRIBUTION | TNB | WP PUTRAJAYA & CYBERJAYA | Unknown | Unknown |  |  |  | Unknown | [17 empty] | 3 | Fail | Please check "Operating Voltage"
257742746 |  | 2 | 9528234 | 9528335 |  |  | Existing | RYB |  | SS 4.03 | CLOSED | CLOSED | MAIN | 12.000 kV | Unknown | VACUMM |  | 2002 |  |  |  | EPE |  |  | PPU PUTRAJAYA NO 24 | Unknown | Unknown | Unknown | Unknown | DISTRIBUTION | TNB | WP PUTRAJAYA & CYBERJAYA | Unknown | Unknown |  |  |  | Unknown | [17 empty] | 3 | Fail | Please check "Operating Voltage"
257742750 |  | 32 | 9528235 | 9528340 |  |  | Existing | RYB |  | TX2 | CLOSED | CLOSED | MAIN | 12.000 kV | Unknown | VACUMM |  | 2002 |  |  |  | EPE |  |  | PPU PUTRAJAYA NO 24 | Unknown | Unknown | Unknown | Unknown | DISTRIBUTION | TNB | WP PUTRAJAYA & CYBERJAYA | Unknown | Unknown |  |  |  | Unknown | [17 empty] | 3 | Fail | Please check "Operating Voltage"
257742754 |  | 31 | 9528251 | 9528378 |  |  | Existing | RYB |  | TX1 | CLOSED | CLOSED | MAIN | 12.000 kV | Unknown | VACUMM |  | 2002 |  |  |  | EPE |  |  | PPU PUTRAJAYA NO 24 | Unknown | Unknown | Unknown | Unknown | DISTRIBUTION | TNB | WP PUTRAJAYA & CYBERJAYA | Unknown | Unknown |  |  |  | Unknown | [17 empty] | 3 | Fail | Please check "Operating Voltage"
257742758 |  | 5 | 9528272 | 9528400 |  |  | Existing | RYB |  | PE 5.12 | CLOSED | CLOSED | MAIN | 12.000 kV | Unknown | VACUMM |  | 2002 |  |  |  | EPE |  |  | PPU PUTRAJAYA NO 24 | Unknown | Unknown | Unknown | Unknown | DISTRIBUTION | TNB | WP PUTRAJAYA & CYBERJAYA | Unknown | Unknown |  |  |  | Unknown | [17 empty] | 3 | Fail | Please check "Operating Voltage"
257742762 |  | 1 | 9528273 | 9528371 |  |  | Existing | RYB |  | SS 4.03 | CLOSED | CLOSED | MAIN | 12.000 kV | Unknown | VACUMM |  | 2002 |  |  |  | EPE |  |  | PPU PUTRAJAYA NO 24 | Unknown | Unknown | Unknown | Unknown | DISTRIBUTION | TNB | WP PUTRAJAYA & CYBERJAYA | Unknown | Unknown |  |  |  | Unknown | [17 empty] | 3 | Fail | Please check "Operating Voltage"
257742766 |  | 3 | 9528276 | 9528369 |  |  | Existing | RYB |  | PE 4.02 | CLOSED | CLOSED | MAIN | 12.000 kV | Unknown | VACUMM |  | 2002 |  |  |  | EPE |  |  | PPU PUTRAJAYA NO 24 | Unknown | Unknown | Unknown | Unknown | DISTRIBUTION | TNB | WP PUTRAJAYA & CYBERJAYA | Unknown | Unknown |  |  |  | Unknown | [17 empty] | 3 | Fail | Please check "Operating Voltage"
257742770 |  | 13 | 9528294 | 9528392 |  |  | Existing | RYB |  | SPARE | CLOSED | CLOSED | MAIN | 12.000 kV | Unknown | VACUMM |  | 2002 |  |  |  | EPE |  |  | PPU PUTRAJAYA NO 24 | Unknown | Unknown | Unknown | Unknown | DISTRIBUTION | TNB | WP PUTRAJAYA & CYBERJAYA | Unknown | Unknown |  |  |  | Unknown | [17 empty] | 3 | Fail | Please check "Operating Voltage"
257742774 |  | 9 | 9528295 | 9528396 |  |  | Existing | RYB |  | SS 5.01 | CLOSED | CLOSED | MAIN | 12.000 kV | Unknown | VACUMM |  | 2002 |  |  |  | EPE |  |  | PPU PUTRAJAYA NO 24 | Unknown | Unknown | Unknown | Unknown | DISTRIBUTION | TNB | WP PUTRAJAYA & CYBERJAYA | Unknown | Unknown |  |  |  | Unknown | [17 empty] | 3 | Fail | Please check "Operating Voltage"
257742778 |  | 7 | 9528296 | 9528398 |  |  | Existing | RYB |  | SPARE | OPEN | OPEN | MAIN | 12.000 kV | Unknown | VACUMM |  | 2002 |  |  |  | EPE |  |  | PPU PUTRAJAYA NO 24 | Unknown | Unknown | Unknown | Unknown | DISTRIBUTION | TNB | WP PUTRAJAYA & CYBERJAYA | Unknown | Unknown |  |  |  | Unknown | [17 empty] | 3 | Fail | Please check "Operating Voltage"
257742782 |  | 11 | 9528297 | 9528394 |  |  | Existing | RYB |  | PE 6.01 | CLOSED | CLOSED | MAIN | 12.000 kV | Unknown | VACUMM |  | 2002 |  |  |  | EPE |  |  | PPU PUTRAJAYA NO 24 | Unknown | Unknown | Unknown | Unknown | DISTRIBUTION | TNB | WP PUTRAJAYA & CYBERJAYA | Unknown | Unknown |  |  |  | Unknown | [17 empty] | 3 | Fail | Please check "Operating Voltage"
257742786 |  | 15 | 9528298 | 9528413 |  |  | Existing | RYB |  |  | CLOSED | OPEN | MAIN |  | 11 kV | Unknown |  | 2002 |  |  |  | EPE |  |  | PPU PUTRAJAYA NO 24 | Unknown | Unknown | Unknown | Unknown | DISTRIBUTION | TNB | WP PUTRAJAYA & CYBERJAYA | Unknown | Unknown |  |  |  | Unknown | [17 empty] | 3 | Pass | null
257742790 |  | 16 | 9528178 | 9528327 |  |  | Existing | RYB |  | LOCAL TX | OPEN | OPEN | MAIN | 12.000 kV | Unknown | VACUMM |  | 2002 |  |  |  | EPE |  |  | PPU PUTRAJAYA NO 24 | Unknown | Unknown | Unknown | Unknown | DISTRIBUTION | TNB | WP PUTRAJAYA & CYBERJAYA | Unknown | Unknown |  |  |  | Unknown | [17 empty] | 3 | Fail | Please check "Operating Voltage"
257742794 |  | 14 | 9528181 | 9528322 |  |  | Existing | RYB |  | SPARE | CLOSED | CLOSED | MAIN | 12.000 kV | Unknown | VACUMM |  | 2002 |  |  |  | EPE |  |  | PPU PUTRAJAYA NO 24 | Unknown | Unknown | Unknown | Unknown | DISTRIBUTION | TNB | WP PUTRAJAYA & CYBERJAYA | Unknown | Unknown |  |  |  | Unknown | [17 empty] | 3 | Fail | Please check "Operating Voltage"
257742798 |  | 12 | 9528198 | 9528320 |  |  | Existing | RYB |  | SS 4.13 | CLOSED | OPEN | MAIN | 12.000 kV | Unknown | VACUMM |  | 2002 |  |  |  | EPE |  |  | PPU PUTRAJAYA NO 24 | Unknown | Unknown | Unknown | Unknown | DISTRIBUTION | TNB | WP PUTRAJAYA & CYBERJAYA | Unknown | Unknown |  |  |  | Unknown | [17 empty] | 3 | Fail | Please check "Operating Voltage"
257742802 |  | 10 | 9528199 | 9528318 |  |  | Existing | RYB |  | PE 6.01 | CLOSED | CLOSED | MAIN | 12.000 kV | Unknown | VACUMM |  | 2002 |  |  |  | EPE |  |  | PPU PUTRAJAYA NO 24 | Unknown | Unknown | Unknown | Unknown | DISTRIBUTION | TNB | WP PUTRAJAYA & CYBERJAYA | Unknown | Unknown |  |  |  | Unknown | [17 empty] | 3 | Fail | Please check "Operating Voltage"
257886848 |  | 14 | 9527879 | 9528020 |  |  | Existing | RYB |  | PE 3.01 | CLOSED | CLOSED | MAIN | 12.000 kV | 11 kV | VACUMM |  | 2001 |  |  |  | EPE |  |  | PPU PUTRAJAYA NO17 | Unknown | Unknown | Unknown | Unknown | DISTRIBUTION | TNB | WP PUTRAJAYA & CYBERJAYA | Unknown | Unknown |  |  |  | Unknown | [17 empty] | 3 | Pass | null
257886852 |  | 12 | 9527896 | 9528018 |  |  | Existing | RYB |  | SS 2.16 | CLOSED | CLOSED | MAIN | 12.000 kV | 11 kV | VACUMM |  | 2001 |  |  |  | EPE |  |  | PPU PUTRAJAYA NO17 | Unknown | Unknown | Unknown | Unknown | DISTRIBUTION | TNB | WP PUTRAJAYA & CYBERJAYA | Unknown | Unknown |  |  |  | Unknown | [17 empty] | 3 | Pass | null
257886856 |  | 10 | 9527897 | 9528016 |  |  | Existing | RYB |  | SS 3.04 | CLOSED | CLOSED | MAIN | 12.000 kV | 11 kV | GAS |  | 2001 |  |  |  | EPE |  |  | PPU PUTRAJAYA NO17 | Unknown | Unknown | Unknown | Unknown | DISTRIBUTION | TNB | WP PUTRAJAYA & CYBERJAYA | Unknown | Unknown |  |  |  | Unknown | [17 empty] | 3 | Pass | null
257886860 |  | 16 | 9527876 | 9528025 |  |  | Existing | RYB |  | LOCAL TX | CLOSED | CLOSED | MAIN | 12.000 kV | 11 kV | VACUMM |  | 2000 |  |  |  | EPE |  |  | PPU PUTRAJAYA NO17 | Unknown | Unknown | Unknown | Unknown | DISTRIBUTION | TNB | WP PUTRAJAYA & CYBERJAYA | Unknown | Unknown |  |  |  | Unknown | [17 empty] | 3 | Pass | null
257886864 |  | 8 | 9527898 | 9528014 |  |  | Existing | RYB |  | SS 2.20 | CLOSED | CLOSED | MAIN | 12.000 kV | 11 kV | GAS |  | 2000 |  |  |  | EPE |  |  | PPU PUTRAJAYA NO17 | Unknown | Unknown | Unknown | Unknown | DISTRIBUTION | TNB | WP PUTRAJAYA & CYBERJAYA | Unknown | Unknown |  |  |  | Unknown | [17 empty] | 3 | Pass | null
257886868 |  | 6 | 9527930 | 9528012 |  |  | Existing | RYB |  | PE 18.01 | CLOSED | CLOSED | MAIN | 12.000 kV | 11 kV | GAS |  | 2000 |  |  |  | EPE |  |  | PPU PUTRAJAYA NO17 | Unknown | Unknown | Unknown | Unknown | DISTRIBUTION | TNB | WP PUTRAJAYA & CYBERJAYA | Unknown | Unknown |  |  |  | Unknown | [17 empty] | 3 | Pass | null
257886872 |  | 4 | 9527931 | 9528035 |  |  | Existing | RYB |  | PE 2.08 | CLOSED | CLOSED | MAIN | 12.000 kV | 11 kV | GAS |  | 2000 |  |  |  | EPE |  |  | PPU PUTRAJAYA NO17 | Unknown | Unknown | Unknown | Unknown | DISTRIBUTION | TNB | WP PUTRAJAYA & CYBERJAYA | Unknown | Unknown |  |  |  | Unknown | [17 empty] | 3 | Pass | null
257886876 |  | 2 | 9527932 | 9528033 |  |  | Existing | RYB |  | PE 2.09 | CLOSED | CLOSED | MAIN | 12.000 kV | 11 kV | GAS |  | 2001 |  |  |  | EPE |  |  | PPU PUTRAJAYA NO17 | Unknown | Unknown | Unknown | Unknown | DISTRIBUTION | TNB | WP PUTRAJAYA & CYBERJAYA | Unknown | Unknown |  |  |  | Unknown | [17 empty] | 3 | Pass | null
257886880 |  | 32 | 9527933 | 9528038 |  |  | Existing | RYB |  | TX2 | CLOSED | CLOSED | MAIN |  | 11 kV | VACUMM |  | 2001 |  |  |  | EPE |  |  | PPU PUTRAJAYA NO17 | Unknown | Unknown | Unknown | Unknown | DISTRIBUTION | TNB | WP PUTRAJAYA & CYBERJAYA | Unknown | Unknown |  |  |  | Unknown | [17 empty] | 3 | Pass | null
257886884 |  | 31 | 9527949 | 9528076 |  |  | Existing | RYB |  | TX1 | CLOSED | CLOSED | MAIN | 12.000 kV | 11 kV | VACUMM |  | 2001 |  |  |  | EPE |  |  | PPU PUTRAJAYA NO17 | Unknown | Unknown | Unknown | Unknown | DISTRIBUTION | TNB | WP PUTRAJAYA & CYBERJAYA | Unknown | Unknown |  |  |  | Unknown | [17 empty] | 3 | Pass | null
257886888 |  | 5 | 9527970 | 9528098 |  |  | Existing | RYB |  | PE 18.09 | CLOSED | CLOSED | MAIN | 12.000 kV | 11 kV | VACUMM |  | 2001 |  |  |  | EPE |  |  | PPU PUTRAJAYA NO17 | Unknown | Unknown | Unknown | Unknown | DISTRIBUTION | TNB | WP PUTRAJAYA & CYBERJAYA | Unknown | Unknown |  |  |  | Unknown | [17 empty] | 3 | Pass | null
257886892 |  | 1 | 9527971 | 9528069 |  |  | Existing | RYB |  | PE 2.09 | CLOSED | CLOSED | MAIN | 12.000 kV | Unknown | VACUMM |  | 2001 |  |  |  | EPE |  |  | PPU PUTRAJAYA NO17 | Unknown | Unknown | Unknown | Unknown | DISTRIBUTION | TNB | WP PUTRAJAYA & CYBERJAYA | Unknown | Unknown |  |  |  | Unknown | [17 empty] | 3 | Fail | Please check "Operating Voltage"
257886896 |  | 3 | 9527974 | 9528067 |  |  | Existing | RYB |  | PE 2.08 | CLOSED | CLOSED | MAIN | 12.000 kV | 11 kV | VACUMM |  | 2001 |  |  |  | EPE |  |  | PPU PUTRAJAYA NO17 | Unknown | Unknown | Unknown | Unknown | DISTRIBUTION | TNB | WP PUTRAJAYA & CYBERJAYA | Unknown | Unknown |  |  |  | Unknown | [17 empty] | 3 | Pass | null
257886900 |  | 13 | 9527992 | 9528090 |  |  | Existing | RYB |  | PE 18.03 | CLOSED | CLOSED | MAIN | 12.000 kV | Unknown | VACUMM |  | 2001 |  |  |  | EPE |  |  | PPU PUTRAJAYA NO17 | Unknown | Unknown | Unknown | Unknown | DISTRIBUTION | TNB | WP PUTRAJAYA & CYBERJAYA | Unknown | Unknown |  |  |  | Unknown | [17 empty] | 3 | Fail | Please check "Operating Voltage"
257886904 |  | 9 | 9527993 | 9528094 |  |  | Existing | RYB |  | SS 3.04 | CLOSED | CLOSED | MAIN | 12.000 kV | 11 kV | VACUMM |  | 2001 |  |  |  | EPE |  |  | PPU PUTRAJAYA NO17 | Unknown | Unknown | Unknown | Unknown | DISTRIBUTION | TNB | WP PUTRAJAYA & CYBERJAYA | Unknown | Unknown |  |  |  | Unknown | [17 empty] | 3 | Pass | null
257886908 |  | 7 | 9527994 | 9528096 |  |  | Existing | RYB |  | SS 2.20 | CLOSED | CLOSED | MAIN | 12.000 kV | 11 kV | VACUMM |  | 2001 |  |  |  | EPE |  |  | PPU PUTRAJAYA NO17 | Unknown | Unknown | Unknown | Unknown | DISTRIBUTION | TNB | WP PUTRAJAYA & CYBERJAYA | Unknown | Unknown |  |  |  | Unknown | [17 empty] | 3 | Pass | null
257886912 |  | 11 | 9527995 | 9528092 |  |  | Existing | RYB |  | SS 2.16 | CLOSED | CLOSED | MAIN | 12.000 kV | 11 kV | VACUMM |  | 2001 |  |  |  | EPE |  |  | PPU PUTRAJAYA NO17 | Unknown | Unknown | Unknown | Unknown | DISTRIBUTION | TNB | WP PUTRAJAYA & CYBERJAYA | Unknown | Unknown |  |  |  | Unknown | [17 empty] | 3 | Pass | null
257886958 | 1WO | B/C-1W0 | 9527948 | 9528042 | VPTJ/PPU/G00014/MB1WO | 300279496 | Existing | RYB |  | B/COUPLER | CLOSED | CLOSED | BUSBAR COUPLER | 36.000 kV | Unknown | VACUMM | 20020102 | 2000 |  |  |  | ABB |  |  | PPU PUTRAJAYA NO17 | Unknown | Unknown | Unknown | Unknown | DISTRIBUTION | TNB | WP PUTRAJAYA & CYBERJAYA | Unknown | Unknown |  |  |  | Unknown | [8 empty] | 1WO | [8 empty] | 3 | Fail | Please check "Operating Voltage"
257886962 | 30 | B/S-30 | 9527923 | 9528071 | VPTJ/PPU/G00014/NB30 | 300278341 | Existing | RYB |  | B/SECTION | CLOSED | CLOSED | BUSBAR SECTION | 12.000 kV | Unknown | VACUMM | 20020102 | 2001 |  |  |  | EPE |  |  | PPU PUTRAJAYA NO17 | Unknown | Unknown | Unknown | Unknown | DISTRIBUTION | TNB | WP PUTRAJAYA & CYBERJAYA | Unknown | Unknown |  |  |  | Unknown | [8 empty] | 30 | [8 empty] | 3 | Fail | Please check "Operating Voltage"
257886966 | 1SO | B/S-1S0 | 9527924 | 9528052 | VPTJ/PPU/G00014/MB1SO | 300278325 | Existing | RYB |  | B/SECTION | CLOSED | CLOSED | BUSBAR SECTION | 36.000 kV | Unknown | VACUMM | 20020102 | 2000 |  |  |  | ABB |  |  | PPU PUTRAJAYA NO17 | Unknown | Unknown | Unknown | Unknown | DISTRIBUTION | TNB | WP PUTRAJAYA & CYBERJAYA | Unknown | Unknown |  |  |  | Unknown | [8 empty] | 1SO | [8 empty] | 3 | Fail | Please check "Operating Voltage"
257886970 |  |  | 9527969 | 9528108 |  |  | Existing | RYB |  |  | CLOSED | CLOSED | NEUTRAL |  | Unknown | Unknown |  | 0 |  |  |  | Unknown |  |  | PPU PUTRAJAYA NO17 | Unknown | Unknown | Unknown | Unknown | DISTRIBUTION | TNB | WP PUTRAJAYA & CYBERJAYA | Unknown | Unknown |  |  |  | Unknown | [17 empty] | 3 | Fail | Please check "Operating Voltage"
257886974 |  |  | 9527975 | 9528080 |  |  | Existing | RYB |  |  | CLOSED | CLOSED | NEUTRAL |  | Unknown | Unknown |  | 0 |  |  |  | Unknown |  |  | PPU PUTRAJAYA NO17 | Unknown | Unknown | Unknown | Unknown | DISTRIBUTION | TNB | WP PUTRAJAYA & CYBERJAYA | Unknown | Unknown |  |  |  | Unknown | [17 empty] | 3 | Fail | Please check "Operating Voltage"
257886978 |  |  | 9527991 | 9528110 |  |  | Existing | RYB |  |  | CLOSED | CLOSED | NEUTRAL |  | Unknown | Unknown |  | 0 |  |  |  | Unknown |  |  | PPU PUTRAJAYA NO17 | Unknown | Unknown | Unknown | Unknown | DISTRIBUTION | TNB | WP PUTRAJAYA & CYBERJAYA | Unknown | Unknown |  |  |  | Unknown | [17 empty] | 3 | Fail | Please check "Operating Voltage"
257886982 |  |  | 9527997 | 9528109 |  |  | Existing | RYB |  |  | CLOSED | CLOSED | NEUTRAL |  | Unknown | Unknown |  | 0 |  |  |  | Unknown |  |  | PPU PUTRAJAYA NO17 | Unknown | Unknown | Unknown | Unknown | DISTRIBUTION | TNB | WP PUTRAJAYA & CYBERJAYA | Unknown | Unknown |  |  |  | Unknown | [17 empty] | 3 | Fail | Please check "Operating Voltage"
257886987 |  | 2H0 | 9527921 | 9528041 |  |  | Existing | RYB |  | TX2 | CLOSED | CLOSED | MAIN | 36.000 kV | 33 kV | VACUMM |  | 2000 |  |  |  | ABB |  |  | PPU PUTRAJAYA NO17 | Unknown | Unknown | Unknown | Unknown | DISTRIBUTION | TNB | WP PUTRAJAYA & CYBERJAYA | Unknown | Unknown |  |  |  | Unknown | [17 empty] | 3 | Pass | null
257886991 |  | 4P5 | 9527927 | 9528022 |  |  | Existing | RYB |  | SSU GDC NO2 | CLOSED | CLOSED | MAIN | 36.000 kV | 33 kV | VACUMM |  | 0 |  |  |  | ABB |  |  | PPU PUTRAJAYA NO17 | Unknown | Unknown | Unknown | Unknown | DISTRIBUTION | TNB | WP PUTRAJAYA & CYBERJAYA | Unknown | Unknown |  |  |  | Unknown | [17 empty] | 3 | Pass | null
257886995 |  | 2P5 | 9527928 | 9528054 |  |  | Existing | RYB |  | PPU 6 PJ | CLOSED | CLOSED | MAIN | 36.000 kV | 33 kV | VACUMM |  | 0 |  |  |  | ABB |  |  | PPU PUTRAJAYA NO17 | Unknown | Unknown | Unknown | Unknown | DISTRIBUTION | TNB | WP PUTRAJAYA & CYBERJAYA | Unknown | Unknown |  |  |  | Unknown | [17 empty] | 3 | Pass | null
257886999 |  | 1H0 | 9527951 | 9528079 |  |  | Existing | RYB |  | TX1 | CLOSED | CLOSED | MAIN | 36.000 kV | 33 kV | VACUMM |  | 2000 |  |  |  | ABB |  |  | PPU PUTRAJAYA NO17 | Unknown | Unknown | Unknown | Unknown | DISTRIBUTION | TNB | WP PUTRAJAYA & CYBERJAYA | Unknown | Unknown |  |  |  | Unknown | [17 empty] | 3 | Pass | null
257887003 |  | 1P5 | 9527976 | 9528063 |  |  | Existing | RYB |  | PPU 6 PJ | CLOSED | CLOSED | MAIN | 36.000 kV | 33 kV | VACUMM |  | 2000 |  |  |  | ABB |  |  | PPU PUTRAJAYA NO17 | Unknown | Unknown | Unknown | Unknown | DISTRIBUTION | TNB | WP PUTRAJAYA & CYBERJAYA | Unknown | Unknown |  |  |  | Unknown | [17 empty] | 3 | Pass | null
257887007 |  | 3P5 | 9527977 | 9528088 |  |  | Existing | RYB |  | SSU GDC NO2 | CLOSED | CLOSED | MAIN | 36.000 kV | 33 kV | VACUMM |  | 2000 |  |  |  | ABB |  |  | PPU PUTRAJAYA NO17 | Unknown | Unknown | Unknown | Unknown | DISTRIBUTION | TNB | WP PUTRAJAYA & CYBERJAYA | Unknown | Unknown |  |  |  | Unknown | [17 empty] | 3 | Pass | null
257887011 |  | 2H0 | 9527922 | 9528046 |  |  | Existing | RYB |  | TX2 | CLOSED | CLOSED | RESERVE | 36.000 kV | 33 kV | VACUMM |  | 2000 |  |  |  | ABB |  |  | PPU PUTRAJAYA NO17 | Unknown | Unknown | Unknown | Unknown | DISTRIBUTION | TNB | WP PUTRAJAYA & CYBERJAYA | Unknown | Unknown |  |  |  | Unknown | [17 empty] | 3 | Pass | null
257887015 |  | 4P5 | 9527925 | 9528010 |  |  | Existing | RYB |  | SSU GDC NO2 | OPEN | OPEN | RESERVE | 36.000 kV | 33 kV | VACUMM |  | 0 |  |  |  | ABB |  |  | PPU PUTRAJAYA NO17 | Unknown | Unknown | Unknown | Unknown | DISTRIBUTION | TNB | WP PUTRAJAYA & CYBERJAYA | Unknown | Unknown |  |  |  | Unknown | [17 empty] | 3 | Pass | null
257887019 |  | 2P5 | 9527926 | 9528045 |  |  | Existing | RYB |  | PPU 6 PJ | OPEN | OPEN | RESERVE | 36.000 kV | 33 kV | VACUMM |  | 0 |  |  |  | ABB |  |  | PPU PUTRAJAYA NO17 | Unknown | Unknown | Unknown | Unknown | DISTRIBUTION | TNB | WP PUTRAJAYA & CYBERJAYA | Unknown | Unknown |  |  |  | Unknown | [17 empty] | 3 | Pass | null
257887023 |  | 1H0 | 9527950 | 9528066 |  |  | Existing | RYB |  | TX1 | CLOSED | CLOSED | RESERVE | 36.000 kV | 33 kV | VACUMM |  | 2000 |  |  |  | ABB |  |  | PPU PUTRAJAYA NO17 | Unknown | Unknown | Unknown | Unknown | DISTRIBUTION | TNB | WP PUTRAJAYA & CYBERJAYA | Unknown | Unknown |  |  |  | Unknown | [17 empty] | 3 | Pass | null
257887027 |  | 3P5 | 9527972 | 9528081 |  |  | Existing | RYB |  | SSU GDC NO2 | OPEN | OPEN | RESERVE | 36.000 kV | 33 kV | VACUMM |  | 2000 |  |  |  | ABB |  |  | PPU PUTRAJAYA NO17 | Unknown | Unknown | Unknown | Unknown | DISTRIBUTION | TNB | WP PUTRAJAYA & CYBERJAYA | Unknown | Unknown |  |  |  | Unknown | [17 empty] | 3 | Pass | null
257887031 |  | 1P5 | 9527973 | 9528058 |  |  | Existing | RYB |  | PPU 6 PJ | OPEN | OPEN | RESERVE |  | 33 kV | Unknown |  | 2000 |  |  |  | ABB |  |  | PPU PUTRAJAYA NO17 | Unknown | Unknown | Unknown | Unknown | DISTRIBUTION | TNB | WP PUTRAJAYA & CYBERJAYA | Unknown | Unknown |  |  |  | Unknown | [17 empty] | 3 | Pass | null
257887079 |  | PJ17-15 | 9715978 | 9528111 |  |  | Existing | RYB |  |  | OPEN | OPEN | MAIN |  | 11 kV | Unknown |  | 0 |  |  |  | Unknown |  |  | PPU PUTRAJAYA NO17 | Unknown | Unknown | Unknown | Unknown | DISTRIBUTION | TNB | WP PUTRAJAYA & CYBERJAYA | Unknown | Unknown |  |  |  | Unknown | [17 empty] | 3 | Pass | null
257887083 |  | PJ17-17 | 9715979 | 9534288 |  |  | Existing | RYB |  |  | OPEN | OPEN | MAIN |  | 11 kV | Unknown |  | 0 |  |  |  | Unknown |  |  | PPU PUTRAJAYA NO17 | Unknown | Unknown | Unknown | Unknown | DISTRIBUTION | TNB | WP PUTRAJAYA & CYBERJAYA | Unknown | Unknown |  |  |  | Unknown | [17 empty] | 3 | Pass | null
257887087 |  | PJ17-19 | 9715980 | 9534294 |  |  | Existing | RYB |  |  | OPEN | OPEN | MAIN |  | 11 kV | Unknown |  | 0 |  |  |  | Unknown |  |  | PPU PUTRAJAYA NO17 | Unknown | Unknown | Unknown | Unknown | DISTRIBUTION | TNB | WP PUTRAJAYA & CYBERJAYA | Unknown | Unknown |  |  |  | Unknown | [17 empty] | 3 | Pass | null
257916019 |  | B/C-1W0 | 9529167 | 9529261 | VPTJ/PPU/G00011/MB1WO | 300279462 | Existing | RYB |  | B/COUPLER | OPEN | OPEN | BUSBAR COUPLER | 36.000 kV | Unknown | GAS | 28/06/2001 | 1999 |  |  |  | ABB |  |  | PPU PUTRAJAYA NO 5 | Unknown | Unknown | Unknown | Unknown | DISTRIBUTION | TNB | WP PUTRAJAYA & CYBERJAYA | Unknown | Unknown |  |  |  | Unknown | [17 empty] | 3 | Fail | Please check "Operating Voltage"
257916023 |  | B/S-30 | 9529142 | 9529290 | VPTJ/PPU/G00011/NB30 | 300278262 | Existing | RYB |  | B/SECTION | CLOSED | CLOSED | BUSBAR SECTION | 12.000 kV | Unknown | VACUMM | 14/01/2000 | 2000 |  |  |  | TAMCO |  |  | PPU PUTRAJAYA NO 5 | Unknown | Unknown | Unknown | Unknown | DISTRIBUTION | TNB | WP PUTRAJAYA & CYBERJAYA | Unknown | Unknown |  |  |  | Unknown | [17 empty] | 3 | Fail | Please check "Operating Voltage"
257916027 |  | B/S-1S0 | 9529143 | 9529271 | VPTJ/PPU/G00011/MB1SO | 300278247 | Existing | RYB |  | B/SECTION | CLOSED | CLOSED | BUSBAR SECTION | 36.000 kV | Unknown | GAS | 14/01/2000 | 1999 |  |  |  | ABB |  |  | PPU PUTRAJAYA NO 5 | Unknown | Unknown | Unknown | Unknown | DISTRIBUTION | TNB | WP PUTRAJAYA & CYBERJAYA | Unknown | Unknown |  |  |  | Unknown | [17 empty] | 3 | Fail | Please check "Operating Voltage"
257916031 |  |  | 9529188 | 9529327 |  |  | Existing | RYB |  |  | CLOSED | CLOSED | NEUTRAL |  | Unknown | Unknown |  | 0 |  |  |  | Unknown |  |  | PPU PUTRAJAYA NO 5 | Unknown | Unknown | Unknown | Unknown | DISTRIBUTION | TNB | WP PUTRAJAYA & CYBERJAYA | Unknown | Unknown |  |  |  | Unknown | [17 empty] | 3 | Fail | Please check "Operating Voltage"
257916035 |  |  | 9529194 | 9529299 |  |  | Existing | RYB |  |  | CLOSED | CLOSED | NEUTRAL |  | Unknown | Unknown |  | 0 |  |  |  | Unknown |  |  | PPU PUTRAJAYA NO 5 | Unknown | Unknown | Unknown | Unknown | DISTRIBUTION | TNB | WP PUTRAJAYA & CYBERJAYA | Unknown | Unknown |  |  |  | Unknown | [17 empty] | 3 | Fail | Please check "Operating Voltage"
257916039 |  | PTJ5-5P5 | 9529210 | 9529329 |  |  | Existing | RYB |  |  | CLOSED | CLOSED | NEUTRAL |  | Unknown | Unknown |  | 0 |  |  |  | Unknown |  |  | PPU PUTRAJAYA NO 5 | Unknown | Unknown | Unknown | Unknown | DISTRIBUTION | TNB | WP PUTRAJAYA & CYBERJAYA | Unknown | Unknown |  |  |  | Unknown | [17 empty] | 3 | Fail | Please check "Operating Voltage"
257916043 |  |  | 9529216 | 9529328 |  |  | Existing | RYB |  |  | CLOSED | CLOSED | NEUTRAL |  | Unknown | Unknown |  | 0 |  |  |  | Unknown |  |  | PPU PUTRAJAYA NO 5 | Unknown | Unknown | Unknown | Unknown | DISTRIBUTION | TNB | WP PUTRAJAYA & CYBERJAYA | Unknown | Unknown |  |  |  | Unknown | [17 empty] | 3 | Fail | Please check "Operating Voltage"
257916048 |  | 2H0 | 9529140 | 9529260 |  |  | Existing | RYB |  | TX2 | CLOSED | CLOSED | MAIN | 36.000 kV | 33 kV | GAS |  | 1999 |  |  |  | ABB |  |  | PPU PUTRAJAYA NO 5 | Unknown | Unknown | Unknown | Unknown | DISTRIBUTION | TNB | WP PUTRAJAYA & CYBERJAYA | Unknown | Unknown |  |  |  | Unknown | [17 empty] | 3 | Pass | null
257916052 |  | 4P5 | 9529146 | 9529241 |  |  | Existing | RYB |  | PPU 24 PJ | CLOSED | CLOSED | MAIN | 36.000 kV | 33 kV | GAS |  | 1999 |  |  |  | ABB |  |  | PPU PUTRAJAYA NO 5 | Unknown | Unknown | Unknown | Unknown | DISTRIBUTION | TNB | WP PUTRAJAYA & CYBERJAYA | Unknown | Unknown |  |  |  | Unknown | [17 empty] | 3 | Pass | null
257916056 |  | 2P5 | 9529147 | 9529273 |  |  | Existing | RYB |  | PMU SERDANG | OPEN | OPEN | MAIN | 36.000 kV | 33 kV | GAS |  | 1999 |  |  |  | ABB |  |  | PPU PUTRAJAYA NO 5 | Unknown | Unknown | Unknown | Unknown | DISTRIBUTION | TNB | WP PUTRAJAYA & CYBERJAYA | Unknown | Unknown |  |  |  | Unknown | [17 empty] | 3 | Pass | null
257916060 |  | 1H0 | 9529170 | 9529298 |  |  | Existing | RYB |  | TX1 | CLOSED | CLOSED | MAIN | 36.000 kV | 33 kV | GAS |  | 2000 |  |  |  | ABB |  |  | PPU PUTRAJAYA NO 5 | Unknown | Unknown | Unknown | Unknown | DISTRIBUTION | TNB | WP PUTRAJAYA & CYBERJAYA | Unknown | Unknown |  |  |  | Unknown | [17 empty] | 3 | Pass | null
257916064 |  | 1P5 | 9529195 | 9529282 |  |  | Existing | RYB |  | SPARE | CLOSED | CLOSED | MAIN | 36.000 kV | 33 kV | GAS |  | 1999 |  |  |  | ABB |  |  | PPU PUTRAJAYA NO 5 | Unknown | Unknown | Unknown | Unknown | DISTRIBUTION | TNB | WP PUTRAJAYA & CYBERJAYA | Unknown | Unknown |  |  |  | Unknown | [17 empty] | 3 | Pass | null
257916068 |  | 3P5 | 9529196 | 9529307 |  |  | Existing | RYB |  | PPU 2 PJ | CLOSED | CLOSED | MAIN | 36.000 kV | 33 kV | GAS |  | 1999 |  |  |  | ABB |  |  | PPU PUTRAJAYA NO 5 | Unknown | Unknown | Unknown | Unknown | DISTRIBUTION | TNB | WP PUTRAJAYA & CYBERJAYA | Unknown | Unknown |  |  |  | Unknown | [17 empty] | 3 | Pass | null
257916072 |  | PTJ5-5P5 | 9529345 | 9529351 |  |  | Existing | RYB |  | PMU SERDANG | CLOSED | CLOSED | MAIN | 36.000 kV | 33 kV | GAS |  | 1999 |  |  |  | ABB |  |  | PPU PUTRAJAYA NO 5 | Unknown | Unknown | Unknown | Unknown | DISTRIBUTION | TNB | WP PUTRAJAYA & CYBERJAYA | Unknown | Unknown |  |  |  | Unknown | [17 empty] | 3 | Pass | null
257916076 |  | 6P5 | 9534275 | 9534278 |  |  | Existing | RYB |  | SPARE | OPEN | OPEN | MAIN | 36.000 kV | 33 kV | GAS |  | 1999 |  |  |  | ABB |  |  | PPU PUTRAJAYA NO 5 | Unknown | Unknown | Unknown | Unknown | DISTRIBUTION | TNB | WP PUTRAJAYA & CYBERJAYA | Unknown | Unknown |  |  |  | Unknown | [17 empty] | 3 | Pass | null
257916080 |  | 2H0 | 9529141 | 9529265 |  |  | Existing | RYB |  | TX2 | OPEN | CLOSED | RESERVE | 36.000 kV | 33 kV | GAS |  | 1999 |  |  |  | ABB |  |  | PPU PUTRAJAYA NO 5 | Unknown | Unknown | Unknown | Unknown | DISTRIBUTION | TNB | WP PUTRAJAYA & CYBERJAYA | Unknown | Unknown |  |  |  | Unknown | [17 empty] | 3 | Pass | null
257916084 |  | 4P5 | 9529144 | 9529229 |  |  | Existing | RYB |  | PPU 24 PJ | OPEN | OPEN | RESERVE | 36.000 kV | 33 kV | GAS |  | 1999 |  |  |  | ABB |  |  | PPU PUTRAJAYA NO 5 | Unknown | Unknown | Unknown | Unknown | DISTRIBUTION | TNB | WP PUTRAJAYA & CYBERJAYA | Unknown | Unknown |  |  |  | Unknown | [17 empty] | 3 | Pass | null
257916088 |  | 2P5 | 9529145 | 9529264 |  |  | Existing | RYB |  | PMU SERDANG | CLOSED | CLOSED | RESERVE | 36.000 kV | 33 kV | GAS |  | 1999 |  |  |  | ABB |  |  | PPU PUTRAJAYA NO 5 | Unknown | Unknown | Unknown | Unknown | DISTRIBUTION | TNB | WP PUTRAJAYA & CYBERJAYA | Unknown | Unknown |  |  |  | Unknown | [17 empty] | 3 | Pass | null
257916092 |  | 1H0 | 9529169 | 9529285 |  |  | Existing | RYB |  | TX1 | OPEN | CLOSED | RESERVE | 36.000 kV | 33 kV | GAS |  | 2000 |  |  |  | ABB |  |  | PPU PUTRAJAYA NO 5 | Unknown | Unknown | Unknown | Unknown | DISTRIBUTION | TNB | WP PUTRAJAYA & CYBERJAYA | Unknown | Unknown |  |  |  | Unknown | [17 empty] | 3 | Pass | null
257916096 |  | 3P5 | 9529191 | 9529300 |  |  | Existing | RYB |  | PPU 2 PJ | OPEN | OPEN | RESERVE | 36.000 kV | 33 kV | GAS |  | 1999 |  |  |  | ABB |  |  | PPU PUTRAJAYA NO 5 | Unknown | Unknown | Unknown | Unknown | DISTRIBUTION | TNB | WP PUTRAJAYA & CYBERJAYA | Unknown | Unknown |  |  |  | Unknown | [17 empty] | 3 | Pass | null
257916100 |  | 1P5 | 9529192 | 9529277 |  |  | Existing | RYB |  | SPARE | OPEN | OPEN | RESERVE | 36.000 kV | 33 kV | GAS |  | 1999 |  |  |  | ABB |  |  | PPU PUTRAJAYA NO 5 | Unknown | Unknown | Unknown | Unknown | DISTRIBUTION | TNB | WP PUTRAJAYA & CYBERJAYA | Unknown | Unknown |  |  |  | Unknown | [17 empty] | 3 | Pass | null
257916104 |  | 5P5 | 9529346 | 9529350 |  |  | Existing | RYB |  | PMU SERDANG | OPEN | OPEN | RESERVE | 36.000 kV | 33 kV | GAS |  | 1999 |  |  |  | ABB |  |  | PPU PUTRAJAYA NO 5 | Unknown | Unknown | Unknown | Unknown | DISTRIBUTION | TNB | WP PUTRAJAYA & CYBERJAYA | Unknown | Unknown |  |  |  | Unknown | [17 empty] | 3 | Pass | null
257916108 |  | 6P5 | 9534277 | 9534279 |  |  | Existing | RYB |  | SPARE | OPEN | OPEN | RESERVE | 36.000 kV | 33 kV | GAS |  | 1999 |  |  |  | ABB |  |  | PPU PUTRAJAYA NO 5 | Unknown | Unknown | Unknown | Unknown | DISTRIBUTION | TNB | WP PUTRAJAYA & CYBERJAYA | Unknown | Unknown |  |  |  | Unknown | [17 empty] | 3 | Pass | null
257916156 |  | 16 | 9529095 | 9529244 |  |  | Existing | RYB |  | LOCAL TX | CLOSED | OPEN | MAIN | 12.000 kV | Unknown | VACUMM |  | 2000 |  |  |  | TAMCO |  |  | PPU PUTRAJAYA NO 5 | Unknown | Unknown | Unknown | Unknown | DISTRIBUTION | TNB | WP PUTRAJAYA & CYBERJAYA | Unknown | Unknown |  |  |  | Unknown | [17 empty] | 3 | Fail | Please check "Operating Voltage"
257916160 |  | 14 | 9529098 | 9529239 |  |  | Existing | RYB |  | PE 10.13 | CLOSED | CLOSED | MAIN | 12.000 kV | 11 kV | VACUMM |  | 2000 |  |  |  | TAMCO |  |  | PPU PUTRAJAYA NO 5 | Unknown | Unknown | Unknown | Unknown | DISTRIBUTION | TNB | WP PUTRAJAYA & CYBERJAYA | Unknown | Unknown |  |  |  | Unknown | [17 empty] | 3 | Pass | null
257916164 |  | 12 | 9529115 | 9529237 |  |  | Existing | RYB |  | PE 9.31 | CLOSED | CLOSED | MAIN | 12.000 kV | Unknown | VACUMM |  | 2000 |  |  |  | TAMCO |  |  | PPU PUTRAJAYA NO 5 | Unknown | Unknown | Unknown | Unknown | DISTRIBUTION | TNB | WP PUTRAJAYA & CYBERJAYA | Unknown | Unknown |  |  |  | Unknown | [17 empty] | 3 | Fail | Please check "Operating Voltage"
257916168 |  | 10 | 9529116 | 9529235 |  |  | Existing | RYB |  | PE 8.12 | CLOSED | CLOSED | MAIN | 12.000 kV | Unknown | VACUMM |  | 2000 |  |  |  | TAMCO |  |  | PPU PUTRAJAYA NO 5 | Unknown | Unknown | Unknown | Unknown | DISTRIBUTION | TNB | WP PUTRAJAYA & CYBERJAYA | Unknown | Unknown |  |  |  | Unknown | [17 empty] | 3 | Fail | Please check "Operating Voltage"
257916172 |  | 8 | 9529117 | 9529233 |  |  | Existing | RYB |  | PE 7.04 | CLOSED | CLOSED | MAIN | 12.000 kV | Unknown | VACUMM |  | 2000 |  |  |  | TAMCO |  |  | PPU PUTRAJAYA NO 5 | Unknown | Unknown | Unknown | Unknown | DISTRIBUTION | TNB | WP PUTRAJAYA & CYBERJAYA | Unknown | Unknown |  |  |  | Unknown | [17 empty] | 3 | Fail | Please check "Operating Voltage"
257916176 |  | 6 | 9529149 | 9529231 |  |  | Existing | RYB |  | PE 11.35 | CLOSED | CLOSED | MAIN | 12.000 kV | Unknown | VACUMM |  | 2000 |  |  |  | TAMCO |  |  | PPU PUTRAJAYA NO 5 | Unknown | Unknown | Unknown | Unknown | DISTRIBUTION | TNB | WP PUTRAJAYA & CYBERJAYA | Unknown | Unknown |  |  |  | Unknown | [17 empty] | 3 | Fail | Please check "Operating Voltage"
257916180 |  | 4 | 9529150 | 9529254 |  |  | Existing | RYB |  | SS 2.16 | CLOSED | CLOSED | MAIN | 12.000 kV | Unknown | VACUMM |  | 2000 |  |  |  | TAMCO |  |  | PPU PUTRAJAYA NO 5 | Unknown | Unknown | Unknown | Unknown | DISTRIBUTION | TNB | WP PUTRAJAYA & CYBERJAYA | Unknown | Unknown |  |  |  | Unknown | [17 empty] | 3 | Fail | Please check "Operating Voltage"
257916184 |  | 2 | 9529151 | 9529252 |  |  | Existing | RYB |  | SPARE | CLOSED | OPEN | MAIN | 12.000 kV | Unknown | VACUMM |  | 2000 |  |  |  | TAMCO |  |  | PPU PUTRAJAYA NO 5 | Unknown | Unknown | Unknown | Unknown | DISTRIBUTION | TNB | WP PUTRAJAYA & CYBERJAYA | Unknown | Unknown |  |  |  | Unknown | [17 empty] | 3 | Fail | Please check "Operating Voltage"
257916188 |  | 32 | 9529152 | 9529257 |  |  | Existing | RYB |  | TX2 | CLOSED | CLOSED | MAIN | 12.000 kV | Unknown | VACUMM |  | 2000 |  |  |  | TAMCO |  |  | PPU PUTRAJAYA NO 5 | Unknown | Unknown | Unknown | Unknown | DISTRIBUTION | TNB | WP PUTRAJAYA & CYBERJAYA | Unknown | Unknown |  |  |  | Unknown | [17 empty] | 3 | Fail | Please check "Operating Voltage"
257916192 |  | 31 | 9529168 | 9529295 |  |  | Existing | RYB |  | TX1 | CLOSED | CLOSED | MAIN | 12.000 kV | 11 kV | VACUMM |  | 2000 |  |  |  | TAMCO |  |  | PPU PUTRAJAYA NO 5 | Unknown | Unknown | Unknown | Unknown | DISTRIBUTION | TNB | WP PUTRAJAYA & CYBERJAYA | Unknown | Unknown |  |  |  | Unknown | [17 empty] | 3 | Pass | null
257916196 |  | 5 | 9529189 | 9529317 |  |  | Existing | RYB |  | PE 11.35 | CLOSED | CLOSED | MAIN | 12.000 kV | 11 kV | VACUMM |  | 2000 |  |  |  | TAMCO |  |  | PPU PUTRAJAYA NO 5 | Unknown | Unknown | Unknown | Unknown | DISTRIBUTION | TNB | WP PUTRAJAYA & CYBERJAYA | Unknown | Unknown |  |  |  | Unknown | [17 empty] | 3 | Pass | null
257916200 |  | 1 | 9529190 | 9529288 |  |  | Existing | RYB |  | SPARE | CLOSED | OPEN | MAIN | 12.000 kV | 11 kV | VACUMM |  | 2000 |  |  |  | TAMCO |  |  | PPU PUTRAJAYA NO 5 | Unknown | Unknown | Unknown | Unknown | DISTRIBUTION | TNB | WP PUTRAJAYA & CYBERJAYA | Unknown | Unknown |  |  |  | Unknown | [17 empty] | 3 | Pass | null
257916204 |  | 3 | 9529193 | 9529286 |  |  | Existing | RYB |  | SPARE | CLOSED | OPEN | MAIN | 12.000 kV | 11 kV | VACUMM |  | 2000 |  |  |  | TAMCO |  |  | PPU PUTRAJAYA NO 5 | Unknown | Unknown | Unknown | Unknown | DISTRIBUTION | TNB | WP PUTRAJAYA & CYBERJAYA | Unknown | Unknown |  |  |  | Unknown | [17 empty] | 3 | Pass | null
257916208 |  | 13 | 9529211 | 9529309 |  |  | Existing | RYB |  | PE 10.14 | CLOSED | CLOSED | MAIN | 12.000 kV | 11 kV | VACUMM |  | 2000 |  |  |  | TAMCO |  |  | PPU PUTRAJAYA NO 5 | Unknown | Unknown | Unknown | Unknown | DISTRIBUTION | TNB | WP PUTRAJAYA & CYBERJAYA | Unknown | Unknown |  |  |  | Unknown | [17 empty] | 3 | Pass | null
257916212 |  | 9 | 9529212 | 9529313 |  |  | Existing | RYB |  | PE 8.12 | CLOSED | CLOSED | MAIN | 12.000 kV | 11 kV | VACUMM |  | 2000 |  |  |  | TAMCO |  |  | PPU PUTRAJAYA NO 5 | Unknown | Unknown | Unknown | Unknown | DISTRIBUTION | TNB | WP PUTRAJAYA & CYBERJAYA | Unknown | Unknown |  |  |  | Unknown | [17 empty] | 3 | Pass | null
257916216 |  | 7 | 9529213 | 9529315 |  |  | Existing | RYB |  | SS 7.04 | CLOSED | CLOSED | MAIN | 12.000 kV | 11 kV | VACUMM |  | 2000 |  |  |  | TAMCO |  |  | PPU PUTRAJAYA NO 5 | Unknown | Unknown | Unknown | Unknown | DISTRIBUTION | TNB | WP PUTRAJAYA & CYBERJAYA | Unknown | Unknown |  |  |  | Unknown | [17 empty] | 3 | Pass | null
257916220 |  | 11 | 9529214 | 9529311 |  |  | Existing | RYB |  | PE 9.31 | CLOSED | CLOSED | MAIN | 12.000 kV | 11 kV | VACUMM |  | 2000 |  |  |  | TAMCO |  |  | PPU PUTRAJAYA NO 5 | Unknown | Unknown | Unknown | Unknown | DISTRIBUTION | TNB | WP PUTRAJAYA & CYBERJAYA | Unknown | Unknown |  |  |  | Unknown | [17 empty] | 3 | Pass | null
257916224 |  | 15 | 9529215 | 9529330 |  |  | Existing | RYB |  | SPARE | CLOSED | OPEN | MAIN |  | 11 kV | Unknown |  | 0 |  |  |  | Unknown |  |  | PPU PUTRAJAYA NO 5 | Unknown | Unknown | Unknown | Unknown | DISTRIBUTION | TNB | WP PUTRAJAYA & CYBERJAYA | Unknown | Unknown |  |  |  | Unknown | [17 empty] | 3 | Pass | null
257972269 | 1WO |  | 26103761 | 26103936 | VPTJ/PPU/G00013/MB1WO | 300279465 | Existing | RYB |  |  | CLOSED | CLOSED | BUSBAR COUPLER |  | Unknown | Unknown | 28/08/2008 | 0 |  |  |  | ABB |  |  | PPU PUTRAJAYA NO13 | Unknown | Unknown | Unknown | Unknown | DISTRIBUTION | TNB | WP PUTRAJAYA & CYBERJAYA | Unknown | Unknown |  |  |  | Unknown | [8 empty] | 1WO | [8 empty] | 3 | Fail | Please check "Operating Voltage"
257972273 | 30 |  | 26103760 | 26103923 | VPTJ/PPU/G00013/NB30 | 300278310 | Existing | RYB |  |  | OPEN | CLOSED | BUSBAR SECTION |  | 11 kV | Unknown | 28/08/2008 | 0 |  |  |  | ABB |  |  | PPU PUTRAJAYA NO13 | Unknown | Unknown | Unknown | Unknown | DISTRIBUTION | TNB | WP PUTRAJAYA & CYBERJAYA | Unknown | Unknown |  |  |  | Unknown | [8 empty] | 30 | [8 empty] | 3 | Pass | null
257972277 | 1SO |  | 26103762 | 26103927 | VPTJ/PPU/G00013/MB1SO | 300278296 | Existing | RYB |  |  | CLOSED | CLOSED | BUSBAR SECTION |  | Unknown | Unknown | 28/08/2008 | 0 |  |  |  | ABB |  |  | PPU PUTRAJAYA NO13 | Unknown | Unknown | Unknown | Unknown | DISTRIBUTION | TNB | WP PUTRAJAYA & CYBERJAYA | Unknown | Unknown |  |  |  | Unknown | [8 empty] | 1SO | [8 empty] | 3 | Fail | Please check "Operating Voltage"
257972281 |  |  | 26103763 | 26103911 |  |  | Existing | RYB |  |  | CLOSED | CLOSED | NEUTRAL |  | Unknown | Unknown |  | 0 |  |  |  | Unknown |  |  | PPU PUTRAJAYA NO13 | Unknown | Unknown | Unknown | Unknown | DISTRIBUTION | TNB | WP PUTRAJAYA & CYBERJAYA | Unknown | Unknown |  |  |  | Unknown | [17 empty] | 3 | Fail | Please check "Operating Voltage"
257972285 |  |  | 26103862 | 26103887 |  |  | Existing | RYB |  |  | CLOSED | CLOSED | NEUTRAL |  | Unknown | Unknown |  | 0 |  |  |  | Unknown |  |  | PPU PUTRAJAYA NO13 | Unknown | Unknown | Unknown | Unknown | DISTRIBUTION | TNB | WP PUTRAJAYA & CYBERJAYA | Unknown | Unknown |  |  |  | Unknown | [17 empty] | 3 | Fail | Please check "Operating Voltage"
257972289 |  |  | 26103863 | 26103888 |  |  | Existing | RYB |  |  | CLOSED | CLOSED | NEUTRAL |  | Unknown | Unknown |  | 0 |  |  |  | Unknown |  |  | PPU PUTRAJAYA NO13 | Unknown | Unknown | Unknown | Unknown | DISTRIBUTION | TNB | WP PUTRAJAYA & CYBERJAYA | Unknown | Unknown |  |  |  | Unknown | [17 empty] | 3 | Fail | Please check "Operating Voltage"
257972293 |  |  | 26103864 | 26103889 |  |  | Existing | RYB |  |  | CLOSED | CLOSED | NEUTRAL |  | Unknown | Unknown |  | 0 |  |  |  | Unknown |  |  | PPU PUTRAJAYA NO13 | Unknown | Unknown | Unknown | Unknown | DISTRIBUTION | TNB | WP PUTRAJAYA & CYBERJAYA | Unknown | Unknown |  |  |  | Unknown | [17 empty] | 3 | Fail | Please check "Operating Voltage"
257972314 |  |  | 26103759 | 26103919 |  |  | Existing | RYB |  |  | CLOSED | CLOSED | MAIN |  | 33 kV | Unknown |  | 0 |  |  |  | Unknown |  |  | PPU PUTRAJAYA NO13 | Unknown | Unknown | Unknown | Unknown | DISTRIBUTION | TNB | WP PUTRAJAYA & CYBERJAYA | Unknown | Unknown |  |  |  | Unknown | [17 empty] | 3 | Pass | null
257972318 |  | 1P5 | 26103766 | 26103912 |  |  | Existing | RYB |  |  | CLOSED | CLOSED | MAIN |  | 33 kV | Unknown |  | 0 |  |  |  | Unknown |  |  | PPU PUTRAJAYA NO13 | Unknown | Unknown | Unknown | Unknown | DISTRIBUTION | TNB | WP PUTRAJAYA & CYBERJAYA | Unknown | Unknown |  |  |  | Unknown | [17 empty] | 3 | Pass | null
257972322 |  |  | 26103792 | 26103967 |  |  | Existing | RYB |  |  | CLOSED | CLOSED | MAIN |  | 33 kV | Unknown |  | 0 |  |  |  | Unknown |  |  | PPU PUTRAJAYA NO13 | Unknown | Unknown | Unknown | Unknown | DISTRIBUTION | TNB | WP PUTRAJAYA & CYBERJAYA | Unknown | Unknown |  |  |  | Unknown | [17 empty] | 3 | Pass | null
257972326 |  | 2P5 | 26103798 | 26103960 |  |  | Existing | RYB |  |  | CLOSED | CLOSED | MAIN |  | 33 kV | Unknown |  | 0 |  |  |  | Unknown |  |  | PPU PUTRAJAYA NO13 | Unknown | Unknown | Unknown | Unknown | DISTRIBUTION | TNB | WP PUTRAJAYA & CYBERJAYA | Unknown | Unknown |  |  |  | Unknown | [17 empty] | 3 | Pass | null
257972398 |  |  | 26103764 | 26103896 |  |  | Existing | RYB |  |  | CLOSED | CLOSED | MAIN |  | 11 kV | Unknown |  | 0 |  |  |  | Unknown |  |  | PPU PUTRAJAYA NO13 | Unknown | Unknown | Unknown | Unknown | DISTRIBUTION | TNB | WP PUTRAJAYA & CYBERJAYA | Unknown | Unknown |  |  |  | Unknown | [17 empty] | 3 | Pass | null
257972402 |  |  | 26103765 | 26103922 |  |  | Existing | RYB |  |  | CLOSED | CLOSED | MAIN |  | 11 kV | Unknown |  | 0 |  |  |  | Unknown |  |  | PPU PUTRAJAYA NO13 | Unknown | Unknown | Unknown | Unknown | DISTRIBUTION | TNB | WP PUTRAJAYA & CYBERJAYA | Unknown | Unknown |  |  |  | Unknown | [17 empty] | 3 | Pass | null
257972406 |  |  | 26103767 | 26103925 |  |  | Existing | RYB |  |  | CLOSED | CLOSED | MAIN |  | 11 kV | Unknown |  | 0 |  |  |  | Unknown |  |  | PPU PUTRAJAYA NO13 | Unknown | Unknown | Unknown | Unknown | DISTRIBUTION | TNB | WP PUTRAJAYA & CYBERJAYA | Unknown | Unknown |  |  |  | Unknown | [17 empty] | 3 | Pass | null
257972410 |  |  | 26103768 | 26103898 |  |  | Existing | RYB |  |  | CLOSED | CLOSED | MAIN |  | 11 kV | Unknown |  | 0 |  |  |  | Unknown |  |  | PPU PUTRAJAYA NO13 | Unknown | Unknown | Unknown | Unknown | DISTRIBUTION | TNB | WP PUTRAJAYA & CYBERJAYA | Unknown | Unknown |  |  |  | Unknown | [17 empty] | 3 | Pass | null
257972414 |  |  | 26103793 | 26103965 |  |  | Existing | RYB |  |  | CLOSED | CLOSED | MAIN |  | 11 kV | Unknown |  | 0 |  |  |  | Unknown |  |  | PPU PUTRAJAYA NO13 | Unknown | Unknown | Unknown | Unknown | DISTRIBUTION | TNB | WP PUTRAJAYA & CYBERJAYA | Unknown | Unknown |  |  |  | Unknown | [17 empty] | 3 | Pass | null
257972418 |  |  | 26103794 | 26103945 |  |  | Existing | RYB |  |  | CLOSED | CLOSED | MAIN |  | 11 kV | Unknown |  | 0 |  |  |  | Unknown |  |  | PPU PUTRAJAYA NO13 | Unknown | Unknown | Unknown | Unknown | DISTRIBUTION | TNB | WP PUTRAJAYA & CYBERJAYA | Unknown | Unknown |  |  |  | Unknown | [17 empty] | 3 | Pass | null
257972422 |  |  | 26103795 | 26103947 |  |  | Existing | RYB |  |  | CLOSED | CLOSED | MAIN |  | 11 kV | Unknown |  | 0 |  |  |  | Unknown |  |  | PPU PUTRAJAYA NO13 | Unknown | Unknown | Unknown | Unknown | DISTRIBUTION | TNB | WP PUTRAJAYA & CYBERJAYA | Unknown | Unknown |  |  |  | Unknown | [17 empty] | 3 | Pass | null
257972426 |  |  | 26103796 | 26103949 |  |  | Existing | RYB |  |  | CLOSED | CLOSED | MAIN |  | 11 kV | Unknown |  | 0 |  |  |  | Unknown |  |  | PPU PUTRAJAYA NO13 | Unknown | Unknown | Unknown | Unknown | DISTRIBUTION | TNB | WP PUTRAJAYA & CYBERJAYA | Unknown | Unknown |  |  |  | Unknown | [17 empty] | 3 | Pass | null
257972430 |  |  | 26103831 | 26103990 |  |  | Existing | RYB |  |  | CLOSED | CLOSED | MAIN |  | 11 kV | Unknown |  | 0 |  |  |  | Unknown |  |  | PPU PUTRAJAYA NO13 | Unknown | Unknown | Unknown | Unknown | DISTRIBUTION | TNB | WP PUTRAJAYA & CYBERJAYA | Unknown | Unknown |  |  |  | Unknown | [17 empty] | 3 | Pass | null
257972434 |  |  | 26103832 | 26103983 |  |  | Existing | RYB |  |  | CLOSED | CLOSED | MAIN |  | 11 kV | Unknown |  | 0 |  |  |  | Unknown |  |  | PPU PUTRAJAYA NO13 | Unknown | Unknown | Unknown | Unknown | DISTRIBUTION | TNB | WP PUTRAJAYA & CYBERJAYA | Unknown | Unknown |  |  |  | Unknown | [17 empty] | 3 | Pass | null
257972438 |  |  | 26103833 | 26103981 |  |  | Existing | RYB |  |  | CLOSED | CLOSED | MAIN |  | 11 kV | Unknown |  | 0 |  |  |  | Unknown |  |  | PPU PUTRAJAYA NO13 | Unknown | Unknown | Unknown | Unknown | DISTRIBUTION | TNB | WP PUTRAJAYA & CYBERJAYA | Unknown | Unknown |  |  |  | Unknown | [17 empty] | 3 | Pass | null
257972442 |  |  | 26103834 | 26103979 |  |  | Existing | RYB |  |  | CLOSED | CLOSED | MAIN |  | 11 kV | Unknown |  | 0 |  |  |  | Unknown |  |  | PPU PUTRAJAYA NO13 | Unknown | Unknown | Unknown | Unknown | DISTRIBUTION | TNB | WP PUTRAJAYA & CYBERJAYA | Unknown | Unknown |  |  |  | Unknown | [17 empty] | 3 | Pass | null
257972446 |  |  | 26103835 | 26103951 |  |  | Existing | RYB |  |  | CLOSED | CLOSED | MAIN |  | 11 kV | Unknown |  | 0 |  |  |  | Unknown |  |  | PPU PUTRAJAYA NO13 | Unknown | Unknown | Unknown | Unknown | DISTRIBUTION | TNB | WP PUTRAJAYA & CYBERJAYA | Unknown | Unknown |  |  |  | Unknown | [17 empty] | 3 | Pass | null
257972454 |  |  | 26103866 | 26103904 |  |  | Existing | RYB |  |  | CLOSED | CLOSED | MAIN |  | 11 kV | Unknown |  | 0 |  |  |  | Unknown |  |  | PPU PUTRAJAYA NO13 | Unknown | Unknown | Unknown | Unknown | DISTRIBUTION | TNB | WP PUTRAJAYA & CYBERJAYA | Unknown | Unknown |  |  |  | Unknown | [17 empty] | 3 | Pass | null
257972458 |  |  | 26103867 | 26103900 |  |  | Existing | RYB |  |  | CLOSED | CLOSED | MAIN |  | 11 kV | Unknown |  | 0 |  |  |  | Unknown |  |  | PPU PUTRAJAYA NO13 | Unknown | Unknown | Unknown | Unknown | DISTRIBUTION | TNB | WP PUTRAJAYA & CYBERJAYA | Unknown | Unknown |  |  |  | Unknown | [17 empty] | 3 | Pass | null
257972462 |  |  | 26103869 | 26103902 |  |  | Existing | RYB |  |  | CLOSED | CLOSED | MAIN |  | 11 kV | Unknown |  | 0 |  |  |  | Unknown |  |  | PPU PUTRAJAYA NO13 | Unknown | Unknown | Unknown | Unknown | DISTRIBUTION | TNB | WP PUTRAJAYA & CYBERJAYA | Unknown | Unknown |  |  |  | Unknown | [17 empty] | 3 | Pass | null
257972466 |  |  | 26103870 | 26103906 |  |  | Existing | RYB |  |  | CLOSED | CLOSED | MAIN |  | 11 kV | Unknown |  | 0 |  |  |  | Unknown |  |  | PPU PUTRAJAYA NO13 | Unknown | Unknown | Unknown | Unknown | DISTRIBUTION | TNB | WP PUTRAJAYA & CYBERJAYA | Unknown | Unknown |  |  |  | Unknown | [17 empty] | 3 | Pass | null
257987089 |  | PTJ1-5 | 9525081 | 9525169 |  |  | Existing | RYB |  |  | CLOSED | CLOSED | NEUTRAL |  | Unknown | Unknown |  | 0 |  |  |  | Unknown |  |  | PPU PUTRAJAYA NO 1 | Unknown | Unknown | Unknown | Unknown | DISTRIBUTION | TNB | WP PUTRAJAYA & CYBERJAYA | Unknown | Unknown |  |  |  | Unknown | [17 empty] | 3 | Fail | Please check "Operating Voltage"
257987094 |  | 6P5 | 9664033 | 9664034 |  |  | Existing | RYB |  | SPARE 3 | CLOSED | CLOSED | MAIN | 36.000 kV | 33 kV | GAS |  | 0 |  |  |  | SIEMENS |  |  | PPU PUTRAJAYA NO 1 | Unknown | Unknown | Unknown | Unknown | DISTRIBUTION | TNB | WP PUTRAJAYA & CYBERJAYA | Unknown | Unknown |  |  |  | Unknown | [17 empty] | 3 | Pass | null
257987102 |  | 4P5 | 9525000 | 9525127 |  |  | Existing | RYB |  | PPU 17 PJ | CLOSED | CLOSED | MAIN | 36.000 kV | Unknown | GAS |  | 0 |  |  |  | SIEMENS |  |  | PPU PUTRAJAYA NO 1 | Unknown | Unknown | Unknown | Unknown | DISTRIBUTION | TNB | WP PUTRAJAYA & CYBERJAYA | Unknown | Unknown |  |  |  | Unknown | [17 empty] | 3 | Fail | Please check "Operating Voltage"
257987106 |  | 2H0 | 9525021 | 9525153 |  |  | Existing | RYB |  | ALATUBAH NO2 | CLOSED | CLOSED | MAIN | 36.000 kV | Unknown | GAS |  | 0 |  |  |  | SIEMENS |  |  | PPU PUTRAJAYA NO 1 | Unknown | Unknown | Unknown | Unknown | DISTRIBUTION | TNB | WP PUTRAJAYA & CYBERJAYA | Unknown | Unknown |  |  |  | Unknown | [17 empty] | 3 | Fail | Please check "Operating Voltage"
257987110 |  | 2P5 | 9525022 | 9525128 |  |  | Existing | RYB |  | PMU SERDANG | CLOSED | CLOSED | MAIN | 36.000 kV | Unknown | GAS |  | 0 |  |  |  | SIEMENS |  |  | PPU PUTRAJAYA NO 1 | Unknown | Unknown | Unknown | Unknown | DISTRIBUTION | TNB | WP PUTRAJAYA & CYBERJAYA | Unknown | Unknown |  |  |  | Unknown | [17 empty] | 3 | Fail | Please check "Operating Voltage"
257987114 |  | 1HO | 9525053 | 9525131 |  |  | Existing | RYB |  | ALATUBAH NO1 | CLOSED | CLOSED | MAIN | 36.000 kV | 33 kV | GAS |  | 0 |  |  |  | SIEMENS |  |  | PPU PUTRAJAYA NO 1 | Unknown | Unknown | Unknown | Unknown | DISTRIBUTION | TNB | WP PUTRAJAYA & CYBERJAYA | Unknown | Unknown |  |  |  | Unknown | [17 empty] | 3 | Pass | null
257987118 |  | 1P5 | 9525054 | 9525151 |  |  | Existing | RYB |  | PPU PUTRAJAYA NO4 | CLOSED | CLOSED | MAIN | 36.000 kV | 33 kV | GAS |  | 0 |  |  |  | SIEMENS |  |  | PPU PUTRAJAYA NO 1 | Unknown | Unknown | Unknown | Unknown | DISTRIBUTION | TNB | WP PUTRAJAYA & CYBERJAYA | Unknown | Unknown |  |  |  | Unknown | [17 empty] | 3 | Pass | null
257987122 |  | 3P5 | 9525088 | 9525189 |  |  | Existing | RYB |  | PMU SERDANG | CLOSED | CLOSED | MAIN | 36.000 kV | 33 kV | GAS |  | 0 |  |  |  | SIEMENS |  |  | PPU PUTRAJAYA NO 1 | Unknown | Unknown | Unknown | Unknown | DISTRIBUTION | TNB | WP PUTRAJAYA & CYBERJAYA | Unknown | Unknown |  |  |  | Unknown | [17 empty] | 3 | Pass | null
257987174 |  | 9 | 9525084 | 9525187 |  |  | Existing | RYB |  | SS 1.02 (KOMPLEX B / BLOCK B2) | CLOSED | CLOSED | MAIN | 12.000 kV | Unknown | VACUMM |  | 1998 |  |  |  | EPE |  |  | PPU PUTRAJAYA NO 1 | Unknown | Unknown | Unknown | Unknown | DISTRIBUTION | TNB | WP PUTRAJAYA & CYBERJAYA | Unknown | Unknown |  |  |  | Unknown | [17 empty] | 3 | Fail | Please check "Operating Voltage"
257987178 |  | 17 | 9592691 | 9592694 |  |  | Existing | RYB |  | P/E 16.11 (KEDIAMAN TPM) | CLOSED | CLOSED | MAIN | 12.000 kV | 11 kV | VACUMM |  | 1998 |  |  |  | EPE |  |  | PPU PUTRAJAYA NO 1 | Unknown | Unknown | Unknown | Unknown | DISTRIBUTION | TNB | WP PUTRAJAYA & CYBERJAYA | Unknown | Unknown |  |  |  | Unknown | [17 empty] | 3 | Pass | null
257987182 |  | 19 | 9592699 | 9592702 |  |  | Existing | RYB |  | P/E 2.03 (RUMAH PAM) | CLOSED | CLOSED | MAIN | 12.000 kV | Unknown | VACUMM |  | 1998 |  |  |  | EPE |  |  | PPU PUTRAJAYA NO 1 | Unknown | Unknown | Unknown | Unknown | DISTRIBUTION | TNB | WP PUTRAJAYA & CYBERJAYA | Unknown | Unknown |  |  |  | Unknown | [17 empty] | 3 | Fail | Please check "Operating Voltage"
257987186 |  | 10 | 9524999 | 9525109 |  |  | Existing | RYB |  | P/E 1.24 (BOT PUMP) | CLOSED | CLOSED | MAIN | 12.000 kV | Unknown | VACUMM |  | 1998 |  |  |  | EPE |  |  | PPU PUTRAJAYA NO 1 | Unknown | Unknown | Unknown | Unknown | DISTRIBUTION | TNB | WP PUTRAJAYA & CYBERJAYA | Unknown | Unknown |  |  |  | Unknown | [17 empty] | 3 | Fail | Please check "Operating Voltage"
257987190 |  | 32 | 9525023 | 9781845 |  |  | Existing | RYB |  | ALATUBAH NO 2 | CLOSED | CLOSED | MAIN | 12.000 kV | 11 kV | VACUMM |  | 1998 |  |  |  | EPE |  |  | PPU PUTRAJAYA NO 1 | Unknown | Unknown | Unknown | Unknown | DISTRIBUTION | TNB | WP PUTRAJAYA & CYBERJAYA | Unknown | Unknown |  |  |  | Unknown | [17 empty] | 3 | Pass | null
257987194 |  | 2 | 9525024 | 9525130 |  |  | Existing | RYB |  | P/E 1.31 (PERSIARAN PERDANA) | CLOSED | CLOSED | MAIN | 12.000 kV | Unknown | VACUMM |  | 1998 |  |  |  | EPE |  |  | PPU PUTRAJAYA NO 1 | Unknown | Unknown | Unknown | Unknown | DISTRIBUTION | TNB | WP PUTRAJAYA & CYBERJAYA | Unknown | Unknown |  |  |  | Unknown | [17 empty] | 3 | Fail | Please check "Operating Voltage"
257987198 |  | 4 | 9525025 | 9525103 |  |  | Existing | RYB |  | SS 1.51 (BLOCK E14) | CLOSED | CLOSED | MAIN | 12.000 kV | 11 kV | VACUMM |  | 1998 |  |  |  | EPE |  |  | PPU PUTRAJAYA NO 1 | Unknown | Unknown | Unknown | Unknown | DISTRIBUTION | TNB | WP PUTRAJAYA & CYBERJAYA | Unknown | Unknown |  |  |  | Unknown | [17 empty] | 3 | Pass | null
257987202 |  | 6 | 9525001 | 9525105 |  |  | Existing | RYB |  | SS 1.02 (KOMPLEK B/BLOCK B2) | CLOSED | CLOSED | MAIN | 12.000 kV | 11 kV | VACUMM |  | 1998 |  |  |  | EPE |  |  | PPU PUTRAJAYA NO 1 | Unknown | Unknown | Unknown | Unknown | DISTRIBUTION | TNB | WP PUTRAJAYA & CYBERJAYA | Unknown | Unknown |  |  |  | Unknown | [17 empty] | 3 | Pass | null
257987206 |  | 8 | 9525002 | 9525107 |  |  | Existing | RYB |  | P/E 16.11 (KEDIAMAN TPM) | CLOSED | CLOSED | MAIN | 12.000 kV | Unknown | VACUMM |  | 1998 |  |  |  | EPE |  |  | PPU PUTRAJAYA NO 1 | Unknown | Unknown | Unknown | Unknown | DISTRIBUTION | TNB | WP PUTRAJAYA & CYBERJAYA | Unknown | Unknown |  |  |  | Unknown | [17 empty] | 3 | Fail | Please check "Operating Voltage"
257987210 |  | 31 | 9525050 | 9781827 |  |  | Existing | RYB |  | ALATUBAH NO 1 | CLOSED | CLOSED | MAIN | 12.000 kV | 11 kV | VACUMM |  | 1998 |  |  |  | EPE |  |  | PPU PUTRAJAYA NO 1 | Unknown | Unknown | Unknown | Unknown | DISTRIBUTION | TNB | WP PUTRAJAYA & CYBERJAYA | Unknown | Unknown |  |  |  | Unknown | [17 empty] | 3 | Pass | null
257987214 |  | 1 | 9525051 | 9525140 |  |  | Existing | RYB |  | SS 1.51 (BLOK E14) | CLOSED | CLOSED | MAIN | 12.000 kV | 11 kV | VACUMM |  | 1998 |  |  |  | EPE |  |  | PPU PUTRAJAYA NO 1 | Unknown | Unknown | Unknown | Unknown | DISTRIBUTION | TNB | WP PUTRAJAYA & CYBERJAYA | Unknown | Unknown |  |  |  | Unknown | [17 empty] | 3 | Pass | null
257987218 |  | 3 | 9525052 | 9525138 |  |  | Existing | RYB |  | PE 1.24 (BOT PUMP) | CLOSED | CLOSED | MAIN | 12.000 kV | Unknown | VACUMM |  | 1998 |  |  |  | EPE |  |  | PPU PUTRAJAYA NO 1 | Unknown | Unknown | Unknown | Unknown | DISTRIBUTION | TNB | WP PUTRAJAYA & CYBERJAYA | Unknown | Unknown |  |  |  | Unknown | [17 empty] | 3 | Fail | Please check "Operating Voltage"
257987222 |  | 5 | 9525082 | 9525183 |  |  | Existing | RYB |  | PE 1.34 (PADAT PROMADE) | CLOSED | CLOSED | MAIN | 12.000 kV | 11 kV | VACUMM |  | 1998 |  |  |  | EPE |  |  | PPU PUTRAJAYA NO 1 | Unknown | Unknown | Unknown | Unknown | DISTRIBUTION | TNB | WP PUTRAJAYA & CYBERJAYA | Unknown | Unknown |  |  |  | Unknown | [17 empty] | 3 | Pass | null
257987226 |  | 7 | 9525083 | 9525185 |  |  | Existing | RYB |  | PE 1.33 (PADAT PPU 1) | CLOSED | CLOSED | MAIN | 12.000 kV | Unknown | VACUMM |  | 1998 |  |  |  | EPE |  |  | PPU PUTRAJAYA NO 1 | Unknown | Unknown | Unknown | Unknown | DISTRIBUTION | TNB | WP PUTRAJAYA & CYBERJAYA | Unknown | Unknown |  |  |  | Unknown | [17 empty] | 3 | Fail | Please check "Operating Voltage"
257987230 |  | 11 | 9525085 | 9525160 |  |  | Existing | RYB |  | SS 1.23 (KOMPLEK D/BLOCK D9) | CLOSED | CLOSED | MAIN | 12.000 kV | 11 kV | VACUMM |  | 1998 |  |  |  | EPE |  |  | PPU PUTRAJAYA NO 1 | Unknown | Unknown | Unknown | Unknown | DISTRIBUTION | TNB | WP PUTRAJAYA & CYBERJAYA | Unknown | Unknown |  |  |  | Unknown | [17 empty] | 3 | Pass | null
257987234 |  | 13 | 9525086 | 9525162 |  |  | Existing | RYB |  | SS 10.01 (PMR) | CLOSED | CLOSED | MAIN | 12.000 kV | 11 kV | VACUMM |  | 1998 |  |  |  | EPE |  |  | PPU PUTRAJAYA NO 1 | Unknown | Unknown | Unknown | Unknown | DISTRIBUTION | TNB | WP PUTRAJAYA & CYBERJAYA | Unknown | Unknown |  |  |  | Unknown | [17 empty] | 3 | Pass | null
257987238 |  | 15 | 9525087 | 9525164 |  |  | Existing | RYB |  | P/E 2.03 (RUMAH PAM) | CLOSED | CLOSED | MAIN | 12.000 kV | Unknown | VACUMM |  | 1998 |  |  |  | EPE |  |  | PPU PUTRAJAYA NO 1 | Unknown | Unknown | Unknown | Unknown | DISTRIBUTION | TNB | WP PUTRAJAYA & CYBERJAYA | Unknown | Unknown |  |  |  | Unknown | [17 empty] | 3 | Fail | Please check "Operating Voltage"
257987242 |  | 14 | 9524976 | 9525113 |  |  | Existing | RYB |  | SS 1.23 (KOMPLEK D/BLOCK B9) | CLOSED | CLOSED | MAIN | 12.000 kV | Unknown | VACUMM |  | 1998 |  |  |  | EPE |  |  | PPU PUTRAJAYA NO 1 | Unknown | Unknown | Unknown | Unknown | DISTRIBUTION | TNB | WP PUTRAJAYA & CYBERJAYA | Unknown | Unknown |  |  |  | Unknown | [17 empty] | 3 | Fail | Please check "Operating Voltage"
257987246 |  | 16 | 9524978 | 9525115 |  |  | Existing | RYB |  | LOCAL TX | CLOSED | CLOSED | MAIN | 12.000 kV | Unknown | VACUMM |  | 1998 |  |  |  | EPE |  |  | PPU PUTRAJAYA NO 1 | Unknown | Unknown | Unknown | Unknown | DISTRIBUTION | TNB | WP PUTRAJAYA & CYBERJAYA | Unknown | Unknown |  |  |  | Unknown | [17 empty] | 3 | Fail | Please check "Operating Voltage"
257987250 |  | 12 | 9524979 | 9525111 |  |  | Existing | RYB |  | SS 1.01 (PEJABAT PM) | CLOSED | CLOSED | MAIN | 12.000 kV | 11 kV | VACUMM |  | 1998 |  |  |  | EPE |  |  | PPU PUTRAJAYA NO 1 | Unknown | Unknown | Unknown | Unknown | DISTRIBUTION | TNB | WP PUTRAJAYA & CYBERJAYA | Unknown | Unknown |  |  |  | Unknown | [17 empty] | 3 | Pass | null
257987518 |  | B/S-30 | 9525048 | 9525144 | VPTJ/PPU/G00008/NB30 | 300278166 | Existing | RYB |  | B/SECTION | CLOSED | CLOSED | BUSBAR SECTION | 12.000 kV | Unknown | VACUMM | 19991004 | 1998 |  |  |  | EPE |  |  | PPU PUTRAJAYA NO 1 | Unknown | Unknown | Unknown | Unknown | DISTRIBUTION | TNB | WP PUTRAJAYA & CYBERJAYA | Unknown | Unknown |  |  |  | Unknown | [17 empty] | 3 | Fail | Please check "Operating Voltage"
257987522 | 1S0 | B/S-1S0 | 9525047 | 9525148 | VPTJ/PPU/G00008/MB1SO | 300278148 | Existing | RYB |  | BUS SECTION | CLOSED | CLOSED | BUSBAR SECTION | 36.000 kV | Unknown | GAS | 19991004 | 0 |  |  |  | SIEMENS |  |  | PPU PUTRAJAYA NO 1 | Unknown | Unknown | Unknown | Unknown | DISTRIBUTION | TNB | WP PUTRAJAYA & CYBERJAYA | Unknown | Unknown |  |  |  | Unknown | [8 empty] | 1S0 | [8 empty] | 3 | Fail | Please check "Operating Voltage"
257987526 |  | PTJ1-3 | 9525049 | 9525133 |  |  | Existing | RYB |  |  | CLOSED | CLOSED | NEUTRAL |  | Unknown | Unknown |  | 0 |  |  |  | Unknown |  |  | PPU PUTRAJAYA NO 1 | Unknown | Unknown | Unknown | Unknown | DISTRIBUTION | TNB | WP PUTRAJAYA & CYBERJAYA | Unknown | Unknown |  |  |  | Unknown | [17 empty] | 3 | Fail | Please check "Operating Voltage"
257987530 |  | PTJ1-9 | 9525079 | 9525168 |  |  | Existing | RYB |  |  | CLOSED | CLOSED | NEUTRAL |  | Unknown | Unknown |  | 0 |  |  |  | Unknown |  |  | PPU PUTRAJAYA NO 1 | Unknown | Unknown | Unknown | Unknown | DISTRIBUTION | TNB | WP PUTRAJAYA & CYBERJAYA | Unknown | Unknown |  |  |  | Unknown | [17 empty] | 3 | Fail | Please check "Operating Voltage"
257987534 |  | PTJ1-7 | 9525080 | 9525190 |  |  | Existing | RYB |  |  | CLOSED | CLOSED | NEUTRAL |  | Unknown | Unknown |  | 0 |  |  |  | Unknown |  |  | PPU PUTRAJAYA NO 1 | Unknown | Unknown | Unknown | Unknown | DISTRIBUTION | TNB | WP PUTRAJAYA & CYBERJAYA | Unknown | Unknown |  |  |  | Unknown | [17 empty] | 3 | Fail | Please check "Operating Voltage"
376966275 | PTJ18291 |  |  |  | VPTJ/PCE/J00414/MB1 | 310444753 | Existing | RYB |  | PTJ18266 PE 18.26 APT 18R4 (F2) | CLOSED | CLOSED | LINK |  | 11 kV | [6 empty] | INDKOM |  |  | D-PTJ-C17-0998 | Unknown | Unknown | NO | NONE | DISTRIBUTION | TNB | WP PUTRAJAYA & CYBERJAYA | NO | Unknown |  |  |  | NO | [8 empty] | PTJ18291 | NO | [7 empty] | 3 | Pass | null
376966277 | PTJ18292 |  |  |  | VPTJ/PCE/J00414/MB1 | 310444753 | Existing | RYB |  | PTJ18294 PE 18.29 SEK.REN.AGAMA F2 | CLOSED | CLOSED | LINK |  | 11 kV | [6 empty] | INDKOM |  |  | D-PTJ-C17-0998 | Unknown | Unknown | NO | NONE | DISTRIBUTION | TNB | WP PUTRAJAYA & CYBERJAYA | NO | Unknown |  |  |  | NO | [8 empty] | PTJ18292 | NO | [7 empty] | 3 | Pass | null
376966390 | PTJ18294 |  |  |  | VPTJ/PCE/J00415/MB1 | 310444757 | Existing | RYB |  | PTJ18292 PE 18.29 SEK.REN.AGAMA F1 | CLOSED | CLOSED | LINK |  | 11 kV | [6 empty] | INDKOM |  |  | D-PTJ-C17-0998 | Unknown | Unknown | NO | NONE | DISTRIBUTION | TNB | WP PUTRAJAYA & CYBERJAYA | NO | Unknown |  |  |  | NO | [8 empty] | PTJ18294 | NO | [7 empty] | 3 | Pass | null
376966392 | PTJ18295 |  |  |  | VPTJ/PCE/J00415/MB1 | 310444757 | Existing | RYB |  | PTJ18274 PE 18.27 KLINIK KESIHATAN (F2) | CLOSED | CLOSED | LINK |  | 11 kV | [6 empty] | INDKOM |  |  | D-PTJ-C17-0998 | Unknown | Unknown | NO | NONE | DISTRIBUTION | TNB | WP PUTRAJAYA & CYBERJAYA | NO | Unknown |  |  |  | NO | [8 empty] | PTJ18295 | NO | [7 empty] | 3 | Pass | null
376970316 | CBJ24391 |  |  |  | VCBJ/PCE/J00150/MB1 | 310444760 | Existing | Unknown |  |  | CLOSED | CLOSED | LINK |  | 11 kV | [6 empty] | INDKOM |  |  | D-CBJ-C16-0568 | Unknown | Unknown | NO | NONE | DISTRIBUTION | TNB | WP PUTRAJAYA & CYBERJAYA | NO | Unknown |  |  |  | NO | [8 empty] | CBJ24391 | NO | [7 empty] | 0 | Fail | Please check "Phasing"
376970318 | CBJ24392 |  |  |  | VCBJ/PCE/J00150/MB1 | 310444760 | Existing | Unknown |  |  | CLOSED | CLOSED | LINK |  | 11 kV | [6 empty] | INDKOM |  |  | D-CBJ-C16-0568 | Unknown | Unknown | NO | NONE | DISTRIBUTION | TNB | WP PUTRAJAYA & CYBERJAYA | NO | Unknown |  |  |  | NO | [8 empty] | CBJ24392 | NO | [7 empty] | 0 | Fail | Please check "Phasing"
376970442 | PTJ19041 | [5 empty] | Existing | Unknown |  |  | CLOSED | CLOSED | LINK |  | 11 kV | [9 empty] | D-PTJ-C17-1095 | Unknown | Unknown | NO | NONE | DISTRIBUTION | TNB | WP PUTRAJAYA & CYBERJAYA | NO | Unknown |  |  |  | NO | [8 empty] | PTJ19041 | NO | [7 empty] | 0 | Fail | Please check "Phasing"
376970444 | PTJ19043 | [5 empty] | Existing | Unknown |  |  | CLOSED | CLOSED | LINK |  | 11 kV | [9 empty] | D-PTJ-C17-1095 | Unknown | Unknown | NO | NONE | DISTRIBUTION | TNB | WP PUTRAJAYA & CYBERJAYA | NO | Unknown |  |  |  | NO | [8 empty] | PTJ19043 | NO | [7 empty] | 0 | Fail | Please check "Phasing"
376970588 | CBJ23425 | [5 empty] | Existing | Unknown |  |  | CLOSED | CLOSED | LINK |  | 11 kV | [9 empty] | D-CBJ-C16-0520 | Unknown | Unknown | NO | NONE | DISTRIBUTION | TNB | WP PUTRAJAYA & CYBERJAYA | NO | Unknown |  |  |  | NO | [8 empty] | CBJ23425 | NO | [7 empty] | 0 | Fail | Please check "Phasing"
376970602 | CBJ23424 | [5 empty] | Existing | Unknown |  |  | CLOSED | CLOSED | LINK |  | 11 kV | [9 empty] | D-CBJ-C16-0520 | Unknown | Unknown | NO | NONE | DISTRIBUTION | TNB | WP PUTRAJAYA & CYBERJAYA | NO | Unknown |  |  |  | NO | [8 empty] | CBJ23424 | NO | [7 empty] | 0 | Fail | Please check "Phasing"
376970792 | CBJ23422 | [5 empty] | Existing | Unknown |  |  | CLOSED | CLOSED | LINK |  | 11 kV | [9 empty] | D-CBJ-C16-0520 | Unknown | Unknown | NO | NONE | DISTRIBUTION | TNB | WP PUTRAJAYA & CYBERJAYA | NO | Unknown |  |  |  | NO | [8 empty] | CBJ23422 | NO | [7 empty] | 0 | Fail | Please check "Phasing"
376970794 | CBJ23421 | [5 empty] | Existing | Unknown |  |  | CLOSED | CLOSED | LINK |  | 11 kV | [9 empty] | D-CBJ-C16-0520 | Unknown | Unknown | NO | NONE | DISTRIBUTION | TNB | WP PUTRAJAYA & CYBERJAYA | NO | Unknown |  |  |  | NO | [8 empty] | CBJ23421 | NO | [7 empty] | 0 | Fail | Please check "Phasing"
377653011 | [6 empty] | Existing | RYB |  | LOCAL TX | CLOSED |  | MAIN |  | 11 kV | [6 empty] | TAMCO |  |  | PPU PUTRAJAYA NO 5 | Unknown | Unknown | Unknown | Unknown | DISTRIBUTION | TNB | WP PUTRAJAYA & CYBERJAYA | Unknown |  |  |  |  | Unknown | [17 empty] | 3 | Pass | null
377654885 | CBJ21972 |  |  |  | VCBJ/PCE/J21971/MB21971 | 310371011 | Existing | RYB |  |  | CLOSED | CLOSED | LINK |  | 11 kV | [6 empty] | SCHNEIDER |  |  | PE 21.97 MY VILLA PRESINT 4 | Unknown | Unknown | NO | NONE | DISTRIBUTION | TNB | WP PUTRAJAYA & CYBERJAYA | NO | Unknown |  |  |  | NO | [8 empty] | CBJ21972 | NO | [7 empty] | 3 | Pass | null
377654902 | CBJ21974 |  |  |  | VCBJ/PCE/J21971/MB21971 | 310371011 | Existing | RYB |  |  | CLOSED | CLOSED | LINK |  | 11 kV | [6 empty] | SCHNEIDER |  |  | PE 21.97 MY VILLA PRESINT 4 | Unknown | Unknown | NO | NONE | DISTRIBUTION | TNB | WP PUTRAJAYA & CYBERJAYA | NO | Unknown |  |  |  | NO | [8 empty] | CBJ21974 | NO | [7 empty] | 3 | Pass | null
377671661 | CBJ22183 |  |  |  | VCBJ/PCE/J22181/MB22181 | 300280552 | Existing | RYB |  | PENGGUNA | CLOSED | CLOSED | LINK |  | 11 kV |  | 20010711 |  |  |  |  | INDKOM |  |  | SS 22.18 MDeC F1 | Unknown | Unknown | NO | NONE | DISTRIBUTION | TNB | WP PUTRAJAYA & CYBERJAYA | NO | Unknown |  |  |  | NO | [8 empty] | CBJ22183 | NO | [7 empty] | 3 | Pass | null
377671667 | CBJ22181 |  |  |  | VCBJ/PCE/J22181/MB22181 | 300280552 | Existing | RYB |  | C23383 PE 23.38 RADIUS 2 F1 | CLOSED | CLOSED | LINK |  | 11 kV |  | 20010711 |  |  |  |  | INDKOM |  |  | SS 22.18 MDeC F1 | Unknown | Unknown | NO | NONE | DISTRIBUTION | TNB | WP PUTRAJAYA & CYBERJAYA | NO | Unknown |  |  |  | NO | [8 empty] | CBJ22181 | NO | [7 empty] | 3 | Pass | null
377671672 | CBJ22182 |  |  |  | VCBJ/PCE/J22181/MB22181 | 300280552 | Existing | RYB |  | CBJ22321 PE 22.32 MOTOROLA (F1) | CLOSED | CLOSED | LINK |  | 11 kV |  | 20010711 |  |  |  |  | INDKOM |  |  | SS 22.18 MDeC F1 | Unknown | Unknown | NO | NONE | DISTRIBUTION | TNB | WP PUTRAJAYA & CYBERJAYA | NO | Unknown |  |  |  | NO | [8 empty] | CBJ22182 | NO | [7 empty] | 3 | Pass | null
377671690 | CBJ22186 |  |  |  | VCBJ/PCE/J22182/MB22184 | 300280553 | Existing | RYB |  | PENGGUNA | CLOSED | CLOSED | LINK |  | 11 kV |  | 20010711 |  |  |  |  | INDKOM |  |  | SS 22.18 MDeC F2 | Unknown | Unknown | NO | NONE | DISTRIBUTION | TNB | WP PUTRAJAYA & CYBERJAYA | NO | Unknown |  |  |  | NO | [8 empty] | CBJ22186 | NO | [7 empty] | 3 | Pass | null
377671696 | CBJ22184 |  |  |  | VCBJ/PCE/J22182/MB22184 | 300280553 | Existing | RYB |  | C21952 SS 21.95 (SITE OFFICE SKY PARK) | CLOSED | CLOSED | LINK |  | 11 kV |  | 20010711 |  |  |  |  | INDKOM |  |  | SS 22.18 MDeC F2 | Unknown | Unknown | NO | NONE | DISTRIBUTION | TNB | WP PUTRAJAYA & CYBERJAYA | NO | Unknown |  |  |  | NO | [8 empty] | CBJ22184 | NO | [7 empty] | 3 | Pass | null
377671701 | CBJ22185 |  |  |  | VCBJ/PCE/J22182/MB22184 | 300280553 | Existing | RYB |  | C22324 PE 22.32 MOTOROLA (F2) | CLOSED | CLOSED | LINK |  | 11 kV |  | 20010711 |  |  |  |  | INDKOM |  |  | SS 22.18 MDeC F2 | Unknown | Unknown | NO | NONE | DISTRIBUTION | TNB | WP PUTRAJAYA & CYBERJAYA | NO | Unknown |  |  |  | NO | [8 empty] | CBJ22185 | NO | [7 empty] | 3 | Pass | null
377671709 | CBJ22321 |  |  |  | VCBJ/PCE/J22321/MB22321 | 300280507 | Existing | RYB |  | C22182 SS 22.18 MDeC (F1) | CLOSED | CLOSED | LINK |  | 11 kV |  | 21/11/2003 |  |  |  |  | INDKOM |  |  | PE 22.32 MOTOROLA F1 | Unknown | Unknown | NO | NONE | DISTRIBUTION | TNB | WP PUTRAJAYA & CYBERJAYA | NO | Unknown |  |  |  | NO | [8 empty] | CBJ22321 | NO | [7 empty] | 3 | Pass | null
377671714 | CBJ22322 |  |  |  | VCBJ/PCE/J22321/MB22321 | 300280507 | Existing | RYB |  | C22351 PE 22.35 Prima Pro 2 (F1) | CLOSED | CLOSED | LINK |  | 11 kV |  | 21/11/2003 |  |  |  |  | INDKOM |  |  | PE 22.32 MOTOROLA F1 | Unknown | Unknown | NO | NONE | DISTRIBUTION | TNB | WP PUTRAJAYA & CYBERJAYA | NO | Unknown |  |  |  | NO | [8 empty] | CBJ22322 | NO | [7 empty] | 3 | Pass | null
377671732 | CBJ22324 |  |  |  | VCBJ/PCE/J22322/MB22324 | 300280511 | Existing | RYB |  | CBJ22185 SS 22.18 MDeC (F2) | CLOSED | CLOSED | LINK |  | 11 kV |  | 21/11/2003 |  |  |  |  | INDKOM |  |  | PE 22.32 MOTOROLA F2 | Unknown | Unknown | NO | NONE | DISTRIBUTION | TNB | WP PUTRAJAYA & CYBERJAYA | NO | Unknown |  |  |  | NO | [8 empty] | CBJ22324 | NO | [7 empty] | 3 | Pass | null
377671737 | CBJ22325 |  |  |  | VCBJ/PCE/J22322/MB22324 | 300280511 | Existing | RYB |  | CBJ22355 PE 22.35 Prima Pro 2 (F2) | CLOSED | CLOSED | LINK |  | 11 kV |  | 21/11/2003 |  |  |  |  | INDKOM |  |  | PE 22.32 MOTOROLA F2 | Unknown | Unknown | NO | NONE | DISTRIBUTION | TNB | WP PUTRAJAYA & CYBERJAYA | NO | Unknown |  |  |  | NO | [8 empty] | CBJ22325 | NO | [7 empty] | 3 | Pass | null
377671838 | CBJ22354 |  |  |  | VCBJ/PCE/J22351/MB22351 | 300280503 | Existing | RYB |  | CBJ22191 SS 22.19 (F1) | CLOSED | CLOSED | LINK |  | 11 kV |  | 20041208 |  |  |  |  | TAMCO |  |  | PE 22.35 PRIMA PROP 2 F1 | Unknown | Unknown | NO | NONE | DISTRIBUTION | TNB | WP PUTRAJAYA & CYBERJAYA | NO | Unknown |  |  |  | NO | [8 empty] | CBJ22354 | NO | [7 empty] | 3 | Pass | null
377671855 | CBJ22351 |  |  |  | VCBJ/PCE/J22351/MB22351 | 300280503 | Existing | RYB |  |  | CLOSED | CLOSED | LINK |  | 11 kV |  | 20041208 |  |  |  |  | TAMCO |  |  | PE 22.35 PRIMA PROP 2 F1 | Unknown | Unknown | NO | NONE | DISTRIBUTION | TNB | WP PUTRAJAYA & CYBERJAYA | NO | Unknown |  |  |  | NO | [8 empty] | CBJ22351 | NO | [7 empty] | 3 | Pass | null
377671867 | CBJ22355 |  |  |  | VCBJ/PCE/J22352/MB22355 | 300280504 | Existing | RYB |  | CBJ22325 PE 22.32 MOTOROLA (F2) | CLOSED | CLOSED | LINK |  | 11 kV |  | 20041208 |  |  |  |  | TAMCO |  |  | PE 22.35 PRIMA PROP 2 F2 | Unknown | Unknown | NO | NONE | DISTRIBUTION | TNB | WP PUTRAJAYA & CYBERJAYA | NO | Unknown |  |  |  | NO | [8 empty] | CBJ22355 | NO | [7 empty] | 3 | Pass | null
377671884 | CBJ22358 |  |  |  | VCBJ/PCE/J22352/MB22355 | 300280504 | Existing | RYB |  | CBJ22194 SS 22.19 (F2) | CLOSED | CLOSED | LINK |  | 11 kV |  | 20041208 |  |  |  |  | TAMCO |  |  | PE 22.35 PRIMA PROP 2 F2 | Unknown | Unknown | NO | NONE | DISTRIBUTION | TNB | WP PUTRAJAYA & CYBERJAYA | NO | Unknown |  |  |  | NO | [8 empty] | CBJ22358 | NO | [7 empty] | 3 | Pass | null
377672084 | CBJ22192 |  |  |  | VCBJ/PCE/J22191/MB22191 | 300280546 | Existing | RYB |  | CBJ22471 SS 22.47 DHL 2 (F1) | CLOSED | CLOSED | LINK |  | 11 kV |  | 19/02/2002 |  |  |  |  | INDKOM |  |  | SS 22.19 (QUILL)P.MULTIMEDIA( DHL ) F1 | Unknown | Unknown | NO | NONE | DISTRIBUTION | TNB | WP PUTRAJAYA & CYBERJAYA | NO | Unknown |  |  |  | NO | [8 empty] | CBJ22192 | NO | [7 empty] | 3 | Pass | null
377672090 | CBJ22193 |  |  |  | VCBJ/PCE/J22191/MB22191 | 300280546 | Existing | RYB |  | PENGGUNA 1 | CLOSED | CLOSED | LINK |  | 11 kV |  | 19/02/2002 |  |  |  |  | INDKOM |  |  | SS 22.19 (QUILL)P.MULTIMEDIA( DHL ) F1 | Unknown | Unknown | NO | NONE | DISTRIBUTION | TNB | WP PUTRAJAYA & CYBERJAYA | NO | Unknown |  |  |  | NO | [8 empty] | CBJ22193 | NO | [7 empty] | 3 | Pass | null
377672095 | CBJ22191 |  |  |  | VCBJ/PCE/J22191/MB22191 | 300280546 | Existing | RYB |  | CBJ22354 PE 22.35 Prima Pro 2 (F1) | CLOSED | CLOSED | LINK |  | 11 kV |  | 19/02/2002 |  |  |  |  | INDKOM |  |  | SS 22.19 (QUILL)P.MULTIMEDIA( DHL ) F1 | Unknown | Unknown | NO | NONE | DISTRIBUTION | TNB | WP PUTRAJAYA & CYBERJAYA | NO | Unknown |  |  |  | NO | [8 empty] | CBJ22191 | NO | [7 empty] | 3 | Pass | null
377672110 | CBJ22195 |  |  |  | VCBJ/PCE/J22192/MB22194 | 300280548 | Existing | RYB |  |  | CLOSED | CLOSED | LINK |  | 11 kV |  | 19/02/2002 |  |  |  |  | INDKOM |  |  | SS 22.19 (QUILL)P.MULTIMEDIA( DHL ) F2 | Unknown | Unknown | NO | NONE | DISTRIBUTION | TNB | WP PUTRAJAYA & CYBERJAYA | NO | Unknown |  |  |  | NO | [8 empty] | CBJ22195 | NO | [7 empty] | 3 | Pass | null
377672116 | CBJ22196 |  |  |  | VCBJ/PCE/J22192/MB22194 | 300280548 | Existing | RYB |  | PENGGUNA 2 | CLOSED | CLOSED | LINK |  | 11 kV |  | 19/02/2002 |  |  |  |  | INDKOM |  |  | SS 22.19 (QUILL)P.MULTIMEDIA( DHL ) F2 | Unknown | Unknown | NO | NONE | DISTRIBUTION | TNB | WP PUTRAJAYA & CYBERJAYA | NO | Unknown |  |  |  | NO | [8 empty] | CBJ22196 | NO | [7 empty] | 3 | Pass | null
377672121 | CBJ22194 |  |  |  | VCBJ/PCE/J22192/MB22194 | 300280548 | Existing | RYB |  | CBJ22358 PE 22.35 Prima Pro 2 (F2) | CLOSED | CLOSED | LINK |  | 11 kV |  | 19/02/2002 |  |  |  |  | INDKOM |  |  | SS 22.19 (QUILL)P.MULTIMEDIA( DHL ) F2 | Unknown | Unknown | NO | NONE | DISTRIBUTION | TNB | WP PUTRAJAYA & CYBERJAYA | NO | Unknown |  |  |  | NO | [8 empty] | CBJ22194 | NO | [7 empty] | 3 | Pass | null
377672136 | CBJ22472 |  |  |  | VCBJ/PCE/J22471/MB22471 | 300280477 | Existing | RYB |  | PENGGUNA 1 | CLOSED | CLOSED | LINK |  | 11 kV |  | 13/10/2005 |  |  |  |  | MERLIN GERIN |  |  | SS 22.47 DHL 2 F1 | Unknown | Unknown | NO | NONE | DISTRIBUTION | TNB | WP PUTRAJAYA & CYBERJAYA | NO | Unknown |  |  |  | NO | [8 empty] | CBJ22472 | NO | [7 empty] | 3 | Pass | null
377672142 | CBJ22471 |  |  |  | VCBJ/PCE/J22471/MB22471 | 300280477 | Existing | RYB |  | CBJ22192 SS 22.19 (F1) | CLOSED | CLOSED | LINK |  | 11 kV |  | 13/10/2005 |  |  |  |  | MERLIN GERIN |  |  | SS 22.47 DHL 2 F1 | Unknown | Unknown | NO | NONE | DISTRIBUTION | TNB | WP PUTRAJAYA & CYBERJAYA | NO | Unknown |  |  |  | NO | [8 empty] | CBJ22471 | NO | [7 empty] | 3 | Pass | null
377672147 | CBJ22473 |  |  |  | VCBJ/PCE/J22471/MB22471 | 300280477 | Existing | RYB |  | CBJ22091 PE 22.09 (F1) | CLOSED | CLOSED | LINK |  | 11 kV |  | 13/10/2005 |  |  |  |  | MERLIN GERIN |  |  | SS 22.47 DHL 2 F1 | Unknown | Unknown | NO | NONE | DISTRIBUTION | TNB | WP PUTRAJAYA & CYBERJAYA | NO | Unknown |  |  |  | NO | [8 empty] | CBJ22473 | NO | [7 empty] | 3 | Pass | null
377672162 | CBJ22474 |  |  |  | VCBJ/PCE/J22472/MB22474 | 300280479 | Existing | RYB |  | CBJ22195 SS 22.19 (F2) | CLOSED | CLOSED | LINK |  | 11 kV |  | 13/10/2005 |  |  |  |  | INDKOM |  |  | SS 22.47 DHL 2 F2 | Unknown | Unknown | NO | NONE | DISTRIBUTION | TNB | WP PUTRAJAYA & CYBERJAYA | NO | Unknown |  |  |  | NO | [8 empty] | CBJ22474 | NO | [7 empty] | 3 | Pass | null
377672168 | CBJ22475 |  |  |  | VCBJ/PCE/J22472/MB22474 | 300280479 | Existing | RYB |  | PENGGUNA 2 | CLOSED | CLOSED | LINK |  | 11 kV |  | 13/10/2005 |  |  |  |  | INDKOM |  |  | SS 22.47 DHL 2 F2 | Unknown | Unknown | NO | NONE | DISTRIBUTION | TNB | WP PUTRAJAYA & CYBERJAYA | NO | Unknown |  |  |  | NO | [8 empty] | CBJ22475 | NO | [7 empty] | 3 | Pass | null
377672173 | CBJ22476 |  |  |  | VCBJ/PCE/J22472/MB22474 | 300280479 | Existing | RYB |  |  | CLOSED | CLOSED | LINK |  | 11 kV |  | 13/10/2005 |  |  |  |  | INDKOM |  |  | SS 22.47 DHL 2 F2 | Unknown | Unknown | NO | NONE | DISTRIBUTION | TNB | WP PUTRAJAYA & CYBERJAYA | NO | Unknown |  |  |  | NO | [8 empty] | CBJ22476 | NO | [7 empty] | 3 | Pass | null
377672181 | CBJ22092 |  |  |  | VCBJ/PCE/J22091/MB22091 | 300280581 | Existing | RYB |  | CBJ22152 PE 22.15 (F1) | CLOSED | CLOSED | LINK |  | 11 kV |  | 21/06/2001 |  |  |  |  | INDKOM |  |  | PE 22.09 FUJITSU F1 | Unknown | Unknown | NO | NONE | DISTRIBUTION | TNB | WP PUTRAJAYA & CYBERJAYA | NO | Unknown |  |  |  | NO | [8 empty] | CBJ22092 | NO | [7 empty] | 3 | Pass | null
377672186 | CBJ22091 |  |  |  | VCBJ/PCE/J22091/MB22091 | 300280581 | Existing | RYB |  | CBJ22473 SS 22.47 DHL 2 (F1) | CLOSED | CLOSED | LINK |  | 11 kV |  | 21/06/2001 |  |  |  |  | INDKOM |  |  | PE 22.09 FUJITSU F1 | Unknown | Unknown | NO | NONE | DISTRIBUTION | TNB | WP PUTRAJAYA & CYBERJAYA | NO | Unknown |  |  |  | NO | [8 empty] | CBJ22091 | NO | [7 empty] | 3 | Pass | null
377672204 | CBJ22096 |  |  |  | VCBJ/PCE/J22092/MB22094 | 300280583 | Existing | RYB |  | CBJ22155 PE 22.15 (F2) | CLOSED | CLOSED | LINK |  | 11 kV |  | 21/06/2001 |  |  |  |  | INDKOM |  |  | PE 22.09 FUJITSU F2 | Unknown | Unknown | NO | NONE | DISTRIBUTION | TNB | WP PUTRAJAYA & CYBERJAYA | NO | Unknown |  |  |  | NO | [8 empty] | CBJ22096 | NO | [7 empty] | 3 | Pass | null
377672209 | CBJ22095 |  |  |  | VCBJ/PCE/J22092/MB22094 | 300280583 | Existing | RYB |  |  | CLOSED | CLOSED | LINK |  | 11 kV |  | 21/06/2001 |  |  |  |  | INDKOM |  |  | PE 22.09 FUJITSU F2 | Unknown | Unknown | NO | NONE | DISTRIBUTION | TNB | WP PUTRAJAYA & CYBERJAYA | NO | Unknown |  |  |  | NO | [8 empty] | CBJ22095 | NO | [7 empty] | 3 | Pass | null
377672353 | CBJ22491 |  |  |  | VCBJ/PCE/J22491/MB22491 | 300280470 | Existing | RYB |  | CBJ22562 SS 22.56 JPJ (F1) | CLOSED | CLOSED | LINK |  | 11 kV |  | 19/06/2008 |  |  |  |  | TAMCO |  |  | PE 22.49 LOT PT 12082 F1 | Unknown | Unknown | NO | NONE | DISTRIBUTION | TNB | WP PUTRAJAYA & CYBERJAYA | NO | Unknown |  |  |  | NO | [8 empty] | CBJ22491 | NO | [7 empty] | 3 | Pass | null
377672358 | CBJ22493 |  |  |  | VCBJ/PCE/J22491/MB22491 | 300280470 | Existing | RYB |  | CBJ22151 PE 22.15 (F1) | CLOSED | CLOSED | LINK |  | 11 kV |  | 19/06/2008 |  |  |  |  | TAMCO |  |  | PE 22.49 LOT PT 12082 F1 | Unknown | Unknown | NO | NONE | DISTRIBUTION | TNB | WP PUTRAJAYA & CYBERJAYA | NO | Unknown |  |  |  | NO | [8 empty] | CBJ22493 | NO | [7 empty] | 3 | Pass | null
377672376 | CBJ22494 |  |  |  | VCBJ/PCE/J22492/MB22494 | 300280471 | Existing | RYB |  | CBJ22565 SS 22.56 JPJ (F2) | CLOSED | CLOSED | LINK |  | 11 kV |  | 19/06/2008 |  |  |  |  | TAMCO |  |  | PE 22.49 LOT PT 12082 F2 | Unknown | Unknown | NO | NONE | DISTRIBUTION | TNB | WP PUTRAJAYA & CYBERJAYA | NO | Unknown |  |  |  | NO | [8 empty] | CBJ22494 | NO | [7 empty] | 3 | Pass | null
377672381 | CBJ22496 |  |  |  | VCBJ/PCE/J22492/MB22494 | 300280471 | Existing | RYB |  | CBJ22154 PE 22.15 (F2) | CLOSED | CLOSED | LINK |  | 11 kV |  | 19/06/2008 |  |  |  |  | TAMCO |  |  | PE 22.49 LOT PT 12082 F2 | Unknown | Unknown | NO | NONE | DISTRIBUTION | TNB | WP PUTRAJAYA & CYBERJAYA | NO | Unknown |  |  |  | NO | [8 empty] | CBJ22496 | NO | [7 empty] | 3 | Pass | null
377672569 | CBJ22435 |  |  |  | VCBJ/PCE/J22432/MB22434 | 300280495 | Existing | RYB |  | CBJ22564 SS 22.56 JPJ (F2) | CLOSED | CLOSED | LINK |  | 11 kV |  | 20040810 |  |  |  |  | INDKOM |  |  | SS 22.43 BMW F2 | Unknown | Unknown | NO | NONE | DISTRIBUTION | TNB | WP PUTRAJAYA & CYBERJAYA | NO | Unknown |  |  |  | NO | [8 empty] | CBJ22435 | NO | [7 empty] | 3 | Pass | null
377672575 | CBJ22436 |  |  |  | VCBJ/PCE/J22432/MB22434 | 300280495 | Existing | RYB |  | PENGGUNA F2 | CLOSED | CLOSED | LINK |  | 11 kV |  | 20040810 |  |  |  |  | INDKOM |  |  | SS 22.43 BMW F2 | Unknown | Unknown | NO | NONE | DISTRIBUTION | TNB | WP PUTRAJAYA & CYBERJAYA | NO | Unknown |  |  |  | NO | [8 empty] | CBJ22436 | NO | [7 empty] | 3 | Pass | null
377672580 | CBJ22434 |  |  |  | VCBJ/PCE/J22432/MB22434 | 300280495 | Existing | RYB |  | PPU CYBERJAYA 6 CB 14 | CLOSED | CLOSED | LINK |  | 11 kV |  | 20040810 |  |  |  |  | INDKOM |  |  | SS 22.43 BMW F2 | Unknown | Unknown | NO | NONE | DISTRIBUTION | TNB | WP PUTRAJAYA & CYBERJAYA | NO | Unknown |  |  |  | NO | [8 empty] | CBJ22434 | NO | [7 empty] | 3 | Pass | null
377672588 | CBJ22151 |  |  |  | VCBJ/PCE/J22151/MB22151 | 300280557 | Existing | RYB |  | CBJ22493 PE 22.49 LOT PT 12082 (F1) | CLOSED | CLOSED | LINK |  | 11 kV |  | 20020903 |  |  |  |  | INDKOM |  |  | PE 22.15 LOT12072 P.MULTIMEDIA F1 | Unknown | Unknown | NO | NONE | DISTRIBUTION | TNB | WP PUTRAJAYA & CYBERJAYA | NO | Unknown |  |  |  | NO | [8 empty] | CBJ22151 | NO | [7 empty] | 3 | Pass | null
377672593 | CBJ22152 |  |  |  | VCBJ/PCE/J22151/MB22151 | 300280557 | Existing | RYB |  | CBJ22092 PE 22.09 (FUJITSU) (F1) | CLOSED | CLOSED | LINK |  | 11 kV |  | 20020903 |  |  |  |  | INDKOM |  |  | PE 22.15 LOT12072 P.MULTIMEDIA F1 | Unknown | Unknown | NO | NONE | DISTRIBUTION | TNB | WP PUTRAJAYA & CYBERJAYA | NO | Unknown |  |  |  | NO | [8 empty] | CBJ22152 | NO | [7 empty] | 3 | Pass | null
377672682 | CBJ22154 |  |  |  | VCBJ/PCE/J22152/MB22154 | 300280558 | Existing | RYB |  | CBJ22496 PE 22.49 LOT PT 12082 (F2) | CLOSED | CLOSED | LINK |  | 11 kV |  | 20020903 |  |  |  |  | INDKOM |  |  | PE 22.15 LOT 12072 P.MULTIMEDIA F2 | Unknown | Unknown | NO | NONE | DISTRIBUTION | TNB | WP PUTRAJAYA & CYBERJAYA | NO | Unknown |  |  |  | NO | [8 empty] | CBJ22154 | NO | [7 empty] | 3 | Pass | null
377672687 | CBJ22155 |  |  |  | VCBJ/PCE/J22152/MB22154 | 300280558 | Existing | RYB |  | CBJ22096 PE 22.09 (F2) | CLOSED | CLOSED | LINK |  | 11 kV |  | 20020903 |  |  |  |  | INDKOM |  |  | PE 22.15 LOT 12072 P.MULTIMEDIA F2 | Unknown | Unknown | NO | NONE | DISTRIBUTION | TNB | WP PUTRAJAYA & CYBERJAYA | NO | Unknown |  |  |  | NO | [8 empty] | CBJ22155 | NO | [7 empty] | 3 | Pass | null
377672805 | CBJ22432 |  |  |  | VCBJ/PCE/J22431/MB22431 | 300280494 | Existing | RYB |  |  | CLOSED | CLOSED | LINK |  | 11 kV |  | 20040810 |  |  |  |  | INDKOM |  |  | SS 22.43 BMW F1 | Unknown | Unknown | NO | NONE | DISTRIBUTION | TNB | WP PUTRAJAYA & CYBERJAYA | NO | Unknown |  |  |  | NO | [8 empty] | CBJ22432 | NO | [7 empty] | 3 | Pass | null
377672811 | CBJ22433 |  |  |  | VCBJ/PCE/J22431/MB22431 | 300280494 | Existing | RYB |  | PENGGUNA F1 | CLOSED | CLOSED | LINK |  | 11 kV |  | 20040810 |  |  |  |  | INDKOM |  |  | SS 22.43 BMW F1 | Unknown | Unknown | NO | NONE | DISTRIBUTION | TNB | WP PUTRAJAYA & CYBERJAYA | NO | Unknown |  |  |  | NO | [8 empty] | CBJ22433 | NO | [7 empty] | 3 | Pass | null
377672816 | CBJ22431 |  |  |  | VCBJ/PCE/J22431/MB22431 | 300280494 | Existing | RYB |  | PPU CYBERJAYA 6 CB 13 | CLOSED | CLOSED | LINK |  | 11 kV |  | 20040810 |  |  |  |  | INDKOM |  |  | SS 22.43 BMW F1 | Unknown | Unknown | NO | NONE | DISTRIBUTION | TNB | WP PUTRAJAYA & CYBERJAYA | NO | Unknown |  |  |  | NO | [8 empty] | CBJ22431 | NO | [7 empty] | 3 | Pass | null
377679264 | PTJ05321 |  |  |  | VPTJ/PCE/J05321/MB05321 | 300454748 | Existing | RYB |  |  | CLOSED | CLOSED | LINK |  | 11 kV | [6 empty] | INDKOM |  |  | PE 5.32 SEK REN PRESINT 5 (F1) | Unknown | Unknown | NO | NONE | DISTRIBUTION | TNB | WP PUTRAJAYA & CYBERJAYA | NO | Unknown |  |  |  | NO | [8 empty] | PTJ05321 | NO | [7 empty] | 3 | Pass | null
377679269 | PTJ05322 |  |  |  | VPTJ/PCE/J05321/MB05321 | 300454748 | Existing | RYB |  |  | CLOSED | CLOSED | LINK |  | 11 kV | [6 empty] | INDKOM |  |  | PE 5.32 SEK REN PRESINT 5 (F1) | Unknown | Unknown | NO | NONE | DISTRIBUTION | TNB | WP PUTRAJAYA & CYBERJAYA | NO | Unknown |  |  |  | NO | [8 empty] | PTJ05322 | NO | [7 empty] | 3 | Pass | null
377679303 | PTJ05324 |  |  |  | VPTJ/PCE/J05322/MB05324 | 300454751 | Existing | RYB |  |  | CLOSED | CLOSED | LINK |  | 11 kV | [6 empty] | INDKOM |  |  | PE 5.32 SEK REN PRESINT 5 (F2) | Unknown | Unknown | NO | NONE | DISTRIBUTION | TNB | WP PUTRAJAYA & CYBERJAYA | NO | Unknown |  |  |  | NO | [8 empty] | PTJ05324 | NO | [7 empty] | 3 | Pass | null
377679308 | PTJ05325 |  |  |  | VPTJ/PCE/J05322/MB05324 | 300454751 | Existing | RYB |  |  | CLOSED | CLOSED | LINK |  | 11 kV | [6 empty] | INDKOM |  |  | PE 5.32 SEK REN PRESINT 5 (F2) | Unknown | Unknown | NO | NONE | DISTRIBUTION | TNB | WP PUTRAJAYA & CYBERJAYA | NO | Unknown |  |  |  | NO | [8 empty] | PTJ05325 | NO | [7 empty] | 3 | Pass | null
377679417 | PTJ05331 |  |  |  | VPTJ/PCE/J05331/MB05331 | 300454742 | Existing | RYB |  |  | CLOSED | CLOSED | LINK |  | 11 kV | [6 empty] | INDKOM |  |  | PE 5.33 SEK MEN PRESINT 5 (F1) | Unknown | Unknown | NO | NONE | DISTRIBUTION | TNB | WP PUTRAJAYA & CYBERJAYA | NO | Unknown |  |  |  | NO | [8 empty] | PTJ05331 | NO | [7 empty] | 3 | Pass | null
377679422 | PTJ05332 |  |  |  | VPTJ/PCE/J05331/MB05331 | 300454742 | Existing | RYB |  |  | CLOSED | CLOSED | LINK |  | 11 kV | [6 empty] | INDKOM |  |  | PE 5.33 SEK MEN PRESINT 5 (F1) | Unknown | Unknown | NO | NONE | DISTRIBUTION | TNB | WP PUTRAJAYA & CYBERJAYA | NO | Unknown |  |  |  | NO | [8 empty] | PTJ05332 | NO | [7 empty] | 3 | Pass | null
377679513 | PTJ05334 |  |  |  | VPTJ/PCE/J05332/MB05334 | 300454745 | Existing | RYB |  |  | CLOSED | CLOSED | LINK |  | 11 kV | [6 empty] | INDKOM |  |  | PE 5.33 SEK MEN PRESINT 5 (F2) | Unknown | Unknown | NO | NONE | DISTRIBUTION | TNB | WP PUTRAJAYA & CYBERJAYA | NO | Unknown |  |  |  | NO | [8 empty] | PTJ05334 | NO | [7 empty] | 3 | Pass | null
377679518 | PTJ05335 |  |  |  | VPTJ/PCE/J05332/MB05334 | 300454745 | Existing | RYB |  |  | CLOSED | CLOSED | LINK |  | 11 kV | [6 empty] | INDKOM |  |  | PE 5.33 SEK MEN PRESINT 5 (F2) | Unknown | Unknown | NO | NONE | DISTRIBUTION | TNB | WP PUTRAJAYA & CYBERJAYA | NO | Unknown |  |  |  | NO | [8 empty] | PTJ05335 | NO | [7 empty] | 3 | Pass | null
377679626 | PTJ05171 |  |  |  | VPTJ/PCE/J05171/MB05171 | 300280700 | Existing | RYB |  |  | CLOSED | CLOSED | LINK |  | 11 kV |  | 15/09/2008 |  |  |  |  | INDKOM |  |  | PE 5.17 BLOK C 5R3 (F1) | Unknown | Unknown | NO | NONE | DISTRIBUTION | TNB | WP PUTRAJAYA & CYBERJAYA | NO | Unknown |  |  |  | NO | [8 empty] | PTJ05171 | NO | [7 empty] | 3 | Pass | null
377679631 | PTJ05172 |  |  |  | VPTJ/PCE/J05171/MB05171 | 300280700 | Existing | RYB |  |  | CLOSED | CLOSED | LINK |  | 11 kV |  | 15/09/2008 |  |  |  |  | INDKOM |  |  | PE 5.17 BLOK C 5R3 (F1) | Unknown | Unknown | NO | NONE | DISTRIBUTION | TNB | WP PUTRAJAYA & CYBERJAYA | NO | Unknown |  |  |  | NO | [8 empty] | PTJ05172 | NO | [7 empty] | 3 | Pass | null
377679715 | PTJ05174 |  |  |  | VPTJ/PCE/J05172/MB05174 | 300280701 | Existing | RYB |  |  | CLOSED | CLOSED | LINK |  | 11 kV |  | 15/09/2008 |  |  |  |  | INDKOM |  |  | PE 5.17 BLOK C 5R3 (F2) | Unknown | Unknown | NO | NONE | DISTRIBUTION | TNB | WP PUTRAJAYA & CYBERJAYA | NO | Unknown |  |  |  | NO | [8 empty] | PTJ05174 | NO | [7 empty] | 3 | Pass | null
377679720 | PTJ05175 |  |  |  | VPTJ/PCE/J05172/MB05174 | 300280701 | Existing | RYB |  |  | CLOSED | CLOSED | LINK |  | 11 kV |  | 15/09/2008 |  |  |  |  | INDKOM |  |  | PE 5.17 BLOK C 5R3 (F2) | Unknown | Unknown | NO | NONE | DISTRIBUTION | TNB | WP PUTRAJAYA & CYBERJAYA | NO | Unknown |  |  |  | NO | [8 empty] | PTJ05175 | NO | [7 empty] | 3 | Pass | null
377679820 | PTJ05184 |  |  |  | VPTJ/PCE/J05182/MB05184 | 300281264 | Existing | RYB |  |  | CLOSED | CLOSED | LINK |  | 11 kV |  | 15/09/2008 |  |  |  |  | TAMCO |  |  | PE 5.18 BLOK D 5R3 (F2) | Unknown | Unknown | NO | NONE | DISTRIBUTION | TNB | WP PUTRAJAYA & CYBERJAYA | NO | Unknown |  |  |  | NO | [8 empty] | PTJ05184 | NO | [7 empty] | 3 | Pass | null
377679825 | PTJ05186 |  |  |  | VPTJ/PCE/J05182/MB05184 | 300281264 | Existing | RYB |  |  | CLOSED | CLOSED | LINK |  | 11 kV |  | 15/09/2008 |  |  |  |  | TAMCO |  |  | PE 5.18 BLOK D 5R3 (F2) | Unknown | Unknown | NO | NONE | DISTRIBUTION | TNB | WP PUTRAJAYA & CYBERJAYA | NO | Unknown |  |  |  | NO | [8 empty] | PTJ05186 | NO | [7 empty] | 3 | Pass | null
377679951 | PTJ05181 |  |  |  | VPTJ/PCE/J05181/MB05181 | 300281263 | Existing | RYB |  |  | CLOSED | CLOSED | LINK |  | 11 kV |  | 15/09/2008 |  |  |  |  | TAMCO |  |  | PE 5.18 BLOK D 5R3 (F1) | Unknown | Unknown | NO | NONE | DISTRIBUTION | TNB | WP PUTRAJAYA & CYBERJAYA | NO | Unknown |  |  |  | NO | [8 empty] | PTJ05181 | NO | [7 empty] | 3 | Pass | null
377679956 | PTJ05183 |  |  |  | VPTJ/PCE/J05181/MB05181 | 300281263 | Existing | RYB |  |  | CLOSED | CLOSED | LINK |  | 11 kV |  | 15/09/2008 |  |  |  |  | TAMCO |  |  | PE 5.18 BLOK D 5R3 (F1) | Unknown | Unknown | NO | NONE | DISTRIBUTION | TNB | WP PUTRAJAYA & CYBERJAYA | NO | Unknown |  |  |  | NO | [8 empty] | PTJ05183 | NO | [7 empty] | 3 | Pass | null
377680290 | PTJ05161 |  |  |  | VPTJ/PCE/J05161/MB05161 | 300281261 | Existing | RYB |  |  | CLOSED | CLOSED | LINK |  | 11 kV |  | 15/09/2008 |  |  |  |  | TAMCO |  |  | PE 5.16 BLOK B 5R3 (F1) | Unknown | Unknown | NO | NONE | DISTRIBUTION | TNB | WP PUTRAJAYA & CYBERJAYA | NO | Unknown |  |  |  | NO | [8 empty] | PTJ05161 | NO | [7 empty] | 3 | Pass | null
377680295 | PTJ05163 |  |  |  | VPTJ/PCE/J05161/MB05161 | 300281261 | Existing | RYB |  |  | CLOSED | CLOSED | LINK |  | 11 kV |  | 15/09/2008 |  |  |  |  | TAMCO |  |  | PE 5.16 BLOK B 5R3 (F1) | Unknown | Unknown | NO | NONE | DISTRIBUTION | TNB | WP PUTRAJAYA & CYBERJAYA | NO | Unknown |  |  |  | NO | [8 empty] | PTJ05163 | NO | [7 empty] | 3 | Pass | null
377680381 | PTJ05164 |  |  |  | VPTJ/PCE/J05162/MB05164 | 300281262 | Existing | RYB |  |  | CLOSED | CLOSED | LINK |  | 11 kV |  | 15/09/2008 |  |  |  |  | TAMCO |  |  | PE 5.16 BLOK B 5R3 (F2) | Unknown | Unknown | NO | NONE | DISTRIBUTION | TNB | WP PUTRAJAYA & CYBERJAYA | NO | Unknown |  |  |  | NO | [8 empty] | PTJ05164 | NO | [7 empty] | 3 | Pass | null
377680386 | PTJ05166 |  |  |  | VPTJ/PCE/J05162/MB05164 | 300281262 | Existing | RYB |  |  | CLOSED | CLOSED | LINK |  | 11 kV |  | 15/09/2008 |  |  |  |  | TAMCO |  |  | PE 5.16 BLOK B 5R3 (F2) | Unknown | Unknown | NO | NONE | DISTRIBUTION | TNB | WP PUTRAJAYA & CYBERJAYA | NO | Unknown |  |  |  | NO | [8 empty] | PTJ05166 | NO | [7 empty] | 3 | Pass | null
377680474 | PTJ05154 |  |  |  | VPTJ/PCE/J05152/MB05154 | 300280699 | Existing | RYB |  | PTJ06075 PE 6.07 BLOK 7 PPA1M (F2) | CLOSED | CLOSED | LINK |  | 11 kV |  | 15/09/2008 |  |  |  |  | INDKOM |  |  | PE 5.15 BLOK A 5R3 (F2) | Unknown | Unknown | NO | NONE | DISTRIBUTION | TNB | WP PUTRAJAYA & CYBERJAYA | NO | Unknown |  |  |  | NO | [8 empty] | PTJ05154 | NO | [7 empty] | 3 | Pass | null
377680479 | PTJ05155 |  |  |  | VPTJ/PCE/J05152/MB05154 | 300280699 | Existing | RYB |  |  | CLOSED | CLOSED | LINK |  | 11 kV |  | 15/09/2008 |  |  |  |  | INDKOM |  |  | PE 5.15 BLOK A 5R3 (F2) | Unknown | Unknown | NO | NONE | DISTRIBUTION | TNB | WP PUTRAJAYA & CYBERJAYA | NO | Unknown |  |  |  | NO | [8 empty] | PTJ05155 | NO | [7 empty] | 3 | Pass | null
377680572 | PTJ05151 |  |  |  | VPTJ/PCE/J05151/MB05151 | 300280698 | Existing | RYB |  | PTJ06072 PE 6.07 BLOK 7 PPA1M (F1) | CLOSED | CLOSED | LINK |  | 11 kV |  | 15/09/2008 |  |  |  |  | INDKOM |  |  | PE 5.15 BLOK A 5R3 (F1) | Unknown | Unknown | NO | NONE | DISTRIBUTION | TNB | WP PUTRAJAYA & CYBERJAYA | NO | Unknown |  |  |  | NO | [8 empty] | PTJ05151 | NO | [7 empty] | 3 | Pass | null
377680577 | PTJ05152 |  |  |  | VPTJ/PCE/J05151/MB05151 | 300280698 | Existing | RYB |  |  | CLOSED | CLOSED | LINK |  | 11 kV |  | 15/09/2008 |  |  |  |  | INDKOM |  |  | PE 5.15 BLOK A 5R3 (F1) | Unknown | Unknown | NO | NONE | DISTRIBUTION | TNB | WP PUTRAJAYA & CYBERJAYA | NO | Unknown |  |  |  | NO | [8 empty] | PTJ05152 | NO | [7 empty] | 3 | Pass | null
377680674 | PTJ06031 |  |  |  | VPTJ/PCE/J06031/MB06031 | 310283387 | Existing | RYB |  |  | CLOSED | CLOSED | LINK |  | 11 kV | [6 empty] | TAMCO |  |  | SS 6.03 TEMP 6R6 | Unknown | Unknown | NO | NONE | DISTRIBUTION | TNB | WP PUTRAJAYA & CYBERJAYA | NO | Unknown |  |  |  | NO | [8 empty] | PTJ06031 | NO | [7 empty] | 3 | Pass | null
377680679 | PTJ06033 |  |  |  | VPTJ/PCE/J06031/MB06031 | 310283387 | Existing | RYB |  | PTJ06061 PE 6.06 BLOK 5B PPA1M (F1) | CLOSED | CLOSED | LINK |  | 11 kV | [6 empty] | TAMCO |  |  | SS 6.03 TEMP 6R6 | Unknown | Unknown | NO | NONE | DISTRIBUTION | TNB | WP PUTRAJAYA & CYBERJAYA | NO | Unknown |  |  |  | NO | [8 empty] | PTJ06033 | NO | [7 empty] | 3 | Pass | null
377680775 | PTJ05144 |  |  |  | VPTJ/PCE/J05142/MB05144 | 300281260 | Existing | RYB |  |  | CLOSED | CLOSED | LINK |  | 11 kV |  | 15/09/2008 |  |  |  |  | INDKOM |  |  | PE 5.14 5R1 (F2) | Unknown | Unknown | NO | NONE | DISTRIBUTION | TNB | WP PUTRAJAYA & CYBERJAYA | NO | Unknown |  |  |  | NO | [8 empty] | PTJ05144 | NO | [7 empty] | 3 | Pass | null
377680780 | PTJ05145 |  |  |  | VPTJ/PCE/J05142/MB05144 | 300281260 | Existing | RYB |  | PTJ06064 PE 6.06 BLOK 5B PPA1M (F2) | CLOSED | CLOSED | LINK |  | 11 kV |  | 15/09/2008 |  |  |  |  | INDKOM |  |  | PE 5.14 5R1 (F2) | Unknown | Unknown | NO | NONE | DISTRIBUTION | TNB | WP PUTRAJAYA & CYBERJAYA | NO | Unknown |  |  |  | NO | [8 empty] | PTJ05145 | NO | [7 empty] | 3 | Pass | null
377680814 | PTJ05141 |  |  |  | VPTJ/PCE/J05141/MB05141 | 300281259 | Existing | RYB |  |  | CLOSED | CLOSED | LINK |  | 11 kV |  | 15/09/2008 |  |  |  |  | INDKOM |  |  | PE 5.14 5R1 (F1) | Unknown | Unknown | NO | NONE | DISTRIBUTION | TNB | WP PUTRAJAYA & CYBERJAYA | NO | Unknown |  |  |  | NO | [8 empty] | PTJ05141 | NO | [7 empty] | 3 | Pass | null
377680819 | PTJ05142 |  |  |  | VPTJ/PCE/J05141/MB05141 | 300281259 | Existing | RYB |  |  | CLOSED | CLOSED | LINK |  | 11 kV |  | 15/09/2008 |  |  |  |  | INDKOM |  |  | PE 5.14 5R1 (F1) | Unknown | Unknown | NO | NONE | DISTRIBUTION | TNB | WP PUTRAJAYA & CYBERJAYA | NO | Unknown |  |  |  | NO | [8 empty] | PTJ05142 | NO | [7 empty] | 3 | Pass | null
377680964 | PTJ06021 |  |  |  | VPTJ/PCE/J06021/MB06021 | 300280715 | Existing | RYB |  |  | CLOSED | CLOSED | LINK |  | 11 kV |  | 22/05/2007 |  |  |  |  | MERLIN GERIN |  |  | PE 6.02 KOLAM RENANG (F1) | Unknown | Unknown | NO | NONE | DISTRIBUTION | TNB | WP PUTRAJAYA & CYBERJAYA | NO | Unknown |  |  |  | NO | [8 empty] | PTJ06021 | NO | [7 empty] | 3 | Pass | null
377680969 | PTJ06023 |  |  |  | VPTJ/PCE/J06021/MB06021 | 300280715 | Existing | RYB |  |  | CLOSED | CLOSED | LINK |  | 11 kV |  | 22/05/2007 |  |  |  |  | MERLIN GERIN |  |  | PE 6.02 KOLAM RENANG (F1) | Unknown | Unknown | NO | NONE | DISTRIBUTION | TNB | WP PUTRAJAYA & CYBERJAYA | NO | Unknown |  |  |  | NO | [8 empty] | PTJ06023 | NO | [7 empty] | 3 | Pass | null
377681062 | PTJ06024 |  |  |  | VPTJ/PCE/J06022/MB06024 | 300280716 | Existing | RYB |  |  | CLOSED | CLOSED | LINK |  | 11 kV |  | 22/05/2007 |  |  |  |  | MERLIN GERIN |  |  | PE 6.02 KOLAM RENANG (F2) | Unknown | Unknown | NO | NONE | DISTRIBUTION | TNB | WP PUTRAJAYA & CYBERJAYA | NO | Unknown |  |  |  | NO | [8 empty] | PTJ06024 | NO | [7 empty] | 3 | Pass | null
377681067 | PTJ06026 |  |  |  | VPTJ/PCE/J06022/MB06024 | 300280716 | Existing | RYB |  |  | CLOSED | CLOSED | LINK |  | 11 kV |  | 22/05/2007 |  |  |  |  | MERLIN GERIN |  |  | PE 6.02 KOLAM RENANG (F2) | Unknown | Unknown | NO | NONE | DISTRIBUTION | TNB | WP PUTRAJAYA & CYBERJAYA | NO | Unknown |  |  |  | NO | [8 empty] | PTJ06026 | NO | [7 empty] | 3 | Pass | null
377681159 | PTJ06011 |  |  |  | VPTJ/PCE/J06011/MB06011 | 300280790 | Existing | RYB |  |  | CLOSED | CLOSED | LINK |  | 11 kV |  | 20050812 |  |  |  |  | TAMCO |  |  | PE 6.01 GRAND STAND (F1) | Unknown | Unknown | NO | NONE | DISTRIBUTION | TNB | WP PUTRAJAYA & CYBERJAYA | NO | Unknown |  |  |  | NO | [8 empty] | PTJ06011 | NO | [7 empty] | 3 | Pass | null
377681164 | PTJ06013 |  |  |  | VPTJ/PCE/J06011/MB06011 | 300280790 | Existing | RYB |  |  | CLOSED | CLOSED | LINK |  | 11 kV |  | 20050812 |  |  |  |  | TAMCO |  |  | PE 6.01 GRAND STAND (F1) | Unknown | Unknown | NO | NONE | DISTRIBUTION | TNB | WP PUTRAJAYA & CYBERJAYA | NO | Unknown |  |  |  | NO | [8 empty] | PTJ06013 | NO | [7 empty] | 3 | Pass | null
377681255 | PTJ06014 |  |  |  | VPTJ/PCE/J06012/MB06014 | 300280791 | Existing | RYB |  |  | CLOSED | CLOSED | LINK |  | 11 kV |  | 20050812 |  |  |  |  | INDKOM |  |  | PE 6.01 GRAND STAND (F2) | Unknown | Unknown | NO | NONE | DISTRIBUTION | TNB | WP PUTRAJAYA & CYBERJAYA | NO | Unknown |  |  |  | NO | [8 empty] | PTJ06014 | NO | [7 empty] | 3 | Pass | null
377681260 | PTJ06015 |  |  |  | VPTJ/PCE/J06012/MB06014 | 300280791 | Existing | RYB |  |  | CLOSED | CLOSED | LINK |  | 11 kV |  | 20050812 |  |  |  |  | INDKOM |  |  | PE 6.01 GRAND STAND (F2) | Unknown | Unknown | NO | NONE | DISTRIBUTION | TNB | WP PUTRAJAYA & CYBERJAYA | NO | Unknown |  |  |  | NO | [8 empty] | PTJ06015 | NO | [7 empty] | 3 | Pass | null
377681373 | PTJ05261 |  |  |  | VPTJ/PCE/J05261/MB05261 | 300280711 | Existing | RYB |  |  | CLOSED | CLOSED | LINK |  | 11 kV |  | 14/01/2009 |  |  |  |  | TAMCO |  |  | PE 5.26 BLOK D2 APT 5R4 (F1) | Unknown | Unknown | NO | NONE | DISTRIBUTION | TNB | WP PUTRAJAYA & CYBERJAYA | NO | Unknown |  |  |  | NO | [8 empty] | PTJ05261 | NO | [7 empty] | 3 | Pass | null
377681378 | PTJ05263 |  |  |  | VPTJ/PCE/J05261/MB05261 | 300280711 | Existing | RYB |  | PTJ05331 PE 5.33 SEK MEN PRESINT 5 (F1) | CLOSED | CLOSED | LINK |  | 11 kV |  | 14/01/2009 |  |  |  |  | TAMCO |  |  | PE 5.26 BLOK D2 APT 5R4 (F1) | Unknown | Unknown | NO | NONE | DISTRIBUTION | TNB | WP PUTRAJAYA & CYBERJAYA | NO | Unknown |  |  |  | NO | [8 empty] | PTJ05263 | NO | [7 empty] | 3 | Pass | null
377681471 | PTJ05264 |  |  |  | VPTJ/PCE/J05262/MB05264 | 300280712 | Existing | RYB |  |  | CLOSED | CLOSED | LINK |  | 11 kV |  | 21/01/2009 |  |  |  |  | TAMCO |  |  | PE 5.26 BLOK D2 APT 5R4 (F1) | Unknown | Unknown | NO | NONE | DISTRIBUTION | TNB | WP PUTRAJAYA & CYBERJAYA | NO | Unknown |  |  |  | NO | [8 empty] | PTJ05264 | NO | [7 empty] | 3 | Pass | null
377681476 | PTJ05266 |  |  |  | VPTJ/PCE/J05262/MB05264 | 300280712 | Existing | RYB |  | PTJ05334 PE 5.33 SEK MEN PRESINT 5 (F2) | CLOSED | CLOSED | LINK |  | 11 kV |  | 21/01/2009 |  |  |  |  | TAMCO |  |  | PE 5.26 BLOK D2 APT 5R4 (F1) | Unknown | Unknown | NO | NONE | DISTRIBUTION | TNB | WP PUTRAJAYA & CYBERJAYA | NO | Unknown |  |  |  | NO | [8 empty] | PTJ05266 | NO | [7 empty] | 3 | Pass | null
377681571 | PTJ05254 |  |  |  | VPTJ/PCE/J05252/MB05254 | 300280710 | Existing | RYB |  |  | CLOSED | CLOSED | LINK |  | 11 kV |  | 21/01/2009 |  |  |  |  | TAMCO |  |  | PE 5.25 BLOK D1 APT 5R4 (F2) | Unknown | Unknown | NO | NONE | DISTRIBUTION | TNB | WP PUTRAJAYA & CYBERJAYA | NO | Unknown |  |  |  | NO | [8 empty] | PTJ05254 | NO | [7 empty] | 3 | Pass | null
377681576 | PTJ05256 |  |  |  | VPTJ/PCE/J05252/MB05254 | 300280710 | Existing | RYB |  |  | CLOSED | CLOSED | LINK |  | 11 kV |  | 21/01/2009 |  |  |  |  | TAMCO |  |  | PE 5.25 BLOK D1 APT 5R4 (F2) | Unknown | Unknown | NO | NONE | DISTRIBUTION | TNB | WP PUTRAJAYA & CYBERJAYA | NO | Unknown |  |  |  | NO | [8 empty] | PTJ05256 | NO | [7 empty] | 3 | Pass | null
377681758 | PTJ05251 |  |  |  | VPTJ/PCE/J05251/MB05251 | 300280709 | Existing | RYB |  |  | CLOSED | CLOSED | LINK |  | 11 kV |  | 14/01/2009 |  |  |  |  | TAMCO |  |  | PE 5.25 BLOK D1 APT 5R4 (F1) | Unknown | Unknown | NO | NONE | DISTRIBUTION | TNB | WP PUTRAJAYA & CYBERJAYA | NO | Unknown |  |  |  | NO | [8 empty] | PTJ05251 | NO | [7 empty] | 3 | Pass | null
377681763 | PTJ05253 |  |  |  | VPTJ/PCE/J05251/MB05251 | 300280709 | Existing | RYB |  |  | CLOSED | CLOSED | LINK |  | 11 kV |  | 14/01/2009 |  |  |  |  | TAMCO |  |  | PE 5.25 BLOK D1 APT 5R4 (F1) | Unknown | Unknown | NO | NONE | DISTRIBUTION | TNB | WP PUTRAJAYA & CYBERJAYA | NO | Unknown |  |  |  | NO | [8 empty] | PTJ05253 | NO | [7 empty] | 3 | Pass | null
377681952 | PTJ05244 |  |  |  | VPTJ/PCE/J05242/MB05244 | 300280708 | Existing | RYB |  |  | CLOSED | CLOSED | LINK |  | 11 kV |  | 13/01/2009 |  |  |  |  | TAMCO |  |  | PE 5.24 BLOK C APT 5R4 (F2) | Unknown | Unknown | NO | NONE | DISTRIBUTION | TNB | WP PUTRAJAYA & CYBERJAYA | NO | Unknown |  |  |  | NO | [8 empty] | PTJ05244 | NO | [7 empty] | 3 | Pass | null
377681957 | PTJ05246 |  |  |  | VPTJ/PCE/J05242/MB05244 | 300280708 | Existing | RYB |  |  | CLOSED | CLOSED | LINK |  | 11 kV |  | 13/01/2009 |  |  |  |  | TAMCO |  |  | PE 5.24 BLOK C APT 5R4 (F2) | Unknown | Unknown | NO | NONE | DISTRIBUTION | TNB | WP PUTRAJAYA & CYBERJAYA | NO | Unknown |  |  |  | NO | [8 empty] | PTJ05246 | NO | [7 empty] | 3 | Pass | null
377682141 | PTJ05241 |  |  |  | VPTJ/PCE/J05241/MB05241 | 300280707 | Existing | RYB |  |  | CLOSED | CLOSED | LINK |  | 11 kV |  | 20091201 |  |  |  |  | TAMCO |  |  | PE 5.24 BLOK C APT 5R4 (F1) | Unknown | Unknown | NO | NONE | DISTRIBUTION | TNB | WP PUTRAJAYA & CYBERJAYA | NO | Unknown |  |  |  | NO | [8 empty] | PTJ05241 | NO | [7 empty] | 3 | Pass | null
377682146 | PTJ05243 |  |  |  | VPTJ/PCE/J05241/MB05241 | 300280707 | Existing | RYB |  |  | CLOSED | CLOSED | LINK |  | 11 kV |  | 20091201 |  |  |  |  | TAMCO |  |  | PE 5.24 BLOK C APT 5R4 (F1) | Unknown | Unknown | NO | NONE | DISTRIBUTION | TNB | WP PUTRAJAYA & CYBERJAYA | NO | Unknown |  |  |  | NO | [8 empty] | PTJ05243 | NO | [7 empty] | 3 | Pass | null
377682242 | PTJ05231 |  |  |  | VPTJ/PCE/J05231/MB05231 | 300280705 | Existing | RYB |  |  | CLOSED | CLOSED | LINK |  | 11 kV |  | 20091201 |  |  |  |  | TAMCO |  |  | PE 5.23 BLOK B APT 5R4 (F1) | Unknown | Unknown | NO | NONE | DISTRIBUTION | TNB | WP PUTRAJAYA & CYBERJAYA | NO | Unknown |  |  |  | NO | [8 empty] | PTJ05231 | NO | [7 empty] | 3 | Pass | null
377682247 | PTJ05233 |  |  |  | VPTJ/PCE/J05231/MB05231 | 300280705 | Existing | RYB |  |  | CLOSED | CLOSED | LINK |  | 11 kV |  | 20091201 |  |  |  |  | TAMCO |  |  | PE 5.23 BLOK B APT 5R4 (F1) | Unknown | Unknown | NO | NONE | DISTRIBUTION | TNB | WP PUTRAJAYA & CYBERJAYA | NO | Unknown |  |  |  | NO | [8 empty] | PTJ05233 | NO | [7 empty] | 3 | Pass | null
377682336 | PTJ05234 |  |  |  | VPTJ/PCE/J05232/MB05234 | 300280706 | Existing | RYB |  |  | CLOSED | CLOSED | LINK |  | 11 kV |  | 13/01/2009 |  |  |  |  | TAMCO |  |  | PE 5.23 BLOK B APT 5R4 (F2) | Unknown | Unknown | NO | NONE | DISTRIBUTION | TNB | WP PUTRAJAYA & CYBERJAYA | NO | Unknown |  |  |  | NO | [8 empty] | PTJ05234 | NO | [7 empty] | 3 | Pass | null
377682341 | PTJ05236 |  |  |  | VPTJ/PCE/J05232/MB05234 | 300280706 | Existing | RYB |  |  | CLOSED | CLOSED | LINK |  | 11 kV |  | 13/01/2009 |  |  |  |  | TAMCO |  |  | PE 5.23 BLOK B APT 5R4 (F2) | Unknown | Unknown | NO | NONE | DISTRIBUTION | TNB | WP PUTRAJAYA & CYBERJAYA | NO | Unknown |  |  |  | NO | [8 empty] | PTJ05236 | NO | [7 empty] | 3 | Pass | null
377682438 | PTJ05221 |  |  |  | VPTJ/PCE/J05221/MB05221 | 300280703 | Existing | RYB |  |  | CLOSED | CLOSED | LINK |  | 11 kV |  | 20091201 |  |  |  |  | TAMCO |  |  | PE 5.22 BLOK A APT 5R4 (F1) | Unknown | Unknown | NO | NONE | DISTRIBUTION | TNB | WP PUTRAJAYA & CYBERJAYA | NO | Unknown |  |  |  | NO | [8 empty] | PTJ05221 | NO | [7 empty] | 3 | Pass | null
377682443 | PTJ05223 |  |  |  | VPTJ/PCE/J05221/MB05221 | 300280703 | Existing | RYB |  |  | CLOSED | CLOSED | LINK |  | 11 kV |  | 20091201 |  |  |  |  | TAMCO |  |  | PE 5.22 BLOK A APT 5R4 (F1) | Unknown | Unknown | NO | NONE | DISTRIBUTION | TNB | WP PUTRAJAYA & CYBERJAYA | NO | Unknown |  |  |  | NO | [8 empty] | PTJ05223 | NO | [7 empty] | 3 | Pass | null
377682538 | PTJ05224 |  |  |  | VPTJ/PCE/J05222/MB05224 | 300280704 | Existing | RYB |  |  | CLOSED | CLOSED | LINK |  | 11 kV |  | 13/01/2009 |  |  |  |  | TAMCO |  |  | PE 5.22 BLOK A APT 5R4 (F2) | Unknown | Unknown | NO | NONE | DISTRIBUTION | TNB | WP PUTRAJAYA & CYBERJAYA | NO | Unknown |  |  |  | NO | [8 empty] | PTJ05224 | NO | [7 empty] | 3 | Pass | null
377682543 | PTJ05226 |  |  |  | VPTJ/PCE/J05222/MB05224 | 300280704 | Existing | RYB |  |  | CLOSED | CLOSED | LINK |  | 11 kV |  | 13/01/2009 |  |  |  |  | TAMCO |  |  | PE 5.22 BLOK A APT 5R4 (F2) | Unknown | Unknown | NO | NONE | DISTRIBUTION | TNB | WP PUTRAJAYA & CYBERJAYA | NO | Unknown |  |  |  | NO | [8 empty] | PTJ05226 | NO | [7 empty] | 3 | Pass | null
377766180 | PTJ14191 |  |  |  | VPTJ/PCE/J14191/MB14191 | 300281125 | Existing | RYB |  |  | CLOSED | CLOSED | LINK |  | 11 kV |  | 20050609 |  |  |  |  | TAMCO |  |  | PE 14.19 BLOK E2 (EFI) (F1) | Unknown | Unknown | NO | NONE | DISTRIBUTION | TNB | WP PUTRAJAYA & CYBERJAYA | NO | Unknown |  |  |  | NO | [8 empty] | PTJ14191 | NO | [7 empty] | 3 | Pass | null
377766185 | PTJ14193 |  |  |  | VPTJ/PCE/J14191/MB14191 | 300281125 | Existing | RYB |  |  | CLOSED | CLOSED | LINK |  | 11 kV |  | 20050609 |  |  |  |  | TAMCO |  |  | PE 14.19 BLOK E2 (EFI) (F1) | Unknown | Unknown | NO | NONE | DISTRIBUTION | TNB | WP PUTRAJAYA & CYBERJAYA | NO | Unknown |  |  |  | NO | [8 empty] | PTJ14193 | NO | [7 empty] | 3 | Pass | null
377766276 | PTJ14194 |  |  |  | VPTJ/PCE/J14192/MB14194 | 300281126 | Existing | RYB |  |  | CLOSED | CLOSED | LINK |  | 11 kV |  | 20050609 |  |  |  |  | INDKOM |  |  | PE 14.19 BLOK E2 (EFI) (F2) | Unknown | Unknown | NO | NONE | DISTRIBUTION | TNB | WP PUTRAJAYA & CYBERJAYA | NO | Unknown |  |  |  | NO | [8 empty] | PTJ14194 | NO | [7 empty] | 3 | Pass | null
377766281 | PTJ14195 |  |  |  | VPTJ/PCE/J14192/MB14194 | 300281126 | Existing | RYB |  |  | CLOSED | CLOSED | LINK |  | 11 kV |  | 20050609 |  |  |  |  | INDKOM |  |  | PE 14.19 BLOK E2 (EFI) (F2) | Unknown | Unknown | NO | NONE | DISTRIBUTION | TNB | WP PUTRAJAYA & CYBERJAYA | NO | Unknown |  |  |  | NO | [8 empty] | PTJ14195 | NO | [7 empty] | 3 | Pass | null
377766382 | PTJ14181 |  |  |  | VPTJ/PCE/J14181/MB14181 | 300281123 | Existing | RYB |  |  | CLOSED | CLOSED | LINK |  | 11 kV |  | 20050609 |  |  |  |  | INDKOM |  |  | PE 14.18 BLOK E1 (F1) | Unknown | Unknown | NO | NONE | DISTRIBUTION | TNB | WP PUTRAJAYA & CYBERJAYA | NO | Unknown |  |  |  | NO | [8 empty] | PTJ14181 | NO | [7 empty] | 3 | Pass | null
377766387 | PTJ14182 |  |  |  | VPTJ/PCE/J14181/MB14181 | 300281123 | Existing | RYB |  |  | CLOSED | CLOSED | LINK |  | 11 kV |  | 20050609 |  |  |  |  | INDKOM |  |  | PE 14.18 BLOK E1 (F1) | Unknown | Unknown | NO | NONE | DISTRIBUTION | TNB | WP PUTRAJAYA & CYBERJAYA | NO | Unknown |  |  |  | NO | [8 empty] | PTJ14182 | NO | [7 empty] | 3 | Pass | null
377766411 | PTJ14184 |  |  |  | VPTJ/PCE/J14182/MB14184 | 300281124 | Existing | RYB |  |  | CLOSED | CLOSED | LINK |  | 11 kV |  | 20050609 |  |  |  |  | INDKOM |  |  | PE 14.18 BLOK E1 (F2) | Unknown | Unknown | NO | NONE | DISTRIBUTION | TNB | WP PUTRAJAYA & CYBERJAYA | NO | Unknown |  |  |  | NO | [8 empty] | PTJ14184 | NO | [7 empty] | 3 | Pass | null
377766416 | PTJ14185 |  |  |  | VPTJ/PCE/J14182/MB14184 | 300281124 | Existing | RYB |  |  | CLOSED | CLOSED | LINK |  | 11 kV |  | 20050609 |  |  |  |  | INDKOM |  |  | PE 14.18 BLOK E1 (F2) | Unknown | Unknown | NO | NONE | DISTRIBUTION | TNB | WP PUTRAJAYA & CYBERJAYA | NO | Unknown |  |  |  | NO | [8 empty] | PTJ14185 | NO | [7 empty] | 3 | Pass | null
377766504 | PTJ14171 |  |  |  | VPTJ/PCE/J14171/MB14171 | 300281121 | Existing | RYB |  |  | CLOSED | CLOSED | LINK |  | 11 kV |  | 20050609 |  |  |  |  | TAMCO |  |  | PE 14.17 BLOK D (F1) | Unknown | Unknown | NO | NONE | DISTRIBUTION | TNB | WP PUTRAJAYA & CYBERJAYA | NO | Unknown |  |  |  | NO | [8 empty] | PTJ14171 | NO | [7 empty] | 3 | Pass | null
377766509 | PTJ14173 |  |  |  | VPTJ/PCE/J14171/MB14171 | 300281121 | Existing | RYB |  |  | CLOSED | CLOSED | LINK |  | 11 kV |  | 20050609 |  |  |  |  | TAMCO |  |  | PE 14.17 BLOK D (F1) | Unknown | Unknown | NO | NONE | DISTRIBUTION | TNB | WP PUTRAJAYA & CYBERJAYA | NO | Unknown |  |  |  | NO | [8 empty] | PTJ14173 | NO | [7 empty] | 3 | Pass | null
377766600 | PTJ14174 |  |  |  | VPTJ/PCE/J14172/MB14174 | 300281122 | Existing | RYB |  |  | CLOSED | CLOSED | LINK |  | 11 kV |  | 20050609 |  |  |  |  | INDKOM |  |  | PE 14.17 BLOK D (F2) | Unknown | Unknown | NO | NONE | DISTRIBUTION | TNB | WP PUTRAJAYA & CYBERJAYA | NO | Unknown |  |  |  | NO | [8 empty] | PTJ14174 | NO | [7 empty] | 3 | Pass | null
377766605 | PTJ14175 |  |  |  | VPTJ/PCE/J14172/MB14174 | 300281122 | Existing | RYB |  |  | CLOSED | CLOSED | LINK |  | 11 kV |  | 20050609 |  |  |  |  | INDKOM |  |  | PE 14.17 BLOK D (F2) | Unknown | Unknown | NO | NONE | DISTRIBUTION | TNB | WP PUTRAJAYA & CYBERJAYA | NO | Unknown |  |  |  | NO | [8 empty] | PTJ14175 | NO | [7 empty] | 3 | Pass | null
377766700 | PTJ14161 |  |  |  | VPTJ/PCE/J14161/MB14161 | 300281119 | Existing | RYB |  |  | CLOSED | CLOSED | LINK |  | 11 kV |  | 20050609 | [7 empty] | PE 14.16 BLOK C (EFI) (F1) | Unknown | Unknown | NO | NONE | DISTRIBUTION | TNB | WP PUTRAJAYA & CYBERJAYA | NO | Unknown |  |  |  | NO | [8 empty] | PTJ14161 | NO | [7 empty] | 3 | Pass | null
377766705 | PTJ14163 |  |  |  | VPTJ/PCE/J14161/MB14161 | 300281119 | Existing | RYB |  |  | CLOSED | CLOSED | LINK |  | 11 kV |  | 20050609 | [7 empty] | PE 14.16 BLOK C (EFI) (F1) | Unknown | Unknown | NO | NONE | DISTRIBUTION | TNB | WP PUTRAJAYA & CYBERJAYA | NO | Unknown |  |  |  | NO | [8 empty] | PTJ14163 | NO | [7 empty] | 3 | Pass | null
377766796 | PTJ14164 |  |  |  | VPTJ/PCE/J14162/MB14164 | 300281120 | Existing | RYB |  |  | CLOSED | CLOSED | LINK |  | 11 kV |  | 20050609 |  |  |  |  | MTM |  |  | PE 14.16 BLOK C (EFI) (F2) | Unknown | Unknown | NO | NONE | DISTRIBUTION | TNB | WP PUTRAJAYA & CYBERJAYA | NO | Unknown |  |  |  | NO | [8 empty] | PTJ14164 | NO | [7 empty] | 3 | Pass | null
377766801 | PTJ14165 |  |  |  | VPTJ/PCE/J14162/MB14164 | 300281120 | Existing | RYB |  |  | CLOSED | CLOSED | LINK |  | 11 kV |  | 20050609 |  |  |  |  | MTM |  |  | PE 14.16 BLOK C (EFI) (F2) | Unknown | Unknown | NO | NONE | DISTRIBUTION | TNB | WP PUTRAJAYA & CYBERJAYA | NO | Unknown |  |  |  | NO | [8 empty] | PTJ14165 | NO | [7 empty] | 3 | Pass | null
377766885 | PTJ14151 |  |  |  | VPTJ/PCE/J14151/MB14151 | 300281117 | Existing | RYB |  |  | CLOSED | CLOSED | LINK |  | 11 kV |  | 20050609 |  |  |  |  | INDKOM |  |  | PE 14.15 BLOK B (F1) | Unknown | Unknown | NO | NONE | DISTRIBUTION | TNB | WP PUTRAJAYA & CYBERJAYA | NO | Unknown |  |  |  | NO | [8 empty] | PTJ14151 | NO | [7 empty] | 3 | Pass | null
377766890 | PTJ14152 |  |  |  | VPTJ/PCE/J14151/MB14151 | 300281117 | Existing | RYB |  |  | CLOSED | CLOSED | LINK |  | 11 kV |  | 20050609 |  |  |  |  | INDKOM |  |  | PE 14.15 BLOK B (F1) | Unknown | Unknown | NO | NONE | DISTRIBUTION | TNB | WP PUTRAJAYA & CYBERJAYA | NO | Unknown |  |  |  | NO | [8 empty] | PTJ14152 | NO | [7 empty] | 3 | Pass | null
377766979 | PTJ14155 |  |  |  | VPTJ/PCE/J14152/MB14154 | 300281118 | Existing | RYB |  |  | CLOSED | CLOSED | LINK |  | 11 kV |  | 20050609 |  |  |  |  | INDKOM |  |  | PE 14.15 BLOK B (F2) | Unknown | Unknown | NO | NONE | DISTRIBUTION | TNB | WP PUTRAJAYA & CYBERJAYA | NO | Unknown |  |  |  | NO | [8 empty] | PTJ14155 | NO | [7 empty] | 3 | Pass | null
377766984 | PTJ14154 |  |  |  | VPTJ/PCE/J14152/MB14154 | 300281118 | Existing | RYB |  |  | CLOSED | CLOSED | LINK |  | 11 kV |  | 20050609 |  |  |  |  | INDKOM |  |  | PE 14.15 BLOK B (F2) | Unknown | Unknown | NO | NONE | DISTRIBUTION | TNB | WP PUTRAJAYA & CYBERJAYA | NO | Unknown |  |  |  | NO | [8 empty] | PTJ14154 | NO | [7 empty] | 3 | Pass | null
377767066 | PTJ14141 |  |  |  | VPTJ/PCE/J14141/MB14141 | 300281115 | Existing | RYB |  |  | CLOSED | CLOSED | LINK |  | 11 kV |  | 20050609 |  |  |  |  | INDKOM |  |  | PE 14.14 BLOK A (EFI) (F1) | Unknown | Unknown | NO | NONE | DISTRIBUTION | TNB | WP PUTRAJAYA & CYBERJAYA | NO | Unknown |  |  |  | NO | [8 empty] | PTJ14141 | NO | [7 empty] | 3 | Pass | null
377767071 | PTJ14142 |  |  |  | VPTJ/PCE/J14141/MB14141 | 300281115 | Existing | RYB |  |  | CLOSED | CLOSED | LINK |  | 11 kV |  | 20050609 |  |  |  |  | INDKOM |  |  | PE 14.14 BLOK A (EFI) (F1) | Unknown | Unknown | NO | NONE | DISTRIBUTION | TNB | WP PUTRAJAYA & CYBERJAYA | NO | Unknown |  |  |  | NO | [8 empty] | PTJ14142 | NO | [7 empty] | 3 | Pass | null
377767162 | PTJ14144 |  |  |  | VPTJ/PCE/J14142/MB14144 | 300281116 | Existing | RYB |  |  | CLOSED | CLOSED | LINK |  | 11 kV |  | 20050609 |  |  |  |  | INDKOM |  |  | PE 14.14 BLOK A (EFI) (F2) | Unknown | Unknown | NO | NONE | DISTRIBUTION | TNB | WP PUTRAJAYA & CYBERJAYA | NO | Unknown |  |  |  | NO | [8 empty] | PTJ14144 | NO | [7 empty] | 3 | Pass | null
377767167 | PTJ14145 |  |  |  | VPTJ/PCE/J14142/MB14144 | 300281116 | Existing | RYB |  |  | CLOSED | CLOSED | LINK |  | 11 kV |  | 20050609 |  |  |  |  | INDKOM |  |  | PE 14.14 BLOK A (EFI) (F2) | Unknown | Unknown | NO | NONE | DISTRIBUTION | TNB | WP PUTRAJAYA & CYBERJAYA | NO | Unknown |  |  |  | NO | [8 empty] | PTJ14145 | NO | [7 empty] | 3 | Pass | null
377767250 | PTJ14311 |  |  |  | VPTJ/PCE/J14311/MB14311 | 300281141 | Existing | RYB |  |  | CLOSED | CLOSED | LINK |  | 11 kV |  | 25/06/2008 | [7 empty] | PE 14.31 P'PURI 14-12 BLOK B (F1) | Unknown | Unknown | NO | NONE | DISTRIBUTION | TNB | WP PUTRAJAYA & CYBERJAYA | NO | Unknown |  |  |  | NO | [8 empty] | PTJ14311 | NO | [7 empty] | 3 | Pass | null
377767255 | PTJ14312 |  |  |  | VPTJ/PCE/J14311/MB14311 | 300281141 | Existing | RYB |  |  | CLOSED | CLOSED | LINK |  | 11 kV |  | 25/06/2008 | [7 empty] | PE 14.31 P'PURI 14-12 BLOK B (F1) | Unknown | Unknown | NO | NONE | DISTRIBUTION | TNB | WP PUTRAJAYA & CYBERJAYA | NO | Unknown |  |  |  | NO | [8 empty] | PTJ14312 | NO | [7 empty] | 3 | Pass | null
377767344 | PTJ14314 |  |  |  | VPTJ/PCE/J14312/MB14314 | 300281142 | Existing | RYB |  |  | CLOSED | CLOSED | LINK |  | 11 kV |  | 25/06/2008 | [7 empty] | PE 14.31 P'PURI 14-12 BLOK B (F2) | Unknown | Unknown | NO | NONE | DISTRIBUTION | TNB | WP PUTRAJAYA & CYBERJAYA | NO | Unknown |  |  |  | NO | [8 empty] | PTJ14314 | NO | [7 empty] | 3 | Pass | null
377767349 | PTJ14315 |  |  |  | VPTJ/PCE/J14312/MB14314 | 300281142 | Existing | RYB |  |  | CLOSED | CLOSED | LINK |  | 11 kV |  | 25/06/2008 | [7 empty] | PE 14.31 P'PURI 14-12 BLOK B (F2) | Unknown | Unknown | NO | NONE | DISTRIBUTION | TNB | WP PUTRAJAYA & CYBERJAYA | NO | Unknown |  |  |  | NO | [8 empty] | PTJ14315 | NO | [7 empty] | 3 | Pass | null
377767439 | PTJ14301 |  |  |  | VPTJ/PCE/J14301/MB14301 | 300281139 | Existing | RYB |  |  | CLOSED | CLOSED | LINK |  | 11 kV |  | 25/06/2008 |  |  |  |  | INDKOM |  |  | PE 14.30 P'PURI 14-12 BLOK A (EFI) (F1) | Unknown | Unknown | NO | NONE | DISTRIBUTION | TNB | WP PUTRAJAYA & CYBERJAYA | NO | Unknown |  |  |  | NO | [8 empty] | PTJ14301 | NO | [7 empty] | 3 | Pass | null
377767444 | PTJ14302 |  |  |  | VPTJ/PCE/J14301/MB14301 | 300281139 | Existing | RYB |  |  | CLOSED | CLOSED | LINK |  | 11 kV |  | 25/06/2008 |  |  |  |  | INDKOM |  |  | PE 14.30 P'PURI 14-12 BLOK A (EFI) (F1) | Unknown | Unknown | NO | NONE | DISTRIBUTION | TNB | WP PUTRAJAYA & CYBERJAYA | NO | Unknown |  |  |  | NO | [8 empty] | PTJ14302 | NO | [7 empty] | 3 | Pass | null
377767533 | PTJ14304 |  |  |  | VPTJ/PCE/J14302/MB14304 | 300281140 | Existing | RYB |  |  | CLOSED | CLOSED | LINK |  | 11 kV |  | 25/06/2008 |  |  |  |  | INDKOM |  |  | PE 14.30 P'PURI 14-12 BLOK A (EFI) (F2) | Unknown | Unknown | NO | NONE | DISTRIBUTION | TNB | WP PUTRAJAYA & CYBERJAYA | NO | Unknown |  |  |  | NO | [8 empty] | PTJ14304 | NO | [7 empty] | 3 | Pass | null
377767538 | PTJ14305 |  |  |  | VPTJ/PCE/J14302/MB14304 | 300281140 | Existing | RYB |  |  | CLOSED | CLOSED | LINK |  | 11 kV |  | 25/06/2008 |  |  |  |  | INDKOM |  |  | PE 14.30 P'PURI 14-12 BLOK A (EFI) (F2) | Unknown | Unknown | NO | NONE | DISTRIBUTION | TNB | WP PUTRAJAYA & CYBERJAYA | NO | Unknown |  |  |  | NO | [8 empty] | PTJ14305 | NO | [7 empty] | 3 | Pass | null
377767567 | PTJ14251 |  |  |  | VPTJ/PCE/J14251/MB14251 | 300281133 | Existing | RYB |  | PTJ14322 PE 14.32 (F1) | CLOSED | CLOSED | LINK |  | 11 kV |  | 20070309 |  |  |  |  | INDKOM |  |  | PE 14.25 KOMPLEKS SEK REN (EFI) (F1) | Unknown | Unknown | NO | NONE | DISTRIBUTION | TNB | WP PUTRAJAYA & CYBERJAYA | NO | Unknown |  |  |  | NO | [8 empty] | PTJ14251 | NO | [7 empty] | 3 | Pass | null
377767572 | PTJ14252 |  |  |  | VPTJ/PCE/J14251/MB14251 | 300281133 | Existing | RYB |  |  | CLOSED | CLOSED | LINK |  | 11 kV |  | 20070309 |  |  |  |  | INDKOM |  |  | PE 14.25 KOMPLEKS SEK REN (EFI) (F1) | Unknown | Unknown | NO | NONE | DISTRIBUTION | TNB | WP PUTRAJAYA & CYBERJAYA | NO | Unknown |  |  |  | NO | [8 empty] | PTJ14252 | NO | [7 empty] | 3 | Pass | null
377767661 | PTJ14254 |  |  |  | VPTJ/PCE/J14252/MB14254 | 300281134 | Existing | RYB |  | PTJ14324 PE 14.32 (F2) | CLOSED | CLOSED | LINK |  | 11 kV |  | 20070309 |  |  |  |  | INDKOM |  |  | PE 14.25 KOMPLEKS SEK REN (EFI) (F2) | Unknown | Unknown | NO | NONE | DISTRIBUTION | TNB | WP PUTRAJAYA & CYBERJAYA | NO | Unknown |  |  |  | NO | [8 empty] | PTJ14254 | NO | [7 empty] | 3 | Pass | null
377767666 | PTJ14255 |  |  |  | VPTJ/PCE/J14252/MB14254 | 300281134 | Existing | RYB |  |  | CLOSED | CLOSED | LINK |  | 11 kV |  | 20070309 |  |  |  |  | INDKOM |  |  | PE 14.25 KOMPLEKS SEK REN (EFI) (F2) | Unknown | Unknown | NO | NONE | DISTRIBUTION | TNB | WP PUTRAJAYA & CYBERJAYA | NO | Unknown |  |  |  | NO | [8 empty] | PTJ14255 | NO | [7 empty] | 3 | Pass | null
378018326 | C23371 |  |  |  | VCBJ/PCE/J00143/MB1 | 310402698 | Existing | RYB |  | PMU CBJN 132/11KV: VCB 1 | CLOSED | CLOSED | LINK |  | 11 kV | [9 empty] | D-CBJ-C14-0473 | Unknown | Unknown | NO | NONE | DISTRIBUTION | TNB | WP PUTRAJAYA & CYBERJAYA | NO | Unknown |  |  |  | NO | [8 empty] | C23371 | NO | [7 empty] | 3 | Pass | null
378018331 | C23373 |  |  |  | VCBJ/PCE/J00143/MB1 | 310402698 | Existing | RYB |  | C23391 PE 23.39 RADIUS 3 F1 | CLOSED | CLOSED | LINK |  | 11 kV | [9 empty] | D-CBJ-C14-0473 | Unknown | Unknown | NO | NONE | DISTRIBUTION | TNB | WP PUTRAJAYA & CYBERJAYA | NO | Unknown |  |  |  | NO | [8 empty] | C23373 | NO | [7 empty] | 3 | Pass | null
378018447 | C23374 |  |  |  | VCBJ/PCE/J00144/MB1 | 310402697 | Existing | RYB |  | CBJ21952 PE 21.95 SITE SKY PARK | CLOSED | CLOSED | LINK |  | 11 kV | [9 empty] | D-CBJ-C14-0473 | Unknown | Unknown | NO | NONE | DISTRIBUTION | TNB | WP PUTRAJAYA & CYBERJAYA | NO | Unknown |  |  |  | NO | [8 empty] | C23374 | NO | [7 empty] | 3 | Pass | null
378018452 | C23376 |  |  |  | VCBJ/PCE/J00144/MB1 | 310402697 | Existing | RYB |  | C23394 PE 23.39 RADIUS 3 F2 | CLOSED | CLOSED | LINK |  | 11 kV | [9 empty] | D-CBJ-C14-0473 | Unknown | Unknown | NO | NONE | DISTRIBUTION | TNB | WP PUTRAJAYA & CYBERJAYA | NO | Unknown |  |  |  | NO | [8 empty] | C23376 | NO | [7 empty] | 3 | Pass | null
378018570 | C23391 |  |  |  | VCBJ/PCE/J00141/MB1 | 310425999 | Existing | RYB |  | C23373 PE 23.37 RADIUS 1 F1 | CLOSED | CLOSED | LINK |  | 11 kV | [6 empty] | TAMCO |  |  | D-CBJ-C17-0588 | Unknown | Unknown | NO | NONE | DISTRIBUTION | TNB | WP PUTRAJAYA & CYBERJAYA | NO | Unknown |  |  |  | NO | [8 empty] | C23391 | NO | [7 empty] | 3 | Pass | null
378018575 | C23393 |  |  |  | VCBJ/PCE/J00141/MB1 | 310425999 | Existing | RYB |  | C23381 PE 23.38 RADIUS 2 F1 | CLOSED | CLOSED | LINK |  | 11 kV | [6 empty] | TAMCO |  |  | D-CBJ-C17-0588 | Unknown | Unknown | NO | NONE | DISTRIBUTION | TNB | WP PUTRAJAYA & CYBERJAYA | NO | Unknown |  |  |  | NO | [8 empty] | C23393 | NO | [7 empty] | 3 | Pass | null
378018691 | C23394 |  |  |  | VCBJ/PCE/J00142/MB1 | 310425997 | Existing | RYB |  | C23376 PE 23.37 RADIUS 1 F2 | CLOSED | CLOSED | LINK |  | 11 kV | [6 empty] | TAMCO |  |  | D-CBJ-C17-0588 | Unknown | Unknown | NO | NONE | DISTRIBUTION | TNB | WP PUTRAJAYA & CYBERJAYA | NO | Unknown |  |  |  | NO | [8 empty] | C23394 | NO | [7 empty] | 3 | Pass | null
378018696 | C23396 |  |  |  | VCBJ/PCE/J00142/MB1 | 310425997 | Existing | RYB |  | C23384 PE 23.38 RADIUS 2 F2 | CLOSED | CLOSED | LINK |  | 11 kV | [6 empty] | TAMCO |  |  | D-CBJ-C17-0588 | Unknown | Unknown | NO | NONE | DISTRIBUTION | TNB | WP PUTRAJAYA & CYBERJAYA | NO | Unknown |  |  |  | NO | [8 empty] | C23396 | NO | [7 empty] | 3 | Pass | null
378018814 | C23381 |  |  |  | VCBJ/PCE/J00145/MB1 | 310425995 | Existing | RYB |  |  | CLOSED | CLOSED | LINK |  | 11 kV | [6 empty] | TAMCO |  |  | D-CBJ-C14-0473 | Unknown | Unknown | NO | NONE | DISTRIBUTION | TNB | WP PUTRAJAYA & CYBERJAYA | NO | Unknown |  |  |  | NO | [8 empty] | C23381 | NO | [7 empty] | 3 | Pass | null
378018819 | C23383 |  |  |  | VCBJ/PCE/J00145/MB1 | 310425995 | Existing | RYB |  | CBJ22181 SS 22.18 MDeC (F1) | CLOSED | CLOSED | LINK |  | 11 kV | [6 empty] | TAMCO |  |  | D-CBJ-C14-0473 | Unknown | Unknown | NO | NONE | DISTRIBUTION | TNB | WP PUTRAJAYA & CYBERJAYA | NO | Unknown |  |  |  | NO | [8 empty] | C23383 | NO | [7 empty] | 3 | Pass | null
378018935 | C23384 |  |  |  | VCBJ/PCE/J00146/MB1 | 310425996 | Existing | RYB |  | C23396 PE 23.39 RADIUS 3 F2 | CLOSED | CLOSED | LINK |  | 11 kV | [6 empty] | TAMCO |  |  | D-CBJ-C14-0473 | Unknown | Unknown | NO | NONE | DISTRIBUTION | TNB | WP PUTRAJAYA & CYBERJAYA | NO | Unknown |  |  |  | NO | [8 empty] | C23384 | NO | [7 empty] | 3 | Pass | null
378018940 | C23386 |  |  |  | VCBJ/PCE/J00146/MB1 | 310425996 | Existing | RYB |  | CBJ22184 SS 22.18 MDeC (F2) | CLOSED | CLOSED | LINK |  | 11 kV | [6 empty] | TAMCO |  |  | D-CBJ-C14-0473 | Unknown | Unknown | NO | NONE | DISTRIBUTION | TNB | WP PUTRAJAYA & CYBERJAYA | NO | Unknown |  |  |  | NO | [8 empty] | C23386 | NO | [7 empty] | 3 | Pass | null
378019096 | C23432 |  |  |  | VCBJ/PCE/J00151/MB1 | 310438595 | Existing | RYB |  | CBJ21961 PE 21.96 SUBANG ALAM | CLOSED | CLOSED | LINK |  | 11 kV | [6 empty] | INDKOM |  |  | D-CBJ-C15-0540 | Unknown | Unknown | NO | NONE | DISTRIBUTION | TNB | WP PUTRAJAYA & CYBERJAYA | NO | Unknown |  |  |  | NO | [8 empty] | C23432 | NO | [7 empty] | 3 | Pass | null
378019113 | C23431 |  |  |  | VCBJ/PCE/J00151/MB1 | 310438595 | Existing | RYB |  | CBJ21456 PE 21.45 (F2) | CLOSED | CLOSED | LINK |  | 11 kV | [6 empty] | INDKOM |  |  | D-CBJ-C15-0540 | Unknown | Unknown | NO | NONE | DISTRIBUTION | TNB | WP PUTRAJAYA & CYBERJAYA | NO | Unknown |  |  |  | NO | [8 empty] | C23431 | NO | [7 empty] | 3 | Pass | null
378043792 | PTJ14224 |  |  |  | VPTJ/PCE/J14222/MB14224 | 300281132 | Existing | RYB |  |  | CLOSED | CLOSED | LINK |  | 11 kV |  | 20070309 |  |  |  |  | TAMCO |  |  | PE 14.22 KOMPLEKS SEK MEN (F2) | Unknown | Unknown | NO | NONE | DISTRIBUTION | TNB | WP PUTRAJAYA & CYBERJAYA | NO | Unknown |  |  |  | NO | [8 empty] | PTJ14224 | NO | [7 empty] | 3 | Pass | null
378043797 | PTJ14226 |  |  |  | VPTJ/PCE/J14222/MB14224 | 300281132 | Existing | RYB |  |  | CLOSED | CLOSED | LINK |  | 11 kV |  | 20070309 |  |  |  |  | TAMCO |  |  | PE 14.22 KOMPLEKS SEK MEN (F2) | Unknown | Unknown | NO | NONE | DISTRIBUTION | TNB | WP PUTRAJAYA & CYBERJAYA | NO | Unknown |  |  |  | NO | [8 empty] | PTJ14226 | NO | [7 empty] | 3 | Pass | null
378043902 | PTJ14051 |  |  |  | VPTJ/PCE/J14051/MB14051 | 300454833 | Existing | RYB |  |  | CLOSED | CLOSED | LINK |  | 11 kV | [6 empty] | SCHNEIDER |  |  | PE 14.05 PERUMAHAN 14-11 (F1) | Unknown | Unknown | NO | NONE | DISTRIBUTION | TNB | WP PUTRAJAYA & CYBERJAYA | NO | Unknown |  |  |  | NO | [8 empty] | PTJ14051 | NO | [7 empty] | 3 | Pass | null
378043907 | PTJ14053 |  |  |  | VPTJ/PCE/J14051/MB14051 | 300454833 | Existing | RYB |  |  | CLOSED | CLOSED | LINK |  | 11 kV | [6 empty] | SCHNEIDER |  |  | PE 14.05 PERUMAHAN 14-11 (F1) | Unknown | Unknown | NO | NONE | DISTRIBUTION | TNB | WP PUTRAJAYA & CYBERJAYA | NO | Unknown |  |  |  | NO | [8 empty] | PTJ14053 | NO | [7 empty] | 3 | Pass | null
378043925 | PTJ14054 |  |  |  | VPTJ/PCE/J14052/MB14054 | 300454838 | Existing | RYB |  |  | CLOSED | CLOSED | LINK |  | 11 kV | [6 empty] | SCHNEIDER |  |  | PE 14.05 PERUMAHAN 14-11 (F2) | Unknown | Unknown | NO | NONE | DISTRIBUTION | TNB | WP PUTRAJAYA & CYBERJAYA | NO | Unknown |  |  |  | NO | [8 empty] | PTJ14054 | NO | [7 empty] | 3 | Pass | null
378043930 | PTJ14056 |  |  |  | VPTJ/PCE/J14052/MB14054 | 300454838 | Existing | RYB |  |  | CLOSED | CLOSED | LINK |  | 11 kV | [6 empty] | SCHNEIDER |  |  | PE 14.05 PERUMAHAN 14-11 (F2) | Unknown | Unknown | NO | NONE | DISTRIBUTION | TNB | WP PUTRAJAYA & CYBERJAYA | NO | Unknown |  |  |  | NO | [8 empty] | PTJ14056 | NO | [7 empty] | 3 | Pass | null
378043956 | PTJ14061 |  |  |  | VPTJ/PCE/J14061/MB14061 | 300281107 | Existing | RYB |  |  | CLOSED | CLOSED | LINK |  | 11 kV |  | 26/05/2008 |  |  |  |  | INDKOM |  |  | PE 14.06 PERUMAHAN 14-5A | Unknown | Unknown | NO | NONE | DISTRIBUTION | TNB | WP PUTRAJAYA & CYBERJAYA | NO | Unknown |  |  |  | NO | [8 empty] | PTJ14061 | NO | [7 empty] | 3 | Pass | null
378043961 | PTJ14062 |  |  |  | VPTJ/PCE/J14061/MB14061 | 300281107 | Existing | RYB |  |  | CLOSED | CLOSED | LINK |  | 11 kV |  | 26/05/2008 |  |  |  |  | INDKOM |  |  | PE 14.06 PERUMAHAN 14-5A | Unknown | Unknown | NO | NONE | DISTRIBUTION | TNB | WP PUTRAJAYA & CYBERJAYA | NO | Unknown |  |  |  | NO | [8 empty] | PTJ14062 | NO | [7 empty] | 3 | Pass | null
378044365 | PTJ14091 |  |  |  | VPTJ/PCE/J14091/MB14091 | 300281110 | Existing | RYB |  |  | CLOSED | CLOSED | LINK |  | 11 kV |  | 20071108 |  |  |  |  | MERLIN GERIN |  |  | PE 14.09 PERUMAHAN 14-4 (F1) | Unknown | Unknown | NO | NONE | DISTRIBUTION | TNB | WP PUTRAJAYA & CYBERJAYA | NO | Unknown |  |  |  | NO | [8 empty] | PTJ14091 | NO | [7 empty] | 3 | Pass | null
378044370 | PTJ14093 |  |  |  | VPTJ/PCE/J14091/MB14091 | 300281110 | Existing | RYB |  |  | CLOSED | CLOSED | LINK |  | 11 kV |  | 20071108 |  |  |  |  | MERLIN GERIN |  |  | PE 14.09 PERUMAHAN 14-4 (F1) | Unknown | Unknown | NO | NONE | DISTRIBUTION | TNB | WP PUTRAJAYA & CYBERJAYA | NO | Unknown |  |  |  | NO | [8 empty] | PTJ14093 | NO | [7 empty] | 3 | Pass | null
378044496 | PTJ14081 |  |  |  | VPTJ/PCE/J14081/MB14081 | 300281108 | Existing | RYB |  |  | CLOSED | CLOSED | LINK |  | 11 kV |  | 28/11/2008 |  |  |  |  | FALCON BETA |  |  | PE 14.08 Perumahan 14-10 (F1) | Unknown | Unknown | NO | NONE | DISTRIBUTION | TNB | WP PUTRAJAYA & CYBERJAYA | NO | Unknown |  |  |  | NO | [8 empty] | PTJ14081 | NO | [7 empty] | 3 | Pass | null
378044501 | PTJ14083 |  |  |  | VPTJ/PCE/J14081/MB14081 | 300281108 | Existing | RYB |  |  | CLOSED | CLOSED | LINK |  | 11 kV |  | 28/11/2008 |  |  |  |  | FALCON BETA |  |  | PE 14.08 Perumahan 14-10 (F1) | Unknown | Unknown | NO | NONE | DISTRIBUTION | TNB | WP PUTRAJAYA & CYBERJAYA | NO | Unknown |  |  |  | NO | [8 empty] | PTJ14083 | NO | [7 empty] | 3 | Pass | null
378044519 | PTJ14084 |  |  |  | VPTJ/PCE/J14082/MB14084 | 300281109 | Existing | RYB |  |  | CLOSED | CLOSED | LINK |  | 11 kV |  | 28/11/2008 |  |  |  |  | TAMCO |  |  | PE 14.08 Perumahan 14-10 (F2) | Unknown | Unknown | NO | NONE | DISTRIBUTION | TNB | WP PUTRAJAYA & CYBERJAYA | NO | Unknown |  |  |  | NO | [8 empty] | PTJ14084 | NO | [7 empty] | 3 | Pass | null
378044524 | PTJ14086 |  |  |  | VPTJ/PCE/J14082/MB14084 | 300281109 | Existing | RYB |  |  | CLOSED | CLOSED | LINK |  | 11 kV |  | 28/11/2008 |  |  |  |  | TAMCO |  |  | PE 14.08 Perumahan 14-10 (F2) | Unknown | Unknown | NO | NONE | DISTRIBUTION | TNB | WP PUTRAJAYA & CYBERJAYA | NO | Unknown |  |  |  | NO | [8 empty] | PTJ14086 | NO | [7 empty] | 3 | Pass | null
378044622 | PTJ14131 |  |  |  | VPTJ/PCE/J14131/MB14131 | 300281113 | Existing | RYB |  |  | CLOSED | CLOSED | LINK |  | 11 kV |  | 20060902 |  |  |  |  | TAMCO |  |  | PE 14.13 ERUMAHAN 14-9 (EFI) (F1) | Unknown | Unknown | NO | NONE | DISTRIBUTION | TNB | WP PUTRAJAYA & CYBERJAYA | NO | Unknown |  |  |  | NO | [8 empty] | PTJ14131 | NO | [7 empty] | 3 | Pass | null
378044627 | PTJ14133 |  |  |  | VPTJ/PCE/J14131/MB14131 | 300281113 | Existing | RYB |  |  | CLOSED | CLOSED | LINK |  | 11 kV |  | 20060902 |  |  |  |  | TAMCO |  |  | PE 14.13 ERUMAHAN 14-9 (EFI) (F1) | Unknown | Unknown | NO | NONE | DISTRIBUTION | TNB | WP PUTRAJAYA & CYBERJAYA | NO | Unknown |  |  |  | NO | [8 empty] | PTJ14133 | NO | [7 empty] | 3 | Pass | null
378044645 | PTJ14134 |  |  |  | VPTJ/PCE/J14132/MB14134 | 300281114 | Existing | RYB |  |  | CLOSED | CLOSED | LINK |  | 11 kV |  | 20060902 |  |  |  |  | TAMCO |  |  | PE 14.13 ERUMAHAN 14-9 (EFI) (F2) | Unknown | Unknown | NO | NONE | DISTRIBUTION | TNB | WP PUTRAJAYA & CYBERJAYA | NO | Unknown |  |  |  | NO | [8 empty] | PTJ14134 | NO | [7 empty] | 3 | Pass | null
378044650 | PTJ14136 |  |  |  | VPTJ/PCE/J14132/MB14134 | 300281114 | Existing | RYB |  |  | CLOSED | CLOSED | LINK |  | 11 kV |  | 20060902 |  |  |  |  | TAMCO |  |  | PE 14.13 ERUMAHAN 14-9 (EFI) (F2) | Unknown | Unknown | NO | NONE | DISTRIBUTION | TNB | WP PUTRAJAYA & CYBERJAYA | NO | Unknown |  |  |  | NO | [8 empty] | PTJ14136 | NO | [7 empty] | 3 | Pass | null
378044747 | PTJ14021 |  |  |  | VPTJ/PCE/J14021/MB14021 | 300281104 | Existing | RYB |  |  | CLOSED | CLOSED | LINK |  | 11 kV |  | 25/02/2006 |  |  |  |  | TAMCO |  |  | PE 14.02 PERUMAHAN 14-1 (EFI) (F1) | Unknown | Unknown | NO | NONE | DISTRIBUTION | TNB | WP PUTRAJAYA & CYBERJAYA | NO | Unknown |  |  |  | NO | [8 empty] | PTJ14021 | NO | [7 empty] | 3 | Pass | null
378044752 | PTJ14023 |  |  |  | VPTJ/PCE/J14021/MB14021 | 300281104 | Existing | RYB |  |  | CLOSED | CLOSED | LINK |  | 11 kV |  | 25/02/2006 |  |  |  |  | TAMCO |  |  | PE 14.02 PERUMAHAN 14-1 (EFI) (F1) | Unknown | Unknown | NO | NONE | DISTRIBUTION | TNB | WP PUTRAJAYA & CYBERJAYA | NO | Unknown |  |  |  | NO | [8 empty] | PTJ14023 | NO | [7 empty] | 3 | Pass | null
378044770 | PTJ14024 |  |  |  | VPTJ/PCE/J14022/MB14024 | 300281105 | Existing | RYB |  |  | CLOSED | CLOSED | LINK |  | 11 kV |  | 25/02/2006 |  |  |  |  | TAMCO |  |  | PE 14.02 PERUMAHAN 14-1 (EFI) (F2) | Unknown | Unknown | NO | NONE | DISTRIBUTION | TNB | WP PUTRAJAYA & CYBERJAYA | NO | Unknown |  |  |  | NO | [8 empty] | PTJ14024 | NO | [7 empty] | 3 | Pass | null
378044775 | PTJ14026 |  |  |  | VPTJ/PCE/J14022/MB14024 | 300281105 | Existing | RYB |  |  | CLOSED | CLOSED | LINK |  | 11 kV |  | 25/02/2006 |  |  |  |  | TAMCO |  |  | PE 14.02 PERUMAHAN 14-1 (EFI) (F2) | Unknown | Unknown | NO | NONE | DISTRIBUTION | TNB | WP PUTRAJAYA & CYBERJAYA | NO | Unknown |  |  |  | NO | [8 empty] | PTJ14026 | NO | [7 empty] | 3 | Pass | null
378044873 | PTJ14111 |  |  |  | VPTJ/PCE/J14111/MB14111 | 300281111 | Existing | RYB |  |  | OPEN | CLOSED | LINK |  | 11 kV |  | 25/02/2006 |  |  |  |  | TAMCO |  |  | PE 14.11 PERUMAHAN 14-1 (F1) | Unknown | Unknown | NO | NONE | DISTRIBUTION | TNB | WP PUTRAJAYA & CYBERJAYA | NO | Unknown |  |  |  | NO | [8 empty] | PTJ14111 | NO | [7 empty] | 3 | Pass | null
378044878 | PTJ14113 |  |  |  | VPTJ/PCE/J14111/MB14111 | 300281111 | Existing | RYB |  |  | CLOSED | CLOSED | LINK |  | 11 kV |  | 25/02/2006 |  |  |  |  | TAMCO |  |  | PE 14.11 PERUMAHAN 14-1 (F1) | Unknown | Unknown | NO | NONE | DISTRIBUTION | TNB | WP PUTRAJAYA & CYBERJAYA | NO | Unknown |  |  |  | NO | [8 empty] | PTJ14113 | NO | [7 empty] | 3 | Pass | null
378044896 | PTJ14114 |  |  |  | VPTJ/PCE/J14112/MB14114 | 300281112 | Existing | RYB |  |  | OPEN | CLOSED | LINK |  | 11 kV |  | 25/02/2006 |  |  |  |  | TAMCO |  |  | PE 14.11 PERUMAHAN 14-1 (F2) | Unknown | Unknown | NO | NONE | DISTRIBUTION | TNB | WP PUTRAJAYA & CYBERJAYA | NO | Unknown |  |  |  | NO | [8 empty] | PTJ14114 | NO | [7 empty] | 3 | Pass | null
378044901 | PTJ14116 |  |  |  | VPTJ/PCE/J14112/MB14114 | 300281112 | Existing | RYB |  |  | CLOSED | CLOSED | LINK |  | 11 kV |  | 25/02/2006 |  |  |  |  | TAMCO |  |  | PE 14.11 PERUMAHAN 14-1 (F2) | Unknown | Unknown | NO | NONE | DISTRIBUTION | TNB | WP PUTRAJAYA & CYBERJAYA | NO | Unknown |  |  |  | NO | [8 empty] | PTJ14116 | NO | [7 empty] | 3 | Pass | null
378044993 | PTJ16031 |  |  |  | VPTJ/PCE/J16031/MB16031 | 300281176 | Existing | RYB |  |  | CLOSED | CLOSED | LINK |  | 11 kV |  | 20060203 |  |  |  |  | MERLIN GERIN |  |  | PE 16.03 146 UNIT RUMAH TERES | Unknown | Unknown | NO | NONE | DISTRIBUTION | TNB | WP PUTRAJAYA & CYBERJAYA | NO | Unknown |  |  |  | NO | [8 empty] | PTJ16031 | NO | [7 empty] | 3 | Pass | null
378044998 | PTJ16033 |  |  |  | VPTJ/PCE/J16031/MB16031 | 300281176 | Existing | RYB |  |  | CLOSED | CLOSED | LINK |  | 11 kV |  | 20060203 |  |  |  |  | MERLIN GERIN |  |  | PE 16.03 146 UNIT RUMAH TERES | Unknown | Unknown | NO | NONE | DISTRIBUTION | TNB | WP PUTRAJAYA & CYBERJAYA | NO | Unknown |  |  |  | NO | [8 empty] | PTJ16033 | NO | [7 empty] | 3 | Pass | null
378045354 | PTJ01641 |  |  |  | VPTJ/PCE/J01641/MB01641 | 300454866 | Existing | RYB |  |  | CLOSED | CLOSED | LINK |  | 11 kV | [6 empty] | INDKOM |  |  | PE 1.64 PEJ HOTEL PZ 10 (F1) | Unknown | Unknown | NO | NONE | DISTRIBUTION | TNB | WP PUTRAJAYA & CYBERJAYA | NO | Unknown |  |  |  | NO | [8 empty] | PTJ01641 | NO | [7 empty] | 3 | Pass | null
378045359 | PTJ01643 |  |  |  | VPTJ/PCE/J01641/MB01641 | 300454866 | Existing | RYB |  |  | CLOSED | CLOSED | LINK |  | 11 kV | [6 empty] | INDKOM |  |  | PE 1.64 PEJ HOTEL PZ 10 (F1) | Unknown | Unknown | NO | NONE | DISTRIBUTION | TNB | WP PUTRAJAYA & CYBERJAYA | NO | Unknown |  |  |  | NO | [8 empty] | PTJ01643 | NO | [7 empty] | 3 | Pass | null
378045380 | PTJ01644 |  |  |  | VPTJ/PCE/J01642/MB01644 | 300454868 | Existing | RYB |  |  | CLOSED | CLOSED | LINK |  | 11 kV | [6 empty] | INDKOM |  |  | PE 1.64 PEJ HOTEL PZ 10 (F2) | Unknown | Unknown | NO | NONE | DISTRIBUTION | TNB | WP PUTRAJAYA & CYBERJAYA | NO | Unknown |  |  |  | NO | [8 empty] | PTJ01644 | NO | [7 empty] | 3 | Pass | null
378045385 | PTJ01645 |  |  |  | VPTJ/PCE/J01642/MB01644 | 300454868 | Existing | RYB |  |  | CLOSED | CLOSED | LINK |  | 11 kV | [6 empty] | INDKOM |  |  | PE 1.64 PEJ HOTEL PZ 10 (F2) | Unknown | Unknown | NO | NONE | DISTRIBUTION | TNB | WP PUTRAJAYA & CYBERJAYA | NO | Unknown |  |  |  | NO | [8 empty] | PTJ01645 | NO | [7 empty] | 3 | Pass | null
378045403 | PTJ16311 |  |  |  | VPTJ/PCE/J16311/MB16311 | 310338862 | Existing | RYB |  |  | CLOSED | CLOSED | LINK |  | 11 kV | [6 empty] | TAMCO |  |  | PE 16.31 TEMP PPA1M PR 16 | Unknown | Unknown | NO | NONE | DISTRIBUTION | TNB | WP PUTRAJAYA & CYBERJAYA | NO | Unknown |  |  |  | NO | [8 empty] | PTJ16311 | NO | [7 empty] | 3 | Pass | null
378045408 | PTJ16313 |  |  |  | VPTJ/PCE/J16311/MB16311 | 310338862 | Existing | RYB |  |  | CLOSED | CLOSED | LINK |  | 11 kV | [6 empty] | TAMCO |  |  | PE 16.31 TEMP PPA1M PR 16 | Unknown | Unknown | NO | NONE | DISTRIBUTION | TNB | WP PUTRAJAYA & CYBERJAYA | NO | Unknown |  |  |  | NO | [8 empty] | PTJ16313 | NO | [7 empty] | 3 | Pass | null
378045504 | PTJ16201 |  |  |  | VPTJ/PCE/J16201/MB16201 | 300281195 | Existing | RYB |  |  | CLOSED | CLOSED | LINK |  | 11 kV |  | 20000311 |  |  |  |  | INDKOM |  |  | PE 16.20 APT A1 (EFI) (F1) | Unknown | Unknown | NO | NONE | DISTRIBUTION | TNB | WP PUTRAJAYA & CYBERJAYA | NO | Unknown |  |  |  | NO | [8 empty] | PTJ16201 | NO | [7 empty] | 3 | Pass | null
378045509 | PTJ16202 |  |  |  | VPTJ/PCE/J16201/MB16201 | 300281195 | Existing | RYB |  |  | CLOSED | CLOSED | LINK |  | 11 kV |  | 20000311 |  |  |  |  | INDKOM |  |  | PE 16.20 APT A1 (EFI) (F1) | Unknown | Unknown | NO | NONE | DISTRIBUTION | TNB | WP PUTRAJAYA & CYBERJAYA | NO | Unknown |  |  |  | NO | [8 empty] | PTJ16202 | NO | [7 empty] | 3 | Pass | null
378045527 | PTJ16204 |  |  |  | VPTJ/PCE/J16202/MB16204 | 300281196 | Existing | RYB |  |  | CLOSED | CLOSED | LINK |  | 11 kV |  | 20000311 |  |  |  |  | INDKOM |  |  | PE 16.20 APT A1 (EFI) (F2) | Unknown | Unknown | NO | NONE | DISTRIBUTION | TNB | WP PUTRAJAYA & CYBERJAYA | NO | Unknown |  |  |  | NO | [8 empty] | PTJ16204 | NO | [7 empty] | 3 | Pass | null
378045532 | PTJ16205 |  |  |  | VPTJ/PCE/J16202/MB16204 | 300281196 | Existing | RYB |  |  | CLOSED | CLOSED | LINK |  | 11 kV |  | 20000311 |  |  |  |  | INDKOM |  |  | PE 16.20 APT A1 (EFI) (F2) | Unknown | Unknown | NO | NONE | DISTRIBUTION | TNB | WP PUTRAJAYA & CYBERJAYA | NO | Unknown |  |  |  | NO | [8 empty] | PTJ16205 | NO | [7 empty] | 3 | Pass | null
378045642 | PTJ16191 |  |  |  | VPTJ/PCE/J16191/MB16191 | 300281193 | Existing | RYB |  |  | CLOSED | CLOSED | LINK |  | 11 kV |  | 20000311 |  |  |  |  | INDKOM |  |  | PE 16.19 APT A2 (F1) | Unknown | Unknown | NO | NONE | DISTRIBUTION | TNB | WP PUTRAJAYA & CYBERJAYA | NO | Unknown |  |  |  | NO | [8 empty] | PTJ16191 | NO | [7 empty] | 3 | Pass | null
378045647 | PTJ16192 |  |  |  | VPTJ/PCE/J16191/MB16191 | 300281193 | Existing | RYB |  |  | CLOSED | CLOSED | LINK |  | 11 kV |  | 20000311 |  |  |  |  | INDKOM |  |  | PE 16.19 APT A2 (F1) | Unknown | Unknown | NO | NONE | DISTRIBUTION | TNB | WP PUTRAJAYA & CYBERJAYA | NO | Unknown |  |  |  | NO | [8 empty] | PTJ16192 | NO | [7 empty] | 3 | Pass | null
378045668 | PTJ16194 |  |  |  | VPTJ/PCE/J16192/MB16194 | 300281194 | Existing | RYB |  |  | CLOSED | CLOSED | LINK |  | 11 kV |  | 20000311 |  |  |  |  | INDKOM |  |  | PE 16.19 APT A2 (F2) | Unknown | Unknown | NO | NONE | DISTRIBUTION | TNB | WP PUTRAJAYA & CYBERJAYA | NO | Unknown |  |  |  | NO | [8 empty] | PTJ16194 | NO | [7 empty] | 3 | Pass | null
378045673 | PTJ16195 |  |  |  | VPTJ/PCE/J16192/MB16194 | 300281194 | Existing | RYB |  |  | CLOSED | CLOSED | LINK |  | 11 kV |  | 20000311 |  |  |  |  | INDKOM |  |  | PE 16.19 APT A2 (F2) | Unknown | Unknown | NO | NONE | DISTRIBUTION | TNB | WP PUTRAJAYA & CYBERJAYA | NO | Unknown |  |  |  | NO | [8 empty] | PTJ16195 | NO | [7 empty] | 3 | Pass | null
378045771 | PTJ16181 |  |  |  | VPTJ/PCE/J16181/MB16181 | 300281191 | Existing | RYB |  |  | CLOSED | CLOSED | LINK |  | 11 kV |  | 20000311 |  |  |  |  | INDKOM |  |  | PE 16.18 APT A3 (EFI) (F1) | Unknown | Unknown | NO | NONE | DISTRIBUTION | TNB | WP PUTRAJAYA & CYBERJAYA | NO | Unknown |  |  |  | NO | [8 empty] | PTJ16181 | NO | [7 empty] | 3 | Pass | null
378045776 | PTJ16182 |  |  |  | VPTJ/PCE/J16181/MB16181 | 300281191 | Existing | RYB |  |  | CLOSED | CLOSED | LINK |  | 11 kV |  | 20000311 |  |  |  |  | INDKOM |  |  | PE 16.18 APT A3 (EFI) (F1) | Unknown | Unknown | NO | NONE | DISTRIBUTION | TNB | WP PUTRAJAYA & CYBERJAYA | NO | Unknown |  |  |  | NO | [8 empty] | PTJ16182 | NO | [7 empty] | 3 | Pass | null
378045798 | PTJ16184 |  |  |  | VPTJ/PCE/J16182/MB16184 | 300281192 | Existing | RYB |  |  | CLOSED | CLOSED | LINK |  | 11 kV |  | 20000311 |  |  |  |  | INDKOM |  |  | PE 16.18 APT A3 (EFI) (F2) | Unknown | Unknown | NO | NONE | DISTRIBUTION | TNB | WP PUTRAJAYA & CYBERJAYA | NO | Unknown |  |  |  | NO | [8 empty] | PTJ16184 | NO | [7 empty] | 3 | Pass | null
378045803 | PTJ16185 |  |  |  | VPTJ/PCE/J16182/MB16184 | 300281192 | Existing | RYB |  |  | CLOSED | CLOSED | LINK |  | 11 kV |  | 20000311 |  |  |  |  | INDKOM |  |  | PE 16.18 APT A3 (EFI) (F2) | Unknown | Unknown | NO | NONE | DISTRIBUTION | TNB | WP PUTRAJAYA & CYBERJAYA | NO | Unknown |  |  |  | NO | [8 empty] | PTJ16185 | NO | [7 empty] | 3 | Pass | null
378045899 | PTJ16151 |  |  |  | VPTJ/PCE/J16151/MB16151 | 300281183 | Existing | RYB |  |  | CLOSED | CLOSED | LINK |  | 11 kV |  | 20020509 |  |  |  |  | INDKOM |  |  | PE 16.15 SEK. REN (F1) | Unknown | Unknown | NO | NONE | DISTRIBUTION | TNB | WP PUTRAJAYA & CYBERJAYA | NO | Unknown |  |  |  | NO | [8 empty] | PTJ16151 | NO | [7 empty] | 3 | Pass | null
378045904 | PTJ16152 |  |  |  | VPTJ/PCE/J16151/MB16151 | 300281183 | Existing | RYB |  |  | CLOSED | CLOSED | LINK |  | 11 kV |  | 20020509 |  |  |  |  | INDKOM |  |  | PE 16.15 SEK. REN (F1) | Unknown | Unknown | NO | NONE | DISTRIBUTION | TNB | WP PUTRAJAYA & CYBERJAYA | NO | Unknown |  |  |  | NO | [8 empty] | PTJ16152 | NO | [7 empty] | 3 | Pass | null
378045926 | PTJ16154 |  |  |  | VPTJ/PCE/J16152/MB16154 | 300281184 | Existing | RYB |  |  | CLOSED | CLOSED | LINK |  | 11 kV |  | 20020509 |  |  |  |  | INDKOM |  |  | PE 16.15 SEK. REN (F2) | Unknown | Unknown | NO | NONE | DISTRIBUTION | TNB | WP PUTRAJAYA & CYBERJAYA | NO | Unknown |  |  |  | NO | [8 empty] | PTJ16154 | NO | [7 empty] | 3 | Pass | null
378045931 | PTJ16155 |  |  |  | VPTJ/PCE/J16152/MB16154 | 300281184 | Existing | RYB |  |  | CLOSED | CLOSED | LINK |  | 11 kV |  | 20020509 |  |  |  |  | INDKOM |  |  | PE 16.15 SEK. REN (F2) | Unknown | Unknown | NO | NONE | DISTRIBUTION | TNB | WP PUTRAJAYA & CYBERJAYA | NO | Unknown |  |  |  | NO | [8 empty] | PTJ16155 | NO | [7 empty] | 3 | Pass | null
378046207 | PTJ16171 |  |  |  | VPTJ/PCE/J16171/MB16171 | 300281187 | Existing | RYB |  |  | CLOSED | CLOSED | LINK |  | 11 kV |  | 15/05/2002 | [7 empty] | SS 16.17 KOMPLEK KEJIRANAN (EFI) (F1) | Unknown | Unknown | NO | NONE | DISTRIBUTION | TNB | WP PUTRAJAYA & CYBERJAYA | NO | Unknown |  |  |  | NO | [8 empty] | PTJ16171 | NO | [7 empty] | 3 | Pass | null
378046213 | PTJ16173 |  |  |  | VPTJ/PCE/J16171/MB16171 | 300281187 | Existing | RYB |  |  | CLOSED | CLOSED | LINK |  | 11 kV |  | 15/05/2002 | [7 empty] | SS 16.17 KOMPLEK KEJIRANAN (EFI) (F1) | Unknown | Unknown | NO | NONE | DISTRIBUTION | TNB | WP PUTRAJAYA & CYBERJAYA | NO | Unknown |  |  |  | NO | [8 empty] | PTJ16173 | NO | [7 empty] | 3 | Pass | null
378046218 | PTJ16172 |  |  |  | VPTJ/PCE/J16171/MB16171 | 300281187 | Existing | RYB |  |  | CLOSED | CLOSED | LINK |  | 11 kV |  | 15/05/2002 | [7 empty] | SS 16.17 KOMPLEK KEJIRANAN (EFI) (F1) | Unknown | Unknown | NO | NONE | DISTRIBUTION | TNB | WP PUTRAJAYA & CYBERJAYA | NO | Unknown |  |  |  | NO | [8 empty] | PTJ16172 | NO | [7 empty] | 3 | Pass | null
378046233 | PTJ16174 |  |  |  | VPTJ/PCE/J16172/MB16174 | 300281188 | Existing | RYB |  |  | CLOSED | CLOSED | LINK |  | 11 kV |  | 15/05/2002 |  |  |  |  | INDKOM |  |  | SS 16.17 KOMPLEK KEJIRANAN (EFI) (F2) | Unknown | Unknown | NO | NONE | DISTRIBUTION | TNB | WP PUTRAJAYA & CYBERJAYA | NO | Unknown |  |  |  | NO | [8 empty] | PTJ16174 | NO | [7 empty] | 3 | Pass | null
378046239 | PTJ16176 |  |  |  | VPTJ/PCE/J16172/MB16174 | 300281188 | Existing | RYB |  |  | CLOSED | CLOSED | LINK |  | 11 kV |  | 15/05/2002 |  |  |  |  | INDKOM |  |  | SS 16.17 KOMPLEK KEJIRANAN (EFI) (F2) | Unknown | Unknown | NO | NONE | DISTRIBUTION | TNB | WP PUTRAJAYA & CYBERJAYA | NO | Unknown |  |  |  | NO | [8 empty] | PTJ16176 | NO | [7 empty] | 3 | Pass | null
378046244 | PTJ16175 |  |  |  | VPTJ/PCE/J16172/MB16174 | 300281188 | Existing | RYB |  |  | CLOSED | CLOSED | LINK |  | 11 kV |  | 15/05/2002 |  |  |  |  | INDKOM |  |  | SS 16.17 KOMPLEK KEJIRANAN (EFI) (F2) | Unknown | Unknown | NO | NONE | DISTRIBUTION | TNB | WP PUTRAJAYA & CYBERJAYA | NO | Unknown |  |  |  | NO | [8 empty] | PTJ16175 | NO | [7 empty] | 3 | Pass | null
378046486 | PTJ12021 |  |  |  | VPTJ/PCE/J12021/MB12021 | 300454639 | Existing | RYB |  |  | CLOSED | CLOSED | LINK |  | 11 kV | [6 empty] | INDKOM |  |  | PE 12.02 KUARTERS PEKERJA | Unknown | Unknown | NO | NONE | DISTRIBUTION | TNB | WP PUTRAJAYA & CYBERJAYA | NO | Unknown |  |  |  | NO | [8 empty] | PTJ12021 | NO | [7 empty] | 3 | Pass | null
378046491 | PTJ12023 |  |  |  | VPTJ/PCE/J12021/MB12021 | 300454639 | Existing | RYB |  |  | CLOSED | CLOSED | LINK |  | 11 kV | [6 empty] | INDKOM |  |  | PE 12.02 KUARTERS PEKERJA | Unknown | Unknown | NO | NONE | DISTRIBUTION | TNB | WP PUTRAJAYA & CYBERJAYA | NO | Unknown |  |  |  | NO | [8 empty] | PTJ12023 | NO | [7 empty] | 3 | Pass | null
378046512 | PTJ12011 |  |  |  | VPTJ/PCE/J12011/MB12011 | 300281098 | Existing | RYB |  |  | CLOSED | CLOSED | LINK |  | 11 kV |  | 20001107 |  |  |  |  | TAMCO |  |  | PE 12.01 RF 2 P. UTARA | Unknown | Unknown | NO | NONE | DISTRIBUTION | TNB | WP PUTRAJAYA & CYBERJAYA | NO | Unknown |  |  |  | NO | [8 empty] | PTJ12011 | NO | [7 empty] | 3 | Pass | null
378046517 | PTJ12012 |  |  |  | VPTJ/PCE/J12011/MB12011 | 300281098 | Existing | RYB |  |  | CLOSED | CLOSED | LINK |  | 11 kV |  | 20001107 |  |  |  |  | TAMCO |  |  | PE 12.01 RF 2 P. UTARA | Unknown | Unknown | NO | NONE | DISTRIBUTION | TNB | WP PUTRAJAYA & CYBERJAYA | NO | Unknown |  |  |  | NO | [8 empty] | PTJ12012 | NO | [7 empty] | 3 | Pass | null
378046546 | PTJ15011 |  |  |  | VPTJ/PCE/J15011/MB15011 | 300281143 | Existing | RYB |  |  | CLOSED | CLOSED | LINK |  | 11 kV |  | 18/11/1999 |  |  |  |  | SCHNEIDER |  |  | SS 15.01 PS6 | Unknown | Unknown | NO | NONE | DISTRIBUTION | TNB | WP PUTRAJAYA & CYBERJAYA | NO | Unknown |  |  |  | NO | [8 empty] | PTJ15011 | NO | [7 empty] | 3 | Pass | null
378046552 | PTJ15013 |  |  |  | VPTJ/PCE/J15011/MB15011 | 300281143 | Existing | RYB |  |  | CLOSED | CLOSED | LINK |  | 11 kV |  | 18/11/1999 |  |  |  |  | SCHNEIDER |  |  | SS 15.01 PS6 | Unknown | Unknown | NO | NONE | DISTRIBUTION | TNB | WP PUTRAJAYA & CYBERJAYA | NO | Unknown |  |  |  | NO | [8 empty] | PTJ15013 | NO | [7 empty] | 3 | Pass | null
378046557 | PTJ15012 |  |  |  | VPTJ/PCE/J15011/MB15011 | 300281143 | Existing | RYB |  |  | CLOSED | CLOSED | LINK |  | 11 kV |  | 18/11/1999 |  |  |  |  | SCHNEIDER |  |  | SS 15.01 PS6 | Unknown | Unknown | NO | NONE | DISTRIBUTION | TNB | WP PUTRAJAYA & CYBERJAYA | NO | Unknown |  |  |  | NO | [8 empty] | PTJ15012 | NO | [7 empty] | 3 | Pass | null
378046616 | PTJ14292 |  |  |  | VPTJ/PCE/J14291/MB14291 | 300281137 | Existing | RYB |  |  | CLOSED | CLOSED | LINK |  | 11 kV |  | 20080801 |  |  |  |  | INDKOM |  |  | PE 14.29 GUDANG (EFI) (F1) | Unknown | Unknown | NO | NONE | DISTRIBUTION | TNB | WP PUTRAJAYA & CYBERJAYA | NO | Unknown |  |  |  | NO | [8 empty] | PTJ14292 | NO | [7 empty] | 3 | Pass | null
378046621 | PTJ14291 |  |  |  | VPTJ/PCE/J14291/MB14291 | 300281137 | Existing | RYB |  | PTJ14372 SS 14.37 NASYRUL QURAN F1 | CLOSED | CLOSED | LINK |  | 11 kV |  | 20080801 |  |  |  |  | INDKOM |  |  | PE 14.29 GUDANG (EFI) (F1) | Unknown | Unknown | NO | NONE | DISTRIBUTION | TNB | WP PUTRAJAYA & CYBERJAYA | NO | Unknown |  |  |  | NO | [8 empty] | PTJ14291 | NO | [7 empty] | 3 | Pass | null
378046677 | PTJ14295 |  |  |  | VPTJ/PCE/J14292/MB14294 | 300281138 | Existing | RYB |  |  | CLOSED | CLOSED | LINK |  | 11 kV |  | 20080801 |  |  |  |  | INDKOM |  |  | PE 14.29 GUDANG (EFI) (F2) | Unknown | Unknown | NO | NONE | DISTRIBUTION | TNB | WP PUTRAJAYA & CYBERJAYA | NO | Unknown |  |  |  | NO | [8 empty] | PTJ14295 | NO | [7 empty] | 3 | Pass | null
378046682 | PTJ14294 |  |  |  | VPTJ/PCE/J14292/MB14294 | 300281138 | Existing | RYB |  | PTJ14375 SS 14.37 NASYRUL QURAN F1 | CLOSED | CLOSED | LINK |  | 11 kV |  | 20080801 |  |  |  |  | INDKOM |  |  | PE 14.29 GUDANG (EFI) (F2) | Unknown | Unknown | NO | NONE | DISTRIBUTION | TNB | WP PUTRAJAYA & CYBERJAYA | NO | Unknown |  |  |  | NO | [8 empty] | PTJ14294 | NO | [7 empty] | 3 | Pass | null
378046897 | PTJ14272 |  |  |  | VPTJ/PCE/J14271/MB14271 | 300281135 | Existing | RYB |  | PTJ14371 SS 14.37 NASYRUL QURAN F1 | CLOSED | CLOSED | LINK |  | 11 kV |  | 19990901 |  |  |  |  | INDKOM |  |  | PE 14.27 KOMP PJC SEMENTARA | Unknown | Unknown | NO | NONE | DISTRIBUTION | TNB | WP PUTRAJAYA & CYBERJAYA | NO | Unknown |  |  |  | NO | [8 empty] | PTJ14272 | NO | [7 empty] | 3 | Pass | null
378046914 | PTJ14271 |  |  |  | VPTJ/PCE/J14271/MB14271 | 300281135 | Existing | RYB |  |  | CLOSED | CLOSED | LINK |  | 11 kV |  | 19990901 |  |  |  |  | INDKOM |  |  | PE 14.27 KOMP PJC SEMENTARA | Unknown | Unknown | NO | NONE | DISTRIBUTION | TNB | WP PUTRAJAYA & CYBERJAYA | NO | Unknown |  |  |  | NO | [8 empty] | PTJ14271 | NO | [7 empty] | 3 | Pass | null
378047071 | PTJ14281 |  |  |  | VPTJ/PCE/J14281/MB14281 | 300281136 | Existing | RYB |  |  | CLOSED | CLOSED | LINK |  | 11 kV |  | 19990901 |  |  |  |  | SCHNEIDER |  |  | PE 14.28 KOMPLEKS SEDLEY | Unknown | Unknown | NO | NONE | DISTRIBUTION | TNB | WP PUTRAJAYA & CYBERJAYA | NO | Unknown |  |  |  | NO | [8 empty] | PTJ14281 | NO | [7 empty] | 3 | Pass | null
378047076 | PTJ14283 |  |  |  | VPTJ/PCE/J14281/MB14281 | 300281136 | Existing | RYB |  |  | CLOSED | CLOSED | LINK |  | 11 kV |  | 19990901 |  |  |  |  | SCHNEIDER |  |  | PE 14.28 KOMPLEKS SEDLEY | Unknown | Unknown | NO | NONE | DISTRIBUTION | TNB | WP PUTRAJAYA & CYBERJAYA | NO | Unknown |  |  |  | NO | [8 empty] | PTJ14283 | NO | [7 empty] | 3 | Pass | null
378047189 | PTJ14041 |  |  |  | VPTJ/PCE/J14041/MB14041 | 300281254 | Existing | RYB |  |  | CLOSED | CLOSED | LINK |  | 11 kV |  | 14/03/2005 |  |  |  |  | INDKOM |  |  | PE 14.04 PADAT L/JALAN | Unknown | Unknown | NO | NONE | DISTRIBUTION | TNB | WP PUTRAJAYA & CYBERJAYA | NO | Unknown |  |  |  | NO | [8 empty] | PTJ14041 | NO | [7 empty] | 3 | Pass | null
378047194 | PTJ14043 |  |  |  | VPTJ/PCE/J14041/MB14041 | 300281254 | Existing | RYB |  | PTJ14374 SS 14.37 NASYRUL QURAN F2 | CLOSED | CLOSED | LINK |  | 11 kV |  | 14/03/2005 |  |  |  |  | INDKOM |  |  | PE 14.04 PADAT L/JALAN | Unknown | Unknown | NO | NONE | DISTRIBUTION | TNB | WP PUTRAJAYA & CYBERJAYA | NO | Unknown |  |  |  | NO | [8 empty] | PTJ14043 | NO | [7 empty] | 3 | Pass | null
378047294 | PTJ15201 |  |  |  | VPTJ/PCE/J15201/MB15201 | 300281153 | Existing | RYB |  |  | CLOSED | CLOSED | LINK |  | 11 kV |  | 27/04/2004 |  |  |  |  | INDKOM |  |  | PE 15.20 VISITOR CENTER F1 | Unknown | Unknown | NO | NONE | DISTRIBUTION | TNB | WP PUTRAJAYA & CYBERJAYA | NO | Unknown |  |  |  | NO | [8 empty] | PTJ15201 | NO | [7 empty] | 3 | Pass | null
378047299 | PTJ15202 |  |  |  | VPTJ/PCE/J15201/MB15201 | 300281153 | Existing | RYB |  |  | CLOSED | CLOSED | LINK |  | 11 kV |  | 27/04/2004 |  |  |  |  | INDKOM |  |  | PE 15.20 VISITOR CENTER F1 | Unknown | Unknown | NO | NONE | DISTRIBUTION | TNB | WP PUTRAJAYA & CYBERJAYA | NO | Unknown |  |  |  | NO | [8 empty] | PTJ15202 | NO | [7 empty] | 3 | Pass | null
378047505 | PTJ15253 |  |  |  | VPTJ/PCE/J15251/MB15251 | 300454841 | Existing | RYB |  |  | CLOSED | CLOSED | LINK |  | 11 kV | [6 empty] | SCHNEIDER |  |  | PE 15.25 PJBT KEDUTAAN IRAQ (F1) | Unknown | Unknown | NO | NONE | DISTRIBUTION | TNB | WP PUTRAJAYA & CYBERJAYA | NO | Unknown |  |  |  | NO | [8 empty] | PTJ15253 | NO | [7 empty] | 3 | Pass | null
378047510 | PTJ15251 |  |  |  | VPTJ/PCE/J15251/MB15251 | 300454841 | Existing | RYB |  |  | CLOSED | CLOSED | LINK |  | 11 kV | [6 empty] | SCHNEIDER |  |  | PE 15.25 PJBT KEDUTAAN IRAQ (F1) | Unknown | Unknown | NO | NONE | DISTRIBUTION | TNB | WP PUTRAJAYA & CYBERJAYA | NO | Unknown |  |  |  | NO | [8 empty] | PTJ15251 | NO | [7 empty] | 3 | Pass | null
378047599 | PTJ15256 |  |  |  | VPTJ/PCE/J15252/MB15251 | 300454844 | Existing | RYB |  |  | CLOSED | CLOSED | LINK |  | 11 kV | [6 empty] | SCHNEIDER |  |  | PE 15.25 PJBT KEDUTAAN IRAQ (F2) | Unknown | Unknown | NO | NONE | DISTRIBUTION | TNB | WP PUTRAJAYA & CYBERJAYA | NO | Unknown |  |  |  | NO | [8 empty] | PTJ15256 | NO | [7 empty] | 3 | Pass | null
378047604 | PTJ15254 |  |  |  | VPTJ/PCE/J15252/MB15251 | 300454844 | Existing | RYB |  |  | CLOSED | CLOSED | LINK |  | 11 kV | [6 empty] | SCHNEIDER |  |  | PE 15.25 PJBT KEDUTAAN IRAQ (F2) | Unknown | Unknown | NO | NONE | DISTRIBUTION | TNB | WP PUTRAJAYA & CYBERJAYA | NO | Unknown |  |  |  | NO | [8 empty] | PTJ15254 | NO | [7 empty] | 3 | Pass | null
378047695 | PTJ15532 |  |  |  | VPTJ/PCE/J00330/MB1 | 300503038 | Existing | RYB |  |  | CLOSED | CLOSED | LINK |  | 11 kV | [6 empty] | INDKOM |  |  | PE 15.53 KEDUTAAN BRUNEI F1 | Unknown | Unknown | NO | NONE | DISTRIBUTION | TNB | WP PUTRAJAYA & CYBERJAYA | NO | Unknown |  |  |  | NO | [8 empty] | PTJ15532 | NO | [7 empty] | 3 | Pass | null
378047700 | PTJ15531 |  |  |  | VPTJ/PCE/J00330/MB1 | 300503038 | Existing | RYB |  |  | CLOSED | CLOSED | LINK |  | 11 kV | [6 empty] | INDKOM |  |  | PE 15.53 KEDUTAAN BRUNEI F1 | Unknown | Unknown | NO | NONE | DISTRIBUTION | TNB | WP PUTRAJAYA & CYBERJAYA | NO | Unknown |  |  |  | NO | [8 empty] | PTJ15531 | NO | [7 empty] | 3 | Pass | null
378047789 | PTJ15535 |  |  |  | VPTJ/PCE/J15532/MB | 300502458 | Existing | RYB |  |  | CLOSED | CLOSED | LINK |  | 11 kV | [9 empty] | PE 15.53 KEDUTAAN BRUNEI F2 | Unknown | Unknown | NO | NONE | DISTRIBUTION | TNB | WP PUTRAJAYA & CYBERJAYA | NO | Unknown |  |  |  | NO | [8 empty] | PTJ15535 | NO | [7 empty] | 3 | Pass | null
378047794 | PTJ15534 |  |  |  | VPTJ/PCE/J15532/MB | 300502458 | Existing | RYB |  |  | CLOSED | CLOSED | LINK |  | 11 kV | [9 empty] | PE 15.53 KEDUTAAN BRUNEI F2 | Unknown | Unknown | NO | NONE | DISTRIBUTION | TNB | WP PUTRAJAYA & CYBERJAYA | NO | Unknown |  |  |  | NO | [8 empty] | PTJ15534 | NO | [7 empty] | 3 | Pass | null
378047885 | PTJ15204 |  |  |  | VPTJ/PCE/J15202/MB15204 | 300281154 | Existing | RYB |  |  | CLOSED | CLOSED | LINK |  | 11 kV |  | 27/04/2004 |  |  |  |  | INDKOM |  |  | PE 15.20 VISITOR CENTER (F2) | Unknown | Unknown | NO | NONE | DISTRIBUTION | TNB | WP PUTRAJAYA & CYBERJAYA | NO | Unknown |  |  |  | NO | [8 empty] | PTJ15204 | NO | [7 empty] | 3 | Pass | null
378047890 | PTJ15205 |  |  |  | VPTJ/PCE/J15202/MB15204 | 300281154 | Existing | RYB |  |  | CLOSED | CLOSED | LINK |  | 11 kV |  | 27/04/2004 |  |  |  |  | INDKOM |  |  | PE 15.20 VISITOR CENTER (F2) | Unknown | Unknown | NO | NONE | DISTRIBUTION | TNB | WP PUTRAJAYA & CYBERJAYA | NO | Unknown |  |  |  | NO | [8 empty] | PTJ15205 | NO | [7 empty] | 3 | Pass | null
378047956 | PTJ15231 |  |  |  | VPTJ/PCE/J15231/MB15231 | 300281158 | Existing | RYB |  |  | CLOSED | CLOSED | LINK |  | 11 kV |  | 31/05/2006 |  |  |  |  | SCHNEIDER |  |  | PE 15.23 PROMENADE | Unknown | Unknown | NO | NONE | DISTRIBUTION | TNB | WP PUTRAJAYA & CYBERJAYA | NO | Unknown |  |  |  | NO | [8 empty] | PTJ15231 | NO | [7 empty] | 3 | Pass | null
378047961 | PTJ15233 |  |  |  | VPTJ/PCE/J15231/MB15231 | 300281158 | Existing | RYB |  |  | CLOSED | CLOSED | LINK |  | 11 kV |  | 31/05/2006 |  |  |  |  | SCHNEIDER |  |  | PE 15.23 PROMENADE | Unknown | Unknown | NO | NONE | DISTRIBUTION | TNB | WP PUTRAJAYA & CYBERJAYA | NO | Unknown |  |  |  | NO | [8 empty] | PTJ15233 | NO | [7 empty] | 3 | Pass | null
378048058 | PTJ11145 |  |  |  | VPTJ/PCE/J11142/MB11144 | 300280999 | Existing | RYB |  |  | OPEN | CLOSED | LINK |  | 11 kV |  | 13/05/2003 |  |  |  |  | INDKOM |  |  | PE 11.14 APT C (F2) | Unknown | Unknown | NO | NONE | DISTRIBUTION | TNB | WP PUTRAJAYA & CYBERJAYA | NO | Unknown |  |  |  | NO | [8 empty] | PTJ11145 | NO | [7 empty] | 3 | Pass | null
378048063 | PTJ11144 |  |  |  | VPTJ/PCE/J11142/MB11144 | 300280999 | Existing | RYB |  |  | CLOSED | CLOSED | LINK |  | 11 kV |  | 13/05/2003 |  |  |  |  | INDKOM |  |  | PE 11.14 APT C (F2) | Unknown | Unknown | NO | NONE | DISTRIBUTION | TNB | WP PUTRAJAYA & CYBERJAYA | NO | Unknown |  |  |  | NO | [8 empty] | PTJ11144 | NO | [7 empty] | 3 | Pass | null
378048156 | PTJ11141 |  |  |  | VPTJ/PCE/J11141/MB11141 | 300280997 | Existing | RYB |  |  | CLOSED | CLOSED | LINK |  | 11 kV |  | 13/05/2003 |  |  |  |  | INDKOM |  |  | PE 11.14 APT C (F1) | Unknown | Unknown | NO | NONE | DISTRIBUTION | TNB | WP PUTRAJAYA & CYBERJAYA | NO | Unknown |  |  |  | NO | [8 empty] | PTJ11141 | NO | [7 empty] | 3 | Pass | null
378048161 | PTJ11142 |  |  |  | VPTJ/PCE/J11141/MB11141 | 300280997 | Existing | RYB |  |  | OPEN | CLOSED | LINK |  | 11 kV |  | 13/05/2003 |  |  |  |  | INDKOM |  |  | PE 11.14 APT C (F1) | Unknown | Unknown | NO | NONE | DISTRIBUTION | TNB | WP PUTRAJAYA & CYBERJAYA | NO | Unknown |  |  |  | NO | [8 empty] | PTJ11142 | NO | [7 empty] | 3 | Pass | null
378048354 | CBJ21831 |  |  |  | VCBJ/PCE/J21831/MB21831 | 300452981 | Existing | RYB |  |  | CLOSED | CLOSED | LINK |  | 11 kV | [6 empty] | INDKOM |  |  | PE 21.83 PS14 ROAD D | Unknown | Unknown | NO | NONE | DISTRIBUTION | TNB | WP PUTRAJAYA & CYBERJAYA | NO | Unknown |  |  |  | NO | [8 empty] | CBJ21831 | NO | [7 empty] | 3 | Pass | null
378048359 | CBJ21832 |  |  |  | VCBJ/PCE/J21831/MB21831 | 300452981 | Existing | RYB |  |  | CLOSED | CLOSED | LINK |  | 11 kV | [6 empty] | INDKOM |  |  | PE 21.83 PS14 ROAD D | Unknown | Unknown | NO | NONE | DISTRIBUTION | TNB | WP PUTRAJAYA & CYBERJAYA | NO | Unknown |  |  |  | NO | [8 empty] | CBJ21832 | NO | [7 empty] | 3 | Pass | null
378048492 | CBJ23102 |  |  |  | VCBJ/PCE/J23101/MB | 300491147 | Existing | RYB |  |  | CLOSED | CLOSED | LINK |  | 11 kV | [6 empty] | INDKOM |  |  | PE 23.10 CLOVER NO.1 | Unknown | Unknown | NO | NONE | DISTRIBUTION | TNB | WP PUTRAJAYA & CYBERJAYA | NO | Unknown |  |  |  | NO | [8 empty] | CBJ23102 | NO | [7 empty] | 3 | Pass | null
378048509 | CBJ23101 |  |  |  | VCBJ/PCE/J23101/MB | 300491147 | Existing | RYB |  |  | CLOSED | CLOSED | LINK |  | 11 kV | [6 empty] | INDKOM |  |  | PE 23.10 CLOVER NO.1 | Unknown | Unknown | NO | NONE | DISTRIBUTION | TNB | WP PUTRAJAYA & CYBERJAYA | NO | Unknown |  |  |  | NO | [8 empty] | CBJ23101 | NO | [7 empty] | 3 | Pass | null
378048675 | CBJ23122 |  |  |  | VCBJ/PCE/J23121/MB23121 | 300520627 | Existing | RYB |  |  | CLOSED | CLOSED | LINK |  | 11 kV | [6 empty] | INDKOM |  |  | PE 23.12 CLOVER NO.3 | Unknown | Unknown | NO | NONE | DISTRIBUTION | TNB | WP PUTRAJAYA & CYBERJAYA | NO | Unknown |  |  |  | NO | [8 empty] | CBJ23122 | NO | [7 empty] | 3 | Pass | null
378048692 | CBJ23121 |  |  |  | VCBJ/PCE/J23121/MB23121 | 300520627 | Existing | RYB |  |  | CLOSED | CLOSED | LINK |  | 11 kV | [6 empty] | INDKOM |  |  | PE 23.12 CLOVER NO.3 | Unknown | Unknown | NO | NONE | DISTRIBUTION | TNB | WP PUTRAJAYA & CYBERJAYA | NO | Unknown |  |  |  | NO | [8 empty] | CBJ23121 | NO | [7 empty] | 3 | Pass | null
378048881 | CBJ23112 |  |  |  | VCBJ/PCE/J23111/MB23111 | 300520630 | Existing | RYB |  |  | CLOSED | CLOSED | LINK |  | 11 kV | [6 empty] | INDKOM |  |  | PE 23.11 CLOVER NO.2 | Unknown | Unknown | NO | NONE | DISTRIBUTION | TNB | WP PUTRAJAYA & CYBERJAYA | NO | Unknown |  |  |  | NO | [8 empty] | CBJ23112 | NO | [7 empty] | 3 | Pass | null
378048898 | CBJ23112 |  |  |  | VCBJ/PCE/J23111/MB23111 | 300520630 | Existing | RYB |  |  | CLOSED | CLOSED | LINK |  | 11 kV | [6 empty] | INDKOM |  |  | PE 23.11 CLOVER NO.2 | Unknown | Unknown | NO | NONE | DISTRIBUTION | TNB | WP PUTRAJAYA & CYBERJAYA | NO | Unknown |  |  |  | NO | [8 empty] | CBJ23112 | NO | [7 empty] | 3 | Pass | null
378049282 | CBJ21851 |  |  |  | VCBJ/PCE/J21851/MB21851 | 300450136 | Existing | RYB |  |  | CLOSED | CLOSED | LINK |  | 11 kV | [6 empty] | INDKOM |  |  | PE 21.85 MYVILLA P1 PARCEL A | Unknown | Unknown | NO | NONE | DISTRIBUTION | TNB | WP PUTRAJAYA & CYBERJAYA | NO | Unknown |  |  |  | NO | [8 empty] | CBJ21851 | NO | [7 empty] | 3 | Pass | null
378049299 | CBJ21852 |  |  |  | VCBJ/PCE/J21851/MB21851 | 300450136 | Existing | RYB |  |  | CLOSED | CLOSED | LINK |  | 11 kV | [6 empty] | INDKOM |  |  | PE 21.85 MYVILLA P1 PARCEL A | Unknown | Unknown | NO | NONE | DISTRIBUTION | TNB | WP PUTRAJAYA & CYBERJAYA | NO | Unknown |  |  |  | NO | [8 empty] | CBJ21852 | NO | [7 empty] | 3 | Pass | null
378049458 | CBJ21862 |  |  |  | VCBJ/PCE/J21861/MB21861 | 300450278 | Existing | RYB |  |  | CLOSED | CLOSED | LINK |  | 11 kV | [6 empty] | INDKOM |  |  | PE 21.86 MYVILLA P1 PARCEL B | Unknown | Unknown | NO | NONE | DISTRIBUTION | TNB | WP PUTRAJAYA & CYBERJAYA | NO | Unknown |  |  |  | NO | [8 empty] | CBJ21862 | NO | [7 empty] | 3 | Pass | null
378049463 | CBJ21861 |  |  |  | VCBJ/PCE/J21861/MB21861 | 300450278 | Existing | RYB |  |  | CLOSED | CLOSED | LINK |  | 11 kV | [6 empty] | INDKOM |  |  | PE 21.86 MYVILLA P1 PARCEL B | Unknown | Unknown | NO | NONE | DISTRIBUTION | TNB | WP PUTRAJAYA & CYBERJAYA | NO | Unknown |  |  |  | NO | [8 empty] | CBJ21861 | NO | [7 empty] | 3 | Pass | null
378049648 | CBJ23222 |  |  |  | VCBJ/PCE/J00103/MB1 | 300493850 | Existing | RYB |  |  | CLOSED | CLOSED | LINK |  | 11 kV | [6 empty] | INDKOM |  |  | PE 23.22 SHOP LOT MYVILLA PRS 5 | Unknown | Unknown | NO | NONE | DISTRIBUTION | TNB | WP PUTRAJAYA & CYBERJAYA | NO | Unknown |  |  |  | NO | [8 empty] | CBJ23222 | NO | [7 empty] | 3 | Pass | null
378049665 | CBJ23221 |  |  |  | VCBJ/PCE/J00103/MB1 | 300493850 | Existing | RYB |  |  | CLOSED | CLOSED | LINK |  | 11 kV | [6 empty] | INDKOM |  |  | PE 23.22 SHOP LOT MYVILLA PRS 5 | Unknown | Unknown | NO | NONE | DISTRIBUTION | TNB | WP PUTRAJAYA & CYBERJAYA | NO | Unknown |  |  |  | NO | [8 empty] | CBJ23221 | NO | [7 empty] | 3 | Pass | null
378049825 | CBJ21931 |  |  |  | VCBJ/PCE/J21931/MB21931 | 300454636 | Existing | RYB |  |  | CLOSED | CLOSED | LINK |  | 11 kV | [6 empty] | INDKOM |  |  | PE 21.93 MYVILLA P3 PARCEL A | Unknown | Unknown | NO | NONE | DISTRIBUTION | TNB | WP PUTRAJAYA & CYBERJAYA | NO | Unknown |  |  |  | NO | [8 empty] | CBJ21931 | NO | [7 empty] | 3 | Pass | null
378049842 | CBJ21932 |  |  |  | VCBJ/PCE/J21931/MB21931 | 300454636 | Existing | RYB |  |  | CLOSED | CLOSED | LINK |  | 11 kV | [6 empty] | INDKOM |  |  | PE 21.93 MYVILLA P3 PARCEL A | Unknown | Unknown | NO | NONE | DISTRIBUTION | TNB | WP PUTRAJAYA & CYBERJAYA | NO | Unknown |  |  |  | NO | [8 empty] | CBJ21932 | NO | [7 empty] | 3 | Pass | null
378050022 | CBJ21941 |  |  |  | VCBJ/PCE/J21941/MB21941 | 300454633 | Existing | RYB |  |  | CLOSED | CLOSED | LINK |  | 11 kV | [6 empty] | INDKOM |  |  | PE 21.94 MYVILLA P3 PARCEL B | Unknown | Unknown | NO | NONE | DISTRIBUTION | TNB | WP PUTRAJAYA & CYBERJAYA | NO | Unknown |  |  |  | NO | [8 empty] | CBJ21941 | NO | [7 empty] | 3 | Pass | null
378050039 | CBJ21942 |  |  |  | VCBJ/PCE/J21941/MB21941 | 300454633 | Existing | RYB |  |  | CLOSED | CLOSED | LINK |  | 11 kV | [6 empty] | INDKOM |  |  | PE 21.94 MYVILLA P3 PARCEL B | Unknown | Unknown | NO | NONE | DISTRIBUTION | TNB | WP PUTRAJAYA & CYBERJAYA | NO | Unknown |  |  |  | NO | [8 empty] | CBJ21942 | NO | [7 empty] | 3 | Pass | null
378050622 | PTJ07021 |  |  |  | VPTJ/PCE/J07021/MB07021 | 300281274 | Existing | RYB |  |  | CLOSED | CLOSED | LINK |  | 11 kV |  | 28/07/1999 |  |  |  |  | INDKOM |  |  | PE 7.02 POLIS PUTRAJAYA (F1) | Unknown | Unknown | NO | NONE | DISTRIBUTION | TNB | WP PUTRAJAYA & CYBERJAYA | NO | Unknown |  |  |  | NO | [8 empty] | PTJ07021 | NO | [7 empty] | 3 | Pass | null
378050627 | PTJ07022 |  |  |  | VPTJ/PCE/J07021/MB07021 | 300281274 | Existing | RYB |  |  | CLOSED | CLOSED | LINK |  | 11 kV |  | 28/07/1999 |  |  |  |  | INDKOM |  |  | PE 7.02 POLIS PUTRAJAYA (F1) | Unknown | Unknown | NO | NONE | DISTRIBUTION | TNB | WP PUTRAJAYA & CYBERJAYA | NO | Unknown |  |  |  | NO | [8 empty] | PTJ07022 | NO | [7 empty] | 3 | Pass | null
378050721 | PTJ07024 |  |  |  | VPTJ/PCE/J07022/MB07024 | 300281275 | Existing | RYB |  |  | CLOSED | CLOSED | LINK |  | 11 kV |  | 28/07/1999 |  |  |  |  | INDKOM |  |  | PE 7.02 POLIS PUTRAJAYA (F2) | Unknown | Unknown | NO | NONE | DISTRIBUTION | TNB | WP PUTRAJAYA & CYBERJAYA | NO | Unknown |  |  |  | NO | [8 empty] | PTJ07024 | NO | [7 empty] | 3 | Pass | null
378050726 | PTJ07025 |  |  |  | VPTJ/PCE/J07022/MB07024 | 300281275 | Existing | RYB |  |  | CLOSED | CLOSED | LINK |  | 11 kV |  | 28/07/1999 |  |  |  |  | INDKOM |  |  | PE 7.02 POLIS PUTRAJAYA (F2) | Unknown | Unknown | NO | NONE | DISTRIBUTION | TNB | WP PUTRAJAYA & CYBERJAYA | NO | Unknown |  |  |  | NO | [8 empty] | PTJ07025 | NO | [7 empty] | 3 | Pass | null
378050824 | PTJ07011 |  |  |  | VPTJ/PCE/J07011/MB07011 | 300281272 | Existing | RYB |  |  | CLOSED | CLOSED | LINK |  | 11 kV |  | 28/07/1999 |  |  |  |  | MERLIN GERIN |  |  | PE 7.01 BOMBA PUTRAJAYA (F1) | Unknown | Unknown | NO | NONE | DISTRIBUTION | TNB | WP PUTRAJAYA & CYBERJAYA | NO | Unknown |  |  |  | NO | [8 empty] | PTJ07011 | NO | [7 empty] | 3 | Pass | null
378050829 | PTJ07012 |  |  |  | VPTJ/PCE/J07011/MB07011 | 300281272 | Existing | RYB |  |  | CLOSED | CLOSED | LINK |  | 11 kV |  | 28/07/1999 |  |  |  |  | MERLIN GERIN |  |  | PE 7.01 BOMBA PUTRAJAYA (F1) | Unknown | Unknown | NO | NONE | DISTRIBUTION | TNB | WP PUTRAJAYA & CYBERJAYA | NO | Unknown |  |  |  | NO | [8 empty] | PTJ07012 | NO | [7 empty] | 3 | Pass | null
378050918 | PTJ07015 |  |  |  | VPTJ/PCE/J07012/MB07014 | 300281273 | Existing | RYB |  |  | CLOSED | CLOSED | LINK |  | 11 kV |  | 28/07/1999 |  |  |  |  | MERLIN GERIN |  |  | PE 7.01 IBU PEJABAT BOMBA (F2) | Unknown | Unknown | NO | NONE | DISTRIBUTION | TNB | WP PUTRAJAYA & CYBERJAYA | NO | Unknown |  |  |  | NO | [8 empty] | PTJ07015 | NO | [7 empty] | 3 | Pass | null
378050923 | PTJ07016 |  |  |  | VPTJ/PCE/J07012/MB07014 | 300281273 | Existing | RYB |  |  | CLOSED | CLOSED | LINK |  | 11 kV |  | 28/07/1999 |  |  |  |  | MERLIN GERIN |  |  | PE 7.01 IBU PEJABAT BOMBA (F2) | Unknown | Unknown | NO | NONE | DISTRIBUTION | TNB | WP PUTRAJAYA & CYBERJAYA | NO | Unknown |  |  |  | NO | [8 empty] | PTJ07016 | NO | [7 empty] | 3 | Pass | null
378051039 | PTJ07083 |  |  |  | VPTJ/PCE/J07081/MB07081 | 300280775 | Existing | RYB |  |  | CLOSED | CLOSED | LINK |  | 11 kV |  | 20070504 |  |  |  |  | TAMCO |  |  | PE 7.08 PARK & RIDE (F1) | Unknown | Unknown | NO | NONE | DISTRIBUTION | TNB | WP PUTRAJAYA & CYBERJAYA | NO | Unknown |  |  |  | NO | [8 empty] | PTJ07083 | NO | [7 empty] | 3 | Pass | null
378051044 | PTJ07081 |  |  |  | VPTJ/PCE/J07081/MB07081 | 300280775 | Existing | RYB |  | PTJ07151 PE 7.15 ELECTRIC SQC 2 | CLOSED | CLOSED | LINK |  | 11 kV |  | 20070504 |  |  |  |  | TAMCO |  |  | PE 7.08 PARK & RIDE (F1) | Unknown | Unknown | NO | NONE | DISTRIBUTION | TNB | WP PUTRAJAYA & CYBERJAYA | NO | Unknown |  |  |  | NO | [8 empty] | PTJ07081 | NO | [7 empty] | 3 | Pass | null
378051136 | PTJ07086 |  |  |  | VPTJ/PCE/J07082/MB07084 | 300280776 | Existing | RYB |  |  | CLOSED | CLOSED | LINK |  | 11 kV |  | 20070504 |  |  |  |  | TAMCO |  |  | PE 7.08 PARK & RIDE (F2) | Unknown | Unknown | NO | NONE | DISTRIBUTION | TNB | WP PUTRAJAYA & CYBERJAYA | NO | Unknown |  |  |  | NO | [8 empty] | PTJ07086 | NO | [7 empty] | 3 | Pass | null
378051141 | PTJ07084 |  |  |  | VPTJ/PCE/J07082/MB07084 | 300280776 | Existing | RYB |  | PTJ07141 PE 7.14 ELECTRIC SQC 1 | CLOSED | CLOSED | LINK |  | 11 kV |  | 20070504 |  |  |  |  | TAMCO |  |  | PE 7.08 PARK & RIDE (F2) | Unknown | Unknown | NO | NONE | DISTRIBUTION | TNB | WP PUTRAJAYA & CYBERJAYA | NO | Unknown |  |  |  | NO | [8 empty] | PTJ07084 | NO | [7 empty] | 3 | Pass | null
378051236 | PTJ07064 |  |  |  | VPTJ/PCE/J07062/MB07064 | 300281279 | Existing | RYB |  | PTJ07143 PE 7.14 ELECTRIC SQC 1 | CLOSED | CLOSED | LINK |  | 11 kV |  | 13/06/2002 |  |  |  |  | INDKOM |  |  | PE 7.06 TPB (WTT) (F2) | Unknown | Unknown | NO | NONE | DISTRIBUTION | TNB | WP PUTRAJAYA & CYBERJAYA | NO | Unknown |  |  |  | NO | [8 empty] | PTJ07064 | NO | [7 empty] | 3 | Pass | null
378051241 | PTJ07065 |  |  |  | VPTJ/PCE/J07062/MB07064 | 300281279 | Existing | RYB |  |  | OPEN | CLOSED | LINK |  | 11 kV |  | 13/06/2002 |  |  |  |  | INDKOM |  |  | PE 7.06 TPB (WTT) (F2) | Unknown | Unknown | NO | NONE | DISTRIBUTION | TNB | WP PUTRAJAYA & CYBERJAYA | NO | Unknown |  |  |  | NO | [8 empty] | PTJ07065 | NO | [7 empty] | 3 | Pass | null
378051267 | PTJ07061 |  |  |  | VPTJ/PCE/J07061/MB07061 | 300281278 | Existing | RYB |  |  | CLOSED | CLOSED | LINK |  | 11 kV |  | 13/06/2002 |  |  |  |  | INDKOM |  |  | PE 7.06 TPB (WTT) (F1) | Unknown | Unknown | NO | NONE | DISTRIBUTION | TNB | WP PUTRAJAYA & CYBERJAYA | NO | Unknown |  |  |  | NO | [8 empty] | PTJ07061 | NO | [7 empty] | 3 | Pass | null
378051272 | PTJ07062 |  |  |  | VPTJ/PCE/J07061/MB07061 | 300281278 | Existing | RYB |  |  | CLOSED | CLOSED | LINK |  | 11 kV |  | 13/06/2002 |  |  |  |  | INDKOM |  |  | PE 7.06 TPB (WTT) (F1) | Unknown | Unknown | NO | NONE | DISTRIBUTION | TNB | WP PUTRAJAYA & CYBERJAYA | NO | Unknown |  |  |  | NO | [8 empty] | PTJ07062 | NO | [7 empty] | 3 | Pass | null
378051472 | PTJ07051 |  |  |  | VPTJ/PCE/J07051/MB07051 | 300281277 | Existing | RYB |  |  | CLOSED | CLOSED | LINK |  | 11 kV |  | 20010501 |  |  |  |  | MERLIN GERIN |  |  | PE 7.05 L SENTOSA (R2C) | Unknown | Unknown | NO | NONE | DISTRIBUTION | TNB | WP PUTRAJAYA & CYBERJAYA | NO | Unknown |  |  |  | NO | [8 empty] | PTJ07051 | NO | [7 empty] | 3 | Pass | null
378051477 | PTJ07053 |  |  |  | VPTJ/PCE/J07051/MB07051 | 300281277 | Existing | RYB |  |  | CLOSED | CLOSED | LINK |  | 11 kV |  | 20010501 |  |  |  |  | MERLIN GERIN |  |  | PE 7.05 L SENTOSA (R2C) | Unknown | Unknown | NO | NONE | DISTRIBUTION | TNB | WP PUTRAJAYA & CYBERJAYA | NO | Unknown |  |  |  | NO | [8 empty] | PTJ07053 | NO | [7 empty] | 3 | Pass | null
378051567 | PTJ07071 |  |  |  | VPTJ/PCE/J07071/MB07071 | 300281280 | Existing | RYB |  |  | CLOSED | CLOSED | LINK |  | 11 kV |  | 27/07/1999 |  |  |  |  | INDKOM |  |  | PE 7.07 PLF (F1) | Unknown | Unknown | NO | NONE | DISTRIBUTION | TNB | WP PUTRAJAYA & CYBERJAYA | NO | Unknown |  |  |  | NO | [8 empty] | PTJ07071 | NO | [7 empty] | 3 | Pass | null
378051572 | PTJ07072 |  |  |  | VPTJ/PCE/J07071/MB07071 | 300281280 | Existing | RYB |  |  | CLOSED | CLOSED | LINK |  | 11 kV |  | 27/07/1999 |  |  |  |  | INDKOM |  |  | PE 7.07 PLF (F1) | Unknown | Unknown | NO | NONE | DISTRIBUTION | TNB | WP PUTRAJAYA & CYBERJAYA | NO | Unknown |  |  |  | NO | [8 empty] | PTJ07072 | NO | [7 empty] | 3 | Pass | null
378051663 | PTJ07075 |  |  |  | VPTJ/PCE/J07072/MB07074 | 300281281 | Existing | RYB |  |  | CLOSED | CLOSED | LINK |  | 11 kV |  | 27/07/2009 |  |  |  |  | INDKOM |  |  | PE 7.07 PLF (F2) | Unknown | Unknown | NO | NONE | DISTRIBUTION | TNB | WP PUTRAJAYA & CYBERJAYA | NO | Unknown |  |  |  | NO | [8 empty] | PTJ07075 | NO | [7 empty] | 3 | Pass | null
378051668 | PTJ07074 |  |  |  | VPTJ/PCE/J07072/MB07074 | 300281281 | Existing | RYB |  |  | CLOSED | CLOSED | LINK |  | 11 kV |  | 27/07/2009 |  |  |  |  | INDKOM |  |  | PE 7.07 PLF (F2) | Unknown | Unknown | NO | NONE | DISTRIBUTION | TNB | WP PUTRAJAYA & CYBERJAYA | NO | Unknown |  |  |  | NO | [8 empty] | PTJ07074 | NO | [7 empty] | 3 | Pass | null
378051770 | PTJ08122 |  |  |  | VPTJ/PCE/J08121/MB08121 | 300280797 | Existing | RYB |  |  | CLOSED | CLOSED | LINK |  | 11 kV |  | 20001210 |  |  |  |  | INDKOM |  |  | PE 8.12 INSIDE PPU 5 (F1) | Unknown | Unknown | NO | NONE | DISTRIBUTION | TNB | WP PUTRAJAYA & CYBERJAYA | NO | Unknown |  |  |  | NO | [8 empty] | PTJ08122 | NO | [7 empty] | 3 | Pass | null
378051775 | PTJ08121 |  |  |  | VPTJ/PCE/J08121/MB08121 | 300280797 | Existing | RYB |  |  | CLOSED | CLOSED | LINK |  | 11 kV |  | 20001210 |  |  |  |  | INDKOM |  |  | PE 8.12 INSIDE PPU 5 (F1) | Unknown | Unknown | NO | NONE | DISTRIBUTION | TNB | WP PUTRAJAYA & CYBERJAYA | NO | Unknown |  |  |  | NO | [8 empty] | PTJ08121 | NO | [7 empty] | 3 | Pass | null
378051864 | PTJ08125 |  |  |  | VPTJ/PCE/J08122/MB08124 | 300280798 | Existing | RYB |  |  | CLOSED | CLOSED | LINK |  | 11 kV |  | 20001210 |  |  |  |  | INDKOM |  |  | PE 8.12 INSIDE PPU 5 (F2) | Unknown | Unknown | NO | NONE | DISTRIBUTION | TNB | WP PUTRAJAYA & CYBERJAYA | NO | Unknown |  |  |  | NO | [8 empty] | PTJ08125 | NO | [7 empty] | 3 | Pass | null
378051869 | PTJ08124 |  |  |  | VPTJ/PCE/J08122/MB08124 | 300280798 | Existing | RYB |  |  | CLOSED | CLOSED | LINK |  | 11 kV |  | 20001210 |  |  |  |  | INDKOM |  |  | PE 8.12 INSIDE PPU 5 (F2) | Unknown | Unknown | NO | NONE | DISTRIBUTION | TNB | WP PUTRAJAYA & CYBERJAYA | NO | Unknown |  |  |  | NO | [8 empty] | PTJ08124 | NO | [7 empty] | 3 | Pass | null
378051969 | PTJ08162 |  |  |  | VPTJ/PCE/J08161/MB08161 | 300280800 | Existing | RYB |  |  | CLOSED | CLOSED | LINK |  | 11 kV |  | 15/11/1999 |  |  |  |  | INDKOM |  |  | PE 8.16 RD 2B L. SENTOSA | Unknown | Unknown | NO | NONE | DISTRIBUTION | TNB | WP PUTRAJAYA & CYBERJAYA | NO | Unknown |  |  |  | NO | [8 empty] | PTJ08162 | NO | [7 empty] | 3 | Pass | null
378051974 | PTJ08161 |  |  |  | VPTJ/PCE/J08161/MB08161 | 300280800 | Existing | RYB |  |  | CLOSED | CLOSED | LINK |  | 11 kV |  | 15/11/1999 |  |  |  |  | INDKOM |  |  | PE 8.16 RD 2B L. SENTOSA | Unknown | Unknown | NO | NONE | DISTRIBUTION | TNB | WP PUTRAJAYA & CYBERJAYA | NO | Unknown |  |  |  | NO | [8 empty] | PTJ08161 | NO | [7 empty] | 3 | Pass | null
378052062 | PTJ08301 |  |  |  | VPTJ/PCE/J08301/MB08301 | 300454757 | Existing | RYB |  |  | CLOSED | CLOSED | LINK |  | 11 kV | [6 empty] | INDKOM |  |  | PE 8.30 8C1 (F1) | Unknown | Unknown | NO | NONE | DISTRIBUTION | TNB | WP PUTRAJAYA & CYBERJAYA | NO | Unknown |  |  |  | NO | [8 empty] | PTJ08301 | NO | [7 empty] | 3 | Pass | null
378052067 | PTJ08302 |  |  |  | VPTJ/PCE/J08301/MB08301 | 300454757 | Existing | RYB |  |  | CLOSED | CLOSED | LINK |  | 11 kV | [6 empty] | INDKOM |  |  | PE 8.30 8C1 (F1) | Unknown | Unknown | NO | NONE | DISTRIBUTION | TNB | WP PUTRAJAYA & CYBERJAYA | NO | Unknown |  |  |  | NO | [8 empty] | PTJ08302 | NO | [7 empty] | 3 | Pass | null
378052090 | PTJ08304 |  |  |  | VPTJ/PCE/J08302/MB08304 | 300454760 | Existing | RYB |  |  | CLOSED | CLOSED | LINK |  | 11 kV | [6 empty] | INDKOM |  |  | PE 8.30 8C1 (F2) | Unknown | Unknown | NO | NONE | DISTRIBUTION | TNB | WP PUTRAJAYA & CYBERJAYA | NO | Unknown |  |  |  | NO | [8 empty] | PTJ08304 | NO | [7 empty] | 3 | Pass | null
378052095 | PTJ08305 |  |  |  | VPTJ/PCE/J08302/MB08304 | 300454760 | Existing | RYB |  |  | CLOSED | CLOSED | LINK |  | 11 kV | [6 empty] | INDKOM |  |  | PE 8.30 8C1 (F2) | Unknown | Unknown | NO | NONE | DISTRIBUTION | TNB | WP PUTRAJAYA & CYBERJAYA | NO | Unknown |  |  |  | NO | [8 empty] | PTJ08305 | NO | [7 empty] | 3 | Pass | null
378052124 | PTJ08311 |  |  |  | VPTJ/PCE/J08311/MB08311 | 300452993 | Existing | RYB |  |  | CLOSED | CLOSED | LINK |  | 11 kV | [6 empty] | SCHNEIDER |  |  | PE 8.31 8C3 F1 | Unknown | Unknown | NO | NONE | DISTRIBUTION | TNB | WP PUTRAJAYA & CYBERJAYA | NO | Unknown |  |  |  | NO | [8 empty] | PTJ08311 | NO | [7 empty] | 3 | Pass | null
378052129 | PTJ08313 |  |  |  | VPTJ/PCE/J08311/MB08311 | 300452993 | Existing | RYB |  |  | CLOSED | CLOSED | LINK |  | 11 kV | [6 empty] | SCHNEIDER |  |  | PE 8.31 8C3 F1 | Unknown | Unknown | NO | NONE | DISTRIBUTION | TNB | WP PUTRAJAYA & CYBERJAYA | NO | Unknown |  |  |  | NO | [8 empty] | PTJ08313 | NO | [7 empty] | 3 | Pass | null
378052218 | PTJ08314 |  |  |  | VPTJ/PCE/J08312/MB08314 | 300452995 | Existing | RYB |  |  | CLOSED | CLOSED | LINK |  | 11 kV | [6 empty] | SCHNEIDER |  |  | PE 8.31 8C3 F2 | Unknown | Unknown | NO | NONE | DISTRIBUTION | TNB | WP PUTRAJAYA & CYBERJAYA | NO | Unknown |  |  |  | NO | [8 empty] | PTJ08314 | NO | [7 empty] | 3 | Pass | null
378052223 | PTJ08316 |  |  |  | VPTJ/PCE/J08312/MB08314 | 300452995 | Existing | RYB |  |  | CLOSED | CLOSED | LINK |  | 11 kV | [6 empty] | SCHNEIDER |  |  | PE 8.31 8C3 F2 | Unknown | Unknown | NO | NONE | DISTRIBUTION | TNB | WP PUTRAJAYA & CYBERJAYA | NO | Unknown |  |  |  | NO | [8 empty] | PTJ08316 | NO | [7 empty] | 3 | Pass | null
378052351 | CBJ22542 |  |  |  | VCBJ/PCE/J22541/MB22541 | 300280395 | Existing | RYB |  | PMU CYBERJAYA NORTH CB 3 | CLOSED | CLOSED | LINK |  | 11 kV |  | 20080306 |  |  |  |  | INDKOM |  |  | PE 22.54 PRIMA 8 F1 | Unknown | Unknown | NO | NONE | DISTRIBUTION | TNB | WP PUTRAJAYA & CYBERJAYA | NO | Unknown |  |  |  | NO | [8 empty] | CBJ22542 | NO | [7 empty] | 3 | Pass | null
378052356 | CBJ22541 |  |  |  | VCBJ/PCE/J22541/MB22541 | 300280395 | Existing | RYB |  | CBJ22533 PE 22.53 PRIMA 7 SPAN (F1) | CLOSED | CLOSED | LINK |  | 11 kV |  | 20080306 |  |  |  |  | INDKOM |  |  | PE 22.54 PRIMA 8 F1 | Unknown | Unknown | NO | NONE | DISTRIBUTION | TNB | WP PUTRAJAYA & CYBERJAYA | NO | Unknown |  |  |  | NO | [8 empty] | CBJ22541 | NO | [7 empty] | 3 | Pass | null
378052374 | CBJ22544 |  |  |  | VCBJ/PCE/J22542/MB22544 | 300280396 | Existing | RYB |  | CBJ22536 PE 22.53 PRIMA 7 SPAN (F2) | CLOSED | CLOSED | LINK |  | 11 kV |  | 20080306 |  |  |  |  | INDKOM |  |  | PE 22.54 PRIMA 8 F2 | Unknown | Unknown | NO | NONE | DISTRIBUTION | TNB | WP PUTRAJAYA & CYBERJAYA | NO | Unknown |  |  |  | NO | [8 empty] | CBJ22544 | NO | [7 empty] | 3 | Pass | null
378052379 | CBJ22545 |  |  |  | VCBJ/PCE/J22542/MB22544 | 300280396 | Existing | RYB |  | PMU CYBERJAYA NORTH CB 3 | CLOSED | CLOSED | LINK |  | 11 kV |  | 20080306 |  |  |  |  | INDKOM |  |  | PE 22.54 PRIMA 8 F2 | Unknown | Unknown | NO | NONE | DISTRIBUTION | TNB | WP PUTRAJAYA & CYBERJAYA | NO | Unknown |  |  |  | NO | [8 empty] | CBJ22545 | NO | [7 empty] | 3 | Pass | null
378052468 | CBJ22531 |  |  |  | VCBJ/PCE/J22531/MB22531 | 300280398 | Existing | RYB |  | CBJ22503 PE 22.50 LOT PT 12092 (F1) | CLOSED | CLOSED | LINK |  | 11 kV |  | 15/09/2007 |  |  |  |  | TAMCO |  |  | PE 22.53 PRIMA 7 SPAN F1 | Unknown | Unknown | NO | NONE | DISTRIBUTION | TNB | WP PUTRAJAYA & CYBERJAYA | NO | Unknown |  |  |  | NO | [8 empty] | CBJ22531 | NO | [7 empty] | 3 | Pass | null
378052473 | CBJ22533 |  |  |  | VCBJ/PCE/J22531/MB22531 | 300280398 | Existing | RYB |  | CBJ22541 PE 22.54 PRIMA 8 (F1) | CLOSED | CLOSED | LINK |  | 11 kV |  | 15/09/2007 |  |  |  |  | TAMCO |  |  | PE 22.53 PRIMA 7 SPAN F1 | Unknown | Unknown | NO | NONE | DISTRIBUTION | TNB | WP PUTRAJAYA & CYBERJAYA | NO | Unknown |  |  |  | NO | [8 empty] | CBJ22533 | NO | [7 empty] | 3 | Pass | null
378052491 | CBJ22534 |  |  |  | VCBJ/PCE/J22532/MB22534 | 300280399 | Existing | RYB |  | CBJ22506 PE 22.50 LOT PT 12092 (F2) | CLOSED | CLOSED | LINK |  | 11 kV |  | 15/09/2007 |  |  |  |  | TAMCO |  |  | PE 22.53 PRIMA 7 SPAN F2 | Unknown | Unknown | NO | NONE | DISTRIBUTION | TNB | WP PUTRAJAYA & CYBERJAYA | NO | Unknown |  |  |  | NO | [8 empty] | CBJ22534 | NO | [7 empty] | 3 | Pass | null
378052496 | CBJ22536 |  |  |  | VCBJ/PCE/J22532/MB22534 | 300280399 | Existing | RYB |  | CBJ22544 PE 22.54 PRIMA 8 (F2) | CLOSED | CLOSED | LINK |  | 11 kV |  | 15/09/2007 |  |  |  |  | TAMCO |  |  | PE 22.53 PRIMA 7 SPAN F2 | Unknown | Unknown | NO | NONE | DISTRIBUTION | TNB | WP PUTRAJAYA & CYBERJAYA | NO | Unknown |  |  |  | NO | [8 empty] | CBJ22536 | NO | [7 empty] | 3 | Pass | null
378052585 | CBJ22503 |  |  |  | VCBJ/PCE/J22501/MB22501 | 300280467 | Existing | RYB |  | CBJ22531 PE 22.53 PRIMA 7 SPAN (F1) | CLOSED | CLOSED | LINK |  | 11 kV |  | 20/06/2006 |  |  |  |  | TAMCO |  |  | PE 22.50 LOT PT 12092 F1 | Unknown | Unknown | NO | NONE | DISTRIBUTION | TNB | WP PUTRAJAYA & CYBERJAYA | NO | Unknown |  |  |  | NO | [8 empty] | CBJ22503 | NO | [7 empty] | 3 | Pass | null
378052590 | CBJ22501 |  |  |  | VCBJ/PCE/J22501/MB22501 | 300280467 | Existing | RYB |  | CBJ22582 SS 22.58 BANK NEGARA (F1) | CLOSED | CLOSED | LINK |  | 11 kV |  | 20/06/2006 |  |  |  |  | TAMCO |  |  | PE 22.50 LOT PT 12092 F1 | Unknown | Unknown | NO | NONE | DISTRIBUTION | TNB | WP PUTRAJAYA & CYBERJAYA | NO | Unknown |  |  |  | NO | [8 empty] | CBJ22501 | NO | [7 empty] | 3 | Pass | null
378052608 | CBJ22506 |  |  |  | VCBJ/PCE/J22502/MB22504 | 300280469 | Existing | RYB |  | CBJ22534 PE 22.53 PRIMA 7 SPAN (F2) | CLOSED | CLOSED | LINK |  | 11 kV |  | 20/06/2006 |  |  |  |  | TAMCO |  |  | PE 22.50 LOT PT 12092 F2 | Unknown | Unknown | NO | NONE | DISTRIBUTION | TNB | WP PUTRAJAYA & CYBERJAYA | NO | Unknown |  |  |  | NO | [8 empty] | CBJ22506 | NO | [7 empty] | 3 | Pass | null
378052613 | CBJ22504 |  |  |  | VCBJ/PCE/J22502/MB22504 | 300280469 | Existing | RYB |  | CBJ22595 SS 22.59 BANK NEGARA (F1) | CLOSED | CLOSED | LINK |  | 11 kV |  | 20/06/2006 |  |  |  |  | TAMCO |  |  | PE 22.50 LOT PT 12092 F2 | Unknown | Unknown | NO | NONE | DISTRIBUTION | TNB | WP PUTRAJAYA & CYBERJAYA | NO | Unknown |  |  |  | NO | [8 empty] | CBJ22504 | NO | [7 empty] | 3 | Pass | null
378052791 | CBJ22992 |  |  |  | VCBJ/PCE/J22991/MB22991 | 300453001 | Existing | RYB |  |  | CLOSED | CLOSED | LINK |  | 11 kV | [6 empty] | INDKOM |  |  | SS 22.99 PEJ PUSAT MAKLUMAT F1 | Unknown | Unknown | NO | NONE | DISTRIBUTION | TNB | WP PUTRAJAYA & CYBERJAYA | NO | Unknown |  |  |  | NO | [8 empty] | CBJ22992 | NO | [7 empty] | 3 | Pass | null
378052797 | CBJ22993 |  |  |  | VCBJ/PCE/J22991/MB22991 | 300453001 | Existing | RYB |  | PENGGUNA F1 | CLOSED | CLOSED | LINK |  | 11 kV | [6 empty] | INDKOM |  |  | SS 22.99 PEJ PUSAT MAKLUMAT F1 | Unknown | Unknown | NO | NONE | DISTRIBUTION | TNB | WP PUTRAJAYA & CYBERJAYA | NO | Unknown |  |  |  | NO | [8 empty] | CBJ22993 | NO | [7 empty] | 3 | Pass | null
378052802 | CBJ22991 |  |  |  | VCBJ/PCE/J22991/MB22991 | 300453001 | Existing | RYB |  | CBJ22913 PE 22.91 SOHO (F1) | CLOSED | CLOSED | LINK |  | 11 kV | [6 empty] | INDKOM |  |  | SS 22.99 PEJ PUSAT MAKLUMAT F1 | Unknown | Unknown | NO | NONE | DISTRIBUTION | TNB | WP PUTRAJAYA & CYBERJAYA | NO | Unknown |  |  |  | NO | [8 empty] | CBJ22991 | NO | [7 empty] | 3 | Pass | null
378052817 | CBJ22995 |  |  |  | VCBJ/PCE/J22992/MB22994 | 300453002 | Existing | RYB |  | CBJ22594 SS 22.59 BANK NEGARA (F1) | CLOSED | CLOSED | LINK |  | 11 kV | [6 empty] | INDKOM |  |  | SS 22.99 PEJ PUSAT MAKLUMAT F2 | Unknown | Unknown | NO | NONE | DISTRIBUTION | TNB | WP PUTRAJAYA & CYBERJAYA | NO | Unknown |  |  |  | NO | [8 empty] | CBJ22995 | NO | [7 empty] | 3 | Pass | null
378052823 | CBJ22996 |  |  |  | VCBJ/PCE/J22992/MB22994 | 300453002 | Existing | RYB |  |  | CLOSED | CLOSED | LINK |  | 11 kV | [6 empty] | INDKOM |  |  | SS 22.99 PEJ PUSAT MAKLUMAT F2 | Unknown | Unknown | NO | NONE | DISTRIBUTION | TNB | WP PUTRAJAYA & CYBERJAYA | NO | Unknown |  |  |  | NO | [8 empty] | CBJ22996 | NO | [7 empty] | 3 | Pass | null
378052828 | CBJ22994 |  |  |  | VCBJ/PCE/J22992/MB22994 | 300453002 | Existing | RYB |  | CBJ22916 PE 22.91 SOHO (F2) | CLOSED | CLOSED | LINK |  | 11 kV | [6 empty] | INDKOM |  |  | SS 22.99 PEJ PUSAT MAKLUMAT F2 | Unknown | Unknown | NO | NONE | DISTRIBUTION | TNB | WP PUTRAJAYA & CYBERJAYA | NO | Unknown |  |  |  | NO | [8 empty] | CBJ22994 | NO | [7 empty] | 3 | Pass | null
378052842 | CBJ22913 |  |  |  | VCBJ/PCE/J22911/MB22911 | 300452930 | Existing | RYB |  | CBJ22991 SS 22.99 (F1) | CLOSED | CLOSED | LINK |  | 11 kV | [6 empty] | TAMCO |  |  | PE 22.91 SOHO F1 | Unknown | Unknown | NO | NONE | DISTRIBUTION | TNB | WP PUTRAJAYA & CYBERJAYA | NO | Unknown |  |  |  | NO | [8 empty] | CBJ22913 | NO | [7 empty] | 3 | Pass | null
378052847 | CBJ22911 |  |  |  | VCBJ/PCE/J22911/MB22911 | 300452930 | Existing | RYB |  | CBJ22202 SS 22.20 FUJITSU HQ ( FSBM ) | CLOSED | CLOSED | LINK |  | 11 kV | [6 empty] | TAMCO |  |  | PE 22.91 SOHO F1 | Unknown | Unknown | NO | NONE | DISTRIBUTION | TNB | WP PUTRAJAYA & CYBERJAYA | NO | Unknown |  |  |  | NO | [8 empty] | CBJ22911 | NO | [7 empty] | 3 | Pass | null
378052865 | CBJ22916 |  |  |  | VCBJ/PCE/J22912/MB22911 | 300452934 | Existing | RYB |  |  | CLOSED | CLOSED | LINK |  | 11 kV | [6 empty] | TAMCO |  |  | PE 22.91 SOHO F2 | Unknown | Unknown | NO | NONE | DISTRIBUTION | TNB | WP PUTRAJAYA & CYBERJAYA | NO | Unknown |  |  |  | NO | [8 empty] | CBJ22916 | NO | [7 empty] | 3 | Pass | null
378052870 | CBJ22914 |  |  |  | VCBJ/PCE/J22912/MB22911 | 300452934 | Existing | RYB |  | CBJ22205 SS 22.20 (F2) | CLOSED | CLOSED | LINK |  | 11 kV | [6 empty] | TAMCO |  |  | PE 22.91 SOHO F2 | Unknown | Unknown | NO | NONE | DISTRIBUTION | TNB | WP PUTRAJAYA & CYBERJAYA | NO | Unknown |  |  |  | NO | [8 empty] | CBJ22914 | NO | [7 empty] | 3 | Pass | null
378053065 | CBJ22922 |  |  |  | VCBJ/PCE/J22921/MB22921 | 300452926 | Existing | RYB |  | CBJ22311 SS 22.31 CSF (F1) | CLOSED | CLOSED | LINK |  | 11 kV | [6 empty] | INDKOM |  |  | PE 22.92 PRIMA 12 | Unknown | Unknown | NO | NONE | DISTRIBUTION | TNB | WP PUTRAJAYA & CYBERJAYA | NO | Unknown |  |  |  | NO | [8 empty] | CBJ22922 | NO | [7 empty] | 3 | Pass | null
378053070 | CBJ22921 |  |  |  | VCBJ/PCE/J22921/MB22921 | 300452926 | Existing | RYB |  | CBJ22662 PE 22.66 PRIMA 9 (F1) | CLOSED | CLOSED | LINK |  | 11 kV | [6 empty] | INDKOM |  |  | PE 22.92 PRIMA 12 | Unknown | Unknown | NO | NONE | DISTRIBUTION | TNB | WP PUTRAJAYA & CYBERJAYA | NO | Unknown |  |  |  | NO | [8 empty] | CBJ22921 | NO | [7 empty] | 3 | Pass | null
378053178 | CBJ22513 |  |  |  | VCBJ/PCE/J22511/MB22511 | 300280463 | Existing | RYB | CYB 9-4 | CBJ22312 SS 22.31 CSF (F1) | CLOSED | CLOSED | LINK |  | 11 kV |  | 20110703 |  |  |  |  | TAMCO |  |  | SS 22.51 DELL R&D F1 | Unknown | Unknown | NO | NONE | DISTRIBUTION | TNB | WP PUTRAJAYA & CYBERJAYA | NO | Unknown |  |  |  | NO | [8 empty] | CBJ22513 | NO | [7 empty] | 3 | Pass | null
378053184 | CBJ22512 |  |  |  | VCBJ/PCE/J22511/MB22511 | 300280463 | Existing | RYB | CYB 9-4 | PENGGUNA F1 | CLOSED | CLOSED | LINK |  | 11 kV |  | 20110703 |  |  |  |  | TAMCO |  |  | SS 22.51 DELL R&D F1 | Unknown | Unknown | NO | NONE | DISTRIBUTION | TNB | WP PUTRAJAYA & CYBERJAYA | NO | Unknown |  |  |  | NO | [8 empty] | CBJ22512 | NO | [7 empty] | 3 | Pass | null
378053189 | CBJ22511 |  |  |  | VCBJ/PCE/J22511/MB22511 | 300280463 | Existing | RYB | CYB 9-4 | CBJ22812 PE 22.81 AMD (F1) | CLOSED | CLOSED | LINK |  | 11 kV |  | 20110703 |  |  |  |  | TAMCO |  |  | SS 22.51 DELL R&D F1 | Unknown | Unknown | NO | NONE | DISTRIBUTION | TNB | WP PUTRAJAYA & CYBERJAYA | NO | Unknown |  |  |  | NO | [8 empty] | CBJ22511 | NO | [7 empty] | 3 | Pass | null
378053204 | CBJ22515 |  |  |  | VCBJ/PCE/J22512/MB22514 | 300280464 | Existing | RYB |  | CBJ22315 SS 22.31 CSF (F2) | CLOSED | CLOSED | LINK |  | 11 kV |  | 20110703 |  |  |  |  | TAMCO |  |  | SS 22.51 DELL R&D F2 | Unknown | Unknown | NO | NONE | DISTRIBUTION | TNB | WP PUTRAJAYA & CYBERJAYA | NO | Unknown |  |  |  | NO | [8 empty] | CBJ22515 | NO | [7 empty] | 3 | Pass | null
378053210 | CBJ22516 |  |  |  | VCBJ/PCE/J22512/MB22514 | 300280464 | Existing | RYB |  | PENGGUNA F2 | CLOSED | CLOSED | LINK |  | 11 kV |  | 20110703 |  |  |  |  | TAMCO |  |  | SS 22.51 DELL R&D F2 | Unknown | Unknown | NO | NONE | DISTRIBUTION | TNB | WP PUTRAJAYA & CYBERJAYA | NO | Unknown |  |  |  | NO | [8 empty] | CBJ22516 | NO | [7 empty] | 3 | Pass | null
378053215 | CBJ22514 |  |  |  | VCBJ/PCE/J22512/MB22514 | 300280464 | Existing | RYB |  |  | CLOSED | CLOSED | LINK |  | 11 kV |  | 20110703 |  |  |  |  | TAMCO |  |  | SS 22.51 DELL R&D F2 | Unknown | Unknown | NO | NONE | DISTRIBUTION | TNB | WP PUTRAJAYA & CYBERJAYA | NO | Unknown |  |  |  | NO | [8 empty] | CBJ22514 | NO | [7 empty] | 3 | Pass | null
378053242 | CBJ22812 |  |  |  | VCBJ/PCE/J22811/MB22811 | 300452944 | Existing | RYB | CYB 9-4 | CBJ22511 SS 22.51 DELL R&D (F1) | CLOSED | CLOSED | LINK |  | 11 kV | [6 empty] | INDKOM |  |  | PE 22.81 AMD F1 | Unknown | Unknown | NO | NONE | DISTRIBUTION | TNB | WP PUTRAJAYA & CYBERJAYA | NO | Unknown |  |  |  | NO | [8 empty] | CBJ22812 | NO | [7 empty] | 3 | Pass | null
378053248 | CBJ22813 |  |  |  | VCBJ/PCE/J22811/MB22811 | 300452944 | Existing | RYB | CYB 9-4 | PENGGUNA F1 | CLOSED | CLOSED | LINK |  | 11 kV | [6 empty] | INDKOM |  |  | PE 22.81 AMD F1 | Unknown | Unknown | NO | NONE | DISTRIBUTION | TNB | WP PUTRAJAYA & CYBERJAYA | NO | Unknown |  |  |  | NO | [8 empty] | CBJ22813 | NO | [7 empty] | 3 | Pass | null
378053253 | CBJ22811 |  |  |  | VCBJ/PCE/J22811/MB22811 | 300452944 | Existing | RYB | CYB 9-4 |  | CLOSED | CLOSED | LINK |  | 11 kV | [6 empty] | INDKOM |  |  | PE 22.81 AMD F1 | Unknown | Unknown | NO | NONE | DISTRIBUTION | TNB | WP PUTRAJAYA & CYBERJAYA | NO | Unknown |  |  |  | NO | [8 empty] | CBJ22811 | NO | [7 empty] | 3 | Pass | null
378053268 | CBJ22815 |  |  |  | VCBJ/PCE/J22812/MB22811 | 300452947 | Existing | RYB |  | CBJ22514 SS 22.51 DELL R&D (F2) | CLOSED | CLOSED | LINK |  | 11 kV | [6 empty] | INDKOM |  |  | PE 22.81 AMD F2 | Unknown | Unknown | NO | NONE | DISTRIBUTION | TNB | WP PUTRAJAYA & CYBERJAYA | NO | Unknown |  |  |  | NO | [8 empty] | CBJ22815 | NO | [7 empty] | 3 | Pass | null
378053274 | CBJ22816 |  |  |  | VCBJ/PCE/J22812/MB22811 | 300452947 | Existing | RYB |  | PENGGUNA F2 | CLOSED | CLOSED | LINK |  | 11 kV | [6 empty] | INDKOM |  |  | PE 22.81 AMD F2 | Unknown | Unknown | NO | NONE | DISTRIBUTION | TNB | WP PUTRAJAYA & CYBERJAYA | NO | Unknown |  |  |  | NO | [8 empty] | CBJ22816 | NO | [7 empty] | 3 | Pass | null
378053279 | CBJ22814 |  |  |  | VCBJ/PCE/J22812/MB22811 | 300452947 | Existing | RYB | PPU CJ 9-5 |  | CLOSED | CLOSED | LINK |  | 11 kV | [6 empty] | INDKOM |  |  | PE 22.81 AMD F2 | Unknown | Unknown | NO | NONE | DISTRIBUTION | TNB | WP PUTRAJAYA & CYBERJAYA | NO | Unknown |  |  |  | NO | [8 empty] | CBJ22814 | NO | [7 empty] | 3 | Pass | null
378053287 | CBJ22756 |  |  |  | VCBJ/PCE/J22752/MB22754 | 300288155 | Existing | RYB | PPU CJ 9-5 | CBJ22814 PE 22.81 AMD (F2) | OPEN | CLOSED | LINK |  | 11 kV |  | 20/12/2010 |  |  |  |  | TAMCO |  |  | PE 22.75 KWDI 4 F2 | Unknown | Unknown | NO | NONE | DISTRIBUTION | TNB | WP PUTRAJAYA & CYBERJAYA | NO | Unknown |  |  |  | NO | [8 empty] | CBJ22756 | NO | [7 empty] | 3 | Pass | null
378053292 | CBJ22754 |  |  |  | VCBJ/PCE/J22752/MB22754 | 300288155 | Existing | RYB | PPU CJ 9-5 | CBJ22746 PE 22.74 KWDI 3 (F2) | CLOSED | CLOSED | LINK |  | 11 kV |  | 20/12/2010 |  |  |  |  | TAMCO |  |  | PE 22.75 KWDI 4 F2 | Unknown | Unknown | NO | NONE | DISTRIBUTION | TNB | WP PUTRAJAYA & CYBERJAYA | NO | Unknown |  |  |  | NO | [8 empty] | CBJ22754 | NO | [7 empty] | 3 | Pass | null
378053310 | CBJ22753 |  |  |  | VCBJ/PCE/J22751/MB22751 | 300288153 | Existing | RYB | CYB 9-4 | CBJ22811 PE 22.81 AMD (F1) | CLOSED | CLOSED | LINK |  | 11 kV |  | 19/12/2010 |  |  |  |  | TAMCO |  |  | PE 22.75 KWDI 4 F1 | Unknown | Unknown | NO | NONE | DISTRIBUTION | TNB | WP PUTRAJAYA & CYBERJAYA | NO | Unknown |  |  |  | NO | [8 empty] | CBJ22753 | NO | [7 empty] | 3 | Pass | null
378053315 | CBJ22751 |  |  |  | VCBJ/PCE/J22751/MB22751 | 300288153 | Existing | RYB | CYB 9-4 | CBJ22743 PE 22.74 KWDI 3 (F1) | CLOSED | CLOSED | LINK |  | 11 kV |  | 19/12/2010 |  |  |  |  | TAMCO |  |  | PE 22.75 KWDI 4 F1 | Unknown | Unknown | NO | NONE | DISTRIBUTION | TNB | WP PUTRAJAYA & CYBERJAYA | NO | Unknown |  |  |  | NO | [8 empty] | CBJ22751 | NO | [7 empty] | 3 | Pass | null
378053364 | CBJ22746 |  |  |  | VCBJ/PCE/J22742/MB22744 | 300288161 | Existing | RYB | PPU CJ 9-5 | CBJ22754 PE 22.75 KWDI 4 (F2) | CLOSED | CLOSED | LINK |  | 11 kV |  | 20/12/2010 |  |  |  |  | TAMCO |  |  | PE 22.74 KWDI 3 F2 | Unknown | Unknown | NO | NONE | DISTRIBUTION | TNB | WP PUTRAJAYA & CYBERJAYA | NO | Unknown |  |  |  | NO | [8 empty] | CBJ22746 | NO | [7 empty] | 3 | Pass | null
378053369 | CBJ22744 |  |  |  | VCBJ/PCE/J22742/MB22744 | 300288161 | Existing | RYB | PPU CJ 9-5 | CBJ22675 PE 22.67 KWDI 1 (F2) | CLOSED | CLOSED | LINK |  | 11 kV |  | 20/12/2010 |  |  |  |  | TAMCO |  |  | PE 22.74 KWDI 3 F2 | Unknown | Unknown | NO | NONE | DISTRIBUTION | TNB | WP PUTRAJAYA & CYBERJAYA | NO | Unknown |  |  |  | NO | [8 empty] | CBJ22744 | NO | [7 empty] | 3 | Pass | null
378053387 | CBJ22743 |  |  |  | VCBJ/PCE/J22741/MB22741 | 300288159 | Existing | RYB | CYB 9-4 | CBJ22751 PE 22.75 KWDI 4 (F1) | CLOSED | CLOSED | LINK |  | 11 kV |  | 19/12/2010 |  |  |  |  | TAMCO |  |  | PE 22.74 KWDI 3 F1 | Unknown | Unknown | NO | NONE | DISTRIBUTION | TNB | WP PUTRAJAYA & CYBERJAYA | NO | Unknown |  |  |  | NO | [8 empty] | CBJ22743 | NO | [7 empty] | 3 | Pass | null
378053392 | CBJ22741 |  |  |  | VCBJ/PCE/J22741/MB22741 | 300288159 | Existing | RYB | CYB 9-4 | CBJ22672 PE 22.67 KWDI 1 (F1) | CLOSED | CLOSED | LINK |  | 11 kV |  | 19/12/2010 |  |  |  |  | TAMCO |  |  | PE 22.74 KWDI 3 F1 | Unknown | Unknown | NO | NONE | DISTRIBUTION | TNB | WP PUTRAJAYA & CYBERJAYA | NO | Unknown |  |  |  | NO | [8 empty] | CBJ22741 | NO | [7 empty] | 3 | Pass | null
378053437 | CBJ22675 |  |  |  | VCBJ/PCE/J22672/MB22674 | 300280388 | Existing | RYB | PPU CJ 9-5 | CBJ22744 PE 22.74 KWDI 3 (F2) | CLOSED | CLOSED | LINK |  | 11 kV |  | 20091009 |  |  |  |  | INDKOM |  |  | PE 22.67 KWDI 1 F2 | Unknown | Unknown | NO | NONE | DISTRIBUTION | TNB | WP PUTRAJAYA & CYBERJAYA | NO | Unknown |  |  |  | NO | [8 empty] | CBJ22675 | NO | [7 empty] | 3 | Pass | null
378053442 | CBJ22674 |  |  |  | VCBJ/PCE/J22672/MB22674 | 300280388 | Existing | RYB | PPU CJ 9-5 | PPU CYBERJAYA 9 CB 5 | CLOSED | CLOSED | LINK |  | 11 kV |  | 20091009 |  |  |  |  | INDKOM |  |  | PE 22.67 KWDI 1 F2 | Unknown | Unknown | NO | NONE | DISTRIBUTION | TNB | WP PUTRAJAYA & CYBERJAYA | NO | Unknown |  |  |  | NO | [8 empty] | CBJ22674 | NO | [7 empty] | 3 | Pass | null
378053460 | CBJ22672 |  |  |  | VCBJ/PCE/J22671/MB22671 | 300280387 | Existing | RYB | CYB 9-4 | CBJ22741 PE 22.74 KWDI 3 (F1) | CLOSED | CLOSED | LINK |  | 11 kV |  | 20091009 |  |  |  |  | INDKOM |  |  | PE 22.67 KWDI 1 F1 | Unknown | Unknown | NO | NONE | DISTRIBUTION | TNB | WP PUTRAJAYA & CYBERJAYA | NO | Unknown |  |  |  | NO | [8 empty] | CBJ22672 | NO | [7 empty] | 3 | Pass | null
378053465 | CBJ22671 |  |  |  | VCBJ/PCE/J22671/MB22671 | 300280387 | Existing | RYB | CYB 9-4 | PPU CYBERJAYA 9 CB 4 | CLOSED | CLOSED | LINK |  | 11 kV |  | 20091009 |  |  |  |  | INDKOM |  |  | PE 22.67 KWDI 1 F1 | Unknown | Unknown | NO | NONE | DISTRIBUTION | TNB | WP PUTRAJAYA & CYBERJAYA | NO | Unknown |  |  |  | NO | [8 empty] | CBJ22671 | NO | [7 empty] | 3 | Pass | null
378053636 | CBJ21953 |  |  |  | VCBJ/PCE/J21951/MB1 | 310370041 | Existing | RYB |  | PENGGUNA F1 | CLOSED | CLOSED | LINK |  | 11 kV | [6 empty] | INDKOM |  |  | PE 21.95 SITE OFFICE SKY PARK | Unknown | Unknown | NO | NONE | DISTRIBUTION | TNB | WP PUTRAJAYA & CYBERJAYA | NO | Unknown |  |  |  | NO | [8 empty] | CBJ21953 | NO | [7 empty] | 3 | Pass | null
378053642 | CBJ21952 |  |  |  | VCBJ/PCE/J21951/MB1 | 310370041 | Existing | RYB |  | C23374 PE 23.37 RADIUS 1 F2 | CLOSED | CLOSED | LINK |  | 11 kV | [6 empty] | INDKOM |  |  | PE 21.95 SITE OFFICE SKY PARK | Unknown | Unknown | NO | NONE | DISTRIBUTION | TNB | WP PUTRAJAYA & CYBERJAYA | NO | Unknown |  |  |  | NO | [8 empty] | CBJ21952 | NO | [7 empty] | 3 | Pass | null
378053647 | CBJ21951 |  |  |  | VCBJ/PCE/J21951/MB1 | 310370041 | Existing | RYB |  | PMU CBJN 132/11KV: VCB 2 | CLOSED | CLOSED | LINK |  | 11 kV | [6 empty] | INDKOM |  |  | PE 21.95 SITE OFFICE SKY PARK | Unknown | Unknown | NO | NONE | DISTRIBUTION | TNB | WP PUTRAJAYA & CYBERJAYA | NO | Unknown |  |  |  | NO | [8 empty] | CBJ21951 | NO | [7 empty] | 3 | Pass | null
378054239 | CBJ21152 |  |  |  | VCBJ/PCE/J21151/MB21151 | 300281031 | Existing | RYB |  | PMU CBJN: VCB 7 | CLOSED | CLOSED | LINK |  | 11 kV |  | 17/07/2002 |  |  |  |  | INDKOM |  |  | PE 21.15 SATELIT TELEKOM CBJ 3 F1 | Unknown | Unknown | NO | NONE | DISTRIBUTION | TNB | WP PUTRAJAYA & CYBERJAYA | NO | Unknown |  |  |  | NO | [8 empty] | CBJ21152 | NO | [7 empty] | 3 | Pass | null
378054244 | CBJ21151 |  |  |  | VCBJ/PCE/J21151/MB21151 | 300281031 | Existing | RYB |  |  | CLOSED | CLOSED | LINK |  | 11 kV |  | 17/07/2002 |  |  |  |  | INDKOM |  |  | PE 21.15 SATELIT TELEKOM CBJ 3 F1 | Unknown | Unknown | NO | NONE | DISTRIBUTION | TNB | WP PUTRAJAYA & CYBERJAYA | NO | Unknown |  |  |  | NO | [8 empty] | CBJ21151 | NO | [7 empty] | 3 | Pass | null
378054262 | CBJ21155 |  |  |  | VCBJ/PCE/J21152/MB21154 | 300281029 | Existing | RYB |  | PMU CBJN: VCB 8 | CLOSED | CLOSED | LINK |  | 11 kV |  | 17/07/2002 |  |  |  |  | INDKOM |  |  | PE 21.15 SATELIT TELEKOM CBJ 3 F2 | Unknown | Unknown | NO | NONE | DISTRIBUTION | TNB | WP PUTRAJAYA & CYBERJAYA | NO | Unknown |  |  |  | NO | [8 empty] | CBJ21155 | NO | [7 empty] | 3 | Pass | null
378054267 | CBJ21154 |  |  |  | VCBJ/PCE/J21152/MB21154 | 300281029 | Existing | RYB |  |  | CLOSED | CLOSED | LINK |  | 11 kV |  | 17/07/2002 |  |  |  |  | INDKOM |  |  | PE 21.15 SATELIT TELEKOM CBJ 3 F2 | Unknown | Unknown | NO | NONE | DISTRIBUTION | TNB | WP PUTRAJAYA & CYBERJAYA | NO | Unknown |  |  |  | NO | [8 empty] | CBJ21154 | NO | [7 empty] | 3 | Pass | null
378054397 | CBJ21101 |  |  |  | VCBJ/PCE/J21101/MB21101 | 300281045 | Existing | RYB |  | CBJ21542 PE 21.54 PS 3 (F1) | CLOSED | CLOSED | LINK |  | 11 kV |  | 20001002 |  |  |  |  | INDKOM |  |  | PE 21.10 ELITE HIGHWAY NO. 3 | Unknown | Unknown | NO | NONE | DISTRIBUTION | TNB | WP PUTRAJAYA & CYBERJAYA | NO | Unknown |  |  |  | NO | [8 empty] | CBJ21101 | NO | [7 empty] | 3 | Pass | null
378054402 | CBJ21102 |  |  |  | VCBJ/PCE/J21101/MB21101 | 300281045 | Existing | RYB |  |  | CLOSED | CLOSED | LINK |  | 11 kV |  | 20001002 |  |  |  |  | INDKOM |  |  | PE 21.10 ELITE HIGHWAY NO. 3 | Unknown | Unknown | NO | NONE | DISTRIBUTION | TNB | WP PUTRAJAYA & CYBERJAYA | NO | Unknown |  |  |  | NO | [8 empty] | CBJ21102 | NO | [7 empty] | 3 | Pass | null
378054482 | CBJ21541 |  |  |  | VCBJ/PCE/J21541/MB21541 | 300280656 | Existing | RYB |  | CBJ21403 PE 21.40 STP 1 | CLOSED | CLOSED | LINK |  | 11 kV |  | 16/06/2005 |  |  |  |  | INDKOM |  |  | PE 21.54 PS 3 F1 | Unknown | Unknown | NO | NONE | DISTRIBUTION | TNB | WP PUTRAJAYA & CYBERJAYA | NO | Unknown |  |  |  | NO | [8 empty] | CBJ21541 | NO | [7 empty] | 3 | Pass | null
378054487 | CBJ21542 |  |  |  | VCBJ/PCE/J21541/MB21541 | 300280656 | Existing | RYB |  | CBJ21101 PE 21.10 ELITE HIGHWAY NO. 3 | CLOSED | CLOSED | LINK |  | 11 kV |  | 16/06/2005 |  |  |  |  | INDKOM |  |  | PE 21.54 PS 3 F1 | Unknown | Unknown | NO | NONE | DISTRIBUTION | TNB | WP PUTRAJAYA & CYBERJAYA | NO | Unknown |  |  |  | NO | [8 empty] | CBJ21542 | NO | [7 empty] | 3 | Pass | null
378054505 | CBJ21545 |  |  |  | VCBJ/PCE/J21542/MB21544 | 300280654 | Existing | RYB |  | CBJ21564 SS 21.56 MEASAT ASTRO (F2) | CLOSED | CLOSED | LINK |  | 11 kV |  | 16/06/2005 |  |  |  |  | INDKOM |  |  | PE 21.54 PS 3 F2 | Unknown | Unknown | NO | NONE | DISTRIBUTION | TNB | WP PUTRAJAYA & CYBERJAYA | NO | Unknown |  |  |  | NO | [8 empty] | CBJ21545 | NO | [7 empty] | 3 | Pass | null
378054510 | CBJ21544 |  |  |  | VCBJ/PCE/J21542/MB21544 | 300280654 | Existing | RYB |  | CBJ23162 PE 23.16 MASJID CYBERJAYA | OPEN | CLOSED | LINK |  | 11 kV |  | 16/06/2005 |  |  |  |  | INDKOM |  |  | PE 21.54 PS 3 F2 | Unknown | Unknown | NO | NONE | DISTRIBUTION | TNB | WP PUTRAJAYA & CYBERJAYA | NO | Unknown |  |  |  | NO | [8 empty] | CBJ21544 | NO | [7 empty] | 3 | Pass | null
378054655 | CBJ21401 |  |  |  | VCBJ/PCE/J21401/MB21401 | 300281000 | Existing | RYB |  |  | CLOSED | CLOSED | LINK |  | 11 kV |  | 15/12/2016 |  |  |  |  | INDKOM |  |  | PE 21.40 STP 1 | Unknown | Unknown | NO | NONE | DISTRIBUTION | TNB | WP PUTRAJAYA & CYBERJAYA | NO | Unknown |  |  |  | NO | [8 empty] | CBJ21401 | NO | [7 empty] | 3 | Pass | null
378054660 | CBJ21403 |  |  |  | VCBJ/PCE/J21401/MB21401 | 300281000 | Existing | RYB |  | CBJ21541 PE 21.54 PS 3 (F1) | CLOSED | CLOSED | LINK |  | 11 kV |  | 15/12/2016 |  |  |  |  | INDKOM |  |  | PE 21.40 STP 1 | Unknown | Unknown | NO | NONE | DISTRIBUTION | TNB | WP PUTRAJAYA & CYBERJAYA | NO | Unknown |  |  |  | NO | [8 empty] | CBJ21403 | NO | [7 empty] | 3 | Pass | null
378054693 | CBJ23162 |  |  |  | VCBJ/PCE/J23161/MB23161 | 310360664 | Existing | RYB |  | CBJ21544 PE 21.54 PS 3 (F2) | CLOSED | CLOSED | LINK |  | 11 kV | [6 empty] | INDKOM |  |  | PE 23.16 MASJID CYBERJAYA | Unknown | Unknown | NO | NONE | DISTRIBUTION | TNB | WP PUTRAJAYA & CYBERJAYA | NO | Unknown |  |  |  | NO | [8 empty] | CBJ23162 | NO | [7 empty] | 3 | Pass | null
378054710 | CBJ23161 |  |  |  | VCBJ/PCE/J23161/MB23161 | 310360664 | Existing | RYB |  | CBJ21576 PE 21.57 CLUB HOUSE (F2) | CLOSED | CLOSED | LINK |  | 11 kV | [6 empty] | INDKOM |  |  | PE 23.16 MASJID CYBERJAYA | Unknown | Unknown | NO | NONE | DISTRIBUTION | TNB | WP PUTRAJAYA & CYBERJAYA | NO | Unknown |  |  |  | NO | [8 empty] | CBJ23161 | NO | [7 empty] | 3 | Pass | null
378054871 | CBJ21574 |  |  |  | VCBJ/PCE/J21572/MB21574 | 300280643 | Existing | RYB |  | CBJ21615 PE 21.61MPS (F2) | CLOSED | CLOSED | LINK |  | 11 kV |  | 17/11/2007 |  |  |  |  | TAMCO |  |  | PE 21.57 CLUB HOUSE F2 | Unknown | Unknown | NO | NONE | DISTRIBUTION | TNB | WP PUTRAJAYA & CYBERJAYA | NO | Unknown |  |  |  | NO | [8 empty] | CBJ21574 | NO | [7 empty] | 3 | Pass | null
378054876 | CBJ21576 |  |  |  | VCBJ/PCE/J21572/MB21574 | 300280643 | Existing | RYB |  | CBJ23161 PE 23.16 MASJID CYBERJAYA | CLOSED | CLOSED | LINK |  | 11 kV |  | 17/11/2007 |  |  |  |  | TAMCO |  |  | PE 21.57 CLUB HOUSE F2 | Unknown | Unknown | NO | NONE | DISTRIBUTION | TNB | WP PUTRAJAYA & CYBERJAYA | NO | Unknown |  |  |  | NO | [8 empty] | CBJ21576 | NO | [7 empty] | 3 | Pass | null
378054894 | CBJ21571 |  |  |  | VCBJ/PCE/J21571/MB21571 | 300280645 | Existing | RYB |  |  | CLOSED | CLOSED | LINK |  | 11 kV |  | 17/11/2007 |  |  |  |  | TAMCO |  |  | PE 21.57 CLUB HOUSE F1 | Unknown | Unknown | NO | NONE | DISTRIBUTION | TNB | WP PUTRAJAYA & CYBERJAYA | NO | Unknown |  |  |  | NO | [8 empty] | CBJ21571 | NO | [7 empty] | 3 | Pass | null
378054899 | CBJ21573 |  |  |  | VCBJ/PCE/J21571/MB21571 | 300280645 | Existing | RYB |  | CBJ21401 PE 21.40 STP 1 | CLOSED | CLOSED | LINK |  | 11 kV |  | 17/11/2007 |  |  |  |  | TAMCO |  |  | PE 21.57 CLUB HOUSE F1 | Unknown | Unknown | NO | NONE | DISTRIBUTION | TNB | WP PUTRAJAYA & CYBERJAYA | NO | Unknown |  |  |  | NO | [8 empty] | CBJ21573 | NO | [7 empty] | 3 | Pass | null
378055067 | CBJ21616 |  |  |  | VCBJ/PCE/J21612/MB21615 | 300280627 | Existing | RYB |  | CBJ25232 PE 25.23 SALES GALERY ECOGLADE | CLOSED | CLOSED | LINK |  | 11 kV |  | 23/02/2008 | [7 empty] | PE 21.61 MPS F2 | Unknown | Unknown | NO | NONE | DISTRIBUTION | TNB | WP PUTRAJAYA & CYBERJAYA | NO | Unknown |  |  |  | NO | [8 empty] | CBJ21616 | NO | [7 empty] | 3 | Pass | null
378055084 | CBJ21615 |  |  |  | VCBJ/PCE/J21612/MB21615 | 300280627 | Existing | RYB |  | CBJ21574 PE 21.57 CLUB HOUSE (F2) | CLOSED | CLOSED | LINK |  | 11 kV |  | 23/02/2008 | [7 empty] | PE 21.61 MPS F2 | Unknown | Unknown | NO | NONE | DISTRIBUTION | TNB | WP PUTRAJAYA & CYBERJAYA | NO | Unknown |  |  |  | NO | [8 empty] | CBJ21615 | NO | [7 empty] | 3 | Pass | null
378055096 | CBJ21611 |  |  |  | VCBJ/PCE/J21611/MB21611 | 300280629 | Existing | RYB |  | CBJ21412 PE 21.41 TMN.CYBER | CLOSED | CLOSED | LINK |  | 11 kV |  | 23/02/2008 | [7 empty] | PE 21.61 MPS F1 | Unknown | Unknown | NO | NONE | DISTRIBUTION | TNB | WP PUTRAJAYA & CYBERJAYA | NO | Unknown |  |  |  | NO | [8 empty] | CBJ21611 | NO | [7 empty] | 3 | Pass | null
378055113 | CBJ21612 |  |  |  | VCBJ/PCE/J21611/MB21611 | 300280629 | Existing | RYB |  | CBJ21571 PE 21.57 CLUB HOUSE (F1) | CLOSED | CLOSED | LINK |  | 11 kV |  | 23/02/2008 | [7 empty] | PE 21.61 MPS F1 | Unknown | Unknown | NO | NONE | DISTRIBUTION | TNB | WP PUTRAJAYA & CYBERJAYA | NO | Unknown |  |  |  | NO | [8 empty] | CBJ21612 | NO | [7 empty] | 3 | Pass | null
378055363 | CBJ21411 |  |  |  | VCBJ/PCE/J21411/MB21411 | 300280998 | Existing | RYB |  | CBJ25262 PE 25.26 Padat Setia Villa 6 | CLOSED | CLOSED | LINK |  | 11 kV |  | 16/01/2003 |  |  |  |  | INDKOM |  |  | PE 21.41 TMN.CYBER | Unknown | Unknown | NO | NONE | DISTRIBUTION | TNB | WP PUTRAJAYA & CYBERJAYA | NO | Unknown |  |  |  | NO | [8 empty] | CBJ21411 | NO | [7 empty] | 3 | Pass | null
378055368 | CBJ21412 |  |  |  | VCBJ/PCE/J21411/MB21411 | 300280998 | Existing | RYB |  | CBJ21611 PE 21.61MPS (F1) | CLOSED | CLOSED | LINK |  | 11 kV |  | 16/01/2003 |  |  |  |  | INDKOM |  |  | PE 21.41 TMN.CYBER | Unknown | Unknown | NO | NONE | DISTRIBUTION | TNB | WP PUTRAJAYA & CYBERJAYA | NO | Unknown |  |  |  | NO | [8 empty] | CBJ21412 | NO | [7 empty] | 3 | Pass | null
378055446 | CBJ25261 |  |  |  | VCBJ/PCE/J00118/MB1 | 310338765 | Existing | RYB |  | CBJ25252 PE 25.25 Padat Setia Villa 5 | CLOSED | CLOSED | LINK |  | 11 kV | [6 empty] | INDKOM |  |  | PE 25.26 SETIA VILLA 6 | Unknown | Unknown | NO | NONE | DISTRIBUTION | TNB | WP PUTRAJAYA & CYBERJAYA | NO | Unknown |  |  |  | NO | [8 empty] | CBJ25261 | NO | [7 empty] | 3 | Pass | null
378055451 | CBJ25262 |  |  |  | VCBJ/PCE/J00118/MB1 | 310338765 | Existing | RYB |  | CBJ21411 PE 21.41 TMN.CYBER | CLOSED | CLOSED | LINK |  | 11 kV | [6 empty] | INDKOM |  |  | PE 25.26 SETIA VILLA 6 | Unknown | Unknown | NO | NONE | DISTRIBUTION | TNB | WP PUTRAJAYA & CYBERJAYA | NO | Unknown |  |  |  | NO | [8 empty] | CBJ25262 | NO | [7 empty] | 3 | Pass | null
378055546 | CBJ25251 |  |  |  | VCBJ/PCE/J00117/MB1 | 310338758 | Existing | RYB |  | CBJ25242 PE 25.24 Padat Setia Villa 4 | CLOSED | CLOSED | LINK |  | 11 kV | [6 empty] | INDKOM |  |  | PE 25.25 SETIA VILLA 5 | Unknown | Unknown | NO | NONE | DISTRIBUTION | TNB | WP PUTRAJAYA & CYBERJAYA | NO | Unknown |  |  |  | NO | [8 empty] | CBJ25251 | NO | [7 empty] | 3 | Pass | null
378055551 | CBJ25252 |  |  |  | VCBJ/PCE/J00117/MB1 | 310338758 | Existing | RYB |  | CBJ25261 PE 25.26 Padat Setia Villa 6 | CLOSED | CLOSED | LINK |  | 11 kV | [6 empty] | INDKOM |  |  | PE 25.25 SETIA VILLA 5 | Unknown | Unknown | NO | NONE | DISTRIBUTION | TNB | WP PUTRAJAYA & CYBERJAYA | NO | Unknown |  |  |  | NO | [8 empty] | CBJ25252 | NO | [7 empty] | 3 | Pass | null
378055650 | CBJ25242 |  |  |  | VCBJ/PCE/J00116/MB1 | 310338754 | Existing | RYB |  | CBJ25251 PE 25.25 Padat Setia Villa 5 | CLOSED | CLOSED | LINK |  | 11 kV | [6 empty] | INDKOM |  |  | PE 25.24 SETIA VILLA 4 | Unknown | Unknown | NO | NONE | DISTRIBUTION | TNB | WP PUTRAJAYA & CYBERJAYA | NO | Unknown |  |  |  | NO | [8 empty] | CBJ25242 | NO | [7 empty] | 3 | Pass | null
378055655 | CBJ25241 |  |  |  | VCBJ/PCE/J00116/MB1 | 310338754 | Existing | RYB |  | CBJ25192 PE 25.19 SETIA VILLA 3 | CLOSED | CLOSED | LINK |  | 11 kV | [6 empty] | INDKOM |  |  | PE 25.24 SETIA VILLA 4 | Unknown | Unknown | NO | NONE | DISTRIBUTION | TNB | WP PUTRAJAYA & CYBERJAYA | NO | Unknown |  |  |  | NO | [8 empty] | CBJ25241 | NO | [7 empty] | 3 | Pass | null
378055750 | CBJ25192 |  |  |  | VCBJ/PCE/J00112/MB1 | 310359235 | Existing | RYB |  | CBJ25241 PE 25.24 Padat Setia Villa 4 | CLOSED | CLOSED | LINK |  | 11 kV | [6 empty] | INDKOM |  |  | PE 25.19 SETIA VILLA 3 | Unknown | Unknown | NO | NONE | DISTRIBUTION | TNB | WP PUTRAJAYA & CYBERJAYA | NO | Unknown |  |  |  | NO | [8 empty] | CBJ25192 | NO | [7 empty] | 3 | Pass | null
378055755 | CBJ25191 |  |  |  | VCBJ/PCE/J00112/MB1 | 310359235 | Existing | RYB |  | CBJ25183 PE 25.18 SETIA VILLA 2 | CLOSED | CLOSED | LINK |  | 11 kV | [6 empty] | INDKOM |  |  | PE 25.19 SETIA VILLA 3 | Unknown | Unknown | NO | NONE | DISTRIBUTION | TNB | WP PUTRAJAYA & CYBERJAYA | NO | Unknown |  |  |  | NO | [8 empty] | CBJ25191 | NO | [7 empty] | 3 | Pass | null
378055849 | CBJ25183 |  |  |  | VCBJ/PCE/J00110/MB1 | 310357944 | Existing | RYB |  | CBJ25191 PE 25.19 SETIA VILLA 3 | CLOSED | CLOSED | LINK |  | 11 kV | [6 empty] | INDKOM |  |  | PE 25.18 SETIA VILLA 2 | Unknown | Unknown | NO | NONE | DISTRIBUTION | TNB | WP PUTRAJAYA & CYBERJAYA | NO | Unknown |  |  |  | NO | [8 empty] | CBJ25183 | NO | [7 empty] | 3 | Pass | null
378055854 | CBJ25181 |  |  |  | VCBJ/PCE/J00110/MB1 | 310357944 | Existing | RYB |  |  | CLOSED | CLOSED | LINK |  | 11 kV | [6 empty] | INDKOM |  |  | PE 25.18 SETIA VILLA 2 | Unknown | Unknown | NO | NONE | DISTRIBUTION | TNB | WP PUTRAJAYA & CYBERJAYA | NO | Unknown |  |  |  | NO | [8 empty] | CBJ25181 | NO | [7 empty] | 3 | Pass | null
378055954 | CBJ25172 |  |  |  | VCBJ/PCE/J00109/MB1 | 310359230 | Existing | RYB |  | CBJ25181 PE 25.18 SETIA VILLA 2 | CLOSED | CLOSED | LINK |  | 11 kV | [6 empty] | INDKOM |  |  | PE 25.17 SETIA VILLA 1 | Unknown | Unknown | NO | NONE | DISTRIBUTION | TNB | WP PUTRAJAYA & CYBERJAYA | NO | Unknown |  |  |  | NO | [8 empty] | CBJ25172 | NO | [7 empty] | 3 | Pass | null
378055959 | CBJ25171 |  |  |  | VCBJ/PCE/J00109/MB1 | 310359230 | Existing | RYB |  | CBJ25223 PE 25.22 SETIA MARINA 3 | CLOSED | CLOSED | LINK |  | 11 kV | [6 empty] | INDKOM |  |  | PE 25.17 SETIA VILLA 1 | Unknown | Unknown | NO | NONE | DISTRIBUTION | TNB | WP PUTRAJAYA & CYBERJAYA | NO | Unknown |  |  |  | NO | [8 empty] | CBJ25171 | NO | [7 empty] | 3 | Pass | null
378056050 | CBJ25223 |  |  |  | VCBJ/PCE/J25221/MB25221 | 310339459 | Existing | RYB |  | CBJ25171 PE 25.17 SETIA VILLA 1 | CLOSED | CLOSED | LINK |  | 11 kV | [6 empty] | SCHNEIDER |  |  | PE 25.22 SETIA MARINA 3 | Unknown | Unknown | NO | NONE | DISTRIBUTION | TNB | WP PUTRAJAYA & CYBERJAYA | NO | Unknown |  |  |  | NO | [8 empty] | CBJ25223 | NO | [7 empty] | 3 | Pass | null
378056055 | CBJ25221 |  |  |  | VCBJ/PCE/J25221/MB25221 | 310339459 | Existing | RYB |  | CBJ25213 PE 25.21 SETIA MARINA 2 | CLOSED | CLOSED | LINK |  | 11 kV | [6 empty] | SCHNEIDER |  |  | PE 25.22 SETIA MARINA 3 | Unknown | Unknown | NO | NONE | DISTRIBUTION | TNB | WP PUTRAJAYA & CYBERJAYA | NO | Unknown |  |  |  | NO | [8 empty] | CBJ25221 | NO | [7 empty] | 3 | Pass | null
378056150 | CBJ25213 |  |  |  | VCBJ/PCE/J25211/MB25211 | 310339453 | Existing | RYB |  | CBJ25221 PE 25.22 SETIA MARINA 3 | CLOSED | CLOSED | LINK |  | 11 kV | [6 empty] | SCHNEIDER |  |  | PE 25.21 SETIA MARINA 2 | Unknown | Unknown | NO | NONE | DISTRIBUTION | TNB | WP PUTRAJAYA & CYBERJAYA | NO | Unknown |  |  |  | NO | [8 empty] | CBJ25213 | NO | [7 empty] | 3 | Pass | null
378056155 | CBJ25211 |  |  |  | VCBJ/PCE/J25211/MB25211 | 310339453 | Existing | RYB |  | CBJ25203 PE 25.20 SETIA MARINA 1 | CLOSED | CLOSED | LINK |  | 11 kV | [6 empty] | SCHNEIDER |  |  | PE 25.21 SETIA MARINA 2 | Unknown | Unknown | NO | NONE | DISTRIBUTION | TNB | WP PUTRAJAYA & CYBERJAYA | NO | Unknown |  |  |  | NO | [8 empty] | CBJ25211 | NO | [7 empty] | 3 | Pass | null
378056255 | CBJ25203 |  |  |  | VCBJ/PCE/J25201/MB25201 | 310339447 | Existing | RYB |  | CBJ25211 PE 25.21 SETIA MARINA 2 | CLOSED | CLOSED | LINK |  | 11 kV | [6 empty] | SCHNEIDER |  |  | PE 25.20 SETIA MARINA 1 | Unknown | Unknown | NO | NONE | DISTRIBUTION | TNB | WP PUTRAJAYA & CYBERJAYA | NO | Unknown |  |  |  | NO | [8 empty] | CBJ25203 | NO | [7 empty] | 3 | Pass | null
378056260 | CBJ25201 |  |  |  | VCBJ/PCE/J25201/MB25201 | 310339447 | Existing | RYB |  | CBJ23242 SS 23.24 (SOLTICE | CLOSED | CLOSED | LINK |  | 11 kV | [6 empty] | SCHNEIDER |  |  | PE 25.20 SETIA MARINA 1 | Unknown | Unknown | NO | NONE | DISTRIBUTION | TNB | WP PUTRAJAYA & CYBERJAYA | NO | Unknown |  |  |  | NO | [8 empty] | CBJ25201 | NO | [7 empty] | 3 | Pass | null
378056431 | CBJ23173 |  |  |  | VCBJ/PCE/J23171/MB23171 | 310303841 | Existing | RYB |  | CBJ23181 SS 23.18 PARAGON | CLOSED | CLOSED | LINK |  | 11 kV | [6 empty] | TAMCO |  |  | PE 23.17 TEMP SERI MUTIARA | Unknown | Unknown | NO | NONE | DISTRIBUTION | TNB | WP PUTRAJAYA & CYBERJAYA | NO | Unknown |  |  |  | NO | [8 empty] | CBJ23173 | NO | [7 empty] | 3 | Pass | null
378056436 | CBJ23171 |  |  |  | VCBJ/PCE/J23171/MB23171 | 310303841 | Existing | RYB |  | CBJ23362 SS 23.36 MUTIARA VILLE 5 | CLOSED | CLOSED | LINK |  | 11 kV | [6 empty] | TAMCO |  |  | PE 23.17 TEMP SERI MUTIARA | Unknown | Unknown | NO | NONE | DISTRIBUTION | TNB | WP PUTRAJAYA & CYBERJAYA | NO | Unknown |  |  |  | NO | [8 empty] | CBJ23171 | NO | [7 empty] | 3 | Pass | null
378056631 | CBJ23154 | [5 empty] | Existing | RYB |  |  | CLOSED | CLOSED | BUSBAR SECTION |  | 11 kV | [9 empty] | SS 23.15 MUTIARA VILLE 3 F1 | Unknown | Unknown | NO | NONE | DISTRIBUTION | TNB | WP PUTRAJAYA & CYBERJAYA | NO | Unknown |  |  |  | NO | [8 empty] | CBJ23154 | [8 empty] | 3 | Pass | null
378056655 | PTJ02081 |  |  |  | VPTJ/PCE/J02081/MB02081 | 300280646 | Existing | RYB |  |  | CLOSED | CLOSED | LINK |  | 11 kV |  | 25/08/2002 |  |  |  |  | INDKOM |  |  | PE 2.08 TMN WAWASAN (F1) | Unknown | Unknown | NO | NONE | DISTRIBUTION | TNB | WP PUTRAJAYA & CYBERJAYA | NO | Unknown |  |  |  | NO | [8 empty] | PTJ02081 | NO | [7 empty] | 3 | Pass | null
378056659 | PTJ02082 |  |  |  | VPTJ/PCE/J02081/MB02081 | 300280646 | Existing | RYB |  |  | CLOSED | CLOSED | LINK |  | 11 kV |  | 25/08/2002 |  |  |  |  | INDKOM |  |  | PE 2.08 TMN WAWASAN (F1) | Unknown | Unknown | NO | NONE | DISTRIBUTION | TNB | WP PUTRAJAYA & CYBERJAYA | NO | Unknown |  |  |  | NO | [8 empty] | PTJ02082 | NO | [7 empty] | 3 | Pass | null
378056676 | PTJ02083 |  |  |  | VPTJ/PCE/J02081/MB02081 | 300280646 | Existing | RYB |  |  | OPEN | CLOSED | LINK |  | 11 kV |  | 25/08/2002 |  |  |  |  | INDKOM |  |  | PE 2.08 TMN WAWASAN (F1) | Unknown | Unknown | NO | NONE | DISTRIBUTION | TNB | WP PUTRAJAYA & CYBERJAYA | NO | Unknown |  |  |  | NO | [8 empty] | PTJ02083 | NO | [7 empty] | 3 | Pass | null
378056795 | PTJ02085 |  |  |  | VPTJ/PCE/J02082/MB02085 | 300280648 | Existing | RYB |  |  | CLOSED | CLOSED | LINK |  | 11 kV |  | 25/08/2002 |  |  |  |  | INDKOM |  |  | PE 2.08 TMN WAWASAN (F2) | Unknown | Unknown | NO | NONE | DISTRIBUTION | TNB | WP PUTRAJAYA & CYBERJAYA | NO | Unknown |  |  |  | NO | [8 empty] | PTJ02085 | NO | [7 empty] | 3 | Pass | null
378056799 | PTJ02086 |  |  |  | VPTJ/PCE/J02082/MB02085 | 300280648 | Existing | RYB |  |  | CLOSED | CLOSED | LINK |  | 11 kV |  | 25/08/2002 |  |  |  |  | INDKOM |  |  | PE 2.08 TMN WAWASAN (F2) | Unknown | Unknown | NO | NONE | DISTRIBUTION | TNB | WP PUTRAJAYA & CYBERJAYA | NO | Unknown |  |  |  | NO | [8 empty] | PTJ02086 | NO | [7 empty] | 3 | Pass | null
378056816 | PTJ02087 |  |  |  | VPTJ/PCE/J02082/MB02085 | 300280648 | Existing | RYB |  |  | OPEN | CLOSED | LINK |  | 11 kV |  | 25/08/2002 |  |  |  |  | INDKOM |  |  | PE 2.08 TMN WAWASAN (F2) | Unknown | Unknown | NO | NONE | DISTRIBUTION | TNB | WP PUTRAJAYA & CYBERJAYA | NO | Unknown |  |  |  | NO | [8 empty] | PTJ02087 | NO | [7 empty] | 3 | Pass | null
378056901 | PTJ02071 |  |  |  | VPTJ/PCE/J02071/MB02071 | 300280639 | Existing | RYB |  |  | CLOSED | CLOSED | LINK |  | 11 kV |  | 23/09/2002 |  |  |  |  | INDKOM |  |  | PE 2.07 INSIDE PPU 18 (F1) | Unknown | Unknown | NO | NONE | DISTRIBUTION | TNB | WP PUTRAJAYA & CYBERJAYA | NO | Unknown |  |  |  | NO | [8 empty] | PTJ02071 | NO | [7 empty] | 3 | Pass | null
378056906 | PTJ02072 |  |  |  | VPTJ/PCE/J02071/MB02071 | 300280639 | Existing | RYB |  |  | CLOSED | CLOSED | LINK |  | 11 kV |  | 23/09/2002 |  |  |  |  | INDKOM |  |  | PE 2.07 INSIDE PPU 18 (F1) | Unknown | Unknown | NO | NONE | DISTRIBUTION | TNB | WP PUTRAJAYA & CYBERJAYA | NO | Unknown |  |  |  | NO | [8 empty] | PTJ02072 | NO | [7 empty] | 3 | Pass | null
378057006 | PTJ02074 |  |  |  | VPTJ/PCE/J02072/MB02074 | 300280642 | Existing | RYB |  |  | CLOSED | CLOSED | LINK |  | 11 kV |  | 23/09/2002 |  |  |  |  | INDKOM |  |  | PE 2.07 INSIDE PPU 18 (F2) | Unknown | Unknown | NO | NONE | DISTRIBUTION | TNB | WP PUTRAJAYA & CYBERJAYA | NO | Unknown |  |  |  | NO | [8 empty] | PTJ02074 | NO | [7 empty] | 3 | Pass | null
378057011 | PTJ02075 |  |  |  | VPTJ/PCE/J02072/MB02074 | 300280642 | Existing | RYB |  |  | CLOSED | CLOSED | LINK |  | 11 kV |  | 23/09/2002 |  |  |  |  | INDKOM |  |  | PE 2.07 INSIDE PPU 18 (F2) | Unknown | Unknown | NO | NONE | DISTRIBUTION | TNB | WP PUTRAJAYA & CYBERJAYA | NO | Unknown |  |  |  | NO | [8 empty] | PTJ02075 | NO | [7 empty] | 3 | Pass | null
378057175 | PTJ02064 |  |  |  | VPTJ/PCE/J02062/MB02064 | 300280636 | Existing | RYB |  |  | CLOSED | CLOSED | LINK |  | 11 kV |  | 20020607 |  |  |  |  | INDKOM |  |  | PE 2.06 PS 15 (F2) | Unknown | Unknown | NO | NONE | DISTRIBUTION | TNB | WP PUTRAJAYA & CYBERJAYA | NO | Unknown |  |  |  | NO | [8 empty] | PTJ02064 | NO | [7 empty] | 3 | Pass | null
378057180 | PTJ02065 |  |  |  | VPTJ/PCE/J02062/MB02064 | 300280636 | Existing | RYB |  |  | CLOSED | CLOSED | LINK |  | 11 kV |  | 20020607 |  |  |  |  | INDKOM |  |  | PE 2.06 PS 15 (F2) | Unknown | Unknown | NO | NONE | DISTRIBUTION | TNB | WP PUTRAJAYA & CYBERJAYA | NO | Unknown |  |  |  | NO | [8 empty] | PTJ02065 | NO | [7 empty] | 3 | Pass | null
378057281 | PTJ02291 |  |  |  | VPTJ/PCE/J02291/MB1 | 310308941 | Existing | RYB |  |  | CLOSED | CLOSED | LINK |  | 11 kV | [6 empty] | SCHNEIDER |  |  | PE 2.29 TEMP SKYRIDE | Unknown | Unknown | NO | NONE | DISTRIBUTION | TNB | WP PUTRAJAYA & CYBERJAYA | NO | Unknown |  |  |  | NO | [8 empty] | PTJ02291 | NO | [7 empty] | 3 | Pass | null
378057286 | PTJ02293 |  |  |  | VPTJ/PCE/J02291/MB1 | 310308941 | Existing | RYB |  |  | CLOSED | CLOSED | LINK |  | 11 kV | [6 empty] | SCHNEIDER |  |  | PE 2.29 TEMP SKYRIDE | Unknown | Unknown | NO | NONE | DISTRIBUTION | TNB | WP PUTRAJAYA & CYBERJAYA | NO | Unknown |  |  |  | NO | [8 empty] | PTJ02293 | NO | [7 empty] | 3 | Pass | null
378057395 | PTJ18251 |  |  |  | VPTJ/PCE/J18251/MB18251 | 300281240 | Existing | RYB |  |  | CLOSED | CLOSED | LINK |  | 11 kV |  | 27/05/2008 |  |  |  |  | INDKOM |  |  | PE 18.25 KOMPLEKS SEK FASA 3 | Unknown | Unknown | NO | NONE | DISTRIBUTION | TNB | WP PUTRAJAYA & CYBERJAYA | NO | Unknown |  |  |  | NO | [8 empty] | PTJ18251 | NO | [7 empty] | 3 | Pass | null
378057400 | PTJ18252 |  |  |  | VPTJ/PCE/J18251/MB18251 | 300281240 | Existing | RYB |  |  | CLOSED | CLOSED | LINK |  | 11 kV |  | 27/05/2008 |  |  |  |  | INDKOM |  |  | PE 18.25 KOMPLEKS SEK FASA 3 | Unknown | Unknown | NO | NONE | DISTRIBUTION | TNB | WP PUTRAJAYA & CYBERJAYA | NO | Unknown |  |  |  | NO | [8 empty] | PTJ18252 | NO | [7 empty] | 3 | Pass | null
378057496 | PTJ18171 |  |  |  | VPTJ/PCE/J18171/MB18171 | 300281224 | Existing | RYB |  |  | CLOSED | CLOSED | LINK |  | 11 kV |  | 20070103 |  |  |  |  | TAMCO |  |  | PE 18.17 BLOK H 18R12 (F1) | Unknown | Unknown | NO | NONE | DISTRIBUTION | TNB | WP PUTRAJAYA & CYBERJAYA | NO | Unknown |  |  |  | NO | [8 empty] | PTJ18171 | NO | [7 empty] | 3 | Pass | null
378057501 | PTJ18173 |  |  |  | VPTJ/PCE/J18171/MB18171 | 300281224 | Existing | RYB |  |  | CLOSED | CLOSED | LINK |  | 11 kV |  | 20070103 |  |  |  |  | TAMCO |  |  | PE 18.17 BLOK H 18R12 (F1) | Unknown | Unknown | NO | NONE | DISTRIBUTION | TNB | WP PUTRAJAYA & CYBERJAYA | NO | Unknown |  |  |  | NO | [8 empty] | PTJ18173 | NO | [7 empty] | 3 | Pass | null
378057592 | PTJ18174 |  |  |  | VPTJ/PCE/J18172/MB18174 | 300281225 | Existing | RYB |  |  | CLOSED | CLOSED | LINK |  | 11 kV |  | 20070103 |  |  |  |  | TAMCO |  |  | PE 18.17 BLOK H 18R12 (F2) | Unknown | Unknown | NO | NONE | DISTRIBUTION | TNB | WP PUTRAJAYA & CYBERJAYA | NO | Unknown |  |  |  | NO | [8 empty] | PTJ18174 | NO | [7 empty] | 3 | Pass | null
378057597 | PTJ18176 |  |  |  | VPTJ/PCE/J18172/MB18174 | 300281225 | Existing | RYB |  |  | CLOSED | CLOSED | LINK |  | 11 kV |  | 20070103 |  |  |  |  | TAMCO |  |  | PE 18.17 BLOK H 18R12 (F2) | Unknown | Unknown | NO | NONE | DISTRIBUTION | TNB | WP PUTRAJAYA & CYBERJAYA | NO | Unknown |  |  |  | NO | [8 empty] | PTJ18176 | NO | [7 empty] | 3 | Pass | null
378057758 | PTJ18161 |  |  |  | VPTJ/PCE/J18161/MB18161 | 300281221 | Existing | RYB |  |  | CLOSED | CLOSED | LINK |  | 11 kV |  | 20070103 |  |  |  |  | TAMCO |  |  | PE 18.16 BLOK G 18R12 (F1) | Unknown | Unknown | NO | NONE | DISTRIBUTION | TNB | WP PUTRAJAYA & CYBERJAYA | NO | Unknown |  |  |  | NO | [8 empty] | PTJ18161 | NO | [7 empty] | 3 | Pass | null
378057763 | PTJ18163 |  |  |  | VPTJ/PCE/J18161/MB18161 | 300281221 | Existing | RYB |  |  | CLOSED | CLOSED | LINK |  | 11 kV |  | 20070103 |  |  |  |  | TAMCO |  |  | PE 18.16 BLOK G 18R12 (F1) | Unknown | Unknown | NO | NONE | DISTRIBUTION | TNB | WP PUTRAJAYA & CYBERJAYA | NO | Unknown |  |  |  | NO | [8 empty] | PTJ18163 | NO | [7 empty] | 3 | Pass | null
378057854 | PTJ18164 |  |  |  | VPTJ/PCE/J18162/MB18164 | 300281222 | Existing | RYB |  |  | CLOSED | CLOSED | LINK |  | 11 kV |  | 20070103 |  |  |  |  | TAMCO |  |  | PE 18.16 BLOK G 18R12 (F2) | Unknown | Unknown | NO | NONE | DISTRIBUTION | TNB | WP PUTRAJAYA & CYBERJAYA | NO | Unknown |  |  |  | NO | [8 empty] | PTJ18164 | NO | [7 empty] | 3 | Pass | null
378057859 | PTJ18166 |  |  |  | VPTJ/PCE/J18162/MB18164 | 300281222 | Existing | RYB |  |  | CLOSED | CLOSED | LINK |  | 11 kV |  | 20070103 |  |  |  |  | TAMCO |  |  | PE 18.16 BLOK G 18R12 (F2) | Unknown | Unknown | NO | NONE | DISTRIBUTION | TNB | WP PUTRAJAYA & CYBERJAYA | NO | Unknown |  |  |  | NO | [8 empty] | PTJ18166 | NO | [7 empty] | 3 | Pass | null
378057960 | PTJ18151 |  |  |  | VPTJ/PCE/J18151/MB18151 | 300281219 | Existing | RYB |  |  | CLOSED | CLOSED | LINK |  | 11 kV |  | 20070103 |  |  |  |  | TAMCO |  |  | PE 18.15 BLOK E&F 18R12 (F1) | Unknown | Unknown | NO | NONE | DISTRIBUTION | TNB | WP PUTRAJAYA & CYBERJAYA | NO | Unknown |  |  |  | NO | [8 empty] | PTJ18151 | NO | [7 empty] | 3 | Pass | null
378057965 | PTJ18153 |  |  |  | VPTJ/PCE/J18151/MB18151 | 300281219 | Existing | RYB |  |  | CLOSED | CLOSED | LINK |  | 11 kV |  | 20070103 |  |  |  |  | TAMCO |  |  | PE 18.15 BLOK E&F 18R12 (F1) | Unknown | Unknown | NO | NONE | DISTRIBUTION | TNB | WP PUTRAJAYA & CYBERJAYA | NO | Unknown |  |  |  | NO | [8 empty] | PTJ18153 | NO | [7 empty] | 3 | Pass | null
378058058 | PTJ18154 |  |  |  | VPTJ/PCE/J18152/MB18154 | 300281220 | Existing | RYB |  |  | CLOSED | CLOSED | LINK |  | 11 kV |  | 20070103 |  |  |  |  | TAMCO |  |  | PE 18.15 BLOK E&F 18R12 (F2) | Unknown | Unknown | NO | NONE | DISTRIBUTION | TNB | WP PUTRAJAYA & CYBERJAYA | NO | Unknown |  |  |  | NO | [8 empty] | PTJ18154 | NO | [7 empty] | 3 | Pass | null
378058063 | PTJ18156 |  |  |  | VPTJ/PCE/J18152/MB18154 | 300281220 | Existing | RYB |  |  | CLOSED | CLOSED | LINK |  | 11 kV |  | 20070103 |  |  |  |  | TAMCO |  |  | PE 18.15 BLOK E&F 18R12 (F2) | Unknown | Unknown | NO | NONE | DISTRIBUTION | TNB | WP PUTRAJAYA & CYBERJAYA | NO | Unknown |  |  |  | NO | [8 empty] | PTJ18156 | NO | [7 empty] | 3 | Pass | null
378058157 | PTJ18181 |  |  |  | VPTJ/PCE/J18181/MB18181 | 300281226 | Existing | RYB |  |  | CLOSED | CLOSED | LINK |  | 11 kV |  | 20070103 |  |  |  |  | TAMCO |  |  | PE 18.18 BLOK C&D 18R12 (F1) | Unknown | Unknown | NO | NONE | DISTRIBUTION | TNB | WP PUTRAJAYA & CYBERJAYA | NO | Unknown |  |  |  | NO | [8 empty] | PTJ18181 | NO | [7 empty] | 3 | Pass | null
378058162 | PTJ18183 |  |  |  | VPTJ/PCE/J18181/MB18181 | 300281226 | Existing | RYB |  |  | CLOSED | CLOSED | LINK |  | 11 kV |  | 20070103 |  |  |  |  | TAMCO |  |  | PE 18.18 BLOK C&D 18R12 (F1) | Unknown | Unknown | NO | NONE | DISTRIBUTION | TNB | WP PUTRAJAYA & CYBERJAYA | NO | Unknown |  |  |  | NO | [8 empty] | PTJ18183 | NO | [7 empty] | 3 | Pass | null
378058251 | PTJ18184 |  |  |  | VPTJ/PCE/J18182/MB18184 | 300281227 | Existing | RYB |  |  | CLOSED | CLOSED | LINK |  | 11 kV |  | 20070103 |  |  |  |  | TAMCO |  |  | PE 18.18 BLOK C&D 18R12 (F2) | Unknown | Unknown | NO | NONE | DISTRIBUTION | TNB | WP PUTRAJAYA & CYBERJAYA | NO | Unknown |  |  |  | NO | [8 empty] | PTJ18184 | NO | [7 empty] | 3 | Pass | null
378058256 | PTJ18186 |  |  |  | VPTJ/PCE/J18182/MB18184 | 300281227 | Existing | RYB |  |  | CLOSED | CLOSED | LINK |  | 11 kV |  | 20070103 |  |  |  |  | TAMCO |  |  | PE 18.18 BLOK C&D 18R12 (F2) | Unknown | Unknown | NO | NONE | DISTRIBUTION | TNB | WP PUTRAJAYA & CYBERJAYA | NO | Unknown |  |  |  | NO | [8 empty] | PTJ18186 | NO | [7 empty] | 3 | Pass | null
378058362 | PTJ18191 |  |  |  | VPTJ/PCE/J18191/MB18191 | 300281228 | Existing | RYB |  |  | CLOSED | CLOSED | LINK |  | 11 kV |  | 20070103 |  |  |  |  | TAMCO |  |  | PE 18.19 BLOK A&B 18R12 (F1) | Unknown | Unknown | NO | NONE | DISTRIBUTION | TNB | WP PUTRAJAYA & CYBERJAYA | NO | Unknown |  |  |  | NO | [8 empty] | PTJ18191 | NO | [7 empty] | 3 | Pass | null
378058367 | PTJ18193 |  |  |  | VPTJ/PCE/J18191/MB18191 | 300281228 | Existing | RYB |  |  | CLOSED | CLOSED | LINK |  | 11 kV |  | 20070103 |  |  |  |  | TAMCO |  |  | PE 18.19 BLOK A&B 18R12 (F1) | Unknown | Unknown | NO | NONE | DISTRIBUTION | TNB | WP PUTRAJAYA & CYBERJAYA | NO | Unknown |  |  |  | NO | [8 empty] | PTJ18193 | NO | [7 empty] | 3 | Pass | null
378058456 | PTJ18194 |  |  |  | VPTJ/PCE/J18192/MB18194 | 300281229 | Existing | RYB |  |  | CLOSED | CLOSED | LINK |  | 11 kV |  | 20070103 |  |  |  |  | TAMCO |  |  | PE 18.19 BLOK A&B 18R12 (F2) | Unknown | Unknown | NO | NONE | DISTRIBUTION | TNB | WP PUTRAJAYA & CYBERJAYA | NO | Unknown |  |  |  | NO | [8 empty] | PTJ18194 | NO | [7 empty] | 3 | Pass | null
378058461 | PTJ18196 |  |  |  | VPTJ/PCE/J18192/MB18194 | 300281229 | Existing | RYB |  |  | CLOSED | CLOSED | LINK |  | 11 kV |  | 20070103 |  |  |  |  | TAMCO |  |  | PE 18.19 BLOK A&B 18R12 (F2) | Unknown | Unknown | NO | NONE | DISTRIBUTION | TNB | WP PUTRAJAYA & CYBERJAYA | NO | Unknown |  |  |  | NO | [8 empty] | PTJ18196 | NO | [7 empty] | 3 | Pass | null
378058561 | PTJ18241 |  |  |  | VPTJ/PCE/J18241/MB18241 | 300281238 | Existing | RYB |  |  | CLOSED | CLOSED | LINK |  | 11 kV |  | 20070103 |  |  |  |  | TAMCO |  |  | PE 18.24 BLOK D 18R13 (F1) | Unknown | Unknown | NO | NONE | DISTRIBUTION | TNB | WP PUTRAJAYA & CYBERJAYA | NO | Unknown |  |  |  | NO | [8 empty] | PTJ18241 | NO | [7 empty] | 3 | Pass | null
378058566 | PTJ18243 |  |  |  | VPTJ/PCE/J18241/MB18241 | 300281238 | Existing | RYB |  |  | CLOSED | CLOSED | LINK |  | 11 kV |  | 20070103 |  |  |  |  | TAMCO |  |  | PE 18.24 BLOK D 18R13 (F1) | Unknown | Unknown | NO | NONE | DISTRIBUTION | TNB | WP PUTRAJAYA & CYBERJAYA | NO | Unknown |  |  |  | NO | [8 empty] | PTJ18243 | NO | [7 empty] | 3 | Pass | null
378058655 | PTJ18244 |  |  |  | VPTJ/PCE/J18242/MB18244 | 300281239 | Existing | RYB |  |  | CLOSED | CLOSED | LINK |  | 11 kV |  | 20070103 |  |  |  |  | TAMCO |  |  | PE 18.24 BLOK D 18R13 (F2) | Unknown | Unknown | NO | NONE | DISTRIBUTION | TNB | WP PUTRAJAYA & CYBERJAYA | NO | Unknown |  |  |  | NO | [8 empty] | PTJ18244 | NO | [7 empty] | 3 | Pass | null
378058660 | PTJ18246 |  |  |  | VPTJ/PCE/J18242/MB18244 | 300281239 | Existing | RYB |  |  | CLOSED | CLOSED | LINK |  | 11 kV |  | 20070103 |  |  |  |  | TAMCO |  |  | PE 18.24 BLOK D 18R13 (F2) | Unknown | Unknown | NO | NONE | DISTRIBUTION | TNB | WP PUTRAJAYA & CYBERJAYA | NO | Unknown |  |  |  | NO | [8 empty] | PTJ18246 | NO | [7 empty] | 3 | Pass | null
378058761 | PTJ18231 |  |  |  | VPTJ/PCE/J18231/MB18231 | 300281236 | Existing | RYB |  |  | OPEN | CLOSED | LINK |  | 11 kV |  | 20070103 |  |  |  |  | TAMCO |  |  | PE 18.23 BLOK C 18R13 (F1) | Unknown | Unknown | NO | NONE | DISTRIBUTION | TNB | WP PUTRAJAYA & CYBERJAYA | NO | Unknown |  |  |  | NO | [8 empty] | PTJ18231 | NO | [7 empty] | 3 | Pass | null
378058766 | PTJ18233 |  |  |  | VPTJ/PCE/J18231/MB18231 | 300281236 | Existing | RYB |  |  | CLOSED | CLOSED | LINK |  | 11 kV |  | 20070103 |  |  |  |  | TAMCO |  |  | PE 18.23 BLOK C 18R13 (F1) | Unknown | Unknown | NO | NONE | DISTRIBUTION | TNB | WP PUTRAJAYA & CYBERJAYA | NO | Unknown |  |  |  | NO | [8 empty] | PTJ18233 | NO | [7 empty] | 3 | Pass | null
378058855 | PTJ18234 |  |  |  | VPTJ/PCE/J18232/MB18234 | 300281237 | Existing | RYB |  |  | OPEN | CLOSED | LINK |  | 11 kV |  | 20070103 |  |  |  |  | TAMCO |  |  | PE 18.23 BLOK C 18R13 (F2) | Unknown | Unknown | NO | NONE | DISTRIBUTION | TNB | WP PUTRAJAYA & CYBERJAYA | NO | Unknown |  |  |  | NO | [8 empty] | PTJ18234 | NO | [7 empty] | 3 | Pass | null
378058860 | PTJ18236 |  |  |  | VPTJ/PCE/J18232/MB18234 | 300281237 | Existing | RYB |  |  | CLOSED | CLOSED | LINK |  | 11 kV |  | 20070103 |  |  |  |  | TAMCO |  |  | PE 18.23 BLOK C 18R13 (F2) | Unknown | Unknown | NO | NONE | DISTRIBUTION | TNB | WP PUTRAJAYA & CYBERJAYA | NO | Unknown |  |  |  | NO | [8 empty] | PTJ18236 | NO | [7 empty] | 3 | Pass | null
378069713 | CBJ22761 |  |  |  | VCBJ/PCE/J22761/MB22761 | 300284811 | Existing | RYB |  |  | CLOSED | CLOSED | LINK |  | 11 kV |  | 20100106 |  |  |  |  | INDKOM |  |  | PE 22.76 - STP B F1 | Unknown | Unknown | NO | NONE | DISTRIBUTION | TNB | WP PUTRAJAYA & CYBERJAYA | NO | Unknown |  |  |  | NO | [8 empty] | CBJ22761 | NO | [7 empty] | 3 | Pass | null
378069718 | CBJ22762 |  |  |  | VCBJ/PCE/J22761/MB22761 | 300284811 | Existing | RYB |  |  | CLOSED | CLOSED | LINK |  | 11 kV |  | 20100106 |  |  |  |  | INDKOM |  |  | PE 22.76 - STP B F1 | Unknown | Unknown | NO | NONE | DISTRIBUTION | TNB | WP PUTRAJAYA & CYBERJAYA | NO | Unknown |  |  |  | NO | [8 empty] | CBJ22762 | NO | [7 empty] | 3 | Pass | null
378069745 | CBJ22675 |  |  |  | VCBJ/PCE/J22762/MB22764 | 300284812 | Existing | RYB |  | CBJ24402 PE 24.40 LAMAN VIEW | CLOSED | CLOSED | LINK |  | 11 kV |  | 20100306 |  |  |  |  | INDKOM |  |  | PE 22.76 - STP B F2 | Unknown | Unknown | NO | NONE | DISTRIBUTION | TNB | WP PUTRAJAYA & CYBERJAYA | NO | Unknown |  |  |  | NO | [8 empty] | CBJ22675 | NO | [7 empty] | 3 | Pass | null
378069750 | CBJ22674 |  |  |  | VCBJ/PCE/J22762/MB22764 | 300284812 | Existing | RYB |  |  | CLOSED | CLOSED | LINK |  | 11 kV |  | 20100306 |  |  |  |  | INDKOM |  |  | PE 22.76 - STP B F2 | Unknown | Unknown | NO | NONE | DISTRIBUTION | TNB | WP PUTRAJAYA & CYBERJAYA | NO | Unknown |  |  |  | NO | [8 empty] | CBJ22674 | NO | [7 empty] | 3 | Pass | null
378069804 | CBJ22771 |  |  |  | VCBJ/PCE/J22771/MB22771 | 300284815 | Existing | RYB |  |  | CLOSED | CLOSED | LINK |  | 11 kV |  | 14/07/2010 |  |  |  |  | TAMCO |  |  | PE 22.77 - PS2-8 F1 | Unknown | Unknown | NO | NONE | DISTRIBUTION | TNB | WP PUTRAJAYA & CYBERJAYA | NO | Unknown |  |  |  | NO | [8 empty] | CBJ22771 | NO | [7 empty] | 3 | Pass | null
378069809 | CBJ22773 |  |  |  | VCBJ/PCE/J22771/MB22771 | 300284815 | Existing | RYB |  |  | CLOSED | CLOSED | LINK |  | 11 kV |  | 14/07/2010 |  |  |  |  | TAMCO |  |  | PE 22.77 - PS2-8 F1 | Unknown | Unknown | NO | NONE | DISTRIBUTION | TNB | WP PUTRAJAYA & CYBERJAYA | NO | Unknown |  |  |  | NO | [8 empty] | CBJ22773 | NO | [7 empty] | 3 | Pass | null
378069900 | CBJ22776 |  |  |  | VCBJ/PCE/J22772/MB22774 | 300284816 | Existing | RYB |  |  | CLOSED | CLOSED | LINK |  | 11 kV |  | 15/07/2010 |  |  |  |  | TAMCO |  |  | PE 22.77 - PS2-8 F2 | Unknown | Unknown | NO | NONE | DISTRIBUTION | TNB | WP PUTRAJAYA & CYBERJAYA | NO | Unknown |  |  |  | NO | [8 empty] | CBJ22776 | NO | [7 empty] | 3 | Pass | null
378069905 | CBJ22774 |  |  |  | VCBJ/PCE/J22772/MB22774 | 300284816 | Existing | RYB |  |  | CLOSED | CLOSED | LINK |  | 11 kV |  | 15/07/2010 |  |  |  |  | TAMCO |  |  | PE 22.77 - PS2-8 F2 | Unknown | Unknown | NO | NONE | DISTRIBUTION | TNB | WP PUTRAJAYA & CYBERJAYA | NO | Unknown |  |  |  | NO | [8 empty] | CBJ22774 | NO | [7 empty] | 3 | Pass | null
378069998 | CBJ22691 |  |  |  | VCBJ/PCE/J22691/MB22691 | 300282014 | Existing | RYB |  |  | CLOSED | CLOSED | LINK |  | 11 kV |  | 26/01/2010 |  |  |  |  | EPE |  |  | PE 22.69 KRU STUDIO F1 | Unknown | Unknown | NO | NONE | DISTRIBUTION | TNB | WP PUTRAJAYA & CYBERJAYA | NO | Unknown |  |  |  | NO | [8 empty] | CBJ22691 | NO | [7 empty] | 3 | Pass | null
378070003 | CBJ22693 |  |  |  | VCBJ/PCE/J22691/MB22691 | 300282014 | Existing | RYB |  |  | CLOSED | CLOSED | LINK |  | 11 kV |  | 26/01/2010 |  |  |  |  | EPE |  |  | PE 22.69 KRU STUDIO F1 | Unknown | Unknown | NO | NONE | DISTRIBUTION | TNB | WP PUTRAJAYA & CYBERJAYA | NO | Unknown |  |  |  | NO | [8 empty] | CBJ22693 | NO | [7 empty] | 3 | Pass | null
378070027 | CBJ24191 |  |  |  | VCBJ/PCE/J24191 |  | Existing | RYB |  |  | CLOSED | CLOSED | LINK |  | 11 kV | [9 empty] | PE 24.19 YAKIN INVEST F1 | Unknown | Unknown | NO | NONE | DISTRIBUTION | TNB | WP PUTRAJAYA & CYBERJAYA | NO | Unknown |  |  |  | NO | [8 empty] | CBJ24191 | NO | [7 empty] | 3 | Pass | null
378070032 | CBJ24192 |  |  |  | VCBJ/PCE/J24191 |  | Existing | RYB |  |  | CLOSED | CLOSED | LINK |  | 11 kV | [9 empty] | PE 24.19 YAKIN INVEST F1 | Unknown | Unknown | NO | NONE | DISTRIBUTION | TNB | WP PUTRAJAYA & CYBERJAYA | NO | Unknown |  |  |  | NO | [8 empty] | CBJ24192 | NO | [7 empty] | 3 | Pass | null
378070127 | CBJ22696 |  |  |  | VCBJ/PCE/J22692/MB22694 | 300282015 | Existing | RYB |  |  | CLOSED | CLOSED | LINK |  | 11 kV |  | 27/01/2010 |  |  |  |  | EPE |  |  | PE 22.69 KRU STUDIO F2 | Unknown | Unknown | NO | NONE | DISTRIBUTION | TNB | WP PUTRAJAYA & CYBERJAYA | NO | Unknown |  |  |  | NO | [8 empty] | CBJ22696 | NO | [7 empty] | 3 | Pass | null
378070132 | CBJ22694 |  |  |  | VCBJ/PCE/J22692/MB22694 | 300282015 | Existing | RYB |  |  | CLOSED | CLOSED | LINK |  | 11 kV |  | 27/01/2010 |  |  |  |  | EPE |  |  | PE 22.69 KRU STUDIO F2 | Unknown | Unknown | NO | NONE | DISTRIBUTION | TNB | WP PUTRAJAYA & CYBERJAYA | NO | Unknown |  |  |  | NO | [8 empty] | CBJ22694 | NO | [7 empty] | 3 | Pass | null
378070159 | CBJ24194 |  |  |  | VCBJ/PCE/J24192/MB | 300498023 | Existing | RYB |  |  | CLOSED | CLOSED | LINK |  | 11 kV | [9 empty] | PE 24.19 YAKIN INVEST F2 | Unknown | Unknown | NO | NONE | DISTRIBUTION | TNB | WP PUTRAJAYA & CYBERJAYA | NO | Unknown |  |  |  | NO | [8 empty] | CBJ24194 | NO | [7 empty] | 3 | Pass | null
378070164 | CBJ24195 |  |  |  | VCBJ/PCE/J24192/MB | 300498023 | Existing | RYB |  |  | CLOSED | CLOSED | LINK |  | 11 kV | [9 empty] | PE 24.19 YAKIN INVEST F2 | Unknown | Unknown | NO | NONE | DISTRIBUTION | TNB | WP PUTRAJAYA & CYBERJAYA | NO | Unknown |  |  |  | NO | [8 empty] | CBJ24195 | NO | [7 empty] | 3 | Pass | null
378070305 | CBJ22891 |  |  |  | VCBJ/PCE/J22891/MB22891 | 300452960 | Existing | RYB |  |  | CLOSED | CLOSED | LINK |  | 11 kV | [6 empty] | SCHNEIDER |  |  | PE 22.89 MYTELEHAUS F1 | Unknown | Unknown | NO | NONE | DISTRIBUTION | TNB | WP PUTRAJAYA & CYBERJAYA | NO | Unknown |  |  |  | NO | [8 empty] | CBJ22891 | NO | [7 empty] | 3 | Pass | null
378070310 | CBJ22892 |  |  |  | VCBJ/PCE/J22891/MB22891 | 300452960 | Existing | RYB |  |  | CLOSED | CLOSED | LINK |  | 11 kV | [6 empty] | SCHNEIDER |  |  | PE 22.89 MYTELEHAUS F1 | Unknown | Unknown | NO | NONE | DISTRIBUTION | TNB | WP PUTRAJAYA & CYBERJAYA | NO | Unknown |  |  |  | NO | [8 empty] | CBJ22892 | NO | [7 empty] | 3 | Pass | null
378070405 | CBJ22895 |  |  |  | VCBJ/PCE/J22892/MB22894 | 300452961 | Existing | RYB |  |  | CLOSED | CLOSED | LINK |  | 11 kV | [6 empty] | SCHNEIDER |  |  | PE 22.89 MYTELEHAUS F2 | Unknown | Unknown | NO | NONE | DISTRIBUTION | TNB | WP PUTRAJAYA & CYBERJAYA | NO | Unknown |  |  |  | NO | [8 empty] | CBJ22895 | NO | [7 empty] | 3 | Pass | null
378070410 | CBJ22894 |  |  |  | VCBJ/PCE/J22892/MB22894 | 300452961 | Existing | RYB |  |  | CLOSED | CLOSED | LINK |  | 11 kV | [6 empty] | SCHNEIDER |  |  | PE 22.89 MYTELEHAUS F2 | Unknown | Unknown | NO | NONE | DISTRIBUTION | TNB | WP PUTRAJAYA & CYBERJAYA | NO | Unknown |  |  |  | NO | [8 empty] | CBJ22894 | NO | [7 empty] | 3 | Pass | null
378070506 | CBJ22881 |  |  |  | VCBJ/PCE/J22881/MB22881 | 300452937 | Existing | RYB |  |  | CLOSED | CLOSED | LINK |  | 11 kV | [6 empty] | INDKOM |  |  | PE 22.88 SKY LEISURE F1 | Unknown | Unknown | NO | NONE | DISTRIBUTION | TNB | WP PUTRAJAYA & CYBERJAYA | NO | Unknown |  |  |  | NO | [8 empty] | CBJ22881 | NO | [7 empty] | 3 | Pass | null
378070511 | CBJ22882 |  |  |  | VCBJ/PCE/J22881/MB22881 | 300452937 | Existing | RYB |  |  | CLOSED | CLOSED | LINK |  | 11 kV | [6 empty] | INDKOM |  |  | PE 22.88 SKY LEISURE F1 | Unknown | Unknown | NO | NONE | DISTRIBUTION | TNB | WP PUTRAJAYA & CYBERJAYA | NO | Unknown |  |  |  | NO | [8 empty] | CBJ22882 | NO | [7 empty] | 3 | Pass | null
378070608 | CBJ22885 |  |  |  | VCBJ/PCE/J22882/MB22884 | 300452941 | Existing | RYB |  |  | CLOSED | CLOSED | LINK |  | 11 kV | [6 empty] | INDKOM |  |  | PE 22.88 SKY LEISURE F2 | Unknown | Unknown | NO | NONE | DISTRIBUTION | TNB | WP PUTRAJAYA & CYBERJAYA | NO | Unknown |  |  |  | NO | [8 empty] | CBJ22885 | NO | [7 empty] | 3 | Pass | null
378070613 | CBJ22884 |  |  |  | VCBJ/PCE/J22882/MB22884 | 300452941 | Existing | RYB |  |  | CLOSED | CLOSED | LINK |  | 11 kV | [6 empty] | INDKOM |  |  | PE 22.88 SKY LEISURE F2 | Unknown | Unknown | NO | NONE | DISTRIBUTION | TNB | WP PUTRAJAYA & CYBERJAYA | NO | Unknown |  |  |  | NO | [8 empty] | CBJ22884 | NO | [7 empty] | 3 | Pass | null
378071468 | CBJ22931 |  |  |  | VCBJ/PCE/J22931/MB 22931 | 310361712 | Existing | RYB |  |  | CLOSED | CLOSED | LINK |  | 11 kV | [6 empty] | ABB |  |  | PE 22.93 BLOK A TRIENTEL | Unknown | Unknown | NO | NONE | DISTRIBUTION | TNB | WP PUTRAJAYA & CYBERJAYA | NO | Unknown |  |  |  | NO | [8 empty] | CBJ22931 | NO | [7 empty] | 3 | Pass | null
378071485 | CBJ22932 |  |  |  | VCBJ/PCE/J22931/MB 22931 | 310361712 | Existing | RYB |  |  | CLOSED | CLOSED | LINK |  | 11 kV | [6 empty] | ABB |  |  | PE 22.93 BLOK A TRIENTEL | Unknown | Unknown | NO | NONE | DISTRIBUTION | TNB | WP PUTRAJAYA & CYBERJAYA | NO | Unknown |  |  |  | NO | [8 empty] | CBJ22932 | NO | [7 empty] | 3 | Pass | null
378071648 | CBJ22952 |  |  |  | VCBJ/PCE/J22951/MB22951 | 300454989 | Existing | RYB |  |  | CLOSED | CLOSED | LINK |  | 11 kV | [6 empty] | INDKOM |  |  | PE 22.95 TRIENTEL BLOK C | Unknown | Unknown | NO | NONE | DISTRIBUTION | TNB | WP PUTRAJAYA & CYBERJAYA | NO | Unknown |  |  |  | NO | [8 empty] | CBJ22952 | NO | [7 empty] | 3 | Pass | null
378071653 | CBJ22951 |  |  |  | VCBJ/PCE/J22951/MB22951 | 300454989 | Existing | RYB |  |  | CLOSED | CLOSED | LINK |  | 11 kV | [6 empty] | INDKOM |  |  | PE 22.95 TRIENTEL BLOK C | Unknown | Unknown | NO | NONE | DISTRIBUTION | TNB | WP PUTRAJAYA & CYBERJAYA | NO | Unknown |  |  |  | NO | [8 empty] | CBJ22951 | NO | [7 empty] | 3 | Pass | null
378071748 | CBJ22962 |  |  |  | VCBJ/PCE/J22961/MB22961 | 300454997 | Existing | RYB |  |  | CLOSED | CLOSED | LINK |  | 11 kV | [6 empty] | INDKOM |  |  | PE 22.96 TRIENTEL BLOK D | Unknown | Unknown | NO | NONE | DISTRIBUTION | TNB | WP PUTRAJAYA & CYBERJAYA | NO | Unknown |  |  |  | NO | [8 empty] | CBJ22962 | NO | [7 empty] | 3 | Pass | null
378071753 | CBJ22961 |  |  |  | VCBJ/PCE/J22961/MB22961 | 300454997 | Existing | RYB |  |  | CLOSED | CLOSED | LINK |  | 11 kV | [6 empty] | INDKOM |  |  | PE 22.96 TRIENTEL BLOK D | Unknown | Unknown | NO | NONE | DISTRIBUTION | TNB | WP PUTRAJAYA & CYBERJAYA | NO | Unknown |  |  |  | NO | [8 empty] | CBJ22961 | NO | [7 empty] | 3 | Pass | null
378071848 | CBJ22941 |  |  |  | VCBJ/PCE/J22941/MB22941 | 310361704 | Existing | RYB |  |  | CLOSED | CLOSED | LINK |  | 11 kV | [6 empty] | ABB |  |  | PE 22.94 TRIENTEL BLOK B | Unknown | Unknown | NO | NONE | DISTRIBUTION | TNB | WP PUTRAJAYA & CYBERJAYA | NO | Unknown |  |  |  | NO | [8 empty] | CBJ22941 | NO | [7 empty] | 3 | Pass | null
378071865 | CBJ22942 |  |  |  | VCBJ/PCE/J22941/MB22941 | 310361704 | Existing | RYB |  |  | CLOSED | CLOSED | LINK |  | 11 kV | [6 empty] | ABB |  |  | PE 22.94 TRIENTEL BLOK B | Unknown | Unknown | NO | NONE | DISTRIBUTION | TNB | WP PUTRAJAYA & CYBERJAYA | NO | Unknown |  |  |  | NO | [8 empty] | CBJ22942 | NO | [7 empty] | 3 | Pass | null
378072043 | CBJ21782 |  |  |  | VCBJ/PCE/J21781/MB21781 | 300454995 | Existing | RYB |  |  | CLOSED | CLOSED | LINK |  | 11 kV | [6 empty] | INDKOM |  |  | PE 21.78 GARDEN VIEW BLOK C | Unknown | Unknown | NO | NONE | DISTRIBUTION | TNB | WP PUTRAJAYA & CYBERJAYA | NO | Unknown |  |  |  | NO | [8 empty] | CBJ21782 | NO | [7 empty] | 3 | Pass | null
378072048 | CBJ21781 |  |  |  | VCBJ/PCE/J21781/MB21781 | 300454995 | Existing | RYB |  |  | CLOSED | CLOSED | LINK |  | 11 kV | [6 empty] | INDKOM |  |  | PE 21.78 GARDEN VIEW BLOK C | Unknown | Unknown | NO | NONE | DISTRIBUTION | TNB | WP PUTRAJAYA & CYBERJAYA | NO | Unknown |  |  |  | NO | [8 empty] | CBJ21781 | NO | [7 empty] | 3 | Pass | null
378072138 | CBJ21773 |  |  |  | VCBJ/PCE/J21771/MB21771 | 300454993 | Existing | RYB |  |  | CLOSED | CLOSED | LINK |  | 11 kV | [6 empty] | TAMCO |  |  | PE 21.77 GARDEN VIEW BLOK B | Unknown | Unknown | NO | NONE | DISTRIBUTION | TNB | WP PUTRAJAYA & CYBERJAYA | NO | Unknown |  |  |  | NO | [8 empty] | CBJ21773 | NO | [7 empty] | 3 | Pass | null
378072143 | CBJ21771 |  |  |  | VCBJ/PCE/J21771/MB21771 | 300454993 | Existing | RYB |  |  | CLOSED | CLOSED | LINK |  | 11 kV | [6 empty] | TAMCO |  |  | PE 21.77 GARDEN VIEW BLOK B | Unknown | Unknown | NO | NONE | DISTRIBUTION | TNB | WP PUTRAJAYA & CYBERJAYA | NO | Unknown |  |  |  | NO | [8 empty] | CBJ21771 | NO | [7 empty] | 3 | Pass | null
378072235 | CBJ21762 |  |  |  | VCBJ/PCE/J21761/MB21761 | 300454991 | Existing | RYB |  |  | CLOSED | CLOSED | LINK |  | 11 kV | [6 empty] | INDKOM |  |  | PE 21.76 GARDEN VIEW BLOK A | Unknown | Unknown | NO | NONE | DISTRIBUTION | TNB | WP PUTRAJAYA & CYBERJAYA | NO | Unknown |  |  |  | NO | [8 empty] | CBJ21762 | NO | [7 empty] | 3 | Pass | null
378072240 | CBJ21761 |  |  |  | VCBJ/PCE/J21761/MB21761 | 300454991 | Existing | RYB |  |  | CLOSED | CLOSED | LINK |  | 11 kV | [6 empty] | INDKOM |  |  | PE 21.76 GARDEN VIEW BLOK A | Unknown | Unknown | NO | NONE | DISTRIBUTION | TNB | WP PUTRAJAYA & CYBERJAYA | NO | Unknown |  |  |  | NO | [8 empty] | CBJ21761 | NO | [7 empty] | 3 | Pass | null
378072331 | CBJ21734 |  |  |  | VCBJ/PCE/J21731/MB21731 | 300284821 | Existing | RYB |  |  | CLOSED | CLOSED | LINK |  | 11 kV |  | 17/07/2010 |  |  |  |  | TAMCO |  |  | PE 21.73 - SEK. ANTARABANGSA F1 | Unknown | Unknown | NO | NONE | DISTRIBUTION | TNB | WP PUTRAJAYA & CYBERJAYA | NO | Unknown |  |  |  | NO | [8 empty] | CBJ21734 | NO | [7 empty] | 3 | Pass | null
378072336 | CBJ21736 |  |  |  | VCBJ/PCE/J21731/MB21731 | 300284821 | Existing | RYB |  |  | CLOSED | CLOSED | LINK |  | 11 kV |  | 17/07/2010 |  |  |  |  | TAMCO |  |  | PE 21.73 - SEK. ANTARABANGSA F1 | Unknown | Unknown | NO | NONE | DISTRIBUTION | TNB | WP PUTRAJAYA & CYBERJAYA | NO | Unknown |  |  |  | NO | [8 empty] | CBJ21736 | NO | [7 empty] | 3 | Pass | null
378072545 | CBJ21731 |  |  |  | VCBJ/PCE/J21732/MB21734 | 300284822 | Existing | RYB |  |  | CLOSED | CLOSED | LINK |  | 11 kV |  | 18/07/2010 |  |  |  |  | TAMCO |  |  | PE 21.73 - SEK. ANTARABANGSA F2 | Unknown | Unknown | NO | NONE | DISTRIBUTION | TNB | WP PUTRAJAYA & CYBERJAYA | NO | Unknown |  |  |  | NO | [8 empty] | CBJ21731 | NO | [7 empty] | 3 | Pass | null
378072550 | CBJ21733 |  |  |  | VCBJ/PCE/J21732/MB21734 | 300284822 | Existing | RYB |  |  | CLOSED | CLOSED | LINK |  | 11 kV |  | 18/07/2010 |  |  |  |  | TAMCO |  |  | PE 21.73 - SEK. ANTARABANGSA F2 | Unknown | Unknown | NO | NONE | DISTRIBUTION | TNB | WP PUTRAJAYA & CYBERJAYA | NO | Unknown |  |  |  | NO | [8 empty] | CBJ21733 | NO | [7 empty] | 3 | Pass | null
378072661 | CBJ22111 |  |  |  | VCBJ/PCE/J22111/MB22111 | 300280572 | Existing | RYB |  |  | CLOSED | CLOSED | LINK |  | 11 kV |  | 18/02/2001 |  |  |  |  | INDKOM |  |  | PE 22.11 THE STREET MALL F1 | Unknown | Unknown | NO | NONE | DISTRIBUTION | TNB | WP PUTRAJAYA & CYBERJAYA | NO | Unknown |  |  |  | NO | [8 empty] | CBJ22111 | NO | [7 empty] | 3 | Pass | null
378072666 | CBJ22112 |  |  |  | VCBJ/PCE/J22111/MB22111 | 300280572 | Existing | RYB |  | CBJ24243 PE 24.24 CRYSTAL VILLE NO.1 | OPEN | CLOSED | LINK |  | 11 kV |  | 18/02/2001 |  |  |  |  | INDKOM |  |  | PE 22.11 THE STREET MALL F1 | Unknown | Unknown | NO | NONE | DISTRIBUTION | TNB | WP PUTRAJAYA & CYBERJAYA | NO | Unknown |  |  |  | NO | [8 empty] | CBJ22112 | NO | [7 empty] | 3 | Pass | null
378072756 | CBJ22114 |  |  |  | VCBJ/PCE/J22112/MB22114 | 300280573 | Existing | RYB |  |  | CLOSED | CLOSED | LINK |  | 11 kV |  | 18/02/2001 |  |  |  |  | INDKOM |  |  | PE 22.11 THE STREET MALL F2 | Unknown | Unknown | NO | NONE | DISTRIBUTION | TNB | WP PUTRAJAYA & CYBERJAYA | NO | Unknown |  |  |  | NO | [8 empty] | CBJ22114 | NO | [7 empty] | 3 | Pass | null
378072761 | CBJ22113 |  |  |  | VCBJ/PCE/J22112/MB22114 | 300280573 | Existing | RYB |  | CBJ24251 PE 24.25 CRYSTAL VILLE NO.2 | OPEN | CLOSED | LINK |  | 11 kV |  | 18/02/2001 |  |  |  |  | INDKOM |  |  | PE 22.11 THE STREET MALL F2 | Unknown | Unknown | NO | NONE | DISTRIBUTION | TNB | WP PUTRAJAYA & CYBERJAYA | NO | Unknown |  |  |  | NO | [8 empty] | CBJ22113 | NO | [7 empty] | 3 | Pass | null
378072853 | CBJ22412 |  |  |  | VCBJ/PCE/J22411/MB22411 | 300280497 | Existing | RYB |  |  | CLOSED | CLOSED | LINK |  | 11 kV |  | 26/10/2004 |  |  |  |  | INDKOM |  |  | PE 22.41 32 UNIT S/LOT BLOK A F1 | Unknown | Unknown | NO | NONE | DISTRIBUTION | TNB | WP PUTRAJAYA & CYBERJAYA | NO | Unknown |  |  |  | NO | [8 empty] | CBJ22412 | NO | [7 empty] | 3 | Pass | null
378072858 | CBJ22411 |  |  |  | VCBJ/PCE/J22411/MB22411 | 300280497 | Existing | RYB |  |  | CLOSED | CLOSED | LINK |  | 11 kV |  | 26/10/2004 |  |  |  |  | INDKOM |  |  | PE 22.41 32 UNIT S/LOT BLOK A F1 | Unknown | Unknown | NO | NONE | DISTRIBUTION | TNB | WP PUTRAJAYA & CYBERJAYA | NO | Unknown |  |  |  | NO | [8 empty] | CBJ22411 | NO | [7 empty] | 3 | Pass | null
378072947 | CBJ22416 |  |  |  | VCBJ/PCE/J22412/MB22414 | 300280498 | Existing | RYB |  |  | CLOSED | CLOSED | LINK |  | 11 kV |  | 26/10/2004 |  |  |  |  | TAMCO |  |  | PE 22.41 32 UNIT S/LOT BLOK A F2 | Unknown | Unknown | NO | NONE | DISTRIBUTION | TNB | WP PUTRAJAYA & CYBERJAYA | NO | Unknown |  |  |  | NO | [8 empty] | CBJ22416 | NO | [7 empty] | 3 | Pass | null
378072952 | CBJ22414 |  |  |  | VCBJ/PCE/J22412/MB22414 | 300280498 | Existing | RYB |  |  | CLOSED | CLOSED | LINK |  | 11 kV |  | 26/10/2004 |  |  |  |  | TAMCO |  |  | PE 22.41 32 UNIT S/LOT BLOK A F2 | Unknown | Unknown | NO | NONE | DISTRIBUTION | TNB | WP PUTRAJAYA & CYBERJAYA | NO | Unknown |  |  |  | NO | [8 empty] | CBJ22414 | NO | [7 empty] | 3 | Pass | null
378073323 | CBJ22422 |  |  |  | VCBJ/PCE/J22421/MB22421 | 300281129 | Existing | RYB |  |  | CLOSED | CLOSED | LINK |  | 11 kV |  | 26/10/2004 |  |  |  |  | INDKOM |  |  | PE 22.42 32 UNIT S/LOT BLOK B F1 | Unknown | Unknown | NO | NONE | DISTRIBUTION | TNB | WP PUTRAJAYA & CYBERJAYA | NO | Unknown |  |  |  | NO | [8 empty] | CBJ22422 | NO | [7 empty] | 3 | Pass | null
378073328 | CBJ24221 |  |  |  | VCBJ/PCE/J22421/MB22421 | 300281129 | Existing | RYB |  |  | CLOSED | CLOSED | LINK |  | 11 kV |  | 26/10/2004 |  |  |  |  | INDKOM |  |  | PE 22.42 32 UNIT S/LOT BLOK B F1 | Unknown | Unknown | NO | NONE | DISTRIBUTION | TNB | WP PUTRAJAYA & CYBERJAYA | NO | Unknown |  |  |  | NO | [8 empty] | CBJ24221 | NO | [7 empty] | 3 | Pass | null
378073430 | CBJ22426 |  |  |  | VCBJ/PCE/J22422/MB22424 | 300281128 | Existing | RYB |  |  | CLOSED | CLOSED | LINK |  | 11 kV |  | 26/10/2004 |  |  |  |  | TAMCO |  |  | PE 22.42 32 UNIT S/LOT BLOK B F2 | Unknown | Unknown | NO | NONE | DISTRIBUTION | TNB | WP PUTRAJAYA & CYBERJAYA | NO | Unknown |  |  |  | NO | [8 empty] | CBJ22426 | NO | [7 empty] | 3 | Pass | null
378073435 | CBJ22424 |  |  |  | VCBJ/PCE/J22422/MB22424 | 300281128 | Existing | RYB |  |  | CLOSED | CLOSED | LINK |  | 11 kV |  | 26/10/2004 |  |  |  |  | TAMCO |  |  | PE 22.42 32 UNIT S/LOT BLOK B F2 | Unknown | Unknown | NO | NONE | DISTRIBUTION | TNB | WP PUTRAJAYA & CYBERJAYA | NO | Unknown |  |  |  | NO | [8 empty] | CBJ22424 | NO | [7 empty] | 3 | Pass | null
378073528 | CBJ22703 |  |  |  | VCBJ/PCE/J22701/MB22701 | 300450874 | Existing | RYB |  |  | CLOSED | CLOSED | LINK |  | 11 kV |  | 17/09/2011 |  |  |  |  | TAMCO |  |  | PE 22.70 CBD PERDANA 2A F1 | Unknown | Unknown | NO | NONE | DISTRIBUTION | TNB | WP PUTRAJAYA & CYBERJAYA | NO | Unknown |  |  |  | NO | [8 empty] | CBJ22703 | NO | [7 empty] | 3 | Pass | null
378073533 | CBJ22701 |  |  |  | VCBJ/PCE/J22701/MB22701 | 300450874 | Existing | RYB |  |  | CLOSED | CLOSED | LINK |  | 11 kV |  | 17/09/2011 |  |  |  |  | TAMCO |  |  | PE 22.70 CBD PERDANA 2A F1 | Unknown | Unknown | NO | NONE | DISTRIBUTION | TNB | WP PUTRAJAYA & CYBERJAYA | NO | Unknown |  |  |  | NO | [8 empty] | CBJ22701 | NO | [7 empty] | 3 | Pass | null
378073624 | CBJ22706 |  |  |  | VCBJ/PCE/J22702/MB22704 | 300450876 | Existing | RYB |  |  | CLOSED | CLOSED | LINK |  | 11 kV |  | 18/09/2011 |  |  |  |  | TAMCO |  |  | PE 22.70 CBD PERDANA 2A F2 | Unknown | Unknown | NO | NONE | DISTRIBUTION | TNB | WP PUTRAJAYA & CYBERJAYA | NO | Unknown |  |  |  | NO | [8 empty] | CBJ22706 | NO | [7 empty] | 3 | Pass | null
378073629 | CBJ22704 |  |  |  | VCBJ/PCE/J22702/MB22704 | 300450876 | Existing | RYB |  |  | CLOSED | CLOSED | LINK |  | 11 kV |  | 18/09/2011 |  |  |  |  | TAMCO |  |  | PE 22.70 CBD PERDANA 2A F2 | Unknown | Unknown | NO | NONE | DISTRIBUTION | TNB | WP PUTRAJAYA & CYBERJAYA | NO | Unknown |  |  |  | NO | [8 empty] | CBJ22704 | NO | [7 empty] | 3 | Pass | null
378073728 | CBJ22711 |  |  |  | VCBJ/PCE/J22711/MB22711 | 300450890 | Existing | RYB |  |  | CLOSED | CLOSED | LINK |  | 11 kV |  | 17/09/2011 | [7 empty] | PE 22.71 CBD PERDANA 2B F1 | Unknown | Unknown | NO | NONE | DISTRIBUTION | TNB | WP PUTRAJAYA & CYBERJAYA | NO | Unknown |  |  |  | NO | [8 empty] | CBJ22711 | NO | [7 empty] | 3 | Pass | null
378073745 | CBJ22712 |  |  |  | VCBJ/PCE/J22711/MB22711 | 300450890 | Existing | RYB |  |  | CLOSED | CLOSED | LINK |  | 11 kV |  | 17/09/2011 | [7 empty] | PE 22.71 CBD PERDANA 2B F1 | Unknown | Unknown | NO | NONE | DISTRIBUTION | TNB | WP PUTRAJAYA & CYBERJAYA | NO | Unknown |  |  |  | NO | [8 empty] | CBJ22712 | NO | [7 empty] | 3 | Pass | null
378099599 | [6 empty] | Existing | Unknown |  |  | CLOSED | CLOSED | MAIN |  | 11 kV | [9 empty] | PMU PUTRAJAYA CENTRAL 132/33/11 | Unknown | Unknown | NO | NONE | DISTRIBUTION | TNB | WP PUTRAJAYA & CYBERJAYA | NO | Unknown |  |  |  | NO | [17 empty] | 0 | Fail | Please check "Phasing"
378099628 | [6 empty] | Existing | RYB |  |  | CLOSED | CLOSED | MAIN |  | 33 kV | [9 empty] | PMU PUTRAJAYA CENTRAL 132/33/11 | Unknown | Unknown | NO | NONE | DISTRIBUTION | TNB | WP PUTRAJAYA & CYBERJAYA | NO | Unknown |  |  |  | NO | [17 empty] | 6 | Pass | null
378099707 | [6 empty] | Existing | Unknown |  |  | OPEN | CLOSED | MAIN |  | 33 kV | [9 empty] | PMU PUTRAJAYA CENTRAL 132/33/11 | Unknown | Unknown | NO | NONE | DISTRIBUTION | TNB | WP PUTRAJAYA & CYBERJAYA | NO | Unknown |  |  |  | NO | [17 empty] | 0 | Fail | Please check "Phasing"
378099716 | [6 empty] | Existing | Unknown |  |  | CLOSED | CLOSED | MAIN |  | 11 kV | [9 empty] | PMU PUTRAJAYA CENTRAL 132/33/11 | Unknown | Unknown | NO | NONE | DISTRIBUTION | TNB | WP PUTRAJAYA & CYBERJAYA | NO | Unknown |  |  |  | NO | [17 empty] | 0 | Fail | Please check "Phasing"
378099720 | [6 empty] | Existing | Unknown |  |  | CLOSED | CLOSED | MAIN |  | 11 kV | [9 empty] | PMU PUTRAJAYA CENTRAL 132/33/11 | Unknown | Unknown | NO | NONE | DISTRIBUTION | TNB | WP PUTRAJAYA & CYBERJAYA | NO | Unknown |  |  |  | NO | [17 empty] | 0 | Fail | Please check "Phasing"
378099722 | [6 empty] | Existing | RYB |  |  | CLOSED | CLOSED | MAIN |  | 33 kV | [9 empty] | PMU PUTRAJAYA CENTRAL 132/33/11 | Unknown | Unknown | NO | NONE | DISTRIBUTION | TNB | WP PUTRAJAYA & CYBERJAYA | NO | Unknown |  |  |  | NO | [17 empty] | 6 | Pass | null
378099743 | [6 empty] | Existing | Unknown |  |  | CLOSED | CLOSED | MAIN |  | 11 kV | [9 empty] | PMU PUTRAJAYA CENTRAL 132/33/11 | Unknown | Unknown | NO | NONE | DISTRIBUTION | TNB | WP PUTRAJAYA & CYBERJAYA | NO | Unknown |  |  |  | NO | [17 empty] | 0 | Fail | Please check "Phasing"
378099745 | [6 empty] | Existing | RYB |  |  | CLOSED | CLOSED | MAIN |  | 33 kV | [9 empty] | PMU PUTRAJAYA CENTRAL 132/33/11 | Unknown | Unknown | NO | NONE | DISTRIBUTION | TNB | WP PUTRAJAYA & CYBERJAYA | NO | Unknown |  |  |  | NO | [17 empty] | 9 | Pass | null
378099773 | [6 empty] | Existing | Unknown |  |  | CLOSED | CLOSED | MAIN |  | 33 kV | [9 empty] | PMU PUTRAJAYA CENTRAL 132/33/11 | Unknown | Unknown | NO | NONE | DISTRIBUTION | TNB | WP PUTRAJAYA & CYBERJAYA | NO | Unknown |  |  |  | NO | [17 empty] | 0 | Fail | Please check "Phasing"
378099778 | [6 empty] | Existing | RYB |  |  | CLOSED | CLOSED | MAIN |  | 33 kV | [9 empty] | PMU PUTRAJAYA CENTRAL 132/33/11 | Unknown | Unknown | NO | NONE | DISTRIBUTION | TNB | WP PUTRAJAYA & CYBERJAYA | Unknown |  |  |  |  | NO | [17 empty] | 6 | Pass | null
378099799 | [6 empty] | Existing | Unknown |  |  | CLOSED | CLOSED | MAIN |  | 11 kV | [9 empty] | PMU PUTRAJAYA CENTRAL 132/33/11 | Unknown | Unknown | NO | NONE | DISTRIBUTION | TNB | WP PUTRAJAYA & CYBERJAYA | NO | Unknown |  |  |  | NO | [17 empty] | 0 | Fail | Please check "Phasing"
378099800 | [6 empty] | Existing | Unknown |  |  | CLOSED | CLOSED | MAIN |  | 33 kV | [9 empty] | PMU PUTRAJAYA CENTRAL 132/33/11 | Unknown | Unknown | NO | NONE | DISTRIBUTION | TNB | WP PUTRAJAYA & CYBERJAYA | NO | Unknown |  |  |  | NO | [17 empty] | 0 | Fail | Please check "Phasing"
378099852 | [6 empty] | Existing | Unknown |  |  | CLOSED | CLOSED | MAIN |  | 11 kV | [9 empty] | PMU PUTRAJAYA CENTRAL 132/33/11 | Unknown | Unknown | NO | NONE | DISTRIBUTION | TNB | WP PUTRAJAYA & CYBERJAYA | NO | Unknown |  |  |  | NO | [17 empty] | 0 | Fail | Please check "Phasing"
378099854 | 1WO |  |  |  | VPTJ/PMU/G00003/MB1WO | 300433184 | Existing | Unknown |  |  | OPEN | CLOSED | BUSBAR COUPLER |  | 33 kV |  | 20110905 |  |  |  |  | TAMCO |  |  | PMU PUTRAJAYA CENTRAL 132/33/11 | Unknown | Unknown | NO | NONE | DISTRIBUTION | TNB | WP PUTRAJAYA & CYBERJAYA | NO | Unknown |  |  |  | NO | [8 empty] | 1WO | [8 empty] | 0 | Fail | Please check "Phasing"
378099857 | [6 empty] | Existing | Unknown |  |  | CLOSED | CLOSED | MAIN |  | 33 kV | [9 empty] | PMU PUTRAJAYA CENTRAL 132/33/11 | Unknown | Unknown | NO | NONE | DISTRIBUTION | TNB | WP PUTRAJAYA & CYBERJAYA | Unknown |  |  |  |  | NO | [17 empty] | 0 | Fail | Please check "Phasing"
378099865 | [6 empty] | Existing | Unknown |  |  | OPEN | CLOSED | MAIN |  | 33 kV | [9 empty] | PMU PUTRAJAYA CENTRAL 132/33/11 | Unknown | Unknown | NO | NONE | DISTRIBUTION | TNB | WP PUTRAJAYA & CYBERJAYA | NO | Unknown |  |  |  | NO | [17 empty] | 0 | Fail | Please check "Phasing"
378099882 | [6 empty] | Existing | RYB |  |  | CLOSED | CLOSED | MAIN |  | 33 kV | [9 empty] | PMU PUTRAJAYA CENTRAL 132/33/11 | Unknown | Unknown | NO | NONE | DISTRIBUTION | TNB | WP PUTRAJAYA & CYBERJAYA | Unknown |  |  |  |  | NO | [17 empty] | 6 | Pass | null
378099902 | [6 empty] | Existing | Unknown |  |  | CLOSED | CLOSED | MAIN |  | 11 kV | [9 empty] | PMU PUTRAJAYA CENTRAL 132/33/11 | Unknown | Unknown | NO | NONE | DISTRIBUTION | TNB | WP PUTRAJAYA & CYBERJAYA | NO | Unknown |  |  |  | NO | [17 empty] | 0 | Fail | Please check "Phasing"
378099904 | [6 empty] | Existing | RYB |  |  | OPEN | CLOSED | MAIN |  | 33 kV | [9 empty] | PMU PUTRAJAYA CENTRAL 132/33/11 | Unknown | Unknown | NO | NONE | DISTRIBUTION | TNB | WP PUTRAJAYA & CYBERJAYA | NO | Unknown |  |  |  | NO | [17 empty] | 6 | Pass | null
378099934 | [6 empty] | Existing | Unknown |  |  | CLOSED | CLOSED | MAIN |  | 11 kV | [9 empty] | PMU PUTRAJAYA CENTRAL 132/33/11 | Unknown | Unknown | NO | NONE | DISTRIBUTION | TNB | WP PUTRAJAYA & CYBERJAYA | NO | Unknown |  |  |  | NO | [17 empty] | 0 | Fail | Please check "Phasing"
378099935 | [6 empty] | Existing | Unknown |  |  | CLOSED | CLOSED | MAIN |  | 11 kV | [9 empty] | PMU PUTRAJAYA CENTRAL 132/33/11 | Unknown | Unknown | NO | NONE | DISTRIBUTION | TNB | WP PUTRAJAYA & CYBERJAYA | NO | Unknown |  |  |  | NO | [17 empty] | 0 | Fail | Please check "Phasing"
378099978 | [6 empty] | Existing | Unknown |  |  | CLOSED | CLOSED | MAIN |  | 11 kV | [9 empty] | PMU PUTRAJAYA CENTRAL 132/33/11 | Unknown | Unknown | NO | NONE | DISTRIBUTION | TNB | WP PUTRAJAYA & CYBERJAYA | NO | Unknown |  |  |  | NO | [17 empty] | 0 | Fail | Please check "Phasing"
378099991 | [6 empty] | Existing | RYB |  |  | CLOSED | CLOSED | MAIN |  | 33 kV | [9 empty] | PMU PUTRAJAYA CENTRAL 132/33/11 | Unknown | Unknown | NO | NONE | DISTRIBUTION | TNB | WP PUTRAJAYA & CYBERJAYA | Unknown |  |  |  |  | NO | [17 empty] | 6 | Pass | null
378100012 | 30 |  |  |  | VPTJ/PMU/G00003/NB30 | 300433213 | Existing | Unknown |  |  | CLOSED | CLOSED | BUSBAR SECTION |  | 11 kV |  | 20110905 |  |  |  |  | TAMCO |  |  | PMU PUTRAJAYA CENTRAL 132/33/11 | Unknown | Unknown | NO | NONE | DISTRIBUTION | TNB | WP PUTRAJAYA & CYBERJAYA | NO | Unknown |  |  |  | NO | [8 empty] | 30 | [8 empty] | 0 | Fail | Please check "Phasing"
378100019 | [6 empty] | Existing | Unknown |  |  | OPEN | CLOSED | MAIN |  | 33 kV | [9 empty] | PMU PUTRAJAYA CENTRAL 132/33/11 | Unknown | Unknown | NO | NONE | DISTRIBUTION | TNB | WP PUTRAJAYA & CYBERJAYA | NO | Unknown |  |  |  | NO | [17 empty] | 0 | Fail | Please check "Phasing"
378100023 | [6 empty] | Existing | Unknown |  |  | OPEN | CLOSED | MAIN |  | 33 kV | [9 empty] | PMU PUTRAJAYA CENTRAL 132/33/11 | Unknown | Unknown | NO | NONE | DISTRIBUTION | TNB | WP PUTRAJAYA & CYBERJAYA | NO | Unknown |  |  |  | NO | [17 empty] | 0 | Fail | Please check "Phasing"
378100024 | [6 empty] | Existing | Unknown |  |  | CLOSED | CLOSED | MAIN |  | 33 kV | [9 empty] | PMU PUTRAJAYA CENTRAL 132/33/11 | Unknown | Unknown | NO | NONE | DISTRIBUTION | TNB | WP PUTRAJAYA & CYBERJAYA | NO | Unknown |  |  |  | NO | [17 empty] | 0 | Fail | Please check "Phasing"
378100038 | [6 empty] | Existing | Unknown |  |  | OPEN | CLOSED | MAIN |  | 33 kV | [9 empty] | PMU PUTRAJAYA CENTRAL 132/33/11 | Unknown | Unknown | NO | NONE | DISTRIBUTION | TNB | WP PUTRAJAYA & CYBERJAYA | NO | Unknown |  |  |  | NO | [17 empty] | 0 | Fail | Please check "Phasing"
378100040 | [6 empty] | Existing | Unknown |  |  | CLOSED | CLOSED | MAIN |  | 33 kV | [9 empty] | PMU PUTRAJAYA CENTRAL 132/33/11 | Unknown | Unknown | NO | NONE | DISTRIBUTION | TNB | WP PUTRAJAYA & CYBERJAYA | NO | Unknown |  |  |  | NO | [17 empty] | 0 | Fail | Please check "Phasing"
378100049 | 1SO |  |  |  | VPTJ/PMU/G00003/MB1SO | 300433201 | Existing | Unknown |  |  | OPEN | CLOSED | BUSBAR SECTION |  | 33 kV |  | 20110905 |  |  |  |  | TAMCO |  |  | PMU PUTRAJAYA CENTRAL 132/33/11 | Unknown | Unknown | NO | NONE | DISTRIBUTION | TNB | WP PUTRAJAYA & CYBERJAYA | NO | Unknown |  |  |  | NO | [8 empty] | 1SO | [8 empty] | 0 | Fail | Please check "Phasing"
378100050 | [6 empty] | Existing | RYB |  |  | OPEN | CLOSED | MAIN |  | 33 kV | [9 empty] | PMU PUTRAJAYA CENTRAL 132/33/11 | Unknown | Unknown | NO | NONE | DISTRIBUTION | TNB | WP PUTRAJAYA & CYBERJAYA | NO | Unknown |  |  |  | NO | [17 empty] | 9 | Pass | null
378100062 | [6 empty] | Existing | Unknown |  |  | CLOSED | CLOSED | MAIN |  | 33 kV | [9 empty] | PMU PUTRAJAYA CENTRAL 132/33/11 | Unknown | Unknown | NO | NONE | DISTRIBUTION | TNB | WP PUTRAJAYA & CYBERJAYA | NO | Unknown |  |  |  | NO | [17 empty] | 0 | Fail | Please check "Phasing"
378100063 | [6 empty] | Existing | Unknown |  |  | CLOSED | CLOSED | MAIN |  | 33 kV | [9 empty] | PMU PUTRAJAYA CENTRAL 132/33/11 | Unknown | Unknown | NO | NONE | DISTRIBUTION | TNB | WP PUTRAJAYA & CYBERJAYA | NO | Unknown |  |  |  | NO | [17 empty] | 0 | Fail | Please check "Phasing"
378100082 | [6 empty] | Existing | RYB |  |  | OPEN | CLOSED | MAIN |  | 33 kV | [9 empty] | PMU PUTRAJAYA CENTRAL 132/33/11 | Unknown | Unknown | NO | NONE | DISTRIBUTION | TNB | WP PUTRAJAYA & CYBERJAYA | NO | Unknown |  |  |  | NO | [17 empty] | 6 | Pass | null
378100090 | [6 empty] | Existing | RYB |  |  | CLOSED | CLOSED | MAIN |  | 33 kV | [9 empty] | PMU PUTRAJAYA CENTRAL 132/33/11 | Unknown | Unknown | NO | NONE | DISTRIBUTION | TNB | WP PUTRAJAYA & CYBERJAYA | Unknown |  |  |  |  | NO | [17 empty] | 6 | Pass | null
378100110 | [6 empty] | Existing | Unknown |  |  | CLOSED | CLOSED | MAIN |  | 11 kV | [9 empty] | PMU PUTRAJAYA CENTRAL 132/33/11 | Unknown | Unknown | NO | NONE | DISTRIBUTION | TNB | WP PUTRAJAYA & CYBERJAYA | NO | Unknown |  |  |  | NO | [17 empty] | 0 | Fail | Please check "Phasing"
378100114 | [6 empty] | Existing | Unknown |  |  | CLOSED | CLOSED | MAIN |  | 33 kV | [9 empty] | PMU PUTRAJAYA CENTRAL 132/33/11 | Unknown | Unknown | NO | NONE | DISTRIBUTION | TNB | WP PUTRAJAYA & CYBERJAYA | NO | Unknown |  |  |  | NO | [17 empty] | 0 | Fail | Please check "Phasing"
378100126 | [6 empty] | Existing | Unknown |  |  | CLOSED | CLOSED | MAIN |  | 11 kV | [9 empty] | PMU PUTRAJAYA CENTRAL 132/33/11 | Unknown | Unknown | NO | NONE | DISTRIBUTION | TNB | WP PUTRAJAYA & CYBERJAYA | NO | Unknown |  |  |  | NO | [17 empty] | 0 | Fail | Please check "Phasing"
378100127 | [6 empty] | Existing | Unknown |  |  | CLOSED | CLOSED | MAIN |  | 11 kV | [9 empty] | PMU PUTRAJAYA CENTRAL 132/33/11 | Unknown | Unknown | NO | NONE | DISTRIBUTION | TNB | WP PUTRAJAYA & CYBERJAYA | NO | Unknown |  |  |  | NO | [17 empty] | 0 | Fail | Please check "Phasing"
378100134 | [6 empty] | Existing | RYB |  |  | OPEN | CLOSED | MAIN |  | 33 kV | [9 empty] | PMU PUTRAJAYA CENTRAL 132/33/11 | Unknown | Unknown | NO | NONE | DISTRIBUTION | TNB | WP PUTRAJAYA & CYBERJAYA | NO | Unknown |  |  |  | NO | [17 empty] | 9 | Pass | null
378100150 | [6 empty] | Existing | Unknown |  |  | CLOSED | CLOSED | MAIN |  | 11 kV | [9 empty] | PMU PUTRAJAYA CENTRAL 132/33/11 | Unknown | Unknown | NO | NONE | DISTRIBUTION | TNB | WP PUTRAJAYA & CYBERJAYA | NO | Unknown |  |  |  | NO | [17 empty] | 0 | Fail | Please check "Phasing"
378100165 | [6 empty] | Existing | Unknown |  |  | OPEN | OPEN | MAIN |  | 33 kV | [9 empty] | PMU PUTRAJAYA CENTRAL 132/33/11 | Unknown | Unknown | NO | NONE | DISTRIBUTION | TNB | WP PUTRAJAYA & CYBERJAYA | NO | Unknown |  |  |  | NO | [17 empty] | 0 | Fail | Please check "Phasing"
378100170 | [6 empty] | Existing | Unknown |  |  | CLOSED | CLOSED | MAIN |  | 33 kV | [9 empty] | PMU PUTRAJAYA CENTRAL 132/33/11 | Unknown | Unknown | NO | NONE | DISTRIBUTION | TNB | WP PUTRAJAYA & CYBERJAYA | NO | Unknown |  |  |  | NO | [17 empty] | 0 | Fail | Please check "Phasing"
378100173 | [6 empty] | Existing | Unknown |  |  | OPEN | CLOSED | MAIN |  | 33 kV | [9 empty] | PMU PUTRAJAYA CENTRAL 132/33/11 | Unknown | Unknown | NO | NONE | DISTRIBUTION | TNB | WP PUTRAJAYA & CYBERJAYA | NO | Unknown |  |  |  | NO | [17 empty] | 0 | Fail | Please check "Phasing"
378100175 | [6 empty] | Existing | Unknown |  |  | OPEN | CLOSED | MAIN |  | 33 kV | [9 empty] | PMU PUTRAJAYA CENTRAL 132/33/11 | Unknown | Unknown | NO | NONE | DISTRIBUTION | TNB | WP PUTRAJAYA & CYBERJAYA | NO | Unknown |  |  |  | NO | [17 empty] | 0 | Fail | Please check "Phasing"
378100187 | [6 empty] | Existing | Unknown |  |  | OPEN | CLOSED | MAIN |  | 33 kV | [9 empty] | PMU PUTRAJAYA CENTRAL 132/33/11 | Unknown | Unknown | NO | NONE | DISTRIBUTION | TNB | WP PUTRAJAYA & CYBERJAYA | NO | Unknown |  |  |  | NO | [17 empty] | 0 | Fail | Please check "Phasing"
378100215 | [6 empty] | Existing | Unknown |  |  | OPEN | OPEN | MAIN |  | 33 kV | [9 empty] | PMU PUTRAJAYA CENTRAL 132/33/11 | Unknown | Unknown | NO | NONE | DISTRIBUTION | TNB | WP PUTRAJAYA & CYBERJAYA | Unknown |  |  |  |  | NO | [17 empty] | 0 | Fail | Please check "Phasing"
378100238 | [6 empty] | Existing | Unknown |  |  | CLOSED | CLOSED | MAIN |  | 11 kV | [9 empty] | PMU PUTRAJAYA CENTRAL 132/33/11 | Unknown | Unknown | NO | NONE | DISTRIBUTION | TNB | WP PUTRAJAYA & CYBERJAYA | NO | Unknown |  |  |  | NO | [17 empty] | 0 | Fail | Please check "Phasing"
378100266 | [6 empty] | Existing | Unknown |  |  | CLOSED | CLOSED | MAIN |  | 33 kV | [9 empty] | PMU PUTRAJAYA CENTRAL 132/33/11 | Unknown | Unknown | NO | NONE | DISTRIBUTION | TNB | WP PUTRAJAYA & CYBERJAYA | NO | Unknown |  |  |  | NO | [17 empty] | 0 | Fail | Please check "Phasing"
378100270 | [6 empty] | Existing | RYB |  |  | CLOSED | CLOSED | MAIN |  | 33 kV | [9 empty] | PMU PUTRAJAYA CENTRAL 132/33/11 | Unknown | Unknown | NO | NONE | DISTRIBUTION | TNB | WP PUTRAJAYA & CYBERJAYA | NO | Unknown |  |  |  | NO | [17 empty] | 9 | Pass | null
378100284 | [6 empty] | Existing | Unknown |  |  | CLOSED | CLOSED | MAIN |  | 11 kV | [9 empty] | PMU PUTRAJAYA CENTRAL 132/33/11 | Unknown | Unknown | NO | NONE | DISTRIBUTION | TNB | WP PUTRAJAYA & CYBERJAYA | NO | Unknown |  |  |  | NO | [17 empty] | 0 | Fail | Please check "Phasing"
378112556 | PTJ08374 |  |  |  | VPTJ/PCE/J08372/MB08374 | 310339451 | Existing | RYB |  |  | CLOSED | CLOSED | LINK |  | 11 kV | [6 empty] | INDKOM |  |  | PE 8.37 8R7 (F2) | Unknown | Unknown | NO | NONE | DISTRIBUTION | TNB | WP PUTRAJAYA & CYBERJAYA | NO | Unknown |  |  |  | NO | [8 empty] | PTJ08374 | NO | [7 empty] | 3 | Pass | null
378112561 | PTJ08375 |  |  |  | VPTJ/PCE/J08372/MB08374 | 310339451 | Existing | RYB |  |  | CLOSED | CLOSED | LINK |  | 11 kV | [6 empty] | INDKOM |  |  | PE 8.37 8R7 (F2) | Unknown | Unknown | NO | NONE | DISTRIBUTION | TNB | WP PUTRAJAYA & CYBERJAYA | NO | Unknown |  |  |  | NO | [8 empty] | PTJ08375 | NO | [7 empty] | 3 | Pass | null
378112650 | PTJ08371 |  |  |  | VPTJ/PCE/J08371/MB08371 | 310339450 | Existing | RYB |  |  | CLOSED | CLOSED | LINK |  | 11 kV | [6 empty] | INDKOM |  |  | PE 8.37 8R7 (F1) | Unknown | Unknown | NO | NONE | DISTRIBUTION | TNB | WP PUTRAJAYA & CYBERJAYA | NO | Unknown |  |  |  | NO | [8 empty] | PTJ08371 | NO | [7 empty] | 3 | Pass | null
378112655 | PTJ08372 |  |  |  | VPTJ/PCE/J08371/MB08371 | 310339450 | Existing | RYB |  |  | CLOSED | CLOSED | LINK |  | 11 kV | [6 empty] | INDKOM |  |  | PE 8.37 8R7 (F1) | Unknown | Unknown | NO | NONE | DISTRIBUTION | TNB | WP PUTRAJAYA & CYBERJAYA | NO | Unknown |  |  |  | NO | [8 empty] | PTJ08372 | NO | [7 empty] | 3 | Pass | null
378112752 | PTJ08211 |  |  |  | VPTJ/PCE/J08211/MB08211 | 300280806 | Existing | RYB |  |  | CLOSED | CLOSED | LINK |  | 11 kV |  | 20021211 |  |  |  |  | INDKOM |  |  | PE 8.21 APT B (EFI) (F1) | Unknown | Unknown | NO | NONE | DISTRIBUTION | TNB | WP PUTRAJAYA & CYBERJAYA | NO | Unknown |  |  |  | NO | [8 empty] | PTJ08211 | NO | [7 empty] | 3 | Pass | null
378112757 | PTJ08212 |  |  |  | VPTJ/PCE/J08211/MB08211 | 300280806 | Existing | RYB |  |  | CLOSED | CLOSED | LINK |  | 11 kV |  | 20021211 |  |  |  |  | INDKOM |  |  | PE 8.21 APT B (EFI) (F1) | Unknown | Unknown | NO | NONE | DISTRIBUTION | TNB | WP PUTRAJAYA & CYBERJAYA | NO | Unknown |  |  |  | NO | [8 empty] | PTJ08212 | NO | [7 empty] | 3 | Pass | null
378112846 | PTJ08214 |  |  |  | VPTJ/PCE/J08212/MB08214 | 300280807 | Existing | RYB |  |  | CLOSED | CLOSED | LINK |  | 11 kV |  | 20021211 |  |  |  |  | INDKOM |  |  | PE 8.21 APT B (EFI) (F2) | Unknown | Unknown | NO | NONE | DISTRIBUTION | TNB | WP PUTRAJAYA & CYBERJAYA | NO | Unknown |  |  |  | NO | [8 empty] | PTJ08214 | NO | [7 empty] | 3 | Pass | null
378112851 | PTJ08215 |  |  |  | VPTJ/PCE/J08212/MB08214 | 300280807 | Existing | RYB |  |  | CLOSED | CLOSED | LINK |  | 11 kV |  | 20021211 |  |  |  |  | INDKOM |  |  | PE 8.21 APT B (EFI) (F2) | Unknown | Unknown | NO | NONE | DISTRIBUTION | TNB | WP PUTRAJAYA & CYBERJAYA | NO | Unknown |  |  |  | NO | [8 empty] | PTJ08215 | NO | [7 empty] | 3 | Pass | null
378112958 | PTJ08201 |  |  |  | VPTJ/PCE/J08201/MB08201 | 300280804 | Existing | RYB |  |  | CLOSED | CLOSED | LINK |  | 11 kV |  | 13/11/2002 |  |  |  |  | INDKOM |  |  | PE 8.20 APT D (F1) | Unknown | Unknown | NO | NONE | DISTRIBUTION | TNB | WP PUTRAJAYA & CYBERJAYA | NO | Unknown |  |  |  | NO | [8 empty] | PTJ08201 | NO | [7 empty] | 3 | Pass | null
378112963 | PTJ08202 |  |  |  | VPTJ/PCE/J08201/MB08201 | 300280804 | Existing | RYB |  |  | CLOSED | CLOSED | LINK |  | 11 kV |  | 13/11/2002 |  |  |  |  | INDKOM |  |  | PE 8.20 APT D (F1) | Unknown | Unknown | NO | NONE | DISTRIBUTION | TNB | WP PUTRAJAYA & CYBERJAYA | NO | Unknown |  |  |  | NO | [8 empty] | PTJ08202 | NO | [7 empty] | 3 | Pass | null
378113055 | PTJ08204 |  |  |  | VPTJ/PCE/J08202/MB08204 | 300280805 | Existing | RYB |  |  | CLOSED | CLOSED | LINK |  | 11 kV |  | 13/11/2002 |  |  |  |  | INDKOM |  |  | PE 8.20 APT D (F2) | Unknown | Unknown | NO | NONE | DISTRIBUTION | TNB | WP PUTRAJAYA & CYBERJAYA | NO | Unknown |  |  |  | NO | [8 empty] | PTJ08204 | NO | [7 empty] | 3 | Pass | null
378113060 | PTJ08205 |  |  |  | VPTJ/PCE/J08202/MB08204 | 300280805 | Existing | RYB |  |  | CLOSED | CLOSED | LINK |  | 11 kV |  | 13/11/2002 |  |  |  |  | INDKOM |  |  | PE 8.20 APT D (F2) | Unknown | Unknown | NO | NONE | DISTRIBUTION | TNB | WP PUTRAJAYA & CYBERJAYA | NO | Unknown |  |  |  | NO | [8 empty] | PTJ08205 | NO | [7 empty] | 3 | Pass | null
378113154 | PTJ08191 |  |  |  | VPTJ/PCE/J08191/MB08191 | 300280802 | Existing | RYB |  |  | CLOSED | CLOSED | LINK |  | 11 kV |  | 13/11/2002 |  |  |  |  | INDKOM |  |  | PE 8.19 APT A (EFI) (F1) | Unknown | Unknown | NO | NONE | DISTRIBUTION | TNB | WP PUTRAJAYA & CYBERJAYA | NO | Unknown |  |  |  | NO | [8 empty] | PTJ08191 | NO | [7 empty] | 3 | Pass | null
378113159 | PTJ08192 |  |  |  | VPTJ/PCE/J08191/MB08191 | 300280802 | Existing | RYB |  |  | CLOSED | CLOSED | LINK |  | 11 kV |  | 13/11/2002 |  |  |  |  | INDKOM |  |  | PE 8.19 APT A (EFI) (F1) | Unknown | Unknown | NO | NONE | DISTRIBUTION | TNB | WP PUTRAJAYA & CYBERJAYA | NO | Unknown |  |  |  | NO | [8 empty] | PTJ08192 | NO | [7 empty] | 3 | Pass | null
378113246 | PTJ08194 |  |  |  | VPTJ/PCE/J08192/MB08194 | 300280803 | Existing | RYB |  |  | CLOSED | CLOSED | LINK |  | 11 kV |  | 13/11/2002 |  |  |  |  | INDKOM |  |  | PE 8.19 APT A (EFI) (F2) | Unknown | Unknown | NO | NONE | DISTRIBUTION | TNB | WP PUTRAJAYA & CYBERJAYA | NO | Unknown |  |  |  | NO | [8 empty] | PTJ08194 | NO | [7 empty] | 3 | Pass | null
378113251 | PTJ08195 |  |  |  | VPTJ/PCE/J08192/MB08194 | 300280803 | Existing | RYB |  |  | CLOSED | CLOSED | LINK |  | 11 kV |  | 13/11/2002 |  |  |  |  | INDKOM |  |  | PE 8.19 APT A (EFI) (F2) | Unknown | Unknown | NO | NONE | DISTRIBUTION | TNB | WP PUTRAJAYA & CYBERJAYA | NO | Unknown |  |  |  | NO | [8 empty] | PTJ08195 | NO | [7 empty] | 3 | Pass | null
378113360 | PTJ08271 |  |  |  | VPTJ/PCE/J08271/MB08271 | 300284804 | Existing | RYB |  |  | CLOSED | CLOSED | LINK |  | 11 kV |  | 18/06/2010 |  |  |  |  | TAMCO |  |  | PE 8.27 APT C5 (F1) | Unknown | Unknown | NO | NONE | DISTRIBUTION | TNB | WP PUTRAJAYA & CYBERJAYA | NO | Unknown |  |  |  | NO | [8 empty] | PTJ08271 | NO | [7 empty] | 3 | Pass | null
378113365 | PTJ08273 |  |  |  | VPTJ/PCE/J08271/MB08271 | 300284804 | Existing | RYB |  |  | CLOSED | CLOSED | LINK |  | 11 kV |  | 18/06/2010 |  |  |  |  | TAMCO |  |  | PE 8.27 APT C5 (F1) | Unknown | Unknown | NO | NONE | DISTRIBUTION | TNB | WP PUTRAJAYA & CYBERJAYA | NO | Unknown |  |  |  | NO | [8 empty] | PTJ08273 | NO | [7 empty] | 3 | Pass | null
378113454 | PTJ08274 |  |  |  | VPTJ/PCE/J08272/MB08274 | 300284805 | Existing | RYB |  |  | CLOSED | CLOSED | LINK |  | 11 kV |  | 18/06/2010 |  |  |  |  | TAMCO |  |  | PE 8.27 APT C5 (F2) | Unknown | Unknown | NO | NONE | DISTRIBUTION | TNB | WP PUTRAJAYA & CYBERJAYA | NO | Unknown |  |  |  | NO | [8 empty] | PTJ08274 | NO | [7 empty] | 3 | Pass | null
378113459 | PTJ08275 |  |  |  | VPTJ/PCE/J08272/MB08274 | 300284805 | Existing | RYB |  |  | CLOSED | CLOSED | LINK |  | 11 kV |  | 18/06/2010 |  |  |  |  | TAMCO |  |  | PE 8.27 APT C5 (F2) | Unknown | Unknown | NO | NONE | DISTRIBUTION | TNB | WP PUTRAJAYA & CYBERJAYA | NO | Unknown |  |  |  | NO | [8 empty] | PTJ08275 | NO | [7 empty] | 3 | Pass | null
378113559 | PTJ08281 |  |  |  | VPTJ/PCE/J08281/MB08281 | 300284800 | Existing | RYB |  |  | CLOSED | CLOSED | LINK |  | 11 kV |  | 18/06/2010 |  |  |  |  | TAMCO |  |  | PE 8.28 APT C6 F1 | Unknown | Unknown | NO | NONE | DISTRIBUTION | TNB | WP PUTRAJAYA & CYBERJAYA | NO | Unknown |  |  |  | NO | [8 empty] | PTJ08281 | NO | [7 empty] | 3 | Pass | null
378113564 | PTJ08283 |  |  |  | VPTJ/PCE/J08281/MB08281 | 300284800 | Existing | RYB |  |  | CLOSED | CLOSED | LINK |  | 11 kV |  | 18/06/2010 |  |  |  |  | TAMCO |  |  | PE 8.28 APT C6 F1 | Unknown | Unknown | NO | NONE | DISTRIBUTION | TNB | WP PUTRAJAYA & CYBERJAYA | NO | Unknown |  |  |  | NO | [8 empty] | PTJ08283 | NO | [7 empty] | 3 | Pass | null
378113653 | PTJ08284 |  |  |  | VPTJ/PCE/J08282/MB08284 | 300284801 | Existing | RYB |  |  | CLOSED | CLOSED | LINK |  | 11 kV |  | 18/06/2010 |  |  |  |  | TAMCO |  |  | PE 8.28 APT C6 F2 | Unknown | Unknown | NO | NONE | DISTRIBUTION | TNB | WP PUTRAJAYA & CYBERJAYA | NO | Unknown |  |  |  | NO | [8 empty] | PTJ08284 | NO | [7 empty] | 3 | Pass | null
378113658 | PTJ08285 |  |  |  | VPTJ/PCE/J08282/MB08284 | 300284801 | Existing | RYB |  |  | CLOSED | CLOSED | LINK |  | 11 kV |  | 18/06/2010 |  |  |  |  | TAMCO |  |  | PE 8.28 APT C6 F2 | Unknown | Unknown | NO | NONE | DISTRIBUTION | TNB | WP PUTRAJAYA & CYBERJAYA | NO | Unknown |  |  |  | NO | [8 empty] | PTJ08285 | NO | [7 empty] | 3 | Pass | null
378113761 | PTJ08231 |  |  |  | VPTJ/PCE/J08231/MB08231 | 300280808 | Existing | RYB |  |  | CLOSED | CLOSED | LINK |  | 11 kV |  | 30/07/2002 |  |  |  |  | INDKOM |  |  | PE 8.23 PS8 (F1) | Unknown | Unknown | NO | NONE | DISTRIBUTION | TNB | WP PUTRAJAYA & CYBERJAYA | NO | Unknown |  |  |  | NO | [8 empty] | PTJ08231 | NO | [7 empty] | 3 | Pass | null
378113766 | PTJ08232 |  |  |  | VPTJ/PCE/J08231/MB08231 | 300280808 | Existing | RYB |  |  | CLOSED | CLOSED | LINK |  | 11 kV |  | 30/07/2002 |  |  |  |  | INDKOM |  |  | PE 8.23 PS8 (F1) | Unknown | Unknown | NO | NONE | DISTRIBUTION | TNB | WP PUTRAJAYA & CYBERJAYA | NO | Unknown |  |  |  | NO | [8 empty] | PTJ08232 | NO | [7 empty] | 3 | Pass | null
378113852 | PTJ08234 |  |  |  | VPTJ/PCE/J08232/MB08234 | 300280809 | Existing | RYB |  |  | CLOSED | CLOSED | LINK |  | 11 kV |  | 30/07/2002 |  |  |  |  | INDKOM |  |  | PE 8.23 PS8 (F2) | Unknown | Unknown | NO | NONE | DISTRIBUTION | TNB | WP PUTRAJAYA & CYBERJAYA | NO | Unknown |  |  |  | NO | [8 empty] | PTJ08234 | NO | [7 empty] | 3 | Pass | null
378113857 | PTJ08235 |  |  |  | VPTJ/PCE/J08232/MB08234 | 300280809 | Existing | RYB |  |  | CLOSED | CLOSED | LINK |  | 11 kV |  | 30/07/2002 |  |  |  |  | INDKOM |  |  | PE 8.23 PS8 (F2) | Unknown | Unknown | NO | NONE | DISTRIBUTION | TNB | WP PUTRAJAYA & CYBERJAYA | NO | Unknown |  |  |  | NO | [8 empty] | PTJ08235 | NO | [7 empty] | 3 | Pass | null
378113946 | PTJ07131 |  |  |  | VPTJ/PCE/J07131/MB07131 | 310339468 | Existing | RYB |  | PTJ09503 PE 9.50 DEPOH VSQC | CLOSED | CLOSED | LINK |  | 11 kV | [6 empty] | TOSHIBA |  |  | PE 7.13 TEMP SPRM | Unknown | Unknown | NO | NONE | DISTRIBUTION | TNB | WP PUTRAJAYA & CYBERJAYA | NO | Unknown |  |  |  | NO | [8 empty] | PTJ07131 | NO | [7 empty] | 3 | Pass | null
378113951 | PTJ07132 |  |  |  | VPTJ/PCE/J07131/MB07131 | 310339468 | Existing | RYB |  |  | CLOSED | CLOSED | LINK |  | 11 kV | [6 empty] | TOSHIBA |  |  | PE 7.13 TEMP SPRM | Unknown | Unknown | NO | NONE | DISTRIBUTION | TNB | WP PUTRAJAYA & CYBERJAYA | NO | Unknown |  |  |  | NO | [8 empty] | PTJ07132 | NO | [7 empty] | 3 | Pass | null
378114045 | PTJ09291 |  |  |  | VPTJ/PCE/J09291/MB09291 | 300280862 | Existing | RYB |  |  | CLOSED | CLOSED | LINK |  | 11 kV |  | 27/07/2006 |  |  |  |  | TAMCO |  |  | PE 9.29 BAS DEPOH | Unknown | Unknown | NO | NONE | DISTRIBUTION | TNB | WP PUTRAJAYA & CYBERJAYA | NO | Unknown |  |  |  | NO | [8 empty] | PTJ09291 | NO | [7 empty] | 3 | Pass | null
378114050 | PTJ09293 |  |  |  | VPTJ/PCE/J09291/MB09291 | 300280862 | Existing | RYB |  | PTJ09503 PE 9.50 DEPOH VSQC | CLOSED | CLOSED | LINK |  | 11 kV |  | 27/07/2006 |  |  |  |  | TAMCO |  |  | PE 9.29 BAS DEPOH | Unknown | Unknown | NO | NONE | DISTRIBUTION | TNB | WP PUTRAJAYA & CYBERJAYA | NO | Unknown |  |  |  | NO | [8 empty] | PTJ09293 | NO | [7 empty] | 3 | Pass | null
378114138 | PTJ09311 |  |  |  | VPTJ/PCE/J09311/MB09311 | 300280865 | Existing | RYB |  |  | CLOSED | CLOSED | LINK |  | 11 kV |  | 15/10/2004 |  |  |  |  | INDKOM |  |  | PE 9.31 RUMAH TERES (EFI) (F1) | Unknown | Unknown | NO | NONE | DISTRIBUTION | TNB | WP PUTRAJAYA & CYBERJAYA | NO | Unknown |  |  |  | NO | [8 empty] | PTJ09311 | NO | [7 empty] | 3 | Pass | null
378114143 | PTJ09312 |  |  |  | VPTJ/PCE/J09311/MB09311 | 300280865 | Existing | RYB |  |  | CLOSED | CLOSED | LINK |  | 11 kV |  | 15/10/2004 |  |  |  |  | INDKOM |  |  | PE 9.31 RUMAH TERES (EFI) (F1) | Unknown | Unknown | NO | NONE | DISTRIBUTION | TNB | WP PUTRAJAYA & CYBERJAYA | NO | Unknown |  |  |  | NO | [8 empty] | PTJ09312 | NO | [7 empty] | 3 | Pass | null
378114230 | PTJ09314 |  |  |  | VPTJ/PCE/J09312/MB09314 | 300280866 | Existing | RYB |  |  | CLOSED | CLOSED | LINK |  | 11 kV |  | 15/10/2004 |  |  |  |  | INDKOM |  |  | PE 9.31 RUMAH TERES (EFI) (F2) | Unknown | Unknown | NO | NONE | DISTRIBUTION | TNB | WP PUTRAJAYA & CYBERJAYA | NO | Unknown |  |  |  | NO | [8 empty] | PTJ09314 | NO | [7 empty] | 3 | Pass | null
378114235 | PTJ09315 |  |  |  | VPTJ/PCE/J09312/MB09314 | 300280866 | Existing | RYB |  | PTJ 7165 SS 7.16 SPRM F2 | CLOSED | CLOSED | LINK |  | 11 kV |  | 15/10/2004 |  |  |  |  | INDKOM |  |  | PE 9.31 RUMAH TERES (EFI) (F2) | Unknown | Unknown | NO | NONE | DISTRIBUTION | TNB | WP PUTRAJAYA & CYBERJAYA | NO | Unknown |  |  |  | NO | [8 empty] | PTJ09315 | NO | [7 empty] | 3 | Pass | null
378114315 | PTJ09361 |  |  |  | VPTJ/PCE/J09361/MB09361 | 300280917 | Existing | RYB |  |  | CLOSED | CLOSED | LINK |  | 11 kV |  | 20061011 |  |  |  |  | TAMCO |  |  | PE 9.36 SEK MEN FASA 3 (F1) | Unknown | Unknown | NO | NONE | DISTRIBUTION | TNB | WP PUTRAJAYA & CYBERJAYA | NO | Unknown |  |  |  | NO | [8 empty] | PTJ09361 | NO | [7 empty] | 3 | Pass | null
378114320 | PTJ09363 |  |  |  | VPTJ/PCE/J09361/MB09361 | 300280917 | Existing | RYB |  |  | CLOSED | CLOSED | LINK |  | 11 kV |  | 20061011 |  |  |  |  | TAMCO |  |  | PE 9.36 SEK MEN FASA 3 (F1) | Unknown | Unknown | NO | NONE | DISTRIBUTION | TNB | WP PUTRAJAYA & CYBERJAYA | NO | Unknown |  |  |  | NO | [8 empty] | PTJ09363 | NO | [7 empty] | 3 | Pass | null
378114406 | PTJ09364 |  |  |  | VPTJ/PCE/J09362/MB09364 | 300280918 | Existing | RYB |  |  | CLOSED | CLOSED | LINK |  | 11 kV |  | 20061011 |  |  |  |  | TAMCO |  |  | PE 9.36 SEK MEN FASA 3 (F2) | Unknown | Unknown | NO | NONE | DISTRIBUTION | TNB | WP PUTRAJAYA & CYBERJAYA | NO | Unknown |  |  |  | NO | [8 empty] | PTJ09364 | NO | [7 empty] | 3 | Pass | null
378114411 | PTJ09366 |  |  |  | VPTJ/PCE/J09362/MB09364 | 300280918 | Existing | RYB |  |  | CLOSED | CLOSED | LINK |  | 11 kV |  | 20061011 |  |  |  |  | TAMCO |  |  | PE 9.36 SEK MEN FASA 3 (F2) | Unknown | Unknown | NO | NONE | DISTRIBUTION | TNB | WP PUTRAJAYA & CYBERJAYA | NO | Unknown |  |  |  | NO | [8 empty] | PTJ09366 | NO | [7 empty] | 3 | Pass | null
378114497 | PTJ09301 |  |  |  | VPTJ/PCE/J09301/MB09301 | 300280863 | Existing | RYB |  |  | CLOSED | CLOSED | LINK |  | 11 kV |  | 23/06/2004 |  |  |  |  | INDKOM |  |  | PE 9.30 SEK REN FASA 2 (F1) | Unknown | Unknown | NO | NONE | DISTRIBUTION | TNB | WP PUTRAJAYA & CYBERJAYA | NO | Unknown |  |  |  | NO | [8 empty] | PTJ09301 | NO | [7 empty] | 3 | Pass | null
378114502 | PTJ09302 |  |  |  | VPTJ/PCE/J09301/MB09301 | 300280863 | Existing | RYB |  |  | CLOSED | CLOSED | LINK |  | 11 kV |  | 23/06/2004 |  |  |  |  | INDKOM |  |  | PE 9.30 SEK REN FASA 2 (F1) | Unknown | Unknown | NO | NONE | DISTRIBUTION | TNB | WP PUTRAJAYA & CYBERJAYA | NO | Unknown |  |  |  | NO | [8 empty] | PTJ09302 | NO | [7 empty] | 3 | Pass | null
378114588 | PTJ09304 |  |  |  | VPTJ/PCE/J09302/MB09304 | 300280864 | Existing | RYB |  |  | CLOSED | CLOSED | LINK |  | 11 kV |  | 23/06/2004 |  |  |  |  | INDKOM |  |  | PE 9.30 SEK REN FASA 2 (F2) | Unknown | Unknown | NO | NONE | DISTRIBUTION | TNB | WP PUTRAJAYA & CYBERJAYA | NO | Unknown |  |  |  | NO | [8 empty] | PTJ09304 | NO | [7 empty] | 3 | Pass | null
378114593 | PTJ09305 |  |  |  | VPTJ/PCE/J09302/MB09304 | 300280864 | Existing | RYB |  |  | CLOSED | CLOSED | LINK |  | 11 kV |  | 23/06/2004 |  |  |  |  | INDKOM |  |  | PE 9.30 SEK REN FASA 2 (F2) | Unknown | Unknown | NO | NONE | DISTRIBUTION | TNB | WP PUTRAJAYA & CYBERJAYA | NO | Unknown |  |  |  | NO | [8 empty] | PTJ09305 | NO | [7 empty] | 3 | Pass | null
378114742 | PTJ09261 |  |  |  | VPTJ/PCE/J09261/MB09261 | 300280856 | Existing | RYB |  |  | CLOSED | CLOSED | LINK |  | 11 kV |  | 20010808 |  |  |  |  | INDKOM |  |  | PE 9.26 FLAT B (F1) | Unknown | Unknown | NO | NONE | DISTRIBUTION | TNB | WP PUTRAJAYA & CYBERJAYA | NO | Unknown |  |  |  | NO | [8 empty] | PTJ09261 | NO | [7 empty] | 3 | Pass | null
378114747 | PTJ09262 |  |  |  | VPTJ/PCE/J09261/MB09261 | 300280856 | Existing | RYB |  |  | CLOSED | CLOSED | LINK |  | 11 kV |  | 20010808 |  |  |  |  | INDKOM |  |  | PE 9.26 FLAT B (F1) | Unknown | Unknown | NO | NONE | DISTRIBUTION | TNB | WP PUTRAJAYA & CYBERJAYA | NO | Unknown |  |  |  | NO | [8 empty] | PTJ09262 | NO | [7 empty] | 3 | Pass | null
378114765 | PTJ09264 |  |  |  | VPTJ/PCE/J09262/MB09264 | 300280857 | Existing | RYB |  |  | CLOSED | CLOSED | LINK |  | 11 kV |  | 20010808 |  |  |  |  | INDKOM |  |  | PE 9.26 FLAT B (F2) | Unknown | Unknown | NO | NONE | DISTRIBUTION | TNB | WP PUTRAJAYA & CYBERJAYA | NO | Unknown |  |  |  | NO | [8 empty] | PTJ09264 | NO | [7 empty] | 3 | Pass | null
378114770 | PTJ09265 |  |  |  | VPTJ/PCE/J09262/MB09264 | 300280857 | Existing | RYB |  |  | CLOSED | CLOSED | LINK |  | 11 kV |  | 20010808 |  |  |  |  | INDKOM |  |  | PE 9.26 FLAT B (F2) | Unknown | Unknown | NO | NONE | DISTRIBUTION | TNB | WP PUTRAJAYA & CYBERJAYA | NO | Unknown |  |  |  | NO | [8 empty] | PTJ09265 | NO | [7 empty] | 3 | Pass | null
378114866 | PTJ09252 |  |  |  | VPTJ/PCE/J09251/MB09251 | 300280854 | Existing | RYB |  |  | CLOSED | CLOSED | LINK |  | 11 kV |  | 20010808 |  |  |  |  | INDKOM |  |  | PE 9.25 FLAT A (F1) | Unknown | Unknown | NO | NONE | DISTRIBUTION | TNB | WP PUTRAJAYA & CYBERJAYA | NO | Unknown |  |  |  | NO | [8 empty] | PTJ09252 | NO | [7 empty] | 3 | Pass | null
378114871 | PTJ09251 |  |  |  | VPTJ/PCE/J09251/MB09251 | 300280854 | Existing | RYB |  |  | CLOSED | CLOSED | LINK |  | 11 kV |  | 20010808 |  |  |  |  | INDKOM |  |  | PE 9.25 FLAT A (F1) | Unknown | Unknown | NO | NONE | DISTRIBUTION | TNB | WP PUTRAJAYA & CYBERJAYA | NO | Unknown |  |  |  | NO | [8 empty] | PTJ09251 | NO | [7 empty] | 3 | Pass | null
378114895 | PTJ09255 |  |  |  | VPTJ/PCE/J09252/MB09254 | 300280855 | Existing | RYB |  |  | CLOSED | CLOSED | LINK |  | 11 kV |  | 20010808 |  |  |  |  | INDKOM |  |  | PE 9.25 FLAT A (F2) | Unknown | Unknown | NO | NONE | DISTRIBUTION | TNB | WP PUTRAJAYA & CYBERJAYA | NO | Unknown |  |  |  | NO | [8 empty] | PTJ09255 | NO | [7 empty] | 3 | Pass | null
378114900 | PTJ09254 |  |  |  | VPTJ/PCE/J09252/MB09254 | 300280855 | Existing | RYB |  |  | CLOSED | CLOSED | LINK |  | 11 kV |  | 20010808 |  |  |  |  | INDKOM |  |  | PE 9.25 FLAT A (F2) | Unknown | Unknown | NO | NONE | DISTRIBUTION | TNB | WP PUTRAJAYA & CYBERJAYA | NO | Unknown |  |  |  | NO | [8 empty] | PTJ09254 | NO | [7 empty] | 3 | Pass | null
378115110 | PTJ09241 |  |  |  | VPTJ/PCE/J09241/MB09241 | 300280852 | Existing | RYB |  |  | CLOSED | CLOSED | LINK |  | 11 kV |  | 20011010 |  |  |  |  | INDKOM |  |  | PE 9.24 FLAT C (F1) | Unknown | Unknown | NO | NONE | DISTRIBUTION | TNB | WP PUTRAJAYA & CYBERJAYA | NO | Unknown |  |  |  | NO | [8 empty] | PTJ09241 | NO | [7 empty] | 3 | Pass | null
378115115 | PTJ09242 |  |  |  | VPTJ/PCE/J09241/MB09241 | 300280852 | Existing | RYB |  |  | CLOSED | CLOSED | LINK |  | 11 kV |  | 20011010 |  |  |  |  | INDKOM |  |  | PE 9.24 FLAT C (F1) | Unknown | Unknown | NO | NONE | DISTRIBUTION | TNB | WP PUTRAJAYA & CYBERJAYA | NO | Unknown |  |  |  | NO | [8 empty] | PTJ09242 | NO | [7 empty] | 3 | Pass | null
378115204 | PTJ09244 |  |  |  | VPTJ/PCE/J09242/MB09244 | 300280853 | Existing | RYB |  |  | CLOSED | CLOSED | LINK |  | 11 kV |  | 20011010 |  |  |  |  | INDKOM |  |  | PE 9.24 FLAT C (F2) | Unknown | Unknown | NO | NONE | DISTRIBUTION | TNB | WP PUTRAJAYA & CYBERJAYA | NO | Unknown |  |  |  | NO | [8 empty] | PTJ09244 | NO | [7 empty] | 3 | Pass | null
378115209 | PTJ09245 |  |  |  | VPTJ/PCE/J09242/MB09244 | 300280853 | Existing | RYB |  |  | CLOSED | CLOSED | LINK |  | 11 kV |  | 20011010 |  |  |  |  | INDKOM |  |  | PE 9.24 FLAT C (F2) | Unknown | Unknown | NO | NONE | DISTRIBUTION | TNB | WP PUTRAJAYA & CYBERJAYA | NO | Unknown |  |  |  | NO | [8 empty] | PTJ09245 | NO | [7 empty] | 3 | Pass | null
378115598 | PTJ09222 |  |  |  | VPTJ/PCE/J09221/MB09221 | 300280851 | Existing | RYB |  |  | CLOSED | CLOSED | LINK |  | 11 kV |  | 13/12/1999 |  |  |  |  | INDKOM |  |  | PE 9.22 PS 2 | Unknown | Unknown | NO | NONE | DISTRIBUTION | TNB | WP PUTRAJAYA & CYBERJAYA | NO | Unknown |  |  |  | NO | [8 empty] | PTJ09222 | NO | [7 empty] | 3 | Pass | null
378115603 | PTJ09221 |  |  |  | VPTJ/PCE/J09221/MB09221 | 300280851 | Existing | RYB |  |  | CLOSED | CLOSED | LINK |  | 11 kV |  | 13/12/1999 |  |  |  |  | INDKOM |  |  | PE 9.22 PS 2 | Unknown | Unknown | NO | NONE | DISTRIBUTION | TNB | WP PUTRAJAYA & CYBERJAYA | NO | Unknown |  |  |  | NO | [8 empty] | PTJ09221 | NO | [7 empty] | 3 | Pass | null
378115689 | PTJ09201 |  |  |  | VPTJ/PCE/J09201/MB09201 | 300280849 | Existing | RYB |  |  | CLOSED | CLOSED | LINK |  | 11 kV |  | 29/06/2004 |  |  |  |  | INDKOM |  |  | PE 9.20 P9B1 (EFI) (F1) | Unknown | Unknown | NO | NONE | DISTRIBUTION | TNB | WP PUTRAJAYA & CYBERJAYA | NO | Unknown |  |  |  | NO | [8 empty] | PTJ09201 | NO | [7 empty] | 3 | Pass | null
378115694 | PTJ09202 |  |  |  | VPTJ/PCE/J09201/MB09201 | 300280849 | Existing | RYB |  |  | CLOSED | CLOSED | LINK |  | 11 kV |  | 29/06/2004 |  |  |  |  | INDKOM |  |  | PE 9.20 P9B1 (EFI) (F1) | Unknown | Unknown | NO | NONE | DISTRIBUTION | TNB | WP PUTRAJAYA & CYBERJAYA | NO | Unknown |  |  |  | NO | [8 empty] | PTJ09202 | NO | [7 empty] | 3 | Pass | null
378115781 | PTJ09204 |  |  |  | VPTJ/PCE/J09202/MB09204 | 300280850 | Existing | RYB |  |  | CLOSED | CLOSED | LINK |  | 11 kV |  | 29/06/2004 |  |  |  |  | INDKOM |  |  | PE 9.20 P9B1 (EFI) (F2) | Unknown | Unknown | NO | NONE | DISTRIBUTION | TNB | WP PUTRAJAYA & CYBERJAYA | NO | Unknown |  |  |  | NO | [8 empty] | PTJ09204 | NO | [7 empty] | 3 | Pass | null
378115786 | PTJ09205 |  |  |  | VPTJ/PCE/J09202/MB09204 | 300280850 | Existing | RYB |  |  | CLOSED | CLOSED | LINK |  | 11 kV |  | 29/06/2004 |  |  |  |  | INDKOM |  |  | PE 9.20 P9B1 (EFI) (F2) | Unknown | Unknown | NO | NONE | DISTRIBUTION | TNB | WP PUTRAJAYA & CYBERJAYA | NO | Unknown |  |  |  | NO | [8 empty] | PTJ09205 | NO | [7 empty] | 3 | Pass | null
378115873 | PTJ09194 |  |  |  | VPTJ/PCE/J09192/MB09194 | 300280848 | Existing | RYB |  |  | CLOSED | CLOSED | LINK |  | 11 kV |  | 20010608 |  |  |  |  | INDKOM |  |  | PE 9.19 P9B1 TERES (F2) | Unknown | Unknown | NO | NONE | DISTRIBUTION | TNB | WP PUTRAJAYA & CYBERJAYA | NO | Unknown |  |  |  | NO | [8 empty] | PTJ09194 | NO | [7 empty] | 3 | Pass | null
378115878 | PTJ09195 |  |  |  | VPTJ/PCE/J09192/MB09194 | 300280848 | Existing | RYB |  |  | CLOSED | CLOSED | LINK |  | 11 kV |  | 20010608 |  |  |  |  | INDKOM |  |  | PE 9.19 P9B1 TERES (F2) | Unknown | Unknown | NO | NONE | DISTRIBUTION | TNB | WP PUTRAJAYA & CYBERJAYA | NO | Unknown |  |  |  | NO | [8 empty] | PTJ09195 | NO | [7 empty] | 3 | Pass | null
378115964 | PTJ09191 |  |  |  | VPTJ/PCE/J09191/MB09191 | 300280847 | Existing | RYB |  |  | CLOSED | CLOSED | LINK |  | 11 kV |  | 20010608 |  |  |  |  | INDKOM |  |  | PE 9.19 P9B1 TERES (F1) | Unknown | Unknown | NO | NONE | DISTRIBUTION | TNB | WP PUTRAJAYA & CYBERJAYA | NO | Unknown |  |  |  | NO | [8 empty] | PTJ09191 | NO | [7 empty] | 3 | Pass | null
378115969 | PTJ09192 |  |  |  | VPTJ/PCE/J09191/MB09191 | 300280847 | Existing | RYB |  |  | CLOSED | CLOSED | LINK |  | 11 kV |  | 20010608 |  |  |  |  | INDKOM |  |  | PE 9.19 P9B1 TERES (F1) | Unknown | Unknown | NO | NONE | DISTRIBUTION | TNB | WP PUTRAJAYA & CYBERJAYA | NO | Unknown |  |  |  | NO | [8 empty] | PTJ09192 | NO | [7 empty] | 3 | Pass | null
378116289 | PTJ09462 |  |  |  | VPTJ/PCE/J09461/MB09461 | 300280935 | Existing | RYB |  |  | CLOSED | CLOSED | LINK |  | 11 kV |  | 23/02/2008 |  |  |  |  | OMAZABAL |  |  | PE 9.46 P'PURI P7 BLOK B3 (EFI) (F1) | Unknown | Unknown | NO | NONE | DISTRIBUTION | TNB | WP PUTRAJAYA & CYBERJAYA | NO | Unknown |  |  |  | NO | [8 empty] | PTJ09462 | NO | [7 empty] | 3 | Pass | null
378116294 | PTJ09461 |  |  |  | VPTJ/PCE/J09461/MB09461 | 300280935 | Existing | RYB |  |  | CLOSED | CLOSED | LINK |  | 11 kV |  | 23/02/2008 |  |  |  |  | OMAZABAL |  |  | PE 9.46 P'PURI P7 BLOK B3 (EFI) (F1) | Unknown | Unknown | NO | NONE | DISTRIBUTION | TNB | WP PUTRAJAYA & CYBERJAYA | NO | Unknown |  |  |  | NO | [8 empty] | PTJ09461 | NO | [7 empty] | 3 | Pass | null
378116381 | PTJ09465 |  |  |  | VPTJ/PCE/J09462/MB09464 | 300280936 | Existing | RYB |  |  | CLOSED | CLOSED | LINK |  | 11 kV |  | 23/02/2008 |  |  |  |  | OMAZABAL |  |  | PE 9.46 P'PURI P7 BLOK B3 (EFI) (F2) | Unknown | Unknown | NO | NONE | DISTRIBUTION | TNB | WP PUTRAJAYA & CYBERJAYA | NO | Unknown |  |  |  | NO | [8 empty] | PTJ09465 | NO | [7 empty] | 3 | Pass | null
378116386 | PTJ09464 |  |  |  | VPTJ/PCE/J09462/MB09464 | 300280936 | Existing | RYB |  |  | CLOSED | CLOSED | LINK |  | 11 kV |  | 23/02/2008 |  |  |  |  | OMAZABAL |  |  | PE 9.46 P'PURI P7 BLOK B3 (EFI) (F2) | Unknown | Unknown | NO | NONE | DISTRIBUTION | TNB | WP PUTRAJAYA & CYBERJAYA | NO | Unknown |  |  |  | NO | [8 empty] | PTJ09464 | NO | [7 empty] | 3 | Pass | null
378116473 | PTJ09452 |  |  |  | VPTJ/PCE/J09451/MB09451 | 300280933 | Existing | RYB |  |  | CLOSED | CLOSED | LINK |  | 11 kV |  | 23/02/2008 |  |  |  |  | OMAZABAL |  |  | PE 9.45 P'PURI P7 BLOK B1 (F1) | Unknown | Unknown | NO | NONE | DISTRIBUTION | TNB | WP PUTRAJAYA & CYBERJAYA | NO | Unknown |  |  |  | NO | [8 empty] | PTJ09452 | NO | [7 empty] | 3 | Pass | null
378116478 | PTJ09451 |  |  |  | VPTJ/PCE/J09451/MB09451 | 300280933 | Existing | RYB |  |  | CLOSED | CLOSED | LINK |  | 11 kV |  | 23/02/2008 |  |  |  |  | OMAZABAL |  |  | PE 9.45 P'PURI P7 BLOK B1 (F1) | Unknown | Unknown | NO | NONE | DISTRIBUTION | TNB | WP PUTRAJAYA & CYBERJAYA | NO | Unknown |  |  |  | NO | [8 empty] | PTJ09451 | NO | [7 empty] | 3 | Pass | null
378116566 | PTJ09455 |  |  |  | VPTJ/PCE/J09452/MB09454 | 300280934 | Existing | RYB |  |  | CLOSED | CLOSED | LINK |  | 11 kV |  | 23/02/2008 |  |  |  |  | OMAZABAL |  |  | PE 9.45 P'PURI P7 BLOK B1 (F2) | Unknown | Unknown | NO | NONE | DISTRIBUTION | TNB | WP PUTRAJAYA & CYBERJAYA | NO | Unknown |  |  |  | NO | [8 empty] | PTJ09455 | NO | [7 empty] | 3 | Pass | null
378116571 | PTJ09454 |  |  |  | VPTJ/PCE/J09452/MB09454 | 300280934 | Existing | RYB |  |  | CLOSED | CLOSED | LINK |  | 11 kV |  | 23/02/2008 |  |  |  |  | OMAZABAL |  |  | PE 9.45 P'PURI P7 BLOK B1 (F2) | Unknown | Unknown | NO | NONE | DISTRIBUTION | TNB | WP PUTRAJAYA & CYBERJAYA | NO | Unknown |  |  |  | NO | [8 empty] | PTJ09454 | NO | [7 empty] | 3 | Pass | null
378116658 | PTJ09442 |  |  |  | VPTJ/PCE/J09441/MB09441 | 300280931 | Existing | RYB |  |  | CLOSED | CLOSED | LINK |  | 11 kV |  | 23/02/2008 |  |  |  |  | OMAZABAL |  |  | PE 9.44 P'PURI P7 BLOK A2 (EFI) (F1) | Unknown | Unknown | NO | NONE | DISTRIBUTION | TNB | WP PUTRAJAYA & CYBERJAYA | NO | Unknown |  |  |  | NO | [8 empty] | PTJ09442 | NO | [7 empty] | 3 | Pass | null
378116663 | PTJ09441 |  |  |  | VPTJ/PCE/J09441/MB09441 | 300280931 | Existing | RYB |  |  | CLOSED | CLOSED | LINK |  | 11 kV |  | 23/02/2008 |  |  |  |  | OMAZABAL |  |  | PE 9.44 P'PURI P7 BLOK A2 (EFI) (F1) | Unknown | Unknown | NO | NONE | DISTRIBUTION | TNB | WP PUTRAJAYA & CYBERJAYA | NO | Unknown |  |  |  | NO | [8 empty] | PTJ09441 | NO | [7 empty] | 3 | Pass | null
378116752 | PTJ09445 |  |  |  | VPTJ/PCE/J09442/MB09444 | 300280932 | Existing | RYB |  |  | CLOSED | CLOSED | LINK |  | 11 kV |  | 23/02/2008 |  |  |  |  | OMAZABAL |  |  | PE 9.44 P'PURI P7 BLOK A2 (EFI) (F2) | Unknown | Unknown | NO | NONE | DISTRIBUTION | TNB | WP PUTRAJAYA & CYBERJAYA | NO | Unknown |  |  |  | NO | [8 empty] | PTJ09445 | NO | [7 empty] | 3 | Pass | null
378116757 | PTJ09444 |  |  |  | VPTJ/PCE/J09442/MB09444 | 300280932 | Existing | RYB |  |  | CLOSED | CLOSED | LINK |  | 11 kV |  | 23/02/2008 |  |  |  |  | OMAZABAL |  |  | PE 9.44 P'PURI P7 BLOK A2 (EFI) (F2) | Unknown | Unknown | NO | NONE | DISTRIBUTION | TNB | WP PUTRAJAYA & CYBERJAYA | NO | Unknown |  |  |  | NO | [8 empty] | PTJ09444 | NO | [7 empty] | 3 | Pass | null
378116762 | CBJ25231 |  |  |  | VCBJ/PCE/J25231/MB25231 | 310339464 | Existing | RYB |  | CBJ25162 PE 25.16 SETIA RIMBA 4 | CLOSED | CLOSED | LINK |  | 11 kV | [9 empty] | PE 25.23 SALES OFFICE ECOGLADE GALERY | Unknown | Unknown | NO | NONE | DISTRIBUTION | TNB | WP PUTRAJAYA & CYBERJAYA | NO | Unknown |  |  |  | NO | [8 empty] | CBJ25231 | NO | [7 empty] | 3 | Pass | null
378116767 | CBJ25232 |  |  |  | VCBJ/PCE/J25231/MB25231 | 310339464 | Existing | RYB |  |  | CLOSED | CLOSED | LINK |  | 11 kV | [9 empty] | PE 25.23 SALES OFFICE ECOGLADE GALERY | Unknown | Unknown | NO | NONE | DISTRIBUTION | TNB | WP PUTRAJAYA & CYBERJAYA | NO | Unknown |  |  |  | NO | [8 empty] | CBJ25232 | NO | [7 empty] | 3 | Pass | null
378116918 | CBJ21476 |  |  |  | VCBJ/PCE/J21472/MB21474 | 300280981 | Existing | RYB |  | PENGGUNA F2 | CLOSED | CLOSED | LINK |  | 11 kV |  | 20040701 |  |  |  |  | INDKOM |  |  | SS 21.47 LIM KOK WING F2 | Unknown | Unknown | NO | NONE | DISTRIBUTION | TNB | WP PUTRAJAYA & CYBERJAYA | NO | Unknown |  |  |  | NO | [8 empty] | CBJ21476 | NO | [7 empty] | 3 | Pass | null
378116924 | CBJ21474 |  |  |  | VCBJ/PCE/J21472/MB21474 | 300280981 | Existing | RYB |  | PMU CBJN: VCB 10 | CLOSED | CLOSED | LINK |  | 11 kV |  | 20040701 |  |  |  |  | INDKOM |  |  | SS 21.47 LIM KOK WING F2 | Unknown | Unknown | NO | NONE | DISTRIBUTION | TNB | WP PUTRAJAYA & CYBERJAYA | NO | Unknown |  |  |  | NO | [8 empty] | CBJ21474 | NO | [7 empty] | 3 | Pass | null
378116929 | CBJ21475 |  |  |  | VCBJ/PCE/J21472/MB21474 | 300280981 | Existing | RYB |  | CBJ23081 SS 23.08 THE PLACE NO 1 | CLOSED | CLOSED | LINK |  | 11 kV |  | 20040701 |  |  |  |  | INDKOM |  |  | SS 21.47 LIM KOK WING F2 | Unknown | Unknown | NO | NONE | DISTRIBUTION | TNB | WP PUTRAJAYA & CYBERJAYA | NO | Unknown |  |  |  | NO | [8 empty] | CBJ21475 | NO | [7 empty] | 3 | Pass | null
378116944 | CBJ21472 |  |  |  | VCBJ/PCE/J21471/MB21471 | 300280982 | Existing | RYB |  | CBJ23091 PE 23.09 THE PLACE NO 2 | CLOSED | CLOSED | LINK |  | 11 kV |  | 20040701 |  |  |  |  | INDKOM |  |  | SS 21.47 LIM KOK WING F1 | Unknown | Unknown | NO | NONE | DISTRIBUTION | TNB | WP PUTRAJAYA & CYBERJAYA | NO | Unknown |  |  |  | NO | [8 empty] | CBJ21472 | NO | [7 empty] | 3 | Pass | null
378116950 | CBJ21473 |  |  |  | VCBJ/PCE/J21471/MB21471 | 300280982 | Existing | RYB |  | PENGGUNA F1 | CLOSED | CLOSED | LINK |  | 11 kV |  | 20040701 |  |  |  |  | INDKOM |  |  | SS 21.47 LIM KOK WING F1 | Unknown | Unknown | NO | NONE | DISTRIBUTION | TNB | WP PUTRAJAYA & CYBERJAYA | NO | Unknown |  |  |  | NO | [8 empty] | CBJ21473 | NO | [7 empty] | 3 | Pass | null
378116955 | CBJ21471 |  |  |  | VCBJ/PCE/J21471/MB21471 | 300280982 | Existing | RYB |  | PMU CBJN: VCB 9 | CLOSED | CLOSED | LINK |  | 11 kV |  | 20040701 |  |  |  |  | INDKOM |  |  | SS 21.47 LIM KOK WING F1 | Unknown | Unknown | NO | NONE | DISTRIBUTION | TNB | WP PUTRAJAYA & CYBERJAYA | NO | Unknown |  |  |  | NO | [8 empty] | CBJ21471 | NO | [7 empty] | 3 | Pass | null
378116964 | CBJ23091 |  |  |  | VCBJ/PCE/J23091/MB 23091 | 310317900 | Existing | RYB |  | CBJ21472 SS 21.47 LIM KOK WING (F1) | CLOSED | CLOSED | LINK |  | 11 kV | [6 empty] | INDKOM |  |  | PE 23.09 THE PLACE NO 2 | Unknown | Unknown | NO | NONE | DISTRIBUTION | TNB | WP PUTRAJAYA & CYBERJAYA | NO | Unknown |  |  |  | NO | [8 empty] | CBJ23091 | NO | [7 empty] | 3 | Pass | null
378116981 | CBJ23092 |  |  |  | VCBJ/PCE/J23091/MB 23091 | 310317900 | Existing | RYB |  | CBJ21981 PE 21.98 (F1) | CLOSED | CLOSED | LINK |  | 11 kV | [6 empty] | INDKOM |  |  | PE 23.09 THE PLACE NO 2 | Unknown | Unknown | NO | NONE | DISTRIBUTION | TNB | WP PUTRAJAYA & CYBERJAYA | NO | Unknown |  |  |  | NO | [8 empty] | CBJ23092 | NO | [7 empty] | 3 | Pass | null
378117187 | CBJ21982 |  |  |  | VCBJ/PCE/J21981/MB21981 | 300455174 | Existing | RYB |  | CBJ21011 PE 21.01 NTT (F1) | CLOSED | CLOSED | LINK |  | 11 kV | [6 empty] | INDKOM |  |  | PE 21.98 PADAT PETRONAS CYBER 3 | Unknown | Unknown | NO | NONE | DISTRIBUTION | TNB | WP PUTRAJAYA & CYBERJAYA | NO | Unknown |  |  |  | NO | [8 empty] | CBJ21982 | NO | [7 empty] | 3 | Pass | null
378117192 | CBJ21981 |  |  |  | VCBJ/PCE/J21981/MB21981 | 300455174 | Existing | RYB |  | CBJ23092 PE 23.09 THE PLACE NO 2 | CLOSED | CLOSED | LINK |  | 11 kV | [6 empty] | INDKOM |  |  | PE 21.98 PADAT PETRONAS CYBER 3 | Unknown | Unknown | NO | NONE | DISTRIBUTION | TNB | WP PUTRAJAYA & CYBERJAYA | NO | Unknown |  |  |  | NO | [8 empty] | CBJ21981 | NO | [7 empty] | 3 | Pass | null
378117313 | CBJ21011 |  |  |  | VCBJ/PCE/J21011/MB21011 | 300281087 | Existing | RYB |  | CBJ21982 PE 21.98 (F1) | CLOSED | CLOSED | LINK |  | 11 kV |  | 17/06/1999 |  |  |  |  | INDKOM |  |  | PE 21.01 NTT F1 | Unknown | Unknown | NO | NONE | DISTRIBUTION | TNB | WP PUTRAJAYA & CYBERJAYA | NO | Unknown |  |  |  | NO | [8 empty] | CBJ21011 | NO | [7 empty] | 3 | Pass | null
378117318 | CBJ21012 |  |  |  | VCBJ/PCE/J21011/MB21011 | 300281087 | Existing | RYB |  | CBJ21921 SS 21.92 (F1) | CLOSED | CLOSED | LINK |  | 11 kV |  | 17/06/1999 |  |  |  |  | INDKOM |  |  | PE 21.01 NTT F1 | Unknown | Unknown | NO | NONE | DISTRIBUTION | TNB | WP PUTRAJAYA & CYBERJAYA | NO | Unknown |  |  |  | NO | [8 empty] | CBJ21012 | NO | [7 empty] | 3 | Pass | null
378117337 | CBJ21015 |  |  |  | VCBJ/PCE/J21012/MB21015 | 300281084 | Existing | RYB |  | CBJ23082 SS 23.08 THE PLACE NO 1 | CLOSED | CLOSED | LINK |  | 11 kV |  | 17/06/1999 |  |  |  |  | INDKOM |  |  | PE 21.01 NTT F2 | Unknown | Unknown | NO | NONE | DISTRIBUTION | TNB | WP PUTRAJAYA & CYBERJAYA | NO | Unknown |  |  |  | NO | [8 empty] | CBJ21015 | NO | [7 empty] | 3 | Pass | null
378117341 | CBJ21016 |  |  |  | VCBJ/PCE/J21012/MB21015 | 300281084 | Existing | RYB |  | CBJ21924 SS 21.92 (F2) | CLOSED | CLOSED | LINK |  | 11 kV |  | 17/06/1999 |  |  |  |  | INDKOM |  |  | PE 21.01 NTT F2 | Unknown | Unknown | NO | NONE | DISTRIBUTION | TNB | WP PUTRAJAYA & CYBERJAYA | NO | Unknown |  |  |  | NO | [8 empty] | CBJ21016 | NO | [7 empty] | 3 | Pass | null
378117358 | CBJ21017 |  |  |  | VCBJ/PCE/J21012/MB21015 | 300281084 | Existing | RYB |  | PENGGUNA F2 | CLOSED | CLOSED | LINK |  | 11 kV |  | 17/06/1999 |  |  |  |  | INDKOM |  |  | PE 21.01 NTT F2 | Unknown | Unknown | NO | NONE | DISTRIBUTION | TNB | WP PUTRAJAYA & CYBERJAYA | NO | Unknown |  |  |  | NO | [8 empty] | CBJ21017 | NO | [7 empty] | 3 | Pass | null
378117458 | CBJ21926 |  |  |  | VCBJ/PCE/J21922/MB21921 | 300454913 | Existing | RYB |  | PENGGUNA F2 | CLOSED | CLOSED | LINK |  | 11 kV | [6 empty] | INDKOM |  |  | SS 21.92 NTT DATA CENTRE F2 | Unknown | Unknown | NO | NONE | DISTRIBUTION | TNB | WP PUTRAJAYA & CYBERJAYA | NO | Unknown |  |  |  | NO | [8 empty] | CBJ21926 | NO | [7 empty] | 3 | Pass | null
378117464 | CBJ21925 |  |  |  | VCBJ/PCE/J21922/MB21921 | 300454913 | Existing | RYB |  | CBJ25084 SS 25.08 NTT 3 (F2) | CLOSED | CLOSED | LINK |  | 11 kV | [6 empty] | INDKOM |  |  | SS 21.92 NTT DATA CENTRE F2 | Unknown | Unknown | NO | NONE | DISTRIBUTION | TNB | WP PUTRAJAYA & CYBERJAYA | NO | Unknown |  |  |  | NO | [8 empty] | CBJ21925 | NO | [7 empty] | 3 | Pass | null
378117469 | CBJ21924 |  |  |  | VCBJ/PCE/J21922/MB21921 | 300454913 | Existing | RYB |  | CBJ21016 PE 21.01 NTT (F2) | CLOSED | CLOSED | LINK |  | 11 kV | [6 empty] | INDKOM |  |  | SS 21.92 NTT DATA CENTRE F2 | Unknown | Unknown | NO | NONE | DISTRIBUTION | TNB | WP PUTRAJAYA & CYBERJAYA | NO | Unknown |  |  |  | NO | [8 empty] | CBJ21924 | NO | [7 empty] | 3 | Pass | null
378117484 | CBJ21921 |  |  |  | VCBJ/PCE/J21921/MB21921 | 300452984 | Existing | RYB |  | CBJ21012 PE 21.01 NTT (F1) | CLOSED | CLOSED | LINK |  | 11 kV | [6 empty] | INDKOM |  |  | SS 21.92 NTT DATA CENTRE F1 | Unknown | Unknown | NO | NONE | DISTRIBUTION | TNB | WP PUTRAJAYA & CYBERJAYA | NO | Unknown |  |  |  | NO | [8 empty] | CBJ21921 | NO | [7 empty] | 3 | Pass | null
378117490 | CBJ21923 |  |  |  | VCBJ/PCE/J21921/MB21921 | 300452984 | Existing | RYB |  | PENGGUNA F1 | CLOSED | CLOSED | LINK |  | 11 kV | [6 empty] | INDKOM |  |  | SS 21.92 NTT DATA CENTRE F1 | Unknown | Unknown | NO | NONE | DISTRIBUTION | TNB | WP PUTRAJAYA & CYBERJAYA | NO | Unknown |  |  |  | NO | [8 empty] | CBJ21923 | NO | [7 empty] | 3 | Pass | null
378117495 | CBJ21922 |  |  |  | VCBJ/PCE/J21921/MB21921 | 300452984 | Existing | RYB |  | CBJ25081 SS 25.08 NTT 3 (F1) | CLOSED | CLOSED | LINK |  | 11 kV | [6 empty] | INDKOM |  |  | SS 21.92 NTT DATA CENTRE F1 | Unknown | Unknown | NO | NONE | DISTRIBUTION | TNB | WP PUTRAJAYA & CYBERJAYA | NO | Unknown |  |  |  | NO | [8 empty] | CBJ21922 | NO | [7 empty] | 3 | Pass | null
378117515 | CBJ21091 |  |  |  | VCBJ/PCE/J21091/MB21091 | 300281052 | Existing | RYB |  | CBJ21343 PE 21.34 PS5 (F1) | CLOSED | CLOSED | LINK |  | 11 kV |  | 20000903 |  |  |  |  | TAMCO |  |  | SS 21.09 KOMPLEKS TELEKOM CBJ 1 F1 | Unknown | Unknown | NO | NONE | DISTRIBUTION | TNB | WP PUTRAJAYA & CYBERJAYA | NO | Unknown |  |  |  | NO | [8 empty] | CBJ21091 | NO | [7 empty] | 3 | Pass | null
378117521 | CBJ21092 |  |  |  | VCBJ/PCE/J21091/MB21091 | 300281052 | Existing | RYB |  | CBJ25082 SS 25.08 NTT 3 (F1) | OPEN | CLOSED | LINK |  | 11 kV |  | 20000903 |  |  |  |  | TAMCO |  |  | SS 21.09 KOMPLEKS TELEKOM CBJ 1 F1 | Unknown | Unknown | NO | NONE | DISTRIBUTION | TNB | WP PUTRAJAYA & CYBERJAYA | NO | Unknown |  |  |  | NO | [8 empty] | CBJ21092 | NO | [7 empty] | 3 | Pass | null
378117526 | CBJ21093 |  |  |  | VCBJ/PCE/J21091/MB21091 | 300281052 | Existing | RYB |  | PENGGUNA F1 | CLOSED | CLOSED | LINK |  | 11 kV |  | 20000903 |  |  |  |  | TAMCO |  |  | SS 21.09 KOMPLEKS TELEKOM CBJ 1 F1 | Unknown | Unknown | NO | NONE | DISTRIBUTION | TNB | WP PUTRAJAYA & CYBERJAYA | NO | Unknown |  |  |  | NO | [8 empty] | CBJ21093 | NO | [7 empty] | 3 | Pass | null
378117541 | CBJ21095 |  |  |  | VCBJ/PCE/J21092/MB21094 | 300281046 | Existing | RYB |  | CBJ25085 SS 25.08 NTT 3 (F2) | OPEN | CLOSED | LINK |  | 11 kV |  | 20000903 |  |  |  |  | INDKOM |  |  | SS 21.09 KOMPLEKS TELEKOM CBJ 1 F2 | Unknown | Unknown | NO | NONE | DISTRIBUTION | TNB | WP PUTRAJAYA & CYBERJAYA | NO | Unknown |  |  |  | NO | [8 empty] | CBJ21095 | NO | [7 empty] | 3 | Pass | null
378117547 | CBJ21096 |  |  |  | VCBJ/PCE/J21092/MB21094 | 300281046 | Existing | RYB |  | PENGGUNA F2 | CLOSED | CLOSED | LINK |  | 11 kV |  | 20000903 |  |  |  |  | INDKOM |  |  | SS 21.09 KOMPLEKS TELEKOM CBJ 1 F2 | Unknown | Unknown | NO | NONE | DISTRIBUTION | TNB | WP PUTRAJAYA & CYBERJAYA | NO | Unknown |  |  |  | NO | [8 empty] | CBJ21096 | NO | [7 empty] | 3 | Pass | null
378117552 | CBJ21094 |  |  |  | VCBJ/PCE/J21092/MB21094 | 300281046 | Existing | RYB |  | CBJ21346 PE 21.34 PS5 (F2) | CLOSED | CLOSED | LINK |  | 11 kV |  | 20000903 |  |  |  |  | INDKOM |  |  | SS 21.09 KOMPLEKS TELEKOM CBJ 1 F2 | Unknown | Unknown | NO | NONE | DISTRIBUTION | TNB | WP PUTRAJAYA & CYBERJAYA | NO | Unknown |  |  |  | NO | [8 empty] | CBJ21094 | NO | [7 empty] | 3 | Pass | null
378117570 | CBJ25161 |  |  |  | VCBJ/PCE/J00107/MB1 | 310426379 | Existing | RYB |  | CBJ25152 PE 25.15 SETIA RIMBA 3 | CLOSED | CLOSED | LINK |  | 11 kV | [6 empty] | INDKOM |  |  | PE25.16 SETIA RIMBA 4 | Unknown | Unknown | NO | NONE | DISTRIBUTION | TNB | WP PUTRAJAYA & CYBERJAYA | NO | Unknown |  |  |  | NO | [8 empty] | CBJ25161 | NO | [7 empty] | 3 | Pass | null
378117575 | CBJ25162 |  |  |  | VCBJ/PCE/J00107/MB1 | 310426379 | Existing | RYB |  | CBJ25231 PE 25.23 SALES GALERY ECOGLADE | CLOSED | CLOSED | LINK |  | 11 kV | [6 empty] | INDKOM |  |  | PE25.16 SETIA RIMBA 4 | Unknown | Unknown | NO | NONE | DISTRIBUTION | TNB | WP PUTRAJAYA & CYBERJAYA | NO | Unknown |  |  |  | NO | [8 empty] | CBJ25162 | NO | [7 empty] | 3 | Pass | null
378117664 | CBJ25151 |  |  |  | VCBJ/PCE/J00106/MB1 | 310426376 | Existing | RYB |  | CBJ25142 PE 25.14 SETIA RIMBA 2 | CLOSED | CLOSED | LINK |  | 11 kV | [6 empty] | INDKOM |  |  | PE25.15 SETIA RIMBA 3 | Unknown | Unknown | NO | NONE | DISTRIBUTION | TNB | WP PUTRAJAYA & CYBERJAYA | NO | Unknown |  |  |  | NO | [8 empty] | CBJ25151 | NO | [7 empty] | 3 | Pass | null
378117669 | CBJ25152 |  |  |  | VCBJ/PCE/J00106/MB1 | 310426376 | Existing | RYB |  | CBJ25161 PE 25.16 SETIA RIMBA 4 | CLOSED | CLOSED | LINK |  | 11 kV | [6 empty] | INDKOM |  |  | PE25.15 SETIA RIMBA 3 | Unknown | Unknown | NO | NONE | DISTRIBUTION | TNB | WP PUTRAJAYA & CYBERJAYA | NO | Unknown |  |  |  | NO | [8 empty] | CBJ25152 | NO | [7 empty] | 3 | Pass | null
378117758 | CBJ25141 |  |  |  | VCBJ/PCE/J00105/MB1 | 310426373 | Existing | RYB |  | CBJ25132 PE 25.13 SETIA RIMBA 1 | CLOSED | CLOSED | LINK |  | 11 kV | [6 empty] | INDKOM |  |  | PE25.14 SETIA RIMBA 2 | Unknown | Unknown | NO | NONE | DISTRIBUTION | TNB | WP PUTRAJAYA & CYBERJAYA | NO | Unknown |  |  |  | NO | [8 empty] | CBJ25141 | NO | [7 empty] | 3 | Pass | null
378117763 | CBJ25142 |  |  |  | VCBJ/PCE/J00105/MB1 | 310426373 | Existing | RYB |  | CBJ25151 PE25.15 SETIA RIMBA 3 | CLOSED | CLOSED | LINK |  | 11 kV | [6 empty] | INDKOM |  |  | PE25.14 SETIA RIMBA 2 | Unknown | Unknown | NO | NONE | DISTRIBUTION | TNB | WP PUTRAJAYA & CYBERJAYA | NO | Unknown |  |  |  | NO | [8 empty] | CBJ25142 | NO | [7 empty] | 3 | Pass | null
378117852 | CBJ25132 |  |  |  | VCBJ/PCE/J00104/MB1 | 310359115 | Existing | RYB |  |  | CLOSED | CLOSED | LINK |  | 11 kV | [6 empty] | INDKOM |  |  | PE 25.13 SETIA RIMBA 1 | Unknown | Unknown | NO | NONE | DISTRIBUTION | TNB | WP PUTRAJAYA & CYBERJAYA | NO | Unknown |  |  |  | NO | [8 empty] | CBJ25132 | NO | [7 empty] | 3 | Pass | null
378117857 | CBJ25131 |  |  |  | VCBJ/PCE/J00104/MB1 | 310359115 | Existing | RYB |  | CBJ23062 PE 23.06 TEMP OSK | CLOSED | CLOSED | LINK |  | 11 kV | [6 empty] | INDKOM |  |  | PE 25.13 SETIA RIMBA 1 | Unknown | Unknown | NO | NONE | DISTRIBUTION | TNB | WP PUTRAJAYA & CYBERJAYA | NO | Unknown |  |  |  | NO | [8 empty] | CBJ25131 | NO | [7 empty] | 3 | Pass | null
378117946 | CBJ23061 |  |  |  | VCBJ/PCE/J23061/MB23061 | 310360674 | Existing | RYB |  | CBJ23053 PE 23.05 TEMP WAWASAN RAJAWALI | CLOSED | CLOSED | LINK |  | 11 kV | [6 empty] | INDKOM |  |  | PE 23.06 TEMP OSK | Unknown | Unknown | NO | NONE | DISTRIBUTION | TNB | WP PUTRAJAYA & CYBERJAYA | NO | Unknown |  |  |  | NO | [8 empty] | CBJ23061 | NO | [7 empty] | 3 | Pass | null
378117951 | CBJ23062 |  |  |  | VCBJ/PCE/J23061/MB23061 | 310360674 | Existing | RYB |  | CBJ25131 PE 25.13 SETIA RIMBA 1 | CLOSED | CLOSED | LINK |  | 11 kV | [6 empty] | INDKOM |  |  | PE 23.06 TEMP OSK | Unknown | Unknown | NO | NONE | DISTRIBUTION | TNB | WP PUTRAJAYA & CYBERJAYA | NO | Unknown |  |  |  | NO | [8 empty] | CBJ23062 | NO | [7 empty] | 3 | Pass | null
378118136 | CBJ23192 |  |  |  | VCBJ/PCE/J23191/MB23191 | 310317883 | Existing | RYB |  | CBJ23202 SS 23.20 AUTOVILLE NO.2 | CLOSED | CLOSED | LINK |  | 11 kV | [6 empty] | INDKOM |  |  | PE 23.19 AUTOVILLE NO1 | Unknown | Unknown | NO | NONE | DISTRIBUTION | TNB | WP PUTRAJAYA & CYBERJAYA | NO | Unknown |  |  |  | NO | [8 empty] | CBJ23192 | NO | [7 empty] | 3 | Pass | null
378118153 | CBJ23191 |  |  |  | VCBJ/PCE/J23191/MB23191 | 310317883 | Existing | RYB |  | CBJ23051 PE 23.05 TEMP WAWASAN RAJAWALI | CLOSED | CLOSED | LINK |  | 11 kV | [6 empty] | INDKOM |  |  | PE 23.19 AUTOVILLE NO1 | Unknown | Unknown | NO | NONE | DISTRIBUTION | TNB | WP PUTRAJAYA & CYBERJAYA | NO | Unknown |  |  |  | NO | [8 empty] | CBJ23191 | NO | [7 empty] | 3 | Pass | null
378118307 | CBJ23202 |  |  |  | VCBJ/PCE/J23201/MB23201 | 310386516 | Existing | RYB |  | PPU CBJ 6: VCB 6 | CLOSED | CLOSED | LINK |  | 11 kV | [6 empty] | INDKOM |  |  | PE 23.20 AUTOVILLE 2 | Unknown | Unknown | NO | NONE | DISTRIBUTION | TNB | WP PUTRAJAYA & CYBERJAYA | NO | Unknown |  |  |  | NO | [8 empty] | CBJ23202 | NO | [7 empty] | 3 | Pass | null
378118324 | CBJ23201 |  |  |  | VCBJ/PCE/J23201/MB23201 | 310386516 | Existing | RYB |  | CBJ23191 SS 23.19 AUTOVILLE NO.1 | CLOSED | CLOSED | LINK |  | 11 kV | [6 empty] | INDKOM |  |  | PE 23.20 AUTOVILLE 2 | Unknown | Unknown | NO | NONE | DISTRIBUTION | TNB | WP PUTRAJAYA & CYBERJAYA | NO | Unknown |  |  |  | NO | [8 empty] | CBJ23201 | NO | [7 empty] | 3 | Pass | null
378118617 | [6 empty] | Existing | RYB |  | LOCAL TX | CLOSED |  | MAIN |  | 11 kV | [6 empty] | EPE |  |  | PPU CYBERJAYA NO 6 | Unknown | Unknown | Unknown | Unknown | DISTRIBUTION | TNB | WP PUTRAJAYA & CYBERJAYA | Unknown |  |  |  |  | Unknown | [17 empty] | 3 | Pass | null
378118622 |  | 15 | 9533425 | 9533513 |  |  | Existing | RYB |  | PE 21.14 | CLOSED | CLOSED | MAIN | 12.000 kV | 11 kV | VACUMM |  | 1998 |  |  |  | EPE |  |  | PPU CYBERJAYA NO 6 | Unknown | Unknown | Unknown | Unknown | DISTRIBUTION | TNB | WP PUTRAJAYA & CYBERJAYA | Unknown |  |  |  |  | Unknown | [17 empty] | 3 | Pass | null
378130170 | PTJ18201 |  |  |  | VPTJ/PCE/J18201/MB18201 | 300281230 | Existing | RYB |  |  | CLOSED | CLOSED | LINK |  | 11 kV |  | 17/08/2006 |  |  |  |  | TAMCO |  |  | PE 18.20 TMN PANCARONA (F1) | Unknown | Unknown | NO | NONE | DISTRIBUTION | TNB | WP PUTRAJAYA & CYBERJAYA | NO | Unknown |  |  |  | NO | [8 empty] | PTJ18201 | NO | [7 empty] | 3 | Pass | null
378130175 | PTJ18203 |  |  |  | VPTJ/PCE/J18201/MB18201 | 300281230 | Existing | RYB |  |  | CLOSED | CLOSED | LINK |  | 11 kV |  | 17/08/2006 |  |  |  |  | TAMCO |  |  | PE 18.20 TMN PANCARONA (F1) | Unknown | Unknown | NO | NONE | DISTRIBUTION | TNB | WP PUTRAJAYA & CYBERJAYA | NO | Unknown |  |  |  | NO | [8 empty] | PTJ18203 | NO | [7 empty] | 3 | Pass | null
378130264 | PTJ18204 |  |  |  | VPTJ/PCE/J18202/MB18204 | 300281231 | Existing | RYB |  |  | CLOSED | CLOSED | LINK |  | 11 kV |  | 17/08/2006 |  |  |  |  | TAMCO |  |  | PE 18.20 TMN PANCARONA (F2) | Unknown | Unknown | NO | NONE | DISTRIBUTION | TNB | WP PUTRAJAYA & CYBERJAYA | NO | Unknown |  |  |  | NO | [8 empty] | PTJ18204 | NO | [7 empty] | 3 | Pass | null
378130269 | PTJ18206 |  |  |  | VPTJ/PCE/J18202/MB18204 | 300281231 | Existing | RYB |  |  | CLOSED | CLOSED | LINK |  | 11 kV |  | 17/08/2006 |  |  |  |  | TAMCO |  |  | PE 18.20 TMN PANCARONA (F2) | Unknown | Unknown | NO | NONE | DISTRIBUTION | TNB | WP PUTRAJAYA & CYBERJAYA | NO | Unknown |  |  |  | NO | [8 empty] | PTJ18206 | NO | [7 empty] | 3 | Pass | null
378130366 | PTJ03011 |  |  |  | VPTJ/PCE/J03011/MB03011 | 300280673 | Existing | RYB |  |  | CLOSED | CLOSED | LINK |  | 11 kV |  | 22/08/2003 |  |  |  |  | MERLIN GERIN |  |  | PE 3.01 3M5 S/LIGHTING | Unknown | Unknown | NO | NONE | DISTRIBUTION | TNB | WP PUTRAJAYA & CYBERJAYA | NO | Unknown |  |  |  | NO | [8 empty] | PTJ03011 | NO | [7 empty] | 3 | Pass | null
378130371 | PTJ03013 |  |  |  | VPTJ/PCE/J03011/MB03011 | 300280673 | Existing | RYB |  |  | CLOSED | CLOSED | LINK |  | 11 kV |  | 22/08/2003 |  |  |  |  | MERLIN GERIN |  |  | PE 3.01 3M5 S/LIGHTING | Unknown | Unknown | NO | NONE | DISTRIBUTION | TNB | WP PUTRAJAYA & CYBERJAYA | NO | Unknown |  |  |  | NO | [8 empty] | PTJ03013 | NO | [7 empty] | 3 | Pass | null
378130420 | PTJ04064 |  |  |  | VPTJ/PCE/J04062/MB04064 | 300280676 | Existing | RYB |  |  | CLOSED | CLOSED | LINK |  | 11 kV |  | 22/08/2003 |  |  |  |  | MERLIN GERIN |  |  | PE 4.06 PADAT S/L (F2) | Unknown | Unknown | NO | NONE | DISTRIBUTION | TNB | WP PUTRAJAYA & CYBERJAYA | NO | Unknown |  |  |  | NO | [8 empty] | PTJ04064 | NO | [7 empty] | 3 | Pass | null
378130425 | PTJ04066 |  |  |  | VPTJ/PCE/J04062/MB04064 | 300280676 | Existing | RYB |  |  | CLOSED | CLOSED | LINK |  | 11 kV |  | 22/08/2003 |  |  |  |  | MERLIN GERIN |  |  | PE 4.06 PADAT S/L (F2) | Unknown | Unknown | NO | NONE | DISTRIBUTION | TNB | WP PUTRAJAYA & CYBERJAYA | NO | Unknown |  |  |  | NO | [8 empty] | PTJ04066 | NO | [7 empty] | 3 | Pass | null
378130526 | PTJ04061 |  |  |  | VPTJ/PCE/J04061/MB04061 | 300280675 | Existing | RYB |  |  | CLOSED | CLOSED | LINK |  | 11 kV |  | 22/08/2003 |  |  |  |  | MERLIN GERIN |  |  | PE 4.06 S/LIGHTING (F1) | Unknown | Unknown | NO | NONE | DISTRIBUTION | TNB | WP PUTRAJAYA & CYBERJAYA | NO | Unknown |  |  |  | NO | [8 empty] | PTJ04061 | NO | [7 empty] | 3 | Pass | null
378130531 | PTJ04063 |  |  |  | VPTJ/PCE/J04061/MB04061 | 300280675 | Existing | RYB |  |  | CLOSED | CLOSED | LINK |  | 11 kV |  | 22/08/2003 |  |  |  |  | MERLIN GERIN |  |  | PE 4.06 S/LIGHTING (F1) | Unknown | Unknown | NO | NONE | DISTRIBUTION | TNB | WP PUTRAJAYA & CYBERJAYA | NO | Unknown |  |  |  | NO | [8 empty] | PTJ04063 | NO | [7 empty] | 3 | Pass | null
378130674 | PTJ04101 |  |  |  | VPTJ/PCE/J04101/MB04101 | 300280680 | Existing | RYB |  |  | CLOSED | CLOSED | LINK |  | 11 kV |  | 22/08/2003 |  |  |  |  | INDKOM |  |  | PE 4.10 S/LIGHTING | Unknown | Unknown | NO | NONE | DISTRIBUTION | TNB | WP PUTRAJAYA & CYBERJAYA | NO | Unknown |  |  |  | NO | [8 empty] | PTJ04101 | NO | [7 empty] | 3 | Pass | null
378130679 | PTJ04102 |  |  |  | VPTJ/PCE/J04101/MB04101 | 300280680 | Existing | RYB |  |  | CLOSED | CLOSED | LINK |  | 11 kV |  | 22/08/2003 |  |  |  |  | INDKOM |  |  | PE 4.10 S/LIGHTING | Unknown | Unknown | NO | NONE | DISTRIBUTION | TNB | WP PUTRAJAYA & CYBERJAYA | NO | Unknown |  |  |  | NO | [8 empty] | PTJ04102 | NO | [7 empty] | 3 | Pass | null
378130703 | PTJ17021 |  |  |  | VPTJ/PCE/J17021/MB17021 | 300281202 | Existing | RYB |  |  | CLOSED | CLOSED | LINK |  | 11 kV |  | 18/01/2005 |  |  |  |  | INDKOM |  |  | PE 17.02 R8B | Unknown | Unknown | NO | NONE | DISTRIBUTION | TNB | WP PUTRAJAYA & CYBERJAYA | NO | Unknown |  |  |  | NO | [8 empty] | PTJ17021 | NO | [7 empty] | 3 | Pass | null
378130708 | PTJ17022 |  |  |  | VPTJ/PCE/J17021/MB17021 | 300281202 | Existing | RYB |  |  | CLOSED | CLOSED | LINK |  | 11 kV |  | 18/01/2005 |  |  |  |  | INDKOM |  |  | PE 17.02 R8B | Unknown | Unknown | NO | NONE | DISTRIBUTION | TNB | WP PUTRAJAYA & CYBERJAYA | NO | Unknown |  |  |  | NO | [8 empty] | PTJ17022 | NO | [7 empty] | 3 | Pass | null
378130809 | PTJ19011 |  |  |  | VPTJ/PCE/J19011/MB19011 | 300281248 | Existing | RYB |  |  | CLOSED | CLOSED | LINK |  | 11 kV |  | 18/01/2005 |  |  |  |  | INDKOM |  |  | PE 19.01 R8C | Unknown | Unknown | NO | NONE | DISTRIBUTION | TNB | WP PUTRAJAYA & CYBERJAYA | NO | Unknown |  |  |  | NO | [8 empty] | PTJ19011 | NO | [7 empty] | 3 | Pass | null
378130814 | PTJ19012 |  |  |  | VPTJ/PCE/J19011/MB19011 | 300281248 | Existing | RYB |  |  | CLOSED | CLOSED | LINK |  | 11 kV |  | 18/01/2005 |  |  |  |  | INDKOM |  |  | PE 19.01 R8C | Unknown | Unknown | NO | NONE | DISTRIBUTION | TNB | WP PUTRAJAYA & CYBERJAYA | NO | Unknown |  |  |  | NO | [8 empty] | PTJ19012 | NO | [7 empty] | 3 | Pass | null
378130853 | PTJ19021 |  |  |  | VPTJ/PCE/J19021/MB19021 | 300281249 | Existing | RYB |  |  | CLOSED | CLOSED | LINK |  | 11 kV |  | 28/08/2007 |  |  |  |  | MERLIN GERIN |  |  | PE 19.02 JLB 3 | Unknown | Unknown | NO | NONE | DISTRIBUTION | TNB | WP PUTRAJAYA & CYBERJAYA | NO | Unknown |  |  |  | NO | [8 empty] | PTJ19021 | NO | [7 empty] | 3 | Pass | null
378130858 | PTJ19023 |  |  |  | VPTJ/PCE/J19021/MB19021 | 300281249 | Existing | RYB |  |  | CLOSED | CLOSED | LINK |  | 11 kV |  | 28/08/2007 |  |  |  |  | MERLIN GERIN |  |  | PE 19.02 JLB 3 | Unknown | Unknown | NO | NONE | DISTRIBUTION | TNB | WP PUTRAJAYA & CYBERJAYA | NO | Unknown |  |  |  | NO | [8 empty] | PTJ19023 | NO | [7 empty] | 3 | Pass | null
378130984 | PTJ18031 |  |  |  | VPTJ/PCE/J18031/MB18031 | 300281209 | Existing | RYB |  |  | CLOSED | CLOSED | LINK |  | 11 kV |  | 20041201 |  |  |  |  | INDKOM |  |  | PE 18.03 PS 12 | Unknown | Unknown | NO | NONE | DISTRIBUTION | TNB | WP PUTRAJAYA & CYBERJAYA | NO | Unknown |  |  |  | NO | [8 empty] | PTJ18031 | NO | [7 empty] | 3 | Pass | null
378130989 | PTJ18032 |  |  |  | VPTJ/PCE/J18031/MB18031 | 300281209 | Existing | RYB |  |  | CLOSED | CLOSED | LINK |  | 11 kV |  | 20041201 |  |  |  |  | INDKOM |  |  | PE 18.03 PS 12 | Unknown | Unknown | NO | NONE | DISTRIBUTION | TNB | WP PUTRAJAYA & CYBERJAYA | NO | Unknown |  |  |  | NO | [8 empty] | PTJ18032 | NO | [7 empty] | 3 | Pass | null
378131154 | PTJ18211 |  |  |  | VPTJ/PCE/J18211/MB18211 | 300281232 | Existing | RYB |  |  | CLOSED | CLOSED | LINK |  | 11 kV |  | 20070103 |  |  |  |  | TAMCO |  |  | PE 18.21 BLOK A 18R13 (F1) | Unknown | Unknown | NO | NONE | DISTRIBUTION | TNB | WP PUTRAJAYA & CYBERJAYA | NO | Unknown |  |  |  | NO | [8 empty] | PTJ18211 | NO | [7 empty] | 3 | Pass | null
378131159 | PTJ18213 |  |  |  | VPTJ/PCE/J18211/MB18211 | 300281232 | Existing | RYB |  |  | CLOSED | CLOSED | LINK |  | 11 kV |  | 20070103 |  |  |  |  | TAMCO |  |  | PE 18.21 BLOK A 18R13 (F1) | Unknown | Unknown | NO | NONE | DISTRIBUTION | TNB | WP PUTRAJAYA & CYBERJAYA | NO | Unknown |  |  |  | NO | [8 empty] | PTJ18213 | NO | [7 empty] | 3 | Pass | null
378131248 | PTJ18214 |  |  |  | VPTJ/PCE/J18212/MB18214 | 300281233 | Existing | RYB |  |  | CLOSED | CLOSED | LINK |  | 11 kV |  | 20070103 |  |  |  |  | TAMCO |  |  | PE 18.21 BLOK A 18R13 (F2) | Unknown | Unknown | NO | NONE | DISTRIBUTION | TNB | WP PUTRAJAYA & CYBERJAYA | NO | Unknown |  |  |  | NO | [8 empty] | PTJ18214 | NO | [7 empty] | 3 | Pass | null
378131253 | PTJ18216 |  |  |  | VPTJ/PCE/J18212/MB18214 | 300281233 | Existing | RYB |  |  | CLOSED | CLOSED | LINK |  | 11 kV |  | 20070103 |  |  |  |  | TAMCO |  |  | PE 18.21 BLOK A 18R13 (F2) | Unknown | Unknown | NO | NONE | DISTRIBUTION | TNB | WP PUTRAJAYA & CYBERJAYA | NO | Unknown |  |  |  | NO | [8 empty] | PTJ18216 | NO | [7 empty] | 3 | Pass | null
378131359 | PTJ02251 |  |  |  | VPTJ/PCE/J02251/MB02251 | 300485089 | Existing | RYB |  |  | CLOSED | CLOSED | LINK |  | 11 kV |  | 30/06/2014 |  |  |  |  | INDKOM |  |  | PE 2.25 C/S FORMULA E 1 | Unknown | Unknown | NO | NONE | DISTRIBUTION | TNB | WP PUTRAJAYA & CYBERJAYA | NO | Unknown |  |  |  | NO | [8 empty] | PTJ02251 | NO | [7 empty] | 3 | Pass | null
378131364 | PTJ02252 |  |  |  | VPTJ/PCE/J02251/MB02251 | 300485089 | Existing | RYB |  |  | OPEN | CLOSED | LINK |  | 11 kV |  | 30/06/2014 |  |  |  |  | INDKOM |  |  | PE 2.25 C/S FORMULA E 1 | Unknown | Unknown | NO | NONE | DISTRIBUTION | TNB | WP PUTRAJAYA & CYBERJAYA | NO | Unknown |  |  |  | NO | [8 empty] | PTJ02252 | NO | [7 empty] | 3 | Pass | null
378131463 | PTJ02271 |  |  |  | VPTJ/PCE/J02271/MB02271 | 300485247 | Existing | RYB |  |  | CLOSED | CLOSED | LINK |  | 11 kV | [6 empty] | INDKOM |  |  | PE 2.27 C/S FORMULA E 3 | Unknown | Unknown | NO | NONE | DISTRIBUTION | TNB | WP PUTRAJAYA & CYBERJAYA | NO | Unknown |  |  |  | NO | [8 empty] | PTJ02271 | NO | [7 empty] | 3 | Pass | null
378131468 | PTJ02272 |  |  |  | VPTJ/PCE/J02271/MB02271 | 300485247 | Existing | RYB |  |  | OPEN | CLOSED | LINK |  | 11 kV | [6 empty] | INDKOM |  |  | PE 2.27 C/S FORMULA E 3 | Unknown | Unknown | NO | NONE | DISTRIBUTION | TNB | WP PUTRAJAYA & CYBERJAYA | NO | Unknown |  |  |  | NO | [8 empty] | PTJ02272 | NO | [7 empty] | 3 | Pass | null
378155487 | CBJ22715 |  |  |  | VCBJ/PCE/J22712/MB22714 | 300450896 | Existing | RYB |  |  | CLOSED | CLOSED | LINK |  | 11 kV |  | 18/09/2011 | [7 empty] | PE 22.71 CBD PERDANA 2B F2 | Unknown | Unknown | NO | NONE | DISTRIBUTION | TNB | WP PUTRAJAYA & CYBERJAYA | NO | Unknown |  |  |  | NO | [8 empty] | CBJ22715 | NO | [7 empty] | 3 | Pass | null
378155504 | CBJ22716 |  |  |  | VCBJ/PCE/J22712/MB22714 | 300450896 | Existing | RYB |  |  | CLOSED | CLOSED | LINK |  | 11 kV |  | 18/09/2011 | [7 empty] | PE 22.71 CBD PERDANA 2B F2 | Unknown | Unknown | NO | NONE | DISTRIBUTION | TNB | WP PUTRAJAYA & CYBERJAYA | NO | Unknown |  |  |  | NO | [8 empty] | CBJ22716 | NO | [7 empty] | 3 | Pass | null
378155663 | CBJ22825 |  |  |  | VCBJ/PCE/J22822/MB22824 | 300450891 | Existing | RYB |  |  | CLOSED | CLOSED | LINK |  | 11 kV |  | 16/02/2012 | [7 empty] | PE 22.82 CBD PERDANA 2C F2 | Unknown | Unknown | NO | NONE | DISTRIBUTION | TNB | WP PUTRAJAYA & CYBERJAYA | NO | Unknown |  |  |  | NO | [8 empty] | CBJ22825 | NO | [7 empty] | 3 | Pass | null
378155668 | CBJ22824 |  |  |  | VCBJ/PCE/J22822/MB22824 | 300450891 | Existing | RYB |  |  | CLOSED | CLOSED | LINK |  | 11 kV |  | 16/02/2012 | [7 empty] | PE 22.82 CBD PERDANA 2C F2 | Unknown | Unknown | NO | NONE | DISTRIBUTION | TNB | WP PUTRAJAYA & CYBERJAYA | NO | Unknown |  |  |  | NO | [8 empty] | CBJ22824 | NO | [7 empty] | 3 | Pass | null
378155757 | CBJ22822 |  |  |  | VCBJ/PCE/J22821/MB22821 | 300450875 | Existing | RYB |  |  | CLOSED | CLOSED | LINK |  | 11 kV |  | 16/02/2012 | [7 empty] | PE 22.82 CBD PERDANA 2C F1 | Unknown | Unknown | NO | NONE | DISTRIBUTION | TNB | WP PUTRAJAYA & CYBERJAYA | NO | Unknown |  |  |  | NO | [8 empty] | CBJ22822 | NO | [7 empty] | 3 | Pass | null
378155762 | CBJ22821 |  |  |  | VCBJ/PCE/J22821/MB22821 | 300450875 | Existing | RYB |  |  | CLOSED | CLOSED | LINK |  | 11 kV |  | 16/02/2012 | [7 empty] | PE 22.82 CBD PERDANA 2C F1 | Unknown | Unknown | NO | NONE | DISTRIBUTION | TNB | WP PUTRAJAYA & CYBERJAYA | NO | Unknown |  |  |  | NO | [8 empty] | CBJ22821 | NO | [7 empty] | 3 | Pass | null
378155860 | CBJ22832 |  |  |  | VCBJ/PCE/J22831/MB22831 | 300454999 | Existing | RYB |  |  | CLOSED | CLOSED | LINK |  | 11 kV | [6 empty] | INDKOM |  |  | PE 22.83 CBD PERDANA 2D F1 | Unknown | Unknown | NO | NONE | DISTRIBUTION | TNB | WP PUTRAJAYA & CYBERJAYA | NO | Unknown |  |  |  | NO | [8 empty] | CBJ22832 | NO | [7 empty] | 3 | Pass | null
378155865 | CBJ22831 |  |  |  | VCBJ/PCE/J22831/MB22831 | 300454999 | Existing | RYB |  |  | CLOSED | CLOSED | LINK |  | 11 kV | [6 empty] | INDKOM |  |  | PE 22.83 CBD PERDANA 2D F1 | Unknown | Unknown | NO | NONE | DISTRIBUTION | TNB | WP PUTRAJAYA & CYBERJAYA | NO | Unknown |  |  |  | NO | [8 empty] | CBJ22831 | NO | [7 empty] | 3 | Pass | null
378155954 | CBJ22835 |  |  |  | VCBJ/PCE/J22832/MB22834 | 300455001 | Existing | RYB |  |  | CLOSED | CLOSED | LINK |  | 11 kV | [6 empty] | INDKOM |  |  | PE 22.83 CBD PERDANA 2D F2 | Unknown | Unknown | NO | NONE | DISTRIBUTION | TNB | WP PUTRAJAYA & CYBERJAYA | NO | Unknown |  |  |  | NO | [8 empty] | CBJ22835 | NO | [7 empty] | 3 | Pass | null
378155959 | CBJ22824 |  |  |  | VCBJ/PCE/J22832/MB22834 | 300455001 | Existing | RYB |  |  | OPEN | CLOSED | LINK |  | 11 kV | [6 empty] | INDKOM |  |  | PE 22.83 CBD PERDANA 2D F2 | Unknown | Unknown | NO | NONE | DISTRIBUTION | TNB | WP PUTRAJAYA & CYBERJAYA | NO | Unknown |  |  |  | NO | [8 empty] | CBJ22824 | NO | [7 empty] | 3 | Pass | null
378156353 | CBJ21582 |  |  |  | VCBJ/PCE/J21581/MB21581 | 300280640 | Existing | RYB |  |  | CLOSED | CLOSED | LINK |  | 11 kV |  | 24/10/2007 |  |  |  |  | TAMCO |  |  | SS 21.58 QB5 F1 | Unknown | Unknown | NO | NONE | DISTRIBUTION | TNB | WP PUTRAJAYA & CYBERJAYA | NO | Unknown |  |  |  | NO | [8 empty] | CBJ21582 | NO | [7 empty] | 3 | Pass | null
378156359 | CBJ21583 |  |  |  | VCBJ/PCE/J21581/MB21581 | 300280640 | Existing | RYB |  |  | CLOSED | CLOSED | LINK |  | 11 kV |  | 24/10/2007 |  |  |  |  | TAMCO |  |  | SS 21.58 QB5 F1 | Unknown | Unknown | NO | NONE | DISTRIBUTION | TNB | WP PUTRAJAYA & CYBERJAYA | NO | Unknown |  |  |  | NO | [8 empty] | CBJ21583 | NO | [7 empty] | 3 | Pass | null
378156364 | CBJ21581 |  |  |  | VCBJ/PCE/J21581/MB21581 | 300280640 | Existing | RYB |  |  | CLOSED | CLOSED | LINK |  | 11 kV |  | 24/10/2007 |  |  |  |  | TAMCO |  |  | SS 21.58 QB5 F1 | Unknown | Unknown | NO | NONE | DISTRIBUTION | TNB | WP PUTRAJAYA & CYBERJAYA | NO | Unknown |  |  |  | NO | [8 empty] | CBJ21581 | NO | [7 empty] | 3 | Pass | null
378156379 | CBJ21584 |  |  |  | VCBJ/PCE/J21582/MB21584 | 300280638 | Existing | RYB |  |  | CLOSED | CLOSED | LINK |  | 11 kV |  | 24/10/2007 |  |  |  |  | TAMCO |  |  | SS 21.58 QB5 F2 | Unknown | Unknown | NO | NONE | DISTRIBUTION | TNB | WP PUTRAJAYA & CYBERJAYA | NO | Unknown |  |  |  | NO | [8 empty] | CBJ21584 | NO | [7 empty] | 3 | Pass | null
378156385 | CBJ21586 |  |  |  | VCBJ/PCE/J21582/MB21584 | 300280638 | Existing | RYB |  |  | CLOSED | CLOSED | LINK |  | 11 kV |  | 24/10/2007 |  |  |  |  | TAMCO |  |  | SS 21.58 QB5 F2 | Unknown | Unknown | NO | NONE | DISTRIBUTION | TNB | WP PUTRAJAYA & CYBERJAYA | NO | Unknown |  |  |  | NO | [8 empty] | CBJ21586 | NO | [7 empty] | 3 | Pass | null
378156390 | CBJ21585 |  |  |  | VCBJ/PCE/J21582/MB21584 | 300280638 | Existing | RYB |  |  | CLOSED | CLOSED | LINK |  | 11 kV |  | 24/10/2007 |  |  |  |  | TAMCO |  |  | SS 21.58 QB5 F2 | Unknown | Unknown | NO | NONE | DISTRIBUTION | TNB | WP PUTRAJAYA & CYBERJAYA | NO | Unknown |  |  |  | NO | [8 empty] | CBJ21585 | NO | [7 empty] | 3 | Pass | null
378156480 | CBJ21653 |  |  |  | VCBJ/PCE/J21651/MB21651 | 300280620 | Existing | RYB |  |  | OPEN | CLOSED | LINK |  | 11 kV |  | 24/09/2008 |  |  |  |  | TAMCO |  |  | PE 21.65 EMERIO F1 | Unknown | Unknown | NO | NONE | DISTRIBUTION | TNB | WP PUTRAJAYA & CYBERJAYA | NO | Unknown |  |  |  | NO | [8 empty] | CBJ21653 | NO | [7 empty] | 3 | Pass | null
378156485 | CBJ21651 |  |  |  | VCBJ/PCE/J21651/MB21651 | 300280620 | Existing | RYB |  | CBJ21722 SS 21.72 JOYFUL F1 | CLOSED | CLOSED | LINK |  | 11 kV |  | 24/09/2008 |  |  |  |  | TAMCO |  |  | PE 21.65 EMERIO F1 | Unknown | Unknown | NO | NONE | DISTRIBUTION | TNB | WP PUTRAJAYA & CYBERJAYA | NO | Unknown |  |  |  | NO | [8 empty] | CBJ21651 | NO | [7 empty] | 3 | Pass | null
378156574 | CBJ21654 |  |  |  | VCBJ/PCE/J21652/MB21654 | 300280618 | Existing | RYB |  | CBJ21725 SS 21.72 JOYFUL F2 | CLOSED | CLOSED | LINK |  | 11 kV |  | 24/09/2008 |  |  |  |  | TAMCO |  |  | PE 21.65 EMERIO F2 | Unknown | Unknown | NO | NONE | DISTRIBUTION | TNB | WP PUTRAJAYA & CYBERJAYA | NO | Unknown |  |  |  | NO | [8 empty] | CBJ21654 | NO | [7 empty] | 3 | Pass | null
378156579 | CBJ21656 |  |  |  | VCBJ/PCE/J21652/MB21654 | 300280618 | Existing | RYB |  |  | CLOSED | CLOSED | LINK |  | 11 kV |  | 24/09/2008 |  |  |  |  | TAMCO |  |  | PE 21.65 EMERIO F2 | Unknown | Unknown | NO | NONE | DISTRIBUTION | TNB | WP PUTRAJAYA & CYBERJAYA | NO | Unknown |  |  |  | NO | [8 empty] | CBJ21656 | NO | [7 empty] | 3 | Pass | null
378186040 | CBJ25103 |  |  |  | VCBJ/PCE/J25101/MB25102 | 300520622 | Existing | RYB |  | PENGGUNA F1 | CLOSED | CLOSED | LINK |  | 11 kV |  | 20140410 | [7 empty] | SS 25.10 CBD3 C2 F1 | Unknown | Unknown | NO | NONE | DISTRIBUTION | TNB | WP PUTRAJAYA & CYBERJAYA | NO | Unknown |  |  |  | NO | [8 empty] | CBJ25103 | NO | [7 empty] | 3 | Pass | null
378186046 | CBJ25101 |  |  |  | VCBJ/PCE/J25101/MB25102 | 300520622 | Existing | RYB |  | CBJ24232 SS 24.23 STAR CENTRAL | OPEN | CLOSED | LINK |  | 11 kV |  | 20140410 | [7 empty] | SS 25.10 CBD3 C2 F1 | Unknown | Unknown | NO | NONE | DISTRIBUTION | TNB | WP PUTRAJAYA & CYBERJAYA | NO | Unknown |  |  |  | NO | [8 empty] | CBJ25101 | NO | [7 empty] | 3 | Pass | null
378186051 | CBJ25102 |  |  |  | VCBJ/PCE/J25101/MB25102 | 300520622 | Existing | RYB |  | CBJ 25091 SS 25.09 CDB 3 NO 1 | CLOSED | CLOSED | LINK |  | 11 kV |  | 20140410 | [7 empty] | SS 25.10 CBD3 C2 F1 | Unknown | Unknown | NO | NONE | DISTRIBUTION | TNB | WP PUTRAJAYA & CYBERJAYA | NO | Unknown |  |  |  | NO | [8 empty] | CBJ25102 | NO | [7 empty] | 3 | Pass | null
378186066 | CBJ25105 |  |  |  | VCBJ/PCE/J25101/MB25104 | 300520623 | Existing | RYB |  | CBJ 25094 SS 25.09 CDB 3 NO 1 F2 | CLOSED | CLOSED | LINK |  | 11 kV |  | 20140410 |  |  |  |  | TOSHIBA |  |  | SS 25.10 CBD3 C2 F2 | Unknown | Unknown | NO | NONE | DISTRIBUTION | TNB | WP PUTRAJAYA & CYBERJAYA | NO | Unknown |  |  |  | NO | [8 empty] | CBJ25105 | NO | [7 empty] | 3 | Pass | null
378186072 | CBJ25106 |  |  |  | VCBJ/PCE/J25101/MB25104 | 300520623 | Existing | RYB |  | PENGGUNA F2 | CLOSED | CLOSED | LINK |  | 11 kV |  | 20140410 |  |  |  |  | TOSHIBA |  |  | SS 25.10 CBD3 C2 F2 | Unknown | Unknown | NO | NONE | DISTRIBUTION | TNB | WP PUTRAJAYA & CYBERJAYA | NO | Unknown |  |  |  | NO | [8 empty] | CBJ25106 | NO | [7 empty] | 3 | Pass | null
378186077 | CBJ25104 |  |  |  | VCBJ/PCE/J25101/MB25104 | 300520623 | Existing | RYB |  | CBJ24235 SS 24.23 STAR CENTRAL | OPEN | CLOSED | LINK |  | 11 kV |  | 20140410 |  |  |  |  | TOSHIBA |  |  | SS 25.10 CBD3 C2 F2 | Unknown | Unknown | NO | NONE | DISTRIBUTION | TNB | WP PUTRAJAYA & CYBERJAYA | NO | Unknown |  |  |  | NO | [8 empty] | CBJ25104 | NO | [7 empty] | 3 | Pass | null
378186249 | CBJ22045 |  |  |  | VCBJ/PCE/J22042/MB22044 | 300280597 | Existing | RYB |  | PPU CBJ 6: VCB 1 | CLOSED | CLOSED | LINK |  | 11 kV |  | 29/09/1999 |  |  |  |  | INDKOM |  |  | SS 22.04 DCS F2 | Unknown | Unknown | NO | NONE | DISTRIBUTION | TNB | WP PUTRAJAYA & CYBERJAYA | NO | Unknown |  |  |  | NO | [8 empty] | CBJ22045 | NO | [7 empty] | 3 | Pass | null
378186253 | CBJ22046 |  |  |  | VCBJ/PCE/J22042/MB22044 | 300280597 | Existing | RYB |  | CBJ220410 SS 22.04 DCS (F2) | OPEN | CLOSED | LINK |  | 11 kV |  | 29/09/1999 |  |  |  |  | INDKOM |  |  | SS 22.04 DCS F2 | Unknown | Unknown | NO | NONE | DISTRIBUTION | TNB | WP PUTRAJAYA & CYBERJAYA | NO | Unknown |  |  |  | NO | [8 empty] | CBJ22046 | NO | [7 empty] | 3 | Pass | null
378186270 | CBJ22047 |  |  |  | VCBJ/PCE/J22042/MB22044 | 300280597 | Existing | RYB |  | PENGGUNA HT | CLOSED | CLOSED | LINK |  | 11 kV |  | 29/09/1999 |  |  |  |  | INDKOM |  |  | SS 22.04 DCS F2 | Unknown | Unknown | NO | NONE | DISTRIBUTION | TNB | WP PUTRAJAYA & CYBERJAYA | NO | Unknown |  |  |  | NO | [8 empty] | CBJ22047 | NO | [7 empty] | 3 | Pass | null
378186287 | CBJ22042 |  |  |  | VCBJ/PCE/J22041/MB22041 | 300280603 | Existing | RYB |  | PPU CBJ 6: VCB 2 | CLOSED | CLOSED | LINK |  | 11 kV |  | 29/09/1999 |  |  |  |  | INDKOM |  |  | SS 22.04 DCS F1 | Unknown | Unknown | NO | NONE | DISTRIBUTION | TNB | WP PUTRAJAYA & CYBERJAYA | NO | Unknown |  |  |  | NO | [8 empty] | CBJ22042 | NO | [7 empty] | 3 | Pass | null
378186293 | CBJ22043 |  |  |  | VCBJ/PCE/J22041/MB22041 | 300280603 | Existing | RYB |  | PENGGUNA HT | CLOSED | CLOSED | LINK |  | 11 kV |  | 29/09/1999 |  |  |  |  | INDKOM |  |  | SS 22.04 DCS F1 | Unknown | Unknown | NO | NONE | DISTRIBUTION | TNB | WP PUTRAJAYA & CYBERJAYA | NO | Unknown |  |  |  | NO | [8 empty] | CBJ22043 | NO | [7 empty] | 3 | Pass | null
378186298 | CBJ22041 |  |  |  | VCBJ/PCE/J22041/MB22041 | 300280603 | Existing | RYB |  | CBJ22044 SS 22.04 DCS (F2) | OPEN | CLOSED | LINK |  | 11 kV |  | 29/09/1999 |  |  |  |  | INDKOM |  |  | SS 22.04 DCS F1 | Unknown | Unknown | NO | NONE | DISTRIBUTION | TNB | WP PUTRAJAYA & CYBERJAYA | NO | Unknown |  |  |  | NO | [8 empty] | CBJ22041 | NO | [7 empty] | 3 | Pass | null
378186303 | CBJ22044 |  |  |  | VCBJ/PCE/J22042/MB22044 | 300280597 | Existing | RYB |  | CBJ22041 SS 22.04 DCS (F1) | CLOSED |  | LINK |  | 11 kV |  | 29/09/1999 |  |  |  |  | INDKOM |  |  | SS 22.04 DCS F2 | Unknown | Unknown | Unknown | Unknown | DISTRIBUTION | TNB | WP PUTRAJAYA & CYBERJAYA | Unknown |  |  |  |  | Unknown | [8 empty] | CBJ22044 | [8 empty] | 3 | Pass | null
378186307 | CBJ22049 |  |  |  | VCBJ/PCE/J22042/MB22044 | 300280600 | Existing | RYB |  | PENGGUNA HT | CLOSED | CLOSED | LINK |  | 11 kV |  | 29/09/1999 |  |  |  |  | INDKOM |  |  | SS 22.04 DCS F2 | Unknown | Unknown | NO | NONE | DISTRIBUTION | TNB | WP PUTRAJAYA & CYBERJAYA | Unknown |  |  |  |  | NO | [8 empty] | CBJ22049 | NO | [7 empty] | 3 | Pass | null
378186319 | CBJ220410 |  |  |  | VCBJ/PCE/J22042/MB22044 | 300280600 | Existing | RYB |  | CBJ22046 SS 22.04 DCS (F2) | CLOSED | CLOSED | LINK |  | 11 kV |  | 29/09/1999 |  |  |  |  | INDKOM |  |  | SS 22.04 DCS F2 | Unknown | Unknown | NO | NONE | DISTRIBUTION | TNB | WP PUTRAJAYA & CYBERJAYA | Unknown |  |  |  |  | NO | [8 empty] | CBJ220410 | NO | [7 empty] | 3 | Pass | null
378186328 | CBJ22048 |  |  |  | VCBJ/PCE/J22042/MB22044 | 300280600 | Existing | RYB |  | CBJ21603 PE 21.60 PADAT PPN CJ7 | CLOSED | CLOSED | LINK |  | 11 kV |  | 29/09/1999 |  |  |  |  | INDKOM |  |  | SS 22.04 DCS F2 | Unknown | Unknown | NO | NONE | DISTRIBUTION | TNB | WP PUTRAJAYA & CYBERJAYA | Unknown |  |  |  |  | NO | [8 empty] | CBJ22048 | NO | [7 empty] | 3 | Pass | null
378186358 | CBJ21273 |  |  |  | VCBJ/PCE/J21271/MB21271 | 300281012 | Existing | RYB |  | PENGGUNA F1 | CLOSED | CLOSED | LINK |  | 11 kV |  | 26/11/2001 |  |  |  |  | INDKOM |  |  | SS 21.27 LOT 12067 MAYBANK F1 | Unknown | Unknown | NO | NONE | DISTRIBUTION | TNB | WP PUTRAJAYA & CYBERJAYA | NO | Unknown |  |  |  | NO | [8 empty] | CBJ21273 | NO | [7 empty] | 3 | Pass | null
378186364 | CBJ21272 |  |  |  | VCBJ/PCE/J21271/MB21271 | 300281012 | Existing | RYB |  | CBJ21632 SS 21.63 (F1) | CLOSED | CLOSED | LINK |  | 11 kV |  | 26/11/2001 |  |  |  |  | INDKOM |  |  | SS 21.27 LOT 12067 MAYBANK F1 | Unknown | Unknown | NO | NONE | DISTRIBUTION | TNB | WP PUTRAJAYA & CYBERJAYA | NO | Unknown |  |  |  | NO | [8 empty] | CBJ21272 | NO | [7 empty] | 3 | Pass | null
378186369 | CBJ21271 |  |  |  | VCBJ/PCE/J21271/MB21271 | 300281012 | Existing | RYB |  | PPU CBJ 6: VCB 7 | CLOSED | CLOSED | LINK |  | 11 kV |  | 26/11/2001 |  |  |  |  | INDKOM |  |  | SS 21.27 LOT 12067 MAYBANK F1 | Unknown | Unknown | NO | NONE | DISTRIBUTION | TNB | WP PUTRAJAYA & CYBERJAYA | NO | Unknown |  |  |  | NO | [8 empty] | CBJ21271 | NO | [7 empty] | 3 | Pass | null
378186384 | CBJ21276 |  |  |  | VCBJ/PCE/J21272/MB21274 | 300281011 | Existing | RYB |  | PENGGUNA F2 | CLOSED | CLOSED | LINK |  | 11 kV |  | 26/11/2001 |  |  |  |  | INDKOM |  |  | SS 21.27 LOT 12067 MAYBANK F2 | Unknown | Unknown | NO | NONE | DISTRIBUTION | TNB | WP PUTRAJAYA & CYBERJAYA | NO | Unknown |  |  |  | NO | [8 empty] | CBJ21276 | NO | [7 empty] | 3 | Pass | null
378186390 | CBJ21275 |  |  |  | VCBJ/PCE/J21272/MB21274 | 300281011 | Existing | RYB |  | CBJ21635 SS 21.63 (F2) | CLOSED | CLOSED | LINK |  | 11 kV |  | 26/11/2001 |  |  |  |  | INDKOM |  |  | SS 21.27 LOT 12067 MAYBANK F2 | Unknown | Unknown | NO | NONE | DISTRIBUTION | TNB | WP PUTRAJAYA & CYBERJAYA | NO | Unknown |  |  |  | NO | [8 empty] | CBJ21275 | NO | [7 empty] | 3 | Pass | null
378186395 | CBJ21274 |  |  |  | VCBJ/PCE/J21272/MB21274 | 300281011 | Existing | RYB |  | PPU CBJ 6: VCB 8 | CLOSED | CLOSED | LINK |  | 11 kV |  | 26/11/2001 |  |  |  |  | INDKOM |  |  | SS 21.27 LOT 12067 MAYBANK F2 | Unknown | Unknown | NO | NONE | DISTRIBUTION | TNB | WP PUTRAJAYA & CYBERJAYA | NO | Unknown |  |  |  | NO | [8 empty] | CBJ21274 | NO | [7 empty] | 3 | Pass | null
378186431 | CBJ21631 |  |  |  | VCBJ/PCE/J21631/MB21631 | 300280625 | Existing | RYB |  | CBJ21252 SS 21.25 (F1) | CLOSED | CLOSED | LINK |  | 11 kV |  | 20080302 |  |  |  |  | TAMCO |  |  | SS 21.63 BANGUNAN MUSTAFA KAMAL F1 | Unknown | Unknown | NO | NONE | DISTRIBUTION | TNB | WP PUTRAJAYA & CYBERJAYA | NO | Unknown |  |  |  | NO | [8 empty] | CBJ21631 | NO | [7 empty] | 3 | Pass | null
378186437 | CBJ21633 |  |  |  | VCBJ/PCE/J21631/MB21631 | 300280625 | Existing | RYB |  | PENGGUNA F1 | CLOSED | CLOSED | LINK |  | 11 kV |  | 20080302 |  |  |  |  | TAMCO |  |  | SS 21.63 BANGUNAN MUSTAFA KAMAL F1 | Unknown | Unknown | NO | NONE | DISTRIBUTION | TNB | WP PUTRAJAYA & CYBERJAYA | NO | Unknown |  |  |  | NO | [8 empty] | CBJ21633 | NO | [7 empty] | 3 | Pass | null
378186442 | CBJ21632 |  |  |  | VCBJ/PCE/J21631/MB21631 | 300280625 | Existing | RYB |  | CBJ21272 SS 21.27 (F1) | CLOSED | CLOSED | LINK |  | 11 kV |  | 20080302 |  |  |  |  | TAMCO |  |  | SS 21.63 BANGUNAN MUSTAFA KAMAL F1 | Unknown | Unknown | NO | NONE | DISTRIBUTION | TNB | WP PUTRAJAYA & CYBERJAYA | NO | Unknown |  |  |  | NO | [8 empty] | CBJ21632 | NO | [7 empty] | 3 | Pass | null
378186457 | CBJ21636 |  |  |  | VCBJ/PCE/J21632/MB21634 | 300280623 | Existing | RYB |  |  | CLOSED | CLOSED | LINK |  | 11 kV |  | 20080302 |  |  |  |  | TAMCO |  |  | SS 21.63 BANGUNAN MUSTAFA KAMAL F2 | Unknown | Unknown | NO | NONE | DISTRIBUTION | TNB | WP PUTRAJAYA & CYBERJAYA | NO | Unknown |  |  |  | NO | [8 empty] | CBJ21636 | NO | [7 empty] | 3 | Pass | null
378186463 | CBJ21635 |  |  |  | VCBJ/PCE/J21632/MB21634 | 300280623 | Existing | RYB |  | CBJ21275 SS 21.27 (F2) | CLOSED | CLOSED | LINK |  | 11 kV |  | 20080302 |  |  |  |  | TAMCO |  |  | SS 21.63 BANGUNAN MUSTAFA KAMAL F2 | Unknown | Unknown | NO | NONE | DISTRIBUTION | TNB | WP PUTRAJAYA & CYBERJAYA | NO | Unknown |  |  |  | NO | [8 empty] | CBJ21635 | NO | [7 empty] | 3 | Pass | null
378186468 | CBJ21634 |  |  |  | VCBJ/PCE/J21632/MB21634 | 300280623 | Existing | RYB |  | CBJ21255 SS 21.25 (F2) | CLOSED | CLOSED | LINK |  | 11 kV |  | 20080302 |  |  |  |  | TAMCO |  |  | SS 21.63 BANGUNAN MUSTAFA KAMAL F2 | Unknown | Unknown | NO | NONE | DISTRIBUTION | TNB | WP PUTRAJAYA & CYBERJAYA | NO | Unknown |  |  |  | NO | [8 empty] | CBJ21634 | NO | [7 empty] | 3 | Pass | null
378186490 | CBJ21253 |  |  |  | VCBJ/PCE/J21251/MB21251 | 300281017 | Existing | RYB |  | PENGGUNA F1 | CLOSED | CLOSED | LINK |  | 11 kV |  | 30/05/2001 |  |  |  |  | INDKOM |  |  | SS 21.25 CENTUARY SQUARE F1 | Unknown | Unknown | NO | NONE | DISTRIBUTION | TNB | WP PUTRAJAYA & CYBERJAYA | NO | Unknown |  |  |  | NO | [8 empty] | CBJ21253 | NO | [7 empty] | 3 | Pass | null
378186496 | CBJ21252 |  |  |  | VCBJ/PCE/J21251/MB21251 | 300281017 | Existing | RYB |  | CBJ21631 SS 21.63 (F1) | CLOSED | CLOSED | LINK |  | 11 kV |  | 30/05/2001 |  |  |  |  | INDKOM |  |  | SS 21.25 CENTUARY SQUARE F1 | Unknown | Unknown | NO | NONE | DISTRIBUTION | TNB | WP PUTRAJAYA & CYBERJAYA | NO | Unknown |  |  |  | NO | [8 empty] | CBJ21252 | NO | [7 empty] | 3 | Pass | null
378186501 | CBJ21251 |  |  |  | VCBJ/PCE/J21251/MB21251 | 300281017 | Existing | RYB |  | CBJ21592 SS 21.59 SME 2 (F1) | CLOSED | CLOSED | LINK |  | 11 kV |  | 30/05/2001 |  |  |  |  | INDKOM |  |  | SS 21.25 CENTUARY SQUARE F1 | Unknown | Unknown | NO | NONE | DISTRIBUTION | TNB | WP PUTRAJAYA & CYBERJAYA | NO | Unknown |  |  |  | NO | [8 empty] | CBJ21251 | NO | [7 empty] | 3 | Pass | null
378186516 | CBJ21256 |  |  |  | VCBJ/PCE/J21252/MB21254 | 300281016 | Existing | RYB |  | PENGGUNA F2 | CLOSED | CLOSED | LINK |  | 11 kV |  | 30/05/2001 |  |  |  |  | INDKOM |  |  | SS 21.25 CENTUARY SQUARE F2 | Unknown | Unknown | NO | NONE | DISTRIBUTION | TNB | WP PUTRAJAYA & CYBERJAYA | NO | Unknown |  |  |  | NO | [8 empty] | CBJ21256 | NO | [7 empty] | 3 | Pass | null
378186522 | CBJ21255 |  |  |  | VCBJ/PCE/J21252/MB21254 | 300281016 | Existing | RYB |  | CBJ21634 SS 21.63 (F2) | CLOSED | CLOSED | LINK |  | 11 kV |  | 30/05/2001 |  |  |  |  | INDKOM |  |  | SS 21.25 CENTUARY SQUARE F2 | Unknown | Unknown | NO | NONE | DISTRIBUTION | TNB | WP PUTRAJAYA & CYBERJAYA | NO | Unknown |  |  |  | NO | [8 empty] | CBJ21255 | NO | [7 empty] | 3 | Pass | null
378186527 | CBJ21254 |  |  |  | VCBJ/PCE/J21252/MB21254 | 300281016 | Existing | RYB |  | CBJ21595 SS 21.59 SME 2 (F2) | CLOSED | CLOSED | LINK |  | 11 kV |  | 30/05/2001 |  |  |  |  | INDKOM |  |  | SS 21.25 CENTUARY SQUARE F2 | Unknown | Unknown | NO | NONE | DISTRIBUTION | TNB | WP PUTRAJAYA & CYBERJAYA | NO | Unknown |  |  |  | NO | [8 empty] | CBJ21254 | NO | [7 empty] | 3 | Pass | null
378186559 | CBJ21592 |  |  |  | VCBJ/PCE/J21591/MB21591 | 300280635 | Existing | RYB |  | CBJ21251 SS 21.25 (F1) | CLOSED | CLOSED | LINK |  | 11 kV |  | 26/10/2007 |  |  |  |  | TAMCO |  |  | SS 21.59 SME 2 F1 | Unknown | Unknown | NO | NONE | DISTRIBUTION | TNB | WP PUTRAJAYA & CYBERJAYA | NO | Unknown |  |  |  | NO | [8 empty] | CBJ21592 | NO | [7 empty] | 3 | Pass | null
378186565 | CBJ21593 |  |  |  | VCBJ/PCE/J21591/MB21591 | 300280635 | Existing | RYB |  | PENGGUNA F1 | CLOSED | CLOSED | LINK |  | 11 kV |  | 26/10/2007 |  |  |  |  | TAMCO |  |  | SS 21.59 SME 2 F1 | Unknown | Unknown | NO | NONE | DISTRIBUTION | TNB | WP PUTRAJAYA & CYBERJAYA | NO | Unknown |  |  |  | NO | [8 empty] | CBJ21593 | NO | [7 empty] | 3 | Pass | null
378186570 | CBJ21591 |  |  |  | VCBJ/PCE/J21591/MB21591 | 300280635 | Existing | RYB |  | CBJ21262 PE 21.26 (F1) | CLOSED | CLOSED | LINK |  | 11 kV |  | 26/10/2007 |  |  |  |  | TAMCO |  |  | SS 21.59 SME 2 F1 | Unknown | Unknown | NO | NONE | DISTRIBUTION | TNB | WP PUTRAJAYA & CYBERJAYA | NO | Unknown |  |  |  | NO | [8 empty] | CBJ21591 | NO | [7 empty] | 3 | Pass | null
378186611 | CBJ21595 |  |  |  | VCBJ/PCE/J21592/MB21594 | 300280634 | Existing | RYB |  | CBJ21254 SS 21.25 (F2) | CLOSED | CLOSED | LINK |  | 11 kV |  | 26/10/2007 |  |  |  |  | TAMCO |  |  | SS 21.59 SME 2 F2 | Unknown | Unknown | NO | NONE | DISTRIBUTION | TNB | WP PUTRAJAYA & CYBERJAYA | NO | Unknown |  |  |  | NO | [8 empty] | CBJ21595 | NO | [7 empty] | 3 | Pass | null
378186617 | CBJ21596 |  |  |  | VCBJ/PCE/J21592/MB21594 | 300280634 | Existing | RYB |  | PENGGUNA F2 | CLOSED | CLOSED | LINK |  | 11 kV |  | 26/10/2007 |  |  |  |  | TAMCO |  |  | SS 21.59 SME 2 F2 | Unknown | Unknown | NO | NONE | DISTRIBUTION | TNB | WP PUTRAJAYA & CYBERJAYA | NO | Unknown |  |  |  | NO | [8 empty] | CBJ21596 | NO | [7 empty] | 3 | Pass | null
378186622 | CBJ21594 |  |  |  | VCBJ/PCE/J21592/MB21594 | 300280634 | Existing | RYB |  | CBJ21265 PE 21.26 (F2) | CLOSED | CLOSED | LINK |  | 11 kV |  | 26/10/2007 |  |  |  |  | TAMCO |  |  | SS 21.59 SME 2 F2 | Unknown | Unknown | NO | NONE | DISTRIBUTION | TNB | WP PUTRAJAYA & CYBERJAYA | NO | Unknown |  |  |  | NO | [8 empty] | CBJ21594 | NO | [7 empty] | 3 | Pass | null
378186651 | CBJ21262 |  |  |  | VCBJ/PCE/J21261/MB21261 | 300281015 | Existing | RYB |  | CBJ21591 SS 21.59 SME 2 (F1) | CLOSED | CLOSED | LINK |  | 11 kV |  | 17/05/2002 |  |  |  |  | INDKOM |  |  | PE 21.26 PUSAT KAWAL SELIA F1 | Unknown | Unknown | NO | NONE | DISTRIBUTION | TNB | WP PUTRAJAYA & CYBERJAYA | NO | Unknown |  |  |  | NO | [8 empty] | CBJ21262 | NO | [7 empty] | 3 | Pass | null
378186656 | CBJ21261 |  |  |  | VCBJ/PCE/J21261/MB21261 | 300281015 | Existing | RYB |  | CBJ21554 SS 21.55 SME (F1) | CLOSED | CLOSED | LINK |  | 11 kV |  | 17/05/2002 |  |  |  |  | INDKOM |  |  | PE 21.26 PUSAT KAWAL SELIA F1 | Unknown | Unknown | NO | NONE | DISTRIBUTION | TNB | WP PUTRAJAYA & CYBERJAYA | NO | Unknown |  |  |  | NO | [8 empty] | CBJ21261 | NO | [7 empty] | 3 | Pass | null
378186674 | CBJ21265 |  |  |  | VCBJ/PCE/J21262/MB21264 | 300281013 | Existing | RYB |  | CBJ21594 SS 21.59 SME 2 (F2) | CLOSED | CLOSED | LINK |  | 11 kV |  | 17/05/2002 |  |  |  |  | INDKOM |  |  | PE 21.26 PUSAT KAWAL SELIA F2 | Unknown | Unknown | NO | NONE | DISTRIBUTION | TNB | WP PUTRAJAYA & CYBERJAYA | NO | Unknown |  |  |  | NO | [8 empty] | CBJ21265 | NO | [7 empty] | 3 | Pass | null
378186679 | CBJ21264 |  |  |  | VCBJ/PCE/J21262/MB21264 | 300281013 | Existing | RYB |  | CBJ21558 SS 21.55 SME (F2) | CLOSED | CLOSED | LINK |  | 11 kV |  | 17/05/2002 |  |  |  |  | INDKOM |  |  | PE 21.26 PUSAT KAWAL SELIA F2 | Unknown | Unknown | NO | NONE | DISTRIBUTION | TNB | WP PUTRAJAYA & CYBERJAYA | NO | Unknown |  |  |  | NO | [8 empty] | CBJ21264 | NO | [7 empty] | 3 | Pass | null
378186857 | CBJ21554 |  |  |  | VCBJ/PCE/J21551/MB21551 | 300280651 | Existing | RYB |  | CBJ21261 PE 21.26 (F1) | CLOSED | CLOSED | LINK |  | 11 kV |  | 29/01/2005 |  |  |  |  | TAMCO |  |  | SS 21.55 SME TECHNOPRENEUR CENTRE F1 | Unknown | Unknown | NO | NONE | DISTRIBUTION | TNB | WP PUTRAJAYA & CYBERJAYA | NO | Unknown |  |  |  | NO | [8 empty] | CBJ21554 | NO | [7 empty] | 3 | Pass | null
378186863 | CBJ21553 |  |  |  | VCBJ/PCE/J21551/MB21551 | 300280651 | Existing | RYB |  | PENGGUNA F1 | CLOSED | CLOSED | LINK |  | 11 kV |  | 29/01/2005 |  |  |  |  | TAMCO |  |  | SS 21.55 SME TECHNOPRENEUR CENTRE F1 | Unknown | Unknown | NO | NONE | DISTRIBUTION | TNB | WP PUTRAJAYA & CYBERJAYA | NO | Unknown |  |  |  | NO | [8 empty] | CBJ21553 | NO | [7 empty] | 3 | Pass | null
378186868 | CBJ21551 |  |  |  | VCBJ/PCE/J21551/MB21551 | 300280651 | Existing | RYB |  | CBJ21232 SS 21.23 (F1) | CLOSED | CLOSED | LINK |  | 11 kV |  | 29/01/2005 |  |  |  |  | TAMCO |  |  | SS 21.55 SME TECHNOPRENEUR CENTRE F1 | Unknown | Unknown | NO | NONE | DISTRIBUTION | TNB | WP PUTRAJAYA & CYBERJAYA | NO | Unknown |  |  |  | NO | [8 empty] | CBJ21551 | NO | [7 empty] | 3 | Pass | null
378186883 | CBJ21558 |  |  |  | VCBJ/PCE/J21552/MB21555 | 300280650 | Existing | RYB |  | CBJ21264 PE 21.26 (F2) | CLOSED | CLOSED | LINK |  | 11 kV |  | 29/01/2005 |  |  |  |  | TAMCO |  |  | SS 21.55 SME TECHNOPRENEUR CENTRE F2 | Unknown | Unknown | NO | NONE | DISTRIBUTION | TNB | WP PUTRAJAYA & CYBERJAYA | NO | Unknown |  |  |  | NO | [8 empty] | CBJ21558 | NO | [7 empty] | 3 | Pass | null
378186889 | CBJ21557 |  |  |  | VCBJ/PCE/J21552/MB21555 | 300280650 | Existing | RYB |  | PENGGUNA F2 | CLOSED | CLOSED | LINK |  | 11 kV |  | 29/01/2005 |  |  |  |  | TAMCO |  |  | SS 21.55 SME TECHNOPRENEUR CENTRE F2 | Unknown | Unknown | NO | NONE | DISTRIBUTION | TNB | WP PUTRAJAYA & CYBERJAYA | NO | Unknown |  |  |  | NO | [8 empty] | CBJ21557 | NO | [7 empty] | 3 | Pass | null
378186894 | CBJ21555 |  |  |  | VCBJ/PCE/J21552/MB21555 | 300280650 | Existing | RYB |  | CBJ21235 SS 21.23 (F2) | CLOSED | CLOSED | LINK |  | 11 kV |  | 29/01/2005 |  |  |  |  | TAMCO |  |  | SS 21.55 SME TECHNOPRENEUR CENTRE F2 | Unknown | Unknown | NO | NONE | DISTRIBUTION | TNB | WP PUTRAJAYA & CYBERJAYA | NO | Unknown |  |  |  | NO | [8 empty] | CBJ21555 | NO | [7 empty] | 3 | Pass | null
378186992 | CBJ21111 |  |  |  | VCBJ/PCE/J21111/MB21111 | 300281043 | Existing | RYB |  | CBJ21082 PE 21.08 (F1) | CLOSED | CLOSED | LINK |  | 11 kV |  | 20000903 |  |  |  |  | INDKOM |  |  | PE 21.11 CENTURY SQUARE 2310 F1 | Unknown | Unknown | NO | NONE | DISTRIBUTION | TNB | WP PUTRAJAYA & CYBERJAYA | NO | Unknown |  |  |  | NO | [8 empty] | CBJ21111 | NO | [7 empty] | 3 | Pass | null
378186997 | CBJ21112 |  |  |  | VCBJ/PCE/J21111/MB21111 | 300281043 | Existing | RYB |  | CBJ21231 SS 21.23 (F1) | CLOSED | CLOSED | LINK |  | 11 kV |  | 20000903 |  |  |  |  | INDKOM |  |  | PE 21.11 CENTURY SQUARE 2310 F1 | Unknown | Unknown | NO | NONE | DISTRIBUTION | TNB | WP PUTRAJAYA & CYBERJAYA | NO | Unknown |  |  |  | NO | [8 empty] | CBJ21112 | NO | [7 empty] | 3 | Pass | null
378187015 | CBJ21114 |  |  |  | VCBJ/PCE/J21112/MB21114 | 300281040 | Existing | RYB |  | CBJ21085 PE 21.08 (F2) | CLOSED | CLOSED | LINK |  | 11 kV |  | 20000903 |  |  |  |  | INDKOM |  |  | PE 21.11 CENTURY SQUARE 2310 F2 | Unknown | Unknown | NO | NONE | DISTRIBUTION | TNB | WP PUTRAJAYA & CYBERJAYA | NO | Unknown |  |  |  | NO | [8 empty] | CBJ21114 | NO | [7 empty] | 3 | Pass | null
378187020 | CBJ21115 |  |  |  | VCBJ/PCE/J21112/MB21114 | 300281040 | Existing | RYB |  | CBJ21234 SS 21.23 (F2) | CLOSED | CLOSED | LINK |  | 11 kV |  | 20000903 |  |  |  |  | INDKOM |  |  | PE 21.11 CENTURY SQUARE 2310 F2 | Unknown | Unknown | NO | NONE | DISTRIBUTION | TNB | WP PUTRAJAYA & CYBERJAYA | NO | Unknown |  |  |  | NO | [8 empty] | CBJ21115 | NO | [7 empty] | 3 | Pass | null
378187179 | CBJ21081 |  |  |  | VCBJ/PCE/J21081/MB21081 | 300281059 | Existing | RYB |  | CBJ22902 PE 22.90 SHAFBURY APT BLOK B | CLOSED | CLOSED | LINK |  | 11 kV |  | 16/02/2000 |  |  |  |  | INDKOM |  |  | PE 21.08 CENTURY SQUARE 2300 F1 | Unknown | Unknown | NO | NONE | DISTRIBUTION | TNB | WP PUTRAJAYA & CYBERJAYA | NO | Unknown |  |  |  | NO | [8 empty] | CBJ21081 | NO | [7 empty] | 3 | Pass | null
378187184 | CBJ21082 |  |  |  | VCBJ/PCE/J21081/MB21081 | 300281059 | Existing | RYB |  | CBJ21111 PE 21.11 (F1) | CLOSED | CLOSED | LINK |  | 11 kV |  | 16/02/2000 |  |  |  |  | INDKOM |  |  | PE 21.08 CENTURY SQUARE 2300 F1 | Unknown | Unknown | NO | NONE | DISTRIBUTION | TNB | WP PUTRAJAYA & CYBERJAYA | NO | Unknown |  |  |  | NO | [8 empty] | CBJ21082 | NO | [7 empty] | 3 | Pass | null
378187202 | CBJ21084 |  |  |  | VCBJ/PCE/J21082/MB21084 | 300281058 | Existing | RYB |  | CBJ22982 PE 22.98 (F1) | CLOSED | CLOSED | LINK |  | 11 kV |  | 16/02/2000 |  |  |  |  | INDKOM |  |  | PE 21.08 CENTURY SQUARE 2300 F2 | Unknown | Unknown | NO | NONE | DISTRIBUTION | TNB | WP PUTRAJAYA & CYBERJAYA | NO | Unknown |  |  |  | NO | [8 empty] | CBJ21084 | NO | [7 empty] | 3 | Pass | null
378187207 | CBJ21085 |  |  |  | VCBJ/PCE/J21082/MB21084 | 300281058 | Existing | RYB |  |  | CLOSED | CLOSED | LINK |  | 11 kV |  | 16/02/2000 |  |  |  |  | INDKOM |  |  | PE 21.08 CENTURY SQUARE 2300 F2 | Unknown | Unknown | NO | NONE | DISTRIBUTION | TNB | WP PUTRAJAYA & CYBERJAYA | NO | Unknown |  |  |  | NO | [8 empty] | CBJ21085 | NO | [7 empty] | 3 | Pass | null
378187414 | CBJ22902 |  |  |  | VCBJ/PCE/J22901/MB22901 | 300454643 | Existing | RYB |  | CBJ21081 PE 21.08 (F1) | CLOSED | CLOSED | LINK |  | 11 kV | [6 empty] | INDKOM |  |  | PE 22.90 SHAFBURY APT BLOK B | Unknown | Unknown | NO | NONE | DISTRIBUTION | TNB | WP PUTRAJAYA & CYBERJAYA | NO | Unknown |  |  |  | NO | [8 empty] | CBJ22902 | NO | [7 empty] | 3 | Pass | null
378187419 | CBJ22901 |  |  |  | VCBJ/PCE/J22901/MB22901 | 300454643 | Existing | RYB |  | CBJ22852 PE 22.85 (F1) | CLOSED | CLOSED | LINK |  | 11 kV | [6 empty] | INDKOM |  |  | PE 22.90 SHAFBURY APT BLOK B | Unknown | Unknown | NO | NONE | DISTRIBUTION | TNB | WP PUTRAJAYA & CYBERJAYA | NO | Unknown |  |  |  | NO | [8 empty] | CBJ22901 | NO | [7 empty] | 3 | Pass | null
378187510 | CBJ22851 |  |  |  | VCBJ/PCE/J22851/MB22851 | 300454905 | Existing | RYB |  | CBJ24182 SS 24.18 SHAFTBURY BLOK E (F1) | CLOSED | CLOSED | LINK |  | 11 kV | [6 empty] | INDKOM |  |  | SS 22.85 SHAFTBURY CHILLER PLANT F1 | Unknown | Unknown | NO | NONE | DISTRIBUTION | TNB | WP PUTRAJAYA & CYBERJAYA | NO | Unknown |  |  |  | NO | [8 empty] | CBJ22851 | NO | [7 empty] | 3 | Pass | null
378187515 | CBJ22852 |  |  |  | VCBJ/PCE/J22851/MB22851 | 300454905 | Existing | RYB |  | CBJ22901 PE 22.90 SHAFBURY APT BLOK B | CLOSED | CLOSED | LINK |  | 11 kV | [6 empty] | INDKOM |  |  | SS 22.85 SHAFTBURY CHILLER PLANT F1 | Unknown | Unknown | NO | NONE | DISTRIBUTION | TNB | WP PUTRAJAYA & CYBERJAYA | NO | Unknown |  |  |  | NO | [8 empty] | CBJ22852 | NO | [7 empty] | 3 | Pass | null
378187604 | CBJ22854 |  |  |  | VCBJ/PCE/J22852/MB22851 | 300454908 | Existing | RYB |  | CBJ24185 SS 24.18 SHAFTBURY BLOK E (F2) | CLOSED | CLOSED | LINK |  | 11 kV | [6 empty] | INDKOM |  |  | SS 22.85 SHAFTBURY CHILLER PLANT F2 | Unknown | Unknown | NO | NONE | DISTRIBUTION | TNB | WP PUTRAJAYA & CYBERJAYA | NO | Unknown |  |  |  | NO | [8 empty] | CBJ22854 | NO | [7 empty] | 3 | Pass | null
378187609 | CBJ22855 |  |  |  | VCBJ/PCE/J22852/MB22851 | 300454908 | Existing | RYB |  | CBJ22981 PE 22.98 (F1) | CLOSED | CLOSED | LINK |  | 11 kV | [6 empty] | INDKOM |  |  | SS 22.85 SHAFTBURY CHILLER PLANT F2 | Unknown | Unknown | NO | NONE | DISTRIBUTION | TNB | WP PUTRAJAYA & CYBERJAYA | NO | Unknown |  |  |  | NO | [8 empty] | CBJ22855 | NO | [7 empty] | 3 | Pass | null
378187755 | CBJ22981 |  |  |  | VCBJ/PCE/J22981/MB22981 | 300454646 | Existing | RYB |  | CBJ22855 PE 22.85 (F2) | CLOSED | CLOSED | LINK |  | 11 kV | [6 empty] | INDKOM |  |  | PE 22.98 SHAFBURY APT A | Unknown | Unknown | NO | NONE | DISTRIBUTION | TNB | WP PUTRAJAYA & CYBERJAYA | NO | Unknown |  |  |  | NO | [8 empty] | CBJ22981 | NO | [7 empty] | 3 | Pass | null
378187760 | CBJ22982 |  |  |  | VCBJ/PCE/J22981/MB22981 | 300454646 | Existing | RYB |  | CBJ21084 PE 21.08 CENTURY SEQ 2300 (F2) | CLOSED | CLOSED | LINK |  | 11 kV | [6 empty] | INDKOM |  |  | PE 22.98 SHAFBURY APT A | Unknown | Unknown | NO | NONE | DISTRIBUTION | TNB | WP PUTRAJAYA & CYBERJAYA | NO | Unknown |  |  |  | NO | [8 empty] | CBJ22982 | NO | [7 empty] | 3 | Pass | null
378187902 | CBJ22841 |  |  |  | VCBJ/PCE/J22841/MB22841 | 300454898 | Existing | RYB |  | PPU CYB7: VCB 10 | CLOSED | CLOSED | LINK |  | 11 kV | [6 empty] | INDKOM |  |  | SS 22.84 SHAFBURY KEDAI PEJABAT F1 | Unknown | Unknown | NO | NONE | DISTRIBUTION | TNB | WP PUTRAJAYA & CYBERJAYA | NO | Unknown |  |  |  | NO | [8 empty] | CBJ22841 | NO | [7 empty] | 3 | Pass | null
378187908 | CBJ22842 |  |  |  | VCBJ/PCE/J22841/MB22841 | 300454898 | Existing | RYB |  | PENGGUNA F1 | CLOSED | CLOSED | LINK |  | 11 kV | [6 empty] | INDKOM |  |  | SS 22.84 SHAFBURY KEDAI PEJABAT F1 | Unknown | Unknown | NO | NONE | DISTRIBUTION | TNB | WP PUTRAJAYA & CYBERJAYA | NO | Unknown |  |  |  | NO | [8 empty] | CBJ22842 | NO | [7 empty] | 3 | Pass | null
378187913 | CBJ22842 |  |  |  | VCBJ/PCE/J22841/MB22841 | 300454898 | Existing | RYB |  | CBJ24181 SS 24.18 SHAFTBURY BLOK E (F1) | CLOSED | CLOSED | LINK |  | 11 kV | [6 empty] | INDKOM |  |  | SS 22.84 SHAFBURY KEDAI PEJABAT F1 | Unknown | Unknown | NO | NONE | DISTRIBUTION | TNB | WP PUTRAJAYA & CYBERJAYA | NO | Unknown |  |  |  | NO | [8 empty] | CBJ22842 | NO | [7 empty] | 3 | Pass | null
378187951 | CBJ22844 |  |  |  | VCBJ/PCE/J22842/MB22844 | 300454902 | Existing | RYB |  | PPU CYB7: VCB 11 | CLOSED | CLOSED | LINK |  | 11 kV | [6 empty] | INDKOM |  |  | SS 22.84 SHAFBURY KEDAI PEJABAT F2 | Unknown | Unknown | NO | NONE | DISTRIBUTION | TNB | WP PUTRAJAYA & CYBERJAYA | NO | Unknown |  |  |  | NO | [8 empty] | CBJ22844 | NO | [7 empty] | 3 | Pass | null
378187957 | CBJ22846 |  |  |  | VCBJ/PCE/J22842/MB22844 | 300454902 | Existing | RYB |  | PENGGUNA F2 | CLOSED | CLOSED | LINK |  | 11 kV | [6 empty] | INDKOM |  |  | SS 22.84 SHAFBURY KEDAI PEJABAT F2 | Unknown | Unknown | NO | NONE | DISTRIBUTION | TNB | WP PUTRAJAYA & CYBERJAYA | NO | Unknown |  |  |  | NO | [8 empty] | CBJ22846 | NO | [7 empty] | 3 | Pass | null
378187962 | CBJ22845 |  |  |  | VCBJ/PCE/J22842/MB22844 | 300454902 | Existing | RYB |  | CBJ24184 SS 24.18 SHAFTBURY BLOK E (F2) | CLOSED | CLOSED | LINK |  | 11 kV | [6 empty] | INDKOM |  |  | SS 22.84 SHAFBURY KEDAI PEJABAT F2 | Unknown | Unknown | NO | NONE | DISTRIBUTION | TNB | WP PUTRAJAYA & CYBERJAYA | NO | Unknown |  |  |  | NO | [8 empty] | CBJ22845 | NO | [7 empty] | 3 | Pass | null
378187985 | CBJ24312 |  |  |  | VCBJ/PCE/J00344/MB1 | 300512196 | Existing | RYB |  | PPU CBJ 6: VCB 11 | CLOSED | CLOSED | LINK |  | 11 kV | [6 empty] | EPE |  |  | PE 24.31 CRISTAL TERES | Unknown | Unknown | NO | NONE | DISTRIBUTION | TNB | WP PUTRAJAYA & CYBERJAYA | NO | Unknown |  |  |  | NO | [8 empty] | CBJ24312 | NO | [7 empty] | 3 | Pass | null
378187990 | CBJ24311 |  |  |  | VCBJ/PCE/J00344/MB1 | 300512196 | Existing | RYB |  | CBJ24303 PE 24.30 (BLOK B) | CLOSED | CLOSED | LINK |  | 11 kV | [6 empty] | EPE |  |  | PE 24.31 CRISTAL TERES | Unknown | Unknown | NO | NONE | DISTRIBUTION | TNB | WP PUTRAJAYA & CYBERJAYA | NO | Unknown |  |  |  | NO | [8 empty] | CBJ24311 | NO | [7 empty] | 3 | Pass | null
378188080 | CBJ24301 |  |  |  | VCBJ/PCE/J00343/MB1 | 300520966 | Existing | RYB |  | CBJ22342 PE 22.34 STREET MALL 2 (F1) | CLOSED | CLOSED | LINK |  | 11 kV | [6 empty] | EPE |  |  | PE 24.30 CRYSTAL BLOK B | Unknown | Unknown | NO | NONE | DISTRIBUTION | TNB | WP PUTRAJAYA & CYBERJAYA | NO | Unknown |  |  |  | NO | [8 empty] | CBJ24301 | NO | [7 empty] | 3 | Pass | null
378188097 | CBJ24303 |  |  |  | VCBJ/PCE/J00343/MB1 | 300520966 | Existing | RYB |  | CBJ24311 PE 24.31 (TERES) | CLOSED | CLOSED | LINK |  | 11 kV | [6 empty] | EPE |  |  | PE 24.30 CRYSTAL BLOK B | Unknown | Unknown | NO | NONE | DISTRIBUTION | TNB | WP PUTRAJAYA & CYBERJAYA | NO | Unknown |  |  |  | NO | [8 empty] | CBJ24303 | NO | [7 empty] | 3 | Pass | null
378188251 | CBJ24293 |  |  |  | VCBJ/PCE/J00342/MB1 | 300511721 | Existing | RYB |  | CBJ22345 PE 22.34 STREET MALL 2 (F2) | CLOSED | CLOSED | LINK |  | 11 kV | [6 empty] | SIEMENS |  |  | PE 24.29 CRYSTAL BLOK A | Unknown | Unknown | NO | NONE | DISTRIBUTION | TNB | WP PUTRAJAYA & CYBERJAYA | NO | Unknown |  |  |  | NO | [8 empty] | CBJ24293 | NO | [7 empty] | 3 | Pass | null
378188268 | CBJ24292 |  |  |  | VCBJ/PCE/J00342/MB1 | 300511721 | Existing | RYB |  |  | CLOSED | CLOSED | LINK |  | 11 kV | [6 empty] | SIEMENS |  |  | PE 24.29 CRYSTAL BLOK A | Unknown | Unknown | NO | NONE | DISTRIBUTION | TNB | WP PUTRAJAYA & CYBERJAYA | NO | Unknown |  |  |  | NO | [8 empty] | CBJ24292 | NO | [7 empty] | 3 | Pass | null
378188451 | CBJ22341 |  |  |  | VCBJ/PCE/J22341/MB22341 | 300280505 | Existing | RYB |  | CBJ22623 PE 22.62 (F1) | CLOSED | CLOSED | LINK |  | 11 kV |  | 17/05/2004 |  |  |  |  | INDKOM |  |  | PE 22.34 STREET MALL 2 F1 | Unknown | Unknown | NO | NONE | DISTRIBUTION | TNB | WP PUTRAJAYA & CYBERJAYA | NO | Unknown |  |  |  | NO | [8 empty] | CBJ22341 | NO | [7 empty] | 3 | Pass | null
378188456 | CBJ22342 |  |  |  | VCBJ/PCE/J22341/MB22341 | 300280505 | Existing | RYB |  | CBJ24301 PE 24.30 (BLOK B) | CLOSED | CLOSED | LINK |  | 11 kV |  | 17/05/2004 |  |  |  |  | INDKOM |  |  | PE 22.34 STREET MALL 2 F1 | Unknown | Unknown | NO | NONE | DISTRIBUTION | TNB | WP PUTRAJAYA & CYBERJAYA | NO | Unknown |  |  |  | NO | [8 empty] | CBJ22342 | NO | [7 empty] | 3 | Pass | null
378188474 | CBJ22344 |  |  |  | VCBJ/PCE/J22342/MB22344 | 300280508 | Existing | RYB |  | CBJ22626 PE 22.62 (F2) | CLOSED | CLOSED | LINK |  | 11 kV |  | 17/05/2004 |  |  |  |  | INDKOM |  |  | PE 22.34 STREET MALL 2 F2 | Unknown | Unknown | NO | NONE | DISTRIBUTION | TNB | WP PUTRAJAYA & CYBERJAYA | NO | Unknown |  |  |  | NO | [8 empty] | CBJ22344 | NO | [7 empty] | 3 | Pass | null
378188479 | CBJ22345 |  |  |  | VCBJ/PCE/J22342/MB22344 | 300280508 | Existing | RYB |  | CBJ24293 PE 24.29 (BLOK A) | CLOSED | CLOSED | LINK |  | 11 kV |  | 17/05/2004 |  |  |  |  | INDKOM |  |  | PE 22.34 STREET MALL 2 F2 | Unknown | Unknown | NO | NONE | DISTRIBUTION | TNB | WP PUTRAJAYA & CYBERJAYA | NO | Unknown |  |  |  | NO | [8 empty] | CBJ22345 | NO | [7 empty] | 3 | Pass | null
378188639 | CBJ22621 |  |  |  | VCBJ/PCE/J22621/MB22621 | 300280391 | Existing | RYB |  | CBJ22723 PE 22.72 CYBERNEO 3(F1) | CLOSED | CLOSED | LINK |  | 11 kV |  | 29/04/2009 |  |  |  |  | TAMCO |  |  | PE 22.62 8 BLOK KEDAI PEJ 2B F1 | Unknown | Unknown | NO | NONE | DISTRIBUTION | TNB | WP PUTRAJAYA & CYBERJAYA | NO | Unknown |  |  |  | NO | [8 empty] | CBJ22621 | NO | [7 empty] | 3 | Pass | null
378188644 | CBJ22623 |  |  |  | VCBJ/PCE/J22621/MB22621 | 300280391 | Existing | RYB |  | CBJ22341 PE 22.34 STREET MALL 2 (F1) | CLOSED | CLOSED | LINK |  | 11 kV |  | 29/04/2009 |  |  |  |  | TAMCO |  |  | PE 22.62 8 BLOK KEDAI PEJ 2B F1 | Unknown | Unknown | NO | NONE | DISTRIBUTION | TNB | WP PUTRAJAYA & CYBERJAYA | NO | Unknown |  |  |  | NO | [8 empty] | CBJ22623 | NO | [7 empty] | 3 | Pass | null
378188662 | CBJ22624 |  |  |  | VCBJ/PCE/J22622/MB22624 | 300280392 | Existing | RYB |  | CBJ22725 PE 22.72 CYBERNEO 3(F2) | CLOSED | CLOSED | LINK |  | 11 kV |  | 29/04/2009 |  |  |  |  | TAMCO |  |  | PE 22.62 8 BLOK KEDAI PEJ 2B F2 | Unknown | Unknown | NO | NONE | DISTRIBUTION | TNB | WP PUTRAJAYA & CYBERJAYA | NO | Unknown |  |  |  | NO | [8 empty] | CBJ22624 | NO | [7 empty] | 3 | Pass | null
378188667 | CBJ22626 |  |  |  | VCBJ/PCE/J22622/MB22624 | 300280392 | Existing | RYB |  | CBJ22344 PE 22.34 STREET MALL 2 (F2) | CLOSED | CLOSED | LINK |  | 11 kV |  | 29/04/2009 |  |  |  |  | TAMCO |  |  | PE 22.62 8 BLOK KEDAI PEJ 2B F2 | Unknown | Unknown | NO | NONE | DISTRIBUTION | TNB | WP PUTRAJAYA & CYBERJAYA | NO | Unknown |  |  |  | NO | [8 empty] | CBJ22626 | NO | [7 empty] | 3 | Pass | null
378189033 | CBJ22861 |  |  |  | VCBJ/PCE/J22861/MB22861 | 300454739 | Existing | RYB |  | CBJ22613 PE 22.61 (F1) | CLOSED | CLOSED | LINK |  | 11 kV | [6 empty] | INDKOM |  |  | PE 22.86 NEO CYBER BLOK D | Unknown | Unknown | NO | NONE | DISTRIBUTION | TNB | WP PUTRAJAYA & CYBERJAYA | NO | Unknown |  |  |  | NO | [8 empty] | CBJ22861 | NO | [7 empty] | 3 | Pass | null
378189038 | CBJ22862 |  |  |  | VCBJ/PCE/J22861/MB22861 | 300454739 | Existing | RYB |  | CBJ22721 PE 22.72 CYBERNEO 3(F1) | CLOSED | CLOSED | LINK |  | 11 kV | [6 empty] | INDKOM |  |  | PE 22.86 NEO CYBER BLOK D | Unknown | Unknown | NO | NONE | DISTRIBUTION | TNB | WP PUTRAJAYA & CYBERJAYA | NO | Unknown |  |  |  | NO | [8 empty] | CBJ22862 | NO | [7 empty] | 3 | Pass | null
378189123 | CBJ22611 |  |  |  | VCBJ/PCE/J22611/MB22611 | 300280393 | Existing | RYB |  | CBJ22522 PE 22.52 (F1) | CLOSED | CLOSED | LINK |  | 11 kV |  | 29/04/2009 |  |  |  |  | TAMCO |  |  | PE 22.61 8 BLOK KEDAI PEJ 2A F1 | Unknown | Unknown | NO | NONE | DISTRIBUTION | TNB | WP PUTRAJAYA & CYBERJAYA | NO | Unknown |  |  |  | NO | [8 empty] | CBJ22611 | NO | [7 empty] | 3 | Pass | null
378189128 | CBJ22613 |  |  |  | VCBJ/PCE/J22611/MB22611 | 300280393 | Existing | RYB |  | CBJ22861 PE 22.86 | CLOSED | CLOSED | LINK |  | 11 kV |  | 29/04/2009 |  |  |  |  | TAMCO |  |  | PE 22.61 8 BLOK KEDAI PEJ 2A F1 | Unknown | Unknown | NO | NONE | DISTRIBUTION | TNB | WP PUTRAJAYA & CYBERJAYA | NO | Unknown |  |  |  | NO | [8 empty] | CBJ22613 | NO | [7 empty] | 3 | Pass | null
378189146 | CBJ22614 |  |  |  | VCBJ/PCE/J22612/MB22614 | 300280394 | Existing | RYB |  | CBJ22526 PE 22.52 (F2) | CLOSED | CLOSED | LINK |  | 11 kV |  | 29/04/2009 |  |  |  |  | TAMCO |  |  | PE 22.61 8 BLOK KEDAI PEJ 2A F2 | Unknown | Unknown | NO | NONE | DISTRIBUTION | TNB | WP PUTRAJAYA & CYBERJAYA | NO | Unknown |  |  |  | NO | [8 empty] | CBJ22614 | NO | [7 empty] | 3 | Pass | null
378189151 | CBJ22616 |  |  |  | VCBJ/PCE/J22612/MB22614 | 300280394 | Existing | RYB |  | CBJ22724 PE 22.72 CYBERNEO 3(F2) | CLOSED | CLOSED | LINK |  | 11 kV |  | 29/04/2009 |  |  |  |  | TAMCO |  |  | PE 22.61 8 BLOK KEDAI PEJ 2A F2 | Unknown | Unknown | NO | NONE | DISTRIBUTION | TNB | WP PUTRAJAYA & CYBERJAYA | NO | Unknown |  |  |  | NO | [8 empty] | CBJ22616 | NO | [7 empty] | 3 | Pass | null
378189348 | CBJ22522 |  |  |  | VCBJ/PCE/J22521/MB22521 | 300280458 | Existing | RYB |  | CBJ22611 PE 22.61 (F1) | CLOSED | CLOSED | LINK |  | 11 kV |  | 20080301 |  |  |  |  | INDKOM |  |  | PE 22.52 58 UNITS SHOP LOT F1 | Unknown | Unknown | NO | NONE | DISTRIBUTION | TNB | WP PUTRAJAYA & CYBERJAYA | NO | Unknown |  |  |  | NO | [8 empty] | CBJ22522 | NO | [7 empty] | 3 | Pass | null
378189365 | CBJ22521 |  |  |  | VCBJ/PCE/J22521/MB22521 | 300280458 | Existing | RYB |  | CBJ22802 PE 22.80 | CLOSED | CLOSED | LINK |  | 11 kV |  | 20080301 |  |  |  |  | INDKOM |  |  | PE 22.52 58 UNITS SHOP LOT F1 | Unknown | Unknown | NO | NONE | DISTRIBUTION | TNB | WP PUTRAJAYA & CYBERJAYA | NO | Unknown |  |  |  | NO | [8 empty] | CBJ22521 | NO | [7 empty] | 3 | Pass | null
378189377 | CBJ22526 |  |  |  | VCBJ/PCE/J22522/MB22524 | 300280460 | Existing | RYB |  | CBJ22614 PE 22.61 (F2) | CLOSED | CLOSED | LINK |  | 11 kV |  | 20080301 |  |  |  |  | INDKOM |  |  | PE 22.52 58 UNITS SHOP LOT F2 | Unknown | Unknown | NO | NONE | DISTRIBUTION | TNB | WP PUTRAJAYA & CYBERJAYA | NO | Unknown |  |  |  | NO | [8 empty] | CBJ22526 | NO | [7 empty] | 3 | Pass | null
378189394 | CBJ22525 |  |  |  | VCBJ/PCE/J22522/MB22524 | 300280460 | Existing | RYB |  |  | CLOSED | CLOSED | LINK |  | 11 kV |  | 20080301 |  |  |  |  | INDKOM |  |  | PE 22.52 58 UNITS SHOP LOT F2 | Unknown | Unknown | NO | NONE | DISTRIBUTION | TNB | WP PUTRAJAYA & CYBERJAYA | NO | Unknown |  |  |  | NO | [8 empty] | CBJ22525 | NO | [7 empty] | 3 | Pass | null
378189675 | CBJ22802 |  |  |  | VCBJ/PCE/J22801/MB22801 | 300452908 | Existing | RYB |  | CBJ22521 PE 22.52 (58) (F1) | CLOSED | CLOSED | LINK |  | 11 kV | [6 empty] | TAMCO |  |  | PE 22.80 APT NEO CYBER BLOK A | Unknown | Unknown | NO | NONE | DISTRIBUTION | TNB | WP PUTRAJAYA & CYBERJAYA | NO | Unknown |  |  |  | NO | [8 empty] | CBJ22802 | NO | [7 empty] | 3 | Pass | null
378189692 | CBJ22801 |  |  |  | VCBJ/PCE/J22801/MB22801 | 300452908 | Existing | RYB |  | CBJ24242 PE 24.24 CRYSTAL VILLE NO.1 | CLOSED | CLOSED | LINK |  | 11 kV | [6 empty] | TAMCO |  |  | PE 22.80 APT NEO CYBER BLOK A | Unknown | Unknown | NO | NONE | DISTRIBUTION | TNB | WP PUTRAJAYA & CYBERJAYA | NO | Unknown |  |  |  | NO | [8 empty] | CBJ22801 | NO | [7 empty] | 3 | Pass | null
378202790 | PTJ18141 |  |  |  | VPTJ/PCE/J18141/MB18141 | 300281217 | Existing | RYB |  |  | CLOSED | CLOSED | LINK |  | 11 kV |  | 22/02/2007 |  |  |  |  | TAMCO |  |  | PE 18.14 BLOK D&E (F1) | Unknown | Unknown | NO | NONE | DISTRIBUTION | TNB | WP PUTRAJAYA & CYBERJAYA | NO | Unknown |  |  |  | NO | [8 empty] | PTJ18141 | NO | [7 empty] | 3 | Pass | null
378202795 | PTJ18143 |  |  |  | VPTJ/PCE/J18141/MB18141 | 300281217 | Existing | RYB |  |  | CLOSED | CLOSED | LINK |  | 11 kV |  | 22/02/2007 |  |  |  |  | TAMCO |  |  | PE 18.14 BLOK D&E (F1) | Unknown | Unknown | NO | NONE | DISTRIBUTION | TNB | WP PUTRAJAYA & CYBERJAYA | NO | Unknown |  |  |  | NO | [8 empty] | PTJ18143 | NO | [7 empty] | 3 | Pass | null
378202815 | PTJ18144 |  |  |  | VPTJ/PCE/J18142/MB18144 | 300281218 | Existing | RYB |  |  | CLOSED | CLOSED | LINK |  | 11 kV |  | 22/02/2007 |  |  |  |  | TAMCO |  |  | PE 18.14 BLOK D&E (F2) | Unknown | Unknown | NO | NONE | DISTRIBUTION | TNB | WP PUTRAJAYA & CYBERJAYA | NO | Unknown |  |  |  | NO | [8 empty] | PTJ18144 | NO | [7 empty] | 3 | Pass | null
378202820 | PTJ18146 |  |  |  | VPTJ/PCE/J18142/MB18144 | 300281218 | Existing | RYB |  |  | CLOSED | CLOSED | LINK |  | 11 kV |  | 22/02/2007 |  |  |  |  | TAMCO |  |  | PE 18.14 BLOK D&E (F2) | Unknown | Unknown | NO | NONE | DISTRIBUTION | TNB | WP PUTRAJAYA & CYBERJAYA | NO | Unknown |  |  |  | NO | [8 empty] | PTJ18146 | NO | [7 empty] | 3 | Pass | null
378202954 | PTJ18131 |  |  |  | VPTJ/PCE/J18131/MB18131 | 300281215 | Existing | RYB |  |  | CLOSED | CLOSED | LINK |  | 11 kV |  | 22/02/2007 |  |  |  |  | TAMCO |  |  | PE 18.13 BLOK F (F1) | Unknown | Unknown | NO | NONE | DISTRIBUTION | TNB | WP PUTRAJAYA & CYBERJAYA | NO | Unknown |  |  |  | NO | [8 empty] | PTJ18131 | NO | [7 empty] | 3 | Pass | null
378202959 | PTJ18133 |  |  |  | VPTJ/PCE/J18131/MB18131 | 300281215 | Existing | RYB |  |  | CLOSED | CLOSED | LINK |  | 11 kV |  | 22/02/2007 |  |  |  |  | TAMCO |  |  | PE 18.13 BLOK F (F1) | Unknown | Unknown | NO | NONE | DISTRIBUTION | TNB | WP PUTRAJAYA & CYBERJAYA | NO | Unknown |  |  |  | NO | [8 empty] | PTJ18133 | NO | [7 empty] | 3 | Pass | null
378203055 | PTJ18134 |  |  |  | VPTJ/PCE/J18132/MB18134 | 300281216 | Existing | RYB |  |  | CLOSED | CLOSED | LINK |  | 11 kV |  | 22/02/2007 |  |  |  |  | TAMCO |  |  | PE 18.13 BLOK F (F2) | Unknown | Unknown | NO | NONE | DISTRIBUTION | TNB | WP PUTRAJAYA & CYBERJAYA | NO | Unknown |  |  |  | NO | [8 empty] | PTJ18134 | NO | [7 empty] | 3 | Pass | null
378203060 | PTJ18136 |  |  |  | VPTJ/PCE/J18132/MB18134 | 300281216 | Existing | RYB |  |  | CLOSED | CLOSED | LINK |  | 11 kV |  | 22/02/2007 |  |  |  |  | TAMCO |  |  | PE 18.13 BLOK F (F2) | Unknown | Unknown | NO | NONE | DISTRIBUTION | TNB | WP PUTRAJAYA & CYBERJAYA | NO | Unknown |  |  |  | NO | [8 empty] | PTJ18136 | NO | [7 empty] | 3 | Pass | null
378203333 | PTJ18111 |  |  |  | VPTJ/PCE/J18111/MB18111 | 300281213 | Existing | RYB |  |  | CLOSED | CLOSED | LINK |  | 11 kV |  | 22/02/2007 |  |  |  |  | TAMCO |  |  | E 18.11 BLOK B&C (F1) | Unknown | Unknown | NO | NONE | DISTRIBUTION | TNB | WP PUTRAJAYA & CYBERJAYA | NO | Unknown |  |  |  | NO | [8 empty] | PTJ18111 | NO | [7 empty] | 3 | Pass | null
378203338 | PTJ18113 |  |  |  | VPTJ/PCE/J18111/MB18111 | 300281213 | Existing | RYB |  |  | CLOSED | CLOSED | LINK |  | 11 kV |  | 22/02/2007 |  |  |  |  | TAMCO |  |  | E 18.11 BLOK B&C (F1) | Unknown | Unknown | NO | NONE | DISTRIBUTION | TNB | WP PUTRAJAYA & CYBERJAYA | NO | Unknown |  |  |  | NO | [8 empty] | PTJ18113 | NO | [7 empty] | 3 | Pass | null
378203429 | PTJ18114 |  |  |  | VPTJ/PCE/J18112/MB18114 | 300281214 | Existing | RYB |  |  | CLOSED | CLOSED | LINK |  | 11 kV |  | 22/02/2007 |  |  |  |  | TAMCO |  |  | PE 18.11 BLOK B&C (F2) | Unknown | Unknown | NO | NONE | DISTRIBUTION | TNB | WP PUTRAJAYA & CYBERJAYA | NO | Unknown |  |  |  | NO | [8 empty] | PTJ18114 | NO | [7 empty] | 3 | Pass | null
378203434 | PTJ18116 |  |  |  | VPTJ/PCE/J18112/MB18114 | 300281214 | Existing | RYB |  |  | CLOSED | CLOSED | LINK |  | 11 kV |  | 22/02/2007 |  |  |  |  | TAMCO |  |  | PE 18.11 BLOK B&C (F2) | Unknown | Unknown | NO | NONE | DISTRIBUTION | TNB | WP PUTRAJAYA & CYBERJAYA | NO | Unknown |  |  |  | NO | [8 empty] | PTJ18116 | NO | [7 empty] | 3 | Pass | null
378203571 | PTJ18101 |  |  |  | VPTJ/PCE/J18101/MB18101 | 300281212 | Existing | RYB |  |  | CLOSED | CLOSED | LINK |  | 11 kV |  | 20051104 |  |  |  |  | MERLIN GERIN |  |  | PE 18.10 PADAT SL | Unknown | Unknown | NO | NONE | DISTRIBUTION | TNB | WP PUTRAJAYA & CYBERJAYA | NO | Unknown |  |  |  | NO | [8 empty] | PTJ18101 | NO | [7 empty] | 3 | Pass | null
378203576 | PTJ18103 |  |  |  | VPTJ/PCE/J18101/MB18101 | 300281212 | Existing | RYB |  |  | CLOSED | CLOSED | LINK |  | 11 kV |  | 20051104 |  |  |  |  | MERLIN GERIN |  |  | PE 18.10 PADAT SL | Unknown | Unknown | NO | NONE | DISTRIBUTION | TNB | WP PUTRAJAYA & CYBERJAYA | NO | Unknown |  |  |  | NO | [8 empty] | PTJ18103 | NO | [7 empty] | 3 | Pass | null
378203691 | PTJ18041 |  |  |  | VPTJ/PCE/J18041/MB18041 | 300281210 | Existing | RYB |  |  | CLOSED | CLOSED | LINK |  | 11 kV |  | 20070303 |  |  |  |  | MERLIN GERIN |  |  | PE 18.04 PERUMAHAN 18R7 | Unknown | Unknown | NO | NONE | DISTRIBUTION | TNB | WP PUTRAJAYA & CYBERJAYA | NO | Unknown |  |  |  | NO | [8 empty] | PTJ18041 | NO | [7 empty] | 3 | Pass | null
378203696 | PTJ18043 |  |  |  | VPTJ/PCE/J18041/MB18041 | 300281210 | Existing | RYB |  |  | CLOSED | CLOSED | LINK |  | 11 kV |  | 20070303 |  |  |  |  | MERLIN GERIN |  |  | PE 18.04 PERUMAHAN 18R7 | Unknown | Unknown | NO | NONE | DISTRIBUTION | TNB | WP PUTRAJAYA & CYBERJAYA | NO | Unknown |  |  |  | NO | [8 empty] | PTJ18043 | NO | [7 empty] | 3 | Pass | null
378203797 | PTJ18051 |  |  |  | VPTJ/PCE/J18051/MB18051 | 300454891 | Existing | RYB |  |  | CLOSED | CLOSED | LINK |  | 11 kV | [6 empty] | SCHNEIDER |  |  | PE 18.05 PERUMAHAN 18R5 Fasa 2(F1) | Unknown | Unknown | NO | NONE | DISTRIBUTION | TNB | WP PUTRAJAYA & CYBERJAYA | NO | Unknown |  |  |  | NO | [8 empty] | PTJ18051 | NO | [7 empty] | 3 | Pass | null
378203802 | PTJ18053 |  |  |  | VPTJ/PCE/J18051/MB18051 | 300454891 | Existing | RYB |  |  | CLOSED | CLOSED | LINK |  | 11 kV | [6 empty] | SCHNEIDER |  |  | PE 18.05 PERUMAHAN 18R5 Fasa 2(F1) | Unknown | Unknown | NO | NONE | DISTRIBUTION | TNB | WP PUTRAJAYA & CYBERJAYA | NO | Unknown |  |  |  | NO | [8 empty] | PTJ18053 | NO | [7 empty] | 3 | Pass | null
378203905 | PTJ18054 |  |  |  | VPTJ/PCE/J18052/MB18501 | 300454894 | Existing | RYB |  |  | CLOSED | CLOSED | LINK |  | 11 kV | [6 empty] | SCHNEIDER |  |  | PE 18.05 PERUMAHAN 18R5 Fasa 2(F2) | Unknown | Unknown | NO | NONE | DISTRIBUTION | TNB | WP PUTRAJAYA & CYBERJAYA | NO | Unknown |  |  |  | NO | [8 empty] | PTJ18054 | NO | [7 empty] | 3 | Pass | null
378203910 | PTJ18056 |  |  |  | VPTJ/PCE/J18052/MB18501 | 300454894 | Existing | RYB |  |  | CLOSED | CLOSED | LINK |  | 11 kV | [6 empty] | SCHNEIDER |  |  | PE 18.05 PERUMAHAN 18R5 Fasa 2(F2) | Unknown | Unknown | NO | NONE | DISTRIBUTION | TNB | WP PUTRAJAYA & CYBERJAYA | NO | Unknown |  |  |  | NO | [8 empty] | PTJ18056 | NO | [7 empty] | 3 | Pass | null
378204012 | PTJ18281 |  |  |  | VPTJ/PCE/J18281/MB18281 | 300452921 | Existing | RYB |  |  | CLOSED | CLOSED | LINK |  | 11 kV | [6 empty] | TAMCO |  |  | PE 18.28 SEK KEB (2) (F1) | Unknown | Unknown | NO | NONE | DISTRIBUTION | TNB | WP PUTRAJAYA & CYBERJAYA | NO | Unknown |  |  |  | NO | [8 empty] | PTJ18281 | NO | [7 empty] | 3 | Pass | null
378204017 | PTJ18283 |  |  |  | VPTJ/PCE/J18281/MB18281 | 300452921 | Existing | RYB |  |  | CLOSED | CLOSED | LINK |  | 11 kV | [6 empty] | TAMCO |  |  | PE 18.28 SEK KEB (2) (F1) | Unknown | Unknown | NO | NONE | DISTRIBUTION | TNB | WP PUTRAJAYA & CYBERJAYA | NO | Unknown |  |  |  | NO | [8 empty] | PTJ18283 | NO | [7 empty] | 3 | Pass | null
378204106 | PTJ18284 |  |  |  | VPTJ/PCE/J18282/MB18281 | 300452924 | Existing | RYB |  |  | CLOSED | CLOSED | LINK |  | 11 kV | [6 empty] | TAMCO |  |  | PE 18.28 SEK KEB (2) (F2) | Unknown | Unknown | NO | NONE | DISTRIBUTION | TNB | WP PUTRAJAYA & CYBERJAYA | NO | Unknown |  |  |  | NO | [8 empty] | PTJ18284 | NO | [7 empty] | 3 | Pass | null
378204111 | PTJ18286 |  |  |  | VPTJ/PCE/J18282/MB18281 | 300452924 | Existing | RYB |  |  | CLOSED | CLOSED | LINK |  | 11 kV | [6 empty] | TAMCO |  |  | PE 18.28 SEK KEB (2) (F2) | Unknown | Unknown | NO | NONE | DISTRIBUTION | TNB | WP PUTRAJAYA & CYBERJAYA | NO | Unknown |  |  |  | NO | [8 empty] | PTJ18286 | NO | [7 empty] | 3 | Pass | null
378204219 | PTJ18064 |  |  |  | VPTJ/PCE/J18062/MB18064 | 300288499 | Existing | RYB |  |  | CLOSED | CLOSED | LINK |  | 11 kV |  | 22/12/2010 |  |  |  |  | SCHNEIDER |  |  | PE 18.06 18R5 (F2) | Unknown | Unknown | NO | NONE | DISTRIBUTION | TNB | WP PUTRAJAYA & CYBERJAYA | NO | Unknown |  |  |  | NO | [8 empty] | PTJ18064 | NO | [7 empty] | 3 | Pass | null
378204224 | PTJ18066 |  |  |  | VPTJ/PCE/J18062/MB18064 | 300288499 | Existing | RYB |  |  | CLOSED | CLOSED | LINK |  | 11 kV |  | 22/12/2010 |  |  |  |  | SCHNEIDER |  |  | PE 18.06 18R5 (F2) | Unknown | Unknown | NO | NONE | DISTRIBUTION | TNB | WP PUTRAJAYA & CYBERJAYA | NO | Unknown |  |  |  | NO | [8 empty] | PTJ18066 | NO | [7 empty] | 3 | Pass | null
378204323 | PTJ18061 |  |  |  | VPTJ/PCE/J18061/MB18061 | 300288496 | Existing | RYB |  |  | CLOSED | CLOSED | LINK |  | 11 kV |  | 15/12/2010 |  |  |  |  | SCHNEIDER |  |  | PE 18.06 18R5 (F1) | Unknown | Unknown | NO | NONE | DISTRIBUTION | TNB | WP PUTRAJAYA & CYBERJAYA | NO | Unknown |  |  |  | NO | [8 empty] | PTJ18061 | NO | [7 empty] | 3 | Pass | null
378204328 | PTJ18063 |  |  |  | VPTJ/PCE/J18061/MB18061 | 300288496 | Existing | RYB |  |  | CLOSED | CLOSED | LINK |  | 11 kV |  | 15/12/2010 |  |  |  |  | SCHNEIDER |  |  | PE 18.06 18R5 (F1) | Unknown | Unknown | NO | NONE | DISTRIBUTION | TNB | WP PUTRAJAYA & CYBERJAYA | NO | Unknown |  |  |  | NO | [8 empty] | PTJ18063 | NO | [7 empty] | 3 | Pass | null
378204452 | PTJ18262 |  |  |  | VPTJ/PCE/J18261/MB18261 | 300281244 | Existing | RYB |  |  | CLOSED | CLOSED | LINK |  | 11 kV |  | 17/06/2008 |  |  |  |  | OMAZABAL |  |  | PE 18.26 APT. 18R4 (F1) | Unknown | Unknown | NO | NONE | DISTRIBUTION | TNB | WP PUTRAJAYA & CYBERJAYA | NO | Unknown |  |  |  | NO | [8 empty] | PTJ18262 | NO | [7 empty] | 3 | Pass | null
378204469 | PTJ18261 |  |  |  | VPTJ/PCE/J18261/MB18261 | 300281244 | Existing | RYB |  |  | CLOSED | CLOSED | LINK |  | 11 kV |  | 17/06/2008 |  |  |  |  | OMAZABAL |  |  | PE 18.26 APT. 18R4 (F1) | Unknown | Unknown | NO | NONE | DISTRIBUTION | TNB | WP PUTRAJAYA & CYBERJAYA | NO | Unknown |  |  |  | NO | [8 empty] | PTJ18261 | NO | [7 empty] | 3 | Pass | null
378204853 | PTJ18091 |  |  |  | VPTJ/PCE/J18091/MB18091 | 300281211 | Existing | RYB |  |  | CLOSED | CLOSED | LINK |  | 11 kV |  | 20051104 |  |  |  |  | MERLIN GERIN |  |  | PE 18.09 PADAT SL | Unknown | Unknown | NO | NONE | DISTRIBUTION | TNB | WP PUTRAJAYA & CYBERJAYA | NO | Unknown |  |  |  | NO | [8 empty] | PTJ18091 | NO | [7 empty] | 3 | Pass | null
378204858 | PTJ18093 |  |  |  | VPTJ/PCE/J18091/MB18091 | 300281211 | Existing | RYB |  |  | CLOSED | CLOSED | LINK |  | 11 kV |  | 20051104 |  |  |  |  | MERLIN GERIN |  |  | PE 18.09 PADAT SL | Unknown | Unknown | NO | NONE | DISTRIBUTION | TNB | WP PUTRAJAYA & CYBERJAYA | NO | Unknown |  |  |  | NO | [8 empty] | PTJ18093 | NO | [7 empty] | 3 | Pass | null
378204967 | PTJ18266 |  |  |  | VPTJ/PCE/J18262/MB18264 | 300281247 | Existing | RYB |  | PTJ18291 PE 18.29 SEK.REN.AGAMA F1 | CLOSED | CLOSED | LINK |  | 11 kV |  | 17/06/2008 |  |  |  |  | OMAZABAL |  |  | PE 18.26 APT. 18R4 (F2) | Unknown | Unknown | NO | NONE | DISTRIBUTION | TNB | WP PUTRAJAYA & CYBERJAYA | NO | Unknown |  |  |  | NO | [8 empty] | PTJ18266 | NO | [7 empty] | 3 | Pass | null
378204984 | PTJ18265 |  |  |  | VPTJ/PCE/J18262/MB18264 | 300281247 | Existing | RYB |  |  | CLOSED | CLOSED | LINK |  | 11 kV |  | 17/06/2008 |  |  |  |  | OMAZABAL |  |  | PE 18.26 APT. 18R4 (F2) | Unknown | Unknown | NO | NONE | DISTRIBUTION | TNB | WP PUTRAJAYA & CYBERJAYA | NO | Unknown |  |  |  | NO | [8 empty] | PTJ18265 | NO | [7 empty] | 3 | Pass | null
378205145 | PTJ18271 |  |  |  | VPTJ/PCE/J18271/MB18271 | 300452910 | Existing | RYB |  |  | CLOSED | CLOSED | LINK |  | 11 kV | [6 empty] | INDKOM |  |  | PE 18.27 KLINIK KESIHATAN (F1) | Unknown | Unknown | NO | NONE | DISTRIBUTION | TNB | WP PUTRAJAYA & CYBERJAYA | NO | Unknown |  |  |  | NO | [8 empty] | PTJ18271 | NO | [7 empty] | 3 | Pass | null
378205150 | PTJ18272 |  |  |  | VPTJ/PCE/J18271/MB18271 | 300452910 | Existing | RYB |  |  | CLOSED | CLOSED | LINK |  | 11 kV | [6 empty] | INDKOM |  |  | PE 18.27 KLINIK KESIHATAN (F1) | Unknown | Unknown | NO | NONE | DISTRIBUTION | TNB | WP PUTRAJAYA & CYBERJAYA | NO | Unknown |  |  |  | NO | [8 empty] | PTJ18272 | NO | [7 empty] | 3 | Pass | null
378205239 | PTJ18274 |  |  |  | VPTJ/PCE/J18272/MB18271 | 300452918 | Existing | RYB |  | PTJ18295 PE 18.29 SEK.REN.AGAMA F2 | CLOSED | CLOSED | LINK |  | 11 kV | [6 empty] | INDKOM |  |  | PE 18.27 KLINIK KESIHATAN (F2) | Unknown | Unknown | NO | NONE | DISTRIBUTION | TNB | WP PUTRAJAYA & CYBERJAYA | NO | Unknown |  |  |  | NO | [8 empty] | PTJ18274 | NO | [7 empty] | 3 | Pass | null
378205244 | PTJ18275 |  |  |  | VPTJ/PCE/J18272/MB18271 | 300452918 | Existing | RYB |  |  | CLOSED | CLOSED | LINK |  | 11 kV | [6 empty] | INDKOM |  |  | PE 18.27 KLINIK KESIHATAN (F2) | Unknown | Unknown | NO | NONE | DISTRIBUTION | TNB | WP PUTRAJAYA & CYBERJAYA | NO | Unknown |  |  |  | NO | [8 empty] | PTJ18275 | NO | [7 empty] | 3 | Pass | null
378205344 | PTJ18081 |  |  |  | VPTJ/PCE/J18081/MB18081 | 300454881 | Existing | RYB |  |  | CLOSED | CLOSED | LINK |  | 11 kV | [6 empty] | SCHNEIDER |  |  | PE 18.08 18R1 (F1) | Unknown | Unknown | NO | NONE | DISTRIBUTION | TNB | WP PUTRAJAYA & CYBERJAYA | NO | Unknown |  |  |  | NO | [8 empty] | PTJ18081 | NO | [7 empty] | 3 | Pass | null
378205349 | PTJ18083 |  |  |  | VPTJ/PCE/J18081/MB18081 | 300454881 | Existing | RYB |  |  | CLOSED | CLOSED | LINK |  | 11 kV | [6 empty] | SCHNEIDER |  |  | PE 18.08 18R1 (F1) | Unknown | Unknown | NO | NONE | DISTRIBUTION | TNB | WP PUTRAJAYA & CYBERJAYA | NO | Unknown |  |  |  | NO | [8 empty] | PTJ18083 | NO | [7 empty] | 3 | Pass | null
378205448 | PTJ18084 |  |  |  | VPTJ/PCE/J18082/MB18084 | 300454883 | Existing | RYB |  |  | CLOSED | CLOSED | LINK |  | 11 kV | [6 empty] | INDKOM |  |  | PE 18.08 18R1 (F2) | Unknown | Unknown | NO | NONE | DISTRIBUTION | TNB | WP PUTRAJAYA & CYBERJAYA | NO | Unknown |  |  |  | NO | [8 empty] | PTJ18084 | NO | [7 empty] | 3 | Pass | null
378205453 | PTJ18085 |  |  |  | VPTJ/PCE/J18082/MB18084 | 300454883 | Existing | RYB |  |  | CLOSED | CLOSED | LINK |  | 11 kV | [6 empty] | INDKOM |  |  | PE 18.08 18R1 (F2) | Unknown | Unknown | NO | NONE | DISTRIBUTION | TNB | WP PUTRAJAYA & CYBERJAYA | NO | Unknown |  |  |  | NO | [8 empty] | PTJ18085 | NO | [7 empty] | 3 | Pass | null
378205559 | PTJ18221 |  |  |  | VPTJ/PCE/J18221/MB18221 | 300281234 | Existing | RYB |  |  | CLOSED | CLOSED | LINK |  | 11 kV |  | 20070103 |  |  |  |  | TAMCO |  |  | PE 18.22 BLOK B 18R13 (F1) | Unknown | Unknown | NO | NONE | DISTRIBUTION | TNB | WP PUTRAJAYA & CYBERJAYA | NO | Unknown |  |  |  | NO | [8 empty] | PTJ18221 | NO | [7 empty] | 3 | Pass | null
378205564 | PTJ18223 |  |  |  | VPTJ/PCE/J18221/MB18221 | 300281234 | Existing | RYB |  |  | CLOSED | CLOSED | LINK |  | 11 kV |  | 20070103 |  |  |  |  | TAMCO |  |  | PE 18.22 BLOK B 18R13 (F1) | Unknown | Unknown | NO | NONE | DISTRIBUTION | TNB | WP PUTRAJAYA & CYBERJAYA | NO | Unknown |  |  |  | NO | [8 empty] | PTJ18223 | NO | [7 empty] | 3 | Pass | null
378205657 | PTJ18224 |  |  |  | VPTJ/PCE/J18222/MB18224 | 300281235 | Existing | RYB |  |  | CLOSED | CLOSED | LINK |  | 11 kV |  | 20070103 |  |  |  |  | TAMCO |  |  | PE 18.22 BLOK B 18R13 (F2) | Unknown | Unknown | NO | NONE | DISTRIBUTION | TNB | WP PUTRAJAYA & CYBERJAYA | NO | Unknown |  |  |  | NO | [8 empty] | PTJ18224 | NO | [7 empty] | 3 | Pass | null
378205662 | PTJ18226 |  |  |  | VPTJ/PCE/J18222/MB18224 | 300281235 | Existing | RYB |  |  | CLOSED | CLOSED | LINK |  | 11 kV |  | 20070103 |  |  |  |  | TAMCO |  |  | PE 18.22 BLOK B 18R13 (F2) | Unknown | Unknown | NO | NONE | DISTRIBUTION | TNB | WP PUTRAJAYA & CYBERJAYA | NO | Unknown |  |  |  | NO | [8 empty] | PTJ18226 | NO | [7 empty] | 3 | Pass | null
378205763 | PTJ02022 |  |  |  | VPTJ/PCE/J02021/MB02021 | 300280601 | Existing | RYB |  |  | CLOSED | CLOSED | LINK |  | 11 kV |  | 20010502 |  |  |  |  | INDKOM |  |  | SS 2.02 IDHL (F1) | Unknown | Unknown | NO | NONE | DISTRIBUTION | TNB | WP PUTRAJAYA & CYBERJAYA | NO | Unknown |  |  |  | NO | [8 empty] | PTJ02022 | NO | [7 empty] | 3 | Pass | null
378205769 | PTJ02024 |  |  |  | VPTJ/PCE/J02021/MB02021 | 300280601 | Existing | RYB |  |  | CLOSED | CLOSED | LINK |  | 11 kV |  | 20010502 |  |  |  |  | INDKOM |  |  | SS 2.02 IDHL (F1) | Unknown | Unknown | NO | NONE | DISTRIBUTION | TNB | WP PUTRAJAYA & CYBERJAYA | NO | Unknown |  |  |  | NO | [8 empty] | PTJ02024 | NO | [7 empty] | 3 | Pass | null
378205774 | PTJ02023 |  |  |  | VPTJ/PCE/J02021/MB02021 | 300280601 | Existing | RYB |  |  | CLOSED | CLOSED | LINK |  | 11 kV |  | 20010502 |  |  |  |  | INDKOM |  |  | SS 2.02 IDHL (F1) | Unknown | Unknown | NO | NONE | DISTRIBUTION | TNB | WP PUTRAJAYA & CYBERJAYA | NO | Unknown |  |  |  | NO | [8 empty] | PTJ02023 | NO | [7 empty] | 3 | Pass | null
378205781 | PTJ02021 |  |  |  | VPTJ/PCE/J02021/MB02021 | 300280601 | Existing | RYB |  |  | CLOSED | CLOSED | LINK |  | 11 kV |  | 20010502 |  |  |  |  | INDKOM |  |  | SS 2.02 IDHL (F1) | Unknown | Unknown | NO | NONE | DISTRIBUTION | TNB | WP PUTRAJAYA & CYBERJAYA | Unknown |  |  |  |  | NO | [8 empty] | PTJ02021 | NO | [7 empty] | 3 | Pass | null
378205798 | PTJ02026 |  |  |  | VPTJ/PCE/J02022/MB02025 | 300280605 | Existing | RYB |  |  | CLOSED | CLOSED | LINK |  | 11 kV |  | 20010502 |  |  |  |  | INDKOM |  |  | SS 2.02 IDHL (F2) | Unknown | Unknown | NO | NONE | DISTRIBUTION | TNB | WP PUTRAJAYA & CYBERJAYA | NO | Unknown |  |  |  | NO | [8 empty] | PTJ02026 | NO | [7 empty] | 3 | Pass | null
378205804 | PTJ02028 |  |  |  | VPTJ/PCE/J02022/MB02025 | 300280605 | Existing | RYB |  |  | CLOSED | CLOSED | LINK |  | 11 kV |  | 20010502 |  |  |  |  | INDKOM |  |  | SS 2.02 IDHL (F2) | Unknown | Unknown | NO | NONE | DISTRIBUTION | TNB | WP PUTRAJAYA & CYBERJAYA | NO | Unknown |  |  |  | NO | [8 empty] | PTJ02028 | NO | [7 empty] | 3 | Pass | null
378205809 | PTJ02027 |  |  |  | VPTJ/PCE/J02022/MB02025 | 300280605 | Existing | RYB |  |  | CLOSED | CLOSED | LINK |  | 11 kV |  | 20010502 |  |  |  |  | INDKOM |  |  | SS 2.02 IDHL (F2) | Unknown | Unknown | NO | NONE | DISTRIBUTION | TNB | WP PUTRAJAYA & CYBERJAYA | NO | Unknown |  |  |  | NO | [8 empty] | PTJ02027 | NO | [7 empty] | 3 | Pass | null
378205818 | PTJ02025 |  |  |  | VPTJ/PCE/J02022/MB02025 | 300280605 | Existing | RYB |  |  | CLOSED | CLOSED | LINK |  | 11 kV |  | 20010502 |  |  |  |  | INDKOM |  |  | SS 2.02 IDHL (F2) | Unknown | Unknown | NO | NONE | DISTRIBUTION | TNB | WP PUTRAJAYA & CYBERJAYA | Unknown |  |  |  |  | NO | [8 empty] | PTJ02025 | NO | [7 empty] | 3 | Pass | null
378205833 | PTJ02011 |  |  |  | VPTJ/PCE/J02011/MB02011 | 300280596 | Existing | RYB |  |  | CLOSED | CLOSED | LINK |  | 11 kV |  | 20010502 |  |  |  |  | INDKOM |  |  | SS 2.01 W.PUTRA (F1) | Unknown | Unknown | NO | NONE | DISTRIBUTION | TNB | WP PUTRAJAYA & CYBERJAYA | NO | Unknown |  |  |  | NO | [8 empty] | PTJ02011 | NO | [7 empty] | 3 | Pass | null
378205839 | PTJ02013 |  |  |  | VPTJ/PCE/J02011/MB02011 | 300280596 | Existing | RYB |  |  | CLOSED | CLOSED | LINK |  | 11 kV |  | 20010502 |  |  |  |  | INDKOM |  |  | SS 2.01 W.PUTRA (F1) | Unknown | Unknown | NO | NONE | DISTRIBUTION | TNB | WP PUTRAJAYA & CYBERJAYA | NO | Unknown |  |  |  | NO | [8 empty] | PTJ02013 | NO | [7 empty] | 3 | Pass | null
378205844 | PTJ02012 |  |  |  | VPTJ/PCE/J02011/MB02011 | 300280596 | Existing | RYB |  |  | CLOSED | CLOSED | LINK |  | 11 kV |  | 20010502 |  |  |  |  | INDKOM |  |  | SS 2.01 W.PUTRA (F1) | Unknown | Unknown | NO | NONE | DISTRIBUTION | TNB | WP PUTRAJAYA & CYBERJAYA | NO | Unknown |  |  |  | NO | [8 empty] | PTJ02012 | NO | [7 empty] | 3 | Pass | null
378205859 | PTJ02014 |  |  |  | VPTJ/PCE/J02012/MB02014 | 300280598 | Existing | RYB |  |  | OPEN | CLOSED | LINK |  | 11 kV |  | 20010502 |  |  |  |  | OMAZABAL |  |  | SS 2.01 W.PUTRA (F2) | Unknown | Unknown | NO | NONE | DISTRIBUTION | TNB | WP PUTRAJAYA & CYBERJAYA | NO | Unknown |  |  |  | NO | [8 empty] | PTJ02014 | NO | [7 empty] | 3 | Pass | null
378205865 | PTJ02016 |  |  |  | VPTJ/PCE/J02012/MB02014 | 300280598 | Existing | RYB |  |  | CLOSED | CLOSED | LINK |  | 11 kV |  | 20010502 |  |  |  |  | OMAZABAL |  |  | SS 2.01 W.PUTRA (F2) | Unknown | Unknown | NO | NONE | DISTRIBUTION | TNB | WP PUTRAJAYA & CYBERJAYA | NO | Unknown |  |  |  | NO | [8 empty] | PTJ02016 | NO | [7 empty] | 3 | Pass | null
378205870 | PTJ02015 |  |  |  | VPTJ/PCE/J02012/MB02014 | 300280598 | Existing | RYB |  |  | CLOSED | CLOSED | LINK |  | 11 kV |  | 20010502 |  |  |  |  | OMAZABAL |  |  | SS 2.01 W.PUTRA (F2) | Unknown | Unknown | NO | NONE | DISTRIBUTION | TNB | WP PUTRAJAYA & CYBERJAYA | NO | Unknown |  |  |  | NO | [8 empty] | PTJ02015 | NO | [7 empty] | 3 | Pass | null
378211317 | PTJ09432 |  |  |  | VPTJ/PCE/J09431/MB09431 | 300280929 | Existing | RYB |  |  | CLOSED | CLOSED | LINK |  | 11 kV |  | 23/02/2008 |  |  |  |  | OMAZABAL |  |  | PE 9.43 P'PURI P7 BLOK A1 (F1) | Unknown | Unknown | NO | NONE | DISTRIBUTION | TNB | WP PUTRAJAYA & CYBERJAYA | NO | Unknown |  |  |  | NO | [8 empty] | PTJ09432 | NO | [7 empty] | 3 | Pass | null
378211322 | PTJ09431 |  |  |  | VPTJ/PCE/J09431/MB09431 | 300280929 | Existing | RYB |  |  | CLOSED | CLOSED | LINK |  | 11 kV |  | 23/02/2008 |  |  |  |  | OMAZABAL |  |  | PE 9.43 P'PURI P7 BLOK A1 (F1) | Unknown | Unknown | NO | NONE | DISTRIBUTION | TNB | WP PUTRAJAYA & CYBERJAYA | NO | Unknown |  |  |  | NO | [8 empty] | PTJ09431 | NO | [7 empty] | 3 | Pass | null
378211407 | PTJ09435 |  |  |  | VPTJ/PCE/J09432/MB09434 | 300280930 | Existing | RYB |  |  | CLOSED | CLOSED | LINK |  | 11 kV |  | 23/02/2008 |  |  |  |  | OMAZABAL |  |  | PE 9.43 P'PURI P7 BLOK A1 (F2) | Unknown | Unknown | NO | NONE | DISTRIBUTION | TNB | WP PUTRAJAYA & CYBERJAYA | NO | Unknown |  |  |  | NO | [8 empty] | PTJ09435 | NO | [7 empty] | 3 | Pass | null
378211412 | PTJ09434 |  |  |  | VPTJ/PCE/J09432/MB09434 | 300280930 | Existing | RYB |  |  | CLOSED | CLOSED | LINK |  | 11 kV |  | 23/02/2008 |  |  |  |  | OMAZABAL |  |  | PE 9.43 P'PURI P7 BLOK A1 (F2) | Unknown | Unknown | NO | NONE | DISTRIBUTION | TNB | WP PUTRAJAYA & CYBERJAYA | NO | Unknown |  |  |  | NO | [8 empty] | PTJ09434 | NO | [7 empty] | 3 | Pass | null
378211498 | PTJ09351 |  |  |  | VPTJ/PCE/J09351/MB09351 | 300280915 | Existing | RYB |  |  | CLOSED | CLOSED | LINK |  | 11 kV |  | 24/08/2005 |  |  |  |  | INDKOM |  |  | PE 9.35 P'PURI BLOK A1 (EFI) (F1) | Unknown | Unknown | NO | NONE | DISTRIBUTION | TNB | WP PUTRAJAYA & CYBERJAYA | NO | Unknown |  |  |  | NO | [8 empty] | PTJ09351 | NO | [7 empty] | 3 | Pass | null
378211503 | PTJ09352 |  |  |  | VPTJ/PCE/J09351/MB09351 | 300280915 | Existing | RYB |  |  | CLOSED | CLOSED | LINK |  | 11 kV |  | 24/08/2005 |  |  |  |  | INDKOM |  |  | PE 9.35 P'PURI BLOK A1 (EFI) (F1) | Unknown | Unknown | NO | NONE | DISTRIBUTION | TNB | WP PUTRAJAYA & CYBERJAYA | NO | Unknown |  |  |  | NO | [8 empty] | PTJ09352 | NO | [7 empty] | 3 | Pass | null
378211590 | PTJ09354 |  |  |  | VPTJ/PCE/J09352/MB09354 | 300280916 | Existing | RYB |  |  | CLOSED | CLOSED | LINK |  | 11 kV |  | 24/08/2005 |  |  |  |  | INDKOM |  |  | PE 9.35 P'PURI BLOK A1 (EFI) (F2) | Unknown | Unknown | NO | NONE | DISTRIBUTION | TNB | WP PUTRAJAYA & CYBERJAYA | NO | Unknown |  |  |  | NO | [8 empty] | PTJ09354 | NO | [7 empty] | 3 | Pass | null
378211595 | PTJ09355 |  |  |  | VPTJ/PCE/J09352/MB09354 | 300280916 | Existing | RYB |  |  | CLOSED | CLOSED | LINK |  | 11 kV |  | 24/08/2005 |  |  |  |  | INDKOM |  |  | PE 9.35 P'PURI BLOK A1 (EFI) (F2) | Unknown | Unknown | NO | NONE | DISTRIBUTION | TNB | WP PUTRAJAYA & CYBERJAYA | NO | Unknown |  |  |  | NO | [8 empty] | PTJ09355 | NO | [7 empty] | 3 | Pass | null
378211685 | PTJ09341 |  |  |  | VPTJ/PCE/J09341/MB09341 | 300280871 | Existing | RYB |  |  | CLOSED | CLOSED | LINK |  | 11 kV |  | 24/08/2005 |  |  |  |  | INDKOM |  |  | PE 9.34 P'PURI BLOK A3 (F1) | Unknown | Unknown | NO | NONE | DISTRIBUTION | TNB | WP PUTRAJAYA & CYBERJAYA | NO | Unknown |  |  |  | NO | [8 empty] | PTJ09341 | NO | [7 empty] | 3 | Pass | null
378211690 | PTJ09342 |  |  |  | VPTJ/PCE/J09341/MB09341 | 300280871 | Existing | RYB |  |  | CLOSED | CLOSED | LINK |  | 11 kV |  | 24/08/2005 |  |  |  |  | INDKOM |  |  | PE 9.34 P'PURI BLOK A3 (F1) | Unknown | Unknown | NO | NONE | DISTRIBUTION | TNB | WP PUTRAJAYA & CYBERJAYA | NO | Unknown |  |  |  | NO | [8 empty] | PTJ09342 | NO | [7 empty] | 3 | Pass | null
378211777 | PTJ09344 |  |  |  | VPTJ/PCE/J09342/MB09344 | 300280872 | Existing | RYB |  |  | CLOSED | CLOSED | LINK |  | 11 kV |  | 24/08/2005 |  |  |  |  | INDKOM |  |  | PE 9.34 P'PURI BLOK A3 (F2) | Unknown | Unknown | NO | NONE | DISTRIBUTION | TNB | WP PUTRAJAYA & CYBERJAYA | NO | Unknown |  |  |  | NO | [8 empty] | PTJ09344 | NO | [7 empty] | 3 | Pass | null
378211782 | PTJ09345 |  |  |  | VPTJ/PCE/J09342/MB09344 | 300280872 | Existing | RYB |  |  | CLOSED | CLOSED | LINK |  | 11 kV |  | 24/08/2005 |  |  |  |  | INDKOM |  |  | PE 9.34 P'PURI BLOK A3 (F2) | Unknown | Unknown | NO | NONE | DISTRIBUTION | TNB | WP PUTRAJAYA & CYBERJAYA | NO | Unknown |  |  |  | NO | [8 empty] | PTJ09345 | NO | [7 empty] | 3 | Pass | null
378211873 | PTJ09331 |  |  |  | VPTJ/PCE/J09331/MB09331 | 300280869 | Existing | RYB |  |  | CLOSED | CLOSED | LINK |  | 11 kV |  | 24/08/2005 |  |  |  |  | INDKOM |  |  | PE 9.33 P'PURI BLOK B1 (EFI) (F1) | Unknown | Unknown | NO | NONE | DISTRIBUTION | TNB | WP PUTRAJAYA & CYBERJAYA | NO | Unknown |  |  |  | NO | [8 empty] | PTJ09331 | NO | [7 empty] | 3 | Pass | null
378211878 | PTJ09332 |  |  |  | VPTJ/PCE/J09331/MB09331 | 300280869 | Existing | RYB |  |  | CLOSED | CLOSED | LINK |  | 11 kV |  | 24/08/2005 |  |  |  |  | INDKOM |  |  | PE 9.33 P'PURI BLOK B1 (EFI) (F1) | Unknown | Unknown | NO | NONE | DISTRIBUTION | TNB | WP PUTRAJAYA & CYBERJAYA | NO | Unknown |  |  |  | NO | [8 empty] | PTJ09332 | NO | [7 empty] | 3 | Pass | null
378211965 | PTJ09334 |  |  |  | VPTJ/PCE/J09332/MB09334 | 300280870 | Existing | RYB |  |  | CLOSED | CLOSED | LINK |  | 11 kV |  | 24/08/2005 |  |  |  |  | INDKOM |  |  | PE 9.33 P'PURI BLOK B1 (EFI) (F2) | Unknown | Unknown | NO | NONE | DISTRIBUTION | TNB | WP PUTRAJAYA & CYBERJAYA | NO | Unknown |  |  |  | NO | [8 empty] | PTJ09334 | NO | [7 empty] | 3 | Pass | null
378211970 | PTJ09335 |  |  |  | VPTJ/PCE/J09332/MB09334 | 300280870 | Existing | RYB |  |  | CLOSED | CLOSED | LINK |  | 11 kV |  | 24/08/2005 |  |  |  |  | INDKOM |  |  | PE 9.33 P'PURI BLOK B1 (EFI) (F2) | Unknown | Unknown | NO | NONE | DISTRIBUTION | TNB | WP PUTRAJAYA & CYBERJAYA | NO | Unknown |  |  |  | NO | [8 empty] | PTJ09335 | NO | [7 empty] | 3 | Pass | null
378212058 | PTJ09323 |  |  |  | VPTJ/PCE/J09321/MB09321 | 300280867 | Existing | RYB |  |  | CLOSED | CLOSED | LINK |  | 11 kV |  | 24/08/2005 |  |  |  |  | TAMCO |  |  | PE 9.32 P'PURI BLOK B3 (F1) | Unknown | Unknown | NO | NONE | DISTRIBUTION | TNB | WP PUTRAJAYA & CYBERJAYA | NO | Unknown |  |  |  | NO | [8 empty] | PTJ09323 | NO | [7 empty] | 3 | Pass | null
378212063 | PTJ09321 |  |  |  | VPTJ/PCE/J09321/MB09321 | 300280867 | Existing | RYB |  |  | CLOSED | CLOSED | LINK |  | 11 kV |  | 24/08/2005 |  |  |  |  | TAMCO |  |  | PE 9.32 P'PURI BLOK B3 (F1) | Unknown | Unknown | NO | NONE | DISTRIBUTION | TNB | WP PUTRAJAYA & CYBERJAYA | NO | Unknown |  |  |  | NO | [8 empty] | PTJ09321 | NO | [7 empty] | 3 | Pass | null
378212102 | PTJ09325 |  |  |  | VPTJ/PCE/J09322/MB09324 | 300280868 | Existing | RYB |  |  | CLOSED | CLOSED | LINK |  | 11 kV |  | 24/08/2005 |  |  |  |  | INDKOM |  |  | PE 9.32 P'PURI BLOK B3 (F2) | Unknown | Unknown | NO | NONE | DISTRIBUTION | TNB | WP PUTRAJAYA & CYBERJAYA | NO | Unknown |  |  |  | NO | [8 empty] | PTJ09325 | NO | [7 empty] | 3 | Pass | null
378212107 | PTJ09324 |  |  |  | VPTJ/PCE/J09322/MB09324 | 300280868 | Existing | RYB |  |  | CLOSED | CLOSED | LINK |  | 11 kV |  | 24/08/2005 |  |  |  |  | INDKOM |  |  | PE 9.32 P'PURI BLOK B3 (F2) | Unknown | Unknown | NO | NONE | DISTRIBUTION | TNB | WP PUTRAJAYA & CYBERJAYA | NO | Unknown |  |  |  | NO | [8 empty] | PTJ09324 | NO | [7 empty] | 3 | Pass | null
378212188 | PTJ09371 |  |  |  | VPTJ/PCE/J09371/MB09371 | 300280919 | Existing | RYB |  |  | CLOSED | CLOSED | LINK |  | 11 kV |  | 22/07/2007 |  |  |  |  | TAMCO |  |  | PE 9.37 P'PURI BLOK A1 (EFI) (F1) | Unknown | Unknown | NO | NONE | DISTRIBUTION | TNB | WP PUTRAJAYA & CYBERJAYA | NO | Unknown |  |  |  | NO | [8 empty] | PTJ09371 | NO | [7 empty] | 3 | Pass | null
378212193 | PTJ09373 |  |  |  | VPTJ/PCE/J09371/MB09371 | 300280919 | Existing | RYB |  |  | CLOSED | CLOSED | LINK |  | 11 kV |  | 22/07/2007 |  |  |  |  | TAMCO |  |  | PE 9.37 P'PURI BLOK A1 (EFI) (F1) | Unknown | Unknown | NO | NONE | DISTRIBUTION | TNB | WP PUTRAJAYA & CYBERJAYA | NO | Unknown |  |  |  | NO | [8 empty] | PTJ09373 | NO | [7 empty] | 3 | Pass | null
378212341 | PTJ09374 |  |  |  | VPTJ/PCE/J09372/MB09374 | 300280920 | Existing | RYB |  |  | CLOSED | CLOSED | LINK |  | 11 kV |  | 22/07/2007 |  |  |  |  | TAMCO |  |  | PE 9.37 P'PURI BLOK A1 (EFI) (F2) | Unknown | Unknown | NO | NONE | DISTRIBUTION | TNB | WP PUTRAJAYA & CYBERJAYA | NO | Unknown |  |  |  | NO | [8 empty] | PTJ09374 | NO | [7 empty] | 3 | Pass | null
378212346 | PTJ09376 |  |  |  | VPTJ/PCE/J09372/MB09374 | 300280920 | Existing | RYB |  |  | CLOSED | CLOSED | LINK |  | 11 kV |  | 22/07/2007 |  |  |  |  | TAMCO |  |  | PE 9.37 P'PURI BLOK A1 (EFI) (F2) | Unknown | Unknown | NO | NONE | DISTRIBUTION | TNB | WP PUTRAJAYA & CYBERJAYA | NO | Unknown |  |  |  | NO | [8 empty] | PTJ09376 | NO | [7 empty] | 3 | Pass | null
378212370 | PTJ09381 |  |  |  | VPTJ/PCE/J09381/MB09381 | 300280921 | Existing | RYB |  |  | CLOSED | CLOSED | LINK |  | 11 kV |  | 22/07/2007 |  |  |  |  | TAMCO |  |  | PE 9.38 P'PURI BLOK A3 (F1) | Unknown | Unknown | NO | NONE | DISTRIBUTION | TNB | WP PUTRAJAYA & CYBERJAYA | NO | Unknown |  |  |  | NO | [8 empty] | PTJ09381 | NO | [7 empty] | 3 | Pass | null
378212375 | PTJ09383 |  |  |  | VPTJ/PCE/J09381/MB09381 | 300280921 | Existing | RYB |  |  | CLOSED | CLOSED | LINK |  | 11 kV |  | 22/07/2007 |  |  |  |  | TAMCO |  |  | PE 9.38 P'PURI BLOK A3 (F1) | Unknown | Unknown | NO | NONE | DISTRIBUTION | TNB | WP PUTRAJAYA & CYBERJAYA | NO | Unknown |  |  |  | NO | [8 empty] | PTJ09383 | NO | [7 empty] | 3 | Pass | null
378212401 | PTJ09386 |  |  |  | VPTJ/PCE/J09382/MB09384 | 300280922 | Existing | RYB |  |  | CLOSED | CLOSED | LINK |  | 11 kV |  | 22/07/2007 |  |  |  |  | TAMCO |  |  | PE 9.38 P'PURI BLOK A3 (F2) | Unknown | Unknown | NO | NONE | DISTRIBUTION | TNB | WP PUTRAJAYA & CYBERJAYA | NO | Unknown |  |  |  | NO | [8 empty] | PTJ09386 | NO | [7 empty] | 3 | Pass | null
378212406 | PTJ09384 |  |  |  | VPTJ/PCE/J09382/MB09384 | 300280922 | Existing | RYB |  |  | CLOSED | CLOSED | LINK |  | 11 kV |  | 22/07/2007 |  |  |  |  | TAMCO |  |  | PE 9.38 P'PURI BLOK A3 (F2) | Unknown | Unknown | NO | NONE | DISTRIBUTION | TNB | WP PUTRAJAYA & CYBERJAYA | NO | Unknown |  |  |  | NO | [8 empty] | PTJ09384 | NO | [7 empty] | 3 | Pass | null
378212556 | PTJ09394 |  |  |  | VPTJ/PCE/J09392/MB09394 | 300280924 | Existing | RYB |  |  | CLOSED | CLOSED | LINK |  | 11 kV |  | 22/07/2007 |  |  |  |  | TAMCO |  |  | PE 9.39 P'PURI BLOK B3 (EFI) (F2) | Unknown | Unknown | NO | NONE | DISTRIBUTION | TNB | WP PUTRAJAYA & CYBERJAYA | NO | Unknown |  |  |  | NO | [8 empty] | PTJ09394 | NO | [7 empty] | 3 | Pass | null
378212561 | PTJ09396 |  |  |  | VPTJ/PCE/J09392/MB09394 | 300280924 | Existing | RYB |  |  | CLOSED | CLOSED | LINK |  | 11 kV |  | 22/07/2007 |  |  |  |  | TAMCO |  |  | PE 9.39 P'PURI BLOK B3 (EFI) (F2) | Unknown | Unknown | NO | NONE | DISTRIBUTION | TNB | WP PUTRAJAYA & CYBERJAYA | NO | Unknown |  |  |  | NO | [8 empty] | PTJ09396 | NO | [7 empty] | 3 | Pass | null
378212579 | PTJ09391 |  |  |  | VPTJ/PCE/J09391/MB09391 | 300280923 | Existing | RYB |  |  | CLOSED | CLOSED | LINK |  | 11 kV |  | 22/07/2007 |  |  |  |  | TAMCO |  |  | PE 9.39 P'PURI BLOK B3 (EFI) (F1) | Unknown | Unknown | NO | NONE | DISTRIBUTION | TNB | WP PUTRAJAYA & CYBERJAYA | NO | Unknown |  |  |  | NO | [8 empty] | PTJ09391 | NO | [7 empty] | 3 | Pass | null
378212584 | PTJ09393 |  |  |  | VPTJ/PCE/J09391/MB09391 | 300280923 | Existing | RYB |  |  | CLOSED | CLOSED | LINK |  | 11 kV |  | 22/07/2007 |  |  |  |  | TAMCO |  |  | PE 9.39 P'PURI BLOK B3 (EFI) (F1) | Unknown | Unknown | NO | NONE | DISTRIBUTION | TNB | WP PUTRAJAYA & CYBERJAYA | NO | Unknown |  |  |  | NO | [8 empty] | PTJ09393 | NO | [7 empty] | 3 | Pass | null
378212999 | PTJ09411 |  |  |  | VPTJ/PCE/J09411/MB09411 | 300280925 | Existing | RYB |  |  | CLOSED | CLOSED | LINK |  | 11 kV |  | 22/07/2007 |  |  |  |  | TAMCO |  |  | PE 9.41 P'PURI BLOK E3 (F1) | Unknown | Unknown | NO | NONE | DISTRIBUTION | TNB | WP PUTRAJAYA & CYBERJAYA | NO | Unknown |  |  |  | NO | [8 empty] | PTJ09411 | NO | [7 empty] | 3 | Pass | null
378213004 | PTJ09413 |  |  |  | VPTJ/PCE/J09411/MB09411 | 300280925 | Existing | RYB |  |  | CLOSED | CLOSED | LINK |  | 11 kV |  | 22/07/2007 |  |  |  |  | TAMCO |  |  | PE 9.41 P'PURI BLOK E3 (F1) | Unknown | Unknown | NO | NONE | DISTRIBUTION | TNB | WP PUTRAJAYA & CYBERJAYA | NO | Unknown |  |  |  | NO | [8 empty] | PTJ09413 | NO | [7 empty] | 3 | Pass | null
378213096 | PTJ09414 |  |  |  | VPTJ/PCE/J09412/MB09414 | 300280926 | Existing | RYB |  |  | CLOSED | CLOSED | LINK |  | 11 kV |  | 22/07/2007 |  |  |  |  | TAMCO |  |  | PE 9.41 P'PURI BLOK E3 (F2) | Unknown | Unknown | NO | NONE | DISTRIBUTION | TNB | WP PUTRAJAYA & CYBERJAYA | NO | Unknown |  |  |  | NO | [8 empty] | PTJ09414 | NO | [7 empty] | 3 | Pass | null
378213101 | PTJ09416 |  |  |  | VPTJ/PCE/J09412/MB09414 | 300280926 | Existing | RYB |  |  | CLOSED | CLOSED | LINK |  | 11 kV |  | 22/07/2007 |  |  |  |  | TAMCO |  |  | PE 9.41 P'PURI BLOK E3 (F2) | Unknown | Unknown | NO | NONE | DISTRIBUTION | TNB | WP PUTRAJAYA & CYBERJAYA | NO | Unknown |  |  |  | NO | [8 empty] | PTJ09416 | NO | [7 empty] | 3 | Pass | null
378213191 | PTJ09421 |  |  |  | VPTJ/PCE/J09421/MB09421 | 300280927 | Existing | RYB |  |  | CLOSED | CLOSED | LINK |  | 11 kV |  | 22/07/2007 |  |  |  |  | TAMCO |  |  | PE 9.42 P'PURI BLOK E1 (EFI) (F1) | Unknown | Unknown | NO | NONE | DISTRIBUTION | TNB | WP PUTRAJAYA & CYBERJAYA | NO | Unknown |  |  |  | NO | [8 empty] | PTJ09421 | NO | [7 empty] | 3 | Pass | null
378213196 | PTJ09423 |  |  |  | VPTJ/PCE/J09421/MB09421 | 300280927 | Existing | RYB |  |  | CLOSED | CLOSED | LINK |  | 11 kV |  | 22/07/2007 |  |  |  |  | TAMCO |  |  | PE 9.42 P'PURI BLOK E1 (EFI) (F1) | Unknown | Unknown | NO | NONE | DISTRIBUTION | TNB | WP PUTRAJAYA & CYBERJAYA | NO | Unknown |  |  |  | NO | [8 empty] | PTJ09423 | NO | [7 empty] | 3 | Pass | null
378213281 | PTJ09424 |  |  |  | VPTJ/PCE/J09422/MB09424 | 300280928 | Existing | RYB |  |  | CLOSED | CLOSED | LINK |  | 11 kV |  | 22/07/2007 |  |  |  |  | TAMCO |  |  | PE 9.42 P'PURI BLOK E1 (EFI) (F2) | Unknown | Unknown | NO | NONE | DISTRIBUTION | TNB | WP PUTRAJAYA & CYBERJAYA | NO | Unknown |  |  |  | NO | [8 empty] | PTJ09424 | NO | [7 empty] | 3 | Pass | null
378213286 | PTJ09426 |  |  |  | VPTJ/PCE/J09422/MB09424 | 300280928 | Existing | RYB |  |  | CLOSED | CLOSED | LINK |  | 11 kV |  | 22/07/2007 |  |  |  |  | TAMCO |  |  | PE 9.42 P'PURI BLOK E1 (EFI) (F2) | Unknown | Unknown | NO | NONE | DISTRIBUTION | TNB | WP PUTRAJAYA & CYBERJAYA | NO | Unknown |  |  |  | NO | [8 empty] | PTJ09426 | NO | [7 empty] | 3 | Pass | null
378213372 | PTJ09481 |  |  |  | VPTJ/PCE/J09481/MB09481 | 300280939 | Existing | RYB |  |  | CLOSED | CLOSED | LINK |  | 11 kV |  | 31/10/2007 |  |  |  |  | TAMCO |  |  | PE 9.48 P'PURI BLOK C&D (EFI) (F1) | Unknown | Unknown | NO | NONE | DISTRIBUTION | TNB | WP PUTRAJAYA & CYBERJAYA | NO | Unknown |  |  |  | NO | [8 empty] | PTJ09481 | NO | [7 empty] | 3 | Pass | null
378213377 | PTJ09483 |  |  |  | VPTJ/PCE/J09481/MB09481 | 300280939 | Existing | RYB |  |  | CLOSED | CLOSED | LINK |  | 11 kV |  | 31/10/2007 |  |  |  |  | TAMCO |  |  | PE 9.48 P'PURI BLOK C&D (EFI) (F1) | Unknown | Unknown | NO | NONE | DISTRIBUTION | TNB | WP PUTRAJAYA & CYBERJAYA | NO | Unknown |  |  |  | NO | [8 empty] | PTJ09483 | NO | [7 empty] | 3 | Pass | null
378213465 | PTJ09486 |  |  |  | VPTJ/PCE/J09482/MB09484 | 300280940 | Existing | RYB |  |  | CLOSED | CLOSED | LINK |  | 11 kV |  | 31/10/2007 |  |  |  |  | TAMCO |  |  | PE 9.48 P'PURI BLOK C&D (EFI) (F2) | Unknown | Unknown | NO | NONE | DISTRIBUTION | TNB | WP PUTRAJAYA & CYBERJAYA | NO | Unknown |  |  |  | NO | [8 empty] | PTJ09486 | NO | [7 empty] | 3 | Pass | null
378213470 | PTJ09484 |  |  |  | VPTJ/PCE/J09482/MB09484 | 300280940 | Existing | RYB |  |  | CLOSED | CLOSED | LINK |  | 11 kV |  | 31/10/2007 |  |  |  |  | TAMCO |  |  | PE 9.48 P'PURI BLOK C&D (EFI) (F2) | Unknown | Unknown | NO | NONE | DISTRIBUTION | TNB | WP PUTRAJAYA & CYBERJAYA | NO | Unknown |  |  |  | NO | [8 empty] | PTJ09484 | NO | [7 empty] | 3 | Pass | null
378213556 | PTJ09473 |  |  |  | VPTJ/PCE/J09471/MB09471 | 300280937 | Existing | RYB |  |  | CLOSED | CLOSED | LINK |  | 11 kV |  | 31/10/2007 |  |  |  |  | TAMCO |  |  | PE 9.47 P'PURI BLOK A&B (F1) | Unknown | Unknown | NO | NONE | DISTRIBUTION | TNB | WP PUTRAJAYA & CYBERJAYA | NO | Unknown |  |  |  | NO | [8 empty] | PTJ09473 | NO | [7 empty] | 3 | Pass | null
378213561 | PTJ09471 |  |  |  | VPTJ/PCE/J09471/MB09471 | 300280937 | Existing | RYB |  |  | CLOSED | CLOSED | LINK |  | 11 kV |  | 31/10/2007 |  |  |  |  | TAMCO |  |  | PE 9.47 P'PURI BLOK A&B (F1) | Unknown | Unknown | NO | NONE | DISTRIBUTION | TNB | WP PUTRAJAYA & CYBERJAYA | NO | Unknown |  |  |  | NO | [8 empty] | PTJ09471 | NO | [7 empty] | 3 | Pass | null
378213641 | PTJ09476 |  |  |  | VPTJ/PCE/J09472/MB09474 | 300280938 | Existing | RYB |  |  | CLOSED | CLOSED | LINK |  | 11 kV |  | 31/10/2007 |  |  |  |  | TAMCO |  |  | PE 9.47 P'PURI BLOK A&B (F2) | Unknown | Unknown | NO | NONE | DISTRIBUTION | TNB | WP PUTRAJAYA & CYBERJAYA | NO | Unknown |  |  |  | NO | [8 empty] | PTJ09476 | NO | [7 empty] | 3 | Pass | null
378213646 | PTJ09474 |  |  |  | VPTJ/PCE/J09472/MB09474 | 300280938 | Existing | RYB |  |  | CLOSED | CLOSED | LINK |  | 11 kV |  | 31/10/2007 |  |  |  |  | TAMCO |  |  | PE 9.47 P'PURI BLOK A&B (F2) | Unknown | Unknown | NO | NONE | DISTRIBUTION | TNB | WP PUTRAJAYA & CYBERJAYA | NO | Unknown |  |  |  | NO | [8 empty] | PTJ09474 | NO | [7 empty] | 3 | Pass | null
378213740 | PTJ09142 |  |  |  | VPTJ/PCE/J09141/MB09141 | 300280835 | Existing | RYB |  |  | OPEN | CLOSED | LINK |  | 11 kV |  | 19/11/2002 |  |  |  |  | INDKOM |  |  | PE 9.14 K.KEJIRANAN (F1) | Unknown | Unknown | NO | NONE | DISTRIBUTION | TNB | WP PUTRAJAYA & CYBERJAYA | NO | Unknown |  |  |  | NO | [8 empty] | PTJ09142 | NO | [7 empty] | 3 | Pass | null
378213745 | PTJ09141 |  |  |  | VPTJ/PCE/J09141/MB09141 | 300280835 | Existing | RYB |  |  | CLOSED | CLOSED | LINK |  | 11 kV |  | 19/11/2002 |  |  |  |  | INDKOM |  |  | PE 9.14 K.KEJIRANAN (F1) | Unknown | Unknown | NO | NONE | DISTRIBUTION | TNB | WP PUTRAJAYA & CYBERJAYA | NO | Unknown |  |  |  | NO | [8 empty] | PTJ09141 | NO | [7 empty] | 3 | Pass | null
378213832 | PTJ09144 |  |  |  | VPTJ/PCE/J09142/MB09144 | 300280836 | Existing | RYB |  |  | CLOSED | CLOSED | LINK |  | 11 kV |  | 19/11/2002 |  |  |  |  | INDKOM |  |  | PE 9.14 K.KEJIRANAN (F2) | Unknown | Unknown | NO | NONE | DISTRIBUTION | TNB | WP PUTRAJAYA & CYBERJAYA | NO | Unknown |  |  |  | NO | [8 empty] | PTJ09144 | NO | [7 empty] | 3 | Pass | null
378213837 | PTJ09145 |  |  |  | VPTJ/PCE/J09142/MB09144 | 300280836 | Existing | RYB |  |  | OPEN | CLOSED | LINK |  | 11 kV |  | 19/11/2002 |  |  |  |  | INDKOM |  |  | PE 9.14 K.KEJIRANAN (F2) | Unknown | Unknown | NO | NONE | DISTRIBUTION | TNB | WP PUTRAJAYA & CYBERJAYA | NO | Unknown |  |  |  | NO | [8 empty] | PTJ09145 | NO | [7 empty] | 3 | Pass | null
378213927 | PTJ10134 |  |  |  | VPTJ/PCE/J10132/MB10134 | 300280959 | Existing | RYB |  |  | CLOSED | CLOSED | LINK |  | 11 kV |  | 21/10/2004 |  |  |  |  | INDKOM |  |  | PE 10.13 PUSPANITA (F2) | Unknown | Unknown | NO | NONE | DISTRIBUTION | TNB | WP PUTRAJAYA & CYBERJAYA | NO | Unknown |  |  |  | NO | [8 empty] | PTJ10134 | NO | [7 empty] | 3 | Pass | null
378213932 | PTJ10135 |  |  |  | VPTJ/PCE/J10132/MB10134 | 300280959 | Existing | RYB |  |  | CLOSED | CLOSED | LINK |  | 11 kV |  | 21/10/2004 |  |  |  |  | INDKOM |  |  | PE 10.13 PUSPANITA (F2) | Unknown | Unknown | NO | NONE | DISTRIBUTION | TNB | WP PUTRAJAYA & CYBERJAYA | NO | Unknown |  |  |  | NO | [8 empty] | PTJ10135 | NO | [7 empty] | 3 | Pass | null
378213950 | PTJ10131 |  |  |  | VPTJ/PCE/J10131/MB10131 | 300280958 | Existing | RYB |  |  | CLOSED | CLOSED | LINK |  | 11 kV |  | 21/10/2004 |  |  |  |  | INDKOM |  |  | PE 10.13 PUSPANITA (F1) | Unknown | Unknown | NO | NONE | DISTRIBUTION | TNB | WP PUTRAJAYA & CYBERJAYA | NO | Unknown |  |  |  | NO | [8 empty] | PTJ10131 | NO | [7 empty] | 3 | Pass | null
378213955 | PTJ10132 |  |  |  | VPTJ/PCE/J10131/MB10131 | 300280958 | Existing | RYB |  |  | CLOSED | CLOSED | LINK |  | 11 kV |  | 21/10/2004 |  |  |  |  | INDKOM |  |  | PE 10.13 PUSPANITA (F1) | Unknown | Unknown | NO | NONE | DISTRIBUTION | TNB | WP PUTRAJAYA & CYBERJAYA | NO | Unknown |  |  |  | NO | [8 empty] | PTJ10132 | NO | [7 empty] | 3 | Pass | null
378214113 | PTJ02043 |  |  |  | VPTJ/PCE/J02041/MB02041 | 300280626 | Existing | RYB |  |  | CLOSED | CLOSED | LINK |  | 11 kV |  | 30/01/2003 |  |  |  |  | INDKOM |  |  | PE 2.04 W.F PROMENADE (F1) | Unknown | Unknown | NO | NONE | DISTRIBUTION | TNB | WP PUTRAJAYA & CYBERJAYA | NO | Unknown |  |  |  | NO | [8 empty] | PTJ02043 | NO | [7 empty] | 3 | Pass | null
378214118 | PTJ02041 |  |  |  | VPTJ/PCE/J02041/MB02041 | 300280626 | Existing | RYB |  |  | CLOSED | CLOSED | LINK |  | 11 kV |  | 30/01/2003 |  |  |  |  | INDKOM |  |  | PE 2.04 W.F PROMENADE (F1) | Unknown | Unknown | NO | NONE | DISTRIBUTION | TNB | WP PUTRAJAYA & CYBERJAYA | NO | Unknown |  |  |  | NO | [8 empty] | PTJ02041 | NO | [7 empty] | 3 | Pass | null
378214205 | PTJ02046 |  |  |  | VPTJ/PCE/J02042/MB02045 | 300280628 | Existing | RYB |  |  | CLOSED | CLOSED | LINK |  | 11 kV |  | 30/01/2003 |  |  |  |  | INDKOM |  |  | PE 2.04 W.F PROMENADE (F2) | Unknown | Unknown | NO | NONE | DISTRIBUTION | TNB | WP PUTRAJAYA & CYBERJAYA | NO | Unknown |  |  |  | NO | [8 empty] | PTJ02046 | NO | [7 empty] | 3 | Pass | null
378214210 | PTJ02045 |  |  |  | VPTJ/PCE/J02042/MB02045 | 300280628 | Existing | RYB |  |  | CLOSED | CLOSED | LINK |  | 11 kV |  | 30/01/2003 |  |  |  |  | INDKOM |  |  | PE 2.04 W.F PROMENADE (F2) | Unknown | Unknown | NO | NONE | DISTRIBUTION | TNB | WP PUTRAJAYA & CYBERJAYA | NO | Unknown |  |  |  | NO | [8 empty] | PTJ02045 | NO | [7 empty] | 3 | Pass | null
378214299 | PTJ02052 |  |  |  | VPTJ/PCE/J02051/MB02051 | 300280630 | Existing | RYB |  |  | CLOSED | CLOSED | LINK |  | 11 kV |  | 22/08/2002 |  |  |  |  | INDKOM |  |  | PE 2.05 PADAT CUT | Unknown | Unknown | NO | NONE | DISTRIBUTION | TNB | WP PUTRAJAYA & CYBERJAYA | NO | Unknown |  |  |  | NO | [8 empty] | PTJ02052 | NO | [7 empty] | 3 | Pass | null
378214304 | PTJ02051 |  |  |  | VPTJ/PCE/J02051/MB02051 | 300280630 | Existing | RYB |  |  | CLOSED | CLOSED | LINK |  | 11 kV |  | 22/08/2002 |  |  |  |  | INDKOM |  |  | PE 2.05 PADAT CUT | Unknown | Unknown | NO | NONE | DISTRIBUTION | TNB | WP PUTRAJAYA & CYBERJAYA | NO | Unknown |  |  |  | NO | [8 empty] | PTJ02051 | NO | [7 empty] | 3 | Pass | null
378214389 | PTJ02262 |  |  |  | VPTJ/PCE/J02261/MB02261 | 300485137 | Existing | RYB |  |  | CLOSED | CLOSED | LINK |  | 11 kV |  | 20140804 |  |  |  |  | INDKOM |  |  | PE 2.26 C/S FORMULA E 2 | Unknown | Unknown | NO | NONE | DISTRIBUTION | TNB | WP PUTRAJAYA & CYBERJAYA | NO | Unknown |  |  |  | NO | [8 empty] | PTJ02262 | NO | [7 empty] | 3 | Pass | null
378214394 | PTJ02261 |  |  |  | VPTJ/PCE/J02261/MB02261 | 300485137 | Existing | RYB |  |  | CLOSED | CLOSED | LINK |  | 11 kV |  | 20140804 |  |  |  |  | INDKOM |  |  | PE 2.26 C/S FORMULA E 2 | Unknown | Unknown | NO | NONE | DISTRIBUTION | TNB | WP PUTRAJAYA & CYBERJAYA | NO | Unknown |  |  |  | NO | [8 empty] | PTJ02261 | NO | [7 empty] | 3 | Pass | null
378214500 | PTJ02241 |  |  |  | VPTJ/PCE/J02241/MB02241 | 310303856 | Existing | RYB |  |  | CLOSED | CLOSED | LINK |  | 11 kV | [6 empty] | INDKOM |  |  | PE 2.24 TEMP 2C5 | Unknown | Unknown | NO | NONE | DISTRIBUTION | TNB | WP PUTRAJAYA & CYBERJAYA | NO | Unknown |  |  |  | NO | [8 empty] | PTJ02241 | NO | [7 empty] | 3 | Pass | null
378214505 | PTJ02242 |  |  |  | VPTJ/PCE/J02241/MB02241 | 310303856 | Existing | RYB |  |  | CLOSED | CLOSED | LINK |  | 11 kV | [6 empty] | INDKOM |  |  | PE 2.24 TEMP 2C5 | Unknown | Unknown | NO | NONE | DISTRIBUTION | TNB | WP PUTRAJAYA & CYBERJAYA | NO | Unknown |  |  |  | NO | [8 empty] | PTJ02242 | NO | [7 empty] | 3 | Pass | null
378214609 | PTJ02282 |  |  |  | VPTJ/PCE/J02281/MB02281 | 300485554 | Existing | RYB |  |  | CLOSED | CLOSED | LINK |  | 11 kV | [6 empty] | INDKOM |  |  | PE 2.28 C/S FORMULA E 4 | Unknown | Unknown | NO | NONE | DISTRIBUTION | TNB | WP PUTRAJAYA & CYBERJAYA | NO | Unknown |  |  |  | NO | [8 empty] | PTJ02282 | NO | [7 empty] | 3 | Pass | null
378214614 | PTJ02281 |  |  |  | VPTJ/PCE/J02281/MB02281 | 300485554 | Existing | RYB |  |  | CLOSED | CLOSED | LINK |  | 11 kV | [6 empty] | INDKOM |  |  | PE 2.28 C/S FORMULA E 4 | Unknown | Unknown | NO | NONE | DISTRIBUTION | TNB | WP PUTRAJAYA & CYBERJAYA | NO | Unknown |  |  |  | NO | [8 empty] | PTJ02281 | NO | [7 empty] | 3 | Pass | null
378219822 | PTJ15212 |  |  |  | VPTJ/PCE/J15211/MB15211 | 300281155 | Existing | RYB |  |  | CLOSED | CLOSED | LINK |  | 11 kV |  | 20040911 |  |  |  |  | INDKOM |  |  | SS 15.21 OFFICE CHANCERIES (EFI) (F1) | Unknown | Unknown | NO | NONE | DISTRIBUTION | TNB | WP PUTRAJAYA & CYBERJAYA | NO | Unknown |  |  |  | NO | [8 empty] | PTJ15212 | NO | [7 empty] | 3 | Pass | null
378219828 | PTJ15213 |  |  |  | VPTJ/PCE/J15211/MB15211 | 300281155 | Existing | RYB |  |  | CLOSED | CLOSED | LINK |  | 11 kV |  | 20040911 |  |  |  |  | INDKOM |  |  | SS 15.21 OFFICE CHANCERIES (EFI) (F1) | Unknown | Unknown | NO | NONE | DISTRIBUTION | TNB | WP PUTRAJAYA & CYBERJAYA | NO | Unknown |  |  |  | NO | [8 empty] | PTJ15213 | NO | [7 empty] | 3 | Pass | null
378219833 | PTJ15211 |  |  |  | VPTJ/PCE/J15211/MB15211 | 300281155 | Existing | RYB |  |  | CLOSED | CLOSED | LINK |  | 11 kV |  | 20040911 |  |  |  |  | INDKOM |  |  | SS 15.21 OFFICE CHANCERIES (EFI) (F1) | Unknown | Unknown | NO | NONE | DISTRIBUTION | TNB | WP PUTRAJAYA & CYBERJAYA | NO | Unknown |  |  |  | NO | [8 empty] | PTJ15211 | NO | [7 empty] | 3 | Pass | null
378219848 | PTJ15216 |  |  |  | VPTJ/PCE/J15212/MB15214 | 300281156 | Existing | RYB |  |  | CLOSED | CLOSED | LINK |  | 11 kV |  | 20040911 |  |  |  |  | TAMCO |  |  | SS 15.21 OFFICE CHANCERIES (EFI) (F2) | Unknown | Unknown | NO | NONE | DISTRIBUTION | TNB | WP PUTRAJAYA & CYBERJAYA | NO | Unknown |  |  |  | NO | [8 empty] | PTJ15216 | NO | [7 empty] | 3 | Pass | null
378219854 | PTJ15215 |  |  |  | VPTJ/PCE/J15212/MB15214 | 300281156 | Existing | RYB |  |  | CLOSED | CLOSED | LINK |  | 11 kV |  | 20040911 |  |  |  |  | TAMCO |  |  | SS 15.21 OFFICE CHANCERIES (EFI) (F2) | Unknown | Unknown | NO | NONE | DISTRIBUTION | TNB | WP PUTRAJAYA & CYBERJAYA | NO | Unknown |  |  |  | NO | [8 empty] | PTJ15215 | NO | [7 empty] | 3 | Pass | null
378219859 | PTJ15214 |  |  |  | VPTJ/PCE/J15212/MB15214 | 300281156 | Existing | RYB |  |  | CLOSED | CLOSED | LINK |  | 11 kV |  | 20040911 |  |  |  |  | TAMCO |  |  | SS 15.21 OFFICE CHANCERIES (EFI) (F2) | Unknown | Unknown | NO | NONE | DISTRIBUTION | TNB | WP PUTRAJAYA & CYBERJAYA | NO | Unknown |  |  |  | NO | [8 empty] | PTJ15214 | NO | [7 empty] | 3 | Pass | null
378219876 | PTJ15073 |  |  |  | VPTJ/PCE/J15071/MB15071 | 300281151 | Existing | RYB |  |  | CLOSED | CLOSED | LINK |  | 11 kV |  | 18/02/2006 |  |  |  |  | TAMCO |  |  | PE 15.07 BLOK D3 (EFI) (F1) | Unknown | Unknown | NO | NONE | DISTRIBUTION | TNB | WP PUTRAJAYA & CYBERJAYA | NO | Unknown |  |  |  | NO | [8 empty] | PTJ15073 | NO | [7 empty] | 3 | Pass | null
378219881 | PTJ15071 |  |  |  | VPTJ/PCE/J15071/MB15071 | 300281151 | Existing | RYB |  |  | CLOSED | CLOSED | LINK |  | 11 kV |  | 18/02/2006 |  |  |  |  | TAMCO |  |  | PE 15.07 BLOK D3 (EFI) (F1) | Unknown | Unknown | NO | NONE | DISTRIBUTION | TNB | WP PUTRAJAYA & CYBERJAYA | NO | Unknown |  |  |  | NO | [8 empty] | PTJ15071 | NO | [7 empty] | 3 | Pass | null
378219899 | PTJ15076 |  |  |  | VPTJ/PCE/J15072/MB15074 | 300281152 | Existing | RYB |  |  | CLOSED | CLOSED | LINK |  | 11 kV |  | 18/02/2006 |  |  |  |  | TAMCO |  |  | PE 15.07 BLOK D3 (EFI) (F2) | Unknown | Unknown | NO | NONE | DISTRIBUTION | TNB | WP PUTRAJAYA & CYBERJAYA | NO | Unknown |  |  |  | NO | [8 empty] | PTJ15076 | NO | [7 empty] | 3 | Pass | null
378219904 | PTJ15074 |  |  |  | VPTJ/PCE/J15072/MB15074 | 300281152 | Existing | RYB |  |  | CLOSED | CLOSED | LINK |  | 11 kV |  | 18/02/2006 |  |  |  |  | TAMCO |  |  | PE 15.07 BLOK D3 (EFI) (F2) | Unknown | Unknown | NO | NONE | DISTRIBUTION | TNB | WP PUTRAJAYA & CYBERJAYA | NO | Unknown |  |  |  | NO | [8 empty] | PTJ15074 | NO | [7 empty] | 3 | Pass | null
378219928 | PTJ15333 |  |  |  | VPTJ/PCE/J15331/MM15331 | 300453012 | Existing | RYB |  |  | CLOSED | CLOSED | LINK |  | 11 kV | [6 empty] | SCHNEIDER |  |  | PE 15.33 PDT KEDIAMAN KEDUTAAN IRAQ (F1) | Unknown | Unknown | NO | NONE | DISTRIBUTION | TNB | WP PUTRAJAYA & CYBERJAYA | NO | Unknown |  |  |  | NO | [8 empty] | PTJ15333 | NO | [7 empty] | 3 | Pass | null
378219933 | PTJ15331 |  |  |  | VPTJ/PCE/J15331/MM15331 | 300453012 | Existing | RYB |  |  | CLOSED | CLOSED | LINK |  | 11 kV | [6 empty] | SCHNEIDER |  |  | PE 15.33 PDT KEDIAMAN KEDUTAAN IRAQ (F1) | Unknown | Unknown | NO | NONE | DISTRIBUTION | TNB | WP PUTRAJAYA & CYBERJAYA | NO | Unknown |  |  |  | NO | [8 empty] | PTJ15331 | NO | [7 empty] | 3 | Pass | null
378220032 | PTJ15335 |  |  |  | VPTJ/PCE/J15332/MB15334 | 310338860 | Existing | RYB |  |  | CLOSED | CLOSED | LINK |  | 11 kV | [6 empty] | INDKOM |  |  | PE 15.33 PDT KEDIAMAN KEDUTAAN IRAQ (F2) | Unknown | Unknown | NO | NONE | DISTRIBUTION | TNB | WP PUTRAJAYA & CYBERJAYA | NO | Unknown |  |  |  | NO | [8 empty] | PTJ15335 | NO | [7 empty] | 3 | Pass | null
378220037 | PTJ15334 |  |  |  | VPTJ/PCE/J15332/MB15334 | 310338860 | Existing | RYB |  |  | CLOSED | CLOSED | LINK |  | 11 kV | [6 empty] | INDKOM |  |  | PE 15.33 PDT KEDIAMAN KEDUTAAN IRAQ (F2) | Unknown | Unknown | NO | NONE | DISTRIBUTION | TNB | WP PUTRAJAYA & CYBERJAYA | NO | Unknown |  |  |  | NO | [8 empty] | PTJ15334 | NO | [7 empty] | 3 | Pass | null
378220143 | PTJ15053 |  |  |  | VPTJ/PCE/J15051/MB15051 | 300281147 | Existing | RYB |  |  | CLOSED | CLOSED | LINK |  | 11 kV |  | 18/02/2006 |  |  |  |  | TAMCO |  |  | PE 15.05 BLOK D2 (1) (EFI) (F1) | Unknown | Unknown | NO | NONE | DISTRIBUTION | TNB | WP PUTRAJAYA & CYBERJAYA | NO | Unknown |  |  |  | NO | [8 empty] | PTJ15053 | NO | [7 empty] | 3 | Pass | null
378220148 | PTJ15051 |  |  |  | VPTJ/PCE/J15051/MB15051 | 300281147 | Existing | RYB |  |  | OPEN | CLOSED | LINK |  | 11 kV |  | 18/02/2006 |  |  |  |  | TAMCO |  |  | PE 15.05 BLOK D2 (1) (EFI) (F1) | Unknown | Unknown | NO | NONE | DISTRIBUTION | TNB | WP PUTRAJAYA & CYBERJAYA | NO | Unknown |  |  |  | NO | [8 empty] | PTJ15051 | NO | [7 empty] | 3 | Pass | null
378220189 | PTJ15056 |  |  |  | VPTJ/PCE/J15052/MB15054 | 300281148 | Existing | RYB |  |  | CLOSED | CLOSED | LINK |  | 11 kV |  | 18/02/2006 |  |  |  |  | TAMCO |  |  | PE 15.05 BLOK D2 (1) (EFI) (F2) | Unknown | Unknown | NO | NONE | DISTRIBUTION | TNB | WP PUTRAJAYA & CYBERJAYA | NO | Unknown |  |  |  | NO | [8 empty] | PTJ15056 | NO | [7 empty] | 3 | Pass | null
378220194 | PTJ15054 |  |  |  | VPTJ/PCE/J15052/MB15054 | 300281148 | Existing | RYB |  |  | OPEN | CLOSED | LINK |  | 11 kV |  | 18/02/2006 |  |  |  |  | TAMCO |  |  | PE 15.05 BLOK D2 (1) (EFI) (F2) | Unknown | Unknown | NO | NONE | DISTRIBUTION | TNB | WP PUTRAJAYA & CYBERJAYA | NO | Unknown |  |  |  | NO | [8 empty] | PTJ15054 | NO | [7 empty] | 3 | Pass | null
378220285 | PTJ15063 |  |  |  | VPTJ/PCE/J15061/MB15061 | 300281149 | Existing | RYB |  |  | CLOSED | CLOSED | LINK |  | 11 kV |  | 18/02/2006 |  |  |  |  | TAMCO |  |  | PE 15.06 BLOK D2 (2) (F1) | Unknown | Unknown | NO | NONE | DISTRIBUTION | TNB | WP PUTRAJAYA & CYBERJAYA | NO | Unknown |  |  |  | NO | [8 empty] | PTJ15063 | NO | [7 empty] | 3 | Pass | null
378220290 | PTJ15061 |  |  |  | VPTJ/PCE/J15061/MB15061 | 300281149 | Existing | RYB |  |  | CLOSED | CLOSED | LINK |  | 11 kV |  | 18/02/2006 |  |  |  |  | TAMCO |  |  | PE 15.06 BLOK D2 (2) (F1) | Unknown | Unknown | NO | NONE | DISTRIBUTION | TNB | WP PUTRAJAYA & CYBERJAYA | NO | Unknown |  |  |  | NO | [8 empty] | PTJ15061 | NO | [7 empty] | 3 | Pass | null
378220381 | PTJ15066 |  |  |  | VPTJ/PCE/J15062/MB15064 | 300281150 | Existing | RYB |  |  | CLOSED | CLOSED | LINK |  | 11 kV |  | 18/02/2006 |  |  |  |  | TAMCO |  |  | PE 15.06 BLOK D2 (2) (F2) | Unknown | Unknown | NO | NONE | DISTRIBUTION | TNB | WP PUTRAJAYA & CYBERJAYA | NO | Unknown |  |  |  | NO | [8 empty] | PTJ15066 | NO | [7 empty] | 3 | Pass | null
378220386 | PTJ15064 |  |  |  | VPTJ/PCE/J15062/MB15064 | 300281150 | Existing | RYB |  |  | CLOSED | CLOSED | LINK |  | 11 kV |  | 18/02/2006 |  |  |  |  | TAMCO |  |  | PE 15.06 BLOK D2 (2) (F2) | Unknown | Unknown | NO | NONE | DISTRIBUTION | TNB | WP PUTRAJAYA & CYBERJAYA | NO | Unknown |  |  |  | NO | [8 empty] | PTJ15064 | NO | [7 empty] | 3 | Pass | null
378224291 | CBJ24251 |  |  |  | VCBJ/PCE/J24251/MB24251 | 310332980 | Existing | RYB |  | CBJ22113 PE 22.11 THE STREET MALL (F2) | CLOSED | CLOSED | LINK |  | 11 kV | [6 empty] | INDKOM |  |  | PE 24.25 CRYSTAL VILLE 2 | Unknown | Unknown | NO | NONE | DISTRIBUTION | TNB | WP PUTRAJAYA & CYBERJAYA | NO | Unknown |  |  |  | NO | [8 empty] | CBJ24251 | NO | [7 empty] | 3 | Pass | null
378224296 | CBJ24252 |  |  |  | VCBJ/PCE/J24251/MB24251 | 310332980 | Existing | RYB |  | CBJ22525 PE 22.52 (F2) | CLOSED | CLOSED | LINK |  | 11 kV | [6 empty] | INDKOM |  |  | PE 24.25 CRYSTAL VILLE 2 | Unknown | Unknown | NO | NONE | DISTRIBUTION | TNB | WP PUTRAJAYA & CYBERJAYA | NO | Unknown |  |  |  | NO | [8 empty] | CBJ24252 | NO | [7 empty] | 3 | Pass | null
378224745 | CBJ24243 |  |  |  | VCBJ/PCE/J24241/MB24241 | 310332974 | Existing | RYB |  | CBJ22112 PE 22.11 THE STREET MALL (F1) | CLOSED | CLOSED | LINK |  | 11 kV | [6 empty] | ITEM |  |  | PE 24.24 CRYSTAL VILLE 1 | Unknown | Unknown | NO | NONE | DISTRIBUTION | TNB | WP PUTRAJAYA & CYBERJAYA | NO | Unknown |  |  |  | NO | [8 empty] | CBJ24243 | NO | [7 empty] | 3 | Pass | null
378224762 | CBJ24242 |  |  |  | VCBJ/PCE/J24241/MB24241 | 310332974 | Existing | RYB |  | CBJ22801 PE 22.80 | CLOSED | CLOSED | LINK |  | 11 kV | [6 empty] | ITEM |  |  | PE 24.24 CRYSTAL VILLE 1 | Unknown | Unknown | NO | NONE | DISTRIBUTION | TNB | WP PUTRAJAYA & CYBERJAYA | NO | Unknown |  |  |  | NO | [8 empty] | CBJ24242 | NO | [7 empty] | 3 | Pass | null
378225008 | CBJ21343 |  |  |  | VCBJ/PCE/J21341/MB21341 | 300281004 | Existing | RYB |  | CBJ21091 SS 21.09 CBJ 1 (F1) | CLOSED | CLOSED | LINK |  | 11 kV |  | 24/05/2009 |  |  |  |  | TAMCO |  |  | PE 21.34 PS5 F1 | Unknown | Unknown | NO | NONE | DISTRIBUTION | TNB | WP PUTRAJAYA & CYBERJAYA | NO | Unknown |  |  |  | NO | [8 empty] | CBJ21343 | NO | [7 empty] | 3 | Pass | null
378225013 | CBJ21341 |  |  |  | VCBJ/PCE/J21341/MB21341 | 300281004 | Existing | RYB |  | VCB 8 PPU CYB7 | CLOSED | CLOSED | LINK |  | 11 kV |  | 24/05/2009 |  |  |  |  | TAMCO |  |  | PE 21.34 PS5 F1 | Unknown | Unknown | NO | NONE | DISTRIBUTION | TNB | WP PUTRAJAYA & CYBERJAYA | NO | Unknown |  |  |  | NO | [8 empty] | CBJ21341 | NO | [7 empty] | 3 | Pass | null
378225031 | CBJ21346 |  |  |  | VCBJ/PCE/J21342/MB21344 | 300281003 | Existing | RYB |  | CBJ21094 SS 21.09 CBJ 1 (F2) | CLOSED | CLOSED | LINK |  | 11 kV |  | 24/05/2009 |  |  |  |  | TAMCO |  |  | PE 21.34 PS5 F2 | Unknown | Unknown | NO | NONE | DISTRIBUTION | TNB | WP PUTRAJAYA & CYBERJAYA | NO | Unknown |  |  |  | NO | [8 empty] | CBJ21346 | NO | [7 empty] | 3 | Pass | null
378225036 | CBJ21344 |  |  |  | VCBJ/PCE/J21342/MB21344 | 300281003 | Existing | RYB |  | VCB 7 PPU CYB7 | CLOSED | CLOSED | LINK |  | 11 kV |  | 24/05/2009 |  |  |  |  | TAMCO |  |  | PE 21.34 PS5 F2 | Unknown | Unknown | NO | NONE | DISTRIBUTION | TNB | WP PUTRAJAYA & CYBERJAYA | NO | Unknown |  |  |  | NO | [8 empty] | CBJ21344 | NO | [7 empty] | 3 | Pass | null
378225199 | [6 empty] | Existing | Unknown |  |  | OPEN | OPEN | MAIN |  | 33 kV | [9 empty] | SSU GOOGLE | Unknown | Unknown | NO | NONE | DISTRIBUTION | TNB | WP PUTRAJAYA & CYBERJAYA | Unknown |  |  |  |  | NO | [17 empty] | 0 | Fail | Please check "Phasing"
378225209 | [6 empty] | Existing | Unknown |  |  | OPEN | OPEN | MAIN |  | 33 kV | [9 empty] | SSU GOOGLE | Unknown | Unknown | NO | NONE | DISTRIBUTION | TNB | WP PUTRAJAYA & CYBERJAYA | NO | Unknown |  |  |  | NO | [17 empty] | 0 | Fail | Please check "Phasing"
378225214 | [6 empty] | Existing | Unknown |  |  | CLOSED | CLOSED | MAIN |  | 33 kV | [9 empty] | SSU GOOGLE | Unknown | Unknown | NO | NONE | DISTRIBUTION | TNB | WP PUTRAJAYA & CYBERJAYA | NO | Unknown |  |  |  | NO | [17 empty] | 0 | Fail | Please check "Phasing"
378225222 | [6 empty] | Existing | Unknown |  |  | CLOSED | CLOSED | MAIN |  | 33 kV | [9 empty] | SSU GOOGLE | Unknown | Unknown | NO | NONE | DISTRIBUTION | TNB | WP PUTRAJAYA & CYBERJAYA | Unknown |  |  |  |  | NO | [17 empty] | 0 | Fail | Please check "Phasing"
378225237 | [6 empty] | Existing | Unknown |  |  | CLOSED | CLOSED | MAIN |  | 33 kV | [9 empty] | SSU GOOGLE | Unknown | Unknown | NO | NONE | DISTRIBUTION | TNB | WP PUTRAJAYA & CYBERJAYA | Unknown |  |  |  |  | NO | [17 empty] | 0 | Fail | Please check "Phasing"
378225244 | 1WO | 123 |  |  | VCBJ/SSU/G00003/MB1WO | 300520227 | Existing | Unknown |  |  | CLOSED | OPEN | BUSBAR COUPLER |  | 33 kV | [6 empty] | TAMCO |  |  | SSU GOOGLE | Unknown | Unknown | NO | NONE | DISTRIBUTION | TNB | WP PUTRAJAYA & CYBERJAYA | Unknown |  |  |  |  | NO | [8 empty] | 1WO | [8 empty] | 0 | Fail | Please check "Phasing"
378225250 | [6 empty] | Existing | Unknown |  |  | CLOSED | CLOSED | MAIN |  | 33 kV | [9 empty] | SSU GOOGLE | Unknown | Unknown | NO | NONE | DISTRIBUTION | TNB | WP PUTRAJAYA & CYBERJAYA | Unknown |  |  |  |  | NO | [17 empty] | 0 | Fail | Please check "Phasing"
378225258 | [6 empty] | Existing | Unknown |  |  | OPEN | OPEN | MAIN |  | 33 kV | [9 empty] | SSU GOOGLE | Unknown | Unknown | NO | NONE | DISTRIBUTION | TNB | WP PUTRAJAYA & CYBERJAYA | Unknown |  |  |  |  | NO | [17 empty] | 0 | Fail | Please check "Phasing"
378225260 | [6 empty] | Existing | Unknown |  |  | OPEN | OPEN | MAIN |  | 33 kV | [9 empty] | SSU GOOGLE | Unknown | Unknown | NO | NONE | DISTRIBUTION | TNB | WP PUTRAJAYA & CYBERJAYA | NO | Unknown |  |  |  | NO | [17 empty] | 0 | Fail | Please check "Phasing"
378225268 | [6 empty] | Existing | Unknown |  |  | OPEN | OPEN | MAIN |  | 33 kV | [9 empty] | SSU GOOGLE | Unknown | Unknown | NO | NONE | DISTRIBUTION | TNB | WP PUTRAJAYA & CYBERJAYA | NO | Unknown |  |  |  | NO | [17 empty] | 0 | Fail | Please check "Phasing"
378225278 | [6 empty] | Existing | Unknown |  |  | CLOSED | CLOSED | MAIN |  | 33 kV | [9 empty] | SSU GOOGLE | Unknown | Unknown | NO | NONE | DISTRIBUTION | TNB | WP PUTRAJAYA & CYBERJAYA | NO | Unknown |  |  |  | NO | [17 empty] | 0 | Fail | Please check "Phasing"
378225306 | [6 empty] | Existing | Unknown |  |  | CLOSED | CLOSED | MAIN |  | 33 kV | [9 empty] | SSU GOOGLE | Unknown | Unknown | NO | NONE | DISTRIBUTION | TNB | WP PUTRAJAYA & CYBERJAYA | NO | Unknown |  |  |  | NO | [17 empty] | 0 | Fail | Please check "Phasing"
378225320 | [6 empty] | Existing | Unknown |  |  | OPEN | OPEN | MAIN |  | 33 kV | [9 empty] | SSU GOOGLE | Unknown | Unknown | NO | NONE | DISTRIBUTION | TNB | WP PUTRAJAYA & CYBERJAYA | Unknown |  |  |  |  | NO | [17 empty] | 0 | Fail | Please check "Phasing"
378225330 | 1SO | 123 |  |  | VCBJ/SSU/G00003/MB1SO | 300520224 | Existing | Unknown |  |  | CLOSED | OPEN | BUSBAR SECTION |  | 33 kV | [6 empty] | TAMCO |  |  | SSU GOOGLE | Unknown | Unknown | NO | NONE | DISTRIBUTION | TNB | WP PUTRAJAYA & CYBERJAYA | Unknown |  |  |  |  | NO | [8 empty] | 1SO | [8 empty] | 0 | Fail | Please check "Phasing"
378284228 | PTJ1076 |  |  |  | VPTJ/PCE/J01071/MB01071 | 300280373 | Existing | RYB |  |  | CLOSED | CLOSED | LINK |  | 11 kV |  | 19990904 |  |  |  |  | INDKOM |  |  | SS 1.07 JPM B1 JPM B8 (F1) | Unknown | Unknown | NO | NONE | DISTRIBUTION | TNB | WP PUTRAJAYA & CYBERJAYA | NO | Unknown |  |  |  | NO | [8 empty] | PTJ1076 | NO | [7 empty] | 3 | Pass | null
378284245 | PTJ1075 |  |  |  | VPTJ/PCE/J01071/MB01071 | 300280373 | Existing | RYB |  |  | CLOSED | CLOSED | LINK |  | 11 kV |  | 19990904 |  |  |  |  | INDKOM |  |  | SS 1.07 JPM B1 JPM B8 (F1) | Unknown | Unknown | NO | NONE | DISTRIBUTION | TNB | WP PUTRAJAYA & CYBERJAYA | NO | Unknown |  |  |  | NO | [8 empty] | PTJ1075 | NO | [7 empty] | 3 | Pass | null
378284399 | PTJ1071 |  |  |  | VPTJ/PCE/J01072/MB01075 | 300280374 | Existing | RYB |  |  | CLOSED | CLOSED | LINK |  | 11 kV |  | 19990904 |  |  |  |  | INDKOM |  |  | SS 1.07 JPM B1 JPM B8 (F2) | Unknown | Unknown | NO | NONE | DISTRIBUTION | TNB | WP PUTRAJAYA & CYBERJAYA | NO | Unknown |  |  |  | NO | [8 empty] | PTJ1071 | NO | [7 empty] | 3 | Pass | null
378284416 | PTJ1072 |  |  |  | VPTJ/PCE/J01072/MB01075 | 300280374 | Existing | RYB |  |  | CLOSED | CLOSED | LINK |  | 11 kV |  | 19990904 |  |  |  |  | INDKOM |  |  | SS 1.07 JPM B1 JPM B8 (F2) | Unknown | Unknown | NO | NONE | DISTRIBUTION | TNB | WP PUTRAJAYA & CYBERJAYA | NO | Unknown |  |  |  | NO | [8 empty] | PTJ1072 | NO | [7 empty] | 3 | Pass | null
378284574 | PTJ1063 |  |  |  | VPTJ/PCE/J01061/MB01061 | 300280371 | Existing | RYB |  |  | CLOSED | CLOSED | LINK |  | 11 kV |  | 20/05/1999 |  |  |  |  | INDKOM |  |  | SS 1.06 JPM B6 JPM B7 (F1) | Unknown | Unknown | NO | NONE | DISTRIBUTION | TNB | WP PUTRAJAYA & CYBERJAYA | NO | Unknown |  |  |  | NO | [8 empty] | PTJ1063 | NO | [7 empty] | 3 | Pass | null
378284591 | PTJ1062 |  |  |  | VPTJ/PCE/J01061/MB01061 | 300280371 | Existing | RYB |  |  | CLOSED | CLOSED | LINK |  | 11 kV |  | 20/05/1999 |  |  |  |  | INDKOM |  |  | SS 1.06 JPM B6 JPM B7 (F1) | Unknown | Unknown | NO | NONE | DISTRIBUTION | TNB | WP PUTRAJAYA & CYBERJAYA | NO | Unknown |  |  |  | NO | [8 empty] | PTJ1062 | NO | [7 empty] | 3 | Pass | null
378284603 | PTJ1066 |  |  |  | VPTJ/PCE/J01062/MB01065 | 300280372 | Existing | RYB |  |  | CLOSED | CLOSED | LINK |  | 11 kV |  | 20/05/1999 |  |  |  |  | INDKOM |  |  | SS 1.06 JPM B6 JPM B7 (F2) | Unknown | Unknown | NO | NONE | DISTRIBUTION | TNB | WP PUTRAJAYA & CYBERJAYA | NO | Unknown |  |  |  | NO | [8 empty] | PTJ1066 | NO | [7 empty] | 3 | Pass | null
378284620 | PTJ1067 |  |  |  | VPTJ/PCE/J01062/MB01065 | 300280372 | Existing | RYB |  |  | CLOSED | CLOSED | LINK |  | 11 kV |  | 20/05/1999 |  |  |  |  | INDKOM |  |  | SS 1.06 JPM B6 JPM B7 (F2) | Unknown | Unknown | NO | NONE | DISTRIBUTION | TNB | WP PUTRAJAYA & CYBERJAYA | NO | Unknown |  |  |  | NO | [8 empty] | PTJ1067 | NO | [7 empty] | 3 | Pass | null
378284631 | PTJ1054 |  |  |  | VPTJ/PCE/J01051/MB01051 | 300280369 | Existing | RYB |  |  | CLOSED | CLOSED | LINK |  | 11 kV |  | 29/07/1999 |  |  |  |  | INDKOM |  |  | SS 1.05 JPM B5 (F1) | Unknown | Unknown | NO | NONE | DISTRIBUTION | TNB | WP PUTRAJAYA & CYBERJAYA | NO | Unknown |  |  |  | NO | [8 empty] | PTJ1054 | NO | [7 empty] | 3 | Pass | null
378284636 | PTJ1055 |  |  |  | VPTJ/PCE/J01051/MB01051 | 300280369 | Existing | RYB |  |  | CLOSED | CLOSED | LINK |  | 11 kV |  | 29/07/1999 |  |  |  |  | INDKOM |  |  | SS 1.05 JPM B5 (F1) | Unknown | Unknown | NO | NONE | DISTRIBUTION | TNB | WP PUTRAJAYA & CYBERJAYA | NO | Unknown |  |  |  | NO | [8 empty] | PTJ1055 | NO | [7 empty] | 3 | Pass | null
378284683 | PTJ1051 |  |  |  | VPTJ/PCE/J01052/MB01054 | 300280370 | Existing | RYB |  |  | CLOSED | CLOSED | LINK |  | 11 kV |  | 29/07/1999 |  |  |  |  | INDKOM |  |  | SS 1.05 JPM B5 (F2) | Unknown | Unknown | NO | NONE | DISTRIBUTION | TNB | WP PUTRAJAYA & CYBERJAYA | NO | Unknown |  |  |  | NO | [8 empty] | PTJ1051 | NO | [7 empty] | 3 | Pass | null
378284688 | PTJ1052 |  |  |  | VPTJ/PCE/J01052/MB01054 | 300280370 | Existing | RYB |  |  | CLOSED | CLOSED | LINK |  | 11 kV |  | 29/07/1999 |  |  |  |  | INDKOM |  |  | SS 1.05 JPM B5 (F2) | Unknown | Unknown | NO | NONE | DISTRIBUTION | TNB | WP PUTRAJAYA & CYBERJAYA | NO | Unknown |  |  |  | NO | [8 empty] | PTJ1052 | NO | [7 empty] | 3 | Pass | null
378284752 | PTJ1084 |  |  |  | VPTJ/PCE/J01081/MB01081 | 300280375 | Existing | RYB |  |  | CLOSED | CLOSED | LINK |  | 11 kV |  | 19991009 |  |  |  |  | INDKOM |  |  | SS 1.08 C4 (F1) | Unknown | Unknown | NO | NONE | DISTRIBUTION | TNB | WP PUTRAJAYA & CYBERJAYA | NO | Unknown |  |  |  | NO | [8 empty] | PTJ1084 | NO | [7 empty] | 3 | Pass | null
378284757 | PTJ1085 |  |  |  | VPTJ/PCE/J01081/MB01081 | 300280375 | Existing | RYB |  |  | CLOSED | CLOSED | LINK |  | 11 kV |  | 19991009 |  |  |  |  | INDKOM |  |  | SS 1.08 C4 (F1) | Unknown | Unknown | NO | NONE | DISTRIBUTION | TNB | WP PUTRAJAYA & CYBERJAYA | NO | Unknown |  |  |  | NO | [8 empty] | PTJ1085 | NO | [7 empty] | 3 | Pass | null
378284846 | PTJ1081 |  |  |  | VPTJ/PCE/J01082/MB01084 | 300280378 | Existing | RYB |  |  | CLOSED | CLOSED | LINK |  | 11 kV |  | 19991009 |  |  |  |  | INDKOM |  |  | SS 1.08 C4 (F2) | Unknown | Unknown | NO | NONE | DISTRIBUTION | TNB | WP PUTRAJAYA & CYBERJAYA | NO | Unknown |  |  |  | NO | [8 empty] | PTJ1081 | NO | [7 empty] | 3 | Pass | null
378284851 | PTJ1082 |  |  |  | VPTJ/PCE/J01082/MB01084 | 300280378 | Existing | RYB |  |  | CLOSED | CLOSED | LINK |  | 11 kV |  | 19991009 |  |  |  |  | INDKOM |  |  | SS 1.08 C4 (F2) | Unknown | Unknown | NO | NONE | DISTRIBUTION | TNB | WP PUTRAJAYA & CYBERJAYA | NO | Unknown |  |  |  | NO | [8 empty] | PTJ1082 | NO | [7 empty] | 3 | Pass | null
378284892 | PTJ1094 |  |  |  | VPTJ/PCE/J01091/MB01091 | 300280404 | Existing | RYB |  |  | CLOSED | CLOSED | LINK |  | 11 kV |  | 19991109 |  |  |  |  | INDKOM |  |  | SS 1.09 C3 (F1) | Unknown | Unknown | NO | NONE | DISTRIBUTION | TNB | WP PUTRAJAYA & CYBERJAYA | NO | Unknown |  |  |  | NO | [8 empty] | PTJ1094 | NO | [7 empty] | 3 | Pass | null
378284897 | PTJ1095 |  |  |  | VPTJ/PCE/J01091/MB01091 | 300280404 | Existing | RYB |  |  | CLOSED | CLOSED | LINK |  | 11 kV |  | 19991109 |  |  |  |  | INDKOM |  |  | SS 1.09 C3 (F1) | Unknown | Unknown | NO | NONE | DISTRIBUTION | TNB | WP PUTRAJAYA & CYBERJAYA | NO | Unknown |  |  |  | NO | [8 empty] | PTJ1095 | NO | [7 empty] | 3 | Pass | null
378284986 | PTJ1091 |  |  |  | VPTJ/PCE/J01092/MB01094 | 300280405 | Existing | RYB |  |  | CLOSED | CLOSED | LINK |  | 11 kV |  | 19991109 |  |  |  |  | INDKOM |  |  | SS 1.09 C3 (F2) | Unknown | Unknown | NO | NONE | DISTRIBUTION | TNB | WP PUTRAJAYA & CYBERJAYA | NO | Unknown |  |  |  | NO | [8 empty] | PTJ1091 | NO | [7 empty] | 3 | Pass | null
378284991 | PTJ1092 |  |  |  | VPTJ/PCE/J01092/MB01094 | 300280405 | Existing | RYB |  |  | CLOSED | CLOSED | LINK |  | 11 kV |  | 19991109 |  |  |  |  | INDKOM |  |  | SS 1.09 C3 (F2) | Unknown | Unknown | NO | NONE | DISTRIBUTION | TNB | WP PUTRAJAYA & CYBERJAYA | NO | Unknown |  |  |  | NO | [8 empty] | PTJ1092 | NO | [7 empty] | 3 | Pass | null
378285009 | PTJ1104 |  |  |  | VPTJ/PCE/J01101/MB01101 | 300280406 | Existing | RYB |  |  | CLOSED | CLOSED | LINK |  | 11 kV |  | 19991109 |  |  |  |  | INDKOM |  |  | SS 1.10 C2 (F1) | Unknown | Unknown | NO | NONE | DISTRIBUTION | TNB | WP PUTRAJAYA & CYBERJAYA | NO | Unknown |  |  |  | NO | [8 empty] | PTJ1104 | NO | [7 empty] | 3 | Pass | null
378285014 | PTJ1105 |  |  |  | VPTJ/PCE/J01101/MB01101 | 300280406 | Existing | RYB |  |  | CLOSED | CLOSED | LINK |  | 11 kV |  | 19991109 |  |  |  |  | INDKOM |  |  | SS 1.10 C2 (F1) | Unknown | Unknown | NO | NONE | DISTRIBUTION | TNB | WP PUTRAJAYA & CYBERJAYA | NO | Unknown |  |  |  | NO | [8 empty] | PTJ1105 | NO | [7 empty] | 3 | Pass | null
378285032 | PTJ1101 |  |  |  | VPTJ/PCE/J01102/MB01104 | 300280407 | Existing | RYB |  |  | CLOSED | CLOSED | LINK |  | 11 kV |  | 19991109 |  |  |  |  | INDKOM |  |  | SS 1.10 C2 (F2) | Unknown | Unknown | NO | NONE | DISTRIBUTION | TNB | WP PUTRAJAYA & CYBERJAYA | NO | Unknown |  |  |  | NO | [8 empty] | PTJ1101 | NO | [7 empty] | 3 | Pass | null
378285037 | PTJ1102 |  |  |  | VPTJ/PCE/J01102/MB01104 | 300280407 | Existing | RYB |  |  | CLOSED | CLOSED | LINK |  | 11 kV |  | 19991109 |  |  |  |  | INDKOM |  |  | SS 1.10 C2 (F2) | Unknown | Unknown | NO | NONE | DISTRIBUTION | TNB | WP PUTRAJAYA & CYBERJAYA | NO | Unknown |  |  |  | NO | [8 empty] | PTJ1102 | NO | [7 empty] | 3 | Pass | null
378285056 | PTJ1114 |  |  |  | VPTJ/PCE/J01111/MB01111 | 300280408 | Existing | RYB |  |  | CLOSED | CLOSED | LINK |  | 11 kV |  | 19991109 |  |  |  |  | INDKOM |  |  | SS 1.11 C1 (F1) | Unknown | Unknown | NO | NONE | DISTRIBUTION | TNB | WP PUTRAJAYA & CYBERJAYA | NO | Unknown |  |  |  | NO | [8 empty] | PTJ1114 | NO | [7 empty] | 3 | Pass | null
378285061 | PTJ1115 |  |  |  | VPTJ/PCE/J01111/MB01111 | 300280408 | Existing | RYB |  |  | CLOSED | CLOSED | LINK |  | 11 kV |  | 19991109 |  |  |  |  | INDKOM |  |  | SS 1.11 C1 (F1) | Unknown | Unknown | NO | NONE | DISTRIBUTION | TNB | WP PUTRAJAYA & CYBERJAYA | NO | Unknown |  |  |  | NO | [8 empty] | PTJ1115 | NO | [7 empty] | 3 | Pass | null
378285079 | PTJ1111 |  |  |  | VPTJ/PCE/J01112/MB01114 | 300280409 | Existing | RYB |  |  | CLOSED | CLOSED | LINK |  | 11 kV |  | 19991109 |  |  |  |  | INDKOM |  |  | SS 1.11 C1 (F2) | Unknown | Unknown | NO | NONE | DISTRIBUTION | TNB | WP PUTRAJAYA & CYBERJAYA | NO | Unknown |  |  |  | NO | [8 empty] | PTJ1111 | NO | [7 empty] | 3 | Pass | null
378285084 | PTJ1112 |  |  |  | VPTJ/PCE/J01112/MB01114 | 300280409 | Existing | RYB |  |  | CLOSED | CLOSED | LINK |  | 11 kV |  | 19991109 |  |  |  |  | INDKOM |  |  | SS 1.11 C1 (F2) | Unknown | Unknown | NO | NONE | DISTRIBUTION | TNB | WP PUTRAJAYA & CYBERJAYA | NO | Unknown |  |  |  | NO | [8 empty] | PTJ1112 | NO | [7 empty] | 3 | Pass | null
378285102 | PTJ1124 |  |  |  | VPTJ/PCE/J01121/MB01121 | 300280410 | Existing | RYB |  |  | CLOSED | CLOSED | LINK |  | 11 kV |  | 19991109 |  |  |  |  | INDKOM |  |  | SS 1.12 C7 (F1) | Unknown | Unknown | NO | NONE | DISTRIBUTION | TNB | WP PUTRAJAYA & CYBERJAYA | NO | Unknown |  |  |  | NO | [8 empty] | PTJ1124 | NO | [7 empty] | 3 | Pass | null
378285107 | PTJ1125 |  |  |  | VPTJ/PCE/J01121/MB01121 | 300280410 | Existing | RYB |  |  | CLOSED | CLOSED | LINK |  | 11 kV |  | 19991109 |  |  |  |  | INDKOM |  |  | SS 1.12 C7 (F1) | Unknown | Unknown | NO | NONE | DISTRIBUTION | TNB | WP PUTRAJAYA & CYBERJAYA | NO | Unknown |  |  |  | NO | [8 empty] | PTJ1125 | NO | [7 empty] | 3 | Pass | null
378285125 | PTJ1121 |  |  |  | VPTJ/PCE/J01122/MB01124 | 300280411 | Existing | RYB |  |  | CLOSED | CLOSED | LINK |  | 11 kV |  | 19991109 |  |  |  |  | INDKOM |  |  | SS 1.12 C7 (F2) | Unknown | Unknown | NO | NONE | DISTRIBUTION | TNB | WP PUTRAJAYA & CYBERJAYA | NO | Unknown |  |  |  | NO | [8 empty] | PTJ1121 | NO | [7 empty] | 3 | Pass | null
378285130 | PTJ1122 |  |  |  | VPTJ/PCE/J01122/MB01124 | 300280411 | Existing | RYB |  |  | CLOSED | CLOSED | LINK |  | 11 kV |  | 19991109 |  |  |  |  | INDKOM |  |  | SS 1.12 C7 (F2) | Unknown | Unknown | NO | NONE | DISTRIBUTION | TNB | WP PUTRAJAYA & CYBERJAYA | NO | Unknown |  |  |  | NO | [8 empty] | PTJ1122 | NO | [7 empty] | 3 | Pass | null
378285148 | PTJ1134 |  |  |  | VPTJ/PCE/J01131/MB01131 | 300280412 | Existing | RYB |  |  | CLOSED | CLOSED | LINK |  | 11 kV |  | 19991009 |  |  |  |  | INDKOM |  |  | SS 1.13 C6 (F1) | Unknown | Unknown | NO | NONE | DISTRIBUTION | TNB | WP PUTRAJAYA & CYBERJAYA | NO | Unknown |  |  |  | NO | [8 empty] | PTJ1134 | NO | [7 empty] | 3 | Pass | null
378285153 | PTJ1135 |  |  |  | VPTJ/PCE/J01131/MB01131 | 300280412 | Existing | RYB |  |  | CLOSED | CLOSED | LINK |  | 11 kV |  | 19991009 |  |  |  |  | INDKOM |  |  | SS 1.13 C6 (F1) | Unknown | Unknown | NO | NONE | DISTRIBUTION | TNB | WP PUTRAJAYA & CYBERJAYA | NO | Unknown |  |  |  | NO | [8 empty] | PTJ1135 | NO | [7 empty] | 3 | Pass | null
378285171 | PTJ1132 |  |  |  | VPTJ/PCE/J01132/MB01134 | 300280413 | Existing | RYB |  |  | CLOSED | CLOSED | LINK |  | 11 kV |  | 19991009 |  |  |  |  | INDKOM |  |  | SS 1.13 C6 (F2) | Unknown | Unknown | NO | NONE | DISTRIBUTION | TNB | WP PUTRAJAYA & CYBERJAYA | NO | Unknown |  |  |  | NO | [8 empty] | PTJ1132 | NO | [7 empty] | 3 | Pass | null
378285176 | PTJ1131 |  |  |  | VPTJ/PCE/J01132/MB01134 | 300280413 | Existing | RYB |  |  | CLOSED | CLOSED | LINK |  | 11 kV |  | 19991009 |  |  |  |  | INDKOM |  |  | SS 1.13 C6 (F2) | Unknown | Unknown | NO | NONE | DISTRIBUTION | TNB | WP PUTRAJAYA & CYBERJAYA | NO | Unknown |  |  |  | NO | [8 empty] | PTJ1131 | NO | [7 empty] | 3 | Pass | null
378285194 | PTJ1144 |  |  |  | VPTJ/PCE/J01141/MB01141 | 300280414 | Existing | RYB |  |  | CLOSED | CLOSED | LINK |  | 11 kV |  | 19991009 |  |  |  |  | INDKOM |  |  | SS 1.14 C5 (F1) | Unknown | Unknown | NO | NONE | DISTRIBUTION | TNB | WP PUTRAJAYA & CYBERJAYA | NO | Unknown |  |  |  | NO | [8 empty] | PTJ1144 | NO | [7 empty] | 3 | Pass | null
378285199 | PTJ1145 |  |  |  | VPTJ/PCE/J01141/MB01141 | 300280414 | Existing | RYB |  |  | CLOSED | CLOSED | LINK |  | 11 kV |  | 19991009 |  |  |  |  | INDKOM |  |  | SS 1.14 C5 (F1) | Unknown | Unknown | NO | NONE | DISTRIBUTION | TNB | WP PUTRAJAYA & CYBERJAYA | NO | Unknown |  |  |  | NO | [8 empty] | PTJ1145 | NO | [7 empty] | 3 | Pass | null
378285217 | PTJ1142 |  |  |  | VPTJ/PCE/J01142/MB01144 | 300280415 | Existing | RYB |  |  | CLOSED | CLOSED | LINK |  | 11 kV |  | 19991009 |  |  |  |  | INDKOM |  |  | SS 1.14 C5 (F2) | Unknown | Unknown | NO | NONE | DISTRIBUTION | TNB | WP PUTRAJAYA & CYBERJAYA | NO | Unknown |  |  |  | NO | [8 empty] | PTJ1142 | NO | [7 empty] | 3 | Pass | null
378285222 | PTJ1141 |  |  |  | VPTJ/PCE/J01142/MB01144 | 300280415 | Existing | RYB |  |  | CLOSED | CLOSED | LINK |  | 11 kV |  | 19991009 |  |  |  |  | INDKOM |  |  | SS 1.14 C5 (F2) | Unknown | Unknown | NO | NONE | DISTRIBUTION | TNB | WP PUTRAJAYA & CYBERJAYA | NO | Unknown |  |  |  | NO | [8 empty] | PTJ1141 | NO | [7 empty] | 3 | Pass | null
378285241 | PTJ01365 |  |  |  | VPTJ/PCE/J01362/MB01365 | 300280450 | Existing | RYB |  |  | OPEN | CLOSED | LINK |  | 11 kV |  | 13/11/1999 |  |  |  |  | INDKOM |  |  | PE 1.36 DATARAN PUTRA (F2) | Unknown | Unknown | NO | NONE | DISTRIBUTION | TNB | WP PUTRAJAYA & CYBERJAYA | NO | Unknown |  |  |  | NO | [8 empty] | PTJ01365 | NO | [7 empty] | 3 | Pass | null
378285245 | PTJ01366 |  |  |  | VPTJ/PCE/J01362/MB01365 | 300280450 | Existing | RYB |  | PPU PTJ6: VCB 8 | CLOSED | CLOSED | LINK |  | 11 kV |  | 13/11/1999 |  |  |  |  | INDKOM |  |  | PE 1.36 DATARAN PUTRA (F2) | Unknown | Unknown | NO | NONE | DISTRIBUTION | TNB | WP PUTRAJAYA & CYBERJAYA | NO | Unknown |  |  |  | NO | [8 empty] | PTJ01366 | NO | [7 empty] | 3 | Pass | null
378285262 | PTJ01367 |  |  |  | VPTJ/PCE/J01362/MB01365 | 300280450 | Existing | RYB |  | PENGGUNA HT | CLOSED | CLOSED | LINK |  | 11 kV |  | 13/11/1999 |  |  |  |  | INDKOM |  |  | PE 1.36 DATARAN PUTRA (F2) | Unknown | Unknown | NO | NONE | DISTRIBUTION | TNB | WP PUTRAJAYA & CYBERJAYA | NO | Unknown |  |  |  | NO | [8 empty] | PTJ01367 | NO | [7 empty] | 3 | Pass | null
378285273 | PTJ01361 |  |  |  | VPTJ/PCE/J01361/MB01361 | 300280449 | Existing | RYB |  |  | CLOSED | CLOSED | LINK |  | 11 kV |  | 13/11/1999 |  |  |  |  | INDKOM |  |  | PE 1.36 DATARAN PUTRA (F1) | Unknown | Unknown | NO | NONE | DISTRIBUTION | TNB | WP PUTRAJAYA & CYBERJAYA | NO | Unknown |  |  |  | NO | [8 empty] | PTJ01361 | NO | [7 empty] | 3 | Pass | null
378285277 | PTJ01362 |  |  |  | VPTJ/PCE/J01361/MB01361 | 300280449 | Existing | RYB |  |  | OPEN | CLOSED | LINK |  | 11 kV |  | 13/11/1999 |  |  |  |  | INDKOM |  |  | PE 1.36 DATARAN PUTRA (F1) | Unknown | Unknown | NO | NONE | DISTRIBUTION | TNB | WP PUTRAJAYA & CYBERJAYA | NO | Unknown |  |  |  | NO | [8 empty] | PTJ01362 | NO | [7 empty] | 3 | Pass | null
378285294 | PTJ01363 |  |  |  | VPTJ/PCE/J01361/MB01361 | 300280449 | Existing | RYB |  |  | CLOSED | CLOSED | LINK |  | 11 kV |  | 13/11/1999 |  |  |  |  | INDKOM |  |  | PE 1.36 DATARAN PUTRA (F1) | Unknown | Unknown | NO | NONE | DISTRIBUTION | TNB | WP PUTRAJAYA & CYBERJAYA | NO | Unknown |  |  |  | NO | [8 empty] | PTJ01363 | NO | [7 empty] | 3 | Pass | null
378285610 | PTJ1321 |  |  |  | VPTJ/PCE/J01321/MB01321 | 300280440 | Existing | RYB |  |  | CLOSED | CLOSED | LINK |  | 11 kV |  | 13/06/1999 |  |  |  |  | TAMCO |  |  | PE 1.32 INSIDE PPU6 S/L OVAL | Unknown | Unknown | NO | NONE | DISTRIBUTION | TNB | WP PUTRAJAYA & CYBERJAYA | NO | Unknown |  |  |  | NO | [8 empty] | PTJ1321 | NO | [7 empty] | 3 | Pass | null
378285615 | PTJ1323 |  |  |  | VPTJ/PCE/J01321/MB01321 | 300280440 | Existing | RYB |  |  | CLOSED | CLOSED | LINK |  | 11 kV |  | 13/06/1999 |  |  |  |  | TAMCO |  |  | PE 1.32 INSIDE PPU6 S/L OVAL | Unknown | Unknown | NO | NONE | DISTRIBUTION | TNB | WP PUTRAJAYA & CYBERJAYA | NO | Unknown |  |  |  | NO | [8 empty] | PTJ1323 | NO | [7 empty] | 3 | Pass | null
378285751 | PTJ13011 |  |  |  | VPTJ/PCE/J13011/MB13011 | 300281100 | Existing | RYB |  |  | CLOSED | CLOSED | LINK |  | 11 kV |  | 31/07/1999 |  |  |  |  | INDKOM |  |  | PE 13.01 WETLAND PUMP 250KW | Unknown | Unknown | NO | NONE | DISTRIBUTION | TNB | WP PUTRAJAYA & CYBERJAYA | NO | Unknown |  |  |  | NO | [8 empty] | PTJ13011 | NO | [7 empty] | 3 | Pass | null
378285756 | PTJ13012 |  |  |  | VPTJ/PCE/J13011/MB13011 | 300281100 | Existing | RYB |  |  | CLOSED | CLOSED | LINK |  | 11 kV |  | 31/07/1999 |  |  |  |  | INDKOM |  |  | PE 13.01 WETLAND PUMP 250KW | Unknown | Unknown | NO | NONE | DISTRIBUTION | TNB | WP PUTRAJAYA & CYBERJAYA | NO | Unknown |  |  |  | NO | [8 empty] | PTJ13012 | NO | [7 empty] | 3 | Pass | null
378285948 | PTJ13022 |  |  |  | VPTJ/PCE/J13021/MB13021 | 300281101 | Existing | RYB |  |  | CLOSED | CLOSED | LINK |  | 11 kV |  | 19990208 |  |  |  |  | INDKOM |  |  | PE 13.02 WETLAND NIC 85KW | Unknown | Unknown | NO | NONE | DISTRIBUTION | TNB | WP PUTRAJAYA & CYBERJAYA | NO | Unknown |  |  |  | NO | [8 empty] | PTJ13022 | NO | [7 empty] | 3 | Pass | null
378285953 | PTJ13021 |  |  |  | VPTJ/PCE/J13021/MB13021 | 300281101 | Existing | RYB |  |  | CLOSED | CLOSED | LINK |  | 11 kV |  | 19990208 |  |  |  |  | INDKOM |  |  | PE 13.02 WETLAND NIC 85KW | Unknown | Unknown | NO | NONE | DISTRIBUTION | TNB | WP PUTRAJAYA & CYBERJAYA | NO | Unknown |  |  |  | NO | [8 empty] | PTJ13021 | NO | [7 empty] | 3 | Pass | null
378285976 | PTJ13033 |  |  |  | VPTJ/PCE/J13031/MB13031 | 300281102 | Existing | RYB |  |  | CLOSED | CLOSED | LINK |  | 11 kV |  | 25/09/1999 |  |  |  |  | INDKOM |  |  | PE 13.03 WETLAND NURSERY 85KW | Unknown | Unknown | NO | NONE | DISTRIBUTION | TNB | WP PUTRAJAYA & CYBERJAYA | NO | Unknown |  |  |  | NO | [8 empty] | PTJ13033 | NO | [7 empty] | 3 | Pass | null
378285980 | PTJ13031 |  |  |  | VPTJ/PCE/J13031/MB13031 | 300281102 | Existing | RYB |  |  | CLOSED | CLOSED | LINK |  | 11 kV |  | 25/09/1999 |  |  |  |  | INDKOM |  |  | PE 13.03 WETLAND NURSERY 85KW | Unknown | Unknown | NO | NONE | DISTRIBUTION | TNB | WP PUTRAJAYA & CYBERJAYA | NO | Unknown |  |  |  | NO | [8 empty] | PTJ13031 | NO | [7 empty] | 3 | Pass | null
378285997 | PTJ13032 |  |  |  | VPTJ/PCE/J13031/MB13031 | 300281102 | Existing | RYB |  |  | OPEN | CLOSED | LINK |  | 11 kV |  | 25/09/1999 |  |  |  |  | INDKOM |  |  | PE 13.03 WETLAND NURSERY 85KW | Unknown | Unknown | NO | NONE | DISTRIBUTION | TNB | WP PUTRAJAYA & CYBERJAYA | NO | Unknown |  |  |  | NO | [8 empty] | PTJ13032 | NO | [7 empty] | 3 | Pass | null
378286138 | PTJ11261 |  |  |  | VPTJ/PCE/J11261/MB11261 | 300281051 | Existing | RYB |  |  | CLOSED | CLOSED | LINK |  | 11 kV |  | 17/08/2009 |  |  |  |  | SCHNEIDER |  |  | PE 11.26 TERES 11A & 11B | Unknown | Unknown | NO | NONE | DISTRIBUTION | TNB | WP PUTRAJAYA & CYBERJAYA | NO | Unknown |  |  |  | NO | [8 empty] | PTJ11261 | NO | [7 empty] | 3 | Pass | null
378286143 | PTJ11263 |  |  |  | VPTJ/PCE/J11261/MB11261 | 300281051 | Existing | RYB |  |  | CLOSED | CLOSED | LINK |  | 11 kV |  | 17/08/2009 |  |  |  |  | SCHNEIDER |  |  | PE 11.26 TERES 11A & 11B | Unknown | Unknown | NO | NONE | DISTRIBUTION | TNB | WP PUTRAJAYA & CYBERJAYA | NO | Unknown |  |  |  | NO | [8 empty] | PTJ11263 | NO | [7 empty] | 3 | Pass | null
378286279 | PTJ11271 |  |  |  | VPTJ/PCE/J11271/MB11271 | 300281053 | Existing | RYB |  |  | CLOSED | CLOSED | LINK |  | 11 kV |  | 17/08/2009 |  |  |  |  | SCHNEIDER |  |  | PE 11.27 SEMI D 11A & 11B | Unknown | Unknown | NO | NONE | DISTRIBUTION | TNB | WP PUTRAJAYA & CYBERJAYA | NO | Unknown |  |  |  | NO | [8 empty] | PTJ11271 | NO | [7 empty] | 3 | Pass | null
378286284 | PTJ11273 |  |  |  | VPTJ/PCE/J11271/MB11271 | 300281053 | Existing | RYB |  |  | CLOSED | CLOSED | LINK |  | 11 kV |  | 17/08/2009 |  |  |  |  | SCHNEIDER |  |  | PE 11.27 SEMI D 11A & 11B | Unknown | Unknown | NO | NONE | DISTRIBUTION | TNB | WP PUTRAJAYA & CYBERJAYA | NO | Unknown |  |  |  | NO | [8 empty] | PTJ11273 | NO | [7 empty] | 3 | Pass | null
378286362 | PTJ11436 |  |  |  | VPTJ/PCE/J11431/MB11431 | 300281081 | Existing | RYB |  |  | CLOSED | CLOSED | LINK |  | 11 kV |  | 15/11/2007 |  |  |  |  | TAMCO |  |  | PE 11.43 SEK. MEN. FASA 2 (F1) | Unknown | Unknown | NO | NONE | DISTRIBUTION | TNB | WP PUTRAJAYA & CYBERJAYA | NO | Unknown |  |  |  | NO | [8 empty] | PTJ11436 | NO | [7 empty] | 3 | Pass | null
378286367 | PTJ11434 |  |  |  | VPTJ/PCE/J11431/MB11431 | 300281081 | Existing | RYB |  | PTJ11434 PE 11.43 SEK. MEN. JLN P11 (F1) | CLOSED | CLOSED | LINK |  | 11 kV |  | 15/11/2007 |  |  |  |  | TAMCO |  |  | PE 11.43 SEK. MEN. FASA 2 (F1) | Unknown | Unknown | NO | NONE | DISTRIBUTION | TNB | WP PUTRAJAYA & CYBERJAYA | NO | Unknown |  |  |  | NO | [8 empty] | PTJ11434 | NO | [7 empty] | 3 | Pass | null
378286444 | PTJ11431 |  |  |  | VPTJ/PCE/J11432/MB11434 | 300281082 | Existing | RYB |  |  | CLOSED | CLOSED | LINK |  | 11 kV |  | 15/11/2007 |  |  |  |  | TAMCO |  |  | PE 11.43 SEK. MEN. FASA 2 (F2) | Unknown | Unknown | NO | NONE | DISTRIBUTION | TNB | WP PUTRAJAYA & CYBERJAYA | NO | Unknown |  |  |  | NO | [8 empty] | PTJ11431 | NO | [7 empty] | 3 | Pass | null
378286449 | PTJ11433 |  |  |  | VPTJ/PCE/J11432/MB11434 | 300281082 | Existing | RYB |  |  | CLOSED | CLOSED | LINK |  | 11 kV |  | 15/11/2007 |  |  |  |  | TAMCO |  |  | PE 11.43 SEK. MEN. FASA 2 (F2) | Unknown | Unknown | NO | NONE | DISTRIBUTION | TNB | WP PUTRAJAYA & CYBERJAYA | NO | Unknown |  |  |  | NO | [8 empty] | PTJ11433 | NO | [7 empty] | 3 | Pass | null
378286530 | PTJ11446 |  |  |  | VPTJ/PCE/J11441/MB11441 | 300281083 | Existing | RYB |  |  | CLOSED | CLOSED | LINK |  | 11 kV |  | 15/11/2007 |  |  |  |  | TAMCO |  |  | PE 11.44 SEK. REN. FASA 2 (F1) | Unknown | Unknown | NO | NONE | DISTRIBUTION | TNB | WP PUTRAJAYA & CYBERJAYA | NO | Unknown |  |  |  | NO | [8 empty] | PTJ11446 | NO | [7 empty] | 3 | Pass | null
378286535 | PTJ14444 |  |  |  | VPTJ/PCE/J11441/MB11441 | 300281083 | Existing | RYB |  |  | CLOSED | CLOSED | LINK |  | 11 kV |  | 15/11/2007 |  |  |  |  | TAMCO |  |  | PE 11.44 SEK. REN. FASA 2 (F1) | Unknown | Unknown | NO | NONE | DISTRIBUTION | TNB | WP PUTRAJAYA & CYBERJAYA | NO | Unknown |  |  |  | NO | [8 empty] | PTJ14444 | NO | [7 empty] | 3 | Pass | null
378286611 | PTJ11441 |  |  |  | VPTJ/PCE/J11442/MB11444 | 300281085 | Existing | RYB |  |  | CLOSED | CLOSED | LINK |  | 11 kV |  | 15/11/2007 |  |  |  |  | TAMCO |  |  | PE 11.44 SEK. REN. FASA 2 (F2) | Unknown | Unknown | NO | NONE | DISTRIBUTION | TNB | WP PUTRAJAYA & CYBERJAYA | NO | Unknown |  |  |  | NO | [8 empty] | PTJ11441 | NO | [7 empty] | 3 | Pass | null
378286616 | PTJ11443 |  |  |  | VPTJ/PCE/J11442/MB11444 | 300281085 | Existing | RYB |  |  | CLOSED | CLOSED | LINK |  | 11 kV |  | 15/11/2007 |  |  |  |  | TAMCO |  |  | PE 11.44 SEK. REN. FASA 2 (F2) | Unknown | Unknown | NO | NONE | DISTRIBUTION | TNB | WP PUTRAJAYA & CYBERJAYA | NO | Unknown |  |  |  | NO | [8 empty] | PTJ11443 | NO | [7 empty] | 3 | Pass | null
378286701 | PTJ11695 |  |  |  | VPTJ/PCE/J11691/MB11691 | 300454772 | Existing | RYB |  |  | CLOSED | CLOSED | LINK |  | 11 kV | [6 empty] | TAMCO |  |  | PE 11.69 ZON 10A (F1) | Unknown | Unknown | NO | NONE | DISTRIBUTION | TNB | WP PUTRAJAYA & CYBERJAYA | NO | Unknown |  |  |  | NO | [8 empty] | PTJ11695 | NO | [7 empty] | 3 | Pass | null
378286706 | PTJ11694 |  |  |  | VPTJ/PCE/J11691/MB11691 | 300454772 | Existing | RYB |  |  | CLOSED | CLOSED | LINK |  | 11 kV | [6 empty] | TAMCO |  |  | PE 11.69 ZON 10A (F1) | Unknown | Unknown | NO | NONE | DISTRIBUTION | TNB | WP PUTRAJAYA & CYBERJAYA | NO | Unknown |  |  |  | NO | [8 empty] | PTJ11694 | NO | [7 empty] | 3 | Pass | null
378286724 | PTJ11691 |  |  |  | VPTJ/PCE/J11692/MB11694 | 300455134 | Existing | RYB |  |  | CLOSED | CLOSED | LINK |  | 11 kV | [6 empty] | MERLIN GERIN |  |  | PE 11.69 ZON 10A (F2) | Unknown | Unknown | NO | NONE | DISTRIBUTION | TNB | WP PUTRAJAYA & CYBERJAYA | NO | Unknown |  |  |  | NO | [8 empty] | PTJ11691 | NO | [7 empty] | 3 | Pass | null
378286729 | PTJ11693 |  |  |  | VPTJ/PCE/J11692/MB11694 | 300455134 | Existing | RYB |  |  | CLOSED | CLOSED | LINK |  | 11 kV | [6 empty] | MERLIN GERIN |  |  | PE 11.69 ZON 10A (F2) | Unknown | Unknown | NO | NONE | DISTRIBUTION | TNB | WP PUTRAJAYA & CYBERJAYA | NO | Unknown |  |  |  | NO | [8 empty] | PTJ11693 | NO | [7 empty] | 3 | Pass | null
378286755 | PTJ11226 |  |  |  | VPTJ/PCE/J11221/MB11221 | 300281042 | Existing | RYB |  |  | CLOSED | CLOSED | LINK |  | 11 kV |  | 21/07/2006 |  |  |  |  | TAMCO |  |  | PE 11.22 ZON 10B (F1) | Unknown | Unknown | NO | NONE | DISTRIBUTION | TNB | WP PUTRAJAYA & CYBERJAYA | NO | Unknown |  |  |  | NO | [8 empty] | PTJ11226 | NO | [7 empty] | 3 | Pass | null
378286760 | PTJ11224 |  |  |  | VPTJ/PCE/J11221/MB11221 | 300281042 | Existing | RYB |  |  | CLOSED | CLOSED | LINK |  | 11 kV |  | 21/07/2006 |  |  |  |  | TAMCO |  |  | PE 11.22 ZON 10B (F1) | Unknown | Unknown | NO | NONE | DISTRIBUTION | TNB | WP PUTRAJAYA & CYBERJAYA | NO | Unknown |  |  |  | NO | [8 empty] | PTJ11224 | NO | [7 empty] | 3 | Pass | null
378286778 | PTJ11221 |  |  |  | VPTJ/PCE/J11222/MB11224 | 300281044 | Existing | RYB |  |  | CLOSED | CLOSED | LINK |  | 11 kV |  | 21/07/2006 |  |  |  |  | TAMCO |  |  | PE 11.22 ZON 10B (F2) | Unknown | Unknown | NO | NONE | DISTRIBUTION | TNB | WP PUTRAJAYA & CYBERJAYA | NO | Unknown |  |  |  | NO | [8 empty] | PTJ11221 | NO | [7 empty] | 3 | Pass | null
378286783 | PTJ11223 |  |  |  | VPTJ/PCE/J11222/MB11224 | 300281044 | Existing | RYB |  |  | CLOSED | CLOSED | LINK |  | 11 kV |  | 21/07/2006 |  |  |  |  | TAMCO |  |  | PE 11.22 ZON 10B (F2) | Unknown | Unknown | NO | NONE | DISTRIBUTION | TNB | WP PUTRAJAYA & CYBERJAYA | NO | Unknown |  |  |  | NO | [8 empty] | PTJ11223 | NO | [7 empty] | 3 | Pass | null
378286921 | PTJ11236 |  |  |  | VPTJ/PCE/J11231/MB11231 | 300281047 | Existing | RYB |  |  | CLOSED | CLOSED | LINK |  | 11 kV |  | 30/04/2009 |  |  |  |  | TAMCO |  |  | PE 11.23 TERES ZON 12B (F1) | Unknown | Unknown | NO | NONE | DISTRIBUTION | TNB | WP PUTRAJAYA & CYBERJAYA | NO | Unknown |  |  |  | NO | [8 empty] | PTJ11236 | NO | [7 empty] | 3 | Pass | null
378286926 | PTJ11234 |  |  |  | VPTJ/PCE/J11231/MB11231 | 300281047 | Existing | RYB |  |  | CLOSED | CLOSED | LINK |  | 11 kV |  | 30/04/2009 |  |  |  |  | TAMCO |  |  | PE 11.23 TERES ZON 12B (F1) | Unknown | Unknown | NO | NONE | DISTRIBUTION | TNB | WP PUTRAJAYA & CYBERJAYA | NO | Unknown |  |  |  | NO | [8 empty] | PTJ11234 | NO | [7 empty] | 3 | Pass | null
378286944 | PTJ11231 |  |  |  | VPTJ/PCE/J11232/MB11234 | 300281048 | Existing | RYB |  |  | CLOSED | CLOSED | LINK |  | 11 kV |  | 30/04/2009 |  |  |  |  | TAMCO |  |  | PE 11.23 TERES ZON 12B (F2) | Unknown | Unknown | NO | NONE | DISTRIBUTION | TNB | WP PUTRAJAYA & CYBERJAYA | NO | Unknown |  |  |  | NO | [8 empty] | PTJ11231 | NO | [7 empty] | 3 | Pass | null
378286949 | PTJ11233 |  |  |  | VPTJ/PCE/J11232/MB11234 | 300281048 | Existing | RYB |  |  | CLOSED | CLOSED | LINK |  | 11 kV |  | 30/04/2009 |  |  |  |  | TAMCO |  |  | PE 11.23 TERES ZON 12B (F2) | Unknown | Unknown | NO | NONE | DISTRIBUTION | TNB | WP PUTRAJAYA & CYBERJAYA | NO | Unknown |  |  |  | NO | [8 empty] | PTJ11233 | NO | [7 empty] | 3 | Pass | null
378286975 | PTJ11721 |  |  |  | VPTJ/PCE/J11721/MB11721 | 300520604 | Existing | RYB |  |  | CLOSED | CLOSED | LINK |  | 11 kV |  | 20140612 | [7 empty] | PE 11.72 PRIMA BLOK B (F1) | Unknown | Unknown | NO | NONE | DISTRIBUTION | TNB | WP PUTRAJAYA & CYBERJAYA | NO | Unknown |  |  |  | NO | [8 empty] | PTJ11721 | NO | [7 empty] | 3 | Pass | null
378286980 | PTJ11723 |  |  |  | VPTJ/PCE/J11721/MB11721 | 300520604 | Existing | RYB |  |  | CLOSED | CLOSED | LINK |  | 11 kV |  | 20140612 | [7 empty] | PE 11.72 PRIMA BLOK B (F1) | Unknown | Unknown | NO | NONE | DISTRIBUTION | TNB | WP PUTRAJAYA & CYBERJAYA | NO | Unknown |  |  |  | NO | [8 empty] | PTJ11723 | NO | [7 empty] | 3 | Pass | null
378287069 | PTJ11726 |  |  |  | VPTJ/PCE/J11722/MB11721 | 310286416 | Existing | RYB |  |  | CLOSED | CLOSED | LINK |  | 11 kV |  | 20140612 |  |  |  |  | ITEM |  |  | PE 11.72 PRIMA BLOK B (F2) | Unknown | Unknown | NO | NONE | DISTRIBUTION | TNB | WP PUTRAJAYA & CYBERJAYA | NO | Unknown |  |  |  | NO | [8 empty] | PTJ11726 | NO | [7 empty] | 3 | Pass | null
378287074 | PTJ11724 |  |  |  | VPTJ/PCE/J11722/MB11721 | 310286416 | Existing | RYB |  |  | CLOSED | CLOSED | LINK |  | 11 kV |  | 20140612 |  |  |  |  | ITEM |  |  | PE 11.72 PRIMA BLOK B (F2) | Unknown | Unknown | NO | NONE | DISTRIBUTION | TNB | WP PUTRAJAYA & CYBERJAYA | NO | Unknown |  |  |  | NO | [8 empty] | PTJ11724 | NO | [7 empty] | 3 | Pass | null
378287172 | PTJ11731 |  |  |  | VPTJ/PCE/J11732/MB11731 | 310283408 | Existing | RYB |  |  | CLOSED | CLOSED | LINK |  | 11 kV | [9 empty] | PE 11.73 PRIMA BLOK C (F2) | Unknown | Unknown | NO | NONE | DISTRIBUTION | TNB | WP PUTRAJAYA & CYBERJAYA | NO | Unknown |  |  |  | NO | [8 empty] | PTJ11731 | NO | [7 empty] | 3 | Pass | null
378287177 | PTJ11733 |  |  |  | VPTJ/PCE/J11732/MB11731 | 310283408 | Existing | RYB |  |  | CLOSED | CLOSED | LINK |  | 11 kV | [9 empty] | PE 11.73 PRIMA BLOK C (F2) | Unknown | Unknown | NO | NONE | DISTRIBUTION | TNB | WP PUTRAJAYA & CYBERJAYA | NO | Unknown |  |  |  | NO | [8 empty] | PTJ11733 | NO | [7 empty] | 3 | Pass | null
378287266 | PTJ11736 |  |  |  | VPTJ/PCE/J11731/MB11731 | 300520608 | Existing | RYB |  |  | CLOSED | CLOSED | LINK |  | 11 kV |  | 20140612 | [7 empty] | PE 11.73 PRIMA BLOK C (F1) | Unknown | Unknown | NO | NONE | DISTRIBUTION | TNB | WP PUTRAJAYA & CYBERJAYA | NO | Unknown |  |  |  | NO | [8 empty] | PTJ11736 | NO | [7 empty] | 3 | Pass | null
378287271 | PTJ11734 |  |  |  | VPTJ/PCE/J11731/MB11731 | 300520608 | Existing | RYB |  |  | CLOSED | CLOSED | LINK |  | 11 kV |  | 20140612 | [7 empty] | PE 11.73 PRIMA BLOK C (F1) | Unknown | Unknown | NO | NONE | DISTRIBUTION | TNB | WP PUTRAJAYA & CYBERJAYA | NO | Unknown |  |  |  | NO | [8 empty] | PTJ11734 | NO | [7 empty] | 3 | Pass | null
378287374 | PTJ11711 |  |  |  | VPTJ/PCE/J11712/MB11711 | 310286453 | Existing | RYB |  |  | CLOSED | CLOSED | LINK |  | 11 kV | [9 empty] | PE 11.71 PRIMA BLOK A (F2) | Unknown | Unknown | NO | NONE | DISTRIBUTION | TNB | WP PUTRAJAYA & CYBERJAYA | NO | Unknown |  |  |  | NO | [8 empty] | PTJ11711 | NO | [7 empty] | 3 | Pass | null
378287379 | PTJ11713 |  |  |  | VPTJ/PCE/J11712/MB11711 | 310286453 | Existing | RYB |  |  | CLOSED | CLOSED | LINK |  | 11 kV | [9 empty] | PE 11.71 PRIMA BLOK A (F2) | Unknown | Unknown | NO | NONE | DISTRIBUTION | TNB | WP PUTRAJAYA & CYBERJAYA | NO | Unknown |  |  |  | NO | [8 empty] | PTJ11713 | NO | [7 empty] | 3 | Pass | null
378287468 | PTJ11716 |  |  |  | VPTJ/PCE/J11711/MB09171 | 300520598 | Existing | RYB |  |  | CLOSED | CLOSED | LINK |  | 11 kV |  | 20140612 | [7 empty] | PE 11.71 PRIMA BLOK A (F1) | Unknown | Unknown | NO | NONE | DISTRIBUTION | TNB | WP PUTRAJAYA & CYBERJAYA | NO | Unknown |  |  |  | NO | [8 empty] | PTJ11716 | NO | [7 empty] | 3 | Pass | null
378287473 | PTJ11714 |  |  |  | VPTJ/PCE/J11711/MB09171 | 300520598 | Existing | RYB |  |  | CLOSED | CLOSED | LINK |  | 11 kV |  | 20140612 | [7 empty] | PE 11.71 PRIMA BLOK A (F1) | Unknown | Unknown | NO | NONE | DISTRIBUTION | TNB | WP PUTRAJAYA & CYBERJAYA | NO | Unknown |  |  |  | NO | [8 empty] | PTJ11714 | NO | [7 empty] | 3 | Pass | null
378287577 | PTJ11753 |  |  |  | VPTJ/PCE/J11751/MB11751 | 310286424 | Existing | RYB |  |  | CLOSED | CLOSED | LINK |  | 11 kV | [6 empty] | SCHNEIDER |  |  | PE 11.75 TEMP PPA1M PR 11 | Unknown | Unknown | NO | NONE | DISTRIBUTION | TNB | WP PUTRAJAYA & CYBERJAYA | NO | Unknown |  |  |  | NO | [8 empty] | PTJ11753 | NO | [7 empty] | 3 | Pass | null
378287582 | PTJ11751 |  |  |  | VPTJ/PCE/J11751/MB11751 | 310286424 | Existing | RYB |  |  | CLOSED | CLOSED | LINK |  | 11 kV | [6 empty] | SCHNEIDER |  |  | PE 11.75 TEMP PPA1M PR 11 | Unknown | Unknown | NO | NONE | DISTRIBUTION | TNB | WP PUTRAJAYA & CYBERJAYA | NO | Unknown |  |  |  | NO | [8 empty] | PTJ11751 | NO | [7 empty] | 3 | Pass | null
378287676 | PTJ11245 |  |  |  | VPTJ/PCE/J11241/MB11241 | 300281049 | Existing | RYB |  |  | CLOSED | CLOSED | LINK |  | 11 kV |  | 14/03/2009 |  |  |  |  | OMAZABAL |  |  | PE 11.24 TERES ZON 9A (F1) | Unknown | Unknown | NO | NONE | DISTRIBUTION | TNB | WP PUTRAJAYA & CYBERJAYA | NO | Unknown |  |  |  | NO | [8 empty] | PTJ11245 | NO | [7 empty] | 3 | Pass | null
378287681 | PTJ11244 |  |  |  | VPTJ/PCE/J11241/MB11241 | 300281049 | Existing | RYB |  |  | CLOSED | CLOSED | LINK |  | 11 kV |  | 14/03/2009 |  |  |  |  | OMAZABAL |  |  | PE 11.24 TERES ZON 9A (F1) | Unknown | Unknown | NO | NONE | DISTRIBUTION | TNB | WP PUTRAJAYA & CYBERJAYA | NO | Unknown |  |  |  | NO | [8 empty] | PTJ11244 | NO | [7 empty] | 3 | Pass | null
378287699 | PTJ11241 |  |  |  | VPTJ/PCE/J11242/MB11244 | 300281050 | Existing | RYB |  |  | CLOSED | CLOSED | LINK |  | 11 kV |  | 30/04/2009 |  |  |  |  | OMAZABAL |  |  | PE 11.24 TERES ZON 9A (F2) | Unknown | Unknown | NO | NONE | DISTRIBUTION | TNB | WP PUTRAJAYA & CYBERJAYA | NO | Unknown |  |  |  | NO | [8 empty] | PTJ11241 | NO | [7 empty] | 3 | Pass | null
378287704 | PTJ11242 |  |  |  | VPTJ/PCE/J11242/MB11244 | 300281050 | Existing | RYB |  |  | CLOSED | CLOSED | LINK |  | 11 kV |  | 30/04/2009 |  |  |  |  | OMAZABAL |  |  | PE 11.24 TERES ZON 9A (F2) | Unknown | Unknown | NO | NONE | DISTRIBUTION | TNB | WP PUTRAJAYA & CYBERJAYA | NO | Unknown |  |  |  | NO | [8 empty] | PTJ11242 | NO | [7 empty] | 3 | Pass | null
378287865 | PTJ11601 |  |  |  | VPTJ/PCE/J11601/MB1 | 310370955 | Existing | RYB |  |  | CLOSED | CLOSED | LINK |  | 11 kV | [9 empty] | PE 11.60 TERES ZON 9B (F1) | Unknown | Unknown | NO | NONE | DISTRIBUTION | TNB | WP PUTRAJAYA & CYBERJAYA | NO | Unknown |  |  |  | NO | [8 empty] | PTJ11601 | NO | [7 empty] | 3 | Pass | null
378287870 | PTJ11603 |  |  |  | VPTJ/PCE/J11601/MB1 | 310370955 | Existing | RYB |  |  | CLOSED | CLOSED | LINK |  | 11 kV | [9 empty] | PE 11.60 TERES ZON 9B (F1) | Unknown | Unknown | NO | NONE | DISTRIBUTION | TNB | WP PUTRAJAYA & CYBERJAYA | NO | Unknown |  |  |  | NO | [8 empty] | PTJ11603 | NO | [7 empty] | 3 | Pass | null
378287959 | PTJ11605 |  |  |  | VPTJ/PCE/J11602/MB11604 | 310338884 | Existing | RYB |  |  | CLOSED | CLOSED | LINK |  | 11 kV | [6 empty] | INDKOM |  |  | PE 11.60 TERES ZON 9B (F2) | Unknown | Unknown | NO | NONE | DISTRIBUTION | TNB | WP PUTRAJAYA & CYBERJAYA | NO | Unknown |  |  |  | NO | [8 empty] | PTJ11605 | NO | [7 empty] | 3 | Pass | null
378287964 | PTJ11604 |  |  |  | VPTJ/PCE/J11602/MB11604 | 310338884 | Existing | RYB |  |  | CLOSED | CLOSED | LINK |  | 11 kV | [6 empty] | INDKOM |  |  | PE 11.60 TERES ZON 9B (F2) | Unknown | Unknown | NO | NONE | DISTRIBUTION | TNB | WP PUTRAJAYA & CYBERJAYA | NO | Unknown |  |  |  | NO | [8 empty] | PTJ11604 | NO | [7 empty] | 3 | Pass | null
378288065 | PTJ11745 |  |  |  | VPTJ/PCE/J11742/MB11744 | 310338777 | Existing | RYB |  |  | CLOSED | CLOSED | LINK |  | 11 kV | [6 empty] | INDKOM |  |  | PE 11.74 TERES ZON C (F2) | Unknown | Unknown | NO | NONE | DISTRIBUTION | TNB | WP PUTRAJAYA & CYBERJAYA | NO | Unknown |  |  |  | NO | [8 empty] | PTJ11745 | NO | [7 empty] | 3 | Pass | null
378288070 | PTJ11744 |  |  |  | VPTJ/PCE/J11742/MB11744 | 310338777 | Existing | RYB |  |  | CLOSED | CLOSED | LINK |  | 11 kV | [6 empty] | INDKOM |  |  | PE 11.74 TERES ZON C (F2) | Unknown | Unknown | NO | NONE | DISTRIBUTION | TNB | WP PUTRAJAYA & CYBERJAYA | NO | Unknown |  |  |  | NO | [8 empty] | PTJ11744 | NO | [7 empty] | 3 | Pass | null
378288159 | PTJ11741 |  |  |  | VPTJ/PCE/J11741/MB11741 | 310338880 | Existing | RYB |  |  | CLOSED | CLOSED | LINK |  | 11 kV | [6 empty] | INDKOM |  |  | PE 11.74 TERES ZON C (F1) | Unknown | Unknown | NO | NONE | DISTRIBUTION | TNB | WP PUTRAJAYA & CYBERJAYA | NO | Unknown |  |  |  | NO | [8 empty] | PTJ11741 | NO | [7 empty] | 3 | Pass | null
378288164 | PTJ11742 |  |  |  | VPTJ/PCE/J11741/MB11741 | 310338880 | Existing | RYB |  |  | CLOSED | CLOSED | LINK |  | 11 kV | [6 empty] | INDKOM |  |  | PE 11.74 TERES ZON C (F1) | Unknown | Unknown | NO | NONE | DISTRIBUTION | TNB | WP PUTRAJAYA & CYBERJAYA | NO | Unknown |  |  |  | NO | [8 empty] | PTJ11742 | NO | [7 empty] | 3 | Pass | null
378288261 | PTJ11374 |  |  |  | VPTJ/PCE/J11371/MB11371 | 300281064 | Existing | RYB |  |  | CLOSED | CLOSED | LINK |  | 11 kV |  | 18/10/2004 |  |  |  |  | INDKOM |  |  | PE 11.37 SEK REN FASA 2 (F1) | Unknown | Unknown | NO | NONE | DISTRIBUTION | TNB | WP PUTRAJAYA & CYBERJAYA | NO | Unknown |  |  |  | NO | [8 empty] | PTJ11374 | NO | [7 empty] | 3 | Pass | null
378288266 | PTJ11375 |  |  |  | VPTJ/PCE/J11371/MB11371 | 300281064 | Existing | RYB |  |  | CLOSED | CLOSED | LINK |  | 11 kV |  | 18/10/2004 |  |  |  |  | INDKOM |  |  | PE 11.37 SEK REN FASA 2 (F1) | Unknown | Unknown | NO | NONE | DISTRIBUTION | TNB | WP PUTRAJAYA & CYBERJAYA | NO | Unknown |  |  |  | NO | [8 empty] | PTJ11375 | NO | [7 empty] | 3 | Pass | null
378288357 | PTJ11371 |  |  |  | VPTJ/PCE/J11372/MB11374 | 300281066 | Existing | RYB |  |  | CLOSED | CLOSED | LINK |  | 11 kV |  | 18/10/2004 |  |  |  |  | INDKOM |  |  | PE 11.37 SEK REN FASA 2 (F2) | Unknown | Unknown | NO | NONE | DISTRIBUTION | TNB | WP PUTRAJAYA & CYBERJAYA | NO | Unknown |  |  |  | NO | [8 empty] | PTJ11371 | NO | [7 empty] | 3 | Pass | null
378288362 | PTJ11372 |  |  |  | VPTJ/PCE/J11372/MB11374 | 300281066 | Existing | RYB |  |  | CLOSED | CLOSED | LINK |  | 11 kV |  | 18/10/2004 |  |  |  |  | INDKOM |  |  | PE 11.37 SEK REN FASA 2 (F2) | Unknown | Unknown | NO | NONE | DISTRIBUTION | TNB | WP PUTRAJAYA & CYBERJAYA | NO | Unknown |  |  |  | NO | [8 empty] | PTJ11372 | NO | [7 empty] | 3 | Pass | null
378288573 | [6 empty] | Existing | RYB |  |  | CLOSED | CLOSED | MAIN |  | 11 kV | [9 empty] | PPU CYBERJAYA NO 7 | Unknown | Unknown | NO | NONE | DISTRIBUTION | TNB | WP PUTRAJAYA & CYBERJAYA | NO | Unknown |  |  |  | NO | [17 empty] | 9 | Pass | null
378288636 | [6 empty] | Existing | RYB |  |  | CLOSED | CLOSED | MAIN |  | 33 kV | [9 empty] | PPU CYBERJAYA NO 7 | Unknown | Unknown | NO | NONE | DISTRIBUTION | TNB | WP PUTRAJAYA & CYBERJAYA | NO | Unknown |  |  |  | NO | [17 empty] | 9 | Pass | null
378288664 | [6 empty] | Existing | RYB |  |  | CLOSED | CLOSED | MAIN |  | 11 kV | [9 empty] | PPU CYBERJAYA NO 7 | Unknown | Unknown | NO | NONE | DISTRIBUTION | TNB | WP PUTRAJAYA & CYBERJAYA | NO | Unknown |  |  |  | NO | [17 empty] | 9 | Pass | null
378288729 | [6 empty] | Existing | RYB |  |  | CLOSED | CLOSED | MAIN |  | 11 kV | [9 empty] | PPU CYBERJAYA NO 7 | Unknown | Unknown | NO | NONE | DISTRIBUTION | TNB | WP PUTRAJAYA & CYBERJAYA | NO | Unknown |  |  |  | NO | [17 empty] | 9 | Pass | null
378288749 | [6 empty] | Existing | RYB |  |  | CLOSED | CLOSED | MAIN |  | 33 kV | [9 empty] | PPU CYBERJAYA NO 7 | Unknown | Unknown | NO | NONE | DISTRIBUTION | TNB | WP PUTRAJAYA & CYBERJAYA | NO | Unknown |  |  |  | NO | [17 empty] | 9 | Pass | null
378288785 | [6 empty] | Existing | RYB |  |  | CLOSED | CLOSED | MAIN |  | 11 kV | [9 empty] | PPU CYBERJAYA NO 7 | Unknown | Unknown | NO | NONE | DISTRIBUTION | TNB | WP PUTRAJAYA & CYBERJAYA | NO | Unknown |  |  |  | NO | [17 empty] | 9 | Pass | null
378288813 | [6 empty] | Existing | RYB |  |  | CLOSED | CLOSED | MAIN |  | 11 kV | [9 empty] | PPU CYBERJAYA NO 7 | Unknown | Unknown | NO | NONE | DISTRIBUTION | TNB | WP PUTRAJAYA & CYBERJAYA | NO | Unknown |  |  |  | NO | [17 empty] | 9 | Pass | null
378288906 | [6 empty] | Existing | RYB |  |  | CLOSED | CLOSED | MAIN |  | 11 kV | [9 empty] | PPU CYBERJAYA NO 7 | Unknown | Unknown | NO | NONE | DISTRIBUTION | TNB | WP PUTRAJAYA & CYBERJAYA | NO | Unknown |  |  |  | NO | [17 empty] | 9 | Pass | null
378288933 | [6 empty] | Existing | RYB |  |  | CLOSED | CLOSED | MAIN |  | 11 kV | [9 empty] | PPU CYBERJAYA NO 7 | Unknown | Unknown | NO | NONE | DISTRIBUTION | TNB | WP PUTRAJAYA & CYBERJAYA | NO | Unknown |  |  |  | NO | [17 empty] | 9 | Pass | null
378289062 | [6 empty] | Existing | RYB |  |  | CLOSED | CLOSED | MAIN |  | 11 kV | [9 empty] | PPU CYBERJAYA NO 7 | Unknown | Unknown | NO | NONE | DISTRIBUTION | TNB | WP PUTRAJAYA & CYBERJAYA | NO | Unknown |  |  |  | NO | [17 empty] | 9 | Pass | null
378289089 | [6 empty] | Existing | RYB |  |  | CLOSED | CLOSED | MAIN |  | 11 kV | [9 empty] | PPU CYBERJAYA NO 7 | Unknown | Unknown | NO | NONE | DISTRIBUTION | TNB | WP PUTRAJAYA & CYBERJAYA | NO | Unknown |  |  |  | NO | [17 empty] | 9 | Pass | null
378289213 | [6 empty] | Existing | RYB |  |  | CLOSED | CLOSED | MAIN |  | 11 kV | [9 empty] | PPU CYBERJAYA NO 7 | Unknown | Unknown | NO | NONE | DISTRIBUTION | TNB | WP PUTRAJAYA & CYBERJAYA | NO | Unknown |  |  |  | NO | [17 empty] | 9 | Pass | null
378289233 | [6 empty] | Existing | RYB |  |  | CLOSED | CLOSED | MAIN |  | 11 kV | [9 empty] | PPU CYBERJAYA NO 7 | Unknown | Unknown | NO | NONE | DISTRIBUTION | TNB | WP PUTRAJAYA & CYBERJAYA | NO | Unknown |  |  |  | NO | [17 empty] | 9 | Pass | null
378289308 | [6 empty] | Existing | RYB |  |  | CLOSED | CLOSED | MAIN |  | 33 kV | [9 empty] | PPU CYBERJAYA NO 7 | Unknown | Unknown | NO | NONE | DISTRIBUTION | TNB | WP PUTRAJAYA & CYBERJAYA | NO | Unknown |  |  |  | NO | [17 empty] | 9 | Pass | null
378289329 | [6 empty] | Existing | RYB |  |  | CLOSED | CLOSED | MAIN |  | 33 kV | [9 empty] | PPU CYBERJAYA NO 7 | Unknown | Unknown | NO | NONE | DISTRIBUTION | TNB | WP PUTRAJAYA & CYBERJAYA | NO | Unknown |  |  |  | NO | [17 empty] | 9 | Pass | null
378289388 | 1SO | 123 |  |  | VCBJ/PPU/G00007/MB1SO | 300278123 | Existing | RYB |  |  | CLOSED | CLOSED | BUSBAR SECTION |  | 33 kV |  | 26/06/1997 |  |  |  |  | SIEMENS |  |  | PPU CYBERJAYA NO 7 | Unknown | Unknown | NO | NONE | DISTRIBUTION | TNB | WP PUTRAJAYA & CYBERJAYA | NO | Unknown |  |  |  | NO | [8 empty] | 1SO | [8 empty] | 9 | Pass | null
378289444 | 30 |  |  |  | VCBJ/PPU/G00007/NB30 | 300278137 | Existing | RYB |  |  | CLOSED | CLOSED | BUSBAR SECTION |  | 11 kV |  | 26/06/1997 |  |  |  |  | EPE |  |  | PPU CYBERJAYA NO 7 | Unknown | Unknown | NO | NONE | DISTRIBUTION | TNB | WP PUTRAJAYA & CYBERJAYA | NO | Unknown |  |  |  | NO | [8 empty] | 30 | [8 empty] | 9 | Pass | null
378289486 | [6 empty] | Existing | RYB |  |  | CLOSED | CLOSED | MAIN |  | 33 kV | [9 empty] | PPU CYBERJAYA NO 7 | Unknown | Unknown | NO | NONE | DISTRIBUTION | TNB | WP PUTRAJAYA & CYBERJAYA | NO | Unknown |  |  |  | NO | [17 empty] | 9 | Pass | null
378289544 | [6 empty] | Existing | RYB |  |  | CLOSED | CLOSED | MAIN |  | 11 kV | [9 empty] | PPU CYBERJAYA NO 7 | Unknown | Unknown | NO | NONE | DISTRIBUTION | TNB | WP PUTRAJAYA & CYBERJAYA | NO | Unknown |  |  |  | NO | [17 empty] | 9 | Pass | null
378289621 | [6 empty] | Existing | RYB |  |  | CLOSED | CLOSED | MAIN |  | 11 kV | [9 empty] | PPU CYBERJAYA NO 7 | Unknown | Unknown | NO | NONE | DISTRIBUTION | TNB | WP PUTRAJAYA & CYBERJAYA | NO | Unknown |  |  |  | NO | [17 empty] | 9 | Pass | null
378289654 | [6 empty] | Existing | RYB |  |  | CLOSED | CLOSED | MAIN |  | 33 kV | [9 empty] | PPU CYBERJAYA NO 7 | Unknown | Unknown | NO | NONE | DISTRIBUTION | TNB | WP PUTRAJAYA & CYBERJAYA | NO | Unknown |  |  |  | NO | [17 empty] | 9 | Pass | null
378289678 | [6 empty] | Existing | RYB |  |  | CLOSED | CLOSED | MAIN |  | 11 kV | [9 empty] | PPU CYBERJAYA NO 7 | Unknown | Unknown | NO | NONE | DISTRIBUTION | TNB | WP PUTRAJAYA & CYBERJAYA | NO | Unknown |  |  |  | NO | [17 empty] | 9 | Pass | null
378289866 | [6 empty] | Existing | RYB |  |  | CLOSED | CLOSED | MAIN |  | 11 kV | [9 empty] | PPU CYBERJAYA NO 7 | Unknown | Unknown | NO | NONE | DISTRIBUTION | TNB | WP PUTRAJAYA & CYBERJAYA | NO | Unknown |  |  |  | NO | [17 empty] | 9 | Pass | null
378289891 | [6 empty] | Existing | RYB |  |  | CLOSED | CLOSED | MAIN |  | 11 kV | [9 empty] | PPU CYBERJAYA NO 7 | Unknown | Unknown | NO | NONE | DISTRIBUTION | TNB | WP PUTRAJAYA & CYBERJAYA | NO | Unknown |  |  |  | NO | [17 empty] | 9 | Pass | null
378289907 | [6 empty] | Existing | RYB |  |  | CLOSED | CLOSED | MAIN |  | 11 kV | [9 empty] | PPU CYBERJAYA NO 7 | Unknown | Unknown | NO | NONE | DISTRIBUTION | TNB | WP PUTRAJAYA & CYBERJAYA | NO | Unknown |  |  |  | NO | [17 empty] | 9 | Pass | null
378289952 | [6 empty] | Existing | RYB |  |  | CLOSED | CLOSED | MAIN |  | 11 kV | [9 empty] | PPU CYBERJAYA NO 7 | Unknown | Unknown | NO | NONE | DISTRIBUTION | TNB | WP PUTRAJAYA & CYBERJAYA | NO | Unknown |  |  |  | NO | [17 empty] | 9 | Pass | null
378290034 | [6 empty] | Existing | RYB |  |  | CLOSED | CLOSED | MAIN |  | 33 kV | [9 empty] | PPU CYBERJAYA NO 7 | Unknown | Unknown | NO | NONE | DISTRIBUTION | TNB | WP PUTRAJAYA & CYBERJAYA | NO | Unknown |  |  |  | NO | [17 empty] | 9 | Pass | null
378290056 | [6 empty] | Existing | RYB |  |  | CLOSED | CLOSED | MAIN |  | 11 kV | [9 empty] | PPU CYBERJAYA NO 7 | Unknown | Unknown | NO | NONE | DISTRIBUTION | TNB | WP PUTRAJAYA & CYBERJAYA | NO | Unknown |  |  |  | NO | [17 empty] | 9 | Pass | null
378290108 | [6 empty] | Existing | RYB |  |  | CLOSED |  | MAIN |  | 11 kV | [9 empty] | PPU CYBERJAYA NO 7 | Unknown | Unknown | Unknown | Unknown | DISTRIBUTION | TNB | WP PUTRAJAYA & CYBERJAYA | Unknown |  |  |  |  | Unknown | [17 empty] | 3 | Pass | null
378290112 | [6 empty] | Existing | RYB |  |  | CLOSED |  | MAIN |  | 11 kV | [9 empty] | PPU CYBERJAYA NO 7 | Unknown | Unknown | Unknown | Unknown | DISTRIBUTION | TNB | WP PUTRAJAYA & CYBERJAYA | Unknown |  |  |  |  | Unknown | [17 empty] | 3 | Pass | null
378290116 | [6 empty] | Existing | RYB |  |  | CLOSED |  | MAIN |  | 11 kV | [9 empty] | PPU CYBERJAYA NO 7 | Unknown | Unknown | Unknown | Unknown | DISTRIBUTION | TNB | WP PUTRAJAYA & CYBERJAYA | Unknown |  |  |  |  | Unknown | [17 empty] | 3 | Pass | null
378290120 | [6 empty] | Existing | RYB |  |  | CLOSED |  | MAIN |  | 11 kV | [9 empty] | PPU CYBERJAYA NO 7 | Unknown | Unknown | Unknown | Unknown | DISTRIBUTION | TNB | WP PUTRAJAYA & CYBERJAYA | Unknown |  |  |  |  | Unknown | [17 empty] | 3 | Pass | null
378290323 | [6 empty] | Existing | Unknown |  |  | OPEN | OPEN | MAIN |  | 33 kV | [9 empty] | SSU IDCB | Unknown | Unknown | NO | NONE | DISTRIBUTION | TNB | WP PUTRAJAYA & CYBERJAYA | Unknown |  |  |  |  | NO | [17 empty] | 0 | Fail | Please check "Phasing"
378290333 | [6 empty] | Existing | Unknown |  |  | OPEN | OPEN | MAIN |  | 33 kV | [9 empty] | SSU IDCB | Unknown | Unknown | NO | NONE | DISTRIBUTION | TNB | WP PUTRAJAYA & CYBERJAYA | NO | Unknown |  |  |  | NO | [17 empty] | 0 | Fail | Please check "Phasing"
378290338 | [6 empty] | Existing | Unknown |  |  | CLOSED | CLOSED | MAIN |  | 33 kV | [9 empty] | SSU IDCB | Unknown | Unknown | NO | NONE | DISTRIBUTION | TNB | WP PUTRAJAYA & CYBERJAYA | NO | Unknown |  |  |  | NO | [17 empty] | 0 | Fail | Please check "Phasing"
378290346 | [6 empty] | Existing | Unknown |  |  | CLOSED | CLOSED | MAIN |  | 33 kV | [9 empty] | SSU IDCB | Unknown | Unknown | NO | NONE | DISTRIBUTION | TNB | WP PUTRAJAYA & CYBERJAYA | Unknown |  |  |  |  | NO | [17 empty] | 0 | Fail | Please check "Phasing"
378290361 | [6 empty] | Existing | Unknown |  |  | CLOSED | CLOSED | MAIN |  | 33 kV | [9 empty] | SSU IDCB | Unknown | Unknown | NO | NONE | DISTRIBUTION | TNB | WP PUTRAJAYA & CYBERJAYA | Unknown |  |  |  |  | NO | [17 empty] | 0 | Fail | Please check "Phasing"
378290368 | 1WO | 123 |  |  | VCBJ/SSU/G00004/MB1W0 | 300520106 | Existing | Unknown |  |  | CLOSED | OPEN | BUSBAR COUPLER |  | 33 kV | [9 empty] | SSU IDCB | Unknown | Unknown | NO | NONE | DISTRIBUTION | TNB | WP PUTRAJAYA & CYBERJAYA | Unknown |  |  |  |  | NO | [8 empty] | 1WO | [8 empty] | 0 | Fail | Please check "Phasing"
378290374 | [6 empty] | Existing | Unknown |  |  | OPEN | CLOSED | MAIN |  | 33 kV | [9 empty] | SSU IDCB | Unknown | Unknown | NO | NONE | DISTRIBUTION | TNB | WP PUTRAJAYA & CYBERJAYA | Unknown |  |  |  |  | NO | [17 empty] | 0 | Fail | Please check "Phasing"
378290382 | [6 empty] | Existing | Unknown |  |  | OPEN | OPEN | MAIN |  | 33 kV | [9 empty] | SSU IDCB | Unknown | Unknown | NO | NONE | DISTRIBUTION | TNB | WP PUTRAJAYA & CYBERJAYA | Unknown |  |  |  |  | NO | [17 empty] | 0 | Fail | Please check "Phasing"
378290384 | [6 empty] | Existing | Unknown |  |  | OPEN | OPEN | MAIN |  | 33 kV | [9 empty] | SSU IDCB | Unknown | Unknown | NO | NONE | DISTRIBUTION | TNB | WP PUTRAJAYA & CYBERJAYA | NO | Unknown |  |  |  | NO | [17 empty] | 0 | Fail | Please check "Phasing"
378290392 | [6 empty] | Existing | Unknown |  |  | OPEN | OPEN | MAIN |  | 33 kV | [9 empty] | SSU IDCB | Unknown | Unknown | NO | NONE | DISTRIBUTION | TNB | WP PUTRAJAYA & CYBERJAYA | NO | Unknown |  |  |  | NO | [17 empty] | 0 | Fail | Please check "Phasing"
378290402 | [6 empty] | Existing | Unknown |  |  | CLOSED | CLOSED | MAIN |  | 33 kV | [9 empty] | SSU IDCB | Unknown | Unknown | NO | NONE | DISTRIBUTION | TNB | WP PUTRAJAYA & CYBERJAYA | NO | Unknown |  |  |  | NO | [17 empty] | 0 | Fail | Please check "Phasing"
378290430 | [6 empty] | Existing | Unknown |  |  | CLOSED | CLOSED | MAIN |  | 33 kV | [9 empty] | SSU IDCB | Unknown | Unknown | NO | NONE | DISTRIBUTION | TNB | WP PUTRAJAYA & CYBERJAYA | NO | Unknown |  |  |  | NO | [17 empty] | 0 | Fail | Please check "Phasing"
378290444 | [6 empty] | Existing | Unknown |  |  | OPEN | OPEN | MAIN |  | 33 kV | [9 empty] | SSU IDCB | Unknown | Unknown | NO | NONE | DISTRIBUTION | TNB | WP PUTRAJAYA & CYBERJAYA | Unknown |  |  |  |  | NO | [17 empty] | 0 | Fail | Please check "Phasing"
378290454 | 1SO | 123 |  |  | VCBJ/SSU/G00004/MB1S0 | 300520064 | Existing | Unknown |  |  | CLOSED | OPEN | BUSBAR SECTION |  | 33 kV | [9 empty] | SSU IDCB | Unknown | Unknown | NO | NONE | DISTRIBUTION | TNB | WP PUTRAJAYA & CYBERJAYA | Unknown |  |  |  |  | NO | [8 empty] | 1SO | [8 empty] | 0 | Fail | Please check "Phasing"
378301410 | CBJ22361 |  |  |  | VCBJ/PCE/J22361/MB22361 | 300280501 | Existing | RYB |  | PPU CYB7: VCB 2 | CLOSED | CLOSED | LINK |  | 11 kV |  | 29/09/2004 |  |  |  |  | INDKOM |  |  | SS 22.36 SKMM F1 | Unknown | Unknown | NO | NONE | DISTRIBUTION | TNB | WP PUTRAJAYA & CYBERJAYA | NO | Unknown |  |  |  | NO | [8 empty] | CBJ22361 | NO | [7 empty] | 3 | Pass | null
378301416 | CBJ22363 |  |  |  | VCBJ/PCE/J22361/MB22361 | 300280501 | Existing | RYB |  |  | CLOSED | CLOSED | LINK |  | 11 kV |  | 29/09/2004 |  |  |  |  | INDKOM |  |  | SS 22.36 SKMM F1 | Unknown | Unknown | NO | NONE | DISTRIBUTION | TNB | WP PUTRAJAYA & CYBERJAYA | NO | Unknown |  |  |  | NO | [8 empty] | CBJ22363 | NO | [7 empty] | 3 | Pass | null
378301421 | CBJ22362 |  |  |  | VCBJ/PCE/J22361/MB22361 | 300280501 | Existing | RYB |  | CBJ24221 SS 24.22 POSH ATLANTIC (F1) | CLOSED | CLOSED | LINK |  | 11 kV |  | 29/09/2004 |  |  |  |  | INDKOM |  |  | SS 22.36 SKMM F1 | Unknown | Unknown | NO | NONE | DISTRIBUTION | TNB | WP PUTRAJAYA & CYBERJAYA | NO | Unknown |  |  |  | NO | [8 empty] | CBJ22362 | NO | [7 empty] | 3 | Pass | null
378301436 | CBJ22364 |  |  |  | VCBJ/PCE/J22362/MB22364 | 300280502 | Existing | RYB |  | PPU CYB7: VCB 1 | CLOSED | CLOSED | LINK |  | 11 kV |  | 29/09/2004 |  |  |  |  | INDKOM |  |  | SS 22.36 SKMM F2 | Unknown | Unknown | NO | NONE | DISTRIBUTION | TNB | WP PUTRAJAYA & CYBERJAYA | NO | Unknown |  |  |  | NO | [8 empty] | CBJ22364 | NO | [7 empty] | 3 | Pass | null
378301442 | CBJ22366 |  |  |  | VCBJ/PCE/J22362/MB22364 | 300280502 | Existing | RYB |  |  | CLOSED | CLOSED | LINK |  | 11 kV |  | 29/09/2004 |  |  |  |  | INDKOM |  |  | SS 22.36 SKMM F2 | Unknown | Unknown | NO | NONE | DISTRIBUTION | TNB | WP PUTRAJAYA & CYBERJAYA | NO | Unknown |  |  |  | NO | [8 empty] | CBJ22366 | NO | [7 empty] | 3 | Pass | null
378301447 | CBJ22365 |  |  |  | VCBJ/PCE/J22362/MB22364 | 300280502 | Existing | RYB |  | CBJ24224 SS 24.22 POSH ATLANTIC (F2) | CLOSED | CLOSED | LINK |  | 11 kV |  | 29/09/2004 |  |  |  |  | INDKOM |  |  | SS 22.36 SKMM F2 | Unknown | Unknown | NO | NONE | DISTRIBUTION | TNB | WP PUTRAJAYA & CYBERJAYA | NO | Unknown |  |  |  | NO | [8 empty] | CBJ22365 | NO | [7 empty] | 3 | Pass | null
378301566 | CBJ22051 |  |  |  | VCBJ/PCE/J22051/MB22051 | 300280594 | Existing | RYB |  | CBJ24225 SS 24.22 POSH ATLANTIC F2 | CLOSED | CLOSED | LINK |  | 11 kV |  | 20000505 |  |  |  |  | INDKOM |  |  | PE 22.05 PADAT ROAD E | Unknown | Unknown | NO | NONE | DISTRIBUTION | TNB | WP PUTRAJAYA & CYBERJAYA | NO | Unknown |  |  |  | NO | [8 empty] | CBJ22051 | NO | [7 empty] | 3 | Pass | null
378301571 | CBJ22052 |  |  |  | VCBJ/PCE/J22051/MB22051 | 300280594 | Existing | RYB |  | CBJ 24281 SS 24.28 CYBERSQUARE NO.3 | CLOSED | CLOSED | LINK |  | 11 kV |  | 20000505 |  |  |  |  | INDKOM |  |  | PE 22.05 PADAT ROAD E | Unknown | Unknown | NO | NONE | DISTRIBUTION | TNB | WP PUTRAJAYA & CYBERJAYA | NO | Unknown |  |  |  | NO | [8 empty] | CBJ22052 | NO | [7 empty] | 3 | Pass | null
378301670 | CBJ22131 |  |  |  | VCBJ/PCE/J22131/MB22131 | 300280560 | Existing | RYB |  | CBJ24222 SS 24.22 POSH ATLANTIC (F1) | CLOSED | CLOSED | LINK |  | 11 kV |  | 20001111 |  |  |  |  | INDKOM |  |  | PE 22.13 PADAT ROAD E1 | Unknown | Unknown | NO | NONE | DISTRIBUTION | TNB | WP PUTRAJAYA & CYBERJAYA | NO | Unknown |  |  |  | NO | [8 empty] | CBJ22131 | NO | [7 empty] | 3 | Pass | null
378301675 | CBJ22132 |  |  |  | VCBJ/PCE/J22131/MB22131 | 300280560 | Existing | RYB |  | CBJ24261 SS 24.26 CYBERSQUARE NO.1 | CLOSED | CLOSED | LINK |  | 11 kV |  | 20001111 |  |  |  |  | INDKOM |  |  | PE 22.13 PADAT ROAD E1 | Unknown | Unknown | NO | NONE | DISTRIBUTION | TNB | WP PUTRAJAYA & CYBERJAYA | NO | Unknown |  |  |  | NO | [8 empty] | CBJ22132 | NO | [7 empty] | 3 | Pass | null
378302006 | CBJ21222 |  |  |  | VCBJ/PCE/J21221/MB21221 | 300281020 | Existing | RYB |  | CBJ21131 PE 21.13 (F1) | CLOSED | CLOSED | LINK |  | 11 kV |  | 31/01/1999 |  |  |  |  | INDKOM |  |  | PE 21.22 CYBERVIEW NO.1 | Unknown | Unknown | NO | NONE | DISTRIBUTION | TNB | WP PUTRAJAYA & CYBERJAYA | NO | Unknown |  |  |  | NO | [8 empty] | CBJ21222 | NO | [7 empty] | 3 | Pass | null
378302023 | CBJ21221 |  |  |  | VCBJ/PCE/J21221/MB21221 | 300281020 | Existing | RYB |  | CBJ21822 PE 21.82 SHAFBURY BLOK C (F1) | CLOSED | CLOSED | LINK |  | 11 kV |  | 31/01/1999 |  |  |  |  | INDKOM |  |  | PE 21.22 CYBERVIEW NO.1 | Unknown | Unknown | NO | NONE | DISTRIBUTION | TNB | WP PUTRAJAYA & CYBERJAYA | NO | Unknown |  |  |  | NO | [8 empty] | CBJ21221 | NO | [7 empty] | 3 | Pass | null
378310014 | PTJ11071 |  |  |  | VPTJ/PCE/J11071/MB11071 | 300282013 | Existing | RYB |  |  | CLOSED | CLOSED | LINK |  | 11 kV |  | 22/11/2009 |  |  |  |  | SCHNEIDER |  |  | PE 11.07 PADAT ZON 1 | Unknown | Unknown | NO | NONE | DISTRIBUTION | TNB | WP PUTRAJAYA & CYBERJAYA | NO | Unknown |  |  |  | NO | [8 empty] | PTJ11071 | NO | [7 empty] | 3 | Pass | null
378310019 | PTJ11073 |  |  |  | VPTJ/PCE/J11071/MB11071 | 300282013 | Existing | RYB |  |  | CLOSED | CLOSED | LINK |  | 11 kV |  | 22/11/2009 |  |  |  |  | SCHNEIDER |  |  | PE 11.07 PADAT ZON 1 | Unknown | Unknown | NO | NONE | DISTRIBUTION | TNB | WP PUTRAJAYA & CYBERJAYA | NO | Unknown |  |  |  | NO | [8 empty] | PTJ11073 | NO | [7 empty] | 3 | Pass | null
378310110 | PTJ11042 |  |  |  | VPTJ/PCE/J11041/MB11041 | 300280968 | Existing | RYB |  |  | CLOSED | CLOSED | LINK |  | 11 kV |  | 15/10/2002 |  |  |  |  | INDKOM |  |  | PE 11.04 P11A1/12 TERES (EFI) (F1) | Unknown | Unknown | NO | NONE | DISTRIBUTION | TNB | WP PUTRAJAYA & CYBERJAYA | NO | Unknown |  |  |  | NO | [8 empty] | PTJ11042 | NO | [7 empty] | 3 | Pass | null
378310115 | PTJ11041 |  |  |  | VPTJ/PCE/J11041/MB11041 | 300280968 | Existing | RYB |  |  | CLOSED | CLOSED | LINK |  | 11 kV |  | 15/10/2002 |  |  |  |  | INDKOM |  |  | PE 11.04 P11A1/12 TERES (EFI) (F1) | Unknown | Unknown | NO | NONE | DISTRIBUTION | TNB | WP PUTRAJAYA & CYBERJAYA | NO | Unknown |  |  |  | NO | [8 empty] | PTJ11041 | NO | [7 empty] | 3 | Pass | null
378310201 | PTJ11045 |  |  |  | VPTJ/PCE/J11042/MB11044 | 300280969 | Existing | RYB |  |  | CLOSED | CLOSED | LINK |  | 11 kV |  | 15/10/2002 |  |  |  |  | INDKOM |  |  | PE 11.04 P11A1/12 TERES (EFI) (F2) | Unknown | Unknown | NO | NONE | DISTRIBUTION | TNB | WP PUTRAJAYA & CYBERJAYA | NO | Unknown |  |  |  | NO | [8 empty] | PTJ11045 | NO | [7 empty] | 3 | Pass | null
378310206 | PTJ11044 |  |  |  | VPTJ/PCE/J11042/MB11044 | 300280969 | Existing | RYB |  |  | CLOSED | CLOSED | LINK |  | 11 kV |  | 15/10/2002 |  |  |  |  | INDKOM |  |  | PE 11.04 P11A1/12 TERES (EFI) (F2) | Unknown | Unknown | NO | NONE | DISTRIBUTION | TNB | WP PUTRAJAYA & CYBERJAYA | NO | Unknown |  |  |  | NO | [8 empty] | PTJ11044 | NO | [7 empty] | 3 | Pass | null
378310295 | PTJ11081 |  |  |  | VPTJ/PCE/J11081/MB11081 | 300280972 | Existing | RYB |  |  | CLOSED | CLOSED | LINK |  | 11 kV |  | 20020409 |  |  |  |  | INDKOM |  |  | PE 11.08 P11A2/5 TERES (EFI) (F1) | Unknown | Unknown | NO | NONE | DISTRIBUTION | TNB | WP PUTRAJAYA & CYBERJAYA | NO | Unknown |  |  |  | NO | [8 empty] | PTJ11081 | NO | [7 empty] | 3 | Pass | null
378310300 | PTJ11082 |  |  |  | VPTJ/PCE/J11081/MB11081 | 300280972 | Existing | RYB |  |  | CLOSED | CLOSED | LINK |  | 11 kV |  | 20020409 |  |  |  |  | INDKOM |  |  | PE 11.08 P11A2/5 TERES (EFI) (F1) | Unknown | Unknown | NO | NONE | DISTRIBUTION | TNB | WP PUTRAJAYA & CYBERJAYA | NO | Unknown |  |  |  | NO | [8 empty] | PTJ11082 | NO | [7 empty] | 3 | Pass | null
378310387 | PTJ11085 |  |  |  | VPTJ/PCE/J11082/MB11084 | 300280973 | Existing | RYB |  |  | CLOSED | CLOSED | LINK |  | 11 kV |  | 20020409 |  |  |  |  | INDKOM |  |  | PE 11.08 P11A2/5 TERES (EFI) (F2) | Unknown | Unknown | NO | NONE | DISTRIBUTION | TNB | WP PUTRAJAYA & CYBERJAYA | NO | Unknown |  |  |  | NO | [8 empty] | PTJ11085 | NO | [7 empty] | 3 | Pass | null
378310392 | PTJ11084 |  |  |  | VPTJ/PCE/J11082/MB11084 | 300280973 | Existing | RYB |  |  | CLOSED | CLOSED | LINK |  | 11 kV |  | 20020409 |  |  |  |  | INDKOM |  |  | PE 11.08 P11A2/5 TERES (EFI) (F2) | Unknown | Unknown | NO | NONE | DISTRIBUTION | TNB | WP PUTRAJAYA & CYBERJAYA | NO | Unknown |  |  |  | NO | [8 empty] | PTJ11084 | NO | [7 empty] | 3 | Pass | null
378310421 | PTJ11671 |  |  |  | VPTJ/PCE/J11671/MB11671 | 300281095 | Existing | RYB |  |  | CLOSED | CLOSED | LINK |  | 11 kV |  | 20021006 |  |  |  |  | INDKOM |  |  | PE 11.67 PS9 (F1) | Unknown | Unknown | NO | NONE | DISTRIBUTION | TNB | WP PUTRAJAYA & CYBERJAYA | NO | Unknown |  |  |  | NO | [8 empty] | PTJ11671 | NO | [7 empty] | 3 | Pass | null
378310426 | PTJ11672 |  |  |  | VPTJ/PCE/J11671/MB11671 | 300281095 | Existing | RYB |  |  | CLOSED | CLOSED | LINK |  | 11 kV |  | 20021006 |  |  |  |  | INDKOM |  |  | PE 11.67 PS9 (F1) | Unknown | Unknown | NO | NONE | DISTRIBUTION | TNB | WP PUTRAJAYA & CYBERJAYA | NO | Unknown |  |  |  | NO | [8 empty] | PTJ11672 | NO | [7 empty] | 3 | Pass | null
378310542 | PTJ11674 |  |  |  | VPTJ/PCE/J11672/MB11674 | 300281097 | Existing | RYB |  |  | CLOSED | CLOSED | LINK |  | 11 kV |  | 20021006 |  |  |  |  | INDKOM |  |  | PE 11.67 PS9 (F2) | Unknown | Unknown | NO | NONE | DISTRIBUTION | TNB | WP PUTRAJAYA & CYBERJAYA | NO | Unknown |  |  |  | NO | [8 empty] | PTJ11674 | NO | [7 empty] | 3 | Pass | null
378310547 | PTJ11675 |  |  |  | VPTJ/PCE/J11672/MB11674 | 300281097 | Existing | RYB |  |  | CLOSED | CLOSED | LINK |  | 11 kV |  | 20021006 |  |  |  |  | INDKOM |  |  | PE 11.67 PS9 (F2) | Unknown | Unknown | NO | NONE | DISTRIBUTION | TNB | WP PUTRAJAYA & CYBERJAYA | NO | Unknown |  |  |  | NO | [8 empty] | PTJ11675 | NO | [7 empty] | 3 | Pass | null
378310641 | PTJ11091 |  |  |  | VPTJ/PCE/J11091/MB11091 | 300280974 | Existing | RYB |  |  | CLOSED | CLOSED | LINK |  | 11 kV |  | 20020709 |  |  |  |  | INDKOM |  |  | PE 11.09 P11A2/5 TERES (EFI) (F1) | Unknown | Unknown | NO | NONE | DISTRIBUTION | TNB | WP PUTRAJAYA & CYBERJAYA | NO | Unknown |  |  |  | NO | [8 empty] | PTJ11091 | NO | [7 empty] | 3 | Pass | null
378310646 | PTJ11092 |  |  |  | VPTJ/PCE/J11091/MB11091 | 300280974 | Existing | RYB |  |  | CLOSED | CLOSED | LINK |  | 11 kV |  | 20020709 |  |  |  |  | INDKOM |  |  | PE 11.09 P11A2/5 TERES (EFI) (F1) | Unknown | Unknown | NO | NONE | DISTRIBUTION | TNB | WP PUTRAJAYA & CYBERJAYA | NO | Unknown |  |  |  | NO | [8 empty] | PTJ11092 | NO | [7 empty] | 3 | Pass | null
378310739 | PTJ11094 |  |  |  | VPTJ/PCE/J11092/MB11094 | 300280977 | Existing | RYB |  |  | CLOSED | CLOSED | LINK |  | 11 kV |  | 20020709 |  |  |  |  | INDKOM |  |  | PE 11.09 P11A2/5 TERES (EFI) (F2) | Unknown | Unknown | NO | NONE | DISTRIBUTION | TNB | WP PUTRAJAYA & CYBERJAYA | NO | Unknown |  |  |  | NO | [8 empty] | PTJ11094 | NO | [7 empty] | 3 | Pass | null
378310744 | PTJ11095 |  |  |  | VPTJ/PCE/J11092/MB11094 | 300280977 | Existing | RYB |  |  | CLOSED | CLOSED | LINK |  | 11 kV |  | 20020709 |  |  |  |  | INDKOM |  |  | PE 11.09 P11A2/5 TERES (EFI) (F2) | Unknown | Unknown | NO | NONE | DISTRIBUTION | TNB | WP PUTRAJAYA & CYBERJAYA | NO | Unknown |  |  |  | NO | [8 empty] | PTJ11095 | NO | [7 empty] | 3 | Pass | null
378311099 | PTJ11021 |  |  |  | VPTJ/PCE/J11021/MB11021 | 300280964 | Existing | RYB |  |  | CLOSED | CLOSED | LINK |  | 11 kV |  | 20050706 |  |  |  |  | TAMCO |  |  | PE 11.02 BLOK 3A (F1) | Unknown | Unknown | NO | NONE | DISTRIBUTION | TNB | WP PUTRAJAYA & CYBERJAYA | NO | Unknown |  |  |  | NO | [8 empty] | PTJ11021 | NO | [7 empty] | 3 | Pass | null
378311104 | PTJ11023 |  |  |  | VPTJ/PCE/J11021/MB11021 | 300280964 | Existing | RYB |  |  | CLOSED | CLOSED | LINK |  | 11 kV |  | 20050706 |  |  |  |  | TAMCO |  |  | PE 11.02 BLOK 3A (F1) | Unknown | Unknown | NO | NONE | DISTRIBUTION | TNB | WP PUTRAJAYA & CYBERJAYA | NO | Unknown |  |  |  | NO | [8 empty] | PTJ11023 | NO | [7 empty] | 3 | Pass | null
378311317 | PTJ11024 |  |  |  | VPTJ/PCE/J11022/MB11024 | 300280966 | Existing | RYB |  |  | CLOSED | CLOSED | LINK |  | 11 kV |  | 20050706 |  |  |  |  | TAMCO |  |  | PE 11.02 BLOK 3A (F2) | Unknown | Unknown | NO | NONE | DISTRIBUTION | TNB | WP PUTRAJAYA & CYBERJAYA | NO | Unknown |  |  |  | NO | [8 empty] | PTJ11024 | NO | [7 empty] | 3 | Pass | null
378311322 | PTJ11026 |  |  |  | VPTJ/PCE/J11022/MB11024 | 300280966 | Existing | RYB |  |  | CLOSED | CLOSED | LINK |  | 11 kV |  | 20050706 |  |  |  |  | TAMCO |  |  | PE 11.02 BLOK 3A (F2) | Unknown | Unknown | NO | NONE | DISTRIBUTION | TNB | WP PUTRAJAYA & CYBERJAYA | NO | Unknown |  |  |  | NO | [8 empty] | PTJ11026 | NO | [7 empty] | 3 | Pass | null
378311725 | PTJ11201 |  |  |  | VPTJ/PCE/J11201/MB11201 | 300281038 | Existing | RYB |  |  | CLOSED | CLOSED | LINK |  | 11 kV |  | 20041108 |  |  |  |  | MERLIN GERIN |  |  | PE 11.20 WR5 | Unknown | Unknown | NO | NONE | DISTRIBUTION | TNB | WP PUTRAJAYA & CYBERJAYA | NO | Unknown |  |  |  | NO | [8 empty] | PTJ11201 | NO | [7 empty] | 3 | Pass | null
378311730 | PTJ11203 |  |  |  | VPTJ/PCE/J11201/MB11201 | 300281038 | Existing | RYB |  |  | CLOSED | CLOSED | LINK |  | 11 kV |  | 20041108 |  |  |  |  | MERLIN GERIN |  |  | PE 11.20 WR5 | Unknown | Unknown | NO | NONE | DISTRIBUTION | TNB | WP PUTRAJAYA & CYBERJAYA | NO | Unknown |  |  |  | NO | [8 empty] | PTJ11203 | NO | [7 empty] | 3 | Pass | null
378311834 | PTJ11483 |  |  |  | VPTJ/PCE/J11481/MB11481 | 300281090 | Existing | RYB |  |  | CLOSED | CLOSED | LINK |  | 11 kV |  | 20070703 |  |  |  |  | TAMCO |  |  | PE 11.48 BALAI POLIS | Unknown | Unknown | NO | NONE | DISTRIBUTION | TNB | WP PUTRAJAYA & CYBERJAYA | NO | Unknown |  |  |  | NO | [8 empty] | PTJ11483 | NO | [7 empty] | 3 | Pass | null
378311839 | PTJ11481 |  |  |  | VPTJ/PCE/J11481/MB11481 | 300281090 | Existing | RYB |  |  | CLOSED | CLOSED | LINK |  | 11 kV |  | 20070703 |  |  |  |  | TAMCO |  |  | PE 11.48 BALAI POLIS | Unknown | Unknown | NO | NONE | DISTRIBUTION | TNB | WP PUTRAJAYA & CYBERJAYA | NO | Unknown |  |  |  | NO | [8 empty] | PTJ11481 | NO | [7 empty] | 3 | Pass | null
378311925 | PTJ11102 |  |  |  | VPTJ/PCE/J11101/MB11101 | 300280978 | Existing | RYB |  |  | CLOSED | CLOSED | LINK |  | 11 kV |  | 20/03/2002 |  |  |  |  | INDKOM |  |  | PE 11.10 P11B1/6 SEMI-D (EFI) (F1) | Unknown | Unknown | NO | NONE | DISTRIBUTION | TNB | WP PUTRAJAYA & CYBERJAYA | NO | Unknown |  |  |  | NO | [8 empty] | PTJ11102 | NO | [7 empty] | 3 | Pass | null
378311930 | PTJ11101 |  |  |  | VPTJ/PCE/J11101/MB11101 | 300280978 | Existing | RYB |  |  | CLOSED | CLOSED | LINK |  | 11 kV |  | 20/03/2002 |  |  |  |  | INDKOM |  |  | PE 11.10 P11B1/6 SEMI-D (EFI) (F1) | Unknown | Unknown | NO | NONE | DISTRIBUTION | TNB | WP PUTRAJAYA & CYBERJAYA | NO | Unknown |  |  |  | NO | [8 empty] | PTJ11101 | NO | [7 empty] | 3 | Pass | null
378312018 | PTJ11105 |  |  |  | VPTJ/PCE/J11102/MB11104 | 300280980 | Existing | RYB |  |  | CLOSED | CLOSED | LINK |  | 11 kV |  | 20/03/2002 |  |  |  |  | INDKOM |  |  | PE 11.10 P11B1/6 SEMI-D (EFI) (F2) | Unknown | Unknown | NO | NONE | DISTRIBUTION | TNB | WP PUTRAJAYA & CYBERJAYA | NO | Unknown |  |  |  | NO | [8 empty] | PTJ11105 | NO | [7 empty] | 3 | Pass | null
378312023 | PTJ11104 |  |  |  | VPTJ/PCE/J11102/MB11104 | 300280980 | Existing | RYB |  |  | CLOSED | CLOSED | LINK |  | 11 kV |  | 20/03/2002 |  |  |  |  | INDKOM |  |  | PE 11.10 P11B1/6 SEMI-D (EFI) (F2) | Unknown | Unknown | NO | NONE | DISTRIBUTION | TNB | WP PUTRAJAYA & CYBERJAYA | NO | Unknown |  |  |  | NO | [8 empty] | PTJ11104 | NO | [7 empty] | 3 | Pass | null
378312108 | PTJ11121 |  |  |  | VPTJ/PCE/J11121/MB11121 | 300280983 | Existing | RYB |  |  | CLOSED | CLOSED | LINK |  | 11 kV |  | 20030805 |  |  |  |  | INDKOM |  |  | PE 11.12 APT A (F1) | Unknown | Unknown | NO | NONE | DISTRIBUTION | TNB | WP PUTRAJAYA & CYBERJAYA | NO | Unknown |  |  |  | NO | [8 empty] | PTJ11121 | NO | [7 empty] | 3 | Pass | null
378312113 | PTJ11122 |  |  |  | VPTJ/PCE/J11121/MB11121 | 300280983 | Existing | RYB |  |  | CLOSED | CLOSED | LINK |  | 11 kV |  | 20030805 |  |  |  |  | INDKOM |  |  | PE 11.12 APT A (F1) | Unknown | Unknown | NO | NONE | DISTRIBUTION | TNB | WP PUTRAJAYA & CYBERJAYA | NO | Unknown |  |  |  | NO | [8 empty] | PTJ11122 | NO | [7 empty] | 3 | Pass | null
378312131 | PTJ11124 |  |  |  | VPTJ/PCE/J11122/MB11124 | 300280984 | Existing | RYB |  |  | CLOSED | CLOSED | LINK |  | 11 kV |  | 20030805 |  |  |  |  | INDKOM |  |  | PE 11.12 APT A (F2) | Unknown | Unknown | NO | NONE | DISTRIBUTION | TNB | WP PUTRAJAYA & CYBERJAYA | NO | Unknown |  |  |  | NO | [8 empty] | PTJ11124 | NO | [7 empty] | 3 | Pass | null
378312136 | PTJ11125 |  |  |  | VPTJ/PCE/J11122/MB11124 | 300280984 | Existing | RYB |  |  | CLOSED | CLOSED | LINK |  | 11 kV |  | 20030805 |  |  |  |  | INDKOM |  |  | PE 11.12 APT A (F2) | Unknown | Unknown | NO | NONE | DISTRIBUTION | TNB | WP PUTRAJAYA & CYBERJAYA | NO | Unknown |  |  |  | NO | [8 empty] | PTJ11125 | NO | [7 empty] | 3 | Pass | null
378312295 | PTJ11131 |  |  |  | VPTJ/PCE/J11131/MB11131 | 300280994 | Existing | RYB |  |  | CLOSED | CLOSED | LINK |  | 11 kV |  | 20030805 |  |  |  |  | INDKOM |  |  | PE 11.13 APT B (F1) | Unknown | Unknown | NO | NONE | DISTRIBUTION | TNB | WP PUTRAJAYA & CYBERJAYA | NO | Unknown |  |  |  | NO | [8 empty] | PTJ11131 | NO | [7 empty] | 3 | Pass | null
378312300 | PTJ11132 |  |  |  | VPTJ/PCE/J11131/MB11131 | 300280994 | Existing | RYB |  |  | CLOSED | CLOSED | LINK |  | 11 kV |  | 20030805 |  |  |  |  | INDKOM |  |  | PE 11.13 APT B (F1) | Unknown | Unknown | NO | NONE | DISTRIBUTION | TNB | WP PUTRAJAYA & CYBERJAYA | NO | Unknown |  |  |  | NO | [8 empty] | PTJ11132 | NO | [7 empty] | 3 | Pass | null
378312318 | PTJ11134 |  |  |  | VPTJ/PCE/J11132/MB11134 | 300280996 | Existing | RYB |  |  | CLOSED | CLOSED | LINK |  | 11 kV |  | 20030805 |  |  |  |  | INDKOM |  |  | PE 11.13 APT B (F2) | Unknown | Unknown | NO | NONE | DISTRIBUTION | TNB | WP PUTRAJAYA & CYBERJAYA | NO | Unknown |  |  |  | NO | [8 empty] | PTJ11134 | NO | [7 empty] | 3 | Pass | null
378312323 | PTJ11135 |  |  |  | VPTJ/PCE/J11132/MB11134 | 300280996 | Existing | RYB |  |  | CLOSED | CLOSED | LINK |  | 11 kV |  | 20030805 |  |  |  |  | INDKOM |  |  | PE 11.13 APT B (F2) | Unknown | Unknown | NO | NONE | DISTRIBUTION | TNB | WP PUTRAJAYA & CYBERJAYA | NO | Unknown |  |  |  | NO | [8 empty] | PTJ11135 | NO | [7 empty] | 3 | Pass | null
378312492 | PTJ11115 |  |  |  | VPTJ/PCE/J11112/MB11114 | 300280993 | Existing | RYB |  |  | CLOSED | CLOSED | LINK |  | 11 kV |  | 24/08/2004 |  |  |  |  | INDKOM |  |  | PE 11.11 (EFI) (F2) | Unknown | Unknown | NO | NONE | DISTRIBUTION | TNB | WP PUTRAJAYA & CYBERJAYA | NO | Unknown |  |  |  | NO | [8 empty] | PTJ11115 | NO | [7 empty] | 3 | Pass | null
378312497 | PTJ11114 |  |  |  | VPTJ/PCE/J11112/MB11114 | 300280993 | Existing | RYB |  |  | CLOSED | CLOSED | LINK |  | 11 kV |  | 24/08/2004 |  |  |  |  | INDKOM |  |  | PE 11.11 (EFI) (F2) | Unknown | Unknown | NO | NONE | DISTRIBUTION | TNB | WP PUTRAJAYA & CYBERJAYA | NO | Unknown |  |  |  | NO | [8 empty] | PTJ11114 | NO | [7 empty] | 3 | Pass | null
378312584 | PTJ11112 |  |  |  | VPTJ/PCE/J11111/MB11111 | 300280991 | Existing | RYB |  |  | CLOSED | CLOSED | LINK |  | 11 kV |  | 24/08/2004 |  |  |  |  | INDKOM |  |  | PE 11.11 (EFI) (F1) | Unknown | Unknown | NO | NONE | DISTRIBUTION | TNB | WP PUTRAJAYA & CYBERJAYA | NO | Unknown |  |  |  | NO | [8 empty] | PTJ11112 | NO | [7 empty] | 3 | Pass | null
378312589 | PTJ11111 |  |  |  | VPTJ/PCE/J11111/MB11111 | 300280991 | Existing | RYB |  |  | CLOSED | CLOSED | LINK |  | 11 kV |  | 24/08/2004 |  |  |  |  | INDKOM |  |  | PE 11.11 (EFI) (F1) | Unknown | Unknown | NO | NONE | DISTRIBUTION | TNB | WP PUTRAJAYA & CYBERJAYA | NO | Unknown |  |  |  | NO | [8 empty] | PTJ11111 | NO | [7 empty] | 3 | Pass | null
378312676 | PTJ11162 |  |  |  | VPTJ/PCE/J11161/MB11161 | 300281005 | Existing | RYB |  |  | CLOSED | CLOSED | LINK |  | 11 kV |  | 13/05/2003 |  |  |  |  | INDKOM |  |  | PE 11.16 APT E (F1) | Unknown | Unknown | NO | NONE | DISTRIBUTION | TNB | WP PUTRAJAYA & CYBERJAYA | NO | Unknown |  |  |  | NO | [8 empty] | PTJ11162 | NO | [7 empty] | 3 | Pass | null
378312681 | PTJ11161 |  |  |  | VPTJ/PCE/J11161/MB11161 | 300281005 | Existing | RYB |  |  | CLOSED | CLOSED | LINK |  | 11 kV |  | 13/05/2003 |  |  |  |  | INDKOM |  |  | PE 11.16 APT E (F1) | Unknown | Unknown | NO | NONE | DISTRIBUTION | TNB | WP PUTRAJAYA & CYBERJAYA | NO | Unknown |  |  |  | NO | [8 empty] | PTJ11161 | NO | [7 empty] | 3 | Pass | null
378312773 | PTJ11165 |  |  |  | VPTJ/PCE/J11162/MB11164 | 300281007 | Existing | RYB |  |  | CLOSED | CLOSED | LINK |  | 11 kV |  | 13/05/2003 |  |  |  |  | INDKOM |  |  | PE 11.16 APT E (F2) | Unknown | Unknown | NO | NONE | DISTRIBUTION | TNB | WP PUTRAJAYA & CYBERJAYA | NO | Unknown |  |  |  | NO | [8 empty] | PTJ11165 | NO | [7 empty] | 3 | Pass | null
378312778 | PTJ11164 |  |  |  | VPTJ/PCE/J11162/MB11164 | 300281007 | Existing | RYB |  |  | CLOSED | CLOSED | LINK |  | 11 kV |  | 13/05/2003 |  |  |  |  | INDKOM |  |  | PE 11.16 APT E (F2) | Unknown | Unknown | NO | NONE | DISTRIBUTION | TNB | WP PUTRAJAYA & CYBERJAYA | NO | Unknown |  |  |  | NO | [8 empty] | PTJ11164 | NO | [7 empty] | 3 | Pass | null
378312877 | PTJ11155 |  |  |  | VPTJ/PCE/J11152/MB11154 | 300281002 | Existing | RYB |  |  | CLOSED | CLOSED | LINK |  | 11 kV |  | 20030701 |  |  |  |  | INDKOM |  |  | PE 11.15 APT D (EFI) (F2) | Unknown | Unknown | NO | NONE | DISTRIBUTION | TNB | WP PUTRAJAYA & CYBERJAYA | NO | Unknown |  |  |  | NO | [8 empty] | PTJ11155 | NO | [7 empty] | 3 | Pass | null
378312882 | PTJ11154 |  |  |  | VPTJ/PCE/J11152/MB11154 | 300281002 | Existing | RYB |  |  | CLOSED | CLOSED | LINK |  | 11 kV |  | 20030701 |  |  |  |  | INDKOM |  |  | PE 11.15 APT D (EFI) (F2) | Unknown | Unknown | NO | NONE | DISTRIBUTION | TNB | WP PUTRAJAYA & CYBERJAYA | NO | Unknown |  |  |  | NO | [8 empty] | PTJ11154 | NO | [7 empty] | 3 | Pass | null
378312973 | PTJ11152 |  |  |  | VPTJ/PCE/J11151/MB11151 | 300281001 | Existing | RYB |  |  | CLOSED | CLOSED | LINK |  | 11 kV |  | 20030701 |  |  |  |  | TAMCO |  |  | PE 11.15 APT D (EFI) (F1) | Unknown | Unknown | NO | NONE | DISTRIBUTION | TNB | WP PUTRAJAYA & CYBERJAYA | NO | Unknown |  |  |  | NO | [8 empty] | PTJ11152 | NO | [7 empty] | 3 | Pass | null
378312978 | PTJ11151 |  |  |  | VPTJ/PCE/J11151/MB11151 | 300281001 | Existing | RYB |  |  | CLOSED | CLOSED | LINK |  | 11 kV |  | 20030701 |  |  |  |  | TAMCO |  |  | PE 11.15 APT D (EFI) (F1) | Unknown | Unknown | NO | NONE | DISTRIBUTION | TNB | WP PUTRAJAYA & CYBERJAYA | NO | Unknown |  |  |  | NO | [8 empty] | PTJ11151 | NO | [7 empty] | 3 | Pass | null
378313067 | PTJ10024 |  |  |  | VPTJ/PCE/J10022/MB10024 | 300280942 | Existing | RYB |  |  | CLOSED | CLOSED | LINK |  | 11 kV |  | 15/02/2000 |  |  |  |  | INDKOM |  |  | PE 10.02 INSIDE PPU2 (F2) | Unknown | Unknown | NO | NONE | DISTRIBUTION | TNB | WP PUTRAJAYA & CYBERJAYA | NO | Unknown |  |  |  | NO | [8 empty] | PTJ10024 | NO | [7 empty] | 3 | Pass | null
378313072 | PTJ10025 |  |  |  | VPTJ/PCE/J10022/MB10024 | 300280942 | Existing | RYB |  |  | CLOSED | CLOSED | LINK |  | 11 kV |  | 15/02/2000 |  |  |  |  | INDKOM |  |  | PE 10.02 INSIDE PPU2 (F2) | Unknown | Unknown | NO | NONE | DISTRIBUTION | TNB | WP PUTRAJAYA & CYBERJAYA | NO | Unknown |  |  |  | NO | [8 empty] | PTJ10025 | NO | [7 empty] | 3 | Pass | null
378313160 | PTJ10021 |  |  |  | VPTJ/PCE/J10021/MB10021 | 300280941 | Existing | RYB |  |  | CLOSED | CLOSED | LINK |  | 11 kV |  | 15/02/2000 |  |  |  |  | INDKOM |  |  | PE 10.02 INSIDE PPU2 (F1) | Unknown | Unknown | NO | NONE | DISTRIBUTION | TNB | WP PUTRAJAYA & CYBERJAYA | NO | Unknown |  |  |  | NO | [8 empty] | PTJ10021 | NO | [7 empty] | 3 | Pass | null
378313165 | PTJ10022 |  |  |  | VPTJ/PCE/J10021/MB10021 | 300280941 | Existing | RYB |  |  | CLOSED | CLOSED | LINK |  | 11 kV |  | 15/02/2000 |  |  |  |  | INDKOM |  |  | PE 10.02 INSIDE PPU2 (F1) | Unknown | Unknown | NO | NONE | DISTRIBUTION | TNB | WP PUTRAJAYA & CYBERJAYA | NO | Unknown |  |  |  | NO | [8 empty] | PTJ10022 | NO | [7 empty] | 3 | Pass | null
378313257 | PTJ10031 |  |  |  | VPTJ/PCE/J10031/MB10031 | 300280948 | Existing | RYB |  |  | CLOSED | CLOSED | LINK |  | 11 kV |  | 20000106 | [7 empty] | PE 10.03 P10 C BANGLOW (F1) | Unknown | Unknown | NO | NONE | DISTRIBUTION | TNB | WP PUTRAJAYA & CYBERJAYA | NO | Unknown |  |  |  | NO | [8 empty] | PTJ10031 | NO | [7 empty] | 3 | Pass | null
378313262 | PTJ10032 |  |  |  | VPTJ/PCE/J10031/MB10031 | 300280948 | Existing | RYB |  |  | CLOSED | CLOSED | LINK |  | 11 kV |  | 20000106 | [7 empty] | PE 10.03 P10 C BANGLOW (F1) | Unknown | Unknown | NO | NONE | DISTRIBUTION | TNB | WP PUTRAJAYA & CYBERJAYA | NO | Unknown |  |  |  | NO | [8 empty] | PTJ10032 | NO | [7 empty] | 3 | Pass | null
378313349 | PTJ10034 |  |  |  | VPTJ/PCE/J10032/MB10034 | 300280949 | Existing | RYB |  |  | CLOSED | CLOSED | LINK |  | 11 kV |  | 20000106 | [7 empty] | PE 10.03 P10 C BANGLOW (F2) | Unknown | Unknown | NO | NONE | DISTRIBUTION | TNB | WP PUTRAJAYA & CYBERJAYA | NO | Unknown |  |  |  | NO | [8 empty] | PTJ10034 | NO | [7 empty] | 3 | Pass | null
378313354 | PTJ10035 |  |  |  | VPTJ/PCE/J10032/MB10034 | 300280949 | Existing | RYB |  |  | CLOSED | CLOSED | LINK |  | 11 kV |  | 20000106 | [7 empty] | PE 10.03 P10 C BANGLOW (F2) | Unknown | Unknown | NO | NONE | DISTRIBUTION | TNB | WP PUTRAJAYA & CYBERJAYA | NO | Unknown |  |  |  | NO | [8 empty] | PTJ10035 | NO | [7 empty] | 3 | Pass | null
378313464 | PTJ01311 |  |  |  | VPTJ/PCE/J10151/MB10151 | 300287552 | Existing | RYB |  |  | CLOSED | CLOSED | LINK |  | 11 kV |  | 20100610 |  |  |  |  | INDKOM |  |  | PE 10.15 MINI GOLF | Unknown | Unknown | NO | NONE | DISTRIBUTION | TNB | WP PUTRAJAYA & CYBERJAYA | NO | Unknown |  |  |  | NO | [8 empty] | PTJ01311 | NO | [7 empty] | 3 | Pass | null
378313469 | PTJ01312 |  |  |  | VPTJ/PCE/J10151/MB10151 | 300287552 | Existing | RYB |  |  | CLOSED | CLOSED | LINK |  | 11 kV |  | 20100610 |  |  |  |  | INDKOM |  |  | PE 10.15 MINI GOLF | Unknown | Unknown | NO | NONE | DISTRIBUTION | TNB | WP PUTRAJAYA & CYBERJAYA | NO | Unknown |  |  |  | NO | [8 empty] | PTJ01312 | NO | [7 empty] | 3 | Pass | null
378313560 | PTJ10041 |  |  |  | VPTJ/PCE/J10041/MB10041 | 300280950 | Existing | RYB |  |  | CLOSED | CLOSED | LINK |  | 11 kV |  | 20000106 | [7 empty] | PE 10.04 P10 D BANGLO (F1) | Unknown | Unknown | NO | NONE | DISTRIBUTION | TNB | WP PUTRAJAYA & CYBERJAYA | NO | Unknown |  |  |  | NO | [8 empty] | PTJ10041 | NO | [7 empty] | 3 | Pass | null
378313565 | PTJ10042 |  |  |  | VPTJ/PCE/J10041/MB10041 | 300280950 | Existing | RYB |  |  | CLOSED | CLOSED | LINK |  | 11 kV |  | 20000106 | [7 empty] | PE 10.04 P10 D BANGLO (F1) | Unknown | Unknown | NO | NONE | DISTRIBUTION | TNB | WP PUTRAJAYA & CYBERJAYA | NO | Unknown |  |  |  | NO | [8 empty] | PTJ10042 | NO | [7 empty] | 3 | Pass | null
378313651 | PTJ10044 |  |  |  | VPTJ/PCE/J10042/MB10044 | 300280951 | Existing | RYB |  |  | CLOSED | CLOSED | LINK |  | 11 kV |  | 20000106 | [7 empty] | PE 10.04 P10 D BANGLO (F2) | Unknown | Unknown | NO | NONE | DISTRIBUTION | TNB | WP PUTRAJAYA & CYBERJAYA | NO | Unknown |  |  |  | NO | [8 empty] | PTJ10044 | NO | [7 empty] | 3 | Pass | null
378313656 | PTJ10045 |  |  |  | VPTJ/PCE/J10042/MB10044 | 300280951 | Existing | RYB |  |  | CLOSED | CLOSED | LINK |  | 11 kV |  | 20000106 | [7 empty] | PE 10.04 P10 D BANGLO (F2) | Unknown | Unknown | NO | NONE | DISTRIBUTION | TNB | WP PUTRAJAYA & CYBERJAYA | NO | Unknown |  |  |  | NO | [8 empty] | PTJ10045 | NO | [7 empty] | 3 | Pass | null
378313987 | PTJ10065 |  |  |  | VPTJ/PCE/J10062/MB10064 | 300280955 | Existing | RYB |  |  | CLOSED | CLOSED | LINK |  | 11 kV |  | 31/03/2008 |  |  |  |  | OMAZABAL |  |  | PE 10.06 JLN P10B (F2) | Unknown | Unknown | NO | NONE | DISTRIBUTION | TNB | WP PUTRAJAYA & CYBERJAYA | NO | Unknown |  |  |  | NO | [8 empty] | PTJ10065 | NO | [7 empty] | 3 | Pass | null
378313992 | PTJ10064 |  |  |  | VPTJ/PCE/J10062/MB10064 | 300280955 | Existing | RYB |  |  | CLOSED | CLOSED | LINK |  | 11 kV |  | 31/03/2008 |  |  |  |  | OMAZABAL |  |  | PE 10.06 JLN P10B (F2) | Unknown | Unknown | NO | NONE | DISTRIBUTION | TNB | WP PUTRAJAYA & CYBERJAYA | NO | Unknown |  |  |  | NO | [8 empty] | PTJ10064 | NO | [7 empty] | 3 | Pass | null
378314080 | PTJ10062 |  |  |  | VPTJ/PCE/J10061/MB10061 | 300280953 | Existing | RYB |  |  | CLOSED | CLOSED | LINK |  | 11 kV |  | 31/03/2008 |  |  |  |  | OMAZABAL |  |  | PE 10.06 JLN P10B (F1) | Unknown | Unknown | NO | NONE | DISTRIBUTION | TNB | WP PUTRAJAYA & CYBERJAYA | NO | Unknown |  |  |  | NO | [8 empty] | PTJ10062 | NO | [7 empty] | 3 | Pass | null
378314085 | PTJ10061 |  |  |  | VPTJ/PCE/J10061/MB10061 | 300280953 | Existing | RYB |  |  | CLOSED | CLOSED | LINK |  | 11 kV |  | 31/03/2008 |  |  |  |  | OMAZABAL |  |  | PE 10.06 JLN P10B (F1) | Unknown | Unknown | NO | NONE | DISTRIBUTION | TNB | WP PUTRAJAYA & CYBERJAYA | NO | Unknown |  |  |  | NO | [8 empty] | PTJ10061 | NO | [7 empty] | 3 | Pass | null
378353509 | PTJ05121 |  |  |  | VPTJ/PCE/J05121/MB05121 | 300280695 | Existing | RYB |  |  | CLOSED | CLOSED | LINK |  | 11 kV |  | 25/06/2005 |  |  |  |  | TAMCO |  |  | PE 5.12 EQUESTRIAN PARK (F1) | Unknown | Unknown | NO | NONE | DISTRIBUTION | TNB | WP PUTRAJAYA & CYBERJAYA | NO | Unknown |  |  |  | NO | [8 empty] | PTJ05121 | NO | [7 empty] | 3 | Pass | null
378353514 | PTJ05123 |  |  |  | VPTJ/PCE/J05121/MB05121 | 300280695 | Existing | RYB |  |  | CLOSED | CLOSED | LINK |  | 11 kV |  | 25/06/2005 |  |  |  |  | TAMCO |  |  | PE 5.12 EQUESTRIAN PARK (F1) | Unknown | Unknown | NO | NONE | DISTRIBUTION | TNB | WP PUTRAJAYA & CYBERJAYA | NO | Unknown |  |  |  | NO | [8 empty] | PTJ05123 | NO | [7 empty] | 3 | Pass | null
378353603 | PTJ05124 |  |  |  | VPTJ/PCE/J05122/MB05124 | 300280697 | Existing | RYB |  |  | CLOSED | CLOSED | LINK |  | 11 kV |  | 25/06/2005 |  |  |  |  | INDKOM |  |  | PE 5.12 EQUESTRIAN PARK (F2) | Unknown | Unknown | NO | NONE | DISTRIBUTION | TNB | WP PUTRAJAYA & CYBERJAYA | NO | Unknown |  |  |  | NO | [8 empty] | PTJ05124 | NO | [7 empty] | 3 | Pass | null
378353608 | PTJ05125 |  |  |  | VPTJ/PCE/J05122/MB05124 | 300280697 | Existing | RYB |  |  | CLOSED | CLOSED | LINK |  | 11 kV |  | 25/06/2005 |  |  |  |  | INDKOM |  |  | PE 5.12 EQUESTRIAN PARK (F2) | Unknown | Unknown | NO | NONE | DISTRIBUTION | TNB | WP PUTRAJAYA & CYBERJAYA | NO | Unknown |  |  |  | NO | [8 empty] | PTJ05125 | NO | [7 empty] | 3 | Pass | null
378353758 | PTJ05301 |  |  |  | VPTJ/PCE/J05301/MB05301 | 300281269 | Existing | RYB |  |  | CLOSED | CLOSED | LINK |  | 11 kV |  | 30/12/2008 | [7 empty] | PE 5.30 BLOK D APT 5R6 (F1) | Unknown | Unknown | NO | NONE | DISTRIBUTION | TNB | WP PUTRAJAYA & CYBERJAYA | NO | Unknown |  |  |  | NO | [8 empty] | PTJ05301 | NO | [7 empty] | 3 | Pass | null
378353763 | PTJ05302 |  |  |  | VPTJ/PCE/J05301/MB05301 | 300281269 | Existing | RYB |  |  | CLOSED | CLOSED | LINK |  | 11 kV |  | 30/12/2008 | [7 empty] | PE 5.30 BLOK D APT 5R6 (F1) | Unknown | Unknown | NO | NONE | DISTRIBUTION | TNB | WP PUTRAJAYA & CYBERJAYA | NO | Unknown |  |  |  | NO | [8 empty] | PTJ05302 | NO | [7 empty] | 3 | Pass | null
378353852 | PTJ05304 |  |  |  | VPTJ/PCE/J05302/MB05304 | 300281270 | Existing | RYB |  |  | CLOSED | CLOSED | LINK |  | 11 kV |  | 31/12/2008 | [7 empty] | PE 5.30 BLOK D APT 5R6 (F2) | Unknown | Unknown | NO | NONE | DISTRIBUTION | TNB | WP PUTRAJAYA & CYBERJAYA | NO | Unknown |  |  |  | NO | [8 empty] | PTJ05304 | NO | [7 empty] | 3 | Pass | null
378353857 | PTJ05305 |  |  |  | VPTJ/PCE/J05302/MB05304 | 300281270 | Existing | RYB |  |  | CLOSED | CLOSED | LINK |  | 11 kV |  | 31/12/2008 | [7 empty] | PE 5.30 BLOK D APT 5R6 (F2) | Unknown | Unknown | NO | NONE | DISTRIBUTION | TNB | WP PUTRAJAYA & CYBERJAYA | NO | Unknown |  |  |  | NO | [8 empty] | PTJ05305 | NO | [7 empty] | 3 | Pass | null
378353958 | PTJ05291 |  |  |  | VPTJ/PCE/J05291/MB05291 | 300281267 | Existing | RYB |  |  | CLOSED | CLOSED | LINK |  | 11 kV |  | 30/12/2008 | [7 empty] | PE 5.29 BLOK C APT 5R6 (F1) | Unknown | Unknown | NO | NONE | DISTRIBUTION | TNB | WP PUTRAJAYA & CYBERJAYA | NO | Unknown |  |  |  | NO | [8 empty] | PTJ05291 | NO | [7 empty] | 3 | Pass | null
378353963 | PTJ05292 |  |  |  | VPTJ/PCE/J05291/MB05291 | 300281267 | Existing | RYB |  |  | CLOSED | CLOSED | LINK |  | 11 kV |  | 30/12/2008 | [7 empty] | PE 5.29 BLOK C APT 5R6 (F1) | Unknown | Unknown | NO | NONE | DISTRIBUTION | TNB | WP PUTRAJAYA & CYBERJAYA | NO | Unknown |  |  |  | NO | [8 empty] | PTJ05292 | NO | [7 empty] | 3 | Pass | null
378354052 | PTJ05294 |  |  |  | VPTJ/PCE/J05292/MB05294 | 300281268 | Existing | RYB |  |  | CLOSED | CLOSED | LINK |  | 11 kV |  | 31/12/2008 | [7 empty] | PE 5.29 BLOK C APT 5R6 (F2) | Unknown | Unknown | NO | NONE | DISTRIBUTION | TNB | WP PUTRAJAYA & CYBERJAYA | NO | Unknown |  |  |  | NO | [8 empty] | PTJ05294 | NO | [7 empty] | 3 | Pass | null
378354057 | PTJ05295 |  |  |  | VPTJ/PCE/J05292/MB05294 | 300281268 | Existing | RYB |  |  | CLOSED | CLOSED | LINK |  | 11 kV |  | 31/12/2008 | [7 empty] | PE 5.29 BLOK C APT 5R6 (F2) | Unknown | Unknown | NO | NONE | DISTRIBUTION | TNB | WP PUTRAJAYA & CYBERJAYA | NO | Unknown |  |  |  | NO | [8 empty] | PTJ05295 | NO | [7 empty] | 3 | Pass | null
378354163 | PTJ05271 |  |  |  | VPTJ/PCE/J05271/MB05271 | 300281265 | Existing | RYB |  |  | CLOSED | CLOSED | LINK |  | 11 kV |  | 30/12/2008 | [7 empty] | PE 5.27 BLOK A APT 5R6 (F1) | Unknown | Unknown | NO | NONE | DISTRIBUTION | TNB | WP PUTRAJAYA & CYBERJAYA | NO | Unknown |  |  |  | NO | [8 empty] | PTJ05271 | NO | [7 empty] | 3 | Pass | null
378354168 | PTJ05272 |  |  |  | VPTJ/PCE/J05271/MB05271 | 300281265 | Existing | RYB |  |  | CLOSED | CLOSED | LINK |  | 11 kV |  | 30/12/2008 | [7 empty] | PE 5.27 BLOK A APT 5R6 (F1) | Unknown | Unknown | NO | NONE | DISTRIBUTION | TNB | WP PUTRAJAYA & CYBERJAYA | NO | Unknown |  |  |  | NO | [8 empty] | PTJ05272 | NO | [7 empty] | 3 | Pass | null
378354257 | PTJ05274 |  |  |  | VPTJ/PCE/J05272/MB05274 | 300281266 | Existing | RYB |  |  | CLOSED | CLOSED | LINK |  | 11 kV |  | 31/12/2008 | [7 empty] | PE 5.27 BLOK A APT 5R6 (F2) | Unknown | Unknown | NO | NONE | DISTRIBUTION | TNB | WP PUTRAJAYA & CYBERJAYA | NO | Unknown |  |  |  | NO | [8 empty] | PTJ05274 | NO | [7 empty] | 3 | Pass | null
378354262 | PTJ05275 |  |  |  | VPTJ/PCE/J05272/MB05274 | 300281266 | Existing | RYB |  |  | CLOSED | CLOSED | LINK |  | 11 kV |  | 31/12/2008 | [7 empty] | PE 5.27 BLOK A APT 5R6 (F2) | Unknown | Unknown | NO | NONE | DISTRIBUTION | TNB | WP PUTRAJAYA & CYBERJAYA | NO | Unknown |  |  |  | NO | [8 empty] | PTJ05275 | NO | [7 empty] | 3 | Pass | null
378354355 | PTJ05281 |  |  |  | VPTJ/PCE/J05281/MB05281 | 300280713 | Existing | RYB |  |  | CLOSED | CLOSED | LINK |  | 11 kV |  | 30/12/2008 | [7 empty] | PE 5.28 BLOK B APT 5R6 (F1) | Unknown | Unknown | NO | NONE | DISTRIBUTION | TNB | WP PUTRAJAYA & CYBERJAYA | NO | Unknown |  |  |  | NO | [8 empty] | PTJ05281 | NO | [7 empty] | 3 | Pass | null
378354360 | PTJ05282 |  |  |  | VPTJ/PCE/J05281/MB05281 | 300280713 | Existing | RYB |  |  | CLOSED | CLOSED | LINK |  | 11 kV |  | 30/12/2008 | [7 empty] | PE 5.28 BLOK B APT 5R6 (F1) | Unknown | Unknown | NO | NONE | DISTRIBUTION | TNB | WP PUTRAJAYA & CYBERJAYA | NO | Unknown |  |  |  | NO | [8 empty] | PTJ05282 | NO | [7 empty] | 3 | Pass | null
378354449 | PTJ05284 |  |  |  | VPTJ/PCE/J05282/MB05284 | 300280714 | Existing | RYB |  |  | CLOSED | CLOSED | LINK |  | 11 kV |  | 31/12/2008 | [7 empty] | PE 5.28 BLOK B APT 5R6 (F2) | Unknown | Unknown | NO | NONE | DISTRIBUTION | TNB | WP PUTRAJAYA & CYBERJAYA | NO | Unknown |  |  |  | NO | [8 empty] | PTJ05284 | NO | [7 empty] | 3 | Pass | null
378354454 | PTJ05285 |  |  |  | VPTJ/PCE/J05282/MB05284 | 300280714 | Existing | RYB |  |  | CLOSED | CLOSED | LINK |  | 11 kV |  | 31/12/2008 | [7 empty] | PE 5.28 BLOK B APT 5R6 (F2) | Unknown | Unknown | NO | NONE | DISTRIBUTION | TNB | WP PUTRAJAYA & CYBERJAYA | NO | Unknown |  |  |  | NO | [8 empty] | PTJ05285 | NO | [7 empty] | 3 | Pass | null
378354650 | PTJ04051 |  |  |  | VPTJ/PCE/J04051/MB04051 | 300280674 | Existing | RYB |  |  | CLOSED | CLOSED | LINK |  | 11 kV |  | 20041010 |  |  |  |  | INDKOM |  |  | PE 4.05 S/LIGHTING | Unknown | Unknown | NO | NONE | DISTRIBUTION | TNB | WP PUTRAJAYA & CYBERJAYA | NO | Unknown |  |  |  | NO | [8 empty] | PTJ04051 | NO | [7 empty] | 3 | Pass | null
378354655 | PTJ04052 |  |  |  | VPTJ/PCE/J04051/MB04051 | 300280674 | Existing | RYB |  |  | CLOSED | CLOSED | LINK |  | 11 kV |  | 20041010 |  |  |  |  | INDKOM |  |  | PE 4.05 S/LIGHTING | Unknown | Unknown | NO | NONE | DISTRIBUTION | TNB | WP PUTRAJAYA & CYBERJAYA | NO | Unknown |  |  |  | NO | [8 empty] | PTJ04052 | NO | [7 empty] | 3 | Pass | null
378354752 | PTJ04081 |  |  |  | VPTJ/PCE/J04081/MB04081 | 300280677 | Existing | RYB |  |  | CLOSED | CLOSED | LINK |  | 11 kV |  | 20041010 |  |  |  |  | INDKOM |  |  | PE 4.08 S/LIGHTING | Unknown | Unknown | NO | NONE | DISTRIBUTION | TNB | WP PUTRAJAYA & CYBERJAYA | NO | Unknown |  |  |  | NO | [8 empty] | PTJ04081 | NO | [7 empty] | 3 | Pass | null
378354757 | PTJ04082 |  |  |  | VPTJ/PCE/J04081/MB04081 | 300280677 | Existing | RYB |  |  | CLOSED | CLOSED | LINK |  | 11 kV |  | 20041010 |  |  |  |  | INDKOM |  |  | PE 4.08 S/LIGHTING | Unknown | Unknown | NO | NONE | DISTRIBUTION | TNB | WP PUTRAJAYA & CYBERJAYA | NO | Unknown |  |  |  | NO | [8 empty] | PTJ04082 | NO | [7 empty] | 3 | Pass | null
378354846 |  | 15 | 9528298 | 9528413 |  |  | Existing | RYB |  |  | OPEN | OPEN | MAIN |  | 11 kV | Unknown |  | 2002 |  |  |  | EPE |  |  | PPU PUTRAJAYA NO 24 | Unknown | Unknown | Unknown | Unknown | DISTRIBUTION | TNB | WP PUTRAJAYA & CYBERJAYA | Unknown |  |  |  |  | Unknown | [17 empty] | 3 | Pass | null
378354856 | PTJ04221 |  |  |  | VPTJ/PCE/J04221/MB04221 | 300453429 | Existing | RYB |  |  | CLOSED | CLOSED | LINK |  | 11 kV | [6 empty] | INDKOM |  |  | PE 4.22 4P5 (F1) | Unknown | Unknown | NO | NONE | DISTRIBUTION | TNB | WP PUTRAJAYA & CYBERJAYA | NO | Unknown |  |  |  | NO | [8 empty] | PTJ04221 | NO | [7 empty] | 3 | Pass | null
378354861 | PTJ04222 |  |  |  | VPTJ/PCE/J04221/MB04221 | 300453429 | Existing | RYB |  |  | CLOSED | CLOSED | LINK |  | 11 kV | [6 empty] | INDKOM |  |  | PE 4.22 4P5 (F1) | Unknown | Unknown | NO | NONE | DISTRIBUTION | TNB | WP PUTRAJAYA & CYBERJAYA | NO | Unknown |  |  |  | NO | [8 empty] | PTJ04222 | NO | [7 empty] | 3 | Pass | null
378354950 | PTJ04224 |  |  |  | VPTJ/PCE/J04222/MB04221 | 300453433 | Existing | RYB |  |  | CLOSED | CLOSED | LINK |  | 11 kV | [6 empty] | INDKOM |  |  | PE 4.22 4P5 (F2) | Unknown | Unknown | NO | NONE | DISTRIBUTION | TNB | WP PUTRAJAYA & CYBERJAYA | NO | Unknown |  |  |  | NO | [8 empty] | PTJ04224 | NO | [7 empty] | 3 | Pass | null
378354955 | PTJ04225 |  |  |  | VPTJ/PCE/J04222/MB04221 | 300453433 | Existing | RYB |  |  | CLOSED | CLOSED | LINK |  | 11 kV | [6 empty] | INDKOM |  |  | PE 4.22 4P5 (F2) | Unknown | Unknown | NO | NONE | DISTRIBUTION | TNB | WP PUTRAJAYA & CYBERJAYA | NO | Unknown |  |  |  | NO | [8 empty] | PTJ04225 | NO | [7 empty] | 3 | Pass | null
378355071 | PTJ04094 |  |  |  | VPTJ/PCE/J04092/MB04094 | 300280679 | Existing | RYB |  |  | CLOSED | CLOSED | LINK |  | 11 kV |  | 22/08/2003 |  |  |  |  | MERLIN GERIN |  |  | PE 4.09 S/LIGHTING (F2) | Unknown | Unknown | NO | NONE | DISTRIBUTION | TNB | WP PUTRAJAYA & CYBERJAYA | NO | Unknown |  |  |  | NO | [8 empty] | PTJ04094 | NO | [7 empty] | 3 | Pass | null
378355076 | PTJ04096 |  |  |  | VPTJ/PCE/J04092/MB04094 | 300280679 | Existing | RYB |  |  | OPEN | CLOSED | LINK |  | 11 kV |  | 22/08/2003 |  |  |  |  | MERLIN GERIN |  |  | PE 4.09 S/LIGHTING (F2) | Unknown | Unknown | NO | NONE | DISTRIBUTION | TNB | WP PUTRAJAYA & CYBERJAYA | NO | Unknown |  |  |  | NO | [8 empty] | PTJ04096 | NO | [7 empty] | 3 | Pass | null
378355175 | PTJ04091 |  |  |  | VPTJ/PCE/J04091/MB04091 | 300280678 | Existing | RYB |  |  | OPEN | CLOSED | LINK |  | 11 kV |  | 22/08/2003 |  |  |  |  | MERLIN GERIN |  |  | PE 4.09 S/LIGHTING (F1) | Unknown | Unknown | NO | NONE | DISTRIBUTION | TNB | WP PUTRAJAYA & CYBERJAYA | NO | Unknown |  |  |  | NO | [8 empty] | PTJ04091 | NO | [7 empty] | 3 | Pass | null
378355180 | PTJ04093 |  |  |  | VPTJ/PCE/J04091/MB04091 | 300280678 | Existing | RYB |  |  | CLOSED | CLOSED | LINK |  | 11 kV |  | 22/08/2003 |  |  |  |  | MERLIN GERIN |  |  | PE 4.09 S/LIGHTING (F1) | Unknown | Unknown | NO | NONE | DISTRIBUTION | TNB | WP PUTRAJAYA & CYBERJAYA | NO | Unknown |  |  |  | NO | [8 empty] | PTJ04093 | NO | [7 empty] | 3 | Pass | null
378356315 | PTJ05017 |  |  |  | VPTJ/PCE/J05012/MB05017 | 300281562 | Existing | Unknown |  |  | OPEN | OPEN | BUSBAR SECTION |  | 11 kV |  | 23/12/2002 |  |  |  |  | UNIVAC |  |  | SS 5.01 PUSAT CONVENTION (F2) | Unknown | Unknown | NO | NONE | DISTRIBUTION | TNB | WP PUTRAJAYA & CYBERJAYA | NO | Unknown |  |  |  | NO | [8 empty] | PTJ05017 | [8 empty] | 0 | Fail | Please check "Phasing"
378356396 | PTJ20041 |  |  |  | VPTJ/PCE/J20041/MB20041 | 300281253 | Existing | RYB |  |  | CLOSED | CLOSED | LINK |  | 11 kV |  | 20061209 |  |  |  |  | SCHNEIDER |  |  | PE 20.04 PADAT CHALLENGE PARK | Unknown | Unknown | NO | NONE | DISTRIBUTION | TNB | WP PUTRAJAYA & CYBERJAYA | NO | Unknown |  |  |  | NO | [8 empty] | PTJ20041 | NO | [7 empty] | 3 | Pass | null
378356401 | PTJ20043 |  |  |  | VPTJ/PCE/J20041/MB20041 | 300281253 | Existing | RYB |  |  | CLOSED | CLOSED | LINK |  | 11 kV |  | 20061209 |  |  |  |  | SCHNEIDER |  |  | PE 20.04 PADAT CHALLENGE PARK | Unknown | Unknown | NO | NONE | DISTRIBUTION | TNB | WP PUTRAJAYA & CYBERJAYA | NO | Unknown |  |  |  | NO | [8 empty] | PTJ20043 | NO | [7 empty] | 3 | Pass | null
378356508 | PTJ20011 |  |  |  | VPTJ/PCE/J20011/MB20011 | 300281250 | Existing | RYB |  |  | CLOSED | CLOSED | LINK |  | 11 kV |  | 24/12/2003 |  |  |  |  | TAMCO |  |  | PE 20.01 DEPOH SENGGARAAN | Unknown | Unknown | NO | NONE | DISTRIBUTION | TNB | WP PUTRAJAYA & CYBERJAYA | NO | Unknown |  |  |  | NO | [8 empty] | PTJ20011 | NO | [7 empty] | 3 | Pass | null
378356513 | PTJ20012 |  |  |  | VPTJ/PCE/J20011/MB20011 | 300281250 | Existing | RYB |  |  | CLOSED | CLOSED | LINK |  | 11 kV |  | 24/12/2003 |  |  |  |  | TAMCO |  |  | PE 20.01 DEPOH SENGGARAAN | Unknown | Unknown | NO | NONE | DISTRIBUTION | TNB | WP PUTRAJAYA & CYBERJAYA | NO | Unknown |  |  |  | NO | [8 empty] | PTJ20012 | NO | [7 empty] | 3 | Pass | null
378356709 | PTJ20051 |  |  |  | VPTJ/PCE/J20051/MB | 300498425 | Existing | RYB |  |  | CLOSED | CLOSED | LINK |  | 11 kV | [9 empty] | PE 20.05 PUSARA NEGARA F1 | Unknown | Unknown | NO | NONE | DISTRIBUTION | TNB | WP PUTRAJAYA & CYBERJAYA | NO | Unknown |  |  |  | NO | [8 empty] | PTJ20051 | NO | [7 empty] | 3 | Pass | null
378356714 | PTJ20052 |  |  |  | VPTJ/PCE/J20051/MB | 300498425 | Existing | RYB |  |  | CLOSED | CLOSED | LINK |  | 11 kV | [9 empty] | PE 20.05 PUSARA NEGARA F1 | Unknown | Unknown | NO | NONE | DISTRIBUTION | TNB | WP PUTRAJAYA & CYBERJAYA | NO | Unknown |  |  |  | NO | [8 empty] | PTJ20052 | NO | [7 empty] | 3 | Pass | null
378356803 | PTJ20054 |  |  |  | VPTJ/PCE/J20052/MB | 300501721 | Existing | RYB |  |  | CLOSED | CLOSED | LINK |  | 11 kV | [9 empty] | PE 20.05 PUSARA NEGARA F2 | Unknown | Unknown | NO | NONE | DISTRIBUTION | TNB | WP PUTRAJAYA & CYBERJAYA | NO | Unknown |  |  |  | NO | [8 empty] | PTJ20054 | NO | [7 empty] | 3 | Pass | null
378356808 | PTJ20055 |  |  |  | VPTJ/PCE/J20052/MB | 300501721 | Existing | RYB |  |  | CLOSED | CLOSED | LINK |  | 11 kV | [9 empty] | PE 20.05 PUSARA NEGARA F2 | Unknown | Unknown | NO | NONE | DISTRIBUTION | TNB | WP PUTRAJAYA & CYBERJAYA | NO | Unknown |  |  |  | NO | [8 empty] | PTJ20055 | NO | [7 empty] | 3 | Pass | null
378357000 | PTJ20021 |  |  |  | VPTJ/PCE/J20021/MB20021 | 300281251 | Existing | RYB |  |  | CLOSED | CLOSED | LINK |  | 11 kV |  | 18/09/2003 |  |  |  |  | TAMCO |  |  | PE 20.02 CREMATORIUM | Unknown | Unknown | NO | NONE | DISTRIBUTION | TNB | WP PUTRAJAYA & CYBERJAYA | NO | Unknown |  |  |  | NO | [8 empty] | PTJ20021 | NO | [7 empty] | 3 | Pass | null
378357005 | PTJ20023 |  |  |  | VPTJ/PCE/J20021/MB20021 | 300281251 | Existing | RYB |  |  | CLOSED | CLOSED | LINK |  | 11 kV |  | 18/09/2003 |  |  |  |  | TAMCO |  |  | PE 20.02 CREMATORIUM | Unknown | Unknown | NO | NONE | DISTRIBUTION | TNB | WP PUTRAJAYA & CYBERJAYA | NO | Unknown |  |  |  | NO | [8 empty] | PTJ20023 | NO | [7 empty] | 3 | Pass | null
378357104 | PTJ20031 |  |  |  | VPTJ/PCE/J20031/MB20031 | 300281252 | Existing | RYB |  |  | CLOSED | CLOSED | LINK |  | 11 kV |  | 18/08/2004 |  |  |  |  | SCHNEIDER |  |  | PE 20.03 PUMP HSE | Unknown | Unknown | NO | NONE | DISTRIBUTION | TNB | WP PUTRAJAYA & CYBERJAYA | NO | Unknown |  |  |  | NO | [8 empty] | PTJ20031 | NO | [7 empty] | 3 | Pass | null
378357109 | PTJ20033 |  |  |  | VPTJ/PCE/J20031/MB20031 | 300281252 | Existing | RYB |  |  | CLOSED | CLOSED | LINK |  | 11 kV |  | 18/08/2004 |  |  |  |  | SCHNEIDER |  |  | PE 20.03 PUMP HSE | Unknown | Unknown | NO | NONE | DISTRIBUTION | TNB | WP PUTRAJAYA & CYBERJAYA | NO | Unknown |  |  |  | NO | [8 empty] | PTJ20033 | NO | [7 empty] | 3 | Pass | null
378357279 | PTJ10142 |  |  |  | VPTJ/PCE/J10141/MB10141 | 300280960 | Existing | RYB |  |  | CLOSED | CLOSED | LINK |  | 11 kV |  | 20040112 |  |  |  |  | INDKOM |  |  | PE 10.14 P10 A1 (F1) | Unknown | Unknown | NO | NONE | DISTRIBUTION | TNB | WP PUTRAJAYA & CYBERJAYA | NO | Unknown |  |  |  | NO | [8 empty] | PTJ10142 | NO | [7 empty] | 3 | Pass | null
378357284 | PTJ10141 |  |  |  | VPTJ/PCE/J10141/MB10141 | 300280960 | Existing | RYB |  |  | OPEN | CLOSED | LINK |  | 11 kV |  | 20040112 |  |  |  |  | INDKOM |  |  | PE 10.14 P10 A1 (F1) | Unknown | Unknown | NO | NONE | DISTRIBUTION | TNB | WP PUTRAJAYA & CYBERJAYA | NO | Unknown |  |  |  | NO | [8 empty] | PTJ10141 | NO | [7 empty] | 3 | Pass | null
378357373 | PTJ10145 |  |  |  | VPTJ/PCE/J10142/MB10144 | 300280961 | Existing | RYB |  |  | CLOSED | CLOSED | LINK |  | 11 kV |  | 20040112 |  |  |  |  | INDKOM |  |  | PE 10.14 P10 A1 (F2) | Unknown | Unknown | NO | NONE | DISTRIBUTION | TNB | WP PUTRAJAYA & CYBERJAYA | NO | Unknown |  |  |  | NO | [8 empty] | PTJ10145 | NO | [7 empty] | 3 | Pass | null
378357378 | PTJ10144 |  |  |  | VPTJ/PCE/J10142/MB10144 | 300280961 | Existing | RYB |  |  | OPEN | CLOSED | LINK |  | 11 kV |  | 20040112 |  |  |  |  | INDKOM |  |  | PE 10.14 P10 A1 (F2) | Unknown | Unknown | NO | NONE | DISTRIBUTION | TNB | WP PUTRAJAYA & CYBERJAYA | NO | Unknown |  |  |  | NO | [8 empty] | PTJ10144 | NO | [7 empty] | 3 | Pass | null
378357478 | PTJ10121 |  |  |  | VPTJ/PCE/J10121/MB10121 | 300280957 | Existing | RYB |  |  | CLOSED | CLOSED | LINK |  | 11 kV |  | 28/08/2001 |  |  |  |  | INDKOM |  |  | PE 10.12 P10 A SEMI-D | Unknown | Unknown | NO | NONE | DISTRIBUTION | TNB | WP PUTRAJAYA & CYBERJAYA | NO | Unknown |  |  |  | NO | [8 empty] | PTJ10121 | NO | [7 empty] | 3 | Pass | null
378357483 | PTJ10122 |  |  |  | VPTJ/PCE/J10121/MB10121 | 300280957 | Existing | RYB |  |  | CLOSED | CLOSED | LINK |  | 11 kV |  | 28/08/2001 |  |  |  |  | INDKOM |  |  | PE 10.12 P10 A SEMI-D | Unknown | Unknown | NO | NONE | DISTRIBUTION | TNB | WP PUTRAJAYA & CYBERJAYA | NO | Unknown |  |  |  | NO | [8 empty] | PTJ10122 | NO | [7 empty] | 3 | Pass | null
378357585 | PTJ09012 |  |  |  | VPTJ/PCE/J09011/MB09011 | 300280813 | Existing | RYB |  |  | CLOSED | CLOSED | LINK |  | 11 kV |  | 20001110 |  |  |  |  | INDKOM |  |  | PE 9.01 APT 4A (EFI) (F1) | Unknown | Unknown | NO | NONE | DISTRIBUTION | TNB | WP PUTRAJAYA & CYBERJAYA | NO | Unknown |  |  |  | NO | [8 empty] | PTJ09012 | NO | [7 empty] | 3 | Pass | null
378357590 | PTJ09011 |  |  |  | VPTJ/PCE/J09011/MB09011 | 300280813 | Existing | RYB |  |  | CLOSED | CLOSED | LINK |  | 11 kV |  | 20001110 |  |  |  |  | INDKOM |  |  | PE 9.01 APT 4A (EFI) (F1) | Unknown | Unknown | NO | NONE | DISTRIBUTION | TNB | WP PUTRAJAYA & CYBERJAYA | NO | Unknown |  |  |  | NO | [8 empty] | PTJ09011 | NO | [7 empty] | 3 | Pass | null
378357675 | PTJ09015 |  |  |  | VPTJ/PCE/J09012/MB09014 | 300280814 | Existing | RYB |  |  | CLOSED | CLOSED | LINK |  | 11 kV |  | 20001110 |  |  |  |  | INDKOM |  |  | PE 9.01 APT 4A (EFI) (F2) | Unknown | Unknown | NO | NONE | DISTRIBUTION | TNB | WP PUTRAJAYA & CYBERJAYA | NO | Unknown |  |  |  | NO | [8 empty] | PTJ09015 | NO | [7 empty] | 3 | Pass | null
378357680 | PTJ09014 |  |  |  | VPTJ/PCE/J09012/MB09014 | 300280814 | Existing | RYB |  |  | CLOSED | CLOSED | LINK |  | 11 kV |  | 20001110 |  |  |  |  | INDKOM |  |  | PE 9.01 APT 4A (EFI) (F2) | Unknown | Unknown | NO | NONE | DISTRIBUTION | TNB | WP PUTRAJAYA & CYBERJAYA | NO | Unknown |  |  |  | NO | [8 empty] | PTJ09014 | NO | [7 empty] | 3 | Pass | null
378357766 | PTJ09022 |  |  |  | VPTJ/PCE/J09021/MB09021 | 300280815 | Existing | RYB |  |  | CLOSED | CLOSED | LINK |  | 11 kV |  | 20001110 |  |  |  |  | INDKOM |  |  | PE 9.02 APT 4E (F1) | Unknown | Unknown | NO | NONE | DISTRIBUTION | TNB | WP PUTRAJAYA & CYBERJAYA | NO | Unknown |  |  |  | NO | [8 empty] | PTJ09022 | NO | [7 empty] | 3 | Pass | null
378357771 | PTJ09021 |  |  |  | VPTJ/PCE/J09021/MB09021 | 300280815 | Existing | RYB |  |  | CLOSED | CLOSED | LINK |  | 11 kV |  | 20001110 |  |  |  |  | INDKOM |  |  | PE 9.02 APT 4E (F1) | Unknown | Unknown | NO | NONE | DISTRIBUTION | TNB | WP PUTRAJAYA & CYBERJAYA | NO | Unknown |  |  |  | NO | [8 empty] | PTJ09021 | NO | [7 empty] | 3 | Pass | null
378357866 | PTJ09025 |  |  |  | VPTJ/PCE/J09022/MB09024 | 300280816 | Existing | RYB |  |  | CLOSED | CLOSED | LINK |  | 11 kV |  | 20001110 |  |  |  |  | INDKOM |  |  | PE 9.02 APT 4E (F2) | Unknown | Unknown | NO | NONE | DISTRIBUTION | TNB | WP PUTRAJAYA & CYBERJAYA | NO | Unknown |  |  |  | NO | [8 empty] | PTJ09025 | NO | [7 empty] | 3 | Pass | null
378357871 | PTJ09024 |  |  |  | VPTJ/PCE/J09022/MB09024 | 300280816 | Existing | RYB |  |  | CLOSED | CLOSED | LINK |  | 11 kV |  | 20001110 |  |  |  |  | INDKOM |  |  | PE 9.02 APT 4E (F2) | Unknown | Unknown | NO | NONE | DISTRIBUTION | TNB | WP PUTRAJAYA & CYBERJAYA | NO | Unknown |  |  |  | NO | [8 empty] | PTJ09024 | NO | [7 empty] | 3 | Pass | null
378357965 | PTJ09032 |  |  |  | VPTJ/PCE/J09031/MB09031 | 300280817 | Existing | RYB |  |  | CLOSED | CLOSED | LINK |  | 11 kV |  | 20000911 |  |  |  |  | INDKOM |  |  | PE 9.03 APT 3C (F1) | Unknown | Unknown | NO | NONE | DISTRIBUTION | TNB | WP PUTRAJAYA & CYBERJAYA | NO | Unknown |  |  |  | NO | [8 empty] | PTJ09032 | NO | [7 empty] | 3 | Pass | null
378357970 | PTJ09031 |  |  |  | VPTJ/PCE/J09031/MB09031 | 300280817 | Existing | RYB |  |  | CLOSED | CLOSED | LINK |  | 11 kV |  | 20000911 |  |  |  |  | INDKOM |  |  | PE 9.03 APT 3C (F1) | Unknown | Unknown | NO | NONE | DISTRIBUTION | TNB | WP PUTRAJAYA & CYBERJAYA | NO | Unknown |  |  |  | NO | [8 empty] | PTJ09031 | NO | [7 empty] | 3 | Pass | null
378358058 | PTJ09035 |  |  |  | VPTJ/PCE/J09032/MB09034 | 300280818 | Existing | RYB |  |  | CLOSED | CLOSED | LINK |  | 11 kV |  | 20000911 |  |  |  |  | INDKOM |  |  | PE 9.03 APT 3C (F2) | Unknown | Unknown | NO | NONE | DISTRIBUTION | TNB | WP PUTRAJAYA & CYBERJAYA | NO | Unknown |  |  |  | NO | [8 empty] | PTJ09035 | NO | [7 empty] | 3 | Pass | null
378358063 | PTJ09034 |  |  |  | VPTJ/PCE/J09032/MB09034 | 300280818 | Existing | RYB |  |  | CLOSED | CLOSED | LINK |  | 11 kV |  | 20000911 |  |  |  |  | INDKOM |  |  | PE 9.03 APT 3C (F2) | Unknown | Unknown | NO | NONE | DISTRIBUTION | TNB | WP PUTRAJAYA & CYBERJAYA | NO | Unknown |  |  |  | NO | [8 empty] | PTJ09034 | NO | [7 empty] | 3 | Pass | null
378358156 | PTJ09041 |  |  |  | VPTJ/PCE/J09041/MB09041 | 300280819 | Existing | RYB |  |  | CLOSED | CLOSED | LINK |  | 11 kV |  | 20000911 |  |  |  |  | INDKOM |  |  | PE 9.04 APT 3B (EFI) (F1) | Unknown | Unknown | NO | NONE | DISTRIBUTION | TNB | WP PUTRAJAYA & CYBERJAYA | NO | Unknown |  |  |  | NO | [8 empty] | PTJ09041 | NO | [7 empty] | 3 | Pass | null
378358161 | PTJ09042 |  |  |  | VPTJ/PCE/J09041/MB09041 | 300280819 | Existing | RYB |  |  | CLOSED | CLOSED | LINK |  | 11 kV |  | 20000911 |  |  |  |  | INDKOM |  |  | PE 9.04 APT 3B (EFI) (F1) | Unknown | Unknown | NO | NONE | DISTRIBUTION | TNB | WP PUTRAJAYA & CYBERJAYA | NO | Unknown |  |  |  | NO | [8 empty] | PTJ09042 | NO | [7 empty] | 3 | Pass | null
378358250 | PTJ09044 |  |  |  | VPTJ/PCE/J09042/MB09044 | 300280820 | Existing | RYB |  |  | CLOSED | CLOSED | LINK |  | 11 kV |  | 20000911 |  |  |  |  | INDKOM |  |  | PE 9.04 APT 3B (EFI) (F2) | Unknown | Unknown | NO | NONE | DISTRIBUTION | TNB | WP PUTRAJAYA & CYBERJAYA | NO | Unknown |  |  |  | NO | [8 empty] | PTJ09044 | NO | [7 empty] | 3 | Pass | null
378358255 | PTJ09045 |  |  |  | VPTJ/PCE/J09042/MB09044 | 300280820 | Existing | RYB |  |  | CLOSED | CLOSED | LINK |  | 11 kV |  | 20000911 |  |  |  |  | INDKOM |  |  | PE 9.04 APT 3B (EFI) (F2) | Unknown | Unknown | NO | NONE | DISTRIBUTION | TNB | WP PUTRAJAYA & CYBERJAYA | NO | Unknown |  |  |  | NO | [8 empty] | PTJ09045 | NO | [7 empty] | 3 | Pass | null
378358589 | PTJ09061 |  |  |  | VPTJ/PCE/J09061/MB09061 | 300280821 | Existing | RYB |  |  | CLOSED | CLOSED | LINK |  | 11 kV |  | 19990612 |  |  |  |  | INDKOM |  |  | PE 9.06 APT 2E (F1) | Unknown | Unknown | NO | NONE | DISTRIBUTION | TNB | WP PUTRAJAYA & CYBERJAYA | NO | Unknown |  |  |  | NO | [8 empty] | PTJ09061 | NO | [7 empty] | 3 | Pass | null
378358594 | PTJ09062 |  |  |  | VPTJ/PCE/J09061/MB09061 | 300280821 | Existing | RYB |  |  | CLOSED | CLOSED | LINK |  | 11 kV |  | 19990612 |  |  |  |  | INDKOM |  |  | PE 9.06 APT 2E (F1) | Unknown | Unknown | NO | NONE | DISTRIBUTION | TNB | WP PUTRAJAYA & CYBERJAYA | NO | Unknown |  |  |  | NO | [8 empty] | PTJ09062 | NO | [7 empty] | 3 | Pass | null
378358612 | PTJ09064 |  |  |  | VPTJ/PCE/J09062/MB09064 | 300280823 | Existing | RYB |  |  | CLOSED | CLOSED | LINK |  | 11 kV |  | 19990612 |  |  |  |  | INDKOM |  |  | PE 9.06 APT 2E (F2) | Unknown | Unknown | NO | NONE | DISTRIBUTION | TNB | WP PUTRAJAYA & CYBERJAYA | NO | Unknown |  |  |  | NO | [8 empty] | PTJ09064 | NO | [7 empty] | 3 | Pass | null
378358617 | PTJ09065 |  |  |  | VPTJ/PCE/J09062/MB09064 | 300280823 | Existing | RYB |  |  | CLOSED | CLOSED | LINK |  | 11 kV |  | 19990612 |  |  |  |  | INDKOM |  |  | PE 9.06 APT 2E (F2) | Unknown | Unknown | NO | NONE | DISTRIBUTION | TNB | WP PUTRAJAYA & CYBERJAYA | NO | Unknown |  |  |  | NO | [8 empty] | PTJ09065 | NO | [7 empty] | 3 | Pass | null
378358775 | PTJ09071 |  |  |  | VPTJ/PCE/J09071/MB09071 | 300280824 | Existing | RYB |  |  | CLOSED | CLOSED | LINK |  | 11 kV |  | 19990612 |  |  |  |  | INDKOM |  |  | PE 9.07 APT 2A (EFI) (F1) | Unknown | Unknown | NO | NONE | DISTRIBUTION | TNB | WP PUTRAJAYA & CYBERJAYA | NO | Unknown |  |  |  | NO | [8 empty] | PTJ09071 | NO | [7 empty] | 3 | Pass | null
378358780 | PTJ09072 |  |  |  | VPTJ/PCE/J09071/MB09071 | 300280824 | Existing | RYB |  |  | CLOSED | CLOSED | LINK |  | 11 kV |  | 19990612 |  |  |  |  | INDKOM |  |  | PE 9.07 APT 2A (EFI) (F1) | Unknown | Unknown | NO | NONE | DISTRIBUTION | TNB | WP PUTRAJAYA & CYBERJAYA | NO | Unknown |  |  |  | NO | [8 empty] | PTJ09072 | NO | [7 empty] | 3 | Pass | null
378358869 | PTJ09074 |  |  |  | VPTJ/PCE/J09072/MB09074 | 300280825 | Existing | RYB |  |  | CLOSED | CLOSED | LINK |  | 11 kV |  | 19990612 |  |  |  |  | INDKOM |  |  | PE 9.07 APT 2A (EFI) (F2) | Unknown | Unknown | NO | NONE | DISTRIBUTION | TNB | WP PUTRAJAYA & CYBERJAYA | NO | Unknown |  |  |  | NO | [8 empty] | PTJ09074 | NO | [7 empty] | 3 | Pass | null
378358874 | PTJ09075 |  |  |  | VPTJ/PCE/J09072/MB09074 | 300280825 | Existing | RYB |  |  | CLOSED | CLOSED | LINK |  | 11 kV |  | 19990612 |  |  |  |  | INDKOM |  |  | PE 9.07 APT 2A (EFI) (F2) | Unknown | Unknown | NO | NONE | DISTRIBUTION | TNB | WP PUTRAJAYA & CYBERJAYA | NO | Unknown |  |  |  | NO | [8 empty] | PTJ09075 | NO | [7 empty] | 3 | Pass | null
378358972 | PTJ09081 |  |  |  | VPTJ/PCE/J09081/MB09081 | 300280826 | Existing | RYB |  |  | CLOSED | CLOSED | LINK |  | 11 kV |  | 21/06/1999 |  |  |  |  | INDKOM |  |  | PE 9.08 P9G TERES (F1) | Unknown | Unknown | NO | NONE | DISTRIBUTION | TNB | WP PUTRAJAYA & CYBERJAYA | NO | Unknown |  |  |  | NO | [8 empty] | PTJ09081 | NO | [7 empty] | 3 | Pass | null
378358977 | PTJ09082 |  |  |  | VPTJ/PCE/J09081/MB09081 | 300280826 | Existing | RYB |  |  | CLOSED | CLOSED | LINK |  | 11 kV |  | 21/06/1999 |  |  |  |  | INDKOM |  |  | PE 9.08 P9G TERES (F1) | Unknown | Unknown | NO | NONE | DISTRIBUTION | TNB | WP PUTRAJAYA & CYBERJAYA | NO | Unknown |  |  |  | NO | [8 empty] | PTJ09082 | NO | [7 empty] | 3 | Pass | null
378359063 | PTJ09084 |  |  |  | VPTJ/PCE/J09082/MB09084 | 300280827 | Existing | RYB |  |  | CLOSED | CLOSED | LINK |  | 11 kV |  | 21/06/1999 |  |  |  |  | INDKOM |  |  | PE 9.08 P9G TERES (F2) | Unknown | Unknown | NO | NONE | DISTRIBUTION | TNB | WP PUTRAJAYA & CYBERJAYA | NO | Unknown |  |  |  | NO | [8 empty] | PTJ09084 | NO | [7 empty] | 3 | Pass | null
378359068 | PTJ09085 |  |  |  | VPTJ/PCE/J09082/MB09084 | 300280827 | Existing | RYB |  |  | CLOSED | CLOSED | LINK |  | 11 kV |  | 21/06/1999 |  |  |  |  | INDKOM |  |  | PE 9.08 P9G TERES (F2) | Unknown | Unknown | NO | NONE | DISTRIBUTION | TNB | WP PUTRAJAYA & CYBERJAYA | NO | Unknown |  |  |  | NO | [8 empty] | PTJ09085 | NO | [7 empty] | 3 | Pass | null
378359156 | PTJ09091 |  |  |  | VPTJ/PCE/J09091/MB09091 | 300280828 | Existing | RYB |  |  | CLOSED | CLOSED | LINK |  | 11 kV |  | 19990412 |  |  |  |  | INDKOM |  |  | PE 9.09 APT A1 (EFI) (F1) | Unknown | Unknown | NO | NONE | DISTRIBUTION | TNB | WP PUTRAJAYA & CYBERJAYA | NO | Unknown |  |  |  | NO | [8 empty] | PTJ09091 | NO | [7 empty] | 3 | Pass | null
378359161 | PTJ09092 |  |  |  | VPTJ/PCE/J09091/MB09091 | 300280828 | Existing | RYB |  |  | CLOSED | CLOSED | LINK |  | 11 kV |  | 19990412 |  |  |  |  | INDKOM |  |  | PE 9.09 APT A1 (EFI) (F1) | Unknown | Unknown | NO | NONE | DISTRIBUTION | TNB | WP PUTRAJAYA & CYBERJAYA | NO | Unknown |  |  |  | NO | [8 empty] | PTJ09092 | NO | [7 empty] | 3 | Pass | null
378359250 | PTJ09094 |  |  |  | VPTJ/PCE/J09092/MB09094 | 300280829 | Existing | RYB |  |  | CLOSED | CLOSED | LINK |  | 11 kV |  | 19990412 |  |  |  |  | INDKOM |  |  | PE 9.09 APT A1 (EFI) (F2) | Unknown | Unknown | NO | NONE | DISTRIBUTION | TNB | WP PUTRAJAYA & CYBERJAYA | NO | Unknown |  |  |  | NO | [8 empty] | PTJ09094 | NO | [7 empty] | 3 | Pass | null
378359255 | PTJ09095 |  |  |  | VPTJ/PCE/J09092/MB09094 | 300280829 | Existing | RYB |  |  | CLOSED | CLOSED | LINK |  | 11 kV |  | 19990412 |  |  |  |  | INDKOM |  |  | PE 9.09 APT A1 (EFI) (F2) | Unknown | Unknown | NO | NONE | DISTRIBUTION | TNB | WP PUTRAJAYA & CYBERJAYA | NO | Unknown |  |  |  | NO | [8 empty] | PTJ09095 | NO | [7 empty] | 3 | Pass | null
378359352 | PTJ09101 |  |  |  | VPTJ/PCE/J09101/MB09101 | 300280830 | Existing | RYB |  |  | CLOSED | CLOSED | LINK |  | 11 kV |  | 13/12/1999 |  |  |  |  | INDKOM |  |  | PE 9.10 PS 1 | Unknown | Unknown | NO | NONE | DISTRIBUTION | TNB | WP PUTRAJAYA & CYBERJAYA | NO | Unknown |  |  |  | NO | [8 empty] | PTJ09101 | NO | [7 empty] | 3 | Pass | null
378359357 | PTJ09102 |  |  |  | VPTJ/PCE/J09101/MB09101 | 300280830 | Existing | RYB |  |  | CLOSED | CLOSED | LINK |  | 11 kV |  | 13/12/1999 |  |  |  |  | INDKOM |  |  | PE 9.10 PS 1 | Unknown | Unknown | NO | NONE | DISTRIBUTION | TNB | WP PUTRAJAYA & CYBERJAYA | NO | Unknown |  |  |  | NO | [8 empty] | PTJ09102 | NO | [7 empty] | 3 | Pass | null
378359456 | PTJ09151 |  |  |  | VPTJ/PCE/J09151/MB09151 | 300280839 | Existing | RYB |  |  | CLOSED | CLOSED | LINK |  | 11 kV |  | 20021207 |  |  |  |  | INDKOM |  |  | PE 9.15 APT 6D (EFI) (F1) | Unknown | Unknown | NO | NONE | DISTRIBUTION | TNB | WP PUTRAJAYA & CYBERJAYA | NO | Unknown |  |  |  | NO | [8 empty] | PTJ09151 | NO | [7 empty] | 3 | Pass | null
378359461 | PTJ09152 |  |  |  | VPTJ/PCE/J09151/MB09151 | 300280839 | Existing | RYB |  |  | CLOSED | CLOSED | LINK |  | 11 kV |  | 20021207 |  |  |  |  | INDKOM |  |  | PE 9.15 APT 6D (EFI) (F1) | Unknown | Unknown | NO | NONE | DISTRIBUTION | TNB | WP PUTRAJAYA & CYBERJAYA | NO | Unknown |  |  |  | NO | [8 empty] | PTJ09152 | NO | [7 empty] | 3 | Pass | null
378359539 | PTJ09154 |  |  |  | VPTJ/PCE/J09152/MB09154 | 300280840 | Existing | RYB |  |  | CLOSED | CLOSED | LINK |  | 11 kV |  | 20021207 |  |  |  |  | INDKOM |  |  | PE 9.15 APT 6D (EFI) (F2) | Unknown | Unknown | NO | NONE | DISTRIBUTION | TNB | WP PUTRAJAYA & CYBERJAYA | NO | Unknown |  |  |  | NO | [8 empty] | PTJ09154 | NO | [7 empty] | 3 | Pass | null
378359544 | PTJ09155 |  |  |  | VPTJ/PCE/J09152/MB09154 | 300280840 | Existing | RYB |  |  | CLOSED | CLOSED | LINK |  | 11 kV |  | 20021207 |  |  |  |  | INDKOM |  |  | PE 9.15 APT 6D (EFI) (F2) | Unknown | Unknown | NO | NONE | DISTRIBUTION | TNB | WP PUTRAJAYA & CYBERJAYA | NO | Unknown |  |  |  | NO | [8 empty] | PTJ09155 | NO | [7 empty] | 3 | Pass | null
378359631 | PTJ09161 |  |  |  | VPTJ/PCE/J09161/MB09161 | 300280841 | Existing | RYB |  |  | CLOSED | CLOSED | LINK |  | 11 kV |  | 20021207 |  |  |  |  | INDKOM |  |  | PE 9.16 APT 6F (F1) | Unknown | Unknown | NO | NONE | DISTRIBUTION | TNB | WP PUTRAJAYA & CYBERJAYA | NO | Unknown |  |  |  | NO | [8 empty] | PTJ09161 | NO | [7 empty] | 3 | Pass | null
378359636 | PTJ09162 |  |  |  | VPTJ/PCE/J09161/MB09161 | 300280841 | Existing | RYB |  |  | CLOSED | CLOSED | LINK |  | 11 kV |  | 20021207 |  |  |  |  | INDKOM |  |  | PE 9.16 APT 6F (F1) | Unknown | Unknown | NO | NONE | DISTRIBUTION | TNB | WP PUTRAJAYA & CYBERJAYA | NO | Unknown |  |  |  | NO | [8 empty] | PTJ09162 | NO | [7 empty] | 3 | Pass | null
378359727 | PTJ09164 |  |  |  | VPTJ/PCE/J09162/MB09164 | 300280842 | Existing | RYB |  |  | CLOSED | CLOSED | LINK |  | 11 kV |  | 20021207 |  |  |  |  | INDKOM |  |  | PE 9.16 APT 6F (F2) | Unknown | Unknown | NO | NONE | DISTRIBUTION | TNB | WP PUTRAJAYA & CYBERJAYA | NO | Unknown |  |  |  | NO | [8 empty] | PTJ09164 | NO | [7 empty] | 3 | Pass | null
378359732 | PTJ09165 |  |  |  | VPTJ/PCE/J09162/MB09164 | 300280842 | Existing | RYB |  |  | CLOSED | CLOSED | LINK |  | 11 kV |  | 20021207 |  |  |  |  | INDKOM |  |  | PE 9.16 APT 6F (F2) | Unknown | Unknown | NO | NONE | DISTRIBUTION | TNB | WP PUTRAJAYA & CYBERJAYA | NO | Unknown |  |  |  | NO | [8 empty] | PTJ09165 | NO | [7 empty] | 3 | Pass | null
378359829 | PTJ09171 |  |  |  | VPTJ/PCE/J09171/MB09171 | 300280843 | Existing | RYB |  |  | CLOSED | CLOSED | LINK |  | 11 kV |  | 20021207 |  |  |  |  | INDKOM |  |  | PE 9.17 APT 5A (EFI) (F1) | Unknown | Unknown | NO | NONE | DISTRIBUTION | TNB | WP PUTRAJAYA & CYBERJAYA | NO | Unknown |  |  |  | NO | [8 empty] | PTJ09171 | NO | [7 empty] | 3 | Pass | null
378359834 | PTJ09172 |  |  |  | VPTJ/PCE/J09171/MB09171 | 300280843 | Existing | RYB |  |  | CLOSED | CLOSED | LINK |  | 11 kV |  | 20021207 |  |  |  |  | INDKOM |  |  | PE 9.17 APT 5A (EFI) (F1) | Unknown | Unknown | NO | NONE | DISTRIBUTION | TNB | WP PUTRAJAYA & CYBERJAYA | NO | Unknown |  |  |  | NO | [8 empty] | PTJ09172 | NO | [7 empty] | 3 | Pass | null
378359854 | PTJ09174 |  |  |  | VPTJ/PCE/J09172/MB09174 | 300280844 | Existing | RYB |  |  | CLOSED | CLOSED | LINK |  | 11 kV |  | 20021207 |  |  |  |  | INDKOM |  |  | PE 9.17 APT 5A (EFI) (F2) | Unknown | Unknown | NO | NONE | DISTRIBUTION | TNB | WP PUTRAJAYA & CYBERJAYA | NO | Unknown |  |  |  | NO | [8 empty] | PTJ09174 | NO | [7 empty] | 3 | Pass | null
378359859 | PTJ09175 |  |  |  | VPTJ/PCE/J09172/MB09174 | 300280844 | Existing | RYB |  |  | CLOSED | CLOSED | LINK |  | 11 kV |  | 20021207 |  |  |  |  | INDKOM |  |  | PE 9.17 APT 5A (EFI) (F2) | Unknown | Unknown | NO | NONE | DISTRIBUTION | TNB | WP PUTRAJAYA & CYBERJAYA | NO | Unknown |  |  |  | NO | [8 empty] | PTJ09175 | NO | [7 empty] | 3 | Pass | null
378360015 | PTJ09181 |  |  |  | VPTJ/PCE/J09181/MB09181 | 300280845 | Existing | RYB |  |  | CLOSED | CLOSED | LINK |  | 11 kV |  | 20021207 |  |  |  |  | INDKOM |  |  | PE 9.18 APT 5C (F1) | Unknown | Unknown | NO | NONE | DISTRIBUTION | TNB | WP PUTRAJAYA & CYBERJAYA | NO | Unknown |  |  |  | NO | [8 empty] | PTJ09181 | NO | [7 empty] | 3 | Pass | null
378360020 | PTJ09182 |  |  |  | VPTJ/PCE/J09181/MB09181 | 300280845 | Existing | RYB |  |  | CLOSED | CLOSED | LINK |  | 11 kV |  | 20021207 |  |  |  |  | INDKOM |  |  | PE 9.18 APT 5C (F1) | Unknown | Unknown | NO | NONE | DISTRIBUTION | TNB | WP PUTRAJAYA & CYBERJAYA | NO | Unknown |  |  |  | NO | [8 empty] | PTJ09182 | NO | [7 empty] | 3 | Pass | null
378360038 | PTJ09184 |  |  |  | VPTJ/PCE/J09182/MB09184 | 300280846 | Existing | RYB |  |  | CLOSED | CLOSED | LINK |  | 11 kV |  | 20021207 |  |  |  |  | INDKOM |  |  | PE 9.18 APT 5C (F2) | Unknown | Unknown | NO | NONE | DISTRIBUTION | TNB | WP PUTRAJAYA & CYBERJAYA | NO | Unknown |  |  |  | NO | [8 empty] | PTJ09184 | NO | [7 empty] | 3 | Pass | null
378360043 | PTJ09185 |  |  |  | VPTJ/PCE/J09182/MB09184 | 300280846 | Existing | RYB |  |  | CLOSED | CLOSED | LINK |  | 11 kV |  | 20021207 |  |  |  |  | INDKOM |  |  | PE 9.18 APT 5C (F2) | Unknown | Unknown | NO | NONE | DISTRIBUTION | TNB | WP PUTRAJAYA & CYBERJAYA | NO | Unknown |  |  |  | NO | [8 empty] | PTJ09185 | NO | [7 empty] | 3 | Pass | null
378360197 | PTJ09111 |  |  |  | VPTJ/PCE/J09111/MB09111 | 300280831 | Existing | RYB |  |  | CLOSED | CLOSED | LINK |  | 11 kV |  | 15/02/1999 |  |  |  |  | INDKOM |  |  | PE 9.11 KLINIK (F1) | Unknown | Unknown | NO | NONE | DISTRIBUTION | TNB | WP PUTRAJAYA & CYBERJAYA | NO | Unknown |  |  |  | NO | [8 empty] | PTJ09111 | NO | [7 empty] | 3 | Pass | null
378360202 | PTJ09112 |  |  |  | VPTJ/PCE/J09111/MB09111 | 300280831 | Existing | RYB |  |  | CLOSED | CLOSED | LINK |  | 11 kV |  | 15/02/1999 |  |  |  |  | INDKOM |  |  | PE 9.11 KLINIK (F1) | Unknown | Unknown | NO | NONE | DISTRIBUTION | TNB | WP PUTRAJAYA & CYBERJAYA | NO | Unknown |  |  |  | NO | [8 empty] | PTJ09112 | NO | [7 empty] | 3 | Pass | null
378360220 | PTJ09114 |  |  |  | VPTJ/PCE/J09112/MB09114 | 300280832 | Existing | RYB |  |  | CLOSED | CLOSED | LINK |  | 11 kV |  | 15/02/1999 |  |  |  |  | INDKOM |  |  | PE 9.11 KLINIK (F2) | Unknown | Unknown | NO | NONE | DISTRIBUTION | TNB | WP PUTRAJAYA & CYBERJAYA | NO | Unknown |  |  |  | NO | [8 empty] | PTJ09114 | NO | [7 empty] | 3 | Pass | null
378360225 | PTJ09115 |  |  |  | VPTJ/PCE/J09112/MB09114 | 300280832 | Existing | RYB |  |  | CLOSED | CLOSED | LINK |  | 11 kV |  | 15/02/1999 |  |  |  |  | INDKOM |  |  | PE 9.11 KLINIK (F2) | Unknown | Unknown | NO | NONE | DISTRIBUTION | TNB | WP PUTRAJAYA & CYBERJAYA | NO | Unknown |  |  |  | NO | [8 empty] | PTJ09115 | NO | [7 empty] | 3 | Pass | null
378360381 | PTJ09124 |  |  |  | VPTJ/PCE/J09122/MB09124 | 300280834 | Existing | RYB |  |  | CLOSED | CLOSED | LINK |  | 11 kV |  | 16/10/1999 |  |  |  |  | INDKOM |  |  | PE 9.12 SEK REN (F2) | Unknown | Unknown | NO | NONE | DISTRIBUTION | TNB | WP PUTRAJAYA & CYBERJAYA | NO | Unknown |  |  |  | NO | [8 empty] | PTJ09124 | NO | [7 empty] | 3 | Pass | null
378360386 | PTJ09125 |  |  |  | VPTJ/PCE/J09122/MB09124 | 300280834 | Existing | RYB |  |  | CLOSED | CLOSED | LINK |  | 11 kV |  | 16/10/1999 |  |  |  |  | INDKOM |  |  | PE 9.12 SEK REN (F2) | Unknown | Unknown | NO | NONE | DISTRIBUTION | TNB | WP PUTRAJAYA & CYBERJAYA | NO | Unknown |  |  |  | NO | [8 empty] | PTJ09125 | NO | [7 empty] | 3 | Pass | null
378360472 | PTJ09121 |  |  |  | VPTJ/PCE/J09121/MB09121 | 300280833 | Existing | RYB |  |  | CLOSED | CLOSED | LINK |  | 11 kV |  | 16/10/1999 |  |  |  |  | INDKOM |  |  | PE 9.12 SEK REN (F1) | Unknown | Unknown | NO | NONE | DISTRIBUTION | TNB | WP PUTRAJAYA & CYBERJAYA | NO | Unknown |  |  |  | NO | [8 empty] | PTJ09121 | NO | [7 empty] | 3 | Pass | null
378360477 | PTJ09122 |  |  |  | VPTJ/PCE/J09121/MB09121 | 300280833 | Existing | RYB |  |  | CLOSED | CLOSED | LINK |  | 11 kV |  | 16/10/1999 |  |  |  |  | INDKOM |  |  | PE 9.12 SEK REN (F1) | Unknown | Unknown | NO | NONE | DISTRIBUTION | TNB | WP PUTRAJAYA & CYBERJAYA | NO | Unknown |  |  |  | NO | [8 empty] | PTJ09122 | NO | [7 empty] | 3 | Pass | null
378360565 | PTJ09131 |  |  |  | VPTJ/PCE/J09131/MB09131 | 300280837 | Existing | RYB |  |  | CLOSED | CLOSED | LINK |  | 11 kV |  | 20021101 |  |  |  |  | INDKOM |  |  | PE 9.13 SEK MEN (EFI) (F1) | Unknown | Unknown | NO | NONE | DISTRIBUTION | TNB | WP PUTRAJAYA & CYBERJAYA | NO | Unknown |  |  |  | NO | [8 empty] | PTJ09131 | NO | [7 empty] | 3 | Pass | null
378360570 | PTJ09132 |  |  |  | VPTJ/PCE/J09131/MB09131 | 300280837 | Existing | RYB |  |  | CLOSED | CLOSED | LINK |  | 11 kV |  | 20021101 |  |  |  |  | INDKOM |  |  | PE 9.13 SEK MEN (EFI) (F1) | Unknown | Unknown | NO | NONE | DISTRIBUTION | TNB | WP PUTRAJAYA & CYBERJAYA | NO | Unknown |  |  |  | NO | [8 empty] | PTJ09132 | NO | [7 empty] | 3 | Pass | null
378360659 | PTJ09134 |  |  |  | VPTJ/PCE/J09132/MB09134 | 300280838 | Existing | RYB |  |  | CLOSED | CLOSED | LINK |  | 11 kV |  | 20021101 |  |  |  |  | INDKOM |  |  | PE 9.13 SEK MEN (EFI) (F2) | Unknown | Unknown | NO | NONE | DISTRIBUTION | TNB | WP PUTRAJAYA & CYBERJAYA | NO | Unknown |  |  |  | NO | [8 empty] | PTJ09134 | NO | [7 empty] | 3 | Pass | null
378360664 | PTJ09135 |  |  |  | VPTJ/PCE/J09132/MB09134 | 300280838 | Existing | RYB |  |  | CLOSED | CLOSED | LINK |  | 11 kV |  | 20021101 |  |  |  |  | INDKOM |  |  | PE 9.13 SEK MEN (EFI) (F2) | Unknown | Unknown | NO | NONE | DISTRIBUTION | TNB | WP PUTRAJAYA & CYBERJAYA | NO | Unknown |  |  |  | NO | [8 empty] | PTJ09135 | NO | [7 empty] | 3 | Pass | null
378360761 | PTJ09271 |  |  |  | VPTJ/PCE/J09271/MB09271 | 300280858 | Existing | RYB |  |  | CLOSED | CLOSED | LINK |  | 11 kV |  | 20030812 |  |  |  |  | ABB |  |  | PE 9.27 APT 11A (F1) | Unknown | Unknown | NO | NONE | DISTRIBUTION | TNB | WP PUTRAJAYA & CYBERJAYA | NO | Unknown |  |  |  | NO | [8 empty] | PTJ09271 | NO | [7 empty] | 3 | Pass | null
378360766 | PTJ09273 |  |  |  | VPTJ/PCE/J09271/MB09271 | 300280858 | Existing | RYB |  |  | CLOSED | CLOSED | LINK |  | 11 kV |  | 20030812 |  |  |  |  | ABB |  |  | PE 9.27 APT 11A (F1) | Unknown | Unknown | NO | NONE | DISTRIBUTION | TNB | WP PUTRAJAYA & CYBERJAYA | NO | Unknown |  |  |  | NO | [8 empty] | PTJ09273 | NO | [7 empty] | 3 | Pass | null
378360855 | PTJ09274 |  |  |  | VPTJ/PCE/J09272/MB09274 | 300280859 | Existing | RYB |  |  | CLOSED | CLOSED | LINK |  | 11 kV |  | 20030812 |  |  |  |  | ABB |  |  | PE 9.27 APT 11A (F2) | Unknown | Unknown | NO | NONE | DISTRIBUTION | TNB | WP PUTRAJAYA & CYBERJAYA | NO | Unknown |  |  |  | NO | [8 empty] | PTJ09274 | NO | [7 empty] | 3 | Pass | null
378360860 | PTJ09276 |  |  |  | VPTJ/PCE/J09272/MB09274 | 300280859 | Existing | RYB |  |  | CLOSED | CLOSED | LINK |  | 11 kV |  | 20030812 |  |  |  |  | ABB |  |  | PE 9.27 APT 11A (F2) | Unknown | Unknown | NO | NONE | DISTRIBUTION | TNB | WP PUTRAJAYA & CYBERJAYA | NO | Unknown |  |  |  | NO | [8 empty] | PTJ09276 | NO | [7 empty] | 3 | Pass | null
378360955 | PTJ09281 |  |  |  | VPTJ/PCE/J09281/MB09281 | 300280860 | Existing | RYB |  |  | CLOSED | CLOSED | LINK |  | 11 kV |  | 20030812 |  |  |  |  | ABB |  |  | PE 9.28 APT 11C (EFI) (F1) | Unknown | Unknown | NO | NONE | DISTRIBUTION | TNB | WP PUTRAJAYA & CYBERJAYA | NO | Unknown |  |  |  | NO | [8 empty] | PTJ09281 | NO | [7 empty] | 3 | Pass | null
378360960 | PTJ09283 |  |  |  | VPTJ/PCE/J09281/MB09281 | 300280860 | Existing | RYB |  |  | CLOSED | CLOSED | LINK |  | 11 kV |  | 20030812 |  |  |  |  | ABB |  |  | PE 9.28 APT 11C (EFI) (F1) | Unknown | Unknown | NO | NONE | DISTRIBUTION | TNB | WP PUTRAJAYA & CYBERJAYA | NO | Unknown |  |  |  | NO | [8 empty] | PTJ09283 | NO | [7 empty] | 3 | Pass | null
378361051 | PTJ09284 |  |  |  | VPTJ/PCE/J09282/MB09284 | 300280861 | Existing | RYB |  |  | CLOSED | CLOSED | LINK |  | 11 kV |  | 20030812 |  |  |  |  | TAMCO |  |  | PE 9.28 APT 11C (EFI) (F2) | Unknown | Unknown | NO | NONE | DISTRIBUTION | TNB | WP PUTRAJAYA & CYBERJAYA | NO | Unknown |  |  |  | NO | [8 empty] | PTJ09284 | NO | [7 empty] | 3 | Pass | null
378361056 | PTJ09286 |  |  |  | VPTJ/PCE/J09282/MB09284 | 300280861 | Existing | RYB |  |  | CLOSED | CLOSED | LINK |  | 11 kV |  | 20030812 |  |  |  |  | TAMCO |  |  | PE 9.28 APT 11C (EFI) (F2) | Unknown | Unknown | NO | NONE | DISTRIBUTION | TNB | WP PUTRAJAYA & CYBERJAYA | NO | Unknown |  |  |  | NO | [8 empty] | PTJ09286 | NO | [7 empty] | 3 | Pass | null
378361151 | PTJ07032 |  |  |  | VPTJ/PCE/J07031/MB07031 | 300281276 | Existing | RYB |  |  | CLOSED | CLOSED | LINK |  | 11 kV |  | 27/07/1999 |  |  |  |  | INDKOM |  |  | PE 7.03 STESEN PAM PS3 | Unknown | Unknown | NO | NONE | DISTRIBUTION | TNB | WP PUTRAJAYA & CYBERJAYA | NO | Unknown |  |  |  | NO | [8 empty] | PTJ07032 | NO | [7 empty] | 3 | Pass | null
378361156 | PTJ07031 |  |  |  | VPTJ/PCE/J07031/MB07031 | 300281276 | Existing | RYB |  |  | CLOSED | CLOSED | LINK |  | 11 kV |  | 27/07/1999 |  |  |  |  | INDKOM |  |  | PE 7.03 STESEN PAM PS3 | Unknown | Unknown | NO | NONE | DISTRIBUTION | TNB | WP PUTRAJAYA & CYBERJAYA | NO | Unknown |  |  |  | NO | [8 empty] | PTJ07031 | NO | [7 empty] | 3 | Pass | null
378361315 | PTJ08243 |  |  |  | VPTJ/PCE/J08241/MB08241 | 300280810 | Existing | RYB |  |  | CLOSED | CLOSED | LINK |  | 11 kV |  | 23/01/2003 |  |  |  |  | MERLIN GERIN |  |  | PE 8.24 SERI SAUJANA (BR 8) | Unknown | Unknown | NO | NONE | DISTRIBUTION | TNB | WP PUTRAJAYA & CYBERJAYA | NO | Unknown |  |  |  | NO | [8 empty] | PTJ08243 | NO | [7 empty] | 3 | Pass | null
378361320 | PTJ08241 |  |  |  | VPTJ/PCE/J08241/MB08241 | 300280810 | Existing | RYB |  |  | CLOSED | CLOSED | LINK |  | 11 kV |  | 23/01/2003 |  |  |  |  | MERLIN GERIN |  |  | PE 8.24 SERI SAUJANA (BR 8) | Unknown | Unknown | NO | NONE | DISTRIBUTION | TNB | WP PUTRAJAYA & CYBERJAYA | NO | Unknown |  |  |  | NO | [8 empty] | PTJ08241 | NO | [7 empty] | 3 | Pass | null
378361357 | PTJ08151 |  |  |  | VPTJ/PCE/J08151/MB08151 | 300280799 | Existing | RYB |  |  | CLOSED | CLOSED | LINK |  | 11 kV |  | 19990807 |  |  |  |  | INDKOM |  |  | PE 8.15 RD2A L. SENTOSA | Unknown | Unknown | NO | NONE | DISTRIBUTION | TNB | WP PUTRAJAYA & CYBERJAYA | NO | Unknown |  |  |  | NO | [8 empty] | PTJ08151 | NO | [7 empty] | 3 | Pass | null
378361362 | PTJ08152 |  |  |  | VPTJ/PCE/J08151/MB08151 | 300280799 | Existing | RYB |  |  | CLOSED | CLOSED | LINK |  | 11 kV |  | 19990807 |  |  |  |  | INDKOM |  |  | PE 8.15 RD2A L. SENTOSA | Unknown | Unknown | NO | NONE | DISTRIBUTION | TNB | WP PUTRAJAYA & CYBERJAYA | NO | Unknown |  |  |  | NO | [8 empty] | PTJ08152 | NO | [7 empty] | 3 | Pass | null
378361448 | PTJ08011 |  |  |  | VPTJ/PCE/J08011/MB08011 | 300280777 | Existing | RYB |  |  | CLOSED | CLOSED | LINK |  | 11 kV |  | 23/07/1999 |  |  |  |  | INDKOM |  |  | PE 8.01 PS 10 (EFI) (F1) | Unknown | Unknown | NO | NONE | DISTRIBUTION | TNB | WP PUTRAJAYA & CYBERJAYA | NO | Unknown |  |  |  | NO | [8 empty] | PTJ08011 | NO | [7 empty] | 3 | Pass | null
378361453 | PTJ08012 |  |  |  | VPTJ/PCE/J08011/MB08011 | 300280777 | Existing | RYB |  |  | CLOSED | CLOSED | LINK |  | 11 kV |  | 23/07/1999 |  |  |  |  | INDKOM |  |  | PE 8.01 PS 10 (EFI) (F1) | Unknown | Unknown | NO | NONE | DISTRIBUTION | TNB | WP PUTRAJAYA & CYBERJAYA | NO | Unknown |  |  |  | NO | [8 empty] | PTJ08012 | NO | [7 empty] | 3 | Pass | null
378366349 | PTJ16301 |  |  |  | VPTJ/PCE/J16301/MB16301 | 300454871 | Existing | RYB |  |  | CLOSED | CLOSED | LINK |  | 11 kV | [6 empty] | INDKOM |  |  | PE 16.30 PERUMAHAN P16A (F1) | Unknown | Unknown | NO | NONE | DISTRIBUTION | TNB | WP PUTRAJAYA & CYBERJAYA | NO | Unknown |  |  |  | NO | [8 empty] | PTJ16301 | NO | [7 empty] | 3 | Pass | null
378366354 | PTJ16302 |  |  |  | VPTJ/PCE/J16301/MB16301 | 300454871 | Existing | RYB |  |  | CLOSED | CLOSED | LINK |  | 11 kV | [6 empty] | INDKOM |  |  | PE 16.30 PERUMAHAN P16A (F1) | Unknown | Unknown | NO | NONE | DISTRIBUTION | TNB | WP PUTRAJAYA & CYBERJAYA | NO | Unknown |  |  |  | NO | [8 empty] | PTJ16302 | NO | [7 empty] | 3 | Pass | null
378366455 | PTJ16304 |  |  |  | VPTJ/PCE/J16302/MB16301 | 300454878 | Existing | RYB |  |  | CLOSED | CLOSED | LINK |  | 11 kV | [6 empty] | SCHNEIDER |  |  | PE 16.30 PERUMAHAN P16A (F2) | Unknown | Unknown | NO | NONE | DISTRIBUTION | TNB | WP PUTRAJAYA & CYBERJAYA | NO | Unknown |  |  |  | NO | [8 empty] | PTJ16304 | NO | [7 empty] | 3 | Pass | null
378366460 | PTJ16306 |  |  |  | VPTJ/PCE/J16302/MB16301 | 300454878 | Existing | RYB |  |  | CLOSED | CLOSED | LINK |  | 11 kV | [6 empty] | SCHNEIDER |  |  | PE 16.30 PERUMAHAN P16A (F2) | Unknown | Unknown | NO | NONE | DISTRIBUTION | TNB | WP PUTRAJAYA & CYBERJAYA | NO | Unknown |  |  |  | NO | [8 empty] | PTJ16306 | NO | [7 empty] | 3 | Pass | null
378366611 | PTJ16282 |  |  |  | VPTJ/PCE/J16281/MB16281 | 300281198 | Existing | RYB |  |  | CLOSED | CLOSED | LINK |  | 11 kV |  | 20020112 |  |  |  |  | INDKOM |  |  | PE 16.28 TAMAN WARISAN (F1) | Unknown | Unknown | NO | NONE | DISTRIBUTION | TNB | WP PUTRAJAYA & CYBERJAYA | NO | Unknown |  |  |  | NO | [8 empty] | PTJ16282 | NO | [7 empty] | 3 | Pass | null
378366616 | PTJ16281 |  |  |  | VPTJ/PCE/J16281/MB16281 | 300281198 | Existing | RYB |  |  | CLOSED | CLOSED | LINK |  | 11 kV |  | 20020112 |  |  |  |  | INDKOM |  |  | PE 16.28 TAMAN WARISAN (F1) | Unknown | Unknown | NO | NONE | DISTRIBUTION | TNB | WP PUTRAJAYA & CYBERJAYA | NO | Unknown |  |  |  | NO | [8 empty] | PTJ16281 | NO | [7 empty] | 3 | Pass | null
378366705 | PTJ16285 |  |  |  | VPTJ/PCE/J16282/MB16284 | 300281199 | Existing | RYB |  |  | CLOSED | CLOSED | LINK |  | 11 kV |  | 20020112 |  |  |  |  | INDKOM |  |  | PE 16.28 TAMAN WARISAN (F2) | Unknown | Unknown | NO | NONE | DISTRIBUTION | TNB | WP PUTRAJAYA & CYBERJAYA | NO | Unknown |  |  |  | NO | [8 empty] | PTJ16285 | NO | [7 empty] | 3 | Pass | null
378366710 | PTJ16284 |  |  |  | VPTJ/PCE/J16282/MB16284 | 300281199 | Existing | RYB |  |  | CLOSED | CLOSED | LINK |  | 11 kV |  | 20020112 |  |  |  |  | INDKOM |  |  | PE 16.28 TAMAN WARISAN (F2) | Unknown | Unknown | NO | NONE | DISTRIBUTION | TNB | WP PUTRAJAYA & CYBERJAYA | NO | Unknown |  |  |  | NO | [8 empty] | PTJ16284 | NO | [7 empty] | 3 | Pass | null
378366809 | PTJ16062 |  |  |  | VPTJ/PCE/J16061/MB16061 | 300281177 | Existing | RYB |  |  | CLOSED | CLOSED | LINK |  | 11 kV |  | 16/02/2004 |  |  |  |  | INDKOM |  |  | PE 16.06 SEK REN F2 (F1) | Unknown | Unknown | NO | NONE | DISTRIBUTION | TNB | WP PUTRAJAYA & CYBERJAYA | NO | Unknown |  |  |  | NO | [8 empty] | PTJ16062 | NO | [7 empty] | 3 | Pass | null
378366814 | PTJ16061 |  |  |  | VPTJ/PCE/J16061/MB16061 | 300281177 | Existing | RYB |  |  | CLOSED | CLOSED | LINK |  | 11 kV |  | 16/02/2004 |  |  |  |  | INDKOM |  |  | PE 16.06 SEK REN F2 (F1) | Unknown | Unknown | NO | NONE | DISTRIBUTION | TNB | WP PUTRAJAYA & CYBERJAYA | NO | Unknown |  |  |  | NO | [8 empty] | PTJ16061 | NO | [7 empty] | 3 | Pass | null
378366905 | PTJ16065 |  |  |  | VPTJ/PCE/J16062/MB16064 | 300281178 | Existing | RYB |  |  | CLOSED | CLOSED | LINK |  | 11 kV |  | 16/02/2004 |  |  |  |  | INDKOM |  |  | PE 16.06 SEK REN F2 (F2) | Unknown | Unknown | NO | NONE | DISTRIBUTION | TNB | WP PUTRAJAYA & CYBERJAYA | NO | Unknown |  |  |  | NO | [8 empty] | PTJ16065 | NO | [7 empty] | 3 | Pass | null
378366910 | PTJ16064 |  |  |  | VPTJ/PCE/J16062/MB16064 | 300281178 | Existing | RYB |  |  | CLOSED | CLOSED | LINK |  | 11 kV |  | 16/02/2004 |  |  |  |  | INDKOM |  |  | PE 16.06 SEK REN F2 (F2) | Unknown | Unknown | NO | NONE | DISTRIBUTION | TNB | WP PUTRAJAYA & CYBERJAYA | NO | Unknown |  |  |  | NO | [8 empty] | PTJ16064 | NO | [7 empty] | 3 | Pass | null
378367006 | PTJ16072 |  |  |  | VPTJ/PCE/J16071/MB16071 | 300281179 | Existing | RYB |  |  | CLOSED | CLOSED | LINK |  | 11 kV |  | 20091008 |  |  |  |  | INDKOM |  |  | PE 16.07 22 UNIT TERES (EFI) (F1) | Unknown | Unknown | NO | NONE | DISTRIBUTION | TNB | WP PUTRAJAYA & CYBERJAYA | NO | Unknown |  |  |  | NO | [8 empty] | PTJ16072 | NO | [7 empty] | 3 | Pass | null
378367011 | PTJ16071 |  |  |  | VPTJ/PCE/J16071/MB16071 | 300281179 | Existing | RYB |  |  | CLOSED | CLOSED | LINK |  | 11 kV |  | 20091008 |  |  |  |  | INDKOM |  |  | PE 16.07 22 UNIT TERES (EFI) (F1) | Unknown | Unknown | NO | NONE | DISTRIBUTION | TNB | WP PUTRAJAYA & CYBERJAYA | NO | Unknown |  |  |  | NO | [8 empty] | PTJ16071 | NO | [7 empty] | 3 | Pass | null
378367102 | PTJ16075 |  |  |  | VPTJ/PCE/J16072/MB16074 | 300281180 | Existing | RYB |  |  | CLOSED | CLOSED | LINK |  | 11 kV |  | 20091108 |  |  |  |  | INDKOM |  |  | PE 16.07 22 UNIT TERES (EFI) (F2) | Unknown | Unknown | NO | NONE | DISTRIBUTION | TNB | WP PUTRAJAYA & CYBERJAYA | NO | Unknown |  |  |  | NO | [8 empty] | PTJ16075 | NO | [7 empty] | 3 | Pass | null
378367107 | PTJ16074 |  |  |  | VPTJ/PCE/J16072/MB16074 | 300281180 | Existing | RYB |  |  | CLOSED | CLOSED | LINK |  | 11 kV |  | 20091108 |  |  |  |  | INDKOM |  |  | PE 16.07 22 UNIT TERES (EFI) (F2) | Unknown | Unknown | NO | NONE | DISTRIBUTION | TNB | WP PUTRAJAYA & CYBERJAYA | NO | Unknown |  |  |  | NO | [8 empty] | PTJ16074 | NO | [7 empty] | 3 | Pass | null
378367208 | PTJ16295 |  |  |  | VPTJ/PCE/J16292/MB16294 | 300281201 | Existing | RYB |  |  | CLOSED | CLOSED | LINK |  | 11 kV |  | 20091108 |  |  |  |  | INDKOM |  |  | PE 16.29 25 UNIT (EFI) (F2) | Unknown | Unknown | NO | NONE | DISTRIBUTION | TNB | WP PUTRAJAYA & CYBERJAYA | NO | Unknown |  |  |  | NO | [8 empty] | PTJ16295 | NO | [7 empty] | 3 | Pass | null
378367213 | PTJ16294 |  |  |  | VPTJ/PCE/J16292/MB16294 | 300281201 | Existing | RYB |  |  | CLOSED | CLOSED | LINK |  | 11 kV |  | 20091108 |  |  |  |  | INDKOM |  |  | PE 16.29 25 UNIT (EFI) (F2) | Unknown | Unknown | NO | NONE | DISTRIBUTION | TNB | WP PUTRAJAYA & CYBERJAYA | NO | Unknown |  |  |  | NO | [8 empty] | PTJ16294 | NO | [7 empty] | 3 | Pass | null
378367302 | PTJ16292 |  |  |  | VPTJ/PCE/J16291/MB16291 | 300281200 | Existing | RYB |  |  | CLOSED | CLOSED | LINK |  | 11 kV |  | 20091008 |  |  |  |  | INDKOM |  |  | PE 16.29 25 UNIT (EFI) (F1) | Unknown | Unknown | NO | NONE | DISTRIBUTION | TNB | WP PUTRAJAYA & CYBERJAYA | NO | Unknown |  |  |  | NO | [8 empty] | PTJ16292 | NO | [7 empty] | 3 | Pass | null
378367307 | PTJ16291 |  |  |  | VPTJ/PCE/J16291/MB16291 | 300281200 | Existing | RYB |  |  | CLOSED | CLOSED | LINK |  | 11 kV |  | 20091008 |  |  |  |  | INDKOM |  |  | PE 16.29 25 UNIT (EFI) (F1) | Unknown | Unknown | NO | NONE | DISTRIBUTION | TNB | WP PUTRAJAYA & CYBERJAYA | NO | Unknown |  |  |  | NO | [8 empty] | PTJ16291 | NO | [7 empty] | 3 | Pass | null
378367414 | PTJ16023 |  |  |  | VPTJ/PCE/J16021/MB16021 | 300281175 | Existing | RYB |  |  | CLOSED | CLOSED | LINK |  | 11 kV |  | 18/11/1999 |  |  |  |  | INDKOM |  |  | SS 16.02 PS5 (EFI) | Unknown | Unknown | NO | NONE | DISTRIBUTION | TNB | WP PUTRAJAYA & CYBERJAYA | NO | Unknown |  |  |  | NO | [8 empty] | PTJ16023 | NO | [7 empty] | 3 | Pass | null
378367420 | PTJ16022 |  |  |  | VPTJ/PCE/J16021/MB16021 | 300281175 | Existing | RYB |  |  | CLOSED | CLOSED | LINK |  | 11 kV |  | 18/11/1999 |  |  |  |  | INDKOM |  |  | SS 16.02 PS5 (EFI) | Unknown | Unknown | NO | NONE | DISTRIBUTION | TNB | WP PUTRAJAYA & CYBERJAYA | NO | Unknown |  |  |  | NO | [8 empty] | PTJ16022 | NO | [7 empty] | 3 | Pass | null
378367425 | PTJ16021 |  |  |  | VPTJ/PCE/J16021/MB16021 | 300281175 | Existing | RYB |  |  | CLOSED | CLOSED | LINK |  | 11 kV |  | 18/11/1999 |  |  |  |  | INDKOM |  |  | SS 16.02 PS5 (EFI) | Unknown | Unknown | NO | NONE | DISTRIBUTION | TNB | WP PUTRAJAYA & CYBERJAYA | NO | Unknown |  |  |  | NO | [8 empty] | PTJ16021 | NO | [7 empty] | 3 | Pass | null
378367527 | PTJ16271 |  |  |  | VPTJ/PCE/J16271/MB16271 | 300281197 | Existing | RYB |  |  | CLOSED | CLOSED | LINK |  | 11 kV |  | 19/04/2000 |  |  |  |  | INDKOM |  |  | PE 16.27 UPPER BISA | Unknown | Unknown | NO | NONE | DISTRIBUTION | TNB | WP PUTRAJAYA & CYBERJAYA | NO | Unknown |  |  |  | NO | [8 empty] | PTJ16271 | NO | [7 empty] | 3 | Pass | null
378367532 | PTJ16272 |  |  |  | VPTJ/PCE/J16271/MB16271 | 300281197 | Existing | RYB |  |  | CLOSED | CLOSED | LINK |  | 11 kV |  | 19/04/2000 |  |  |  |  | INDKOM |  |  | PE 16.27 UPPER BISA | Unknown | Unknown | NO | NONE | DISTRIBUTION | TNB | WP PUTRAJAYA & CYBERJAYA | NO | Unknown |  |  |  | NO | [8 empty] | PTJ16272 | NO | [7 empty] | 3 | Pass | null
378367623 | PTJ16142 |  |  |  | VPTJ/PCE/J16141/MB16141 | 300281181 | Existing | RYB |  |  | CLOSED | CLOSED | LINK |  | 11 kV |  | 13/01/2002 |  |  |  |  | INDKOM |  |  | PE 16.14 SEMI D (EFI) (F1) | Unknown | Unknown | NO | NONE | DISTRIBUTION | TNB | WP PUTRAJAYA & CYBERJAYA | NO | Unknown |  |  |  | NO | [8 empty] | PTJ16142 | NO | [7 empty] | 3 | Pass | null
378367628 | PTJ16141 |  |  |  | VPTJ/PCE/J16141/MB16141 | 300281181 | Existing | RYB |  |  | CLOSED | CLOSED | LINK |  | 11 kV |  | 13/01/2002 |  |  |  |  | INDKOM |  |  | PE 16.14 SEMI D (EFI) (F1) | Unknown | Unknown | NO | NONE | DISTRIBUTION | TNB | WP PUTRAJAYA & CYBERJAYA | NO | Unknown |  |  |  | NO | [8 empty] | PTJ16141 | NO | [7 empty] | 3 | Pass | null
378367717 | PTJ16144 |  |  |  | VPTJ/PCE/J16142/MB16144 | 300281182 | Existing | RYB |  |  | CLOSED | CLOSED | LINK |  | 11 kV |  | 13/01/2002 |  |  |  |  | INDKOM |  |  | PE 16.14 SEMI D (EFI) (F2) | Unknown | Unknown | NO | NONE | DISTRIBUTION | TNB | WP PUTRAJAYA & CYBERJAYA | NO | Unknown |  |  |  | NO | [8 empty] | PTJ16144 | NO | [7 empty] | 3 | Pass | null
378367722 | PTJ16145 |  |  |  | VPTJ/PCE/J16142/MB16144 | 300281182 | Existing | RYB |  |  | CLOSED | CLOSED | LINK |  | 11 kV |  | 13/01/2002 |  |  |  |  | INDKOM |  |  | PE 16.14 SEMI D (EFI) (F2) | Unknown | Unknown | NO | NONE | DISTRIBUTION | TNB | WP PUTRAJAYA & CYBERJAYA | NO | Unknown |  |  |  | NO | [8 empty] | PTJ16145 | NO | [7 empty] | 3 | Pass | null
378367821 | PTJ16162 |  |  |  | VPTJ/PCE/J16161/MB16161 | 300281185 | Existing | RYB |  |  | CLOSED | CLOSED | LINK |  | 11 kV |  | 27/02/2002 |  |  |  |  | INDKOM |  |  | PE 16.16 PUSAT KEJIRANAN (F1) | Unknown | Unknown | NO | NONE | DISTRIBUTION | TNB | WP PUTRAJAYA & CYBERJAYA | NO | Unknown |  |  |  | NO | [8 empty] | PTJ16162 | NO | [7 empty] | 3 | Pass | null
378367826 | PTJ16161 |  |  |  | VPTJ/PCE/J16161/MB16161 | 300281185 | Existing | RYB |  |  | CLOSED | CLOSED | LINK |  | 11 kV |  | 27/02/2002 |  |  |  |  | INDKOM |  |  | PE 16.16 PUSAT KEJIRANAN (F1) | Unknown | Unknown | NO | NONE | DISTRIBUTION | TNB | WP PUTRAJAYA & CYBERJAYA | NO | Unknown |  |  |  | NO | [8 empty] | PTJ16161 | NO | [7 empty] | 3 | Pass | null
378367915 | PTJ16164 |  |  |  | VPTJ/PCE/J16162/MB16164 | 300281186 | Existing | RYB |  |  | CLOSED | CLOSED | LINK |  | 11 kV |  | 27/02/2002 |  |  |  |  | INDKOM |  |  | PE 16.16 PUSAT KEJIRANAN (F2) | Unknown | Unknown | NO | NONE | DISTRIBUTION | TNB | WP PUTRAJAYA & CYBERJAYA | NO | Unknown |  |  |  | NO | [8 empty] | PTJ16164 | NO | [7 empty] | 3 | Pass | null
378367920 | PTJ16165 |  |  |  | VPTJ/PCE/J16162/MB16164 | 300281186 | Existing | RYB |  |  | CLOSED | CLOSED | LINK |  | 11 kV |  | 27/02/2002 |  |  |  |  | INDKOM |  |  | PE 16.16 PUSAT KEJIRANAN (F2) | Unknown | Unknown | NO | NONE | DISTRIBUTION | TNB | WP PUTRAJAYA & CYBERJAYA | NO | Unknown |  |  |  | NO | [8 empty] | PTJ16165 | NO | [7 empty] | 3 | Pass | null
378368027 | PTJ01023 |  |  |  | VPTJ/PCE/J01021/MB01021 | 300280360 | Existing | RYB |  |  | CLOSED | CLOSED | LINK |  | 11 kV |  | 13/04/1999 |  |  |  |  | INDKOM |  |  | SS 1.02 JPM B2 (F1) | Unknown | Unknown | NO | NONE | DISTRIBUTION | TNB | WP PUTRAJAYA & CYBERJAYA | NO | Unknown |  |  |  | NO | [8 empty] | PTJ01023 | NO | [7 empty] | 3 | Pass | null
378368033 | PTJ01021 |  |  |  | VPTJ/PCE/J01021/MB01021 | 300280360 | Existing | RYB |  |  | CLOSED | CLOSED | LINK |  | 11 kV |  | 13/04/1999 |  |  |  |  | INDKOM |  |  | SS 1.02 JPM B2 (F1) | Unknown | Unknown | NO | NONE | DISTRIBUTION | TNB | WP PUTRAJAYA & CYBERJAYA | NO | Unknown |  |  |  | NO | [8 empty] | PTJ01021 | NO | [7 empty] | 3 | Pass | null
378368038 | PTJ01022 |  |  |  | VPTJ/PCE/J01021/MB01021 | 300280360 | Existing | RYB |  |  | CLOSED | CLOSED | LINK |  | 11 kV |  | 13/04/1999 |  |  |  |  | INDKOM |  |  | SS 1.02 JPM B2 (F1) | Unknown | Unknown | NO | NONE | DISTRIBUTION | TNB | WP PUTRAJAYA & CYBERJAYA | NO | Unknown |  |  |  | NO | [8 empty] | PTJ01022 | NO | [7 empty] | 3 | Pass | null
378368053 | PTJ01026 |  |  |  | VPTJ/PCE/J01022/MB01024 | 300280364 | Existing | RYB |  |  | CLOSED | CLOSED | LINK |  | 11 kV |  | 13/04/1999 |  |  |  |  | INDKOM |  |  | SS 1.02 JPM B2 (F2) | Unknown | Unknown | NO | NONE | DISTRIBUTION | TNB | WP PUTRAJAYA & CYBERJAYA | NO | Unknown |  |  |  | NO | [8 empty] | PTJ01026 | NO | [7 empty] | 3 | Pass | null
378368059 | PTJ01024 |  |  |  | VPTJ/PCE/J01022/MB01024 | 300280364 | Existing | RYB |  |  | CLOSED | CLOSED | LINK |  | 11 kV |  | 13/04/1999 |  |  |  |  | INDKOM |  |  | SS 1.02 JPM B2 (F2) | Unknown | Unknown | NO | NONE | DISTRIBUTION | TNB | WP PUTRAJAYA & CYBERJAYA | NO | Unknown |  |  |  | NO | [8 empty] | PTJ01024 | NO | [7 empty] | 3 | Pass | null
378368064 | PTJ01025 |  |  |  | VPTJ/PCE/J01022/MB01024 | 300280364 | Existing | RYB |  |  | CLOSED | CLOSED | LINK |  | 11 kV |  | 13/04/1999 |  |  |  |  | INDKOM |  |  | SS 1.02 JPM B2 (F2) | Unknown | Unknown | NO | NONE | DISTRIBUTION | TNB | WP PUTRAJAYA & CYBERJAYA | NO | Unknown |  |  |  | NO | [8 empty] | PTJ01025 | NO | [7 empty] | 3 | Pass | null
378368079 | PTJ01032 |  |  |  | VPTJ/PCE/J01031/MB01031 | 300280365 | Existing | RYB |  |  | CLOSED | CLOSED | LINK |  | 11 kV |  | 19/07/1999 |  |  |  |  | INDKOM |  |  | SS 1.03 JPM B3 (F1) | Unknown | Unknown | NO | NONE | DISTRIBUTION | TNB | WP PUTRAJAYA & CYBERJAYA | NO | Unknown |  |  |  | NO | [8 empty] | PTJ01032 | NO | [7 empty] | 3 | Pass | null
378368085 | PTJ01033 |  |  |  | VPTJ/PCE/J01031/MB01031 | 300280365 | Existing | RYB |  |  | CLOSED | CLOSED | LINK |  | 11 kV |  | 19/07/1999 |  |  |  |  | INDKOM |  |  | SS 1.03 JPM B3 (F1) | Unknown | Unknown | NO | NONE | DISTRIBUTION | TNB | WP PUTRAJAYA & CYBERJAYA | NO | Unknown |  |  |  | NO | [8 empty] | PTJ01033 | NO | [7 empty] | 3 | Pass | null
378368090 | PTJ01031 |  |  |  | VPTJ/PCE/J01031/MB01031 | 300280365 | Existing | RYB |  |  | CLOSED | CLOSED | LINK |  | 11 kV |  | 19/07/1999 |  |  |  |  | INDKOM |  |  | SS 1.03 JPM B3 (F1) | Unknown | Unknown | NO | NONE | DISTRIBUTION | TNB | WP PUTRAJAYA & CYBERJAYA | NO | Unknown |  |  |  | NO | [8 empty] | PTJ01031 | NO | [7 empty] | 3 | Pass | null
378368105 | PTJ01035 |  |  |  | VPTJ/PCE/J01032/MB01034 | 300280366 | Existing | RYB |  |  | CLOSED | CLOSED | LINK |  | 11 kV |  | 19/07/1999 |  |  |  |  | INDKOM |  |  | SS 1.03 JPM B3 (F2) | Unknown | Unknown | NO | NONE | DISTRIBUTION | TNB | WP PUTRAJAYA & CYBERJAYA | NO | Unknown |  |  |  | NO | [8 empty] | PTJ01035 | NO | [7 empty] | 3 | Pass | null
378368111 | PTJ01036 |  |  |  | VPTJ/PCE/J01032/MB01034 | 300280366 | Existing | RYB |  |  | CLOSED | CLOSED | LINK |  | 11 kV |  | 19/07/1999 |  |  |  |  | INDKOM |  |  | SS 1.03 JPM B3 (F2) | Unknown | Unknown | NO | NONE | DISTRIBUTION | TNB | WP PUTRAJAYA & CYBERJAYA | NO | Unknown |  |  |  | NO | [8 empty] | PTJ01036 | NO | [7 empty] | 3 | Pass | null
378368116 | PTJ01034 |  |  |  | VPTJ/PCE/J01032/MB01034 | 300280366 | Existing | RYB |  |  | CLOSED | CLOSED | LINK |  | 11 kV |  | 19/07/1999 |  |  |  |  | INDKOM |  |  | SS 1.03 JPM B3 (F2) | Unknown | Unknown | NO | NONE | DISTRIBUTION | TNB | WP PUTRAJAYA & CYBERJAYA | NO | Unknown |  |  |  | NO | [8 empty] | PTJ01034 | NO | [7 empty] | 3 | Pass | null
378368176 | PTJ01245 |  |  |  | VPTJ/PCE/J01242/MB01244 | 300280435 | Existing | RYB |  |  | CLOSED | CLOSED | LINK |  | 11 kV |  | 24/08/2000 |  |  |  |  | INDKOM |  |  | PE 1.24 BOT PUMP (F2) | Unknown | Unknown | NO | NONE | DISTRIBUTION | TNB | WP PUTRAJAYA & CYBERJAYA | NO | Unknown |  |  |  | NO | [8 empty] | PTJ01245 | NO | [7 empty] | 3 | Pass | null
378368181 | PTJ01244 |  |  |  | VPTJ/PCE/J01242/MB01244 | 300280435 | Existing | RYB |  |  | CLOSED | CLOSED | LINK |  | 11 kV |  | 24/08/2000 |  |  |  |  | INDKOM |  |  | PE 1.24 BOT PUMP (F2) | Unknown | Unknown | NO | NONE | DISTRIBUTION | TNB | WP PUTRAJAYA & CYBERJAYA | NO | Unknown |  |  |  | NO | [8 empty] | PTJ01244 | NO | [7 empty] | 3 | Pass | null
378368274 | PTJ01242 |  |  |  | VPTJ/PCE/J01241/MB01241 | 300280434 | Existing | RYB |  |  | CLOSED | CLOSED | LINK |  | 11 kV |  | 24/08/2000 |  |  |  |  | INDKOM |  |  | PE 1.24 BOT PUMP (F1) | Unknown | Unknown | NO | NONE | DISTRIBUTION | TNB | WP PUTRAJAYA & CYBERJAYA | NO | Unknown |  |  |  | NO | [8 empty] | PTJ01242 | NO | [7 empty] | 3 | Pass | null
378368279 | PTJ01241 |  |  |  | VPTJ/PCE/J01241/MB01241 | 300280434 | Existing | RYB |  |  | CLOSED | CLOSED | LINK |  | 11 kV |  | 24/08/2000 |  |  |  |  | INDKOM |  |  | PE 1.24 BOT PUMP (F1) | Unknown | Unknown | NO | NONE | DISTRIBUTION | TNB | WP PUTRAJAYA & CYBERJAYA | NO | Unknown |  |  |  | NO | [8 empty] | PTJ01241 | NO | [7 empty] | 3 | Pass | null
378368377 | PTJ01251 |  |  |  | VPTJ/PCE/J01251/MB01251 | 300280436 | Existing | RYB |  |  | CLOSED | CLOSED | LINK |  | 11 kV |  | 24/08/2000 |  |  |  |  | INDKOM |  |  | PE 1.25 BOT ADMIN (F1) | Unknown | Unknown | NO | NONE | DISTRIBUTION | TNB | WP PUTRAJAYA & CYBERJAYA | NO | Unknown |  |  |  | NO | [8 empty] | PTJ01251 | NO | [7 empty] | 3 | Pass | null
378368382 | PTJ01252 |  |  |  | VPTJ/PCE/J01251/MB01251 | 300280436 | Existing | RYB |  |  | CLOSED | CLOSED | LINK |  | 11 kV |  | 24/08/2000 |  |  |  |  | INDKOM |  |  | PE 1.25 BOT ADMIN (F1) | Unknown | Unknown | NO | NONE | DISTRIBUTION | TNB | WP PUTRAJAYA & CYBERJAYA | NO | Unknown |  |  |  | NO | [8 empty] | PTJ01252 | NO | [7 empty] | 3 | Pass | null
378368473 | PTJ01255 |  |  |  | VPTJ/PCE/J01252/MB01254 | 300280437 | Existing | RYB |  |  | CLOSED | CLOSED | LINK |  | 11 kV |  | 24/08/2000 |  |  |  |  | INDKOM |  |  | PE 1.25 BOT ADMIN (F2) | Unknown | Unknown | NO | NONE | DISTRIBUTION | TNB | WP PUTRAJAYA & CYBERJAYA | NO | Unknown |  |  |  | NO | [8 empty] | PTJ01255 | NO | [7 empty] | 3 | Pass | null
378368478 | PTJ01254 |  |  |  | VPTJ/PCE/J01252/MB01254 | 300280437 | Existing | RYB |  |  | CLOSED | CLOSED | LINK |  | 11 kV |  | 24/08/2000 |  |  |  |  | INDKOM |  |  | PE 1.25 BOT ADMIN (F2) | Unknown | Unknown | NO | NONE | DISTRIBUTION | TNB | WP PUTRAJAYA & CYBERJAYA | NO | Unknown |  |  |  | NO | [8 empty] | PTJ01254 | NO | [7 empty] | 3 | Pass | null
378368602 | PTJ01603 |  |  |  | VPTJ/PCE/J01601/MB01601 | 300280593 | Existing | RYB |  |  | CLOSED | CLOSED | LINK |  | 11 kV |  | 16/07/2003 |  |  |  |  | MERLIN GERIN |  |  | PE 1.60 L/S TPP | Unknown | Unknown | NO | NONE | DISTRIBUTION | TNB | WP PUTRAJAYA & CYBERJAYA | NO | Unknown |  |  |  | NO | [8 empty] | PTJ01603 | NO | [7 empty] | 3 | Pass | null
378368607 | PTJ01601 |  |  |  | VPTJ/PCE/J01601/MB01601 | 300280593 | Existing | RYB |  |  | CLOSED | CLOSED | LINK |  | 11 kV |  | 16/07/2003 |  |  |  |  | MERLIN GERIN |  |  | PE 1.60 L/S TPP | Unknown | Unknown | NO | NONE | DISTRIBUTION | TNB | WP PUTRAJAYA & CYBERJAYA | NO | Unknown |  |  |  | NO | [8 empty] | PTJ01601 | NO | [7 empty] | 3 | Pass | null
378368715 | PTJ01581 |  |  |  | VPTJ/PCE/J01581/MB01581 | 300280582 | Existing | RYB |  |  | CLOSED | CLOSED | LINK |  | 11 kV |  | 24/05/2003 |  |  |  |  | INDKOM |  |  | SS 1.58 ISTANA MELAWATI (F1) | Unknown | Unknown | NO | NONE | DISTRIBUTION | TNB | WP PUTRAJAYA & CYBERJAYA | NO | Unknown |  |  |  | NO | [8 empty] | PTJ01581 | NO | [7 empty] | 3 | Pass | null
378368721 | PTJ01583 |  |  |  | VPTJ/PCE/J01581/MB01581 | 300280582 | Existing | RYB |  |  | CLOSED | CLOSED | LINK |  | 11 kV |  | 24/05/2003 |  |  |  |  | INDKOM |  |  | SS 1.58 ISTANA MELAWATI (F1) | Unknown | Unknown | NO | NONE | DISTRIBUTION | TNB | WP PUTRAJAYA & CYBERJAYA | NO | Unknown |  |  |  | NO | [8 empty] | PTJ01583 | NO | [7 empty] | 3 | Pass | null
378368726 | PTJ01582 |  |  |  | VPTJ/PCE/J01581/MB01581 | 300280582 | Existing | RYB |  |  | OPEN | CLOSED | LINK |  | 11 kV |  | 24/05/2003 |  |  |  |  | INDKOM |  |  | SS 1.58 ISTANA MELAWATI (F1) | Unknown | Unknown | NO | NONE | DISTRIBUTION | TNB | WP PUTRAJAYA & CYBERJAYA | NO | Unknown |  |  |  | NO | [8 empty] | PTJ01582 | NO | [7 empty] | 3 | Pass | null
378368741 | PTJ01584 |  |  |  | VPTJ/PCE/J01582/MB01584 | 300280585 | Existing | RYB |  |  | OPEN | CLOSED | LINK |  | 11 kV |  | 24/05/2003 |  |  |  |  | INDKOM |  |  | SS 1.58 ISTANA MELAWATI (F2) | Unknown | Unknown | NO | NONE | DISTRIBUTION | TNB | WP PUTRAJAYA & CYBERJAYA | NO | Unknown |  |  |  | NO | [8 empty] | PTJ01584 | NO | [7 empty] | 3 | Pass | null
378368747 | PTJ01586 |  |  |  | VPTJ/PCE/J01582/MB01584 | 300280585 | Existing | RYB |  |  | CLOSED | CLOSED | LINK |  | 11 kV |  | 24/05/2003 |  |  |  |  | INDKOM |  |  | SS 1.58 ISTANA MELAWATI (F2) | Unknown | Unknown | NO | NONE | DISTRIBUTION | TNB | WP PUTRAJAYA & CYBERJAYA | NO | Unknown |  |  |  | NO | [8 empty] | PTJ01586 | NO | [7 empty] | 3 | Pass | null
378368752 | PTJ01585 |  |  |  | VPTJ/PCE/J01582/MB01584 | 300280585 | Existing | RYB |  |  | CLOSED | CLOSED | LINK |  | 11 kV |  | 24/05/2003 |  |  |  |  | INDKOM |  |  | SS 1.58 ISTANA MELAWATI (F2) | Unknown | Unknown | NO | NONE | DISTRIBUTION | TNB | WP PUTRAJAYA & CYBERJAYA | NO | Unknown |  |  |  | NO | [8 empty] | PTJ01585 | NO | [7 empty] | 3 | Pass | null
378368760 | PTJ01343 |  |  |  | VPTJ/PCE/J01341/MB01341 | 300280441 | Existing | RYB |  |  | CLOSED | CLOSED | LINK |  | 11 kV |  | 19991211 |  |  |  |  | TAMCO |  |  | PE 1.34 PROMENADE | Unknown | Unknown | NO | NONE | DISTRIBUTION | TNB | WP PUTRAJAYA & CYBERJAYA | NO | Unknown |  |  |  | NO | [8 empty] | PTJ01343 | NO | [7 empty] | 3 | Pass | null
378368765 | PTJ01341 |  |  |  | VPTJ/PCE/J01341/MB01341 | 300280441 | Existing | RYB |  |  | CLOSED | CLOSED | LINK |  | 11 kV |  | 19991211 |  |  |  |  | TAMCO |  |  | PE 1.34 PROMENADE | Unknown | Unknown | NO | NONE | DISTRIBUTION | TNB | WP PUTRAJAYA & CYBERJAYA | NO | Unknown |  |  |  | NO | [8 empty] | PTJ01341 | NO | [7 empty] | 3 | Pass | null
378368868 | PTJ15033 |  |  |  | VPTJ/PCE/J15031/MB15031 | 300281145 | Existing | RYB |  |  | CLOSED | CLOSED | LINK |  | 11 kV |  | 20/01/2000 |  |  |  |  | SCHNEIDER |  |  | PE 15.03 WR 3 | Unknown | Unknown | NO | NONE | DISTRIBUTION | TNB | WP PUTRAJAYA & CYBERJAYA | NO | Unknown |  |  |  | NO | [8 empty] | PTJ15033 | NO | [7 empty] | 3 | Pass | null
378368873 | PTJ15031 |  |  |  | VPTJ/PCE/J15031/MB15031 | 300281145 | Existing | RYB |  |  | CLOSED | CLOSED | LINK |  | 11 kV |  | 20/01/2000 |  |  |  |  | SCHNEIDER |  |  | PE 15.03 WR 3 | Unknown | Unknown | NO | NONE | DISTRIBUTION | TNB | WP PUTRAJAYA & CYBERJAYA | NO | Unknown |  |  |  | NO | [8 empty] | PTJ15031 | NO | [7 empty] | 3 | Pass | null
378368974 | PTJ15041 |  |  |  | VPTJ/PCE/J15041/MB15041 | 300281146 | Existing | RYB |  |  | CLOSED | CLOSED | LINK |  | 11 kV |  | 19900101 |  |  |  |  | MERLIN GERIN |  |  | PE 15.04 STABLE KOMPLEKS | Unknown | Unknown | NO | NONE | DISTRIBUTION | TNB | WP PUTRAJAYA & CYBERJAYA | NO | Unknown |  |  |  | NO | [8 empty] | PTJ15041 | NO | [7 empty] | 3 | Pass | null
378368979 | PTJ15043 |  |  |  | VPTJ/PCE/J15041/MB15041 | 300281146 | Existing | RYB |  |  | CLOSED | CLOSED | LINK |  | 11 kV |  | 19900101 |  |  |  |  | MERLIN GERIN |  |  | PE 15.04 STABLE KOMPLEKS | Unknown | Unknown | NO | NONE | DISTRIBUTION | TNB | WP PUTRAJAYA & CYBERJAYA | NO | Unknown |  |  |  | NO | [8 empty] | PTJ15043 | NO | [7 empty] | 3 | Pass | null
378369080 | PTJ01672 |  |  |  | VPTJ/PCE/J01671/MB01671 | 310308944 | Existing | RYB |  |  | CLOSED | CLOSED | LINK |  | 11 kV | [6 empty] | INDKOM |  |  | SS 1.67 TEMP PARCEL F | Unknown | Unknown | NO | NONE | DISTRIBUTION | TNB | WP PUTRAJAYA & CYBERJAYA | NO | Unknown |  |  |  | NO | [8 empty] | PTJ01672 | NO | [7 empty] | 3 | Pass | null
378369085 | PTJ01671 |  |  |  | VPTJ/PCE/J01671/MB01671 | 310308944 | Existing | RYB |  |  | CLOSED | CLOSED | LINK |  | 11 kV | [6 empty] | INDKOM |  |  | SS 1.67 TEMP PARCEL F | Unknown | Unknown | NO | NONE | DISTRIBUTION | TNB | WP PUTRAJAYA & CYBERJAYA | NO | Unknown |  |  |  | NO | [8 empty] | PTJ01671 | NO | [7 empty] | 3 | Pass | null
378369306 | PTJ12031 |  |  |  | VPTJ/PCE/J12031/MB12031 | 310338762 | Existing | RYB |  |  | CLOSED | CLOSED | LINK |  | 11 kV | [6 empty] | INDKOM |  |  | PE 12.03 SPINE ROAD NO 1 | Unknown | Unknown | NO | NONE | DISTRIBUTION | TNB | WP PUTRAJAYA & CYBERJAYA | NO | Unknown |  |  |  | NO | [8 empty] | PTJ12031 | NO | [7 empty] | 3 | Pass | null
378369311 | PTJ12032 |  |  |  | VPTJ/PCE/J12031/MB12031 | 310338762 | Existing | RYB |  |  | CLOSED | CLOSED | LINK |  | 11 kV | [6 empty] | INDKOM |  |  | PE 12.03 SPINE ROAD NO 1 | Unknown | Unknown | NO | NONE | DISTRIBUTION | TNB | WP PUTRAJAYA & CYBERJAYA | NO | Unknown |  |  |  | NO | [8 empty] | PTJ12032 | NO | [7 empty] | 3 | Pass | null
378369417 | PTJ01232 |  |  |  | VPTJ/PCE/J01231/MB01231 | 300280432 | Existing | RYB |  |  | CLOSED | CLOSED | LINK |  | 11 kV |  | 17/05/2000 |  |  |  |  | INDKOM |  |  | SS 1.23 D9 (F1) | Unknown | Unknown | NO | NONE | DISTRIBUTION | TNB | WP PUTRAJAYA & CYBERJAYA | NO | Unknown |  |  |  | NO | [8 empty] | PTJ01232 | NO | [7 empty] | 3 | Pass | null
378369423 | PTJ01233 |  |  |  | VPTJ/PCE/J01231/MB01231 | 300280432 | Existing | RYB |  |  | CLOSED | CLOSED | LINK |  | 11 kV |  | 17/05/2000 |  |  |  |  | INDKOM |  |  | SS 1.23 D9 (F1) | Unknown | Unknown | NO | NONE | DISTRIBUTION | TNB | WP PUTRAJAYA & CYBERJAYA | NO | Unknown |  |  |  | NO | [8 empty] | PTJ01233 | NO | [7 empty] | 3 | Pass | null
378369428 | PTJ01231 |  |  |  | VPTJ/PCE/J01231/MB01231 | 300280432 | Existing | RYB |  |  | CLOSED | CLOSED | LINK |  | 11 kV |  | 17/05/2000 |  |  |  |  | INDKOM |  |  | SS 1.23 D9 (F1) | Unknown | Unknown | NO | NONE | DISTRIBUTION | TNB | WP PUTRAJAYA & CYBERJAYA | NO | Unknown |  |  |  | NO | [8 empty] | PTJ01231 | NO | [7 empty] | 3 | Pass | null
378369443 | PTJ01234 |  |  |  | VPTJ/PCE/J01232/MB01234 | 300280433 | Existing | RYB |  |  | CLOSED | CLOSED | LINK |  | 11 kV |  | 17/05/2000 |  |  |  |  | INDKOM |  |  | SS 1.23 D9 (F2) | Unknown | Unknown | NO | NONE | DISTRIBUTION | TNB | WP PUTRAJAYA & CYBERJAYA | NO | Unknown |  |  |  | NO | [8 empty] | PTJ01234 | NO | [7 empty] | 3 | Pass | null
378369449 | PTJ01236 |  |  |  | VPTJ/PCE/J01232/MB01234 | 300280433 | Existing | RYB |  |  | CLOSED | CLOSED | LINK |  | 11 kV |  | 17/05/2000 |  |  |  |  | INDKOM |  |  | SS 1.23 D9 (F2) | Unknown | Unknown | NO | NONE | DISTRIBUTION | TNB | WP PUTRAJAYA & CYBERJAYA | NO | Unknown |  |  |  | NO | [8 empty] | PTJ01236 | NO | [7 empty] | 3 | Pass | null
378369454 | PTJ01235 |  |  |  | VPTJ/PCE/J01232/MB01234 | 300280433 | Existing | RYB |  |  | CLOSED | CLOSED | LINK |  | 11 kV |  | 17/05/2000 |  |  |  |  | INDKOM |  |  | SS 1.23 D9 (F2) | Unknown | Unknown | NO | NONE | DISTRIBUTION | TNB | WP PUTRAJAYA & CYBERJAYA | NO | Unknown |  |  |  | NO | [8 empty] | PTJ01235 | NO | [7 empty] | 3 | Pass | null
378369469 | PTJ01221 |  |  |  | VPTJ/PCE/J01221/MB01221 | 300280430 | Existing | RYB |  |  | CLOSED | CLOSED | LINK |  | 11 kV |  | 17/05/2000 |  |  |  |  | INDKOM |  |  | SS 1.22 D8 (F1) | Unknown | Unknown | NO | NONE | DISTRIBUTION | TNB | WP PUTRAJAYA & CYBERJAYA | NO | Unknown |  |  |  | NO | [8 empty] | PTJ01221 | NO | [7 empty] | 3 | Pass | null
378369475 | PTJ01223 |  |  |  | VPTJ/PCE/J01221/MB01221 | 300280430 | Existing | RYB |  |  | CLOSED | CLOSED | LINK |  | 11 kV |  | 17/05/2000 |  |  |  |  | INDKOM |  |  | SS 1.22 D8 (F1) | Unknown | Unknown | NO | NONE | DISTRIBUTION | TNB | WP PUTRAJAYA & CYBERJAYA | NO | Unknown |  |  |  | NO | [8 empty] | PTJ01223 | NO | [7 empty] | 3 | Pass | null
378369480 | PTJ01222 |  |  |  | VPTJ/PCE/J01221/MB01221 | 300280430 | Existing | RYB |  |  | CLOSED | CLOSED | LINK |  | 11 kV |  | 17/05/2000 |  |  |  |  | INDKOM |  |  | SS 1.22 D8 (F1) | Unknown | Unknown | NO | NONE | DISTRIBUTION | TNB | WP PUTRAJAYA & CYBERJAYA | NO | Unknown |  |  |  | NO | [8 empty] | PTJ01222 | NO | [7 empty] | 3 | Pass | null
378369495 | PTJ01224 |  |  |  | VPTJ/PCE/J01222/MB01224 | 300280431 | Existing | RYB |  |  | CLOSED | CLOSED | LINK |  | 11 kV |  | 17/05/2000 |  |  |  |  | INDKOM |  |  | SS 1.22 D8 (F2) | Unknown | Unknown | NO | NONE | DISTRIBUTION | TNB | WP PUTRAJAYA & CYBERJAYA | NO | Unknown |  |  |  | NO | [8 empty] | PTJ01224 | NO | [7 empty] | 3 | Pass | null
378369501 | PTJ01226 |  |  |  | VPTJ/PCE/J01222/MB01224 | 300280431 | Existing | RYB |  |  | CLOSED | CLOSED | LINK |  | 11 kV |  | 17/05/2000 |  |  |  |  | INDKOM |  |  | SS 1.22 D8 (F2) | Unknown | Unknown | NO | NONE | DISTRIBUTION | TNB | WP PUTRAJAYA & CYBERJAYA | NO | Unknown |  |  |  | NO | [8 empty] | PTJ01226 | NO | [7 empty] | 3 | Pass | null
378369506 | PTJ01225 |  |  |  | VPTJ/PCE/J01222/MB01224 | 300280431 | Existing | RYB |  |  | CLOSED | CLOSED | LINK |  | 11 kV |  | 17/05/2000 |  |  |  |  | INDKOM |  |  | SS 1.22 D8 (F2) | Unknown | Unknown | NO | NONE | DISTRIBUTION | TNB | WP PUTRAJAYA & CYBERJAYA | NO | Unknown |  |  |  | NO | [8 empty] | PTJ01225 | NO | [7 empty] | 3 | Pass | null
378369521 | PTJ01214 |  |  |  | VPTJ/PCE/J01212/MB01214 | 300280429 | Existing | RYB |  |  | CLOSED | CLOSED | LINK |  | 11 kV |  | 17/05/2000 |  |  |  |  | INDKOM |  |  | SS 1.21 D7 (F2) | Unknown | Unknown | NO | NONE | DISTRIBUTION | TNB | WP PUTRAJAYA & CYBERJAYA | NO | Unknown |  |  |  | NO | [8 empty] | PTJ01214 | NO | [7 empty] | 3 | Pass | null
378369527 | PTJ01216 |  |  |  | VPTJ/PCE/J01212/MB01214 | 300280429 | Existing | RYB |  |  | CLOSED | CLOSED | LINK |  | 11 kV |  | 17/05/2000 |  |  |  |  | INDKOM |  |  | SS 1.21 D7 (F2) | Unknown | Unknown | NO | NONE | DISTRIBUTION | TNB | WP PUTRAJAYA & CYBERJAYA | NO | Unknown |  |  |  | NO | [8 empty] | PTJ01216 | NO | [7 empty] | 3 | Pass | null
378369532 | PTJ01215 |  |  |  | VPTJ/PCE/J01212/MB01214 | 300280429 | Existing | RYB |  |  | CLOSED | CLOSED | LINK |  | 11 kV |  | 17/05/2000 |  |  |  |  | INDKOM |  |  | SS 1.21 D7 (F2) | Unknown | Unknown | NO | NONE | DISTRIBUTION | TNB | WP PUTRAJAYA & CYBERJAYA | NO | Unknown |  |  |  | NO | [8 empty] | PTJ01215 | NO | [7 empty] | 3 | Pass | null
378369547 | PTJ01211 |  |  |  | VPTJ/PCE/J01211/MB01211 | 300280428 | Existing | RYB |  |  | CLOSED | CLOSED | LINK |  | 11 kV |  | 17/05/2000 |  |  |  |  | INDKOM |  |  | SS 1.21 D7 (F1) | Unknown | Unknown | NO | NONE | DISTRIBUTION | TNB | WP PUTRAJAYA & CYBERJAYA | NO | Unknown |  |  |  | NO | [8 empty] | PTJ01211 | NO | [7 empty] | 3 | Pass | null
378369553 | PTJ01213 |  |  |  | VPTJ/PCE/J01211/MB01211 | 300280428 | Existing | RYB |  |  | CLOSED | CLOSED | LINK |  | 11 kV |  | 17/05/2000 |  |  |  |  | INDKOM |  |  | SS 1.21 D7 (F1) | Unknown | Unknown | NO | NONE | DISTRIBUTION | TNB | WP PUTRAJAYA & CYBERJAYA | NO | Unknown |  |  |  | NO | [8 empty] | PTJ01213 | NO | [7 empty] | 3 | Pass | null
378369558 | PTJ01212 |  |  |  | VPTJ/PCE/J01211/MB01211 | 300280428 | Existing | RYB |  |  | CLOSED | CLOSED | LINK |  | 11 kV |  | 17/05/2000 |  |  |  |  | INDKOM |  |  | SS 1.21 D7 (F1) | Unknown | Unknown | NO | NONE | DISTRIBUTION | TNB | WP PUTRAJAYA & CYBERJAYA | NO | Unknown |  |  |  | NO | [8 empty] | PTJ01212 | NO | [7 empty] | 3 | Pass | null
378369573 | PTJ01205 |  |  |  | VPTJ/PCE/J01202/MB01204 | 300280427 | Existing | RYB |  |  | CLOSED | CLOSED | LINK |  | 11 kV |  | 17/05/2000 |  |  |  |  | INDKOM |  |  | SS 1.20 D6 (F2) | Unknown | Unknown | NO | NONE | DISTRIBUTION | TNB | WP PUTRAJAYA & CYBERJAYA | NO | Unknown |  |  |  | NO | [8 empty] | PTJ01205 | NO | [7 empty] | 3 | Pass | null
378369579 | PTJ01206 |  |  |  | VPTJ/PCE/J01202/MB01204 | 300280427 | Existing | RYB |  |  | CLOSED | CLOSED | LINK |  | 11 kV |  | 17/05/2000 |  |  |  |  | INDKOM |  |  | SS 1.20 D6 (F2) | Unknown | Unknown | NO | NONE | DISTRIBUTION | TNB | WP PUTRAJAYA & CYBERJAYA | NO | Unknown |  |  |  | NO | [8 empty] | PTJ01206 | NO | [7 empty] | 3 | Pass | null
378369584 | PTJ01204 |  |  |  | VPTJ/PCE/J01202/MB01204 | 300280427 | Existing | RYB |  |  | CLOSED | CLOSED | LINK |  | 11 kV |  | 17/05/2000 |  |  |  |  | INDKOM |  |  | SS 1.20 D6 (F2) | Unknown | Unknown | NO | NONE | DISTRIBUTION | TNB | WP PUTRAJAYA & CYBERJAYA | NO | Unknown |  |  |  | NO | [8 empty] | PTJ01204 | NO | [7 empty] | 3 | Pass | null
378369599 | PTJ01201 |  |  |  | VPTJ/PCE/J01201/MB01201 | 300280426 | Existing | RYB |  |  | CLOSED | CLOSED | LINK |  | 11 kV |  | 17/05/2000 |  |  |  |  | INDKOM |  |  | SS 1.20 D6 (F1) | Unknown | Unknown | NO | NONE | DISTRIBUTION | TNB | WP PUTRAJAYA & CYBERJAYA | NO | Unknown |  |  |  | NO | [8 empty] | PTJ01201 | NO | [7 empty] | 3 | Pass | null
378369605 | PTJ01203 |  |  |  | VPTJ/PCE/J01201/MB01201 | 300280426 | Existing | RYB |  |  | CLOSED | CLOSED | LINK |  | 11 kV |  | 17/05/2000 |  |  |  |  | INDKOM |  |  | SS 1.20 D6 (F1) | Unknown | Unknown | NO | NONE | DISTRIBUTION | TNB | WP PUTRAJAYA & CYBERJAYA | NO | Unknown |  |  |  | NO | [8 empty] | PTJ01203 | NO | [7 empty] | 3 | Pass | null
378369610 | PTJ01202 |  |  |  | VPTJ/PCE/J01201/MB01201 | 300280426 | Existing | RYB |  |  | CLOSED | CLOSED | LINK |  | 11 kV |  | 17/05/2000 |  |  |  |  | INDKOM |  |  | SS 1.20 D6 (F1) | Unknown | Unknown | NO | NONE | DISTRIBUTION | TNB | WP PUTRAJAYA & CYBERJAYA | NO | Unknown |  |  |  | NO | [8 empty] | PTJ01202 | NO | [7 empty] | 3 | Pass | null
378369625 | PTJ01192 |  |  |  | VPTJ/PCE/J01191/MB01191 | 300280424 | Existing | RYB |  |  | OPEN | CLOSED | LINK |  | 11 kV |  | 17/05/2000 |  |  |  |  | INDKOM |  |  | SS 1.19 D5 (F1) | Unknown | Unknown | NO | NONE | DISTRIBUTION | TNB | WP PUTRAJAYA & CYBERJAYA | NO | Unknown |  |  |  | NO | [8 empty] | PTJ01192 | NO | [7 empty] | 3 | Pass | null
378369631 | PTJ01193 |  |  |  | VPTJ/PCE/J01191/MB01191 | 300280424 | Existing | RYB |  |  | CLOSED | CLOSED | LINK |  | 11 kV |  | 17/05/2000 |  |  |  |  | INDKOM |  |  | SS 1.19 D5 (F1) | Unknown | Unknown | NO | NONE | DISTRIBUTION | TNB | WP PUTRAJAYA & CYBERJAYA | NO | Unknown |  |  |  | NO | [8 empty] | PTJ01193 | NO | [7 empty] | 3 | Pass | null
378369636 | PTJ01191 |  |  |  | VPTJ/PCE/J01191/MB01191 | 300280424 | Existing | RYB |  |  | CLOSED | CLOSED | LINK |  | 11 kV |  | 17/05/2000 |  |  |  |  | INDKOM |  |  | SS 1.19 D5 (F1) | Unknown | Unknown | NO | NONE | DISTRIBUTION | TNB | WP PUTRAJAYA & CYBERJAYA | NO | Unknown |  |  |  | NO | [8 empty] | PTJ01191 | NO | [7 empty] | 3 | Pass | null
378369651 | PTJ01195 |  |  |  | VPTJ/PCE/J01192/MB01194 | 300280425 | Existing | RYB |  |  | CLOSED | CLOSED | LINK |  | 11 kV |  | 17/05/2000 |  |  |  |  | INDKOM |  |  | SS 1.19 D5 (F2) | Unknown | Unknown | NO | NONE | DISTRIBUTION | TNB | WP PUTRAJAYA & CYBERJAYA | NO | Unknown |  |  |  | NO | [8 empty] | PTJ01195 | NO | [7 empty] | 3 | Pass | null
378369657 | PTJ01196 |  |  |  | VPTJ/PCE/J01192/MB01194 | 300280425 | Existing | RYB |  |  | CLOSED | CLOSED | LINK |  | 11 kV |  | 17/05/2000 |  |  |  |  | INDKOM |  |  | SS 1.19 D5 (F2) | Unknown | Unknown | NO | NONE | DISTRIBUTION | TNB | WP PUTRAJAYA & CYBERJAYA | NO | Unknown |  |  |  | NO | [8 empty] | PTJ01196 | NO | [7 empty] | 3 | Pass | null
378369662 | PTJ01194 |  |  |  | VPTJ/PCE/J01192/MB01194 | 300280425 | Existing | RYB |  |  | OPEN | CLOSED | LINK |  | 11 kV |  | 17/05/2000 |  |  |  |  | INDKOM |  |  | SS 1.19 D5 (F2) | Unknown | Unknown | NO | NONE | DISTRIBUTION | TNB | WP PUTRAJAYA & CYBERJAYA | NO | Unknown |  |  |  | NO | [8 empty] | PTJ01194 | NO | [7 empty] | 3 | Pass | null
378369671 | PTJ17044 |  |  |  | VPTJ/PCE/J17041/MB17041 | 300281204 | Existing | RYB |  |  | CLOSED | CLOSED | LINK |  | 11 kV |  | 13/03/2007 |  |  |  |  | TAMCO |  |  | PE 17.04 RK 1-1 (F1) | Unknown | Unknown | NO | NONE | DISTRIBUTION | TNB | WP PUTRAJAYA & CYBERJAYA | NO | Unknown |  |  |  | NO | [8 empty] | PTJ17044 | NO | [7 empty] | 3 | Pass | null
378369688 | PTJ17041 |  |  |  | VPTJ/PCE/J17041/MB17041 | 300281204 | Existing | RYB |  | PPU PTJ1: VCB 2 | CLOSED | CLOSED | LINK |  | 11 kV |  | 13/03/2007 |  |  |  |  | TAMCO |  |  | PE 17.04 RK 1-1 (F1) | Unknown | Unknown | NO | NONE | DISTRIBUTION | TNB | WP PUTRAJAYA & CYBERJAYA | NO | Unknown |  |  |  | NO | [8 empty] | PTJ17041 | NO | [7 empty] | 3 | Pass | null
378369887 | PTJ17048 |  |  |  | VPTJ/PCE/J17042/MB17044 | 300281205 | Existing | RYB |  |  | CLOSED | CLOSED | LINK |  | 11 kV |  | 13/03/2007 |  |  |  |  | TAMCO |  |  | PE 17.04 RK 1-1 (F2) | Unknown | Unknown | NO | NONE | DISTRIBUTION | TNB | WP PUTRAJAYA & CYBERJAYA | NO | Unknown |  |  |  | NO | [8 empty] | PTJ17048 | NO | [7 empty] | 3 | Pass | null
378369904 | PTJ17045 |  |  |  | VPTJ/PCE/J17042/MB17044 | 300281205 | Existing | RYB |  | PPU PTJ1: VCB 19 | CLOSED | CLOSED | LINK |  | 11 kV |  | 13/03/2007 |  |  |  |  | TAMCO |  |  | PE 17.04 RK 1-1 (F2) | Unknown | Unknown | NO | NONE | DISTRIBUTION | TNB | WP PUTRAJAYA & CYBERJAYA | NO | Unknown |  |  |  | NO | [8 empty] | PTJ17045 | NO | [7 empty] | 3 | Pass | null
378370062 | PTJ17054 |  |  |  | VPTJ/PCE/J17051/MB17051 | 300281206 | Existing | RYB |  |  | CLOSED | CLOSED | LINK |  | 11 kV |  | 13/03/2007 |  |  |  |  | TAMCO |  |  | PE 17.05 RK 1-2 (F1) | Unknown | Unknown | NO | NONE | DISTRIBUTION | TNB | WP PUTRAJAYA & CYBERJAYA | NO | Unknown |  |  |  | NO | [8 empty] | PTJ17054 | NO | [7 empty] | 3 | Pass | null
378370079 | PTJ17051 |  |  |  | VPTJ/PCE/J17051/MB17051 | 300281206 | Existing | RYB |  |  | CLOSED | CLOSED | LINK |  | 11 kV |  | 13/03/2007 |  |  |  |  | TAMCO |  |  | PE 17.05 RK 1-2 (F1) | Unknown | Unknown | NO | NONE | DISTRIBUTION | TNB | WP PUTRAJAYA & CYBERJAYA | NO | Unknown |  |  |  | NO | [8 empty] | PTJ17051 | NO | [7 empty] | 3 | Pass | null
378383172 | CBJ21281 |  |  |  | VCBJ/PCE/J21281/MB21281 | 300281010 | Existing | RYB |  | PPU CYB7: VCB 14 | CLOSED | CLOSED | LINK |  | 11 kV |  | 20020304 |  |  |  |  | INDKOM |  |  | SS 21.28 LOT 12065 F1 | Unknown | Unknown | NO | NONE | DISTRIBUTION | TNB | WP PUTRAJAYA & CYBERJAYA | NO | Unknown |  |  |  | NO | [8 empty] | CBJ21281 | NO | [7 empty] | 3 | Pass | null
378383178 | CBJ21283 |  |  |  | VCBJ/PCE/J21281/MB21281 | 300281010 | Existing | RYB |  | PENGGUNA HT | CLOSED | CLOSED | LINK |  | 11 kV |  | 20020304 |  |  |  |  | INDKOM |  |  | SS 21.28 LOT 12065 F1 | Unknown | Unknown | NO | NONE | DISTRIBUTION | TNB | WP PUTRAJAYA & CYBERJAYA | NO | Unknown |  |  |  | NO | [8 empty] | CBJ21283 | NO | [7 empty] | 3 | Pass | null
378383183 | CBJ21282 |  |  |  | VCBJ/PCE/J21281/MB21281 | 300281010 | Existing | RYB |  | CBJ21841 PE 21.84 GLOMAC | CLOSED | CLOSED | LINK |  | 11 kV |  | 20020304 |  |  |  |  | INDKOM |  |  | SS 21.28 LOT 12065 F1 | Unknown | Unknown | NO | NONE | DISTRIBUTION | TNB | WP PUTRAJAYA & CYBERJAYA | NO | Unknown |  |  |  | NO | [8 empty] | CBJ21282 | NO | [7 empty] | 3 | Pass | null
378383198 | CBJ21286 |  |  |  | VCBJ/PCE/J21282/MB21284 | 300281009 | Existing | RYB |  | PENGGUNA HT | CLOSED | CLOSED | LINK |  | 11 kV |  | 20020304 |  |  |  |  | INDKOM |  |  | SS 21.28 LOT 12065 F2 | Unknown | Unknown | NO | NONE | DISTRIBUTION | TNB | WP PUTRAJAYA & CYBERJAYA | NO | Unknown |  |  |  | NO | [8 empty] | CBJ21286 | NO | [7 empty] | 3 | Pass | null
378383204 | CBJ21284 |  |  |  | VCBJ/PCE/J21282/MB21284 | 300281009 | Existing | RYB |  | PPU CYB7: VCB 9 | CLOSED | CLOSED | LINK |  | 11 kV |  | 20020304 |  |  |  |  | INDKOM |  |  | SS 21.28 LOT 12065 F2 | Unknown | Unknown | NO | NONE | DISTRIBUTION | TNB | WP PUTRAJAYA & CYBERJAYA | NO | Unknown |  |  |  | NO | [8 empty] | CBJ21284 | NO | [7 empty] | 3 | Pass | null
378383209 | CBJ21285 |  |  |  | VCBJ/PCE/J21282/MB21284 | 300281009 | Existing | RYB |  | CBJ23142 PE 23.14 GLOMAC 2B | CLOSED | CLOSED | LINK |  | 11 kV |  | 20020304 |  |  |  |  | INDKOM |  |  | SS 21.28 LOT 12065 F2 | Unknown | Unknown | NO | NONE | DISTRIBUTION | TNB | WP PUTRAJAYA & CYBERJAYA | NO | Unknown |  |  |  | NO | [8 empty] | CBJ21285 | NO | [7 empty] | 3 | Pass | null
378383219 | CBJ21842 |  |  |  | VCBJ/PCE/J21841/MB21841 | 300452904 | Existing | RYB |  | CBJ23131 PE 23.13 GLOMAC 2A | CLOSED | CLOSED | LINK |  | 11 kV | [6 empty] | INDKOM |  |  | PE 21.84 GLOMAC | Unknown | Unknown | NO | NONE | DISTRIBUTION | TNB | WP PUTRAJAYA & CYBERJAYA | NO | Unknown |  |  |  | NO | [8 empty] | CBJ21842 | NO | [7 empty] | 3 | Pass | null
378383236 | CBJ21841 |  |  |  | VCBJ/PCE/J21841/MB21841 | 300452904 | Existing | RYB |  | CBJ21282 SS 21.28 LOT 12065 (F1) | CLOSED | CLOSED | LINK |  | 11 kV | [6 empty] | INDKOM |  |  | PE 21.84 GLOMAC | Unknown | Unknown | NO | NONE | DISTRIBUTION | TNB | WP PUTRAJAYA & CYBERJAYA | NO | Unknown |  |  |  | NO | [8 empty] | CBJ21841 | NO | [7 empty] | 3 | Pass | null
378383396 | CBJ23141 |  |  |  | VCBJ/PCE/J23141/MB23141 | 300485608 | Existing | RYB |  | CBJ21304 SS 21.30 ERICSSON (F2) | CLOSED | CLOSED | LINK |  | 11 kV |  | 30/11/2014 | [7 empty] | PE 23.14 GLOMAC 2B | Unknown | Unknown | NO | NONE | DISTRIBUTION | TNB | WP PUTRAJAYA & CYBERJAYA | NO | Unknown |  |  |  | NO | [8 empty] | CBJ23141 | NO | [7 empty] | 3 | Pass | null
378383401 | CBJ23142 |  |  |  | VCBJ/PCE/J23141/MB23141 | 300485608 | Existing | RYB |  | CBJ21285 SS 21.28 LOT 12065 (F2) | CLOSED | CLOSED | LINK |  | 11 kV |  | 30/11/2014 | [7 empty] | PE 23.14 GLOMAC 2B | Unknown | Unknown | NO | NONE | DISTRIBUTION | TNB | WP PUTRAJAYA & CYBERJAYA | NO | Unknown |  |  |  | NO | [8 empty] | CBJ23142 | NO | [7 empty] | 3 | Pass | null
378383505 | CBJ23131 |  |  |  | VCBJ/PCE/J23131/MB23131 | 300485222 | Existing | RYB |  | CBJ21842 PE 21.84 GLOMAC | CLOSED | CLOSED | LINK |  | 11 kV |  | 29/11/2014 | [7 empty] | PE 23.13 GLOMAC 2A | Unknown | Unknown | NO | NONE | DISTRIBUTION | TNB | WP PUTRAJAYA & CYBERJAYA | NO | Unknown |  |  |  | NO | [8 empty] | CBJ23131 | NO | [7 empty] | 3 | Pass | null
378383510 | CBJ23132 |  |  |  | VCBJ/PCE/J23131/MB23131 | 300485222 | Existing | RYB |  | CBJ21301 SS 21.30 ERICSSON (F1) | CLOSED | CLOSED | LINK |  | 11 kV |  | 29/11/2014 | [7 empty] | PE 23.13 GLOMAC 2A | Unknown | Unknown | NO | NONE | DISTRIBUTION | TNB | WP PUTRAJAYA & CYBERJAYA | NO | Unknown |  |  |  | NO | [8 empty] | CBJ23132 | NO | [7 empty] | 3 | Pass | null
378383621 | CBJ21301 |  |  |  | VCBJ/PCE/J21301/MB21301 | 300281008 | Existing | RYB |  | CBJ23132 PE 23.13 GLOMAC 2A | CLOSED | CLOSED | LINK |  | 11 kV |  | 20020108 |  |  |  |  | INDKOM |  |  | SS 21.30 ERICSSON F1 | Unknown | Unknown | NO | NONE | DISTRIBUTION | TNB | WP PUTRAJAYA & CYBERJAYA | NO | Unknown |  |  |  | NO | [8 empty] | CBJ21301 | NO | [7 empty] | 3 | Pass | null
378383627 | CBJ21303 |  |  |  | VCBJ/PCE/J21301/MB21301 | 300281008 | Existing | RYB |  | PENGGUNA HT | CLOSED | CLOSED | LINK |  | 11 kV |  | 20020108 |  |  |  |  | INDKOM |  |  | SS 21.30 ERICSSON F1 | Unknown | Unknown | NO | NONE | DISTRIBUTION | TNB | WP PUTRAJAYA & CYBERJAYA | NO | Unknown |  |  |  | NO | [8 empty] | CBJ21303 | NO | [7 empty] | 3 | Pass | null
378383632 | CBJ21302 |  |  |  | VCBJ/PCE/J21301/MB21301 | 300281008 | Existing | RYB |  | CBJ21481 SS 21.48 INVENT QJAYA (F1) | CLOSED | CLOSED | LINK |  | 11 kV |  | 20020108 |  |  |  |  | INDKOM |  |  | SS 21.30 ERICSSON F1 | Unknown | Unknown | NO | NONE | DISTRIBUTION | TNB | WP PUTRAJAYA & CYBERJAYA | NO | Unknown |  |  |  | NO | [8 empty] | CBJ21302 | NO | [7 empty] | 3 | Pass | null
378383647 | CBJ21304 |  |  |  | VCBJ/PCE/J21302/MB21304 | 300281006 | Existing | RYB |  | CBJ23141 PE 23.14 GLOMAC 2B | CLOSED | CLOSED | LINK |  | 11 kV |  | 20020108 |  |  |  |  | INDKOM |  |  | SS 21.30 ERICSSON F2 | Unknown | Unknown | NO | NONE | DISTRIBUTION | TNB | WP PUTRAJAYA & CYBERJAYA | NO | Unknown |  |  |  | NO | [8 empty] | CBJ21304 | NO | [7 empty] | 3 | Pass | null
378383653 | CBJ21306 |  |  |  | VCBJ/PCE/J21302/MB21304 | 300281006 | Existing | RYB |  | PENGGUNA HT | CLOSED | CLOSED | LINK |  | 11 kV |  | 20020108 |  |  |  |  | INDKOM |  |  | SS 21.30 ERICSSON F2 | Unknown | Unknown | NO | NONE | DISTRIBUTION | TNB | WP PUTRAJAYA & CYBERJAYA | NO | Unknown |  |  |  | NO | [8 empty] | CBJ21306 | NO | [7 empty] | 3 | Pass | null
378383658 | CBJ21305 |  |  |  | VCBJ/PCE/J21302/MB21304 | 300281006 | Existing | RYB |  | CBJ21485 SS 21.48 INVENT QJAYA (F2) | CLOSED | CLOSED | LINK |  | 11 kV |  | 20020108 |  |  |  |  | INDKOM |  |  | SS 21.30 ERICSSON F2 | Unknown | Unknown | NO | NONE | DISTRIBUTION | TNB | WP PUTRAJAYA & CYBERJAYA | NO | Unknown |  |  |  | NO | [8 empty] | CBJ21305 | NO | [7 empty] | 3 | Pass | null
378383809 | CBJ23281 |  |  |  | VCBJ/PCE/J23281/MB1 | 310338782 | Existing | RYB |  |  | CLOSED | CLOSED | LINK |  | 11 kV | [6 empty] | TAMCO |  |  | PE 23.28 SITE OFFICE PERSONA METRO | Unknown | Unknown | NO | NONE | DISTRIBUTION | TNB | WP PUTRAJAYA & CYBERJAYA | NO | Unknown |  |  |  | NO | [8 empty] | CBJ23281 | NO | [7 empty] | 3 | Pass | null
378383814 | CBJ23283 |  |  |  | VCBJ/PCE/J23281/MB1 | 310338782 | Existing | RYB |  | CBJ21484 SS 21.48 INVENT QJAYA (F2) | CLOSED | CLOSED | LINK |  | 11 kV | [6 empty] | TAMCO |  |  | PE 23.28 SITE OFFICE PERSONA METRO | Unknown | Unknown | NO | NONE | DISTRIBUTION | TNB | WP PUTRAJAYA & CYBERJAYA | NO | Unknown |  |  |  | NO | [8 empty] | CBJ23283 | NO | [7 empty] | 3 | Pass | null
378384010 | CBJ21601 |  |  |  | VCBJ/PCE/J21601/MB21601 | 300280631 | Existing | RYB |  | PPU CYB7: VCB 16 | CLOSED | CLOSED | LINK |  | 11 kV |  | 28/10/2008 |  |  |  |  | INDKOM |  |  | PE 21.60 PADAT PPN CJ7 | Unknown | Unknown | NO | NONE | DISTRIBUTION | TNB | WP PUTRAJAYA & CYBERJAYA | NO | Unknown |  |  |  | NO | [8 empty] | CBJ21601 | NO | [7 empty] | 3 | Pass | null
378384015 | CBJ21603 |  |  |  | VCBJ/PCE/J21601/MB21601 | 300280631 | Existing | RYB |  | CBJ22048 SS 22.04 DCS (F2) | CLOSED | CLOSED | LINK |  | 11 kV |  | 28/10/2008 |  |  |  |  | INDKOM |  |  | PE 21.60 PADAT PPN CJ7 | Unknown | Unknown | NO | NONE | DISTRIBUTION | TNB | WP PUTRAJAYA & CYBERJAYA | NO | Unknown |  |  |  | NO | [8 empty] | CBJ21603 | NO | [7 empty] | 3 | Pass | null
378384118 | CBJ22101 |  |  |  | VCBJ/PCE/J22101/MB22101 | 300280576 | Existing | RYB |  |  | CLOSED | CLOSED | LINK |  | 11 kV |  | 24/03/2001 |  |  |  |  | INDKOM |  |  | PE 22.10 D' MELOR F1 | Unknown | Unknown | NO | NONE | DISTRIBUTION | TNB | WP PUTRAJAYA & CYBERJAYA | NO | Unknown |  |  |  | NO | [8 empty] | CBJ22101 | NO | [7 empty] | 3 | Pass | null
378384123 | CBJ22102 |  |  |  | VCBJ/PCE/J22101/MB22101 | 300280576 | Existing | RYB |  | CBJ21141 PE 21.14 (F1) | CLOSED | CLOSED | LINK |  | 11 kV |  | 24/03/2001 |  |  |  |  | INDKOM |  |  | PE 22.10 D' MELOR F1 | Unknown | Unknown | NO | NONE | DISTRIBUTION | TNB | WP PUTRAJAYA & CYBERJAYA | NO | Unknown |  |  |  | NO | [8 empty] | CBJ22102 | NO | [7 empty] | 3 | Pass | null
378384141 | CBJ22105 |  |  |  | VCBJ/PCE/J22102/MB22104 | 300280578 | Existing | RYB |  | PPU CYB7: VCB 18 | CLOSED | CLOSED | LINK |  | 11 kV |  | 24/03/2001 |  |  |  |  | INDKOM |  |  | PE 22.10 D' MELOR F2 | Unknown | Unknown | NO | NONE | DISTRIBUTION | TNB | WP PUTRAJAYA & CYBERJAYA | NO | Unknown |  |  |  | NO | [8 empty] | CBJ22105 | NO | [7 empty] | 3 | Pass | null
378384146 | CBJ22104 |  |  |  | VCBJ/PCE/J22102/MB22104 | 300280578 | Existing | RYB |  | CBJ21144 PE 21.14 (F2) | CLOSED | CLOSED | LINK |  | 11 kV |  | 24/03/2001 |  |  |  |  | INDKOM |  |  | PE 22.10 D' MELOR F2 | Unknown | Unknown | NO | NONE | DISTRIBUTION | TNB | WP PUTRAJAYA & CYBERJAYA | NO | Unknown |  |  |  | NO | [8 empty] | CBJ22104 | NO | [7 empty] | 3 | Pass | null
378384334 | CBJ21141 |  |  |  | VCBJ/PCE/J21141/MB21141 | 300281033 | Existing | RYB |  | CBJ22102 PE 22.10 APT 120 UNIT (F1) | CLOSED | CLOSED | LINK |  | 11 kV |  | 20030506 |  |  |  |  | INDKOM |  |  | PE 21.14 PUSAT REKREASI SMART HOME F1 | Unknown | Unknown | NO | NONE | DISTRIBUTION | TNB | WP PUTRAJAYA & CYBERJAYA | NO | Unknown |  |  |  | NO | [8 empty] | CBJ21141 | NO | [7 empty] | 3 | Pass | null
378384339 | CBJ21142 |  |  |  | VCBJ/PCE/J21141/MB21141 | 300281033 | Existing | RYB |  | CBJ21161 PE 21.16 SMART HOMES (F1) | CLOSED | CLOSED | LINK |  | 11 kV |  | 20030506 |  |  |  |  | INDKOM |  |  | PE 21.14 PUSAT REKREASI SMART HOME F1 | Unknown | Unknown | NO | NONE | DISTRIBUTION | TNB | WP PUTRAJAYA & CYBERJAYA | NO | Unknown |  |  |  | NO | [8 empty] | CBJ21142 | NO | [7 empty] | 3 | Pass | null
378384357 | CBJ21144 |  |  |  | VCBJ/PCE/J21142/MB21144 | 300281032 | Existing | RYB |  | CBJ22104 PE 22.10 APT 120 UNIT (F2) | CLOSED | CLOSED | LINK |  | 11 kV |  | 20030506 |  |  |  |  | INDKOM |  |  | PE 21.14 PUSAT REKREASI SMART HOME F2 | Unknown | Unknown | NO | NONE | DISTRIBUTION | TNB | WP PUTRAJAYA & CYBERJAYA | NO | Unknown |  |  |  | NO | [8 empty] | CBJ21144 | NO | [7 empty] | 3 | Pass | null
378384362 | CBJ21145 |  |  |  | VCBJ/PCE/J21142/MB21144 | 300281032 | Existing | RYB |  | CBJ21164 PE 21.16 SMART HOMES (F2) | CLOSED | CLOSED | LINK |  | 11 kV |  | 20030506 |  |  |  |  | INDKOM |  |  | PE 21.14 PUSAT REKREASI SMART HOME F2 | Unknown | Unknown | NO | NONE | DISTRIBUTION | TNB | WP PUTRAJAYA & CYBERJAYA | NO | Unknown |  |  |  | NO | [8 empty] | CBJ21145 | NO | [7 empty] | 3 | Pass | null
378384709 | CBJ21161 |  |  |  | VCBJ/PCE/J21161/MB21161 | 300281028 | Existing | RYB |  | CBJ21142 PE 21.14 (F1) | CLOSED | CLOSED | LINK |  | 11 kV |  | 27/09/2004 |  |  |  |  | INDKOM |  |  | PE 21.16 SMART HOMES F1 | Unknown | Unknown | NO | NONE | DISTRIBUTION | TNB | WP PUTRAJAYA & CYBERJAYA | NO | Unknown |  |  |  | NO | [8 empty] | CBJ21161 | NO | [7 empty] | 3 | Pass | null
378384714 | CBJ21162 |  |  |  | VCBJ/PCE/J21161/MB21161 | 300281028 | Existing | RYB |  | CBJ21121 PE 21.12 (F1) | CLOSED | CLOSED | LINK |  | 11 kV |  | 27/09/2004 |  |  |  |  | INDKOM |  |  | PE 21.16 SMART HOMES F1 | Unknown | Unknown | NO | NONE | DISTRIBUTION | TNB | WP PUTRAJAYA & CYBERJAYA | NO | Unknown |  |  |  | NO | [8 empty] | CBJ21162 | NO | [7 empty] | 3 | Pass | null
378384732 | CBJ21164 |  |  |  | VCBJ/PCE/J21162/MB21164 | 300281027 | Existing | RYB |  | CBJ21145 PE 21.14 (F2) | CLOSED | CLOSED | LINK |  | 11 kV |  | 27/09/2004 |  |  |  |  | INDKOM |  |  | PE 21.16 SMART HOMES F2 | Unknown | Unknown | NO | NONE | DISTRIBUTION | TNB | WP PUTRAJAYA & CYBERJAYA | NO | Unknown |  |  |  | NO | [8 empty] | CBJ21164 | NO | [7 empty] | 3 | Pass | null
378384737 | CBJ21165 |  |  |  | VCBJ/PCE/J21162/MB21164 | 300281027 | Existing | RYB |  | CBJ21124 PE 21.12 (F2) | CLOSED | CLOSED | LINK |  | 11 kV |  | 27/09/2004 |  |  |  |  | INDKOM |  |  | PE 21.16 SMART HOMES F2 | Unknown | Unknown | NO | NONE | DISTRIBUTION | TNB | WP PUTRAJAYA & CYBERJAYA | NO | Unknown |  |  |  | NO | [8 empty] | CBJ21165 | NO | [7 empty] | 3 | Pass | null
378385401 | CBJ21181 |  |  |  | VCBJ/PCE/J21181/MB21181 | 300281024 | Existing | RYB |  | CBJ21122 PE 21.12 (F1) | CLOSED | CLOSED | LINK |  | 11 kV |  | 25/11/2001 |  |  |  |  | INDKOM |  |  | PE 21.18 CONDO A1 CYBERIA F1 | Unknown | Unknown | NO | NONE | DISTRIBUTION | TNB | WP PUTRAJAYA & CYBERJAYA | NO | Unknown |  |  |  | NO | [8 empty] | CBJ21181 | NO | [7 empty] | 3 | Pass | null
378385406 | CBJ21182 |  |  |  | VCBJ/PCE/J21181/MB21181 | 300281024 | Existing | RYB |  | CBJ21171 PE 21.17 (F1) | CLOSED | CLOSED | LINK |  | 11 kV |  | 25/11/2001 |  |  |  |  | INDKOM |  |  | PE 21.18 CONDO A1 CYBERIA F1 | Unknown | Unknown | NO | NONE | DISTRIBUTION | TNB | WP PUTRAJAYA & CYBERJAYA | NO | Unknown |  |  |  | NO | [8 empty] | CBJ21182 | NO | [7 empty] | 3 | Pass | null
378385424 | CBJ21184 |  |  |  | VCBJ/PCE/J21182/MB21184 | 300281023 | Existing | RYB |  | CBJ21125 PE 21.12 (F2) | CLOSED | CLOSED | LINK |  | 11 kV |  | 25/11/2001 |  |  |  |  | INDKOM |  |  | PE 21.18 CONDO A1 CYBERIA F2 | Unknown | Unknown | NO | NONE | DISTRIBUTION | TNB | WP PUTRAJAYA & CYBERJAYA | NO | Unknown |  |  |  | NO | [8 empty] | CBJ21184 | NO | [7 empty] | 3 | Pass | null
378385429 | CBJ21185 |  |  |  | VCBJ/PCE/J21182/MB21184 | 300281023 | Existing | RYB |  | CBJ21174 PE 21.17 (F2) | CLOSED | CLOSED | LINK |  | 11 kV |  | 25/11/2001 |  |  |  |  | INDKOM |  |  | PE 21.18 CONDO A1 CYBERIA F2 | Unknown | Unknown | NO | NONE | DISTRIBUTION | TNB | WP PUTRAJAYA & CYBERJAYA | NO | Unknown |  |  |  | NO | [8 empty] | CBJ21185 | NO | [7 empty] | 3 | Pass | null
378385591 | CBJ21174 |  |  |  | VCBJ/PCE/J21172/MB21174 | 300281025 | Existing | RYB |  | CBJ21185 PE 21.18 BLK A1 APT 12 TKT (F2) | CLOSED | CLOSED | LINK |  | 11 kV |  | 25/11/2001 |  |  |  |  | INDKOM |  |  | PE 21.17 CONDO A3 CYBERIA F2 | Unknown | Unknown | NO | NONE | DISTRIBUTION | TNB | WP PUTRAJAYA & CYBERJAYA | NO | Unknown |  |  |  | NO | [8 empty] | CBJ21174 | NO | [7 empty] | 3 | Pass | null
378385596 | CBJ21175 |  |  |  | VCBJ/PCE/J21172/MB21174 | 300281025 | Existing | RYB |  | CBJ21494 PE 21.49 CONDO B2 (F2) | CLOSED | CLOSED | LINK |  | 11 kV |  | 25/11/2001 |  |  |  |  | INDKOM |  |  | PE 21.17 CONDO A3 CYBERIA F2 | Unknown | Unknown | NO | NONE | DISTRIBUTION | TNB | WP PUTRAJAYA & CYBERJAYA | NO | Unknown |  |  |  | NO | [8 empty] | CBJ21175 | NO | [7 empty] | 3 | Pass | null
378385677 | CBJ21171 |  |  |  | VCBJ/PCE/J21171/MB21171 | 300281026 | Existing | RYB |  | CBJ21182 PE 21.18 BLK A1 APT 12 TKT (F1) | CLOSED | CLOSED | LINK |  | 11 kV |  | 25/11/2001 |  |  |  |  | INDKOM |  |  | PE 21.17 CONDO A3 CYBERIA F1 | Unknown | Unknown | NO | NONE | DISTRIBUTION | TNB | WP PUTRAJAYA & CYBERJAYA | NO | Unknown |  |  |  | NO | [8 empty] | CBJ21171 | NO | [7 empty] | 3 | Pass | null
378385682 | CBJ21172 |  |  |  | VCBJ/PCE/J21171/MB21171 | 300281026 | Existing | RYB |  | CBJ21491 PE 21.49 CONDO B2 (F1) | CLOSED | CLOSED | LINK |  | 11 kV |  | 25/11/2001 |  |  |  |  | INDKOM |  |  | PE 21.17 CONDO A3 CYBERIA F1 | Unknown | Unknown | NO | NONE | DISTRIBUTION | TNB | WP PUTRAJAYA & CYBERJAYA | NO | Unknown |  |  |  | NO | [8 empty] | CBJ21172 | NO | [7 empty] | 3 | Pass | null
378385772 | CBJ21494 |  |  |  | VCBJ/PCE/J21492/MB21494 | 300280971 | Existing | RYB |  | CBJ21175 PE 21.17 (F2) | CLOSED | CLOSED | LINK |  | 11 kV |  | 20040801 |  |  |  |  | INDKOM |  |  | PE 21.49 CONDO B2 F2 | Unknown | Unknown | NO | NONE | DISTRIBUTION | TNB | WP PUTRAJAYA & CYBERJAYA | NO | Unknown |  |  |  | NO | [8 empty] | CBJ21494 | NO | [7 empty] | 3 | Pass | null
378385777 | CBJ21495 |  |  |  | VCBJ/PCE/J21492/MB21494 | 300280971 | Existing | RYB |  | CBJ21514 PE 21.51 CONDO C1 (F2) | CLOSED | CLOSED | LINK |  | 11 kV |  | 20040801 |  |  |  |  | INDKOM |  |  | PE 21.49 CONDO B2 F2 | Unknown | Unknown | NO | NONE | DISTRIBUTION | TNB | WP PUTRAJAYA & CYBERJAYA | NO | Unknown |  |  |  | NO | [8 empty] | CBJ21495 | NO | [7 empty] | 3 | Pass | null
378385864 | CBJ21491 |  |  |  | VCBJ/PCE/J21491/MB21491 | 300280976 | Existing | RYB |  | CBJ21172 PE 21.17 (F1) | CLOSED | CLOSED | LINK |  | 11 kV |  | 20040801 |  |  |  |  | INDKOM |  |  | PE 21.49 CONDO B2 F1 | Unknown | Unknown | NO | NONE | DISTRIBUTION | TNB | WP PUTRAJAYA & CYBERJAYA | NO | Unknown |  |  |  | NO | [8 empty] | CBJ21491 | NO | [7 empty] | 3 | Pass | null
378385869 | CBJ21492 |  |  |  | VCBJ/PCE/J21491/MB21491 | 300280976 | Existing | RYB |  | CBJ21511 PE 21.51 CONDO C1 (F1) | CLOSED | CLOSED | LINK |  | 11 kV |  | 20040801 |  |  |  |  | INDKOM |  |  | PE 21.49 CONDO B2 F1 | Unknown | Unknown | NO | NONE | DISTRIBUTION | TNB | WP PUTRAJAYA & CYBERJAYA | NO | Unknown |  |  |  | NO | [8 empty] | CBJ21492 | NO | [7 empty] | 3 | Pass | null
378385960 | CBJ21514 |  |  |  | VCBJ/PCE/J21512/MB21514 | 300280967 | Existing | RYB |  |  | CLOSED | CLOSED | LINK |  | 11 kV |  | 20040510 |  |  |  |  | INDKOM |  |  | PE 21.51 CONDO C1 F2 | Unknown | Unknown | NO | NONE | DISTRIBUTION | TNB | WP PUTRAJAYA & CYBERJAYA | NO | Unknown |  |  |  | NO | [8 empty] | CBJ21514 | NO | [7 empty] | 3 | Pass | null
378385965 | CBJ21515 |  |  |  | VCBJ/PCE/J21512/MB21514 | 300280967 | Existing | RYB |  | CBJ21524 PE 21.52 CONDO C3 (F2) | CLOSED | CLOSED | LINK |  | 11 kV |  | 20040510 |  |  |  |  | INDKOM |  |  | PE 21.51 CONDO C1 F2 | Unknown | Unknown | NO | NONE | DISTRIBUTION | TNB | WP PUTRAJAYA & CYBERJAYA | NO | Unknown |  |  |  | NO | [8 empty] | CBJ21515 | NO | [7 empty] | 3 | Pass | null
378386051 | CBJ21511 |  |  |  | VCBJ/PCE/J21511/MB21511 | 300280970 | Existing | RYB |  | CBJ21492 PE 21.49 CONDO B2 (F1) | CLOSED | CLOSED | LINK |  | 11 kV |  | 20040510 |  |  |  |  | INDKOM |  |  | PE 21.51 CONDO C1 F1 | Unknown | Unknown | NO | NONE | DISTRIBUTION | TNB | WP PUTRAJAYA & CYBERJAYA | NO | Unknown |  |  |  | NO | [8 empty] | CBJ21511 | NO | [7 empty] | 3 | Pass | null
378386056 | CBJ21512 |  |  |  | VCBJ/PCE/J21511/MB21511 | 300280970 | Existing | RYB |  | CBJ21521 PE 21.52 CONDO C3 (F1) | CLOSED | CLOSED | LINK |  | 11 kV |  | 20040510 |  |  |  |  | INDKOM |  |  | PE 21.51 CONDO C1 F1 | Unknown | Unknown | NO | NONE | DISTRIBUTION | TNB | WP PUTRAJAYA & CYBERJAYA | NO | Unknown |  |  |  | NO | [8 empty] | CBJ21512 | NO | [7 empty] | 3 | Pass | null
378386155 | CBJ21524 |  |  |  | VCBJ/PCE/J21522/MB21524 | 300280962 | Existing | RYB |  | CBJ21515 PE 21.51 CONDO C1 (F2) | CLOSED | CLOSED | LINK |  | 11 kV |  | 20040510 |  |  |  |  | INDKOM |  |  | PE 21.52 CONDO C3 F2 | Unknown | Unknown | NO | NONE | DISTRIBUTION | TNB | WP PUTRAJAYA & CYBERJAYA | NO | Unknown |  |  |  | NO | [8 empty] | CBJ21524 | NO | [7 empty] | 3 | Pass | null
378386160 | CBJ21525 |  |  |  | VCBJ/PCE/J21522/MB21524 | 300280962 | Existing | RYB |  | CBJ21021 PE 21.02 INCUBATOR (F1) | CLOSED | CLOSED | LINK |  | 11 kV |  | 20040510 |  |  |  |  | INDKOM |  |  | PE 21.52 CONDO C3 F2 | Unknown | Unknown | NO | NONE | DISTRIBUTION | TNB | WP PUTRAJAYA & CYBERJAYA | NO | Unknown |  |  |  | NO | [8 empty] | CBJ21525 | NO | [7 empty] | 3 | Pass | null
378386251 | CBJ21521 |  |  |  | VCBJ/PCE/J21521/MB21521 | 300280965 | Existing | RYB |  | CBJ21512 PE 21.51 CONDO C1 (F1) | CLOSED | CLOSED | LINK |  | 11 kV |  | 20040510 |  |  |  |  | INDKOM |  |  | PE 21.52 CONDO C3 F1 | Unknown | Unknown | NO | NONE | DISTRIBUTION | TNB | WP PUTRAJAYA & CYBERJAYA | NO | Unknown |  |  |  | NO | [8 empty] | CBJ21521 | NO | [7 empty] | 3 | Pass | null
378386256 | CBJ21522 |  |  |  | VCBJ/PCE/J21521/MB21521 | 300280965 | Existing | RYB |  | CBJ21025 PE 21.02 INCUBATOR (F2) | CLOSED | CLOSED | LINK |  | 11 kV |  | 20040510 |  |  |  |  | INDKOM |  |  | PE 21.52 CONDO C3 F1 | Unknown | Unknown | NO | NONE | DISTRIBUTION | TNB | WP PUTRAJAYA & CYBERJAYA | NO | Unknown |  |  |  | NO | [8 empty] | CBJ21522 | NO | [7 empty] | 3 | Pass | null
378386364 | CBJ25052 |  |  |  | VCBJ/PCE/J25051/MB25051 | 310371337 | Existing | RYB |  | CBJ25041 PE 25.04 HOSTEL BLOK1C | CLOSED | CLOSED | LINK |  | 11 kV | [6 empty] | INDKOM |  |  | PE 25.05 HOSTEL BLOK 1D | Unknown | Unknown | NO | NONE | DISTRIBUTION | TNB | WP PUTRAJAYA & CYBERJAYA | NO | Unknown |  |  |  | NO | [8 empty] | CBJ25052 | NO | [7 empty] | 3 | Pass | null
378386381 | CBJ25051 |  |  |  | VCBJ/PCE/J25051/MB25051 | 310371337 | Existing | RYB |  | CBJ21022 PE 21.02 INCUBATOR (F1) | CLOSED | CLOSED | LINK |  | 11 kV | [6 empty] | INDKOM |  |  | PE 25.05 HOSTEL BLOK 1D | Unknown | Unknown | NO | NONE | DISTRIBUTION | TNB | WP PUTRAJAYA & CYBERJAYA | NO | Unknown |  |  |  | NO | [8 empty] | CBJ25051 | NO | [7 empty] | 3 | Pass | null
378386535 | CBJ25042 |  |  |  | VCBJ/PCE/J25041/MB25041 | 310339238 | Existing | RYB |  |  | CLOSED | CLOSED | LINK |  | 11 kV | [6 empty] | INDKOM |  |  | PE 25.04 HOSTEL BLOK 1C | Unknown | Unknown | NO | NONE | DISTRIBUTION | TNB | WP PUTRAJAYA & CYBERJAYA | NO | Unknown |  |  |  | NO | [8 empty] | CBJ25042 | NO | [7 empty] | 3 | Pass | null
378386552 | CBJ25041 |  |  |  | VCBJ/PCE/J25041/MB25041 | 310339238 | Existing | RYB |  | CBJ25052 PE 25.05 HOSTEL BLOK 1D | CLOSED | CLOSED | LINK |  | 11 kV | [6 empty] | INDKOM |  |  | PE 25.04 HOSTEL BLOK 1C | Unknown | Unknown | NO | NONE | DISTRIBUTION | TNB | WP PUTRAJAYA & CYBERJAYA | NO | Unknown |  |  |  | NO | [8 empty] | CBJ25041 | NO | [7 empty] | 3 | Pass | null
378386758 | CBJ25031 |  |  |  | VCBJ/PCE/J25031/MB25031 | 300453483 | Existing | RYB |  | CBJ21024 PE 21.02 INCUBATOR (F2) | CLOSED | CLOSED | LINK |  | 11 kV | [6 empty] | INDKOM |  |  | PE 25.03 HOSTEL BLOK 1B | Unknown | Unknown | NO | NONE | DISTRIBUTION | TNB | WP PUTRAJAYA & CYBERJAYA | NO | Unknown |  |  |  | NO | [8 empty] | CBJ25031 | NO | [7 empty] | 3 | Pass | null
378386763 | CBJ25032 |  |  |  | VCBJ/PCE/J25031/MB25031 | 300453483 | Existing | RYB |  | CBJ25021 PE 25.02 HOSTEL BLOK 1A | CLOSED | CLOSED | LINK |  | 11 kV | [6 empty] | INDKOM |  |  | PE 25.03 HOSTEL BLOK 1B | Unknown | Unknown | NO | NONE | DISTRIBUTION | TNB | WP PUTRAJAYA & CYBERJAYA | NO | Unknown |  |  |  | NO | [8 empty] | CBJ25032 | NO | [7 empty] | 3 | Pass | null
378386852 | CBJ25021 |  |  |  | VCBJ/PCE/J25021/MB25021 | 300454737 | Existing | RYB |  |  | CLOSED | CLOSED | LINK |  | 11 kV | [6 empty] | INDKOM |  |  | PE 25.02 HOSTEL BLOK 1A | Unknown | Unknown | NO | NONE | DISTRIBUTION | TNB | WP PUTRAJAYA & CYBERJAYA | NO | Unknown |  |  |  | NO | [8 empty] | CBJ25021 | NO | [7 empty] | 3 | Pass | null
378386857 | CBJ25022 |  |  |  | VCBJ/PCE/J25021/MB25021 | 300454737 | Existing | RYB |  | CBJ23031 PE 23.03 MUTIARA VILLE 1 | CLOSED | CLOSED | LINK |  | 11 kV | [6 empty] | INDKOM |  |  | PE 25.02 HOSTEL BLOK 1A | Unknown | Unknown | NO | NONE | DISTRIBUTION | TNB | WP PUTRAJAYA & CYBERJAYA | NO | Unknown |  |  |  | NO | [8 empty] | CBJ25022 | NO | [7 empty] | 3 | Pass | null
378386950 | CBJ23031 |  |  |  | VCBJ/PCE/J23031/MB23031 | 300454682 | Existing | RYB |  | CBJ25022 PE 25.02 HOSTEL BLOK 1A | CLOSED | CLOSED | LINK |  | 11 kV | [6 empty] | INDKOM |  |  | PE 23.03 MUTIARA VILLE 1 | Unknown | Unknown | NO | NONE | DISTRIBUTION | TNB | WP PUTRAJAYA & CYBERJAYA | NO | Unknown |  |  |  | NO | [8 empty] | CBJ23031 | NO | [7 empty] | 3 | Pass | null
378386955 | CBJ23032 |  |  |  | VCBJ/PCE/J23031/MB23031 | 300454682 | Existing | RYB |  |  | CLOSED | CLOSED | LINK |  | 11 kV | [6 empty] | INDKOM |  |  | PE 23.03 MUTIARA VILLE 1 | Unknown | Unknown | NO | NONE | DISTRIBUTION | TNB | WP PUTRAJAYA & CYBERJAYA | NO | Unknown |  |  |  | NO | [8 empty] | CBJ23032 | NO | [7 empty] | 3 | Pass | null
378387044 | CBJ23041 |  |  |  | VCBJ/PCE/J23041/MB23041 | 300454734 | Existing | RYB |  | CBJ25042 PE 25.04 HOSTEL BLOK1C | CLOSED | CLOSED | LINK |  | 11 kV | [6 empty] | INDKOM |  |  | PE 23.04 MUTIARA VILLE 2 | Unknown | Unknown | NO | NONE | DISTRIBUTION | TNB | WP PUTRAJAYA & CYBERJAYA | NO | Unknown |  |  |  | NO | [8 empty] | CBJ23041 | NO | [7 empty] | 3 | Pass | null
378387049 | CBJ23042 |  |  |  | VCBJ/PCE/J23041/MB23041 | 300454734 | Existing | RYB |  | CBJ23024 SS 23.02 STP A (F2) | CLOSED | CLOSED | LINK |  | 11 kV | [6 empty] | INDKOM |  |  | PE 23.04 MUTIARA VILLE 2 | Unknown | Unknown | NO | NONE | DISTRIBUTION | TNB | WP PUTRAJAYA & CYBERJAYA | NO | Unknown |  |  |  | NO | [8 empty] | CBJ23042 | NO | [7 empty] | 3 | Pass | null
378387158 | CBJ23022 |  |  |  | VCBJ/PCE/J23021/MB23021 | 300280381 | Existing | RYB |  | PENGGUNA HT | CLOSED | CLOSED | LINK |  | 11 kV |  | 13/10/2006 |  |  |  |  | SCHNEIDER |  |  | SS 23.02 STP A F1 | Unknown | Unknown | NO | NONE | DISTRIBUTION | TNB | WP PUTRAJAYA & CYBERJAYA | NO | Unknown |  |  |  | NO | [8 empty] | CBJ23022 | NO | [7 empty] | 3 | Pass | null
378387164 | CBJ23021 |  |  |  | VCBJ/PCE/J23021/MB23021 | 300280381 | Existing | RYB |  | CBJ23032 PE 23.03 MUTIARA VILLE 1 | CLOSED | CLOSED | LINK |  | 11 kV |  | 13/10/2006 |  |  |  |  | SCHNEIDER |  |  | SS 23.02 STP A F1 | Unknown | Unknown | NO | NONE | DISTRIBUTION | TNB | WP PUTRAJAYA & CYBERJAYA | NO | Unknown |  |  |  | NO | [8 empty] | CBJ23021 | NO | [7 empty] | 3 | Pass | null
378387169 | CBJ23023 |  |  |  | VCBJ/PCE/J23021/MB23021 | 300280381 | Existing | RYB |  | CBJ23302 PE 23.30 EAST GARDEN | CLOSED | CLOSED | LINK |  | 11 kV |  | 13/10/2006 |  |  |  |  | SCHNEIDER |  |  | SS 23.02 STP A F1 | Unknown | Unknown | NO | NONE | DISTRIBUTION | TNB | WP PUTRAJAYA & CYBERJAYA | NO | Unknown |  |  |  | NO | [8 empty] | CBJ23023 | NO | [7 empty] | 3 | Pass | null
378387184 | CBJ23026 |  |  |  | VCBJ/PCE/J23022/MB23024 | 300280380 | Existing | RYB |  |  | CLOSED | CLOSED | LINK |  | 11 kV |  | 13/10/2006 |  |  |  |  | SCHNEIDER |  |  | SS 23.02 STP A F2 | Unknown | Unknown | NO | NONE | DISTRIBUTION | TNB | WP PUTRAJAYA & CYBERJAYA | NO | Unknown |  |  |  | NO | [8 empty] | CBJ23026 | NO | [7 empty] | 3 | Pass | null
378387190 | CBJ23024 |  |  |  | VCBJ/PCE/J23022/MB23024 | 300280380 | Existing | RYB |  | CBJ23042 PE 23.04 MUTIARA VILLE 2 | CLOSED | CLOSED | LINK |  | 11 kV |  | 13/10/2006 |  |  |  |  | SCHNEIDER |  |  | SS 23.02 STP A F2 | Unknown | Unknown | NO | NONE | DISTRIBUTION | TNB | WP PUTRAJAYA & CYBERJAYA | NO | Unknown |  |  |  | NO | [8 empty] | CBJ23024 | NO | [7 empty] | 3 | Pass | null
378387195 | CBJ23025 |  |  |  | VCBJ/PCE/J23022/MB23024 | 300280380 | Existing | RYB |  | PENGGUNA HT | CLOSED | CLOSED | LINK |  | 11 kV |  | 13/10/2006 |  |  |  |  | SCHNEIDER |  |  | SS 23.02 STP A F2 | Unknown | Unknown | NO | NONE | DISTRIBUTION | TNB | WP PUTRAJAYA & CYBERJAYA | NO | Unknown |  |  |  | NO | [8 empty] | CBJ23025 | NO | [7 empty] | 3 | Pass | null
378387215 | CBJ23011 |  |  |  | VCBJ/PCE/J23011/MB23011 | 300280382 | Existing | RYB |  | CBJ23301 PE 23.30 EAST GARDEN | CLOSED | CLOSED | LINK |  | 11 kV |  | 20061212 |  |  |  |  | TAMCO |  |  | PE 23.01 PS 2-9 F1 | Unknown | Unknown | NO | NONE | DISTRIBUTION | TNB | WP PUTRAJAYA & CYBERJAYA | NO | Unknown |  |  |  | NO | [8 empty] | CBJ23011 | NO | [7 empty] | 3 | Pass | null
378387220 | CBJ23013 |  |  |  | VCBJ/PCE/J23011/MB23011 | 300280382 | Existing | RYB |  | CBJ24121 PE 24.12 SEJATI HOMES 2 | CLOSED | CLOSED | LINK |  | 11 kV |  | 20061212 |  |  |  |  | TAMCO |  |  | PE 23.01 PS 2-9 F1 | Unknown | Unknown | NO | NONE | DISTRIBUTION | TNB | WP PUTRAJAYA & CYBERJAYA | NO | Unknown |  |  |  | NO | [8 empty] | CBJ23013 | NO | [7 empty] | 3 | Pass | null
378387238 | CBJ23014 |  |  |  | VCBJ/PCE/J23012/MB23014 | 300280383 | Existing | RYB |  | CBJ23026 SS 23.02 STP A (F2) | CLOSED | CLOSED | LINK |  | 11 kV |  | 20061212 |  |  |  |  | TAMCO |  |  | PE 23.01 PS 2-9 F2 | Unknown | Unknown | NO | NONE | DISTRIBUTION | TNB | WP PUTRAJAYA & CYBERJAYA | NO | Unknown |  |  |  | NO | [8 empty] | CBJ23014 | NO | [7 empty] | 3 | Pass | null
378387243 | CBJ23016 |  |  |  | VCBJ/PCE/J23012/MB23014 | 300280383 | Existing | RYB |  | CBJ24011 PE 24.01 PERUMAHAN 8 (F1) | CLOSED | CLOSED | LINK |  | 11 kV |  | 20061212 |  |  |  |  | TAMCO |  |  | PE 23.01 PS 2-9 F2 | Unknown | Unknown | NO | NONE | DISTRIBUTION | TNB | WP PUTRAJAYA & CYBERJAYA | NO | Unknown |  |  |  | NO | [8 empty] | CBJ23016 | NO | [7 empty] | 3 | Pass | null
378400212 | PTJ11216 |  |  |  | VPTJ/PCE/J11211/MB11211 | 300281039 | Existing | RYB |  |  | CLOSED | CLOSED | LINK |  | 11 kV |  | 30/05/2006 |  |  |  |  | TAMCO |  |  | PE 11.21 PUSAT KEJIRANAN (F1) | Unknown | Unknown | NO | NONE | DISTRIBUTION | TNB | WP PUTRAJAYA & CYBERJAYA | NO | Unknown |  |  |  | NO | [8 empty] | PTJ11216 | NO | [7 empty] | 3 | Pass | null
378400217 | PTJ11214 |  |  |  | VPTJ/PCE/J11211/MB11211 | 300281039 | Existing | RYB |  |  | CLOSED | CLOSED | LINK |  | 11 kV |  | 30/05/2006 |  |  |  |  | TAMCO |  |  | PE 11.21 PUSAT KEJIRANAN (F1) | Unknown | Unknown | NO | NONE | DISTRIBUTION | TNB | WP PUTRAJAYA & CYBERJAYA | NO | Unknown |  |  |  | NO | [8 empty] | PTJ11214 | NO | [7 empty] | 3 | Pass | null
378400293 | PTJ11211 |  |  |  | VPTJ/PCE/J11212/MB11214 | 300281041 | Existing | RYB |  |  | CLOSED | CLOSED | LINK |  | 11 kV |  | 30/05/2006 |  |  |  |  | TAMCO |  |  | PE 11.21 PUSAT KEJIRANAN (F2) | Unknown | Unknown | NO | NONE | DISTRIBUTION | TNB | WP PUTRAJAYA & CYBERJAYA | NO | Unknown |  |  |  | NO | [8 empty] | PTJ11211 | NO | [7 empty] | 3 | Pass | null
378400298 | PTJ11213 |  |  |  | VPTJ/PCE/J11212/MB11214 | 300281041 | Existing | RYB |  |  | CLOSED | CLOSED | LINK |  | 11 kV |  | 30/05/2006 |  |  |  |  | TAMCO |  |  | PE 11.21 PUSAT KEJIRANAN (F2) | Unknown | Unknown | NO | NONE | DISTRIBUTION | TNB | WP PUTRAJAYA & CYBERJAYA | NO | Unknown |  |  |  | NO | [8 empty] | PTJ11213 | NO | [7 empty] | 3 | Pass | null
378400377 | PTJ11381 |  |  |  | VPTJ/PCE/J11381/MB11381 | 300281070 | Existing | RYB |  |  | CLOSED | CLOSED | LINK |  | 11 kV |  | 26/08/2004 |  |  |  |  | MERLIN GERIN |  |  | PE 11.38 PS 13 | Unknown | Unknown | NO | NONE | DISTRIBUTION | TNB | WP PUTRAJAYA & CYBERJAYA | NO | Unknown |  |  |  | NO | [8 empty] | PTJ11381 | NO | [7 empty] | 3 | Pass | null
378400382 | PTJ11383 |  |  |  | VPTJ/PCE/J11381/MB11381 | 300281070 | Existing | RYB |  |  | CLOSED | CLOSED | LINK |  | 11 kV |  | 26/08/2004 |  |  |  |  | MERLIN GERIN |  |  | PE 11.38 PS 13 | Unknown | Unknown | NO | NONE | DISTRIBUTION | TNB | WP PUTRAJAYA & CYBERJAYA | NO | Unknown |  |  |  | NO | [8 empty] | PTJ11383 | NO | [7 empty] | 3 | Pass | null
378400470 | PTJ11392 |  |  |  | VPTJ/PCE/J11391/MB11391 | 300281071 | Existing | RYB |  |  | CLOSED | CLOSED | LINK |  | 11 kV |  | 17/08/2004 |  |  |  |  | INDKOM |  |  | PE 11.39 BLOK A | Unknown | Unknown | NO | NONE | DISTRIBUTION | TNB | WP PUTRAJAYA & CYBERJAYA | NO | Unknown |  |  |  | NO | [8 empty] | PTJ11392 | NO | [7 empty] | 3 | Pass | null
378400475 | PTJ11391 |  |  |  | VPTJ/PCE/J11391/MB11391 | 300281071 | Existing | RYB |  |  | CLOSED | CLOSED | LINK |  | 11 kV |  | 17/08/2004 |  |  |  |  | INDKOM |  |  | PE 11.39 BLOK A | Unknown | Unknown | NO | NONE | DISTRIBUTION | TNB | WP PUTRAJAYA & CYBERJAYA | NO | Unknown |  |  |  | NO | [8 empty] | PTJ11391 | NO | [7 empty] | 3 | Pass | null
378400783 | PTJ1461 |  |  |  | VPTJ/PCE/J01461/MB01461 | 300280509 | Existing | RYB |  |  | CLOSED | CLOSED | LINK |  | 11 kV |  | 20030608 |  |  |  |  | INDKOM |  |  | SS 1.46 E9 (F1) | Unknown | Unknown | NO | NONE | DISTRIBUTION | TNB | WP PUTRAJAYA & CYBERJAYA | NO | Unknown |  |  |  | NO | [8 empty] | PTJ1461 | NO | [7 empty] | 3 | Pass | null
378400789 | PTJ1463 |  |  |  | VPTJ/PCE/J01461/MB01461 | 300280509 | Existing | RYB |  |  | CLOSED | CLOSED | LINK |  | 11 kV |  | 20030608 |  |  |  |  | INDKOM |  |  | SS 1.46 E9 (F1) | Unknown | Unknown | NO | NONE | DISTRIBUTION | TNB | WP PUTRAJAYA & CYBERJAYA | NO | Unknown |  |  |  | NO | [8 empty] | PTJ1463 | NO | [7 empty] | 3 | Pass | null
378400794 | PTJ1462 |  |  |  | VPTJ/PCE/J01461/MB01461 | 300280509 | Existing | RYB |  |  | CLOSED | CLOSED | LINK |  | 11 kV |  | 20030608 |  |  |  |  | INDKOM |  |  | SS 1.46 E9 (F1) | Unknown | Unknown | NO | NONE | DISTRIBUTION | TNB | WP PUTRAJAYA & CYBERJAYA | NO | Unknown |  |  |  | NO | [8 empty] | PTJ1462 | NO | [7 empty] | 3 | Pass | null
378400809 | PTI1464 |  |  |  | VPTJ/PCE/J01462/MB01464 | 300280510 | Existing | RYB |  |  | CLOSED | CLOSED | LINK |  | 11 kV |  | 20030608 |  |  |  |  | INDKOM |  |  | SS 1.46 E9 (F2) | Unknown | Unknown | NO | NONE | DISTRIBUTION | TNB | WP PUTRAJAYA & CYBERJAYA | NO | Unknown |  |  |  | NO | [8 empty] | PTI1464 | NO | [7 empty] | 3 | Pass | null
378400815 | PTJ1466 |  |  |  | VPTJ/PCE/J01462/MB01464 | 300280510 | Existing | RYB |  |  | CLOSED | CLOSED | LINK |  | 11 kV |  | 20030608 |  |  |  |  | INDKOM |  |  | SS 1.46 E9 (F2) | Unknown | Unknown | NO | NONE | DISTRIBUTION | TNB | WP PUTRAJAYA & CYBERJAYA | NO | Unknown |  |  |  | NO | [8 empty] | PTJ1466 | NO | [7 empty] | 3 | Pass | null
378400820 | PTJ1465 |  |  |  | VPTJ/PCE/J01462/MB01464 | 300280510 | Existing | RYB |  |  | CLOSED | CLOSED | LINK |  | 11 kV |  | 20030608 |  |  |  |  | INDKOM |  |  | SS 1.46 E9 (F2) | Unknown | Unknown | NO | NONE | DISTRIBUTION | TNB | WP PUTRAJAYA & CYBERJAYA | NO | Unknown |  |  |  | NO | [8 empty] | PTJ1465 | NO | [7 empty] | 3 | Pass | null
378400931 | PTJ01501 |  |  |  | VPTJ/PCE/J01501/MB01501 | 300280528 | Existing | RYB |  |  | CLOSED | CLOSED | LINK |  | 11 kV |  | 20030608 |  |  |  |  | ABB |  |  | SS 1.50 E13 (F1) | Unknown | Unknown | NO | NONE | DISTRIBUTION | TNB | WP PUTRAJAYA & CYBERJAYA | NO | Unknown |  |  |  | NO | [8 empty] | PTJ01501 | NO | [7 empty] | 3 | Pass | null
378400937 | PTJ01502 |  |  |  | VPTJ/PCE/J01501/MB01501 | 300280528 | Existing | RYB |  |  | CLOSED | CLOSED | LINK |  | 11 kV |  | 20030608 |  |  |  |  | ABB |  |  | SS 1.50 E13 (F1) | Unknown | Unknown | NO | NONE | DISTRIBUTION | TNB | WP PUTRAJAYA & CYBERJAYA | NO | Unknown |  |  |  | NO | [8 empty] | PTJ01502 | NO | [7 empty] | 3 | Pass | null
378400942 | PTJ01503 |  |  |  | VPTJ/PCE/J01501/MB01501 | 300280528 | Existing | RYB |  |  | CLOSED | CLOSED | LINK |  | 11 kV |  | 20030608 |  |  |  |  | ABB |  |  | SS 1.50 E13 (F1) | Unknown | Unknown | NO | NONE | DISTRIBUTION | TNB | WP PUTRAJAYA & CYBERJAYA | NO | Unknown |  |  |  | NO | [8 empty] | PTJ01503 | NO | [7 empty] | 3 | Pass | null
378400957 | PTJ01504 |  |  |  | VPTJ/PCE/J01502/MB01504 | 300280532 | Existing | RYB |  |  | CLOSED | CLOSED | LINK |  | 11 kV |  | 20030608 |  |  |  |  | ABB |  |  | SS 1.50 E13 (F2) | Unknown | Unknown | NO | NONE | DISTRIBUTION | TNB | WP PUTRAJAYA & CYBERJAYA | NO | Unknown |  |  |  | NO | [8 empty] | PTJ01504 | NO | [7 empty] | 3 | Pass | null
378400963 | PTJ01505 |  |  |  | VPTJ/PCE/J01502/MB01504 | 300280532 | Existing | RYB |  |  | CLOSED | CLOSED | LINK |  | 11 kV |  | 20030608 |  |  |  |  | ABB |  |  | SS 1.50 E13 (F2) | Unknown | Unknown | NO | NONE | DISTRIBUTION | TNB | WP PUTRAJAYA & CYBERJAYA | NO | Unknown |  |  |  | NO | [8 empty] | PTJ01505 | NO | [7 empty] | 3 | Pass | null
378400968 | PTJ01506 |  |  |  | VPTJ/PCE/J01502/MB01504 | 300280532 | Existing | RYB |  |  | CLOSED | CLOSED | LINK |  | 11 kV |  | 20030608 |  |  |  |  | ABB |  |  | SS 1.50 E13 (F2) | Unknown | Unknown | NO | NONE | DISTRIBUTION | TNB | WP PUTRAJAYA & CYBERJAYA | NO | Unknown |  |  |  | NO | [8 empty] | PTJ01506 | NO | [7 empty] | 3 | Pass | null
378401079 | PTJ01481 |  |  |  | VPTJ/PCE/J01481/MB01481 | 300280521 | Existing | RYB |  |  | CLOSED | CLOSED | LINK |  | 11 kV |  | 23/06/2003 |  |  |  |  | ITEM |  |  | SS 1.48 E11 (F1) | Unknown | Unknown | NO | NONE | DISTRIBUTION | TNB | WP PUTRAJAYA & CYBERJAYA | NO | Unknown |  |  |  | NO | [8 empty] | PTJ01481 | NO | [7 empty] | 3 | Pass | null
378401085 | PTJ01483 |  |  |  | VPTJ/PCE/J01481/MB01481 | 300280521 | Existing | RYB |  |  | CLOSED | CLOSED | LINK |  | 11 kV |  | 23/06/2003 |  |  |  |  | ITEM |  |  | SS 1.48 E11 (F1) | Unknown | Unknown | NO | NONE | DISTRIBUTION | TNB | WP PUTRAJAYA & CYBERJAYA | NO | Unknown |  |  |  | NO | [8 empty] | PTJ01483 | NO | [7 empty] | 3 | Pass | null
378401090 | PTJ01482 |  |  |  | VPTJ/PCE/J01481/MB01481 | 300280521 | Existing | RYB |  |  | CLOSED | CLOSED | LINK |  | 11 kV |  | 23/06/2003 |  |  |  |  | ITEM |  |  | SS 1.48 E11 (F1) | Unknown | Unknown | NO | NONE | DISTRIBUTION | TNB | WP PUTRAJAYA & CYBERJAYA | NO | Unknown |  |  |  | NO | [8 empty] | PTJ01482 | NO | [7 empty] | 3 | Pass | null
378401105 | PTJ01484 |  |  |  | VPTJ/PCE/J01482/MB01484 | 300280524 | Existing | RYB |  |  | CLOSED | CLOSED | LINK |  | 11 kV |  | 23/06/2003 |  |  |  |  | ITEM |  |  | SS 1.48 E11 (F2) | Unknown | Unknown | NO | NONE | DISTRIBUTION | TNB | WP PUTRAJAYA & CYBERJAYA | NO | Unknown |  |  |  | NO | [8 empty] | PTJ01484 | NO | [7 empty] | 3 | Pass | null
378401111 | PTJ01486 |  |  |  | VPTJ/PCE/J01482/MB01484 | 300280524 | Existing | RYB |  |  | CLOSED | CLOSED | LINK |  | 11 kV |  | 23/06/2003 |  |  |  |  | ITEM |  |  | SS 1.48 E11 (F2) | Unknown | Unknown | NO | NONE | DISTRIBUTION | TNB | WP PUTRAJAYA & CYBERJAYA | NO | Unknown |  |  |  | NO | [8 empty] | PTJ01486 | NO | [7 empty] | 3 | Pass | null
378401116 | PTJ01485 |  |  |  | VPTJ/PCE/J01482/MB01484 | 300280524 | Existing | RYB |  |  | CLOSED | CLOSED | LINK |  | 11 kV |  | 23/06/2003 |  |  |  |  | ITEM |  |  | SS 1.48 E11 (F2) | Unknown | Unknown | NO | NONE | DISTRIBUTION | TNB | WP PUTRAJAYA & CYBERJAYA | NO | Unknown |  |  |  | NO | [8 empty] | PTJ01485 | NO | [7 empty] | 3 | Pass | null
378401133 | PTJ01471 |  |  |  | VPTJ/PCE/J01471/MB01471 | 300280513 | Existing | RYB |  |  | CLOSED | CLOSED | LINK |  | 11 kV |  | 20031206 |  |  |  |  | ITEM |  |  | SS 1.47 E10 (F1) | Unknown | Unknown | NO | NONE | DISTRIBUTION | TNB | WP PUTRAJAYA & CYBERJAYA | NO | Unknown |  |  |  | NO | [8 empty] | PTJ01471 | NO | [7 empty] | 3 | Pass | null
378401139 | PTJ01473 |  |  |  | VPTJ/PCE/J01471/MB01471 | 300280513 | Existing | RYB |  |  | CLOSED | CLOSED | LINK |  | 11 kV |  | 20031206 |  |  |  |  | ITEM |  |  | SS 1.47 E10 (F1) | Unknown | Unknown | NO | NONE | DISTRIBUTION | TNB | WP PUTRAJAYA & CYBERJAYA | NO | Unknown |  |  |  | NO | [8 empty] | PTJ01473 | NO | [7 empty] | 3 | Pass | null
378401144 | PTJ01472 |  |  |  | VPTJ/PCE/J01471/MB01471 | 300280513 | Existing | RYB |  |  | CLOSED | CLOSED | LINK |  | 11 kV |  | 20031206 |  |  |  |  | ITEM |  |  | SS 1.47 E10 (F1) | Unknown | Unknown | NO | NONE | DISTRIBUTION | TNB | WP PUTRAJAYA & CYBERJAYA | NO | Unknown |  |  |  | NO | [8 empty] | PTJ01472 | NO | [7 empty] | 3 | Pass | null
378401159 | PTJ01474 |  |  |  | VPTJ/PCE/J01472/MB01474 | 300280517 | Existing | RYB |  |  | CLOSED | CLOSED | LINK |  | 11 kV |  | 20031206 |  |  |  |  | ITEM |  |  | SS 1.47 E10 (F2) | Unknown | Unknown | NO | NONE | DISTRIBUTION | TNB | WP PUTRAJAYA & CYBERJAYA | NO | Unknown |  |  |  | NO | [8 empty] | PTJ01474 | NO | [7 empty] | 3 | Pass | null
378401165 | PTJ01476 |  |  |  | VPTJ/PCE/J01472/MB01474 | 300280517 | Existing | RYB |  |  | CLOSED | CLOSED | LINK |  | 11 kV |  | 20031206 |  |  |  |  | ITEM |  |  | SS 1.47 E10 (F2) | Unknown | Unknown | NO | NONE | DISTRIBUTION | TNB | WP PUTRAJAYA & CYBERJAYA | NO | Unknown |  |  |  | NO | [8 empty] | PTJ01476 | NO | [7 empty] | 3 | Pass | null
378401170 | PTJ01475 |  |  |  | VPTJ/PCE/J01472/MB01474 | 300280517 | Existing | RYB |  |  | CLOSED | CLOSED | LINK |  | 11 kV |  | 20031206 |  |  |  |  | ITEM |  |  | SS 1.47 E10 (F2) | Unknown | Unknown | NO | NONE | DISTRIBUTION | TNB | WP PUTRAJAYA & CYBERJAYA | NO | Unknown |  |  |  | NO | [8 empty] | PTJ01475 | NO | [7 empty] | 3 | Pass | null
378401185 | PTJ1444 |  |  |  | VPTJ/PCE/J01442/MB01444 | 300280493 | Existing | RYB |  |  | CLOSED | CLOSED | LINK |  | 11 kV |  | 23/06/2003 |  |  |  |  | ITEM |  |  | SS 1.44 E7 (F2) | Unknown | Unknown | NO | NONE | DISTRIBUTION | TNB | WP PUTRAJAYA & CYBERJAYA | NO | Unknown |  |  |  | NO | [8 empty] | PTJ1444 | NO | [7 empty] | 3 | Pass | null
378401191 | PTJ1445 |  |  |  | VPTJ/PCE/J01442/MB01444 | 300280493 | Existing | RYB |  |  | CLOSED | CLOSED | LINK |  | 11 kV |  | 23/06/2003 |  |  |  |  | ITEM |  |  | SS 1.44 E7 (F2) | Unknown | Unknown | NO | NONE | DISTRIBUTION | TNB | WP PUTRAJAYA & CYBERJAYA | NO | Unknown |  |  |  | NO | [8 empty] | PTJ1445 | NO | [7 empty] | 3 | Pass | null
378401196 | PTJ1445 |  |  |  | VPTJ/PCE/J01442/MB01444 | 300280493 | Existing | RYB |  |  | CLOSED | CLOSED | LINK |  | 11 kV |  | 23/06/2003 |  |  |  |  | ITEM |  |  | SS 1.44 E7 (F2) | Unknown | Unknown | NO | NONE | DISTRIBUTION | TNB | WP PUTRAJAYA & CYBERJAYA | NO | Unknown |  |  |  | NO | [8 empty] | PTJ1445 | NO | [7 empty] | 3 | Pass | null
378401211 | PTJ1441 |  |  |  | VPTJ/PCE/J01441/MB01441 | 300280488 | Existing | RYB |  |  | CLOSED | CLOSED | LINK |  | 11 kV |  | 23/06/2003 |  |  |  |  | ITEM |  |  | SS 1.44 E7 (F1) | Unknown | Unknown | NO | NONE | DISTRIBUTION | TNB | WP PUTRAJAYA & CYBERJAYA | NO | Unknown |  |  |  | NO | [8 empty] | PTJ1441 | NO | [7 empty] | 3 | Pass | null
378401217 | PTJ1443 |  |  |  | VPTJ/PCE/J01441/MB01441 | 300280488 | Existing | RYB |  |  | CLOSED | CLOSED | LINK |  | 11 kV |  | 23/06/2003 |  |  |  |  | ITEM |  |  | SS 1.44 E7 (F1) | Unknown | Unknown | NO | NONE | DISTRIBUTION | TNB | WP PUTRAJAYA & CYBERJAYA | NO | Unknown |  |  |  | NO | [8 empty] | PTJ1443 | NO | [7 empty] | 3 | Pass | null
378401222 | PTJ1442 |  |  |  | VPTJ/PCE/J01441/MB01441 | 300280488 | Existing | RYB |  |  | CLOSED | CLOSED | LINK |  | 11 kV |  | 23/06/2003 |  |  |  |  | ITEM |  |  | SS 1.44 E7 (F1) | Unknown | Unknown | NO | NONE | DISTRIBUTION | TNB | WP PUTRAJAYA & CYBERJAYA | NO | Unknown |  |  |  | NO | [8 empty] | PTJ1442 | NO | [7 empty] | 3 | Pass | null
378401237 | PTJ1431 |  |  |  | VPTJ/PCE/J01431/MB01431 | 300280480 | Existing | RYB |  |  | CLOSED | CLOSED | LINK |  | 11 kV |  | 20030406 |  |  |  |  | ITEM |  |  | SS 1.43 E6 (F1) | Unknown | Unknown | NO | NONE | DISTRIBUTION | TNB | WP PUTRAJAYA & CYBERJAYA | NO | Unknown |  |  |  | NO | [8 empty] | PTJ1431 | NO | [7 empty] | 3 | Pass | null
378401243 | PTJ1433 |  |  |  | VPTJ/PCE/J01431/MB01431 | 300280480 | Existing | RYB |  |  | CLOSED | CLOSED | LINK |  | 11 kV |  | 20030406 |  |  |  |  | ITEM |  |  | SS 1.43 E6 (F1) | Unknown | Unknown | NO | NONE | DISTRIBUTION | TNB | WP PUTRAJAYA & CYBERJAYA | NO | Unknown |  |  |  | NO | [8 empty] | PTJ1433 | NO | [7 empty] | 3 | Pass | null
378401248 | PTJ1432 |  |  |  | VPTJ/PCE/J01431/MB01431 | 300280480 | Existing | RYB |  |  | CLOSED | CLOSED | LINK |  | 11 kV |  | 20030406 |  |  |  |  | ITEM |  |  | SS 1.43 E6 (F1) | Unknown | Unknown | NO | NONE | DISTRIBUTION | TNB | WP PUTRAJAYA & CYBERJAYA | NO | Unknown |  |  |  | NO | [8 empty] | PTJ1432 | NO | [7 empty] | 3 | Pass | null
378401263 | PTJ1434 |  |  |  | VPTJ/PCE/J01432/MB01434 | 300280482 | Existing | RYB |  |  | CLOSED | CLOSED | LINK |  | 11 kV |  | 20030406 |  |  |  |  | ITEM |  |  | SS 1.43 E6 (F2) | Unknown | Unknown | NO | NONE | DISTRIBUTION | TNB | WP PUTRAJAYA & CYBERJAYA | NO | Unknown |  |  |  | NO | [8 empty] | PTJ1434 | NO | [7 empty] | 3 | Pass | null
378401269 | PTJ1436 |  |  |  | VPTJ/PCE/J01432/MB01434 | 300280482 | Existing | RYB |  |  | CLOSED | CLOSED | LINK |  | 11 kV |  | 20030406 |  |  |  |  | ITEM |  |  | SS 1.43 E6 (F2) | Unknown | Unknown | NO | NONE | DISTRIBUTION | TNB | WP PUTRAJAYA & CYBERJAYA | NO | Unknown |  |  |  | NO | [8 empty] | PTJ1436 | NO | [7 empty] | 3 | Pass | null
378401274 | PTJ1435 |  |  |  | VPTJ/PCE/J01432/MB01434 | 300280482 | Existing | RYB |  |  | CLOSED | CLOSED | LINK |  | 11 kV |  | 20030406 |  |  |  |  | ITEM |  |  | SS 1.43 E6 (F2) | Unknown | Unknown | NO | NONE | DISTRIBUTION | TNB | WP PUTRAJAYA & CYBERJAYA | NO | Unknown |  |  |  | NO | [8 empty] | PTJ1435 | NO | [7 empty] | 3 | Pass | null
378404459 | PTJ01371 |  |  |  | VPTJ/PCE/J01371/MB01371 | 300280451 | Existing | RYB |  |  | CLOSED | CLOSED | LINK |  | 11 kV |  | 20/01/2001 |  |  |  |  | INDKOM |  |  | PE 1.37 E16 ANJUNG (F1) | Unknown | Unknown | NO | NONE | DISTRIBUTION | TNB | WP PUTRAJAYA & CYBERJAYA | NO | Unknown |  |  |  | NO | [8 empty] | PTJ01371 | NO | [7 empty] | 3 | Pass | null
378404464 | PTJ01372 |  |  |  | VPTJ/PCE/J01371/MB01371 | 300280451 | Existing | RYB |  |  | CLOSED | CLOSED | LINK |  | 11 kV |  | 20/01/2001 |  |  |  |  | INDKOM |  |  | PE 1.37 E16 ANJUNG (F1) | Unknown | Unknown | NO | NONE | DISTRIBUTION | TNB | WP PUTRAJAYA & CYBERJAYA | NO | Unknown |  |  |  | NO | [8 empty] | PTJ01372 | NO | [7 empty] | 3 | Pass | null
378404553 | PTJ01374 |  |  |  | VPTJ/PCE/J01372/MB01374 | 300280454 | Existing | RYB |  |  | CLOSED | CLOSED | LINK |  | 11 kV |  | 20/01/2001 |  |  |  |  | INDKOM |  |  | PE 1.37 E16 ANJUNG (F2) | Unknown | Unknown | NO | NONE | DISTRIBUTION | TNB | WP PUTRAJAYA & CYBERJAYA | NO | Unknown |  |  |  | NO | [8 empty] | PTJ01374 | NO | [7 empty] | 3 | Pass | null
378404558 | PTJ01375 |  |  |  | VPTJ/PCE/J01372/MB01374 | 300280454 | Existing | RYB |  |  | CLOSED | CLOSED | LINK |  | 11 kV |  | 20/01/2001 |  |  |  |  | INDKOM |  |  | PE 1.37 E16 ANJUNG (F2) | Unknown | Unknown | NO | NONE | DISTRIBUTION | TNB | WP PUTRAJAYA & CYBERJAYA | NO | Unknown |  |  |  | NO | [8 empty] | PTJ01375 | NO | [7 empty] | 3 | Pass | null
378404656 | PTJ01391 |  |  |  | VPTJ/PCE/J01391/MB01391 | 300280465 | Existing | RYB |  |  | CLOSED | CLOSED | LINK |  | 11 kV |  | 20030508 |  |  |  |  | ABB |  |  | SS 1.39 E1 (F1) | Unknown | Unknown | NO | NONE | DISTRIBUTION | TNB | WP PUTRAJAYA & CYBERJAYA | NO | Unknown |  |  |  | NO | [8 empty] | PTJ01391 | NO | [7 empty] | 3 | Pass | null
378404662 | PTJ01393 |  |  |  | VPTJ/PCE/J01391/MB01391 | 300280465 | Existing | RYB |  |  | CLOSED | CLOSED | LINK |  | 11 kV |  | 20030508 |  |  |  |  | ABB |  |  | SS 1.39 E1 (F1) | Unknown | Unknown | NO | NONE | DISTRIBUTION | TNB | WP PUTRAJAYA & CYBERJAYA | NO | Unknown |  |  |  | NO | [8 empty] | PTJ01393 | NO | [7 empty] | 3 | Pass | null
378404667 | PTJ01392 |  |  |  | VPTJ/PCE/J01391/MB01391 | 300280465 | Existing | RYB |  |  | CLOSED | CLOSED | LINK |  | 11 kV |  | 20030508 |  |  |  |  | ABB |  |  | SS 1.39 E1 (F1) | Unknown | Unknown | NO | NONE | DISTRIBUTION | TNB | WP PUTRAJAYA & CYBERJAYA | NO | Unknown |  |  |  | NO | [8 empty] | PTJ01392 | NO | [7 empty] | 3 | Pass | null
378404682 | PTJ01394 |  |  |  | VPTJ/PCE/J01392/MB01394 | 300280466 | Existing | RYB |  |  | CLOSED | CLOSED | LINK |  | 11 kV |  | 20030508 |  |  |  |  | ABB |  |  | SS 1.39 E1 (F2) | Unknown | Unknown | NO | NONE | DISTRIBUTION | TNB | WP PUTRAJAYA & CYBERJAYA | NO | Unknown |  |  |  | NO | [8 empty] | PTJ01394 | NO | [7 empty] | 3 | Pass | null
378404688 | PTJ01396 |  |  |  | VPTJ/PCE/J01392/MB01394 | 300280466 | Existing | RYB |  |  | CLOSED | CLOSED | LINK |  | 11 kV |  | 20030508 |  |  |  |  | ABB |  |  | SS 1.39 E1 (F2) | Unknown | Unknown | NO | NONE | DISTRIBUTION | TNB | WP PUTRAJAYA & CYBERJAYA | NO | Unknown |  |  |  | NO | [8 empty] | PTJ01396 | NO | [7 empty] | 3 | Pass | null
378404693 | PTJ01395 |  |  |  | VPTJ/PCE/J01392/MB01394 | 300280466 | Existing | RYB |  |  | CLOSED | CLOSED | LINK |  | 11 kV |  | 20030508 |  |  |  |  | ABB |  |  | SS 1.39 E1 (F2) | Unknown | Unknown | NO | NONE | DISTRIBUTION | TNB | WP PUTRAJAYA & CYBERJAYA | NO | Unknown |  |  |  | NO | [8 empty] | PTJ01395 | NO | [7 empty] | 3 | Pass | null
378404790 | PTJ01411 |  |  |  | VPTJ/PCE/J01411/MB01411 | 300280468 | Existing | RYB |  |  | CLOSED | CLOSED | LINK |  | 11 kV |  | 28/01/2003 |  |  |  |  | INDKOM |  |  | SS 1.41 E3 (F1) | Unknown | Unknown | NO | NONE | DISTRIBUTION | TNB | WP PUTRAJAYA & CYBERJAYA | NO | Unknown |  |  |  | NO | [8 empty] | PTJ01411 | NO | [7 empty] | 3 | Pass | null
378404796 | PTJ01413 |  |  |  | VPTJ/PCE/J01411/MB01411 | 300280468 | Existing | RYB |  |  | CLOSED | CLOSED | LINK |  | 11 kV |  | 28/01/2003 |  |  |  |  | INDKOM |  |  | SS 1.41 E3 (F1) | Unknown | Unknown | NO | NONE | DISTRIBUTION | TNB | WP PUTRAJAYA & CYBERJAYA | NO | Unknown |  |  |  | NO | [8 empty] | PTJ01413 | NO | [7 empty] | 3 | Pass | null
378404801 | PTJ01412 |  |  |  | VPTJ/PCE/J01411/MB01411 | 300280468 | Existing | RYB |  |  | OPEN | CLOSED | LINK |  | 11 kV |  | 28/01/2003 |  |  |  |  | INDKOM |  |  | SS 1.41 E3 (F1) | Unknown | Unknown | NO | NONE | DISTRIBUTION | TNB | WP PUTRAJAYA & CYBERJAYA | NO | Unknown |  |  |  | NO | [8 empty] | PTJ01412 | NO | [7 empty] | 3 | Pass | null
378404816 | PTJ01414 |  |  |  | VPTJ/PCE/J01412/MB01414 | 300280472 | Existing | RYB |  |  | OPEN | CLOSED | LINK |  | 11 kV |  | 28/01/2003 |  |  |  |  | INDKOM |  |  | SS 1.41 E3 (F2) | Unknown | Unknown | NO | NONE | DISTRIBUTION | TNB | WP PUTRAJAYA & CYBERJAYA | NO | Unknown |  |  |  | NO | [8 empty] | PTJ01414 | NO | [7 empty] | 3 | Pass | null
378404822 | PTJ01416 |  |  |  | VPTJ/PCE/J01412/MB01414 | 300280472 | Existing | RYB |  |  | CLOSED | CLOSED | LINK |  | 11 kV |  | 28/01/2003 |  |  |  |  | INDKOM |  |  | SS 1.41 E3 (F2) | Unknown | Unknown | NO | NONE | DISTRIBUTION | TNB | WP PUTRAJAYA & CYBERJAYA | NO | Unknown |  |  |  | NO | [8 empty] | PTJ01416 | NO | [7 empty] | 3 | Pass | null
378404827 | PTJ01415 |  |  |  | VPTJ/PCE/J01412/MB01414 | 300280472 | Existing | RYB |  |  | CLOSED | CLOSED | LINK |  | 11 kV |  | 28/01/2003 |  |  |  |  | INDKOM |  |  | SS 1.41 E3 (F2) | Unknown | Unknown | NO | NONE | DISTRIBUTION | TNB | WP PUTRAJAYA & CYBERJAYA | NO | Unknown |  |  |  | NO | [8 empty] | PTJ01415 | NO | [7 empty] | 3 | Pass | null
378404842 | PTJ01421 |  |  |  | VPTJ/PCE/J01421/MB01421 | 300280475 | Existing | RYB |  |  | CLOSED | CLOSED | LINK |  | 11 kV |  | 20030508 |  |  |  |  | ABB |  |  | SS 1.42 E4 & E5 (F1) | Unknown | Unknown | NO | NONE | DISTRIBUTION | TNB | WP PUTRAJAYA & CYBERJAYA | NO | Unknown |  |  |  | NO | [8 empty] | PTJ01421 | NO | [7 empty] | 3 | Pass | null
378404848 | PTJ01423 |  |  |  | VPTJ/PCE/J01421/MB01421 | 300280475 | Existing | RYB |  |  | CLOSED | CLOSED | LINK |  | 11 kV |  | 20030508 |  |  |  |  | ABB |  |  | SS 1.42 E4 & E5 (F1) | Unknown | Unknown | NO | NONE | DISTRIBUTION | TNB | WP PUTRAJAYA & CYBERJAYA | NO | Unknown |  |  |  | NO | [8 empty] | PTJ01423 | NO | [7 empty] | 3 | Pass | null
378404853 | PTJ01422 |  |  |  | VPTJ/PCE/J01421/MB01421 | 300280475 | Existing | RYB |  |  | CLOSED | CLOSED | LINK |  | 11 kV |  | 20030508 |  |  |  |  | ABB |  |  | SS 1.42 E4 & E5 (F1) | Unknown | Unknown | NO | NONE | DISTRIBUTION | TNB | WP PUTRAJAYA & CYBERJAYA | NO | Unknown |  |  |  | NO | [8 empty] | PTJ01422 | NO | [7 empty] | 3 | Pass | null
378404868 | PTJ01424 |  |  |  | VPTJ/PCE/J01422/MB01424 | 300280476 | Existing | RYB |  |  | CLOSED | CLOSED | LINK |  | 11 kV |  | 20030508 |  |  |  |  | ABB |  |  | SS 1.42 E4 & E5 (F2) | Unknown | Unknown | NO | NONE | DISTRIBUTION | TNB | WP PUTRAJAYA & CYBERJAYA | NO | Unknown |  |  |  | NO | [8 empty] | PTJ01424 | NO | [7 empty] | 3 | Pass | null
378404874 | PTJ01426 |  |  |  | VPTJ/PCE/J01422/MB01424 | 300280476 | Existing | RYB |  |  | CLOSED | CLOSED | LINK |  | 11 kV |  | 20030508 |  |  |  |  | ABB |  |  | SS 1.42 E4 & E5 (F2) | Unknown | Unknown | NO | NONE | DISTRIBUTION | TNB | WP PUTRAJAYA & CYBERJAYA | NO | Unknown |  |  |  | NO | [8 empty] | PTJ01426 | NO | [7 empty] | 3 | Pass | null
378404879 | PTJ01425 |  |  |  | VPTJ/PCE/J01422/MB01424 | 300280476 | Existing | RYB |  |  | CLOSED | CLOSED | LINK |  | 11 kV |  | 20030508 |  |  |  |  | ABB |  |  | SS 1.42 E4 & E5 (F2) | Unknown | Unknown | NO | NONE | DISTRIBUTION | TNB | WP PUTRAJAYA & CYBERJAYA | NO | Unknown |  |  |  | NO | [8 empty] | PTJ01425 | NO | [7 empty] | 3 | Pass | null
378404894 | PTJ01521 |  |  |  | VPTJ/PCE/J01521/MB01521 | 300280544 | Existing | RYB |  |  | CLOSED | CLOSED | LINK |  | 11 kV |  | 26/04/2003 |  |  |  |  | INDKOM |  |  | SS 1.52 E15 (F1) | Unknown | Unknown | NO | NONE | DISTRIBUTION | TNB | WP PUTRAJAYA & CYBERJAYA | NO | Unknown |  |  |  | NO | [8 empty] | PTJ01521 | NO | [7 empty] | 3 | Pass | null
378404900 | PTJ01523 |  |  |  | VPTJ/PCE/J01521/MB01521 | 300280544 | Existing | RYB |  |  | CLOSED | CLOSED | LINK |  | 11 kV |  | 26/04/2003 |  |  |  |  | INDKOM |  |  | SS 1.52 E15 (F1) | Unknown | Unknown | NO | NONE | DISTRIBUTION | TNB | WP PUTRAJAYA & CYBERJAYA | NO | Unknown |  |  |  | NO | [8 empty] | PTJ01523 | NO | [7 empty] | 3 | Pass | null
378404905 | PTJ01522 |  |  |  | VPTJ/PCE/J01521/MB01521 | 300280544 | Existing | RYB |  |  | CLOSED | CLOSED | LINK |  | 11 kV |  | 26/04/2003 |  |  |  |  | INDKOM |  |  | SS 1.52 E15 (F1) | Unknown | Unknown | NO | NONE | DISTRIBUTION | TNB | WP PUTRAJAYA & CYBERJAYA | NO | Unknown |  |  |  | NO | [8 empty] | PTJ01522 | NO | [7 empty] | 3 | Pass | null
378404920 | PTJ01524 |  |  |  | VPTJ/PCE/J01522/MB01524 | 300280551 | Existing | RYB |  |  | CLOSED | CLOSED | LINK |  | 11 kV |  | 26/04/2003 |  |  |  |  | INDKOM |  |  | SS 1.52 E15 (F2) | Unknown | Unknown | NO | NONE | DISTRIBUTION | TNB | WP PUTRAJAYA & CYBERJAYA | NO | Unknown |  |  |  | NO | [8 empty] | PTJ01524 | NO | [7 empty] | 3 | Pass | null
378404926 | PTJ01526 |  |  |  | VPTJ/PCE/J01522/MB01524 | 300280551 | Existing | RYB |  |  | CLOSED | CLOSED | LINK |  | 11 kV |  | 26/04/2003 |  |  |  |  | INDKOM |  |  | SS 1.52 E15 (F2) | Unknown | Unknown | NO | NONE | DISTRIBUTION | TNB | WP PUTRAJAYA & CYBERJAYA | NO | Unknown |  |  |  | NO | [8 empty] | PTJ01526 | NO | [7 empty] | 3 | Pass | null
378404931 | PTJ01525 |  |  |  | VPTJ/PCE/J01522/MB01524 | 300280551 | Existing | RYB |  |  | CLOSED | CLOSED | LINK |  | 11 kV |  | 26/04/2003 |  |  |  |  | INDKOM |  |  | SS 1.52 E15 (F2) | Unknown | Unknown | NO | NONE | DISTRIBUTION | TNB | WP PUTRAJAYA & CYBERJAYA | NO | Unknown |  |  |  | NO | [8 empty] | PTJ01525 | NO | [7 empty] | 3 | Pass | null
378405021 | PTJ01561 |  |  |  | VPTJ/PCE/J01561/MB01561 | 300280571 | Existing | RYB |  |  | CLOSED | CLOSED | LINK |  | 11 kV |  | 20030801 |  |  |  |  | INDKOM |  |  | PE 1.56 SEK.MEN. A/SHAH (F1) | Unknown | Unknown | NO | NONE | DISTRIBUTION | TNB | WP PUTRAJAYA & CYBERJAYA | NO | Unknown |  |  |  | NO | [8 empty] | PTJ01561 | NO | [7 empty] | 3 | Pass | null
378405026 | PTJ01562 |  |  |  | VPTJ/PCE/J01561/MB01561 | 300280571 | Existing | RYB |  |  | CLOSED | CLOSED | LINK |  | 11 kV |  | 20030801 |  |  |  |  | INDKOM |  |  | PE 1.56 SEK.MEN. A/SHAH (F1) | Unknown | Unknown | NO | NONE | DISTRIBUTION | TNB | WP PUTRAJAYA & CYBERJAYA | NO | Unknown |  |  |  | NO | [8 empty] | PTJ01562 | NO | [7 empty] | 3 | Pass | null
378405115 | PTJ01564 |  |  |  | VPTJ/PCE/J01562/MB01564 | 300280574 | Existing | RYB |  |  | CLOSED | CLOSED | LINK |  | 11 kV |  | 20030801 |  |  |  |  | INDKOM |  |  | PE 1.56 SEK.MEN. A/SHAH (F2) | Unknown | Unknown | NO | NONE | DISTRIBUTION | TNB | WP PUTRAJAYA & CYBERJAYA | NO | Unknown |  |  |  | NO | [8 empty] | PTJ01564 | NO | [7 empty] | 3 | Pass | null
378405120 | PTJ01565 |  |  |  | VPTJ/PCE/J01562/MB01564 | 300280574 | Existing | RYB |  |  | CLOSED | CLOSED | LINK |  | 11 kV |  | 20030801 |  |  |  |  | INDKOM |  |  | PE 1.56 SEK.MEN. A/SHAH (F2) | Unknown | Unknown | NO | NONE | DISTRIBUTION | TNB | WP PUTRAJAYA & CYBERJAYA | NO | Unknown |  |  |  | NO | [8 empty] | PTJ01565 | NO | [7 empty] | 3 | Pass | null
378405211 | PTJ01571 |  |  |  | VPTJ/PCE/J01571/MB01571 | 300280577 | Existing | RYB |  |  | CLOSED | CLOSED | LINK |  | 11 kV |  | 20030801 |  |  |  |  | INDKOM |  |  | PE 1.57 SEK.MEN. A/SHAH (F1) | Unknown | Unknown | NO | NONE | DISTRIBUTION | TNB | WP PUTRAJAYA & CYBERJAYA | NO | Unknown |  |  |  | NO | [8 empty] | PTJ01571 | NO | [7 empty] | 3 | Pass | null
378405216 | PTJ01572 |  |  |  | VPTJ/PCE/J01571/MB01571 | 300280577 | Existing | RYB |  |  | CLOSED | CLOSED | LINK |  | 11 kV |  | 20030801 |  |  |  |  | INDKOM |  |  | PE 1.57 SEK.MEN. A/SHAH (F1) | Unknown | Unknown | NO | NONE | DISTRIBUTION | TNB | WP PUTRAJAYA & CYBERJAYA | NO | Unknown |  |  |  | NO | [8 empty] | PTJ01572 | NO | [7 empty] | 3 | Pass | null
378405307 | PTJ01574 |  |  |  | VPTJ/PCE/J01572/MB01574 | 300280579 | Existing | RYB |  |  | CLOSED | CLOSED | LINK |  | 11 kV |  | 20030801 |  |  |  |  | INDKOM |  |  | PE 1.57 SEK.MEN. A/SHAH (F2) | Unknown | Unknown | NO | NONE | DISTRIBUTION | TNB | WP PUTRAJAYA & CYBERJAYA | NO | Unknown |  |  |  | NO | [8 empty] | PTJ01574 | NO | [7 empty] | 3 | Pass | null
378405312 | PTJ01575 |  |  |  | VPTJ/PCE/J01572/MB01574 | 300280579 | Existing | RYB |  |  | CLOSED | CLOSED | LINK |  | 11 kV |  | 20030801 |  |  |  |  | INDKOM |  |  | PE 1.57 SEK.MEN. A/SHAH (F2) | Unknown | Unknown | NO | NONE | DISTRIBUTION | TNB | WP PUTRAJAYA & CYBERJAYA | NO | Unknown |  |  |  | NO | [8 empty] | PTJ01575 | NO | [7 empty] | 3 | Pass | null
378405506 | PTJ01535 |  |  |  | VPTJ/PCE/J01532/MB01535 | 300280555 | Existing | RYB |  |  | CLOSED | CLOSED | LINK |  | 11 kV |  | 20041001 |  |  |  |  | ABB |  |  | PE 1.53 NORTH DEPT (F2) | Unknown | Unknown | NO | NONE | DISTRIBUTION | TNB | WP PUTRAJAYA & CYBERJAYA | NO | Unknown |  |  |  | NO | [8 empty] | PTJ01535 | NO | [7 empty] | 3 | Pass | null
378405512 | PTJ01537 |  |  |  | VPTJ/PCE/J01532/MB01535 | 300280555 | Existing | RYB |  |  | CLOSED | CLOSED | LINK |  | 11 kV |  | 20041001 |  |  |  |  | ABB |  |  | PE 1.53 NORTH DEPT (F2) | Unknown | Unknown | NO | NONE | DISTRIBUTION | TNB | WP PUTRAJAYA & CYBERJAYA | NO | Unknown |  |  |  | NO | [8 empty] | PTJ01537 | NO | [7 empty] | 3 | Pass | null
378405517 | PTJ01536 |  |  |  | VPTJ/PCE/J01532/MB01535 | 300280555 | Existing | RYB |  |  | CLOSED | CLOSED | LINK |  | 11 kV |  | 20041001 |  |  |  |  | ABB |  |  | PE 1.53 NORTH DEPT (F2) | Unknown | Unknown | NO | NONE | DISTRIBUTION | TNB | WP PUTRAJAYA & CYBERJAYA | NO | Unknown |  |  |  | NO | [8 empty] | PTJ01536 | NO | [7 empty] | 3 | Pass | null
378405558 | PTJ01531 |  |  |  | VPTJ/PCE/J01531/MB01531 | 300280554 | Existing | RYB |  |  | CLOSED | CLOSED | LINK |  | 11 kV |  | 20041001 |  |  |  |  | INDKOM |  |  | PE 1.53 NORTH DEPT (F1) | Unknown | Unknown | NO | NONE | DISTRIBUTION | TNB | WP PUTRAJAYA & CYBERJAYA | NO | Unknown |  |  |  | NO | [8 empty] | PTJ01531 | NO | [7 empty] | 3 | Pass | null
378405562 | PTJ01532 |  |  |  | VPTJ/PCE/J01531/MB01531 | 300280554 | Existing | RYB |  |  | CLOSED | CLOSED | LINK |  | 11 kV |  | 20041001 |  |  |  |  | INDKOM |  |  | PE 1.53 NORTH DEPT (F1) | Unknown | Unknown | NO | NONE | DISTRIBUTION | TNB | WP PUTRAJAYA & CYBERJAYA | NO | Unknown |  |  |  | NO | [8 empty] | PTJ01532 | NO | [7 empty] | 3 | Pass | null
378405579 | PTJ01533 |  |  |  | VPTJ/PCE/J01531/MB01531 | 300280554 | Existing | RYB |  |  | CLOSED | CLOSED | LINK |  | 11 kV |  | 20041001 |  |  |  |  | INDKOM |  |  | PE 1.53 NORTH DEPT (F1) | Unknown | Unknown | NO | NONE | DISTRIBUTION | TNB | WP PUTRAJAYA & CYBERJAYA | NO | Unknown |  |  |  | NO | [8 empty] | PTJ01533 | NO | [7 empty] | 3 | Pass | null
378405663 | PTJ01541 |  |  |  | VPTJ/PCE/J01541/MB01541 | 300280559 | Existing | RYB |  |  | CLOSED | CLOSED | LINK |  | 11 kV |  | 20041001 |  |  |  |  | INDKOM |  |  | PE 1.54 SOUTH DEPT (F1) | Unknown | Unknown | NO | NONE | DISTRIBUTION | TNB | WP PUTRAJAYA & CYBERJAYA | NO | Unknown |  |  |  | NO | [8 empty] | PTJ01541 | NO | [7 empty] | 3 | Pass | null
378405667 | PTJ01542 |  |  |  | VPTJ/PCE/J01541/MB01541 | 300280559 | Existing | RYB |  |  | CLOSED | CLOSED | LINK |  | 11 kV |  | 20041001 |  |  |  |  | INDKOM |  |  | PE 1.54 SOUTH DEPT (F1) | Unknown | Unknown | NO | NONE | DISTRIBUTION | TNB | WP PUTRAJAYA & CYBERJAYA | NO | Unknown |  |  |  | NO | [8 empty] | PTJ01542 | NO | [7 empty] | 3 | Pass | null
378405684 | PTJ01543 |  |  |  | VPTJ/PCE/J01541/MB01541 | 300280559 | Existing | RYB |  |  | CLOSED | CLOSED | LINK |  | 11 kV |  | 20041001 |  |  |  |  | INDKOM |  |  | PE 1.54 SOUTH DEPT (F1) | Unknown | Unknown | NO | NONE | DISTRIBUTION | TNB | WP PUTRAJAYA & CYBERJAYA | NO | Unknown |  |  |  | NO | [8 empty] | PTJ01543 | NO | [7 empty] | 3 | Pass | null
378405772 | PTJ01545 |  |  |  | VPTJ/PCE/J01542/MB01545 | 300280562 | Existing | RYB |  |  | CLOSED | CLOSED | LINK |  | 11 kV |  | 20041001 |  |  |  |  | ABB |  |  | PE 1.54 SOUTH DEPT (F2) | Unknown | Unknown | NO | NONE | DISTRIBUTION | TNB | WP PUTRAJAYA & CYBERJAYA | NO | Unknown |  |  |  | NO | [8 empty] | PTJ01545 | NO | [7 empty] | 3 | Pass | null
378405778 | PTJ01547 |  |  |  | VPTJ/PCE/J01542/MB01545 | 300280562 | Existing | RYB |  |  | CLOSED | CLOSED | LINK |  | 11 kV |  | 20041001 |  |  |  |  | ABB |  |  | PE 1.54 SOUTH DEPT (F2) | Unknown | Unknown | NO | NONE | DISTRIBUTION | TNB | WP PUTRAJAYA & CYBERJAYA | NO | Unknown |  |  |  | NO | [8 empty] | PTJ01547 | NO | [7 empty] | 3 | Pass | null
378405783 | PTJ01546 |  |  |  | VPTJ/PCE/J01542/MB01545 | 300280562 | Existing | RYB |  |  | CLOSED | CLOSED | LINK |  | 11 kV |  | 20041001 |  |  |  |  | ABB |  |  | PE 1.54 SOUTH DEPT (F2) | Unknown | Unknown | NO | NONE | DISTRIBUTION | TNB | WP PUTRAJAYA & CYBERJAYA | NO | Unknown |  |  |  | NO | [8 empty] | PTJ01546 | NO | [7 empty] | 3 | Pass | null
378405798 | PTJ01551 |  |  |  | VPTJ/PCE/J01551/MB01551 | 300280566 | Existing | RYB |  |  | CLOSED | CLOSED | LINK |  | 11 kV |  | 20041001 |  |  |  |  | ABB |  |  | SS 1.55 PLAZA MALL (F1) | Unknown | Unknown | NO | NONE | DISTRIBUTION | TNB | WP PUTRAJAYA & CYBERJAYA | NO | Unknown |  |  |  | NO | [8 empty] | PTJ01551 | NO | [7 empty] | 3 | Pass | null
378405804 | PTJ01553 |  |  |  | VPTJ/PCE/J01551/MB01551 | 300280566 | Existing | RYB |  |  | CLOSED | CLOSED | LINK |  | 11 kV |  | 20041001 |  |  |  |  | ABB |  |  | SS 1.55 PLAZA MALL (F1) | Unknown | Unknown | NO | NONE | DISTRIBUTION | TNB | WP PUTRAJAYA & CYBERJAYA | NO | Unknown |  |  |  | NO | [8 empty] | PTJ01553 | NO | [7 empty] | 3 | Pass | null
378405809 | PTJ01552 |  |  |  | VPTJ/PCE/J01551/MB01551 | 300280566 | Existing | RYB |  |  | CLOSED | CLOSED | LINK |  | 11 kV |  | 20041001 |  |  |  |  | ABB |  |  | SS 1.55 PLAZA MALL (F1) | Unknown | Unknown | NO | NONE | DISTRIBUTION | TNB | WP PUTRAJAYA & CYBERJAYA | NO | Unknown |  |  |  | NO | [8 empty] | PTJ01552 | NO | [7 empty] | 3 | Pass | null
378405824 | PTJ01554 |  |  |  | VPTJ/PCE/J01552/MB01554 | 300280569 | Existing | RYB |  |  | CLOSED | CLOSED | LINK |  | 11 kV |  | 20041001 |  |  |  |  | ABB |  |  | SS 1.55 PLAZA MALL (F2) | Unknown | Unknown | NO | NONE | DISTRIBUTION | TNB | WP PUTRAJAYA & CYBERJAYA | NO | Unknown |  |  |  | NO | [8 empty] | PTJ01554 | NO | [7 empty] | 3 | Pass | null
378405830 | PTJ01556 |  |  |  | VPTJ/PCE/J01552/MB01554 | 300280569 | Existing | RYB |  |  | CLOSED | CLOSED | LINK |  | 11 kV |  | 20041001 |  |  |  |  | ABB |  |  | SS 1.55 PLAZA MALL (F2) | Unknown | Unknown | NO | NONE | DISTRIBUTION | TNB | WP PUTRAJAYA & CYBERJAYA | NO | Unknown |  |  |  | NO | [8 empty] | PTJ01556 | NO | [7 empty] | 3 | Pass | null
378405835 | PTJ01555 |  |  |  | VPTJ/PCE/J01552/MB01554 | 300280569 | Existing | RYB |  |  | CLOSED | CLOSED | LINK |  | 11 kV |  | 20041001 |  |  |  |  | ABB |  |  | SS 1.55 PLAZA MALL (F2) | Unknown | Unknown | NO | NONE | DISTRIBUTION | TNB | WP PUTRAJAYA & CYBERJAYA | NO | Unknown |  |  |  | NO | [8 empty] | PTJ01555 | NO | [7 empty] | 3 | Pass | null
378405926 | PTJ01381 |  |  |  | VPTJ/PCE/J01381/MB01381 | 300280461 | Existing | RYB |  |  | CLOSED | CLOSED | LINK |  | 11 kV |  | 24/08/2000 |  |  |  |  | INDKOM |  |  | PE 1.38 TAMAN PUTRA PERDANA (F1) | Unknown | Unknown | NO | NONE | DISTRIBUTION | TNB | WP PUTRAJAYA & CYBERJAYA | NO | Unknown |  |  |  | NO | [8 empty] | PTJ01381 | NO | [7 empty] | 3 | Pass | null
378405930 | PTJ01382 |  |  |  | VPTJ/PCE/J01381/MB01381 | 300280461 | Existing | RYB |  |  | CLOSED | CLOSED | LINK |  | 11 kV |  | 24/08/2000 |  |  |  |  | INDKOM |  |  | PE 1.38 TAMAN PUTRA PERDANA (F1) | Unknown | Unknown | NO | NONE | DISTRIBUTION | TNB | WP PUTRAJAYA & CYBERJAYA | NO | Unknown |  |  |  | NO | [8 empty] | PTJ01382 | NO | [7 empty] | 3 | Pass | null
378405947 | PTJ01383 |  |  |  | VPTJ/PCE/J01381/MB01381 | 300280461 | Existing | RYB |  |  | CLOSED | CLOSED | LINK |  | 11 kV |  | 24/08/2000 |  |  |  |  | INDKOM |  |  | PE 1.38 TAMAN PUTRA PERDANA (F1) | Unknown | Unknown | NO | NONE | DISTRIBUTION | TNB | WP PUTRAJAYA & CYBERJAYA | NO | Unknown |  |  |  | NO | [8 empty] | PTJ01383 | NO | [7 empty] | 3 | Pass | null
378406029 | PTJ01385 |  |  |  | VPTJ/PCE/J01382/MB01385 | 300280462 | Existing | RYB |  |  | CLOSED | CLOSED | LINK |  | 11 kV |  | 24/08/2000 |  |  |  |  | INDKOM |  |  | PE 1.38 TAMAN PUTRA PERDANA (F2) | Unknown | Unknown | NO | NONE | DISTRIBUTION | TNB | WP PUTRAJAYA & CYBERJAYA | NO | Unknown |  |  |  | NO | [8 empty] | PTJ01385 | NO | [7 empty] | 3 | Pass | null
378406033 | PTJ01386 |  |  |  | VPTJ/PCE/J01382/MB01385 | 300280462 | Existing | RYB |  |  | CLOSED | CLOSED | LINK |  | 11 kV |  | 24/08/2000 |  |  |  |  | INDKOM |  |  | PE 1.38 TAMAN PUTRA PERDANA (F2) | Unknown | Unknown | NO | NONE | DISTRIBUTION | TNB | WP PUTRAJAYA & CYBERJAYA | NO | Unknown |  |  |  | NO | [8 empty] | PTJ01386 | NO | [7 empty] | 3 | Pass | null
378406050 | PTJ01388 |  |  |  | VPTJ/PCE/J01382/MB01385 | 300280462 | Existing | RYB |  |  | CLOSED | CLOSED | LINK |  | 11 kV |  | 24/08/2000 |  |  |  |  | INDKOM |  |  | PE 1.38 TAMAN PUTRA PERDANA (F2) | Unknown | Unknown | NO | NONE | DISTRIBUTION | TNB | WP PUTRAJAYA & CYBERJAYA | NO | Unknown |  |  |  | NO | [8 empty] | PTJ01388 | NO | [7 empty] | 3 | Pass | null
378406138 | PTJ01151 |  |  |  | VPTJ/PCE/J01151/MB01151 | 300280416 | Existing | RYB |  |  | CLOSED | CLOSED | LINK |  | 11 kV |  | 17/05/2000 |  |  |  |  | INDKOM |  |  | SS 1.15 D1 (F1) | Unknown | Unknown | NO | NONE | DISTRIBUTION | TNB | WP PUTRAJAYA & CYBERJAYA | NO | Unknown |  |  |  | NO | [8 empty] | PTJ01151 | NO | [7 empty] | 3 | Pass | null
378406144 | PTJ01153 |  |  |  | VPTJ/PCE/J01151/MB01151 | 300280416 | Existing | RYB |  |  | CLOSED | CLOSED | LINK |  | 11 kV |  | 17/05/2000 |  |  |  |  | INDKOM |  |  | SS 1.15 D1 (F1) | Unknown | Unknown | NO | NONE | DISTRIBUTION | TNB | WP PUTRAJAYA & CYBERJAYA | NO | Unknown |  |  |  | NO | [8 empty] | PTJ01153 | NO | [7 empty] | 3 | Pass | null
378406149 | PTJ01152 |  |  |  | VPTJ/PCE/J01151/MB01151 | 300280416 | Existing | RYB |  |  | CLOSED | CLOSED | LINK |  | 11 kV |  | 17/05/2000 |  |  |  |  | INDKOM |  |  | SS 1.15 D1 (F1) | Unknown | Unknown | NO | NONE | DISTRIBUTION | TNB | WP PUTRAJAYA & CYBERJAYA | NO | Unknown |  |  |  | NO | [8 empty] | PTJ01152 | NO | [7 empty] | 3 | Pass | null
378406164 | PTJ01154 |  |  |  | VPTJ/PCE/J01152/MB01154 | 300280417 | Existing | RYB |  |  | CLOSED | CLOSED | LINK |  | 11 kV |  | 17/05/2000 |  |  |  |  | INDKOM |  |  | SS 1.15 D1 (F2) | Unknown | Unknown | NO | NONE | DISTRIBUTION | TNB | WP PUTRAJAYA & CYBERJAYA | NO | Unknown |  |  |  | NO | [8 empty] | PTJ01154 | NO | [7 empty] | 3 | Pass | null
378406170 | PTJ01156 |  |  |  | VPTJ/PCE/J01152/MB01154 | 300280417 | Existing | RYB |  |  | CLOSED | CLOSED | LINK |  | 11 kV |  | 17/05/2000 |  |  |  |  | INDKOM |  |  | SS 1.15 D1 (F2) | Unknown | Unknown | NO | NONE | DISTRIBUTION | TNB | WP PUTRAJAYA & CYBERJAYA | NO | Unknown |  |  |  | NO | [8 empty] | PTJ01156 | NO | [7 empty] | 3 | Pass | null
378406175 | PTJ01155 |  |  |  | VPTJ/PCE/J01152/MB01154 | 300280417 | Existing | RYB |  |  | CLOSED | CLOSED | LINK |  | 11 kV |  | 17/05/2000 |  |  |  |  | INDKOM |  |  | SS 1.15 D1 (F2) | Unknown | Unknown | NO | NONE | DISTRIBUTION | TNB | WP PUTRAJAYA & CYBERJAYA | NO | Unknown |  |  |  | NO | [8 empty] | PTJ01155 | NO | [7 empty] | 3 | Pass | null
378406190 | PTJ01161 |  |  |  | VPTJ/PCE/J01161/MB01161 | 300280418 | Existing | RYB |  |  | CLOSED | CLOSED | LINK |  | 11 kV |  | 17/05/2000 |  |  |  |  | INDKOM |  |  | SS 1.16 D2 (F1) | Unknown | Unknown | NO | NONE | DISTRIBUTION | TNB | WP PUTRAJAYA & CYBERJAYA | NO | Unknown |  |  |  | NO | [8 empty] | PTJ01161 | NO | [7 empty] | 3 | Pass | null
378406196 | PTJ01163 |  |  |  | VPTJ/PCE/J01161/MB01161 | 300280418 | Existing | RYB |  |  | CLOSED | CLOSED | LINK |  | 11 kV |  | 17/05/2000 |  |  |  |  | INDKOM |  |  | SS 1.16 D2 (F1) | Unknown | Unknown | NO | NONE | DISTRIBUTION | TNB | WP PUTRAJAYA & CYBERJAYA | NO | Unknown |  |  |  | NO | [8 empty] | PTJ01163 | NO | [7 empty] | 3 | Pass | null
378406201 | PTJ01162 |  |  |  | VPTJ/PCE/J01161/MB01161 | 300280418 | Existing | RYB |  |  | CLOSED | CLOSED | LINK |  | 11 kV |  | 17/05/2000 |  |  |  |  | INDKOM |  |  | SS 1.16 D2 (F1) | Unknown | Unknown | NO | NONE | DISTRIBUTION | TNB | WP PUTRAJAYA & CYBERJAYA | NO | Unknown |  |  |  | NO | [8 empty] | PTJ01162 | NO | [7 empty] | 3 | Pass | null
378406216 | PTJ01164 |  |  |  | VPTJ/PCE/J01162/MB01164 | 300280419 | Existing | RYB |  |  | CLOSED | CLOSED | LINK |  | 11 kV |  | 17/05/2000 |  |  |  |  | INDKOM |  |  | SS 1.16 D2 (F2) | Unknown | Unknown | NO | NONE | DISTRIBUTION | TNB | WP PUTRAJAYA & CYBERJAYA | NO | Unknown |  |  |  | NO | [8 empty] | PTJ01164 | NO | [7 empty] | 3 | Pass | null
378406222 | PTJ01166 |  |  |  | VPTJ/PCE/J01162/MB01164 | 300280419 | Existing | RYB |  |  | CLOSED | CLOSED | LINK |  | 11 kV |  | 17/05/2000 |  |  |  |  | INDKOM |  |  | SS 1.16 D2 (F2) | Unknown | Unknown | NO | NONE | DISTRIBUTION | TNB | WP PUTRAJAYA & CYBERJAYA | NO | Unknown |  |  |  | NO | [8 empty] | PTJ01166 | NO | [7 empty] | 3 | Pass | null
378406227 | PTJ01165 |  |  |  | VPTJ/PCE/J01162/MB01164 | 300280419 | Existing | RYB |  |  | CLOSED | CLOSED | LINK |  | 11 kV |  | 17/05/2000 |  |  |  |  | INDKOM |  |  | SS 1.16 D2 (F2) | Unknown | Unknown | NO | NONE | DISTRIBUTION | TNB | WP PUTRAJAYA & CYBERJAYA | NO | Unknown |  |  |  | NO | [8 empty] | PTJ01165 | NO | [7 empty] | 3 | Pass | null
378406242 | PTJ01171 |  |  |  | VPTJ/PCE/J01171/MB01171 | 300280420 | Existing | RYB |  |  | CLOSED | CLOSED | LINK |  | 11 kV |  | 17/05/2000 |  |  |  |  | INDKOM |  |  | SS 1.17 D3 (F1) | Unknown | Unknown | NO | NONE | DISTRIBUTION | TNB | WP PUTRAJAYA & CYBERJAYA | NO | Unknown |  |  |  | NO | [8 empty] | PTJ01171 | NO | [7 empty] | 3 | Pass | null
378406248 | PTJ01173 |  |  |  | VPTJ/PCE/J01171/MB01171 | 300280420 | Existing | RYB |  |  | CLOSED | CLOSED | LINK |  | 11 kV |  | 17/05/2000 |  |  |  |  | INDKOM |  |  | SS 1.17 D3 (F1) | Unknown | Unknown | NO | NONE | DISTRIBUTION | TNB | WP PUTRAJAYA & CYBERJAYA | NO | Unknown |  |  |  | NO | [8 empty] | PTJ01173 | NO | [7 empty] | 3 | Pass | null
378406253 | PTJ01172 |  |  |  | VPTJ/PCE/J01171/MB01171 | 300280420 | Existing | RYB |  |  | CLOSED | CLOSED | LINK |  | 11 kV |  | 17/05/2000 |  |  |  |  | INDKOM |  |  | SS 1.17 D3 (F1) | Unknown | Unknown | NO | NONE | DISTRIBUTION | TNB | WP PUTRAJAYA & CYBERJAYA | NO | Unknown |  |  |  | NO | [8 empty] | PTJ01172 | NO | [7 empty] | 3 | Pass | null
378406268 | PTJ01174 |  |  |  | VPTJ/PCE/J01172/MB01174 | 300280421 | Existing | RYB |  |  | CLOSED | CLOSED | LINK |  | 11 kV |  | 17/05/2000 |  |  |  |  | INDKOM |  |  | SS 1.17 D3 (F2) | Unknown | Unknown | NO | NONE | DISTRIBUTION | TNB | WP PUTRAJAYA & CYBERJAYA | NO | Unknown |  |  |  | NO | [8 empty] | PTJ01174 | NO | [7 empty] | 3 | Pass | null
378406274 | PTJ01176 |  |  |  | VPTJ/PCE/J01172/MB01174 | 300280421 | Existing | RYB |  |  | CLOSED | CLOSED | LINK |  | 11 kV |  | 17/05/2000 |  |  |  |  | INDKOM |  |  | SS 1.17 D3 (F2) | Unknown | Unknown | NO | NONE | DISTRIBUTION | TNB | WP PUTRAJAYA & CYBERJAYA | NO | Unknown |  |  |  | NO | [8 empty] | PTJ01176 | NO | [7 empty] | 3 | Pass | null
378406279 | PTJ01175 |  |  |  | VPTJ/PCE/J01172/MB01174 | 300280421 | Existing | RYB |  |  | CLOSED | CLOSED | LINK |  | 11 kV |  | 17/05/2000 |  |  |  |  | INDKOM |  |  | SS 1.17 D3 (F2) | Unknown | Unknown | NO | NONE | DISTRIBUTION | TNB | WP PUTRAJAYA & CYBERJAYA | NO | Unknown |  |  |  | NO | [8 empty] | PTJ01175 | NO | [7 empty] | 3 | Pass | null
378406294 | PTJ01181 |  |  |  | VPTJ/PCE/J01181/MB01181 | 300280422 | Existing | RYB |  |  | CLOSED | CLOSED | LINK |  | 11 kV |  | 17/05/2000 |  |  |  |  | INDKOM |  |  | SS 1.18 D4 (F1) | Unknown | Unknown | NO | NONE | DISTRIBUTION | TNB | WP PUTRAJAYA & CYBERJAYA | NO | Unknown |  |  |  | NO | [8 empty] | PTJ01181 | NO | [7 empty] | 3 | Pass | null
378406300 | PTJ01183 |  |  |  | VPTJ/PCE/J01181/MB01181 | 300280422 | Existing | RYB |  |  | CLOSED | CLOSED | LINK |  | 11 kV |  | 17/05/2000 |  |  |  |  | INDKOM |  |  | SS 1.18 D4 (F1) | Unknown | Unknown | NO | NONE | DISTRIBUTION | TNB | WP PUTRAJAYA & CYBERJAYA | NO | Unknown |  |  |  | NO | [8 empty] | PTJ01183 | NO | [7 empty] | 3 | Pass | null
378406305 | PTJ01182 |  |  |  | VPTJ/PCE/J01181/MB01181 | 300280422 | Existing | RYB |  |  | CLOSED | CLOSED | LINK |  | 11 kV |  | 17/05/2000 |  |  |  |  | INDKOM |  |  | SS 1.18 D4 (F1) | Unknown | Unknown | NO | NONE | DISTRIBUTION | TNB | WP PUTRAJAYA & CYBERJAYA | NO | Unknown |  |  |  | NO | [8 empty] | PTJ01182 | NO | [7 empty] | 3 | Pass | null
378406320 | PTJ01184 |  |  |  | VPTJ/PCE/J01182/MB01184 | 300280423 | Existing | RYB |  |  | CLOSED | CLOSED | LINK |  | 11 kV |  | 17/05/2000 |  |  |  |  | INDKOM |  |  | SS 1.18 D4 (F2) | Unknown | Unknown | NO | NONE | DISTRIBUTION | TNB | WP PUTRAJAYA & CYBERJAYA | NO | Unknown |  |  |  | NO | [8 empty] | PTJ01184 | NO | [7 empty] | 3 | Pass | null
378406326 | PTJ01186 |  |  |  | VPTJ/PCE/J01182/MB01184 | 300280423 | Existing | RYB |  |  | CLOSED | CLOSED | LINK |  | 11 kV |  | 17/05/2000 |  |  |  |  | INDKOM |  |  | SS 1.18 D4 (F2) | Unknown | Unknown | NO | NONE | DISTRIBUTION | TNB | WP PUTRAJAYA & CYBERJAYA | NO | Unknown |  |  |  | NO | [8 empty] | PTJ01186 | NO | [7 empty] | 3 | Pass | null
378406331 | PTJ01185 |  |  |  | VPTJ/PCE/J01182/MB01184 | 300280423 | Existing | RYB |  |  | CLOSED | CLOSED | LINK |  | 11 kV |  | 17/05/2000 |  |  |  |  | INDKOM |  |  | SS 1.18 D4 (F2) | Unknown | Unknown | NO | NONE | DISTRIBUTION | TNB | WP PUTRAJAYA & CYBERJAYA | NO | Unknown |  |  |  | NO | [8 empty] | PTJ01185 | NO | [7 empty] | 3 | Pass | null
378406339 | PTJ15221 |  |  |  | VPTJ/PCE/J15221/MB15221 | 300281157 | Existing | RYB |  |  | CLOSED | CLOSED | LINK |  | 11 kV |  | 27/08/2005 |  |  |  |  | SCHNEIDER |  |  | PE 15.22 PADAT WR 6 | Unknown | Unknown | NO | NONE | DISTRIBUTION | TNB | WP PUTRAJAYA & CYBERJAYA | NO | Unknown |  |  |  | NO | [8 empty] | PTJ15221 | NO | [7 empty] | 3 | Pass | null
378406344 | PTJ15223 |  |  |  | VPTJ/PCE/J15221/MB15221 | 300281157 | Existing | RYB |  |  | CLOSED | CLOSED | LINK |  | 11 kV |  | 27/08/2005 |  |  |  |  | SCHNEIDER |  |  | PE 15.22 PADAT WR 6 | Unknown | Unknown | NO | NONE | DISTRIBUTION | TNB | WP PUTRAJAYA & CYBERJAYA | NO | Unknown |  |  |  | NO | [8 empty] | PTJ15223 | NO | [7 empty] | 3 | Pass | null
378406537 | PTJ15454 |  |  |  | VPTJ/PCE/J15452/MB15454 | 300281172 | Existing | RYB |  |  | CLOSED | CLOSED | LINK |  | 11 kV |  | 20091010 |  |  |  |  | INDKOM |  |  | PE 15.45 Blok C1 15-12B (F2) | Unknown | Unknown | NO | NONE | DISTRIBUTION | TNB | WP PUTRAJAYA & CYBERJAYA | NO | Unknown |  |  |  | NO | [8 empty] | PTJ15454 | NO | [7 empty] | 3 | Pass | null
378406542 | PTJ15455 |  |  |  | VPTJ/PCE/J15452/MB15454 | 300281172 | Existing | RYB |  |  | CLOSED | CLOSED | LINK |  | 11 kV |  | 20091010 |  |  |  |  | INDKOM |  |  | PE 15.45 Blok C1 15-12B (F2) | Unknown | Unknown | NO | NONE | DISTRIBUTION | TNB | WP PUTRAJAYA & CYBERJAYA | NO | Unknown |  |  |  | NO | [8 empty] | PTJ15455 | NO | [7 empty] | 3 | Pass | null
378406631 | PTJ15451 |  |  |  | VPTJ/PCE/J15451/MB15451 | 300281171 | Existing | RYB |  |  | CLOSED | CLOSED | LINK |  | 11 kV |  | 20091010 |  |  |  |  | INDKOM |  |  | PE 15.45 Blok C1 15-12B (F1) | Unknown | Unknown | NO | NONE | DISTRIBUTION | TNB | WP PUTRAJAYA & CYBERJAYA | NO | Unknown |  |  |  | NO | [8 empty] | PTJ15451 | NO | [7 empty] | 3 | Pass | null
378406636 | PTJ15452 |  |  |  | VPTJ/PCE/J15451/MB15451 | 300281171 | Existing | RYB |  |  | CLOSED | CLOSED | LINK |  | 11 kV |  | 20091010 |  |  |  |  | INDKOM |  |  | PE 15.45 Blok C1 15-12B (F1) | Unknown | Unknown | NO | NONE | DISTRIBUTION | TNB | WP PUTRAJAYA & CYBERJAYA | NO | Unknown |  |  |  | NO | [8 empty] | PTJ15452 | NO | [7 empty] | 3 | Pass | null
378406725 | PTJ15461 |  |  |  | VPTJ/PCE/J15461/MB15461 | 300281173 | Existing | RYB |  |  | CLOSED | CLOSED | LINK |  | 11 kV |  | 20091010 |  |  |  |  | EPE |  |  | PE 15.46 Blok C2 15-12B (F1) | Unknown | Unknown | NO | NONE | DISTRIBUTION | TNB | WP PUTRAJAYA & CYBERJAYA | NO | Unknown |  |  |  | NO | [8 empty] | PTJ15461 | NO | [7 empty] | 3 | Pass | null
378406730 | PTJ15463 |  |  |  | VPTJ/PCE/J15461/MB15461 | 300281173 | Existing | RYB |  |  | CLOSED | CLOSED | LINK |  | 11 kV |  | 20091010 |  |  |  |  | EPE |  |  | PE 15.46 Blok C2 15-12B (F1) | Unknown | Unknown | NO | NONE | DISTRIBUTION | TNB | WP PUTRAJAYA & CYBERJAYA | NO | Unknown |  |  |  | NO | [8 empty] | PTJ15463 | NO | [7 empty] | 3 | Pass | null
378406819 | PTJ15464 |  |  |  | VPTJ/PCE/J15462/MB15464 | 300281174 | Existing | RYB |  |  | CLOSED | CLOSED | LINK |  | 11 kV |  | 20091010 |  |  |  |  | EPE |  |  | PE 15.46 Blok C2 15-12B (F2) | Unknown | Unknown | NO | NONE | DISTRIBUTION | TNB | WP PUTRAJAYA & CYBERJAYA | NO | Unknown |  |  |  | NO | [8 empty] | PTJ15464 | NO | [7 empty] | 3 | Pass | null
378406824 | PTJ15466 |  |  |  | VPTJ/PCE/J15462/MB15464 | 300281174 | Existing | RYB |  |  | CLOSED | CLOSED | LINK |  | 11 kV |  | 20091010 |  |  |  |  | EPE |  |  | PE 15.46 Blok C2 15-12B (F2) | Unknown | Unknown | NO | NONE | DISTRIBUTION | TNB | WP PUTRAJAYA & CYBERJAYA | NO | Unknown |  |  |  | NO | [8 empty] | PTJ15466 | NO | [7 empty] | 3 | Pass | null
378406915 | PTJ15441 |  |  |  | VPTJ/PCE/J15441/MB15441 | 300281169 | Existing | RYB |  |  | CLOSED | CLOSED | LINK |  | 11 kV |  | 20091010 |  |  |  |  | EPE |  |  | PE 15.44 Blok A3 15-12B (F1) | Unknown | Unknown | NO | NONE | DISTRIBUTION | TNB | WP PUTRAJAYA & CYBERJAYA | NO | Unknown |  |  |  | NO | [8 empty] | PTJ15441 | NO | [7 empty] | 3 | Pass | null
378406920 | PTJ15443 |  |  |  | VPTJ/PCE/J15441/MB15441 | 300281169 | Existing | RYB |  |  | CLOSED | CLOSED | LINK |  | 11 kV |  | 20091010 |  |  |  |  | EPE |  |  | PE 15.44 Blok A3 15-12B (F1) | Unknown | Unknown | NO | NONE | DISTRIBUTION | TNB | WP PUTRAJAYA & CYBERJAYA | NO | Unknown |  |  |  | NO | [8 empty] | PTJ15443 | NO | [7 empty] | 3 | Pass | null
378407009 | PTJ15444 |  |  |  | VPTJ/PCE/J15442/MB15444 | 300281170 | Existing | RYB |  |  | CLOSED | CLOSED | LINK |  | 11 kV |  | 20091010 |  |  |  |  | EPE |  |  | PE 15.44 Blok A3 15-12B (F2) | Unknown | Unknown | NO | NONE | DISTRIBUTION | TNB | WP PUTRAJAYA & CYBERJAYA | NO | Unknown |  |  |  | NO | [8 empty] | PTJ15444 | NO | [7 empty] | 3 | Pass | null
378407014 | PTJ15446 |  |  |  | VPTJ/PCE/J15442/MB15444 | 300281170 | Existing | RYB |  |  | CLOSED | CLOSED | LINK |  | 11 kV |  | 20091010 |  |  |  |  | EPE |  |  | PE 15.44 Blok A3 15-12B (F2) | Unknown | Unknown | NO | NONE | DISTRIBUTION | TNB | WP PUTRAJAYA & CYBERJAYA | NO | Unknown |  |  |  | NO | [8 empty] | PTJ15446 | NO | [7 empty] | 3 | Pass | null
378407105 | PTJ15431 |  |  |  | VPTJ/PCE/J15431/MB15431 | 300281167 | Existing | RYB |  |  | CLOSED | CLOSED | LINK |  | 11 kV |  | 20091010 |  |  |  |  | EPE |  |  | PE 15.43 BLOK A2 15-12B (F1) | Unknown | Unknown | NO | NONE | DISTRIBUTION | TNB | WP PUTRAJAYA & CYBERJAYA | NO | Unknown |  |  |  | NO | [8 empty] | PTJ15431 | NO | [7 empty] | 3 | Pass | null
378407110 | PTJ15433 |  |  |  | VPTJ/PCE/J15431/MB15431 | 300281167 | Existing | RYB |  |  | CLOSED | CLOSED | LINK |  | 11 kV |  | 20091010 |  |  |  |  | EPE |  |  | PE 15.43 BLOK A2 15-12B (F1) | Unknown | Unknown | NO | NONE | DISTRIBUTION | TNB | WP PUTRAJAYA & CYBERJAYA | NO | Unknown |  |  |  | NO | [8 empty] | PTJ15433 | NO | [7 empty] | 3 | Pass | null
378407199 | PTJ15434 |  |  |  | VPTJ/PCE/J15432/MB15434 | 300281168 | Existing | RYB |  |  | CLOSED | CLOSED | LINK |  | 11 kV |  | 20091010 |  |  |  |  | EPE |  |  | PE 15.43 BLOK A2 15-12B (F2) | Unknown | Unknown | NO | NONE | DISTRIBUTION | TNB | WP PUTRAJAYA & CYBERJAYA | NO | Unknown |  |  |  | NO | [8 empty] | PTJ15434 | NO | [7 empty] | 3 | Pass | null
378407204 | PTJ15436 |  |  |  | VPTJ/PCE/J15432/MB15434 | 300281168 | Existing | RYB |  |  | CLOSED | CLOSED | LINK |  | 11 kV |  | 20091010 |  |  |  |  | EPE |  |  | PE 15.43 BLOK A2 15-12B (F2) | Unknown | Unknown | NO | NONE | DISTRIBUTION | TNB | WP PUTRAJAYA & CYBERJAYA | NO | Unknown |  |  |  | NO | [8 empty] | PTJ15436 | NO | [7 empty] | 3 | Pass | null
378407302 | PTJ15241 |  |  |  | VPTJ/PCE/J15241/MB15241 | 300281159 | Existing | RYB |  |  | CLOSED | CLOSED | LINK |  | 11 kV |  | 20060210 |  |  |  |  | SCHNEIDER |  |  | SS 15.24 SEK. ANTARABANGSA (F1) | Unknown | Unknown | NO | NONE | DISTRIBUTION | TNB | WP PUTRAJAYA & CYBERJAYA | NO | Unknown |  |  |  | NO | [8 empty] | PTJ15241 | NO | [7 empty] | 3 | Pass | null
378407308 | PTJ15243 |  |  |  | VPTJ/PCE/J15241/MB15241 | 300281159 | Existing | RYB |  |  | CLOSED | CLOSED | LINK |  | 11 kV |  | 20060210 |  |  |  |  | SCHNEIDER |  |  | SS 15.24 SEK. ANTARABANGSA (F1) | Unknown | Unknown | NO | NONE | DISTRIBUTION | TNB | WP PUTRAJAYA & CYBERJAYA | NO | Unknown |  |  |  | NO | [8 empty] | PTJ15243 | NO | [7 empty] | 3 | Pass | null
378407313 | PTJ15242 |  |  |  | VPTJ/PCE/J15241/MB15241 | 300281159 | Existing | RYB |  |  | CLOSED | CLOSED | LINK |  | 11 kV |  | 20060210 |  |  |  |  | SCHNEIDER |  |  | SS 15.24 SEK. ANTARABANGSA (F1) | Unknown | Unknown | NO | NONE | DISTRIBUTION | TNB | WP PUTRAJAYA & CYBERJAYA | NO | Unknown |  |  |  | NO | [8 empty] | PTJ15242 | NO | [7 empty] | 3 | Pass | null
378407328 | PTJ15244 |  |  |  | VPTJ/PCE/J15242/MB15244 | 300281160 | Existing | RYB |  |  | CLOSED | CLOSED | LINK |  | 11 kV |  | 20060210 |  |  |  |  | SCHNEIDER |  |  | SS 15.24 SEK. ANTARABANGSA (F2) | Unknown | Unknown | NO | NONE | DISTRIBUTION | TNB | WP PUTRAJAYA & CYBERJAYA | NO | Unknown |  |  |  | NO | [8 empty] | PTJ15244 | NO | [7 empty] | 3 | Pass | null
378407334 | PTJ15246 |  |  |  | VPTJ/PCE/J15242/MB15244 | 300281160 | Existing | RYB |  |  | CLOSED | CLOSED | LINK |  | 11 kV |  | 20060210 |  |  |  |  | SCHNEIDER |  |  | SS 15.24 SEK. ANTARABANGSA (F2) | Unknown | Unknown | NO | NONE | DISTRIBUTION | TNB | WP PUTRAJAYA & CYBERJAYA | NO | Unknown |  |  |  | NO | [8 empty] | PTJ15246 | NO | [7 empty] | 3 | Pass | null
378407339 | PTJ15245 |  |  |  | VPTJ/PCE/J15242/MB15244 | 300281160 | Existing | RYB |  |  | CLOSED | CLOSED | LINK |  | 11 kV |  | 20060210 |  |  |  |  | SCHNEIDER |  |  | SS 15.24 SEK. ANTARABANGSA (F2) | Unknown | Unknown | NO | NONE | DISTRIBUTION | TNB | WP PUTRAJAYA & CYBERJAYA | NO | Unknown |  |  |  | NO | [8 empty] | PTJ15245 | NO | [7 empty] | 3 | Pass | null
378407347 | PTJ15421 |  |  |  | VPTJ/PCE/J15421/MB15421 | 300281165 | Existing | RYB |  |  | CLOSED | CLOSED | LINK |  | 11 kV |  | 20090601 |  |  |  |  | EPE |  |  | PE 15.42 P/PURI 15-12 BLOK C (F1) | Unknown | Unknown | NO | NONE | DISTRIBUTION | TNB | WP PUTRAJAYA & CYBERJAYA | NO | Unknown |  |  |  | NO | [8 empty] | PTJ15421 | NO | [7 empty] | 3 | Pass | null
378407352 | PTJ15423 |  |  |  | VPTJ/PCE/J15421/MB15421 | 300281165 | Existing | RYB |  |  | CLOSED | CLOSED | LINK |  | 11 kV |  | 20090601 |  |  |  |  | EPE |  |  | PE 15.42 P/PURI 15-12 BLOK C (F1) | Unknown | Unknown | NO | NONE | DISTRIBUTION | TNB | WP PUTRAJAYA & CYBERJAYA | NO | Unknown |  |  |  | NO | [8 empty] | PTJ15423 | NO | [7 empty] | 3 | Pass | null
378407443 | PTJ15424 |  |  |  | VPTJ/PCE/J15422/MB15424 | 300281166 | Existing | RYB |  |  | CLOSED | CLOSED | LINK |  | 11 kV |  | 20090701 |  |  |  |  | EPE |  |  | PE 15.42 P/PURI 15-12 BLOK C (F2) | Unknown | Unknown | NO | NONE | DISTRIBUTION | TNB | WP PUTRAJAYA & CYBERJAYA | NO | Unknown |  |  |  | NO | [8 empty] | PTJ15424 | NO | [7 empty] | 3 | Pass | null
378407448 | PTJ15426 |  |  |  | VPTJ/PCE/J15422/MB15424 | 300281166 | Existing | RYB |  |  | CLOSED | CLOSED | LINK |  | 11 kV |  | 20090701 |  |  |  |  | EPE |  |  | PE 15.42 P/PURI 15-12 BLOK C (F2) | Unknown | Unknown | NO | NONE | DISTRIBUTION | TNB | WP PUTRAJAYA & CYBERJAYA | NO | Unknown |  |  |  | NO | [8 empty] | PTJ15426 | NO | [7 empty] | 3 | Pass | null
378407539 | PTJ15411 |  |  |  | VPTJ/PCE/J15411/MB15411 | 300281163 | Existing | RYB |  |  | CLOSED | CLOSED | LINK |  | 11 kV |  | 20090601 |  |  |  |  | EPE |  |  | PE 15.41 P/PURI 15-12 BLOK B (F1) | Unknown | Unknown | NO | NONE | DISTRIBUTION | TNB | WP PUTRAJAYA & CYBERJAYA | NO | Unknown |  |  |  | NO | [8 empty] | PTJ15411 | NO | [7 empty] | 3 | Pass | null
378407544 | PTJ15413 |  |  |  | VPTJ/PCE/J15411/MB15411 | 300281163 | Existing | RYB |  |  | CLOSED | CLOSED | LINK |  | 11 kV |  | 20090601 |  |  |  |  | EPE |  |  | PE 15.41 P/PURI 15-12 BLOK B (F1) | Unknown | Unknown | NO | NONE | DISTRIBUTION | TNB | WP PUTRAJAYA & CYBERJAYA | NO | Unknown |  |  |  | NO | [8 empty] | PTJ15413 | NO | [7 empty] | 3 | Pass | null
378407635 | PTJ15414 |  |  |  | VPTJ/PCE/J15412/MB15414 | 300281164 | Existing | RYB |  |  | CLOSED | CLOSED | LINK |  | 11 kV |  | 20090701 |  |  |  |  | EPE |  |  | PE 15.41 P/PURI 15-12 BLOK B (F2) | Unknown | Unknown | NO | NONE | DISTRIBUTION | TNB | WP PUTRAJAYA & CYBERJAYA | NO | Unknown |  |  |  | NO | [8 empty] | PTJ15414 | NO | [7 empty] | 3 | Pass | null
378407640 | PTJ15416 |  |  |  | VPTJ/PCE/J15412/MB15414 | 300281164 | Existing | RYB |  |  | CLOSED | CLOSED | LINK |  | 11 kV |  | 20090701 |  |  |  |  | EPE |  |  | PE 15.41 P/PURI 15-12 BLOK B (F2) | Unknown | Unknown | NO | NONE | DISTRIBUTION | TNB | WP PUTRAJAYA & CYBERJAYA | NO | Unknown |  |  |  | NO | [8 empty] | PTJ15416 | NO | [7 empty] | 3 | Pass | null
378407731 | PTJ15401 |  |  |  | VPTJ/PCE/J15401/MB15401 | 300281161 | Existing | RYB |  |  | CLOSED | CLOSED | LINK |  | 11 kV |  | 20090601 |  |  |  |  | EPE |  |  | PE 15.40 P/PURI 15-12 BLOK A (F1) | Unknown | Unknown | NO | NONE | DISTRIBUTION | TNB | WP PUTRAJAYA & CYBERJAYA | NO | Unknown |  |  |  | NO | [8 empty] | PTJ15401 | NO | [7 empty] | 3 | Pass | null
378407736 | PTJ15403 |  |  |  | VPTJ/PCE/J15401/MB15401 | 300281161 | Existing | RYB |  |  | CLOSED | CLOSED | LINK |  | 11 kV |  | 20090601 |  |  |  |  | EPE |  |  | PE 15.40 P/PURI 15-12 BLOK A (F1) | Unknown | Unknown | NO | NONE | DISTRIBUTION | TNB | WP PUTRAJAYA & CYBERJAYA | NO | Unknown |  |  |  | NO | [8 empty] | PTJ15403 | NO | [7 empty] | 3 | Pass | null
378407825 | PTJ15404 |  |  |  | VPTJ/PCE/J15402/MB15404 | 300281162 | Existing | RYB |  |  | CLOSED | CLOSED | LINK |  | 11 kV |  | 20090701 |  |  |  |  | EPE |  |  | PE 15.40 P/PURI 15-12 BLOK A (F2) | Unknown | Unknown | NO | NONE | DISTRIBUTION | TNB | WP PUTRAJAYA & CYBERJAYA | NO | Unknown |  |  |  | NO | [8 empty] | PTJ15404 | NO | [7 empty] | 3 | Pass | null
378407830 | PTJ15406 |  |  |  | VPTJ/PCE/J15402/MB15404 | 300281162 | Existing | RYB |  |  | CLOSED | CLOSED | LINK |  | 11 kV |  | 20090701 |  |  |  |  | EPE |  |  | PE 15.40 P/PURI 15-12 BLOK A (F2) | Unknown | Unknown | NO | NONE | DISTRIBUTION | TNB | WP PUTRAJAYA & CYBERJAYA | NO | Unknown |  |  |  | NO | [8 empty] | PTJ15406 | NO | [7 empty] | 3 | Pass | null
378407921 | PTJ15471 |  |  |  | VPTJ/PCE/J15471/MB15471 | 300454849 | Existing | RYB |  |  | CLOSED | CLOSED | LINK |  | 11 kV | [6 empty] | INDKOM |  |  | PE 15.47 APARTMENT ALAM DESA (F1) | Unknown | Unknown | NO | NONE | DISTRIBUTION | TNB | WP PUTRAJAYA & CYBERJAYA | NO | Unknown |  |  |  | NO | [8 empty] | PTJ15471 | NO | [7 empty] | 3 | Pass | null
378407926 | PTJ15472 |  |  |  | VPTJ/PCE/J15471/MB15471 | 300454849 | Existing | RYB |  |  | CLOSED | CLOSED | LINK |  | 11 kV | [6 empty] | INDKOM |  |  | PE 15.47 APARTMENT ALAM DESA (F1) | Unknown | Unknown | NO | NONE | DISTRIBUTION | TNB | WP PUTRAJAYA & CYBERJAYA | NO | Unknown |  |  |  | NO | [8 empty] | PTJ15472 | NO | [7 empty] | 3 | Pass | null
378408017 | PTJ15474 |  |  |  | VPTJ/PCE/J15472/MB15474 | 300454861 | Existing | RYB |  |  | CLOSED | CLOSED | LINK |  | 11 kV | [6 empty] | INDKOM |  |  | PE 15.47 APARTMENT ALAM DESA (F2) | Unknown | Unknown | NO | NONE | DISTRIBUTION | TNB | WP PUTRAJAYA & CYBERJAYA | NO | Unknown |  |  |  | NO | [8 empty] | PTJ15474 | NO | [7 empty] | 3 | Pass | null
378408022 | PTJ15475 |  |  |  | VPTJ/PCE/J15472/MB15474 | 300454861 | Existing | RYB |  |  | CLOSED | CLOSED | LINK |  | 11 kV | [6 empty] | INDKOM |  |  | PE 15.47 APARTMENT ALAM DESA (F2) | Unknown | Unknown | NO | NONE | DISTRIBUTION | TNB | WP PUTRAJAYA & CYBERJAYA | NO | Unknown |  |  |  | NO | [8 empty] | PTJ15475 | NO | [7 empty] | 3 | Pass | null
378408113 | PTJ15351 |  |  |  | VPTJ/PCE/J15351/MB15351 | 300282003 | Existing | RYB |  |  | CLOSED | CLOSED | LINK |  | 11 kV |  | 14/11/2009 |  |  |  |  | EPE |  |  | PE 15.35 FASA 15-1A (F1) | Unknown | Unknown | NO | NONE | DISTRIBUTION | TNB | WP PUTRAJAYA & CYBERJAYA | NO | Unknown |  |  |  | NO | [8 empty] | PTJ15351 | NO | [7 empty] | 3 | Pass | null
378408118 | PTJ15353 |  |  |  | VPTJ/PCE/J15351/MB15351 | 300282003 | Existing | RYB |  |  | CLOSED | CLOSED | LINK |  | 11 kV |  | 14/11/2009 |  |  |  |  | EPE |  |  | PE 15.35 FASA 15-1A (F1) | Unknown | Unknown | NO | NONE | DISTRIBUTION | TNB | WP PUTRAJAYA & CYBERJAYA | NO | Unknown |  |  |  | NO | [8 empty] | PTJ15353 | NO | [7 empty] | 3 | Pass | null
378408207 | PTJ15354 |  |  |  | VPTJ/PCE/J15352/MB15354 | 300282004 | Existing | RYB |  |  | CLOSED | CLOSED | LINK |  | 11 kV |  | 15/11/2009 |  |  |  |  | EPE |  |  | PE 15.35 FASA 15-1A (F2) | Unknown | Unknown | NO | NONE | DISTRIBUTION | TNB | WP PUTRAJAYA & CYBERJAYA | NO | Unknown |  |  |  | NO | [8 empty] | PTJ15354 | NO | [7 empty] | 3 | Pass | null
378408212 | PTJ15356 |  |  |  | VPTJ/PCE/J15352/MB15354 | 300282004 | Existing | RYB |  |  | CLOSED | CLOSED | LINK |  | 11 kV |  | 15/11/2009 |  |  |  |  | EPE |  |  | PE 15.35 FASA 15-1A (F2) | Unknown | Unknown | NO | NONE | DISTRIBUTION | TNB | WP PUTRAJAYA & CYBERJAYA | NO | Unknown |  |  |  | NO | [8 empty] | PTJ15356 | NO | [7 empty] | 3 | Pass | null
378408303 | PTJ15361 |  |  |  | VPTJ/PCE/J15361/MB15361 | 300282005 | Existing | RYB |  |  | CLOSED | CLOSED | LINK |  | 11 kV |  | 14/11/2009 |  |  |  |  | INDKOM |  |  | PE 15.36 FASA 15-1B (F1) | Unknown | Unknown | NO | NONE | DISTRIBUTION | TNB | WP PUTRAJAYA & CYBERJAYA | NO | Unknown |  |  |  | NO | [8 empty] | PTJ15361 | NO | [7 empty] | 3 | Pass | null
378408308 | PTJ15362 |  |  |  | VPTJ/PCE/J15361/MB15361 | 300282005 | Existing | RYB |  |  | CLOSED | CLOSED | LINK |  | 11 kV |  | 14/11/2009 |  |  |  |  | INDKOM |  |  | PE 15.36 FASA 15-1B (F1) | Unknown | Unknown | NO | NONE | DISTRIBUTION | TNB | WP PUTRAJAYA & CYBERJAYA | NO | Unknown |  |  |  | NO | [8 empty] | PTJ15362 | NO | [7 empty] | 3 | Pass | null
378408397 | PTJ15364 |  |  |  | VPTJ/PCE/J15362/MB15364 | 300282006 | Existing | RYB |  |  | CLOSED | CLOSED | LINK |  | 11 kV |  | 15/11/2009 |  |  |  |  | INDKOM |  |  | PE 15.36 FASA 15-1B(F2) | Unknown | Unknown | NO | NONE | DISTRIBUTION | TNB | WP PUTRAJAYA & CYBERJAYA | NO | Unknown |  |  |  | NO | [8 empty] | PTJ15364 | NO | [7 empty] | 3 | Pass | null
378408402 | PTJ15365 |  |  |  | VPTJ/PCE/J15362/MB15364 | 300282006 | Existing | RYB |  |  | CLOSED | CLOSED | LINK |  | 11 kV |  | 15/11/2009 |  |  |  |  | INDKOM |  |  | PE 15.36 FASA 15-1B(F2) | Unknown | Unknown | NO | NONE | DISTRIBUTION | TNB | WP PUTRAJAYA & CYBERJAYA | NO | Unknown |  |  |  | NO | [8 empty] | PTJ15365 | NO | [7 empty] | 3 | Pass | null
378408493 | PTJ15381 |  |  |  | VPTJ/PCE/J15381/MB15381 | 300282009 | Existing | RYB |  |  | CLOSED | CLOSED | LINK |  | 11 kV |  | 14/11/2009 |  |  |  |  | INDKOM |  |  | PE 15.38 FASA 15-3B (F1) | Unknown | Unknown | NO | NONE | DISTRIBUTION | TNB | WP PUTRAJAYA & CYBERJAYA | NO | Unknown |  |  |  | NO | [8 empty] | PTJ15381 | NO | [7 empty] | 3 | Pass | null
378408498 | PTJ15382 |  |  |  | VPTJ/PCE/J15381/MB15381 | 300282009 | Existing | RYB |  |  | CLOSED | CLOSED | LINK |  | 11 kV |  | 14/11/2009 |  |  |  |  | INDKOM |  |  | PE 15.38 FASA 15-3B (F1) | Unknown | Unknown | NO | NONE | DISTRIBUTION | TNB | WP PUTRAJAYA & CYBERJAYA | NO | Unknown |  |  |  | NO | [8 empty] | PTJ15382 | NO | [7 empty] | 3 | Pass | null
378408587 | PTJ15384 |  |  |  | VPTJ/PCE/J15382/MB15384 | 300282010 | Existing | RYB |  |  | CLOSED | CLOSED | LINK |  | 11 kV |  | 15/11/2009 |  |  |  |  | INDKOM |  |  | PE 15.38 FASA 15-3B (F2) | Unknown | Unknown | NO | NONE | DISTRIBUTION | TNB | WP PUTRAJAYA & CYBERJAYA | NO | Unknown |  |  |  | NO | [8 empty] | PTJ15384 | NO | [7 empty] | 3 | Pass | null
378408592 | PTJ15385 |  |  |  | VPTJ/PCE/J15382/MB15384 | 300282010 | Existing | RYB |  |  | CLOSED | CLOSED | LINK |  | 11 kV |  | 15/11/2009 |  |  |  |  | INDKOM |  |  | PE 15.38 FASA 15-3B (F2) | Unknown | Unknown | NO | NONE | DISTRIBUTION | TNB | WP PUTRAJAYA & CYBERJAYA | NO | Unknown |  |  |  | NO | [8 empty] | PTJ15385 | NO | [7 empty] | 3 | Pass | null
378408683 | PTJ15391 |  |  |  | VPTJ/PCE/J15391/MB15391 | 300282011 | Existing | RYB |  |  | CLOSED | CLOSED | LINK |  | 11 kV |  | 14/11/2009 |  |  |  |  | INDKOM |  |  | PE 15.39 FASA 15-3A (F1) | Unknown | Unknown | NO | NONE | DISTRIBUTION | TNB | WP PUTRAJAYA & CYBERJAYA | NO | Unknown |  |  |  | NO | [8 empty] | PTJ15391 | NO | [7 empty] | 3 | Pass | null
378408688 | PTJ15392 |  |  |  | VPTJ/PCE/J15391/MB15391 | 300282011 | Existing | RYB |  |  | CLOSED | CLOSED | LINK |  | 11 kV |  | 14/11/2009 |  |  |  |  | INDKOM |  |  | PE 15.39 FASA 15-3A (F1) | Unknown | Unknown | NO | NONE | DISTRIBUTION | TNB | WP PUTRAJAYA & CYBERJAYA | NO | Unknown |  |  |  | NO | [8 empty] | PTJ15392 | NO | [7 empty] | 3 | Pass | null
378421936 | PTJ17058 |  |  |  | VPTJ/PCE/J17052/MB17054 | 300281207 | Existing | RYB |  |  | CLOSED | CLOSED | LINK |  | 11 kV |  | 13/03/2007 |  |  |  |  | TAMCO |  |  | PE 17.05 RK 1-2 (F2) | Unknown | Unknown | NO | NONE | DISTRIBUTION | TNB | WP PUTRAJAYA & CYBERJAYA | NO | Unknown |  |  |  | NO | [8 empty] | PTJ17058 | NO | [7 empty] | 3 | Pass | null
378421953 | PTJ17055 |  |  |  | VPTJ/PCE/J17052/MB17054 | 300281207 | Existing | RYB |  |  | CLOSED | CLOSED | LINK |  | 11 kV |  | 13/03/2007 |  |  |  |  | TAMCO |  |  | PE 17.05 RK 1-2 (F2) | Unknown | Unknown | NO | NONE | DISTRIBUTION | TNB | WP PUTRAJAYA & CYBERJAYA | NO | Unknown |  |  |  | NO | [8 empty] | PTJ17055 | NO | [7 empty] | 3 | Pass | null
378422110 | PTJ17081 |  |  |  | VPTJ/PCE/J17081/MB17081 | 300288173 | Existing | RYB |  |  | CLOSED | CLOSED | LINK |  | 11 kV |  | 27/12/2010 |  |  |  |  | INDKOM |  |  | PE 17.08 BLOK E 17RK2 (F1) | Unknown | Unknown | NO | NONE | DISTRIBUTION | TNB | WP PUTRAJAYA & CYBERJAYA | NO | Unknown |  |  |  | NO | [8 empty] | PTJ17081 | NO | [7 empty] | 3 | Pass | null
378422115 | PTJ17082 |  |  |  | VPTJ/PCE/J17081/MB17081 | 300288173 | Existing | RYB |  |  | CLOSED | CLOSED | LINK |  | 11 kV |  | 27/12/2010 |  |  |  |  | INDKOM |  |  | PE 17.08 BLOK E 17RK2 (F1) | Unknown | Unknown | NO | NONE | DISTRIBUTION | TNB | WP PUTRAJAYA & CYBERJAYA | NO | Unknown |  |  |  | NO | [8 empty] | PTJ17082 | NO | [7 empty] | 3 | Pass | null
378422204 | PTJ17084 |  |  |  | VPTJ/PCE/J17082/MB17084 | 300288175 | Existing | RYB |  |  | CLOSED | CLOSED | LINK |  | 11 kV |  | 28/12/2010 |  |  |  |  | INDKOM |  |  | PE 17.08 BLOK E 17RK2 (F2) | Unknown | Unknown | NO | NONE | DISTRIBUTION | TNB | WP PUTRAJAYA & CYBERJAYA | NO | Unknown |  |  |  | NO | [8 empty] | PTJ17084 | NO | [7 empty] | 3 | Pass | null
378422209 | PTJ17085 |  |  |  | VPTJ/PCE/J17082/MB17084 | 300288175 | Existing | RYB |  |  | CLOSED | CLOSED | LINK |  | 11 kV |  | 28/12/2010 |  |  |  |  | INDKOM |  |  | PE 17.08 BLOK E 17RK2 (F2) | Unknown | Unknown | NO | NONE | DISTRIBUTION | TNB | WP PUTRAJAYA & CYBERJAYA | NO | Unknown |  |  |  | NO | [8 empty] | PTJ17085 | NO | [7 empty] | 3 | Pass | null
378422394 | PTJ17074 |  |  |  | VPTJ/PCE/J17072/MB17074 | 300288171 | Existing | RYB |  |  | CLOSED | CLOSED | LINK |  | 11 kV |  | 28/12/2010 |  |  |  |  | INDKOM |  |  | PE 17.07 BLOK C 17RK2 (F2) | Unknown | Unknown | NO | NONE | DISTRIBUTION | TNB | WP PUTRAJAYA & CYBERJAYA | NO | Unknown |  |  |  | NO | [8 empty] | PTJ17074 | NO | [7 empty] | 3 | Pass | null
378422399 | PTJ17075 |  |  |  | VPTJ/PCE/J17072/MB17074 | 300288171 | Existing | RYB |  |  | CLOSED | CLOSED | LINK |  | 11 kV |  | 28/12/2010 |  |  |  |  | INDKOM |  |  | PE 17.07 BLOK C 17RK2 (F2) | Unknown | Unknown | NO | NONE | DISTRIBUTION | TNB | WP PUTRAJAYA & CYBERJAYA | NO | Unknown |  |  |  | NO | [8 empty] | PTJ17075 | NO | [7 empty] | 3 | Pass | null
378422488 | PTJ17071 |  |  |  | VPTJ/PCE/J17071/MB17071 | 300288169 | Existing | RYB |  |  | CLOSED | CLOSED | LINK |  | 11 kV |  | 27/12/2010 |  |  |  |  | INDKOM |  |  | PE 17.07 BLOK C 17RK2 (F1) | Unknown | Unknown | NO | NONE | DISTRIBUTION | TNB | WP PUTRAJAYA & CYBERJAYA | NO | Unknown |  |  |  | NO | [8 empty] | PTJ17071 | NO | [7 empty] | 3 | Pass | null
378422493 | PTJ17072 |  |  |  | VPTJ/PCE/J17071/MB17071 | 300288169 | Existing | RYB |  |  | OPEN | CLOSED | LINK |  | 11 kV |  | 27/12/2010 |  |  |  |  | INDKOM |  |  | PE 17.07 BLOK C 17RK2 (F1) | Unknown | Unknown | NO | NONE | DISTRIBUTION | TNB | WP PUTRAJAYA & CYBERJAYA | NO | Unknown |  |  |  | NO | [8 empty] | PTJ17072 | NO | [7 empty] | 3 | Pass | null
378422584 | PTJ17091 |  |  |  | VPTJ/PCE/J17091/MB17091 | 310288765 | Existing | RYB |  |  | CLOSED | CLOSED | LINK |  | 11 kV | [9 empty] | PE 17.09 SEK REN PRESINT 17 F1 | Unknown | Unknown | NO | NONE | DISTRIBUTION | TNB | WP PUTRAJAYA & CYBERJAYA | NO | Unknown |  |  |  | NO | [8 empty] | PTJ17091 | NO | [7 empty] | 3 | Pass | null
378422589 | PTJ17093 |  |  |  | VPTJ/PCE/J17091/MB17091 | 310288765 | Existing | RYB |  |  | CLOSED | CLOSED | LINK |  | 11 kV | [9 empty] | PE 17.09 SEK REN PRESINT 17 F1 | Unknown | Unknown | NO | NONE | DISTRIBUTION | TNB | WP PUTRAJAYA & CYBERJAYA | NO | Unknown |  |  |  | NO | [8 empty] | PTJ17093 | NO | [7 empty] | 3 | Pass | null
378422678 | PTJ17094 |  |  |  | VPTJ/PCE/J17092/MB17094 | 310288779 | Existing | RYB |  |  | CLOSED | CLOSED | LINK |  | 11 kV | [9 empty] | PE 17.09 SEK REN PRESINT 17 (F2) | Unknown | Unknown | NO | NONE | DISTRIBUTION | TNB | WP PUTRAJAYA & CYBERJAYA | NO | Unknown |  |  |  | NO | [8 empty] | PTJ17094 | NO | [7 empty] | 3 | Pass | null
378422683 | PTJ17096 |  |  |  | VPTJ/PCE/J17092/MB17094 | 310288779 | Existing | RYB |  |  | CLOSED | CLOSED | LINK |  | 11 kV | [9 empty] | PE 17.09 SEK REN PRESINT 17 (F2) | Unknown | Unknown | NO | NONE | DISTRIBUTION | TNB | WP PUTRAJAYA & CYBERJAYA | NO | Unknown |  |  |  | NO | [8 empty] | PTJ17096 | NO | [7 empty] | 3 | Pass | null
378422774 | PTJ01311 |  |  |  | VPTJ/PCE/J01311/MB01311 | 300280439 | Existing | RYB |  |  | CLOSED | CLOSED | LINK |  | 11 kV |  | 15/04/1999 |  |  |  |  | INDKOM |  |  | PE 1.31 PADAT PERSIARAN PERDANA | Unknown | Unknown | NO | NONE | DISTRIBUTION | TNB | WP PUTRAJAYA & CYBERJAYA | NO | Unknown |  |  |  | NO | [8 empty] | PTJ01311 | NO | [7 empty] | 3 | Pass | null
378422779 | PTJ01312 |  |  |  | VPTJ/PCE/J01311/MB01311 | 300280439 | Existing | RYB |  |  | CLOSED | CLOSED | LINK |  | 11 kV |  | 15/04/1999 |  |  |  |  | INDKOM |  |  | PE 1.31 PADAT PERSIARAN PERDANA | Unknown | Unknown | NO | NONE | DISTRIBUTION | TNB | WP PUTRAJAYA & CYBERJAYA | NO | Unknown |  |  |  | NO | [8 empty] | PTJ01312 | NO | [7 empty] | 3 | Pass | null
378422945 | PTJ01272 |  |  |  | VPTJ/PCE/J01271/MB01271 | 300280438 | Existing | RYB |  |  | CLOSED | CLOSED | LINK |  | 11 kV |  | 25/05/1999 |  |  |  |  | INDKOM |  |  | PE 1.27 PADAT PERSIARAN PERSEKUTUAN | Unknown | Unknown | NO | NONE | DISTRIBUTION | TNB | WP PUTRAJAYA & CYBERJAYA | NO | Unknown |  |  |  | NO | [8 empty] | PTJ01272 | NO | [7 empty] | 3 | Pass | null
378422950 | PTJ01271 |  |  |  | VPTJ/PCE/J01271/MB01271 | 300280438 | Existing | RYB |  |  | CLOSED | CLOSED | LINK |  | 11 kV |  | 25/05/1999 |  |  |  |  | INDKOM |  |  | PE 1.27 PADAT PERSIARAN PERSEKUTUAN | Unknown | Unknown | NO | NONE | DISTRIBUTION | TNB | WP PUTRAJAYA & CYBERJAYA | NO | Unknown |  |  |  | NO | [8 empty] | PTJ01271 | NO | [7 empty] | 3 | Pass | null
378423175 | PTJ01592 |  |  |  | VPTJ/PCE/J01591/MB01591 | 300280588 | Existing | RYB |  |  | CLOSED | CLOSED | LINK |  | 11 kV |  | 29/07/2003 |  |  |  |  | SCHNEIDER |  |  | PE 1.59 WETLAND MANAGEMENT | Unknown | Unknown | NO | NONE | DISTRIBUTION | TNB | WP PUTRAJAYA & CYBERJAYA | NO | Unknown |  |  |  | NO | [8 empty] | PTJ01592 | NO | [7 empty] | 3 | Pass | null
378423180 | PTJ01591 |  |  |  | VPTJ/PCE/J01591/MB01591 | 300280588 | Existing | RYB |  |  | CLOSED | CLOSED | LINK |  | 11 kV |  | 29/07/2003 |  |  |  |  | SCHNEIDER |  |  | PE 1.59 WETLAND MANAGEMENT | Unknown | Unknown | NO | NONE | DISTRIBUTION | TNB | WP PUTRAJAYA & CYBERJAYA | NO | Unknown |  |  |  | NO | [8 empty] | PTJ01591 | NO | [7 empty] | 3 | Pass | null
378423341 | PTJ13042 |  |  |  | VPTJ/PCE/J13041/MB13041 | 300281103 | Existing | RYB |  |  | CLOSED | CLOSED | LINK |  | 11 kV |  | 15/04/1999 |  |  |  |  | INDKOM |  |  | PE 13.04 UGS PERSEKUTUAN | Unknown | Unknown | NO | NONE | DISTRIBUTION | TNB | WP PUTRAJAYA & CYBERJAYA | NO | Unknown |  |  |  | NO | [8 empty] | PTJ13042 | NO | [7 empty] | 3 | Pass | null
378423346 | PTJ13041 |  |  |  | VPTJ/PCE/J13041/MB13041 | 300281103 | Existing | RYB |  |  | CLOSED | CLOSED | LINK |  | 11 kV |  | 15/04/1999 |  |  |  |  | INDKOM |  |  | PE 13.04 UGS PERSEKUTUAN | Unknown | Unknown | NO | NONE | DISTRIBUTION | TNB | WP PUTRAJAYA & CYBERJAYA | NO | Unknown |  |  |  | NO | [8 empty] | PTJ13041 | NO | [7 empty] | 3 | Pass | null
378423553 | PTJ01331 |  |  |  | VPTJ/PCE/J01331/MB01331 | 300280445 | Existing | RYB |  |  | CLOSED | CLOSED | LINK |  | 11 kV |  | 17/06/1999 |  |  |  |  | MERLIN GERIN |  |  | PE 1.33 INSIDE PPU 1 S/L OVAL | Unknown | Unknown | NO | NONE | DISTRIBUTION | TNB | WP PUTRAJAYA & CYBERJAYA | NO | Unknown |  |  |  | NO | [8 empty] | PTJ01331 | NO | [7 empty] | 3 | Pass | null
378423558 | PTJ01332 |  |  |  | VPTJ/PCE/J01331/MB01331 | 300280445 | Existing | RYB |  |  | CLOSED | CLOSED | LINK |  | 11 kV |  | 17/06/1999 |  |  |  |  | MERLIN GERIN |  |  | PE 1.33 INSIDE PPU 1 S/L OVAL | Unknown | Unknown | NO | NONE | DISTRIBUTION | TNB | WP PUTRAJAYA & CYBERJAYA | NO | Unknown |  |  |  | NO | [8 empty] | PTJ01332 | NO | [7 empty] | 3 | Pass | null
378423659 | PTJ01291 |  |  |  | VPTJ/PCE/J01291/MB01291 | 300280444 | Existing | RYB |  |  | CLOSED | CLOSED | LINK |  | 11 kV |  | 30/06/1999 |  |  |  |  | MERLIN GERIN |  |  | PE 1.29 PERDANA WALK | Unknown | Unknown | NO | NONE | DISTRIBUTION | TNB | WP PUTRAJAYA & CYBERJAYA | NO | Unknown |  |  |  | NO | [8 empty] | PTJ01291 | NO | [7 empty] | 3 | Pass | null
378423664 | PTJ01292 |  |  |  | VPTJ/PCE/J01291/MB01291 | 300280444 | Existing | RYB |  |  | CLOSED | CLOSED | LINK |  | 11 kV |  | 30/06/1999 |  |  |  |  | MERLIN GERIN |  |  | PE 1.29 PERDANA WALK | Unknown | Unknown | NO | NONE | DISTRIBUTION | TNB | WP PUTRAJAYA & CYBERJAYA | NO | Unknown |  |  |  | NO | [8 empty] | PTJ01292 | NO | [7 empty] | 3 | Pass | null
378423769 | PTJ01352 |  |  |  | VPTJ/PCE/J01351/MB01351 | 300280442 | Existing | RYB |  |  | CLOSED | CLOSED | LINK |  | 11 kV |  | 19991205 |  |  |  |  | INDKOM |  |  | PE 1.35 MOSQUE (F1) | Unknown | Unknown | NO | NONE | DISTRIBUTION | TNB | WP PUTRAJAYA & CYBERJAYA | NO | Unknown |  |  |  | NO | [8 empty] | PTJ01352 | NO | [7 empty] | 3 | Pass | null
378423774 | PTJ01351 |  |  |  | VPTJ/PCE/J01351/MB01351 | 300280442 | Existing | RYB |  | PTJ01362 PE 1.36 DATARAN PUTERA (F1) | CLOSED | CLOSED | LINK |  | 11 kV |  | 19991205 |  |  |  |  | INDKOM |  |  | PE 1.35 MOSQUE (F1) | Unknown | Unknown | NO | NONE | DISTRIBUTION | TNB | WP PUTRAJAYA & CYBERJAYA | NO | Unknown |  |  |  | NO | [8 empty] | PTJ01351 | NO | [7 empty] | 3 | Pass | null
378423863 | PTJ01355 |  |  |  | VPTJ/PCE/J01352/MB01354 | 300280447 | Existing | RYB |  |  | CLOSED | CLOSED | LINK |  | 11 kV |  | 19991205 |  |  |  |  | INDKOM |  |  | PE 1.35 MOSQUE (F2) | Unknown | Unknown | NO | NONE | DISTRIBUTION | TNB | WP PUTRAJAYA & CYBERJAYA | NO | Unknown |  |  |  | NO | [8 empty] | PTJ01355 | NO | [7 empty] | 3 | Pass | null
378423868 | PTJ01354 |  |  |  | VPTJ/PCE/J01352/MB01354 | 300280447 | Existing | RYB |  |  | CLOSED | CLOSED | LINK |  | 11 kV |  | 19991205 |  |  |  |  | INDKOM |  |  | PE 1.35 MOSQUE (F2) | Unknown | Unknown | NO | NONE | DISTRIBUTION | TNB | WP PUTRAJAYA & CYBERJAYA | NO | Unknown |  |  |  | NO | [8 empty] | PTJ01354 | NO | [7 empty] | 3 | Pass | null
378424041 | PTJ17101 |  |  |  | VPTJ/PCE/J17101/MB17101 | 310308945 | Existing | RYB |  |  | CLOSED | CLOSED | LINK |  | 11 kV | [6 empty] | TAMCO |  |  | SS 17.10 TEMP PPA1M PRESINT 17 | Unknown | Unknown | NO | NONE | DISTRIBUTION | TNB | WP PUTRAJAYA & CYBERJAYA | NO | Unknown |  |  |  | NO | [8 empty] | PTJ17101 | NO | [7 empty] | 3 | Pass | null
378424047 | PTJ17102 |  |  |  | VPTJ/PCE/J17101/MB17101 | 310308945 | Existing | RYB |  |  | CLOSED | CLOSED | LINK |  | 11 kV | [6 empty] | TAMCO |  |  | SS 17.10 TEMP PPA1M PRESINT 17 | Unknown | Unknown | NO | NONE | DISTRIBUTION | TNB | WP PUTRAJAYA & CYBERJAYA | NO | Unknown |  |  |  | NO | [8 empty] | PTJ17102 | NO | [7 empty] | 3 | Pass | null
378424052 | PTJ17103 |  |  |  | VPTJ/PCE/J17101/MB17101 | 310308945 | Existing | RYB |  |  | CLOSED | CLOSED | LINK |  | 11 kV | [6 empty] | TAMCO |  |  | SS 17.10 TEMP PPA1M PRESINT 17 | Unknown | Unknown | NO | NONE | DISTRIBUTION | TNB | WP PUTRAJAYA & CYBERJAYA | NO | Unknown |  |  |  | NO | [8 empty] | PTJ17103 | NO | [7 empty] | 3 | Pass | null
378424060 | PTJ17061 |  |  |  | VPTJ/PCE/J17061/MB17061 | 300288162 | Existing | RYB |  |  | CLOSED | CLOSED | LINK |  | 11 kV |  | 27/12/2010 |  |  |  |  | INDKOM |  |  | PE 17.06 BLOK A 17RK2 (F1) | Unknown | Unknown | NO | NONE | DISTRIBUTION | TNB | WP PUTRAJAYA & CYBERJAYA | NO | Unknown |  |  |  | NO | [8 empty] | PTJ17061 | NO | [7 empty] | 3 | Pass | null
378424065 | PTJ17062 |  |  |  | VPTJ/PCE/J17061/MB17061 | 300288162 | Existing | RYB |  |  | CLOSED | CLOSED | LINK |  | 11 kV |  | 27/12/2010 |  |  |  |  | INDKOM |  |  | PE 17.06 BLOK A 17RK2 (F1) | Unknown | Unknown | NO | NONE | DISTRIBUTION | TNB | WP PUTRAJAYA & CYBERJAYA | NO | Unknown |  |  |  | NO | [8 empty] | PTJ17062 | NO | [7 empty] | 3 | Pass | null
378424154 | PTJ17064 |  |  |  | VPTJ/PCE/J17062/MB17064 | 300288166 | Existing | RYB |  |  | CLOSED | CLOSED | LINK |  | 11 kV |  | 28/12/2010 |  |  |  |  | INDKOM |  |  | PE 17.06 BLOK A 17RK2 (F2) | Unknown | Unknown | NO | NONE | DISTRIBUTION | TNB | WP PUTRAJAYA & CYBERJAYA | NO | Unknown |  |  |  | NO | [8 empty] | PTJ17064 | NO | [7 empty] | 3 | Pass | null
378424159 | PTJ17065 |  |  |  | VPTJ/PCE/J17062/MB17064 | 300288166 | Existing | RYB |  |  | CLOSED | CLOSED | LINK |  | 11 kV |  | 28/12/2010 |  |  |  |  | INDKOM |  |  | PE 17.06 BLOK A 17RK2 (F2) | Unknown | Unknown | NO | NONE | DISTRIBUTION | TNB | WP PUTRAJAYA & CYBERJAYA | NO | Unknown |  |  |  | NO | [8 empty] | PTJ17065 | NO | [7 empty] | 3 | Pass | null
378424263 | PTJ02034 |  |  |  | VPTJ/PCE/J02032/MB02034 | 300280613 | Existing | RYB |  |  | CLOSED | CLOSED | LINK |  | 11 kV |  | 20010502 |  |  |  |  | INDKOM |  |  | PE 2.03 RUMAH PAM (F2) | Unknown | Unknown | NO | NONE | DISTRIBUTION | TNB | WP PUTRAJAYA & CYBERJAYA | NO | Unknown |  |  |  | NO | [8 empty] | PTJ02034 | NO | [7 empty] | 3 | Pass | null
378424268 | PTJ02035 |  |  |  | VPTJ/PCE/J02032/MB02034 | 300280613 | Existing | RYB |  |  | CLOSED | CLOSED | LINK |  | 11 kV |  | 20010502 |  |  |  |  | INDKOM |  |  | PE 2.03 RUMAH PAM (F2) | Unknown | Unknown | NO | NONE | DISTRIBUTION | TNB | WP PUTRAJAYA & CYBERJAYA | NO | Unknown |  |  |  | NO | [8 empty] | PTJ02035 | NO | [7 empty] | 3 | Pass | null
378424359 | PTJ02032 |  |  |  | VPTJ/PCE/J02031/MB02031 | 300280611 | Existing | RYB |  |  | CLOSED | CLOSED | LINK |  | 11 kV |  | 20010502 |  |  |  |  | INDKOM |  |  | PE 2.03 RUMAH PAM (F1) | Unknown | Unknown | NO | NONE | DISTRIBUTION | TNB | WP PUTRAJAYA & CYBERJAYA | NO | Unknown |  |  |  | NO | [8 empty] | PTJ02032 | NO | [7 empty] | 3 | Pass | null
378424364 | PTJ02031 |  |  |  | VPTJ/PCE/J02031/MB02031 | 300280611 | Existing | RYB |  |  | CLOSED | CLOSED | LINK |  | 11 kV |  | 20010502 |  |  |  |  | INDKOM |  |  | PE 2.03 RUMAH PAM (F1) | Unknown | Unknown | NO | NONE | DISTRIBUTION | TNB | WP PUTRAJAYA & CYBERJAYA | NO | Unknown |  |  |  | NO | [8 empty] | PTJ02031 | NO | [7 empty] | 3 | Pass | null
378424474 | PTJ01042 |  |  |  | VPTJ/PCE/J01041/MB01041 | 300280367 | Existing | RYB |  |  | CLOSED | CLOSED | LINK |  | 11 kV |  | 19/07/1999 |  |  |  |  | INDKOM |  |  | SS 1.04 JPM B4 (F1) | Unknown | Unknown | NO | NONE | DISTRIBUTION | TNB | WP PUTRAJAYA & CYBERJAYA | NO | Unknown |  |  |  | NO | [8 empty] | PTJ01042 | NO | [7 empty] | 3 | Pass | null
378424480 | PTJ01043 |  |  |  | VPTJ/PCE/J01041/MB01041 | 300280367 | Existing | RYB |  |  | CLOSED | CLOSED | LINK |  | 11 kV |  | 19/07/1999 |  |  |  |  | INDKOM |  |  | SS 1.04 JPM B4 (F1) | Unknown | Unknown | NO | NONE | DISTRIBUTION | TNB | WP PUTRAJAYA & CYBERJAYA | NO | Unknown |  |  |  | NO | [8 empty] | PTJ01043 | NO | [7 empty] | 3 | Pass | null
378424485 | PTJ01041 |  |  |  | VPTJ/PCE/J01041/MB01041 | 300280367 | Existing | RYB |  |  | OPEN | CLOSED | LINK |  | 11 kV |  | 19/07/1999 |  |  |  |  | INDKOM |  |  | SS 1.04 JPM B4 (F1) | Unknown | Unknown | NO | NONE | DISTRIBUTION | TNB | WP PUTRAJAYA & CYBERJAYA | NO | Unknown |  |  |  | NO | [8 empty] | PTJ01041 | NO | [7 empty] | 3 | Pass | null
378424500 | PTJ01045 |  |  |  | VPTJ/PCE/J01042/MB01044 | 300280368 | Existing | RYB |  |  | CLOSED | CLOSED | LINK |  | 11 kV |  | 19/07/1999 |  |  |  |  | INDKOM |  |  | SS 1.04 JPM B4 (F2) | Unknown | Unknown | NO | NONE | DISTRIBUTION | TNB | WP PUTRAJAYA & CYBERJAYA | NO | Unknown |  |  |  | NO | [8 empty] | PTJ01045 | NO | [7 empty] | 3 | Pass | null
378424506 | PTJ01046 |  |  |  | VPTJ/PCE/J01042/MB01044 | 300280368 | Existing | RYB |  |  | CLOSED | CLOSED | LINK |  | 11 kV |  | 19/07/1999 |  |  |  |  | INDKOM |  |  | SS 1.04 JPM B4 (F2) | Unknown | Unknown | NO | NONE | DISTRIBUTION | TNB | WP PUTRAJAYA & CYBERJAYA | NO | Unknown |  |  |  | NO | [8 empty] | PTJ01046 | NO | [7 empty] | 3 | Pass | null
378424511 | PTJ01044 |  |  |  | VPTJ/PCE/J01042/MB01044 | 300280368 | Existing | RYB |  |  | OPEN | CLOSED | LINK |  | 11 kV |  | 19/07/1999 |  |  |  |  | INDKOM |  |  | SS 1.04 JPM B4 (F2) | Unknown | Unknown | NO | NONE | DISTRIBUTION | TNB | WP PUTRAJAYA & CYBERJAYA | NO | Unknown |  |  |  | NO | [8 empty] | PTJ01044 | NO | [7 empty] | 3 | Pass | null
378424519 | PTJ02174 |  |  |  | VPTJ/PCE/J02172/MB02174 | 300280672 | Existing | RYB |  |  | CLOSED | CLOSED | LINK |  | 11 kV |  | 20041003 |  |  |  |  | INDKOM |  |  | PE 2.17 TMN WAWASAN (P.H) (F2) | Unknown | Unknown | NO | NONE | DISTRIBUTION | TNB | WP PUTRAJAYA & CYBERJAYA | NO | Unknown |  |  |  | NO | [8 empty] | PTJ02174 | NO | [7 empty] | 3 | Pass | null
378424524 | PTJ02175 |  |  |  | VPTJ/PCE/J02172/MB02174 | 300280672 | Existing | RYB |  |  | CLOSED | CLOSED | LINK |  | 11 kV |  | 20041003 |  |  |  |  | INDKOM |  |  | PE 2.17 TMN WAWASAN (P.H) (F2) | Unknown | Unknown | NO | NONE | DISTRIBUTION | TNB | WP PUTRAJAYA & CYBERJAYA | NO | Unknown |  |  |  | NO | [8 empty] | PTJ02175 | NO | [7 empty] | 3 | Pass | null
378424615 | PTJ02171 |  |  |  | VPTJ/PCE/J02171/MB02171 | 300280671 | Existing | RYB |  |  | CLOSED | CLOSED | LINK |  | 11 kV |  | 20041003 |  |  |  |  | INDKOM |  |  | PE 2.17 TMN WAWASAN (P.H) (F1) | Unknown | Unknown | NO | NONE | DISTRIBUTION | TNB | WP PUTRAJAYA & CYBERJAYA | NO | Unknown |  |  |  | NO | [8 empty] | PTJ02171 | NO | [7 empty] | 3 | Pass | null
378424620 | PTJ02172 |  |  |  | VPTJ/PCE/J02171/MB02171 | 300280671 | Existing | RYB |  |  | CLOSED | CLOSED | LINK |  | 11 kV |  | 20041003 |  |  |  |  | INDKOM |  |  | PE 2.17 TMN WAWASAN (P.H) (F1) | Unknown | Unknown | NO | NONE | DISTRIBUTION | TNB | WP PUTRAJAYA & CYBERJAYA | NO | Unknown |  |  |  | NO | [8 empty] | PTJ02172 | NO | [7 empty] | 3 | Pass | null
378425018 | PTJ01621 |  |  |  | VPTJ/PCE/J01621/MB01621 | 300452954 | Existing | RYB |  |  | CLOSED | CLOSED | LINK |  | 11 kV | [6 empty] | TAMCO |  |  | PE 1.62 INSIDE PPU PJ1 | Unknown | Unknown | NO | NONE | DISTRIBUTION | TNB | WP PUTRAJAYA & CYBERJAYA | NO | Unknown |  |  |  | NO | [8 empty] | PTJ01621 | NO | [7 empty] | 3 | Pass | null
378425023 | PTJ01623 |  |  |  | VPTJ/PCE/J01621/MB01621 | 300452954 | Existing | RYB |  |  | CLOSED | CLOSED | LINK |  | 11 kV | [6 empty] | TAMCO |  |  | PE 1.62 INSIDE PPU PJ1 | Unknown | Unknown | NO | NONE | DISTRIBUTION | TNB | WP PUTRAJAYA & CYBERJAYA | NO | Unknown |  |  |  | NO | [8 empty] | PTJ01623 | NO | [7 empty] | 3 | Pass | null
378425145 | PTJ01651 |  |  |  | VPTJ/PCE/J01651/MB1651 | 300494280 | Existing | RYB |  |  | CLOSED | CLOSED | LINK |  | 11 kV | [9 empty] | PE 1.65 DATARAN PAHLAWAN F1 | Unknown | Unknown | NO | NONE | DISTRIBUTION | TNB | WP PUTRAJAYA & CYBERJAYA | NO | Unknown |  |  |  | NO | [8 empty] | PTJ01651 | NO | [7 empty] | 3 | Pass | null
378425150 | PTJ01653 |  |  |  | VPTJ/PCE/J01651/MB1651 | 300494280 | Existing | RYB |  |  | CLOSED | CLOSED | LINK |  | 11 kV | [9 empty] | PE 1.65 DATARAN PAHLAWAN F1 | Unknown | Unknown | NO | NONE | DISTRIBUTION | TNB | WP PUTRAJAYA & CYBERJAYA | NO | Unknown |  |  |  | NO | [8 empty] | PTJ01653 | NO | [7 empty] | 3 | Pass | null
378425239 | PTJ01654 |  |  |  | VPTJ/PCE/J01652/MB01654 | 300494281 | Existing | RYB |  |  | CLOSED | CLOSED | LINK |  | 11 kV | [9 empty] | PE 1.65 DATARAN PAHLAWAN F2 | Unknown | Unknown | NO | NONE | DISTRIBUTION | TNB | WP PUTRAJAYA & CYBERJAYA | NO | Unknown |  |  |  | NO | [8 empty] | PTJ01654 | NO | [7 empty] | 3 | Pass | null
378425244 | PTJ01656 |  |  |  | VPTJ/PCE/J01652/MB01654 | 300494281 | Existing | RYB |  |  | CLOSED | CLOSED | LINK |  | 11 kV | [9 empty] | PE 1.65 DATARAN PAHLAWAN F2 | Unknown | Unknown | NO | NONE | DISTRIBUTION | TNB | WP PUTRAJAYA & CYBERJAYA | NO | Unknown |  |  |  | NO | [8 empty] | PTJ01656 | NO | [7 empty] | 3 | Pass | null
378443158 | PTJ15394 |  |  |  | VPTJ/PCE/J15392/MB15394 | 300282012 | Existing | RYB |  |  | CLOSED | CLOSED | LINK |  | 11 kV |  | 15/11/2009 |  |  |  |  | INDKOM |  |  | PE 15.39 FASA 15-3A (F2) | Unknown | Unknown | NO | NONE | DISTRIBUTION | TNB | WP PUTRAJAYA & CYBERJAYA | NO | Unknown |  |  |  | NO | [8 empty] | PTJ15394 | NO | [7 empty] | 3 | Pass | null
378443163 | PTJ15395 |  |  |  | VPTJ/PCE/J15392/MB15394 | 300282012 | Existing | RYB |  |  | CLOSED | CLOSED | LINK |  | 11 kV |  | 15/11/2009 |  |  |  |  | INDKOM |  |  | PE 15.39 FASA 15-3A (F2) | Unknown | Unknown | NO | NONE | DISTRIBUTION | TNB | WP PUTRAJAYA & CYBERJAYA | NO | Unknown |  |  |  | NO | [8 empty] | PTJ15395 | NO | [7 empty] | 3 | Pass | null
378443254 | PTJ15371 |  |  |  | VPTJ/PCE/J15371/MB15371 | 300282007 | Existing | RYB |  |  | CLOSED | CLOSED | LINK |  | 11 kV |  | 14/11/2009 |  |  |  |  | INDKOM |  |  | PE 15.37 FASA 15-2 (F1) | Unknown | Unknown | NO | NONE | DISTRIBUTION | TNB | WP PUTRAJAYA & CYBERJAYA | NO | Unknown |  |  |  | NO | [8 empty] | PTJ15371 | NO | [7 empty] | 3 | Pass | null
378443259 | PTJ15372 |  |  |  | VPTJ/PCE/J15371/MB15371 | 300282007 | Existing | RYB |  |  | CLOSED | CLOSED | LINK |  | 11 kV |  | 14/11/2009 |  |  |  |  | INDKOM |  |  | PE 15.37 FASA 15-2 (F1) | Unknown | Unknown | NO | NONE | DISTRIBUTION | TNB | WP PUTRAJAYA & CYBERJAYA | NO | Unknown |  |  |  | NO | [8 empty] | PTJ15372 | NO | [7 empty] | 3 | Pass | null
378443350 | PTJ15374 |  |  |  | VPTJ/PCE/J15372/MB15374 | 300282008 | Existing | RYB |  |  | CLOSED | CLOSED | LINK |  | 11 kV |  | 15/11/2009 |  |  |  |  | INDKOM |  |  | PE 15.37 FASA 15-2 (F2) | Unknown | Unknown | NO | NONE | DISTRIBUTION | TNB | WP PUTRAJAYA & CYBERJAYA | NO | Unknown |  |  |  | NO | [8 empty] | PTJ15374 | NO | [7 empty] | 3 | Pass | null
378443355 | PTJ15375 |  |  |  | VPTJ/PCE/J15372/MB15374 | 300282008 | Existing | RYB |  |  | CLOSED | CLOSED | LINK |  | 11 kV |  | 15/11/2009 |  |  |  |  | INDKOM |  |  | PE 15.37 FASA 15-2 (F2) | Unknown | Unknown | NO | NONE | DISTRIBUTION | TNB | WP PUTRAJAYA & CYBERJAYA | NO | Unknown |  |  |  | NO | [8 empty] | PTJ15375 | NO | [7 empty] | 3 | Pass | null
378464168 | PTJ15566 |  |  |  | VPTJ/PCE/J15562/MB15564 | 300509253 | Existing | RYB |  |  | CLOSED | CLOSED | LINK |  | 11 kV | [6 empty] | INDKOM |  |  | PE 15.56 DWIPUTRA NO 3 (F2) | Unknown | Unknown | NO | NONE | DISTRIBUTION | TNB | WP PUTRAJAYA & CYBERJAYA | NO | Unknown |  |  |  | NO | [8 empty] | PTJ15566 | NO | [7 empty] | 3 | Pass | null
378464173 | PTJ15564 |  |  |  | VPTJ/PCE/J15562/MB15564 | 300509253 | Existing | RYB |  |  | CLOSED | CLOSED | LINK |  | 11 kV | [6 empty] | INDKOM |  |  | PE 15.56 DWIPUTRA NO 3 (F2) | Unknown | Unknown | NO | NONE | DISTRIBUTION | TNB | WP PUTRAJAYA & CYBERJAYA | NO | Unknown |  |  |  | NO | [8 empty] | PTJ15564 | NO | [7 empty] | 3 | Pass | null
378464262 | PTJ15563 |  |  |  | VPTJ/PCE/J00341/MB1 | 300509244 | Existing | RYB |  |  | CLOSED | CLOSED | LINK |  | 11 kV | [6 empty] | INDKOM |  |  | PE 15.56 DWIPUTRA NO 3 (F1) | Unknown | Unknown | NO | NONE | DISTRIBUTION | TNB | WP PUTRAJAYA & CYBERJAYA | NO | Unknown |  |  |  | NO | [8 empty] | PTJ15563 | NO | [7 empty] | 3 | Pass | null
378464267 | PTJ15561 |  |  |  | VPTJ/PCE/J00341/MB1 | 300509244 | Existing | RYB |  |  | CLOSED | CLOSED | LINK |  | 11 kV | [6 empty] | INDKOM |  |  | PE 15.56 DWIPUTRA NO 3 (F1) | Unknown | Unknown | NO | NONE | DISTRIBUTION | TNB | WP PUTRAJAYA & CYBERJAYA | NO | Unknown |  |  |  | NO | [8 empty] | PTJ15561 | NO | [7 empty] | 3 | Pass | null
378464358 | PTJ15553 |  |  |  | VPTJ/PCE/J00340/MB1 | 300510549 | Existing | RYB |  |  | CLOSED | CLOSED | LINK |  | 11 kV | [9 empty] | PE 15.55 DWIPUTRA NO 2 (F1) | Unknown | Unknown | NO | NONE | DISTRIBUTION | TNB | WP PUTRAJAYA & CYBERJAYA | NO | Unknown |  |  |  | NO | [8 empty] | PTJ15553 | NO | [7 empty] | 3 | Pass | null
378464363 | PTJ15551 |  |  |  | VPTJ/PCE/J00340/MB1 | 300510549 | Existing | RYB |  |  | CLOSED | CLOSED | LINK |  | 11 kV | [9 empty] | PE 15.55 DWIPUTRA NO 2 (F1) | Unknown | Unknown | NO | NONE | DISTRIBUTION | TNB | WP PUTRAJAYA & CYBERJAYA | NO | Unknown |  |  |  | NO | [8 empty] | PTJ15551 | NO | [7 empty] | 3 | Pass | null
378464452 | PTJ15556 |  |  |  | VPTJ/PCE/J15552/MB15554 | 310372419 | Existing | RYB |  |  | CLOSED | CLOSED | LINK |  | 11 kV | [9 empty] | PE 15.55 DWIPUTRA NO 2 (F2) | Unknown | Unknown | NO | NONE | DISTRIBUTION | TNB | WP PUTRAJAYA & CYBERJAYA | NO | Unknown |  |  |  | NO | [8 empty] | PTJ15556 | NO | [7 empty] | 3 | Pass | null
378464457 | PTJ15554 |  |  |  | VPTJ/PCE/J15552/MB15554 | 310372419 | Existing | RYB |  |  | CLOSED | CLOSED | LINK |  | 11 kV | [9 empty] | PE 15.55 DWIPUTRA NO 2 (F2) | Unknown | Unknown | NO | NONE | DISTRIBUTION | TNB | WP PUTRAJAYA & CYBERJAYA | NO | Unknown |  |  |  | NO | [8 empty] | PTJ15554 | NO | [7 empty] | 3 | Pass | null
378464546 | PTJ15543 |  |  |  | VPTJ/PCE/J00339/MB1 | 300510413 | Existing | RYB |  |  | CLOSED | CLOSED | LINK |  | 11 kV | [9 empty] | PE 15.54 DWIPUTRA NO 1 (F1) | Unknown | Unknown | NO | NONE | DISTRIBUTION | TNB | WP PUTRAJAYA & CYBERJAYA | NO | Unknown |  |  |  | NO | [8 empty] | PTJ15543 | NO | [7 empty] | 3 | Pass | null
378464551 | PTJ15541 |  |  |  | VPTJ/PCE/J00339/MB1 | 300510413 | Existing | RYB |  |  | CLOSED | CLOSED | LINK |  | 11 kV | [9 empty] | PE 15.54 DWIPUTRA NO 1 (F1) | Unknown | Unknown | NO | NONE | DISTRIBUTION | TNB | WP PUTRAJAYA & CYBERJAYA | NO | Unknown |  |  |  | NO | [8 empty] | PTJ15541 | NO | [7 empty] | 3 | Pass | null
378494656 | PTJ08014 |  |  |  | VPTJ/PCE/J08012/MB08014 | 300280778 | Existing | RYB |  |  | CLOSED | CLOSED | LINK |  | 11 kV |  | 23/07/1999 |  |  |  |  | INDKOM |  |  | PE 8.01 PS 10 (EFI) (F2) | Unknown | Unknown | NO | NONE | DISTRIBUTION | TNB | WP PUTRAJAYA & CYBERJAYA | NO | Unknown |  |  |  | NO | [8 empty] | PTJ08014 | NO | [7 empty] | 3 | Pass | null
378494661 | PTJ08015 |  |  |  | VPTJ/PCE/J08012/MB08014 | 300280778 | Existing | RYB |  |  | CLOSED | CLOSED | LINK |  | 11 kV |  | 23/07/1999 |  |  |  |  | INDKOM |  |  | PE 8.01 PS 10 (EFI) (F2) | Unknown | Unknown | NO | NONE | DISTRIBUTION | TNB | WP PUTRAJAYA & CYBERJAYA | NO | Unknown |  |  |  | NO | [8 empty] | PTJ08015 | NO | [7 empty] | 3 | Pass | null
378494760 | PTJ08021 |  |  |  | VPTJ/PCE/J08021/MB08021 | 300280779 | Existing | RYB |  |  | CLOSED | CLOSED | LINK |  | 11 kV |  | 20000503 |  |  |  |  | INDKOM |  |  | PE 8.02 P8A SEMI D (F1) | Unknown | Unknown | NO | NONE | DISTRIBUTION | TNB | WP PUTRAJAYA & CYBERJAYA | NO | Unknown |  |  |  | NO | [8 empty] | PTJ08021 | NO | [7 empty] | 3 | Pass | null
378494765 | PTJ08022 |  |  |  | VPTJ/PCE/J08021/MB08021 | 300280779 | Existing | RYB |  |  | CLOSED | CLOSED | LINK |  | 11 kV |  | 20000503 |  |  |  |  | INDKOM |  |  | PE 8.02 P8A SEMI D (F1) | Unknown | Unknown | NO | NONE | DISTRIBUTION | TNB | WP PUTRAJAYA & CYBERJAYA | NO | Unknown |  |  |  | NO | [8 empty] | PTJ08022 | NO | [7 empty] | 3 | Pass | null
378494850 | PTJ08024 |  |  |  | VPTJ/PCE/J08022/MB08024 | 300280780 | Existing | RYB |  |  | CLOSED | CLOSED | LINK |  | 11 kV |  | 20000503 |  |  |  |  | INDKOM |  |  | PE 8.02 P8A SEMI D (F2) | Unknown | Unknown | NO | NONE | DISTRIBUTION | TNB | WP PUTRAJAYA & CYBERJAYA | NO | Unknown |  |  |  | NO | [8 empty] | PTJ08024 | NO | [7 empty] | 3 | Pass | null
378494855 | PTJ08025 |  |  |  | VPTJ/PCE/J08022/MB08024 | 300280780 | Existing | RYB |  |  | CLOSED | CLOSED | LINK |  | 11 kV |  | 20000503 |  |  |  |  | INDKOM |  |  | PE 8.02 P8A SEMI D (F2) | Unknown | Unknown | NO | NONE | DISTRIBUTION | TNB | WP PUTRAJAYA & CYBERJAYA | NO | Unknown |  |  |  | NO | [8 empty] | PTJ08025 | NO | [7 empty] | 3 | Pass | null
378494942 | PTJ08031 |  |  |  | VPTJ/PCE/J08031/MB08031 | 300280781 | Existing | RYB |  |  | CLOSED | CLOSED | LINK |  | 11 kV |  | 16/11/1999 |  |  |  |  | INDKOM |  |  | PE 8.03 SEK REN (EFI) (F1) | Unknown | Unknown | NO | NONE | DISTRIBUTION | TNB | WP PUTRAJAYA & CYBERJAYA | NO | Unknown |  |  |  | NO | [8 empty] | PTJ08031 | NO | [7 empty] | 3 | Pass | null
378494947 | PTJ08032 |  |  |  | VPTJ/PCE/J08031/MB08031 | 300280781 | Existing | RYB |  |  | CLOSED | CLOSED | LINK |  | 11 kV |  | 16/11/1999 |  |  |  |  | INDKOM |  |  | PE 8.03 SEK REN (EFI) (F1) | Unknown | Unknown | NO | NONE | DISTRIBUTION | TNB | WP PUTRAJAYA & CYBERJAYA | NO | Unknown |  |  |  | NO | [8 empty] | PTJ08032 | NO | [7 empty] | 3 | Pass | null
378495033 | PTJ08034 |  |  |  | VPTJ/PCE/J08032/MB08034 | 300280782 | Existing | RYB |  |  | CLOSED | CLOSED | LINK |  | 11 kV |  | 16/11/1999 |  |  |  |  | INDKOM |  |  | PE 8.03 SEK REN (EFI) (F2) | Unknown | Unknown | NO | NONE | DISTRIBUTION | TNB | WP PUTRAJAYA & CYBERJAYA | NO | Unknown |  |  |  | NO | [8 empty] | PTJ08034 | NO | [7 empty] | 3 | Pass | null
378495038 | PTJ08035 |  |  |  | VPTJ/PCE/J08032/MB08034 | 300280782 | Existing | RYB |  |  | CLOSED | CLOSED | LINK |  | 11 kV |  | 16/11/1999 |  |  |  |  | INDKOM |  |  | PE 8.03 SEK REN (EFI) (F2) | Unknown | Unknown | NO | NONE | DISTRIBUTION | TNB | WP PUTRAJAYA & CYBERJAYA | NO | Unknown |  |  |  | NO | [8 empty] | PTJ08035 | NO | [7 empty] | 3 | Pass | null
378495126 | PTJ08041 |  |  |  | VPTJ/PCE/J08041/MB08041 | 300280783 | Existing | RYB |  |  | CLOSED | CLOSED | LINK |  | 11 kV |  | 16/11/1999 |  |  |  |  | INDKOM |  |  | PE 8.04 SEK MEN (F1) | Unknown | Unknown | NO | NONE | DISTRIBUTION | TNB | WP PUTRAJAYA & CYBERJAYA | NO | Unknown |  |  |  | NO | [8 empty] | PTJ08041 | NO | [7 empty] | 3 | Pass | null
378495131 | PTJ08042 |  |  |  | VPTJ/PCE/J08041/MB08041 | 300280783 | Existing | RYB |  |  | CLOSED | CLOSED | LINK |  | 11 kV |  | 16/11/1999 |  |  |  |  | INDKOM |  |  | PE 8.04 SEK MEN (F1) | Unknown | Unknown | NO | NONE | DISTRIBUTION | TNB | WP PUTRAJAYA & CYBERJAYA | NO | Unknown |  |  |  | NO | [8 empty] | PTJ08042 | NO | [7 empty] | 3 | Pass | null
378495217 | PTJ08044 |  |  |  | VPTJ/PCE/J08042/MB08044 | 300280784 | Existing | RYB |  |  | CLOSED | CLOSED | LINK |  | 11 kV |  | 16/11/1999 |  |  |  |  | INDKOM |  |  | PE 8.04 SEK MEN (F2) | Unknown | Unknown | NO | NONE | DISTRIBUTION | TNB | WP PUTRAJAYA & CYBERJAYA | NO | Unknown |  |  |  | NO | [8 empty] | PTJ08044 | NO | [7 empty] | 3 | Pass | null
378495222 | PTJ08045 |  |  |  | VPTJ/PCE/J08042/MB08044 | 300280784 | Existing | RYB |  |  | CLOSED | CLOSED | LINK |  | 11 kV |  | 16/11/1999 |  |  |  |  | INDKOM |  |  | PE 8.04 SEK MEN (F2) | Unknown | Unknown | NO | NONE | DISTRIBUTION | TNB | WP PUTRAJAYA & CYBERJAYA | NO | Unknown |  |  |  | NO | [8 empty] | PTJ08045 | NO | [7 empty] | 3 | Pass | null
378495544 | PTJ08172 |  |  |  | VPTJ/PCE/J08171/MB08171 | 300280801 | Existing | RYB |  |  | CLOSED | CLOSED | LINK |  | 11 kV |  | 20000308 |  |  |  |  | INDKOM |  |  | PE 8.17 P.KEJIRANAN (EFI) | Unknown | Unknown | NO | NONE | DISTRIBUTION | TNB | WP PUTRAJAYA & CYBERJAYA | NO | Unknown |  |  |  | NO | [8 empty] | PTJ08172 | NO | [7 empty] | 3 | Pass | null
378495549 | PTJ08171 |  |  |  | VPTJ/PCE/J08171/MB08171 | 300280801 | Existing | RYB |  |  | CLOSED | CLOSED | LINK |  | 11 kV |  | 20000308 |  |  |  |  | INDKOM |  |  | PE 8.17 P.KEJIRANAN (EFI) | Unknown | Unknown | NO | NONE | DISTRIBUTION | TNB | WP PUTRAJAYA & CYBERJAYA | NO | Unknown |  |  |  | NO | [8 empty] | PTJ08171 | NO | [7 empty] | 3 | Pass | null
378495638 | PTJ08061 |  |  |  | VPTJ/PCE/J08061/MB08061 | 300280785 | Existing | RYB |  |  | CLOSED | CLOSED | LINK |  | 11 kV |  | 18/09/2000 |  |  |  |  | INDKOM |  |  | PE 8.06 DEWAN SERBAGUNA (EFI) (F1) | Unknown | Unknown | NO | NONE | DISTRIBUTION | TNB | WP PUTRAJAYA & CYBERJAYA | NO | Unknown |  |  |  | NO | [8 empty] | PTJ08061 | NO | [7 empty] | 3 | Pass | null
378495643 | PTJ08062 |  |  |  | VPTJ/PCE/J08061/MB08061 | 300280785 | Existing | RYB |  |  | CLOSED | CLOSED | LINK |  | 11 kV |  | 18/09/2000 |  |  |  |  | INDKOM |  |  | PE 8.06 DEWAN SERBAGUNA (EFI) (F1) | Unknown | Unknown | NO | NONE | DISTRIBUTION | TNB | WP PUTRAJAYA & CYBERJAYA | NO | Unknown |  |  |  | NO | [8 empty] | PTJ08062 | NO | [7 empty] | 3 | Pass | null
378495729 | PTJ08064 |  |  |  | VPTJ/PCE/J08062/MB08064 | 300280786 | Existing | RYB |  |  | CLOSED | CLOSED | LINK |  | 11 kV |  | 18/09/2000 |  |  |  |  | INDKOM |  |  | PE 8.06 DEWAN SERBAGUNA (EFI) (F2) | Unknown | Unknown | NO | NONE | DISTRIBUTION | TNB | WP PUTRAJAYA & CYBERJAYA | NO | Unknown |  |  |  | NO | [8 empty] | PTJ08064 | NO | [7 empty] | 3 | Pass | null
378495734 | PTJ08065 |  |  |  | VPTJ/PCE/J08062/MB08064 | 300280786 | Existing | RYB |  |  | CLOSED | CLOSED | LINK |  | 11 kV |  | 18/09/2000 |  |  |  |  | INDKOM |  |  | PE 8.06 DEWAN SERBAGUNA (EFI) (F2) | Unknown | Unknown | NO | NONE | DISTRIBUTION | TNB | WP PUTRAJAYA & CYBERJAYA | NO | Unknown |  |  |  | NO | [8 empty] | PTJ08065 | NO | [7 empty] | 3 | Pass | null
378495822 | PTJ08361 |  |  |  | VPTJ/PCE/J08361/MB08361 | 310303858 | Existing | RYB |  |  | CLOSED | CLOSED | LINK |  | 11 kV | [6 empty] | SCHNEIDER |  |  | PE 8.36 TEMP 8-4F | Unknown | Unknown | NO | NONE | DISTRIBUTION | TNB | WP PUTRAJAYA & CYBERJAYA | NO | Unknown |  |  |  | NO | [8 empty] | PTJ08361 | NO | [7 empty] | 3 | Pass | null
378495827 | PTJ08363 |  |  |  | VPTJ/PCE/J08361/MB08361 | 310303858 | Existing | RYB |  |  | CLOSED | CLOSED | LINK |  | 11 kV | [6 empty] | SCHNEIDER |  |  | PE 8.36 TEMP 8-4F | Unknown | Unknown | NO | NONE | DISTRIBUTION | TNB | WP PUTRAJAYA & CYBERJAYA | NO | Unknown |  |  |  | NO | [8 empty] | PTJ08363 | NO | [7 empty] | 3 | Pass | null
378495924 | PTJ08114 |  |  |  | VPTJ/PCE/J08112/MB08114 | 300280796 | Existing | RYB |  |  | CLOSED | CLOSED | LINK |  | 11 kV |  | 27/03/2002 |  |  |  |  | INDKOM |  |  | PE 8.11 JLN P8E TERES (EFI) (F2) | Unknown | Unknown | NO | NONE | DISTRIBUTION | TNB | WP PUTRAJAYA & CYBERJAYA | NO | Unknown |  |  |  | NO | [8 empty] | PTJ08114 | NO | [7 empty] | 3 | Pass | null
378495929 | PTJ08115 |  |  |  | VPTJ/PCE/J08112/MB08114 | 300280796 | Existing | RYB |  |  | CLOSED | CLOSED | LINK |  | 11 kV |  | 27/03/2002 |  |  |  |  | INDKOM |  |  | PE 8.11 JLN P8E TERES (EFI) (F2) | Unknown | Unknown | NO | NONE | DISTRIBUTION | TNB | WP PUTRAJAYA & CYBERJAYA | NO | Unknown |  |  |  | NO | [8 empty] | PTJ08115 | NO | [7 empty] | 3 | Pass | null
378495947 | PTJ08111 |  |  |  | VPTJ/PCE/J08111/MB08111 | 300280795 | Existing | RYB |  |  | CLOSED | CLOSED | LINK |  | 11 kV |  | 27/03/2002 |  |  |  |  | INDKOM |  |  | PE 8.11 JLN P8E TERES (EFI) (F1) | Unknown | Unknown | NO | NONE | DISTRIBUTION | TNB | WP PUTRAJAYA & CYBERJAYA | NO | Unknown |  |  |  | NO | [8 empty] | PTJ08111 | NO | [7 empty] | 3 | Pass | null
378495952 | PTJ08112 |  |  |  | VPTJ/PCE/J08111/MB08111 | 300280795 | Existing | RYB |  |  | CLOSED | CLOSED | LINK |  | 11 kV |  | 27/03/2002 |  |  |  |  | INDKOM |  |  | PE 8.11 JLN P8E TERES (EFI) (F1) | Unknown | Unknown | NO | NONE | DISTRIBUTION | TNB | WP PUTRAJAYA & CYBERJAYA | NO | Unknown |  |  |  | NO | [8 empty] | PTJ08112 | NO | [7 empty] | 3 | Pass | null
378496108 | PTJ08251 |  |  |  | VPTJ/PCE/J08251/MB08251 | 300280811 | Existing | RYB |  |  | CLOSED | CLOSED | LINK |  | 11 kV |  | 28/05/2003 |  |  |  |  | INDKOM |  |  | PE 8.25 ISTANA DARUL EHSAN (F1) | Unknown | Unknown | NO | NONE | DISTRIBUTION | TNB | WP PUTRAJAYA & CYBERJAYA | NO | Unknown |  |  |  | NO | [8 empty] | PTJ08251 | NO | [7 empty] | 3 | Pass | null
378496113 | PTJ08252 |  |  |  | VPTJ/PCE/J08251/MB08251 | 300280811 | Existing | RYB |  |  | CLOSED | CLOSED | LINK |  | 11 kV |  | 28/05/2003 |  |  |  |  | INDKOM |  |  | PE 8.25 ISTANA DARUL EHSAN (F1) | Unknown | Unknown | NO | NONE | DISTRIBUTION | TNB | WP PUTRAJAYA & CYBERJAYA | NO | Unknown |  |  |  | NO | [8 empty] | PTJ08252 | NO | [7 empty] | 3 | Pass | null
378496199 | PTJ08254 |  |  |  | VPTJ/PCE/J08252/MB08254 | 300280812 | Existing | RYB |  |  | CLOSED | CLOSED | LINK |  | 11 kV |  | 28/05/2003 |  |  |  |  | INDKOM |  |  | PE 8.25 ISTANA DARUL EHSAN (F2) | Unknown | Unknown | NO | NONE | DISTRIBUTION | TNB | WP PUTRAJAYA & CYBERJAYA | NO | Unknown |  |  |  | NO | [8 empty] | PTJ08254 | NO | [7 empty] | 3 | Pass | null
378496204 | PTJ08255 |  |  |  | VPTJ/PCE/J08252/MB08254 | 300280812 | Existing | RYB |  |  | CLOSED | CLOSED | LINK |  | 11 kV |  | 28/05/2003 |  |  |  |  | INDKOM |  |  | PE 8.25 ISTANA DARUL EHSAN (F2) | Unknown | Unknown | NO | NONE | DISTRIBUTION | TNB | WP PUTRAJAYA & CYBERJAYA | NO | Unknown |  |  |  | NO | [8 empty] | PTJ08255 | NO | [7 empty] | 3 | Pass | null
378496292 | PTJ08321 |  |  |  | VPTJ/PCE/J08321/MB08321 | 300452987 | Existing | RYB |  |  | CLOSED | CLOSED | LINK |  | 11 kV | [6 empty] | INDKOM |  |  | PE 8.32 TERES 8-4H (F1) | Unknown | Unknown | NO | NONE | DISTRIBUTION | TNB | WP PUTRAJAYA & CYBERJAYA | NO | Unknown |  |  |  | NO | [8 empty] | PTJ08321 | NO | [7 empty] | 3 | Pass | null
378496297 | PTJ08322 |  |  |  | VPTJ/PCE/J08321/MB08321 | 300452987 | Existing | RYB |  |  | CLOSED | CLOSED | LINK |  | 11 kV | [6 empty] | INDKOM |  |  | PE 8.32 TERES 8-4H (F1) | Unknown | Unknown | NO | NONE | DISTRIBUTION | TNB | WP PUTRAJAYA & CYBERJAYA | NO | Unknown |  |  |  | NO | [8 empty] | PTJ08322 | NO | [7 empty] | 3 | Pass | null
378496386 | PTJ08333 |  |  |  | VPTJ/PCE/J08331/MB08331 | 300453447 | Existing | RYB |  |  | CLOSED | CLOSED | LINK |  | 11 kV | [6 empty] | SCHNEIDER |  |  | PE 8.33 8NC2 PADAT NO.1 | Unknown | Unknown | NO | NONE | DISTRIBUTION | TNB | WP PUTRAJAYA & CYBERJAYA | NO | Unknown |  |  |  | NO | [8 empty] | PTJ08333 | NO | [7 empty] | 3 | Pass | null
378496391 | PTJ08331 |  |  |  | VPTJ/PCE/J08331/MB08331 | 300453447 | Existing | RYB |  |  | CLOSED | CLOSED | LINK |  | 11 kV | [6 empty] | SCHNEIDER |  |  | PE 8.33 8NC2 PADAT NO.1 | Unknown | Unknown | NO | NONE | DISTRIBUTION | TNB | WP PUTRAJAYA & CYBERJAYA | NO | Unknown |  |  |  | NO | [8 empty] | PTJ08331 | NO | [7 empty] | 3 | Pass | null
378496480 | PTJ08344 |  |  |  | VPTJ/PCE/J08341/MB08341 | 300453452 | Existing | RYB |  |  | CLOSED | CLOSED | LINK |  | 11 kV | [6 empty] | SCHNEIDER |  |  | PE 8.34 8NC2 PADAT NO.2 | Unknown | Unknown | NO | NONE | DISTRIBUTION | TNB | WP PUTRAJAYA & CYBERJAYA | NO | Unknown |  |  |  | NO | [8 empty] | PTJ08344 | NO | [7 empty] | 3 | Pass | null
378496485 | PTJ08346 |  |  |  | VPTJ/PCE/J08341/MB08341 | 300453452 | Existing | RYB |  |  | CLOSED | CLOSED | LINK |  | 11 kV | [6 empty] | SCHNEIDER |  |  | PE 8.34 8NC2 PADAT NO.2 | Unknown | Unknown | NO | NONE | DISTRIBUTION | TNB | WP PUTRAJAYA & CYBERJAYA | NO | Unknown |  |  |  | NO | [8 empty] | PTJ08346 | NO | [7 empty] | 3 | Pass | null
378496596 | PTJ08324 |  |  |  | VPTJ/PCE/J08322/MB08324 | 300452990 | Existing | RYB |  |  | CLOSED | CLOSED | LINK |  | 11 kV | [6 empty] | INDKOM |  |  | PE 8.32 TERES 8-4H (F2) | Unknown | Unknown | NO | NONE | DISTRIBUTION | TNB | WP PUTRAJAYA & CYBERJAYA | NO | Unknown |  |  |  | NO | [8 empty] | PTJ08324 | NO | [7 empty] | 3 | Pass | null
378496601 | PTJ08325 |  |  |  | VPTJ/PCE/J08322/MB08324 | 300452990 | Existing | RYB |  |  | CLOSED | CLOSED | LINK |  | 11 kV | [6 empty] | INDKOM |  |  | PE 8.32 TERES 8-4H (F2) | Unknown | Unknown | NO | NONE | DISTRIBUTION | TNB | WP PUTRAJAYA & CYBERJAYA | NO | Unknown |  |  |  | NO | [8 empty] | PTJ08325 | NO | [7 empty] | 3 | Pass | null
378496715 | PTJ08091 |  |  |  | VPTJ/PCE/J08091/MB08091 | 300280789 | Existing | RYB |  |  | CLOSED | CLOSED | LINK |  | 11 kV |  | 21/06/2004 |  |  |  |  | INDKOM |  |  | PE 8.09 JLN P8E2TERES (F1) | Unknown | Unknown | NO | NONE | DISTRIBUTION | TNB | WP PUTRAJAYA & CYBERJAYA | NO | Unknown |  |  |  | NO | [8 empty] | PTJ08091 | NO | [7 empty] | 3 | Pass | null
378496720 | PTJ08092 |  |  |  | VPTJ/PCE/J08091/MB08091 | 300280789 | Existing | RYB |  |  | CLOSED | CLOSED | LINK |  | 11 kV |  | 21/06/2004 |  |  |  |  | INDKOM |  |  | PE 8.09 JLN P8E2TERES (F1) | Unknown | Unknown | NO | NONE | DISTRIBUTION | TNB | WP PUTRAJAYA & CYBERJAYA | NO | Unknown |  |  |  | NO | [8 empty] | PTJ08092 | NO | [7 empty] | 3 | Pass | null
378496804 | PTJ08094 |  |  |  | VPTJ/PCE/J08092/MB08094 | 300280792 | Existing | RYB |  |  | CLOSED | CLOSED | LINK |  | 11 kV |  | 21/06/2004 |  |  |  |  | INDKOM |  |  | PE 8.09 JLN P8E2TERES (F2) | Unknown | Unknown | NO | NONE | DISTRIBUTION | TNB | WP PUTRAJAYA & CYBERJAYA | NO | Unknown |  |  |  | NO | [8 empty] | PTJ08094 | NO | [7 empty] | 3 | Pass | null
378496809 | PTJ08095 |  |  |  | VPTJ/PCE/J08092/MB08094 | 300280792 | Existing | RYB |  |  | CLOSED | CLOSED | LINK |  | 11 kV |  | 21/06/2004 |  |  |  |  | INDKOM |  |  | PE 8.09 JLN P8E2TERES (F2) | Unknown | Unknown | NO | NONE | DISTRIBUTION | TNB | WP PUTRAJAYA & CYBERJAYA | NO | Unknown |  |  |  | NO | [8 empty] | PTJ08095 | NO | [7 empty] | 3 | Pass | null
378496898 | PTJ08102 |  |  |  | VPTJ/PCE/J08101/MB08101 | 300280793 | Existing | RYB |  |  | CLOSED | CLOSED | LINK |  | 11 kV |  | 20041011 |  |  |  |  | INDKOM |  |  | PE 8.10 SEK REN FASA 2 | Unknown | Unknown | NO | NONE | DISTRIBUTION | TNB | WP PUTRAJAYA & CYBERJAYA | NO | Unknown |  |  |  | NO | [8 empty] | PTJ08102 | NO | [7 empty] | 3 | Pass | null
378496903 | PTJ08101 |  |  |  | VPTJ/PCE/J08101/MB08101 | 300280793 | Existing | RYB |  |  | CLOSED | CLOSED | LINK |  | 11 kV |  | 20041011 |  |  |  |  | INDKOM |  |  | PE 8.10 SEK REN FASA 2 | Unknown | Unknown | NO | NONE | DISTRIBUTION | TNB | WP PUTRAJAYA & CYBERJAYA | NO | Unknown |  |  |  | NO | [8 empty] | PTJ08101 | NO | [7 empty] | 3 | Pass | null
378496990 | PTJ08072 |  |  |  | VPTJ/PCE/J08071/MB08071 | 300280787 | Existing | RYB |  |  | CLOSED | CLOSED | LINK |  | 11 kV |  | 19990912 |  |  |  |  | INDKOM |  |  | PE 8.07 APT FASA 4B (B2) (F1) | Unknown | Unknown | NO | NONE | DISTRIBUTION | TNB | WP PUTRAJAYA & CYBERJAYA | NO | Unknown |  |  |  | NO | [8 empty] | PTJ08072 | NO | [7 empty] | 3 | Pass | null
378496995 | PTJ08071 |  |  |  | VPTJ/PCE/J08071/MB08071 | 300280787 | Existing | RYB |  |  | OPEN | CLOSED | LINK |  | 11 kV |  | 19990912 |  |  |  |  | INDKOM |  |  | PE 8.07 APT FASA 4B (B2) (F1) | Unknown | Unknown | NO | NONE | DISTRIBUTION | TNB | WP PUTRAJAYA & CYBERJAYA | NO | Unknown |  |  |  | NO | [8 empty] | PTJ08071 | NO | [7 empty] | 3 | Pass | null
378497081 | PTJ08075 |  |  |  | VPTJ/PCE/J08072/MB08074 | 300280788 | Existing | RYB |  |  | CLOSED | CLOSED | LINK |  | 11 kV |  | 19990912 |  |  |  |  | INDKOM |  |  | PE 8.07 APT FASA 4B (B2) (F2) | Unknown | Unknown | NO | NONE | DISTRIBUTION | TNB | WP PUTRAJAYA & CYBERJAYA | NO | Unknown |  |  |  | NO | [8 empty] | PTJ08075 | NO | [7 empty] | 3 | Pass | null
378497086 | PTJ08074 |  |  |  | VPTJ/PCE/J08072/MB08074 | 300280788 | Existing | RYB |  |  | OPEN | CLOSED | LINK |  | 11 kV |  | 19990912 |  |  |  |  | INDKOM |  |  | PE 8.07 APT FASA 4B (B2) (F2) | Unknown | Unknown | NO | NONE | DISTRIBUTION | TNB | WP PUTRAJAYA & CYBERJAYA | NO | Unknown |  |  |  | NO | [8 empty] | PTJ08074 | NO | [7 empty] | 3 | Pass | null
378524823 | CBJ24014 |  |  |  | VCBJ/PCE/J24011/MB24011 | 300453042 | Existing | RYB |  | CBJ24062 PE 24.06 (F1) | CLOSED | CLOSED | LINK |  | 11 kV | [6 empty] | TAMCO |  |  | PE 24.01 SYMPHONY HILLS 8 | Unknown | Unknown | NO | NONE | DISTRIBUTION | TNB | WP PUTRAJAYA & CYBERJAYA | NO | Unknown |  |  |  | NO | [8 empty] | CBJ24014 | NO | [7 empty] | 3 | Pass | null
378524840 | CBJ24011 |  |  |  | VCBJ/PCE/J24011/MB24011 | 300453042 | Existing | RYB |  | CBJ23016 PE 23.01 PS 2-9 (F2) | CLOSED | CLOSED | LINK |  | 11 kV | [6 empty] | TAMCO |  |  | PE 24.01 SYMPHONY HILLS 8 | Unknown | Unknown | NO | NONE | DISTRIBUTION | TNB | WP PUTRAJAYA & CYBERJAYA | NO | Unknown |  |  |  | NO | [8 empty] | CBJ24011 | NO | [7 empty] | 3 | Pass | null
378524993 | CBJ24121 |  |  |  | VCBJ/PCE/J24121/MB24121 | 310338844 | Existing | RYB |  | CBJ23013 PE 23.01 PS 2-9 (F1) | CLOSED | CLOSED | LINK |  | 11 kV | [6 empty] | SCHNEIDER |  |  | PE 24.12 SEJATI HOMES 2 | Unknown | Unknown | NO | NONE | DISTRIBUTION | TNB | WP PUTRAJAYA & CYBERJAYA | NO | Unknown |  |  |  | NO | [8 empty] | CBJ24121 | NO | [7 empty] | 3 | Pass | null
378524998 | CBJ24123 |  |  |  | VCBJ/PCE/J24121/MB24121 | 310338844 | Existing | RYB |  | CBJ24111 PE 24.11 CLUBHOUSE | CLOSED | CLOSED | LINK |  | 11 kV | [6 empty] | SCHNEIDER |  |  | PE 24.12 SEJATI HOMES 2 | Unknown | Unknown | NO | NONE | DISTRIBUTION | TNB | WP PUTRAJAYA & CYBERJAYA | NO | Unknown |  |  |  | NO | [8 empty] | CBJ24123 | NO | [7 empty] | 3 | Pass | null
378525192 | CBJ24132 |  |  |  | VCBJ/PCE/J24131/MB24131 | 310338850 | Existing | RYB |  | CBJ24112 PE 24.11 CLUBHOUSE | CLOSED | CLOSED | LINK |  | 11 kV | [6 empty] | INDKOM |  |  | PE 24.13 SYMPHONY HILLS 2 | Unknown | Unknown | NO | NONE | DISTRIBUTION | TNB | WP PUTRAJAYA & CYBERJAYA | NO | Unknown |  |  |  | NO | [8 empty] | CBJ24132 | NO | [7 empty] | 3 | Pass | null
378525209 | CBJ24131 |  |  |  | VCBJ/PCE/J24131/MB24131 | 310338850 | Existing | RYB |  | CBJ24054 PE 24.05 PERUMAHAN 3 (F1) | CLOSED | CLOSED | LINK |  | 11 kV | [6 empty] | INDKOM |  |  | PE 24.13 SYMPHONY HILLS 2 | Unknown | Unknown | NO | NONE | DISTRIBUTION | TNB | WP PUTRAJAYA & CYBERJAYA | NO | Unknown |  |  |  | NO | [8 empty] | CBJ24131 | NO | [7 empty] | 3 | Pass | null
378525372 | CBJ24054 |  |  |  | VCBJ/PCE/J24051/MB24052 | 300454676 | Existing | RYB |  | CBJ24131 PE 24.13 PERUMAHAN 2 | CLOSED | CLOSED | LINK |  | 11 kV | [6 empty] | SCHNEIDER |  |  | PE 24.05 SYMPHONY HILLS 3 | Unknown | Unknown | NO | NONE | DISTRIBUTION | TNB | WP PUTRAJAYA & CYBERJAYA | NO | Unknown |  |  |  | NO | [8 empty] | CBJ24054 | NO | [7 empty] | 3 | Pass | null
378525377 | CBJ24052 |  |  |  | VCBJ/PCE/J24051/MB24052 | 300454676 | Existing | RYB |  | CBJ24161 PE 24.16 PADAT PERUMAHAN 1 | CLOSED | CLOSED | LINK |  | 11 kV | [6 empty] | SCHNEIDER |  |  | PE 24.05 SYMPHONY HILLS 3 | Unknown | Unknown | NO | NONE | DISTRIBUTION | TNB | WP PUTRAJAYA & CYBERJAYA | NO | Unknown |  |  |  | NO | [8 empty] | CBJ24052 | NO | [7 empty] | 3 | Pass | null
378525466 | CBJ24161 |  |  |  | VCBJ/PCE/J24161/MB24161 | 310317893 | Existing | RYB |  | CBJ24052 PE 24.05 PERUMAHAN 3 (F1) | CLOSED | CLOSED | LINK |  | 11 kV | [6 empty] | INDKOM |  |  | PE 24.16 PADAT PERUMAHAN 1 | Unknown | Unknown | NO | NONE | DISTRIBUTION | TNB | WP PUTRAJAYA & CYBERJAYA | NO | Unknown |  |  |  | NO | [8 empty] | CBJ24161 | NO | [7 empty] | 3 | Pass | null
378525471 | CBJ24162 |  |  |  | VCBJ/PCE/J24161/MB24161 | 310317893 | Existing | RYB |  | CBJ24321 PE 24.32 NADAYU 99 | CLOSED | CLOSED | LINK |  | 11 kV | [6 empty] | INDKOM |  |  | PE 24.16 PADAT PERUMAHAN 1 | Unknown | Unknown | NO | NONE | DISTRIBUTION | TNB | WP PUTRAJAYA & CYBERJAYA | NO | Unknown |  |  |  | NO | [8 empty] | CBJ24162 | NO | [7 empty] | 3 | Pass | null
378525561 | CBJ24321 |  |  |  | VCBJ/PCE/J00340/MB1 | 300507882 | Existing | RYB |  | CBJ24162 PE 24.16 PADAT PERUMAHAN 1 | CLOSED | CLOSED | LINK |  | 11 kV | [6 empty] | INDKOM |  |  | SS 24.32 NADAYU 99 | Unknown | Unknown | NO | NONE | DISTRIBUTION | TNB | WP PUTRAJAYA & CYBERJAYA | NO | Unknown |  |  |  | NO | [8 empty] | CBJ24321 | NO | [7 empty] | 3 | Pass | null
378525565 | CBJ24322 |  |  |  | VCBJ/PCE/J00340/MB1 | 300507882 | Existing | RYB |  | CBJ22125 PE 22.12 SEK MEN KEB CJ1 (F2) | CLOSED | CLOSED | LINK |  | 11 kV | [6 empty] | INDKOM |  |  | SS 24.32 NADAYU 99 | Unknown | Unknown | NO | NONE | DISTRIBUTION | TNB | WP PUTRAJAYA & CYBERJAYA | NO | Unknown |  |  |  | NO | [8 empty] | CBJ24322 | NO | [7 empty] | 3 | Pass | null
378525582 | CBJ24323 |  |  |  | VCBJ/PCE/J00340/MB1 | 300507882 | Existing | RYB |  | SPARE | OPEN | CLOSED | LINK |  | 11 kV | [6 empty] | INDKOM |  |  | SS 24.32 NADAYU 99 | Unknown | Unknown | NO | NONE | DISTRIBUTION | TNB | WP PUTRAJAYA & CYBERJAYA | NO | Unknown |  |  |  | NO | [8 empty] | CBJ24323 | NO | [7 empty] | 3 | Pass | null
378525663 | CBJ22121 |  |  |  | VCBJ/PCE/J22121/MB22121 | 300280565 | Existing | RYB |  | CBJ24213 PE 24.21 TEMP SYMPONY HILLS | CLOSED | CLOSED | LINK |  | 11 kV |  | 19/02/2004 |  |  |  |  | INDKOM |  |  | PE 22.12 SEK MEN KEB CJ1 F1 | Unknown | Unknown | NO | NONE | DISTRIBUTION | TNB | WP PUTRAJAYA & CYBERJAYA | NO | Unknown |  |  |  | NO | [8 empty] | CBJ22121 | NO | [7 empty] | 3 | Pass | null
378525668 | CBJ22122 |  |  |  | VCBJ/PCE/J22121/MB22121 | 300280565 | Existing | RYB |  | CBJ24064 PE 24.06 (F1) | CLOSED | CLOSED | LINK |  | 11 kV |  | 19/02/2004 |  |  |  |  | INDKOM |  |  | PE 22.12 SEK MEN KEB CJ1 F1 | Unknown | Unknown | NO | NONE | DISTRIBUTION | TNB | WP PUTRAJAYA & CYBERJAYA | NO | Unknown |  |  |  | NO | [8 empty] | CBJ22122 | NO | [7 empty] | 3 | Pass | null
378525686 | CBJ22124 |  |  |  | VCBJ/PCE/J22122/MB22124 | 300280570 | Existing | RYB |  | CBJ22024 SS 22.02 TELEKOM CBJ 2 (F2) | CLOSED | CLOSED | LINK |  | 11 kV |  | 19/02/2004 |  |  |  |  | INDKOM |  |  | PE 22.12 SEK MEN KEB CJ1 F2 | Unknown | Unknown | NO | NONE | DISTRIBUTION | TNB | WP PUTRAJAYA & CYBERJAYA | NO | Unknown |  |  |  | NO | [8 empty] | CBJ22124 | NO | [7 empty] | 3 | Pass | null
378525691 | CBJ22125 |  |  |  | VCBJ/PCE/J22122/MB22124 | 300280570 | Existing | RYB |  | CBJ24322 PE 24.32 NADAYU 99 | CLOSED | CLOSED | LINK |  | 11 kV |  | 19/02/2004 |  |  |  |  | INDKOM |  |  | PE 22.12 SEK MEN KEB CJ1 F2 | Unknown | Unknown | NO | NONE | DISTRIBUTION | TNB | WP PUTRAJAYA & CYBERJAYA | NO | Unknown |  |  |  | NO | [8 empty] | CBJ22125 | NO | [7 empty] | 3 | Pass | null
378525873 | CBJ24062 |  |  |  | VCBJ/PCE/J24061/MB24062 | 300454672 | Existing | RYB |  | CBJ24014 PE 24.01 PERUMAHAN 8 (F1) | CLOSED | CLOSED | LINK |  | 11 kV | [6 empty] | SCHNEIDER |  |  | PE 24.06 SYMPHONY HILLS 1 | Unknown | Unknown | NO | NONE | DISTRIBUTION | TNB | WP PUTRAJAYA & CYBERJAYA | NO | Unknown |  |  |  | NO | [8 empty] | CBJ24062 | NO | [7 empty] | 3 | Pass | null
378525878 | CBJ24064 |  |  |  | VCBJ/PCE/J24061/MB24062 | 300454672 | Existing | RYB |  | CBJ22122 PE 22.12 SEK MEN KEB CJ1 (F1) | CLOSED | CLOSED | LINK |  | 11 kV | [6 empty] | SCHNEIDER |  |  | PE 24.06 SYMPHONY HILLS 1 | Unknown | Unknown | NO | NONE | DISTRIBUTION | TNB | WP PUTRAJAYA & CYBERJAYA | NO | Unknown |  |  |  | NO | [8 empty] | CBJ24064 | NO | [7 empty] | 3 | Pass | null
378526026 | CBJ22023 |  |  |  | VCBJ/PCE/J22021/MB22021 | 300280616 | Existing | RYB |  | PENGGUNA HT | CLOSED | CLOSED | LINK |  | 11 kV |  | 19991204 |  |  |  |  | INDKOM |  |  | SS 22.02 TELEKOM CBJ 2 F1 | Unknown | Unknown | NO | NONE | DISTRIBUTION | TNB | WP PUTRAJAYA & CYBERJAYA | NO | Unknown |  |  |  | NO | [8 empty] | CBJ22023 | NO | [7 empty] | 3 | Pass | null
378526032 | CBJ22021 |  |  |  | VCBJ/PCE/J22021/MB22021 | 300280616 | Existing | RYB |  | CBJ24212 PE 24.21 TEMP SYMPONY HILLS | CLOSED | CLOSED | LINK |  | 11 kV |  | 19991204 |  |  |  |  | INDKOM |  |  | SS 22.02 TELEKOM CBJ 2 F1 | Unknown | Unknown | NO | NONE | DISTRIBUTION | TNB | WP PUTRAJAYA & CYBERJAYA | NO | Unknown |  |  |  | NO | [8 empty] | CBJ22021 | NO | [7 empty] | 3 | Pass | null
378526037 | CBJ22022 |  |  |  | VCBJ/PCE/J22021/MB22021 | 300280616 | Existing | RYB |  | CBJ22454 PE 22.45 KONDOMINIUM (F2) | CLOSED | CLOSED | LINK |  | 11 kV |  | 19991204 |  |  |  |  | INDKOM |  |  | SS 22.02 TELEKOM CBJ 2 F1 | Unknown | Unknown | NO | NONE | DISTRIBUTION | TNB | WP PUTRAJAYA & CYBERJAYA | NO | Unknown |  |  |  | NO | [8 empty] | CBJ22022 | NO | [7 empty] | 3 | Pass | null
378526075 | CBJ22026 |  |  |  | VCBJ/PCE/J22022/MB22024 | 300280614 | Existing | RYB |  | PENGGUNA HT | CLOSED | CLOSED | LINK |  | 11 kV |  | 19991204 |  |  |  |  | INDKOM |  |  | SS 22.02 TELEKOM CBJ 2 F2 | Unknown | Unknown | NO | NONE | DISTRIBUTION | TNB | WP PUTRAJAYA & CYBERJAYA | NO | Unknown |  |  |  | NO | [8 empty] | CBJ22026 | NO | [7 empty] | 3 | Pass | null
378526081 | CBJ22024 |  |  |  | VCBJ/PCE/J22022/MB22024 | 300280614 | Existing | RYB |  | CBJ22124 PE 22.12 SEK MEN KEB CJ1 (F2) | CLOSED | CLOSED | LINK |  | 11 kV |  | 19991204 |  |  |  |  | INDKOM |  |  | SS 22.02 TELEKOM CBJ 2 F2 | Unknown | Unknown | NO | NONE | DISTRIBUTION | TNB | WP PUTRAJAYA & CYBERJAYA | NO | Unknown |  |  |  | NO | [8 empty] | CBJ22024 | NO | [7 empty] | 3 | Pass | null
378526086 | CBJ22025 |  |  |  | VCBJ/PCE/J22022/MB22024 | 300280614 | Existing | RYB |  | CBJ22451 PE 22.45 KONDOMINIUM (F1) | CLOSED | CLOSED | LINK |  | 11 kV |  | 19991204 |  |  |  |  | INDKOM |  |  | SS 22.02 TELEKOM CBJ 2 F2 | Unknown | Unknown | NO | NONE | DISTRIBUTION | TNB | WP PUTRAJAYA & CYBERJAYA | NO | Unknown |  |  |  | NO | [8 empty] | CBJ22025 | NO | [7 empty] | 3 | Pass | null
378526094 | CBJ24212 |  |  |  | VCBJ/PCE/J24211/MB24211 | 310314866 | Existing | RYB |  | CBJ22021 SS 22.02 TELEKOM CBJ 2 (F1) | CLOSED | CLOSED | LINK |  | 11 kV | [6 empty] | TOSHIBA |  |  | PE 24.21 SITE OFFICE SYMPHONY HILLS | Unknown | Unknown | NO | NONE | DISTRIBUTION | TNB | WP PUTRAJAYA & CYBERJAYA | NO | Unknown |  |  |  | NO | [8 empty] | CBJ24212 | NO | [7 empty] | 3 | Pass | null
378526099 | CBJ24213 |  |  |  | VCBJ/PCE/J24211/MB24211 | 310314866 | Existing | RYB |  | CBJ22121 PE 22.12 SEK MEN KEB CJ1 (F1) | CLOSED | CLOSED | LINK |  | 11 kV | [6 empty] | TOSHIBA |  |  | PE 24.21 SITE OFFICE SYMPHONY HILLS | Unknown | Unknown | NO | NONE | DISTRIBUTION | TNB | WP PUTRAJAYA & CYBERJAYA | NO | Unknown |  |  |  | NO | [8 empty] | CBJ24213 | NO | [7 empty] | 3 | Pass | null
378526201 | CBJ22451 |  |  |  | VCBJ/PCE/J22451/MB22451 | 300280484 | Existing | RYB |  |  | CLOSED | CLOSED | LINK |  | 11 kV |  | 27/01/2006 |  |  |  |  | TAMCO |  |  | PE 22.45 KONDOMINIUM F1 | Unknown | Unknown | NO | NONE | DISTRIBUTION | TNB | WP PUTRAJAYA & CYBERJAYA | NO | Unknown |  |  |  | NO | [8 empty] | CBJ22451 | NO | [7 empty] | 3 | Pass | null
378526206 | CBJ22453 |  |  |  | VCBJ/PCE/J22451/MB22451 | 300280484 | Existing | RYB |  | CBJ22461 PE 22.46 TOWN HOUSE (F1) | CLOSED | CLOSED | LINK |  | 11 kV |  | 27/01/2006 |  |  |  |  | TAMCO |  |  | PE 22.45 KONDOMINIUM F1 | Unknown | Unknown | NO | NONE | DISTRIBUTION | TNB | WP PUTRAJAYA & CYBERJAYA | NO | Unknown |  |  |  | NO | [8 empty] | CBJ22453 | NO | [7 empty] | 3 | Pass | null
378526224 | CBJ22454 |  |  |  | VCBJ/PCE/J22452/MB22454 | 300280486 | Existing | RYB |  | CBJ22022 SS 22.02 TELEKOM CBJ 2 (F1) | CLOSED | CLOSED | LINK |  | 11 kV |  | 27/01/2006 |  |  |  |  | TAMCO |  |  | PE 22.45 KONDOMINIUM F2 | Unknown | Unknown | NO | NONE | DISTRIBUTION | TNB | WP PUTRAJAYA & CYBERJAYA | NO | Unknown |  |  |  | NO | [8 empty] | CBJ22454 | NO | [7 empty] | 3 | Pass | null
378526229 | CBJ22456 |  |  |  | VCBJ/PCE/J22452/MB22454 | 300280486 | Existing | RYB |  | CBJ22464 PE 22.46 TOWN HOUSE (F2) | CLOSED | CLOSED | LINK |  | 11 kV |  | 27/01/2006 |  |  |  |  | TAMCO |  |  | PE 22.45 KONDOMINIUM F2 | Unknown | Unknown | NO | NONE | DISTRIBUTION | TNB | WP PUTRAJAYA & CYBERJAYA | NO | Unknown |  |  |  | NO | [8 empty] | CBJ22456 | NO | [7 empty] | 3 | Pass | null
378526435 | CBJ22461 |  |  |  | VCBJ/PCE/J22461/MB22461 | 300280481 | Existing | RYB |  | CBJ22453 PE 22.45 KONDOMINIUM (F1) | CLOSED | CLOSED | LINK |  | 11 kV |  | 27/01/2006 |  |  |  |  | TAMCO |  |  | PE 22.46 TOWN HOUSE F1 | Unknown | Unknown | NO | NONE | DISTRIBUTION | TNB | WP PUTRAJAYA & CYBERJAYA | NO | Unknown |  |  |  | NO | [8 empty] | CBJ22461 | NO | [7 empty] | 3 | Pass | null
378526440 | CBJ22463 |  |  |  | VCBJ/PCE/J22461/MB22461 | 300280481 | Existing | RYB |  | CBJ22441 PE 22.44 (F1) | CLOSED | CLOSED | LINK |  | 11 kV |  | 27/01/2006 |  |  |  |  | TAMCO |  |  | PE 22.46 TOWN HOUSE F1 | Unknown | Unknown | NO | NONE | DISTRIBUTION | TNB | WP PUTRAJAYA & CYBERJAYA | NO | Unknown |  |  |  | NO | [8 empty] | CBJ22463 | NO | [7 empty] | 3 | Pass | null
378526458 | CBJ22464 |  |  |  | VCBJ/PCE/J22462/MB22464 | 300280483 | Existing | RYB |  | CBJ22456 PE 22.45 KONDOMINIUM (F2) | CLOSED | CLOSED | LINK |  | 11 kV |  | 27/01/2006 |  |  |  |  | TAMCO |  |  | PE 22.46 TOWN HOUSE F2 | Unknown | Unknown | NO | NONE | DISTRIBUTION | TNB | WP PUTRAJAYA & CYBERJAYA | NO | Unknown |  |  |  | NO | [8 empty] | CBJ22464 | NO | [7 empty] | 3 | Pass | null
378526463 | CBJ22466 |  |  |  | VCBJ/PCE/J22462/MB22464 | 300280483 | Existing | RYB |  |  | CLOSED | CLOSED | LINK |  | 11 kV |  | 27/01/2006 |  |  |  |  | TAMCO |  |  | PE 22.46 TOWN HOUSE F2 | Unknown | Unknown | NO | NONE | DISTRIBUTION | TNB | WP PUTRAJAYA & CYBERJAYA | NO | Unknown |  |  |  | NO | [8 empty] | CBJ22466 | NO | [7 empty] | 3 | Pass | null
378526867 | CBJ22441 |  |  |  | VCBJ/PCE/J22441/MB22441 | 300280490 | Existing | RYB |  | CBJ22463 PE 22.46 TOWN HOUSE (F1) | CLOSED | CLOSED | LINK |  | 11 kV |  | 28/11/2006 |  |  |  |  | TAMCO |  |  | PE 22.44 PANGSAPURI PT 12067 F1 | Unknown | Unknown | NO | NONE | DISTRIBUTION | TNB | WP PUTRAJAYA & CYBERJAYA | NO | Unknown |  |  |  | NO | [8 empty] | CBJ22441 | NO | [7 empty] | 3 | Pass | null
378526872 | CBJ22443 |  |  |  | VCBJ/PCE/J22441/MB22441 | 300280490 | Existing | RYB |  | PPU CYB6: VCB 9 | CLOSED | CLOSED | LINK |  | 11 kV |  | 28/11/2006 |  |  |  |  | TAMCO |  |  | PE 22.44 PANGSAPURI PT 12067 F1 | Unknown | Unknown | NO | NONE | DISTRIBUTION | TNB | WP PUTRAJAYA & CYBERJAYA | NO | Unknown |  |  |  | NO | [8 empty] | CBJ22443 | NO | [7 empty] | 3 | Pass | null
378526909 | CBJ21021 |  |  |  | VCBJ/PCE/J21021/MB21021 | 300281079 | Existing | RYB |  |  | CLOSED | CLOSED | LINK |  | 11 kV |  | 15/07/1999 |  |  |  |  | INDKOM |  |  | PE 21.02 INCUBATOR F1 | Unknown | Unknown | NO | NONE | DISTRIBUTION | TNB | WP PUTRAJAYA & CYBERJAYA | NO | Unknown |  |  |  | NO | [8 empty] | CBJ21021 | NO | [7 empty] | 3 | Pass | null
378526914 | CBJ21022 |  |  |  | VCBJ/PCE/J21021/MB21021 | 300281079 | Existing | RYB |  | CBJ25051 PE 25.05 HOSTEL BLOK 1D | CLOSED | CLOSED | LINK |  | 11 kV |  | 15/07/1999 |  |  |  |  | INDKOM |  |  | PE 21.02 INCUBATOR F1 | Unknown | Unknown | NO | NONE | DISTRIBUTION | TNB | WP PUTRAJAYA & CYBERJAYA | NO | Unknown |  |  |  | NO | [8 empty] | CBJ21022 | NO | [7 empty] | 3 | Pass | null
378526933 | CBJ21024 |  |  |  | VCBJ/PCE/J21022/MB21024 | 300281078 | Existing | RYB |  |  | CLOSED | CLOSED | LINK |  | 11 kV |  | 15/07/1999 |  |  |  |  | INDKOM |  |  | PE 21.02 INCUBATOR F2 | Unknown | Unknown | NO | NONE | DISTRIBUTION | TNB | WP PUTRAJAYA & CYBERJAYA | NO | Unknown |  |  |  | NO | [8 empty] | CBJ21024 | NO | [7 empty] | 3 | Pass | null
378526938 | CBJ21025 |  |  |  | VCBJ/PCE/J21022/MB21024 | 300281078 | Existing | RYB |  |  | CLOSED | CLOSED | LINK |  | 11 kV |  | 15/07/1999 |  |  |  |  | INDKOM |  |  | PE 21.02 INCUBATOR F2 | Unknown | Unknown | NO | NONE | DISTRIBUTION | TNB | WP PUTRAJAYA & CYBERJAYA | NO | Unknown |  |  |  | NO | [8 empty] | CBJ21025 | NO | [7 empty] | 3 | Pass | null
378527100 | CBJ22444 |  |  |  | VCBJ/PCE/J22442/MB22444 | 300280492 | Existing | RYB |  | CBJ22466 PE 22.46 TOWN HOUSE (F2) | CLOSED | CLOSED | LINK |  | 11 kV |  | 28/11/2006 |  |  |  |  | TAMCO |  |  | PE 22.44 PANGSAPURI PT 12057 F2 | Unknown | Unknown | NO | NONE | DISTRIBUTION | TNB | WP PUTRAJAYA & CYBERJAYA | NO | Unknown |  |  |  | NO | [8 empty] | CBJ22444 | NO | [7 empty] | 3 | Pass | null
378527105 | CBJ22446 |  |  |  | VCBJ/PCE/J22442/MB22444 | 300280492 | Existing | RYB |  | PPU CYB6: VCB 12 | CLOSED | CLOSED | LINK |  | 11 kV |  | 28/11/2006 |  |  |  |  | TAMCO |  |  | PE 22.44 PANGSAPURI PT 12057 F2 | Unknown | Unknown | NO | NONE | DISTRIBUTION | TNB | WP PUTRAJAYA & CYBERJAYA | NO | Unknown |  |  |  | NO | [8 empty] | CBJ22446 | NO | [7 empty] | 3 | Pass | null
378527403 | CBJ21821 |  |  |  | VCBJ/PCE/J21821/MB21821 | 300454967 | Existing | RYB |  | CBJ24142 SS 24.14 SHAFTBURY BLOK D | CLOSED | CLOSED | LINK |  | 11 kV | [6 empty] | INDKOM |  |  | SS 21.82 SHAFBURY BLOK C F1 | Unknown | Unknown | NO | NONE | DISTRIBUTION | TNB | WP PUTRAJAYA & CYBERJAYA | NO | Unknown |  |  |  | NO | [8 empty] | CBJ21821 | NO | [7 empty] | 3 | Pass | null
378527408 | CBJ21822 |  |  |  | VCBJ/PCE/J21821/MB21821 | 300454967 | Existing | RYB |  | CBJ21221 PE 21.22 CYBERVIEW NO.1 | CLOSED | CLOSED | LINK |  | 11 kV | [6 empty] | INDKOM |  |  | SS 21.82 SHAFBURY BLOK C F1 | Unknown | Unknown | NO | NONE | DISTRIBUTION | TNB | WP PUTRAJAYA & CYBERJAYA | NO | Unknown |  |  |  | NO | [8 empty] | CBJ21822 | NO | [7 empty] | 3 | Pass | null
378527497 | CBJ21824 |  |  |  | VCBJ/PCE/J21822/MB21824 | 300454971 | Existing | RYB |  | CBJ24145 SS 24.14 (F2) SHAFBURY BLOK D | CLOSED | CLOSED | LINK |  | 11 kV | [6 empty] | INDKOM |  |  | SS 21.82 SHAFBURY BLOK C F2 | Unknown | Unknown | NO | NONE | DISTRIBUTION | TNB | WP PUTRAJAYA & CYBERJAYA | NO | Unknown |  |  |  | NO | [8 empty] | CBJ21824 | NO | [7 empty] | 3 | Pass | null
378527502 | CBJ21825 |  |  |  | VCBJ/PCE/J21822/MB21824 | 300454971 | Existing | RYB |  | CBJ21134 PE 21.13 (F2) | CLOSED | CLOSED | LINK |  | 11 kV | [6 empty] | INDKOM |  |  | SS 21.82 SHAFBURY BLOK C F2 | Unknown | Unknown | NO | NONE | DISTRIBUTION | TNB | WP PUTRAJAYA & CYBERJAYA | NO | Unknown |  |  |  | NO | [8 empty] | CBJ21825 | NO | [7 empty] | 3 | Pass | null
378527616 | CBJ21131 |  |  |  | VCBJ/PCE/J21131/MB21131 | 300281036 | Existing | RYB |  | CBJ21222 PE 21.22 CYBERVIEW NO.1 | CLOSED | CLOSED | LINK |  | 11 kV |  | 20020501 |  |  |  |  | INDKOM |  |  | PE 21.13 CYBERVIEW NO. 2 ( MDC ) F1 | Unknown | Unknown | NO | NONE | DISTRIBUTION | TNB | WP PUTRAJAYA & CYBERJAYA | NO | Unknown |  |  |  | NO | [8 empty] | CBJ21131 | NO | [7 empty] | 3 | Pass | null
378527621 | CBJ21132 |  |  |  | VCBJ/PCE/J21131/MB21131 | 300281036 | Existing | RYB |  | CBJ22031 PE 22.03 CYBERVIEW GARDENS (F1) | CLOSED | CLOSED | LINK |  | 11 kV |  | 20020501 |  |  |  |  | INDKOM |  |  | PE 21.13 CYBERVIEW NO. 2 ( MDC ) F1 | Unknown | Unknown | NO | NONE | DISTRIBUTION | TNB | WP PUTRAJAYA & CYBERJAYA | NO | Unknown |  |  |  | NO | [8 empty] | CBJ21132 | NO | [7 empty] | 3 | Pass | null
378527732 | CBJ21134 |  |  |  | VCBJ/PCE/J21132/MB21134 | 300281034 | Existing | RYB |  | CBJ21825 PE 21.82 SHAFBURY BLOK C (F2) | CLOSED | CLOSED | LINK |  | 11 kV |  | 20020501 |  |  |  |  | INDKOM |  |  | PE 21.13 CYBERVIEW NO. 2 ( MDC ) F2 | Unknown | Unknown | NO | NONE | DISTRIBUTION | TNB | WP PUTRAJAYA & CYBERJAYA | NO | Unknown |  |  |  | NO | [8 empty] | CBJ21134 | NO | [7 empty] | 3 | Pass | null
378527737 | CBJ21135 |  |  |  | VCBJ/PCE/J21132/MB21134 | 300281034 | Existing | RYB |  | CBJ22035 PE 22.03 CYBERVIEW GARDENS (F2) | CLOSED | CLOSED | LINK |  | 11 kV |  | 20020501 |  |  |  |  | INDKOM |  |  | PE 21.13 CYBERVIEW NO. 2 ( MDC ) F2 | Unknown | Unknown | NO | NONE | DISTRIBUTION | TNB | WP PUTRAJAYA & CYBERJAYA | NO | Unknown |  |  |  | NO | [8 empty] | CBJ21135 | NO | [7 empty] | 3 | Pass | null
378527830 | CBJ22031 |  |  |  | VCBJ/PCE/J22031/MB22031 | 300280609 | Existing | RYB |  | CBJ21132 PE 21.13 (F1) | CLOSED | CLOSED | LINK |  | 11 kV |  | 19980611 |  |  |  |  | INDKOM |  |  | PE 22.03 CYBERVIEW GARDENS F1 | Unknown | Unknown | NO | NONE | DISTRIBUTION | TNB | WP PUTRAJAYA & CYBERJAYA | NO | Unknown |  |  |  | NO | [8 empty] | CBJ22031 | NO | [7 empty] | 3 | Pass | null
378527834 | CBJ22032 |  |  |  | VCBJ/PCE/J22031/MB22031 | 300280609 | Existing | RYB |  | SPARE | OPEN | CLOSED | LINK |  | 11 kV |  | 19980611 |  |  |  |  | INDKOM |  |  | PE 22.03 CYBERVIEW GARDENS F1 | Unknown | Unknown | NO | NONE | DISTRIBUTION | TNB | WP PUTRAJAYA & CYBERJAYA | NO | Unknown |  |  |  | NO | [8 empty] | CBJ22032 | NO | [7 empty] | 3 | Pass | null
378527851 | CBJ22033 |  |  |  | VCBJ/PCE/J22031/MB22031 | 300280609 | Existing | RYB |  | CBJ21451 PE 21.45 (F1) | CLOSED | CLOSED | LINK |  | 11 kV |  | 19980611 |  |  |  |  | INDKOM |  |  | PE 22.03 CYBERVIEW GARDENS F1 | Unknown | Unknown | NO | NONE | DISTRIBUTION | TNB | WP PUTRAJAYA & CYBERJAYA | NO | Unknown |  |  |  | NO | [8 empty] | CBJ22033 | NO | [7 empty] | 3 | Pass | null
378527862 | CBJ22035 |  |  |  | VCBJ/PCE/J22032/MB22034 | 300280608 | Existing | RYB |  | CBJ21135 PE 21.13 (F2) | CLOSED | CLOSED | LINK |  | 11 kV |  | 19980611 |  |  |  |  | INDKOM |  |  | PE 22.03 CYBERVIEW GARDENS F2 | Unknown | Unknown | NO | NONE | DISTRIBUTION | TNB | WP PUTRAJAYA & CYBERJAYA | NO | Unknown |  |  |  | NO | [8 empty] | CBJ22035 | NO | [7 empty] | 3 | Pass | null
378527866 | CBJ22036 |  |  |  | VCBJ/PCE/J22032/MB22034 | 300280608 | Existing | RYB |  | CBJ21454 PE 21.45 (F2) | CLOSED | CLOSED | LINK |  | 11 kV |  | 19980611 |  |  |  |  | INDKOM |  |  | PE 22.03 CYBERVIEW GARDENS F2 | Unknown | Unknown | NO | NONE | DISTRIBUTION | TNB | WP PUTRAJAYA & CYBERJAYA | NO | Unknown |  |  |  | NO | [8 empty] | CBJ22036 | NO | [7 empty] | 3 | Pass | null
378527883 | CBJ22037 |  |  |  | VCBJ/PCE/J22032/MB22034 | 300280608 | Existing | RYB |  | SPARE | OPEN | CLOSED | LINK |  | 11 kV |  | 19980611 |  |  |  |  | INDKOM |  |  | PE 22.03 CYBERVIEW GARDENS F2 | Unknown | Unknown | NO | NONE | DISTRIBUTION | TNB | WP PUTRAJAYA & CYBERJAYA | NO | Unknown |  |  |  | NO | [8 empty] | CBJ22037 | NO | [7 empty] | 3 | Pass | null
378528155 | CBJ21451 |  |  |  | VCBJ/PCE/J21451/MB21451 | 300280987 | Existing | RYB |  |  | CLOSED | CLOSED | LINK |  | 11 kV |  | 28/02/2017 |  |  |  |  | ABB |  |  | PE 21.45 CYBERVILLAGE SERENITY 1 F1 | Unknown | Unknown | NO | NONE | DISTRIBUTION | TNB | WP PUTRAJAYA & CYBERJAYA | NO | Unknown |  |  |  | NO | [8 empty] | CBJ21451 | NO | [7 empty] | 3 | Pass | null
378528160 | CBJ21453 |  |  |  | VCBJ/PCE/J21451/MB21451 | 300280987 | Existing | RYB |  | CBJ21441 PE 21.44 (F1) | CLOSED | CLOSED | LINK |  | 11 kV |  | 28/02/2017 |  |  |  |  | ABB |  |  | PE 21.45 CYBERVILLAGE SERENITY 1 F1 | Unknown | Unknown | NO | NONE | DISTRIBUTION | TNB | WP PUTRAJAYA & CYBERJAYA | NO | Unknown |  |  |  | NO | [8 empty] | CBJ21453 | NO | [7 empty] | 3 | Pass | null
378528178 | CBJ21454 |  |  |  | VCBJ/PCE/J21452/MB21454 | 300280986 | Existing | RYB |  | CBJ22036 PE 22.03 CYBERVIEW GARDENS (F2) | CLOSED | CLOSED | LINK |  | 11 kV |  | 20170103 |  |  |  |  | ABB |  |  | PE 21.45 CYBERVILLAGE SERENITY 1 F2 | Unknown | Unknown | NO | NONE | DISTRIBUTION | TNB | WP PUTRAJAYA & CYBERJAYA | NO | Unknown |  |  |  | NO | [8 empty] | CBJ21454 | NO | [7 empty] | 3 | Pass | null
378528183 | CBJ21456 |  |  |  | VCBJ/PCE/J21452/MB21454 | 300280986 | Existing | RYB |  | C23431 PE 23.43 OPUS | CLOSED | CLOSED | LINK |  | 11 kV |  | 20170103 |  |  |  |  | ABB |  |  | PE 21.45 CYBERVILLAGE SERENITY 1 F2 | Unknown | Unknown | NO | NONE | DISTRIBUTION | TNB | WP PUTRAJAYA & CYBERJAYA | NO | Unknown |  |  |  | NO | [8 empty] | CBJ21456 | NO | [7 empty] | 3 | Pass | null
378528368 | CBJ21962 |  |  |  | VCBJ/PCE/J21961/MB21961 | 300452963 | Existing | RYB |  | CBJ21434 PE 21.43 (F2) | CLOSED | CLOSED | LINK |  | 11 kV | [6 empty] | INDKOM |  |  | PE 21.96 SUBANG ALAM | Unknown | Unknown | NO | NONE | DISTRIBUTION | TNB | WP PUTRAJAYA & CYBERJAYA | NO | Unknown |  |  |  | NO | [8 empty] | CBJ21962 | NO | [7 empty] | 3 | Pass | null
378528385 | CBJ21961 |  |  |  | VCBJ/PCE/J21961/MB21961 | 300452963 | Existing | RYB |  | C23432 PE 23.43 OPUS | CLOSED | CLOSED | LINK |  | 11 kV | [6 empty] | INDKOM |  |  | PE 21.96 SUBANG ALAM | Unknown | Unknown | NO | NONE | DISTRIBUTION | TNB | WP PUTRAJAYA & CYBERJAYA | NO | Unknown |  |  |  | NO | [8 empty] | CBJ21961 | NO | [7 empty] | 3 | Pass | null
378528780 | CBJ21431 |  |  |  | VCBJ/PCE/J21431/MB21431 | 300280990 | Existing | RYB |  | CBJ21443 PE 21.44 (F1) | CLOSED | CLOSED | LINK |  | 11 kV |  | 21/11/2016 |  |  |  |  | SIEMENS |  |  | PE 21.43 CYBERVILLAGE SERENITY 3 F1 | Unknown | Unknown | NO | NONE | DISTRIBUTION | TNB | WP PUTRAJAYA & CYBERJAYA | NO | Unknown |  |  |  | NO | [8 empty] | CBJ21431 | NO | [7 empty] | 3 | Pass | null
378528785 | CBJ21433 |  |  |  | VCBJ/PCE/J21431/MB21431 | 300280990 | Existing | RYB |  | CBJ21421 PE 21.42 (F1) | CLOSED | CLOSED | LINK |  | 11 kV |  | 21/11/2016 |  |  |  |  | SIEMENS |  |  | PE 21.43 CYBERVILLAGE SERENITY 3 F1 | Unknown | Unknown | NO | NONE | DISTRIBUTION | TNB | WP PUTRAJAYA & CYBERJAYA | NO | Unknown |  |  |  | NO | [8 empty] | CBJ21433 | NO | [7 empty] | 3 | Pass | null
378528874 | CBJ21434 |  |  |  | VCBJ/PCE/J21432/MB21434 | 300280989 | Existing | RYB |  | CBJ21962 PE 21.96 SUBANG ALAM | CLOSED | CLOSED | LINK |  | 11 kV |  | 22/11/2016 |  |  |  |  | SIEMENS |  |  | PE 21.43 CYBERVILLAGE SERENITY 3 F2 | Unknown | Unknown | NO | NONE | DISTRIBUTION | TNB | WP PUTRAJAYA & CYBERJAYA | NO | Unknown |  |  |  | NO | [8 empty] | CBJ21434 | NO | [7 empty] | 3 | Pass | null
378528879 | CBJ21436 |  |  |  | VCBJ/PCE/J21432/MB21434 | 300280989 | Existing | RYB |  | CBJ21424 PE 21.42 (F2) | CLOSED | CLOSED | LINK |  | 11 kV |  | 22/11/2016 |  |  |  |  | SIEMENS |  |  | PE 21.43 CYBERVILLAGE SERENITY 3 F2 | Unknown | Unknown | NO | NONE | DISTRIBUTION | TNB | WP PUTRAJAYA & CYBERJAYA | NO | Unknown |  |  |  | NO | [8 empty] | CBJ21436 | NO | [7 empty] | 3 | Pass | null
378559108 | PTJ15546 |  |  |  | VPTJ/PCE/J15542/MB15544 | 300509251 | Existing | RYB |  |  | CLOSED | CLOSED | LINK |  | 11 kV | [9 empty] | PE 15.54 DWIPUTRA NO 1 (F2) | Unknown | Unknown | NO | NONE | DISTRIBUTION | TNB | WP PUTRAJAYA & CYBERJAYA | NO | Unknown |  |  |  | NO | [8 empty] | PTJ15546 | NO | [7 empty] | 3 | Pass | null
378559113 | PTJ15544 |  |  |  | VPTJ/PCE/J15542/MB15544 | 300509251 | Existing | RYB |  |  | CLOSED | CLOSED | LINK |  | 11 kV | [9 empty] | PE 15.54 DWIPUTRA NO 1 (F2) | Unknown | Unknown | NO | NONE | DISTRIBUTION | TNB | WP PUTRAJAYA & CYBERJAYA | NO | Unknown |  |  |  | NO | [8 empty] | PTJ15544 | NO | [7 empty] | 3 | Pass | null
378567700 | PTJ05071 |  |  |  | VPTJ/PCE/J05071/MB05071 | 300281258 | Existing | RYB |  |  | CLOSED | CLOSED | LINK |  | 11 kV |  | 20030710 |  |  |  |  | MERLIN GERIN |  |  | PE 5.07 JLB1 | Unknown | Unknown | NO | NONE | DISTRIBUTION | TNB | WP PUTRAJAYA & CYBERJAYA | NO | Unknown |  |  |  | NO | [8 empty] | PTJ05071 | NO | [7 empty] | 3 | Pass | null
378567705 | PTJ05073 |  |  |  | VPTJ/PCE/J05071/MB05071 | 300281258 | Existing | RYB |  |  | CLOSED | CLOSED | LINK |  | 11 kV |  | 20030710 |  |  |  |  | MERLIN GERIN |  |  | PE 5.07 JLB1 | Unknown | Unknown | NO | NONE | DISTRIBUTION | TNB | WP PUTRAJAYA & CYBERJAYA | NO | Unknown |  |  |  | NO | [8 empty] | PTJ05073 | NO | [7 empty] | 3 | Pass | null
378567808 | PTJ05081 |  |  |  | VPTJ/PCE/J05081/MB05081 | 300280693 | Existing | RYB |  |  | CLOSED | CLOSED | LINK |  | 11 kV |  | 20030710 |  |  |  |  | INDKOM |  |  | PE 5.08 JLB2 | Unknown | Unknown | NO | NONE | DISTRIBUTION | TNB | WP PUTRAJAYA & CYBERJAYA | NO | Unknown |  |  |  | NO | [8 empty] | PTJ05081 | NO | [7 empty] | 3 | Pass | null
378567813 | PTJ05082 |  |  |  | VPTJ/PCE/J05081/MB05081 | 300280693 | Existing | RYB |  |  | CLOSED | CLOSED | LINK |  | 11 kV |  | 20030710 |  |  |  |  | INDKOM |  |  | PE 5.08 JLB2 | Unknown | Unknown | NO | NONE | DISTRIBUTION | TNB | WP PUTRAJAYA & CYBERJAYA | NO | Unknown |  |  |  | NO | [8 empty] | PTJ05082 | NO | [7 empty] | 3 | Pass | null
378567920 | PTJ05051 |  |  |  | VPTJ/PCE/J05051/MB05051 | 300281256 | Existing | RYB |  |  | CLOSED | CLOSED | LINK |  | 11 kV |  | 23/04/2005 |  |  |  |  | MERLIN GERIN |  |  | PE 5.05 C/S S/L | Unknown | Unknown | NO | NONE | DISTRIBUTION | TNB | WP PUTRAJAYA & CYBERJAYA | NO | Unknown |  |  |  | NO | [8 empty] | PTJ05051 | NO | [7 empty] | 3 | Pass | null
378567925 | PTJ05053 |  |  |  | VPTJ/PCE/J05051/MB05051 | 300281256 | Existing | RYB |  |  | CLOSED | CLOSED | LINK |  | 11 kV |  | 23/04/2005 |  |  |  |  | MERLIN GERIN |  |  | PE 5.05 C/S S/L | Unknown | Unknown | NO | NONE | DISTRIBUTION | TNB | WP PUTRAJAYA & CYBERJAYA | NO | Unknown |  |  |  | NO | [8 empty] | PTJ05053 | NO | [7 empty] | 3 | Pass | null
378568037 | PTJ05061 |  |  |  | VPTJ/PCE/J05061/MB05061 | 300281257 | Existing | RYB |  |  | CLOSED | CLOSED | LINK |  | 11 kV |  | 25/10/2004 |  |  |  |  | SCHNEIDER |  |  | PE 5.06 C/S S/L | Unknown | Unknown | NO | NONE | DISTRIBUTION | TNB | WP PUTRAJAYA & CYBERJAYA | NO | Unknown |  |  |  | NO | [8 empty] | PTJ05061 | NO | [7 empty] | 3 | Pass | null
378568042 | PTJ05063 |  |  |  | VPTJ/PCE/J05061/MB05061 | 300281257 | Existing | RYB |  |  | CLOSED | CLOSED | LINK |  | 11 kV |  | 25/10/2004 |  |  |  |  | SCHNEIDER |  |  | PE 5.06 C/S S/L | Unknown | Unknown | NO | NONE | DISTRIBUTION | TNB | WP PUTRAJAYA & CYBERJAYA | NO | Unknown |  |  |  | NO | [8 empty] | PTJ05063 | NO | [7 empty] | 3 | Pass | null
378568078 | PTJ05041 |  |  |  | VPTJ/PCE/J05041/MB05041 | 300280687 | Existing | RYB |  |  | CLOSED | CLOSED | LINK |  | 11 kV |  | 20030210 |  |  |  |  | MERLIN GERIN |  |  | PE 5.04 C/S S/L | Unknown | Unknown | NO | NONE | DISTRIBUTION | TNB | WP PUTRAJAYA & CYBERJAYA | NO | Unknown |  |  |  | NO | [8 empty] | PTJ05041 | NO | [7 empty] | 3 | Pass | null
378568083 | PTJ05042 |  |  |  | VPTJ/PCE/J05041/MB05041 | 300280687 | Existing | RYB |  |  | CLOSED | CLOSED | LINK |  | 11 kV |  | 20030210 |  |  |  |  | MERLIN GERIN |  |  | PE 5.04 C/S S/L | Unknown | Unknown | NO | NONE | DISTRIBUTION | TNB | WP PUTRAJAYA & CYBERJAYA | NO | Unknown |  |  |  | NO | [8 empty] | PTJ05042 | NO | [7 empty] | 3 | Pass | null
378572001 | CBJ21421 |  |  |  | VCBJ/PCE/J21421/MB21421 | 300280995 | Existing | RYB |  | CBJ21433 PE 21.43 (F1) | CLOSED | CLOSED | LINK |  | 11 kV |  | 30/03/2004 |  |  |  |  | INDKOM |  |  | PE 21.42 CYBERVILLAGE SERENITY 4 F1 | Unknown | Unknown | NO | NONE | DISTRIBUTION | TNB | WP PUTRAJAYA & CYBERJAYA | NO | Unknown |  |  |  | NO | [8 empty] | CBJ21421 | NO | [7 empty] | 3 | Pass | null
378572006 | CBJ21422 |  |  |  | VCBJ/PCE/J21421/MB21421 | 300280995 | Existing | RYB |  | CBJ21461 PE 21.46 PS 12 | CLOSED | CLOSED | LINK |  | 11 kV |  | 30/03/2004 |  |  |  |  | INDKOM |  |  | PE 21.42 CYBERVILLAGE SERENITY 4 F1 | Unknown | Unknown | NO | NONE | DISTRIBUTION | TNB | WP PUTRAJAYA & CYBERJAYA | NO | Unknown |  |  |  | NO | [8 empty] | CBJ21422 | NO | [7 empty] | 3 | Pass | null
378572024 | CBJ21424 |  |  |  | VCBJ/PCE/J21422/MB21424 | 300280992 | Existing | RYB |  | CBJ21436 PE 21.43 (F2) | CLOSED | CLOSED | LINK |  | 11 kV |  | 30/03/2004 |  |  |  |  | INDKOM |  |  | PE 21.42 CYBERVILLAGE SERENITY 4 F2 | Unknown | Unknown | NO | NONE | DISTRIBUTION | TNB | WP PUTRAJAYA & CYBERJAYA | NO | Unknown |  |  |  | NO | [8 empty] | CBJ21424 | NO | [7 empty] | 3 | Pass | null
378572029 | CBJ21425 |  |  |  | VCBJ/PCE/J21422/MB21424 | 300280992 | Existing | RYB |  | CBJ21751 PE 21.75 LAKEVIEW WEST 1 | CLOSED | CLOSED | LINK |  | 11 kV |  | 30/03/2004 |  |  |  |  | INDKOM |  |  | PE 21.42 CYBERVILLAGE SERENITY 4 F2 | Unknown | Unknown | NO | NONE | DISTRIBUTION | TNB | WP PUTRAJAYA & CYBERJAYA | NO | Unknown |  |  |  | NO | [8 empty] | CBJ21425 | NO | [7 empty] | 3 | Pass | null
378572193 | CBJ21461 |  |  |  | VCBJ/PCE/J21461/MB21461 | 300280985 | Existing | RYB |  | CBJ21422 PE 21.42 (F1) | CLOSED | CLOSED | LINK |  | 11 kV |  | 22/12/2016 |  |  |  |  | INDKOM |  |  | PE 21.46 PS 12 | Unknown | Unknown | NO | NONE | DISTRIBUTION | TNB | WP PUTRAJAYA & CYBERJAYA | NO | Unknown |  |  |  | NO | [8 empty] | CBJ21461 | NO | [7 empty] | 3 | Pass | null
378572198 | CBJ21463 |  |  |  | VCBJ/PCE/J21461/MB21461 | 300280985 | Existing | RYB |  | CBJ24032 PE 24.03 | CLOSED | CLOSED | LINK |  | 11 kV |  | 22/12/2016 |  |  |  |  | INDKOM |  |  | PE 21.46 PS 12 | Unknown | Unknown | NO | NONE | DISTRIBUTION | TNB | WP PUTRAJAYA & CYBERJAYA | NO | Unknown |  |  |  | NO | [8 empty] | CBJ21463 | NO | [7 empty] | 3 | Pass | null
378572281 | CBJ24031 |  |  |  | VCBJ/PCE/J24031/MB24031 | 310360646 | Existing | RYB |  | CBJ24022 PE 24.02 JELANG VISTA NO 1 | CLOSED | CLOSED | LINK |  | 11 kV | [6 empty] | INDKOM |  |  | PE 24.03 JELANG VISTA 2 | Unknown | Unknown | NO | NONE | DISTRIBUTION | TNB | WP PUTRAJAYA & CYBERJAYA | NO | Unknown |  |  |  | NO | [8 empty] | CBJ24031 | NO | [7 empty] | 3 | Pass | null
378572286 | CBJ24032 |  |  |  | VCBJ/PCE/J24031/MB24031 | 310360646 | Existing | RYB |  | CBJ21463 PE 21.46 PS 12 | CLOSED | CLOSED | LINK |  | 11 kV | [6 empty] | INDKOM |  |  | PE 24.03 JELANG VISTA 2 | Unknown | Unknown | NO | NONE | DISTRIBUTION | TNB | WP PUTRAJAYA & CYBERJAYA | NO | Unknown |  |  |  | NO | [8 empty] | CBJ24032 | NO | [7 empty] | 3 | Pass | null
378572375 | CBJ24021 |  |  |  | VCBJ/PCE/J24021/MB 24021 | 310303824 | Existing | RYB |  | CBJ21741 PE 21.74 LAKE VIEW WEST 2 | CLOSED | CLOSED | LINK |  | 11 kV | [6 empty] | INDKOM |  |  | PE 24.02 JELANG VISTA 1 | Unknown | Unknown | NO | NONE | DISTRIBUTION | TNB | WP PUTRAJAYA & CYBERJAYA | NO | Unknown |  |  |  | NO | [8 empty] | CBJ24021 | NO | [7 empty] | 3 | Pass | null
378572380 | CBJ24022 |  |  |  | VCBJ/PCE/J24021/MB 24021 | 310303824 | Existing | RYB |  | CBJ24031 PE 24.03 JRLANG VISTA PE NO 2 | CLOSED | CLOSED | LINK |  | 11 kV | [6 empty] | INDKOM |  |  | PE 24.02 JELANG VISTA 1 | Unknown | Unknown | NO | NONE | DISTRIBUTION | TNB | WP PUTRAJAYA & CYBERJAYA | NO | Unknown |  |  |  | NO | [8 empty] | CBJ24022 | NO | [7 empty] | 3 | Pass | null
378572498 | CBJ21751 |  |  |  | VCBJ/PCE/J21751/MB21751 | 300454652 | Existing | RYB |  | CBJ21425 PE 21.42 (F2) | CLOSED | CLOSED | LINK |  | 11 kV | [6 empty] | TAMCO |  |  | PE 21.75 LAKEVIEW WEST 1 | Unknown | Unknown | NO | NONE | DISTRIBUTION | TNB | WP PUTRAJAYA & CYBERJAYA | NO | Unknown |  |  |  | NO | [8 empty] | CBJ21751 | NO | [7 empty] | 3 | Pass | null
378572503 | CBJ21754 |  |  |  | VCBJ/PCE/J21751/MB21751 | 300454652 | Existing | RYB |  | CBJ22484 PE 22.48 LOT 12082 FASA 1B (F2) | CLOSED | CLOSED | LINK |  | 11 kV | [6 empty] | TAMCO |  |  | PE 21.75 LAKEVIEW WEST 1 | Unknown | Unknown | NO | NONE | DISTRIBUTION | TNB | WP PUTRAJAYA & CYBERJAYA | NO | Unknown |  |  |  | NO | [8 empty] | CBJ21754 | NO | [7 empty] | 3 | Pass | null
378572592 | CBJ21741 |  |  |  | VCBJ/PCE/J21741/MB21741 | 300454650 | Existing | RYB |  | CBJ24021 PE 24.02 JELANG VISTA NO 1 | CLOSED | CLOSED | LINK |  | 11 kV | [6 empty] | TAMCO |  |  | PE 21.74 LAKE VIEW WEST 2 | Unknown | Unknown | NO | NONE | DISTRIBUTION | TNB | WP PUTRAJAYA & CYBERJAYA | NO | Unknown |  |  |  | NO | [8 empty] | CBJ21741 | NO | [7 empty] | 3 | Pass | null
378572597 | CBJ21744 |  |  |  | VCBJ/PCE/J21741/MB21741 | 300454650 | Existing | RYB |  | CBJ22481 PE 22.48 LOT 12082 FASA 1B (F1) | CLOSED | CLOSED | LINK |  | 11 kV | [6 empty] | TAMCO |  |  | PE 21.74 LAKE VIEW WEST 2 | Unknown | Unknown | NO | NONE | DISTRIBUTION | TNB | WP PUTRAJAYA & CYBERJAYA | NO | Unknown |  |  |  | NO | [8 empty] | CBJ21744 | NO | [7 empty] | 3 | Pass | null
378572774 | CBJ22481 |  |  |  | VCBJ/PCE/J22481/MB22481 | 300280473 | Existing | RYB |  | CBJ21744 PE 21.74 LAKE VIEW WEST 2 | CLOSED | CLOSED | LINK |  | 11 kV |  | 19/12/2005 |  |  |  |  | INDKOM |  |  | PE 22.48 LOT 12082 FASA 1B F1 | Unknown | Unknown | NO | NONE | DISTRIBUTION | TNB | WP PUTRAJAYA & CYBERJAYA | NO | Unknown |  |  |  | NO | [8 empty] | CBJ22481 | NO | [7 empty] | 3 | Pass | null
378572779 | CBJ22482 |  |  |  | VCBJ/PCE/J22481/MB22481 | 300280473 | Existing | RYB |  | CBJ22172 PE 22.17 PADAT STP 4 | CLOSED | CLOSED | LINK |  | 11 kV |  | 19/12/2005 |  |  |  |  | INDKOM |  |  | PE 22.48 LOT 12082 FASA 1B F1 | Unknown | Unknown | NO | NONE | DISTRIBUTION | TNB | WP PUTRAJAYA & CYBERJAYA | NO | Unknown |  |  |  | NO | [8 empty] | CBJ22482 | NO | [7 empty] | 3 | Pass | null
378572860 | CBJ22484 |  |  |  | VCBJ/PCE/J22482/MB22484 | 300280474 | Existing | RYB |  | CBJ21754 PE 21.75 LAKEVIEW WEST 1 | CLOSED | CLOSED | LINK |  | 11 kV |  | 19/12/2005 |  |  |  |  | TAMCO |  |  | PE 22.48 LOT 12082 FASA 1B F2 | Unknown | Unknown | NO | NONE | DISTRIBUTION | TNB | WP PUTRAJAYA & CYBERJAYA | NO | Unknown |  |  |  | NO | [8 empty] | CBJ22484 | NO | [7 empty] | 3 | Pass | null
378572865 | CBJ22486 |  |  |  | VCBJ/PCE/J22482/MB22484 | 300280474 | Existing | RYB |  | CBJ22144 PE 22.14 (F2) | CLOSED | CLOSED | LINK |  | 11 kV |  | 19/12/2005 |  |  |  |  | TAMCO |  |  | PE 22.48 LOT 12082 FASA 1B F2 | Unknown | Unknown | NO | NONE | DISTRIBUTION | TNB | WP PUTRAJAYA & CYBERJAYA | NO | Unknown |  |  |  | NO | [8 empty] | CBJ22486 | NO | [7 empty] | 3 | Pass | null
378573007 | CBJ22171 |  |  |  | VCBJ/PCE/J22171/MB22171 | 300280556 | Existing | RYB |  | CBJ22141 PE 22.14 (F1) | CLOSED | CLOSED | LINK |  | 11 kV |  | 13/05/2002 |  |  |  |  | INDKOM |  |  | PE 22.17 PADAT STP 4 | Unknown | Unknown | NO | NONE | DISTRIBUTION | TNB | WP PUTRAJAYA & CYBERJAYA | NO | Unknown |  |  |  | NO | [8 empty] | CBJ22171 | NO | [7 empty] | 3 | Pass | null
378573012 | CBJ22172 |  |  |  | VCBJ/PCE/J22171/MB22171 | 300280556 | Existing | RYB |  | CBJ22482 PE 22.48 (F1) | CLOSED | CLOSED | LINK |  | 11 kV |  | 13/05/2002 |  |  |  |  | INDKOM |  |  | PE 22.17 PADAT STP 4 | Unknown | Unknown | NO | NONE | DISTRIBUTION | TNB | WP PUTRAJAYA & CYBERJAYA | NO | Unknown |  |  |  | NO | [8 empty] | CBJ22172 | NO | [7 empty] | 3 | Pass | null
378573401 | CBJ22211 |  |  |  | VCBJ/PCE/J22211/MB22211 | 300280540 | Existing | RYB |  | CBJ22142 PE 22.14 (F1) | CLOSED | CLOSED | LINK |  | 11 kV |  | 20020805 |  |  |  |  | INDKOM |  |  | PE 22.21 CYBER HEIGHT VILLA F1 | Unknown | Unknown | NO | NONE | DISTRIBUTION | TNB | WP PUTRAJAYA & CYBERJAYA | NO | Unknown |  |  |  | NO | [8 empty] | CBJ22211 | NO | [7 empty] | 3 | Pass | null
378573406 | CBJ22212 |  |  |  | VCBJ/PCE/J22211/MB22211 | 300280540 | Existing | RYB |  | CBJ22221 PE 22.22 (F1) | CLOSED | CLOSED | LINK |  | 11 kV |  | 20020805 |  |  |  |  | INDKOM |  |  | PE 22.21 CYBER HEIGHT VILLA F1 | Unknown | Unknown | NO | NONE | DISTRIBUTION | TNB | WP PUTRAJAYA & CYBERJAYA | NO | Unknown |  |  |  | NO | [8 empty] | CBJ22212 | NO | [7 empty] | 3 | Pass | null
378573509 | CBJ22214 |  |  |  | VCBJ/PCE/J22212/MB22214 | 300280542 | Existing | RYB |  | CBJ22145 PE 22.14 (F2) | CLOSED | CLOSED | LINK |  | 11 kV |  | 20020805 |  |  |  |  | INDKOM |  |  | PE 22.21 CYBER HEIGHT VILLA F2 | Unknown | Unknown | NO | NONE | DISTRIBUTION | TNB | WP PUTRAJAYA & CYBERJAYA | NO | Unknown |  |  |  | NO | [8 empty] | CBJ22214 | NO | [7 empty] | 3 | Pass | null
378573514 | CBJ22215 |  |  |  | VCBJ/PCE/J22212/MB22214 | 300280542 | Existing | RYB |  | CBJ22224 PE 22.22 (F2) | CLOSED | CLOSED | LINK |  | 11 kV |  | 20020805 |  |  |  |  | INDKOM |  |  | PE 22.21 CYBER HEIGHT VILLA F2 | Unknown | Unknown | NO | NONE | DISTRIBUTION | TNB | WP PUTRAJAYA & CYBERJAYA | NO | Unknown |  |  |  | NO | [8 empty] | CBJ22215 | NO | [7 empty] | 3 | Pass | null
378573732 | CBJ22224 |  |  |  | VCBJ/PCE/J22222/MB22224 | 300280535 | Existing | RYB |  | CBJ22215 PE 22.21 (F2) | CLOSED | CLOSED | LINK |  | 11 kV |  | 20041201 |  |  |  |  | INDKOM |  |  | PE 22.22 CYBER HEIGHT VILLA F2 | Unknown | Unknown | NO | NONE | DISTRIBUTION | TNB | WP PUTRAJAYA & CYBERJAYA | NO | Unknown |  |  |  | NO | [8 empty] | CBJ22224 | NO | [7 empty] | 3 | Pass | null
378573737 | CBJ22225 |  |  |  | VCBJ/PCE/J22222/MB22224 | 300280535 | Existing | RYB |  | CBJ24151 PE 24.15 CYBER HEIGHT VILLA | CLOSED | CLOSED | LINK |  | 11 kV |  | 20041201 |  |  |  |  | INDKOM |  |  | PE 22.22 CYBER HEIGHT VILLA F2 | Unknown | Unknown | NO | NONE | DISTRIBUTION | TNB | WP PUTRAJAYA & CYBERJAYA | NO | Unknown |  |  |  | NO | [8 empty] | CBJ22225 | NO | [7 empty] | 3 | Pass | null
378573755 | CBJ22221 |  |  |  | VCBJ/PCE/J22221/MB22221 | 300280533 | Existing | RYB |  | CBJ22212 PE 22.21 (F1) | CLOSED | CLOSED | LINK |  | 11 kV |  | 20041201 |  |  |  |  | INDKOM |  |  | PE 22.22 CYBER HEIGHT VILLA F1 | Unknown | Unknown | NO | NONE | DISTRIBUTION | TNB | WP PUTRAJAYA & CYBERJAYA | NO | Unknown |  |  |  | NO | [8 empty] | CBJ22221 | NO | [7 empty] | 3 | Pass | null
378573760 | CBJ22222 |  |  |  | VCBJ/PCE/J22221/MB22221 | 300280533 | Existing | RYB |  | CBJ22251 PE 22.25 (F1) | CLOSED | CLOSED | LINK |  | 11 kV |  | 20041201 |  |  |  |  | INDKOM |  |  | PE 22.22 CYBER HEIGHT VILLA F1 | Unknown | Unknown | NO | NONE | DISTRIBUTION | TNB | WP PUTRAJAYA & CYBERJAYA | NO | Unknown |  |  |  | NO | [8 empty] | CBJ22222 | NO | [7 empty] | 3 | Pass | null
378573922 | CBJ24152 |  |  |  | VCBJ/PCE/J24151/MB24151 | 310338853 | Existing | RYB |  | CBJ22254 PE 22.25 (F2) | CLOSED | CLOSED | LINK |  | 11 kV | [6 empty] | INDKOM |  |  | PE 24.15 APARTMENT TINDAK MURNI | Unknown | Unknown | NO | NONE | DISTRIBUTION | TNB | WP PUTRAJAYA & CYBERJAYA | NO | Unknown |  |  |  | NO | [8 empty] | CBJ24152 | NO | [7 empty] | 3 | Pass | null
378573939 | CBJ24151 |  |  |  | VCBJ/PCE/J24151/MB24151 | 310338853 | Existing | RYB |  | CBJ22225 PE 22.22 (F2) | CLOSED | CLOSED | LINK |  | 11 kV | [6 empty] | INDKOM |  |  | PE 24.15 APARTMENT TINDAK MURNI | Unknown | Unknown | NO | NONE | DISTRIBUTION | TNB | WP PUTRAJAYA & CYBERJAYA | NO | Unknown |  |  |  | NO | [8 empty] | CBJ24151 | NO | [7 empty] | 3 | Pass | null
378574130 | CBJ22254 |  |  |  | VCBJ/PCE/J22252/MB22254 | 300280523 | Existing | RYB |  | CBJ24152 PE 24.15 | CLOSED | CLOSED | LINK |  | 11 kV |  | 13/12/2003 |  |  |  |  | INDKOM |  |  | PE 22.25 CYBER HEIGHT VILLA F2 | Unknown | Unknown | NO | NONE | DISTRIBUTION | TNB | WP PUTRAJAYA & CYBERJAYA | NO | Unknown |  |  |  | NO | [8 empty] | CBJ22254 | NO | [7 empty] | 3 | Pass | null
378574135 | CBJ22255 |  |  |  | VCBJ/PCE/J22252/MB22254 | 300280523 | Existing | RYB |  | CBJ22234 PE 22.23 SEK. SRI PUTERI (F2) | CLOSED | CLOSED | LINK |  | 11 kV |  | 13/12/2003 |  |  |  |  | INDKOM |  |  | PE 22.25 CYBER HEIGHT VILLA F2 | Unknown | Unknown | NO | NONE | DISTRIBUTION | TNB | WP PUTRAJAYA & CYBERJAYA | NO | Unknown |  |  |  | NO | [8 empty] | CBJ22255 | NO | [7 empty] | 3 | Pass | null
378574209 | CBJ22251 |  |  |  | VCBJ/PCE/J22251/MB22251 | 300280518 | Existing | RYB |  | CBJ22222 PE 22.22 (F1) | CLOSED | CLOSED | LINK |  | 11 kV |  | 13/12/2003 |  |  |  |  | INDKOM |  |  | PE 22.25 CYBER HEIGHT VILLA F1 | Unknown | Unknown | NO | NONE | DISTRIBUTION | TNB | WP PUTRAJAYA & CYBERJAYA | NO | Unknown |  |  |  | NO | [8 empty] | CBJ22251 | NO | [7 empty] | 3 | Pass | null
378574214 | CBJ22252 |  |  |  | VCBJ/PCE/J22251/MB22251 | 300280518 | Existing | RYB |  | CBJ22231 PE 22.23 SEK. SRI PUTERI (F1) | CLOSED | CLOSED | LINK |  | 11 kV |  | 13/12/2003 |  |  |  |  | INDKOM |  |  | PE 22.25 CYBER HEIGHT VILLA F1 | Unknown | Unknown | NO | NONE | DISTRIBUTION | TNB | WP PUTRAJAYA & CYBERJAYA | NO | Unknown |  |  |  | NO | [8 empty] | CBJ22252 | NO | [7 empty] | 3 | Pass | null
378574357 | CBJ22234 |  |  |  | VCBJ/PCE/J22232/MB22234 | 300280529 | Existing | RYB |  | CBJ22255 PE 22.25 (F2) | CLOSED | CLOSED | LINK |  | 11 kV |  | 26/11/2002 |  |  |  |  | INDKOM |  |  | PE 22.23 SEK. SRI PUTERI F2 | Unknown | Unknown | NO | NONE | DISTRIBUTION | TNB | WP PUTRAJAYA & CYBERJAYA | NO | Unknown |  |  |  | NO | [8 empty] | CBJ22234 | NO | [7 empty] | 3 | Pass | null
378574362 | CBJ22235 |  |  |  | VCBJ/PCE/J22232/MB22234 | 300280529 | Existing | RYB |  |  | CLOSED | CLOSED | LINK |  | 11 kV |  | 26/11/2002 |  |  |  |  | INDKOM |  |  | PE 22.23 SEK. SRI PUTERI F2 | Unknown | Unknown | NO | NONE | DISTRIBUTION | TNB | WP PUTRAJAYA & CYBERJAYA | NO | Unknown |  |  |  | NO | [8 empty] | CBJ22235 | NO | [7 empty] | 3 | Pass | null
378574438 | CBJ22231 |  |  |  | VCBJ/PCE/J22231/MB22231 | 300280527 | Existing | RYB |  | CBJ22252 PE 22.25 (F1) | CLOSED | CLOSED | LINK |  | 11 kV |  | 26/11/2002 |  |  |  |  | INDKOM |  |  | PE 22.23 SEK. SRI PUTERI F1 | Unknown | Unknown | NO | NONE | DISTRIBUTION | TNB | WP PUTRAJAYA & CYBERJAYA | NO | Unknown |  |  |  | NO | [8 empty] | CBJ22231 | NO | [7 empty] | 3 | Pass | null
378574443 | CBJ22232 |  |  |  | VCBJ/PCE/J22231/MB22231 | 300280527 | Existing | RYB |  |  | CLOSED | CLOSED | LINK |  | 11 kV |  | 26/11/2002 |  |  |  |  | INDKOM |  |  | PE 22.23 SEK. SRI PUTERI F1 | Unknown | Unknown | NO | NONE | DISTRIBUTION | TNB | WP PUTRAJAYA & CYBERJAYA | NO | Unknown |  |  |  | NO | [8 empty] | CBJ22232 | NO | [7 empty] | 3 | Pass | null
378574578 | CBJ22245 |  |  |  | VCBJ/PCE/J22242/MB22244 | 300280526 | Existing | RYB |  | CBJ22235 PE 22.23 (F2) | CLOSED | CLOSED | LINK |  | 11 kV |  | 26/11/2002 |  |  |  |  | INDKOM |  |  | PE 22.24 SEK. SRI PUTERI F2 | Unknown | Unknown | NO | NONE | DISTRIBUTION | TNB | WP PUTRAJAYA & CYBERJAYA | NO | Unknown |  |  |  | NO | [8 empty] | CBJ22245 | NO | [7 empty] | 3 | Pass | null
378574583 | CBJ22246 |  |  |  | VCBJ/PCE/J22242/MB22244 | 300280526 | Existing | RYB |  |  | CLOSED | CLOSED | LINK |  | 11 kV |  | 26/11/2002 |  |  |  |  | INDKOM |  |  | PE 22.24 SEK. SRI PUTERI F2 | Unknown | Unknown | NO | NONE | DISTRIBUTION | TNB | WP PUTRAJAYA & CYBERJAYA | NO | Unknown |  |  |  | NO | [8 empty] | CBJ22246 | NO | [7 empty] | 3 | Pass | null
378574665 | CBJ22241 |  |  |  | VCBJ/PCE/J22241/MB22241 | 300280525 | Existing | RYB |  | CBJ22232 PE 22.23 SEK. SRI PUTERI (F1) | CLOSED | CLOSED | LINK |  | 11 kV |  | 26/11/2002 |  |  |  |  | INDKOM |  |  | PE 22.24 SEK. SRI PUTERI F1 | Unknown | Unknown | NO | NONE | DISTRIBUTION | TNB | WP PUTRAJAYA & CYBERJAYA | NO | Unknown |  |  |  | NO | [8 empty] | CBJ22241 | NO | [7 empty] | 3 | Pass | null
378574669 | CBJ22242 |  |  |  | VCBJ/PCE/J22241/MB22241 | 300280525 | Existing | RYB |  | CBJ22246 PE 22.24 SEK. SRI PUTERI (F2) | OPEN | CLOSED | LINK |  | 11 kV |  | 26/11/2002 |  |  |  |  | INDKOM |  |  | PE 22.24 SEK. SRI PUTERI F1 | Unknown | Unknown | NO | NONE | DISTRIBUTION | TNB | WP PUTRAJAYA & CYBERJAYA | NO | Unknown |  |  |  | NO | [8 empty] | CBJ22242 | NO | [7 empty] | 3 | Pass | null
378574686 | CBJ22243 |  |  |  | VCBJ/PCE/J22241/MB22241 | 300280525 | Existing | RYB |  | SPARE | OPEN | CLOSED | LINK |  | 11 kV |  | 26/11/2002 |  |  |  |  | INDKOM |  |  | PE 22.24 SEK. SRI PUTERI F1 | Unknown | Unknown | NO | NONE | DISTRIBUTION | TNB | WP PUTRAJAYA & CYBERJAYA | NO | Unknown |  |  |  | NO | [8 empty] | CBJ22243 | NO | [7 empty] | 3 | Pass | null
378574775 | CBJ21811 |  |  |  | VCBJ/PCE/J21811/MB21811 | 300454935 | Existing | RYB |  |  | CLOSED | CLOSED | LINK |  | 11 kV | [6 empty] | INDKOM |  |  | SS 21.81 SHAFBURY-MLCP CAR PARK F1 | Unknown | Unknown | NO | NONE | DISTRIBUTION | TNB | WP PUTRAJAYA & CYBERJAYA | NO | Unknown |  |  |  | NO | [8 empty] | CBJ21811 | NO | [7 empty] | 3 | Pass | null
378574780 | CBJ21812 |  |  |  | VCBJ/PCE/J21811/MB21811 | 300454935 | Existing | RYB |  |  | CLOSED | CLOSED | LINK |  | 11 kV | [6 empty] | INDKOM |  |  | SS 21.81 SHAFBURY-MLCP CAR PARK F1 | Unknown | Unknown | NO | NONE | DISTRIBUTION | TNB | WP PUTRAJAYA & CYBERJAYA | NO | Unknown |  |  |  | NO | [8 empty] | CBJ21812 | NO | [7 empty] | 3 | Pass | null
378574869 | CBJ21814 |  |  |  | VCBJ/PCE/J21812/MB21814 | 300454938 | Existing | RYB |  | PPU CYB7: VCB 4 | CLOSED | CLOSED | LINK |  | 11 kV | [6 empty] | INDKOM |  |  | SS 21.81 SHAFBURY-MLCP CAR PARK F2 | Unknown | Unknown | NO | NONE | DISTRIBUTION | TNB | WP PUTRAJAYA & CYBERJAYA | NO | Unknown |  |  |  | NO | [8 empty] | CBJ21814 | NO | [7 empty] | 3 | Pass | null
378574874 | CBJ21815 |  |  |  | VCBJ/PCE/J21812/MB21814 | 300454938 | Existing | RYB |  |  | CLOSED | CLOSED | LINK |  | 11 kV | [6 empty] | INDKOM |  |  | SS 21.81 SHAFBURY-MLCP CAR PARK F2 | Unknown | Unknown | NO | NONE | DISTRIBUTION | TNB | WP PUTRAJAYA & CYBERJAYA | NO | Unknown |  |  |  | NO | [8 empty] | CBJ21815 | NO | [7 empty] | 3 | Pass | null
378574985 | CBJ21061 |  |  |  | VCBJ/PCE/J21061/MB21061 | 300281072 | Existing | RYB |  | CBJ21051 PE 21.05 PADAT B 15-3 | CLOSED | CLOSED | LINK |  | 11 kV |  | 28/06/1999 |  |  |  |  | TAMCO |  |  | PE 21.06 PADAT B 15-4 | Unknown | Unknown | NO | NONE | DISTRIBUTION | TNB | WP PUTRAJAYA & CYBERJAYA | NO | Unknown |  |  |  | NO | [8 empty] | CBJ21061 | NO | [7 empty] | 3 | Pass | null
378574990 | CBJ21063 |  |  |  | VCBJ/PCE/J21061/MB21061 | 300281072 | Existing | RYB |  |  | CLOSED | CLOSED | LINK |  | 11 kV |  | 28/06/1999 |  |  |  |  | TAMCO |  |  | PE 21.06 PADAT B 15-4 | Unknown | Unknown | NO | NONE | DISTRIBUTION | TNB | WP PUTRAJAYA & CYBERJAYA | NO | Unknown |  |  |  | NO | [8 empty] | CBJ21063 | NO | [7 empty] | 3 | Pass | null
378575125 | CBJ21051 |  |  |  | VCBJ/PCE/J21051/MB21051 | 300281075 | Existing | RYB |  | CBJ21061 PE 21.06 PADAT B 15-4 | CLOSED | CLOSED | LINK |  | 11 kV |  | 28/06/1999 |  |  |  |  | SIEMENS |  |  | PE 21.05 B15-3 | Unknown | Unknown | NO | NONE | DISTRIBUTION | TNB | WP PUTRAJAYA & CYBERJAYA | NO | Unknown |  |  |  | NO | [8 empty] | CBJ21051 | NO | [7 empty] | 3 | Pass | null
378575130 | CBJ21053 |  |  |  | VCBJ/PCE/J21051/MB21051 | 300281075 | Existing | RYB |  |  | CLOSED | CLOSED | LINK |  | 11 kV |  | 28/06/1999 |  |  |  |  | SIEMENS |  |  | PE 21.05 B15-3 | Unknown | Unknown | NO | NONE | DISTRIBUTION | TNB | WP PUTRAJAYA & CYBERJAYA | NO | Unknown |  |  |  | NO | [8 empty] | CBJ21053 | NO | [7 empty] | 3 | Pass | null
378575212 | CBJ21071 |  |  |  | VCBJ/PCE/J21071/MB21071 | 300281068 | Existing | RYB |  | CBJ21053 PE 21.05 PADAT B 15-3 | CLOSED | CLOSED | LINK |  | 11 kV |  | 19990707 |  |  |  |  | INDKOM |  |  | PE 21.07 P.APEC | Unknown | Unknown | NO | NONE | DISTRIBUTION | TNB | WP PUTRAJAYA & CYBERJAYA | NO | Unknown |  |  |  | NO | [8 empty] | CBJ21071 | NO | [7 empty] | 3 | Pass | null
378575217 | CBJ21073 |  |  |  | VCBJ/PCE/J21071/MB21071 | 300281068 | Existing | RYB |  | CBJ23263 PE 23.26 V RESIDENCE | CLOSED | CLOSED | LINK |  | 11 kV |  | 19990707 |  |  |  |  | INDKOM |  |  | PE 21.07 P.APEC | Unknown | Unknown | NO | NONE | DISTRIBUTION | TNB | WP PUTRAJAYA & CYBERJAYA | NO | Unknown |  |  |  | NO | [8 empty] | CBJ21073 | NO | [7 empty] | 3 | Pass | null
378575369 | CBJ21041 |  |  |  | VCBJ/PCE/J21041/MB21041 | 300281076 | Existing | RYB |  | CBJ 23271 PE 23.27 V RESIDENCE 1 | CLOSED | CLOSED | LINK |  | 11 kV |  | 28/06/1999 |  |  |  |  | TAMCO |  |  | PE 21.04 B15-2 | Unknown | Unknown | NO | NONE | DISTRIBUTION | TNB | WP PUTRAJAYA & CYBERJAYA | NO | Unknown |  |  |  | NO | [8 empty] | CBJ21041 | NO | [7 empty] | 3 | Pass | null
378575374 | CBJ21043 |  |  |  | VCBJ/PCE/J21041/MB21041 | 300281076 | Existing | RYB |  |  | CLOSED | CLOSED | LINK |  | 11 kV |  | 28/06/1999 |  |  |  |  | TAMCO |  |  | PE 21.04 B15-2 | Unknown | Unknown | NO | NONE | DISTRIBUTION | TNB | WP PUTRAJAYA & CYBERJAYA | NO | Unknown |  |  |  | NO | [8 empty] | CBJ21043 | NO | [7 empty] | 3 | Pass | null
378575525 | PTJ11491 |  |  |  | VPTJ/PCE/J11491/MB11491 | 300281092 | Existing | RYB |  | CBJ21043 PE 21.04 PADAT B 15-2 | CLOSED | CLOSED | LINK |  | 11 kV |  | 24/06/2007 |  |  |  |  | TAMCO |  |  | PE 11.49 KANTIN KVDT | Unknown | Unknown | NO | NONE | DISTRIBUTION | TNB | WP PUTRAJAYA & CYBERJAYA | NO | Unknown |  |  |  | NO | [8 empty] | PTJ11491 | NO | [7 empty] | 3 | Pass | null
378575530 | PTJ11493 |  |  |  | VPTJ/PCE/J11491/MB11491 | 300281092 | Existing | RYB |  | CBJ21242 SS 21.24 KVDT PETRONAS | CLOSED | CLOSED | LINK |  | 11 kV |  | 24/06/2007 |  |  |  |  | TAMCO |  |  | PE 11.49 KANTIN KVDT | Unknown | Unknown | NO | NONE | DISTRIBUTION | TNB | WP PUTRAJAYA & CYBERJAYA | NO | Unknown |  |  |  | NO | [8 empty] | PTJ11493 | NO | [7 empty] | 3 | Pass | null
378575620 | CBJ21241 |  |  |  | VCBJ/PCE/J21241/MB21241 | 300281018 | Existing | RYB |  |  | CLOSED | CLOSED | LINK |  | 11 kV |  | 31/01/1999 |  |  |  |  | INDKOM |  |  | SS 21.24 KVDT PETRONAS | Unknown | Unknown | NO | NONE | DISTRIBUTION | TNB | WP PUTRAJAYA & CYBERJAYA | NO | Unknown |  |  |  | NO | [8 empty] | CBJ21241 | NO | [7 empty] | 3 | Pass | null
378575626 | CBJ21243 |  |  |  | VCBJ/PCE/J21241/MB21241 | 300281018 | Existing | RYB |  | PENGGUNA 11KV | CLOSED | CLOSED | LINK |  | 11 kV |  | 31/01/1999 |  |  |  |  | INDKOM |  |  | SS 21.24 KVDT PETRONAS | Unknown | Unknown | NO | NONE | DISTRIBUTION | TNB | WP PUTRAJAYA & CYBERJAYA | NO | Unknown |  |  |  | NO | [8 empty] | CBJ21243 | NO | [7 empty] | 3 | Pass | null
378575631 | CBJ21242 |  |  |  | VCBJ/PCE/J21241/MB21241 | 300281018 | Existing | RYB |  | PTJ11493 PE 11.49 KANTIN KVDT | CLOSED | CLOSED | LINK |  | 11 kV |  | 31/01/1999 |  |  |  |  | INDKOM |  |  | SS 21.24 KVDT PETRONAS | Unknown | Unknown | NO | NONE | DISTRIBUTION | TNB | WP PUTRAJAYA & CYBERJAYA | NO | Unknown |  |  |  | NO | [8 empty] | CBJ21242 | NO | [7 empty] | 3 | Pass | null
378575639 | CBJ21031 |  |  |  | VCBJ/PCE/J21031/MB21031 | 300281077 | Existing | RYB |  | CBJ21241 SS 21.24 KVDT PETRONAS | CLOSED | CLOSED | LINK |  | 11 kV |  | 28/06/1999 |  |  |  |  | TAMCO |  |  | PE 21.03 B15-1 | Unknown | Unknown | NO | NONE | DISTRIBUTION | TNB | WP PUTRAJAYA & CYBERJAYA | NO | Unknown |  |  |  | NO | [8 empty] | CBJ21031 | NO | [7 empty] | 3 | Pass | null
378575644 | CBJ21033 |  |  |  | VCBJ/PCE/J21031/MB21031 | 300281077 | Existing | RYB |  | PTJ11421 PE 11.42 APT BLOK G (F1) | CLOSED | CLOSED | LINK |  | 11 kV |  | 28/06/1999 |  |  |  |  | TAMCO |  |  | PE 21.03 B15-1 | Unknown | Unknown | NO | NONE | DISTRIBUTION | TNB | WP PUTRAJAYA & CYBERJAYA | NO | Unknown |  |  |  | NO | [8 empty] | CBJ21033 | NO | [7 empty] | 3 | Pass | null
378575787 | PTJ11421 |  |  |  | VPTJ/PCE/J11421/MB11421 | 300281073 | Existing | RYB |  | CBJ21033 PE 21.03 PADAT B 15-1 | CLOSED | CLOSED | LINK |  | 11 kV |  | 17/08/2004 |  |  |  |  | INDKOM |  |  | PE 11.42 BLOK G (F1) | Unknown | Unknown | NO | NONE | DISTRIBUTION | TNB | WP PUTRAJAYA & CYBERJAYA | NO | Unknown |  |  |  | NO | [8 empty] | PTJ11421 | NO | [7 empty] | 3 | Pass | null
378575792 | PTJ11422 |  |  |  | VPTJ/PCE/J11421/MB11421 | 300281073 | Existing | RYB |  | PTJ11425 PE 11.42 APT BLOK G (F2) | CLOSED | CLOSED | LINK |  | 11 kV |  | 17/08/2004 |  |  |  |  | INDKOM |  |  | PE 11.42 BLOK G (F1) | Unknown | Unknown | NO | NONE | DISTRIBUTION | TNB | WP PUTRAJAYA & CYBERJAYA | NO | Unknown |  |  |  | NO | [8 empty] | PTJ11422 | NO | [7 empty] | 3 | Pass | null
378575907 | PTJ11424 |  |  |  | VPTJ/PCE/J11422/MB11424 | 300281074 | Existing | RYB |  | PTJ11411 PE 11.41 BLOK F | CLOSED | CLOSED | LINK |  | 11 kV |  | 17/08/2004 |  |  |  |  | INDKOM |  |  | PE 11.42 BLOK G (F2) | Unknown | Unknown | NO | NONE | DISTRIBUTION | TNB | WP PUTRAJAYA & CYBERJAYA | NO | Unknown |  |  |  | NO | [8 empty] | PTJ11424 | NO | [7 empty] | 3 | Pass | null
378575912 | PTJ11425 |  |  |  | VPTJ/PCE/J11422/MB11424 | 300281074 | Existing | RYB |  | PTJ11422 PE 11.42 APT BLOK G (F1) | CLOSED | CLOSED | LINK |  | 11 kV |  | 17/08/2004 |  |  |  |  | INDKOM |  |  | PE 11.42 BLOK G (F2) | Unknown | Unknown | NO | NONE | DISTRIBUTION | TNB | WP PUTRAJAYA & CYBERJAYA | NO | Unknown |  |  |  | NO | [8 empty] | PTJ11425 | NO | [7 empty] | 3 | Pass | null
378576000 | PTJ11411 |  |  |  | VPTJ/PCE/J11411/MB11411 | 300281080 | Existing | RYB |  | PTJ11424 PE 11.42 APT BLOK G (F2) | CLOSED | CLOSED | LINK |  | 11 kV |  | 17/08/2004 |  |  |  |  | INDKOM |  |  | PE 11.41 BLOK F | Unknown | Unknown | NO | NONE | DISTRIBUTION | TNB | WP PUTRAJAYA & CYBERJAYA | NO | Unknown |  |  |  | NO | [8 empty] | PTJ11411 | NO | [7 empty] | 3 | Pass | null
378576005 | PTJ11412 |  |  |  | VPTJ/PCE/J11411/MB11411 | 300281080 | Existing | RYB |  | PTJ11401 PE 11.40 APT BLOK C (F1) | OPEN | CLOSED | LINK |  | 11 kV |  | 17/08/2004 |  |  |  |  | INDKOM |  |  | PE 11.41 BLOK F | Unknown | Unknown | NO | NONE | DISTRIBUTION | TNB | WP PUTRAJAYA & CYBERJAYA | NO | Unknown |  |  |  | NO | [8 empty] | PTJ11412 | NO | [7 empty] | 3 | Pass | null
378607012 | CBJ21681 |  |  |  | VCBJ/PCE/J21681/MB21681 | 300455072 | Existing | RYB |  |  | CLOSED | CLOSED | LINK |  | 11 kV | [6 empty] | SCHNEIDER |  |  | PE 21.68 Padat Elite 4 | Unknown | Unknown | NO | NONE | DISTRIBUTION | TNB | WP PUTRAJAYA & CYBERJAYA | NO | Unknown |  |  |  | NO | [8 empty] | CBJ21681 | NO | [7 empty] | 3 | Pass | null
378607017 | CBJ21683 |  |  |  | VCBJ/PCE/J21681/MB21681 | 300455072 | Existing | RYB |  |  | CLOSED | CLOSED | LINK |  | 11 kV | [6 empty] | SCHNEIDER |  |  | PE 21.68 Padat Elite 4 | Unknown | Unknown | NO | NONE | DISTRIBUTION | TNB | WP PUTRAJAYA & CYBERJAYA | NO | Unknown |  |  |  | NO | [8 empty] | CBJ21683 | NO | [7 empty] | 3 | Pass | null
378607132 | CBJ21201 |  |  |  | VCBJ/PCE/J21201/MB21201 | 300281021 | Existing | RYB |  |  | CLOSED | CLOSED | LINK |  | 11 kV |  | 28/02/2000 |  |  |  |  | INDKOM |  |  | PE 21.20 ELITE HIGHWAY NO. 2 | Unknown | Unknown | NO | NONE | DISTRIBUTION | TNB | WP PUTRAJAYA & CYBERJAYA | NO | Unknown |  |  |  | NO | [8 empty] | CBJ21201 | NO | [7 empty] | 3 | Pass | null
378607137 | CBJ21202 |  |  |  | VCBJ/PCE/J21201/MB21201 | 300281021 | Existing | RYB |  |  | CLOSED | CLOSED | LINK |  | 11 kV |  | 28/02/2000 |  |  |  |  | INDKOM |  |  | PE 21.20 ELITE HIGHWAY NO. 2 | Unknown | Unknown | NO | NONE | DISTRIBUTION | TNB | WP PUTRAJAYA & CYBERJAYA | NO | Unknown |  |  |  | NO | [8 empty] | CBJ21202 | NO | [7 empty] | 3 | Pass | null
378607342 | CBJ21191 |  |  |  | VCBJ/PCE/J21191/MB21191 | 300281022 | Existing | RYB |  |  | CLOSED | CLOSED | LINK |  | 11 kV |  | 31/12/1999 |  |  |  |  | INDKOM |  |  | PE 21.19 ELITE HIGHWAY NO. 1 | Unknown | Unknown | NO | NONE | DISTRIBUTION | TNB | WP PUTRAJAYA & CYBERJAYA | NO | Unknown |  |  |  | NO | [8 empty] | CBJ21191 | NO | [7 empty] | 3 | Pass | null
378607347 | CBJ21192 |  |  |  | VCBJ/PCE/J21191/MB21191 | 300281022 | Existing | RYB |  |  | CLOSED | CLOSED | LINK |  | 11 kV |  | 31/12/1999 |  |  |  |  | INDKOM |  |  | PE 21.19 ELITE HIGHWAY NO. 1 | Unknown | Unknown | NO | NONE | DISTRIBUTION | TNB | WP PUTRAJAYA & CYBERJAYA | NO | Unknown |  |  |  | NO | [8 empty] | CBJ21192 | NO | [7 empty] | 3 | Pass | null
379380119 | [6 empty] | Existing | RYB |  |  | CLOSED | CLOSED | BUSBAR SECTION |  | 11 kV | [9 empty] | PPU PUTRAJAYA NO 7 | Unknown | Unknown | NO | NONE | DISTRIBUTION | TNB | WP PUTRAJAYA & CYBERJAYA | NO | Unknown |  |  |  | NO | [17 empty] | 9 | Pass | null
379381092 | [6 empty] | Existing | Unknown |  |  | CLOSED | CLOSED | MAIN |  | 33 kV | [9 empty] | SSU GDC NO2 PUTRAJAYA | Unknown | Unknown | NO | NONE | DISTRIBUTION | TNB | WP PUTRAJAYA & CYBERJAYA | NO | Unknown |  |  |  | NO | [17 empty] | 0 | Fail | Please check "Phasing"
379381097 | [6 empty] | Existing | Unknown |  |  | CLOSED | CLOSED | MAIN |  | 33 kV | [9 empty] | SSU GDC NO2 PUTRAJAYA | Unknown | Unknown | NO | NONE | DISTRIBUTION | TNB | WP PUTRAJAYA & CYBERJAYA | Unknown |  |  |  |  | NO | [17 empty] | 0 | Fail | Please check "Phasing"
379381100 | [6 empty] | Existing | Unknown |  |  | CLOSED | CLOSED | MAIN |  | 33 kV | [9 empty] | SSU GDC NO2 PUTRAJAYA | Unknown | Unknown | NO | NONE | DISTRIBUTION | TNB | WP PUTRAJAYA & CYBERJAYA | Unknown |  |  |  |  | NO | [17 empty] | 0 | Fail | Please check "Phasing"
379381122 |  | 123 |  |  | VPTJ/SSU/G00004/MB1WO | 300278392 | Existing | Unknown |  |  | CLOSED | OPEN | BUSBAR COUPLER |  | 33 kV |  | 20020102 |  |  |  |  | ABB |  |  | SSU GDC NO2 PUTRAJAYA | Unknown | Unknown | NO | NONE | DISTRIBUTION | TNB | WP PUTRAJAYA & CYBERJAYA | Unknown |  |  |  |  | NO | [17 empty] | 0 | Fail | Please check "Phasing"
379381128 | [6 empty] | Existing | Unknown |  |  | CLOSED | CLOSED | MAIN |  | 33 kV | [9 empty] | SSU GDC NO2 PUTRAJAYA | Unknown | Unknown | NO | NONE | DISTRIBUTION | TNB | WP PUTRAJAYA & CYBERJAYA | Unknown |  |  |  |  | NO | [17 empty] | 0 | Fail | Please check "Phasing"
379381136 | [6 empty] | Existing | Unknown |  |  | OPEN | OPEN | MAIN |  | 33 kV | [9 empty] | SSU GDC NO2 PUTRAJAYA | Unknown | Unknown | NO | NONE | DISTRIBUTION | TNB | WP PUTRAJAYA & CYBERJAYA | Unknown |  |  |  |  | NO | [17 empty] | 0 | Fail | Please check "Phasing"
379381138 | [6 empty] | Existing | Unknown |  |  | OPEN | OPEN | MAIN |  | 33 kV | [9 empty] | SSU GDC NO2 PUTRAJAYA | Unknown | Unknown | NO | NONE | DISTRIBUTION | TNB | WP PUTRAJAYA & CYBERJAYA | NO | Unknown |  |  |  | NO | [17 empty] | 0 | Fail | Please check "Phasing"
379381140 | [6 empty] | Existing | Unknown |  |  | OPEN | OPEN | MAIN |  | 33 kV | [9 empty] | SSU GDC NO2 PUTRAJAYA | Unknown | Unknown | NO | NONE | DISTRIBUTION | TNB | WP PUTRAJAYA & CYBERJAYA | Unknown |  |  |  |  | NO | [17 empty] | 0 | Fail | Please check "Phasing"
379381146 | [6 empty] | Existing | Unknown |  |  | OPEN | OPEN | MAIN |  | 33 kV | [9 empty] | SSU GDC NO2 PUTRAJAYA | Unknown | Unknown | NO | NONE | DISTRIBUTION | TNB | WP PUTRAJAYA & CYBERJAYA | NO | Unknown |  |  |  | NO | [17 empty] | 0 | Fail | Please check "Phasing"
379381156 | [6 empty] | Existing | Unknown |  |  | CLOSED | CLOSED | MAIN |  | 33 kV | [9 empty] | SSU GDC NO2 PUTRAJAYA | Unknown | Unknown | NO | NONE | DISTRIBUTION | TNB | WP PUTRAJAYA & CYBERJAYA | NO | Unknown |  |  |  | NO | [17 empty] | 0 | Fail | Please check "Phasing"
379381198 | [6 empty] | Existing | Unknown |  |  | OPEN | OPEN | MAIN |  | 33 kV | [9 empty] | SSU GDC NO2 PUTRAJAYA | Unknown | Unknown | NO | NONE | DISTRIBUTION | TNB | WP PUTRAJAYA & CYBERJAYA | Unknown |  |  |  |  | NO | [17 empty] | 0 | Fail | Please check "Phasing"
379381208 |  | 123 |  |  | VPTJ/SSU/G00004/MB1SO | 300278393 | Existing | Unknown |  |  | CLOSED | OPEN | BUSBAR SECTION |  | 33 kV |  | 20020102 |  |  |  |  | ABB |  |  | SSU GDC NO2 PUTRAJAYA | Unknown | Unknown | NO | NONE | DISTRIBUTION | TNB | WP PUTRAJAYA & CYBERJAYA | Unknown |  |  |  |  | NO | [17 empty] | 0 | Fail | Please check "Phasing"
379381425 | [6 empty] | Existing | RYB |  |  | CLOSED | CLOSED | MAIN |  | 33 kV | [9 empty] | PPU PUTRAJAYA NO 23 | Unknown | Unknown | NO | NONE | DISTRIBUTION | TNB | WP PUTRAJAYA & CYBERJAYA | NO | Unknown |  |  |  | NO | [17 empty] | 9 | Pass | null
379381518 | [6 empty] | Existing | RYB |  |  | CLOSED | CLOSED | MAIN |  | 11 kV | [9 empty] | PPU PUTRAJAYA NO 23 | Unknown | Unknown | NO | NONE | DISTRIBUTION | TNB | WP PUTRAJAYA & CYBERJAYA | NO | Unknown |  |  |  | NO | [17 empty] | 9 | Pass | null
379381538 | [6 empty] | Existing | RYB |  |  | CLOSED | CLOSED | MAIN |  | 33 kV | [9 empty] | PPU PUTRAJAYA NO 23 | Unknown | Unknown | NO | NONE | DISTRIBUTION | TNB | WP PUTRAJAYA & CYBERJAYA | NO | Unknown |  |  |  | NO | [17 empty] | 9 | Pass | null
379382022 | [6 empty] | Existing | RYB |  |  | CLOSED | CLOSED | MAIN |  | 11 kV | [9 empty] | PPU PUTRAJAYA NO 23 | Unknown | Unknown | NO | NONE | DISTRIBUTION | TNB | WP PUTRAJAYA & CYBERJAYA | NO | Unknown |  |  |  | NO | [17 empty] | 9 | Pass | null
379382097 | [6 empty] | Existing | RYB |  |  | CLOSED | CLOSED | MAIN |  | 33 kV | [9 empty] | PPU PUTRAJAYA NO 23 | Unknown | Unknown | NO | NONE | DISTRIBUTION | TNB | WP PUTRAJAYA & CYBERJAYA | NO | Unknown |  |  |  | NO | [17 empty] | 9 | Pass | null
379382107 | [6 empty] | Existing | RYB |  |  | OPEN | CLOSED | MAIN |  | 33 kV | [9 empty] | PPU PUTRAJAYA NO 23 | Unknown | Unknown | NO | NONE | DISTRIBUTION | TNB | WP PUTRAJAYA & CYBERJAYA | NO | Unknown |  |  |  | NO | [17 empty] | 9 | Pass | null
379382118 | [6 empty] | Existing | RYB |  |  | CLOSED | CLOSED | MAIN |  | 33 kV | [9 empty] | PPU PUTRAJAYA NO 23 | Unknown | Unknown | NO | NONE | DISTRIBUTION | TNB | WP PUTRAJAYA & CYBERJAYA | NO | Unknown |  |  |  | NO | [17 empty] | 9 | Pass | null
379382177 | 1S0 | 123 |  |  | VPTJ/PPU/G00023/MB1SO | 300519625 | Existing | RYB |  |  | OPEN | CLOSED | BUSBAR SECTION |  | 33 kV |  | 24/06/2015 |  |  |  |  | ABB |  |  | PPU PUTRAJAYA NO 23 | Unknown | Unknown | NO | NONE | DISTRIBUTION | TNB | WP PUTRAJAYA & CYBERJAYA | NO | Unknown |  |  |  | NO | [8 empty] | 1S0 | [8 empty] | 9 | Pass | null
379382275 | [6 empty] | Existing | RYB |  |  | CLOSED | CLOSED | MAIN |  | 33 kV | [9 empty] | PPU PUTRAJAYA NO 23 | Unknown | Unknown | NO | NONE | DISTRIBUTION | TNB | WP PUTRAJAYA & CYBERJAYA | NO | Unknown |  |  |  | NO | [17 empty] | 9 | Pass | null
379382376 | [6 empty] | Existing | RYB |  |  | OPEN | CLOSED | MAIN |  | 33 kV | [9 empty] | PPU PUTRAJAYA NO 23 | Unknown | Unknown | NO | NONE | DISTRIBUTION | TNB | WP PUTRAJAYA & CYBERJAYA | NO | Unknown |  |  |  | NO | [17 empty] | 9 | Pass | null
379382433 | [6 empty] | Existing | RYB |  |  | OPEN | CLOSED | MAIN |  | 33 kV | [9 empty] | PPU PUTRAJAYA NO 23 | Unknown | Unknown | NO | NONE | DISTRIBUTION | TNB | WP PUTRAJAYA & CYBERJAYA | NO | Unknown |  |  |  | NO | [17 empty] | 9 | Pass | null
379382443 | [6 empty] | Existing | RYB |  |  | CLOSED | CLOSED | MAIN |  | 33 kV | [9 empty] | PPU PUTRAJAYA NO 23 | Unknown | Unknown | NO | NONE | DISTRIBUTION | TNB | WP PUTRAJAYA & CYBERJAYA | NO | Unknown |  |  |  | NO | [17 empty] | 9 | Pass | null
379382526 | [6 empty] | Existing | RYB |  |  | OPEN | CLOSED | MAIN |  | 33 kV | [9 empty] | PPU PUTRAJAYA NO 23 | Unknown | Unknown | NO | NONE | DISTRIBUTION | TNB | WP PUTRAJAYA & CYBERJAYA | NO | Unknown |  |  |  | NO | [17 empty] | 9 | Pass | null
379382618 | [6 empty] | Existing | RYB |  |  | OPEN | CLOSED | MAIN |  | 33 kV | [9 empty] | PPU PUTRAJAYA NO 23 | Unknown | Unknown | NO | NONE | DISTRIBUTION | TNB | WP PUTRAJAYA & CYBERJAYA | NO | Unknown |  |  |  | NO | [17 empty] | 9 | Pass | null
379382741 | [6 empty] | Existing | RYB |  |  | CLOSED | CLOSED | MAIN |  | 11 kV | [9 empty] | PPU PUTRAJAYA NO 23 | Unknown | Unknown | NO | NONE | DISTRIBUTION | TNB | WP PUTRAJAYA & CYBERJAYA | NO | Unknown |  |  |  | NO | [17 empty] | 9 | Pass | null
379382751 | [6 empty] | Existing | RYB |  |  | OPEN | CLOSED | MAIN |  | 33 kV | [9 empty] | PPU PUTRAJAYA NO 23 | Unknown | Unknown | NO | NONE | DISTRIBUTION | TNB | WP PUTRAJAYA & CYBERJAYA | NO | Unknown |  |  |  | NO | [17 empty] | 9 | Pass | null
379382823 | [6 empty] | Existing | RYB |  |  | CLOSED | CLOSED | MAIN |  | 33 kV | [9 empty] | PPU PUTRAJAYA NO 23 | Unknown | Unknown | NO | NONE | DISTRIBUTION | TNB | WP PUTRAJAYA & CYBERJAYA | NO | Unknown |  |  |  | NO | [17 empty] | 9 | Pass | null
379382988 | [6 empty] | Existing | Unknown |  |  | CLOSED |  | MAIN |  | 11 kV | [9 empty] | PPU PUTRAJAYA NO 23 | Unknown | Unknown | Unknown | Unknown | DISTRIBUTION | TNB | WP PUTRAJAYA & CYBERJAYA | Unknown |  |  |  |  | Unknown | [17 empty] | 0 | Fail | Please check "Phasing"
379382989 | [6 empty] | Existing | Unknown |  |  | CLOSED |  | MAIN |  | 11 kV | [9 empty] | PPU PUTRAJAYA NO 23 | Unknown | Unknown | Unknown | Unknown | DISTRIBUTION | TNB | WP PUTRAJAYA & CYBERJAYA | Unknown |  |  |  |  | Unknown | [17 empty] | 0 | Fail | Please check "Phasing"
379382990 | [6 empty] | Existing | Unknown |  |  | CLOSED |  | MAIN |  | 11 kV | [9 empty] | PPU PUTRAJAYA NO 23 | Unknown | Unknown | Unknown | Unknown | DISTRIBUTION | TNB | WP PUTRAJAYA & CYBERJAYA | Unknown |  |  |  |  | Unknown | [17 empty] | 0 | Fail | Please check "Phasing"
379382991 | [6 empty] | Existing | Unknown |  |  | CLOSED |  | MAIN |  | 11 kV | [9 empty] | PPU PUTRAJAYA NO 23 | Unknown | Unknown | Unknown | Unknown | DISTRIBUTION | TNB | WP PUTRAJAYA & CYBERJAYA | Unknown |  |  |  |  | Unknown | [17 empty] | 0 | Fail | Please check "Phasing"
379382992 | [6 empty] | Existing | Unknown |  |  | CLOSED |  | MAIN |  | 11 kV | [9 empty] | PPU PUTRAJAYA NO 23 | Unknown | Unknown | Unknown | Unknown | DISTRIBUTION | TNB | WP PUTRAJAYA & CYBERJAYA | Unknown |  |  |  |  | Unknown | [17 empty] | 0 | Fail | Please check "Phasing"
379382993 | [6 empty] | Existing | Unknown |  |  | CLOSED |  | MAIN |  | 11 kV | [9 empty] | PPU PUTRAJAYA NO 23 | Unknown | Unknown | Unknown | Unknown | DISTRIBUTION | TNB | WP PUTRAJAYA & CYBERJAYA | Unknown |  |  |  |  | Unknown | [17 empty] | 0 | Fail | Please check "Phasing"
379382994 | [6 empty] | Existing | Unknown |  |  | CLOSED |  | MAIN |  | 11 kV | [9 empty] | PPU PUTRAJAYA NO 23 | Unknown | Unknown | Unknown | Unknown | DISTRIBUTION | TNB | WP PUTRAJAYA & CYBERJAYA | Unknown |  |  |  |  | Unknown | [17 empty] | 0 | Fail | Please check "Phasing"
379382995 | [6 empty] | Existing | Unknown |  |  | CLOSED |  | MAIN |  | 11 kV | [9 empty] | PPU PUTRAJAYA NO 23 | Unknown | Unknown | Unknown | Unknown | DISTRIBUTION | TNB | WP PUTRAJAYA & CYBERJAYA | Unknown |  |  |  |  | Unknown | [17 empty] | 0 | Fail | Please check "Phasing"
379382996 | [6 empty] | Existing | Unknown |  |  | CLOSED |  | MAIN |  | 11 kV | [9 empty] | PPU PUTRAJAYA NO 23 | Unknown | Unknown | Unknown | Unknown | DISTRIBUTION | TNB | WP PUTRAJAYA & CYBERJAYA | Unknown |  |  |  |  | Unknown | [17 empty] | 0 | Fail | Please check "Phasing"
379382997 | [6 empty] | Existing | Unknown |  |  | CLOSED |  | MAIN |  | 11 kV | [9 empty] | PPU PUTRAJAYA NO 23 | Unknown | Unknown | Unknown | Unknown | DISTRIBUTION | TNB | WP PUTRAJAYA & CYBERJAYA | Unknown |  |  |  |  | Unknown | [17 empty] | 0 | Fail | Please check "Phasing"
379382998 | [6 empty] | Existing | Unknown |  |  | CLOSED |  | MAIN |  | 11 kV | [9 empty] | PPU PUTRAJAYA NO 23 | Unknown | Unknown | Unknown | Unknown | DISTRIBUTION | TNB | WP PUTRAJAYA & CYBERJAYA | Unknown |  |  |  |  | Unknown | [17 empty] | 0 | Fail | Please check "Phasing"
379382999 | [6 empty] | Existing | Unknown |  |  | CLOSED |  | MAIN |  | 11 kV | [9 empty] | PPU PUTRAJAYA NO 23 | Unknown | Unknown | Unknown | Unknown | DISTRIBUTION | TNB | WP PUTRAJAYA & CYBERJAYA | Unknown |  |  |  |  | Unknown | [17 empty] | 0 | Fail | Please check "Phasing"
379383000 | [6 empty] | Existing | Unknown |  |  | CLOSED |  | MAIN |  | 11 kV | [9 empty] | PPU PUTRAJAYA NO 23 | Unknown | Unknown | Unknown | Unknown | DISTRIBUTION | TNB | WP PUTRAJAYA & CYBERJAYA | Unknown |  |  |  |  | Unknown | [17 empty] | 0 | Fail | Please check "Phasing"
379383001 | [6 empty] | Existing | Unknown |  |  | CLOSED |  | MAIN |  | 11 kV | [9 empty] | PPU PUTRAJAYA NO 23 | Unknown | Unknown | Unknown | Unknown | DISTRIBUTION | TNB | WP PUTRAJAYA & CYBERJAYA | Unknown |  |  |  |  | Unknown | [17 empty] | 0 | Fail | Please check "Phasing"
379383002 | [6 empty] | Existing | Unknown |  |  | CLOSED |  | MAIN |  | 11 kV | [9 empty] | PPU PUTRAJAYA NO 23 | Unknown | Unknown | Unknown | Unknown | DISTRIBUTION | TNB | WP PUTRAJAYA & CYBERJAYA | Unknown |  |  |  |  | Unknown | [17 empty] | 0 | Fail | Please check "Phasing"
379383003 | [6 empty] | Existing | Unknown |  |  | CLOSED |  | MAIN |  | 11 kV | [9 empty] | PPU PUTRAJAYA NO 23 | Unknown | Unknown | Unknown | Unknown | DISTRIBUTION | TNB | WP PUTRAJAYA & CYBERJAYA | Unknown |  |  |  |  | Unknown | [17 empty] | 0 | Fail | Please check "Phasing"
379387784 | [6 empty] | Existing | Unknown |  |  | CLOSED | CLOSED | MAIN |  | 33 kV | [9 empty] | PMU SERDANG 132/33KV | Unknown | Unknown | NO | NONE | DISTRIBUTION | TNB | WP PUTRAJAYA & CYBERJAYA | NO | Unknown |  |  |  | NO | [17 empty] | 0 | Fail | Please check "Phasing"
379387798 | [6 empty] | Existing | Unknown |  |  | OPEN | OPEN | MAIN |  | 33 kV | [9 empty] | PMU SERDANG 132/33KV | Unknown | Unknown | NO | NONE | DISTRIBUTION | TNB | WP PUTRAJAYA & CYBERJAYA | NO | Unknown |  |  |  | NO | [17 empty] | 0 | Fail | Please check "Phasing"
379387809 | 1W0 |  |  |  | VCBJ/PMU/G00003/MB1WO | 300278044 | Existing | RYB |  |  | CLOSED | CLOSED | BUSBAR COUPLER |  | 11 kV |  | 13/09/1990 |  |  |  |  | TAMCO |  |  | PMU SERDANG 132/33KV | Unknown | Unknown | NO | NONE | DISTRIBUTION | TNB | WP PUTRAJAYA & CYBERJAYA | NO | Unknown |  |  |  | NO | [8 empty] | 1W0 | [8 empty] | 3 | Pass | null
379387812 | [6 empty] | Existing | Unknown |  |  | CLOSED | CLOSED | MAIN |  | 33 kV | [9 empty] | PMU SERDANG 132/33KV | Unknown | Unknown | NO | NONE | DISTRIBUTION | TNB | WP PUTRAJAYA & CYBERJAYA | Unknown |  |  |  |  | NO | [17 empty] | 0 | Fail | Please check "Phasing"
379387818 | 1S0 |  |  |  | VCBJ/PMU/G00003/MB1SO | 300278042 | Existing | RYB |  |  | CLOSED | CLOSED | BUSBAR SECTION |  | 11 kV |  | 13/09/1990 |  |  |  |  | TAMCO |  |  | PMU SERDANG 132/33KV | Unknown | Unknown | NO | NONE | DISTRIBUTION | TNB | WP PUTRAJAYA & CYBERJAYA | NO | Unknown |  |  |  | NO | [8 empty] | 1S0 | [8 empty] | 3 | Pass | null
379387826 | [6 empty] | Existing | Unknown |  |  | CLOSED | CLOSED | MAIN |  | 33 kV | [9 empty] | PMU SERDANG 132/33KV | Unknown | Unknown | NO | NONE | DISTRIBUTION | TNB | WP PUTRAJAYA & CYBERJAYA | Unknown |  |  |  |  | NO | [17 empty] | 0 | Fail | Please check "Phasing"
379387829 | [6 empty] | Existing | Unknown |  |  | CLOSED | CLOSED | MAIN |  | 33 kV | [9 empty] | PMU SERDANG 132/33KV | Unknown | Unknown | NO | NONE | DISTRIBUTION | TNB | WP PUTRAJAYA & CYBERJAYA | NO | Unknown |  |  |  | NO | [17 empty] | 0 | Fail | Please check "Phasing"
379387843 | [6 empty] | Existing | Unknown |  |  | OPEN | OPEN | MAIN |  | 33 kV | [9 empty] | PMU SERDANG 132/33KV | Unknown | Unknown | NO | NONE | DISTRIBUTION | TNB | WP PUTRAJAYA & CYBERJAYA | NO | Unknown |  |  |  | NO | [17 empty] | 0 | Fail | Please check "Phasing"
379387844 | [6 empty] | Existing | Unknown |  |  | OPEN | OPEN | MAIN |  | 33 kV | [9 empty] | PMU SERDANG 132/33KV | Unknown | Unknown | NO | NONE | DISTRIBUTION | TNB | WP PUTRAJAYA & CYBERJAYA | Unknown |  |  |  |  | NO | [17 empty] | 0 | Fail | Please check "Phasing"
379387860 | [6 empty] | Existing | Unknown |  |  | CLOSED | CLOSED | MAIN |  | 33 kV | [9 empty] | PMU SERDANG 132/33KV | Unknown | Unknown | NO | NONE | DISTRIBUTION | TNB | WP PUTRAJAYA & CYBERJAYA | Unknown |  |  |  |  | NO | [17 empty] | 0 | Fail | Please check "Phasing"
379387863 | [6 empty] | Existing | Unknown |  |  | CLOSED | CLOSED | MAIN |  | 33 kV | [9 empty] | PMU SERDANG 132/33KV | Unknown | Unknown | NO | NONE | DISTRIBUTION | TNB | WP PUTRAJAYA & CYBERJAYA | Unknown |  |  |  |  | NO | [17 empty] | 0 | Fail | Please check "Phasing"
379387865 | [6 empty] | Existing | Unknown |  |  | CLOSED | CLOSED | MAIN |  | 33 kV | [9 empty] | PMU SERDANG 132/33KV | Unknown | Unknown | NO | NONE | DISTRIBUTION | TNB | WP PUTRAJAYA & CYBERJAYA | NO | Unknown |  |  |  | NO | [17 empty] | 0 | Fail | Please check "Phasing"
379387871 | [6 empty] | Existing | Unknown |  |  | OPEN | OPEN | MAIN |  | 33 kV | [9 empty] | PMU SERDANG 132/33KV | Unknown | Unknown | NO | NONE | DISTRIBUTION | TNB | WP PUTRAJAYA & CYBERJAYA | Unknown |  |  |  |  | NO | [17 empty] | 0 | Fail | Please check "Phasing"
379387878 | [6 empty] | Existing | Unknown |  |  | OPEN | OPEN | MAIN |  | 33 kV | [9 empty] | PMU SERDANG 132/33KV | Unknown | Unknown | NO | NONE | DISTRIBUTION | TNB | WP PUTRAJAYA & CYBERJAYA | NO | Unknown |  |  |  | NO | [17 empty] | 0 | Fail | Please check "Phasing"
379387901 | [6 empty] | Existing | Unknown |  |  | OPEN | OPEN | MAIN |  | 33 kV | [9 empty] | PMU SERDANG 132/33KV | Unknown | Unknown | NO | NONE | DISTRIBUTION | TNB | WP PUTRAJAYA & CYBERJAYA | Unknown |  |  |  |  | NO | [17 empty] | 0 | Fail | Please check "Phasing"
379387944 | [6 empty] | Existing | Unknown |  |  | OPEN | OPEN | MAIN |  | 33 kV | [9 empty] | PMU SERDANG 132/33KV | Unknown | Unknown | NO | NONE | DISTRIBUTION | TNB | WP PUTRAJAYA & CYBERJAYA | Unknown |  |  |  |  | NO | [17 empty] | 0 | Fail | Please check "Phasing"
379387951 | [6 empty] | Existing | Unknown |  |  | OPEN | OPEN | MAIN |  | 33 kV | [9 empty] | PMU SERDANG 132/33KV | Unknown | Unknown | NO | NONE | DISTRIBUTION | TNB | WP PUTRAJAYA & CYBERJAYA | NO | Unknown |  |  |  | NO | [17 empty] | 0 | Fail | Please check "Phasing"
379387968 | [6 empty] | Existing | Unknown |  |  | OPEN | OPEN | MAIN |  | 33 kV | [9 empty] | PMU SERDANG 132/33KV | Unknown | Unknown | NO | NONE | DISTRIBUTION | TNB | WP PUTRAJAYA & CYBERJAYA | Unknown |  |  |  |  | NO | [17 empty] | 0 | Fail | Please check "Phasing"
379387984 | [6 empty] | Existing | Unknown |  |  | CLOSED | CLOSED | MAIN |  | 33 kV | [9 empty] | PMU SERDANG 132/33KV | Unknown | Unknown | NO | NONE | DISTRIBUTION | TNB | WP PUTRAJAYA & CYBERJAYA | NO | Unknown |  |  |  | NO | [17 empty] | 0 | Fail | Please check "Phasing"
379387985 | [6 empty] | Existing | Unknown |  |  | CLOSED | CLOSED | MAIN |  | 33 kV | [9 empty] | PMU SERDANG 132/33KV | Unknown | Unknown | NO | NONE | DISTRIBUTION | TNB | WP PUTRAJAYA & CYBERJAYA | Unknown |  |  |  |  | NO | [17 empty] | 0 | Fail | Please check "Phasing"
379388193 | [6 empty] | Existing | Unknown |  |  | CLOSED | CLOSED | MAIN |  | 33 kV | [9 empty] | SSU MMU CYBERJAYA | Unknown | Unknown | NO | NONE | DISTRIBUTION | TNB | WP PUTRAJAYA & CYBERJAYA | NO | Unknown |  |  |  | NO | [17 empty] | 0 | Fail | Please check "Phasing"
379388203 | [6 empty] | Existing | Unknown |  |  | CLOSED | CLOSED | MAIN |  | 33 kV | [9 empty] | SSU MMU CYBERJAYA | Unknown | Unknown | NO | NONE | DISTRIBUTION | TNB | WP PUTRAJAYA & CYBERJAYA | Unknown |  |  |  |  | NO | [17 empty] | 0 | Fail | Please check "Phasing"
379388206 | [6 empty] | Existing | Unknown |  |  | CLOSED | CLOSED | MAIN |  | 33 kV | [9 empty] | SSU MMU CYBERJAYA | Unknown | Unknown | NO | NONE | DISTRIBUTION | TNB | WP PUTRAJAYA & CYBERJAYA | NO | Unknown |  |  |  | NO | [17 empty] | 0 | Fail | Please check "Phasing"
379388209 | [6 empty] | Existing | Unknown |  |  | CLOSED | CLOSED | MAIN |  | 33 kV | [9 empty] | SSU MMU CYBERJAYA | Unknown | Unknown | NO | NONE | DISTRIBUTION | TNB | WP PUTRAJAYA & CYBERJAYA | NO | Unknown |  |  |  | NO | [17 empty] | 0 | Fail | Please check "Phasing"
379388212 | [6 empty] | Existing | Unknown |  |  | CLOSED | CLOSED | MAIN |  | 33 kV | [9 empty] | SSU MMU CYBERJAYA | Unknown | Unknown | NO | NONE | DISTRIBUTION | TNB | WP PUTRAJAYA & CYBERJAYA | NO | Unknown |  |  |  | NO | [17 empty] | 0 | Fail | Please check "Phasing"
379388227 | [6 empty] | Existing | Unknown |  |  | CLOSED | CLOSED | MAIN |  | 33 kV | [9 empty] | SSU MMU CYBERJAYA | Unknown | Unknown | NO | NONE | DISTRIBUTION | TNB | WP PUTRAJAYA & CYBERJAYA | NO | Unknown |  |  |  | NO | [17 empty] | 0 | Fail | Please check "Phasing"
379388237 | 1SO |  |  |  | VCBJ/SSU/G00002/MB1SO | 300278378 | Existing | Unknown |  |  | CLOSED | OPEN | BUSBAR SECTION |  | 33 kV |  | 20020102 |  |  |  |  | SIEMENS |  |  | SSU MMU CYBERJAYA | Unknown | Unknown | NO | NONE | DISTRIBUTION | TNB | WP PUTRAJAYA & CYBERJAYA | NO | Unknown |  |  |  | NO | [8 empty] | 1SO | [8 empty] | 0 | Fail | Please check "Phasing"
379388248 | [6 empty] | Existing | Unknown |  |  | CLOSED | CLOSED | MAIN |  | 33 kV | [9 empty] | SSU DCP1 MEGAJANA | Unknown | Unknown | NO | NONE | DISTRIBUTION | TNB | WP PUTRAJAYA & CYBERJAYA | NO | Unknown |  |  |  | NO | [17 empty] | 0 | Fail | Please check "Phasing"
379388258 | [6 empty] | Existing | Unknown |  |  | CLOSED | CLOSED | MAIN |  | 33 kV | [9 empty] | SSU DCP1 MEGAJANA | Unknown | Unknown | NO | NONE | DISTRIBUTION | TNB | WP PUTRAJAYA & CYBERJAYA | Unknown |  |  |  |  | NO | [17 empty] | 0 | Fail | Please check "Phasing"
379388261 | [6 empty] | Existing | Unknown |  |  | CLOSED | CLOSED | MAIN |  | 33 kV | [9 empty] | SSU DCP1 MEGAJANA | Unknown | Unknown | NO | NONE | DISTRIBUTION | TNB | WP PUTRAJAYA & CYBERJAYA | NO | Unknown |  |  |  | NO | [17 empty] | 0 | Fail | Please check "Phasing"
379388264 | [6 empty] | Existing | Unknown |  |  | CLOSED | CLOSED | MAIN |  | 33 kV | [9 empty] | SSU DCP1 MEGAJANA | Unknown | Unknown | NO | NONE | DISTRIBUTION | TNB | WP PUTRAJAYA & CYBERJAYA | NO | Unknown |  |  |  | NO | [17 empty] | 0 | Fail | Please check "Phasing"
379388267 | [6 empty] | Existing | Unknown |  |  | CLOSED | CLOSED | MAIN |  | 33 kV | [9 empty] | SSU DCP1 MEGAJANA | Unknown | Unknown | NO | NONE | DISTRIBUTION | TNB | WP PUTRAJAYA & CYBERJAYA | NO | Unknown |  |  |  | NO | [17 empty] | 0 | Fail | Please check "Phasing"
379388282 | [6 empty] | Existing | Unknown |  |  | CLOSED | CLOSED | MAIN |  | 33 kV | [9 empty] | SSU DCP1 MEGAJANA | Unknown | Unknown | NO | NONE | DISTRIBUTION | TNB | WP PUTRAJAYA & CYBERJAYA | NO | Unknown |  |  |  | NO | [17 empty] | 0 | Fail | Please check "Phasing"
379388292 | 2SO | [5 empty] | Existing | Unknown |  | B/S | OPEN | OPEN | BUSBAR SECTION |  | 33 kV | [9 empty] | SSU DCP1 MEGAJANA | Unknown | Unknown | NO | NONE | DISTRIBUTION | TNB | WP PUTRAJAYA & CYBERJAYA | NO | Unknown |  |  |  | NO | [8 empty] | 2SO | [8 empty] | 0 | Fail | Please check "Phasing"
379388308 | 1SO | [5 empty] | Existing | Unknown |  | B/S | CLOSED |  | BUSBAR SECTION |  | 33 kV | [9 empty] | SSU DCP1 MEGAJANA | Unknown | Unknown | Unknown | Unknown | DISTRIBUTION | TNB | WP PUTRAJAYA & CYBERJAYA | Unknown |  |  |  |  | Unknown | [8 empty] | 1SO | [8 empty] | 0 | Fail | Please check "Phasing"
379388317 | [6 empty] | Existing | Unknown |  |  | CLOSED | CLOSED | MAIN |  | 33 kV | [9 empty] | SSU GDC NO1 PUTRAJAYA | Unknown | Unknown | NO | NONE | DISTRIBUTION | TNB | WP PUTRAJAYA & CYBERJAYA | NO | Unknown |  |  |  | NO | [17 empty] | 0 | Fail | Please check "Phasing"
379388327 | [6 empty] | Existing | Unknown |  |  | CLOSED | CLOSED | MAIN |  | 33 kV | [9 empty] | SSU GDC NO1 PUTRAJAYA | Unknown | Unknown | NO | NONE | DISTRIBUTION | TNB | WP PUTRAJAYA & CYBERJAYA | Unknown |  |  |  |  | NO | [17 empty] | 0 | Fail | Please check "Phasing"
379388330 | [6 empty] | Existing | Unknown |  |  | CLOSED | CLOSED | MAIN |  | 33 kV | [9 empty] | SSU GDC NO1 PUTRAJAYA | Unknown | Unknown | NO | NONE | DISTRIBUTION | TNB | WP PUTRAJAYA & CYBERJAYA | NO | Unknown |  |  |  | NO | [17 empty] | 0 | Fail | Please check "Phasing"
379388333 | [6 empty] | Existing | Unknown |  |  | CLOSED | CLOSED | MAIN |  | 33 kV | [9 empty] | SSU GDC NO1 PUTRAJAYA | Unknown | Unknown | NO | NONE | DISTRIBUTION | TNB | WP PUTRAJAYA & CYBERJAYA | NO | Unknown |  |  |  | NO | [17 empty] | 0 | Fail | Please check "Phasing"
379388336 | [6 empty] | Existing | Unknown |  |  | CLOSED | CLOSED | MAIN |  | 33 kV | [9 empty] | SSU GDC NO1 PUTRAJAYA | Unknown | Unknown | NO | NONE | DISTRIBUTION | TNB | WP PUTRAJAYA & CYBERJAYA | NO | Unknown |  |  |  | NO | [17 empty] | 0 | Fail | Please check "Phasing"
379388351 | [6 empty] | Existing | Unknown |  |  | CLOSED | CLOSED | MAIN |  | 33 kV | [9 empty] | SSU GDC NO1 PUTRAJAYA | Unknown | Unknown | NO | NONE | DISTRIBUTION | TNB | WP PUTRAJAYA & CYBERJAYA | NO | Unknown |  |  |  | NO | [17 empty] | 0 | Fail | Please check "Phasing"
379388361 | 1SO |  |  |  | VPTJ/SSU/G00003/MB1SO | 300278385 | Existing | Unknown |  |  | CLOSED | OPEN | BUSBAR SECTION |  | 33 kV |  | 20020102 |  |  |  |  | SIEMENS |  |  | SSU GDC NO1 PUTRAJAYA | Unknown | Unknown | NO | NONE | DISTRIBUTION | TNB | WP PUTRAJAYA & CYBERJAYA | NO | Unknown |  |  |  | NO | [8 empty] | 1SO | [8 empty] | 0 | Fail | Please check "Phasing"
379452208 | CBJ22061 |  |  |  | VCBJ/PCE/J22061/MB22061 | 300280591 | Existing | RYB |  | PPU CYB7: VCB 13 | CLOSED | CLOSED | LINK |  | 11 kV |  | 25/04/2000 |  |  |  |  | INDKOM |  |  | PE 22.06 PADAT B 15-5 | Unknown | Unknown | NO | NONE | DISTRIBUTION | TNB | WP PUTRAJAYA & CYBERJAYA | NO | Unknown |  |  |  | NO | [8 empty] | CBJ22061 | NO | [7 empty] | 3 | Pass | null
379452213 | CBJ22062 |  |  |  | VCBJ/PCE/J22061/MB22061 | 300280591 | Existing | RYB |  | CBJ22073 PE 22.07 PADAT B 15-6 | CLOSED | CLOSED | LINK |  | 11 kV |  | 25/04/2000 |  |  |  |  | INDKOM |  |  | PE 22.06 PADAT B 15-5 | Unknown | Unknown | NO | NONE | DISTRIBUTION | TNB | WP PUTRAJAYA & CYBERJAYA | NO | Unknown |  |  |  | NO | [8 empty] | CBJ22062 | NO | [7 empty] | 3 | Pass | null
379452360 | CBJ22071 |  |  |  | VCBJ/PCE/J22071/MB22071 | 300280587 | Existing | RYB |  | B11920 SS LAMPU JALAN LB1 | CLOSED | CLOSED | LINK |  | 11 kV |  | 30/05/2000 |  |  |  |  | MERLIN GERIN |  |  | PE 22.07 PADAT B 15-6 | Unknown | Unknown | NO | NONE | DISTRIBUTION | TNB | WP PUTRAJAYA & CYBERJAYA | NO | Unknown |  |  |  | NO | [8 empty] | CBJ22071 | NO | [7 empty] | 3 | Pass | null
379452365 | CBJ22073 |  |  |  | VCBJ/PCE/J22071/MB22071 | 300280587 | Existing | RYB |  | CBJ22062 PE 22.06 PADAT B 15-5 | CLOSED | CLOSED | LINK |  | 11 kV |  | 30/05/2000 |  |  |  |  | MERLIN GERIN |  |  | PE 22.07 PADAT B 15-6 | Unknown | Unknown | NO | NONE | DISTRIBUTION | TNB | WP PUTRAJAYA & CYBERJAYA | NO | Unknown |  |  |  | NO | [8 empty] | CBJ22073 | NO | [7 empty] | 3 | Pass | null
379907359 | PTJ15574 |  |  |  | VPTJ/PCE/J00355/MB1 | 310376044 | Existing | RYB |  |  | CLOSED | CLOSED | LINK |  | 11 kV | [9 empty] | PE 15.57 DWIPUTRA NO 4 (F2) | Unknown | Unknown | NO | NONE | DISTRIBUTION | TNB | WP PUTRAJAYA & CYBERJAYA | NO | Unknown |  |  |  | NO | [8 empty] | PTJ15574 | NO | [7 empty] | 3 | Pass | null
379907364 | PTJ15576 |  |  |  | VPTJ/PCE/J00355/MB1 | 310376044 | Existing | RYB |  |  | CLOSED | CLOSED | LINK |  | 11 kV | [9 empty] | PE 15.57 DWIPUTRA NO 4 (F2) | Unknown | Unknown | NO | NONE | DISTRIBUTION | TNB | WP PUTRAJAYA & CYBERJAYA | NO | Unknown |  |  |  | NO | [8 empty] | PTJ15576 | NO | [7 empty] | 3 | Pass | null
379907455 | PTJ15571 |  |  |  | VPTJ/PCE/J00350/MB1 | 309895385 | Existing | RYB |  |  | CLOSED | CLOSED | LINK |  | 11 kV | [9 empty] | PE 15.57 DWIPUTRA NO 4 (F1) | Unknown | Unknown | NO | NONE | DISTRIBUTION | TNB | WP PUTRAJAYA & CYBERJAYA | NO | Unknown |  |  |  | NO | [8 empty] | PTJ15571 | NO | [7 empty] | 3 | Pass | null
379907460 | PTJ15573 |  |  |  | VPTJ/PCE/J00350/MB1 | 309895385 | Existing | RYB |  |  | CLOSED | CLOSED | LINK |  | 11 kV | [9 empty] | PE 15.57 DWIPUTRA NO 4 (F1) | Unknown | Unknown | NO | NONE | DISTRIBUTION | TNB | WP PUTRAJAYA & CYBERJAYA | NO | Unknown |  |  |  | NO | [8 empty] | PTJ15573 | NO | [7 empty] | 3 | Pass | null
379907554 | PTJ15594 |  |  |  | VPTJ/PCE/J00354/MB1 | 300537442 | Existing | RYB |  |  | CLOSED | CLOSED | LINK |  | 11 kV | [9 empty] | PE 15.59 DWIPUTRA NO 6 (F2) | Unknown | Unknown | NO | NONE | DISTRIBUTION | TNB | WP PUTRAJAYA & CYBERJAYA | NO | Unknown |  |  |  | NO | [8 empty] | PTJ15594 | NO | [7 empty] | 3 | Pass | null
379907559 | PTJ15596 |  |  |  | VPTJ/PCE/J00354/MB1 | 300537442 | Existing | RYB |  |  | CLOSED | CLOSED | LINK |  | 11 kV | [9 empty] | PE 15.59 DWIPUTRA NO 6 (F2) | Unknown | Unknown | NO | NONE | DISTRIBUTION | TNB | WP PUTRAJAYA & CYBERJAYA | NO | Unknown |  |  |  | NO | [8 empty] | PTJ15596 | NO | [7 empty] | 3 | Pass | null
379907648 | PTJ15591 |  |  |  | VPTJ/PCE/J00352/MB1 | 300554401 | Existing | RYB |  |  | CLOSED | CLOSED | LINK |  | 11 kV | [9 empty] | PE 15.59 DWIPUTRA NO 6 (F1) | Unknown | Unknown | NO | NONE | DISTRIBUTION | TNB | WP PUTRAJAYA & CYBERJAYA | NO | Unknown |  |  |  | NO | [8 empty] | PTJ15591 | NO | [7 empty] | 3 | Pass | null
379907653 | PTJ15593 |  |  |  | VPTJ/PCE/J00352/MB1 | 300554401 | Existing | RYB |  |  | CLOSED | CLOSED | LINK |  | 11 kV | [9 empty] | PE 15.59 DWIPUTRA NO 6 (F1) | Unknown | Unknown | NO | NONE | DISTRIBUTION | TNB | WP PUTRAJAYA & CYBERJAYA | NO | Unknown |  |  |  | NO | [8 empty] | PTJ15593 | NO | [7 empty] | 3 | Pass | null
379907760 | PTJ15584 |  |  |  | VPTJ/PCE/J00353/MB1 | 300537441 | Existing | RYB |  |  | CLOSED | CLOSED | LINK |  | 11 kV | [9 empty] | PE 15.58 DWIPUTRA NO 5 (F2) | Unknown | Unknown | NO | NONE | DISTRIBUTION | TNB | WP PUTRAJAYA & CYBERJAYA | NO | Unknown |  |  |  | NO | [8 empty] | PTJ15584 | NO | [7 empty] | 3 | Pass | null
379907765 | PTJ15586 |  |  |  | VPTJ/PCE/J00353/MB1 | 300537441 | Existing | RYB |  |  | CLOSED | CLOSED | LINK |  | 11 kV | [9 empty] | PE 15.58 DWIPUTRA NO 5 (F2) | Unknown | Unknown | NO | NONE | DISTRIBUTION | TNB | WP PUTRAJAYA & CYBERJAYA | NO | Unknown |  |  |  | NO | [8 empty] | PTJ15586 | NO | [7 empty] | 3 | Pass | null
379907854 | PTJ15581 |  |  |  | VPTJ/PCE/J00351/MB1 | 300554406 | Existing | RYB |  |  | CLOSED | CLOSED | LINK |  | 11 kV | [9 empty] | PE 15.58 DWIPUTRA NO 5 (F1) | Unknown | Unknown | NO | NONE | DISTRIBUTION | TNB | WP PUTRAJAYA & CYBERJAYA | NO | Unknown |  |  |  | NO | [8 empty] | PTJ15581 | NO | [7 empty] | 3 | Pass | null
379907859 | PTJ15583 |  |  |  | VPTJ/PCE/J00351/MB1 | 300554406 | Existing | RYB |  |  | CLOSED | CLOSED | LINK |  | 11 kV | [9 empty] | PE 15.58 DWIPUTRA NO 5 (F1) | Unknown | Unknown | NO | NONE | DISTRIBUTION | TNB | WP PUTRAJAYA & CYBERJAYA | NO | Unknown |  |  |  | NO | [8 empty] | PTJ15583 | NO | [7 empty] | 3 | Pass | null
379907989 | PTJ08401 |  |  |  | VPTJ/PCE/J08402/MB08404 | 310375499 | Existing | RYB |  |  | CLOSED | CLOSED | LINK |  | 11 kV | [9 empty] | PE 8.40 8R4 BLOK C F2 | Unknown | Unknown | NO | NONE | DISTRIBUTION | TNB | WP PUTRAJAYA & CYBERJAYA | NO | Unknown |  |  |  | NO | [8 empty] | PTJ08401 | NO | [7 empty] | 3 | Pass | null
379907994 | PTJ08402 |  |  |  | VPTJ/PCE/J08402/MB08404 | 310375499 | Existing | RYB |  |  | CLOSED | CLOSED | LINK |  | 11 kV | [9 empty] | PE 8.40 8R4 BLOK C F2 | Unknown | Unknown | NO | NONE | DISTRIBUTION | TNB | WP PUTRAJAYA & CYBERJAYA | NO | Unknown |  |  |  | NO | [8 empty] | PTJ08402 | NO | [7 empty] | 3 | Pass | null
379908112 | PTJ08404 |  |  |  | VPTJ/PCE/J08401/MB08401 | 310375494 | Existing | RYB |  |  | CLOSED | CLOSED | LINK |  | 11 kV | [6 empty] | EPE |  |  | PE 8.40 8R4 BLOK C F1 | Unknown | Unknown | NO | NONE | DISTRIBUTION | TNB | WP PUTRAJAYA & CYBERJAYA | NO | Unknown |  |  |  | NO | [8 empty] | PTJ08404 | NO | [7 empty] | 3 | Pass | null
379908117 | PTJ08406 |  |  |  | VPTJ/PCE/J08401/MB08401 | 310375494 | Existing | RYB |  |  | CLOSED | CLOSED | LINK |  | 11 kV | [6 empty] | EPE |  |  | PE 8.40 8R4 BLOK C F1 | Unknown | Unknown | NO | NONE | DISTRIBUTION | TNB | WP PUTRAJAYA & CYBERJAYA | NO | Unknown |  |  |  | NO | [8 empty] | PTJ08406 | NO | [7 empty] | 3 | Pass | null
379908208 | PTJ08411 |  |  |  | VPTJ/PCE/J08411/MB08411 | 310375504 | Existing | RYB |  |  | CLOSED | CLOSED | LINK |  | 11 kV | [6 empty] | EPE |  |  | PE 8.41 8R4 BLOK D F1 | Unknown | Unknown | NO | NONE | DISTRIBUTION | TNB | WP PUTRAJAYA & CYBERJAYA | NO | Unknown |  |  |  | NO | [8 empty] | PTJ08411 | NO | [7 empty] | 3 | Pass | null
379908213 | PTJ08412 |  |  |  | VPTJ/PCE/J08411/MB08411 | 310375504 | Existing | RYB |  |  | CLOSED | CLOSED | LINK |  | 11 kV | [6 empty] | EPE |  |  | PE 8.41 8R4 BLOK D F1 | Unknown | Unknown | NO | NONE | DISTRIBUTION | TNB | WP PUTRAJAYA & CYBERJAYA | NO | Unknown |  |  |  | NO | [8 empty] | PTJ08412 | NO | [7 empty] | 3 | Pass | null
379908302 | PTJ08414 |  |  |  | VPTJ/PCE/J08412/MB08414 | 300454909 | Existing | RYB |  |  | CLOSED | CLOSED | LINK |  | 11 kV | [9 empty] | PE 8.41 BLOK D 8R4 F2 | Unknown | Unknown | NO | NONE | DISTRIBUTION | TNB | WP PUTRAJAYA & CYBERJAYA | NO | Unknown |  |  |  | NO | [8 empty] | PTJ08414 | NO | [7 empty] | 3 | Pass | null
379908307 | PTJ08416 |  |  |  | VPTJ/PCE/J08412/MB08414 | 300454909 | Existing | RYB |  |  | CLOSED | CLOSED | LINK |  | 11 kV | [9 empty] | PE 8.41 BLOK D 8R4 F2 | Unknown | Unknown | NO | NONE | DISTRIBUTION | TNB | WP PUTRAJAYA & CYBERJAYA | NO | Unknown |  |  |  | NO | [8 empty] | PTJ08416 | NO | [7 empty] | 3 | Pass | null
379908420 | PTJ08384 |  |  |  | VPTJ/PCE/J08382/MB08384 | 310375517 | Existing | RYB |  |  | CLOSED | CLOSED | LINK |  | 11 kV | [9 empty] | PE 8.38 8R4 BLOK A F2 | Unknown | Unknown | NO | NONE | DISTRIBUTION | TNB | WP PUTRAJAYA & CYBERJAYA | NO | Unknown |  |  |  | NO | [8 empty] | PTJ08384 | NO | [7 empty] | 3 | Pass | null
379908425 | PTJ08386 |  |  |  | VPTJ/PCE/J08382/MB08384 | 310375517 | Existing | RYB |  |  | CLOSED | CLOSED | LINK |  | 11 kV | [9 empty] | PE 8.38 8R4 BLOK A F2 | Unknown | Unknown | NO | NONE | DISTRIBUTION | TNB | WP PUTRAJAYA & CYBERJAYA | NO | Unknown |  |  |  | NO | [8 empty] | PTJ08386 | NO | [7 empty] | 3 | Pass | null
379908514 | PTJ08381 |  |  |  | VPTJ/PCE/J08381/MB08381 | 310375510 | Existing | RYB |  |  | CLOSED | CLOSED | LINK |  | 11 kV | [6 empty] | EPE |  |  | PE 8.38 8R4 BLOK A F1 | Unknown | Unknown | NO | NONE | DISTRIBUTION | TNB | WP PUTRAJAYA & CYBERJAYA | NO | Unknown |  |  |  | NO | [8 empty] | PTJ08381 | NO | [7 empty] | 3 | Pass | null
379908519 | PTJ08382 |  |  |  | VPTJ/PCE/J08381/MB08381 | 310375510 | Existing | RYB |  |  | CLOSED | CLOSED | LINK |  | 11 kV | [6 empty] | EPE |  |  | PE 8.38 8R4 BLOK A F1 | Unknown | Unknown | NO | NONE | DISTRIBUTION | TNB | WP PUTRAJAYA & CYBERJAYA | NO | Unknown |  |  |  | NO | [8 empty] | PTJ08382 | NO | [7 empty] | 3 | Pass | null
379908610 | PTJ08392 |  |  |  | VPTJ/PCE/J08391/MB08391 | 310375522 | Existing | RYB |  |  | CLOSED | CLOSED | LINK |  | 11 kV | [6 empty] | INDKOM |  |  | PE 8.39 8R4 BLOK B F1 | Unknown | Unknown | NO | NONE | DISTRIBUTION | TNB | WP PUTRAJAYA & CYBERJAYA | NO | Unknown |  |  |  | NO | [8 empty] | PTJ08392 | NO | [7 empty] | 3 | Pass | null
379908615 | PTJ08391 |  |  |  | VPTJ/PCE/J08391/MB08391 | 310375522 | Existing | RYB |  |  | CLOSED | CLOSED | LINK |  | 11 kV | [6 empty] | INDKOM |  |  | PE 8.39 8R4 BLOK B F1 | Unknown | Unknown | NO | NONE | DISTRIBUTION | TNB | WP PUTRAJAYA & CYBERJAYA | NO | Unknown |  |  |  | NO | [8 empty] | PTJ08391 | NO | [7 empty] | 3 | Pass | null
379908704 | PTJ08395 |  |  |  | VPTJ/PCE/J08392/MB08394 | 310338736 | Existing | RYB |  |  | CLOSED | CLOSED | LINK |  | 11 kV | [6 empty] | INDKOM |  |  | PE 8.39 BLOK B 8R4 F2 | Unknown | Unknown | NO | NONE | DISTRIBUTION | TNB | WP PUTRAJAYA & CYBERJAYA | NO | Unknown |  |  |  | NO | [8 empty] | PTJ08395 | NO | [7 empty] | 3 | Pass | null
379908709 | PTJ08394 |  |  |  | VPTJ/PCE/J08392/MB08394 | 310338736 | Existing | RYB |  |  | CLOSED | CLOSED | LINK |  | 11 kV | [6 empty] | INDKOM |  |  | PE 8.39 BLOK B 8R4 F2 | Unknown | Unknown | NO | NONE | DISTRIBUTION | TNB | WP PUTRAJAYA & CYBERJAYA | NO | Unknown |  |  |  | NO | [8 empty] | PTJ08394 | NO | [7 empty] | 3 | Pass | null
379908859 | PTJ11761 |  |  |  | VPTJ/PCE/J00356/MB1 | 310286482 | Existing | RYB |  |  | CLOSED | CLOSED | LINK |  | 11 kV | [6 empty] | INDKOM |  |  | PE 11.76 TERES ZON 9D (1) (F1) | Unknown | Unknown | NO | NONE | DISTRIBUTION | TNB | WP PUTRAJAYA & CYBERJAYA | NO | Unknown |  |  |  | NO | [8 empty] | PTJ11761 | NO | [7 empty] | 3 | Pass | null
379908864 | PTJ11762 |  |  |  | VPTJ/PCE/J00356/MB1 | 310286482 | Existing | RYB |  |  | CLOSED | CLOSED | LINK |  | 11 kV | [6 empty] | INDKOM |  |  | PE 11.76 TERES ZON 9D (1) (F1) | Unknown | Unknown | NO | NONE | DISTRIBUTION | TNB | WP PUTRAJAYA & CYBERJAYA | NO | Unknown |  |  |  | NO | [8 empty] | PTJ11762 | NO | [7 empty] | 3 | Pass | null
379908963 | PTJ11764 |  |  |  | VPTJ/PCE/J00359/MB1 | 310371017 | Existing | RYB |  |  | CLOSED | CLOSED | LINK |  | 11 kV | [6 empty] | INDKOM |  |  | PE 11.76 TERES ZON 9D (1) (F2) | Unknown | Unknown | NO | NONE | DISTRIBUTION | TNB | WP PUTRAJAYA & CYBERJAYA | NO | Unknown |  |  |  | NO | [8 empty] | PTJ11764 | NO | [7 empty] | 3 | Pass | null
379908968 | PTJ11765 |  |  |  | VPTJ/PCE/J00359/MB1 | 310371017 | Existing | RYB |  |  | CLOSED | CLOSED | LINK |  | 11 kV | [6 empty] | INDKOM |  |  | PE 11.76 TERES ZON 9D (1) (F2) | Unknown | Unknown | NO | NONE | DISTRIBUTION | TNB | WP PUTRAJAYA & CYBERJAYA | NO | Unknown |  |  |  | NO | [8 empty] | PTJ11765 | NO | [7 empty] | 3 | Pass | null
379909069 | PTJ11771 |  |  |  | VPTJ/PCE/J00357/MB1 | 310371019 | Existing | RYB |  |  | CLOSED | CLOSED | LINK |  | 11 kV | [6 empty] | INDKOM |  |  | PE 11.77 TERES ZON 9D (2) (F1) | Unknown | Unknown | NO | NONE | DISTRIBUTION | TNB | WP PUTRAJAYA & CYBERJAYA | NO | Unknown |  |  |  | NO | [8 empty] | PTJ11771 | NO | [7 empty] | 3 | Pass | null
379909074 | PTJ11772 |  |  |  | VPTJ/PCE/J00357/MB1 | 310371019 | Existing | RYB |  |  | CLOSED | CLOSED | LINK |  | 11 kV | [6 empty] | INDKOM |  |  | PE 11.77 TERES ZON 9D (2) (F1) | Unknown | Unknown | NO | NONE | DISTRIBUTION | TNB | WP PUTRAJAYA & CYBERJAYA | NO | Unknown |  |  |  | NO | [8 empty] | PTJ11772 | NO | [7 empty] | 3 | Pass | null
379909175 | PTJ11774 |  |  |  | VPTJ/PCE/J00358/MB1 | 310286485 | Existing | RYB |  |  | CLOSED | CLOSED | LINK |  | 11 kV | [6 empty] | INDKOM |  |  | PE 11.77 TERES ZON 9D (2) (F2) | Unknown | Unknown | NO | NONE | DISTRIBUTION | TNB | WP PUTRAJAYA & CYBERJAYA | NO | Unknown |  |  |  | NO | [8 empty] | PTJ11774 | NO | [7 empty] | 3 | Pass | null
379909180 | PTJ11775 |  |  |  | VPTJ/PCE/J00358/MB1 | 310286485 | Existing | RYB |  |  | CLOSED | CLOSED | LINK |  | 11 kV | [6 empty] | INDKOM |  |  | PE 11.77 TERES ZON 9D (2) (F2) | Unknown | Unknown | NO | NONE | DISTRIBUTION | TNB | WP PUTRAJAYA & CYBERJAYA | NO | Unknown |  |  |  | NO | [8 empty] | PTJ11775 | NO | [7 empty] | 3 | Pass | null
379909306 | PTJ11781 |  |  |  | VPTJ/PCE/J00398/MB1 | 310159639 | Existing | RYB |  |  | CLOSED | CLOSED | LINK |  | 11 kV | [9 empty] | Grp: Substation Comp. 1 PE11.78 F1 | Unknown | Unknown | NO | NONE | DISTRIBUTION | TNB | WP PUTRAJAYA & CYBERJAYA | NO | Unknown |  |  |  | NO | [8 empty] | PTJ11781 | NO | [7 empty] | 3 | Pass | null
379909311 | PTJ11783 |  |  |  | VPTJ/PCE/J00398/MB1 | 310159639 | Existing | RYB |  |  | CLOSED | CLOSED | LINK |  | 11 kV | [9 empty] | Grp: Substation Comp. 1 PE11.78 F1 | Unknown | Unknown | NO | NONE | DISTRIBUTION | TNB | WP PUTRAJAYA & CYBERJAYA | NO | Unknown |  |  |  | NO | [8 empty] | PTJ11783 | NO | [7 empty] | 3 | Pass | null
379909400 | PTJ11784 |  |  |  | VPTJ/PCE/J00399/MB1 | 310159659 | Existing | RYB |  | PTJ11783 PE 11.78 (PPA1M PALMA) (F1) | CLOSED | CLOSED | LINK |  | 11 kV |  | 17/11/2016 | [7 empty] | E 11.78 PPA1M PALMA (F2) | Unknown | Unknown | NO | NONE | DISTRIBUTION | TNB | WP PUTRAJAYA & CYBERJAYA | NO | Unknown |  |  |  | NO | [8 empty] | PTJ11784 | NO | [7 empty] | 3 | Pass | null
379909405 | PTJ11786 |  |  |  | VPTJ/PCE/J00399/MB1 | 310159659 | Existing | RYB |  | PTJ11221 PE 11.22 JLN PHD/6 TERES (F2) | CLOSED | CLOSED | LINK |  | 11 kV |  | 17/11/2016 | [7 empty] | E 11.78 PPA1M PALMA (F2) | Unknown | Unknown | NO | NONE | DISTRIBUTION | TNB | WP PUTRAJAYA & CYBERJAYA | NO | Unknown |  |  |  | NO | [8 empty] | PTJ11786 | NO | [7 empty] | 3 | Pass | null
379909509 | PTJ05351 |  |  |  | VPTJ/PCE/J05351/MB05351 | 310375513 | Existing | RYB |  |  | CLOSED | CLOSED | LINK |  | 11 kV | [6 empty] | INDKOM |  |  | PE 5.35 TEMP 5R5 | Unknown | Unknown | NO | NONE | DISTRIBUTION | TNB | WP PUTRAJAYA & CYBERJAYA | NO | Unknown |  |  |  | NO | [8 empty] | PTJ05351 | NO | [7 empty] | 3 | Pass | null
379909514 | PTJ05352 |  |  |  | VPTJ/PCE/J05351/MB05351 | 310375513 | Existing | RYB |  |  | CLOSED | CLOSED | LINK |  | 11 kV | [6 empty] | INDKOM |  |  | PE 5.35 TEMP 5R5 | Unknown | Unknown | NO | NONE | DISTRIBUTION | TNB | WP PUTRAJAYA & CYBERJAYA | NO | Unknown |  |  |  | NO | [8 empty] | PTJ05352 | NO | [7 empty] | 3 | Pass | null
379909798 | CBJ24362 |  |  |  | VCBJ/PCE/J24361/MB24361 | 310386506 | Existing | RYB |  |  | CLOSED | CLOSED | LINK |  | 11 kV | [6 empty] | INDKOM |  |  | PE 24.36 VERDI CONDO BLOK 2 | Unknown | Unknown | NO | NONE | DISTRIBUTION | TNB | WP PUTRAJAYA & CYBERJAYA | NO | Unknown |  |  |  | NO | [8 empty] | CBJ24362 | NO | [7 empty] | 3 | Pass | null
379909815 | CBJ24361 |  |  |  | VCBJ/PCE/J24361/MB24361 | 310386506 | Existing | RYB |  |  | CLOSED | CLOSED | LINK |  | 11 kV | [6 empty] | INDKOM |  |  | PE 24.36 VERDI CONDO BLOK 2 | Unknown | Unknown | NO | NONE | DISTRIBUTION | TNB | WP PUTRAJAYA & CYBERJAYA | NO | Unknown |  |  |  | NO | [8 empty] | CBJ24361 | NO | [7 empty] | 3 | Pass | null
379909981 | CBJ24352 |  |  |  | VCBJ/PCE/J24351/MB24351 | 310386491 | Existing | RYB |  |  | CLOSED | CLOSED | LINK |  | 11 kV | [6 empty] | INDKOM |  |  | PE 24.35 VERDI CONDO BLOK 1 | Unknown | Unknown | NO | NONE | DISTRIBUTION | TNB | WP PUTRAJAYA & CYBERJAYA | NO | Unknown |  |  |  | NO | [8 empty] | CBJ24352 | NO | [7 empty] | 3 | Pass | null
379909998 | CBJ24351 |  |  |  | VCBJ/PCE/J24351/MB24351 | 310386491 | Existing | RYB |  |  | CLOSED | CLOSED | LINK |  | 11 kV | [6 empty] | INDKOM |  |  | PE 24.35 VERDI CONDO BLOK 1 | Unknown | Unknown | NO | NONE | DISTRIBUTION | TNB | WP PUTRAJAYA & CYBERJAYA | NO | Unknown |  |  |  | NO | [8 empty] | CBJ24351 | NO | [7 empty] | 3 | Pass | null
379924535 | PTJ12044 |  |  |  | VPTJ/PCE/J00347/MB1 | 310371235 | Existing | RYB |  |  | CLOSED | CLOSED | LINK |  | 11 kV | [9 empty] | PE 12.04 SPINE ROAD NO 2 (F2) | Unknown | Unknown | NO | NONE | DISTRIBUTION | TNB | WP PUTRAJAYA & CYBERJAYA | NO | Unknown |  |  |  | NO | [8 empty] | PTJ12044 | NO | [7 empty] | 3 | Pass | null
379924540 | PTJ12045 |  |  |  | VPTJ/PCE/J00347/MB1 | 310371235 | Existing | RYB |  |  | CLOSED | CLOSED | LINK |  | 11 kV | [9 empty] | PE 12.04 SPINE ROAD NO 2 (F2) | Unknown | Unknown | NO | NONE | DISTRIBUTION | TNB | WP PUTRAJAYA & CYBERJAYA | NO | Unknown |  |  |  | NO | [8 empty] | PTJ12045 | NO | [7 empty] | 3 | Pass | null
379924636 | PTJ12041 |  |  |  | VPTJ/PCE/J00347/MB1 | 310371232 | Existing | RYB |  |  | CLOSED | CLOSED | LINK |  | 11 kV | [6 empty] | INDKOM |  |  | PE 12.04 SPINE ROAD NO 2 (F1) | Unknown | Unknown | NO | NONE | DISTRIBUTION | TNB | WP PUTRAJAYA & CYBERJAYA | NO | Unknown |  |  |  | NO | [8 empty] | PTJ12041 | NO | [7 empty] | 3 | Pass | null
379924641 | PTJ12042 |  |  |  | VPTJ/PCE/J00347/MB1 | 310371232 | Existing | RYB |  |  | CLOSED | CLOSED | LINK |  | 11 kV | [6 empty] | INDKOM |  |  | PE 12.04 SPINE ROAD NO 2 (F1) | Unknown | Unknown | NO | NONE | DISTRIBUTION | TNB | WP PUTRAJAYA & CYBERJAYA | NO | Unknown |  |  |  | NO | [8 empty] | PTJ12042 | NO | [7 empty] | 3 | Pass | null
379924730 | PTJ12054 |  |  |  | VPTJ/PCE/J00348/MB1 | 310372346 | Existing | RYB |  |  | CLOSED | CLOSED | LINK |  | 11 kV | [6 empty] | SCHNEIDER |  |  | PE 12.05 PS 19 (F2) | Unknown | Unknown | NO | NONE | DISTRIBUTION | TNB | WP PUTRAJAYA & CYBERJAYA | NO | Unknown |  |  |  | NO | [8 empty] | PTJ12054 | NO | [7 empty] | 3 | Pass | null
379924735 | PTJ12056 |  |  |  | VPTJ/PCE/J00348/MB1 | 310372346 | Existing | RYB |  |  | CLOSED | CLOSED | LINK |  | 11 kV | [6 empty] | SCHNEIDER |  |  | PE 12.05 PS 19 (F2) | Unknown | Unknown | NO | NONE | DISTRIBUTION | TNB | WP PUTRAJAYA & CYBERJAYA | NO | Unknown |  |  |  | NO | [8 empty] | PTJ12056 | NO | [7 empty] | 3 | Pass | null
379924824 | PTJ12051 |  |  |  | VPTJ/PCE/J00346/MB1 | 310372341 | Existing | RYB |  |  | CLOSED | CLOSED | LINK |  | 11 kV | [6 empty] | SCHNEIDER |  |  | PE 12.05 PS 19 (F1) | Unknown | Unknown | NO | NONE | DISTRIBUTION | TNB | WP PUTRAJAYA & CYBERJAYA | NO | Unknown |  |  |  | NO | [8 empty] | PTJ12051 | NO | [7 empty] | 3 | Pass | null
379924829 | PTJ12053 |  |  |  | VPTJ/PCE/J00346/MB1 | 310372341 | Existing | RYB |  |  | CLOSED | CLOSED | LINK |  | 11 kV | [6 empty] | SCHNEIDER |  |  | PE 12.05 PS 19 (F1) | Unknown | Unknown | NO | NONE | DISTRIBUTION | TNB | WP PUTRAJAYA & CYBERJAYA | NO | Unknown |  |  |  | NO | [8 empty] | PTJ12053 | NO | [7 empty] | 3 | Pass | null
379924995 | PTJ15491 |  |  |  | VPTJ/PCE/J00335/MB1 | 310332995 | Existing | RYB |  |  | CLOSED | CLOSED | LINK |  | 11 kV | [6 empty] | INDKOM |  |  | PE 15.49 NADI 15 (1) (F1) | Unknown | Unknown | NO | NONE | DISTRIBUTION | TNB | WP PUTRAJAYA & CYBERJAYA | NO | Unknown |  |  |  | NO | [8 empty] | PTJ15491 | NO | [7 empty] | 3 | Pass | null
379925000 | PTJ15492 |  |  |  | VPTJ/PCE/J00335/MB1 | 310332995 | Existing | RYB |  |  | CLOSED | CLOSED | LINK |  | 11 kV | [6 empty] | INDKOM |  |  | PE 15.49 NADI 15 (1) (F1) | Unknown | Unknown | NO | NONE | DISTRIBUTION | TNB | WP PUTRAJAYA & CYBERJAYA | NO | Unknown |  |  |  | NO | [8 empty] | PTJ15492 | NO | [7 empty] | 3 | Pass | null
379925089 | PTJ15494 |  |  |  | VPTJ/PCE/J15492/MB15494 | 310332998 | Existing | RYB |  |  | CLOSED | CLOSED | LINK |  | 11 kV | [6 empty] | INDKOM |  |  | PE 15.49 NADI 15 (1) (F2) | Unknown | Unknown | NO | NONE | DISTRIBUTION | TNB | WP PUTRAJAYA & CYBERJAYA | NO | Unknown |  |  |  | NO | [8 empty] | PTJ15494 | NO | [7 empty] | 3 | Pass | null
379925094 | PTJ15495 |  |  |  | VPTJ/PCE/J15492/MB15494 | 310332998 | Existing | RYB |  |  | CLOSED | CLOSED | LINK |  | 11 kV | [6 empty] | INDKOM |  |  | PE 15.49 NADI 15 (1) (F2) | Unknown | Unknown | NO | NONE | DISTRIBUTION | TNB | WP PUTRAJAYA & CYBERJAYA | NO | Unknown |  |  |  | NO | [8 empty] | PTJ15495 | NO | [7 empty] | 3 | Pass | null
379925185 | PTJ15501 |  |  |  | VPTJ/PCE/J00336/MB1 | 300520274 | Existing | RYB |  |  | CLOSED | CLOSED | LINK |  | 11 kV | [6 empty] | INDKOM |  |  | PE 15.50 NADI 15 (2) (F1) | Unknown | Unknown | NO | NONE | DISTRIBUTION | TNB | WP PUTRAJAYA & CYBERJAYA | NO | Unknown |  |  |  | NO | [8 empty] | PTJ15501 | NO | [7 empty] | 3 | Pass | null
379925190 | PTJ15502 |  |  |  | VPTJ/PCE/J00336/MB1 | 300520274 | Existing | RYB |  |  | CLOSED | CLOSED | LINK |  | 11 kV | [6 empty] | INDKOM |  |  | PE 15.50 NADI 15 (2) (F1) | Unknown | Unknown | NO | NONE | DISTRIBUTION | TNB | WP PUTRAJAYA & CYBERJAYA | NO | Unknown |  |  |  | NO | [8 empty] | PTJ15502 | NO | [7 empty] | 3 | Pass | null
379925279 | PTJ15504 |  |  |  | VPTJ/PCE/J15502/MB15504 | 300522664 | Existing | RYB |  |  | CLOSED | CLOSED | LINK |  | 11 kV | [6 empty] | INDKOM |  |  | PE 15.50 NADI 15 (2) (F2) | Unknown | Unknown | NO | NONE | DISTRIBUTION | TNB | WP PUTRAJAYA & CYBERJAYA | NO | Unknown |  |  |  | NO | [8 empty] | PTJ15504 | NO | [7 empty] | 3 | Pass | null
379925284 | PTJ15505 |  |  |  | VPTJ/PCE/J15502/MB15504 | 300522664 | Existing | RYB |  |  | CLOSED | CLOSED | LINK |  | 11 kV | [6 empty] | INDKOM |  |  | PE 15.50 NADI 15 (2) (F2) | Unknown | Unknown | NO | NONE | DISTRIBUTION | TNB | WP PUTRAJAYA & CYBERJAYA | NO | Unknown |  |  |  | NO | [8 empty] | PTJ15505 | NO | [7 empty] | 3 | Pass | null
379925375 | PTJ15511 |  |  |  | VPTJ/PCE/J00334/MB1 | 300520263 | Existing | RYB |  |  | CLOSED | CLOSED | LINK |  | 11 kV | [6 empty] | INDKOM |  |  | PE 15.51 NADI 15 (3) (F1) | Unknown | Unknown | NO | NONE | DISTRIBUTION | TNB | WP PUTRAJAYA & CYBERJAYA | NO | Unknown |  |  |  | NO | [8 empty] | PTJ15511 | NO | [7 empty] | 3 | Pass | null
379925380 | PTJ15512 |  |  |  | VPTJ/PCE/J00334/MB1 | 300520263 | Existing | RYB |  |  | CLOSED | CLOSED | LINK |  | 11 kV | [6 empty] | INDKOM |  |  | PE 15.51 NADI 15 (3) (F1) | Unknown | Unknown | NO | NONE | DISTRIBUTION | TNB | WP PUTRAJAYA & CYBERJAYA | NO | Unknown |  |  |  | NO | [8 empty] | PTJ15512 | NO | [7 empty] | 3 | Pass | null
379925469 | PTJ15514 |  |  |  | VPTJ/PCE/J15512/MB15514 | 300522668 | Existing | RYB |  |  | CLOSED | CLOSED | LINK |  | 11 kV | [6 empty] | INDKOM |  |  | PE 15.51 NADI 15 (3) (F2) | Unknown | Unknown | NO | NONE | DISTRIBUTION | TNB | WP PUTRAJAYA & CYBERJAYA | NO | Unknown |  |  |  | NO | [8 empty] | PTJ15514 | NO | [7 empty] | 3 | Pass | null
379925474 | PTJ15515 |  |  |  | VPTJ/PCE/J15512/MB15514 | 300522668 | Existing | RYB |  |  | CLOSED | CLOSED | LINK |  | 11 kV | [6 empty] | INDKOM |  |  | PE 15.51 NADI 15 (3) (F2) | Unknown | Unknown | NO | NONE | DISTRIBUTION | TNB | WP PUTRAJAYA & CYBERJAYA | NO | Unknown |  |  |  | NO | [8 empty] | PTJ15515 | NO | [7 empty] | 3 | Pass | null
379925854 | PTJ14341 |  |  |  | VPTJ/PCE/J00372/MB1 | 310376046 | Existing | RYB |  |  | CLOSED | CLOSED | LINK |  | 11 kV | [6 empty] | INDKOM |  |  | PE 14.34 DUTA VILLA (EFI) (F1) | Unknown | Unknown | NO | NONE | DISTRIBUTION | TNB | WP PUTRAJAYA & CYBERJAYA | NO | Unknown |  |  |  | NO | [8 empty] | PTJ14341 | NO | [7 empty] | 3 | Pass | null
379925859 | PTJ14342 |  |  |  | VPTJ/PCE/J00372/MB1 | 310376046 | Existing | RYB |  |  | CLOSED | CLOSED | LINK |  | 11 kV | [6 empty] | INDKOM |  |  | PE 14.34 DUTA VILLA (EFI) (F1) | Unknown | Unknown | NO | NONE | DISTRIBUTION | TNB | WP PUTRAJAYA & CYBERJAYA | NO | Unknown |  |  |  | NO | [8 empty] | PTJ14342 | NO | [7 empty] | 3 | Pass | null
379925958 | PTJ14344 |  |  |  | VPTJ/PCE/J00374/MB1 | 310376049 | Existing | RYB |  |  | CLOSED | CLOSED | LINK |  | 11 kV | [6 empty] | INDKOM |  |  | PE 14.34 DUTA VILLA (EFI) (F2) | Unknown | Unknown | NO | NONE | DISTRIBUTION | TNB | WP PUTRAJAYA & CYBERJAYA | NO | Unknown |  |  |  | NO | [8 empty] | PTJ14344 | NO | [7 empty] | 3 | Pass | null
379925963 | PTJ14345 |  |  |  | VPTJ/PCE/J00374/MB1 | 310376049 | Existing | RYB |  |  | CLOSED | CLOSED | LINK |  | 11 kV | [6 empty] | INDKOM |  |  | PE 14.34 DUTA VILLA (EFI) (F2) | Unknown | Unknown | NO | NONE | DISTRIBUTION | TNB | WP PUTRAJAYA & CYBERJAYA | NO | Unknown |  |  |  | NO | [8 empty] | PTJ14345 | NO | [7 empty] | 3 | Pass | null
379926310 | CBJ25301 |  |  |  | VCBJ/PCE/J00130/MB1 | 310375552 | Existing | RYB |  |  | CLOSED | CLOSED | LINK |  | 11 kV | [6 empty] | SCHNEIDER |  |  | PE 25.30 GLADE 3-3 | Unknown | Unknown | NO | NONE | DISTRIBUTION | TNB | WP PUTRAJAYA & CYBERJAYA | NO | Unknown |  |  |  | NO | [8 empty] | CBJ25301 | NO | [7 empty] | 3 | Pass | null
379926315 | CBJ25303 |  |  |  | VCBJ/PCE/J00130/MB1 | 310375552 | Existing | RYB |  |  | CLOSED | CLOSED | LINK |  | 11 kV | [6 empty] | SCHNEIDER |  |  | PE 25.30 GLADE 3-3 | Unknown | Unknown | NO | NONE | DISTRIBUTION | TNB | WP PUTRAJAYA & CYBERJAYA | NO | Unknown |  |  |  | NO | [8 empty] | CBJ25303 | NO | [7 empty] | 3 | Pass | null
379926404 | CBJ25291 |  |  |  | VCBJ/PCE/J00129/MB1 | 310389792 | Existing | RYB |  |  | CLOSED | CLOSED | LINK |  | 11 kV | [6 empty] | SCHNEIDER |  |  | PE 25.29 GLADE 3-2 | Unknown | Unknown | NO | NONE | DISTRIBUTION | TNB | WP PUTRAJAYA & CYBERJAYA | NO | Unknown |  |  |  | NO | [8 empty] | CBJ25291 | NO | [7 empty] | 3 | Pass | null
379926409 | CBJ25293 |  |  |  | VCBJ/PCE/J00129/MB1 | 310389792 | Existing | RYB |  |  | CLOSED | CLOSED | LINK |  | 11 kV | [6 empty] | SCHNEIDER |  |  | PE 25.29 GLADE 3-2 | Unknown | Unknown | NO | NONE | DISTRIBUTION | TNB | WP PUTRAJAYA & CYBERJAYA | NO | Unknown |  |  |  | NO | [8 empty] | CBJ25293 | NO | [7 empty] | 3 | Pass | null
379926498 | CBJ25281 |  |  |  | VCBJ/PCE/J00124/MB1 | 310389790 | Existing | RYB |  |  | CLOSED | CLOSED | LINK |  | 11 kV | [6 empty] | MERLIN GERIN |  |  | PE 25.28 GLADE 3-1 | Unknown | Unknown | NO | NONE | DISTRIBUTION | TNB | WP PUTRAJAYA & CYBERJAYA | NO | Unknown |  |  |  | NO | [8 empty] | CBJ25281 | NO | [7 empty] | 3 | Pass | null
379926503 | CBJ25283 |  |  |  | VCBJ/PCE/J00124/MB1 | 310389790 | Existing | RYB |  |  | CLOSED | CLOSED | LINK |  | 11 kV | [6 empty] | MERLIN GERIN |  |  | PE 25.28 GLADE 3-1 | Unknown | Unknown | NO | NONE | DISTRIBUTION | TNB | WP PUTRAJAYA & CYBERJAYA | NO | Unknown |  |  |  | NO | [8 empty] | CBJ25283 | NO | [7 empty] | 3 | Pass | null
379926835 | CBJ23211 |  |  |  | VCBJ/PCE/J23211/MB23211 | 310303828 | Existing | RYB |  |  | CLOSED | CLOSED | LINK |  | 11 kV | [6 empty] | SCHNEIDER |  |  | PE 23.21 EASTERN CORIDOR | Unknown | Unknown | NO | NONE | DISTRIBUTION | TNB | WP PUTRAJAYA & CYBERJAYA | NO | Unknown |  |  |  | NO | [8 empty] | CBJ23211 | NO | [7 empty] | 3 | Pass | null
379926840 | CBJ23213 |  |  |  | VCBJ/PCE/J23211/MB23211 | 310303828 | Existing | RYB |  |  | CLOSED | CLOSED | LINK |  | 11 kV | [6 empty] | SCHNEIDER |  |  | PE 23.21 EASTERN CORIDOR | Unknown | Unknown | NO | NONE | DISTRIBUTION | TNB | WP PUTRAJAYA & CYBERJAYA | NO | Unknown |  |  |  | NO | [8 empty] | CBJ23213 | NO | [7 empty] | 3 | Pass | null
379926946 | CBJ23311 |  |  |  | VCBJ/PCE/J00132/MB1 | 310386417 | Existing | RYB |  |  | CLOSED | CLOSED | LINK |  | 11 kV | [6 empty] | MERLIN GERIN |  |  | PE 23.31 TEMP AXVENTURE | Unknown | Unknown | NO | NONE | DISTRIBUTION | TNB | WP PUTRAJAYA & CYBERJAYA | NO | Unknown |  |  |  | NO | [8 empty] | CBJ23311 | NO | [7 empty] | 3 | Pass | null
379926951 | CBJ23313 |  |  |  | VCBJ/PCE/J00132/MB1 | 310386417 | Existing | RYB |  |  | CLOSED | CLOSED | LINK |  | 11 kV | [6 empty] | MERLIN GERIN |  |  | PE 23.31 TEMP AXVENTURE | Unknown | Unknown | NO | NONE | DISTRIBUTION | TNB | WP PUTRAJAYA & CYBERJAYA | NO | Unknown |  |  |  | NO | [8 empty] | CBJ23313 | NO | [7 empty] | 3 | Pass | null
380663137 | P17151 |  |  |  | VPTJ/PCE/J00442/MB1 | 310554291 | Existing | RYB |  |  | CLOSED | CLOSED | LINK |  | 11 kV | [6 empty] | SIEMENS |  |  | D-PTJ-C15-0989 | Unknown | Unknown | NO | NONE | DISTRIBUTION | TNB | WP PUTRAJAYA & CYBERJAYA | NO | Unknown |  |  |  | NO | [8 empty] | P17151 | NO | [7 empty] | 3 | Pass | null
380663142 | P17153 |  |  |  | VPTJ/PCE/J00442/MB1 | 310554291 | Existing | RYB |  |  | CLOSED | CLOSED | LINK |  | 11 kV | [6 empty] | SIEMENS |  |  | D-PTJ-C15-0989 | Unknown | Unknown | NO | NONE | DISTRIBUTION | TNB | WP PUTRAJAYA & CYBERJAYA | NO | Unknown |  |  |  | NO | [8 empty] | P17153 | NO | [7 empty] | 3 | Pass | null
380663258 | P17154 |  |  |  | VPTJ/PCE/J00443/MB1 | 310554274 | Existing | RYB |  |  | CLOSED | CLOSED | LINK |  | 11 kV | [6 empty] | SIEMENS |  |  | D-PTJ-C15-0989 | Unknown | Unknown | NO | NONE | DISTRIBUTION | TNB | WP PUTRAJAYA & CYBERJAYA | NO | Unknown |  |  |  | NO | [8 empty] | P17154 | NO | [7 empty] | 3 | Pass | null
380663263 | P17155 |  |  |  | VPTJ/PCE/J00443/MB1 | 310554274 | Existing | RYB |  |  | CLOSED | CLOSED | LINK |  | 11 kV | [6 empty] | SIEMENS |  |  | D-PTJ-C15-0989 | Unknown | Unknown | NO | NONE | DISTRIBUTION | TNB | WP PUTRAJAYA & CYBERJAYA | NO | Unknown |  |  |  | NO | [8 empty] | P17155 | NO | [7 empty] | 3 | Pass | null
380663381 | P17162 |  |  |  | VPTJ/PCE/J00444/MB1 | 310554333 | Existing | RYB |  | P17061 PE 17.06 BLOK A 17RK2 (F1) | CLOSED | CLOSED | LINK |  | 11 kV | [9 empty] | D-PTJ-C15-0989 | Unknown | Unknown | NO | NONE | DISTRIBUTION | TNB | WP PUTRAJAYA & CYBERJAYA | NO | Unknown |  |  |  | NO | [8 empty] | P17162 | NO | [7 empty] | 3 | Pass | null
380663386 | P17161 |  |  |  | VPTJ/PCE/J00444/MB1 | 310554333 | Existing | RYB |  |  | CLOSED | CLOSED | LINK |  | 11 kV | [9 empty] | D-PTJ-C15-0989 | Unknown | Unknown | NO | NONE | DISTRIBUTION | TNB | WP PUTRAJAYA & CYBERJAYA | NO | Unknown |  |  |  | NO | [8 empty] | P17161 | NO | [7 empty] | 3 | Pass | null
380663502 | P17165 |  |  |  | VPTJ/PCE/J00445/MB1 | 310543647 | Existing | RYB |  | PTJ17064 PE 17.06 BLOK A 17RK2 (F2) | CLOSED | CLOSED | LINK |  | 11 kV | [9 empty] | D-PTJ-C15-0989 | Unknown | Unknown | NO | NONE | DISTRIBUTION | TNB | WP PUTRAJAYA & CYBERJAYA | NO | Unknown |  |  |  | NO | [8 empty] | P17165 | NO | [7 empty] | 3 | Pass | null
380663507 | P17164 |  |  |  | VPTJ/PCE/J00445/MB1 | 310543647 | Existing | RYB |  |  | CLOSED | CLOSED | LINK |  | 11 kV | [9 empty] | D-PTJ-C15-0989 | Unknown | Unknown | NO | NONE | DISTRIBUTION | TNB | WP PUTRAJAYA & CYBERJAYA | NO | Unknown |  |  |  | NO | [8 empty] | P17164 | NO | [7 empty] | 3 | Pass | null
381110830 |  |  |  |  | VCBJ/PMU/J00002/MB34 | 300279492 | Existing | Unknown |  |  | OPEN | CLOSED | BUSBAR COUPLER |  | 11 kV |  | 29/03/2000 |  |  |  |  | EPE |  |  | PMU CBJ NORTH 132/11KV | Unknown | Unknown | NO | NONE | DISTRIBUTION | TNB | WP PUTRAJAYA & CYBERJAYA | NO | Unknown |  |  |  | NO | [17 empty] | 0 | Fail | Please check "Phasing"
381110835 | [6 empty] | Existing | Unknown |  |  | CLOSED | CLOSED | MAIN |  | 11 kV | [9 empty] | PMU CBJ NORTH 132/11KV | Unknown | Unknown | NO | NONE | DISTRIBUTION | TNB | WP PUTRAJAYA & CYBERJAYA | NO | Unknown |  |  |  | NO | [17 empty] | 0 | Fail | Please check "Phasing"
381110840 | [6 empty] | Existing | Unknown |  |  | OPEN | CLOSED | MAIN |  | 11 kV | [9 empty] | PMU CBJ NORTH 132/11KV | Unknown | Unknown | NO | NONE | DISTRIBUTION | TNB | WP PUTRAJAYA & CYBERJAYA | NO | Unknown |  |  |  | NO | [17 empty] | 0 | Fail | Please check "Phasing"
381110848 | [6 empty] | Existing | Unknown |  |  | OPEN | CLOSED | MAIN |  | 11 kV | [9 empty] | PMU CBJ NORTH 132/11KV | Unknown | Unknown | NO | NONE | DISTRIBUTION | TNB | WP PUTRAJAYA & CYBERJAYA | NO | Unknown |  |  |  | NO | [17 empty] | 0 | Fail | Please check "Phasing"
381110856 | [6 empty] | Existing | Unknown |  |  | CLOSED | CLOSED | MAIN |  | 11 kV | [9 empty] | PMU CBJ NORTH 132/11KV | Unknown | Unknown | NO | NONE | DISTRIBUTION | TNB | WP PUTRAJAYA & CYBERJAYA | NO | Unknown |  |  |  | NO | [17 empty] | 0 | Fail | Please check "Phasing"
381110864 | [6 empty] | Existing | Unknown |  |  | CLOSED | CLOSED | MAIN |  | 11 kV | [9 empty] | PMU CBJ NORTH 132/11KV | Unknown | Unknown | NO | NONE | DISTRIBUTION | TNB | WP PUTRAJAYA & CYBERJAYA | NO | Unknown |  |  |  | NO | [17 empty] | 0 | Fail | Please check "Phasing"
381110884 | [6 empty] | Existing | Unknown |  |  | OPEN | CLOSED | MAIN |  | 11 kV | [9 empty] | PMU CBJ NORTH 132/11KV | Unknown | Unknown | NO | NONE | DISTRIBUTION | TNB | WP PUTRAJAYA & CYBERJAYA | NO | Unknown |  |  |  | NO | [17 empty] | 0 | Fail | Please check "Phasing"
381110889 | [6 empty] | Existing | Unknown |  |  | CLOSED | CLOSED | MAIN |  | 11 kV | [9 empty] | PMU CBJ NORTH 132/11KV | Unknown | Unknown | NO | NONE | DISTRIBUTION | TNB | WP PUTRAJAYA & CYBERJAYA | NO | Unknown |  |  |  | NO | [17 empty] | 0 | Fail | Please check "Phasing"
381110890 | [6 empty] | Existing | Unknown |  |  | OPEN | CLOSED | MAIN |  | 11 kV | [9 empty] | PMU CBJ NORTH 132/11KV | Unknown | Unknown | NO | NONE | DISTRIBUTION | TNB | WP PUTRAJAYA & CYBERJAYA | NO | Unknown |  |  |  | NO | [17 empty] | 0 | Fail | Please check "Phasing"
381110897 | [6 empty] | Existing | Unknown |  |  | OPEN | CLOSED | MAIN |  | 11 kV | [9 empty] | PMU CBJ NORTH 132/11KV | Unknown | Unknown | NO | NONE | DISTRIBUTION | TNB | WP PUTRAJAYA & CYBERJAYA | NO | Unknown |  |  |  | NO | [17 empty] | 0 | Fail | Please check "Phasing"
381110903 | [6 empty] | Existing | Unknown |  |  | CLOSED | CLOSED | MAIN |  | 11 kV | [9 empty] | PMU CBJ NORTH 132/11KV | Unknown | Unknown | NO | NONE | DISTRIBUTION | TNB | WP PUTRAJAYA & CYBERJAYA | NO | Unknown |  |  |  | NO | [17 empty] | 0 | Fail | Please check "Phasing"
381110905 |  |  |  |  | VCBJ/PMU/J00002/MB30 | 300278073 | Existing | Unknown |  |  | OPEN | CLOSED | BUSBAR SECTION |  | 11 kV |  | 20060604 |  |  |  |  | EPE |  |  | PMU CBJ NORTH 132/11KV | Unknown | Unknown | NO | NONE | DISTRIBUTION | TNB | WP PUTRAJAYA & CYBERJAYA | NO | Unknown |  |  |  | NO | [17 empty] | 0 | Fail | Please check "Phasing"
381110908 | [6 empty] | Existing | Unknown |  |  | CLOSED | CLOSED | MAIN |  | 11 kV | [9 empty] | PMU CBJ NORTH 132/11KV | Unknown | Unknown | NO | NONE | DISTRIBUTION | TNB | WP PUTRAJAYA & CYBERJAYA | NO | Unknown |  |  |  | NO | [17 empty] | 0 | Fail | Please check "Phasing"
381110911 | [6 empty] | Existing | Unknown |  |  | OPEN | CLOSED | MAIN |  | 11 kV | [9 empty] | PMU CBJ NORTH 132/11KV | Unknown | Unknown | NO | NONE | DISTRIBUTION | TNB | WP PUTRAJAYA & CYBERJAYA | NO | Unknown |  |  |  | NO | [17 empty] | 0 | Fail | Please check "Phasing"
381110912 | [6 empty] | Existing | Unknown |  |  | OPEN | CLOSED | MAIN |  | 11 kV | [9 empty] | PMU CBJ NORTH 132/11KV | Unknown | Unknown | NO | NONE | DISTRIBUTION | TNB | WP PUTRAJAYA & CYBERJAYA | NO | Unknown |  |  |  | NO | [17 empty] | 0 | Fail | Please check "Phasing"
381110919 | [6 empty] | Existing | Unknown |  |  | CLOSED | CLOSED | MAIN |  | 11 kV | [9 empty] | PMU CBJ NORTH 132/11KV | Unknown | Unknown | NO | NONE | DISTRIBUTION | TNB | WP PUTRAJAYA & CYBERJAYA | NO | Unknown |  |  |  | NO | [17 empty] | 0 | Fail | Please check "Phasing"
381110923 | [6 empty] | Existing | Unknown |  |  | OPEN | CLOSED | MAIN |  | 11 kV | [9 empty] | PMU CBJ NORTH 132/11KV | Unknown | Unknown | NO | NONE | DISTRIBUTION | TNB | WP PUTRAJAYA & CYBERJAYA | NO | Unknown |  |  |  | NO | [17 empty] | 0 | Fail | Please check "Phasing"
381110927 | [6 empty] | Existing | Unknown |  |  | CLOSED | CLOSED | MAIN |  | 11 kV | [9 empty] | PMU CBJ NORTH 132/11KV | Unknown | Unknown | NO | NONE | DISTRIBUTION | TNB | WP PUTRAJAYA & CYBERJAYA | NO | Unknown |  |  |  | NO | [17 empty] | 0 | Fail | Please check "Phasing"
381110928 | [6 empty] | Existing | Unknown |  |  | CLOSED | CLOSED | MAIN |  | 11 kV | [9 empty] | PMU CBJ NORTH 132/11KV | Unknown | Unknown | NO | NONE | DISTRIBUTION | TNB | WP PUTRAJAYA & CYBERJAYA | NO | Unknown |  |  |  | NO | [17 empty] | 0 | Fail | Please check "Phasing"
381110937 | [6 empty] | Existing | Unknown |  |  | OPEN | CLOSED | MAIN |  | 11 kV | [9 empty] | PMU CBJ NORTH 132/11KV | Unknown | Unknown | NO | NONE | DISTRIBUTION | TNB | WP PUTRAJAYA & CYBERJAYA | NO | Unknown |  |  |  | NO | [17 empty] | 0 | Fail | Please check "Phasing"
381110947 | [6 empty] | Existing | Unknown |  |  | OPEN | CLOSED | MAIN |  | 11 kV | [9 empty] | PMU CBJ NORTH 132/11KV | Unknown | Unknown | NO | NONE | DISTRIBUTION | TNB | WP PUTRAJAYA & CYBERJAYA | NO | Unknown |  |  |  | NO | [17 empty] | 0 | Fail | Please check "Phasing"
381110953 | [6 empty] | Existing | Unknown |  |  | OPEN | CLOSED | MAIN |  | 11 kV | [9 empty] | PMU CBJ NORTH 132/11KV | Unknown | Unknown | NO | NONE | DISTRIBUTION | TNB | WP PUTRAJAYA & CYBERJAYA | NO | Unknown |  |  |  | NO | [17 empty] | 0 | Fail | Please check "Phasing"
381110988 | [6 empty] | Existing | Unknown |  |  | CLOSED | CLOSED | MAIN |  | 11 kV | [9 empty] | PMU CBJ NORTH 132/11KV | Unknown | Unknown | NO | NONE | DISTRIBUTION | TNB | WP PUTRAJAYA & CYBERJAYA | NO | Unknown |  |  |  | NO | [17 empty] | 0 | Fail | Please check "Phasing"
381111018 | [6 empty] | Existing | Unknown |  |  | CLOSED | CLOSED | MAIN |  | 11 kV | [9 empty] | PMU CBJ NORTH 132/11KV | Unknown | Unknown | NO | NONE | DISTRIBUTION | TNB | WP PUTRAJAYA & CYBERJAYA | NO | Unknown |  |  |  | NO | [17 empty] | 0 | Fail | Please check "Phasing"
381111027 | [6 empty] | Existing | Unknown |  |  | OPEN | CLOSED | MAIN |  | 11 kV | [9 empty] | PMU CBJ NORTH 132/11KV | Unknown | Unknown | NO | NONE | DISTRIBUTION | TNB | WP PUTRAJAYA & CYBERJAYA | NO | Unknown |  |  |  | NO | [17 empty] | 0 | Fail | Please check "Phasing"
381111033 | [6 empty] | Existing | Unknown |  |  | CLOSED | CLOSED | MAIN |  | 11 kV | [9 empty] | PMU CBJ NORTH 132/11KV | Unknown | Unknown | NO | NONE | DISTRIBUTION | TNB | WP PUTRAJAYA & CYBERJAYA | NO | Unknown |  |  |  | NO | [17 empty] | 0 | Fail | Please check "Phasing"
381111034 | [6 empty] | Existing | Unknown |  |  | CLOSED | CLOSED | MAIN |  | 11 kV | [9 empty] | PMU CBJ NORTH 132/11KV | Unknown | Unknown | NO | NONE | DISTRIBUTION | TNB | WP PUTRAJAYA & CYBERJAYA | NO | Unknown |  |  |  | NO | [17 empty] | 0 | Fail | Please check "Phasing"
381111046 | [6 empty] | Existing | Unknown |  |  | OPEN | CLOSED | MAIN |  | 11 kV | [9 empty] | PMU CBJ NORTH 132/11KV | Unknown | Unknown | NO | NONE | DISTRIBUTION | TNB | WP PUTRAJAYA & CYBERJAYA | NO | Unknown |  |  |  | NO | [17 empty] | 0 | Fail | Please check "Phasing"
381111049 | [6 empty] | Existing | Unknown |  |  | OPEN | CLOSED | MAIN |  | 11 kV | [9 empty] | PMU CBJ NORTH 132/11KV | Unknown | Unknown | NO | NONE | DISTRIBUTION | TNB | WP PUTRAJAYA & CYBERJAYA | NO | Unknown |  |  |  | NO | [17 empty] | 0 | Fail | Please check "Phasing"
381111074 | [6 empty] | Existing | Unknown |  |  | CLOSED | CLOSED | MAIN |  | 11 kV | [9 empty] | PMU CBJ NORTH 132/11KV | Unknown | Unknown | NO | NONE | DISTRIBUTION | TNB | WP PUTRAJAYA & CYBERJAYA | NO | Unknown |  |  |  | NO | [17 empty] | 0 | Fail | Please check "Phasing"
381111093 | [6 empty] | Existing | Unknown |  |  | CLOSED | CLOSED | MAIN |  | 33 kV | [9 empty] | PMU CBJ NORTH 132/33KV | Unknown | Unknown | NO | NONE | DISTRIBUTION | TNB | WP PUTRAJAYA & CYBERJAYA | Unknown |  |  |  |  | NO | [17 empty] | 0 | Fail | Please check "Phasing"
381111094 | [6 empty] | Existing | Unknown |  |  | OPEN | OPEN | MAIN |  | 33 kV | [9 empty] | PMU CBJ NORTH 132/33KV | Unknown | Unknown | NO | NONE | DISTRIBUTION | TNB | WP PUTRAJAYA & CYBERJAYA | Unknown |  |  |  |  | NO | [17 empty] | 0 | Fail | Please check "Phasing"
381111095 | [6 empty] | Existing | Unknown |  |  | CLOSED | CLOSED | MAIN |  | 33 kV | [9 empty] | PMU CBJ NORTH 132/33KV | Unknown | Unknown | NO | NONE | DISTRIBUTION | TNB | WP PUTRAJAYA & CYBERJAYA | NO | Unknown |  |  |  | NO | [17 empty] | 0 | Fail | Please check "Phasing"
381111103 | [6 empty] | Existing | Unknown |  |  | OPEN | OPEN | MAIN |  | 33 kV | [9 empty] | PMU CBJ NORTH 132/33KV | Unknown | Unknown | NO | NONE | DISTRIBUTION | TNB | WP PUTRAJAYA & CYBERJAYA | NO | Unknown |  |  |  | NO | [17 empty] | 0 | Fail | Please check "Phasing"
381111104 | [6 empty] | Existing | Unknown |  |  | OPEN | OPEN | MAIN |  | 33 kV | [9 empty] | PMU CBJ NORTH 132/33KV | Unknown | Unknown | NO | NONE | DISTRIBUTION | TNB | WP PUTRAJAYA & CYBERJAYA | NO | Unknown |  |  |  | NO | [17 empty] | 0 | Fail | Please check "Phasing"
381111112 | [6 empty] | Existing | Unknown |  |  | CLOSED | CLOSED | MAIN |  | 33 kV | [9 empty] | PMU CBJ NORTH 132/33KV | Unknown | Unknown | NO | NONE | DISTRIBUTION | TNB | WP PUTRAJAYA & CYBERJAYA | NO | Unknown |  |  |  | NO | [17 empty] | 0 | Fail | Please check "Phasing"
381111113 | [6 empty] | Existing | Unknown |  |  | CLOSED | CLOSED | MAIN |  | 33 kV | [9 empty] | PMU CBJ NORTH 132/33KV | Unknown | Unknown | NO | NONE | DISTRIBUTION | TNB | WP PUTRAJAYA & CYBERJAYA | Unknown |  |  |  |  | NO | [17 empty] | 0 | Fail | Please check "Phasing"
381111118 | [6 empty] | Existing | Unknown |  |  | OPEN | OPEN | MAIN |  | 33 kV | [9 empty] | PMU CBJ NORTH 132/33KV | Unknown | Unknown | NO | NONE | DISTRIBUTION | TNB | WP PUTRAJAYA & CYBERJAYA | Unknown |  |  |  |  | NO | [17 empty] | 0 | Fail | Please check "Phasing"
381111125 | [6 empty] | Existing | Unknown |  |  | OPEN | OPEN | MAIN |  | 33 kV | [9 empty] | PMU CBJ NORTH 132/33KV | Unknown | Unknown | NO | NONE | DISTRIBUTION | TNB | WP PUTRAJAYA & CYBERJAYA | NO | Unknown |  |  |  | NO | [17 empty] | 0 | Fail | Please check "Phasing"
381111132 | [6 empty] | Existing | Unknown |  |  | CLOSED | CLOSED | MAIN |  | 33 kV | [9 empty] | PMU CBJ NORTH 132/33KV | Unknown | Unknown | NO | NONE | DISTRIBUTION | TNB | WP PUTRAJAYA & CYBERJAYA | NO | Unknown |  |  |  | NO | [17 empty] | 0 | Fail | Please check "Phasing"
381111133 | [6 empty] | Existing | Unknown |  |  | CLOSED | CLOSED | MAIN |  | 33 kV | [9 empty] | PMU CBJ NORTH 132/33KV | Unknown | Unknown | NO | NONE | DISTRIBUTION | TNB | WP PUTRAJAYA & CYBERJAYA | Unknown |  |  |  |  | NO | [17 empty] | 0 | Fail | Please check "Phasing"
381111142 | [6 empty] | Existing | Unknown |  |  | OPEN | OPEN | MAIN |  | 33 kV | [9 empty] | PMU CBJ NORTH 132/33KV | Unknown | Unknown | NO | NONE | DISTRIBUTION | TNB | WP PUTRAJAYA & CYBERJAYA | NO | Unknown |  |  |  | NO | [17 empty] | 0 | Fail | Please check "Phasing"
381111152 | [6 empty] | Existing | Unknown |  |  | CLOSED | CLOSED | MAIN |  | 33 kV | [9 empty] | PMU CBJ NORTH 132/33KV | Unknown | Unknown | NO | NONE | DISTRIBUTION | TNB | WP PUTRAJAYA & CYBERJAYA | NO | Unknown |  |  |  | NO | [17 empty] | 0 | Fail | Please check "Phasing"
381111163 |  |  |  |  | VCBJ/PMU/G00002/MB1SO | 300278083 | Existing | Unknown |  |  | CLOSED | CLOSED | BUSBAR SECTION |  | 11 kV |  | 13/10/2004 |  |  |  |  | ABB |  |  | PMU CBJ NORTH 132/33KV | Unknown | Unknown | NO | NONE | DISTRIBUTION | TNB | WP PUTRAJAYA & CYBERJAYA | NO | Unknown |  |  |  | NO | [17 empty] | 0 | Fail | Please check "Phasing"
381111179 | [6 empty] | Existing | Unknown |  |  | CLOSED | CLOSED | MAIN |  | 11 kV | [9 empty] | PMU CBJ NORTH 132/33KV | Unknown | Unknown | NO | NONE | DISTRIBUTION | TNB | WP PUTRAJAYA & CYBERJAYA | NO | Unknown |  |  |  | NO | [17 empty] | 0 | Fail | Please check "Phasing"
381111180 | [6 empty] | Existing | Unknown |  |  | CLOSED | CLOSED | MAIN |  | 33 kV | [9 empty] | PMU CBJ NORTH 132/33KV | Unknown | Unknown | NO | NONE | DISTRIBUTION | TNB | WP PUTRAJAYA & CYBERJAYA | Unknown |  |  |  |  | NO | [17 empty] | 0 | Fail | Please check "Phasing"
381111186 | [6 empty] | Existing | Unknown |  |  | OPEN | OPEN | MAIN |  | 33 kV | [9 empty] | PMU CBJ NORTH 132/33KV | Unknown | Unknown | NO | NONE | DISTRIBUTION | TNB | WP PUTRAJAYA & CYBERJAYA | Unknown |  |  |  |  | NO | [17 empty] | 0 | Fail | Please check "Phasing"
381111198 |  |  |  |  | VCBJ/PMU/G00002/MB1WO | 300278084 | Existing | Unknown |  |  | CLOSED | CLOSED | BUSBAR COUPLER |  | 33 kV |  | 13/10/2004 |  |  |  |  | ABB |  |  | PMU CBJ NORTH 132/33KV | Unknown | Unknown | NO | NONE | DISTRIBUTION | TNB | WP PUTRAJAYA & CYBERJAYA | NO | Unknown |  |  |  | NO | [17 empty] | 0 | Fail | Please check "Phasing"
381111199 | [6 empty] | Existing | Unknown |  |  | OPEN | OPEN | MAIN |  | 33 kV | [9 empty] | PMU CBJ NORTH 132/33KV | Unknown | Unknown | NO | NONE | DISTRIBUTION | TNB | WP PUTRAJAYA & CYBERJAYA | NO | Unknown |  |  |  | NO | [17 empty] | 0 | Fail | Please check "Phasing"
381111209 | [6 empty] | Existing | Unknown |  |  | CLOSED | CLOSED | MAIN |  | 33 kV | [9 empty] | PMU CBJ NORTH 132/33KV | Unknown | Unknown | NO | NONE | DISTRIBUTION | TNB | WP PUTRAJAYA & CYBERJAYA | Unknown |  |  |  |  | NO | [17 empty] | 0 | Fail | Please check "Phasing"
381111219 | [6 empty] | Existing | Unknown |  |  | OPEN | OPEN | MAIN |  | 33 kV | [9 empty] | PMU CBJ NORTH 132/33KV | Unknown | Unknown | NO | NONE | DISTRIBUTION | TNB | WP PUTRAJAYA & CYBERJAYA | Unknown |  |  |  |  | NO | [17 empty] | 0 | Fail | Please check "Phasing"
381111221 | [6 empty] | Existing | Unknown |  |  | OPEN | OPEN | MAIN |  | 33 kV | [9 empty] | PMU CBJ NORTH 132/33KV | Unknown | Unknown | NO | NONE | DISTRIBUTION | TNB | WP PUTRAJAYA & CYBERJAYA | NO | Unknown |  |  |  | NO | [17 empty] | 0 | Fail | Please check "Phasing"
381111223 | [6 empty] | Existing | Unknown |  |  | OPEN | OPEN | MAIN |  | 33 kV | [9 empty] | PMU CBJ NORTH 132/33KV | Unknown | Unknown | NO | NONE | DISTRIBUTION | TNB | WP PUTRAJAYA & CYBERJAYA | Unknown |  |  |  |  | NO | [17 empty] | 0 | Fail | Please check "Phasing"
381111225 | [6 empty] | Existing | Unknown |  |  | CLOSED | CLOSED | MAIN |  | 33 kV | [9 empty] | PMU CBJ NORTH 132/33KV | Unknown | Unknown | NO | NONE | DISTRIBUTION | TNB | WP PUTRAJAYA & CYBERJAYA | NO | Unknown |  |  |  | NO | [17 empty] | 0 | Fail | Please check "Phasing"
381111252 | [6 empty] | Existing | Unknown |  |  | CLOSED | CLOSED | MAIN |  | 33 kV | [9 empty] | PMU CBJ NORTH 132/33KV | Unknown | Unknown | NO | NONE | DISTRIBUTION | TNB | WP PUTRAJAYA & CYBERJAYA | Unknown |  |  |  |  | NO | [17 empty] | 0 | Fail | Please check "Phasing"
381111255 | [6 empty] | Existing | Unknown |  |  | OPEN | OPEN | MAIN |  | 33 kV | [9 empty] | PMU CBJ NORTH 132/33KV | Unknown | Unknown | NO | NONE | DISTRIBUTION | TNB | WP PUTRAJAYA & CYBERJAYA | NO | Unknown |  |  |  | NO | [17 empty] | 0 | Fail | Please check "Phasing"
381111266 | [6 empty] | Existing | Unknown |  |  | CLOSED | CLOSED | MAIN |  | 33 kV | [9 empty] | PMU CBJ NORTH 132/33KV | Unknown | Unknown | NO | NONE | DISTRIBUTION | TNB | WP PUTRAJAYA & CYBERJAYA | NO | Unknown |  |  |  | NO | [17 empty] | 0 | Fail | Please check "Phasing"
381111267 | [6 empty] | Existing | Unknown |  |  | OPEN | OPEN | MAIN |  | 33 kV | [9 empty] | PMU CBJ NORTH 132/33KV | Unknown | Unknown | NO | NONE | DISTRIBUTION | TNB | WP PUTRAJAYA & CYBERJAYA | Unknown |  |  |  |  | NO | [17 empty] | 0 | Fail | Please check "Phasing"
381111275 | [6 empty] | Existing | Unknown |  |  | OPEN | OPEN | MAIN |  | 33 kV | [9 empty] | PMU CBJ NORTH 132/33KV | Unknown | Unknown | NO | NONE | DISTRIBUTION | TNB | WP PUTRAJAYA & CYBERJAYA | Unknown |  |  |  |  | NO | [17 empty] | 0 | Fail | Please check "Phasing"
381111277 | [6 empty] | Existing | Unknown |  |  | CLOSED | CLOSED | MAIN |  | 33 kV | [9 empty] | PMU CBJ NORTH 132/33KV | Unknown | Unknown | NO | NONE | DISTRIBUTION | TNB | WP PUTRAJAYA & CYBERJAYA | Unknown |  |  |  |  | NO | [17 empty] | 0 | Fail | Please check "Phasing"
381401671 | PTJ12096 | [5 empty] | Existing | RYB |  |  | CLOSED | CLOSED | LINK |  | 11 kV | [9 empty] | D-PTJ-C16-0948 | Unknown | Unknown | NO | NONE | DISTRIBUTION | TNB | WP PUTRAJAYA & CYBERJAYA | NO | Unknown |  |  |  | NO | [8 empty] | PTJ12096 | NO | [7 empty] | 3 | Pass | null
381401676 | PTJ12094 | [5 empty] | Existing | RYB |  |  | CLOSED | CLOSED | LINK |  | 11 kV | [9 empty] | D-PTJ-C16-0948 | Unknown | Unknown | NO | NONE | DISTRIBUTION | TNB | WP PUTRAJAYA & CYBERJAYA | NO | Unknown |  |  |  | NO | [8 empty] | PTJ12094 | NO | [7 empty] | 3 | Pass | null
381401785 | PTJ12093 | [5 empty] | Existing | RYB |  |  | CLOSED | CLOSED | LINK |  | 11 kV | [9 empty] | D-PTJ-C16-0948 | Unknown | Unknown | NO | NONE | DISTRIBUTION | TNB | WP PUTRAJAYA & CYBERJAYA | NO | Unknown |  |  |  | NO | [8 empty] | PTJ12093 | NO | [7 empty] | 3 | Pass | null
381401790 | PTJ12091 | [5 empty] | Existing | RYB |  |  | CLOSED | CLOSED | LINK |  | 11 kV | [9 empty] | D-PTJ-C16-0948 | Unknown | Unknown | NO | NONE | DISTRIBUTION | TNB | WP PUTRAJAYA & CYBERJAYA | NO | Unknown |  |  |  | NO | [8 empty] | PTJ12091 | NO | [7 empty] | 3 | Pass | null
381401907 | PTJ12106 | [5 empty] | Existing | RYB |  |  | CLOSED | CLOSED | LINK |  | 11 kV | [9 empty] | D-PTJ-C16-0948 | Unknown | Unknown | NO | NONE | DISTRIBUTION | TNB | WP PUTRAJAYA & CYBERJAYA | NO | Unknown |  |  |  | NO | [8 empty] | PTJ12106 | NO | [7 empty] | 3 | Pass | null
381401912 | PTJ12104 | [5 empty] | Existing | RYB |  |  | CLOSED | CLOSED | LINK |  | 11 kV | [9 empty] | D-PTJ-C16-0948 | Unknown | Unknown | NO | NONE | DISTRIBUTION | TNB | WP PUTRAJAYA & CYBERJAYA | NO | Unknown |  |  |  | NO | [8 empty] | PTJ12104 | NO | [7 empty] | 3 | Pass | null
381402021 | PTJ12103 | [5 empty] | Existing | RYB |  |  | CLOSED | CLOSED | LINK |  | 11 kV | [9 empty] | D-PTJ-C16-0948 | Unknown | Unknown | NO | NONE | DISTRIBUTION | TNB | WP PUTRAJAYA & CYBERJAYA | NO | Unknown |  |  |  | NO | [8 empty] | PTJ12103 | NO | [7 empty] | 3 | Pass | null
381402026 | PTJ12101 | [5 empty] | Existing | RYB |  |  | CLOSED | CLOSED | LINK |  | 11 kV | [9 empty] | D-PTJ-C16-0948 | Unknown | Unknown | NO | NONE | DISTRIBUTION | TNB | WP PUTRAJAYA & CYBERJAYA | NO | Unknown |  |  |  | NO | [8 empty] | PTJ12101 | NO | [7 empty] | 3 | Pass | null
381402191 | PTJ17113 |  |  |  | VPTJ/PCE/J00400/MB1 | 310294512 | Existing | RYB |  |  | CLOSED | CLOSED | LINK |  | 11 kV | [9 empty] | D-PTJ-C15-0944 | Unknown | Unknown | NO | NONE | DISTRIBUTION | TNB | WP PUTRAJAYA & CYBERJAYA | NO | Unknown |  |  |  | NO | [8 empty] | PTJ17113 | NO | [7 empty] | 3 | Pass | null
381402196 | PTJ17111 |  |  |  | VPTJ/PCE/J00400/MB1 | 310294512 | Existing | RYB |  |  | CLOSED | CLOSED | LINK |  | 11 kV | [9 empty] | D-PTJ-C15-0944 | Unknown | Unknown | NO | NONE | DISTRIBUTION | TNB | WP PUTRAJAYA & CYBERJAYA | NO | Unknown |  |  |  | NO | [8 empty] | PTJ17111 | NO | [7 empty] | 3 | Pass | null
381402305 | PTJ17116 |  |  |  | VPTJ/PCE/J00401/MB1 | 310294517 | Existing | RYB |  |  | CLOSED | CLOSED | LINK |  | 11 kV | [9 empty] | D-PTJ-C15-0944 | Unknown | Unknown | NO | NONE | DISTRIBUTION | TNB | WP PUTRAJAYA & CYBERJAYA | NO | Unknown |  |  |  | NO | [8 empty] | PTJ17116 | NO | [7 empty] | 3 | Pass | null
381402310 | PTJ17114 |  |  |  | VPTJ/PCE/J00401/MB1 | 310294517 | Existing | RYB |  |  | CLOSED | CLOSED | LINK |  | 11 kV | [9 empty] | D-PTJ-C15-0944 | Unknown | Unknown | NO | NONE | DISTRIBUTION | TNB | WP PUTRAJAYA & CYBERJAYA | NO | Unknown |  |  |  | NO | [8 empty] | PTJ17114 | NO | [7 empty] | 3 | Pass | null
381402421 | PTJ17143 |  |  |  | VPTJ/PCE/J00406/MB1 | 310294511 | Existing | RYB |  |  | CLOSED | CLOSED | LINK |  | 11 kV | [9 empty] | D-PTJ-C16-1074 | Unknown | Unknown | NO | NONE | DISTRIBUTION | TNB | WP PUTRAJAYA & CYBERJAYA | NO | Unknown |  |  |  | NO | [8 empty] | PTJ17143 | NO | [7 empty] | 3 | Pass | null
381402426 | PTJ17141 |  |  |  | VPTJ/PCE/J00406/MB1 | 310294511 | Existing | RYB |  |  | CLOSED | CLOSED | LINK |  | 11 kV | [9 empty] | D-PTJ-C16-1074 | Unknown | Unknown | NO | NONE | DISTRIBUTION | TNB | WP PUTRAJAYA & CYBERJAYA | NO | Unknown |  |  |  | NO | [8 empty] | PTJ17141 | NO | [7 empty] | 3 | Pass | null
381402535 | PTJ17146 |  |  |  | VPTJ/PCE/J00407/MB1 | 310294509 | Existing | RYB |  |  | CLOSED | CLOSED | LINK |  | 11 kV | [9 empty] | D-PTJ-C16-1074 | Unknown | Unknown | NO | NONE | DISTRIBUTION | TNB | WP PUTRAJAYA & CYBERJAYA | NO | Unknown |  |  |  | NO | [8 empty] | PTJ17146 | NO | [7 empty] | 3 | Pass | null
381402540 | PTJ17144 |  |  |  | VPTJ/PCE/J00407/MB1 | 310294509 | Existing | RYB |  |  | CLOSED | CLOSED | LINK |  | 11 kV | [9 empty] | D-PTJ-C16-1074 | Unknown | Unknown | NO | NONE | DISTRIBUTION | TNB | WP PUTRAJAYA & CYBERJAYA | NO | Unknown |  |  |  | NO | [8 empty] | PTJ17144 | NO | [7 empty] | 3 | Pass | null
381402685 | PTJ17133 |  |  |  | VPTJ/PCE/J00404/MB1 | 310294518 | Existing | RYB |  |  | CLOSED | CLOSED | LINK |  | 11 kV | [9 empty] | D-PTJ-C16-1074 | Unknown | Unknown | NO | NONE | DISTRIBUTION | TNB | WP PUTRAJAYA & CYBERJAYA | NO | Unknown |  |  |  | NO | [8 empty] | PTJ17133 | NO | [7 empty] | 3 | Pass | null
381402690 | PTJ17131 |  |  |  | VPTJ/PCE/J00404/MB1 | 310294518 | Existing | RYB |  |  | CLOSED | CLOSED | LINK |  | 11 kV | [9 empty] | D-PTJ-C16-1074 | Unknown | Unknown | NO | NONE | DISTRIBUTION | TNB | WP PUTRAJAYA & CYBERJAYA | NO | Unknown |  |  |  | NO | [8 empty] | PTJ17131 | NO | [7 empty] | 3 | Pass | null
381402801 | PTJ17136 |  |  |  | VPTJ/PCE/J00405/MB1 | 310294510 | Existing | RYB |  |  | CLOSED | CLOSED | LINK |  | 11 kV | [9 empty] | D-PTJ-C16-1074 | Unknown | Unknown | NO | NONE | DISTRIBUTION | TNB | WP PUTRAJAYA & CYBERJAYA | NO | Unknown |  |  |  | NO | [8 empty] | PTJ17136 | NO | [7 empty] | 3 | Pass | null
381402806 | PTJ17134 |  |  |  | VPTJ/PCE/J00405/MB1 | 310294510 | Existing | RYB |  |  | CLOSED | CLOSED | LINK |  | 11 kV | [9 empty] | D-PTJ-C16-1074 | Unknown | Unknown | NO | NONE | DISTRIBUTION | TNB | WP PUTRAJAYA & CYBERJAYA | NO | Unknown |  |  |  | NO | [8 empty] | PTJ17134 | NO | [7 empty] | 3 | Pass | null
381402946 | PTJ17123 |  |  |  | VPTJ/PCE/J00402/MB1 | 310294514 | Existing | RYB |  |  | CLOSED | CLOSED | LINK |  | 11 kV | [9 empty] | D-PTJ-C15-0944 | Unknown | Unknown | NO | NONE | DISTRIBUTION | TNB | WP PUTRAJAYA & CYBERJAYA | NO | Unknown |  |  |  | NO | [8 empty] | PTJ17123 | NO | [7 empty] | 3 | Pass | null
381402951 | PTJ17121 |  |  |  | VPTJ/PCE/J00402/MB1 | 310294514 | Existing | RYB |  |  | CLOSED | CLOSED | LINK |  | 11 kV | [9 empty] | D-PTJ-C15-0944 | Unknown | Unknown | NO | NONE | DISTRIBUTION | TNB | WP PUTRAJAYA & CYBERJAYA | NO | Unknown |  |  |  | NO | [8 empty] | PTJ17121 | NO | [7 empty] | 3 | Pass | null
381403060 | PTJ17126 |  |  |  | VPTJ/PCE/J00403/MB1 | 310294516 | Existing | RYB |  |  | CLOSED | CLOSED | LINK |  | 11 kV | [9 empty] | D-PTJ-C15-0944 | Unknown | Unknown | NO | NONE | DISTRIBUTION | TNB | WP PUTRAJAYA & CYBERJAYA | NO | Unknown |  |  |  | NO | [8 empty] | PTJ17126 | NO | [7 empty] | 3 | Pass | null
381403065 | PTJ17124 |  |  |  | VPTJ/PCE/J00403/MB1 | 310294516 | Existing | RYB |  |  | CLOSED | CLOSED | LINK |  | 11 kV | [9 empty] | D-PTJ-C15-0944 | Unknown | Unknown | NO | NONE | DISTRIBUTION | TNB | WP PUTRAJAYA & CYBERJAYA | NO | Unknown |  |  |  | NO | [8 empty] | PTJ17124 | NO | [7 empty] | 3 | Pass | null
381405965 | PTJ07141 |  |  |  | VPTJ/PCE/J00375/MB1 | 310425312 | Existing | RYB |  | PTJ07084 PE 7.08 (F2) | CLOSED | CLOSED | LINK |  | 11 kV | [6 empty] | SCHNEIDER |  |  | PE 7.14 ELECTRIC SQC 1 | Unknown | Unknown | NO | NONE | DISTRIBUTION | TNB | WP PUTRAJAYA & CYBERJAYA | NO | Unknown |  |  |  | NO | [8 empty] | PTJ07141 | NO | [7 empty] | 3 | Pass | null
381405970 | PTJ07143 |  |  |  | VPTJ/PCE/J00375/MB1 | 310425312 | Existing | RYB |  | PTJ07064 PE 7.06 TERMINAL P/BARAT (F2) | CLOSED | CLOSED | LINK |  | 11 kV | [6 empty] | SCHNEIDER |  |  | PE 7.14 ELECTRIC SQC 1 | Unknown | Unknown | NO | NONE | DISTRIBUTION | TNB | WP PUTRAJAYA & CYBERJAYA | NO | Unknown |  |  |  | NO | [8 empty] | PTJ07143 | NO | [7 empty] | 3 | Pass | null
381406079 | PTJ07153 |  |  |  | VPTJ/PCE/J00377/MB1 | 310425309 | Existing | RYB |  | PTJ07061 PE 7.06 TERMINAL P/BARAT (F1) | CLOSED | CLOSED | LINK |  | 11 kV | [6 empty] | SCHNEIDER |  |  | PE 7.15 ELECTRIC SQC 2 | Unknown | Unknown | NO | NONE | DISTRIBUTION | TNB | WP PUTRAJAYA & CYBERJAYA | NO | Unknown |  |  |  | NO | [8 empty] | PTJ07153 | NO | [7 empty] | 3 | Pass | null
381406084 | PTJ07151 |  |  |  | VPTJ/PCE/J00377/MB1 | 310425309 | Existing | RYB |  | PTJ07081 PE 7.08 (F1) | CLOSED | CLOSED | LINK |  | 11 kV | [6 empty] | SCHNEIDER |  |  | PE 7.15 ELECTRIC SQC 2 | Unknown | Unknown | NO | NONE | DISTRIBUTION | TNB | WP PUTRAJAYA & CYBERJAYA | NO | Unknown |  |  |  | NO | [8 empty] | PTJ07151 | NO | [7 empty] | 3 | Pass | null
381406202 | PTJ09501 |  |  |  | VPTJ/PCE/J00378/MB1 | 310425307 | Existing | RYB |  | PTJ07162 SS 7.16 SPRM F1 | CLOSED | CLOSED | LINK |  | 11 kV | [6 empty] | SCHNEIDER |  |  | PE 9.50 DEPOH VSQC | Unknown | Unknown | NO | NONE | DISTRIBUTION | TNB | WP PUTRAJAYA & CYBERJAYA | NO | Unknown |  |  |  | NO | [8 empty] | PTJ09501 | NO | [7 empty] | 3 | Pass | null
381406207 | PTJ09503 |  |  |  | VPTJ/PCE/J00378/MB1 | 310425307 | Existing | RYB |  | PTJ09293 PE 9.29 BUS DEPOT (F1) | CLOSED | CLOSED | LINK |  | 11 kV | [6 empty] | SCHNEIDER |  |  | PE 9.50 DEPOH VSQC | Unknown | Unknown | NO | NONE | DISTRIBUTION | TNB | WP PUTRAJAYA & CYBERJAYA | NO | Unknown |  |  |  | NO | [8 empty] | PTJ09503 | NO | [7 empty] | 3 | Pass | null
381406324 | CBJ23301 | [5 empty] | Existing | Unknown |  | CBJ23011 PE 23.01 PS 2-9 (F1) | CLOSED | CLOSED | LINK |  | 11 kV | [9 empty] | PE 23.30 EAST GARDEN | Unknown | Unknown | NO | NONE | DISTRIBUTION | TNB | WP PUTRAJAYA & CYBERJAYA | NO | Unknown |  |  |  | NO | [8 empty] | CBJ23301 | NO | [7 empty] | 0 | Fail | Please check "Phasing"
381406338 | CBJ23302 | [5 empty] | Existing | RYB |  | CBJ23023 SS 23.02 STP A (F1) | CLOSED | CLOSED | LINK |  | 11 kV | [9 empty] | PE 23.30 EAST GARDEN | Unknown | Unknown | NO | NONE | DISTRIBUTION | TNB | WP PUTRAJAYA & CYBERJAYA | NO | Unknown |  |  |  | NO | [8 empty] | CBJ23302 | NO | [7 empty] | 3 | Pass | null
381406577 | CBJ24401 |  |  |  | VCBJ/PCE/J00131/MB1 | 310024037 | Existing | Unknown |  | CBJ22406 PE 22.40 POLIS CJ (F2) | CLOSED | CLOSED | LINK |  | 11 kV | [6 empty] | INDKOM |  |  | PE 24.40 LAMAN VIEW | Unknown | Unknown | NO | NONE | DISTRIBUTION | TNB | WP PUTRAJAYA & CYBERJAYA | NO | Unknown |  |  |  | NO | [8 empty] | CBJ24401 | NO | [7 empty] | 0 | Fail | Please check "Phasing"
381406591 | CBJ24402 |  |  |  | VCBJ/PCE/J00131/MB1 | 310024037 | Existing | RYB |  | CBJ22675 PE 22.76 - STP B F2 | CLOSED | CLOSED | LINK |  | 11 kV | [6 empty] | INDKOM |  |  | PE 24.40 LAMAN VIEW | Unknown | Unknown | NO | NONE | DISTRIBUTION | TNB | WP PUTRAJAYA & CYBERJAYA | NO | Unknown |  |  |  | NO | [8 empty] | CBJ24402 | NO | [7 empty] | 3 | Pass | null
381406802 | PTJ06071 |  |  |  | VPTJ/PCE/J00388/MB1 | 310213597 | Existing | RYB |  | PTJ06112 PE 6.11 BLOK 4 PPA1M (F1) | CLOSED | CLOSED | LINK |  | 11 kV | [6 empty] | EPE |  |  | PE 6.07 BLOK 7 PPA1M (F1) | Unknown | Unknown | NO | NONE | DISTRIBUTION | TNB | WP PUTRAJAYA & CYBERJAYA | NO | Unknown |  |  |  | NO | [8 empty] | PTJ06071 | NO | [7 empty] | 3 | Pass | null
381406807 | PTJ06072 |  |  |  | VPTJ/PCE/J00388/MB1 | 310213597 | Existing | RYB |  | PTJ05151 PE 5.15 BLOK A 5R3 (F1) | CLOSED | CLOSED | LINK |  | 11 kV | [6 empty] | EPE |  |  | PE 6.07 BLOK 7 PPA1M (F1) | Unknown | Unknown | NO | NONE | DISTRIBUTION | TNB | WP PUTRAJAYA & CYBERJAYA | NO | Unknown |  |  |  | NO | [8 empty] | PTJ06072 | NO | [7 empty] | 3 | Pass | null
381406923 | PTJ06074 |  |  |  | VPTJ/PCE/J00389/MB1 | 310213598 | Existing | RYB |  | PTJ06115 PE 6.11 BLOK 4 PPA1M (F2) | CLOSED | CLOSED | LINK |  | 11 kV | [6 empty] | EPE |  |  | PE 6.07 BLOK 7 PPA1M (F2) | Unknown | Unknown | NO | NONE | DISTRIBUTION | TNB | WP PUTRAJAYA & CYBERJAYA | NO | Unknown |  |  |  | NO | [8 empty] | PTJ06074 | NO | [7 empty] | 3 | Pass | null
381406928 | PTJ06075 |  |  |  | VPTJ/PCE/J00389/MB1 | 310213598 | Existing | RYB |  | PTJ05154 PE 5.15 BLOK A 5R3 (F2) | CLOSED | CLOSED | LINK |  | 11 kV | [6 empty] | EPE |  |  | PE 6.07 BLOK 7 PPA1M (F2) | Unknown | Unknown | NO | NONE | DISTRIBUTION | TNB | WP PUTRAJAYA & CYBERJAYA | NO | Unknown |  |  |  | NO | [8 empty] | PTJ06075 | NO | [7 empty] | 3 | Pass | null
381407050 | PTJ06114 |  |  |  | VPTJ/PCE/J00393/MB1 | 310251082 | Existing | RYB |  | PTJ06105 PE 6.10 BLOK 6B PPA1M (F2) | CLOSED | CLOSED | LINK |  | 11 kV | [6 empty] | EPE |  |  | PE 6.11 BLOK 4 PPA1M (F2) | Unknown | Unknown | NO | NONE | DISTRIBUTION | TNB | WP PUTRAJAYA & CYBERJAYA | NO | Unknown |  |  |  | NO | [8 empty] | PTJ06114 | NO | [7 empty] | 3 | Pass | null
381407055 | PTJ06115 |  |  |  | VPTJ/PCE/J00393/MB1 | 310251082 | Existing | RYB |  | PTJ06074 PE 6.07 BLOK 7 PPA1M (F2) | CLOSED | CLOSED | LINK |  | 11 kV | [6 empty] | EPE |  |  | PE 6.11 BLOK 4 PPA1M (F2) | Unknown | Unknown | NO | NONE | DISTRIBUTION | TNB | WP PUTRAJAYA & CYBERJAYA | NO | Unknown |  |  |  | NO | [8 empty] | PTJ06115 | NO | [7 empty] | 3 | Pass | null
381407171 | PTJ06112 |  |  |  | VPTJ/PCE/J00392/MB1 | 310213599 | Existing | RYB |  | PTJ06071 PE 6.07 BLOK 7 PPA1M (F1) | CLOSED | CLOSED | LINK |  | 11 kV | [6 empty] | EPE |  |  | PE 6.11 BLOK 4 PPA1M (F1) | Unknown | Unknown | NO | NONE | DISTRIBUTION | TNB | WP PUTRAJAYA & CYBERJAYA | NO | Unknown |  |  |  | NO | [8 empty] | PTJ06112 | NO | [7 empty] | 3 | Pass | null
381407176 | PTJ06111 |  |  |  | VPTJ/PCE/J00392/MB1 | 310213599 | Existing | RYB |  | PTJ06102 PE 6.10 BLOK 6B PPA1M (F1) | CLOSED | CLOSED | LINK |  | 11 kV | [6 empty] | EPE |  |  | PE 6.11 BLOK 4 PPA1M (F1) | Unknown | Unknown | NO | NONE | DISTRIBUTION | TNB | WP PUTRAJAYA & CYBERJAYA | NO | Unknown |  |  |  | NO | [8 empty] | PTJ06111 | NO | [7 empty] | 3 | Pass | null
381407308 | PTJ06101 |  |  |  | VPTJ/PCE/J00390/MB1 | 310213605 | Existing | RYB |  | PTJ06092 PE 6.09 BLOK 6A PPA1M (F1) | CLOSED | CLOSED | LINK |  | 11 kV | [6 empty] | EPE |  |  | PE 6.10 BLOK 6B PPA1M (F1) | Unknown | Unknown | NO | NONE | DISTRIBUTION | TNB | WP PUTRAJAYA & CYBERJAYA | NO | Unknown |  |  |  | NO | [8 empty] | PTJ06101 | NO | [7 empty] | 3 | Pass | null
381407313 | PTJ06102 |  |  |  | VPTJ/PCE/J00390/MB1 | 310213605 | Existing | RYB |  | PTJ06111 PE 6.11 BLOK 4 PPA1M (F1) | CLOSED | CLOSED | LINK |  | 11 kV | [6 empty] | EPE |  |  | PE 6.10 BLOK 6B PPA1M (F1) | Unknown | Unknown | NO | NONE | DISTRIBUTION | TNB | WP PUTRAJAYA & CYBERJAYA | NO | Unknown |  |  |  | NO | [8 empty] | PTJ06102 | NO | [7 empty] | 3 | Pass | null
381407429 | PTJ06104 |  |  |  | VPTJ/PCE/J00391/MB1 | 310251080 | Existing | RYB |  | PTJ06095 PE 6.09 BLOK 6A PPA1M (F2) | CLOSED | CLOSED | LINK |  | 11 kV | [6 empty] | EPE |  |  | PE 6.10 BLOK 6B PPA1M (F2) | Unknown | Unknown | NO | NONE | DISTRIBUTION | TNB | WP PUTRAJAYA & CYBERJAYA | NO | Unknown |  |  |  | NO | [8 empty] | PTJ06104 | NO | [7 empty] | 3 | Pass | null
381407434 | PTJ06105 |  |  |  | VPTJ/PCE/J00391/MB1 | 310251080 | Existing | RYB |  | PTJ06114 PE 6.11 BLOK 4 PPA1M (F2) | CLOSED | CLOSED | LINK |  | 11 kV | [6 empty] | EPE |  |  | PE 6.10 BLOK 6B PPA1M (F2) | Unknown | Unknown | NO | NONE | DISTRIBUTION | TNB | WP PUTRAJAYA & CYBERJAYA | NO | Unknown |  |  |  | NO | [8 empty] | PTJ06105 | NO | [7 empty] | 3 | Pass | null
381407552 | PTJ06095 |  |  |  | VPTJ/PCE/J00397/MB1 | 310213609 | Existing | RYB |  | PTJ06104 PE 6.10 BLOK 6B PPA1M (F2) | CLOSED | CLOSED | LINK |  | 11 kV | [6 empty] | EPE |  |  | PE 6.09 BLOK 6A PPA1M (F2) | Unknown | Unknown | NO | NONE | DISTRIBUTION | TNB | WP PUTRAJAYA & CYBERJAYA | NO | Unknown |  |  |  | NO | [8 empty] | PTJ06095 | NO | [7 empty] | 3 | Pass | null
381407557 | PTJ06094 |  |  |  | VPTJ/PCE/J00397/MB1 | 310213609 | Existing | RYB |  | PTJ06086 PE 6.08 BLOK 3 PPA1M (F2) | CLOSED | CLOSED | LINK |  | 11 kV | [6 empty] | EPE |  |  | PE 6.09 BLOK 6A PPA1M (F2) | Unknown | Unknown | NO | NONE | DISTRIBUTION | TNB | WP PUTRAJAYA & CYBERJAYA | NO | Unknown |  |  |  | NO | [8 empty] | PTJ06094 | NO | [7 empty] | 3 | Pass | null
381407673 | PTJ06092 |  |  |  | VPTJ/PCE/J00396/MB1 | 310213600 | Existing | RYB |  | PTJ06101 PE 6.10 BLOK 6B PPA1M (F1) | CLOSED | CLOSED | LINK |  | 11 kV | [6 empty] | EPE |  |  | PE 6.09 BLOK 6A PPA1M (F1) | Unknown | Unknown | NO | NONE | DISTRIBUTION | TNB | WP PUTRAJAYA & CYBERJAYA | NO | Unknown |  |  |  | NO | [8 empty] | PTJ06092 | NO | [7 empty] | 3 | Pass | null
381407678 | PTJ06091 |  |  |  | VPTJ/PCE/J00396/MB1 | 310213600 | Existing | RYB |  | PTJ06083 PE 6.08 BLOK 3 PPA1M (F1) | CLOSED | CLOSED | LINK |  | 11 kV | [6 empty] | EPE |  |  | PE 6.09 BLOK 6A PPA1M (F1) | Unknown | Unknown | NO | NONE | DISTRIBUTION | TNB | WP PUTRAJAYA & CYBERJAYA | NO | Unknown |  |  |  | NO | [8 empty] | PTJ06091 | NO | [7 empty] | 3 | Pass | null
381407796 | PTJ06081 |  |  |  | VPTJ/PCE/J00394/MB1 | 310213608 | Existing | RYB |  | PTJ06062 PE 6.06 BLOK 5B PPA1M (F1) | CLOSED | CLOSED | LINK |  | 11 kV | [6 empty] | EPE |  |  | PE 6.08 BLOK 3 PPA1M (F1) | Unknown | Unknown | NO | NONE | DISTRIBUTION | TNB | WP PUTRAJAYA & CYBERJAYA | NO | Unknown |  |  |  | NO | [8 empty] | PTJ06081 | NO | [7 empty] | 3 | Pass | null
381407801 | PTJ06083 |  |  |  | VPTJ/PCE/J00394/MB1 | 310213608 | Existing | RYB |  | PTJ06091 PE 6.09 BLOK 6A PPA1M (F1) | CLOSED | CLOSED | LINK |  | 11 kV | [6 empty] | EPE |  |  | PE 6.08 BLOK 3 PPA1M (F1) | Unknown | Unknown | NO | NONE | DISTRIBUTION | TNB | WP PUTRAJAYA & CYBERJAYA | NO | Unknown |  |  |  | NO | [8 empty] | PTJ06083 | NO | [7 empty] | 3 | Pass | null
381407917 | PTJ06084 |  |  |  | VPTJ/PCE/J00395/MB1 | 310213602 | Existing | RYB |  | PTJ06065 PE 6.06 BLOK 5B PPA1M (F2) | CLOSED | CLOSED | LINK |  | 11 kV | [6 empty] | EPE |  |  | PE 6.08 BLOK 3 PPA1M (F2) | Unknown | Unknown | NO | NONE | DISTRIBUTION | TNB | WP PUTRAJAYA & CYBERJAYA | NO | Unknown |  |  |  | NO | [8 empty] | PTJ06084 | NO | [7 empty] | 3 | Pass | null
381407922 | PTJ06086 |  |  |  | VPTJ/PCE/J00395/MB1 | 310213602 | Existing | RYB |  | PTJ06094 PE 6.09 BLOK 6A PPA1M (F2) | CLOSED | CLOSED | LINK |  | 11 kV | [6 empty] | EPE |  |  | PE 6.08 BLOK 3 PPA1M (F2) | Unknown | Unknown | NO | NONE | DISTRIBUTION | TNB | WP PUTRAJAYA & CYBERJAYA | NO | Unknown |  |  |  | NO | [8 empty] | PTJ06086 | NO | [7 empty] | 3 | Pass | null
381408040 | PTJ06062 |  |  |  | VPTJ/PCE/J00386/MB1 | 309997435 | Existing | RYB |  | PTJ06081 PE 6.08 BLOK 3 PPA1M (F1) | CLOSED | CLOSED | LINK |  | 11 kV | [6 empty] | EPE |  |  | PE 6.06 BLOK 5B PPA1M (F1) | Unknown | Unknown | NO | NONE | DISTRIBUTION | TNB | WP PUTRAJAYA & CYBERJAYA | NO | Unknown |  |  |  | NO | [8 empty] | PTJ06062 | NO | [7 empty] | 3 | Pass | null
381408045 | PTJ06061 |  |  |  | VPTJ/PCE/J00386/MB1 | 309997435 | Existing | RYB |  | PTJ06033 Site Office PPA1M 6R6 (SS 6.03) | CLOSED | CLOSED | LINK |  | 11 kV | [6 empty] | EPE |  |  | PE 6.06 BLOK 5B PPA1M (F1) | Unknown | Unknown | NO | NONE | DISTRIBUTION | TNB | WP PUTRAJAYA & CYBERJAYA | NO | Unknown |  |  |  | NO | [8 empty] | PTJ06061 | NO | [7 empty] | 3 | Pass | null
381408161 | PTJ06065 |  |  |  | VPTJ/PCE/J00387/MB1 | 309997437 | Existing | RYB |  | PTJ06084 PE 6.08 BLOK 3 PPA1M (F2) | CLOSED | CLOSED | LINK |  | 11 kV | [6 empty] | EPE |  |  | PE 6.06 BLOK 5B PPA1M (F2) | Unknown | Unknown | NO | NONE | DISTRIBUTION | TNB | WP PUTRAJAYA & CYBERJAYA | NO | Unknown |  |  |  | NO | [8 empty] | PTJ06065 | NO | [7 empty] | 3 | Pass | null
381408166 | PTJ06064 |  |  |  | VPTJ/PCE/J00387/MB1 | 309997437 | Existing | RYB |  | PTJ05145 PE 5.14 APT 5R1 (F2) | CLOSED | CLOSED | LINK |  | 11 kV | [6 empty] | EPE |  |  | PE 6.06 BLOK 5B PPA1M (F2) | Unknown | Unknown | NO | NONE | DISTRIBUTION | TNB | WP PUTRAJAYA & CYBERJAYA | NO | Unknown |  |  |  | NO | [8 empty] | PTJ06064 | NO | [7 empty] | 3 | Pass | null
381526210 | CBJ23292 |  |  |  | VCBJ/PCE/J23291/MB1 | 300545693 | Existing | Unknown |  | PPU CYB6: VCB 6 | CLOSED | CLOSED | LINK |  | 11 kV | [6 empty] | INDKOM |  |  | PE 23.29 PERUMAHAN CERIA RESIDENT | Unknown | Unknown | NO | NONE | DISTRIBUTION | TNB | WP PUTRAJAYA & CYBERJAYA | NO | Unknown |  |  |  | NO | [8 empty] | CBJ23292 | NO | [7 empty] | 0 | Fail | Please check "Phasing"
381526224 | CBJ23291 |  |  |  | VCBJ/PCE/J23291/MB1 | 300545693 | Existing | RYB |  |  | CLOSED | CLOSED | LINK |  | 11 kV | [6 empty] | INDKOM |  |  | PE 23.29 PERUMAHAN CERIA RESIDENT | Unknown | Unknown | NO | NONE | DISTRIBUTION | TNB | WP PUTRAJAYA & CYBERJAYA | NO | Unknown |  |  |  | NO | [8 empty] | CBJ23291 | NO | [7 empty] | 3 | Pass | null
381526532 | CBJ21444 |  |  |  | VCBJ/PCE/J21441/MB21441 | 310370043 | Existing | RYB |  |  | CLOSED | CLOSED | LINK |  | 11 kV | [6 empty] | TAMCO |  |  | PE 21.44 CYBERVILLAGE SERENITY 2 | Unknown | Unknown | NO | NONE | DISTRIBUTION | TNB | WP PUTRAJAYA & CYBERJAYA | NO | Unknown |  |  |  | NO | [8 empty] | CBJ21444 | NO | [7 empty] | 3 | Pass | null
381526546 | CBJ21441 |  |  |  | VCBJ/PCE/J21441/MB21441 | 310370043 | Existing | RYB |  |  | CLOSED | CLOSED | LINK |  | 11 kV | [6 empty] | TAMCO |  |  | PE 21.44 CYBERVILLAGE SERENITY 2 | Unknown | Unknown | NO | NONE | DISTRIBUTION | TNB | WP PUTRAJAYA & CYBERJAYA | NO | Unknown |  |  |  | NO | [8 empty] | CBJ21441 | NO | [7 empty] | 3 | Pass | null
381527204 | CBJ24112 |  |  |  | VCBJ/PCE/J24111/MB24111 | 310360641 | Existing | Unknown |  |  | CLOSED | CLOSED | LINK |  | 11 kV | [6 empty] | ABB |  |  | PE 24.11 SEJATI HOMES 1 | Unknown | Unknown | NO | NONE | DISTRIBUTION | TNB | WP PUTRAJAYA & CYBERJAYA | NO | Unknown |  |  |  | NO | [8 empty] | CBJ24112 | NO | [7 empty] | 0 | Fail | Please check "Phasing"
381527218 | CBJ24111 |  |  |  | VCBJ/PCE/J24111/MB24111 | 310360641 | Existing | RYB |  |  | CLOSED | CLOSED | LINK |  | 11 kV | [6 empty] | ABB |  |  | PE 24.11 SEJATI HOMES 1 | Unknown | Unknown | NO | NONE | DISTRIBUTION | TNB | WP PUTRAJAYA & CYBERJAYA | NO | Unknown |  |  |  | NO | [8 empty] | CBJ24111 | NO | [7 empty] | 3 | Pass | null
382986157 | PTJ14332 |  |  |  | VPTJ/PCE/J14331/MB14331 | 310338739 | Existing | RYB |  | PTJ14326 PE 14.32 (F2) | CLOSED | CLOSED | LINK |  | 11 kV | [6 empty] | INDKOM |  |  | PE 14.33 PERUMAHAN 14-6 NO 2 (F1) | Unknown | Unknown | NO | NONE | DISTRIBUTION | TNB | WP PUTRAJAYA & CYBERJAYA | NO | Unknown |  |  |  | NO | [8 empty] | PTJ14332 | NO | [7 empty] | 3 | Pass | null
382986162 | PTJ14331 |  |  |  | VPTJ/PCE/J14331/MB14331 | 310338739 | Existing | RYB |  | PTJ14226 PE 14.22 (F2) | CLOSED | CLOSED | LINK |  | 11 kV | [6 empty] | INDKOM |  |  | PE 14.33 PERUMAHAN 14-6 NO 2 (F1) | Unknown | Unknown | NO | NONE | DISTRIBUTION | TNB | WP PUTRAJAYA & CYBERJAYA | NO | Unknown |  |  |  | NO | [8 empty] | PTJ14331 | NO | [7 empty] | 3 | Pass | null
382986278 | PTJ14336 |  |  |  | VPTJ/PCE/J14332/MB14334 | 310338743 | Existing | RYB |  | PTJ14321 PE 14.32 (F1) | CLOSED | CLOSED | LINK |  | 11 kV | [6 empty] | INDKOM |  |  | PE 14.33 PERUMAHAN 14-6 NO 2 (F2) | Unknown | Unknown | NO | NONE | DISTRIBUTION | TNB | WP PUTRAJAYA & CYBERJAYA | NO | Unknown |  |  |  | NO | [8 empty] | PTJ14336 | NO | [7 empty] | 3 | Pass | null
382986283 | PTJ14334 |  |  |  | VPTJ/PCE/J14332/MB14334 | 310338743 | Existing | RYB |  | PTJ14223 PE 14.22 (F1) | CLOSED | CLOSED | LINK |  | 11 kV | [6 empty] | INDKOM |  |  | PE 14.33 PERUMAHAN 14-6 NO 2 (F2) | Unknown | Unknown | NO | NONE | DISTRIBUTION | TNB | WP PUTRAJAYA & CYBERJAYA | NO | Unknown |  |  |  | NO | [8 empty] | PTJ14334 | NO | [7 empty] | 3 | Pass | null
382986411 | PTJ14322 |  |  |  | VPTJ/PCE/J14321/MB14321 | 310338752 | Existing | RYB |  | PTJ14251 PE 14.25 KOMPLEKS SEK REN (F1) | CLOSED | CLOSED | LINK |  | 11 kV | [6 empty] | INDKOM |  |  | PE 14.32 PERUMAHAN 14-6 NO 1 (F1) | Unknown | Unknown | NO | NONE | DISTRIBUTION | TNB | WP PUTRAJAYA & CYBERJAYA | NO | Unknown |  |  |  | NO | [8 empty] | PTJ14322 | NO | [7 empty] | 3 | Pass | null
382986416 | PTJ14321 |  |  |  | VPTJ/PCE/J14321/MB14321 | 310338752 | Existing | RYB |  | PTJ14336 PE 14.33 (F2) | CLOSED | CLOSED | LINK |  | 11 kV | [6 empty] | INDKOM |  |  | PE 14.32 PERUMAHAN 14-6 NO 1 (F1) | Unknown | Unknown | NO | NONE | DISTRIBUTION | TNB | WP PUTRAJAYA & CYBERJAYA | NO | Unknown |  |  |  | NO | [8 empty] | PTJ14321 | NO | [7 empty] | 3 | Pass | null
382986532 | PTJ14324 |  |  |  | VPTJ/PCE/J14322/MB14324 | 310338747 | Existing | RYB |  | PTJ14254 PE 14.25 KOMPLEKS SEK REN (F2) | CLOSED | CLOSED | LINK |  | 11 kV | [6 empty] | SCHNEIDER |  |  | PE 14.32 PERUMAHAN 14-6 NO 1 (F2) | Unknown | Unknown | NO | NONE | DISTRIBUTION | TNB | WP PUTRAJAYA & CYBERJAYA | NO | Unknown |  |  |  | NO | [8 empty] | PTJ14324 | NO | [7 empty] | 3 | Pass | null
382986537 | PTJ14326 |  |  |  | VPTJ/PCE/J14322/MB14324 | 310338747 | Existing | RYB |  | PTJ14332 PE 14.33 (F1) | CLOSED | CLOSED | LINK |  | 11 kV | [6 empty] | SCHNEIDER |  |  | PE 14.32 PERUMAHAN 14-6 NO 1 (F2) | Unknown | Unknown | NO | NONE | DISTRIBUTION | TNB | WP PUTRAJAYA & CYBERJAYA | NO | Unknown |  |  |  | NO | [8 empty] | PTJ14326 | NO | [7 empty] | 3 | Pass | null
382986677 | CBJ24373 |  |  |  | VCBJ/PCE/J00127/MB1 | 310212579 | Existing | Unknown |  | CBJ24381 PE 24.38 KANVAS TOWER B | CLOSED | CLOSED | LINK |  | 11 kV | [6 empty] | SIEMENS |  |  | PE 24.37 KANVAS TOWER A | Unknown | Unknown | NO | NONE | DISTRIBUTION | TNB | WP PUTRAJAYA & CYBERJAYA | NO | Unknown |  |  |  | NO | [8 empty] | CBJ24373 | NO | [7 empty] | 0 | Fail | Please check "Phasing"
382986691 | CBJ24372 |  |  |  | VCBJ/PCE/J00127/MB1 | 310212579 | Existing | RYB |  | CBJ22665 PE 22.66 PRIMA 9 (F2) | CLOSED | CLOSED | LINK |  | 11 kV | [6 empty] | SIEMENS |  |  | PE 24.37 KANVAS TOWER A | Unknown | Unknown | NO | NONE | DISTRIBUTION | TNB | WP PUTRAJAYA & CYBERJAYA | NO | Unknown |  |  |  | NO | [8 empty] | CBJ24372 | NO | [7 empty] | 3 | Pass | null
382986899 | CBJ24382 |  |  |  | VCBJ/PCE/J00128/MB1 | 310158556 | Existing | Unknown |  | CBJ22314 SS 22.31 CSF (F2) | CLOSED | CLOSED | LINK |  | 11 kV | [6 empty] | INDKOM |  |  | PE 24.38 KANVAS TOWER B | Unknown | Unknown | NO | NONE | DISTRIBUTION | TNB | WP PUTRAJAYA & CYBERJAYA | NO | Unknown |  |  |  | NO | [8 empty] | CBJ24382 | NO | [7 empty] | 0 | Fail | Please check "Phasing"
382986913 | CBJ24381 |  |  |  | VCBJ/PCE/J00128/MB1 | 310158556 | Existing | RYB |  | CBJ24373 PE 24.37 KANVAS TOWER A | CLOSED | CLOSED | LINK |  | 11 kV | [6 empty] | INDKOM |  |  | PE 24.38 KANVAS TOWER B | Unknown | Unknown | NO | NONE | DISTRIBUTION | TNB | WP PUTRAJAYA & CYBERJAYA | NO | Unknown |  |  |  | NO | [8 empty] | CBJ24381 | NO | [7 empty] | 3 | Pass | null
382987133 | CBJ23262 |  |  |  | VCBJ/PCE/J23261/MB23261 | 310425257 | Existing | Unknown |  | CBJ23273 PE 23.27 V RESIDENCE 1 | CLOSED | CLOSED | LINK |  | 11 kV | [6 empty] | SIEMENS |  |  | PE 23.26 V RESIDENCE | Unknown | Unknown | NO | NONE | DISTRIBUTION | TNB | WP PUTRAJAYA & CYBERJAYA | NO | Unknown |  |  |  | NO | [8 empty] | CBJ23262 | NO | [7 empty] | 0 | Fail | Please check "Phasing"
382987147 | CBJ23263 |  |  |  | VCBJ/PCE/J23261/MB23261 | 310425257 | Existing | RYB |  | CBJ21073 PE 21.07 PADAT ROAD D | CLOSED | CLOSED | LINK |  | 11 kV | [6 empty] | SIEMENS |  |  | PE 23.26 V RESIDENCE | Unknown | Unknown | NO | NONE | DISTRIBUTION | TNB | WP PUTRAJAYA & CYBERJAYA | NO | Unknown |  |  |  | NO | [8 empty] | CBJ23263 | NO | [7 empty] | 3 | Pass | null
382987354 | CBJ23273 |  |  |  | VCBJ/PCE/J23271/MB23271 | 310425266 | Existing | RYB |  | CBJ23262 PE 23.26 V RESIDENCE | CLOSED | CLOSED | LINK |  | 11 kV | [9 empty] | PE 23.27 V RESIDENCE 1 | Unknown | Unknown | NO | NONE | DISTRIBUTION | TNB | WP PUTRAJAYA & CYBERJAYA | NO | Unknown |  |  |  | NO | [8 empty] | CBJ23273 | NO | [7 empty] | 3 | Pass | null
382987359 | CBJ23271 |  |  |  | VCBJ/PCE/J23271/MB23271 | 310425266 | Existing | RYB |  | CBJ21041 PE 21.04 PADAT B 15-2 | CLOSED | CLOSED | LINK |  | 11 kV | [9 empty] | PE 23.27 V RESIDENCE 1 | Unknown | Unknown | NO | NONE | DISTRIBUTION | TNB | WP PUTRAJAYA & CYBERJAYA | NO | Unknown |  |  |  | NO | [8 empty] | CBJ23271 | NO | [7 empty] | 3 | Pass | null
382987614 | CBJ24411 |  |  |  | VCBJ/PCE/J00133/MB1 | 310158581 | Existing | RYB |  | CBJ22792 SS 22.79 DCP2 (F1) | CLOSED | CLOSED | LINK |  | 11 kV | [9 empty] | PE 24.41 MAGIC VILLAGE | Unknown | Unknown | NO | NONE | DISTRIBUTION | TNB | WP PUTRAJAYA & CYBERJAYA | NO | Unknown |  |  |  | NO | [8 empty] | CBJ24411 | NO | [7 empty] | 3 | Pass | null
382987619 | CBJ24413 |  |  |  | VCBJ/PCE/J00133/MB1 | 310158581 | Existing | RYB |  | CBJ24231 SS 24.23 STAR CENTRAL F1 | CLOSED | CLOSED | LINK |  | 11 kV | [9 empty] | PE 24.41 MAGIC VILLAGE | Unknown | Unknown | NO | NONE | DISTRIBUTION | TNB | WP PUTRAJAYA & CYBERJAYA | NO | Unknown |  |  |  | NO | [8 empty] | CBJ24413 | NO | [7 empty] | 3 | Pass | null
383003383 | PTJ06054 |  |  |  | VPTJ/PCE/J00383/MB1 | 310159885 | Existing | RYB |  |  | CLOSED | CLOSED | LINK |  | 11 kV | [6 empty] | EPE |  |  | PE 6.05 BLOK 5A PPA1M (F2) | Unknown | Unknown | NO | NONE | DISTRIBUTION | TNB | WP PUTRAJAYA & CYBERJAYA | NO | Unknown |  |  |  | NO | [8 empty] | PTJ06054 | NO | [7 empty] | 3 | Pass | null
383003388 | PTJ06055 |  |  |  | VPTJ/PCE/J00383/MB1 | 310159885 | Existing | RYB |  |  | CLOSED | CLOSED | LINK |  | 11 kV | [6 empty] | EPE |  |  | PE 6.05 BLOK 5A PPA1M (F2) | Unknown | Unknown | NO | NONE | DISTRIBUTION | TNB | WP PUTRAJAYA & CYBERJAYA | NO | Unknown |  |  |  | NO | [8 empty] | PTJ06055 | NO | [7 empty] | 3 | Pass | null
383003504 | PTJ06052 |  |  |  | VPTJ/PCE/J00382/MB1 | 310159653 | Existing | RYB |  |  | CLOSED | CLOSED | LINK |  | 11 kV | [6 empty] | EPE |  |  | PE 6.05 BLOK 5A PPA1M (F1) | Unknown | Unknown | NO | NONE | DISTRIBUTION | TNB | WP PUTRAJAYA & CYBERJAYA | NO | Unknown |  |  |  | NO | [8 empty] | PTJ06052 | NO | [7 empty] | 3 | Pass | null
383003509 | PTJ06051 |  |  |  | VPTJ/PCE/J00382/MB1 | 310159653 | Existing | RYB |  |  | CLOSED | CLOSED | LINK |  | 11 kV | [6 empty] | EPE |  |  | PE 6.05 BLOK 5A PPA1M (F1) | Unknown | Unknown | NO | NONE | DISTRIBUTION | TNB | WP PUTRAJAYA & CYBERJAYA | NO | Unknown |  |  |  | NO | [8 empty] | PTJ06051 | NO | [7 empty] | 3 | Pass | null
383003627 | PTJ06045 |  |  |  | VPTJ/PCE/J00381/MB1 | 310213610 | Existing | RYB |  |  | CLOSED | CLOSED | LINK |  | 11 kV | [6 empty] | EPE |  |  | PE 6.04 BLOK 1 PPA1M (F2) | Unknown | Unknown | NO | NONE | DISTRIBUTION | TNB | WP PUTRAJAYA & CYBERJAYA | NO | Unknown |  |  |  | NO | [8 empty] | PTJ06045 | NO | [7 empty] | 3 | Pass | null
383003632 | PTJ06044 |  |  |  | VPTJ/PCE/J00381/MB1 | 310213610 | Existing | RYB |  |  | CLOSED | CLOSED | LINK |  | 11 kV | [6 empty] | EPE |  |  | PE 6.04 BLOK 1 PPA1M (F2) | Unknown | Unknown | NO | NONE | DISTRIBUTION | TNB | WP PUTRAJAYA & CYBERJAYA | NO | Unknown |  |  |  | NO | [8 empty] | PTJ06044 | NO | [7 empty] | 3 | Pass | null
383003748 | PTJ06042 |  |  |  | VPTJ/PCE/J00380/MB1 | 310213607 | Existing | RYB |  |  | CLOSED | CLOSED | LINK |  | 11 kV | [6 empty] | EPE |  |  | PE 6.04 BLOK 1 PPA1M (F1) | Unknown | Unknown | NO | NONE | DISTRIBUTION | TNB | WP PUTRAJAYA & CYBERJAYA | NO | Unknown |  |  |  | NO | [8 empty] | PTJ06042 | NO | [7 empty] | 3 | Pass | null
383003753 | PTJ06041 |  |  |  | VPTJ/PCE/J00380/MB1 | 310213607 | Existing | RYB |  |  | CLOSED | CLOSED | LINK |  | 11 kV | [6 empty] | EPE |  |  | PE 6.04 BLOK 1 PPA1M (F1) | Unknown | Unknown | NO | NONE | DISTRIBUTION | TNB | WP PUTRAJAYA & CYBERJAYA | NO | Unknown |  |  |  | NO | [8 empty] | PTJ06041 | NO | [7 empty] | 3 | Pass | null
383003915 | PTJ16321 |  |  |  | VPTJ/PCE/J16321/MB16321 | 310471639 | Existing | Unknown |  |  | CLOSED | CLOSED | LINK |  | 11 kV | [6 empty] | SCHNEIDER |  |  | PE 16.32 TEMP PPA1M P16D | Unknown | Unknown | NO | NONE | DISTRIBUTION | TNB | WP PUTRAJAYA & CYBERJAYA | NO | Unknown |  |  |  | NO | [8 empty] | PTJ16321 | NO | [7 empty] | 0 | Fail | Please check "Phasing"
383003917 | PTJ16323 |  |  |  | VPTJ/PCE/J16321/MB16321 | 310471639 | Existing | Unknown |  |  | CLOSED | CLOSED | LINK |  | 11 kV | [6 empty] | SCHNEIDER |  |  | PE 16.32 TEMP PPA1M P16D | Unknown | Unknown | NO | NONE | DISTRIBUTION | TNB | WP PUTRAJAYA & CYBERJAYA | NO | Unknown |  |  |  | NO | [8 empty] | PTJ16323 | NO | [7 empty] | 0 | Fail | Please check "Phasing"
383004175 | PTJ01681 |  |  |  | VPTJ/PCE/J01681/MB01681 | 310372353 | Existing | Unknown |  |  | CLOSED | CLOSED | LINK |  | 11 kV | [6 empty] | TAMCO |  |  | PE 1.68 TEMP PLOT Z1 & Z2 | Unknown | Unknown | NO | NONE | DISTRIBUTION | TNB | WP PUTRAJAYA & CYBERJAYA | NO | Unknown |  |  |  | NO | [8 empty] | PTJ01681 | NO | [7 empty] | 0 | Fail | Please check "Phasing"
383004177 | PTJ01683 |  |  |  | VPTJ/PCE/J01681/MB01681 | 310372353 | Existing | Unknown |  |  | CLOSED | CLOSED | LINK |  | 11 kV | [6 empty] | TAMCO |  |  | PE 1.68 TEMP PLOT Z1 & Z2 | Unknown | Unknown | NO | NONE | DISTRIBUTION | TNB | WP PUTRAJAYA & CYBERJAYA | NO | Unknown |  |  |  | NO | [8 empty] | PTJ01683 | NO | [7 empty] | 0 | Fail | Please check "Phasing"
383004450 | PTJ11641 |  |  |  | VPTJ/PCE/J11641/MB11641 | 300281093 | Existing | Unknown |  |  | CLOSED | CLOSED | LINK |  | 11 kV |  | 21/07/2009 |  |  |  |  | TAMCO |  |  | PE 11.64 ZON 10A (F1) | Unknown | Unknown | NO | NONE | DISTRIBUTION | TNB | WP PUTRAJAYA & CYBERJAYA | NO | Unknown |  |  |  | NO | [8 empty] | PTJ11641 | NO | [7 empty] | 0 | Fail | Please check "Phasing"
383004452 | PTJ11643 |  |  |  | VPTJ/PCE/J11641/MB11641 | 300281093 | Existing | Unknown |  |  | CLOSED | CLOSED | LINK |  | 11 kV |  | 21/07/2009 |  |  |  |  | TAMCO |  |  | PE 11.64 ZON 10A (F1) | Unknown | Unknown | NO | NONE | DISTRIBUTION | TNB | WP PUTRAJAYA & CYBERJAYA | NO | Unknown |  |  |  | NO | [8 empty] | PTJ11643 | NO | [7 empty] | 0 | Fail | Please check "Phasing"
383004565 | PTJ11644 |  |  |  | VPTJ/PCE/J11642/MB11644 | 300454762 | Existing | Unknown |  |  | CLOSED | CLOSED | LINK |  | 11 kV | [6 empty] | TAMCO |  |  | PE 11.64 ZON 10A (F2) | Unknown | Unknown | NO | NONE | DISTRIBUTION | TNB | WP PUTRAJAYA & CYBERJAYA | NO | Unknown |  |  |  | NO | [8 empty] | PTJ11644 | NO | [7 empty] | 0 | Fail | Please check "Phasing"
383004567 | PTJ11646 |  |  |  | VPTJ/PCE/J11642/MB11644 | 300454762 | Existing | Unknown |  |  | CLOSED | CLOSED | LINK |  | 11 kV | [6 empty] | TAMCO |  |  | PE 11.64 ZON 10A (F2) | Unknown | Unknown | NO | NONE | DISTRIBUTION | TNB | WP PUTRAJAYA & CYBERJAYA | NO | Unknown |  |  |  | NO | [8 empty] | PTJ11646 | NO | [7 empty] | 0 | Fail | Please check "Phasing"
383004685 | PTJ11651 |  |  |  | VPTJ/PCE/J11651/MB11651 | 300451360 | Existing | Unknown |  |  | CLOSED | CLOSED | LINK |  | 11 kV | [6 empty] | INDKOM |  |  | PE 11.65 ZON 10A2 (F1) | Unknown | Unknown | NO | NONE | DISTRIBUTION | TNB | WP PUTRAJAYA & CYBERJAYA | NO | Unknown |  |  |  | NO | [8 empty] | PTJ11651 | NO | [7 empty] | 0 | Fail | Please check "Phasing"
383004687 | PTJ11652 |  |  |  | VPTJ/PCE/J11651/MB11651 | 300451360 | Existing | Unknown |  |  | CLOSED | CLOSED | LINK |  | 11 kV | [6 empty] | INDKOM |  |  | PE 11.65 ZON 10A2 (F1) | Unknown | Unknown | NO | NONE | DISTRIBUTION | TNB | WP PUTRAJAYA & CYBERJAYA | NO | Unknown |  |  |  | NO | [8 empty] | PTJ11652 | NO | [7 empty] | 0 | Fail | Please check "Phasing"
383004800 | PTJ11654 |  |  |  | VPTJ/PCE/J11652/MB11654 | 300281094 | Existing | Unknown |  |  | CLOSED | CLOSED | LINK |  | 11 kV |  | 13/08/2009 |  |  |  |  | INDKOM |  |  | PE 11.65 ZON 10A2 (F2) | Unknown | Unknown | NO | NONE | DISTRIBUTION | TNB | WP PUTRAJAYA & CYBERJAYA | NO | Unknown |  |  |  | NO | [8 empty] | PTJ11654 | NO | [7 empty] | 0 | Fail | Please check "Phasing"
383004802 | PTJ11655 |  |  |  | VPTJ/PCE/J11652/MB11654 | 300281094 | Existing | Unknown |  |  | CLOSED | CLOSED | LINK |  | 11 kV |  | 13/08/2009 |  |  |  |  | INDKOM |  |  | PE 11.65 ZON 10A2 (F2) | Unknown | Unknown | NO | NONE | DISTRIBUTION | TNB | WP PUTRAJAYA & CYBERJAYA | NO | Unknown |  |  |  | NO | [8 empty] | PTJ11655 | NO | [7 empty] | 0 | Fail | Please check "Phasing"
383046376 | P1661 | [5 empty] | Existing | RYB |  |  | CLOSED | CLOSED | LINK |  | 11 kV | [9 empty] | BE KE PEMBANGUNAN PUSAT PENGAJIAN PERTAH | Unknown | Unknown | NO | NONE | DISTRIBUTION | TNB | WP PUTRAJAYA & CYBERJAYA | NO | Unknown |  |  |  | NO | [8 empty] | P1661 | NO | [7 empty] | 3 | Pass | null
383046381 | P1662 | [5 empty] | Existing | RYB |  |  | CLOSED | CLOSED | LINK |  | 11 kV | [9 empty] | BE KE PEMBANGUNAN PUSAT PENGAJIAN PERTAH | Unknown | Unknown | NO | NONE | DISTRIBUTION | TNB | WP PUTRAJAYA & CYBERJAYA | NO | Unknown |  |  |  | NO | [8 empty] | P1662 | NO | [7 empty] | 3 | Pass | null
383046490 | P1664 | [5 empty] | Existing | RYB |  |  | CLOSED | CLOSED | LINK |  | 11 kV | [10 empty] | Unknown | Unknown | NO | NONE | DISTRIBUTION | TNB | WP PUTRAJAYA & CYBERJAYA | NO | Unknown |  |  |  | NO | [8 empty] | P1664 | NO | [7 empty] | 3 | Pass | null
383046495 | P1665 | [5 empty] | Existing | RYB |  |  | CLOSED | CLOSED | LINK |  | 11 kV | [10 empty] | Unknown | Unknown | NO | NONE | DISTRIBUTION | TNB | WP PUTRAJAYA & CYBERJAYA | NO | Unknown |  |  |  | NO | [8 empty] | P1665 | NO | [7 empty] | 3 | Pass | null
383046616 | C23451 |  |  |  | VCBJ/PCE/J00164/MB1 | 310580315 | Existing | RYB |  |  | CLOSED | CLOSED | LINK |  | 11 kV | [9 empty] | D-CBJ-C17-0519 | Unknown | Unknown | NO | NONE | DISTRIBUTION | TNB | WP PUTRAJAYA & CYBERJAYA | NO | Unknown |  |  |  | NO | [8 empty] | C23451 | NO | [7 empty] | 3 | Pass | null
383046621 | C23453 |  |  |  | VCBJ/PCE/J00164/MB1 | 310580315 | Existing | RYB |  |  | CLOSED | CLOSED | LINK |  | 11 kV | [9 empty] | D-CBJ-C17-0519 | Unknown | Unknown | NO | NONE | DISTRIBUTION | TNB | WP PUTRAJAYA & CYBERJAYA | NO | Unknown |  |  |  | NO | [8 empty] | C23453 | NO | [7 empty] | 3 | Pass | null
383046856 | C25311 | [5 empty] | Existing | RYB |  |  | CLOSED | CLOSED | LINK |  | 11 kV | [9 empty] | D-CBJ-C16-0576 | Unknown | Unknown | NO | NONE | DISTRIBUTION | TNB | WP PUTRAJAYA & CYBERJAYA | NO | Unknown |  |  |  | NO | [8 empty] | C25311 | NO | [7 empty] | 3 | Pass | null
383046861 | C25313 | [5 empty] | Existing | RYB |  |  | CLOSED | CLOSED | LINK |  | 11 kV | [9 empty] | D-CBJ-C16-0576 | Unknown | Unknown | NO | NONE | DISTRIBUTION | TNB | WP PUTRAJAYA & CYBERJAYA | NO | Unknown |  |  |  | NO | [8 empty] | C25313 | NO | [7 empty] | 3 | Pass | null
383046970 | C25321 | [5 empty] | Existing | RYB |  |  | CLOSED | CLOSED | LINK |  | 11 kV | [9 empty] | D-CBJ-C16-0576 | Unknown | Unknown | NO | NONE | DISTRIBUTION | TNB | WP PUTRAJAYA & CYBERJAYA | NO | Unknown |  |  |  | NO | [8 empty] | C25321 | NO | [7 empty] | 3 | Pass | null
383046975 | C25323 | [5 empty] | Existing | RYB |  |  | CLOSED | CLOSED | LINK |  | 11 kV | [9 empty] | D-CBJ-C16-0576 | Unknown | Unknown | NO | NONE | DISTRIBUTION | TNB | WP PUTRAJAYA & CYBERJAYA | NO | Unknown |  |  |  | NO | [8 empty] | C25323 | NO | [7 empty] | 3 | Pass | null
383047084 | C25331 | [5 empty] | Existing | RYB |  |  | CLOSED | CLOSED | LINK |  | 11 kV | [9 empty] | D-CBJ-C16-0576 | Unknown | Unknown | NO | NONE | DISTRIBUTION | TNB | WP PUTRAJAYA & CYBERJAYA | NO | Unknown |  |  |  | NO | [8 empty] | C25331 | NO | [7 empty] | 3 | Pass | null
383047089 | C25333 | [5 empty] | Existing | RYB |  |  | CLOSED | CLOSED | LINK |  | 11 kV | [9 empty] | D-CBJ-C16-0576 | Unknown | Unknown | NO | NONE | DISTRIBUTION | TNB | WP PUTRAJAYA & CYBERJAYA | NO | Unknown |  |  |  | NO | [8 empty] | C25333 | NO | [7 empty] | 3 | Pass | null
383338302 | 30 |  |  |  | VPTJ/PPU/G00023/NB30 | 300519650 | Existing | Unknown |  |  | CLOSED |  | BUSBAR SECTION |  | 11 kV |  | 20150407 |  |  |  |  | EPE |  |  | PPU PUTRAJAYA NO 23 | Unknown | Unknown | Unknown | Unknown | DISTRIBUTION | TNB | WP PUTRAJAYA & CYBERJAYA | Unknown |  |  |  |  | Unknown | [8 empty] | 30 | [8 empty] | 0 | Fail | Please check "Phasing"
383338304 | [6 empty] | Existing | Unknown |  |  | CLOSED |  | MAIN |  | 11 kV | [9 empty] | PPU PUTRAJAYA NO 23 | Unknown | Unknown | Unknown | Unknown | DISTRIBUTION | TNB | WP PUTRAJAYA & CYBERJAYA | Unknown |  |  |  |  | Unknown | [17 empty] | 0 | Fail | Please check "Phasing"
383338318 | CBJ23402 |  |  |  | VCBJ/PCE/J00139/MB1 | 310386607 | Existing | Unknown |  | CBJ23411 PE 23.41 ECLIP TOWER 2 | CLOSED | CLOSED | LINK |  | 11 kV | [6 empty] | INDKOM |  |  | D-CBJ-C15-0468 | Unknown | Unknown | NO | NONE | DISTRIBUTION | TNB | WP PUTRAJAYA & CYBERJAYA | NO | Unknown |  |  |  | NO | [8 empty] | CBJ23402 | NO | [7 empty] | 0 | Fail | Please check "Phasing"
383338332 | CBJ23401 |  |  |  | VCBJ/PCE/J00139/MB1 | 310386607 | Existing | Unknown |  | CBJ24342 SS 24.34 TAMARIND SQUARE F1 | CLOSED | CLOSED | LINK |  | 11 kV | [6 empty] | INDKOM |  |  | D-CBJ-C15-0468 | Unknown | Unknown | NO | NONE | DISTRIBUTION | TNB | WP PUTRAJAYA & CYBERJAYA | NO | Unknown |  |  |  | NO | [8 empty] | CBJ23401 | NO | [7 empty] | 0 | Fail | Please check "Phasing"
383338537 | CBJ23414 |  |  |  | VCBJ/PCE/J00140/MB1 | 310341678 | Existing | Unknown |  | CBJ23181 SS 23.18 PARAGON | CLOSED | CLOSED | LINK |  | 11 kV | [6 empty] | TAMCO |  |  | D-CBJ-C15-0468 | Unknown | Unknown | NO | NONE | DISTRIBUTION | TNB | WP PUTRAJAYA & CYBERJAYA | NO | Unknown |  |  |  | NO | [8 empty] | CBJ23414 | NO | [7 empty] | 0 | Fail | Please check "Phasing"
383338551 | CBJ23411 |  |  |  | VCBJ/PCE/J00140/MB1 | 310341678 | Existing | Unknown |  | CBJ23402 PE 23.40 ECLIP TOWER 1 | CLOSED | CLOSED | LINK |  | 11 kV | [6 empty] | TAMCO |  |  | D-CBJ-C15-0468 | Unknown | Unknown | NO | NONE | DISTRIBUTION | TNB | WP PUTRAJAYA & CYBERJAYA | NO | Unknown |  |  |  | NO | [8 empty] | CBJ23411 | NO | [7 empty] | 0 | Fail | Please check "Phasing"
383497181 | CBJ23362 | [5 empty] | Existing | Unknown |  | CBJ23171 PE 23.17 TEMP SERI MUTIARA | CLOSED | CLOSED | LINK |  | 11 kV | [9 empty] | D-CBJ-C16-0575 | Unknown | Unknown | NO | NONE | DISTRIBUTION | TNB | WP PUTRAJAYA & CYBERJAYA | NO | Unknown |  |  |  | NO | [8 empty] | CBJ23362 | NO | [7 empty] | 0 | Fail | Please check "Phasing"
383497184 | CBJ23363 | [5 empty] | Existing | Unknown |  | PENGGUNA HT | CLOSED | CLOSED | LINK |  | 11 kV | [9 empty] | D-CBJ-C16-0575 | Unknown | Unknown | NO | NONE | DISTRIBUTION | TNB | WP PUTRAJAYA & CYBERJAYA | NO | Unknown |  |  |  | NO | [8 empty] | CBJ23363 | NO | [7 empty] | 0 | Fail | Please check "Phasing"
383497186 | CBJ23361 | [5 empty] | Existing | Unknown |  | CBJ23252 SS 23.25 MUTIARA VILLE 4 | CLOSED | CLOSED | LINK |  | 11 kV | [9 empty] | D-CBJ-C16-0575 | Unknown | Unknown | NO | NONE | DISTRIBUTION | TNB | WP PUTRAJAYA & CYBERJAYA | NO | Unknown |  |  |  | NO | [8 empty] | CBJ23361 | NO | [7 empty] | 0 | Fail | Please check "Phasing"
383497193 | CBJ23364 | [5 empty] | Existing | Unknown |  | PENGGUNA HT | CLOSED |  | LINK |  | 11 kV | [9 empty] | D-CBJ-C16-0575 | Unknown | Unknown | Unknown | Unknown | DISTRIBUTION | TNB | WP PUTRAJAYA & CYBERJAYA | Unknown |  |  |  |  | Unknown | [8 empty] | CBJ23364 | [8 empty] | 0 | Fail | Please check "Phasing"
384171301 | C25061 |  |  |  | VCBJ/PCE/J00152 |  | Existing | RYB |  |  | CLOSED | CLOSED | LINK |  | 11 kV | [9 empty] | D-CBJ-C16-0439 | Unknown | Unknown | NO | NONE | DISTRIBUTION | TNB | WP PUTRAJAYA & CYBERJAYA | NO | Unknown |  |  |  | NO | [8 empty] | C25061 | NO | [7 empty] | 3 | Pass | null
384171306 | C25062 |  |  |  | VCBJ/PCE/J00152 |  | Existing | RYB |  | CBJ25131 PE 25.13 SETIA RIMBA 1 | CLOSED | CLOSED | LINK |  | 11 kV | [9 empty] | D-CBJ-C16-0439 | Unknown | Unknown | NO | NONE | DISTRIBUTION | TNB | WP PUTRAJAYA & CYBERJAYA | NO | Unknown |  |  |  | NO | [8 empty] | C25062 | NO | [7 empty] | 3 | Pass | null
384171421 | C24454 | [5 empty] | Existing | RYB |  |  | CLOSED | CLOSED | LINK |  | 11 kV | [9 empty] | PE 24.45 CERIA CONDO B | Unknown | Unknown | NO | NONE | DISTRIBUTION | TNB | WP PUTRAJAYA & CYBERJAYA | NO | Unknown |  |  |  | NO | [8 empty] | C24454 | NO | [7 empty] | 3 | Pass | null
384171438 | C24451 | [5 empty] | Existing | RYB |  |  | CLOSED | CLOSED | LINK |  | 11 kV | [9 empty] | PE 24.45 CERIA CONDO B | Unknown | Unknown | NO | NONE | DISTRIBUTION | TNB | WP PUTRAJAYA & CYBERJAYA | NO | Unknown |  |  |  | NO | [8 empty] | C24451 | NO | [7 empty] | 3 | Pass | null
384171632 | C24444 | [5 empty] | Existing | RYB |  |  | CLOSED | CLOSED | LINK |  | 11 kV | [9 empty] | PE 24.44 CERIA CONDO A | Unknown | Unknown | NO | NONE | DISTRIBUTION | TNB | WP PUTRAJAYA & CYBERJAYA | NO | Unknown |  |  |  | NO | [8 empty] | C24444 | NO | [7 empty] | 3 | Pass | null
384171649 | C24441 | [5 empty] | Existing | RYB |  |  | CLOSED | CLOSED | LINK |  | 11 kV | [9 empty] | PE 24.44 CERIA CONDO A | Unknown | Unknown | NO | NONE | DISTRIBUTION | TNB | WP PUTRAJAYA & CYBERJAYA | NO | Unknown |  |  |  | NO | [8 empty] | C24441 | NO | [7 empty] | 3 | Pass | null
384171992 | C24461 | [5 empty] | Existing | RYB |  |  | CLOSED | CLOSED | LINK |  | 11 kV | [9 empty] | D-CBJ-C15-0497 | Unknown | Unknown | NO | NONE | DISTRIBUTION | TNB | WP PUTRAJAYA & CYBERJAYA | NO | Unknown |  |  |  | NO | [8 empty] | C24461 | NO | [7 empty] | 3 | Pass | null
384171997 | C24463 | [5 empty] | Existing | RYB |  |  | CLOSED | CLOSED | LINK |  | 11 kV | [9 empty] | D-CBJ-C15-0497 | Unknown | Unknown | NO | NONE | DISTRIBUTION | TNB | WP PUTRAJAYA & CYBERJAYA | NO | Unknown |  |  |  | NO | [8 empty] | C24463 | NO | [7 empty] | 3 | Pass | null
384304415 | C21393 | [5 empty] | Existing | RYB |  |  | CLOSED | CLOSED | LINK |  | 11 kV | [9 empty] | D-CBJ-C16-0532 | Unknown | Unknown | NO | NONE | DISTRIBUTION | TNB | WP PUTRAJAYA & CYBERJAYA | NO | Unknown |  |  |  | NO | [8 empty] | C21393 | NO | [7 empty] | 3 | Pass | null
384304420 | C21391 | [5 empty] | Existing | RYB |  |  | CLOSED | CLOSED | LINK |  | 11 kV | [9 empty] | D-CBJ-C16-0532 | Unknown | Unknown | NO | NONE | DISTRIBUTION | TNB | WP PUTRAJAYA & CYBERJAYA | NO | Unknown |  |  |  | NO | [8 empty] | C21391 | NO | [7 empty] | 3 | Pass | null
384605874 | [6 empty] | Existing | RYB |  |  | OPEN | OPEN | RESERVE |  | 33 kV | [9 empty] | PMU DATO ABU BAKAR BAGINDA-ABBA 132/33KV | Unknown | Unknown | NO | NONE | DISTRIBUTION | TNB | WP PUTRAJAYA & CYBERJAYA | Unknown |  |  |  |  | NO | [17 empty] | 3 | Pass | null
384605891 | [6 empty] | Existing | RYB |  |  | CLOSED | CLOSED | MAIN |  | 33 kV | [9 empty] | PMU DATO ABU BAKAR BAGINDA-ABBA 132/33KV | Unknown | Unknown | NO | NONE | DISTRIBUTION | TNB | WP PUTRAJAYA & CYBERJAYA | Unknown |  |  |  |  | NO | [17 empty] | 3 | Pass | null
384605896 | [6 empty] | Existing | RYB |  |  | CLOSED | CLOSED | MAIN |  | 33 kV | [9 empty] | PMU DATO ABU BAKAR BAGINDA-ABBA 132/33KV | Unknown | Unknown | NO | NONE | DISTRIBUTION | TNB | WP PUTRAJAYA & CYBERJAYA | NO | Unknown |  |  |  | NO | [17 empty] | 3 | Pass | null
384605907 | [6 empty] | Existing | RYB |  |  | CLOSED | CLOSED | MAIN |  | 33 kV | [9 empty] | PMU DATO ABU BAKAR BAGINDA-ABBA 132/33KV | Unknown | Unknown | NO | NONE | DISTRIBUTION | TNB | WP PUTRAJAYA & CYBERJAYA | NO | Unknown |  |  |  | NO | [17 empty] | 3 | Pass | null
384605911 | [6 empty] | Existing | RYB |  |  | OPEN | CLOSED | RESERVE |  | 33 kV | [9 empty] | PMU DATO ABU BAKAR BAGINDA-ABBA 132/33KV | Unknown | Unknown | NO | NONE | DISTRIBUTION | TNB | WP PUTRAJAYA & CYBERJAYA | NO | Unknown |  |  |  | NO | [17 empty] | 3 | Pass | null
384605919 | [6 empty] | Existing | RYB |  |  | OPEN | CLOSED | RESERVE |  | 33 kV | [9 empty] | PMU DATO ABU BAKAR BAGINDA-ABBA 132/33KV | Unknown | Unknown | NO | NONE | DISTRIBUTION | TNB | WP PUTRAJAYA & CYBERJAYA | NO | Unknown |  |  |  | NO | [17 empty] | 3 | Pass | null
384605925 | [6 empty] | Existing | RYB |  |  | OPEN | CLOSED | MAIN |  | 33 kV | [9 empty] | PMU DATO ABU BAKAR BAGINDA-ABBA 132/33KV | Unknown | Unknown | NO | NONE | DISTRIBUTION | TNB | WP PUTRAJAYA & CYBERJAYA | NO | Unknown |  |  |  | NO | [17 empty] | 3 | Pass | null
384605929 | [6 empty] | Existing | RYB |  |  | CLOSED | CLOSED | MAIN |  | 33 kV | [9 empty] | PMU DATO ABU BAKAR BAGINDA-ABBA 132/33KV | Unknown | Unknown | NO | NONE | DISTRIBUTION | TNB | WP PUTRAJAYA & CYBERJAYA | Unknown |  |  |  |  | NO | [17 empty] | 3 | Pass | null
384605937 | [6 empty] | Existing | RYB |  |  | CLOSED | CLOSED | MAIN |  | 33 kV | [9 empty] | PMU DATO ABU BAKAR BAGINDA-ABBA 132/33KV | Unknown | Unknown | NO | NONE | DISTRIBUTION | TNB | WP PUTRAJAYA & CYBERJAYA | Unknown |  |  |  |  | NO | [17 empty] | 3 | Pass | null
384605947 | [6 empty] | Existing | RYB |  |  | CLOSED | OPEN | RESERVE |  | 33 kV | [9 empty] | PMU DATO ABU BAKAR BAGINDA-ABBA 132/33KV | Unknown | Unknown | NO | NONE | DISTRIBUTION | TNB | WP PUTRAJAYA & CYBERJAYA | NO | Unknown |  |  |  | NO | [17 empty] | 3 | Pass | null
384605957 | [6 empty] | Existing | RYB |  |  | OPEN | CLOSED | RESERVE |  | 33 kV | [9 empty] | PMU DATO ABU BAKAR BAGINDA-ABBA 132/33KV | Unknown | Unknown | NO | NONE | DISTRIBUTION | TNB | WP PUTRAJAYA & CYBERJAYA | NO | Unknown |  |  |  | NO | [17 empty] | 3 | Pass | null
384605961 | [6 empty] | Existing | RYB |  |  | OPEN | CLOSED | RESERVE |  | 33 kV | [9 empty] | PMU DATO ABU BAKAR BAGINDA-ABBA 132/33KV | Unknown | Unknown | NO | NONE | DISTRIBUTION | TNB | WP PUTRAJAYA & CYBERJAYA | Unknown |  |  |  |  | NO | [17 empty] | 3 | Pass | null
384605983 | [6 empty] | Existing | RYB |  |  | CLOSED | CLOSED | MAIN |  | 33 kV | [9 empty] | PMU DATO ABU BAKAR BAGINDA-ABBA 132/33KV | Unknown | Unknown | NO | NONE | DISTRIBUTION | TNB | WP PUTRAJAYA & CYBERJAYA | NO | Unknown |  |  |  | NO | [17 empty] | 3 | Pass | null
384606013 | [6 empty] | Existing | RYB |  |  | CLOSED | CLOSED | MAIN |  | 33 kV | [9 empty] | PMU DATO ABU BAKAR BAGINDA-ABBA 132/33KV | Unknown | Unknown | NO | NONE | DISTRIBUTION | TNB | WP PUTRAJAYA & CYBERJAYA | NO | Unknown |  |  |  | NO | [17 empty] | 3 | Pass | null
384606017 | [6 empty] | Existing | RYB |  |  | OPEN | CLOSED | RESERVE |  | 33 kV | [9 empty] | PMU DATO ABU BAKAR BAGINDA-ABBA 132/33KV | Unknown | Unknown | NO | NONE | DISTRIBUTION | TNB | WP PUTRAJAYA & CYBERJAYA | Unknown |  |  |  |  | NO | [17 empty] | 3 | Pass | null
384606026 | [6 empty] | Existing | RYB |  |  | OPEN | OPEN | RESERVE |  | 33 kV | [9 empty] | PMU DATO ABU BAKAR BAGINDA-ABBA 132/33KV | Unknown | Unknown | NO | NONE | DISTRIBUTION | TNB | WP PUTRAJAYA & CYBERJAYA | Unknown |  |  |  |  | NO | [17 empty] | 3 | Pass | null
384606041 | [6 empty] | Existing | RYB |  |  | CLOSED | CLOSED | MAIN |  | 33 kV | [9 empty] | PMU DATO ABU BAKAR BAGINDA-ABBA 132/33KV | Unknown | Unknown | NO | NONE | DISTRIBUTION | TNB | WP PUTRAJAYA & CYBERJAYA | NO | Unknown |  |  |  | NO | [17 empty] | 3 | Pass | null
384606045 | [6 empty] | Existing | RYB |  |  | CLOSED | CLOSED | MAIN |  | 33 kV | [9 empty] | PMU DATO ABU BAKAR BAGINDA-ABBA 132/33KV | Unknown | Unknown | NO | NONE | DISTRIBUTION | TNB | WP PUTRAJAYA & CYBERJAYA | NO | Unknown |  |  |  | NO | [17 empty] | 3 | Pass | null
384606059 | [6 empty] | Existing | RYB |  |  | CLOSED | CLOSED | MAIN |  | 33 kV | [9 empty] | PMU DATO ABU BAKAR BAGINDA-ABBA 132/33KV | Unknown | Unknown | NO | NONE | DISTRIBUTION | TNB | WP PUTRAJAYA & CYBERJAYA | Unknown |  |  |  |  | NO | [17 empty] | 3 | Pass | null
384606072 | [6 empty] | Existing | RYB |  |  | OPEN | CLOSED | RESERVE |  | 33 kV | [9 empty] | PMU DATO ABU BAKAR BAGINDA-ABBA 132/33KV | Unknown | Unknown | NO | NONE | DISTRIBUTION | TNB | WP PUTRAJAYA & CYBERJAYA | Unknown |  |  |  |  | NO | [17 empty] | 3 | Pass | null
384606077 | [6 empty] | Existing | RYB |  |  | OPEN | CLOSED | RESERVE |  | 33 kV | [9 empty] | PMU DATO ABU BAKAR BAGINDA-ABBA 132/33KV | Unknown | Unknown | NO | NONE | DISTRIBUTION | TNB | WP PUTRAJAYA & CYBERJAYA | NO | Unknown |  |  |  | NO | [17 empty] | 3 | Pass | null
384606082 | [6 empty] | Existing | RYB |  |  | CLOSED | CLOSED | MAIN |  | 33 kV | [9 empty] | PMU DATO ABU BAKAR BAGINDA-ABBA 132/33KV | Unknown | Unknown | NO | NONE | DISTRIBUTION | TNB | WP PUTRAJAYA & CYBERJAYA | Unknown |  |  |  |  | NO | [17 empty] | 3 | Pass | null
384606087 | [6 empty] | Existing | RYB |  |  | OPEN | CLOSED | RESERVE |  | 33 kV | [9 empty] | PMU DATO ABU BAKAR BAGINDA-ABBA 132/33KV | Unknown | Unknown | NO | NONE | DISTRIBUTION | TNB | WP PUTRAJAYA & CYBERJAYA | NO | Unknown |  |  |  | NO | [17 empty] | 3 | Pass | null
384606116 | [6 empty] | Existing | RYB |  |  | OPEN | CLOSED | RESERVE |  | 33 kV | [9 empty] | PMU DATO ABU BAKAR BAGINDA-ABBA 132/33KV | Unknown | Unknown | NO | NONE | DISTRIBUTION | TNB | WP PUTRAJAYA & CYBERJAYA | Unknown |  |  |  |  | NO | [17 empty] | 3 | Pass | null
384606122 | [6 empty] | Existing | RYB |  |  | OPEN | CLOSED | RESERVE |  | 33 kV | [9 empty] | PMU DATO ABU BAKAR BAGINDA-ABBA 132/33KV | Unknown | Unknown | NO | NONE | DISTRIBUTION | TNB | WP PUTRAJAYA & CYBERJAYA | NO | Unknown |  |  |  | NO | [17 empty] | 3 | Pass | null
384606137 | [6 empty] | Existing | RYB |  |  | CLOSED | CLOSED | MAIN |  | 33 kV | [9 empty] | PMU DATO ABU BAKAR BAGINDA-ABBA 132/33KV | Unknown | Unknown | NO | NONE | DISTRIBUTION | TNB | WP PUTRAJAYA & CYBERJAYA | Unknown |  |  |  |  | NO | [17 empty] | 3 | Pass | null
384606148 | [6 empty] | Existing | RYB |  |  | OPEN | CLOSED | RESERVE |  | 33 kV | [9 empty] | PMU DATO ABU BAKAR BAGINDA-ABBA 132/33KV | Unknown | Unknown | NO | NONE | DISTRIBUTION | TNB | WP PUTRAJAYA & CYBERJAYA | Unknown |  |  |  |  | NO | [17 empty] | 3 | Pass | null
384606153 | [6 empty] | Existing | RYB |  |  | CLOSED | CLOSED | MAIN |  | 33 kV | [9 empty] | PMU DATO ABU BAKAR BAGINDA-ABBA 132/33KV | Unknown | Unknown | NO | NONE | DISTRIBUTION | TNB | WP PUTRAJAYA & CYBERJAYA | Unknown |  |  |  |  | NO | [17 empty] | 3 | Pass | null
384606165 | [6 empty] | Existing | RYB |  |  | OPEN | OPEN | RESERVE |  | 33 kV | [9 empty] | PMU DATO ABU BAKAR BAGINDA-ABBA 132/33KV | Unknown | Unknown | NO | NONE | DISTRIBUTION | TNB | WP PUTRAJAYA & CYBERJAYA | Unknown |  |  |  |  | NO | [17 empty] | 3 | Pass | null
384606182 | [6 empty] | Existing | RYB |  |  | OPEN | CLOSED | MAIN |  | 33 kV | [9 empty] | PMU DATO ABU BAKAR BAGINDA-ABBA 132/33KV | Unknown | Unknown | NO | NONE | DISTRIBUTION | TNB | WP PUTRAJAYA & CYBERJAYA | Unknown |  |  |  |  | NO | [17 empty] | 3 | Pass | null
384606187 | [6 empty] | Existing | RYB |  |  | CLOSED | CLOSED | MAIN |  | 33 kV | [9 empty] | PMU DATO ABU BAKAR BAGINDA-ABBA 132/33KV | Unknown | Unknown | NO | NONE | DISTRIBUTION | TNB | WP PUTRAJAYA & CYBERJAYA | NO | Unknown |  |  |  | NO | [17 empty] | 3 | Pass | null
384606198 | [6 empty] | Existing | RYB |  |  | CLOSED | CLOSED | MAIN |  | 33 kV | [9 empty] | PMU DATO ABU BAKAR BAGINDA-ABBA 132/33KV | Unknown | Unknown | NO | NONE | DISTRIBUTION | TNB | WP PUTRAJAYA & CYBERJAYA | NO | Unknown |  |  |  | NO | [17 empty] | 3 | Pass | null
384606202 | [6 empty] | Existing | RYB |  |  | OPEN | CLOSED | RESERVE |  | 33 kV | [9 empty] | PMU DATO ABU BAKAR BAGINDA-ABBA 132/33KV | Unknown | Unknown | NO | NONE | DISTRIBUTION | TNB | WP PUTRAJAYA & CYBERJAYA | NO | Unknown |  |  |  | NO | [17 empty] | 3 | Pass | null
384606210 | [6 empty] | Existing | RYB |  |  | OPEN | CLOSED | RESERVE |  | 33 kV | [9 empty] | PMU DATO ABU BAKAR BAGINDA-ABBA 132/33KV | Unknown | Unknown | NO | NONE | DISTRIBUTION | TNB | WP PUTRAJAYA & CYBERJAYA | NO | Unknown |  |  |  | NO | [17 empty] | 3 | Pass | null
384606216 | [6 empty] | Existing | RYB |  |  | CLOSED | CLOSED | MAIN |  | 33 kV | [9 empty] | PMU DATO ABU BAKAR BAGINDA-ABBA 132/33KV | Unknown | Unknown | NO | NONE | DISTRIBUTION | TNB | WP PUTRAJAYA & CYBERJAYA | NO | Unknown |  |  |  | NO | [17 empty] | 3 | Pass | null
384606220 | [6 empty] | Existing | RYB |  |  | CLOSED | CLOSED | MAIN |  | 33 kV | [9 empty] | PMU DATO ABU BAKAR BAGINDA-ABBA 132/33KV | Unknown | Unknown | NO | NONE | DISTRIBUTION | TNB | WP PUTRAJAYA & CYBERJAYA | Unknown |  |  |  |  | NO | [17 empty] | 3 | Pass | null
384606228 | [6 empty] | Existing | RYB |  |  | CLOSED | CLOSED | MAIN |  | 33 kV | [9 empty] | PMU DATO ABU BAKAR BAGINDA-ABBA 132/33KV | Unknown | Unknown | NO | NONE | DISTRIBUTION | TNB | WP PUTRAJAYA & CYBERJAYA | Unknown |  |  |  |  | NO | [17 empty] | 3 | Pass | null
384606238 | [6 empty] | Existing | RYB |  |  | OPEN | OPEN | RESERVE |  | 33 kV | [9 empty] | PMU DATO ABU BAKAR BAGINDA-ABBA 132/33KV | Unknown | Unknown | NO | NONE | DISTRIBUTION | TNB | WP PUTRAJAYA & CYBERJAYA | NO | Unknown |  |  |  | NO | [17 empty] | 3 | Pass | null
384606248 | [6 empty] | Existing | RYB |  |  | OPEN | CLOSED | RESERVE |  | 33 kV | [9 empty] | PMU DATO ABU BAKAR BAGINDA-ABBA 132/33KV | Unknown | Unknown | NO | NONE | DISTRIBUTION | TNB | WP PUTRAJAYA & CYBERJAYA | NO | Unknown |  |  |  | NO | [17 empty] | 3 | Pass | null
384606252 | [6 empty] | Existing | RYB |  |  | OPEN | CLOSED | RESERVE |  | 33 kV | [9 empty] | PMU DATO ABU BAKAR BAGINDA-ABBA 132/33KV | Unknown | Unknown | NO | NONE | DISTRIBUTION | TNB | WP PUTRAJAYA & CYBERJAYA | Unknown |  |  |  |  | NO | [17 empty] | 3 | Pass | null
384606274 | [6 empty] | Existing | RYB |  |  | CLOSED | CLOSED | MAIN |  | 33 kV | [9 empty] | PMU DATO ABU BAKAR BAGINDA-ABBA 132/33KV | Unknown | Unknown | NO | NONE | DISTRIBUTION | TNB | WP PUTRAJAYA & CYBERJAYA | NO | Unknown |  |  |  | NO | [17 empty] | 3 | Pass | null
384606304 | [6 empty] | Existing | RYB |  |  | CLOSED | CLOSED | MAIN |  | 33 kV | [9 empty] | PMU DATO ABU BAKAR BAGINDA-ABBA 132/33KV | Unknown | Unknown | NO | NONE | DISTRIBUTION | TNB | WP PUTRAJAYA & CYBERJAYA | NO | Unknown |  |  |  | NO | [17 empty] | 3 | Pass | null
384606308 | [6 empty] | Existing | RYB |  |  | OPEN | CLOSED | RESERVE |  | 33 kV | [9 empty] | PMU DATO ABU BAKAR BAGINDA-ABBA 132/33KV | Unknown | Unknown | NO | NONE | DISTRIBUTION | TNB | WP PUTRAJAYA & CYBERJAYA | Unknown |  |  |  |  | NO | [17 empty] | 3 | Pass | null
384606317 | [6 empty] | Existing | RYB |  |  | CLOSED | OPEN | RESERVE |  | 33 kV | [9 empty] | PMU DATO ABU BAKAR BAGINDA-ABBA 132/33KV | Unknown | Unknown | NO | NONE | DISTRIBUTION | TNB | WP PUTRAJAYA & CYBERJAYA | Unknown |  |  |  |  | NO | [17 empty] | 3 | Pass | null
384606332 | [6 empty] | Existing | RYB |  |  | CLOSED | CLOSED | MAIN |  | 33 kV | [9 empty] | PMU DATO ABU BAKAR BAGINDA-ABBA 132/33KV | Unknown | Unknown | NO | NONE | DISTRIBUTION | TNB | WP PUTRAJAYA & CYBERJAYA | NO | Unknown |  |  |  | NO | [17 empty] | 3 | Pass | null
384606336 | [6 empty] | Existing | RYB |  |  | CLOSED | CLOSED | MAIN |  | 33 kV | [9 empty] | PMU DATO ABU BAKAR BAGINDA-ABBA 132/33KV | Unknown | Unknown | NO | NONE | DISTRIBUTION | TNB | WP PUTRAJAYA & CYBERJAYA | NO | Unknown |  |  |  | NO | [17 empty] | 3 | Pass | null
384606350 | [6 empty] | Existing | RYB |  |  | CLOSED | CLOSED | MAIN |  | 33 kV | [9 empty] | PMU DATO ABU BAKAR BAGINDA-ABBA 132/33KV | Unknown | Unknown | NO | NONE | DISTRIBUTION | TNB | WP PUTRAJAYA & CYBERJAYA | Unknown |  |  |  |  | NO | [17 empty] | 3 | Pass | null
384606363 | [6 empty] | Existing | RYB |  |  | OPEN | CLOSED | RESERVE |  | 33 kV | [9 empty] | PMU DATO ABU BAKAR BAGINDA-ABBA 132/33KV | Unknown | Unknown | NO | NONE | DISTRIBUTION | TNB | WP PUTRAJAYA & CYBERJAYA | Unknown |  |  |  |  | NO | [17 empty] | 3 | Pass | null
384606368 | [6 empty] | Existing | RYB |  |  | OPEN | CLOSED | RESERVE |  | 33 kV | [9 empty] | PMU DATO ABU BAKAR BAGINDA-ABBA 132/33KV | Unknown | Unknown | NO | NONE | DISTRIBUTION | TNB | WP PUTRAJAYA & CYBERJAYA | NO | Unknown |  |  |  | NO | [17 empty] | 3 | Pass | null
384606373 | [6 empty] | Existing | RYB |  |  | CLOSED | CLOSED | MAIN |  | 33 kV | [9 empty] | PMU DATO ABU BAKAR BAGINDA-ABBA 132/33KV | Unknown | Unknown | NO | NONE | DISTRIBUTION | TNB | WP PUTRAJAYA & CYBERJAYA | Unknown |  |  |  |  | NO | [17 empty] | 3 | Pass | null
384606378 | [6 empty] | Existing | RYB |  |  | OPEN | CLOSED | RESERVE |  | 33 kV | [9 empty] | PMU DATO ABU BAKAR BAGINDA-ABBA 132/33KV | Unknown | Unknown | NO | NONE | DISTRIBUTION | TNB | WP PUTRAJAYA & CYBERJAYA | NO | Unknown |  |  |  | NO | [17 empty] | 3 | Pass | null
384606407 | [6 empty] | Existing | RYB |  |  | OPEN | CLOSED | RESERVE |  | 33 kV | [9 empty] | PMU DATO ABU BAKAR BAGINDA-ABBA 132/33KV | Unknown | Unknown | NO | NONE | DISTRIBUTION | TNB | WP PUTRAJAYA & CYBERJAYA | Unknown |  |  |  |  | NO | [17 empty] | 3 | Pass | null
384606413 | [6 empty] | Existing | RYB |  |  | OPEN | CLOSED | RESERVE |  | 33 kV | [9 empty] | PMU DATO ABU BAKAR BAGINDA-ABBA 132/33KV | Unknown | Unknown | NO | NONE | DISTRIBUTION | TNB | WP PUTRAJAYA & CYBERJAYA | NO | Unknown |  |  |  | NO | [17 empty] | 3 | Pass | null
384606428 | [6 empty] | Existing | RYB |  |  | CLOSED | CLOSED | MAIN |  | 33 kV | [9 empty] | PMU DATO ABU BAKAR BAGINDA-ABBA 132/33KV | Unknown | Unknown | NO | NONE | DISTRIBUTION | TNB | WP PUTRAJAYA & CYBERJAYA | Unknown |  |  |  |  | NO | [17 empty] | 3 | Pass | null
384606439 | [6 empty] | Existing | RYB |  |  | OPEN | CLOSED | RESERVE |  | 33 kV | [9 empty] | PMU DATO ABU BAKAR BAGINDA-ABBA 132/33KV | Unknown | Unknown | NO | NONE | DISTRIBUTION | TNB | WP PUTRAJAYA & CYBERJAYA | Unknown |  |  |  |  | NO | [17 empty] | 3 | Pass | null
384606444 | [6 empty] | Existing | RYB |  |  | CLOSED | CLOSED | MAIN |  | 33 kV | [9 empty] | PMU DATO ABU BAKAR BAGINDA-ABBA 132/33KV | Unknown | Unknown | NO | NONE | DISTRIBUTION | TNB | WP PUTRAJAYA & CYBERJAYA | Unknown |  |  |  |  | NO | [17 empty] | 3 | Pass | null
384607076 | [6 empty] | Existing | RYB |  |  | CLOSED | CLOSED | MAIN |  | 11 kV | [9 empty] | PMU DATO ABU BAKAR BAGINDA-ABBA 33/11KV | Unknown | Unknown | NO | NONE | DISTRIBUTION | TNB | WP PUTRAJAYA & CYBERJAYA | NO | Unknown |  |  |  | NO | [17 empty] | 3 | Pass | null
384607084 | [6 empty] | Existing | RYB |  |  | CLOSED | CLOSED | MAIN |  | 11 kV | [9 empty] | PMU DATO ABU BAKAR BAGINDA-ABBA 33/11KV | Unknown | Unknown | NO | NONE | DISTRIBUTION | TNB | WP PUTRAJAYA & CYBERJAYA | NO | Unknown |  |  |  | NO | [17 empty] | 3 | Pass | null
384607104 | [6 empty] | Existing | RYB |  |  | OPEN | CLOSED | MAIN |  | 11 kV | [9 empty] | PMU DATO ABU BAKAR BAGINDA-ABBA 33/11KV | Unknown | Unknown | NO | NONE | DISTRIBUTION | TNB | WP PUTRAJAYA & CYBERJAYA | NO | Unknown |  |  |  | NO | [17 empty] | 3 | Pass | null
384607124 | [6 empty] | Existing | RYB |  |  | OPEN | CLOSED | MAIN |  | 11 kV | [9 empty] | PMU DATO ABU BAKAR BAGINDA-ABBA 33/11KV | Unknown | Unknown | NO | NONE | DISTRIBUTION | TNB | WP PUTRAJAYA & CYBERJAYA | NO | Unknown |  |  |  | NO | [17 empty] | 3 | Pass | null
384607140 | [6 empty] | Existing | RYB |  |  | CLOSED | CLOSED | MAIN |  | 11 kV | [9 empty] | PMU DATO ABU BAKAR BAGINDA-ABBA 33/11KV | Unknown | Unknown | NO | NONE | DISTRIBUTION | TNB | WP PUTRAJAYA & CYBERJAYA | NO | Unknown |  |  |  | NO | [17 empty] | 3 | Pass | null
384607151 | [6 empty] | Existing | RYB |  |  | OPEN | OPEN | RESERVE |  | 11 kV | [9 empty] | PMU DATO ABU BAKAR BAGINDA-ABBA 33/11KV | Unknown | Unknown | NO | NONE | DISTRIBUTION | TNB | WP PUTRAJAYA & CYBERJAYA | NO | Unknown |  |  |  | NO | [17 empty] | 3 | Pass | null
384607163 | [6 empty] | Existing | RYB |  |  | OPEN | OPEN | MAIN |  | 11 kV | [9 empty] | PMU DATO ABU BAKAR BAGINDA-ABBA 33/11KV | Unknown | Unknown | NO | NONE | DISTRIBUTION | TNB | WP PUTRAJAYA & CYBERJAYA | NO | Unknown |  |  |  | NO | [17 empty] | 3 | Pass | null
384607179 | [6 empty] | Existing | RYB |  |  | CLOSED | CLOSED | MAIN |  | 11 kV | [9 empty] | PMU DATO ABU BAKAR BAGINDA-ABBA 33/11KV | Unknown | Unknown | NO | NONE | DISTRIBUTION | TNB | WP PUTRAJAYA & CYBERJAYA | NO | Unknown |  |  |  | NO | [17 empty] | 3 | Pass | null
384607183 | [6 empty] | Existing | RYB |  |  | OPEN | CLOSED | MAIN |  | 11 kV | [9 empty] | PMU DATO ABU BAKAR BAGINDA-ABBA 33/11KV | Unknown | Unknown | NO | NONE | DISTRIBUTION | TNB | WP PUTRAJAYA & CYBERJAYA | NO | Unknown |  |  |  | NO | [17 empty] | 3 | Pass | null
384607204 | [6 empty] | Existing | RYB |  |  | OPEN | OPEN | RESERVE |  | 11 kV | [9 empty] | PMU DATO ABU BAKAR BAGINDA-ABBA 33/11KV | Unknown | Unknown | NO | NONE | DISTRIBUTION | TNB | WP PUTRAJAYA & CYBERJAYA | NO | Unknown |  |  |  | NO | [17 empty] | 3 | Pass | null
384607220 | [6 empty] | Existing | RYB |  |  | CLOSED | CLOSED | MAIN |  | 11 kV | [9 empty] | PMU DATO ABU BAKAR BAGINDA-ABBA 33/11KV | Unknown | Unknown | NO | NONE | DISTRIBUTION | TNB | WP PUTRAJAYA & CYBERJAYA | NO | Unknown |  |  |  | NO | [17 empty] | 3 | Pass | null
384607227 | [6 empty] | Existing | RYB |  |  | OPEN | CLOSED | MAIN |  | 11 kV | [9 empty] | PMU DATO ABU BAKAR BAGINDA-ABBA 33/11KV | Unknown | Unknown | NO | NONE | DISTRIBUTION | TNB | WP PUTRAJAYA & CYBERJAYA | NO | Unknown |  |  |  | NO | [17 empty] | 3 | Pass | null
384607238 | [6 empty] | Existing | RYB |  |  | OPEN | OPEN | RESERVE |  | 11 kV | [9 empty] | PMU DATO ABU BAKAR BAGINDA-ABBA 33/11KV | Unknown | Unknown | NO | NONE | DISTRIBUTION | TNB | WP PUTRAJAYA & CYBERJAYA | NO | Unknown |  |  |  | NO | [17 empty] | 3 | Pass | null
384607254 | [6 empty] | Existing | RYB |  |  | CLOSED | OPEN | RESERVE |  | 11 kV | [9 empty] | PMU DATO ABU BAKAR BAGINDA-ABBA 33/11KV | Unknown | Unknown | NO | NONE | DISTRIBUTION | TNB | WP PUTRAJAYA & CYBERJAYA | NO | Unknown |  |  |  | NO | [17 empty] | 3 | Pass | null
384607258 | [6 empty] | Existing | RYB |  |  | OPEN | OPEN | RESERVE |  | 11 kV | [9 empty] | PMU DATO ABU BAKAR BAGINDA-ABBA 33/11KV | Unknown | Unknown | NO | NONE | DISTRIBUTION | TNB | WP PUTRAJAYA & CYBERJAYA | NO | Unknown |  |  |  | NO | [17 empty] | 3 | Pass | null
384607265 | [6 empty] | Existing | RYB |  |  | CLOSED | OPEN | RESERVE |  | 11 kV | [9 empty] | PMU DATO ABU BAKAR BAGINDA-ABBA 33/11KV | Unknown | Unknown | NO | NONE | DISTRIBUTION | TNB | WP PUTRAJAYA & CYBERJAYA | NO | Unknown |  |  |  | NO | [17 empty] | 3 | Pass | null
384607280 | [6 empty] | Existing | RYB |  |  | CLOSED | OPEN | RESERVE |  | 11 kV | [9 empty] | PMU DATO ABU BAKAR BAGINDA-ABBA 33/11KV | Unknown | Unknown | NO | NONE | DISTRIBUTION | TNB | WP PUTRAJAYA & CYBERJAYA | NO | Unknown |  |  |  | NO | [17 empty] | 3 | Pass | null
384607292 | [6 empty] | Existing | RYB |  |  | CLOSED | OPEN | RESERVE |  | 11 kV | [9 empty] | PMU DATO ABU BAKAR BAGINDA-ABBA 33/11KV | Unknown | Unknown | NO | NONE | DISTRIBUTION | TNB | WP PUTRAJAYA & CYBERJAYA | NO | Unknown |  |  |  | NO | [17 empty] | 3 | Pass | null
384607299 | [6 empty] | Existing | RYB |  |  | OPEN | OPEN | RESERVE |  | 11 kV | [9 empty] | PMU DATO ABU BAKAR BAGINDA-ABBA 33/11KV | Unknown | Unknown | NO | NONE | DISTRIBUTION | TNB | WP PUTRAJAYA & CYBERJAYA | NO | Unknown |  |  |  | NO | [17 empty] | 3 | Pass | null
384607324 | [6 empty] | Existing | RYB |  |  | OPEN | CLOSED | MAIN |  | 11 kV | [9 empty] | PMU DATO ABU BAKAR BAGINDA-ABBA 33/11KV | Unknown | Unknown | NO | NONE | DISTRIBUTION | TNB | WP PUTRAJAYA & CYBERJAYA | NO | Unknown |  |  |  | NO | [17 empty] | 3 | Pass | null
384607332 | [6 empty] | Existing | RYB |  |  | CLOSED | OPEN | RESERVE |  | 11 kV | [9 empty] | PMU DATO ABU BAKAR BAGINDA-ABBA 33/11KV | Unknown | Unknown | NO | NONE | DISTRIBUTION | TNB | WP PUTRAJAYA & CYBERJAYA | NO | Unknown |  |  |  | NO | [17 empty] | 3 | Pass | null
384607342 | [6 empty] | Existing | RYB |  |  | OPEN | CLOSED | MAIN |  | 11 kV | [9 empty] | PMU DATO ABU BAKAR BAGINDA-ABBA 33/11KV | Unknown | Unknown | NO | NONE | DISTRIBUTION | TNB | WP PUTRAJAYA & CYBERJAYA | NO | Unknown |  |  |  | NO | [17 empty] | 3 | Pass | null
384607346 | [6 empty] | Existing | RYB |  |  | OPEN | CLOSED | MAIN |  | 11 kV | [9 empty] | PMU DATO ABU BAKAR BAGINDA-ABBA 33/11KV | Unknown | Unknown | NO | NONE | DISTRIBUTION | TNB | WP PUTRAJAYA & CYBERJAYA | NO | Unknown |  |  |  | NO | [17 empty] | 3 | Pass | null
384607350 | [6 empty] | Existing | RYB |  |  | CLOSED | OPEN | RESERVE |  | 11 kV | [9 empty] | PMU DATO ABU BAKAR BAGINDA-ABBA 33/11KV | Unknown | Unknown | NO | NONE | DISTRIBUTION | TNB | WP PUTRAJAYA & CYBERJAYA | NO | Unknown |  |  |  | NO | [17 empty] | 3 | Pass | null
384607360 | [6 empty] | Existing | RYB |  |  | OPEN | CLOSED | MAIN |  | 11 kV | [9 empty] | PMU DATO ABU BAKAR BAGINDA-ABBA 33/11KV | Unknown | Unknown | NO | NONE | DISTRIBUTION | TNB | WP PUTRAJAYA & CYBERJAYA | NO | Unknown |  |  |  | NO | [17 empty] | 3 | Pass | null
384607365 | [6 empty] | Existing | RYB |  |  | OPEN | CLOSED | MAIN |  | 11 kV | [9 empty] | PMU DATO ABU BAKAR BAGINDA-ABBA 33/11KV | Unknown | Unknown | NO | NONE | DISTRIBUTION | TNB | WP PUTRAJAYA & CYBERJAYA | NO | Unknown |  |  |  | NO | [17 empty] | 3 | Pass | null
384607400 | [6 empty] | Existing | RYB |  |  | CLOSED | CLOSED | MAIN |  | 11 kV | [9 empty] | PMU DATO ABU BAKAR BAGINDA-ABBA 33/11KV | Unknown | Unknown | NO | NONE | DISTRIBUTION | TNB | WP PUTRAJAYA & CYBERJAYA | NO | Unknown |  |  |  | NO | [17 empty] | 3 | Pass | null
384607404 | [6 empty] | Existing | RYB |  |  | OPEN | OPEN | RESERVE |  | 11 kV | [9 empty] | PMU DATO ABU BAKAR BAGINDA-ABBA 33/11KV | Unknown | Unknown | NO | NONE | DISTRIBUTION | TNB | WP PUTRAJAYA & CYBERJAYA | NO | Unknown |  |  |  | NO | [17 empty] | 3 | Pass | null
384607410 | [6 empty] | Existing | RYB |  |  | CLOSED | OPEN | RESERVE |  | 11 kV | [9 empty] | PMU DATO ABU BAKAR BAGINDA-ABBA 33/11KV | Unknown | Unknown | NO | NONE | DISTRIBUTION | TNB | WP PUTRAJAYA & CYBERJAYA | NO | Unknown |  |  |  | NO | [17 empty] | 3 | Pass | null
384607415 | [6 empty] | Existing | RYB |  |  | OPEN | OPEN | RESERVE |  | 11 kV | [9 empty] | PMU DATO ABU BAKAR BAGINDA-ABBA 33/11KV | Unknown | Unknown | NO | NONE | DISTRIBUTION | TNB | WP PUTRAJAYA & CYBERJAYA | NO | Unknown |  |  |  | NO | [17 empty] | 3 | Pass | null
384607423 | [6 empty] | Existing | RYB |  |  | CLOSED | CLOSED | MAIN |  | 11 kV | [9 empty] | PMU DATO ABU BAKAR BAGINDA-ABBA 33/11KV | Unknown | Unknown | NO | NONE | DISTRIBUTION | TNB | WP PUTRAJAYA & CYBERJAYA | NO | Unknown |  |  |  | NO | [17 empty] | 3 | Pass | null
384607429 | [6 empty] | Existing | RYB |  |  | OPEN | OPEN | RESERVE |  | 11 kV | [9 empty] | PMU DATO ABU BAKAR BAGINDA-ABBA 33/11KV | Unknown | Unknown | NO | NONE | DISTRIBUTION | TNB | WP PUTRAJAYA & CYBERJAYA | NO | Unknown |  |  |  | NO | [17 empty] | 3 | Pass | null
385025807 | P17231 | [5 empty] | Existing | RYB |  |  | CLOSED | CLOSED | LINK |  | 11 kV | [10 empty] | Unknown | Unknown | NO | NONE | DISTRIBUTION | TNB | WP PUTRAJAYA & CYBERJAYA | NO | Unknown |  |  |  | NO | [8 empty] | P17231 | NO | [7 empty] | 3 | Pass | null
385025812 | P17232 | [5 empty] | Existing | RYB |  |  | CLOSED | CLOSED | LINK |  | 11 kV | [10 empty] | Unknown | Unknown | NO | NONE | DISTRIBUTION | TNB | WP PUTRAJAYA & CYBERJAYA | NO | Unknown |  |  |  | NO | [8 empty] | P17232 | NO | [7 empty] | 3 | Pass | null
385026629 | 24434 | [5 empty] | Existing | RYB |  |  | CLOSED | CLOSED | LINK |  | 11 kV | [9 empty] | D-CBJ-C16-0566 | Unknown | Unknown | NO | NONE | DISTRIBUTION | TNB | WP PUTRAJAYA & CYBERJAYA | NO | Unknown |  |  |  | NO | [8 empty] | 24434 | NO | [7 empty] | 3 | Pass | null
385026646 | 24431 | [5 empty] | Existing | RYB |  |  | CLOSED | CLOSED | LINK |  | 11 kV | [9 empty] | D-CBJ-C16-0566 | Unknown | Unknown | NO | NONE | DISTRIBUTION | TNB | WP PUTRAJAYA & CYBERJAYA | NO | Unknown |  |  |  | NO | [8 empty] | 24431 | NO | [7 empty] | 3 | Pass | null
389013173 | [6 empty] | Existing | RYB |  |  | CLOSED | CLOSED | LINK |  | 11 kV | [9 empty] | PE 24.06 SYMPHONY HILLS 1 | Unknown | Unknown | NO | NONE | DISTRIBUTION | TNB | WP PUTRAJAYA & CYBERJAYA | NO | Unknown |  |  |  | NO | [9 empty] | NO | [7 empty] | 3 | Pass | null
389013190 | [6 empty] | Existing | RYB |  |  | CLOSED | CLOSED | LINK |  | 11 kV | [9 empty] | PE 24.06 SYMPHONY HILLS 1 | Unknown | Unknown | NO | NONE | DISTRIBUTION | TNB | WP PUTRAJAYA & CYBERJAYA | NO | Unknown |  |  |  | NO | [9 empty] | NO | [7 empty] | 3 | Pass | null
389470097 | CBJ24501 | [5 empty] | Existing | RYB |  |  | CLOSED | CLOSED | LINK |  | 11 kV | [9 empty] | D-CBJ-C15-0506 | Unknown | Unknown | NO | NONE | DISTRIBUTION | TNB | WP PUTRAJAYA & CYBERJAYA | NO | Unknown |  |  |  | NO | [8 empty] | CBJ24501 | NO | [7 empty] | 3 | Pass | null
389470102 | CBJ24502 | [5 empty] | Existing | RYB |  |  | CLOSED | CLOSED | LINK |  | 11 kV | [9 empty] | D-CBJ-C15-0506 | Unknown | Unknown | NO | NONE | DISTRIBUTION | TNB | WP PUTRAJAYA & CYBERJAYA | NO | Unknown |  |  |  | NO | [8 empty] | CBJ24502 | NO | [7 empty] | 3 | Pass | null
390114619 | PTJ14096 |  |  |  | VPTJ/PCE/J14092/MB14094 | 300455138 | Existing | RYB |  |  | CLOSED | CLOSED | LINK |  | 11 kV | [9 empty] | PE 14.09 PERUMAHAN 14-4 (F2) | Unknown | Unknown | NO | NONE | DISTRIBUTION | TNB | WP PUTRAJAYA & CYBERJAYA | NO | Unknown |  |  |  | NO | [8 empty] | PTJ14096 | NO | [7 empty] | 3 | Pass | null
390114624 | PTJ14094 |  |  |  | VPTJ/PCE/J14092/MB14094 | 300455138 | Existing | RYB |  |  | CLOSED | CLOSED | LINK |  | 11 kV | [9 empty] | PE 14.09 PERUMAHAN 14-4 (F2) | Unknown | Unknown | NO | NONE | DISTRIBUTION | TNB | WP PUTRAJAYA & CYBERJAYA | NO | Unknown |  |  |  | NO | [8 empty] | PTJ14094 | NO | [7 empty] | 3 | Pass | null
390865647 | P11792 | [5 empty] | Existing | RYB |  |  | CLOSED | CLOSED | LINK |  | 11 kV | [10 empty] | Unknown | Unknown | NO | NONE | DISTRIBUTION | TNB | WP PUTRAJAYA & CYBERJAYA | NO | Unknown |  |  |  | NO | [8 empty] | P11792 | NO | [7 empty] | 3 | Pass | null
390865652 | P11791 | [5 empty] | Existing | RYB |  |  | CLOSED | CLOSED | LINK |  | 11 kV | [10 empty] | Unknown | Unknown | NO | NONE | DISTRIBUTION | TNB | WP PUTRAJAYA & CYBERJAYA | NO | Unknown |  |  |  | NO | [8 empty] | P11791 | NO | [7 empty] | 3 | Pass | null