## MV UG Conductor
Id | Owner Type | Owner Name | Operational Area | Status | Phasing | Nominal Voltage | Assumed? | Data Quality Class | ERMS Functional Location | ERMS Equipment No | Label | From | To | Actual Length | Calculated Length | ERMS System Status | ERMS User Status | Remarks | MV UG Cables | MV UG Annotations
658620 | TNB | DISTRIBUTION | WP PUTRAJAYA & CYBERJAYA | Existing | RYB | 11 kV |  |  |  |  | 240_TRIPLEX_AL_XLPE | PE 8.28 APT C6 F1: PTJ08281 | PE 8.23 PS8 (F1): PTJ08232 |  | 195.296 m |  |  |  | 3 | 2
658627 | TNB | DISTRIBUTION | WP PUTRAJAYA & CYBERJAYA | Existing | RYB | Unknown |  |  |  |  | 240_TRIPLEX_AL_XLPE | PE 8.28 APT C6 F2: PTJ08284 | PE 8.23 PS8 (F2): PTJ08235 |  | 201.822 m |  |  |  | 3 | 2
658643 | TNB | DISTRIBUTION | WP PUTRAJAYA & CYBERJAYA | Existing | RYB | Unknown |  |  |  |  | 240_TRIPLEX_AL_XLPE | PE 8.19 APT A (EFI) (F2): PTJ08194 | PE 8.27 APT C5 (F2): PTJ08275 |  | 494.861 m |  |  |  | 3 | 2
658652 | TNB | DISTRIBUTION | WP PUTRAJAYA & CYBERJAYA | Existing | RYB | Unknown |  |  |  |  | 240_TRIPLEX_AL_XLPE | PE 8.27 APT C5 (F2): PTJ08274 | PE 8.28 APT C6 F2: PTJ08285 |  | 468.345 m |  |  |  | 3 | 2
658764 | TNB | DISTRIBUTION | WP PUTRAJAYA & CYBERJAYA | Existing | RYB | Unknown |  |  |  |  | 240_TRIPLEX_AL_XLPE | PE 8.19 APT A (EFI) (F1): PTJ08191 | PE 8.27 APT C5 (F1): PTJ08273 |  | 498.778 m |  |  |  | 3 | 2
1026316 | TNB | DISTRIBUTION | WP PUTRAJAYA & CYBERJAYA | Existing | RYB | 11 kV |  |  |  |  | 240_3C_AL_XLPE | PE 22.77 - PS2-8 F1: CBJ22773 | PE 22.76 - STP B F1: CBJ22761 |  | 1148.671 m |  |  |  | 3 | 1
1026318 | TNB | DISTRIBUTION | WP PUTRAJAYA & CYBERJAYA | Existing | RYB | 11 kV |  |  |  |  | 240_TRIPLEX_AL_XLPE | PE 22.77 - PS2-8 F2: CBJ22774 | PE 22.69 KRU STUDIO F2: CBJ22696 |  | 561.055 m |  |  |  | 3 | 2
1040337 | TNB | DISTRIBUTION | WP PUTRAJAYA & CYBERJAYA | Existing | RYB | 11 kV |  |  |  |  | 240_TRIPLEX_AL_XLPE | PE 21.34 PS5 F1: CBJ21343 | SS 21.09 KOMPLEKS TELEKOM CBJ 1 F1: CBJ21091 |  | 783.540 m |  |  |  | 3 | 6
1040383 | TNB | DISTRIBUTION | WP PUTRAJAYA & CYBERJAYA | Existing | RYB | 11 kV |  |  |  |  | 240_TRIPLEX_AL_XLPE | PE 22.42 32 UNIT S/LOT BLOK B F1: CBJ24221 | PE 22.70 CBD PERDANA 2A F1: CBJ22703 |  | 422.768 m |  |  |  | 3 | 1
1040387 | TNB | DISTRIBUTION | WP PUTRAJAYA & CYBERJAYA | Existing | RYB | Unknown |  |  |  |  | 240_TRIPLEX_AL_XLPE | PE 22.41 32 UNIT S/LOT BLOK A F2: CBJ22414 | PE 22.42 32 UNIT S/LOT BLOK B F2: CBJ22426 |  | 62.608 m |  |  |  | 3 | 2
1043484 | TNB | DISTRIBUTION | WP PUTRAJAYA & CYBERJAYA | Existing | RYB | 11 kV |  |  |  |  | 240_TRIPLEX_AL_XLPE | PPU PTJ2: VCB 3 | PE 11.07 PADAT ZON 1: PTJ11071 |  | 1293.329 m |  |  | CB3 | 3 | 4
1043486 | TNB | DISTRIBUTION | WP PUTRAJAYA & CYBERJAYA | Existing | RYB | 11 kV |  |  |  |  | 240_TRIPLEX_AL_XLPE | PE 11.07 PADAT ZON 1: PTJ11073 | PE 11.04 P11A1/12 TERES (EFI) (F1): PTJ11041 |  | 1146.990 m |  |  |  | 3 | 2
1069243 | TNB | DISTRIBUTION | WP PUTRAJAYA & CYBERJAYA | Existing | RYB | Unknown |  |  |  |  | 240_TRIPLEX_AL_XLPE | PE 15.35 FASA 15-1A (F2): PTJ15356 | PE 15.36 FASA 15-1B(F2): PTJ15364 |  | 493.720 m |  |  |  | 3 | 0
1069284 | TNB | DISTRIBUTION | WP PUTRAJAYA & CYBERJAYA | Existing | RYB | Unknown |  |  |  |  | 240_TRIPLEX_AL_XLPE | PE 15.38 FASA 15-3B (F1): PTJ15382 | PE 15.39 FASA 15-3A (F1): PTJ15391 |  | 529.392 m |  |  |  | 3 | 2
1069385 | TNB | DISTRIBUTION | WP PUTRAJAYA & CYBERJAYA | Existing | RYB | Unknown |  |  |  |  | 240_TRIPLEX_AL_XLPE | PE 15.39 FASA 15-3A (F1): PTJ15392 | PE 15.37 FASA 15-2 (F1): PTJ15371 |  | 533.490 m |  |  |  | 3 | 2
1069388 | TNB | DISTRIBUTION | WP PUTRAJAYA & CYBERJAYA | Existing | RYB | Unknown |  |  |  |  | 240_TRIPLEX_AL_XLPE | PE 15.39 FASA 15-3A (F2): PTJ15395 | PE 15.37 FASA 15-2 (F2): PTJ15374 |  | 517.885 m |  |  |  | 3 | 2
1069390 | TNB | DISTRIBUTION | WP PUTRAJAYA & CYBERJAYA | Existing | RYB | Unknown |  |  |  |  | 240_TRIPLEX_AL_XLPE | PE 15.54 DWIPUTRA NO 1 (F1): PTJ15541 | PE 15.35 FASA 15-1A (F1): PTJ15351 |  | 490.469 m |  |  |  | 3 | 7
1069424 | TNB | DISTRIBUTION | WP PUTRAJAYA & CYBERJAYA | Existing | RYB | Unknown |  |  |  |  | 240_TRIPLEX_AL_XLPE | PE 15.37 FASA 15-2 (F1): PTJ15372 | PE 15.05 BLOK D2 (1) (EFI) (F1): PTJ15051 [OFF] |  | 2352.316 m |  |  |  | 3 | 0
1069441 | TNB | DISTRIBUTION | WP PUTRAJAYA & CYBERJAYA | Existing | RYB | Unknown |  |  |  |  | 240_TRIPLEX_AL_XLPE | PE 15.54 DWIPUTRA NO 1 (F2): PTJ15544 | PE 15.35 FASA 15-1A (F2): PTJ15354 |  | 490.249 m |  |  |  | 3 | 7
1069507 | TNB | DISTRIBUTION | WP PUTRAJAYA & CYBERJAYA | Existing | RYB | Unknown |  |  |  |  | 240_TRIPLEX_AL_XLPE | PE 15.36 FASA 15-1B(F2): PTJ15365 | PE 15.38 FASA 15-3B (F2): PTJ15384 |  | 1109.789 m |  |  |  | 3 | 0
1262475 | TNB | DISTRIBUTION | WP PUTRAJAYA & CYBERJAYA | Existing | RYB | Unknown |  |  |  |  | 240_TRIPLEX_AL_XLPE | PE 10.15 MINI GOLF: PTJ01312 | PE 10.04 P10 D BANGLO (F1): PTJ10041 |  | 361.077 m |  |  |  | 3 | 2
1262478 | TNB | DISTRIBUTION | WP PUTRAJAYA & CYBERJAYA | Existing | RYB | Unknown |  |  |  |  | 240_TRIPLEX_AL_XLPE | PE 10.03 P10 C BANGLOW (F1): PTJ10032 | PE 10.15 MINI GOLF: PTJ01311 |  | 1164.829 m |  |  |  | 3 | 1
2091248 | TNB | DISTRIBUTION | WP PUTRAJAYA & CYBERJAYA | Existing | RYB | 33 kV |  |  |  |  | 630_1C_AL_XLPE | SSU IDCB 33KV: | PPU CYB7: VCB 3P5 |  | 2212.153 m |  |  |  | 3 | 0
2138440 | TNB | DISTRIBUTION | WP PUTRAJAYA & CYBERJAYA | Existing | RYB | 11 kV |  |  |  |  | 500_1C_AL_XLPE | PPU CYB9: VCB 2 | SS 22.79 DCP2 F1: C22791 |  | 119.362 m |  |  |  | 3 | 0
2529222 | TNB | DISTRIBUTION | WP PUTRAJAYA & CYBERJAYA | Existing | RYB | 11 kV |  |  |  |  | 240_TRIPLEX_AL_XLPE | PE 11.60 TERES ZON 9B (F1): PTJ11601 | PE 11.74 TERES ZON C (F2): PTJ11745 |  | 1358.625 m |  |  |  | 3 | 0
2529233 | TNB | DISTRIBUTION | WP PUTRAJAYA & CYBERJAYA | Existing | RYB | 11 kV |  |  |  |  | 240_TRIPLEX_AL_XLPE | PE 11.75 TEMP PPA1M PR 11: PTJ11751 | PE 11.24 TERES ZON 9A (F1): PTJ11245 |  | 640.002 m |  |  |  | 3 | 0
4608825 | TNB | DISTRIBUTION | WP PUTRAJAYA & CYBERJAYA | Existing | RYB | 11 kV |  |  |  |  | 240_TRIPLEX_AL_XLPE | PE 18.06 18R5 (F2): PTJ18066 | PE 18.26 APT. 18R4 (F2): PTJ18265 |  | 482.365 m |  |  |  | 3 | 1
4608837 | TNB | DISTRIBUTION | WP PUTRAJAYA & CYBERJAYA | Existing | RYB | 11 kV |  |  |  |  | 240_TRIPLEX_AL_XLPE | PE 18.04 PERUMAHAN 18R7: PTJ18043 | PE 18.05 PERUMAHAN 18R5 Fasa 2(F1): PTJ18051 |  | 406.117 m |  |  |  | 3 | 1
4745547 | TNB | DISTRIBUTION | WP PUTRAJAYA & CYBERJAYA | Existing | RYB | 11 kV |  |  |  |  | 240_TRIPLEX_AL_XLPE | PE 14.03 C/S S/L: PTJ14033 | PE 14.05 PERUMAHAN 14-11 (F2): PTJ14056 |  | 403.342 m |  |  |  | 3 | 1
4745558 | TNB | DISTRIBUTION | WP PUTRAJAYA & CYBERJAYA | Existing | RYB | 11 kV |  |  |  |  | 240_TRIPLEX_AL_XLPE | PE 14.05 PERUMAHAN 14-11 (F1): PTJ14051 | PE 14.07 Perumahan 14-5B (F1): P14071 |  | 798.019 m |  |  |  | 3 | 2
4745603 | TNB | DISTRIBUTION | WP PUTRAJAYA & CYBERJAYA | Existing | RYB | 11 kV |  |  |  |  | 7X_500_1C_CU_PVC/PVC |  |  |  | 1.007 m |  |  |  | 7 | 0
4745714 | TNB | DISTRIBUTION | WP PUTRAJAYA & CYBERJAYA | Existing | RYB | 11 kV |  |  |  |  | 7X_500_1C_CU_PVC/PVC |  |  |  | 1.058 m |  |  |  | 7 | 0
6127822 | TNB | DISTRIBUTION | WP PUTRAJAYA & CYBERJAYA | Existing | RYB | 11 kV |  |  |  |  | 240_TRIPLEX_AL_XLPE | PE 15.22 PADAT WR 6: PTJ15221 | PE 15.45 Blok C1 15-12B (F1): PTJ15452 |  | 931.081 m |  |  |  | 3 | 2
6424458 | TNB | DISTRIBUTION | WP PUTRAJAYA & CYBERJAYA | Existing | RYB | 11 kV |  |  |  |  | 240_TRIPLEX_AL_XLPE | PE 8.16 RD 2B L. SENTOSA: PTJ08161 | PE 8.30 8C1 (F1): PTJ08302 |  | 976.324 m |  |  |  | 3 | 1
6424470 | TNB | DISTRIBUTION | WP PUTRAJAYA & CYBERJAYA | Existing | RYB | 11 kV |  |  |  |  | 240_TRIPLEX_AL_XLPE | PE 8.41 BLOK D 8R4 F2: PTJ08414 | PE 8.31 8C3 F2: PTJ08316 |  | 762.933 m |  |  |  | 3 | 1
7751254 | TNB | DISTRIBUTION | WP PUTRAJAYA & CYBERJAYA | Existing | RYB | 11 kV |  |  |  |  | 240_TRIPLEX_AL_XLPE | PE 21.98 PADAT PETRONAS CYBER 3: CBJ21982 | PE 21.01 NTT F1: CBJ21011 |  | 1009.228 m |  |  |  | 3 | 3
8871600 | TNB | DISTRIBUTION | WP PUTRAJAYA & CYBERJAYA | Existing | RYB | 11 kV |  |  |  |  | 240_TRIPLEX_AL_XLPE | PE 22.42 32 UNIT S/LOT BLOK B F2: CBJ22424 | PE 22.70 CBD PERDANA 2A F2: CBJ22706 |  | 409.299 m |  |  |  | 3 | 1
8871693 | TNB | DISTRIBUTION | WP PUTRAJAYA & CYBERJAYA | Existing | RYB | 11 kV |  |  |  |  | 240_TRIPLEX_AL_XLPE | PE 22.70 CBD PERDANA 2A F1: CBJ22701 | PE 22.71 CBD PERDANA 2B F1: CBJ22712 |  | 156.305 m |  |  |  | 3 | 0
8871695 | TNB | DISTRIBUTION | WP PUTRAJAYA & CYBERJAYA | Existing | RYB | 11 kV |  |  |  |  | 240_TRIPLEX_AL_XLPE | PE 22.70 CBD PERDANA 2A F2: CBJ22704 | PE 22.71 CBD PERDANA 2B F2: CBJ22716 |  | 136.918 m |  |  |  | 3 | 0
8871697 | TNB | DISTRIBUTION | WP PUTRAJAYA & CYBERJAYA | Existing | RYB | 11 kV |  |  |  |  | 240_TRIPLEX_AL_XLPE | SS 21.29 HSBC F2: C21295 | PE 22.83 CBD PERDANA 2D F2: CBJ22824 [OFF] |  | 1304.894 m |  |  |  | 3 | 0
8953066 | TNB | DISTRIBUTION | WP PUTRAJAYA & CYBERJAYA | Existing | RYB | 11 kV |  |  |  |  | 240_TRIPLEX_AL_XLPE | PE 22.71 CBD PERDANA 2B F2: CBJ22715 | PE 22.82 CBD PERDANA 2C F2: CBJ22825 |  | 153.117 m |  |  |  | 3 | 0
12676005 | TNB | DISTRIBUTION | WP PUTRAJAYA & CYBERJAYA | Existing | RYB | 33 kV |  |  |  |  | 630_1C_AL_XLPE | PMU SRDG: VCB 5L5 | PPU CYB6: VCB 3P5 |  | 13726.872 m |  |  |  | 3 | 11
12676063 | TNB | DISTRIBUTION | WP PUTRAJAYA & CYBERJAYA | Existing | RYB | 11 kV |  |  |  |  | 500_1C_AL_XLPE | PMU CBJN 132/11KV: VCB 6 [OFF] | SS 21.62 BLOK A IT PARK F2: C21624 |  | 3309.967 m |  |  | PMU CBJN: VCB 6 [OFF] | 3 | 0
14286235 | TNB | DISTRIBUTION | WP PUTRAJAYA & CYBERJAYA | Existing | RYB | 11 kV |  |  |  |  | 240_TRIPLEX_AL_XLPE | PE 17.08 BLOK E 17RK2 (F1): PTJ17082 | PE 17.07 BLOK C 17RK2 (F1): PTJ17071 |  | 285.306 m |  |  |  | 3 | 0
14286237 | TNB | DISTRIBUTION | WP PUTRAJAYA & CYBERJAYA | Existing | RYB | 11 kV |  |  |  |  | 240_TRIPLEX_AL_XLPE | PE 17.08 BLOK E 17RK2 (F2): PTJ17085 | PE 17.07 BLOK C 17RK2 (F2): PTJ17074 |  | 288.552 m |  |  |  | 3 | 0
14286239 | TNB | DISTRIBUTION | WP PUTRAJAYA & CYBERJAYA | Existing | RYB | 11 kV | YES |  |  |  | 240_TRIPLEX_AL_XLPE | D-PTJ-C15-0989: P17151 | PE 17.09 SEK REN PRESINT 17 F1: PTJ17093 |  | 606.635 m |  |  |  | 3 | 0
14286241 | TNB | DISTRIBUTION | WP PUTRAJAYA & CYBERJAYA | Existing | RYB | 11 kV | YES |  |  |  | 240_TRIPLEX_AL_XLPE | D-PTJ-C15-0989: P17165 | PE 17.06 BLOK A 17RK2 (F2): PTJ17064 |  | 399.149 m |  |  |  | 3 | 0
14745732 | TNB | DISTRIBUTION | WP PUTRAJAYA & CYBERJAYA | Existing | RYB | 11 kV |  |  |  |  | 240_TRIPLEX_AL_XLPE | PE 22.67 KWDI 1 F2: CBJ22675 | PE 22.74 KWDI 3 F2: CBJ22744 | 230.000 m | 370.543 m |  |  |  | 3 | 0
14745893 | TNB | DISTRIBUTION | WP PUTRAJAYA & CYBERJAYA | Existing | RYB | 33 kV |  |  |  |  | 7X_500_1C_CU_PVC/PVC |  |  |  | 1.396 m |  |  |  | 7 | 0
14745954 | TNB | DISTRIBUTION | WP PUTRAJAYA & CYBERJAYA | Existing | RYB | Unknown |  |  |  |  | 7X_500_1C_CU_PVC/PVC |  |  |  | 1.192 m |  |  |  | 7 | 0
14805786 | TNB | DISTRIBUTION | WP PUTRAJAYA & CYBERJAYA | Existing | RYB | 11 kV |  |  |  |  | 240_TRIPLEX_AL_XLPE | PE 21.01 NTT F1: CBJ21012 | SS 21.92 NTT DATA CENTRE F1: CBJ21921 |  | 762.082 m |  |  |  | 3 | 0
14805790 | TNB | DISTRIBUTION | WP PUTRAJAYA & CYBERJAYA | Existing | RYB | 11 kV |  |  |  |  | 240_TRIPLEX_AL_XLPE | PE 21.01 NTT F2: CBJ21016 | SS 21.92 NTT DATA CENTRE F2: CBJ21924 |  | 750.528 m |  |  |  | 3 | 0
15475614 | TNB | DISTRIBUTION | WP PUTRAJAYA & CYBERJAYA | Existing | RYB | 11 kV |  |  |  |  | 240_TRIPLEX_AL_XLPE | PE 11.18 P11 H/1 TERES (EFI) (F1): PTJ11181 | PE 11.17 ZON 7B (F1): PTJ11172 |  | 70.396 m |  |  |  | 3 | 0
15475623 | TNB | DISTRIBUTION | WP PUTRAJAYA & CYBERJAYA | Existing | RYB | 11 kV |  |  |  |  | 240_TRIPLEX_AL_XLPE | PE 11.18 P11 H/1 TERES (EFI) (F2): PTJ11184 | PE 11.17 ZON 7B (F2): PTJ11175 |  | 86.806 m |  |  |  | 3 | 0
15475632 | TNB | DISTRIBUTION | WP PUTRAJAYA & CYBERJAYA | Existing | RYB | 11 kV |  |  |  |  | 7X_500_1C_CU_PVC/PVC |  |  |  | 1.186 m |  |  |  | 7 | 0
15475697 | TNB | DISTRIBUTION | WP PUTRAJAYA & CYBERJAYA | Existing | RYB | 11 kV |  |  |  |  | 7X_500_1C_CU_PVC/PVC |  |  |  | 1.346 m |  |  |  | 7 | 0
15688535 | TNB | DISTRIBUTION | WP PUTRAJAYA & CYBERJAYA | Existing | RYB | 11 kV |  |  |  |  | 240_TRIPLEX_AL_XLPE | PPU PTJ2: VCB 13 | PE 8.24 SERI SAUJANA (BR 8): PTJ08243 |  | 4814.070 m |  |  | CB13 | 3 | 18
15688583 | TNB | DISTRIBUTION | WP PUTRAJAYA & CYBERJAYA | Existing | RYB | 11 kV |  |  |  |  | 240_TRIPLEX_AL_XLPE | PE 21.75 LAKEVIEW WEST 1: CBJ21754 | PE 22.48 LOT 12082 FASA 1B F2: CBJ22484 |  | 685.664 m |  |  |  | 3 | 1
15688655 | TNB | DISTRIBUTION | WP PUTRAJAYA & CYBERJAYA | Existing | RYB | 11 kV |  |  |  |  | 240_TRIPLEX_AL_XLPE | PE 21.08 CENTURY SQUARE 2300 F1: CBJ21081 | PE 22.90 SHAFBURY APT BLOK B: CBJ22902 |  | 517.479 m |  |  |  | 3 | 5
15688667 | TNB | DISTRIBUTION | WP PUTRAJAYA & CYBERJAYA | Existing | RYB | 11 kV |  |  |  |  | 240_TRIPLEX_AL_XLPE | PPU CYB7: VCB 11 | SS 22.84 SHAFBURY KEDAI PEJABAT F2: CBJ22844 |  | 515.688 m |  |  | CB11 | 3 | 6
15688875 | TNB | DISTRIBUTION | WP PUTRAJAYA & CYBERJAYA | Existing | RYB | 33 kV |  |  |  |  | 630_1C_AL_XLPE | PMU CBJN 132/33KV: VCB 8L5 | PPU CYB7: VCB 4P5 |  | 7172.439 m |  |  | PMU CBJN: VCB 8L5 | 3 | 6
15688891 | TNB | DISTRIBUTION | WP PUTRAJAYA & CYBERJAYA | Existing | RYB | 11 kV |  |  |  |  | 240_TRIPLEX_AL_XLPE | SS 23.08 THE PLACE NO 1: C23082 | PE 21.01 NTT F2: CBJ21015 |  | 1027.699 m |  |  |  | 3 | 3
15689061 | TNB | DISTRIBUTION | WP PUTRAJAYA & CYBERJAYA | Existing | RYB | 11 kV |  |  |  |  | 240_TRIPLEX_AL_XLPE | PE 21.26 PUSAT KAWAL SELIA F2: CBJ21265 | SS 21.59 SME 2 F2: CBJ21594 |  | 1525.940 m |  |  |  | 3 | 2
15689077 | TNB | DISTRIBUTION | WP PUTRAJAYA & CYBERJAYA | Existing | RYB | 11 kV |  |  |  |  | 240_TRIPLEX_AL_XLPE | SS 21.55 SME TECHNOPRENEUR CENTRE F2: CBJ21558 | PE 21.26 PUSAT KAWAL SELIA F2: CBJ21264 |  | 409.915 m |  |  |  | 3 | 2
15689094 | TNB | DISTRIBUTION | WP PUTRAJAYA & CYBERJAYA | Existing | RYB | 11 kV |  |  |  |  | 240_TRIPLEX_AL_XLPE | PE 21.26 PUSAT KAWAL SELIA F1: CBJ21261 | SS 21.55 SME TECHNOPRENEUR CENTRE F1: CBJ21554 |  | 387.819 m |  |  |  | 3 | 2
15689731 | TNB | DISTRIBUTION | WP PUTRAJAYA & CYBERJAYA | Existing | RYB | 11 kV |  |  |  |  | 240_TRIPLEX_AL_XLPE | PPU CYB7: VCB 1 | SS 22.36 SKMM F2: CBJ22364 |  | 1148.826 m |  |  | CB1 | 3 | 6
15689735 | TNB | DISTRIBUTION | WP PUTRAJAYA & CYBERJAYA | Existing | RYB | 11 kV |  |  |  |  | 240_TRIPLEX_AL_XLPE | PPU CYB7: VCB 2 | SS 22.36 SKMM F1: CBJ22361 |  | 1136.703 m |  |  | CB2 | 3 | 6
15689755 | TNB | DISTRIBUTION | WP PUTRAJAYA & CYBERJAYA | Existing | RYB | 11 kV |  |  |  |  | 240_TRIPLEX_AL_XLPE | SS 22.84 SHAFBURY KEDAI PEJABAT F1: CBJ22841 | PPU CYB7: VCB 10 [OFF] |  | 504.946 m |  |  | CB10 | 3 | 6
15690082 | TNB | DISTRIBUTION | WP PUTRAJAYA & CYBERJAYA | Existing | RYB | 11 kV |  |  |  |  | 240_TRIPLEX_AL_XLPE | SS 1.08 C4 (F2): PTJ1081 |  |  | 1219.764 m |  |  |  | 3 | 6
15690171 | TNB | DISTRIBUTION | WP PUTRAJAYA & CYBERJAYA | Existing | RYB | 11 kV |  |  |  |  | 240_TRIPLEX_AL_XLPE | SS 21.47 LIM KOK WING F1: CBJ21472 | PE 23.09 THE PLACE NO 2: CBJ23091 |  | 733.850 m |  |  |  | 3 | 1
16115402 | TNB | DISTRIBUTION | WP PUTRAJAYA & CYBERJAYA | Existing | RYB | 11 kV |  |  |  |  | 240_TRIPLEX_AL_XLPE | PPU PTJ6: VCB 9 | SS 1.08 C4 (F1): PTJ1084 |  | 1222.210 m |  |  |  | 3 | 6
16115497 | TNB | DISTRIBUTION | WP PUTRAJAYA & CYBERJAYA | Existing | RYB | 11 kV |  |  |  |  | 240_TRIPLEX_AL_XLPE | SS 1.14 C5 (F2): PTJ1142 | SS 1.13 C6 (F2): PTJ1131 |  | 179.325 m |  |  |  | 3 | 1
16115534 | TNB | DISTRIBUTION | WP PUTRAJAYA & CYBERJAYA | Existing | RYB | 11 kV |  |  |  |  | 240_TRIPLEX_AL_XLPE | SS 1.13 C6 (F1): PTJ1135 | SS 1.14 C5 (F1): PTJ1144 |  | 166.386 m |  |  |  | 3 | 2
16116665 | TNB | DISTRIBUTION | WP PUTRAJAYA & CYBERJAYA | Existing | RYB | 11 kV |  |  |  |  | 240_TRIPLEX_AL_XLPE | PPU PTJ4: VCB 11 | SS 1.14 C5 (F2): PTJ1141 |  | 1568.986 m |  |  | CB11 | 3 | 10
16116673 | TNB | DISTRIBUTION | WP PUTRAJAYA & CYBERJAYA | Existing | RYB | 11 kV | YES |  |  |  | 240_TRIPLEX_AL_XLPE | PPU PTJ4: VCB 5 | D-PTJ-C15-0735: P1665 |  | 920.991 m |  |  | CB5 | 3 | 8
16116697 | TNB | DISTRIBUTION | WP PUTRAJAYA & CYBERJAYA | Existing | RYB | 11 kV | YES |  |  |  | 240_TRIPLEX_AL_XLPE | PPU PTJ4: VCB 6 | BE KE PEMBANGUNAN PUSAT PENGAJIAN PERTAH: P1662 |  | 911.965 m |  |  | CB6 | 3 | 8
16116760 | TNB | DISTRIBUTION | WP PUTRAJAYA & CYBERJAYA | Existing | RYB | 11 kV |  |  |  |  | 240_TRIPLEX_AL_XLPE | PPU PTJ4: VCB 9 | SS 1.15 D1 (F1): PTJ01151 |  | 929.477 m |  |  | CB9 | 3 | 5
16136998 | TNB | DISTRIBUTION | WP PUTRAJAYA & CYBERJAYA | Existing | RYB | 11 kV |  |  |  |  | 240_TRIPLEX_AL_XLPE | PE 14.14 BLOK A (EFI) (F1): PTJ14141 | PE 14.31 P'PURI 14-12 BLOK B (F1): PTJ14312 |  | 950.339 m |  |  |  | 3 | 7
16137042 | TNB | DISTRIBUTION | WP PUTRAJAYA & CYBERJAYA | Existing | RYB | 11 kV |  |  |  |  | 240_TRIPLEX_AL_XLPE | PE 14.14 BLOK A (EFI) (F2): PTJ14144 | PE 14.31 P'PURI 14-12 BLOK B (F2): PTJ14315 |  | 936.207 m |  |  |  | 3 | 6
16137158 | TNB | DISTRIBUTION | WP PUTRAJAYA & CYBERJAYA | Existing | RYB | 11 kV |  |  |  |  | 240_TRIPLEX_AL_XLPE | PE 15.43 BLOK A2 15-12B (F2): PTJ15434 | SS 15.24 SEK. ANTARABANGSA (F2): PTJ15246 |  | 614.423 m |  |  |  | 3 | 2
16137177 | TNB | DISTRIBUTION | WP PUTRAJAYA & CYBERJAYA | Existing | RYB | 11 kV |  |  |  |  | 240_TRIPLEX_AL_XLPE | PPU PTJ4: VCB 13 | PE 15.45 Blok C1 15-12B (F2): PTJ15455 |  | 3519.452 m |  |  | CB13 | 3 | 14
16137216 | TNB | DISTRIBUTION | WP PUTRAJAYA & CYBERJAYA | Existing | RYB | 11 kV |  |  |  |  | 240_TRIPLEX_AL_XLPE | PE 15.44 Blok A3 15-12B (F1): PTJ15441 | PE 15.43 BLOK A2 15-12B (F1): PTJ15433 |  | 191.895 m |  |  |  | 3 | 2
16137245 | TNB | DISTRIBUTION | WP PUTRAJAYA & CYBERJAYA | Existing | RYB | 11 kV |  |  |  |  | 240_TRIPLEX_AL_XLPE | PE 15.46 Blok C2 15-12B (F2): PTJ15464 | PE 15.44 Blok A3 15-12B (F2): PTJ15446 |  | 282.330 m |  |  |  | 3 | 2
16137290 | TNB | DISTRIBUTION | WP PUTRAJAYA & CYBERJAYA | Existing | RYB | 11 kV |  |  |  |  | 240_TRIPLEX_AL_XLPE | PE 15.43 BLOK A2 15-12B (F1): PTJ15431 | SS 15.24 SEK. ANTARABANGSA (F1): PTJ15243 |  | 616.995 m |  |  |  | 3 | 2
16137307 | TNB | DISTRIBUTION | WP PUTRAJAYA & CYBERJAYA | Existing | RYB | 11 kV |  |  |  |  | 240_TRIPLEX_AL_XLPE | PE 15.46 Blok C2 15-12B (F1): PTJ15461 | PE 15.44 Blok A3 15-12B (F1): PTJ15443 |  | 297.756 m |  |  |  | 3 | 2
16137312 | TNB | DISTRIBUTION | WP PUTRAJAYA & CYBERJAYA | Existing | RYB | 11 kV |  |  |  |  | 240_TRIPLEX_AL_XLPE | PE 15.45 Blok C1 15-12B (F1): PTJ15451 | PE 15.46 Blok C2 15-12B (F1): PTJ15463 |  | 321.388 m |  |  |  | 3 | 2
16137318 | TNB | DISTRIBUTION | WP PUTRAJAYA & CYBERJAYA | Existing | RYB | 11 kV |  |  |  |  | 240_TRIPLEX_AL_XLPE | PE 15.45 Blok C1 15-12B (F2): PTJ15454 | PE 15.46 Blok C2 15-12B (F2): PTJ15466 |  | 309.825 m |  |  |  | 3 | 2
16137440 | TNB | DISTRIBUTION | WP PUTRAJAYA & CYBERJAYA | Existing | RYB | 11 kV |  |  |  |  | 240_TRIPLEX_AL_XLPE | PE 15.41 P/PURI 15-12 BLOK B (F2): PTJ15416 | PE 15.40 P/PURI 15-12 BLOK A (F2): PTJ15404 |  | 169.760 m |  |  |  | 3 | 2
16137445 | TNB | DISTRIBUTION | WP PUTRAJAYA & CYBERJAYA | Existing | RYB | 11 kV |  |  |  |  | 240_TRIPLEX_AL_XLPE | PE 15.41 P/PURI 15-12 BLOK B (F1): PTJ15413 | PE 15.40 P/PURI 15-12 BLOK A (F1): PTJ15401 |  | 169.887 m |  |  |  | 3 | 2
16137706 | TNB | DISTRIBUTION | WP PUTRAJAYA & CYBERJAYA | Existing | RYB | 11 kV |  |  |  |  | 240_TRIPLEX_AL_XLPE | PE 15.20 VISITOR CENTER (F2): PTJ15204 | PE 15.53 KEDUTAAN BRUNEI F2: PTJ15535 |  | 393.008 m |  |  |  | 3 | 2
16138480 | TNB | DISTRIBUTION | WP PUTRAJAYA & CYBERJAYA | Existing | RYB | 11 kV |  |  |  |  | 240_TRIPLEX_AL_XLPE | SS 15.21 OFFICE CHANCERIES (EFI) (F1): PTJ15211 | PE 15.07 BLOK D3 (EFI) (F1): PTJ15073 |  | 126.166 m |  |  |  | 3 | 2
16138490 | TNB | DISTRIBUTION | WP PUTRAJAYA & CYBERJAYA | Existing | RYB | 11 kV |  |  |  |  | 240_TRIPLEX_AL_XLPE | PE 15.07 BLOK D3 (EFI) (F2): PTJ15074 | PE 15.33 PDT KEDIAMAN KEDUTAAN IRAQ (F2): PTJ15335 |  | 428.273 m |  |  |  | 3 | 2
16138501 | TNB | DISTRIBUTION | WP PUTRAJAYA & CYBERJAYA | Existing | RYB | 11 kV |  |  |  |  | 240_TRIPLEX_AL_XLPE | PE 15.07 BLOK D3 (EFI) (F1): PTJ15071 | PE 15.33 PDT KEDIAMAN KEDUTAAN IRAQ (F1): PTJ15333 |  | 423.771 m |  |  |  | 3 | 2
16154583 | TNB | DISTRIBUTION | WP PUTRAJAYA & CYBERJAYA | Existing | RYB | 11 kV |  |  |  |  | 240_TRIPLEX_AL_XLPE | PE 2.18 TMN WAWASAN (WR) (F1): P02181 | PE 2.17 TMN WAWASAN (P.H) (F1): PTJ02172 |  | 509.154 m |  |  |  | 3 | 2
16154589 | TNB | DISTRIBUTION | WP PUTRAJAYA & CYBERJAYA | Existing | RYB | 11 kV |  |  |  |  | 240_TRIPLEX_AL_XLPE | PE 2.17 TMN WAWASAN (P.H) (F2): PTJ02175 | PE 2.18 TMN WAWASAN (WR) (F2): P02184 |  | 512.104 m |  |  |  | 3 | 2
16154890 | TNB | DISTRIBUTION | WP PUTRAJAYA & CYBERJAYA | Existing | RYB | 11 kV |  |  |  |  | 240_TRIPLEX_AL_XLPE | PPU PTJ1: VCB 14 | SS 1.23 D9 (F1): PTJ01232 |  | 1681.593 m |  |  | CB14 | 3 | 5
16154900 | TNB | DISTRIBUTION | WP PUTRAJAYA & CYBERJAYA | Existing | RYB | 33 kV |  |  |  |  | 630_1C_AL_XLPE | PPU PTJ4: VCB 1P5 [OFF] | PPU PTJ1: VCB 1P5 |  | 1707.155 m |  |  | 1P5 OUT | 3 | 8
16155687 | TNB | DISTRIBUTION | WP PUTRAJAYA & CYBERJAYA | Existing | RYB | 11 kV |  |  |  |  | 240_TRIPLEX_AL_XLPE | PPU PTJ1: VCB 9 | SS 1.02 JPM B2 (F1): PTJ01023 |  | 442.347 m |  |  | CB9 | 3 | 2
16156001 | TNB | DISTRIBUTION | WP PUTRAJAYA & CYBERJAYA | Existing | RYB | 11 kV |  |  |  |  | 240_TRIPLEX_AL_XLPE | PPU PTJ1: VCB 8 | PE 16.11 DPMR P16/C (F1): P16111 |  | 1736.598 m |  |  | CB8 | 3 | 2
16156021 | TNB | DISTRIBUTION | WP PUTRAJAYA & CYBERJAYA | Existing | RYB | 11 kV |  |  |  |  | 240_TRIPLEX_AL_XLPE | PPU PTJ1: VCB 6 | SS 1.02 JPM B2 (F2): PTJ01026 |  | 449.870 m |  |  |  | 3 | 2
16156070 | TNB | DISTRIBUTION | WP PUTRAJAYA & CYBERJAYA | Existing | RYB | 11 kV |  |  |  |  | 240_TRIPLEX_AL_XLPE | PPU PTJ1: VCB 17 | PE 16.11 DPMR P16/C (F2): P16114 |  | 1740.977 m |  |  | CB17 | 3 | 2
16156085 | TNB | DISTRIBUTION | WP PUTRAJAYA & CYBERJAYA | Existing | RYB | 11 kV |  |  |  |  | 240_TRIPLEX_AL_XLPE | PPU PTJ1: VCB 15 | PE 1.31 PADAT PERSIARAN PERDANA: PTJ01311 |  | 1471.051 m |  |  | CB2 | 3 | 6
16156095 | TNB | DISTRIBUTION | WP PUTRAJAYA & CYBERJAYA | Existing | RYB | 11 kV |  |  |  |  | 240_TRIPLEX_AL_XLPE | PPU PTJ1: VCB 11 | SS 1.23 D9 (F2): PTJ01235 |  | 1670.515 m |  |  | CB11 | 3 | 5
16156160 | TNB | DISTRIBUTION | WP PUTRAJAYA & CYBERJAYA | Existing | RYB | 11 kV |  |  |  |  | 240_TRIPLEX_AL_XLPE | PPU PTJ6: VCB 6 | SS 1.07 JPM B1 JPM B8 (F1): PTJ1075 |  | 741.368 m |  |  |  | 3 | 4
16156309 | TNB | DISTRIBUTION | WP PUTRAJAYA & CYBERJAYA | Existing | RYB | 11 kV |  |  |  |  | 240_TRIPLEX_AL_XLPE | PPU PTJ1: VCB 5 | PE 1.34 PROMENADE: PTJ01343 |  | 1773.193 m |  |  | CB5 | 3 | 3
16156353 | TNB | DISTRIBUTION | WP PUTRAJAYA & CYBERJAYA | Existing | RYB | 11 kV |  |  |  |  | 240_TRIPLEX_AL_XLPE | PPU PTJ1: VCB 12 | SS 1.01 PMO (F1): P01013 [OFF] |  | 796.393 m |  |  | CB12 | 3 | 4
16156414 | TNB | DISTRIBUTION | WP PUTRAJAYA & CYBERJAYA | Existing | RYB | 11 kV |  |  |  |  | 240_TRIPLEX_AL_XLPE | PPU PTJ1: VCB 13 | SS 10.01 PMR (F2): P10014 |  | 3244.193 m |  |  | CB13 | 3 | 7
16156545 | TNB | DISTRIBUTION | WP PUTRAJAYA & CYBERJAYA | Existing | RYB | 11 kV |  |  |  |  | 240_TRIPLEX_AL_XLPE | PE 1.33 INSIDE PPU 1 S/L OVAL: PTJ01332 | PE 1.29 PERDANA WALK: PTJ01292 |  | 571.759 m |  |  |  | 3 | 1
16156963 | TNB | DISTRIBUTION | WP PUTRAJAYA & CYBERJAYA | Existing | RYB | 11 kV |  |  |  |  | 240_TRIPLEX_AL_XLPE | SS 2.02 IDHL (F2): PTJ02026 | SS 2.01 W.PUTRA (F2): PTJ02015 |  | 605.879 m |  |  |  | 3 | 2
16156973 | TNB | DISTRIBUTION | WP PUTRAJAYA & CYBERJAYA | Existing | RYB | 11 kV |  |  |  |  | 240_TRIPLEX_AL_XLPE | SS 2.02 IDHL (F1): PTJ02022 | SS 2.01 W.PUTRA (F1): PTJ02012 |  | 615.727 m |  |  |  | 3 | 0
16157217 | TNB | DISTRIBUTION | WP PUTRAJAYA & CYBERJAYA | Existing | RYB | 33 kV |  |  |  |  | 630_1C_AL_XLPE | PPU PTJ17: VCB 1P5 | SSU GDC2: VCB 3S5 |  | 1111.743 m |  |  |  | 3 | 0
16157249 | TNB | DISTRIBUTION | WP PUTRAJAYA & CYBERJAYA | Existing | RYB | 11 kV |  |  |  |  | 500_1C_AL_XLPE | PPU PTJ17: VCB 7 | PE 2.21 S/Tenaga (F1): P02211 |  | 1449.971 m |  |  | FDR7 | 3 | 5
16157265 | TNB | DISTRIBUTION | WP PUTRAJAYA & CYBERJAYA | Existing | RYB | 11 kV |  |  |  |  | 500_1C_AL_XLPE | SS 2.09 MOF 2G1 (F1): P02092 | SS 2.10 MOF 2G2 UTARA (F1): P02101 |  | 580.050 m |  |  |  | 3 | 4
16157313 | TNB | DISTRIBUTION | WP PUTRAJAYA & CYBERJAYA | Existing | RYB | 11 kV |  |  |  |  | 240_TRIPLEX_AL_XLPE | D-PTJ-C15-0992: | SS 2.16 MENARA PJH (2C1) (F2): P02164 |  | 364.932 m |  |  |  | 3 | 1
16157397 | TNB | DISTRIBUTION | WP PUTRAJAYA & CYBERJAYA | Existing | RYB | 33 kV |  |  |  |  | 630_1C_AL_XLPE | PPU PTJ17: VCB 2P5 | PPU PTJ6: VCB 1P5 |  | 2465.899 m |  |  |  | 3 | 9
16157475 | TNB | DISTRIBUTION | WP PUTRAJAYA & CYBERJAYA | Existing | RYB | 11 kV |  |  |  |  | 240_TRIPLEX_AL_XLPE | PPU PTJ6: VCB 3 | PE 1.36 DATARAN PUTRA (F1): PTJ01361 |  | 1331.965 m |  |  |  | 3 | 4
16158687 | TNB | DISTRIBUTION | WP PUTRAJAYA & CYBERJAYA | Existing | RYB | 11 kV |  |  |  |  | 240_TRIPLEX_AL_XLPE | PE 10.06 JLN P10B (F1): PTJ10062 | PE 10.14 P10 A1 (F2): PTJ10144 [OFF] |  | 743.284 m |  |  |  | 3 | 2
16158937 | TNB | DISTRIBUTION | WP PUTRAJAYA & CYBERJAYA | Existing | RYB | 11 kV |  |  |  |  | 240_TRIPLEX_AL_XLPE | PE 10.06 JLN P10B (F2): PTJ10065 | PE 10.14 P10 A1 (F1): PTJ10141 [OFF] |  | 751.040 m |  |  |  | 3 | 2
16159027 | TNB | DISTRIBUTION | WP PUTRAJAYA & CYBERJAYA | Existing | RYB | 11 kV |  |  |  |  | 240_TRIPLEX_AL_XLPE | PE 10.05 P10/7 BANGLOW (F2): P10055 | PE 10.06 JLN P10B (F2): PTJ10064 |  | 393.753 m |  |  |  | 3 | 3
16159032 | TNB | DISTRIBUTION | WP PUTRAJAYA & CYBERJAYA | Existing | RYB | 11 kV |  |  |  |  | 240_TRIPLEX_AL_XLPE | PE 10.05 P10/7 BANGLOW (F1): P10052 | PE 10.06 JLN P10B (F1): PTJ10061 |  | 386.121 m |  |  |  | 3 | 3
16159037 | TNB | DISTRIBUTION | WP PUTRAJAYA & CYBERJAYA | Existing | RYB | 11 kV |  |  |  |  | 240_TRIPLEX_AL_XLPE | PE 10.04 P10 D BANGLO (F2): PTJ10045 | PE 10.05 P10/7 BANGLOW (F1): P10051 |  | 1145.566 m |  |  |  | 3 | 2
16159119 | TNB | DISTRIBUTION | WP PUTRAJAYA & CYBERJAYA | Existing | RYB | 11 kV |  |  |  |  | 240_TRIPLEX_AL_XLPE | PE 10.04 P10 D BANGLO (F1): PTJ10042 | PE 10.05 P10/7 BANGLOW (F2): P10054 |  | 1144.656 m |  |  |  | 3 | 2
16159419 | TNB | DISTRIBUTION | WP PUTRAJAYA & CYBERJAYA | Existing | RYB | 11 kV |  |  |  |  | 240_TRIPLEX_AL_XLPE | PPU PTJ2: VCB 11 | PE 8.15 RD2A L. SENTOSA: PTJ08151 |  | 2142.738 m |  |  | CB11 | 3 | 4
16159427 | TNB | DISTRIBUTION | WP PUTRAJAYA & CYBERJAYA | Existing | RYB | 11 kV |  |  |  |  | 240_TRIPLEX_AL_XLPE | PPU PTJ5: VCB 13 | PE 10.13 PUSPANITA (F2): PTJ10135 |  | 1719.914 m |  |  | FDR13 | 3 | 4
16159439 | TNB | DISTRIBUTION | WP PUTRAJAYA & CYBERJAYA | Existing | RYB | 11 kV |  |  |  |  | 240_TRIPLEX_AL_XLPE | PE 21.97 MY VILLA PRESINT 4: CBJ21972 | PE 11.35 P11 K/3 TERES (EFI) (F1): P11352 |  | 2080.793 m |  |  |  | 3 | 1
16159481 | TNB | DISTRIBUTION | WP PUTRAJAYA & CYBERJAYA | Existing | RYB | 11 kV |  |  |  |  | 240_TRIPLEX_AL_XLPE | PPU PTJ2: VCB 14 | PE 7.03 STESEN PAM PS3: PTJ07031 |  | 3461.213 m |  |  | CB14 | 3 | 12
16159500 | TNB | DISTRIBUTION | WP PUTRAJAYA & CYBERJAYA | Existing | RYB | 11 kV |  |  |  |  | 240_TRIPLEX_AL_XLPE | PE 8.15 RD2A L. SENTOSA: PTJ08152 | PE 8.01 PS 10 (EFI) (F1): PTJ08011 |  | 886.948 m |  |  |  | 3 | 6
16159512 | TNB | DISTRIBUTION | WP PUTRAJAYA & CYBERJAYA | Existing | RYB | 11 kV |  |  |  |  | 240_TRIPLEX_AL_XLPE | PPU PTJ2: VCB 12 | PE 8.01 PS 10 (EFI) (F2): PTJ08014 |  | 1906.006 m |  |  | CB12 | 3 | 4
16159515 | TNB | DISTRIBUTION | WP PUTRAJAYA & CYBERJAYA | Existing | RYB | 11 kV |  |  |  |  | 240_TRIPLEX_AL_XLPE | PPU PTJ2: VCB 6 | PE 11.04 P11A1/12 TERES (EFI) (F2): PTJ11044 |  | 2420.265 m |  |  | CB6 | 3 | 4
16159538 | TNB | DISTRIBUTION | WP PUTRAJAYA & CYBERJAYA | Existing | RYB | 33 kV |  |  |  |  | 630_1C_AL_XLPE | PPU PTJ2: VCB 3P5 | PPU PTJ5: VCB 3P5 |  | 2484.893 m |  |  | 3P5 | 3 | 10
16160745 | TNB | DISTRIBUTION | WP PUTRAJAYA & CYBERJAYA | Existing | RYB | 11 kV |  |  |  |  | 240_TRIPLEX_AL_XLPE | PE 10.03 P10 C BANGLOW (F2): PTJ10035 | PE 10.04 P10 D BANGLO (F2): PTJ10044 |  | 914.772 m |  |  |  | 3 | 2
16201650 | TNB | DISTRIBUTION | WP PUTRAJAYA & CYBERJAYA | Existing | RYB | 11 kV |  |  |  |  | 240_TRIPLEX_AL_XLPE | PE 14.27 KOMP PJC SEMENTARA: PTJ14271 | PE 14.28 KOMPLEKS SEDLEY: PTJ14283 |  | 180.901 m |  |  |  | 3 | 4
16201687 | TNB | DISTRIBUTION | WP PUTRAJAYA & CYBERJAYA | Existing | RYB | 11 kV |  |  |  |  | 240_TRIPLEX_AL_XLPE | PE 14.34 DUTA VILLA (EFI) (F2): PTJ14344 | PE 14.02 PERUMAHAN 14-1 (EFI) (F2): PTJ14026 |  | 430.796 m |  |  |  | 3 | 0
16201696 | TNB | DISTRIBUTION | WP PUTRAJAYA & CYBERJAYA | Existing | RYB | 11 kV |  |  |  |  | 240_TRIPLEX_AL_XLPE | PE 14.34 DUTA VILLA (EFI) (F1): PTJ14341 | PE 14.02 PERUMAHAN 14-1 (EFI) (F1): PTJ14023 |  | 444.861 m |  |  |  | 3 | 0
16201710 | TNB | DISTRIBUTION | WP PUTRAJAYA & CYBERJAYA | Existing | RYB | 11 kV |  |  |  |  | 240_TRIPLEX_AL_XLPE | PE 14.07 Perumahan 14-5B (F2): P14075 | PE 14.09 PERUMAHAN 14-4 (F1): PTJ14093 |  | 661.341 m |  |  |  | 3 | 2
16201758 | TNB | DISTRIBUTION | WP PUTRAJAYA & CYBERJAYA | Existing | RYB | 11 kV |  |  |  |  | 240_TRIPLEX_AL_XLPE | PE 14.02 PERUMAHAN 14-1 (EFI) (F1): PTJ14021 | PE 14.11 PERUMAHAN 14-1 (F1): PTJ14113 |  | 252.868 m |  |  |  | 3 | 1
16202398 | TNB | DISTRIBUTION | WP PUTRAJAYA & CYBERJAYA | Existing | RYB | 11 kV |  |  |  |  | 240_TRIPLEX_AL_XLPE | PE 14.09 PERUMAHAN 14-4 (F1): PTJ14091 | PE 14.08 Perumahan 14-10 (F2): PTJ14086 |  | 643.968 m |  |  |  | 3 | 2
16202406 | TNB | DISTRIBUTION | WP PUTRAJAYA & CYBERJAYA | Existing | RYB | 11 kV |  |  |  |  | 240_TRIPLEX_AL_XLPE | PE 14.08 Perumahan 14-10 (F2): PTJ14084 | PE 14.13 ERUMAHAN 14-9 (EFI) (F2): PTJ14136 |  | 543.124 m |  |  |  | 3 | 2
16203025 | TNB | DISTRIBUTION | WP PUTRAJAYA & CYBERJAYA | Existing | RYB | 11 kV |  |  |  |  | 240_TRIPLEX_AL_XLPE | SS 15.01 PS6: PTJ15012 | PE 15.02 RD F 1: PTJ15021 [OFF] |  | 1136.873 m |  |  |  | 3 | 2
16203898 | TNB | DISTRIBUTION | WP PUTRAJAYA & CYBERJAYA | Existing | RYB | 11 kV |  |  |  |  | 240_TRIPLEX_AL_XLPE | PE 16.16 PUSAT KEJIRANAN (F2): PTJ16165 | PE 16.22 P16 BGW (F2): P16225 |  | 251.773 m |  |  |  | 3 | 2
16203918 | TNB | DISTRIBUTION | WP PUTRAJAYA & CYBERJAYA | Existing | RYB | 11 kV |  |  |  |  | 240_TRIPLEX_AL_XLPE | PE 16.14 SEMI D (EFI) (F1): PTJ16141 | PE 16.16 PUSAT KEJIRANAN (F1): PTJ16161 |  | 383.240 m |  |  |  | 3 | 2
16308810 | TNB | DISTRIBUTION | WP PUTRAJAYA & CYBERJAYA | Existing | RYB | 11 kV |  |  |  |  | 240_TRIPLEX_AL_XLPE | PE 9.18 APT 5C (F2): PTJ09185 | PE 9.11 KLINIK (F2): PTJ09114 |  | 779.773 m |  |  |  | 3 | 4
16308856 | TNB | DISTRIBUTION | WP PUTRAJAYA & CYBERJAYA | Existing | RYB | 11 kV |  |  |  |  | 240_TRIPLEX_AL_XLPE | PE 9.33 P'PURI BLOK B1 (EFI) (F2): PTJ09335 | PE 9.32 P'PURI BLOK B3 (F2): PTJ09324 |  | 158.776 m |  |  |  | 3 | 2
16308862 | TNB | DISTRIBUTION | WP PUTRAJAYA & CYBERJAYA | Existing | RYB | 11 kV |  |  |  |  | 240_TRIPLEX_AL_XLPE | PE 9.34 P'PURI BLOK A3 (F1): PTJ09342 | PE 9.33 P'PURI BLOK B1 (EFI) (F1): PTJ09331 |  | 118.586 m |  |  |  | 3 | 2
16308869 | TNB | DISTRIBUTION | WP PUTRAJAYA & CYBERJAYA | Existing | RYB | 11 kV |  |  |  |  | 240_TRIPLEX_AL_XLPE | PE 9.34 P'PURI BLOK A3 (F2): PTJ09345 | PE 9.33 P'PURI BLOK B1 (EFI) (F2): PTJ09334 |  | 124.184 m |  |  |  | 3 | 2
16308888 | TNB | DISTRIBUTION | WP PUTRAJAYA & CYBERJAYA | Existing | RYB | 11 kV |  |  |  |  | 240_TRIPLEX_AL_XLPE | PE 9.35 P'PURI BLOK A1 (EFI) (F1): PTJ09352 | PE 9.34 P'PURI BLOK A3 (F1): PTJ09341 |  | 134.583 m |  |  |  | 3 | 2
16308894 | TNB | DISTRIBUTION | WP PUTRAJAYA & CYBERJAYA | Existing | RYB | 11 kV |  |  |  |  | 240_TRIPLEX_AL_XLPE | PE 9.35 P'PURI BLOK A1 (EFI) (F2): PTJ09355 | PE 9.34 P'PURI BLOK A3 (F2): PTJ09344 |  | 136.346 m |  |  |  | 3 | 2
16308900 | TNB | DISTRIBUTION | WP PUTRAJAYA & CYBERJAYA | Existing | RYB | 11 kV |  |  |  |  | 240_TRIPLEX_AL_XLPE | PE 9.43 P'PURI P7 BLOK A1 (F1): PTJ09432 | PE 9.35 P'PURI BLOK A1 (EFI) (F1): PTJ09351 |  | 813.049 m |  |  |  | 3 | 4
16308912 | TNB | DISTRIBUTION | WP PUTRAJAYA & CYBERJAYA | Existing | RYB | 11 kV |  |  |  |  | 240_TRIPLEX_AL_XLPE | PE 9.21 P9D/1 TERES (F1): P09211 | PE 9.46 P'PURI P7 BLOK B3 (EFI) (F1): PTJ09461 |  | 1282.414 m |  |  |  | 3 | 5
16308957 | TNB | DISTRIBUTION | WP PUTRAJAYA & CYBERJAYA | Existing | RYB | 11 kV |  |  |  |  | 240_TRIPLEX_AL_XLPE | PE 9.41 P'PURI BLOK E3 (F1): PTJ09411 | PE 9.42 P'PURI BLOK E1 (EFI) (F1): PTJ09423 |  | 221.041 m |  |  |  | 3 | 2
16308989 | TNB | DISTRIBUTION | WP PUTRAJAYA & CYBERJAYA | Existing | RYB | 11 kV |  |  |  |  | 240_TRIPLEX_AL_XLPE | PE 9.39 P'PURI BLOK B3 (EFI) (F2): PTJ09394 | PE 9.40 P'PURI BLOK C (F2): P09405 |  | 241.538 m |  |  |  | 3 | 2
16308995 | TNB | DISTRIBUTION | WP PUTRAJAYA & CYBERJAYA | Existing | RYB | 11 kV |  |  |  |  | 240_TRIPLEX_AL_XLPE | PE 9.39 P'PURI BLOK B3 (EFI) (F1): PTJ09391 | PE 9.40 P'PURI BLOK C (F1): P09402 |  | 235.229 m |  |  |  | 3 | 2
16309001 | TNB | DISTRIBUTION | WP PUTRAJAYA & CYBERJAYA | Existing | RYB | 11 kV |  |  |  |  | 240_TRIPLEX_AL_XLPE | PE 9.38 P'PURI BLOK A3 (F1): PTJ09381 | PE 9.39 P'PURI BLOK B3 (EFI) (F1): PTJ09393 |  | 206.180 m |  |  |  | 3 | 2
16309007 | TNB | DISTRIBUTION | WP PUTRAJAYA & CYBERJAYA | Existing | RYB | 11 kV |  |  |  |  | 240_TRIPLEX_AL_XLPE | PE 9.38 P'PURI BLOK A3 (F2): PTJ09386 | PE 9.39 P'PURI BLOK B3 (EFI) (F2): PTJ09396 |  | 203.722 m |  |  |  | 3 | 2
16309032 | TNB | DISTRIBUTION | WP PUTRAJAYA & CYBERJAYA | Existing | RYB | 11 kV |  |  |  |  | 240_TRIPLEX_AL_XLPE | PE 9.40 P'PURI BLOK C (F2): P09404 | PE 9.41 P'PURI BLOK E3 (F2): PTJ09416 |  | 268.152 m |  |  |  | 3 | 2
16309037 | TNB | DISTRIBUTION | WP PUTRAJAYA & CYBERJAYA | Existing | RYB | 11 kV |  |  |  |  | 240_TRIPLEX_AL_XLPE | PE 9.37 P'PURI BLOK A1 (EFI) (F1): PTJ09371 | PE 9.38 P'PURI BLOK A3 (F1): PTJ09383 |  | 259.624 m |  |  |  | 3 | 2
16309043 | TNB | DISTRIBUTION | WP PUTRAJAYA & CYBERJAYA | Existing | RYB | 11 kV |  |  |  |  | 240_TRIPLEX_AL_XLPE | PE 9.37 P'PURI BLOK A1 (EFI) (F2): PTJ09374 | PE 9.38 P'PURI BLOK A3 (F2): PTJ09384 |  | 254.352 m |  |  |  | 3 | 1
16309071 | TNB | DISTRIBUTION | WP PUTRAJAYA & CYBERJAYA | Existing | RYB | 11 kV |  |  |  |  | 240_TRIPLEX_AL_XLPE | PE 9.32 P'PURI BLOK B3 (F1): PTJ09323 | PE 9.37 P'PURI BLOK A1 (EFI) (F1): PTJ09373 |  | 215.832 m |  |  |  | 3 | 2
16309128 | TNB | DISTRIBUTION | WP PUTRAJAYA & CYBERJAYA | Existing | RYB | 11 kV |  |  |  |  | 240_TRIPLEX_AL_XLPE | PE 9.42 P'PURI BLOK E1 (EFI) (F2): PTJ09424 | PE 9.48 P'PURI BLOK C&D (EFI) (F2): PTJ09486 |  | 431.552 m |  |  |  | 3 | 2
16309180 | TNB | DISTRIBUTION | WP PUTRAJAYA & CYBERJAYA | Existing | RYB | 11 kV |  |  |  |  | 240_TRIPLEX_AL_XLPE | PE 9.31 RUMAH TERES (EFI) (F2): PTJ09314 | PE 9.36 SEK MEN FASA 3 (F2): PTJ09366 |  | 357.488 m |  |  |  | 3 | 3
16309184 | TNB | DISTRIBUTION | WP PUTRAJAYA & CYBERJAYA | Existing | RYB | 11 kV |  |  |  |  | 240_TRIPLEX_AL_XLPE | PE 9.31 RUMAH TERES (EFI) (F1): PTJ09311 | PE 9.36 SEK MEN FASA 3 (F1): PTJ09363 |  | 357.779 m |  |  |  | 3 | 4
16309188 | TNB | DISTRIBUTION | WP PUTRAJAYA & CYBERJAYA | Existing | RYB | 11 kV |  |  |  |  | 240_TRIPLEX_AL_XLPE | PE 9.36 SEK MEN FASA 3 (F1): PTJ09361 | PE 9.30 SEK REN FASA 2 (F1): PTJ09302 |  | 252.626 m |  |  |  | 3 | 5
16338674 | TNB | DISTRIBUTION | WP PUTRAJAYA & CYBERJAYA | Existing | RYB | 11 kV |  |  |  |  | 240_TRIPLEX_AL_XLPE | SS 22.18 MDeC F2: CBJ22185 | PE 22.32 MOTOROLA F2: CBJ22324 |  | 314.211 m |  |  |  | 3 | 4
16339167 | TNB | DISTRIBUTION | WP PUTRAJAYA & CYBERJAYA | Existing | RYB | 11 kV |  |  |  |  | 240_TRIPLEX_AL_XLPE | D-CBJ-C14-0473: C23383 | SS 22.18 MDeC F1: CBJ22181 |  | 2569.508 m |  |  |  | 3 | 5
16339184 | TNB | DISTRIBUTION | WP PUTRAJAYA & CYBERJAYA | Existing | RYB | 11 kV |  |  |  |  | 240_TRIPLEX_AL_XLPE | PPU CYB6: VCB 1 | SS 22.04 DCS F2: CBJ22045 |  | 2952.369 m |  |  | CB1 | 3 | 8
16339189 | TNB | DISTRIBUTION | WP PUTRAJAYA & CYBERJAYA | Existing | RYB | 11 kV |  |  |  |  | 240_TRIPLEX_AL_XLPE | PPU CYB6: VCB 2 | SS 22.04 DCS F1: CBJ22042 |  | 2955.102 m |  |  | CB2 | 3 | 8
16339269 | TNB | DISTRIBUTION | WP PUTRAJAYA & CYBERJAYA | Existing | RYB | 11 kV |  |  |  |  | 240_3C_AL_XLPE | SS 22.78 LHDN F2: C22785 | PE 22.40 POLIS CJ F2: CBJ22404 |  | 1180.561 m |  |  |  | 3 | 4
16514820 | TNB | DISTRIBUTION | WP PUTRAJAYA & CYBERJAYA | Existing | RYB | 11 kV |  |  |  |  | 240_TRIPLEX_AL_XLPE | PE 21.20 ELITE HIGHWAY NO. 2: CBJ21202 | PE 21.68 Padat Elite 4: CBJ21683 |  | 1931.978 m |  |  |  | 3 | 0
17360742 | TNB | DISTRIBUTION | WP PUTRAJAYA & CYBERJAYA | Existing | RYB | 11 kV |  |  |  |  | 240_TRIPLEX_AL_XLPE | SS 22.20 FSBM (AXIS EUREKA) F1: C22201 | SS 22.66 PRIMA 9 F1: C22661 |  | 606.506 m |  |  |  | 3 | 1
17360871 | TNB | DISTRIBUTION | WP PUTRAJAYA & CYBERJAYA | Existing | RYB | 11 kV |  |  |  |  | 240_TRIPLEX_AL_XLPE | PE 24.38 KANVAS TOWER B: CBJ24382 | SS 22.31 CSF F2: C22314 |  | 161.313 m |  |  |  | 3 | 0
17360887 | TNB | DISTRIBUTION | WP PUTRAJAYA & CYBERJAYA | Existing | RYB | 11 kV |  |  |  |  | 240_TRIPLEX_AL_XLPE | SS 22.66 PRIMA 9 F1: C22662 | PE 22.92 PRIMA 12: CBJ22921 |  | 208.123 m |  |  |  | 3 | 2
17360937 | TNB | DISTRIBUTION | WP PUTRAJAYA & CYBERJAYA | Existing | RYB | 11 kV |  |  |  |  | 240_TRIPLEX_AL_XLPE | PE 22.91 SOHO F1: CBJ22911 | SS 22.20 FSBM (AXIS EUREKA) F1: C22202 |  | 1346.916 m |  |  |  | 3 | 0
17360989 | TNB | DISTRIBUTION | WP PUTRAJAYA & CYBERJAYA | Existing | RYB | 11 kV |  |  |  |  | 240_3C_AL_XLPE | SS 22.65 BASIS BAY NO 2: C22654 | PPU CYB7: VCB 13 [OFF] |  | 2803.133 m |  |  |  | 3 | 8
17361021 | TNB | DISTRIBUTION | WP PUTRAJAYA & CYBERJAYA | Existing | RYB | 11 kV |  |  |  |  | 240_TRIPLEX_AL_XLPE | PE 21.60 PADAT PPN CJ7: CBJ21603 | SS 22.04 DCS F2: CBJ22048 |  | 1101.143 m |  |  | CB16R | 3 | 5
17361102 | TNB | DISTRIBUTION | WP PUTRAJAYA & CYBERJAYA | Existing | RYB | 11 kV |  |  |  |  | 240_3C_AL_XLPE | PPU CYB7: VCB 6 | SS 22.55 BASIS BAY NO 1: C22551 |  | 2754.820 m |  |  |  | 3 | 7
17361248 | TNB | DISTRIBUTION | WP PUTRAJAYA & CYBERJAYA | Existing | RYB | 11 kV |  |  |  |  | 240_TRIPLEX_AL_XLPE | PE 22.35 PRIMA PROP 2 F2: CBJ22358 | SS 22.19 (QUILL)P.MULTIMEDIA( DHL ) F2: CBJ22194 |  | 311.517 m |  |  |  | 3 | 2
17361261 | TNB | DISTRIBUTION | WP PUTRAJAYA & CYBERJAYA | Existing | RYB | 11 kV |  |  |  |  | 240_TRIPLEX_AL_XLPE | PE 22.35 PRIMA PROP 2 F1: CBJ22354 | SS 22.19 (QUILL)P.MULTIMEDIA( DHL ) F1: CBJ22191 |  | 316.931 m |  |  |  | 3 | 2
17361405 | TNB | DISTRIBUTION | WP PUTRAJAYA & CYBERJAYA | Existing | RYB | 11 kV |  |  |  |  | 240_TRIPLEX_AL_XLPE | PE 22.09 FUJITSU F1: CBJ22092 | PE 22.15 LOT12072 P.MULTIMEDIA F1: CBJ22152 |  | 309.638 m |  |  |  | 3 | 2
19194264 | TNB | DISTRIBUTION | WP PUTRAJAYA & CYBERJAYA | Existing | RYB | 11 kV |  |  |  |  | 240_TRIPLEX_AL_XLPE |  |  |  | 31.393 m |  |  |  | 3 | 1
19194327 | TNB | DISTRIBUTION | WP PUTRAJAYA & CYBERJAYA | Existing | RYB | 11 kV |  |  |  |  | 240_TRIPLEX_AL_XLPE | PE 23.30 EAST GARDEN: CBJ23301 | PE 23.01 PS 2-9 F1: CBJ23011 |  | 867.979 m |  |  |  | 3 | 1
19194800 | TNB | DISTRIBUTION | WP PUTRAJAYA & CYBERJAYA | Existing | RYB | 11 kV |  |  |  |  | 240_TRIPLEX_AL_XLPE | PE 21.52 CONDO C3 F2: CBJ21525 | PE 21.02 INCUBATOR F1: CBJ21021 |  | 2097.814 m |  |  |  | 3 | 2
19194805 | TNB | DISTRIBUTION | WP PUTRAJAYA & CYBERJAYA | Existing | RYB | 11 kV |  |  |  |  | 240_TRIPLEX_AL_XLPE | SS 24.32 NADAYU 99: CBJ24322 | PE 22.12 SEK MEN KEB CJ1 F2: CBJ22125 |  | 937.143 m |  |  |  | 3 | 0
19195104 | TNB | DISTRIBUTION | WP PUTRAJAYA & CYBERJAYA | Existing | RYB | 11 kV |  |  |  |  | 240_TRIPLEX_AL_XLPE | PE 22.10 D' MELOR F2: CBJ22104 | PE 21.14 PUSAT REKREASI SMART HOME F2: CBJ21144 |  | 1582.108 m |  |  |  | 3 | 2
19195246 | TNB | DISTRIBUTION | WP PUTRAJAYA & CYBERJAYA | Existing | RYB | 33 kV |  |  |  |  | 630_1C_AL_XLPE | PPU CYB7: VCB 2P5 | SSU MMU CYBERJAYA: VCB 5S5 |  | 3133.892 m |  |  | 2P5 OUT | 3 | 4
19195320 | TNB | DISTRIBUTION | WP PUTRAJAYA & CYBERJAYA | Existing | RYB | 11 kV | YES | Class D |  |  | 240_TRIPLEX_AL_XLPE | PE 24.06 SYMPHONY HILLS 1: CBJ24064 | PE 22.12 SEK MEN KEB CJ1 F1: CBJ22122 |  | 731.529 m |  |  |  | 3 | 1
19195795 | TNB | DISTRIBUTION | WP PUTRAJAYA & CYBERJAYA | Existing | RYB | 33 kV |  |  |  |  | 630_1C_AL_XLPE | PPU CYB6: VCB 2P5 [OFF] | SSU MMU CYBERJAYA: VCB 6S5 |  | 2008.614 m |  |  | 2P5 OUT | 3 | 2
19195815 | TNB | DISTRIBUTION | WP PUTRAJAYA & CYBERJAYA | Existing | RYB | 11 kV |  |  |  |  | 240_TRIPLEX_AL_XLPE | PE 22.44 PANGSAPURI PT 12067 F1: CBJ22443 | PPU CYB6: VCB 9 [OFF] |  | 684.831 m |  |  | CB9 | 3 | 2
19195969 | TNB | DISTRIBUTION | WP PUTRAJAYA & CYBERJAYA | Existing | RYB | 11 kV |  |  |  |  | 240_TRIPLEX_AL_XLPE | PE 22.44 PANGSAPURI PT 12057 F2: CBJ22446 | PPU CYB6: VCB 12 [OFF] |  | 697.072 m |  |  | CB12 | 3 | 2
19196040 | TNB | DISTRIBUTION | WP PUTRAJAYA & CYBERJAYA | Existing | RYB | 11 kV |  |  |  |  | 240_TRIPLEX_AL_XLPE | SS 22.02 TELEKOM CBJ 2 F2: CBJ22025 | PE 22.45 KONDOMINIUM F1: CBJ22451 |  | 291.339 m |  |  |  | 3 | 1
19196065 | TNB | DISTRIBUTION | WP PUTRAJAYA & CYBERJAYA | Existing | RYB | 11 kV |  |  |  |  | 240_TRIPLEX_AL_XLPE | PE 24.21 SITE OFFICE SYMPHONY HILLS: CBJ24212 | SS 22.02 TELEKOM CBJ 2 F1: CBJ22021 |  | 366.933 m |  |  |  | 3 | 1
19196097 | TNB | DISTRIBUTION | WP PUTRAJAYA & CYBERJAYA | Existing | RYB | 11 kV |  |  |  |  | 240_TRIPLEX_AL_XLPE | SS 22.02 TELEKOM CBJ 2 F1: CBJ22022 | PE 22.45 KONDOMINIUM F2: CBJ22454 |  | 305.425 m |  |  |  | 3 | 2
19196102 | TNB | DISTRIBUTION | WP PUTRAJAYA & CYBERJAYA | Existing | RYB | 11 kV |  |  |  |  | 240_TRIPLEX_AL_XLPE | PE 22.46 TOWN HOUSE F1: CBJ22463 | PE 22.44 PANGSAPURI PT 12067 F1: CBJ22441 |  | 980.493 m |  |  |  | 3 | 2
19196107 | TNB | DISTRIBUTION | WP PUTRAJAYA & CYBERJAYA | Existing | RYB | 11 kV |  |  |  |  | 240_TRIPLEX_AL_XLPE | PE 22.46 TOWN HOUSE F2: CBJ22466 | PE 22.44 PANGSAPURI PT 12057 F2: CBJ22444 |  | 987.861 m |  |  |  | 3 | 2
19196372 | TNB | DISTRIBUTION | WP PUTRAJAYA & CYBERJAYA | Existing | RYB | 11 kV |  |  |  |  | 240_TRIPLEX_AL_XLPE | PE 22.45 KONDOMINIUM F2: CBJ22456 | PE 22.46 TOWN HOUSE F2: CBJ22464 |  | 305.717 m |  |  |  | 3 | 2
19196382 | TNB | DISTRIBUTION | WP PUTRAJAYA & CYBERJAYA | Existing | RYB | 11 kV |  |  |  |  | 240_TRIPLEX_AL_XLPE | PE 22.45 KONDOMINIUM F1: CBJ22453 | PE 22.46 TOWN HOUSE F1: CBJ22461 |  | 305.210 m |  |  |  | 3 | 2
19196988 | TNB | DISTRIBUTION | WP PUTRAJAYA & CYBERJAYA | Existing | RYB | 11 kV |  |  |  |  | 240_TRIPLEX_AL_XLPE | PE 21.51 CONDO C1 F2: CBJ21515 | PE 21.52 CONDO C3 F2: CBJ21524 |  | 167.871 m |  |  |  | 3 | 2
19197026 | TNB | DISTRIBUTION | WP PUTRAJAYA & CYBERJAYA | Existing | RYB | 11 kV |  |  |  |  | 240_TRIPLEX_AL_XLPE | PE 21.49 CONDO B2 F2: CBJ21495 | PE 21.51 CONDO C1 F2: CBJ21514 |  | 146.739 m |  |  |  | 3 | 2
19197038 | TNB | DISTRIBUTION | WP PUTRAJAYA & CYBERJAYA | Existing | RYB | 11 kV |  |  |  |  | 240_TRIPLEX_AL_XLPE | PE 21.17 CONDO A3 CYBERIA F1: CBJ21172 | PE 21.49 CONDO B2 F1: CBJ21491 |  | 175.151 m |  |  |  | 3 | 2
19197213 | TNB | DISTRIBUTION | WP PUTRAJAYA & CYBERJAYA | Existing | RYB | 11 kV |  |  |  |  | 240_TRIPLEX_AL_XLPE | PE 21.16 SMART HOMES F2: CBJ21165 | PE 21.12 CYBERIA SMARTHOMES F2: C21124 |  | 412.093 m |  |  |  | 3 | 2
19197223 | TNB | DISTRIBUTION | WP PUTRAJAYA & CYBERJAYA | Existing | RYB | 11 kV |  |  |  |  | 240_TRIPLEX_AL_XLPE | PE 21.12 CYBERIA SMARTHOMES F2: C21125 | PE 21.18 CONDO A1 CYBERIA F2: CBJ21184 |  | 398.776 m |  |  |  | 3 | 2
19198179 | TNB | DISTRIBUTION | WP PUTRAJAYA & CYBERJAYA | Existing | RYB | 11 kV |  |  |  |  | 240_TRIPLEX_AL_XLPE | PE 21.73 - SEK. ANTARABANGSA F1: CBJ21736 | PE 22.11 THE STREET MALL F2: CBJ22114 |  | 1291.170 m |  |  |  | 3 | 4
19198285 | TNB | DISTRIBUTION | WP PUTRAJAYA & CYBERJAYA | Existing | RYB | 11 kV |  |  |  |  | 240_TRIPLEX_AL_XLPE |  |  |  | 1507.714 m |  |  |  | 3 | 4
19198300 | TNB | DISTRIBUTION | WP PUTRAJAYA & CYBERJAYA | Existing | RYB | 11 kV |  |  |  |  | 240_TRIPLEX_AL_XLPE | PE 21.73 - SEK. ANTARABANGSA F2: CBJ21733 | PE 22.11 THE STREET MALL F1: CBJ22111 |  | 1289.318 m |  |  |  | 3 | 4
19232871 | TNB | DISTRIBUTION | WP PUTRAJAYA & CYBERJAYA | Existing | RYB | 11 kV |  |  |  |  | 240_TRIPLEX_AL_XLPE | PE 9.45 P'PURI P7 BLOK B1 (F1): PTJ09452 | PE 9.44 P'PURI P7 BLOK A2 (EFI) (F1): PTJ09441 |  | 113.351 m |  |  |  | 3 | 1
19232881 | TNB | DISTRIBUTION | WP PUTRAJAYA & CYBERJAYA | Existing | RYB | 11 kV |  |  |  |  | 240_TRIPLEX_AL_XLPE | PE 9.46 P'PURI P7 BLOK B3 (EFI) (F2): PTJ09465 | PE 9.45 P'PURI P7 BLOK B1 (F2): PTJ09454 |  | 302.959 m |  |  |  | 3 | 2
19232931 | TNB | DISTRIBUTION | WP PUTRAJAYA & CYBERJAYA | Existing | RYB | 11 kV |  |  |  |  | 240_TRIPLEX_AL_XLPE | PE 9.44 P'PURI P7 BLOK A2 (EFI) (F2): PTJ09445 | PE 9.43 P'PURI P7 BLOK A1 (F2): PTJ09434 |  | 176.010 m |  |  |  | 3 | 2
19233035 | TNB | DISTRIBUTION | WP PUTRAJAYA & CYBERJAYA | Existing | RYB | 11 kV |  |  |  |  | 240_TRIPLEX_AL_XLPE | PE 9.44 P'PURI P7 BLOK A2 (EFI) (F1): PTJ09442 | PE 9.43 P'PURI P7 BLOK A1 (F1): PTJ09431 |  | 176.183 m |  |  |  | 3 | 2
19233068 | TNB | DISTRIBUTION | WP PUTRAJAYA & CYBERJAYA | Existing | RYB | 11 kV |  |  |  |  | 70_1C_AL_XLPE | PE 9.43 P'PURI P7 BLOK A1 (F2): PTJ09435 | PE 9.35 P'PURI BLOK A1 (EFI) (F2): PTJ09354 |  | 818.381 m |  |  |  | 3 | 4
19233109 | TNB | DISTRIBUTION | WP PUTRAJAYA & CYBERJAYA | Existing | RYB | 11 kV |  |  |  |  | 240_TRIPLEX_AL_XLPE | PE 9.46 P'PURI P7 BLOK B3 (EFI) (F1): PTJ09462 | PE 9.45 P'PURI P7 BLOK B1 (F1): PTJ09451 |  | 293.822 m |  |  |  | 3 | 2
19233141 | TNB | DISTRIBUTION | WP PUTRAJAYA & CYBERJAYA | Existing | RYB | 11 kV |  |  |  |  | 240_TRIPLEX_AL_XLPE | PE 9.21 P9D/1 TERES (F2): P09214 | PE 9.46 P'PURI P7 BLOK B3 (EFI) (F2): PTJ09464 |  | 1288.619 m |  |  |  | 3 | 5
19233401 | TNB | DISTRIBUTION | WP PUTRAJAYA & CYBERJAYA | Existing | RYB | 33 kV |  |  |  |  | 630_1C_AL_XLPE | PMU SRDG: VCB 9L5 | PPU PTJ5: VCB 5P5 |  | 8767.024 m |  |  | 5P5 | 3 | 7
19233433 | TNB | DISTRIBUTION | WP PUTRAJAYA & CYBERJAYA | Existing | RYB | 11 kV |  |  |  |  | 240_TRIPLEX_AL_XLPE | PPU PTJ5: VCB 14 | PE 10.13 PUSPANITA (F1): PTJ10132 |  | 1710.913 m |  |  | FDR14 | 3 | 4
19233457 | TNB | DISTRIBUTION | WP PUTRAJAYA & CYBERJAYA | Existing | RYB | 11 kV |  |  |  |  | 240_TRIPLEX_AL_XLPE | PPU PTJ5: VCB 10 | PE 8.12 INSIDE PPU 5 (F1): PTJ08121 |  | 53.117 m |  |  | FDR10 | 3 | 1
19233465 | TNB | DISTRIBUTION | WP PUTRAJAYA & CYBERJAYA | Existing | RYB | 11 kV |  |  |  |  | 240_TRIPLEX_AL_XLPE | PPU PTJ5: VCB 9 | PE 8.12 INSIDE PPU 5 (F2): PTJ08124 |  | 52.444 m |  |  | FDR9 | 3 | 1
19233884 | TNB | DISTRIBUTION | WP PUTRAJAYA & CYBERJAYA | Existing | RYB | 11 kV |  |  |  |  | 240_TRIPLEX_AL_XLPE | PE 8.17 P.KEJIRANAN (EFI): PTJ08171 | PE 8.06 DEWAN SERBAGUNA (EFI) (F2): PTJ08064 |  | 79.391 m |  |  |  | 3 | 3
19234067 | TNB | DISTRIBUTION | WP PUTRAJAYA & CYBERJAYA | Existing | RYB | 11 kV |  |  |  |  | 240_TRIPLEX_AL_XLPE | PE 8.36 TEMP 8-4F: PTJ08363 | PE 8.11 JLN P8E TERES (EFI) (F2): PTJ08114 |  | 485.690 m |  |  |  | 3 | 1
19234231 | TNB | DISTRIBUTION | WP PUTRAJAYA & CYBERJAYA | Existing | RYB | 11 kV |  |  |  |  | 240_TRIPLEX_AL_XLPE | PE 8.04 SEK MEN (F1): PTJ08042 | PE 8.05 APT FASA 4A (B1) (F1): P08051 |  | 396.709 m |  |  |  | 3 | 2
19234379 | TNB | DISTRIBUTION | WP PUTRAJAYA & CYBERJAYA | Existing | RYB | 11 kV |  |  |  |  | 240_TRIPLEX_AL_XLPE | PE 8.10 SEK REN FASA 2: PTJ08101 | PE 8.07 APT FASA 4B (B2) (F1): PTJ08072 |  | 844.151 m |  |  |  | 3 | 2
19234694 | TNB | DISTRIBUTION | WP PUTRAJAYA & CYBERJAYA | Existing | RYB | 11 kV |  |  |  |  | 240_TRIPLEX_AL_XLPE | PE 8.09 JLN P8E2TERES (F1): PTJ08092 | PE 8.10 SEK REN FASA 2: PTJ08102 |  | 410.733 m |  |  |  | 3 | 2
19234877 | TNB | DISTRIBUTION | WP PUTRAJAYA & CYBERJAYA | Existing | RYB | 11 kV |  |  |  |  | 240_TRIPLEX_AL_XLPE | PE 8.11 JLN P8E TERES (EFI) (F2): PTJ08115 | PE 8.25 ISTANA DARUL EHSAN (F2): PTJ08254 |  | 324.613 m |  |  |  | 3 | 2
19235056 | TNB | DISTRIBUTION | WP PUTRAJAYA & CYBERJAYA | Existing | RYB | 11 kV |  |  |  |  | 240_TRIPLEX_AL_XLPE | PE 8.11 JLN P8E TERES (EFI) (F1): PTJ08112 | PE 8.25 ISTANA DARUL EHSAN (F1): PTJ08251 |  | 315.461 m |  |  |  | 3 | 2
19310164 | TNB | DISTRIBUTION | WP PUTRAJAYA & CYBERJAYA | Existing | RYB | 11 kV |  |  |  |  | 240_TRIPLEX_AL_XLPE | PE 11.20 WR5: PTJ11201 | PE 11.48 BALAI POLIS: PTJ11481 |  | 613.529 m |  |  |  | 3 | 6
19310302 | TNB | DISTRIBUTION | WP PUTRAJAYA & CYBERJAYA | Existing | RYB | 11 kV |  |  |  |  | 240_TRIPLEX_AL_XLPE | PE 11.02 BLOK 3A (F1): PTJ11023 | PE 11.65 ZON 10A2 (F2): PTJ11655 |  | 2455.952 m |  |  |  | 3 | 4
19310411 | TNB | DISTRIBUTION | WP PUTRAJAYA & CYBERJAYA | Existing | RYB | 11 kV |  |  |  |  | 240_TRIPLEX_AL_XLPE | PE 11.03 P11A1/12 TERES (F2): P11035 | PE 11.02 BLOK 3A (F2): PTJ11024 |  | 701.092 m |  |  |  | 3 | 2
19310415 | TNB | DISTRIBUTION | WP PUTRAJAYA & CYBERJAYA | Existing | RYB | 11 kV |  |  |  |  | 240_TRIPLEX_AL_XLPE | PE 11.03 P11A1/12 TERES (F1): P11032 | PE 11.02 BLOK 3A (F1): PTJ11021 |  | 708.093 m |  |  |  | 3 | 2
19310863 | TNB | DISTRIBUTION | WP PUTRAJAYA & CYBERJAYA | Existing | RYB | 11 kV |  |  |  |  | 240_TRIPLEX_AL_XLPE | PE 11.12 APT A (F2): PTJ11125 | PE 11.13 APT B (F2): PTJ11134 |  | 128.324 m |  |  |  | 3 | 2
19310934 | TNB | DISTRIBUTION | WP PUTRAJAYA & CYBERJAYA | Existing | RYB | 11 kV |  |  |  |  | 240_TRIPLEX_AL_XLPE | PE 11.48 BALAI POLIS: PTJ11483 | PE 11.10 P11B1/6 SEMI-D (EFI) (F1): PTJ11101 |  | 1776.891 m |  |  |  | 3 | 2
19310946 | TNB | DISTRIBUTION | WP PUTRAJAYA & CYBERJAYA | Existing | RYB | 11 kV |  |  |  |  | 240_TRIPLEX_AL_XLPE | PE 11.02 BLOK 3A (F2): PTJ11026 | PE 11.10 P11B1/6 SEMI-D (EFI) (F2): PTJ11104 |  | 1082.956 m |  |  |  | 3 | 2
19311162 | TNB | DISTRIBUTION | WP PUTRAJAYA & CYBERJAYA | Existing | RYB | 11 kV |  |  |  |  | 240_TRIPLEX_AL_XLPE | PE 11.10 P11B1/6 SEMI-D (EFI) (F1): PTJ11102 | PE 11.12 APT A (F1): PTJ11121 |  | 727.054 m |  |  |  | 3 | 2
19323078 | TNB | DISTRIBUTION | WP PUTRAJAYA & CYBERJAYA | Existing | RYB | 33 kV |  |  |  |  | 630_1C_AL_XLPE | PMU SRDG: VCB 2L5 | PPU PTJ1: VCB 2P5 |  | 7013.235 m |  |  | 2L5 INC | 3 | 9
19323364 | TNB | DISTRIBUTION | WP PUTRAJAYA & CYBERJAYA | Existing | RYB | 11 kV |  |  |  |  | 240_TRIPLEX_AL_XLPE | PPU PTJ4: VCB 10 | SS 1.15 D1 (F2): PTJ01154 |  | 931.944 m |  |  | CB10 | 3 | 5
19323452 | TNB | DISTRIBUTION | WP PUTRAJAYA & CYBERJAYA | Existing | RYB | 11 kV |  |  |  |  | 240_TRIPLEX_AL_XLPE | PPU PTJ4: VCB 14 | PE 15.22 PADAT WR 6: PTJ15223 |  | 3523.120 m |  |  | CB14 | 3 | 14
19323528 | TNB | DISTRIBUTION | WP PUTRAJAYA & CYBERJAYA | Existing | RYB | 11 kV |  |  |  |  | 240_TRIPLEX_AL_XLPE | PPU PTJ1: VCB 4 | PE 1.65 DATARAN PAHLAWAN F2: PTJ01654 |  | 2055.999 m |  |  | CB4 | 3 | 8
19323588 | TNB | DISTRIBUTION | WP PUTRAJAYA & CYBERJAYA | Existing | RYB | 11 kV |  |  |  |  | 240_TRIPLEX_AL_XLPE | PPU PTJ6: VCB 2 | SS 1.01 PMO (F1): P01012 [OFF] |  | 413.800 m |  |  |  | 3 | 2
19323612 | TNB | DISTRIBUTION | WP PUTRAJAYA & CYBERJAYA | Existing | RYB | 11 kV |  |  |  |  | 240_TRIPLEX_AL_XLPE | PPU PTJ6: VCB 11 | SS 1.07 JPM B1 JPM B8 (F2): PTJ1071 |  | 729.882 m |  |  |  | 3 | 4
19323692 | TNB | DISTRIBUTION | WP PUTRAJAYA & CYBERJAYA | Existing | RYB | 33 kV |  |  |  |  | 630_1C_AL_XLPE | PPU PTJ6: VCB 4P5 | SSU GDC NO1 PUTRAJAYA: VCB 5S5 [OFF] |  | 2933.695 m |  |  |  | 3 | 10
19323725 | TNB | DISTRIBUTION | WP PUTRAJAYA & CYBERJAYA | Existing | RYB | 11 kV |  |  |  |  | 240_TRIPLEX_AL_XLPE | PPU PTJ6: VCB 4 | PE 1.32 INSIDE PPU6 S/L OVAL: PTJ1323 |  | 50.050 m |  |  |  | 3 | 2
19323937 | TNB | DISTRIBUTION | WP PUTRAJAYA & CYBERJAYA | Existing | RYB | 33 kV |  |  |  |  | 630_1C_AL_XLPE | PMU ABBA 132/33kV: VCB 2L5 | PPU PTJ6: VCB 2P5 |  | 6892.839 m |  |  |  | 3 | 12
19324521 | TNB | DISTRIBUTION | WP PUTRAJAYA & CYBERJAYA | Existing | RYB | 11 kV |  |  |  |  | 240_TRIPLEX_AL_XLPE | PE 1.31 PADAT PERSIARAN PERDANA: PTJ01312 | PE 1.27 PADAT PERSIARAN PERSEKUTUAN: PTJ01271 |  | 1224.030 m |  |  |  | 3 | 4
19324536 | TNB | DISTRIBUTION | WP PUTRAJAYA & CYBERJAYA | Existing | RYB | 11 kV |  |  |  |  | 240_TRIPLEX_AL_XLPE | SS 1.14 C5 (F1): PTJ1145 | PPU PTJ4: VCB 12 [OFF] |  | 1560.396 m |  |  | CB12 | 3 | 3
19324553 | TNB | DISTRIBUTION | WP PUTRAJAYA & CYBERJAYA | Existing | RYB | 11 kV |  |  |  |  | 240_TRIPLEX_AL_XLPE | PPU PTJ1: VCB 1 | PE 1.65 DATARAN PAHLAWAN F1: PTJ01651 |  | 2062.013 m |  |  | CB1 | 3 | 8
19324568 | TNB | DISTRIBUTION | WP PUTRAJAYA & CYBERJAYA | Existing | RYB | 11 kV |  |  |  |  | 240_TRIPLEX_AL_XLPE | PPU PTJ6: VCB 14 | SS 1.46 E9 (F1): PTJ1461 |  | 2561.816 m |  |  |  | 3 | 10
20508858 | TNB | DISTRIBUTION | WP PUTRAJAYA & CYBERJAYA | Existing | RYB | 11 kV |  |  |  |  | 240_TRIPLEX_AL_XLPE | SS 22.43 BMW F2: CBJ22434 | PPU CYB6: VCB 14 [OFF] |  | 1902.260 m |  |  |  | 3 | 6
20508895 | TNB | DISTRIBUTION | WP PUTRAJAYA & CYBERJAYA | Existing | RYB | 11 kV |  |  |  |  | 240_TRIPLEX_AL_XLPE | PE 22.10 D' MELOR F1: CBJ22102 | PE 21.14 PUSAT REKREASI SMART HOME F1: CBJ21141 |  | 1596.896 m |  |  |  | 3 | 2
22148502 | TNB | DISTRIBUTION | WP PUTRAJAYA & CYBERJAYA | Existing | RYB | 11 kV |  |  |  |  | 500_1C_AL_XLPE | SS 21.67 BLOK D IT PARK F1: C21672 | PE 21.71 CAR PARK IT PARK F1: C21711 |  | 613.756 m |  |  |  | 3 | 0
22148506 | TNB | DISTRIBUTION | WP PUTRAJAYA & CYBERJAYA | Existing | RYB | 11 kV |  |  |  |  | 500_1C_AL_XLPE | PE 21.71 CAR PARK IT PARK F2: C21714 | SS 21.67 BLOK D IT PARK F2: C21675 |  | 634.327 m |  |  |  | 3 | 0
22149473 | TNB | DISTRIBUTION | WP PUTRAJAYA & CYBERJAYA | Existing | RYB | 11 kV |  |  |  |  | 500_1C_AL_XLPE | PE 21.71 CAR PARK IT PARK F1: C21712 | SS 21.70 - IT PARK BLOK I & J F1: C21701 |  | 88.800 m |  |  |  | 3 | 0
22149476 | TNB | DISTRIBUTION | WP PUTRAJAYA & CYBERJAYA | Existing | RYB | 11 kV |  |  |  |  | 500_1C_AL_XLPE | SS 21.70 - IT PARK BLOK I & J F2: C21705 | PE 21.71 CAR PARK IT PARK F2: C21715 |  | 101.626 m |  |  |  | 3 | 0
23681466 | TNB | DISTRIBUTION | WP PUTRAJAYA & CYBERJAYA | Existing | RYB | 11 kV |  |  |  |  | 240_3C_AL_XLPE | PE 22.07 PADAT B 15-6: CBJ22071 | SS 22.08: C22082 |  | 4209.531 m |  |  |  | 3 | 6
24724920 | TNB | DISTRIBUTION | WP PUTRAJAYA & CYBERJAYA | Existing | RYB | 11 kV |  |  |  |  | 240_3C_AL_XLPE | PMU ABBA 132/11kV: VCB 3 | TMN DESA UTAMA SG MERAB: B07884 |  | 2411.885 m |  |  |  | 3 | 3
24724932 | TNB | DISTRIBUTION | WP PUTRAJAYA & CYBERJAYA | Existing | RYB | 11 kV |  |  |  |  | 240_3C_AL_XLPE | PMU ABBA 132/11kV: VCB 4 | LOJI AIR SG MERAB: B03795 |  | 2364.589 m |  |  |  | 3 | 3
24725133 | TNB | DISTRIBUTION | WP PUTRAJAYA & CYBERJAYA | Existing | RYB | 33 kV |  |  |  |  | 630_1C_AL_XLPE | PMU ABBA 132/33kV: VCB 7L5 | SSU GDC NO1 PUTRAJAYA: VCB 3S5 |  | 4151.184 m |  |  |  | 3 | 9
24725287 | TNB | DISTRIBUTION | WP PUTRAJAYA & CYBERJAYA | Existing | RYB | 11 kV |  |  |  |  | 240_3C_AL_XLPE | PMU ABBA 132/11kV: VCB 2 | SWS SG MERAB: B03769 |  | 1750.043 m |  |  |  | 3 | 3
24725410 | TNB | DISTRIBUTION | WP PUTRAJAYA & CYBERJAYA | Existing | RYB | 11 kV |  |  |  |  | 240_TRIPLEX_AL_XLPE | PMU ABBA 132/11kV: VCB 5 | PE 14.19 BLOK E2 (EFI) (F1): PTJ14193 |  | 1081.528 m |  |  |  | 3 | 1
24725430 | TNB | DISTRIBUTION | WP PUTRAJAYA & CYBERJAYA | Existing | RYB | 11 kV |  |  |  |  | 240_3C_AL_XLPE | PMU ABBA 132/11kV: VCB 1 | KG DABB A/T NO 2: B03779 |  | 2252.026 m |  |  |  | 3 | 2
24725486 | TNB | DISTRIBUTION | WP PUTRAJAYA & CYBERJAYA | Existing | RYB | 11 kV |  |  |  |  | 240_TRIPLEX_AL_XLPE | PMU ABBA 132/11kV: VCB 11 | SS 14.01 WWTP: P14012 |  | 1071.620 m |  |  |  | 3 | 2
24725626 | TNB | DISTRIBUTION | WP PUTRAJAYA & CYBERJAYA | Existing | RYB | 33 kV |  |  |  |  | 630_1C_AL_XLPE | PMU ABBA 132/33kV: VCB 10L5 | PPU PTJ4: VCB 4P5 |  | 5057.155 m |  |  | 4P5 INC | 3 | 12
24725914 | TNB | DISTRIBUTION | WP PUTRAJAYA & CYBERJAYA | Existing | RYB | 11 kV |  |  |  |  | 240_TRIPLEX_AL_XLPE | PMU ABBA 132/11kV: VCB 12 | PE 14.29 GUDANG (EFI) (F2): PTJ14295 |  | 1414.453 m |  |  |  | 3 | 2
24725930 | TNB | DISTRIBUTION | WP PUTRAJAYA & CYBERJAYA | Existing | RYB | 11 kV |  |  |  |  | 240_TRIPLEX_AL_XLPE | PMU ABBA 132/11kV: VCB 6 | PE 14.19 BLOK E2 (EFI) (F2): PTJ14195 |  | 1069.036 m |  |  |  | 3 | 1
24725994 | TNB | DISTRIBUTION | WP PUTRAJAYA & CYBERJAYA | Existing | RYB | 33 kV |  |  |  |  | 630_1C_AL_XLPE | PMU ABBA 132/33kV: VCB 8L5 | SSU SONY: [OFF] |  | 4490.646 m |  |  |  | 3 | 5
25643817 | TNB | DISTRIBUTION | WP PUTRAJAYA & CYBERJAYA | Existing | RYB | 11 kV |  |  |  |  | 240_TRIPLEX_AL_XLPE | PE 1.34 PROMENADE: PTJ01341 | PE 15.03 WR 3: PTJ15033 |  | 3790.705 m |  |  |  | 3 | 6
25644067 | TNB | DISTRIBUTION | WP PUTRAJAYA & CYBERJAYA | Existing | RYB | 11 kV |  |  |  |  | 240_TRIPLEX_AL_XLPE | PE 19.01 R8C: PTJ19011 | PE 17.02 R8B: PTJ17022 |  | 1717.776 m |  |  |  | 3 | 3
25652464 | TNB | DISTRIBUTION | WP PUTRAJAYA & CYBERJAYA | Existing | RYB | 11 kV |  |  |  |  | 240_TRIPLEX_AL_XLPE | PE 1.54 SOUTH DEPT (F1): PTJ01541 | SS 1.55 PLAZA MALL (F1): PTJ01553 |  | 373.554 m |  |  |  | 3 | 2
25652544 | TNB | DISTRIBUTION | WP PUTRAJAYA & CYBERJAYA | Existing | RYB | 11 kV |  |  |  |  | 240_TRIPLEX_AL_XLPE | PE 1.54 SOUTH DEPT (F2): PTJ01545 | SS 1.55 PLAZA MALL (F2): PTJ01556 |  | 373.806 m |  |  |  | 3 | 2
25652560 | TNB | DISTRIBUTION | WP PUTRAJAYA & CYBERJAYA | Existing | RYB | 11 kV |  |  |  |  | 240_TRIPLEX_AL_XLPE | PE 1.53 NORTH DEPT (F1): PTJ01531 | PE 1.54 SOUTH DEPT (F1): PTJ01542 |  | 685.066 m |  |  |  | 3 | 2
25653172 | TNB | DISTRIBUTION | WP PUTRAJAYA & CYBERJAYA | Existing | RYB | 11 kV |  |  |  |  | 240_TRIPLEX_AL_XLPE | PE 1.37 E16 ANJUNG (F1): PTJ01371 | SS 1.39 E1 (F1): PTJ01393 |  | 273.978 m |  |  |  | 3 | 2
25653180 | TNB | DISTRIBUTION | WP PUTRAJAYA & CYBERJAYA | Existing | RYB | 11 kV |  |  |  |  | 240_TRIPLEX_AL_XLPE | PE 1.37 E16 ANJUNG (F2): PTJ01374 | SS 1.39 E1 (F2): PTJ01396 |  | 272.955 m |  |  |  | 3 | 2
25653270 | TNB | DISTRIBUTION | WP PUTRAJAYA & CYBERJAYA | Existing | RYB | 11 kV |  |  |  |  | 240_TRIPLEX_AL_XLPE | PPU PTJ4: VCB 4 | PE 1.56 SEK.MEN. A/SHAH (F1): PTJ01562 |  | 1713.131 m |  |  | CB4 | 3 | 8
25653525 | TNB | DISTRIBUTION | WP PUTRAJAYA & CYBERJAYA | Existing | RYB | 11 kV |  |  |  |  | 240_TRIPLEX_AL_XLPE | SS 1.46 E9 (F2): PTI1464 | PPU PTJ6: VCB 7 [OFF] |  | 2573.877 m |  |  |  | 3 | 10
25653589 | TNB | DISTRIBUTION | WP PUTRAJAYA & CYBERJAYA | Existing | RYB | 33 kV |  |  |  |  | 630_1C_AL_XLPE | PMU ABBA 132/33kV: VCB 1L5 | PPU PTJ6: VCB 3P5 |  | 6895.078 m |  |  | 1L5 INC | 3 | 14
25653599 | TNB | DISTRIBUTION | WP PUTRAJAYA & CYBERJAYA | Existing | RYB | 33 kV |  |  |  |  | 630_1C_AL_XLPE | SSU GDC NO1 PUTRAJAYA: VCB 4S5 | PPU PTJ4: VCB 2P5 [OFF] |  | 1106.407 m |  |  | 2P5 OUT | 3 | 8
25653824 | TNB | DISTRIBUTION | WP PUTRAJAYA & CYBERJAYA | Existing | RYB | 11 kV |  |  |  |  | 240_TRIPLEX_AL_XLPE | PE 1.57 SEK.MEN. A/SHAH (F1): PTJ01571 | PE 1.53 NORTH DEPT (F1): PTJ01532 |  | 803.281 m |  |  |  | 3 | 4
25653985 | TNB | DISTRIBUTION | WP PUTRAJAYA & CYBERJAYA | Existing | RYB | 33 kV |  |  |  |  | 630_1C_AL_XLPE | PMU ABBA 132/33kV: VCB 9L5 | PPU PTJ4: VCB 3P5 |  | 5061.883 m |  |  | 3P5 INC | 3 | 12
25656669 | TNB | DISTRIBUTION | WP PUTRAJAYA & CYBERJAYA | Existing | RYB | 11 kV |  |  |  |  | 240_TRIPLEX_AL_XLPE | PE 4.10 S/LIGHTING: PTJ04102 | PE 4.06 S/LIGHTING (F1): PTJ04061 |  | 492.006 m |  |  |  | 3 | 4
25656701 | TNB | DISTRIBUTION | WP PUTRAJAYA & CYBERJAYA | Existing | RYB | 33 kV |  |  |  |  | 630_1C_AL_XLPE | SSU GDC2: VCB 5S5 | PPU PTJ24: VCB 2P5 [OFF] |  | 1136.446 m |  |  |  | 3 | 0
25656709 | TNB | DISTRIBUTION | WP PUTRAJAYA & CYBERJAYA | Existing | RYB | 33 kV |  |  |  |  | 630_1C_AL_XLPE | PPU PTJ24: VCB 1P5 | PPU PTJ5: VCB 4P5 |  | 2509.518 m |  |  | 1P5 | 3 | 10
25656765 | TNB | DISTRIBUTION | WP PUTRAJAYA & CYBERJAYA | Existing | RYB | 11 kV |  |  |  |  | 240_TRIPLEX_AL_XLPE | PE 2.07 INSIDE PPU 18 (F2): PTJ02075 | PE 2.06 PS 15 (F2): PTJ02064 |  | 752.607 m |  |  |  | 3 | 4
25656893 | TNB | DISTRIBUTION | WP PUTRAJAYA & CYBERJAYA | Existing | RYB | 11 kV |  |  |  |  | 500_1C_AL_XLPE | SS 2.20 2M11 (F2): P02204 | SS 2.11 MOF 2G2 SELATAN (F2): P02116 |  | 395.404 m |  |  |  | 3 | 3
25656973 | TNB | DISTRIBUTION | WP PUTRAJAYA & CYBERJAYA | Existing | RYB | 11 kV |  |  |  |  | 500_1C_AL_XLPE | PPU PTJ24: VCB 3 | SS 3.05 KIBLAT WALK (F2): P03054 |  | 629.182 m |  |  | CB3 | 3 | 4
25657137 | TNB | DISTRIBUTION | WP PUTRAJAYA & CYBERJAYA | Existing | RYB | 11 kV |  |  |  |  | 500_1C_AL_XLPE | SS 3.04 3G3 (F1): P03042 | SS 4.04 4G4 (F1): P04041 |  | 877.282 m |  |  |  | 3 | 2
25657365 | TNB | DISTRIBUTION | WP PUTRAJAYA & CYBERJAYA | Existing | RYB | 11 kV |  |  |  |  | 240_TRIPLEX_AL_XLPE | PPU PTJ17: VCB 5 | PE 18.25 KOMPLEKS SEK FASA 3: PTJ18252 |  | 2180.874 m |  |  |  | 3 | 7
25657397 | TNB | DISTRIBUTION | WP PUTRAJAYA & CYBERJAYA | Existing | RYB | 11 kV |  |  |  |  | 500_1C_AL_XLPE | PE 2.15 2G4 (F1): P02152 | SS 2.14 2G3 (F1): P02141 |  | 206.489 m |  |  |  | 3 | 2
25657405 | TNB | DISTRIBUTION | WP PUTRAJAYA & CYBERJAYA | Existing | RYB | 11 kV |  |  |  |  | 500_1C_AL_XLPE | PE 2.15 2G4 (F2): P02156 | SS 2.14 2G3 (F2): P02144 |  | 210.455 m |  |  |  | 3 | 2
25657473 | TNB | DISTRIBUTION | WP PUTRAJAYA & CYBERJAYA | Existing | RYB | 11 kV |  |  |  |  | 240_TRIPLEX_AL_XLPE | PPU PTJ17: VCB 13 | PE 18.20 TMN PANCARONA (F1): PTJ18201 |  | 2016.403 m |  |  |  | 3 | 7
25657632 | TNB | DISTRIBUTION | WP PUTRAJAYA & CYBERJAYA | Existing | RYB | 11 kV |  |  |  |  | 240_TRIPLEX_AL_XLPE | PE 18.20 TMN PANCARONA (F1): PTJ18203 | PE 18.03 PS 12: PTJ18031 |  | 1069.880 m |  |  |  | 3 | 8
25657694 | TNB | DISTRIBUTION | WP PUTRAJAYA & CYBERJAYA | Existing | RYB | 11 kV |  |  |  |  | 500_1C_AL_XLPE | SS 3.06 3C4 (F2): P03064 | PE 4.01 4G3 (F2): P04016 |  | 464.689 m |  |  |  | 3 | 2
25657802 | TNB | DISTRIBUTION | WP PUTRAJAYA & CYBERJAYA | Existing | RYB | 11 kV |  |  |  |  | 500_1C_AL_XLPE | SS 3.06 3C4 (F1): P03061 | PE 4.01 4G3 (F1): P04012 [OFF] |  | 480.676 m |  |  |  | 3 | 2
25657952 | TNB | DISTRIBUTION | WP PUTRAJAYA & CYBERJAYA | Existing | RYB | 11 kV |  |  |  |  | 500_1C_AL_XLPE | SS 3.04 3G3 (F2): P03045 | SS 4.04 4G4 (F2): P04044 |  | 862.462 m |  |  |  | 3 | 2
25658376 | TNB | DISTRIBUTION | WP PUTRAJAYA & CYBERJAYA | Existing | RYB | 11 kV |  |  |  |  | 500_1C_AL_XLPE | SS 4.03 4G1 (F1): P04032 | SS 3.06 3C4 (F1): P03062 |  | 553.213 m |  |  |  | 3 | 2
25658472 | TNB | DISTRIBUTION | WP PUTRAJAYA & CYBERJAYA | Existing | RYB | 11 kV |  |  |  |  | 500_1C_AL_XLPE | SS 4.03 4G1 (F2): P04035 | SS 3.06 3C4 (F2): P03065 |  | 554.424 m |  |  |  | 3 | 2
25658810 | TNB | DISTRIBUTION | WP PUTRAJAYA & CYBERJAYA | Existing | RYB | 11 kV |  |  |  |  | 500_1C_AL_XLPE | PE 4.02 4G2 (F1): P04022 | SS 4.03 4G1 (F1): P04031 |  | 240.884 m |  |  |  | 3 | 0
25658890 | TNB | DISTRIBUTION | WP PUTRAJAYA & CYBERJAYA | Existing | RYB | 11 kV |  |  |  |  | 500_1C_AL_XLPE | PE 4.02 4G2 (F2): P04026 | SS 4.03 4G1 (F2): P04034 |  | 251.968 m |  |  |  | 3 | 2
25659018 | TNB | DISTRIBUTION | WP PUTRAJAYA & CYBERJAYA | Existing | RYB | 11 kV |  |  |  |  | 500_1C_AL_XLPE | SS 3.05 KIBLAT WALK (F2): P03055 | PE 4.02 4G2 (F2): P04025 |  | 966.221 m |  |  |  | 3 | 4
25659082 | TNB | DISTRIBUTION | WP PUTRAJAYA & CYBERJAYA | Existing | RYB | 11 kV |  |  |  |  | 240_TRIPLEX_AL_XLPE | PPU PTJ24: VCB 8 | PE 4.05 S/LIGHTING: PTJ04051 |  | 1370.955 m |  |  | CB8 | 3 | 0
25659162 | TNB | DISTRIBUTION | WP PUTRAJAYA & CYBERJAYA | Existing | RYB | 11 kV |  |  |  |  | 500_1C_AL_XLPE | SS 2.13 2G6 (F2): P02135 | PE 2.12 2G5 (F2): P02125 [OFF] |  | 301.188 m |  |  |  | 3 | 0
25659352 | TNB | DISTRIBUTION | WP PUTRAJAYA & CYBERJAYA | Existing | RYB | 11 kV |  |  |  |  | 500_1C_AL_XLPE | PPU PTJ24: VCB 1 | SS 2.19 2M10 (F1): P02192 |  | 1309.666 m |  |  | CB1 | 3 | 6
25659687 | TNB | DISTRIBUTION | WP PUTRAJAYA & CYBERJAYA | Existing | RYB | 11 kV |  |  |  |  | 500_1C_AL_XLPE | SS 3.05 KIBLAT WALK (F1): P03052 | PE 4.02 4G2 (F1): P04021 |  | 960.355 m |  |  |  | 3 | 4
25659915 | TNB | DISTRIBUTION | WP PUTRAJAYA & CYBERJAYA | Existing | RYB | 11 kV |  |  |  |  | 500_1C_AL_XLPE | PPU PTJ24: VCB 4 | SS 3.05 KIBLAT WALK (F1): P03051 |  | 629.042 m |  |  | CB4 | 3 | 4
25659957 | TNB | DISTRIBUTION | WP PUTRAJAYA & CYBERJAYA | Existing | RYB | 11 kV |  |  |  |  | 500_1C_AL_XLPE | PE 3.02 3G1 (F1): P03022 | SS 3.03 3G2 (F1): P03031 |  | 218.243 m |  |  |  | 3 | 0
25660144 | TNB | DISTRIBUTION | WP PUTRAJAYA & CYBERJAYA | Existing | RYB | 11 kV |  |  |  |  | 240_TRIPLEX_AL_XLPE | PE 17.02 R8B: PTJ17021 | PE 4.10 S/LIGHTING: PTJ04101 |  | 3065.421 m |  |  |  | 3 | 7
25660170 | TNB | DISTRIBUTION | WP PUTRAJAYA & CYBERJAYA | Existing | RYB | 11 kV |  |  |  |  | 240_TRIPLEX_AL_XLPE | PE 18.20 TMN PANCARONA (F2): PTJ18206 | PE 4.06 PADAT S/L (F2): PTJ04064 |  | 1512.441 m |  |  |  | 3 | 6
25660612 | TNB | DISTRIBUTION | WP PUTRAJAYA & CYBERJAYA | Existing | RYB | 11 kV |  |  |  |  | 500_1C_AL_XLPE | PPU PTJ24: VCB 2 | SS 2.19 2M10 (F2): P02195 |  | 1311.783 m |  |  | CB2 | 3 | 6
25660808 | TNB | DISTRIBUTION | WP PUTRAJAYA & CYBERJAYA | Existing | RYB | 11 kV |  |  |  |  | 500_1C_AL_XLPE | SS 3.08 3C7 (F1): P03082 | SS 3.04 3G3 (F1): P03041 |  | 309.740 m |  |  |  | 3 | 1
25661058 | TNB | DISTRIBUTION | WP PUTRAJAYA & CYBERJAYA | Existing | RYB | 11 kV |  |  |  |  | 240_TRIPLEX_AL_XLPE | PE 21.03 B15-1: CBJ21033 | PE 11.42 BLOK G (F1): PTJ11421 |  | 1445.391 m |  |  |  | 3 | 2
25661096 | TNB | DISTRIBUTION | WP PUTRAJAYA & CYBERJAYA | Existing | RYB | 11 kV |  |  |  |  | 240_TRIPLEX_AL_XLPE | SS 21.24 KVDT PETRONAS: CBJ21241 | PE 21.03 B15-1: CBJ21031 |  | 2203.711 m |  |  |  | 3 | 2
26202535 | TNB | DISTRIBUTION | WP PUTRAJAYA & CYBERJAYA | Existing | RYB | 11 kV |  |  |  |  | 240_TRIPLEX_AL_XLPE | PE 5.26 BLOK D2 APT 5R4 (F1): PTJ05261 | PE 5.25 BLOK D1 APT 5R4 (F1): PTJ05253 |  | 164.363 m |  |  |  | 3 | 2
26202545 | TNB | DISTRIBUTION | WP PUTRAJAYA & CYBERJAYA | Existing | RYB | 11 kV |  |  |  |  | 240_TRIPLEX_AL_XLPE | PE 5.24 BLOK C APT 5R4 (F2): PTJ05246 | PE 5.25 BLOK D1 APT 5R4 (F2): PTJ05254 |  | 100.850 m |  |  |  | 3 | 2
26202562 | TNB | DISTRIBUTION | WP PUTRAJAYA & CYBERJAYA | Existing | RYB | 11 kV |  |  |  |  | 240_TRIPLEX_AL_XLPE | PE 5.23 BLOK B APT 5R4 (F2): PTJ05236 | PE 5.24 BLOK C APT 5R4 (F2): PTJ05244 |  | 83.130 m |  |  |  | 3 | 2
26202572 | TNB | DISTRIBUTION | WP PUTRAJAYA & CYBERJAYA | Existing | RYB | 11 kV |  |  |  |  | 70_1C_AL_XLPE | PE 5.24 BLOK C APT 5R4 (F1): PTJ05241 | PE 5.23 BLOK B APT 5R4 (F1): PTJ05233 |  | 79.672 m |  |  |  | 3 | 2
26202589 | TNB | DISTRIBUTION | WP PUTRAJAYA & CYBERJAYA | Existing | RYB | 11 kV |  |  |  |  | 240_TRIPLEX_AL_XLPE | PE 5.23 BLOK B APT 5R4 (F1): PTJ05231 | PE 5.22 BLOK A APT 5R4 (F1): PTJ05223 |  | 90.359 m |  |  |  | 3 | 2
26202790 | TNB | DISTRIBUTION | WP PUTRAJAYA & CYBERJAYA | Existing | RYB | 11 kV |  |  |  |  | 240_TRIPLEX_AL_XLPE | PE 5.07 JLB1: PTJ05071 | SS 5.02 STP2 (F1): P05021 [OFF] |  | 2453.141 m |  |  |  | 3 | 0
26202796 | TNB | DISTRIBUTION | WP PUTRAJAYA & CYBERJAYA | Existing | RYB | 11 kV |  |  |  |  | 240_TRIPLEX_AL_XLPE | SS 5.02 STP2 (F2): P05025 | PE 5.07 JLB1: PTJ05073 |  | 2466.894 m |  |  |  | 3 | 1
26203072 | TNB | DISTRIBUTION | WP PUTRAJAYA & CYBERJAYA | Existing | RYB | 11 kV |  |  |  |  | 240_TRIPLEX_AL_XLPE | PE 5.16 BLOK B 5R3 (F2): PTJ05164 | PE 5.15 BLOK A 5R3 (F2): PTJ05155 |  | 257.459 m |  |  |  | 3 | 2
26203078 | TNB | DISTRIBUTION | WP PUTRAJAYA & CYBERJAYA | Existing | RYB | 11 kV |  |  |  |  | 240_TRIPLEX_AL_XLPE | PE 5.15 BLOK A 5R3 (F1): PTJ05152 | PE 5.16 BLOK B 5R3 (F1): PTJ05161 |  | 250.472 m |  |  |  | 3 | 2
26203123 | TNB | DISTRIBUTION | WP PUTRAJAYA & CYBERJAYA | Existing | RYB | 11 kV |  |  |  |  | 240_TRIPLEX_AL_XLPE | PE 5.16 BLOK B 5R3 (F1): PTJ05163 | PE 5.19 BLOK E 5R3 (F1): P05191 |  | 168.375 m |  |  |  | 3 | 2
26203140 | TNB | DISTRIBUTION | WP PUTRAJAYA & CYBERJAYA | Existing | RYB | 11 kV |  |  |  |  | 240_TRIPLEX_AL_XLPE | PE 5.18 BLOK D 5R3 (F2): PTJ05184 | PE 5.19 BLOK E 5R3 (F2): P05195 |  | 126.499 m |  |  |  | 3 | 2
26203224 | TNB | DISTRIBUTION | WP PUTRAJAYA & CYBERJAYA | Existing | RYB | 11 kV |  |  |  |  | 240_TRIPLEX_AL_XLPE | PE 5.18 BLOK D 5R3 (F1): PTJ05183 | PE 5.17 BLOK C 5R3 (F1): PTJ05171 |  | 222.474 m |  |  |  | 3 | 2
26203229 | TNB | DISTRIBUTION | WP PUTRAJAYA & CYBERJAYA | Existing | RYB | 11 kV |  |  |  |  | 240_TRIPLEX_AL_XLPE | PE 5.17 BLOK C 5R3 (F2): PTJ05174 | PE 5.18 BLOK D 5R3 (F2): PTJ05186 |  | 227.756 m |  |  |  | 3 | 2
26203428 | TNB | DISTRIBUTION | WP PUTRAJAYA & CYBERJAYA | Existing | RYB | 11 kV |  |  |  |  | 240_3C_AL_XLPE | E - VILLAGE ( COMPACT ): B04471 | CYBER VALEY COMERCIAL CENTRE NO 2: B10291 |  | 177.085 m |  |  |  | 3 | 4
26352278 | TNB | DISTRIBUTION | WP PUTRAJAYA & CYBERJAYA | Existing | RYB | 11 kV |  |  |  |  | 240_TRIPLEX_AL_XLPE | PE 8.24 SERI SAUJANA (BR 8): PTJ08241 | PE 7.07 PLF (F1): PTJ07071 |  | 525.266 m |  |  |  | 3 | 3
26352315 | TNB | DISTRIBUTION | WP PUTRAJAYA & CYBERJAYA | Existing | RYB | 11 kV |  |  |  |  | 240_TRIPLEX_AL_XLPE | PE 8.23 PS8 (F1): PTJ08231 | PE 8.07 APT FASA 4B (B2) (F1): PTJ08071 [OFF] |  | 715.502 m |  |  |  | 3 | 7
26352324 | TNB | DISTRIBUTION | WP PUTRAJAYA & CYBERJAYA | Existing | RYB | 11 kV |  |  |  |  | 240_TRIPLEX_AL_XLPE | PE 8.23 PS8 (F2): PTJ08234 | PE 8.07 APT FASA 4B (B2) (F2): PTJ08074 [OFF] |  | 727.195 m |  |  |  | 3 | 7
26352451 | TNB | DISTRIBUTION | WP PUTRAJAYA & CYBERJAYA | Existing | RYB | 11 kV |  |  |  |  | 240_TRIPLEX_AL_XLPE | PE 7.05 L SENTOSA (R2C): PTJ07053 | PE 7.06 TPB (WTT) (F1): PTJ07062 |  | 1563.940 m |  |  |  | 3 | 5
26352459 | TNB | DISTRIBUTION | WP PUTRAJAYA & CYBERJAYA | Existing | RYB | 11 kV |  |  |  |  | 240_TRIPLEX_AL_XLPE | PE 7.07 PLF (F2): PTJ07074 | PE 7.06 TPB (WTT) (F2): PTJ07065 [OFF] |  | 3079.596 m |  |  |  | 3 | 10
26352609 | TNB | DISTRIBUTION | WP PUTRAJAYA & CYBERJAYA | Existing | RYB | 11 kV |  |  |  |  | 240_TRIPLEX_AL_XLPE | SS 7.04 HOSPITAL (F2): PTJ07044 | PE 7.02 POLIS PUTRAJAYA (F2): PTJ07025 |  | 389.915 m |  |  |  | 3 | 4
26352619 | TNB | DISTRIBUTION | WP PUTRAJAYA & CYBERJAYA | Existing | RYB | 11 kV |  |  |  |  | 240_TRIPLEX_AL_XLPE | PE 7.02 POLIS PUTRAJAYA (F1): PTJ07022 | SS 7.04 HOSPITAL (F1): PTJ07041 [OFF] |  | 390.112 m |  |  |  | 3 | 4
26352629 | TNB | DISTRIBUTION | WP PUTRAJAYA & CYBERJAYA | Existing | RYB | 11 kV |  |  |  |  | 240_TRIPLEX_AL_XLPE | PPU PTJ5: VCB 7 | SS 7.04 HOSPITAL (F2): PTJ07045 |  | 1025.101 m |  |  | FDR7 | 3 | 8
26352639 | TNB | DISTRIBUTION | WP PUTRAJAYA & CYBERJAYA | Existing | RYB | 11 kV |  |  |  |  | 240_TRIPLEX_AL_XLPE | PPU PTJ5: VCB 8 | SS 7.04 HOSPITAL (F1): PTJ07042 |  | 1034.239 m |  |  | FDR8 | 3 | 8
26352741 | TNB | DISTRIBUTION | WP PUTRAJAYA & CYBERJAYA | Existing | RYB | Unknown |  |  |  |  | 240_TRIPLEX_AL_XLPE | PE 8.27 APT C5 (F1): PTJ08271 | PE 8.28 APT C6 F1: PTJ08283 |  | 461.869 m |  |  |  | 3 | 2
26352874 | TNB | DISTRIBUTION | WP PUTRAJAYA & CYBERJAYA | Existing | RYB | 11 kV |  |  |  |  | 500_1C_AL_XLPE | D-PTJ-C15-0992: | SS 2.16 MENARA PJH (2C1) (F1): P02161 |  | 371.419 m |  |  |  | 3 | 1
26353028 | TNB | DISTRIBUTION | WP PUTRAJAYA & CYBERJAYA | Existing | RYB | 11 kV |  |  |  |  | 240_TRIPLEX_AL_XLPE | PPU PTJ17: VCB 6 | PE 18.01 WR2: PTJ18011 |  | 1981.363 m |  |  |  | 3 | 7
26353092 | TNB | DISTRIBUTION | WP PUTRAJAYA & CYBERJAYA | Existing | RYB | 11 kV |  |  |  |  | 500_1C_AL_XLPE | PPU PTJ17: VCB 8 | PE 2.21 S/Tenaga (F2): P02214 |  | 1454.522 m |  |  |  | 3 | 5
26489734 | TNB | DISTRIBUTION | WP PUTRAJAYA & CYBERJAYA | Existing | RYB | 11 kV |  |  |  |  | 240_TRIPLEX_AL_XLPE | PE 2.08 TMN WAWASAN (F1): PTJ02082 | PE 2.07 INSIDE PPU 18 (F1): PTJ02071 |  | 1007.735 m |  |  |  | 3 | 7
26682927 | TNB | DISTRIBUTION | WP PUTRAJAYA & CYBERJAYA | Existing | RYB | 11 kV |  |  |  |  | 240_TRIPLEX_AL_XLPE | PE 22.48 LOT 12082 FASA 1B F2: CBJ22486 | PE 22.14 CYBER HEIGHT VILLA F2: C22144 |  | 1638.365 m |  |  |  | 3 | 2
26682938 | TNB | DISTRIBUTION | WP PUTRAJAYA & CYBERJAYA | Existing | RYB | 11 kV |  |  |  |  | 240_TRIPLEX_AL_XLPE | PE 21.46 PS 12: CBJ21463 | PE 24.03 JELANG VISTA 2: CBJ24032 |  | 922.155 m |  |  |  | 3 | 1
26682949 | TNB | DISTRIBUTION | WP PUTRAJAYA & CYBERJAYA | Existing | RYB | 11 kV |  |  |  |  | 240_TRIPLEX_AL_XLPE | PE 22.48 LOT 12082 FASA 1B F1: CBJ22482 | PE 22.17 PADAT STP 4: CBJ22172 |  | 1265.986 m |  |  |  | 3 | 2
26683187 | TNB | DISTRIBUTION | WP PUTRAJAYA & CYBERJAYA | Existing | RYB | 11 kV |  |  |  |  | 240_TRIPLEX_AL_XLPE | PE 4.06 S/LIGHTING (F1): PTJ04063 | PE 4.09 S/LIGHTING (F1): PTJ04091 [OFF] |  | 568.813 m |  |  |  | 3 | 0
26683195 | TNB | DISTRIBUTION | WP PUTRAJAYA & CYBERJAYA | Existing | RYB | 11 kV |  |  |  |  | 240_TRIPLEX_AL_XLPE | PE 4.06 PADAT S/L (F2): PTJ04066 | PE 4.09 S/LIGHTING (F2): PTJ04094 |  | 559.699 m |  |  |  | 3 | 4
26683512 | TNB | DISTRIBUTION | WP PUTRAJAYA & CYBERJAYA | Existing | RYB | 11 kV |  |  |  |  | 240_TRIPLEX_AL_XLPE | PE 7.07 PLF (F1): PTJ07072 | PE 7.05 L SENTOSA (R2C): PTJ07051 |  | 1634.303 m |  |  |  | 3 | 7
26683762 | TNB | DISTRIBUTION | WP PUTRAJAYA & CYBERJAYA | Existing | RYB | 11 kV |  |  |  |  | 240_TRIPLEX_AL_XLPE | PE 5.14 5R1 (F2): PTJ05144 | PE 6.02 KOLAM RENANG (F2): PTJ06026 |  | 1875.188 m |  |  |  | 3 | 2
26683791 | TNB | DISTRIBUTION | WP PUTRAJAYA & CYBERJAYA | Existing | RYB | 11 kV |  |  |  |  | 240_TRIPLEX_AL_XLPE | PE 6.02 KOLAM RENANG (F2): PTJ06024 | PE 6.01 GRAND STAND (F2): PTJ06015 |  | 392.085 m |  |  |  | 3 | 2
26683818 | TNB | DISTRIBUTION | WP PUTRAJAYA & CYBERJAYA | Existing | RYB | 11 kV |  |  |  |  | 240_TRIPLEX_AL_XLPE | PE 6.02 KOLAM RENANG (F1): PTJ06023 | PE 5.14 5R1 (F1): PTJ05141 |  | 1866.491 m |  |  |  | 3 | 2
26828929 | TNB | DISTRIBUTION | WP PUTRAJAYA & CYBERJAYA | Existing | RYB | 11 kV |  |  |  |  | 240_TRIPLEX_AL_XLPE | PMU CBJN 132/11KV: VCB 3 | PE 22.54 PRIMA 8 F1: CBJ22542 |  | 5756.024 m |  |  | PMU CBJN: VCB 3 | 3 | 6
26828990 | TNB | DISTRIBUTION | WP PUTRAJAYA & CYBERJAYA | Existing | RYB | 11 kV |  |  |  |  | 240_TRIPLEX_AL_XLPE | PMU CBJN 132/11KV: VCB 4 | PE 22.54 PRIMA 8 F2: CBJ22545 |  | 5756.185 m |  |  | PMU CBJN: VCB 4 | 3 | 6
26829140 | TNB | DISTRIBUTION | WP PUTRAJAYA & CYBERJAYA | Existing | RYB | 11 kV |  |  |  |  | 240_TRIPLEX_AL_XLPE | PE 21.34 PS5 F2: CBJ21346 | SS 21.09 KOMPLEKS TELEKOM CBJ 1 F2: CBJ21094 |  | 793.661 m |  |  |  | 3 | 6
26829340 | TNB | DISTRIBUTION | WP PUTRAJAYA & CYBERJAYA | Existing | RYB | 11 kV |  |  |  |  | 240_TRIPLEX_AL_XLPE | PE 21.10 ELITE HIGHWAY NO. 3: CBJ21101 | PE 21.54 PS 3 F1: CBJ21542 |  | 1116.982 m |  |  |  | 3 | 6
26829433 | TNB | DISTRIBUTION | WP PUTRAJAYA & CYBERJAYA | Existing | RYB | 11 kV |  |  |  |  | 240_TRIPLEX_AL_XLPE | PPU CYB7: VCB 9 | SS 21.28 LOT 12065 F2: CBJ21284 |  | 633.603 m |  |  |  | 3 | 2
26829490 | TNB | DISTRIBUTION | WP PUTRAJAYA & CYBERJAYA | Existing | RYB | 11 kV |  |  |  |  | 240_TRIPLEX_AL_XLPE | PPU CYB7: VCB 12 | PE 21.06 PADAT B 15-4: CBJ21063 |  | 2346.818 m |  |  | CB12 | 3 | 6
26830154 | TNB | DISTRIBUTION | WP PUTRAJAYA & CYBERJAYA | Existing | RYB | 11 kV |  |  |  |  | 240_TRIPLEX_AL_XLPE | PPU CYB6: VCB 13 | SS 22.43 BMW F1: CBJ22431 |  | 1892.953 m |  |  | CB13 | 3 | 6
26880440 | TNB | DISTRIBUTION | WP PUTRAJAYA & CYBERJAYA | Existing | RYB | 11 kV |  |  |  |  | 240_TRIPLEX_AL_XLPE | PE 9.23 FLAT D (F2): P09234 | PE 9.22 PS 2: PTJ09221 |  | 333.622 m |  |  |  | 3 | 5
26880467 | TNB | DISTRIBUTION | WP PUTRAJAYA & CYBERJAYA | Existing | RYB | 11 kV |  |  |  |  | 240_TRIPLEX_AL_XLPE | PE 9.25 FLAT A (F2): PTJ09254 | PE 9.24 FLAT C (F2): PTJ09245 |  | 775.612 m |  |  |  | 3 | 6
26880586 | TNB | DISTRIBUTION | WP PUTRAJAYA & CYBERJAYA | Existing | RYB | 11 kV |  |  |  |  | 240_TRIPLEX_AL_XLPE | PPU PTJ2: VCB 7 | PE 9.01 APT 4A (EFI) (F1): PTJ09011 |  | 1980.066 m |  |  | CB7 | 3 | 10
26880594 | TNB | DISTRIBUTION | WP PUTRAJAYA & CYBERJAYA | Existing | RYB | 11 kV |  |  |  |  | 240_TRIPLEX_AL_XLPE | PPU PTJ2: VCB 8 | PE 9.01 APT 4A (EFI) (F2): PTJ09014 |  | 1977.349 m |  |  | CB8 | 3 | 10
26880674 | TNB | DISTRIBUTION | WP PUTRAJAYA & CYBERJAYA | Existing | RYB | 11 kV |  |  |  |  | 240_TRIPLEX_AL_XLPE | PE 11.36 P11 K/13 TERES (F1): PTJ11361 | PE 11.28 APT ZON 6B (F1): PTJ11284 |  | 421.427 m |  |  |  | 3 | 4
26880696 | TNB | DISTRIBUTION | WP PUTRAJAYA & CYBERJAYA | Existing | RYB | 11 kV |  |  |  |  | 240_TRIPLEX_AL_XLPE | PE 11.28 APT ZON 6B (F2): PTJ11285 | PE 11.18 P11 H/1 TERES (EFI) (F2): PTJ11185 |  | 1131.980 m |  |  |  | 3 | 8
26881504 | TNB | DISTRIBUTION | WP PUTRAJAYA & CYBERJAYA | Existing | RYB | 11 kV |  |  |  |  | 240_TRIPLEX_AL_XLPE | PE 9.19 P9B1 TERES (F1): PTJ09191 | PE 9.21 P9D/1 TERES (F1): P09212 |  | 965.987 m |  |  |  | 3 | 3
26882044 | TNB | DISTRIBUTION | WP PUTRAJAYA & CYBERJAYA | Existing | RYB | 11 kV |  |  |  |  | 240_TRIPLEX_AL_XLPE | PE 9.20 P9B1 (EFI) (F1): PTJ09201 | PE 9.19 P9B1 TERES (F1): PTJ09192 |  | 343.119 m |  |  |  | 3 | 3
26882051 | TNB | DISTRIBUTION | WP PUTRAJAYA & CYBERJAYA | Existing | RYB | 11 kV |  |  |  |  | 240_TRIPLEX_AL_XLPE | PE 9.20 P9B1 (EFI) (F2): PTJ09204 | PE 9.19 P9B1 TERES (F2): PTJ09195 |  | 360.568 m |  |  |  | 3 | 2
26882679 | TNB | DISTRIBUTION | WP PUTRAJAYA & CYBERJAYA | Existing | RYB | 11 kV |  |  |  |  | 240_TRIPLEX_AL_XLPE | PE 11.30 SEK REN (EFI) (F2): PTJ11304 | PE 11.36 P11 K/13 TERES (F2): PTJ11365 |  | 386.161 m |  |  |  | 3 | 2
26882725 | TNB | DISTRIBUTION | WP PUTRAJAYA & CYBERJAYA | Existing | RYB | 11 kV |  |  |  |  | 240_TRIPLEX_AL_XLPE | PE 11.45 SEK MEN (F2): PTJ11454 | PE 11.30 SEK REN (EFI) (F2): PTJ11305 |  | 242.424 m |  |  |  | 3 | 2
26882790 | TNB | DISTRIBUTION | WP PUTRAJAYA & CYBERJAYA | Existing | RYB | 11 kV |  |  |  |  | 240_TRIPLEX_AL_XLPE | PE 11.45 SEK MEN (F1): PTJ11451 | PE 11.30 SEK REN (EFI) (F1): PTJ11302 |  | 232.227 m |  |  |  | 3 | 2
26882809 | TNB | DISTRIBUTION | WP PUTRAJAYA & CYBERJAYA | Existing | RYB | 11 kV |  |  |  |  | 240_TRIPLEX_AL_XLPE | PE 11.35 P11 K/3 TERES (EFI) (F1): P11351 | PE 11.45 SEK MEN (F1): PTJ11452 |  | 870.020 m |  |  |  | 3 | 2
26882880 | TNB | DISTRIBUTION | WP PUTRAJAYA & CYBERJAYA | Existing | RYB | 11 kV |  |  |  |  | 240_TRIPLEX_AL_XLPE | PE 11.35 P11 K/3 TERES (EFI) (F2): PTJ11354 | PE 11.45 SEK MEN (F2): PTJ11455 |  | 883.081 m |  |  |  | 3 | 2
27803709 | TNB | DISTRIBUTION | WP PUTRAJAYA & CYBERJAYA | Existing | RYB | Unknown |  |  |  |  | 240_TRIPLEX_AL_XLPE | PE 15.35 FASA 15-1A (F1): PTJ15353 | PE 15.36 FASA 15-1B (F1): PTJ15361 |  | 469.633 m |  |  |  | 3 | 2
27804156 | TNB | DISTRIBUTION | WP PUTRAJAYA & CYBERJAYA | Existing | RYB | 11 kV |  |  |  |  | 240_TRIPLEX_AL_XLPE | PE 17.04 RK 1-1 (F2): PTJ17048 | PE 17.05 RK 1-2 (F2): PTJ17055 |  | 376.091 m |  |  |  | 3 | 1
27804296 | TNB | DISTRIBUTION | WP PUTRAJAYA & CYBERJAYA | Existing | RYB | 11 kV |  |  |  |  | 240_TRIPLEX_AL_XLPE | PE 16.11 DPMR P16/C (F2): P16115 | PE 16.30 PERUMAHAN P16A (F2): PTJ16304 |  | 748.987 m |  |  |  | 3 | 1
27804301 | TNB | DISTRIBUTION | WP PUTRAJAYA & CYBERJAYA | Existing | RYB | 11 kV |  |  |  |  | 240_TRIPLEX_AL_XLPE | PE 16.11 DPMR P16/C (F1): P16112 | PE 16.30 PERUMAHAN P16A (F1): PTJ16301 |  | 731.130 m |  |  |  | 3 | 1
27804369 | TNB | DISTRIBUTION | WP PUTRAJAYA & CYBERJAYA | Existing | RYB | 11 kV |  |  |  |  | 240_TRIPLEX_AL_XLPE | PE 16.06 SEK REN F2 (F2): PTJ16064 | PE 16.07 22 UNIT TERES (EFI) (F2): PTJ16075 |  | 470.443 m |  |  |  | 3 | 2
27804374 | TNB | DISTRIBUTION | WP PUTRAJAYA & CYBERJAYA | Existing | RYB | 11 kV |  |  |  |  | 240_TRIPLEX_AL_XLPE | PE 16.06 SEK REN F2 (F1): PTJ16061 | PE 16.07 22 UNIT TERES (EFI) (F1): PTJ16072 |  | 466.218 m |  |  |  | 3 | 2
27804385 | TNB | DISTRIBUTION | WP PUTRAJAYA & CYBERJAYA | Existing | RYB | 11 kV |  |  |  |  | 240_TRIPLEX_AL_XLPE | PE 16.28 TAMAN WARISAN (F2): PTJ16284 | PE 16.06 SEK REN F2 (F2): PTJ16065 |  | 487.319 m |  |  |  | 3 | 2
27804686 | TNB | DISTRIBUTION | WP PUTRAJAYA & CYBERJAYA | Existing | RYB | 11 kV |  |  |  |  | 240_TRIPLEX_AL_XLPE | PE 16.20 APT A1 (EFI) (F2): PTJ16205 | PE 16.19 APT A2 (F2): PTJ16194 |  | 150.783 m |  |  |  | 3 | 2
27804708 | TNB | DISTRIBUTION | WP PUTRAJAYA & CYBERJAYA | Existing | RYB | 11 kV |  |  |  |  | 240_TRIPLEX_AL_XLPE | SS 16.01 TELEKOM: P16011 | PE 1.63 HOTEL PZ10 (F1): P01631 |  | 708.506 m |  |  |  | 3 | 3
27804818 | TNB | DISTRIBUTION | WP PUTRAJAYA & CYBERJAYA | Existing | RYB | 11 kV |  |  |  |  | 240_TRIPLEX_AL_XLPE | PE 16.18 APT A3 (EFI) (F1): PTJ16182 | PE 16.15 SEK. REN (F1): PTJ16151 |  | 350.406 m |  |  |  | 3 | 1
27804823 | TNB | DISTRIBUTION | WP PUTRAJAYA & CYBERJAYA | Existing | RYB | 11 kV |  |  |  |  | 240_TRIPLEX_AL_XLPE | PE 16.18 APT A3 (EFI) (F2): PTJ16185 | PE 16.15 SEK. REN (F2): PTJ16154 |  | 370.113 m |  |  |  | 3 | 1
27804878 | TNB | DISTRIBUTION | WP PUTRAJAYA & CYBERJAYA | Existing | RYB | 11 kV |  |  |  |  | 240_TRIPLEX_AL_XLPE | SS 16.17 KOMPLEK KEJIRANAN (EFI) (F1): PTJ16172 | PE 16.22 P16 BGW (F1): P16221 [OFF] |  | 295.702 m |  |  |  | 3 | 2
27804883 | TNB | DISTRIBUTION | WP PUTRAJAYA & CYBERJAYA | Existing | RYB | 11 kV |  |  |  |  | 240_TRIPLEX_AL_XLPE | SS 16.17 KOMPLEK KEJIRANAN (EFI) (F2): PTJ16175 | PE 16.22 P16 BGW (F2): P16224 [OFF] |  | 292.859 m |  |  |  | 3 | 2
27804946 | TNB | DISTRIBUTION | WP PUTRAJAYA & CYBERJAYA | Existing | RYB | 11 kV |  |  |  |  | 240_TRIPLEX_AL_XLPE | PE 16.13 SEK. MEN (F2): P16135 | SS 16.17 KOMPLEK KEJIRANAN (EFI) (F2): PTJ16174 |  | 252.806 m |  |  |  | 3 | 2
27805440 | TNB | DISTRIBUTION | WP PUTRAJAYA & CYBERJAYA | Existing | RYB | 11 kV |  |  |  |  | 240_TRIPLEX_AL_XLPE | SS 16.02 PS5 (EFI): PTJ16021 | PE 16.14 SEMI D (EFI) (F1): PTJ16142 |  | 663.589 m |  |  |  | 3 | 1
27805445 | TNB | DISTRIBUTION | WP PUTRAJAYA & CYBERJAYA | Existing | RYB | 11 kV |  |  |  |  | 240_TRIPLEX_AL_XLPE | PE 16.27 UPPER BISA: PTJ16272 | PE 16.14 SEMI D (EFI) (F2): PTJ16145 |  | 735.342 m |  |  |  | 3 | 2
27805498 | TNB | DISTRIBUTION | WP PUTRAJAYA & CYBERJAYA | Existing | RYB | 11 kV |  |  |  |  | 240_TRIPLEX_AL_XLPE | PE 16.29 25 UNIT (EFI) (F2): PTJ16294 | SS 16.02 PS5 (EFI): PTJ16023 |  | 114.684 m |  |  |  | 3 | 1
27805505 | TNB | DISTRIBUTION | WP PUTRAJAYA & CYBERJAYA | Existing | RYB | 11 kV |  |  |  |  | 240_TRIPLEX_AL_XLPE | PE 16.07 22 UNIT TERES (EFI) (F2): PTJ16074 | PE 16.29 25 UNIT (EFI) (F2): PTJ16295 |  | 462.599 m |  |  |  | 3 | 2
28185854 | TNB | DISTRIBUTION | WP PUTRAJAYA & CYBERJAYA | Existing | RYB | 11 kV |  |  |  |  | 240_TRIPLEX_AL_XLPE | PE 9.36 SEK MEN FASA 3 (F2): PTJ09364 | PE 9.30 SEK REN FASA 2 (F2): PTJ09305 |  | 268.656 m |  |  |  | 3 | 6
28186312 | TNB | DISTRIBUTION | WP PUTRAJAYA & CYBERJAYA | Existing | RYB | 11 kV |  |  |  |  | 240_TRIPLEX_AL_XLPE | PE 9.50 DEPOH VSQC: PTJ09503 | PE 9.29 BAS DEPOH: PTJ09293 |  | 42.898 m |  |  | FDR11 | 3 | 1
28186316 | TNB | DISTRIBUTION | WP PUTRAJAYA & CYBERJAYA | Existing | RYB | 11 kV |  |  |  |  | 240_TRIPLEX_AL_XLPE | PE 9.30 SEK REN FASA 2 (F1): PTJ09301 | PE 9.26 FLAT B (F1): PTJ09262 |  | 592.692 m |  |  |  | 3 | 1
30985813 | TNB | DISTRIBUTION | WP PUTRAJAYA & CYBERJAYA | Existing | RYB | 11 kV |  |  |  |  | 240_TRIPLEX_AL_XLPE | SS 22.20 FSBM (AXIS EUREKA) F2: CBJ22204 | SS 22.66 PRIMA 9 F2: C22664 |  | 621.626 m |  |  |  | 3 | 0
30985881 | TNB | DISTRIBUTION | WP PUTRAJAYA & CYBERJAYA | Existing | RYB | 11 kV |  |  |  |  | 240_TRIPLEX_AL_XLPE | SS 22.31 CSF F2: C22315 | SS 22.51 DELL R&D F2: CBJ22515 |  | 815.888 m |  |  |  | 3 | 3
30987636 | TNB | DISTRIBUTION | WP PUTRAJAYA & CYBERJAYA | Existing | RYB | Unknown |  |  |  |  | 240_TRIPLEX_AL_XLPE | PE 22.74 KWDI 3 F2: CBJ22746 | PE 22.75 KWDI 4 F2: CBJ22754 |  | 366.514 m |  |  |  | 3 | 0
30987640 | TNB | DISTRIBUTION | WP PUTRAJAYA & CYBERJAYA | Existing | RYB | 11 kV |  |  |  |  | 240_TRIPLEX_AL_XLPE | PE 22.75 KWDI 4 F1: CBJ22753 | PE 22.81 AMD F1: CBJ22811 |  | 374.305 m |  |  |  | 3 | 0
30987647 | TNB | DISTRIBUTION | WP PUTRAJAYA & CYBERJAYA | Existing | RYB | Unknown |  |  |  |  | 240_TRIPLEX_AL_XLPE | PE 22.81 AMD F2: CBJ22814 | PE 22.75 KWDI 4 F2: CBJ22756 [OFF] |  | 361.107 m |  |  |  | 3 | 0
30987652 | TNB | DISTRIBUTION | WP PUTRAJAYA & CYBERJAYA | Existing | RYB | 11 kV |  |  |  |  | 240_TRIPLEX_AL_XLPE | PE 22.74 KWDI 3 F1: CBJ22743 | PE 22.75 KWDI 4 F1: CBJ22751 |  | 345.219 m |  |  |  | 3 | 0
30988234 | TNB | DISTRIBUTION | WP PUTRAJAYA & CYBERJAYA | Existing | RYB | 11 kV |  |  |  |  | 240_TRIPLEX_AL_XLPE | SS 22.99 PEJ PUSAT MAKLUMAT F1: CBJ22991 | PE 22.91 SOHO F1: CBJ22913 |  | 427.488 m |  |  |  | 3 | 0
30988247 | TNB | DISTRIBUTION | WP PUTRAJAYA & CYBERJAYA | Existing | RYB | 11 kV |  |  |  |  | 240_TRIPLEX_AL_XLPE | SS 22.58 BANK NEGARA F1: C22581 | SS 22.99 PEJ PUSAT MAKLUMAT F1: CBJ22992 |  | 431.796 m |  |  |  | 3 | 0
31007729 | TNB | DISTRIBUTION | WP PUTRAJAYA & CYBERJAYA | Existing | RYB | 11 kV |  |  |  |  | 240_TRIPLEX_AL_XLPE | PE 2.07 INSIDE PPU 18 (F1): PTJ02072 | PE 2.06 PS 15 (F1): PTJ02061 |  | 760.508 m |  |  |  | 3 | 4
32171094 | TNB | DISTRIBUTION | WP PUTRAJAYA & CYBERJAYA | Existing | RYB | 11 kV |  |  |  |  | 240_TRIPLEX_AL_XLPE | SS 21.99 QUILL COMMERCIAL F2: C21995 | SS 21.58 QB5 F2: CBJ21585 |  | 586.215 m |  |  |  | 3 | 2
32171099 | TNB | DISTRIBUTION | WP PUTRAJAYA & CYBERJAYA | Existing | RYB | 11 kV |  |  |  |  | 240_TRIPLEX_AL_XLPE | SS 21.58 QB5 F1: CBJ21581 | SS 21.99 QUILL COMMERCIAL F1: C21992 |  | 605.658 m |  |  |  | 3 | 2
32171180 | TNB | DISTRIBUTION | WP PUTRAJAYA & CYBERJAYA | Existing | RYB | 11 kV |  |  |  |  | 240_TRIPLEX_AL_XLPE | PMU ABBA 132/11kV: VCB 8 | PE 16.03 146 UNIT RUMAH TERES: PTJ16033 |  | 5823.140 m |  |  |  | 3 | 6
32171354 | TNB | DISTRIBUTION | WP PUTRAJAYA & CYBERJAYA | Existing | RYB | 11 kV |  |  |  |  | 240_TRIPLEX_AL_XLPE | PMU ABBA 132/11kV: VCB 7 | PE 1.63 HOTEL PZ10 (F2): P01634 |  | 4903.553 m |  |  |  | 3 | 5
32171577 | TNB | DISTRIBUTION | WP PUTRAJAYA & CYBERJAYA | Existing | RYB | 33 kV |  |  |  |  | 630_1C_AL_XLPE | PMU ABBA 132/33kV: VCB 4L5 | PPU PTJ2: VCB 4P5 |  | 7052.320 m |  |  | 4LS | 3 | 7
32171775 | TNB | DISTRIBUTION | WP PUTRAJAYA & CYBERJAYA | Existing | RYB | Unknown |  |  |  |  | 240_TRIPLEX_AL_XLPE | PE 15.36 FASA 15-1B (F1): PTJ15362 | PE 15.38 FASA 15-3B (F1): PTJ15381 |  | 1095.242 m |  |  |  | 3 | 2
32329804 | TNB | DISTRIBUTION | WP PUTRAJAYA & CYBERJAYA | Existing | RYB | 11 kV |  |  |  |  | 240_TRIPLEX_AL_XLPE | PE 9.23 FLAT D (F1): P09231 | PE 9.20 P9B1 (EFI) (F1): PTJ09202 |  | 738.866 m |  |  |  | 3 | 6
32608751 | TNB | DISTRIBUTION | WP PUTRAJAYA & CYBERJAYA | Existing | RYB | 33 kV |  |  |  |  | 630_1C_AL_XLPE | PMU SSWW: 203 [OFF] | PMU SSWW: 2T0 |  | 33.572 m |  |  |  | 3 | 0
32608752 | TNB | DISTRIBUTION | WP PUTRAJAYA & CYBERJAYA | Existing | RYB | 33 kV |  |  |  |  | 630_1C_AL_XLPE | PMU SSWW: 104 [OFF] | PMU SSWW: 1T0 |  | 21.080 m |  |  |  | 3 | 0
32609163 | TNB | DISTRIBUTION | WP PUTRAJAYA & CYBERJAYA | Existing | RYB | 11 kV |  |  |  |  | 240_TRIPLEX_AL_XLPE | PE 1.24 BOT PUMP (F1): PTJ01242 | PE 1.25 BOT ADMIN (F1): PTJ01251 |  | 417.326 m |  |  |  | 3 | 1
32832143 | TNB | DISTRIBUTION | WP PUTRAJAYA & CYBERJAYA | Existing | RYB | 11 kV |  |  |  |  | 240_TRIPLEX_AL_XLPE | PE 9.03 APT 3C (F2): PTJ09035 | PE 9.04 APT 3B (EFI) (F2): PTJ09044 |  | 237.412 m |  |  |  | 3 | 2
32832184 | TNB | DISTRIBUTION | WP PUTRAJAYA & CYBERJAYA | Existing | RYB | 11 kV |  |  |  |  | 240_TRIPLEX_AL_XLPE | PE 11.30 SEK REN (EFI) (F1): PTJ11301 | PE 11.36 P11 K/13 TERES (F1): PTJ11362 |  | 368.183 m |  |  |  | 3 | 2
33034104 | TNB | DISTRIBUTION | WP PUTRAJAYA & CYBERJAYA | Existing | RYB | 11 kV |  |  |  |  | 500_1C_AL_XLPE | PPU PTJ17: VCB 10 | SS 3.08 3C7 (F2): P03084 |  | 1742.452 m |  |  |  | 3 | 4
33034688 | TNB | DISTRIBUTION | WP PUTRAJAYA & CYBERJAYA | Existing | RYB | 11 kV |  |  |  |  | 500_1C_AL_XLPE | PPU PTJ17: VCB 9 | SS 3.08 3C7 (F1): P03081 |  | 1754.367 m |  |  |  | 3 | 4
34798617 | TNB | DISTRIBUTION | WP PUTRAJAYA & CYBERJAYA | Existing | RYB | 11 kV |  |  |  |  | 240_TRIPLEX_AL_XLPE | PE 18.08 18R1 (F1): PTJ18083 | PE 18.22 BLOK B 18R13 (F1): PTJ18221 |  | 1141.867 m |  |  |  | 3 | 0
34880630 | TNB | DISTRIBUTION | WP PUTRAJAYA & CYBERJAYA | Existing | RYB | 11 kV |  |  |  |  | 240_TRIPLEX_AL_XLPE | PE 22.88 SKY LEISURE F1: CBJ22882 | PE 22.89 MYTELEHAUS F1: CBJ22891 |  | 304.148 m |  |  |  | 3 | 0
34880644 | TNB | DISTRIBUTION | WP PUTRAJAYA & CYBERJAYA | Existing | RYB | 11 kV |  |  |  |  | 240_TRIPLEX_AL_XLPE | PE 22.89 MYTELEHAUS F2: CBJ22894 | PE 22.88 SKY LEISURE F2: CBJ22884 |  | 310.278 m |  |  |  | 3 | 0
34970926 | TNB | DISTRIBUTION | WP PUTRAJAYA & CYBERJAYA | Existing | RYB | 11 kV |  |  |  |  | 240_TRIPLEX_AL_XLPE | PE 22.89 MYTELEHAUS F1: CBJ22892 | PE 24.19 YAKIN INVEST F1: CBJ24191 |  | 465.792 m |  |  |  | 3 | 1
34970939 | TNB | DISTRIBUTION | WP PUTRAJAYA & CYBERJAYA | Existing | RYB | 11 kV |  |  |  |  | 240_TRIPLEX_AL_XLPE | PE 24.19 YAKIN INVEST F2: CBJ24194 | PE 22.89 MYTELEHAUS F2: CBJ22895 |  | 483.930 m |  |  |  | 3 | 1
34979500 | TNB | DISTRIBUTION | WP PUTRAJAYA & CYBERJAYA | Existing | RYB | 11 kV |  |  |  |  | 240_TRIPLEX_AL_XLPE | PE 22.91 SOHO F2: CBJ22914 | SS 22.20 FSBM (AXIS EUREKA) F2: CBJ22205 |  | 1342.679 m |  |  |  | 3 | 1
34979513 | TNB | DISTRIBUTION | WP PUTRAJAYA & CYBERJAYA | Existing | RYB | 11 kV |  |  |  |  | 240_TRIPLEX_AL_XLPE | SS 22.59 BANK NEGARA F1: C22594 | SS 22.99 PEJ PUSAT MAKLUMAT F2: CBJ22995 |  | 619.822 m |  |  |  | 3 | 1
35022099 | TNB | DISTRIBUTION | WP PUTRAJAYA & CYBERJAYA | Existing | RYB | 11 kV |  |  |  |  | 240_TRIPLEX_AL_XLPE | PE 22.92 PRIMA 12: CBJ22922 | SS 22.31 CSF F1: C22311 [OFF] |  | 238.730 m |  |  |  | 3 | 1
35107871 | TNB | DISTRIBUTION | WP PUTRAJAYA & CYBERJAYA | Existing | RYB | 11 kV |  |  |  |  | 500_1C_AL_XLPE | SS 21.67 BLOK D IT PARK F2: C21674 | SS 21.66 BLOK C IT PARK F2: C21665 |  | 224.750 m |  |  |  | 3 | 0
35107872 | TNB | DISTRIBUTION | WP PUTRAJAYA & CYBERJAYA | Existing | RYB | 11 kV |  |  |  |  | 500_1C_AL_XLPE | SS 21.66 BLOK C IT PARK F1: C21662 | SS 21.67 BLOK D IT PARK F1: C21671 |  | 228.235 m |  |  |  | 3 | 0
35606432 | TNB | DISTRIBUTION | WP PUTRAJAYA & CYBERJAYA | Existing | RYB | 11 kV |  |  |  |  | 240_TRIPLEX_AL_XLPE | D-PTJ-C17-0998: PTJ18295 | PE 18.27 KLINIK KESIHATAN (F2): PTJ18274 |  | 745.461 m |  |  |  | 3 | 0
35606445 | TNB | DISTRIBUTION | WP PUTRAJAYA & CYBERJAYA | Existing | RYB | 11 kV |  |  |  |  | 240_TRIPLEX_AL_XLPE | PE 18.09 PADAT SL: PTJ18093 | PE 18.27 KLINIK KESIHATAN (F1): PTJ18271 |  | 899.691 m |  |  |  | 3 | 1
35670318 | TNB | DISTRIBUTION | WP PUTRAJAYA & CYBERJAYA | Existing | RYB | 11 kV |  |  |  |  | 240_TRIPLEX_AL_XLPE | D-CBJ-C15-0540: C23432 | PE 21.96 SUBANG ALAM: CBJ21961 |  | 454.905 m |  |  |  | 3 | 0
35876421 | TNB | DISTRIBUTION | WP PUTRAJAYA & CYBERJAYA | Existing | RYB | 11 kV |  |  |  |  | 240_3C_AL_XLPE | PE 22.40 POLIS CJ F1: CBJ22401 | SS 22.78 LHDN F1: C22781 |  | 1165.248 m |  |  |  | 3 | 4
35876431 | TNB | DISTRIBUTION | WP PUTRAJAYA & CYBERJAYA | Existing | RYB | 11 kV |  |  |  |  | 240_3C_AL_XLPE | PPU CYB9: | PE 22.37 BOMBA CJ F2: C22374 |  | 1238.258 m |  |  |  | 3 | 3
36237577 | TNB | DISTRIBUTION | WP PUTRAJAYA & CYBERJAYA | Existing | RYB | 11 kV |  |  |  |  | 240_3C_AL_XLPE | SS 22.78 LHDN F1: C22782 | SS 22.73 - HP IT CAMPUS F1: C22731 |  | 600.178 m |  |  |  | 3 | 0
36237578 | TNB | DISTRIBUTION | WP PUTRAJAYA & CYBERJAYA | Existing | RYB | 11 kV |  |  |  |  | 240_3C_AL_XLPE | SS 22.73 - HP IT CAMPUS F2: C22734 | SS 22.78 LHDN F2: C22784 |  | 598.616 m |  |  |  | 3 | 0
36237579 | TNB | DISTRIBUTION | WP PUTRAJAYA & CYBERJAYA | Existing | RYB | 11 kV |  |  |  |  | 240_3C_AL_XLPE | SS 22.73 - HP IT CAMPUS F1: C22732 | PPU CYB9: VCB 9 [OFF] |  | 1969.900 m |  |  |  | 3 | 0
36237582 | TNB | DISTRIBUTION | WP PUTRAJAYA & CYBERJAYA | Existing | RYB | 11 kV |  |  |  |  | 240_3C_AL_XLPE | PPU CYB9: VCB 10 | SS 22.73 - HP IT CAMPUS F2: C22735 |  | 1963.473 m |  |  |  | 3 | 0
36237583 | TNB | DISTRIBUTION | WP PUTRAJAYA & CYBERJAYA | Existing | RYB | 11 kV |  |  |  |  | 240_3C_AL_XLPE |  |  |  | 19.197 m |  |  |  | 3 | 0
36237586 | TNB | DISTRIBUTION | WP PUTRAJAYA & CYBERJAYA | Existing | RYB | 11 kV |  |  |  |  | 240_3C_AL_XLPE | SS 22.73 - HP IT CAMPUS F2: C22736 |  |  | 17.320 m |  |  |  | 3 | 0
36499691 | TNB | DISTRIBUTION | WP PUTRAJAYA & CYBERJAYA | Existing | RYB | 11 kV |  |  |  |  | 240_TRIPLEX_AL_XLPE | PE 16.32 TEMP PPA1M P16D: PTJ16323 | PE 16.20 APT A1 (EFI) (F1): PTJ16201 |  | 228.038 m |  |  |  | 3 | 1
36499704 | TNB | DISTRIBUTION | WP PUTRAJAYA & CYBERJAYA | Existing | RYB | 11 kV |  |  |  |  | 240_TRIPLEX_AL_XLPE | PE 1.63 HOTEL PZ10 (F1): P01632 | PE 1.64 PEJ HOTEL PZ 10 (F1): PTJ01641 |  | 248.243 m |  |  |  | 3 | 0
36499705 | TNB | DISTRIBUTION | WP PUTRAJAYA & CYBERJAYA | Existing | RYB | 11 kV |  |  |  |  | 240_TRIPLEX_AL_XLPE | PE 1.64 PEJ HOTEL PZ 10 (F2): PTJ01645 | PE 16.31 TEMP PPA1M PR 16: PTJ16311 |  | 606.179 m |  |  |  | 3 | 0
36499717 | TNB | DISTRIBUTION | WP PUTRAJAYA & CYBERJAYA | Existing | RYB | 11 kV |  |  |  |  | 240_TRIPLEX_AL_XLPE | PE 1.63 HOTEL PZ10 (F2): P01635 | PE 1.64 PEJ HOTEL PZ 10 (F2): PTJ01644 |  | 257.615 m |  |  |  | 3 | 0
36598334 | TNB | DISTRIBUTION | WP PUTRAJAYA & CYBERJAYA | Existing | RYB | 11 kV |  |  |  |  | 240_TRIPLEX_AL_XLPE | PE 25.04 HOSTEL BLOK 1C: CBJ25042 | PE 23.04 MUTIARA VILLE 2: CBJ23041 |  | 1418.584 m |  |  |  | 3 | 0
36598345 | TNB | DISTRIBUTION | WP PUTRAJAYA & CYBERJAYA | Existing | RYB | 11 kV | YES |  |  |  | 240_TRIPLEX_AL_XLPE | PE 25.02 HOSTEL BLOK 1A: CBJ25022 | PE 23.03 MUTIARA VILLE 1: CBJ23031 |  | 1130.292 m |  |  |  | 3 | 0
36671049 | TNB | DISTRIBUTION | WP PUTRAJAYA & CYBERJAYA | Existing | RYB | 11 kV |  |  |  |  | 240_TRIPLEX_AL_XLPE | PE 22.86 NEO CYBER BLOK D: CBJ22861 | PE 22.61 8 BLOK KEDAI PEJ 2A F1: CBJ22613 |  | 56.216 m |  |  |  | 3 | 0
36684546 | TNB | DISTRIBUTION | WP PUTRAJAYA & CYBERJAYA | Existing | RYB | 11 kV |  |  |  |  | 240_TRIPLEX_AL_XLPE | PE 11.69 ZON 10A (F1): PTJ11694 | PE 11.69 ZON 10A (F2): PTJ11693 |  | 11.438 m |  |  |  | 3 | 0
36692819 | TNB | DISTRIBUTION | WP PUTRAJAYA & CYBERJAYA | Existing | RYB | 11 kV |  |  |  |  | 240_3C_AL_XLPE | PE 22.76 - STP B F2: CBJ22674 | PE 22.77 - PS2-8 F2: CBJ22776 |  | 1160.041 m |  |  |  | 3 | 0
36692829 | TNB | DISTRIBUTION | WP PUTRAJAYA & CYBERJAYA | Existing | RYB | 11 kV |  |  |  |  | 240_3C_AL_XLPE | D-CBJ-C15-0497: | PE 22.40 POLIS CJ F1: CBJ22403 |  | 4794.002 m |  |  |  | 3 | 1
36705661 | TNB | DISTRIBUTION | WP PUTRAJAYA & CYBERJAYA | Existing | RYB | 11 kV |  |  |  |  | 240_TRIPLEX_AL_XLPE |  |  |  | 272.938 m |  |  |  | 3 | 0
36722318 | TNB | DISTRIBUTION | WP PUTRAJAYA & CYBERJAYA | Existing | RYB | 11 kV |  |  |  |  | 7X_500_1C_CU_PVC/PVC |  |  |  | 1.440 m |  |  |  | 7 | 0
36722860 | TNB | DISTRIBUTION | WP PUTRAJAYA & CYBERJAYA | Existing | RYB | 11 kV |  |  |  |  | 240_TRIPLEX_AL_XLPE | PPU PTJ5: VCB 5 | SS 23.23 GARDEN PLAZA F2: C23237 |  | 3980.792 m |  |  | FDR5 | 3 | 9
36722873 | TNB | DISTRIBUTION | WP PUTRAJAYA & CYBERJAYA | Existing | RYB | 11 kV |  |  |  |  | 240_TRIPLEX_AL_XLPE | PE 21.88 MYVILLA P2 PARCEL A: CBJ21881 | PE 21.97 MY VILLA PRESINT 4: CBJ21974 |  | 1661.122 m |  |  |  | 3 | 0
36727170 | TNB | DISTRIBUTION | WP PUTRAJAYA & CYBERJAYA | Existing | RYB | 11 kV |  |  |  |  | 240_TRIPLEX_AL_XLPE | SS 21.72 JOYFUL F2: C21725 | PE 21.65 EMERIO F2: CBJ21654 |  | 517.700 m |  |  |  | 3 | 1
37731676 | TNB | DISTRIBUTION | WP PUTRAJAYA & CYBERJAYA | Existing | RYB | 11 kV |  |  |  |  | 500_1C_AL_XLPE | PPU PTJ5: VCB 2 | SS 7.12 NATIONAL CANCER INSTITUT F2: P07124 |  | 1793.987 m |  |  |  | 3 | 1
38041714 | TNB | DISTRIBUTION | WP PUTRAJAYA & CYBERJAYA | Existing | RYB | 11 kV |  |  |  |  | 240_TRIPLEX_AL_XLPE | PE 5.33 SEK MEN PRESINT 5 (F2): PTJ05335 | PE 5.32 SEK REN PRESINT 5 (F2): PTJ05324 |  | 151.434 m |  |  |  | 3 | 0
38041716 | TNB | DISTRIBUTION | WP PUTRAJAYA & CYBERJAYA | Existing | RYB | 11 kV |  |  |  |  | 240_TRIPLEX_AL_XLPE | PE 5.33 SEK MEN PRESINT 5 (F1): PTJ05331 | PE 5.26 BLOK D2 APT 5R4 (F1): PTJ05263 |  | 353.213 m |  |  |  | 3 | 0
38041722 | TNB | DISTRIBUTION | WP PUTRAJAYA & CYBERJAYA | Existing | RYB | 11 kV |  |  |  |  | 240_TRIPLEX_AL_XLPE | PPU PTJ13: VCB 9 | PE 5.32 SEK REN PRESINT 5 (F1): PTJ05322 |  | 2570.520 m |  |  |  | 3 | 0
38041731 | TNB | DISTRIBUTION | WP PUTRAJAYA & CYBERJAYA | Existing | RYB | 11 kV |  |  |  |  | 240_TRIPLEX_AL_XLPE | PE 5.26 BLOK D2 APT 5R4 (F1): PTJ05266 | PE 5.33 SEK MEN PRESINT 5 (F2): PTJ05334 |  | 352.174 m |  |  |  | 3 | 0
38041751 | TNB | DISTRIBUTION | WP PUTRAJAYA & CYBERJAYA | Existing | RYB | 11 kV |  |  |  |  | 240_TRIPLEX_AL_XLPE | PE 5.32 SEK REN PRESINT 5 (F2): PTJ05325 | PPU PTJ13: VCB 10 [OFF] |  | 2589.722 m |  |  |  | 3 | 0
38041757 | TNB | DISTRIBUTION | WP PUTRAJAYA & CYBERJAYA | Existing | RYB | 11 kV |  |  |  |  | 240_TRIPLEX_AL_XLPE | PE 5.32 SEK REN PRESINT 5 (F1): PTJ05321 | PE 5.33 SEK MEN PRESINT 5 (F1): PTJ05332 |  | 151.497 m |  |  |  | 3 | 0
38139599 | TNB | DISTRIBUTION | WP PUTRAJAYA & CYBERJAYA | Existing | RYB | 11 kV |  |  |  |  | 240_TRIPLEX_AL_XLPE | PMU ABBA 132/11kV: VCB 10 | PE 12.02 KUARTERS PEKERJA: PTJ12021 |  | 2942.167 m |  |  |  | 3 | 7
38389233 | TNB | DISTRIBUTION | WP PUTRAJAYA & CYBERJAYA | Existing | RYB | 11 kV |  |  |  |  | 240_TRIPLEX_AL_XLPE | PE 21.76 GARDEN VIEW BLOK A: CBJ21761 | PE 21.73 - SEK. ANTARABANGSA F1: CBJ21734 |  | 536.358 m |  |  |  | 3 | 1
38389243 | TNB | DISTRIBUTION | WP PUTRAJAYA & CYBERJAYA | Existing | RYB | 11 kV |  |  |  |  | 240_TRIPLEX_AL_XLPE | PE 21.78 GARDEN VIEW BLOK C: CBJ21781 | PE 21.77 GARDEN VIEW BLOK B: CBJ21773 |  | 52.112 m |  |  |  | 3 | 0
38389247 | TNB | DISTRIBUTION | WP PUTRAJAYA & CYBERJAYA | Existing | RYB | 11 kV |  |  |  |  | 240_TRIPLEX_AL_XLPE | PE 21.77 GARDEN VIEW BLOK B: CBJ21771 | PE 21.76 GARDEN VIEW BLOK A: CBJ21762 |  | 52.343 m |  |  |  | 3 | 0
38496294 | TNB | DISTRIBUTION | WP PUTRAJAYA & CYBERJAYA | Existing | RYB | 11 kV |  |  |  |  | 240_TRIPLEX_AL_XLPE | PE 22.62 8 BLOK KEDAI PEJ 2B F2: CBJ22624 | PE 22.72 CYBERNEO 3 F2: C22725 |  | 431.466 m |  |  |  | 3 | 1
60455378 | TNB | DISTRIBUTION | WP PUTRAJAYA & CYBERJAYA | Existing | RYB | 11 kV |  |  |  |  | 7X_500_1C_CU_PVC/PVC |  |  |  | 1.161 m |  |  |  | 7 | 0
60455451 | TNB | DISTRIBUTION | WP PUTRAJAYA & CYBERJAYA | Existing | RYB | 11 kV |  |  |  |  | 7X_500_1C_CU_PVC/PVC |  |  |  | 0.801 m |  |  |  | 7 | 0
60455457 | TNB | DISTRIBUTION | WP PUTRAJAYA & CYBERJAYA | Existing | RYB | 11 kV |  |  |  |  | 7X_500_1C_CU_PVC/PVC |  |  |  | 0.847 m |  |  |  | 7 | 0
60455471 | TNB | DISTRIBUTION | WP PUTRAJAYA & CYBERJAYA | Existing | RYB | 33 kV |  |  |  |  | 7X_500_1C_CU_PVC/PVC |  |  |  | 1.562 m |  |  |  | 7 | 0
60455535 | TNB | DISTRIBUTION | WP PUTRAJAYA & CYBERJAYA | Existing | RYB | 11 kV |  |  |  |  | 7X_500_1C_CU_PVC/PVC |  |  |  | 1.115 m |  |  |  | 7 | 0
60455541 | TNB | DISTRIBUTION | WP PUTRAJAYA & CYBERJAYA | Existing | RYB | 11 kV |  |  |  |  | 7X_500_1C_CU_PVC/PVC |  |  |  | 1.018 m |  |  |  | 7 | 0
60455547 | TNB | DISTRIBUTION | WP PUTRAJAYA & CYBERJAYA | Existing | RYB | 11 kV |  |  |  |  | 7X_500_1C_CU_PVC/PVC |  |  |  | 1.003 m |  |  |  | 7 | 0
60455557 | TNB | DISTRIBUTION | WP PUTRAJAYA & CYBERJAYA | Existing | RYB | 11 kV |  |  |  |  | 7X_500_1C_CU_PVC/PVC |  |  |  | 1.056 m |  |  |  | 7 | 0
60455563 | TNB | DISTRIBUTION | WP PUTRAJAYA & CYBERJAYA | Existing | RYB | 11 kV |  |  |  |  | 7X_500_1C_CU_PVC/PVC |  |  |  | 1.034 m |  |  |  | 7 | 0
60455569 | TNB | DISTRIBUTION | WP PUTRAJAYA & CYBERJAYA | Existing | RYB | 11 kV |  |  |  |  | 7X_500_1C_CU_PVC/PVC |  |  |  | 1.117 m |  |  |  | 7 | 0
60455575 | TNB | DISTRIBUTION | WP PUTRAJAYA & CYBERJAYA | Existing | RYB | 11 kV |  |  |  |  | 7X_500_1C_CU_PVC/PVC |  |  |  | 1.110 m |  |  |  | 7 | 0
60455593 | TNB | DISTRIBUTION | WP PUTRAJAYA & CYBERJAYA | Existing | RYB | 11 kV | NO | Class C |  |  | 7X_500_1C_CU_PVC/PVC |  |  |  | 1.345 m |  |  |  | 7 | 0
60455599 | TNB | DISTRIBUTION | WP PUTRAJAYA & CYBERJAYA | Existing | RYB | 11 kV |  |  |  |  | 7X_500_1C_CU_PVC/PVC |  |  |  | 1.104 m |  |  |  | 7 | 0
60455603 | TNB | DISTRIBUTION | WP PUTRAJAYA & CYBERJAYA | Existing | RYB | 11 kV |  |  |  |  | 7X_500_1C_CU_PVC/PVC |  |  |  | 1.132 m |  |  |  | 7 | 0
60455607 | TNB | DISTRIBUTION | WP PUTRAJAYA & CYBERJAYA | Existing | RYB | 11 kV |  |  |  |  | 7X_300_1C_AL_PVC/PVC |  |  |  | 0.954 m |  |  |  | 7 | 0
60455613 | TNB | DISTRIBUTION | WP PUTRAJAYA & CYBERJAYA | Existing | RYB | 11 kV |  |  |  |  | 7X_300_1C_AL_PVC/PVC |  |  |  | 1.044 m |  |  |  | 7 | 0
60455629 | TNB | DISTRIBUTION | WP PUTRAJAYA & CYBERJAYA | Existing | RYB | 11 kV |  |  |  |  | 7X_500_1C_CU_PVC/PVC |  |  |  | 1.101 m |  |  |  | 7 | 0
60455671 | TNB | DISTRIBUTION | WP PUTRAJAYA & CYBERJAYA | Existing | RYB | 11 kV |  |  |  |  | 7X_500_1C_CU_PVC/PVC |  |  |  | 0.865 m |  |  |  | 7 | 0
60455726 | TNB | DISTRIBUTION | WP PUTRAJAYA & CYBERJAYA | Existing | RYB | 11 kV |  |  |  |  | 7X_500_1C_CU_PVC/PVC |  |  |  | 1.046 m |  |  |  | 7 | 0
252066671 | TNB | DISTRIBUTION | WP PUTRAJAYA & CYBERJAYA | Existing | RYB | 33 kV |  |  |  |  | 630_1C_AL_XLPE | PMU SRDG: VCB 7L5 | PPU PTJ1: VCB 3P5 |  | 7008.172 m |  |  | 7L5 INC | 3 | 9
252066718 | TNB | DISTRIBUTION | WP PUTRAJAYA & CYBERJAYA | Existing | RYB | 11 kV |  |  |  |  | 240_TRIPLEX_AL_XLPE | PE 14.19 BLOK E2 (EFI) (F1): PTJ14191 | PE 14.18 BLOK E1 (F1): PTJ14182 |  | 47.796 m |  |  |  | 3 | 2
252066746 | TNB | DISTRIBUTION | WP PUTRAJAYA & CYBERJAYA | Existing | RYB | 11 kV |  |  |  |  | 240_TRIPLEX_AL_XLPE | PE 1.25 BOT ADMIN (F1): PTJ01252 | SS 1.58 ISTANA MELAWATI (F1): PTJ01581 |  | 2043.949 m |  |  |  | 3 | 2
252066754 | TNB | DISTRIBUTION | WP PUTRAJAYA & CYBERJAYA | Existing | RYB | 11 kV |  |  |  |  | 240_TRIPLEX_AL_XLPE | PE 1.59 WETLAND MANAGEMENT: PTJ01591 | PE 13.04 UGS PERSEKUTUAN: PTJ13042 |  | 1626.866 m |  |  |  | 3 | 3
252066758 | TNB | DISTRIBUTION | WP PUTRAJAYA & CYBERJAYA | Existing | RYB | 11 kV |  |  |  |  | 240_TRIPLEX_AL_XLPE | SS 1.09 C3 (F1): PTJ1095 | SS 1.10 C2 (F1): PTJ1104 |  | 139.448 m |  |  |  | 3 | 1
252066770 | TNB | DISTRIBUTION | WP PUTRAJAYA & CYBERJAYA | Existing | RYB | 11 kV |  |  |  |  | 240_TRIPLEX_AL_XLPE | PE 1.27 PADAT PERSIARAN PERSEKUTUAN: PTJ01272 | PE 1.30 TAPAK SEMAIAN BOTANI: P01302 |  | 821.688 m |  |  |  | 3 | 2
252066782 | TNB | DISTRIBUTION | WP PUTRAJAYA & CYBERJAYA | Existing | RYB | 11 kV |  |  |  |  | 240_TRIPLEX_AL_XLPE | PE 1.30 TAPAK SEMAIAN BOTANI: P01301 | PE 1.59 WETLAND MANAGEMENT: PTJ01592 |  | 1107.374 m |  |  |  | 3 | 2
252066830 | TNB | DISTRIBUTION | WP PUTRAJAYA & CYBERJAYA | Existing | RYB | 11 kV |  |  |  |  | 500_1C_AL_XLPE | SS 3.08 3C7 (F2): P03085 | SS 3.04 3G3 (F2): P03044 |  | 295.701 m |  |  |  | 3 | 1
252066842 | TNB | DISTRIBUTION | WP PUTRAJAYA & CYBERJAYA | Existing | RYB | 11 kV |  |  |  |  | 240_TRIPLEX_AL_XLPE | SS 2.01 W.PUTRA (F1): PTJ02011 | PE 2.18 TMN WAWASAN (WR) (F1): P02182 |  | 1723.680 m |  |  |  | 3 | 0
252066850 | TNB | DISTRIBUTION | WP PUTRAJAYA & CYBERJAYA | Existing | RYB | 11 kV |  |  |  |  | 240_TRIPLEX_AL_XLPE | PE 8.03 SEK REN (EFI) (F1): PTJ08032 | PE 8.04 SEK MEN (F1): PTJ08041 |  | 306.490 m |  |  |  | 3 | 2
252066870 | TNB | DISTRIBUTION | WP PUTRAJAYA & CYBERJAYA | Existing | RYB | 11 kV |  |  |  |  | 240_TRIPLEX_AL_XLPE | PE 16.15 SEK. REN (F2): PTJ16155 | PE 16.13 SEK. MEN (F2): P16134 |  | 86.706 m |  |  |  | 3 | 2
252066879 | TNB | DISTRIBUTION | WP PUTRAJAYA & CYBERJAYA | Existing | RYB | 11 kV |  |  |  |  | 240_TRIPLEX_AL_XLPE | PPU PTJ2: VCB 5 | PE 10.02 INSIDE PPU2 (F2): PTJ10024 |  | 35.242 m |  |  | CB5 | 3 | 2
252066883 | TNB | DISTRIBUTION | WP PUTRAJAYA & CYBERJAYA | Existing | RYB | 11 kV |  |  |  |  | 240_TRIPLEX_AL_XLPE | PE 13.01 WETLAND PUMP 250KW: PTJ13011 | PE 13.02 WETLAND NIC 85KW: PTJ13022 |  | 633.939 m |  |  |  | 3 | 3
252066887 | TNB | DISTRIBUTION | WP PUTRAJAYA & CYBERJAYA | Existing | RYB | 11 kV |  |  |  |  | 240_TRIPLEX_AL_XLPE | PE 9.24 FLAT C (F2): PTJ09244 | PE 9.23 FLAT D (F2): P09235 |  | 115.434 m |  |  |  | 3 | 2
252066891 | TNB | DISTRIBUTION | WP PUTRAJAYA & CYBERJAYA | Existing | RYB | 11 kV |  |  |  |  | 240_TRIPLEX_AL_XLPE | PE 13.02 WETLAND NIC 85KW: PTJ13021 | PE 13.03 WETLAND NURSERY 85KW: PTJ13033 |  | 1206.510 m |  |  |  | 3 | 2
252066899 | TNB | DISTRIBUTION | WP PUTRAJAYA & CYBERJAYA | Existing | RYB | 11 kV |  |  |  |  | 240_TRIPLEX_AL_XLPE | PPU PTJ1: VCB 19 | PE 17.04 RK 1-1 (F2): PTJ17045 |  | 3425.148 m |  |  | CB2 | 3 | 8
252066903 | TNB | DISTRIBUTION | WP PUTRAJAYA & CYBERJAYA | Existing | RYB | 11 kV |  |  |  |  | 240_TRIPLEX_AL_XLPE | PE 9.16 APT 6F (F2): PTJ09165 | PE 9.17 APT 5A (EFI) (F2): PTJ09174 |  | 160.947 m |  |  |  | 3 | 2
252066907 | TNB | DISTRIBUTION | WP PUTRAJAYA & CYBERJAYA | Existing | RYB | 11 kV |  |  |  |  | 240_TRIPLEX_AL_XLPE | PE 9.12 SEK REN (F1): PTJ09122 | PE 9.13 SEK MEN (EFI) (F1): PTJ09131 |  | 194.837 m |  |  |  | 3 | 2
252066941 | TNB | DISTRIBUTION | WP PUTRAJAYA & CYBERJAYA | Existing | RYB | 11 kV |  |  |  |  | 240_TRIPLEX_AL_XLPE | PPU CYB7: | PE 21.34 PS5 F1: CBJ21341 |  | 186.101 m |  |  | CB8 | 3 | 2
252066953 | TNB | DISTRIBUTION | WP PUTRAJAYA & CYBERJAYA | Existing | RYB | 11 kV |  |  |  |  | 240_TRIPLEX_AL_XLPE | SS 21.59 SME 2 F1: CBJ21591 | PE 21.26 PUSAT KAWAL SELIA F1: CBJ21262 |  | 1509.638 m |  |  |  | 3 | 2
252066957 | TNB | DISTRIBUTION | WP PUTRAJAYA & CYBERJAYA | Existing | RYB | 11 kV |  |  |  |  | 240_TRIPLEX_AL_XLPE | SS 21.63 BANGUNAN MUSTAFA KAMAL F1: CBJ21631 | SS 21.25 CENTUARY SQUARE F1: CBJ21252 |  | 38.777 m |  |  |  | 3 | 1
252066969 | TNB | DISTRIBUTION | WP PUTRAJAYA & CYBERJAYA | Existing | RYB | 11 kV |  |  |  |  | 240_TRIPLEX_AL_XLPE | PE 22.24 SEK. SRI PUTERI F2: CBJ22246 | PE 22.24 SEK. SRI PUTERI F1: CBJ22242 [OFF] |  | 26.075 m |  |  |  | 3 | 0
252067009 | TNB | DISTRIBUTION | WP PUTRAJAYA & CYBERJAYA | Existing | RYB | 11 kV |  |  |  |  | 240_TRIPLEX_AL_XLPE |  |  |  | 6.589 m |  |  |  | 3 | 1
252067013 | TNB | DISTRIBUTION | WP PUTRAJAYA & CYBERJAYA | Existing | RYB | 33 kV |  |  |  |  | 630_1C_AL_XLPE |  |  |  | 12.250 m |  |  |  | 3 | 1
252067031 | TNB | DISTRIBUTION | WP PUTRAJAYA & CYBERJAYA | Existing | RYB | 11 kV |  |  |  |  | 240_TRIPLEX_AL_XLPE | PE 11.40 BLOK C (F2): P11405 | PE 11.40 BLOK C (F1): P11402 |  | 10.445 m |  |  |  | 3 | 0
252069304 | TNB | DISTRIBUTION | WP PUTRAJAYA & CYBERJAYA | Existing | RYB | 11 kV |  |  |  |  | 240_TRIPLEX_AL_XLPE |  |  |  | 112.372 m |  |  |  | 3 | 1
252071071 | TNB | DISTRIBUTION | WP PUTRAJAYA & CYBERJAYA | Existing | RYB | 11 kV |  |  |  |  | 240_TRIPLEX_AL_XLPE | PE 11.43 SEK. MEN. FASA 2 (F1): PTJ11434 | PE 11.43 SEK. MEN. FASA 2 (F2): PTJ11433 |  | 12.879 m |  |  |  | 3 | 0
252071090 | TNB | DISTRIBUTION | WP PUTRAJAYA & CYBERJAYA | Existing | RYB | 11 kV |  |  |  |  | 240_TRIPLEX_AL_XLPE | PE 9.48 P'PURI BLOK C&D (EFI) (F2): PTJ09484 | PE 9.47 P'PURI BLOK A&B (F2): PTJ09476 |  | 202.377 m |  |  |  | 3 | 2
252071116 | TNB | DISTRIBUTION | WP PUTRAJAYA & CYBERJAYA | Existing | RYB | 11 kV |  |  |  |  | 500_1C_AL_XLPE |  |  |  | 57.492 m |  |  |  | 3 | 1
252071134 | TNB | DISTRIBUTION | WP PUTRAJAYA & CYBERJAYA | Existing | RYB | 11 kV |  |  |  |  | 240_TRIPLEX_AL_XLPE | PE 22.72 CYBERNEO 3 F2: C22724 | PE 22.61 8 BLOK KEDAI PEJ 2A F2: CBJ22616 |  | 229.214 m |  |  |  | 3 | 1
252071163 | TNB | DISTRIBUTION | WP PUTRAJAYA & CYBERJAYA | Existing | RYB | 11 kV |  |  |  |  | 240_TRIPLEX_AL_XLPE | PE 18.24 BLOK D 18R13 (F1): PTJ18241 | PE 18.23 BLOK C 18R13 (F1): PTJ18233 |  | 59.240 m |  |  |  | 3 | 2
252071231 | TNB | DISTRIBUTION | WP PUTRAJAYA & CYBERJAYA | Existing | RYB | 11 kV |  |  |  |  | 240_TRIPLEX_AL_XLPE | PE 11.22 ZON 10B (F1): PTJ11224 | PE 11.22 ZON 10B (F2): PTJ11223 |  | 10.858 m |  |  |  | 3 | 0
252074070 | TNB | DISTRIBUTION | WP PUTRAJAYA & CYBERJAYA | Existing | RYB | 11 kV |  |  |  |  | 240_TRIPLEX_AL_XLPE | PE 9.32 P'PURI BLOK B3 (F2): PTJ09325 | PE 9.37 P'PURI BLOK A1 (EFI) (F2): PTJ09376 |  | 215.305 m |  |  |  | 3 | 2
252075502 | TNB | DISTRIBUTION | WP PUTRAJAYA & CYBERJAYA | Existing | RYB | 11 kV |  |  |  |  | 240_TRIPLEX_AL_XLPE | PE 9.24 FLAT C (F1): PTJ09241 | PE 9.23 FLAT D (F1): P09232 |  | 106.889 m |  |  |  | 3 | 2
252075596 | TNB | DISTRIBUTION | WP PUTRAJAYA & CYBERJAYA | Existing | RYB | 11 kV |  |  |  |  | 240_TRIPLEX_AL_XLPE | SS 22.65 BASIS BAY NO 2: C22655 |  |  | 25.333 m |  |  |  | 3 | 1
252075655 | TNB | DISTRIBUTION | WP PUTRAJAYA & CYBERJAYA | Existing | RYB | 11 kV |  |  |  |  | 240_TRIPLEX_AL_XLPE | SS 22.56 JPJ F2: C22564 | SS 22.43 BMW F2: CBJ22435 |  | 353.071 m |  |  |  | 3 | 2
252075929 | TNB | DISTRIBUTION | WP PUTRAJAYA & CYBERJAYA | Existing | RYB | 11 kV |  |  |  |  | 240_TRIPLEX_AL_XLPE | PPU PTJ1: VCB 10 | PE 1.24 BOT PUMP (F1): PTJ01241 |  | 1269.477 m |  |  | CB10 | 3 | 4
252076060 | TNB | DISTRIBUTION | WP PUTRAJAYA & CYBERJAYA | Existing | RYB | 11 kV |  |  |  |  | 240_TRIPLEX_AL_XLPE | PE 8.04 SEK MEN (F2): PTJ08045 | PE 8.05 APT FASA 4A (B1) (F2): P08054 |  | 412.615 m |  |  |  | 3 | 2
252076075 | TNB | DISTRIBUTION | WP PUTRAJAYA & CYBERJAYA | Existing | RYB | 11 kV |  |  |  |  | 240_3C_AL_XLPE | PE 22.76 - STP B F1: CBJ22762 | D-CBJ-C15-0497: |  | 3399.410 m |  |  |  | 3 | 1
252076531 | TNB | DISTRIBUTION | WP PUTRAJAYA & CYBERJAYA | Existing | RYB | 11 kV |  |  |  |  | 240_TRIPLEX_AL_XLPE | PE 18.14 BLOK D&E (F2): PTJ18146 | PE 18.13 BLOK F (F2): PTJ18134 |  | 192.552 m |  |  |  | 3 | 2
252076555 | TNB | DISTRIBUTION | WP PUTRAJAYA & CYBERJAYA | Existing | RYB | 11 kV |  |  |  |  | 240_TRIPLEX_AL_XLPE | PPU PTJ17: VCB 14 | PE 3.01 3M5 S/LIGHTING: PTJ03011 |  | 1622.919 m |  |  |  | 3 | 5
252076607 | TNB | DISTRIBUTION | WP PUTRAJAYA & CYBERJAYA | Existing | RYB | 11 kV |  |  |  |  | 240_TRIPLEX_AL_XLPE | PPU PTJ1: VCB 3 | PE 1.24 BOT PUMP (F2): PTJ01244 |  | 1275.209 m |  |  | CB3 | 3 | 4
252077143 | TNB | DISTRIBUTION | WP PUTRAJAYA & CYBERJAYA | Existing | RYB | 11 kV |  |  |  |  | 240_TRIPLEX_AL_XLPE | PE 13.04 UGS PERSEKUTUAN: PTJ13041 | PE 13.03 WETLAND NURSERY 85KW: PTJ13032 [OFF] |  | 2135.879 m |  |  |  | 3 | 1
252077246 | TNB | DISTRIBUTION | WP PUTRAJAYA & CYBERJAYA | Existing | RYB | 11 kV |  |  |  |  | 240_TRIPLEX_AL_XLPE | PE 15.44 Blok A3 15-12B (F2): PTJ15444 | PE 15.43 BLOK A2 15-12B (F2): PTJ15436 |  | 176.417 m |  |  |  | 3 | 2
252077302 | TNB | DISTRIBUTION | WP PUTRAJAYA & CYBERJAYA | Existing | RYB | 11 kV |  |  |  |  | 240_TRIPLEX_AL_XLPE | PE 18.21 BLOK A 18R13 (F1): PTJ18213 | PE 18.23 BLOK C 18R13 (F1): PTJ18231 [OFF] |  | 496.790 m |  |  |  | 3 | 1
252077357 | TNB | DISTRIBUTION | WP PUTRAJAYA & CYBERJAYA | Existing | RYB | 11 kV |  |  |  |  | 240_TRIPLEX_AL_XLPE | PE 15.42 P/PURI 15-12 BLOK C (F1): PTJ15423 | PE 15.41 P/PURI 15-12 BLOK B (F1): PTJ15411 |  | 112.632 m |  |  |  | 3 | 2
252077675 | TNB | DISTRIBUTION | WP PUTRAJAYA & CYBERJAYA | Existing | RYB | 11 kV |  |  |  |  | 240_TRIPLEX_AL_XLPE | PE 11.24 TERES ZON 9A (F1): PTJ11244 | PE 11.24 TERES ZON 9A (F2): PTJ11242 |  | 11.074 m |  |  |  | 3 | 0
252077798 | TNB | DISTRIBUTION | WP PUTRAJAYA & CYBERJAYA | Existing | RYB | 11 kV |  |  |  |  | 240_TRIPLEX_AL_XLPE | PPU PTJ5: | PE 2.04 W.F PROMENADE (F1): PTJ02043 |  | 1227.197 m |  |  |  | 3 | 0
252077969 | TNB | DISTRIBUTION | WP PUTRAJAYA & CYBERJAYA | Existing | RYB | 11 kV |  |  |  |  | 240_TRIPLEX_AL_XLPE | PE 9.07 APT 2A (EFI) (F1): PTJ09071 | PE 9.08 P9G TERES (F1): PTJ09082 |  | 217.345 m |  |  |  | 3 | 2
252079799 | TNB | DISTRIBUTION | WP PUTRAJAYA & CYBERJAYA | Existing | RYB | 11 kV |  |  |  |  | 240_TRIPLEX_AL_XLPE | SS 1.17 D3 (F1): PTJ01172 | SS 1.18 D4 (F1): PTJ01181 |  | 163.908 m |  |  |  | 3 | 2
252079828 | TNB | DISTRIBUTION | WP PUTRAJAYA & CYBERJAYA | Existing | RYB | 11 kV |  |  |  |  | 240_TRIPLEX_AL_XLPE |  |  |  | 29.988 m |  |  |  | 3 | 1
252079872 | TNB | DISTRIBUTION | WP PUTRAJAYA & CYBERJAYA | Existing | RYB | 11 kV |  |  |  |  | 240_TRIPLEX_AL_XLPE | PE 16.03 146 UNIT RUMAH TERES: PTJ16031 | SS 16.01 TELEKOM: P16012 |  | 1746.015 m |  |  |  | 3 | 4
252079993 | TNB | DISTRIBUTION | WP PUTRAJAYA & CYBERJAYA | Existing | RYB | 11 kV |  |  |  |  | 240_TRIPLEX_AL_XLPE | PE 9.05 P9 G1 TERES F2: P09055 | PE 9.06 APT 2E (F1): PTJ09062 |  | 314.585 m |  |  |  | 3 | 2
252079997 | TNB | DISTRIBUTION | WP PUTRAJAYA & CYBERJAYA | Existing | RYB | 11 kV |  |  |  |  | 240_TRIPLEX_AL_XLPE | PE 21.43 CYBERVILLAGE SERENITY 3 F1: CBJ21433 | PE 21.42 CYBERVILLAGE SERENITY 4 F1: CBJ21421 |  | 713.489 m |  |  |  | 3 | 2
252080006 | TNB | DISTRIBUTION | WP PUTRAJAYA & CYBERJAYA | Existing | RYB | 11 kV |  |  |  |  | 240_TRIPLEX_AL_XLPE | SS 1.42 E4 & E5 (F1): PTJ01423 | SS 1.41 E3 (F1): PTJ01411 |  | 118.362 m |  |  |  | 3 | 2
252080010 | TNB | DISTRIBUTION | WP PUTRAJAYA & CYBERJAYA | Existing | RYB | 11 kV |  |  |  |  | 240_TRIPLEX_AL_XLPE | PE 22.22 CYBER HEIGHT VILLA F1: CBJ22222 | PE 22.25 CYBER HEIGHT VILLA F1: CBJ22251 |  | 350.101 m |  |  |  | 3 | 2
252080035 | TNB | DISTRIBUTION | WP PUTRAJAYA & CYBERJAYA | Existing | RYB | 11 kV |  |  |  |  | 240_TRIPLEX_AL_XLPE | PE 14.08 Perumahan 14-10 (F1): PTJ14081 | PE 14.13 ERUMAHAN 14-9 (EFI) (F1): PTJ14133 |  | 525.721 m |  |  |  | 3 | 2
252080072 | TNB | DISTRIBUTION | WP PUTRAJAYA & CYBERJAYA | Existing | RYB | 11 kV |  |  |  |  | 240_TRIPLEX_AL_XLPE | PE 24.15 APARTMENT TINDAK MURNI: CBJ24152 | PE 22.25 CYBER HEIGHT VILLA F2: CBJ22254 |  | 785.643 m |  |  |  | 3 | 2
252080174 | TNB | DISTRIBUTION | WP PUTRAJAYA & CYBERJAYA | Existing | RYB | 11 kV |  |  |  |  | 240_TRIPLEX_AL_XLPE | PE 16.20 APT A1 (EFI) (F1): PTJ16202 | PE 16.19 APT A2 (F1): PTJ16191 |  | 134.186 m |  |  |  | 3 | 2
252080227 | TNB | DISTRIBUTION | WP PUTRAJAYA & CYBERJAYA | Existing | RYB | 11 kV |  |  |  |  | 240_TRIPLEX_AL_XLPE | SS 1.40 E2 (F1): P01401 | SS 1.41 E3 (F1): PTJ01412 [OFF] |  | 154.552 m |  |  |  | 3 | 2
252080296 | TNB | DISTRIBUTION | WP PUTRAJAYA & CYBERJAYA | Existing | RYB | 11 kV |  |  |  |  | 240_TRIPLEX_AL_XLPE | SS 1.50 E13 (F1): PTJ01503 | SS 1.49 E12 (F1): P01491 |  | 131.026 m |  |  |  | 3 | 2
252080405 | TNB | DISTRIBUTION | WP PUTRAJAYA & CYBERJAYA | Existing | RYB | 11 kV | YES |  |  |  | 240_TRIPLEX_AL_XLPE | PE 21.49 CONDO B2 F1: CBJ21492 | PE 21.51 CONDO C1 F1: CBJ21511 |  | 132.499 m |  |  |  | 3 | 2
252080490 | TNB | DISTRIBUTION | WP PUTRAJAYA & CYBERJAYA | Existing | RYB | 11 kV |  |  |  |  | 240_TRIPLEX_AL_XLPE | SS 21.25 CENTUARY SQUARE F2: CBJ21255 | SS 21.63 BANGUNAN MUSTAFA KAMAL F2: CBJ21634 |  | 55.629 m |  |  |  | 3 | 1
252080679 | TNB | DISTRIBUTION | WP PUTRAJAYA & CYBERJAYA | Existing | RYB | 11 kV |  |  |  |  | 240_TRIPLEX_AL_XLPE | PE 11.08 P11A2/5 TERES (EFI) (F2): PTJ11085 | PE 11.67 PS9 (F2): PTJ11674 |  | 134.213 m |  |  |  | 3 | 2
252080931 | TNB | DISTRIBUTION | WP PUTRAJAYA & CYBERJAYA | Existing | RYB | 11 kV |  |  |  |  | 240_TRIPLEX_AL_XLPE | SS 22.19 (QUILL)P.MULTIMEDIA( DHL ) F2: CBJ22195 | SS 22.47 DHL 2 F2: CBJ22474 |  | 331.589 m |  |  |  | 3 | 2
252081038 | TNB | DISTRIBUTION | WP PUTRAJAYA & CYBERJAYA | Existing | RYB | 11 kV |  |  |  |  | 240_TRIPLEX_AL_XLPE | SS 1.13 C6 (F2): PTJ1132 | SS 1.12 C7 (F2): PTJ1122 |  | 117.669 m |  |  |  | 3 | 1
252081042 | TNB | DISTRIBUTION | WP PUTRAJAYA & CYBERJAYA | Existing | RYB | 11 kV |  |  |  |  | 240_TRIPLEX_AL_XLPE | PE 9.26 FLAT B (F2): PTJ09264 | PE 9.25 FLAT A (F2): PTJ09255 |  | 150.194 m |  |  |  | 3 | 2
252081046 | TNB | DISTRIBUTION | WP PUTRAJAYA & CYBERJAYA | Existing | RYB | 11 kV |  |  |  |  | 240_TRIPLEX_AL_XLPE | PE 2.04 W.F PROMENADE (F1): PTJ02041 | PE 2.05 PADAT CUT: PTJ02052 |  | 616.903 m |  |  |  | 3 | 2
252081058 | TNB | DISTRIBUTION | WP PUTRAJAYA & CYBERJAYA | Existing | RYB | 11 kV |  |  |  |  | 240_TRIPLEX_AL_XLPE | PE 21.06 PADAT B 15-4: CBJ21061 | PE 21.05 B15-3: CBJ21051 |  | 1805.058 m |  |  |  | 3 | 2
252081147 | TNB | DISTRIBUTION | WP PUTRAJAYA & CYBERJAYA | Existing | RYB | 11 kV |  |  |  |  | 240_TRIPLEX_AL_XLPE | SS 1.47 E10 (F2): PTJ01474 | SS 1.48 E11 (F2): PTJ01485 |  | 238.804 m |  |  |  | 3 | 2
252081171 | TNB | DISTRIBUTION | WP PUTRAJAYA & CYBERJAYA | Existing | RYB | 11 kV |  |  |  |  | 240_TRIPLEX_AL_XLPE | D-CBJ-C14-0473: C23386 | SS 22.18 MDeC F2: CBJ22184 |  | 2582.916 m |  |  | PMU CBJN: VCB 2 | 3 | 5
252081175 | TNB | DISTRIBUTION | WP PUTRAJAYA & CYBERJAYA | Existing | RYB | 11 kV |  |  |  |  | 240_TRIPLEX_AL_XLPE | PE 18.13 BLOK F (F1): PTJ18133 | PE 18.12 BLOK A (F1): P18121 |  | 217.145 m |  |  |  | 3 | 2
252081314 | TNB | DISTRIBUTION | WP PUTRAJAYA & CYBERJAYA | Existing | RYB | 11 kV |  |  |  |  | 240_TRIPLEX_AL_XLPE | SS 1.48 E11 (F1): PTJ01482 | SS 1.47 E10 (F1): PTJ01471 |  | 236.268 m |  |  |  | 3 | 2
252081318 | TNB | DISTRIBUTION | WP PUTRAJAYA & CYBERJAYA | Existing | RYB | 11 kV |  |  |  |  | 240_TRIPLEX_AL_XLPE | PE 2.06 PS 15 (F2): PTJ02065 | PE 2.29 TEMP SKYRIDE: PTJ02291 |  | 44.876 m |  |  |  | 3 | 2
252081332 | TNB | DISTRIBUTION | WP PUTRAJAYA & CYBERJAYA | Existing | RYB | 11 kV |  |  |  |  | 240_TRIPLEX_AL_XLPE | PE 11.42 BLOK G (F1): PTJ11422 | PE 11.42 BLOK G (F2): PTJ11425 |  | 24.941 m |  |  |  | 3 | 0
252081503 | TNB | DISTRIBUTION | WP PUTRAJAYA & CYBERJAYA | Existing | RYB | 11 kV |  |  |  |  | 240_TRIPLEX_AL_XLPE | SS 1.12 C7 (F1): PTJ1125 | SS 1.13 C6 (F1): PTJ1134 |  | 104.204 m |  |  |  | 3 | 1
252081515 | TNB | DISTRIBUTION | WP PUTRAJAYA & CYBERJAYA | Existing | RYB | 11 kV |  |  |  |  | 240_TRIPLEX_AL_XLPE | SS 1.06 JPM B6 JPM B7 (F1): PTJ1063 | SS 1.05 JPM B5 (F1): PTJ1054 |  | 96.601 m |  |  |  | 3 | 2
252081879 | TNB | DISTRIBUTION | WP PUTRAJAYA & CYBERJAYA | Existing | RYB | 11 kV |  |  |  |  | 240_TRIPLEX_AL_XLPE | PE 22.15 LOT12072 P.MULTIMEDIA F1: CBJ22151 | PE 22.49 LOT PT 12082 F1: CBJ22493 |  | 148.939 m |  |  |  | 3 | 2
252082048 | TNB | DISTRIBUTION | WP PUTRAJAYA & CYBERJAYA | Existing | RYB | 11 kV |  |  |  |  | 240_TRIPLEX_AL_XLPE | PE 21.96 SUBANG ALAM: CBJ21962 | PE 21.43 CYBERVILLAGE SERENITY 3 F2: CBJ21434 |  | 593.598 m |  |  |  | 3 | 1
252082202 | TNB | DISTRIBUTION | WP PUTRAJAYA & CYBERJAYA | Existing | RYB | 11 kV |  |  |  |  | 240_TRIPLEX_AL_XLPE | PE 5.08 JLB2: PTJ05082 | SS 5.02 STP2 (F2): P05024 |  | 1353.561 m |  |  |  | 3 | 0
252082211 | TNB | DISTRIBUTION | WP PUTRAJAYA & CYBERJAYA | Existing | RYB | 11 kV |  |  |  |  | 240_TRIPLEX_AL_XLPE | SS 21.58 QB5 F2: CBJ21584 | SS 21.29 HSBC F2: C21294 |  | 191.963 m |  |  |  | 3 | 2
252082344 | TNB | DISTRIBUTION | WP PUTRAJAYA & CYBERJAYA | Existing | RYB | 11 kV |  |  |  |  | 500_1C_AL_XLPE | PPU PTJ24: VCB 13 | PE 3.02 3G1 (F2): P03025 |  | 74.186 m |  |  | CB13 | 3 | 0
252082352 | TNB | DISTRIBUTION | WP PUTRAJAYA & CYBERJAYA | Existing | RYB | 11 kV |  |  |  |  | 240_TRIPLEX_AL_XLPE | PE 9.11 KLINIK (F2): PTJ09115 | PE 9.12 SEK REN (F2): PTJ09124 |  | 203.195 m |  |  |  | 3 | 2
252082488 | TNB | DISTRIBUTION | WP PUTRAJAYA & CYBERJAYA | Existing | RYB | 11 kV |  |  |  |  | 240_TRIPLEX_AL_XLPE | PE 22.09 FUJITSU F2: CBJ22096 | PE 22.15 LOT 12072 P.MULTIMEDIA F2: CBJ22155 |  | 313.690 m |  |  |  | 3 | 0
252082492 | TNB | DISTRIBUTION | WP PUTRAJAYA & CYBERJAYA | Existing | RYB | 11 kV |  |  |  |  | 240_TRIPLEX_AL_XLPE | PE 9.28 APT 11C (EFI) (F2): PTJ09286 | PE 9.14 K.KEJIRANAN (F2): PTJ09144 |  | 126.944 m |  |  |  | 3 | 2
252082665 | TNB | DISTRIBUTION | WP PUTRAJAYA & CYBERJAYA | Existing | RYB | 11 kV |  |  |  |  | 240_TRIPLEX_AL_XLPE | SS 21.29 HSBC F1: C21291 | SS 21.58 QB5 F1: CBJ21582 |  | 177.466 m |  |  |  | 3 | 2
252082669 | TNB | DISTRIBUTION | WP PUTRAJAYA & CYBERJAYA | Existing | RYB | 11 kV |  |  |  |  | 240_TRIPLEX_AL_XLPE | PE 22.17 PADAT STP 4: CBJ22171 | PE 22.14 CYBER HEIGHT VILLA F1: C22141 |  | 404.445 m |  |  |  | 3 | 2
252082673 | TNB | DISTRIBUTION | WP PUTRAJAYA & CYBERJAYA | Existing | RYB | 11 kV |  |  |  |  | 240_TRIPLEX_AL_XLPE | PE 21.43 CYBERVILLAGE SERENITY 3 F2: CBJ21436 | PE 21.42 CYBERVILLAGE SERENITY 4 F2: CBJ21424 |  | 730.571 m |  |  |  | 3 | 2
252082790 | TNB | DISTRIBUTION | WP PUTRAJAYA & CYBERJAYA | Existing | RYB | 11 kV |  |  |  |  | 240_TRIPLEX_AL_XLPE | SS 1.16 D2 (F2): PTJ01165 | SS 1.17 D3 (F2): PTJ01174 |  | 124.860 m |  |  |  | 3 | 1
252083152 | TNB | DISTRIBUTION | WP PUTRAJAYA & CYBERJAYA | Existing | RYB | 11 kV |  |  |  |  | 240_TRIPLEX_AL_XLPE | PE 9.11 KLINIK (F1): PTJ09112 | PE 9.12 SEK REN (F1): PTJ09121 |  | 212.319 m |  |  |  | 3 | 2
252083297 | TNB | DISTRIBUTION | WP PUTRAJAYA & CYBERJAYA | Existing | RYB | 11 kV |  |  |  |  | 240_TRIPLEX_AL_XLPE | PE 8.05 APT FASA 4A (B1) (F2): P08055 | PE 8.17 P.KEJIRANAN (EFI): PTJ08172 |  | 220.100 m |  |  |  | 3 | 3
252083306 | TNB | DISTRIBUTION | WP PUTRAJAYA & CYBERJAYA | Existing | RYB | 11 kV |  |  |  |  | 240_TRIPLEX_AL_XLPE | PE 8.09 JLN P8E2TERES (F2): PTJ08095 | PE 8.07 APT FASA 4B (B2) (F2): PTJ08075 |  | 485.353 m |  |  |  | 3 | 2
252083451 | TNB | DISTRIBUTION | WP PUTRAJAYA & CYBERJAYA | Existing | RYB | 11 kV |  |  |  |  | 240_TRIPLEX_AL_XLPE | PE 8.02 P8A SEMI D (F2): PTJ08025 | PE 8.03 SEK REN (EFI) (F2): PTJ08034 |  | 284.615 m |  |  |  | 3 | 2
252083456 | TNB | DISTRIBUTION | WP PUTRAJAYA & CYBERJAYA | Existing | RYB | 11 kV |  |  |  |  | 240_TRIPLEX_AL_XLPE | PE 8.21 APT B (EFI) (F2): PTJ08214 | PE 8.20 APT D (F2): PTJ08205 |  | 265.287 m |  |  |  | 3 | 2
252083465 | TNB | DISTRIBUTION | WP PUTRAJAYA & CYBERJAYA | Existing | RYB | 11 kV |  |  |  |  | 240_TRIPLEX_AL_XLPE | PE 7.03 STESEN PAM PS3: PTJ07032 | PE 7.07 PLF (F2): PTJ07075 |  | 2121.575 m |  |  |  | 3 | 7
252083591 | TNB | DISTRIBUTION | WP PUTRAJAYA & CYBERJAYA | Existing | RYB | 11 kV |  |  |  |  | 240_TRIPLEX_AL_XLPE | SS 1.08 C4 (F1): PTJ1085 | SS 1.09 C3 (F1): PTJ1094 |  | 129.585 m |  |  |  | 3 | 2
252083709 | TNB | DISTRIBUTION | WP PUTRAJAYA & CYBERJAYA | Existing | RYB | 11 kV |  |  |  |  | 240_TRIPLEX_AL_XLPE | SS 1.52 E15 (F1): PTJ01522 | SS 1.42 E4 & E5 (F1): PTJ01421 |  | 514.342 m |  |  |  | 3 | 2
252083713 | TNB | DISTRIBUTION | WP PUTRAJAYA & CYBERJAYA | Existing | RYB | 11 kV |  |  |  |  | 240_TRIPLEX_AL_XLPE | SS 1.50 E13 (F2): PTJ01504 | SS 1.45 E8 (F2): P01455 |  | 118.940 m |  |  |  | 3 | 2
252084977 | TNB | DISTRIBUTION | WP PUTRAJAYA & CYBERJAYA | Existing | RYB | 11 kV |  |  |  |  | 240_TRIPLEX_AL_XLPE | SS 1.10 C2 (F1): PTJ1105 | SS 1.11 C1 (F1): PTJ1114 |  | 203.000 m |  |  |  | 3 | 1
252085957 | TNB | DISTRIBUTION | WP PUTRAJAYA & CYBERJAYA | Existing | RYB | 11 kV |  |  |  |  | 240_TRIPLEX_AL_XLPE | PE 18.24 BLOK D 18R13 (F2): PTJ18244 | PE 18.23 BLOK C 18R13 (F2): PTJ18236 |  | 76.422 m |  |  |  | 3 | 2
252086120 | TNB | DISTRIBUTION | WP PUTRAJAYA & CYBERJAYA | Existing | RYB | 11 kV |  |  |  |  | 240_TRIPLEX_AL_XLPE | PE 21.45 CYBERVILLAGE SERENITY 1 F1: CBJ21453 | PE 21.44 CYBERVILLAGE SERENITY 2: CBJ21441 |  | 930.778 m |  |  |  | 3 | 2
252086588 | TNB | DISTRIBUTION | WP PUTRAJAYA & CYBERJAYA | Existing | RYB | 11 kV |  |  |  |  | 240_TRIPLEX_AL_XLPE | SS 21.55 SME TECHNOPRENEUR CENTRE F1: CBJ21551 | SS 21.23 CENTURY SQUARE 2320 F1: C21232 |  | 672.659 m |  |  |  | 3 | 2
252086897 | TNB | DISTRIBUTION | WP PUTRAJAYA & CYBERJAYA | Existing | RYB | 11 kV |  |  |  |  | 240_TRIPLEX_AL_XLPE | PE 16.29 25 UNIT (EFI) (F1): PTJ16291 | PE 16.27 UPPER BISA: PTJ16271 |  | 172.734 m |  |  |  | 3 | 2
252087179 | TNB | DISTRIBUTION | WP PUTRAJAYA & CYBERJAYA | Existing | RYB | 33 kV |  |  |  |  | 630_1C_AL_XLPE | PMU SRDG: VCB 12L5 | PPU PTJ5: VCB 2P5 |  | 8773.850 m |  |  | 2P5 | 3 | 8
252087183 | TNB | DISTRIBUTION | WP PUTRAJAYA & CYBERJAYA | Existing | RYB | 11 kV |  |  |  |  | 240_TRIPLEX_AL_XLPE | PE 9.01 APT 4A (EFI) (F1): PTJ09012 | PE 9.02 APT 4E (F1): PTJ09021 |  | 292.483 m |  |  |  | 3 | 2
252087199 | TNB | DISTRIBUTION | WP PUTRAJAYA & CYBERJAYA | Existing | RYB | 11 kV |  |  |  |  | 240_TRIPLEX_AL_XLPE | PE 9.22 PS 2: PTJ09222 | PE 9.20 P9B1 (EFI) (F2): PTJ09205 |  | 515.542 m |  |  |  | 3 | 3
252087331 | TNB | DISTRIBUTION | WP PUTRAJAYA & CYBERJAYA | Existing | RYB | 11 kV |  |  |  |  | 240_TRIPLEX_AL_XLPE | PE 9.10 PS 1: PTJ09102 | PE 9.15 APT 6D (EFI) (F2): PTJ09154 |  | 521.530 m |  |  |  | 3 | 2
252087367 | TNB | DISTRIBUTION | WP PUTRAJAYA & CYBERJAYA | Existing | RYB | 11 kV |  |  |  |  | 240_TRIPLEX_AL_XLPE | PPU PTJ6: VCB 1 | SS 1.01 PMO (F1): P01011 |  | 414.556 m |  |  |  | 3 | 2
252087371 | TNB | DISTRIBUTION | WP PUTRAJAYA & CYBERJAYA | Existing | RYB | 11 kV |  |  |  |  | 240_TRIPLEX_AL_XLPE | PPU PTJ2: VCB 2 | SS 10.01 PMR (F1): P10011 |  | 937.591 m |  |  | CB2 | 3 | 2
252087375 | TNB | DISTRIBUTION | WP PUTRAJAYA & CYBERJAYA | Existing | RYB | 11 kV |  |  |  |  | 240_TRIPLEX_AL_XLPE | PE 10.02 INSIDE PPU2 (F2): PTJ10025 | PE 10.03 P10 C BANGLOW (F1): PTJ10031 |  | 695.355 m |  |  |  | 3 | 2
252087498 | TNB | DISTRIBUTION | WP PUTRAJAYA & CYBERJAYA | Existing | RYB | 11 kV |  |  |  |  | 240_TRIPLEX_AL_XLPE | PE 9.28 APT 11C (EFI) (F1): PTJ09283 | PE 9.14 K.KEJIRANAN (F1): PTJ09141 |  | 124.483 m |  |  |  | 3 | 2
252087536 | TNB | DISTRIBUTION | WP PUTRAJAYA & CYBERJAYA | Existing | RYB | 11 kV |  |  |  |  | 240_TRIPLEX_AL_XLPE | SS 1.11 C1 (F2): PTJ1111 | SS 1.10 C2 (F2): PTJ1102 |  | 215.371 m |  |  |  | 3 | 1
252087703 | TNB | DISTRIBUTION | WP PUTRAJAYA & CYBERJAYA | Existing | RYB | 11 kV |  |  |  |  | 240_TRIPLEX_AL_XLPE | PE 8.21 APT B (EFI) (F1): PTJ08211 | PE 8.20 APT D (F1): PTJ08202 |  | 271.160 m |  |  |  | 3 | 2
252087724 | TNB | DISTRIBUTION | WP PUTRAJAYA & CYBERJAYA | Existing | RYB | 11 kV |  | Class D |  |  | 70_1C_AL_XLPE | PE 7.02 POLIS PUTRAJAYA (F2): PTJ07024 | PE 7.01 IBU PEJABAT BOMBA (F2): PTJ07016 |  | 486.240 m |  |  |  | 3 | 2
252087736 | TNB | DISTRIBUTION | WP PUTRAJAYA & CYBERJAYA | Existing | RYB | 11 kV |  |  |  |  | 240_TRIPLEX_AL_XLPE | SS 1.39 E1 (F2): PTJ01394 | SS 1.40 E2 (F2): P01405 |  | 191.991 m |  |  |  | 3 | 2
252087740 | TNB | DISTRIBUTION | WP PUTRAJAYA & CYBERJAYA | Existing | RYB | 11 kV |  |  |  |  | 240_TRIPLEX_AL_XLPE | PE 16.28 TAMAN WARISAN (F1): PTJ16281 | PE 16.06 SEK REN F2 (F1): PTJ16062 |  | 475.614 m |  |  |  | 3 | 1
252087911 | TNB | DISTRIBUTION | WP PUTRAJAYA & CYBERJAYA | Existing | RYB | 33 kV | YES |  |  |  | 630_1C_AL_XLPE | PMU CBJN 132/33KV: VCB 5L5 | PPU WDFL: [OFF] |  | 7552.333 m |  |  |  | 3 | 0
252087970 | TNB | DISTRIBUTION | WP PUTRAJAYA & CYBERJAYA | Existing | RYB | 11 kV |  |  |  |  | 240_TRIPLEX_AL_XLPE | PE 12.02 KUARTERS PEKERJA: PTJ12023 | PE 12.01 RF 2 P. UTARA: PTJ12011 |  | 625.547 m |  |  |  | 3 | 0
252088202 | TNB | DISTRIBUTION | WP PUTRAJAYA & CYBERJAYA | Existing | RYB | 11 kV |  |  |  |  | 240_TRIPLEX_AL_XLPE | PE 16.19 APT A2 (F2): PTJ16195 | PE 16.18 APT A3 (EFI) (F2): PTJ16184 |  | 190.612 m |  |  |  | 3 | 2
252088206 | TNB | DISTRIBUTION | WP PUTRAJAYA & CYBERJAYA | Existing | RYB | 11 kV |  |  |  |  | 240_TRIPLEX_AL_XLPE | PE 14.17 BLOK D (F2): PTJ14174 | PE 14.16 BLOK C (EFI) (F2): PTJ14165 |  | 105.568 m |  |  |  | 3 | 2
252088487 | TNB | DISTRIBUTION | WP PUTRAJAYA & CYBERJAYA | Existing | RYB | 11 kV |  |  |  |  | 240_TRIPLEX_AL_XLPE | PE 1.24 BOT PUMP (F2): PTJ01245 | PE 1.25 BOT ADMIN (F2): PTJ01254 |  | 429.290 m |  |  |  | 3 | 1
252090459 | TNB | DISTRIBUTION | WP PUTRAJAYA & CYBERJAYA | Existing | RYB | 11 kV |  |  |  |  | 240_TRIPLEX_AL_XLPE | PE 22.23 SEK. SRI PUTERI F2: CBJ22235 | PE 22.24 SEK. SRI PUTERI F2: CBJ22245 |  | 407.787 m |  |  |  | 3 | 2
252090463 | TNB | DISTRIBUTION | WP PUTRAJAYA & CYBERJAYA | Existing | RYB | 11 kV |  |  |  |  | 240_TRIPLEX_AL_XLPE | PE 22.25 CYBER HEIGHT VILLA F1: CBJ22252 | PE 22.23 SEK. SRI PUTERI F1: CBJ22231 |  | 608.723 m |  |  |  | 3 | 2
252090885 | TNB | DISTRIBUTION | WP PUTRAJAYA & CYBERJAYA | Existing | RYB | 11 kV |  |  |  |  | 240_TRIPLEX_AL_XLPE | PPU CYB7: VCB 14 | SS 21.28 LOT 12065 F1: CBJ21281 |  | 624.567 m |  |  |  | 3 | 2
252091102 | TNB | DISTRIBUTION | WP PUTRAJAYA & CYBERJAYA | Existing | RYB | 11 kV |  |  |  |  | 240_TRIPLEX_AL_XLPE | PE 9.09 APT A1 (EFI) (F1): PTJ09091 | PE 9.10 PS 1: PTJ09101 |  | 357.193 m |  |  |  | 3 | 3
252091118 | TNB | DISTRIBUTION | WP PUTRAJAYA & CYBERJAYA | Existing | RYB | 11 kV |  |  |  |  | 240_TRIPLEX_AL_XLPE | SS 22.47 DHL 2 F1: CBJ22473 | PE 22.09 FUJITSU F1: CBJ22091 |  | 258.453 m |  |  |  | 3 | 2
252091323 | TNB | DISTRIBUTION | WP PUTRAJAYA & CYBERJAYA | Existing | RYB | 11 kV |  |  |  |  | 240_TRIPLEX_AL_XLPE | PE 15.06 BLOK D2 (2) (F1): PTJ15061 | PE 15.05 BLOK D2 (1) (EFI) (F1): PTJ15053 |  | 223.206 m |  |  |  | 3 | 4
252091341 | TNB | DISTRIBUTION | WP PUTRAJAYA & CYBERJAYA | Existing | RYB | 11 kV |  |  |  |  | 240_TRIPLEX_AL_XLPE | PE 7.14 ELECTRIC SQC 1: PTJ07143 | PE 7.06 TPB (WTT) (F2): PTJ07064 |  | 747.607 m |  |  |  | 3 | 1
252096668 | TNB | DISTRIBUTION | WP PUTRAJAYA & CYBERJAYA | Existing | RYB | 11 kV |  |  |  |  | 500_1C_AL_XLPE | SS 4.13 4G11 (F1): P04132 | SS 4.12 4G7 (F1): P04121 |  | 3353.107 m |  |  |  | 3 | 0
252100698 | TNB | DISTRIBUTION | WP PUTRAJAYA & CYBERJAYA | Existing | RYB | 11 kV |  |  |  |  | 240_TRIPLEX_AL_XLPE | SS 1.20 D6 (F1): PTJ01201 | SS 1.19 D5 (F1): PTJ01192 [OFF] |  | 147.053 m |  |  |  | 3 | 2
252100932 | TNB | DISTRIBUTION | WP PUTRAJAYA & CYBERJAYA | Existing | RYB | 11 kV |  |  |  |  | 240_TRIPLEX_AL_XLPE | PE 9.27 APT 11A (F2): PTJ09276 | PE 9.28 APT 11C (EFI) (F2): PTJ09284 |  | 306.292 m |  |  |  | 3 | 2
252100936 | TNB | DISTRIBUTION | WP PUTRAJAYA & CYBERJAYA | Existing | RYB | 11 kV |  |  |  |  | 240_TRIPLEX_AL_XLPE | SS 21.59 SME 2 F2: CBJ21595 | SS 21.25 CENTUARY SQUARE F2: CBJ21254 |  | 385.110 m |  |  |  | 3 | 2
252102886 | TNB | DISTRIBUTION | WP PUTRAJAYA & CYBERJAYA | Existing | RYB | 11 kV |  |  |  |  | 240_TRIPLEX_AL_XLPE | PE 11.44 SEK. REN. FASA 2 (F1): PTJ14444 | PE 11.44 SEK. REN. FASA 2 (F2): PTJ11443 |  | 11.487 m |  |  |  | 3 | 0
252103854 | TNB | DISTRIBUTION | WP PUTRAJAYA & CYBERJAYA | Existing | RYB | 11 kV |  |  |  |  | 240_TRIPLEX_AL_XLPE | PE 9.13 SEK MEN (EFI) (F2): PTJ09135 | PE 9.27 APT 11A (F2): PTJ09274 |  | 362.781 m |  |  |  | 3 | 2
252103858 | TNB | DISTRIBUTION | WP PUTRAJAYA & CYBERJAYA | Existing | RYB | 11 kV |  |  |  |  | 240_TRIPLEX_AL_XLPE | PE 16.16 PUSAT KEJIRANAN (F1): PTJ16162 | PE 16.22 P16 BGW (F1): P16222 |  | 236.061 m |  |  |  | 3 | 2
252104170 | TNB | DISTRIBUTION | WP PUTRAJAYA & CYBERJAYA | Existing | RYB | 11 kV |  |  |  |  | 240_TRIPLEX_AL_XLPE | PE 16.15 SEK. REN (F1): PTJ16152 | PE 16.13 SEK. MEN (F1): P16131 |  | 64.291 m |  |  |  | 3 | 2
252104184 | TNB | DISTRIBUTION | WP PUTRAJAYA & CYBERJAYA | Existing | RYB | 11 kV |  |  |  |  | 240_TRIPLEX_AL_XLPE | SS 22.18 MDeC F1: CBJ22182 | PE 22.32 MOTOROLA F1: CBJ22321 |  | 295.339 m |  |  |  | 3 | 4
252104218 | TNB | DISTRIBUTION | WP PUTRAJAYA & CYBERJAYA | Existing | RYB | 11 kV |  |  |  |  | 240_TRIPLEX_AL_XLPE | SS 25.08 NTT 3 F2: C25085 | SS 21.09 KOMPLEKS TELEKOM CBJ 1 F2: CBJ21095 [OFF] |  | 511.836 m |  |  |  | 3 | 0
252104429 | TNB | DISTRIBUTION | WP PUTRAJAYA & CYBERJAYA | Existing | RYB | 11 kV |  |  |  |  | 240_TRIPLEX_AL_XLPE | PE 9.26 FLAT B (F1): PTJ09261 | PE 9.25 FLAT A (F1): PTJ09252 |  | 150.596 m |  |  |  | 3 | 2
252104715 | TNB | DISTRIBUTION | WP PUTRAJAYA & CYBERJAYA | Existing | RYB | 11 kV |  |  |  |  | 240_TRIPLEX_AL_XLPE | SS 1.46 E9 (F1): PTJ1462 | SS 1.45 E8 (F1): P01451 |  | 178.327 m |  |  |  | 3 | 2
252104719 | TNB | DISTRIBUTION | WP PUTRAJAYA & CYBERJAYA | Existing | RYB | 11 kV |  |  |  |  | 240_TRIPLEX_AL_XLPE | SS 1.45 E8 (F2): P01454 | SS 1.46 E9 (F2): PTJ1465 |  | 201.484 m |  |  |  | 3 | 2
252104997 | TNB | DISTRIBUTION | WP PUTRAJAYA & CYBERJAYA | Existing | RYB | 11 kV |  |  |  |  | 240_TRIPLEX_AL_XLPE | PE 14.15 BLOK B (F2): PTJ14154 | PE 14.14 BLOK A (EFI) (F2): PTJ14145 |  | 149.850 m |  |  |  | 3 | 2
252105229 | TNB | DISTRIBUTION | WP PUTRAJAYA & CYBERJAYA | Existing | RYB | 11 kV |  |  |  |  | 240_TRIPLEX_AL_XLPE | SS 1.21 D7 (F2): PTJ01214 | SS 1.20 D6 (F2): PTJ01205 |  | 82.070 m |  |  |  | 3 | 1
252105233 | TNB | DISTRIBUTION | WP PUTRAJAYA & CYBERJAYA | Existing | RYB | 11 kV |  |  |  |  | 240_TRIPLEX_AL_XLPE | SS 1.20 D6 (F2): PTJ01204 | SS 1.19 D5 (F2): PTJ01195 |  | 147.392 m |  |  |  | 3 | 1
252107515 | TNB | DISTRIBUTION | WP PUTRAJAYA & CYBERJAYA | Existing | RYB | 11 kV |  |  |  |  | 240_TRIPLEX_AL_XLPE | PE 9.17 APT 5A (EFI) (F1): PTJ09172 | PE 9.18 APT 5C (F1): PTJ09181 |  | 243.843 m |  |  |  | 3 | 2
252107525 | TNB | DISTRIBUTION | WP PUTRAJAYA & CYBERJAYA | Existing | RYB | 11 kV |  |  |  |  | 240_TRIPLEX_AL_XLPE | PE 8.20 APT D (F2): PTJ08204 | PE 8.19 APT A (EFI) (F2): PTJ08195 |  | 287.474 m |  |  |  | 3 | 2
252107767 | TNB | DISTRIBUTION | WP PUTRAJAYA & CYBERJAYA | Existing | RYB | 11 kV |  |  |  |  | 240_TRIPLEX_AL_XLPE | PE 9.16 APT 6F (F1): PTJ09162 | PE 9.17 APT 5A (EFI) (F1): PTJ09171 |  | 151.667 m |  |  |  | 3 | 2
252107771 | TNB | DISTRIBUTION | WP PUTRAJAYA & CYBERJAYA | Existing | RYB | 11 kV |  |  |  |  | 240_TRIPLEX_AL_XLPE | PE 9.17 APT 5A (EFI) (F2): PTJ09175 | PE 9.18 APT 5C (F2): PTJ09184 |  | 251.122 m |  |  |  | 3 | 2
252108018 | TNB | DISTRIBUTION | WP PUTRAJAYA & CYBERJAYA | Existing | RYB | 11 kV |  |  |  |  | 240_TRIPLEX_AL_XLPE | D-PTJ-C17-1084: | PE 14.04 PADAT L/JALAN: PTJ14043 |  | 748.558 m |  |  |  | 3 | 1
252108700 | TNB | DISTRIBUTION | WP PUTRAJAYA & CYBERJAYA | Existing | RYB | 11 kV |  |  |  |  | 240_TRIPLEX_AL_XLPE | PE 13.03 WETLAND NURSERY 85KW: PTJ13031 | PE 11.26 TERES 11A & 11B: PTJ11261 |  | 6706.275 m |  |  |  | 3 | 3
252108750 | TNB | DISTRIBUTION | WP PUTRAJAYA & CYBERJAYA | Existing | RYB | 11 kV |  |  |  |  | 240_TRIPLEX_AL_XLPE | PE 9.02 APT 4E (F1): PTJ09022 | PE 9.03 APT 3C (F1): PTJ09031 |  | 583.519 m |  |  |  | 3 | 2
252108929 | TNB | DISTRIBUTION | WP PUTRAJAYA & CYBERJAYA | Existing | RYB | 11 kV |  |  |  |  | 240_TRIPLEX_AL_XLPE | SS 1.18 D4 (F1): PTJ01182 | SS 1.19 D5 (F1): PTJ01191 |  | 79.116 m |  |  |  | 3 | 2
252108970 | TNB | DISTRIBUTION | WP PUTRAJAYA & CYBERJAYA | Existing | RYB | 11 kV |  |  |  |  | 500_1C_AL_XLPE | PE 3.02 3G1 (F2): P03026 | SS 3.03 3G2 (F2): P03034 |  | 219.539 m |  |  |  | 3 | 0
252108997 | TNB | DISTRIBUTION | WP PUTRAJAYA & CYBERJAYA | Existing | RYB | 11 kV |  |  |  |  | 240_TRIPLEX_AL_XLPE | PE 8.12 INSIDE PPU 5 (F1): PTJ08122 | PE 8.16 RD 2B L. SENTOSA: PTJ08162 |  | 438.159 m |  |  |  | 3 | 3
252109146 | TNB | DISTRIBUTION | WP PUTRAJAYA & CYBERJAYA | Existing | RYB | 11 kV |  |  |  |  | 240_TRIPLEX_AL_XLPE | PPU PTJ1: VCB 7 | PE 1.33 INSIDE PPU 1 S/L OVAL: PTJ01331 |  | 61.725 m |  |  | CB7R | 3 | 1
252109175 | TNB | DISTRIBUTION | WP PUTRAJAYA & CYBERJAYA | Existing | RYB | 11 kV |  |  |  |  | 240_TRIPLEX_AL_XLPE | PE 9.08 P9G TERES (F2): PTJ09085 | PE 9.09 APT A1 (EFI) (F2): PTJ09095 |  | 123.085 m |  |  |  | 3 | 1
252109597 | TNB | DISTRIBUTION | WP PUTRAJAYA & CYBERJAYA | Existing | RYB | 11 kV |  |  |  |  | 240_TRIPLEX_AL_XLPE | SS 21.23 CENTURY SQUARE 2320 F2: C21235 | SS 21.55 SME TECHNOPRENEUR CENTRE F2: CBJ21555 |  | 689.532 m |  |  |  | 3 | 2
252109849 | TNB | DISTRIBUTION | WP PUTRAJAYA & CYBERJAYA | Existing | RYB | 11 kV |  |  |  |  | 240_TRIPLEX_AL_XLPE | PE 2.17 TMN WAWASAN (P.H) (F1): PTJ02171 | PE 2.03 RUMAH PAM (F1): PTJ02031 |  | 341.516 m |  |  |  | 3 | 2
252109875 | TNB | DISTRIBUTION | WP PUTRAJAYA & CYBERJAYA | Existing | RYB | 11 kV |  |  |  |  | 240_TRIPLEX_AL_XLPE | PE 22.23 SEK. SRI PUTERI F1: CBJ22232 | PE 22.24 SEK. SRI PUTERI F1: CBJ22241 |  | 395.311 m |  |  |  | 3 | 2
252109879 | TNB | DISTRIBUTION | WP PUTRAJAYA & CYBERJAYA | Existing | RYB | 11 kV |  |  |  |  | 240_TRIPLEX_AL_XLPE | PE 22.83 CBD PERDANA 2D F1: CBJ22831 | SS 21.29 HSBC F1: C21292 |  | 1304.417 m |  |  |  | 3 | 0
252110361 | TNB | DISTRIBUTION | WP PUTRAJAYA & CYBERJAYA | Existing | RYB | 11 kV |  |  |  |  | 240_TRIPLEX_AL_XLPE | PE 21.16 SMART HOMES F1: CBJ21162 | PE 21.12 CYBERIA SMARTHOMES F1: C21121 |  | 412.270 m |  |  |  | 3 | 2
252110610 | TNB | DISTRIBUTION | WP PUTRAJAYA & CYBERJAYA | Existing | RYB | 11 kV |  |  |  |  | 240_TRIPLEX_AL_XLPE | PE 21.08 CENTURY SQUARE 2300 F2: CBJ21085 | PE 21.11 CENTURY SQUARE 2310 F2: CBJ21114 |  | 471.574 m |  |  |  | 3 | 2
252110620 | TNB | DISTRIBUTION | WP PUTRAJAYA & CYBERJAYA | Existing | RYB | 11 kV |  |  |  |  | 240_TRIPLEX_AL_XLPE | PE 11.09 P11A2/5 TERES (EFI) (F2): PTJ11095 | PE 11.03 P11A1/12 TERES (F2): P11034 |  | 837.259 m |  |  |  | 3 | 2
252111042 | TNB | DISTRIBUTION | WP PUTRAJAYA & CYBERJAYA | Existing | RYB | 11 kV |  |  |  |  | 240_TRIPLEX_AL_XLPE | PE 11.10 P11B1/6 SEMI-D (EFI) (F2): PTJ11105 | PE 11.12 APT A (F2): PTJ11124 |  | 725.094 m |  |  |  | 3 | 2
252111266 | TNB | DISTRIBUTION | WP PUTRAJAYA & CYBERJAYA | Existing | RYB | 11 kV |  |  |  |  | 240_TRIPLEX_AL_XLPE | SS 1.49 E12 F2): P01494 | SS 1.50 E13 (F2): PTJ01506 |  | 128.166 m |  |  |  | 3 | 2
252111270 | TNB | DISTRIBUTION | WP PUTRAJAYA & CYBERJAYA | Existing | RYB | 11 kV |  |  |  |  | 240_TRIPLEX_AL_XLPE | PE 11.11 (EFI) (F2): PTJ11115 | PE 11.16 APT E (F2): PTJ11164 |  | 519.609 m |  |  |  | 3 | 2
252111275 | TNB | DISTRIBUTION | WP PUTRAJAYA & CYBERJAYA | Existing | RYB | 11 kV |  |  |  |  | 240_TRIPLEX_AL_XLPE | PE 14.33 PERUMAHAN 14-6 NO 2 (F1): PTJ14331 | PE 14.22 KOMPLEKS SEK MEN (F2): PTJ14226 |  | 267.335 m |  |  |  | 3 | 1
252111513 | TNB | DISTRIBUTION | WP PUTRAJAYA & CYBERJAYA | Existing | RYB | 11 kV |  |  |  |  | 240_TRIPLEX_AL_XLPE | SS 1.17 D3 (F2): PTJ01175 | SS 1.18 D4 (F2): PTJ01184 |  | 179.832 m |  |  |  | 3 | 1
252111776 | TNB | DISTRIBUTION | WP PUTRAJAYA & CYBERJAYA | Existing | RYB | 11 kV |  |  |  |  | 500_1C_AL_XLPE | SS 7.12 NATIONAL CANCER INSTITUT F1: P07121 | PPU PTJ5: VCB 1 [OFF] |  | 1795.306 m |  |  |  | 3 | 1
252111786 | TNB | DISTRIBUTION | WP PUTRAJAYA & CYBERJAYA | Existing | RYB | 11 kV |  |  |  |  | 240_TRIPLEX_AL_XLPE | PE 11.77 TERES ZON 9D (2) (F1): PTJ11771 | PE 11.60 TERES ZON 9B (F2): PTJ11605 |  | 329.502 m |  |  |  | 3 | 0
252111802 | TNB | DISTRIBUTION | WP PUTRAJAYA & CYBERJAYA | Existing | RYB | 11 kV |  |  |  |  | 240_TRIPLEX_AL_XLPE | PE 11.39 BLOK A: PTJ11391 | PE 11.40 BLOK C (F2): P11404 |  | 570.151 m |  |  |  | 3 | 2
252112082 | TNB | DISTRIBUTION | WP PUTRAJAYA & CYBERJAYA | Existing | RYB | 11 kV |  |  |  |  | 240_TRIPLEX_AL_XLPE | PE 11.21 PUSAT KEJIRANAN (F2): PTJ11211 | PE 11.38 PS 13: PTJ11381 |  | 696.673 m |  |  |  | 3 | 2
252112319 | TNB | DISTRIBUTION | WP PUTRAJAYA & CYBERJAYA | Existing | RYB | 11 kV |  | Class D |  |  | 240_TRIPLEX_AL_XLPE | PE 7.01 BOMBA PUTRAJAYA (F1): PTJ07012 | PE 7.02 POLIS PUTRAJAYA (F1): PTJ07021 |  | 469.404 m |  |  |  | 3 | 2
252112323 | TNB | DISTRIBUTION | WP PUTRAJAYA & CYBERJAYA | Existing | RYB | 11 kV |  |  |  |  | 240_TRIPLEX_AL_XLPE | PE 16.13 SEK. MEN (F1): P16132 | SS 16.17 KOMPLEK KEJIRANAN (EFI) (F1): PTJ16171 |  | 245.200 m |  |  |  | 3 | 2
252112583 | TNB | DISTRIBUTION | WP PUTRAJAYA & CYBERJAYA | Existing | RYB | 11 kV |  |  |  |  | 240_TRIPLEX_AL_XLPE | PE 1.38 TAMAN PUTRA PERDANA (F1): PTJ01381 | SS 1.58 ISTANA MELAWATI (F1): PTJ01582 [OFF] |  | 864.712 m |  |  |  | 3 | 2
252112631 | TNB | DISTRIBUTION | WP PUTRAJAYA & CYBERJAYA | Existing | RYB | 11 kV |  |  |  |  | 240_TRIPLEX_AL_XLPE | PPU PTJ2: VCB 4 | PE 10.02 INSIDE PPU2 (F1): PTJ10021 |  | 44.623 m |  |  | CB4 | 3 | 1
252112837 | TNB | DISTRIBUTION | WP PUTRAJAYA & CYBERJAYA | Existing | RYB | 11 kV |  |  |  |  | 240_TRIPLEX_AL_XLPE | SS 1.51 E14 (F1): P01512 | SS 1.52 E15 (F1): PTJ01521 |  | 319.209 m |  |  |  | 3 | 2
252112853 | TNB | DISTRIBUTION | WP PUTRAJAYA & CYBERJAYA | Existing | RYB | 11 kV |  |  |  |  | 240_TRIPLEX_AL_XLPE | SS 1.45 E8 (F1): P01452 | SS 1.50 E13 (F1): PTJ01501 |  | 120.744 m |  |  |  | 3 | 2
252112857 | TNB | DISTRIBUTION | WP PUTRAJAYA & CYBERJAYA | Existing | RYB | 11 kV |  |  |  |  | 240_TRIPLEX_AL_XLPE | PPU PTJ4: VCB 2 | PE 1.37 E16 ANJUNG (F1): PTJ01372 |  | 143.535 m |  |  | CB2 | 3 | 2
252112861 | TNB | DISTRIBUTION | WP PUTRAJAYA & CYBERJAYA | Existing | RYB | 11 kV |  |  |  |  | 240_TRIPLEX_AL_XLPE | PE 14.15 BLOK B (F1): PTJ14151 | PE 14.14 BLOK A (EFI) (F1): PTJ14142 |  | 164.385 m |  |  |  | 3 | 2
252112877 | TNB | DISTRIBUTION | WP PUTRAJAYA & CYBERJAYA | Existing | RYB | 11 kV |  |  |  |  | 240_TRIPLEX_AL_XLPE | SS 23.07 MEASAT F1: C23071 | PE 21.10 ELITE HIGHWAY NO. 3: CBJ21102 |  | 1149.294 m |  |  |  | 3 | 0
252113096 | TNB | DISTRIBUTION | WP PUTRAJAYA & CYBERJAYA | Existing | RYB | 11 kV |  |  |  |  | 240_TRIPLEX_AL_XLPE | PE 14.17 BLOK D (F1): PTJ14171 | PE 14.16 BLOK C (EFI) (F1): PTJ14163 |  | 110.443 m |  |  |  | 3 | 2
252113110 | TNB | DISTRIBUTION | WP PUTRAJAYA & CYBERJAYA | Existing | RYB | 11 kV |  |  |  |  | 240_TRIPLEX_AL_XLPE | PPU PTJ2: VCB 1 | SS 10.01 PMR (F2): P10015 |  | 946.300 m |  |  | CB1 | 3 | 2
252113118 | TNB | DISTRIBUTION | WP PUTRAJAYA & CYBERJAYA | Existing | RYB | 11 kV |  |  |  |  | 240_TRIPLEX_AL_XLPE | PE 21.44 CYBERVILLAGE SERENITY 2: CBJ21444 | PE 21.43 CYBERVILLAGE SERENITY 3 F1: CBJ21431 |  | 397.202 m |  |  |  | 3 | 2
252113138 | TNB | DISTRIBUTION | WP PUTRAJAYA & CYBERJAYA | Existing | RYB | 11 kV |  |  |  |  | 240_TRIPLEX_AL_XLPE |  |  |  | 22.394 m |  |  |  | 3 | 1
252113381 | TNB | DISTRIBUTION | WP PUTRAJAYA & CYBERJAYA | Existing | RYB | 11 kV |  |  |  |  | 240_TRIPLEX_AL_XLPE | SS 1.10 C2 (F2): PTJ1101 | SS 1.09 C3 (F2): PTJ1092 |  | 144.801 m |  |  |  | 3 | 1
252113652 | TNB | DISTRIBUTION | WP PUTRAJAYA & CYBERJAYA | Existing | RYB | 11 kV |  |  |  |  | 240_TRIPLEX_AL_XLPE | PE 22.14 CYBER HEIGHT VILLA F2: C22145 | PE 22.21 CYBER HEIGHT VILLA F2: CBJ22214 |  | 592.594 m |  |  |  | 3 | 2
252113870 | TNB | DISTRIBUTION | WP PUTRAJAYA & CYBERJAYA | Existing | RYB | 11 kV |  |  |  |  | 240_TRIPLEX_AL_XLPE | PE 4.05 S/LIGHTING: PTJ04052 | PE 4.08 S/LIGHTING: PTJ04082 |  | 583.846 m |  |  |  | 3 | 0
252113874 | TNB | DISTRIBUTION | WP PUTRAJAYA & CYBERJAYA | Existing | RYB | 11 kV |  |  |  |  | 240_TRIPLEX_AL_XLPE | PE 22.21 CYBER HEIGHT VILLA F1: CBJ22212 | PE 22.22 CYBER HEIGHT VILLA F1: CBJ22221 |  | 1129.491 m |  |  |  | 3 | 2
252114101 | TNB | DISTRIBUTION | WP PUTRAJAYA & CYBERJAYA | Existing | RYB | 11 kV |  |  |  |  | 240_TRIPLEX_AL_XLPE | SS 1.06 JPM B6 JPM B7 (F2): PTJ1067 | SS 1.05 JPM B5 (F2): PTJ1051 |  | 96.942 m |  |  |  | 3 | 2
252114144 | TNB | DISTRIBUTION | WP PUTRAJAYA & CYBERJAYA | Existing | RYB | 11 kV |  |  |  |  | 240_TRIPLEX_AL_XLPE | PE 21.17 CONDO A3 CYBERIA F2: CBJ21175 | PE 21.49 CONDO B2 F2: CBJ21494 |  | 197.094 m |  |  |  | 3 | 2
252114158 | TNB | DISTRIBUTION | WP PUTRAJAYA & CYBERJAYA | Existing | RYB | 11 kV |  |  |  |  | 240_TRIPLEX_AL_XLPE | PE 9.04 APT 3B (EFI) (F2): PTJ09045 | PE 9.05 P9 G1 TERES F2: P09054 |  | 670.662 m |  |  |  | 3 | 2
252114166 | TNB | DISTRIBUTION | WP PUTRAJAYA & CYBERJAYA | Existing | RYB | 11 kV |  |  |  |  | 240_TRIPLEX_AL_XLPE | PE 11.09 P11A2/5 TERES (EFI) (F1): PTJ11092 | PE 11.03 P11A1/12 TERES (F1): P11031 |  | 838.296 m |  |  |  | 3 | 2
252115083 | TNB | DISTRIBUTION | WP PUTRAJAYA & CYBERJAYA | Existing | RYB | 11 kV |  | Class D |  |  | 240_TRIPLEX_AL_XLPE | PE 7.01 IBU PEJABAT BOMBA (F2): PTJ07015 | PE 7.08 PARK & RIDE (F2): PTJ07086 |  | 893.337 m |  |  |  | 3 | 2
252115290 | TNB | DISTRIBUTION | WP PUTRAJAYA & CYBERJAYA | Existing | RYB | 11 kV |  |  |  |  | 240_TRIPLEX_AL_XLPE | PE 1.56 SEK.MEN. A/SHAH (F1): PTJ01561 | PE 1.57 SEK.MEN. A/SHAH (F1): PTJ01572 |  | 549.726 m |  |  |  | 3 | 2
252115337 | TNB | DISTRIBUTION | WP PUTRAJAYA & CYBERJAYA | Existing | RYB | 11 kV |  |  |  |  | 240_TRIPLEX_AL_XLPE | PE 11.17 ZON 7B (F1): PTJ11171 | PE 11.14 APT C (F1): PTJ11142 [OFF] |  | 999.397 m |  |  |  | 3 | 0
252115341 | TNB | DISTRIBUTION | WP PUTRAJAYA & CYBERJAYA | Existing | RYB | 11 kV |  |  |  |  | 240_TRIPLEX_AL_XLPE | PE 11.16 APT E (F1): PTJ11162 | PE 11.15 APT D (EFI) (F1): PTJ11151 |  | 99.550 m |  |  |  | 3 | 2
252115599 | TNB | DISTRIBUTION | WP PUTRAJAYA & CYBERJAYA | Existing | RYB | 11 kV |  |  |  |  | 240_TRIPLEX_AL_XLPE | PPU CYB7: VCB 17 | PE 22.10 D' MELOR F1: CBJ22101 |  | 1345.454 m |  |  |  | 3 | 1
252115822 | TNB | DISTRIBUTION | WP PUTRAJAYA & CYBERJAYA | Existing | RYB | 11 kV |  |  |  |  | 240_TRIPLEX_AL_XLPE | SS 21.30 ERICSSON F2: CBJ21305 | SS 21.48 INVENT Q JAYA F2: C21485 |  | 350.576 m |  |  |  | 3 | 2
252116163 | TNB | DISTRIBUTION | WP PUTRAJAYA & CYBERJAYA | Existing | RYB | 11 kV |  |  |  |  | 240_TRIPLEX_AL_XLPE | PE 9.06 APT 2E (F2): PTJ09064 | PE 9.07 APT 2A (EFI) (F2): PTJ09074 |  | 286.685 m |  |  |  | 3 | 2
252116324 | TNB | DISTRIBUTION | WP PUTRAJAYA & CYBERJAYA | Existing | RYB | 11 kV |  |  |  |  | 240_TRIPLEX_AL_XLPE | SS 1.03 JPM B3 (F2): PTJ01034 | SS 1.04 JPM B4 (F1): PTJ01042 |  | 101.160 m |  |  |  | 3 | 2
252116328 | TNB | DISTRIBUTION | WP PUTRAJAYA & CYBERJAYA | Existing | RYB | 11 kV |  |  |  |  | 240_TRIPLEX_AL_XLPE | SS 1.07 JPM B1 JPM B8 (F1): PTJ1076 | SS 1.06 JPM B6 JPM B7 (F1): PTJ1062 |  | 112.728 m |  |  |  | 3 | 2
252116430 | TNB | DISTRIBUTION | WP PUTRAJAYA & CYBERJAYA | Existing | RYB | 11 kV |  |  |  |  | 240_TRIPLEX_AL_XLPE | PE 9.13 SEK MEN (EFI) (F1): PTJ09132 | PE 9.27 APT 11A (F1): PTJ09271 |  | 350.712 m |  |  |  | 3 | 2
252116440 | TNB | DISTRIBUTION | WP PUTRAJAYA & CYBERJAYA | Existing | RYB | 11 kV |  |  |  |  | 240_TRIPLEX_AL_XLPE | PE 11.04 P11A1/12 TERES (EFI) (F1): PTJ11042 | PE 11.08 P11A2/5 TERES (EFI) (F1): PTJ11081 |  | 995.349 m |  |  |  | 3 | 2
252116693 | TNB | DISTRIBUTION | WP PUTRAJAYA & CYBERJAYA | Existing | RYB | 11 kV |  |  |  |  | 240_TRIPLEX_AL_XLPE | PE 8.01 PS 10 (EFI) (F2): PTJ08015 | PE 8.02 P8A SEMI D (F2): PTJ08024 |  | 343.053 m |  |  |  | 3 | 2
252116711 | TNB | DISTRIBUTION | WP PUTRAJAYA & CYBERJAYA | Existing | RYB | 11 kV |  |  |  |  | 240_TRIPLEX_AL_XLPE | SS 22.19 (QUILL)P.MULTIMEDIA( DHL ) F1: CBJ22192 | SS 22.47 DHL 2 F1: CBJ22471 |  | 316.324 m |  |  |  | 3 | 2
252116898 | TNB | DISTRIBUTION | WP PUTRAJAYA & CYBERJAYA | Existing | RYB | 11 kV |  |  |  |  | 240_TRIPLEX_AL_XLPE | PPU PTJ17: VCB 3 | PE 2.08 TMN WAWASAN (F1): PTJ02081 |  | 97.574 m |  |  |  | 3 | 1
252117124 | TNB | DISTRIBUTION | WP PUTRAJAYA & CYBERJAYA | Existing | RYB | 11 kV |  |  |  |  | 240_TRIPLEX_AL_XLPE | SS 15.21 OFFICE CHANCERIES (EFI) (F2): PTJ15214 | PE 15.07 BLOK D3 (EFI) (F2): PTJ15076 |  | 125.412 m |  |  |  | 3 | 2
252117220 | TNB | DISTRIBUTION | WP PUTRAJAYA & CYBERJAYA | Existing | RYB | 11 kV |  |  |  |  | 240_TRIPLEX_AL_XLPE | PE 9.29 BAS DEPOH: PTJ09291 | PE 9.31 RUMAH TERES (EFI) (F1): PTJ09312 |  | 373.811 m |  |  |  | 3 | 2
252117378 | TNB | DISTRIBUTION | WP PUTRAJAYA & CYBERJAYA | Existing | RYB | 11 kV |  |  |  |  | 240_TRIPLEX_AL_XLPE | PE 2.08 TMN WAWASAN (F2): PTJ02086 | PE 2.07 INSIDE PPU 18 (F2): PTJ02074 |  | 1018.948 m |  |  |  | 3 | 6
252117382 | TNB | DISTRIBUTION | WP PUTRAJAYA & CYBERJAYA | Existing | RYB | 11 kV |  |  |  |  | 240_TRIPLEX_AL_XLPE | PE 21.11 CENTURY SQUARE 2310 F2: CBJ21115 | SS 21.23 CENTURY SQUARE 2320 F2: C21234 |  | 227.820 m |  |  |  | 3 | 2
252119088 | TNB | DISTRIBUTION | WP PUTRAJAYA & CYBERJAYA | Existing | RYB | 11 kV |  |  |  |  | 240_TRIPLEX_AL_XLPE | SS 1.52 E15 (F2): PTJ01525 | SS 1.42 E4 & E5 (F2): PTJ01424 |  | 529.784 m |  |  |  | 3 | 2
252119092 | TNB | DISTRIBUTION | WP PUTRAJAYA & CYBERJAYA | Existing | RYB | 11 kV |  |  |  |  | 240_TRIPLEX_AL_XLPE | SS 1.43 E6 (F1): PTJ1432 | PPU PTJ4: VCB 7 [OFF] |  | 287.637 m |  |  | CB7 | 3 | 2
252119096 | TNB | DISTRIBUTION | WP PUTRAJAYA & CYBERJAYA | Existing | RYB | 11 kV |  |  |  |  | 240_TRIPLEX_AL_XLPE | PE 22.03 CYBERVIEW GARDENS F2: CBJ22036 | PE 21.45 CYBERVILLAGE SERENITY 1 F2: CBJ21454 |  | 471.204 m |  |  |  | 3 | 1
252119571 | TNB | DISTRIBUTION | WP PUTRAJAYA & CYBERJAYA | Existing | RYB | 11 kV |  |  |  |  | 240_TRIPLEX_AL_XLPE | SS 1.44 E7 (F2): PTJ1444 | SS 1.47 E10 (F2): PTJ01475 |  | 327.450 m |  |  |  | 3 | 2
252119637 | TNB | DISTRIBUTION | WP PUTRAJAYA & CYBERJAYA | Existing | RYB | 11 kV |  |  |  |  | 240_TRIPLEX_AL_XLPE | PE 22.32 MOTOROLA F1: CBJ22322 | PE 22.35 PRIMA PROP 2 F1: CBJ22351 |  | 236.905 m |  |  |  | 3 | 2
252119928 | TNB | DISTRIBUTION | WP PUTRAJAYA & CYBERJAYA | Existing | RYB | 11 kV |  |  |  |  | 240_TRIPLEX_AL_XLPE | PE 8.41 8R4 BLOK D F1: PTJ08411 | PE 8.31 8C3 F1: PTJ08313 |  | 788.682 m |  |  |  | 3 | 1
252119932 | TNB | DISTRIBUTION | WP PUTRAJAYA & CYBERJAYA | Existing | RYB | 11 kV |  |  |  |  | 240_TRIPLEX_AL_XLPE | PE 8.03 SEK REN (EFI) (F2): PTJ08035 | PE 8.04 SEK MEN (F2): PTJ08044 |  | 322.012 m |  |  |  | 3 | 2
252121826 | TNB | DISTRIBUTION | WP PUTRAJAYA & CYBERJAYA | Existing | RYB | 11 kV |  |  |  |  | 240_TRIPLEX_AL_XLPE | PE 22.03 CYBERVIEW GARDENS F1: CBJ22033 | PE 21.45 CYBERVILLAGE SERENITY 1 F1: CBJ21451 |  | 485.545 m |  |  |  | 3 | 1
252122991 | TNB | DISTRIBUTION | WP PUTRAJAYA & CYBERJAYA | Existing | RYB | 11 kV |  |  |  |  | 240_TRIPLEX_AL_XLPE | PE 14.02 PERUMAHAN 14-1 (EFI) (F2): PTJ14024 | PE 14.11 PERUMAHAN 14-1 (F2): PTJ14116 |  | 249.994 m |  |  |  | 3 | 1
252122995 | TNB | DISTRIBUTION | WP PUTRAJAYA & CYBERJAYA | Existing | RYB | 11 kV |  |  |  |  | 240_TRIPLEX_AL_XLPE | PE 14.16 BLOK C (EFI) (F1): PTJ14161 | PE 14.15 BLOK B (F1): PTJ14152 |  | 205.426 m |  |  |  | 3 | 2
252123237 | TNB | DISTRIBUTION | WP PUTRAJAYA & CYBERJAYA | Existing | RYB | 11 kV |  |  |  |  | 240_TRIPLEX_AL_XLPE | SS 1.39 E1 (F1): PTJ01391 | SS 1.40 E2 (F1): P01402 |  | 181.127 m |  |  |  | 3 | 2
252123481 | TNB | DISTRIBUTION | WP PUTRAJAYA & CYBERJAYA | Existing | RYB | 11 kV |  |  |  |  | 240_TRIPLEX_AL_XLPE | PE 9.15 APT 6D (EFI) (F2): PTJ09155 | PE 9.16 APT 6F (F2): PTJ09164 |  | 257.956 m |  |  |  | 3 | 2
252123485 | TNB | DISTRIBUTION | WP PUTRAJAYA & CYBERJAYA | Existing | RYB | 11 kV |  |  |  |  | 240_TRIPLEX_AL_XLPE | PE 9.01 APT 4A (EFI) (F2): PTJ09015 | PE 9.02 APT 4E (F2): PTJ09024 |  | 292.999 m |  |  |  | 3 | 2
252123771 | TNB | DISTRIBUTION | WP PUTRAJAYA & CYBERJAYA | Existing | RYB | 11 kV |  |  |  |  | 240_TRIPLEX_AL_XLPE | PE 9.12 SEK REN (F2): PTJ09125 | PE 9.13 SEK MEN (EFI) (F2): PTJ09134 |  | 196.948 m |  |  |  | 3 | 2
252124139 | TNB | DISTRIBUTION | WP PUTRAJAYA & CYBERJAYA | Existing | RYB | 11 kV |  |  |  |  | 240_TRIPLEX_AL_XLPE | PPU CYB7: VCB 7 | PE 21.34 PS5 F2: CBJ21344 |  | 196.892 m |  |  | CB7 | 3 | 2
252126065 | TNB | DISTRIBUTION | WP PUTRAJAYA & CYBERJAYA | Existing | RYB | 11 kV |  |  |  |  | 240_TRIPLEX_AL_XLPE | SS 21.62 BLOK A IT PARK F2: C21626 |  |  | 92.855 m |  |  |  | 3 | 1
252126389 | TNB | DISTRIBUTION | WP PUTRAJAYA & CYBERJAYA | Existing | RYB | 11 kV |  |  |  |  | 240_TRIPLEX_AL_XLPE | SS 21.25 CENTUARY SQUARE F1: CBJ21251 | SS 21.59 SME 2 F1: CBJ21592 |  | 366.260 m |  |  |  | 3 | 2
252133441 | TNB | DISTRIBUTION | WP PUTRAJAYA & CYBERJAYA | Existing | RYB | 11 kV |  |  |  |  | 240_TRIPLEX_AL_XLPE | SS 1.40 E2 (F2): P01404 | SS 1.41 E3 (F2): PTJ01415 |  | 155.932 m |  |  |  | 3 | 2
252133451 | TNB | DISTRIBUTION | WP PUTRAJAYA & CYBERJAYA | Existing | RYB | 11 kV |  |  |  |  | 240_TRIPLEX_AL_XLPE | SS 1.21 D7 (F1): PTJ01211 | SS 1.20 D6 (F1): PTJ01202 |  | 85.516 m |  |  |  | 3 | 2
252133732 | TNB | DISTRIBUTION | WP PUTRAJAYA & CYBERJAYA | Existing | RYB | 11 kV |  |  |  |  | 240_TRIPLEX_AL_XLPE | SS 1.23 D9 (F1): PTJ01231 | SS 1.22 D8 (F1): PTJ01222 |  | 156.419 m |  |  |  | 3 | 2
252133736 | TNB | DISTRIBUTION | WP PUTRAJAYA & CYBERJAYA | Existing | RYB | 11 kV |  |  |  |  | 240_TRIPLEX_AL_XLPE | SS 1.22 D8 (F2): PTJ01224 | SS 1.21 D7 (F2): PTJ01215 |  | 112.968 m |  |  |  | 3 | 2
252133740 | TNB | DISTRIBUTION | WP PUTRAJAYA & CYBERJAYA | Existing | RYB | 11 kV |  |  |  |  | 240_TRIPLEX_AL_XLPE | PE 1.35 MOSQUE (F2): PTJ01354 | PE 1.36 DATARAN PUTRA (F2): PTJ01365 [OFF] |  | 347.693 m |  |  |  | 3 | 5
252137669 | TNB | DISTRIBUTION | WP PUTRAJAYA & CYBERJAYA | Existing | RYB | 11 kV |  |  |  |  | 240_TRIPLEX_AL_XLPE | PE 16.07 22 UNIT TERES (EFI) (F1): PTJ16071 | PE 16.29 25 UNIT (EFI) (F1): PTJ16292 |  | 443.912 m |  |  |  | 3 | 2
252137921 | TNB | DISTRIBUTION | WP PUTRAJAYA & CYBERJAYA | Existing | RYB | 11 kV |  |  |  |  | 240_TRIPLEX_AL_XLPE | PE 15.20 VISITOR CENTER F1: PTJ15201 | PE 15.53 KEDUTAAN BRUNEI F1: PTJ15532 |  | 403.434 m |  |  |  | 3 | 2
252137925 | TNB | DISTRIBUTION | WP PUTRAJAYA & CYBERJAYA | Existing | RYB | 11 kV |  |  |  |  | 240_TRIPLEX_AL_XLPE | PE 18.12 BLOK A (F2): P18125 | PE 18.11 BLOK B&C (F2): PTJ18114 |  | 113.016 m |  |  |  | 3 | 1
252137949 | TNB | DISTRIBUTION | WP PUTRAJAYA & CYBERJAYA | Existing | RYB | 11 kV |  |  |  |  | 240_TRIPLEX_AL_XLPE | PE 11.37 SEK REN FASA 2 (F2): PTJ11371 | PE 11.21 PUSAT KEJIRANAN (F1): PTJ11216 |  | 384.257 m |  |  |  | 3 | 2
252138047 | TNB | DISTRIBUTION | WP PUTRAJAYA & CYBERJAYA | Existing | RYB | 11 kV |  |  |  |  | 240_TRIPLEX_AL_XLPE | PE 10.13 PUSPANITA (F2): PTJ10134 | PE 10.14 P10 A1 (F2): PTJ10145 |  | 320.089 m |  |  |  | 3 | 2
252138158 | TNB | DISTRIBUTION | WP PUTRAJAYA & CYBERJAYA | Existing | RYB | 11 kV |  |  |  |  | 240_TRIPLEX_AL_XLPE | PE 11.42 BLOK G (F2): PTJ11424 | PE 11.41 BLOK F: PTJ11411 |  | 226.366 m |  |  |  | 3 | 2
252140834 | TNB | DISTRIBUTION | WP PUTRAJAYA & CYBERJAYA | Existing | RYB | 11 kV |  |  |  |  | 240_TRIPLEX_AL_XLPE | SS 21.72 JOYFUL F1: C21722 | PE 21.65 EMERIO F1: CBJ21651 |  | 518.563 m |  |  |  | 3 | 1
252141409 | TNB | DISTRIBUTION | WP PUTRAJAYA & CYBERJAYA | Existing | RYB | 11 kV |  |  |  |  | 240_TRIPLEX_AL_XLPE | PE 10.02 INSIDE PPU2 (F1): PTJ10022 | PE 10.03 P10 C BANGLOW (F2): PTJ10034 |  | 704.811 m |  |  |  | 3 | 2
252141698 | TNB | DISTRIBUTION | WP PUTRAJAYA & CYBERJAYA | Existing | RYB | 11 kV |  |  |  |  | 240_TRIPLEX_AL_XLPE | SS 25.07 STESEN SATELIT BUMI F1: CBJ25071 | SS 21.56 MEASAT ASTRO F1: C21562 |  | 378.811 m |  |  |  | 3 | 0
252141936 | TNB | DISTRIBUTION | WP PUTRAJAYA & CYBERJAYA | Existing | RYB | 11 kV |  |  |  |  | 240_TRIPLEX_AL_XLPE | PE 22.25 CYBER HEIGHT VILLA F2: CBJ22255 | PE 22.23 SEK. SRI PUTERI F2: CBJ22234 |  | 623.184 m |  |  |  | 3 | 2
252141940 | TNB | DISTRIBUTION | WP PUTRAJAYA & CYBERJAYA | Existing | RYB | 11 kV |  |  |  |  | 240_TRIPLEX_AL_XLPE | PE 21.42 CYBERVILLAGE SERENITY 4 F1: CBJ21422 | PE 21.46 PS 12: CBJ21461 |  | 512.303 m |  |  |  | 3 | 4
252142380 | TNB | DISTRIBUTION | WP PUTRAJAYA & CYBERJAYA | Existing | RYB | 11 kV |  |  |  |  | 240_TRIPLEX_AL_XLPE | PE 1.38 TAMAN PUTRA PERDANA (F2): PTJ01385 | SS 1.58 ISTANA MELAWATI (F2): PTJ01585 |  | 881.480 m |  |  |  | 3 | 2
252142402 | TNB | DISTRIBUTION | WP PUTRAJAYA & CYBERJAYA | Existing | RYB | 11 kV |  |  |  |  | 240_TRIPLEX_AL_XLPE | SS 1.49 E12 (F1): P01492 | SS 1.48 E11 (F1): PTJ01481 |  | 299.926 m |  |  |  | 3 | 2
252142416 | TNB | DISTRIBUTION | WP PUTRAJAYA & CYBERJAYA | Existing | RYB | 11 kV |  |  |  |  | 240_TRIPLEX_AL_XLPE | PE 15.03 WR 3: PTJ15031 | PE 15.04 STABLE KOMPLEKS: PTJ15043 |  | 758.164 m |  |  |  | 3 | 2
252142420 | TNB | DISTRIBUTION | WP PUTRAJAYA & CYBERJAYA | Existing | RYB | 11 kV |  |  |  |  | 240_TRIPLEX_AL_XLPE | PE 21.11 CENTURY SQUARE 2310 F1: CBJ21111 | PE 21.08 CENTURY SQUARE 2300 F1: CBJ21082 |  | 477.239 m |  |  |  | 3 | 2
252142424 | TNB | DISTRIBUTION | WP PUTRAJAYA & CYBERJAYA | Existing | RYB | 11 kV |  |  |  |  | 240_TRIPLEX_AL_XLPE | PE 21.04 B15-2: CBJ21043 | PE 11.49 KANTIN KVDT: PTJ11491 |  | 1467.461 m |  |  |  | 3 | 4
252142855 | TNB | DISTRIBUTION | WP PUTRAJAYA & CYBERJAYA | Existing | RYB | 11 kV |  |  |  |  | 240_TRIPLEX_AL_XLPE | PE 1.53 NORTH DEPT (F2): PTJ01535 | PE 1.54 SOUTH DEPT (F2): PTJ01547 |  | 683.757 m |  |  |  | 3 | 2
252143103 | TNB | DISTRIBUTION | WP PUTRAJAYA & CYBERJAYA | Existing | RYB | 11 kV |  |  |  |  | 240_TRIPLEX_AL_XLPE | SS 1.02 JPM B2 (F1): PTJ01022 | SS 1.03 JPM B3 (F2): PTJ01035 |  | 59.753 m |  |  |  | 3 | 2
252143107 | TNB | DISTRIBUTION | WP PUTRAJAYA & CYBERJAYA | Existing | RYB | 11 kV |  |  |  |  | 240_TRIPLEX_AL_XLPE | SS 1.02 JPM B2 (F2): PTJ01025 | SS 1.03 JPM B3 (F1): PTJ01032 |  | 45.989 m |  |  |  | 3 | 2
252143111 | TNB | DISTRIBUTION | WP PUTRAJAYA & CYBERJAYA | Existing | RYB | 11 kV |  |  |  |  | 240_TRIPLEX_AL_XLPE | SS 1.03 JPM B3 (F1): PTJ01031 | SS 1.04 JPM B4 (F2): PTJ01045 |  | 102.636 m |  |  |  | 3 | 2
252143119 | TNB | DISTRIBUTION | WP PUTRAJAYA & CYBERJAYA | Existing | RYB | 11 kV |  |  |  |  | 240_TRIPLEX_AL_XLPE | PE 11.67 PS9 (F1): PTJ11672 | PE 11.09 P11A2/5 TERES (EFI) (F1): PTJ11091 |  | 1077.151 m |  |  |  | 3 | 2
252143131 | TNB | DISTRIBUTION | WP PUTRAJAYA & CYBERJAYA | Existing | RYB | 11 kV |  |  |  |  | 240_TRIPLEX_AL_XLPE | PE 11.12 APT A (F1): PTJ11122 | PE 11.13 APT B (F1): PTJ11131 |  | 124.640 m |  |  |  | 3 | 2
252143354 | TNB | DISTRIBUTION | WP PUTRAJAYA & CYBERJAYA | Existing | RYB | 11 kV |  |  |  |  | 500_1C_AL_XLPE | SS 2.13 2G6 (F1): P02132 | PE 2.12 2G5 (F1): P02121 [OFF] |  | 288.816 m |  |  |  | 3 | 2
252143358 | TNB | DISTRIBUTION | WP PUTRAJAYA & CYBERJAYA | Existing | RYB | 11 kV |  |  |  |  | 240_3C_AL_XLPE | PE 22.06 PADAT B 15-5: CBJ22062 | PE 22.07 PADAT B 15-6: CBJ22073 |  | 1873.065 m |  |  |  | 3 | 1
252143622 | TNB | DISTRIBUTION | WP PUTRAJAYA & CYBERJAYA | Existing | RYB | 11 kV |  |  |  |  | 240_TRIPLEX_AL_XLPE | PE 9.04 APT 3B (EFI) (F1): PTJ09042 | PE 9.05 P9 G1 TERES F1: P09052 |  | 672.545 m |  |  |  | 3 | 2
252143626 | TNB | DISTRIBUTION | WP PUTRAJAYA & CYBERJAYA | Existing | RYB | 11 kV |  |  |  |  | 240_TRIPLEX_AL_XLPE | PE 9.05 P9 G1 TERES F1: P09051 | PE 9.06 APT 2E (F2): PTJ09065 |  | 318.625 m |  |  |  | 3 | 2
252144149 | TNB | DISTRIBUTION | WP PUTRAJAYA & CYBERJAYA | Existing | RYB | 11 kV |  |  |  |  | 240_TRIPLEX_AL_XLPE | PE 9.18 APT 5C (F1): PTJ09182 | PE 9.11 KLINIK (F1): PTJ09111 |  | 783.183 m |  |  |  | 3 | 4
252144153 | TNB | DISTRIBUTION | WP PUTRAJAYA & CYBERJAYA | Existing | RYB | 11 kV |  |  |  |  | 240_TRIPLEX_AL_XLPE | PE 9.09 APT A1 (EFI) (F2): PTJ09094 | PE 9.15 APT 6D (EFI) (F1): PTJ09151 |  | 784.682 m |  |  |  | 3 | 2
252144335 | TNB | DISTRIBUTION | WP PUTRAJAYA & CYBERJAYA | Existing | RYB | 11 kV |  |  |  |  | 240_TRIPLEX_AL_XLPE | PE 9.07 APT 2A (EFI) (F2): PTJ09075 | PE 9.08 P9G TERES (F2): PTJ09084 |  | 219.658 m |  |  |  | 3 | 2
252144550 | TNB | DISTRIBUTION | WP PUTRAJAYA & CYBERJAYA | Existing | RYB | 11 kV |  |  |  |  | 240_TRIPLEX_AL_XLPE | PE 9.33 P'PURI BLOK B1 (EFI) (F1): PTJ09332 | PE 9.32 P'PURI BLOK B3 (F1): PTJ09321 |  | 156.298 m |  |  |  | 3 | 2
252144565 | TNB | DISTRIBUTION | WP PUTRAJAYA & CYBERJAYA | Existing | RYB | 11 kV |  |  |  |  | 240_TRIPLEX_AL_XLPE | PE 11.13 APT B (F1): PTJ11132 | PE 11.11 (EFI) (F1): PTJ11111 |  | 407.495 m |  |  |  | 3 | 2
252144737 | TNB | DISTRIBUTION | WP PUTRAJAYA & CYBERJAYA | Existing | RYB | 11 kV |  |  |  |  | 240_TRIPLEX_AL_XLPE | SS 1.42 E4 & E5 (F2): PTJ01425 | SS 1.41 E3 (F2): PTJ01414 [OFF] |  | 121.350 m |  |  |  | 3 | 2
252144741 | TNB | DISTRIBUTION | WP PUTRAJAYA & CYBERJAYA | Existing | RYB | 11 kV |  |  |  |  | 240_TRIPLEX_AL_XLPE | PE 9.25 FLAT A (F1): PTJ09251 | PE 9.24 FLAT C (F1): PTJ09242 |  | 760.205 m |  |  |  | 3 | 6
252144814 | TNB | DISTRIBUTION | WP PUTRAJAYA & CYBERJAYA | Existing | RYB | 11 kV |  |  |  |  | 240_TRIPLEX_AL_XLPE | PE 9.08 P9G TERES (F1): PTJ09081 | PE 9.09 APT A1 (EFI) (F1): PTJ09092 |  | 121.305 m |  |  |  | 3 | 1
252144818 | TNB | DISTRIBUTION | WP PUTRAJAYA & CYBERJAYA | Existing | RYB | 11 kV |  |  |  |  | 240_TRIPLEX_AL_XLPE | PE 8.02 P8A SEMI D (F1): PTJ08022 | PE 8.03 SEK REN (EFI) (F1): PTJ08031 |  | 284.948 m |  |  |  | 3 | 2
252144831 | TNB | DISTRIBUTION | WP PUTRAJAYA & CYBERJAYA | Existing | RYB | 11 kV |  |  |  |  | 240_TRIPLEX_AL_XLPE | SS 22.47 DHL 2 F2: CBJ22476 | PE 22.09 FUJITSU F2: CBJ22095 |  | 270.246 m |  |  |  | 3 | 2
252144835 | TNB | DISTRIBUTION | WP PUTRAJAYA & CYBERJAYA | Existing | RYB | 11 kV |  |  |  |  | 240_TRIPLEX_AL_XLPE | PE 11.38 PS 13: PTJ11383 | PE 11.39 BLOK A: PTJ11392 |  | 436.280 m |  |  |  | 3 | 2
252145021 | TNB | DISTRIBUTION | WP PUTRAJAYA & CYBERJAYA | Existing | RYB | 11 kV |  |  |  |  | 240_TRIPLEX_AL_XLPE | SS 1.18 D4 (F2): PTJ01185 | SS 1.19 D5 (F2): PTJ01194 [OFF] |  | 96.216 m |  |  |  | 3 | 2
252145033 | TNB | DISTRIBUTION | WP PUTRAJAYA & CYBERJAYA | Existing | RYB | 11 kV |  |  |  |  | 240_TRIPLEX_AL_XLPE | PE 9.30 SEK REN FASA 2 (F2): PTJ09304 | PE 9.26 FLAT B (F2): PTJ09265 |  | 601.095 m |  |  |  | 3 | 3
252145129 | TNB | DISTRIBUTION | WP PUTRAJAYA & CYBERJAYA | Existing | RYB | 11 kV |  |  |  |  | 240_TRIPLEX_AL_XLPE | PE 11.15 APT D (EFI) (F2): PTJ11155 | PE 11.14 APT C (F2): PTJ11144 |  | 234.185 m |  |  |  | 3 | 2
252145150 | TNB | DISTRIBUTION | WP PUTRAJAYA & CYBERJAYA | Existing | RYB | 11 kV |  |  |  |  | 240_TRIPLEX_AL_XLPE | PE 9.19 P9B1 TERES (F2): PTJ09194 | PE 9.21 P9D/1 TERES (F2): P09215 |  | 959.946 m |  |  |  | 3 | 0
252145264 | TNB | DISTRIBUTION | WP PUTRAJAYA & CYBERJAYA | Existing | RYB | 11 kV |  |  |  |  | 240_TRIPLEX_AL_XLPE | SS 1.15 D1 (F2): PTJ01155 | SS 1.16 D2 (F2): PTJ01164 |  | 155.813 m |  |  |  | 3 | 1
252145371 | TNB | DISTRIBUTION | WP PUTRAJAYA & CYBERJAYA | Existing | RYB | 11 kV |  |  |  |  | 240_TRIPLEX_AL_XLPE | SS 1.48 E11 (F2): PTJ01484 | SS 1.49 E12 F2): P01495 |  | 304.274 m |  |  |  | 3 | 2
252145498 | TNB | DISTRIBUTION | WP PUTRAJAYA & CYBERJAYA | Existing | RYB | 11 kV |  |  |  |  | 240_TRIPLEX_AL_XLPE | SS 1.23 D9 (F2): PTJ01234 | SS 1.22 D8 (F2): PTJ01225 |  | 146.366 m |  |  |  | 3 | 2
252145502 | TNB | DISTRIBUTION | WP PUTRAJAYA & CYBERJAYA | Existing | RYB | 11 kV |  |  |  |  | 240_TRIPLEX_AL_XLPE | PE 14.05 PERUMAHAN 14-11 (F2): PTJ14054 | PE 14.06 PERUMAHAN 14-5A: PTJ14061 |  | 474.547 m |  |  |  | 3 | 2
252145739 | TNB | DISTRIBUTION | WP PUTRAJAYA & CYBERJAYA | Existing | RYB | 11 kV |  |  |  |  | 240_TRIPLEX_AL_XLPE | SS 25.07 STESEN SATELIT BUMI F2: C25074 | SS 21.56 MEASAT ASTRO F2: C21565 |  | 371.008 m |  |  |  | 3 | 0
252146048 | TNB | DISTRIBUTION | WP PUTRAJAYA & CYBERJAYA | Existing | RYB | 11 kV |  |  |  |  | 240_TRIPLEX_AL_XLPE | PE 22.14 CYBER HEIGHT VILLA F1: C22142 | PE 22.21 CYBER HEIGHT VILLA F1: CBJ22211 |  | 595.732 m |  |  |  | 3 | 2
252146052 | TNB | DISTRIBUTION | WP PUTRAJAYA & CYBERJAYA | Existing | RYB | 11 kV |  |  |  |  | 240_TRIPLEX_AL_XLPE | PE 22.21 CYBER HEIGHT VILLA F2: CBJ22215 | PE 22.22 CYBER HEIGHT VILLA F2: CBJ22224 |  | 1133.138 m |  |  |  | 3 | 2
252146526 | TNB | DISTRIBUTION | WP PUTRAJAYA & CYBERJAYA | Existing | RYB | 11 kV |  |  |  |  | 240_TRIPLEX_AL_XLPE | PE 9.02 APT 4E (F2): PTJ09025 | PE 9.03 APT 3C (F2): PTJ09034 |  | 583.856 m |  |  |  | 3 | 2
252146610 | TNB | DISTRIBUTION | WP PUTRAJAYA & CYBERJAYA | Existing | RYB | 11 kV |  |  |  |  | 240_TRIPLEX_AL_XLPE | SS 1.05 JPM B5 (F1): PTJ1055 | SS 1.04 JPM B4 (F1): PTJ01041 [OFF] |  | 69.475 m |  |  |  | 3 | 2
252146760 | TNB | DISTRIBUTION | WP PUTRAJAYA & CYBERJAYA | Existing | RYB | 11 kV |  |  |  |  | 240_TRIPLEX_AL_XLPE | PE 9.06 APT 2E (F1): PTJ09061 | PE 9.07 APT 2A (EFI) (F1): PTJ09072 |  | 279.727 m |  |  |  | 3 | 2
252146779 | TNB | DISTRIBUTION | WP PUTRAJAYA & CYBERJAYA | Existing | RYB | 11 kV |  |  |  |  | 240_TRIPLEX_AL_XLPE | PE 8.33 8NC2 PADAT NO.1: PTJ08331 | PE 8.09 JLN P8E2TERES (F1): PTJ08091 |  | 160.510 m |  |  |  | 3 | 1
252146840 | TNB | DISTRIBUTION | WP PUTRAJAYA & CYBERJAYA | Existing | RYB | 11 kV |  |  |  |  | 240_TRIPLEX_AL_XLPE | SS 21.30 ERICSSON F1: CBJ21302 | SS 21.48 INVENT Q JAYA F1: C21481 |  | 336.491 m |  |  |  | 3 | 2
252147020 | TNB | DISTRIBUTION | WP PUTRAJAYA & CYBERJAYA | Existing | RYB | 11 kV |  | Class D |  |  | 240_TRIPLEX_AL_XLPE | PE 7.08 PARK & RIDE (F1): PTJ07083 | PE 7.01 BOMBA PUTRAJAYA (F1): PTJ07011 |  | 882.871 m |  |  |  | 3 | 2
252147279 | TNB | DISTRIBUTION | WP PUTRAJAYA & CYBERJAYA | Existing | RYB | 11 kV |  |  |  |  | 240_TRIPLEX_AL_XLPE | PE 8.34 8NC2 PADAT NO.2: PTJ08346 | PE 8.09 JLN P8E2TERES (F2): PTJ08094 |  | 404.010 m |  |  |  | 3 | 1
252147290 | TNB | DISTRIBUTION | WP PUTRAJAYA & CYBERJAYA | Existing | RYB | 11 kV |  |  |  |  | 240_TRIPLEX_AL_XLPE | PE 8.20 APT D (F1): PTJ08201 | PE 8.19 APT A (EFI) (F1): PTJ08192 |  | 304.398 m |  |  |  | 3 | 2
252147560 | TNB | DISTRIBUTION | WP PUTRAJAYA & CYBERJAYA | Existing | RYB | 11 kV |  |  |  |  | 240_TRIPLEX_AL_XLPE | PE 16.19 APT A2 (F1): PTJ16192 | PE 16.18 APT A3 (EFI) (F1): PTJ16181 |  | 175.564 m |  |  |  | 3 | 2
252147775 | TNB | DISTRIBUTION | WP PUTRAJAYA & CYBERJAYA | Existing | RYB | 11 kV |  |  |  |  | 240_TRIPLEX_AL_XLPE | SS 1.09 C3 (F2): PTJ1091 | SS 1.08 C4 (F2): PTJ1082 |  | 136.232 m |  |  |  | 3 | 2
252147837 | TNB | DISTRIBUTION | WP PUTRAJAYA & CYBERJAYA | Existing | RYB | 11 kV |  |  |  |  | 240_TRIPLEX_AL_XLPE | D-PTJ-C14-0878: P07165 | PE 9.31 RUMAH TERES (EFI) (F2): PTJ09315 |  | 796.391 m |  |  | FDR12 | 3 | 1
252147981 | TNB | DISTRIBUTION | WP PUTRAJAYA & CYBERJAYA | Existing | RYB | 11 kV |  |  |  |  | 240_TRIPLEX_AL_XLPE | PE 9.27 APT 11A (F1): PTJ09273 | PE 9.28 APT 11C (EFI) (F1): PTJ09281 |  | 296.368 m |  |  |  | 3 | 2
252148073 | TNB | DISTRIBUTION | WP PUTRAJAYA & CYBERJAYA | Existing | RYB | 11 kV |  |  |  |  | 240_TRIPLEX_AL_XLPE | SS 1.26 HOTEL SANGRI-LA (F1): P01261 | PE 1.38 TAMAN PUTRA PERDANA (F1): PTJ01382 |  | 383.526 m |  |  |  | 3 | 2
252148346 | TNB | DISTRIBUTION | WP PUTRAJAYA & CYBERJAYA | Existing | RYB | 11 kV |  |  |  |  | 240_TRIPLEX_AL_XLPE | SS 1.22 D8 (F1): PTJ01221 | SS 1.21 D7 (F1): PTJ01212 |  | 109.317 m |  |  |  | 3 | 2
252148841 | TNB | DISTRIBUTION | WP PUTRAJAYA & CYBERJAYA | Existing | RYB | 11 kV |  |  |  |  | 240_TRIPLEX_AL_XLPE | PE 14.19 BLOK E2 (EFI) (F2): PTJ14194 | PE 14.18 BLOK E1 (F2): PTJ14185 |  | 31.814 m |  |  |  | 3 | 2
252149237 | TNB | DISTRIBUTION | WP PUTRAJAYA & CYBERJAYA | Existing | RYB | 11 kV |  |  |  |  | 240_TRIPLEX_AL_XLPE | PE 14.16 BLOK C (EFI) (F2): PTJ14164 | PE 14.15 BLOK B (F2): PTJ14155 |  | 199.714 m |  |  |  | 3 | 2
252149241 | TNB | DISTRIBUTION | WP PUTRAJAYA & CYBERJAYA | Existing | RYB | 11 kV |  |  |  |  | 240_TRIPLEX_AL_XLPE | PE 10.12 P10 A SEMI-D: PTJ10121 | PE 10.14 P10 A1 (F1): PTJ10142 |  | 340.894 m |  |  |  | 3 | 2
252149245 | TNB | DISTRIBUTION | WP PUTRAJAYA & CYBERJAYA | Existing | RYB | 11 kV |  |  |  |  | 240_TRIPLEX_AL_XLPE | PE 10.13 PUSPANITA (F1): PTJ10131 | PE 10.12 P10 A SEMI-D: PTJ10122 |  | 566.798 m |  |  |  | 3 | 2
252149292 | TNB | DISTRIBUTION | WP PUTRAJAYA & CYBERJAYA | Existing | RYB | 11 kV |  |  |  |  | 240_TRIPLEX_AL_XLPE | SS 1.16 D2 (F1): PTJ01162 | SS 1.17 D3 (F1): PTJ01171 |  | 110.546 m |  |  |  | 3 | 2
252149296 | TNB | DISTRIBUTION | WP PUTRAJAYA & CYBERJAYA | Existing | RYB | 11 kV |  |  |  |  | 240_TRIPLEX_AL_XLPE | SS 1.15 D1 (F1): PTJ01152 | SS 1.16 D2 (F1): PTJ01161 |  | 145.339 m |  |  |  | 3 | 1
252149582 | TNB | DISTRIBUTION | WP PUTRAJAYA & CYBERJAYA | Existing | RYB | 11 kV |  |  |  |  | 240_TRIPLEX_AL_XLPE | PE 15.06 BLOK D2 (2) (F2): PTJ15064 | PE 15.05 BLOK D2 (1) (EFI) (F2): PTJ15056 |  | 224.279 m |  |  |  | 3 | 4
252149792 | TNB | DISTRIBUTION | WP PUTRAJAYA & CYBERJAYA | Existing | RYB | 11 kV |  |  |  |  | 240_TRIPLEX_AL_XLPE | PE 11.15 APT D (EFI) (F1): PTJ11152 | PE 11.14 APT C (F1): PTJ11141 |  | 243.487 m |  |  |  | 3 | 2
252150260 | TNB | DISTRIBUTION | WP PUTRAJAYA & CYBERJAYA | Existing | RYB | 11 kV |  |  |  |  | 240_TRIPLEX_AL_XLPE | PE 8.05 APT FASA 4A (B1) (F1): P08052 | PE 8.06 DEWAN SERBAGUNA (EFI) (F1): PTJ08061 |  | 189.356 m |  |  |  | 3 | 2
252150265 | TNB | DISTRIBUTION | WP PUTRAJAYA & CYBERJAYA | Existing | RYB | 11 kV |  |  |  |  | 240_TRIPLEX_AL_XLPE | PE 8.01 PS 10 (EFI) (F1): PTJ08012 | PE 8.02 P8A SEMI D (F1): PTJ08021 |  | 342.278 m |  |  |  | 3 | 2
252150274 | TNB | DISTRIBUTION | WP PUTRAJAYA & CYBERJAYA | Existing | RYB | 11 kV |  |  |  |  | 240_TRIPLEX_AL_XLPE | PE 11.11 (EFI) (F1): PTJ11112 | PE 11.16 APT E (F1): PTJ11161 |  | 528.678 m |  |  |  | 3 | 2
252150285 | TNB | DISTRIBUTION | WP PUTRAJAYA & CYBERJAYA | Existing | RYB | 11 kV |  |  |  |  | 240_TRIPLEX_AL_XLPE | PE 16.14 SEMI D (EFI) (F2): PTJ16144 | PE 16.16 PUSAT KEJIRANAN (F2): PTJ16164 |  | 388.119 m |  |  |  | 3 | 2
252151318 | TNB | DISTRIBUTION | WP PUTRAJAYA & CYBERJAYA | Existing | RYB | 11 kV |  |  |  |  | 240_TRIPLEX_AL_XLPE | SS 1.05 JPM B5 (F2): PTJ1052 | SS 1.04 JPM B4 (F2): PTJ01044 [OFF] |  | 68.635 m |  |  |  | 3 | 2
252151330 | TNB | DISTRIBUTION | WP PUTRAJAYA & CYBERJAYA | Existing | RYB | 11 kV |  |  |  |  | 240_TRIPLEX_AL_XLPE | SS 21.23 CENTURY SQUARE 2320 F1: C21231 | PE 21.11 CENTURY SQUARE 2310 F1: CBJ21112 |  | 216.039 m |  |  |  | 3 | 2
252151621 | TNB | DISTRIBUTION | WP PUTRAJAYA & CYBERJAYA | Existing | RYB | 11 kV |  |  |  |  | 240_TRIPLEX_AL_XLPE | PE 11.67 PS9 (F2): PTJ11675 | PE 11.09 P11A2/5 TERES (EFI) (F2): PTJ11094 |  | 1075.159 m |  |  |  | 3 | 2
252151894 | TNB | DISTRIBUTION | WP PUTRAJAYA & CYBERJAYA | Existing | RYB | 11 kV |  |  |  |  | 240_TRIPLEX_AL_XLPE | PE 1.57 SEK.MEN. A/SHAH (F2): PTJ01574 | PE 1.53 NORTH DEPT (F2): PTJ01536 |  | 823.836 m |  |  |  | 3 | 4
252152383 | TNB | DISTRIBUTION | WP PUTRAJAYA & CYBERJAYA | Existing | RYB | 11 kV |  |  |  |  | 240_TRIPLEX_AL_XLPE | SS 1.47 E10 (F1): PTJ01472 | SS 1.44 E7 (F1): PTJ1441 |  | 317.516 m |  |  |  | 3 | 2
252155712 | TNB | DISTRIBUTION | WP PUTRAJAYA & CYBERJAYA | Existing | RYB | 11 kV |  |  |  |  | 240_TRIPLEX_AL_XLPE | PE 1.29 PERDANA WALK: PTJ01291 | PE 1.35 MOSQUE (F1): PTJ01352 |  | 1138.710 m |  |  |  | 3 | 5
252157228 | TNB | DISTRIBUTION | WP PUTRAJAYA & CYBERJAYA | Existing | RYB | 11 kV |  |  |  |  | 240_TRIPLEX_AL_XLPE | PE 11.23 TERES ZON 12B (F1): PTJ11234 | PE 11.23 TERES ZON 12B (F2): PTJ11233 |  | 12.588 m |  |  |  | 3 | 0
252158837 | TNB | DISTRIBUTION | WP PUTRAJAYA & CYBERJAYA | Existing | RYB | 11 kV |  |  |  |  | 240_TRIPLEX_AL_XLPE | PE 8.06 DEWAN SERBAGUNA (EFI) (F1): PTJ08062 | PE 8.11 JLN P8E TERES (EFI) (F1): PTJ08111 |  | 1130.954 m |  |  |  | 3 | 2
252159074 | TNB | DISTRIBUTION | WP PUTRAJAYA & CYBERJAYA | Existing | RYB | 11 kV |  |  |  |  | 240_TRIPLEX_AL_XLPE | SS 25.08 NTT 3 F1: C25082 | SS 21.09 KOMPLEKS TELEKOM CBJ 1 F1: CBJ21092 [OFF] |  | 507.095 m |  |  |  | 3 | 0
252163649 | TNB | DISTRIBUTION | WP PUTRAJAYA & CYBERJAYA | Existing | RYB | 11 kV |  |  |  |  | 240_TRIPLEX_AL_XLPE | PE 5.25 BLOK D1 APT 5R4 (F2): PTJ05256 | PE 5.26 BLOK D2 APT 5R4 (F1): PTJ05264 |  | 158.777 m |  |  |  | 3 | 2
252163871 | TNB | DISTRIBUTION | WP PUTRAJAYA & CYBERJAYA | Existing | RYB | 11 kV |  |  |  |  | 240_TRIPLEX_AL_XLPE | PE 6.01 GRAND STAND (F1): PTJ06013 | PE 6.02 KOLAM RENANG (F1): PTJ06021 |  | 375.532 m |  |  |  | 3 | 2
252164081 | TNB | DISTRIBUTION | WP PUTRAJAYA & CYBERJAYA | Existing | RYB | 11 kV |  |  |  |  | 240_TRIPLEX_AL_XLPE | PE 18.01 WR2: PTJ18012 | PE 18.17 BLOK H 18R12 (F2): PTJ18176 |  | 569.390 m |  |  |  | 3 | 2
252164098 | TNB | DISTRIBUTION | WP PUTRAJAYA & CYBERJAYA | Existing | RYB | 11 kV |  |  |  |  | 240_TRIPLEX_AL_XLPE | SS 22.36 SKMM F1: CBJ22362 | SS 24.22 POSH ATLANTIC F1: C24221 |  | 868.649 m |  |  |  | 3 | 2
252164912 | TNB | DISTRIBUTION | WP PUTRAJAYA & CYBERJAYA | Existing | RYB | 11 kV |  |  |  |  | 500_1C_AL_XLPE |  |  |  | 52.440 m |  |  |  | 3 | 1
252164926 | TNB | DISTRIBUTION | WP PUTRAJAYA & CYBERJAYA | Existing | RYB | 11 kV |  |  |  |  | 500_1C_AL_XLPE | SS 21.64 BLOK B IT PARK F2: C21644 | SS 21.62 BLOK A IT PARK F2: C21625 |  | 210.923 m |  |  |  | 3 | 2
252164972 | TNB | DISTRIBUTION | WP PUTRAJAYA & CYBERJAYA | Existing | RYB | 11 kV |  |  |  |  | 70_1C_AL_XLPE | PE 5.25 BLOK D1 APT 5R4 (F1): PTJ05251 | PE 5.24 BLOK C APT 5R4 (F1): PTJ05243 |  | 101.615 m |  |  |  | 3 | 2
252165114 | TNB | DISTRIBUTION | WP PUTRAJAYA & CYBERJAYA | Existing | RYB | 11 kV |  |  |  |  | 500_1C_AL_XLPE | SS 21.64 BLOK B IT PARK F1: C21642 | SS 21.66 BLOK C IT PARK F1: C21661 |  | 199.906 m |  |  |  | 3 | 2
252165122 | TNB | DISTRIBUTION | WP PUTRAJAYA & CYBERJAYA | Existing | RYB | 11 kV |  |  |  |  | 240_TRIPLEX_AL_XLPE | PE 11.65 ZON 10A2 (F1): PTJ11651 | PE 11.64 ZON 10A (F2): PTJ11646 |  | 752.906 m |  |  |  | 3 | 0
252165458 | TNB | DISTRIBUTION | WP PUTRAJAYA & CYBERJAYA | Existing | RYB | 11 kV |  |  |  |  | 240_TRIPLEX_AL_XLPE | PE 22.88 SKY LEISURE F2: CBJ22885 | SS 22.65 BASIS BAY NO 2: C22656 |  | 436.148 m |  |  |  | 3 | 2
252165756 | TNB | DISTRIBUTION | WP PUTRAJAYA & CYBERJAYA | Existing | RYB | 11 kV |  |  |  |  | 240_TRIPLEX_AL_XLPE | PE 22.50 LOT PT 12092 F2: CBJ22504 | SS 22.59 BANK NEGARA F1: C22595 |  | 474.781 m |  |  |  | 3 | 2
252165790 | TNB | DISTRIBUTION | WP PUTRAJAYA & CYBERJAYA | Existing | RYB | 11 kV |  |  |  |  | 240_TRIPLEX_AL_XLPE | PE 11.27 SEMI D 11A & 11B: PTJ11273 | PE 11.43 SEK. MEN. FASA 2 (F1): PTJ11436 |  | 516.564 m |  |  |  | 3 | 2
252165853 | TNB | DISTRIBUTION | WP PUTRAJAYA & CYBERJAYA | Existing | RYB | 11 kV |  |  |  |  | 240_TRIPLEX_AL_XLPE | PE 15.40 P/PURI 15-12 BLOK A (F2): PTJ15406 | PE 15.47 APARTMENT ALAM DESA (F2): PTJ15474 |  | 623.720 m |  |  |  | 3 | 2
252165876 | TNB | DISTRIBUTION | WP PUTRAJAYA & CYBERJAYA | Existing | RYB | 11 kV |  |  |  |  | 240_TRIPLEX_AL_XLPE | SS 22.43 BMW F1: CBJ22432 | SS 22.56 JPJ F1: C22561 [OFF] |  | 334.628 m |  |  |  | 3 | 2
252165952 | TNB | DISTRIBUTION | WP PUTRAJAYA & CYBERJAYA | Existing | RYB | 11 kV |  |  |  |  | 240_TRIPLEX_AL_XLPE | PE 18.12 BLOK A (F1): P18122 | E 18.11 BLOK B&C (F1): PTJ18111 |  | 126.902 m |  |  |  | 3 | 2
252166188 | TNB | DISTRIBUTION | WP PUTRAJAYA & CYBERJAYA | Existing | RYB | 11 kV |  |  |  |  | 240_TRIPLEX_AL_XLPE | PE 18.08 18R1 (F2): PTJ18085 | PE 18.22 BLOK B 18R13 (F2): PTJ18224 |  | 1135.702 m |  |  |  | 3 | 1
252166369 | TNB | DISTRIBUTION | WP PUTRAJAYA & CYBERJAYA | Existing | RYB | 11 kV |  |  |  |  | 240_TRIPLEX_AL_XLPE | PE 14.31 P'PURI 14-12 BLOK B (F1): PTJ14311 | PE 14.30 P'PURI 14-12 BLOK A (EFI) (F1): PTJ14302 |  | 90.011 m |  |  |  | 3 | 2
252166408 | TNB | DISTRIBUTION | WP PUTRAJAYA & CYBERJAYA | Existing | RYB | 11 kV |  |  |  |  | 240_TRIPLEX_AL_XLPE | PE 22.53 PRIMA 7 SPAN F2: CBJ22534 | PE 22.50 LOT PT 12092 F2: CBJ22506 |  | 181.395 m |  |  |  | 3 | 2
252166452 | TNB | DISTRIBUTION | WP PUTRAJAYA & CYBERJAYA | Existing | RYB | 11 kV |  |  |  |  | 240_TRIPLEX_AL_XLPE | PE 9.41 P'PURI BLOK E3 (F2): PTJ09414 | PE 9.42 P'PURI BLOK E1 (EFI) (F2): PTJ09426 |  | 215.675 m |  |  |  | 3 | 2
252166456 | TNB | DISTRIBUTION | WP PUTRAJAYA & CYBERJAYA | Existing | RYB | 11 kV |  |  |  |  | 240_TRIPLEX_AL_XLPE | PE 18.19 BLOK A&B 18R12 (F2): PTJ18194 | PE 18.24 BLOK D 18R13 (F2): PTJ18246 |  | 189.092 m |  |  |  | 3 | 2
252166460 | TNB | DISTRIBUTION | WP PUTRAJAYA & CYBERJAYA | Existing | RYB | 11 kV |  |  |  |  | 240_TRIPLEX_AL_XLPE | PE 18.19 BLOK A&B 18R12 (F1): PTJ18191 | PE 18.24 BLOK D 18R13 (F1): PTJ18243 |  | 178.684 m |  |  |  | 3 | 2
252166553 | TNB | DISTRIBUTION | WP PUTRAJAYA & CYBERJAYA | Existing | RYB | 11 kV |  |  |  |  | 240_TRIPLEX_AL_XLPE | PE 5.19 BLOK E 5R3 (F1): P05192 | PE 5.18 BLOK D 5R3 (F1): PTJ05181 |  | 120.285 m |  |  |  | 3 | 2
252166605 | TNB | DISTRIBUTION | WP PUTRAJAYA & CYBERJAYA | Existing | RYB | 11 kV |  |  |  |  | 240_TRIPLEX_AL_XLPE | PE 22.53 PRIMA 7 SPAN F1: CBJ22531 | PE 22.50 LOT PT 12092 F1: CBJ22503 |  | 184.955 m |  |  |  | 3 | 2
252166791 | TNB | DISTRIBUTION | WP PUTRAJAYA & CYBERJAYA | Existing | RYB | 11 kV |  |  |  |  | 240_TRIPLEX_AL_XLPE | PE 18.22 BLOK B 18R13 (F1): PTJ18223 | PE 18.21 BLOK A 18R13 (F1): PTJ18211 |  | 91.321 m |  |  |  | 3 | 2
252166810 | TNB | DISTRIBUTION | WP PUTRAJAYA & CYBERJAYA | Existing | RYB | 11 kV |  |  |  |  | 240_TRIPLEX_AL_XLPE | PE 18.06 18R5 (F1): PTJ18063 | PE 18.26 APT. 18R4 (F1): PTJ18261 |  | 474.177 m |  |  |  | 3 | 1
252166889 | TNB | DISTRIBUTION | WP PUTRAJAYA & CYBERJAYA | Existing | RYB | 11 kV |  |  |  |  | 240_TRIPLEX_AL_XLPE | PE 18.18 BLOK C&D 18R12 (F1): PTJ18181 | PE 18.19 BLOK A&B 18R12 (F1): PTJ18193 |  | 263.699 m |  |  |  | 3 | 2
252166985 | TNB | DISTRIBUTION | WP PUTRAJAYA & CYBERJAYA | Existing | RYB | 11 kV |  |  |  |  | 240_TRIPLEX_AL_XLPE | SS 22.55 BASIS BAY NO 1: C22552 | PE 22.88 SKY LEISURE F1: CBJ22881 |  | 387.918 m |  |  |  | 3 | 1
252167084 | TNB | DISTRIBUTION | WP PUTRAJAYA & CYBERJAYA | Existing | RYB | 11 kV |  |  |  |  | 240_TRIPLEX_AL_XLPE | PE 5.30 BLOK D APT 5R6 (F2): PTJ05305 | PE 5.29 BLOK C APT 5R6 (F2): PTJ05294 |  | 230.435 m |  |  |  | 3 | 0
252169062 | TNB | DISTRIBUTION | WP PUTRAJAYA & CYBERJAYA | Existing | RYB | 11 kV |  |  |  |  | 240_TRIPLEX_AL_XLPE | PE 22.54 PRIMA 8 F2: CBJ22544 | PE 22.53 PRIMA 7 SPAN F2: CBJ22536 |  | 143.109 m |  |  |  | 3 | 2
252169157 | TNB | DISTRIBUTION | WP PUTRAJAYA & CYBERJAYA | Existing | RYB | 11 kV |  |  |  |  | 500_1C_AL_XLPE | SS 4.13 4G11 (F2): P04135 | SS 4.12 4G7 (F2): P04124 |  | 1174.449 m |  |  |  | 3 | 0
252169183 | TNB | DISTRIBUTION | WP PUTRAJAYA & CYBERJAYA | Existing | RYB | 11 kV |  |  |  |  | 240_TRIPLEX_AL_XLPE | PE 15.42 P/PURI 15-12 BLOK C (F2): PTJ15426 | PE 15.41 P/PURI 15-12 BLOK B (F2): PTJ15414 |  | 127.715 m |  |  |  | 3 | 2
252169303 | TNB | DISTRIBUTION | WP PUTRAJAYA & CYBERJAYA | Existing | RYB | 11 kV |  |  |  |  | 240_TRIPLEX_AL_XLPE | PE 22.50 LOT PT 12092 F1: CBJ22501 | SS 22.58 BANK NEGARA F1: C22582 |  | 428.461 m |  |  |  | 3 | 2
252169327 | TNB | DISTRIBUTION | WP PUTRAJAYA & CYBERJAYA | Existing | RYB | 11 kV |  |  |  |  | 240_TRIPLEX_AL_XLPE | SS 15.24 SEK. ANTARABANGSA (F1): PTJ15241 | PE 15.42 P/PURI 15-12 BLOK C (F2): PTJ15424 |  | 689.907 m |  |  |  | 3 | 2
252169336 | TNB | DISTRIBUTION | WP PUTRAJAYA & CYBERJAYA | Existing | RYB | 11 kV |  |  |  |  | 500_1C_AL_XLPE | PE 2.21 S/Tenaga (F2): P02215 | PE 2.15 2G4 (F2): P02155 |  | 200.337 m |  |  |  | 3 | 2
252169340 | TNB | DISTRIBUTION | WP PUTRAJAYA & CYBERJAYA | Existing | RYB | 11 kV |  |  |  |  | 500_1C_AL_XLPE | PE 2.21 S/Tenaga (F1): P02212 | PE 2.15 2G4 (F1): P02151 |  | 192.787 m |  |  |  | 3 | 2
252169344 | TNB | DISTRIBUTION | WP PUTRAJAYA & CYBERJAYA | Existing | RYB | 11 kV |  |  |  |  | 500_1C_AL_XLPE | PMU CBJN 132/11KV: VCB 5 | SS 21.62 BLOK A IT PARK F1: C21621 |  | 3292.904 m |  |  | PMU CBJN: VCB 5 | 3 | 4
252169557 | TNB | DISTRIBUTION | WP PUTRAJAYA & CYBERJAYA | Existing | RYB | 11 kV |  |  |  |  | 500_1C_AL_XLPE | SS 2.09 MOF 2G1 (F2): P02095 | SS 2.10 MOF 2G2 UTARA (F2): P02104 |  | 579.030 m |  |  |  | 3 | 4
252169596 | TNB | DISTRIBUTION | WP PUTRAJAYA & CYBERJAYA | Existing | RYB | 11 kV |  |  |  |  | 240_TRIPLEX_AL_XLPE | PE 14.33 PERUMAHAN 14-6 NO 2 (F2): PTJ14334 | PE 14.22 KOMPLEKS SEK MEN (F1): PTJ14223 |  | 278.207 m |  |  |  | 3 | 1
252169635 | TNB | DISTRIBUTION | WP PUTRAJAYA & CYBERJAYA | Existing | RYB | 11 kV |  |  |  |  | 500_1C_AL_XLPE | SS 2.10 MOF 2G2 UTARA (F2): P02105 | SS 2.11 MOF 2G2 SELATAN (F2): PTJ02114 [OFF] |  | 166.583 m |  |  |  | 3 | 2
252169747 | TNB | DISTRIBUTION | WP PUTRAJAYA & CYBERJAYA | Existing | RYB | 11 kV |  |  |  |  | 240_TRIPLEX_AL_XLPE | PE 22.54 PRIMA 8 F1: CBJ22541 | PE 22.53 PRIMA 7 SPAN F1: CBJ22533 |  | 135.543 m |  |  |  | 3 | 2
252169950 | TNB | DISTRIBUTION | WP PUTRAJAYA & CYBERJAYA | Existing | RYB | 11 kV |  |  |  |  | 240_TRIPLEX_AL_XLPE | PE 18.16 BLOK G 18R12 (F1): PTJ18161 | PE 18.15 BLOK E&F 18R12 (F1): PTJ18153 |  | 144.700 m |  |  |  | 3 | 2
252170271 | TNB | DISTRIBUTION | WP PUTRAJAYA & CYBERJAYA | Existing | RYB | 11 kV |  |  |  |  | 240_TRIPLEX_AL_XLPE | PE 5.22 BLOK A APT 5R4 (F2): PTJ05226 | PE 5.23 BLOK B APT 5R4 (F2): PTJ05234 |  | 101.659 m |  |  |  | 3 | 2
252170494 | TNB | DISTRIBUTION | WP PUTRAJAYA & CYBERJAYA | Existing | RYB | 11 kV |  |  |  |  | 240_TRIPLEX_AL_XLPE | PE 9.47 P'PURI BLOK A&B (F1): PTJ09471 | PE 9.14 K.KEJIRANAN (F1): PTJ09142 [OFF] |  | 427.160 m |  |  |  | 3 | 2
252170603 | TNB | DISTRIBUTION | WP PUTRAJAYA & CYBERJAYA | Existing | RYB | 11 kV |  |  |  |  | 240_TRIPLEX_AL_XLPE | SS 1.11 C1 (F1): PTJ1115 | SS 1.12 C7 (F1): PTJ1124 |  | 349.125 m |  |  |  | 3 | 1
252170607 | TNB | DISTRIBUTION | WP PUTRAJAYA & CYBERJAYA | Existing | RYB | 11 kV |  |  |  |  | 240_TRIPLEX_AL_XLPE | PE 18.17 BLOK H 18R12 (F1): PTJ18171 | PE 18.16 BLOK G 18R12 (F1): PTJ18163 |  | 146.823 m |  |  |  | 3 | 2
252170616 | TNB | DISTRIBUTION | WP PUTRAJAYA & CYBERJAYA | Existing | RYB | 11 kV |  |  |  |  | 240_TRIPLEX_AL_XLPE | PE 18.27 KLINIK KESIHATAN (F1): PTJ18272 | PE 18.08 18R1 (F1): PTJ18081 |  | 629.576 m |  |  |  | 3 | 0
252170628 | TNB | DISTRIBUTION | WP PUTRAJAYA & CYBERJAYA | Existing | RYB | 11 kV |  |  |  |  | 500_1C_AL_XLPE | SS 21.66 BLOK C IT PARK F2: C21664 | SS 21.64 BLOK B IT PARK F2: C21645 |  | 218.722 m |  |  |  | 3 | 2
252170654 | TNB | DISTRIBUTION | WP PUTRAJAYA & CYBERJAYA | Existing | RYB | 11 kV |  |  |  |  | 240_TRIPLEX_AL_XLPE | PE 9.47 P'PURI BLOK A&B (F2): PTJ09474 | PE 9.14 K.KEJIRANAN (F2): PTJ09145 [OFF] |  | 433.518 m |  |  |  | 3 | 2
252170761 | TNB | DISTRIBUTION | WP PUTRAJAYA & CYBERJAYA | Existing | RYB | 11 kV |  |  |  |  | 240_TRIPLEX_AL_XLPE | PE 18.16 BLOK G 18R12 (F2): PTJ18164 | PE 18.15 BLOK E&F 18R12 (F2): PTJ18156 |  | 150.379 m |  |  |  | 3 | 2
252170765 | TNB | DISTRIBUTION | WP PUTRAJAYA & CYBERJAYA | Existing | RYB | 11 kV |  |  |  |  | 240_TRIPLEX_AL_XLPE | PE 18.15 BLOK E&F 18R12 (F2): PTJ18154 | PE 18.18 BLOK C&D 18R12 (F2): PTJ18186 |  | 319.922 m |  |  |  | 3 | 2
252170803 | TNB | DISTRIBUTION | WP PUTRAJAYA & CYBERJAYA | Existing | RYB | 11 kV |  |  |  |  | 240_TRIPLEX_AL_XLPE | PE 18.15 BLOK E&F 18R12 (F1): PTJ18151 | PE 18.18 BLOK C&D 18R12 (F1): PTJ18183 |  | 335.671 m |  |  |  | 3 | 2
252170807 | TNB | DISTRIBUTION | WP PUTRAJAYA & CYBERJAYA | Existing | RYB | 11 kV |  |  |  |  | 240_TRIPLEX_AL_XLPE | SS 23.02 STP A F2: CBJ23026 | PE 23.01 PS 2-9 F2: CBJ23014 |  | 262.030 m |  |  |  | 3 | 2
252170844 | TNB | DISTRIBUTION | WP PUTRAJAYA & CYBERJAYA | Existing | RYB | 11 kV |  |  |  |  | 240_TRIPLEX_AL_XLPE | PE 9.45 P'PURI P7 BLOK B1 (F2): PTJ09455 | PE 9.44 P'PURI P7 BLOK A2 (EFI) (F2): PTJ09444 |  | 120.528 m |  |  |  | 3 | 1
252171041 | TNB | DISTRIBUTION | WP PUTRAJAYA & CYBERJAYA | Existing | RYB | 11 kV |  |  |  |  | 240_TRIPLEX_AL_XLPE | PE 11.69 ZON 10A (F2): PTJ11691 | PE 11.22 ZON 10B (F1): PTJ11226 |  | 314.468 m |  |  |  | 3 | 2
252171128 | TNB | DISTRIBUTION | WP PUTRAJAYA & CYBERJAYA | Existing | RYB | 11 kV |  |  |  |  | 240_TRIPLEX_AL_XLPE | Grp: Substation Comp. 1 PE11.78 F1: PTJ11781 | PE 11.23 TERES ZON 12B (F1): PTJ11236 |  | 276.187 m |  |  |  | 3 | 1
252171166 | TNB | DISTRIBUTION | WP PUTRAJAYA & CYBERJAYA | Existing | RYB | 11 kV |  |  |  |  | 240_TRIPLEX_AL_XLPE | PE 14.06 PERUMAHAN 14-5A: PTJ14062 | PE 14.07 Perumahan 14-5B (F2): P14074 |  | 334.948 m |  |  |  | 3 | 2
252171170 | TNB | DISTRIBUTION | WP PUTRAJAYA & CYBERJAYA | Existing | RYB | 11 kV |  |  |  |  | 240_TRIPLEX_AL_XLPE | PE 18.25 KOMPLEKS SEK FASA 3: PTJ18251 | PE 18.17 BLOK H 18R12 (F1): PTJ18173 |  | 996.228 m |  |  |  | 3 | 2
252171263 | TNB | DISTRIBUTION | WP PUTRAJAYA & CYBERJAYA | Existing | RYB | 11 kV |  |  |  |  | 240_TRIPLEX_AL_XLPE | PE 14.30 P'PURI 14-12 BLOK A (EFI) (F2): PTJ14304 | PE 14.25 KOMPLEKS SEK REN (EFI) (F2): PTJ14255 |  | 539.561 m |  |  |  | 3 | 2
252171376 | TNB | DISTRIBUTION | WP PUTRAJAYA & CYBERJAYA | Existing | RYB | 11 kV |  |  |  |  | 240_TRIPLEX_AL_XLPE | PE 3.01 3M5 S/LIGHTING: PTJ03013 | PE 18.20 TMN PANCARONA (F2): PTJ18204 |  | 442.737 m |  |  |  | 3 | 4
252171506 | TNB | DISTRIBUTION | WP PUTRAJAYA & CYBERJAYA | Existing | RYB | 11 kV |  |  |  |  | 240_TRIPLEX_AL_XLPE | PE 18.26 APT. 18R4 (F1): PTJ18262 | PE 18.09 PADAT SL: PTJ18091 |  | 503.614 m |  |  |  | 3 | 1
252171780 | TNB | DISTRIBUTION | WP PUTRAJAYA & CYBERJAYA | Existing | RYB | 11 kV |  |  |  |  | 240_TRIPLEX_AL_XLPE | SS 22.36 SKMM F2: CBJ22365 | SS 24.22 POSH ATLANTIC F2: C24224 |  | 868.814 m |  |  |  | 3 | 2
252171822 | TNB | DISTRIBUTION | WP PUTRAJAYA & CYBERJAYA | Existing | RYB | 11 kV |  |  |  |  | 240_TRIPLEX_AL_XLPE | PE 9.40 P'PURI BLOK C (F1): P09401 | PE 9.41 P'PURI BLOK E3 (F1): PTJ09413 |  | 275.911 m |  |  |  | 3 | 2
252171830 | TNB | DISTRIBUTION | WP PUTRAJAYA & CYBERJAYA | Existing | RYB | 11 kV |  |  |  |  | 240_TRIPLEX_AL_XLPE | PE 9.48 P'PURI BLOK C&D (EFI) (F1): PTJ09481 | PE 9.47 P'PURI BLOK A&B (F1): PTJ09473 |  | 200.818 m |  |  |  | 3 | 2
252172015 | TNB | DISTRIBUTION | WP PUTRAJAYA & CYBERJAYA | Existing | RYB | 11 kV |  |  |  |  | 500_1C_AL_XLPE | SS 5.10 HOTEL ALAM WARISAN (F1): P05101 | SS 5.34 CITY CAMPUS F1: P05342 |  | 712.303 m |  |  |  | 3 | 1
252172097 | TNB | DISTRIBUTION | WP PUTRAJAYA & CYBERJAYA | Existing | RYB | 11 kV |  |  |  |  | 240_TRIPLEX_AL_XLPE | PE 18.18 BLOK C&D 18R12 (F2): PTJ18184 | PE 18.19 BLOK A&B 18R12 (F2): PTJ18196 |  | 258.031 m |  |  |  | 3 | 2
252172105 | TNB | DISTRIBUTION | WP PUTRAJAYA & CYBERJAYA | Existing | RYB | 11 kV |  |  |  |  | 240_TRIPLEX_AL_XLPE | PE 22.62 8 BLOK KEDAI PEJ 2B F1: CBJ22621 | PE 22.72 CYBERNEO 3 F1: C22723 |  | 415.432 m |  |  |  | 3 | 2
252172200 | TNB | DISTRIBUTION | WP PUTRAJAYA & CYBERJAYA | Existing | RYB | 11 kV |  |  |  |  | 240_TRIPLEX_AL_XLPE | D-PTJ-C17-1084: | PE 14.27 KOMP PJC SEMENTARA: PTJ14272 |  | 1203.655 m |  |  |  | 3 | 3
252172301 | TNB | DISTRIBUTION | WP PUTRAJAYA & CYBERJAYA | Existing | RYB | 11 kV |  |  |  |  | 240_TRIPLEX_AL_XLPE | PE 24.19 YAKIN INVEST F1: CBJ24192 | PE 22.69 KRU STUDIO F1: CBJ22691 |  | 635.945 m |  |  |  | 3 | 2
252172323 | TNB | DISTRIBUTION | WP PUTRAJAYA & CYBERJAYA | Existing | RYB | 11 kV |  |  |  |  | 240_3C_AL_XLPE | CYBER VALEY COMERCIAL CENTRE: B09979 | STN SUIS E - VILLAGE: B04475 |  | 1782.232 m |  |  |  | 3 | 7
252172810 | TNB | DISTRIBUTION | WP PUTRAJAYA & CYBERJAYA | Existing | RYB | 11 kV |  |  |  |  | 240_TRIPLEX_AL_XLPE | PE 11.26 TERES 11A & 11B: PTJ11263 | PE 11.27 SEMI D 11A & 11B: PTJ11271 |  | 347.527 m |  |  |  | 3 | 2
252173018 | TNB | DISTRIBUTION | WP PUTRAJAYA & CYBERJAYA | Existing | RYB | 11 kV |  |  |  |  | 240_TRIPLEX_AL_XLPE | PE 22.61 8 BLOK KEDAI PEJ 2A F2: CBJ22614 | PE 22.52 58 UNITS SHOP LOT F2: CBJ22526 |  | 1142.924 m |  |  |  | 3 | 2
252173372 | TNB | DISTRIBUTION | WP PUTRAJAYA & CYBERJAYA | Existing | RYB | 11 kV |  |  |  |  | 500_1C_AL_XLPE | SS 2.20 2M11 (F1): P02201 | SS 2.11 MOF 2G2 SELATAN (F1): P02112 |  | 384.785 m |  |  |  | 3 | 3
252173376 | TNB | DISTRIBUTION | WP PUTRAJAYA & CYBERJAYA | Existing | RYB | 11 kV |  |  |  |  | 500_1C_AL_XLPE | SS 2.10 MOF 2G2 UTARA (F1): P02102 | SS 2.11 MOF 2G2 SELATAN (F1): P02111 [OFF] |  | 157.977 m |  |  |  | 3 | 2
252173504 | TNB | DISTRIBUTION | WP PUTRAJAYA & CYBERJAYA | Existing | RYB | 11 kV |  |  |  |  | 240_TRIPLEX_AL_XLPE | SS 1.12 C7 (F2): PTJ1121 | SS 1.11 C1 (F2): PTJ1112 |  | 362.775 m |  |  |  | 3 | 1
252173705 | TNB | DISTRIBUTION | WP PUTRAJAYA & CYBERJAYA | Existing | RYB | 11 kV |  |  |  |  | 240_TRIPLEX_AL_XLPE | PE 14.22 KOMPLEKS SEK MEN (F1): PTJ14221 | PE 14.05 PERUMAHAN 14-11 (F1): PTJ14053 |  | 513.754 m |  |  |  | 3 | 1
252173850 | TNB | DISTRIBUTION | WP PUTRAJAYA & CYBERJAYA | Existing | RYB | 11 kV |  |  |  |  | 240_3C_AL_XLPE | CYBER VALEY COMERCIAL CENTRE NO 2: B10289 | COMPACT LAMPU JLN LB1: B08218 |  | 1778.847 m |  |  |  | 3 | 5
252173943 | TNB | DISTRIBUTION | WP PUTRAJAYA & CYBERJAYA | Existing | RYB | 11 kV |  |  |  |  | 240_TRIPLEX_AL_XLPE | PE 11.23 TERES ZON 12B (F2): PTJ11231 | PE 11.72 PRIMA BLOK B (F2): PTJ11726 |  | 108.276 m |  |  |  | 3 | 2
252173981 | TNB | DISTRIBUTION | WP PUTRAJAYA & CYBERJAYA | Existing | RYB | 11 kV |  |  |  |  | 500_1C_AL_XLPE | SS 21.62 BLOK A IT PARK F1: C21622 | SS 21.64 BLOK B IT PARK F1: C21641 |  | 185.864 m |  |  |  | 3 | 2
252174075 | TNB | DISTRIBUTION | WP PUTRAJAYA & CYBERJAYA | Existing | RYB | 11 kV |  |  |  |  | 240_TRIPLEX_AL_XLPE | PE 22.34 STREET MALL 2 F1: CBJ22341 | PE 22.62 8 BLOK KEDAI PEJ 2B F1: CBJ22623 |  | 760.772 m |  |  |  | 3 | 4
252174079 | TNB | DISTRIBUTION | WP PUTRAJAYA & CYBERJAYA | Existing | RYB | 11 kV |  |  |  |  | 240_TRIPLEX_AL_XLPE | PE 11.36 P11 K/13 TERES (F2): PTJ11364 | PE 11.28 APT ZON 6B (F2): PTJ11288 |  | 427.021 m |  |  |  | 3 | 4
252174159 | TNB | DISTRIBUTION | WP PUTRAJAYA & CYBERJAYA | Existing | RYB | 11 kV |  |  |  |  | 240_TRIPLEX_AL_XLPE | SS 15.24 SEK. ANTARABANGSA (F2): PTJ15244 | PE 15.42 P/PURI 15-12 BLOK C (F1): PTJ15421 |  | 691.023 m |  |  |  | 3 | 2
252174163 | TNB | DISTRIBUTION | WP PUTRAJAYA & CYBERJAYA | Existing | RYB | 11 kV |  |  |  |  | 240_TRIPLEX_AL_XLPE | PE 18.14 BLOK D&E (F1): PTJ18143 | PE 18.13 BLOK F (F1): PTJ18131 |  | 196.480 m |  |  |  | 3 | 2
252174167 | TNB | DISTRIBUTION | WP PUTRAJAYA & CYBERJAYA | Existing | RYB | 11 kV |  |  |  |  | 240_TRIPLEX_AL_XLPE | PE 11.44 SEK. REN. FASA 2 (F2): PTJ11441 | PE 11.69 ZON 10A (F1): PTJ11695 |  | 753.974 m |  |  |  | 3 | 2
252174171 | TNB | DISTRIBUTION | WP PUTRAJAYA & CYBERJAYA | Existing | RYB | 11 kV |  |  |  |  | 240_TRIPLEX_AL_XLPE | PE 11.43 SEK. MEN. FASA 2 (F2): PTJ11431 | PE 11.44 SEK. REN. FASA 2 (F1): PTJ11446 |  | 537.440 m |  |  |  | 3 | 2
252174222 | TNB | DISTRIBUTION | WP PUTRAJAYA & CYBERJAYA | Existing | RYB | 11 kV |  |  |  |  | 240_TRIPLEX_AL_XLPE | PE 14.31 P'PURI 14-12 BLOK B (F2): PTJ14314 | PE 14.30 P'PURI 14-12 BLOK A (EFI) (F2): PTJ14305 |  | 74.543 m |  |  |  | 3 | 2
252174226 | TNB | DISTRIBUTION | WP PUTRAJAYA & CYBERJAYA | Existing | RYB | 11 kV |  |  |  |  | 240_TRIPLEX_AL_XLPE | PE 18.21 BLOK A 18R13 (F2): PTJ18216 | PE 18.23 BLOK C 18R13 (F2): PTJ18234 [OFF] |  | 513.657 m |  |  |  | 3 | 1
252174240 | TNB | DISTRIBUTION | WP PUTRAJAYA & CYBERJAYA | Existing | RYB | 11 kV |  |  |  |  | 240_TRIPLEX_AL_XLPE | PE 14.30 P'PURI 14-12 BLOK A (EFI) (F1): PTJ14301 | PE 14.25 KOMPLEKS SEK REN (EFI) (F1): PTJ14252 |  | 553.720 m |  |  |  | 3 | 2
252174595 | TNB | DISTRIBUTION | WP PUTRAJAYA & CYBERJAYA | Existing | RYB | 11 kV |  |  |  |  | 240_TRIPLEX_AL_XLPE | PE 1.32 INSIDE PPU6 S/L OVAL: PTJ1321 | PE 13.01 WETLAND PUMP 250KW: PTJ13012 |  | 3819.950 m |  |  |  | 3 | 9
252174672 | TNB | DISTRIBUTION | WP PUTRAJAYA & CYBERJAYA | Existing | RYB | 11 kV |  |  |  |  | 240_TRIPLEX_AL_XLPE | PE 14.22 KOMPLEKS SEK MEN (F2): PTJ14224 | PE 14.03 C/S S/L: PTJ14031 |  | 137.938 m |  |  |  | 3 | 2
252175638 | TNB | DISTRIBUTION | WP PUTRAJAYA & CYBERJAYA | Existing | RYB | 11 kV |  |  |  |  | 240_TRIPLEX_AL_XLPE | SS 1.44 E7 (F1): PTJ1442 | SS 1.43 E6 (F1): PTJ1431 |  | 110.410 m |  |  |  | 3 | 2
252175970 | TNB | DISTRIBUTION | WP PUTRAJAYA & CYBERJAYA | Existing | RYB | 11 kV |  |  |  |  | 240_3C_AL_XLPE | PPU CYB9: VCB 8 | PE 22.37 BOMBA CJ F1: C22371 |  | 1227.942 m |  |  |  | 3 | 3
252176057 | TNB | DISTRIBUTION | WP PUTRAJAYA & CYBERJAYA | Existing | RYB | 11 kV |  |  |  |  | 240_TRIPLEX_AL_XLPE | PE 18.17 BLOK H 18R12 (F2): PTJ18174 | PE 18.16 BLOK G 18R12 (F2): PTJ18166 |  | 165.111 m |  |  |  | 3 | 2
252176529 | TNB | DISTRIBUTION | WP PUTRAJAYA & CYBERJAYA | Existing | RYB | 11 kV |  |  |  |  | 240_TRIPLEX_AL_XLPE | PE 18.22 BLOK B 18R13 (F2): PTJ18226 | PE 18.21 BLOK A 18R13 (F2): PTJ18214 |  | 94.950 m |  |  |  | 3 | 2
252176694 | TNB | DISTRIBUTION | WP PUTRAJAYA & CYBERJAYA | Existing | RYB | 11 kV |  |  |  |  | 240_TRIPLEX_AL_XLPE | PE 11.21 PUSAT KEJIRANAN (F1): PTJ11214 | PE 11.21 PUSAT KEJIRANAN (F2): PTJ11213 |  | 14.871 m |  |  |  | 3 | 0
252176774 | TNB | DISTRIBUTION | WP PUTRAJAYA & CYBERJAYA | Existing | RYB | 11 kV |  |  |  |  | 240_TRIPLEX_AL_XLPE | PE 22.81 AMD F1: CBJ22812 | SS 22.51 DELL R&D F1: CBJ22511 |  | 526.571 m |  |  |  | 3 | 0
252177101 | TNB | DISTRIBUTION | WP PUTRAJAYA & CYBERJAYA | Existing | RYB | 11 kV |  |  |  |  | 240_TRIPLEX_AL_XLPE | SS 22.04 DCS F2: CBJ22044 | SS 22.04 DCS F1: CBJ22041 [OFF] |  | 16.599 m |  |  |  | 3 | 0
252177305 | TNB | DISTRIBUTION | WP PUTRAJAYA & CYBERJAYA | Existing | RYB | 11 kV |  |  |  |  | 240_TRIPLEX_AL_XLPE | SS 1.51 E14 (F2): P01515 | SS 1.52 E15 (F2): PTJ01524 |  | 334.993 m |  |  |  | 3 | 0
252177904 | TNB | DISTRIBUTION | WP PUTRAJAYA & CYBERJAYA | Existing | RYB | 11 kV |  |  |  |  | 240_TRIPLEX_AL_XLPE | PE 9.03 APT 3C (F1): PTJ09032 | PE 9.04 APT 3B (EFI) (F1): PTJ09041 |  | 247.242 m |  |  |  | 3 | 2
252178103 | TNB | DISTRIBUTION | WP PUTRAJAYA & CYBERJAYA | Existing | RYB | 11 kV |  |  |  |  | 240_TRIPLEX_AL_XLPE | PE 21.22 CYBERVIEW NO.1: CBJ21222 | PE 21.13 CYBERVIEW NO. 2 ( MDC ) F1: CBJ21131 |  | 331.963 m |  |  |  | 3 | 2
252178123 | TNB | DISTRIBUTION | WP PUTRAJAYA & CYBERJAYA | Existing | RYB | 11 kV |  |  |  |  | 240_TRIPLEX_AL_XLPE | PE 11.08 P11A2/5 TERES (EFI) (F1): PTJ11082 | PE 11.67 PS9 (F1): PTJ11671 |  | 147.345 m |  |  |  | 3 | 2
252178501 | TNB | DISTRIBUTION | WP PUTRAJAYA & CYBERJAYA | Existing | RYB | 11 kV |  |  |  |  | 240_TRIPLEX_AL_XLPE | PE 22.32 MOTOROLA F2: CBJ22325 | PE 22.35 PRIMA PROP 2 F2: CBJ22355 |  | 238.895 m |  |  |  | 3 | 2
252178929 | TNB | DISTRIBUTION | WP PUTRAJAYA & CYBERJAYA | Existing | RYB | 11 kV |  |  |  |  | 500_1C_AL_XLPE | PPU PTJ24: VCB 14 | PE 3.02 3G1 (F1): P03021 |  | 75.266 m |  |  | CB14 | 3 | 0
252179174 | TNB | DISTRIBUTION | WP PUTRAJAYA & CYBERJAYA | Existing | RYB | 11 kV |  |  |  |  | 240_TRIPLEX_AL_XLPE | PE 12.01 RF 2 P. UTARA: PTJ12012 | SS 15.01 PS6: PTJ15011 |  | 724.760 m |  |  |  | 3 | 5
252179192 | TNB | DISTRIBUTION | WP PUTRAJAYA & CYBERJAYA | Existing | RYB | 11 kV |  |  |  |  | 240_TRIPLEX_AL_XLPE | SS 1.07 JPM B1 JPM B8 (F2): PTJ1072 | SS 1.06 JPM B6 JPM B7 (F2): PTJ1066 |  | 123.019 m |  |  |  | 3 | 2
252179380 | TNB | DISTRIBUTION | WP PUTRAJAYA & CYBERJAYA | Existing | RYB | 11 kV |  |  |  |  | 240_TRIPLEX_AL_XLPE | PE 5.19 BLOK E 5R3 (F2): P05194 | PE 5.16 BLOK B 5R3 (F2): PTJ05166 |  | 173.099 m |  |  |  | 3 | 2
252179939 | TNB | DISTRIBUTION | WP PUTRAJAYA & CYBERJAYA | Existing | RYB | 11 kV |  |  |  |  | 240_TRIPLEX_AL_XLPE | PPU PTJ6: VCB 8 | PE 1.36 DATARAN PUTRA (F2): PTJ01366 |  | 1324.217 m |  |  |  | 3 | 6
252179986 | TNB | DISTRIBUTION | WP PUTRAJAYA & CYBERJAYA | Existing | RYB | 11 kV |  |  |  |  | 240_TRIPLEX_AL_XLPE | PE 11.49 KANTIN KVDT: PTJ11493 | SS 21.24 KVDT PETRONAS: CBJ21242 |  | 917.189 m |  |  |  | 3 | 2
252180296 | TNB | DISTRIBUTION | WP PUTRAJAYA & CYBERJAYA | Existing | RYB | 11 kV |  |  |  |  | 240_TRIPLEX_AL_XLPE | PE 14.18 BLOK E1 (F1): PTJ14181 | PE 14.17 BLOK D (F1): PTJ14173 |  | 162.979 m |  |  |  | 3 | 2
252180306 | TNB | DISTRIBUTION | WP PUTRAJAYA & CYBERJAYA | Existing | RYB | 11 kV |  |  |  |  | 240_TRIPLEX_AL_XLPE | PE 11.13 APT B (F2): PTJ11135 | PE 11.11 (EFI) (F2): PTJ11114 |  | 407.848 m |  |  |  | 3 | 2
252180427 | TNB | DISTRIBUTION | WP PUTRAJAYA & CYBERJAYA | Existing | RYB | 11 kV |  |  |  |  | 240_TRIPLEX_AL_XLPE | PE 11.04 P11A1/12 TERES (EFI) (F2): PTJ11045 | PE 11.08 P11A2/5 TERES (EFI) (F2): PTJ11084 |  | 1001.362 m |  |  |  | 3 | 2
252180559 | TNB | DISTRIBUTION | WP PUTRAJAYA & CYBERJAYA | Existing | RYB | 11 kV |  |  |  |  | 240_TRIPLEX_AL_XLPE | SS 22.55 BASIS BAY NO 1: C22553 |  |  | 10.706 m |  |  |  | 3 | 1
252180927 | TNB | DISTRIBUTION | WP PUTRAJAYA & CYBERJAYA | Existing | RYB | 11 kV |  |  |  |  | 240_TRIPLEX_AL_XLPE | PE 11.40 BLOK C (F1): P11401 | PE 11.41 BLOK F: PTJ11412 [OFF] |  | 472.010 m |  |  |  | 3 | 2
252180978 | TNB | DISTRIBUTION | WP PUTRAJAYA & CYBERJAYA | Existing | RYB | 11 kV |  |  |  |  | 240_TRIPLEX_AL_XLPE | PE 14.18 BLOK E1 (F2): PTJ14184 | PE 14.17 BLOK D (F2): PTJ14175 |  | 146.995 m |  |  |  | 3 | 2
252181071 | TNB | DISTRIBUTION | WP PUTRAJAYA & CYBERJAYA | Existing | RYB | 11 kV |  |  |  |  | 240_TRIPLEX_AL_XLPE | PE 11.16 APT E (F2): PTJ11165 | PE 11.15 APT D (EFI) (F2): PTJ11154 |  | 87.025 m |  |  |  | 3 | 2
252200582 | TNB | DISTRIBUTION | WP PUTRAJAYA & CYBERJAYA | Existing | RYB | 33 kV |  |  |  |  | 630_1C_AL_XLPE | PPU PTJ24: VCB 4P5 | PPU PTJ13: VCB 2P5 |  | 3975.381 m |  |  | 4P5 INC | 3 | 9
253918336 | TNB | DISTRIBUTION | WP PUTRAJAYA & CYBERJAYA | Existing | RYB | 11 kV |  |  |  |  | 240_TRIPLEX_AL_XLPE |  |  |  | 1.320 m |  |  |  | 3 | 0
253920822 | TNB | DISTRIBUTION | WP PUTRAJAYA & CYBERJAYA | Existing | RYB | 11 kV |  |  |  |  | 240_TRIPLEX_AL_XLPE |  |  |  | 0.055 m |  |  |  | 3 | 0
253921128 | TNB | DISTRIBUTION | WP PUTRAJAYA & CYBERJAYA | Existing | RYB | 11 kV |  |  |  |  | 240_TRIPLEX_AL_XLPE |  |  |  | 7.049 m |  |  |  | 3 | 0
253921434 | TNB | DISTRIBUTION | WP PUTRAJAYA & CYBERJAYA | Existing | RYB | 11 kV |  |  |  |  | 240_TRIPLEX_AL_XLPE | E 18.11 BLOK B&C (F1): PTJ18113 | PE 18.10 PADAT SL: PTJ18101 |  | 274.488 m |  |  |  | 3 | 4
253921458 | TNB | DISTRIBUTION | WP PUTRAJAYA & CYBERJAYA | Existing | RYB | 11 kV |  |  |  |  | 240_TRIPLEX_AL_XLPE |  |  |  | 0.058 m |  |  |  | 3 | 0
253931075 | TNB | DISTRIBUTION | WP PUTRAJAYA & CYBERJAYA | Existing | RYB | 11 kV |  |  |  |  | 240_TRIPLEX_AL_XLPE | D-PTJ-C17-1095: PTJ19043 | PE 19.01 R8C: PTJ19012 |  | 877.871 m |  |  |  | 3 | 1
253935352 | TNB | DISTRIBUTION | WP PUTRAJAYA & CYBERJAYA | Existing | RYB | 11 kV |  |  |  |  | 240_TRIPLEX_AL_XLPE | PE 21.57 CLUB HOUSE F1: CBJ21571 | PE 21.61 MPS F1: CBJ21612 |  | 1140.708 m |  |  |  | 3 | 2
253938137 | TNB | DISTRIBUTION | WP PUTRAJAYA & CYBERJAYA | Existing | RYB | 11 kV |  |  |  |  | 500_1C_AL_XLPE | SS 3.03 3G2 (F1): P03032 | SS 3.07 3C6 (F1): P03071 |  | 407.613 m |  |  |  | 3 | 0
253938686 | TNB | DISTRIBUTION | WP PUTRAJAYA & CYBERJAYA | Existing | RYB | 11 kV |  |  |  |  | 240_TRIPLEX_AL_XLPE | PE 18.03 PS 12: PTJ18032 | PE 19.02 JLB 3: PTJ19021 |  | 2673.534 m |  |  |  | 3 | 2
253940646 | TNB | DISTRIBUTION | WP PUTRAJAYA & CYBERJAYA | Existing | RYB | 11 kV |  |  |  |  | 240_TRIPLEX_AL_XLPE |  |  |  | 0.055 m |  |  |  | 3 | 0
253942287 | TNB | DISTRIBUTION | WP PUTRAJAYA & CYBERJAYA | Existing | RYB | 11 kV |  |  |  |  | 240_TRIPLEX_AL_XLPE | PE 21.61 MPS F2: CBJ21615 | PE 21.57 CLUB HOUSE F2: CBJ21574 |  | 1144.909 m |  |  |  | 3 | 2
253942419 | TNB | DISTRIBUTION | WP PUTRAJAYA & CYBERJAYA | Existing | RYB | 11 kV |  |  |  |  | 240_TRIPLEX_AL_XLPE | PE 18.10 PADAT SL: PTJ18103 | PE 18.04 PERUMAHAN 18R7: PTJ18041 |  | 633.023 m |  |  |  | 3 | 2
254431734 | TNB | DISTRIBUTION | WP PUTRAJAYA & CYBERJAYA | Existing | RYB | 11 kV |  |  |  |  | 7X_500_1C_CU_PVC/PVC |  |  |  | 1.207 m |  |  |  | 7 | 0
254431750 | TNB | DISTRIBUTION | WP PUTRAJAYA & CYBERJAYA | Existing | RYB | 11 kV |  |  |  |  | 7X_500_1C_CU_PVC/PVC |  |  |  | 1.200 m |  |  |  | 7 | 0
254431754 | TNB | DISTRIBUTION | WP PUTRAJAYA & CYBERJAYA | Existing | RYB | 11 kV |  |  |  |  | 7X_500_1C_CU_PVC/PVC |  |  |  | 1.206 m |  |  |  | 7 | 0
254431758 | TNB | DISTRIBUTION | WP PUTRAJAYA & CYBERJAYA | Existing | RYB | 11 kV |  |  |  |  | 7X_500_1C_CU_PVC/PVC |  |  |  | 1.208 m |  |  |  | 7 | 0
254431762 | TNB | DISTRIBUTION | WP PUTRAJAYA & CYBERJAYA | Existing | RYB | 11 kV |  |  |  |  | 7X_500_1C_CU_PVC/PVC |  |  |  | 1.207 m |  |  |  | 7 | 0
254431766 | TNB | DISTRIBUTION | WP PUTRAJAYA & CYBERJAYA | Existing | RYB | 11 kV |  |  |  |  | 7X_500_1C_CU_PVC/PVC |  |  |  | 1.206 m |  |  |  | 7 | 0
254431770 | TNB | DISTRIBUTION | WP PUTRAJAYA & CYBERJAYA | Existing | RYB | 11 kV |  |  |  |  | 7X_500_1C_CU_PVC/PVC |  |  |  | 1.198 m |  |  |  | 7 | 0
254431774 | TNB | DISTRIBUTION | WP PUTRAJAYA & CYBERJAYA | Existing | RYB | 11 kV |  |  |  |  | 7X_500_1C_CU_PVC/PVC |  |  |  | 1.198 m |  |  |  | 7 | 0
254431778 | TNB | DISTRIBUTION | WP PUTRAJAYA & CYBERJAYA | Existing | RYB | 11 kV |  |  |  |  | 7X_500_1C_CU_PVC/PVC |  |  |  | 1.196 m |  |  |  | 7 | 0
254431786 | TNB | DISTRIBUTION | WP PUTRAJAYA & CYBERJAYA | Existing | RYB | 11 kV |  |  |  |  | 7X_500_1C_CU_PVC/PVC |  |  |  | 1.695 m |  |  |  | 7 | 0
254431790 | TNB | DISTRIBUTION | WP PUTRAJAYA & CYBERJAYA | Existing | RYB | 11 kV |  |  |  |  | 7X_500_1C_CU_PVC/PVC |  |  |  | 1.198 m |  |  |  | 7 | 0
254434414 | TNB | DISTRIBUTION | WP PUTRAJAYA & CYBERJAYA | Existing | RYB | 11 kV |  |  |  |  | 7X_500_1C_CU_PVC/PVC |  |  |  | 1.203 m |  |  |  | 7 | 0
254434422 | TNB | DISTRIBUTION | WP PUTRAJAYA & CYBERJAYA | Existing | RYB | 11 kV |  |  |  |  | 7X_500_1C_CU_PVC/PVC |  |  |  | 1.206 m |  |  |  | 7 | 0
254434426 | TNB | DISTRIBUTION | WP PUTRAJAYA & CYBERJAYA | Existing | RYB | 11 kV |  |  |  |  | 7X_500_1C_CU_PVC/PVC |  |  |  | 1.208 m |  |  |  | 7 | 0
254434430 | TNB | DISTRIBUTION | WP PUTRAJAYA & CYBERJAYA | Existing | RYB | 11 kV |  |  |  |  | 7X_500_1C_CU_PVC/PVC |  |  |  | 1.208 m |  |  |  | 7 | 0
254434434 | TNB | DISTRIBUTION | WP PUTRAJAYA & CYBERJAYA | Existing | RYB | 11 kV |  |  |  |  | 7X_500_1C_CU_PVC/PVC |  |  |  | 1.204 m |  |  |  | 7 | 0
254434438 | TNB | DISTRIBUTION | WP PUTRAJAYA & CYBERJAYA | Existing | RYB | 11 kV |  |  |  |  | 7X_500_1C_CU_PVC/PVC |  |  |  | 1.205 m |  |  |  | 7 | 0
254434442 | TNB | DISTRIBUTION | WP PUTRAJAYA & CYBERJAYA | Existing | RYB | 11 kV |  |  |  |  | 7X_500_1C_CU_PVC/PVC |  |  |  | 1.207 m |  |  |  | 7 | 0
254434450 | TNB | DISTRIBUTION | WP PUTRAJAYA & CYBERJAYA | Existing | RYB | 11 kV |  |  |  |  | 7X_500_1C_CU_PVC/PVC |  |  |  | 1.204 m |  |  |  | 7 | 0
254434454 | TNB | DISTRIBUTION | WP PUTRAJAYA & CYBERJAYA | Existing | RYB | 11 kV |  |  |  |  | 7X_500_1C_CU_PVC/PVC |  |  |  | 1.206 m |  |  |  | 7 | 0
254434790 | TNB | DISTRIBUTION | WP PUTRAJAYA & CYBERJAYA | Existing | RYB | 11 kV |  |  |  |  | 7X_500_1C_CU_PVC/PVC |  |  |  | 1.206 m |  |  |  | 7 | 0
254434794 | TNB | DISTRIBUTION | WP PUTRAJAYA & CYBERJAYA | Existing | RYB | 11 kV |  |  |  |  | 7X_500_1C_CU_PVC/PVC |  |  |  | 1.200 m |  |  |  | 7 | 0
254435042 | TNB | DISTRIBUTION | WP PUTRAJAYA & CYBERJAYA | Existing | RYB | 11 kV |  |  |  |  | 7X_300_1C_AL_PVC/PVC |  |  |  | 1.436 m |  |  |  | 7 | 0
254435046 | TNB | DISTRIBUTION | WP PUTRAJAYA & CYBERJAYA | Existing | RYB | 11 kV |  |  |  |  | 7X_500_1C_CU_PVC/PVC |  |  |  | 1.620 m |  |  |  | 7 | 0
254435054 | TNB | DISTRIBUTION | WP PUTRAJAYA & CYBERJAYA | Existing | RYB | 11 kV |  |  |  |  | 7X_500_1C_CU_PVC/PVC |  |  |  | 1.447 m |  |  |  | 7 | 0
254435070 | TNB | DISTRIBUTION | WP PUTRAJAYA & CYBERJAYA | Existing | RYB | 11 kV |  |  |  |  | 70_1C_AL_XLPE |  |  |  | 0.896 m |  |  |  | 3 | 0
254435078 | TNB | DISTRIBUTION | WP PUTRAJAYA & CYBERJAYA | Existing | RYB | 11 kV |  |  |  |  | 7X_500_1C_CU_PVC/PVC |  |  |  | 1.155 m |  |  |  | 7 | 0
254435082 | TNB | DISTRIBUTION | WP PUTRAJAYA & CYBERJAYA | Existing | RYB | 11 kV |  |  |  |  | 7X_300_1C_AL_PVC/PVC |  |  |  | 1.235 m |  |  |  | 7 | 0
254435090 | TNB | DISTRIBUTION | WP PUTRAJAYA & CYBERJAYA | Existing | RYB | 11 kV |  |  |  |  | 7X_500_1C_CU_PVC/PVC |  |  |  | 0.923 m |  |  |  | 7 | 0
254435094 | TNB | DISTRIBUTION | WP PUTRAJAYA & CYBERJAYA | Existing | RYB | 11 kV |  |  |  |  | 7X_500_1C_CU_PVC/PVC |  |  |  | 0.881 m |  |  |  | 7 | 0
254435098 | TNB | DISTRIBUTION | WP PUTRAJAYA & CYBERJAYA | Existing | RYB | 11 kV |  |  |  |  | 7X_500_1C_CU_PVC/PVC |  |  |  | 0.987 m |  |  |  | 7 | 0
254435102 | TNB | DISTRIBUTION | WP PUTRAJAYA & CYBERJAYA | Existing | RYB | 11 kV |  |  |  |  | 7X_500_1C_CU_PVC/PVC |  |  |  | 1.013 m |  |  |  | 7 | 0
254435106 | TNB | DISTRIBUTION | WP PUTRAJAYA & CYBERJAYA | Existing | RYB | 11 kV |  |  |  |  | 7X_500_1C_CU_PVC/PVC |  |  |  | 1.160 m |  |  |  | 7 | 0
254435166 | TNB | DISTRIBUTION | WP PUTRAJAYA & CYBERJAYA | Existing | RYB | 11 kV |  |  |  |  | 7X_500_1C_CU_PVC/PVC |  |  |  | 1.205 m |  |  |  | 7 | 0
254435170 | TNB | DISTRIBUTION | WP PUTRAJAYA & CYBERJAYA | Existing | RYB | 11 kV |  |  |  |  | 7X_500_1C_CU_PVC/PVC |  |  |  | 1.206 m |  |  |  | 7 | 0
254435318 | TNB | DISTRIBUTION | WP PUTRAJAYA & CYBERJAYA | Existing | RYB | 11 kV |  |  |  |  | 7X_500_1C_CU_PVC/PVC |  |  |  | 1.205 m |  |  |  | 7 | 0
254435322 | TNB | DISTRIBUTION | WP PUTRAJAYA & CYBERJAYA | Existing | RYB | 11 kV |  |  |  |  | 70_1C_AL_XLPE |  |  |  | 1.206 m |  |  |  | 3 | 0
254435326 | TNB | DISTRIBUTION | WP PUTRAJAYA & CYBERJAYA | Existing | RYB | 11 kV |  |  |  |  | 7X_500_1C_CU_PVC/PVC |  |  |  | 1.204 m |  |  |  | 7 | 0
254435330 | TNB | DISTRIBUTION | WP PUTRAJAYA & CYBERJAYA | Existing | RYB | 11 kV |  |  |  |  | 7X_500_1C_CU_PVC/PVC |  |  |  | 1.204 m |  |  |  | 7 | 0
254435338 | TNB | DISTRIBUTION | WP PUTRAJAYA & CYBERJAYA | Existing | RYB | 11 kV |  |  |  |  | 7X_500_1C_CU_PVC/PVC |  |  |  | 1.112 m |  |  |  | 7 | 0
254435470 | TNB | DISTRIBUTION | WP PUTRAJAYA & CYBERJAYA | Existing | RYB | 11 kV |  |  |  |  | 7X_500_1C_CU_PVC/PVC |  |  |  | 0.983 m |  |  |  | 7 | 0
254435478 | TNB | DISTRIBUTION | WP PUTRAJAYA & CYBERJAYA | Existing | RYB | 11 kV |  |  |  |  | 7X_500_1C_CU_PVC/PVC |  |  |  | 1.129 m |  |  |  | 7 | 0
254435482 | TNB | DISTRIBUTION | WP PUTRAJAYA & CYBERJAYA | Existing | RYB | 11 kV |  |  |  |  | 7X_500_1C_CU_PVC/PVC |  |  |  | 1.174 m |  |  |  | 7 | 0
254435494 | TNB | DISTRIBUTION | WP PUTRAJAYA & CYBERJAYA | Existing | RYB | 11 kV |  |  |  |  | 7X_500_1C_CU_PVC/PVC |  |  |  | 1.236 m |  |  |  | 7 | 0
254435502 | TNB | DISTRIBUTION | WP PUTRAJAYA & CYBERJAYA | Existing | RYB | 11 kV |  |  |  |  | 7X_500_1C_CU_PVC/PVC |  |  |  | 1.234 m |  |  |  | 7 | 0
254435514 | TNB | DISTRIBUTION | WP PUTRAJAYA & CYBERJAYA | Existing | RYB | 11 kV |  |  |  |  | 7X_500_1C_CU_PVC/PVC |  |  |  | 1.331 m |  |  |  | 7 | 0
254435522 | TNB | DISTRIBUTION | WP PUTRAJAYA & CYBERJAYA | Existing | RYB | 11 kV |  |  |  |  | 7X_500_1C_CU_PVC/PVC |  |  |  | 0.990 m |  |  |  | 7 | 0
254435530 | TNB | DISTRIBUTION | WP PUTRAJAYA & CYBERJAYA | Existing | RYB | 11 kV |  |  |  |  | 7X_500_1C_CU_PVC/PVC |  |  |  | 1.014 m |  |  |  | 7 | 0
254435534 | TNB | DISTRIBUTION | WP PUTRAJAYA & CYBERJAYA | Existing | RYB | 11 kV |  |  |  |  | 7X_500_1C_CU_PVC/PVC |  |  |  | 0.922 m |  |  |  | 7 | 0
254435538 | TNB | DISTRIBUTION | WP PUTRAJAYA & CYBERJAYA | Existing | RYB | 11 kV |  |  |  |  | 7X_500_1C_CU_PVC/PVC |  |  |  | 1.018 m |  |  |  | 7 | 0
254435542 | TNB | DISTRIBUTION | WP PUTRAJAYA & CYBERJAYA | Existing | RYB | 11 kV |  |  |  |  | 7X_500_1C_CU_PVC/PVC |  |  |  | 0.899 m |  |  |  | 7 | 0
254435546 | TNB | DISTRIBUTION | WP PUTRAJAYA & CYBERJAYA | Existing | RYB | 11 kV |  |  |  |  | 7X_500_1C_CU_PVC/PVC |  |  |  | 0.770 m |  |  |  | 7 | 0
254435550 | TNB | DISTRIBUTION | WP PUTRAJAYA & CYBERJAYA | Existing | RYB | 11 kV |  |  |  |  | 7X_500_1C_CU_PVC/PVC |  |  |  | 0.990 m |  |  |  | 7 | 0
254435554 | TNB | DISTRIBUTION | WP PUTRAJAYA & CYBERJAYA | Existing | RYB | 11 kV |  |  |  |  | 7X_500_1C_CU_PVC/PVC |  |  |  | 0.935 m |  |  |  | 7 | 0
254435558 | TNB | DISTRIBUTION | WP PUTRAJAYA & CYBERJAYA | Existing | RYB | 11 kV |  |  |  |  | 7X_500_1C_CU_PVC/PVC |  |  |  | 0.859 m |  |  |  | 7 | 0
254435562 | TNB | DISTRIBUTION | WP PUTRAJAYA & CYBERJAYA | Existing | RYB | 11 kV |  |  |  |  | 7X_500_1C_CU_PVC/PVC |  |  |  | 0.931 m |  |  |  | 7 | 0
254435566 | TNB | DISTRIBUTION | WP PUTRAJAYA & CYBERJAYA | Existing | RYB | 11 kV |  |  |  |  | 7X_500_1C_CU_PVC/PVC |  |  |  | 1.667 m |  |  |  | 7 | 0
254435570 | TNB | DISTRIBUTION | WP PUTRAJAYA & CYBERJAYA | Existing | RYB | 11 kV |  |  |  |  | 7X_500_1C_CU_PVC/PVC |  |  |  | 0.915 m |  |  |  | 7 | 0
254435682 | TNB | DISTRIBUTION | WP PUTRAJAYA & CYBERJAYA | Existing | RYB | 11 kV |  |  |  |  | 7X_500_1C_CU_PVC/PVC |  |  |  | 1.225 m |  |  |  | 7 | 0
254435690 | TNB | DISTRIBUTION | WP PUTRAJAYA & CYBERJAYA | Existing | RYB | 11 kV |  |  |  |  | 7X_500_1C_CU_PVC/PVC |  |  |  | 1.165 m |  |  |  | 7 | 0
254436014 | TNB | DISTRIBUTION | WP PUTRAJAYA & CYBERJAYA | Existing | RYB | 11 kV |  |  |  |  | 7X_500_1C_CU_PVC/PVC |  |  |  | 1.396 m |  |  |  | 7 | 0
254436018 | TNB | DISTRIBUTION | WP PUTRAJAYA & CYBERJAYA | Existing | RYB | 11 kV |  |  |  |  | 7X_500_1C_CU_PVC/PVC |  |  |  | 1.609 m |  |  |  | 7 | 0
254436026 | TNB | DISTRIBUTION | WP PUTRAJAYA & CYBERJAYA | Existing | RYB | 11 kV |  |  |  |  | 7X_500_1C_CU_PVC/PVC |  |  |  | 2.021 m |  |  |  | 7 | 0
254436050 | TNB | DISTRIBUTION | WP PUTRAJAYA & CYBERJAYA | Existing | RYB | 11 kV |  |  |  |  | 7X_500_1C_CU_PVC/PVC |  |  |  | 2.161 m |  |  |  | 7 | 0
254436074 | TNB | DISTRIBUTION | WP PUTRAJAYA & CYBERJAYA | Existing | RYB | 11 kV |  |  |  |  | 7X_500_1C_CU_PVC/PVC |  |  |  | 1.707 m |  |  |  | 7 | 0
254436218 | TNB | DISTRIBUTION | WP PUTRAJAYA & CYBERJAYA | Existing | RYB | 11 kV |  |  |  |  | 7X_500_1C_CU_PVC/PVC |  |  |  | 0.701 m |  |  |  | 7 | 0
254436222 | TNB | DISTRIBUTION | WP PUTRAJAYA & CYBERJAYA | Existing | RYB | 11 kV |  |  |  |  | 7X_500_1C_CU_PVC/PVC |  |  |  | 1.186 m |  |  |  | 7 | 0
254436422 | TNB | DISTRIBUTION | WP PUTRAJAYA & CYBERJAYA | Existing | RYB | 11 kV |  |  |  |  | 7X_500_1C_CU_PVC/PVC |  |  |  | 0.891 m |  |  |  | 7 | 0
254436430 | TNB | DISTRIBUTION | WP PUTRAJAYA & CYBERJAYA | Existing | RYB | 11 kV |  |  |  |  | 7X_500_1C_CU_PVC/PVC |  |  |  | 1.012 m |  |  |  | 7 | 0
254436438 | TNB | DISTRIBUTION | WP PUTRAJAYA & CYBERJAYA | Existing | RYB | 11 kV |  |  |  |  | 7X_500_1C_CU_PVC/PVC |  |  |  | 0.824 m |  |  |  | 7 | 0
254436442 | TNB | DISTRIBUTION | WP PUTRAJAYA & CYBERJAYA | Existing | RYB | 11 kV |  |  |  |  | 7X_500_1C_CU_PVC/PVC |  |  |  | 0.998 m |  |  |  | 7 | 0
254436446 | TNB | DISTRIBUTION | WP PUTRAJAYA & CYBERJAYA | Existing | RYB | 11 kV |  |  |  |  | 7X_500_1C_CU_PVC/PVC |  |  |  | 0.871 m |  |  |  | 7 | 0
254436450 | TNB | DISTRIBUTION | WP PUTRAJAYA & CYBERJAYA | Existing | RYB | 11 kV |  |  |  |  | 7X_500_1C_AL_PVC/PVC |  |  |  | 0.885 m |  |  |  | 7 | 0
254436458 | TNB | DISTRIBUTION | WP PUTRAJAYA & CYBERJAYA | Existing | RYB | 11 kV |  |  |  |  | 7X_500_1C_CU_PVC/PVC |  |  |  | 1.025 m |  |  |  | 7 | 0
254436570 | TNB | DISTRIBUTION | WP PUTRAJAYA & CYBERJAYA | Existing | RYB | 11 kV |  |  |  |  | 7X_500_1C_CU_PVC/PVC |  |  |  | 1.117 m |  |  |  | 7 | 0
254436614 | TNB | DISTRIBUTION | WP PUTRAJAYA & CYBERJAYA | Existing | RYB | 11 kV |  |  |  |  | 7X_500_1C_CU_PVC/PVC |  |  |  | 1.645 m |  |  |  | 7 | 0
254436622 | TNB | DISTRIBUTION | WP PUTRAJAYA & CYBERJAYA | Existing | RYB | 11 kV |  |  |  |  | 70_1C_AL_XLPE |  |  |  | 0.000 m |  |  |  | 3 | 0
254436794 | TNB | DISTRIBUTION | WP PUTRAJAYA & CYBERJAYA | Existing | RYB | 11 kV |  |  |  |  | 7X_500_1C_CU_PVC/PVC |  |  |  | 0.880 m |  |  |  | 7 | 0
254436798 | TNB | DISTRIBUTION | WP PUTRAJAYA & CYBERJAYA | Existing | RYB | 11 kV |  |  |  |  | 7X_300_1C_AL_PVC/PVC |  |  |  | 1.370 m |  |  |  | 7 | 0
254436802 | TNB | DISTRIBUTION | WP PUTRAJAYA & CYBERJAYA | Existing | RYB | 11 kV |  |  |  |  | 7X_500_1C_CU_PVC/PVC |  |  |  | 1.407 m |  |  |  | 7 | 0
254436806 | TNB | DISTRIBUTION | WP PUTRAJAYA & CYBERJAYA | Existing | RYB | 11 kV |  |  |  |  | 7X_500_1C_CU_PVC/PVC |  |  |  | 0.794 m |  |  |  | 7 | 0
254436810 | TNB | DISTRIBUTION | WP PUTRAJAYA & CYBERJAYA | Existing | RYB | 11 kV |  |  |  |  | 7X_500_1C_AL_PVC/PVC |  |  |  | 0.933 m |  |  |  | 7 | 0
254436822 | TNB | DISTRIBUTION | WP PUTRAJAYA & CYBERJAYA | Existing | RYB | 11 kV |  |  |  |  | 7X_500_1C_CU_PVC/PVC |  |  |  | 0.881 m |  |  |  | 7 | 0
254436826 | TNB | DISTRIBUTION | WP PUTRAJAYA & CYBERJAYA | Existing | RYB | 11 kV |  |  |  |  | 7X_500_1C_CU_PVC/PVC |  |  |  | 0.902 m |  |  |  | 7 | 0
254436830 | TNB | DISTRIBUTION | WP PUTRAJAYA & CYBERJAYA | Existing | RYB | 11 kV |  |  |  |  | 7X_500_1C_CU_PVC/PVC |  |  |  | 0.941 m |  |  |  | 7 | 0
254436834 | TNB | DISTRIBUTION | WP PUTRAJAYA & CYBERJAYA | Existing | RYB | 11 kV |  |  |  |  | 7X_500_1C_CU_PVC/PVC |  |  |  | 1.025 m |  |  |  | 7 | 0
254436838 | TNB | DISTRIBUTION | WP PUTRAJAYA & CYBERJAYA | Existing | RYB | 11 kV |  |  |  |  | 7X_500_1C_CU_PVC/PVC |  |  |  | 0.857 m |  |  |  | 7 | 0
254436842 | TNB | DISTRIBUTION | WP PUTRAJAYA & CYBERJAYA | Existing | RYB | 11 kV |  |  |  |  | 7X_500_1C_CU_PVC/PVC |  |  |  | 1.086 m |  |  |  | 7 | 0
254436846 | TNB | DISTRIBUTION | WP PUTRAJAYA & CYBERJAYA | Existing | RYB | 11 kV |  |  |  |  | 7X_500_1C_CU_PVC/PVC |  |  |  | 1.099 m |  |  |  | 7 | 0
254436850 | TNB | DISTRIBUTION | WP PUTRAJAYA & CYBERJAYA | Existing | RYB | 11 kV |  |  |  |  | 7X_500_1C_CU_PVC/PVC |  |  |  | 0.931 m |  |  |  | 7 | 0
254436854 | TNB | DISTRIBUTION | WP PUTRAJAYA & CYBERJAYA | Existing | RYB | 11 kV |  |  |  |  | 7X_500_1C_CU_PVC/PVC |  |  |  | 1.217 m |  |  |  | 7 | 0
254436866 | TNB | DISTRIBUTION | WP PUTRAJAYA & CYBERJAYA | Existing | RYB | 11 kV |  |  |  |  | 7X_500_1C_CU_PVC/PVC |  |  |  | 1.162 m |  |  |  | 7 | 0
254436878 | TNB | DISTRIBUTION | WP PUTRAJAYA & CYBERJAYA | Existing | RYB | 11 kV |  |  |  |  | 7X_500_1C_CU_PVC/PVC |  |  |  | 1.204 m |  |  |  | 7 | 0
254436882 | TNB | DISTRIBUTION | WP PUTRAJAYA & CYBERJAYA | Existing | RYB | 11 kV |  |  |  |  | 7X_500_1C_CU_PVC/PVC |  |  |  | 1.206 m |  |  |  | 7 | 0
254436886 | TNB | DISTRIBUTION | WP PUTRAJAYA & CYBERJAYA | Existing | RYB | 11 kV |  |  |  |  | 7X_500_1C_CU_PVC/PVC |  |  |  | 1.202 m |  |  |  | 7 | 0
254436890 | TNB | DISTRIBUTION | WP PUTRAJAYA & CYBERJAYA | Existing | RYB | 11 kV |  |  |  |  | 7X_500_1C_CU_PVC/PVC |  |  |  | 1.206 m |  |  |  | 7 | 0
254436894 | TNB | DISTRIBUTION | WP PUTRAJAYA & CYBERJAYA | Existing | RYB | 11 kV |  |  |  |  | 7X_500_1C_CU_PVC/PVC |  |  |  | 1.206 m |  |  |  | 7 | 0
254436898 | TNB | DISTRIBUTION | WP PUTRAJAYA & CYBERJAYA | Existing | RYB | 11 kV |  |  |  |  | 7X_500_1C_CU_PVC/PVC |  |  |  | 1.206 m |  |  |  | 7 | 0
254436902 | TNB | DISTRIBUTION | WP PUTRAJAYA & CYBERJAYA | Existing | RYB | 11 kV |  |  |  |  | 7X_500_1C_CU_PVC/PVC |  |  |  | 1.204 m |  |  |  | 7 | 0
254436934 | TNB | DISTRIBUTION | WP PUTRAJAYA & CYBERJAYA | Existing | RYB | 11 kV |  |  |  |  | 7X_500_1C_CU_PVC/PVC |  |  |  | 1.206 m |  |  |  | 7 | 0
254436942 | TNB | DISTRIBUTION | WP PUTRAJAYA & CYBERJAYA | Existing | RYB | 11 kV |  |  |  |  | 7X_500_1C_CU_PVC/PVC |  |  |  | 1.197 m |  |  |  | 7 | 0
254436946 | TNB | DISTRIBUTION | WP PUTRAJAYA & CYBERJAYA | Existing | RYB | 11 kV |  |  |  |  | 7X_500_1C_CU_PVC/PVC |  |  |  | 1.197 m |  |  |  | 7 | 0
254436950 | TNB | DISTRIBUTION | WP PUTRAJAYA & CYBERJAYA | Existing | RYB | 11 kV |  |  |  |  | 7X_500_1C_CU_PVC/PVC |  |  |  | 1.201 m |  |  |  | 7 | 0
254436954 | TNB | DISTRIBUTION | WP PUTRAJAYA & CYBERJAYA | Existing | RYB | 11 kV |  |  |  |  | 7X_500_1C_CU_PVC/PVC |  |  |  | 1.196 m |  |  |  | 7 | 0
254436958 | TNB | DISTRIBUTION | WP PUTRAJAYA & CYBERJAYA | Existing | RYB | 11 kV |  |  |  |  | 7X_500_1C_CU_PVC/PVC |  |  |  | 1.204 m |  |  |  | 7 | 0
254436962 | TNB | DISTRIBUTION | WP PUTRAJAYA & CYBERJAYA | Existing | RYB | 11 kV |  |  |  |  | 7X_500_1C_CU_PVC/PVC |  |  |  | 1.203 m |  |  |  | 7 | 0
254436966 | TNB | DISTRIBUTION | WP PUTRAJAYA & CYBERJAYA | Existing | RYB | 11 kV |  |  |  |  | 7X_500_1C_CU_PVC/PVC |  |  |  | 1.204 m |  |  |  | 7 | 0
254436970 | TNB | DISTRIBUTION | WP PUTRAJAYA & CYBERJAYA | Existing | RYB | 11 kV |  |  |  |  | 7X_500_1C_CU_PVC/PVC |  |  |  | 1.204 m |  |  |  | 7 | 0
254436974 | TNB | DISTRIBUTION | WP PUTRAJAYA & CYBERJAYA | Existing | RYB | 11 kV |  |  |  |  | 7X_500_1C_CU_PVC/PVC |  |  |  | 1.206 m |  |  |  | 7 | 0
254437254 | TNB | DISTRIBUTION | WP PUTRAJAYA & CYBERJAYA | Existing | RYB | 11 kV |  |  |  |  | 7X_500_1C_CU_PVC/PVC |  |  |  | 1.165 m |  |  |  | 7 | 0
254437262 | TNB | DISTRIBUTION | WP PUTRAJAYA & CYBERJAYA | Existing | RYB | 11 kV |  |  |  |  | 7X_500_1C_CU_PVC/PVC |  |  |  | 1.160 m |  |  |  | 7 | 0
254437686 | TNB | DISTRIBUTION | WP PUTRAJAYA & CYBERJAYA | Existing | RYB | 11 kV |  |  |  |  | 7X_500_1C_CU_PVC/PVC |  |  |  | 1.205 m |  |  |  | 7 | 0
254437690 | TNB | DISTRIBUTION | WP PUTRAJAYA & CYBERJAYA | Existing | RYB | 11 kV |  |  |  |  | 7X_500_1C_CU_PVC/PVC |  |  |  | 1.006 m |  |  |  | 7 | 0
254437694 | TNB | DISTRIBUTION | WP PUTRAJAYA & CYBERJAYA | Existing | RYB | 11 kV |  |  |  |  | 7X_500_1C_CU_PVC/PVC |  |  |  | 1.206 m |  |  |  | 7 | 0
254437698 | TNB | DISTRIBUTION | WP PUTRAJAYA & CYBERJAYA | Existing | RYB | 11 kV |  |  |  |  | 70_1C_AL_XLPE |  |  |  | 1.200 m |  |  |  | 3 | 0
254437702 | TNB | DISTRIBUTION | WP PUTRAJAYA & CYBERJAYA | Existing | RYB | 11 kV |  |  |  |  | 7X_500_1C_CU_PVC/PVC |  |  |  | 1.500 m |  |  |  | 7 | 0
254437706 | TNB | DISTRIBUTION | WP PUTRAJAYA & CYBERJAYA | Existing | RYB | 11 kV |  |  |  |  | 7X_500_1C_CU_PVC/PVC |  |  |  | 1.785 m |  |  |  | 7 | 0
254437710 | TNB | DISTRIBUTION | WP PUTRAJAYA & CYBERJAYA | Existing | RYB | 11 kV |  |  |  |  | 7X_500_1C_CU_PVC/PVC |  |  |  | 1.000 m |  |  |  | 7 | 0
254437714 | TNB | DISTRIBUTION | WP PUTRAJAYA & CYBERJAYA | Existing | RYB | 11 kV |  |  |  |  | 7X_500_1C_CU_PVC/PVC |  |  |  | 1.500 m |  |  |  | 7 | 0
254437718 | TNB | DISTRIBUTION | WP PUTRAJAYA & CYBERJAYA | Existing | RYB | 11 kV |  |  |  |  | 7X_500_1C_CU_PVC/PVC |  |  |  | 1.223 m |  |  |  | 7 | 0
254437722 | TNB | DISTRIBUTION | WP PUTRAJAYA & CYBERJAYA | Existing | RYB | 11 kV |  |  |  |  | 7X_500_1C_CU_PVC/PVC |  |  |  | 0.992 m |  |  |  | 7 | 0
254437726 | TNB | DISTRIBUTION | WP PUTRAJAYA & CYBERJAYA | Existing | RYB | 11 kV |  |  |  |  | 7X_500_1C_CU_PVC/PVC |  |  |  | 1.024 m |  |  |  | 7 | 0
254437734 | TNB | DISTRIBUTION | WP PUTRAJAYA & CYBERJAYA | Existing | RYB | 11 kV |  |  |  |  | 7X_500_1C_CU_PVC/PVC |  |  |  | 1.226 m |  |  |  | 7 | 0
254437738 | TNB | DISTRIBUTION | WP PUTRAJAYA & CYBERJAYA | Existing | RYB | 11 kV |  |  |  |  | 7X_500_1C_CU_PVC/PVC |  |  |  | 1.205 m |  |  |  | 7 | 0
254437758 | TNB | DISTRIBUTION | WP PUTRAJAYA & CYBERJAYA | Existing | RYB | 11 kV |  |  |  |  | 7X_500_1C_CU_PVC/PVC |  |  |  | 0.971 m |  |  |  | 7 | 0
254437766 | TNB | DISTRIBUTION | WP PUTRAJAYA & CYBERJAYA | Existing | RYB | 11 kV |  |  |  |  | 7X_500_1C_CU_PVC/PVC |  |  |  | 1.202 m |  |  |  | 7 | 0
254437770 | TNB | DISTRIBUTION | WP PUTRAJAYA & CYBERJAYA | Existing | RYB | 11 kV |  |  |  |  | 7X_500_1C_CU_PVC/PVC |  |  |  | 1.207 m |  |  |  | 7 | 0
254437774 | TNB | DISTRIBUTION | WP PUTRAJAYA & CYBERJAYA | Existing | RYB | 11 kV |  |  |  |  | 7X_500_1C_AL_PVC/PVC |  |  |  | 1.095 m |  |  |  | 7 | 0
254437790 | TNB | DISTRIBUTION | WP PUTRAJAYA & CYBERJAYA | Existing | RYB | 11 kV |  |  |  |  | 7X_500_1C_CU_PVC/PVC |  |  |  | 0.969 m |  |  |  | 7 | 0
254437830 | TNB | DISTRIBUTION | WP PUTRAJAYA & CYBERJAYA | Existing | RYB | 11 kV |  |  |  |  | 7X_500_1C_CU_PVC/PVC |  |  |  | 1.204 m |  |  |  | 7 | 0
254437834 | TNB | DISTRIBUTION | WP PUTRAJAYA & CYBERJAYA | Existing | RYB | 11 kV |  |  |  |  | 7X_300_1C_AL_PVC/PVC |  |  |  | 1.200 m |  |  |  | 7 | 0
254437842 | TNB | DISTRIBUTION | WP PUTRAJAYA & CYBERJAYA | Existing | RYB | 11 kV |  |  |  |  | 7X_500_1C_CU_PVC/PVC |  |  |  | 1.210 m |  |  |  | 7 | 0
254437850 | TNB | DISTRIBUTION | WP PUTRAJAYA & CYBERJAYA | Existing | RYB | 11 kV |  |  |  |  | 7X_500_1C_CU_PVC/PVC |  |  |  | 1.209 m |  |  |  | 7 | 0
254437854 | TNB | DISTRIBUTION | WP PUTRAJAYA & CYBERJAYA | Existing | RYB | 11 kV |  |  |  |  | 7X_500_1C_CU_PVC/PVC |  |  |  | 1.209 m |  |  |  | 7 | 0
254437858 | TNB | DISTRIBUTION | WP PUTRAJAYA & CYBERJAYA | Existing | RYB | 11 kV |  |  |  |  | 7X_500_1C_CU_PVC/PVC |  |  |  | 1.211 m |  |  |  | 7 | 0
254437862 | TNB | DISTRIBUTION | WP PUTRAJAYA & CYBERJAYA | Existing | RYB | 11 kV |  |  |  |  | 7X_500_1C_CU_PVC/PVC |  |  |  | 1.206 m |  |  |  | 7 | 0
254437866 | TNB | DISTRIBUTION | WP PUTRAJAYA & CYBERJAYA | Existing | RYB | 11 kV |  |  |  |  | 7X_500_1C_CU_PVC/PVC |  |  |  | 1.207 m |  |  |  | 7 | 0
254437870 | TNB | DISTRIBUTION | WP PUTRAJAYA & CYBERJAYA | Existing | RYB | 11 kV |  |  |  |  | 7X_500_1C_CU_PVC/PVC |  |  |  | 1.205 m |  |  |  | 7 | 0
254437874 | TNB | DISTRIBUTION | WP PUTRAJAYA & CYBERJAYA | Existing | RYB | 11 kV |  |  |  |  | 7X_500_1C_CU_PVC/PVC |  |  |  | 1.198 m |  |  |  | 7 | 0
254447058 | TNB | DISTRIBUTION | WP PUTRAJAYA & CYBERJAYA | Existing | RYB | 11 kV |  |  |  |  | 7X_500_1C_CU_PVC/PVC |  |  |  | 1.204 m |  |  |  | 7 | 0
254455226 | TNB | DISTRIBUTION | WP PUTRAJAYA & CYBERJAYA | Existing | RYB | 11 kV |  |  |  |  | 7X_500_1C_CU_PVC/PVC |  |  |  | 1.206 m |  |  |  | 7 | 0
254457362 | TNB | DISTRIBUTION | WP PUTRAJAYA & CYBERJAYA | Existing | RYB | 11 kV |  |  |  |  | 7X_500_1C_CU_PVC/PVC |  |  |  | 1.143 m |  |  |  | 7 | 0
254457370 | TNB | DISTRIBUTION | WP PUTRAJAYA & CYBERJAYA | Existing | RYB | 11 kV |  |  |  |  | 70_1C_AL_XLPE |  |  |  | 1.378 m |  |  |  | 3 | 0
254457374 | TNB | DISTRIBUTION | WP PUTRAJAYA & CYBERJAYA | Existing | RYB | 11 kV |  |  |  |  | 7X_500_1C_CU_PVC/PVC |  |  |  | 1.504 m |  |  |  | 7 | 0
254457378 | TNB | DISTRIBUTION | WP PUTRAJAYA & CYBERJAYA | Existing | RYB | 11 kV |  |  |  |  | 70_1C_AL_XLPE |  |  |  | 1.476 m |  |  |  | 3 | 0
254457390 | TNB | DISTRIBUTION | WP PUTRAJAYA & CYBERJAYA | Existing | RYB | 11 kV |  |  |  |  | 7X_500_1C_CU_PVC/PVC |  |  |  | 0.971 m |  |  |  | 7 | 0
254457402 | TNB | DISTRIBUTION | WP PUTRAJAYA & CYBERJAYA | Existing | RYB | 11 kV |  |  |  |  | 7X_500_1C_CU_PVC/PVC |  |  |  | 1.016 m |  |  |  | 7 | 0
254457406 | TNB | DISTRIBUTION | WP PUTRAJAYA & CYBERJAYA | Existing | RYB | 11 kV |  |  |  |  | 7X_500_1C_CU_PVC/PVC |  |  |  | 1.010 m |  |  |  | 7 | 0
254457426 | TNB | DISTRIBUTION | WP PUTRAJAYA & CYBERJAYA | Existing | RYB | 11 kV |  |  |  |  | 7X_500_1C_CU_PVC/PVC |  |  |  | 1.134 m |  |  |  | 7 | 0
254457950 | TNB | DISTRIBUTION | WP PUTRAJAYA & CYBERJAYA | Existing | RYB | 11 kV |  |  |  |  | 7X_500_1C_CU_PVC/PVC |  |  |  | 1.207 m |  |  |  | 7 | 0
254457954 | TNB | DISTRIBUTION | WP PUTRAJAYA & CYBERJAYA | Existing | RYB | 11 kV |  |  |  |  | 7X_500_1C_CU_PVC/PVC |  |  |  | 1.205 m |  |  |  | 7 | 0
254457958 | TNB | DISTRIBUTION | WP PUTRAJAYA & CYBERJAYA | Existing | RYB | 11 kV |  |  |  |  | 7X_500_1C_CU_PVC/PVC |  |  |  | 1.208 m |  |  |  | 7 | 0
254457962 | TNB | DISTRIBUTION | WP PUTRAJAYA & CYBERJAYA | Existing | RYB | 11 kV |  |  |  |  | 7X_500_1C_CU_PVC/PVC |  |  |  | 1.207 m |  |  |  | 7 | 0
254457966 | TNB | DISTRIBUTION | WP PUTRAJAYA & CYBERJAYA | Existing | RYB | 11 kV |  |  |  |  | 7X_500_1C_CU_PVC/PVC |  |  |  | 1.205 m |  |  |  | 7 | 0
254458422 | TNB | DISTRIBUTION | WP PUTRAJAYA & CYBERJAYA | Existing | RYB | 11 kV |  |  |  |  | 7X_500_1C_AL_PVC/PVC |  |  |  | 1.205 m |  |  |  | 7 | 0
254458426 | TNB | DISTRIBUTION | WP PUTRAJAYA & CYBERJAYA | Existing | RYB | 11 kV |  |  |  |  | 7X_500_1C_CU_PVC/PVC |  |  |  | 1.206 m |  |  |  | 7 | 0
254458430 | TNB | DISTRIBUTION | WP PUTRAJAYA & CYBERJAYA | Existing | RYB | 11 kV |  |  |  |  | 7X_500_1C_CU_PVC/PVC |  |  |  | 1.203 m |  |  |  | 7 | 0
254458434 | TNB | DISTRIBUTION | WP PUTRAJAYA & CYBERJAYA | Existing | RYB | 11 kV |  |  |  |  | 7X_500_1C_CU_PVC/PVC |  |  |  | 1.205 m |  |  |  | 7 | 0
254458438 | TNB | DISTRIBUTION | WP PUTRAJAYA & CYBERJAYA | Existing | RYB | 11 kV |  |  |  |  | 7X_500_1C_CU_PVC/PVC |  |  |  | 1.209 m |  |  |  | 7 | 0
254458958 | TNB | DISTRIBUTION | WP PUTRAJAYA & CYBERJAYA | Existing | RYB | 11 kV |  |  |  |  | 7X_500_1C_CU_PVC/PVC |  |  |  | 1.171 m |  |  |  | 7 | 0
254458970 | TNB | DISTRIBUTION | WP PUTRAJAYA & CYBERJAYA | Existing | RYB | Unknown |  |  |  |  | 7X_500_1C_CU_PVC/PVC |  |  |  | 1.176 m |  |  |  | 7 | 0
254458974 | TNB | DISTRIBUTION | WP PUTRAJAYA & CYBERJAYA | Existing | RYB | 11 kV |  |  |  |  | 7X_500_1C_CU_PVC/PVC |  |  |  | 1.203 m |  |  |  | 7 | 0
254458982 | TNB | DISTRIBUTION | WP PUTRAJAYA & CYBERJAYA | Existing | RYB | 11 kV |  |  |  |  | 7X_500_1C_CU_PVC/PVC |  |  |  | 1.200 m |  |  |  | 7 | 0
254458986 | TNB | DISTRIBUTION | WP PUTRAJAYA & CYBERJAYA | Existing | RYB | 11 kV |  |  |  |  | 7X_500_1C_CU_PVC/PVC |  |  |  | 1.161 m |  |  |  | 7 | 0
254458990 | TNB | DISTRIBUTION | WP PUTRAJAYA & CYBERJAYA | Existing | RYB | 11 kV |  |  |  |  | 70_1C_AL_XLPE |  |  |  | 1.355 m |  |  |  | 3 | 0
254458994 | TNB | DISTRIBUTION | WP PUTRAJAYA & CYBERJAYA | Existing | RYB | 11 kV |  |  |  |  | 7X_500_1C_CU_PVC/PVC |  |  |  | 1.366 m |  |  |  | 7 | 0
254458998 | TNB | DISTRIBUTION | WP PUTRAJAYA & CYBERJAYA | Existing | RYB | 11 kV |  |  |  |  | 7X_500_1C_CU_PVC/PVC |  |  |  | 1.000 m |  |  |  | 7 | 0
254459002 | TNB | DISTRIBUTION | WP PUTRAJAYA & CYBERJAYA | Existing | RYB | 11 kV |  |  |  |  | 70_1C_AL_XLPE |  |  |  | 1.000 m |  |  |  | 3 | 0
254459006 | TNB | DISTRIBUTION | WP PUTRAJAYA & CYBERJAYA | Existing | RYB | 11 kV |  |  |  |  | 7X_500_1C_CU_PVC/PVC |  |  |  | 1.161 m |  |  |  | 7 | 0
254459010 | TNB | DISTRIBUTION | WP PUTRAJAYA & CYBERJAYA | Existing | RYB | 11 kV |  |  |  |  | 7X_500_1C_CU_PVC/PVC |  |  |  | 1.161 m |  |  |  | 7 | 0
254459726 | TNB | DISTRIBUTION | WP PUTRAJAYA & CYBERJAYA | Existing | RYB | 11 kV |  |  |  |  | 7X_500_1C_CU_PVC/PVC |  |  |  | 1.193 m |  |  |  | 7 | 0
254459730 | TNB | DISTRIBUTION | WP PUTRAJAYA & CYBERJAYA | Existing | RYB | 11 kV |  |  |  |  | 7X_500_1C_CU_PVC/PVC |  |  |  | 1.201 m |  |  |  | 7 | 0
254459738 | TNB | DISTRIBUTION | WP PUTRAJAYA & CYBERJAYA | Existing | RYB | 11 kV |  |  |  |  | 7X_300_1C_AL_PVC/PVC |  |  |  | 1.098 m |  |  |  | 7 | 0
254459770 | TNB | DISTRIBUTION | WP PUTRAJAYA & CYBERJAYA | Existing | RYB | 11 kV |  |  |  |  | 7X_500_1C_CU_PVC/PVC |  |  |  | 1.182 m |  |  |  | 7 | 0
254459774 | TNB | DISTRIBUTION | WP PUTRAJAYA & CYBERJAYA | Existing | RYB | 11 kV |  |  |  |  | 7X_500_1C_CU_PVC/PVC |  |  |  | 1.181 m |  |  |  | 7 | 0
254459778 | TNB | DISTRIBUTION | WP PUTRAJAYA & CYBERJAYA | Existing | RYB | 11 kV |  |  |  |  | 7X_500_1C_CU_PVC/PVC |  |  |  | 1.338 m |  |  |  | 7 | 0
254466310 | TNB | DISTRIBUTION | WP PUTRAJAYA & CYBERJAYA | Existing | RYB | 11 kV |  |  |  |  | 7X_500_1C_CU_PVC/PVC |  |  |  | 1.208 m |  |  |  | 7 | 0
254466314 | TNB | DISTRIBUTION | WP PUTRAJAYA & CYBERJAYA | Existing | RYB | 11 kV |  |  |  |  | 7X_500_1C_CU_PVC/PVC |  |  |  | 1.209 m |  |  |  | 7 | 0
254502400 | TNB | DISTRIBUTION | WP PUTRAJAYA & CYBERJAYA | Existing | RYB | 11 kV |  |  |  |  | 7X_300_1C_AL_PVC/PVC |  |  |  | 0.996 m |  |  |  | 7 | 0
254502940 | TNB | DISTRIBUTION | WP PUTRAJAYA & CYBERJAYA | Existing | RYB | 11 kV |  |  |  |  | 7X_500_1C_CU_PVC/PVC |  |  |  | 1.206 m |  |  |  | 7 | 0
254505020 | TNB | DISTRIBUTION | WP PUTRAJAYA & CYBERJAYA | Existing | RYB | 11 kV |  |  |  |  | 7X_500_1C_CU_PVC/PVC |  |  |  | 1.187 m |  |  |  | 7 | 0
254505024 | TNB | DISTRIBUTION | WP PUTRAJAYA & CYBERJAYA | Existing | RYB | 11 kV |  |  |  |  | 7X_500_1C_CU_PVC/PVC |  |  |  | 1.207 m |  |  |  | 7 | 0
254505404 | TNB | DISTRIBUTION | WP PUTRAJAYA & CYBERJAYA | Existing | RYB | 11 kV |  |  |  |  | 7X_500_1C_CU_PVC/PVC |  |  |  | 1.205 m |  |  |  | 7 | 0
254506076 | TNB | DISTRIBUTION | WP PUTRAJAYA & CYBERJAYA | Existing | RYB | 11 kV |  |  |  |  | 7X_500_1C_CU_PVC/PVC |  |  |  | 1.198 m |  |  |  | 7 | 0
254507148 | TNB | DISTRIBUTION | WP PUTRAJAYA & CYBERJAYA | Existing | RYB | 11 kV |  |  |  |  | 7X_500_1C_CU_PVC/PVC |  |  |  | 1.196 m |  |  |  | 7 | 0
254507196 | TNB | DISTRIBUTION | WP PUTRAJAYA & CYBERJAYA | Existing | RYB | 11 kV |  |  |  |  | 7X_500_1C_CU_PVC/PVC |  |  |  | 1.205 m |  |  |  | 7 | 0
254508072 | TNB | DISTRIBUTION | WP PUTRAJAYA & CYBERJAYA | Existing | RYB | 11 kV |  |  |  |  | 7X_500_1C_CU_PVC/PVC |  |  |  | 1.142 m |  |  |  | 7 | 0
254510704 | TNB | DISTRIBUTION | WP PUTRAJAYA & CYBERJAYA | Existing | RYB | 11 kV |  |  |  |  | 7X_500_1C_CU_PVC/PVC |  |  |  | 1.161 m |  |  |  | 7 | 0
254510768 | TNB | DISTRIBUTION | WP PUTRAJAYA & CYBERJAYA | Existing | RYB | 11 kV |  |  |  |  | 7X_300_1C_AL_PVC/PVC |  |  |  | 1.114 m |  |  |  | 7 | 0
254510772 | TNB | DISTRIBUTION | WP PUTRAJAYA & CYBERJAYA | Existing | RYB | 11 kV |  |  |  |  | 7X_500_1C_CU_PVC/PVC |  |  |  | 0.898 m |  |  |  | 7 | 0
254510776 | TNB | DISTRIBUTION | WP PUTRAJAYA & CYBERJAYA | Existing | RYB | 11 kV |  |  |  |  | 7X_500_1C_CU_PVC/PVC |  |  |  | 0.890 m |  |  |  | 7 | 0
254510780 | TNB | DISTRIBUTION | WP PUTRAJAYA & CYBERJAYA | Existing | RYB | 11 kV |  |  |  |  | 7X_500_1C_CU_PVC/PVC |  |  |  | 0.946 m |  |  |  | 7 | 0
254511560 | TNB | DISTRIBUTION | WP PUTRAJAYA & CYBERJAYA | Existing | RYB | 11 kV |  |  |  |  | 7X_300_1C_AL_PVC/PVC |  |  |  | 1.293 m |  |  |  | 7 | 0
254511564 | TNB | DISTRIBUTION | WP PUTRAJAYA & CYBERJAYA | Existing | RYB | 11 kV |  |  |  |  | 7X_500_1C_CU_PVC/PVC |  |  |  | 1.196 m |  |  |  | 7 | 0
254511620 | TNB | DISTRIBUTION | WP PUTRAJAYA & CYBERJAYA | Existing | RYB | 11 kV |  |  |  |  | 7X_500_1C_CU_PVC/PVC |  |  |  | 1.198 m |  |  |  | 7 | 0
254511624 | TNB | DISTRIBUTION | WP PUTRAJAYA & CYBERJAYA | Existing | RYB | 11 kV |  |  |  |  | 7X_500_1C_CU_PVC/PVC |  |  |  | 1.205 m |  |  |  | 7 | 0
254511628 | TNB | DISTRIBUTION | WP PUTRAJAYA & CYBERJAYA | Existing | RYB | 11 kV |  |  |  |  | 7X_500_1C_CU_PVC/PVC |  |  |  | 1.211 m |  |  |  | 7 | 0
254512196 | TNB | DISTRIBUTION | WP PUTRAJAYA & CYBERJAYA | Existing | RYB | 11 kV |  |  |  |  | 7X_500_1C_CU_PVC/PVC |  |  |  | 0.920 m |  |  |  | 7 | 0
254512200 | TNB | DISTRIBUTION | WP PUTRAJAYA & CYBERJAYA | Existing | RYB | 11 kV |  |  |  |  | 7X_500_1C_AL_PVC/PVC |  |  |  | 0.983 m |  |  |  | 7 | 0
254512204 | TNB | DISTRIBUTION | WP PUTRAJAYA & CYBERJAYA | Existing | RYB | 11 kV |  |  |  |  | 7X_500_1C_CU_PVC/PVC |  |  |  | 0.669 m |  |  |  | 7 | 0
254512212 | TNB | DISTRIBUTION | WP PUTRAJAYA & CYBERJAYA | Existing | RYB | 11 kV |  |  |  |  | 7X_300_1C_AL_PVC/PVC |  |  |  | 1.013 m |  |  |  | 7 | 0
254512956 | TNB | DISTRIBUTION | WP PUTRAJAYA & CYBERJAYA | Existing | RYB | 11 kV |  |  |  |  | 7X_500_1C_CU_PVC/PVC |  |  |  | 1.558 m |  |  |  | 7 | 0
254512968 | TNB | DISTRIBUTION | WP PUTRAJAYA & CYBERJAYA | Existing | RYB | 11 kV |  |  |  |  | 7X_500_1C_CU_PVC/PVC |  |  |  | 1.146 m |  |  |  | 7 | 0
254512972 | TNB | DISTRIBUTION | WP PUTRAJAYA & CYBERJAYA | Existing | RYB | 11 kV |  |  |  |  | 7X_500_1C_CU_PVC/PVC |  |  |  | 1.332 m |  |  |  | 7 | 0
254512976 | TNB | DISTRIBUTION | WP PUTRAJAYA & CYBERJAYA | Existing | RYB | 11 kV |  |  |  |  | 7X_500_1C_CU_PVC/PVC |  |  |  | 1.206 m |  |  |  | 7 | 0
254512980 | TNB | DISTRIBUTION | WP PUTRAJAYA & CYBERJAYA | Existing | RYB | 11 kV |  |  |  |  | 7X_500_1C_CU_PVC/PVC |  |  |  | 1.206 m |  |  |  | 7 | 0
254512984 | TNB | DISTRIBUTION | WP PUTRAJAYA & CYBERJAYA | Existing | RYB | 11 kV |  |  |  |  | 7X_500_1C_CU_PVC/PVC |  |  |  | 1.205 m |  |  |  | 7 | 0
254512988 | TNB | DISTRIBUTION | WP PUTRAJAYA & CYBERJAYA | Existing | RYB | 11 kV |  |  |  |  | 7X_500_1C_CU_PVC/PVC |  |  |  | 0.929 m |  |  |  | 7 | 0
254512992 | TNB | DISTRIBUTION | WP PUTRAJAYA & CYBERJAYA | Existing | RYB | 11 kV |  |  |  |  | 7X_500_1C_CU_PVC/PVC |  |  |  | 1.519 m |  |  |  | 7 | 0
254512996 | TNB | DISTRIBUTION | WP PUTRAJAYA & CYBERJAYA | Existing | RYB | 11 kV |  |  |  |  | 7X_500_1C_CU_PVC/PVC |  |  |  | 1.200 m |  |  |  | 7 | 0
254513000 | TNB | DISTRIBUTION | WP PUTRAJAYA & CYBERJAYA | Existing | RYB | 11 kV |  |  |  |  | 7X_500_1C_CU_PVC/PVC |  |  |  | 1.204 m |  |  |  | 7 | 0
254514312 | TNB | DISTRIBUTION | WP PUTRAJAYA & CYBERJAYA | Existing | RYB | 11 kV |  |  |  |  | 7X_500_1C_CU_PVC/PVC |  |  |  | 1.204 m |  |  |  | 7 | 0
254514956 | TNB | DISTRIBUTION | WP PUTRAJAYA & CYBERJAYA | Existing | RYB | 11 kV |  |  |  |  | 7X_500_1C_CU_PVC/PVC |  |  |  | 1.206 m |  |  |  | 7 | 0
254517156 | TNB | DISTRIBUTION | WP PUTRAJAYA & CYBERJAYA | Existing | RYB | 11 kV |  |  |  |  | 7X_500_1C_CU_PVC/PVC |  |  |  | 1.151 m |  |  |  | 7 | 0
254521520 | TNB | DISTRIBUTION | WP PUTRAJAYA & CYBERJAYA | Existing | RYB | 11 kV |  |  |  |  | 7X_500_1C_CU_PVC/PVC |  |  |  | 0.894 m |  |  |  | 7 | 0
254521524 | TNB | DISTRIBUTION | WP PUTRAJAYA & CYBERJAYA | Existing | RYB | 11 kV |  |  |  |  | 7X_500_1C_CU_PVC/PVC |  |  |  | 1.143 m |  |  |  | 7 | 0
254521892 | TNB | DISTRIBUTION | WP PUTRAJAYA & CYBERJAYA | Existing | RYB | 11 kV |  |  |  |  | 7X_500_1C_CU_PVC/PVC |  |  |  | 1.205 m |  |  |  | 7 | 0
254521896 | TNB | DISTRIBUTION | WP PUTRAJAYA & CYBERJAYA | Existing | RYB | 11 kV |  |  |  |  | 7X_500_1C_AL_PVC/PVC |  |  |  | 1.205 m |  |  |  | 7 | 0
254521900 | TNB | DISTRIBUTION | WP PUTRAJAYA & CYBERJAYA | Existing | RYB | 11 kV |  |  |  |  | 7X_500_1C_CU_PVC/PVC |  |  |  | 1.206 m |  |  |  | 7 | 0
254526536 | TNB | DISTRIBUTION | WP PUTRAJAYA & CYBERJAYA | Existing | RYB | 11 kV |  |  |  |  | 7X_500_1C_CU_PVC/PVC |  |  |  | 1.038 m |  |  |  | 7 | 0
254527224 | TNB | DISTRIBUTION | WP PUTRAJAYA & CYBERJAYA | Existing | RYB | 11 kV |  |  |  |  | 7X_500_1C_CU_PVC/PVC |  |  |  | 1.205 m |  |  |  | 7 | 0
254527424 | TNB | DISTRIBUTION | WP PUTRAJAYA & CYBERJAYA | Existing | RYB | 11 kV |  |  |  |  | 7X_500_1C_CU_PVC/PVC |  |  |  | 1.206 m |  |  |  | 7 | 0
254528397 | TNB | DISTRIBUTION | WP PUTRAJAYA & CYBERJAYA | Existing | RYB | 11 kV |  |  |  |  | 7X_500_1C_CU_PVC/PVC |  |  |  | 1.194 m |  |  |  | 7 | 0
254530645 | TNB | DISTRIBUTION | WP PUTRAJAYA & CYBERJAYA | Existing | RYB | 11 kV |  |  |  |  | 7X_500_1C_CU_PVC/PVC |  |  |  | 1.130 m |  |  |  | 7 | 0
254530653 | TNB | DISTRIBUTION | WP PUTRAJAYA & CYBERJAYA | Existing | RYB | 11 kV |  |  |  |  | 7X_500_1C_CU_PVC/PVC |  |  |  | 1.205 m |  |  |  | 7 | 0
254535109 | TNB | DISTRIBUTION | WP PUTRAJAYA & CYBERJAYA | Existing | RYB | 11 kV |  |  |  |  | 7X_500_1C_CU_PVC/PVC |  |  |  | 1.197 m |  |  |  | 7 | 0
254535405 | TNB | DISTRIBUTION | WP PUTRAJAYA & CYBERJAYA | Existing | RYB | 11 kV |  |  |  |  | 7X_500_1C_CU_PVC/PVC |  |  |  | 1.098 m |  |  |  | 7 | 0
254537517 | TNB | DISTRIBUTION | WP PUTRAJAYA & CYBERJAYA | Existing | RYB | 11 kV |  |  |  |  | 7X_500_1C_CU_PVC/PVC |  |  |  | 1.913 m |  |  |  | 7 | 0
254539705 | TNB | DISTRIBUTION | WP PUTRAJAYA & CYBERJAYA | Existing | RYB | 11 kV |  |  |  |  | 7X_500_1C_CU_PVC/PVC |  |  |  | 0.838 m |  |  |  | 7 | 0
254539713 | TNB | DISTRIBUTION | WP PUTRAJAYA & CYBERJAYA | Existing | RYB | 11 kV |  |  |  |  | 7X_300_1C_AL_PVC/PVC |  |  |  | 1.047 m |  |  |  | 7 | 0
254539721 | TNB | DISTRIBUTION | WP PUTRAJAYA & CYBERJAYA | Existing | RYB | 11 kV |  |  |  |  | 7X_500_1C_AL_PVC/PVC |  |  |  | 0.905 m |  |  |  | 7 | 0
254539733 | TNB | DISTRIBUTION | WP PUTRAJAYA & CYBERJAYA | Existing | RYB | 11 kV |  |  |  |  | 7X_500_1C_CU_PVC/PVC |  |  |  | 1.165 m |  |  |  | 7 | 0
254543397 | TNB | DISTRIBUTION | WP PUTRAJAYA & CYBERJAYA | Existing | RYB | 11 kV |  |  |  |  | 7X_500_1C_CU_PVC/PVC |  |  |  | 1.057 m |  |  |  | 7 | 0
254543729 | TNB | DISTRIBUTION | WP PUTRAJAYA & CYBERJAYA | Existing | RYB | 11 kV |  |  |  |  | 7X_500_1C_CU_PVC/PVC |  |  |  | 1.551 m |  |  |  | 7 | 0
254543737 | TNB | DISTRIBUTION | WP PUTRAJAYA & CYBERJAYA | Existing | RYB | 11 kV |  |  |  |  | 7X_500_1C_CU_PVC/PVC |  |  |  | 1.206 m |  |  |  | 7 | 0
254543745 | TNB | DISTRIBUTION | WP PUTRAJAYA & CYBERJAYA | Existing | RYB | 11 kV |  |  |  |  | 7X_500_1C_CU_PVC/PVC |  |  |  | 1.206 m |  |  |  | 7 | 0
254543753 | TNB | DISTRIBUTION | WP PUTRAJAYA & CYBERJAYA | Existing | RYB | 11 kV |  |  |  |  | 7X_500_1C_CU_PVC/PVC |  |  |  | 1.204 m |  |  |  | 7 | 0
254544441 | TNB | DISTRIBUTION | WP PUTRAJAYA & CYBERJAYA | Existing | RYB | 11 kV |  | Class C |  |  | 7X_500_1C_CU_PVC/PVC |  |  |  | 0.959 m |  |  |  | 7 | 0
254545837 | TNB | DISTRIBUTION | WP PUTRAJAYA & CYBERJAYA | Existing | RYB | 11 kV |  |  |  |  | 7X_500_1C_CU_PVC/PVC |  |  |  | 0.897 m |  |  |  | 7 | 0
254547293 | TNB | DISTRIBUTION | WP PUTRAJAYA & CYBERJAYA | Existing | RYB | 11 kV |  |  |  |  | 7X_300_1C_AL_PVC/PVC |  |  |  | 1.253 m |  |  |  | 7 | 0
254547317 | TNB | DISTRIBUTION | WP PUTRAJAYA & CYBERJAYA | Existing | RYB | 11 kV |  |  |  |  | 7X_500_1C_CU_PVC/PVC |  |  |  | 1.097 m |  |  |  | 7 | 0
254547333 | TNB | DISTRIBUTION | WP PUTRAJAYA & CYBERJAYA | Existing | RYB | 11 kV |  |  |  |  | 7X_500_1C_CU_PVC/PVC |  |  |  | 1.205 m |  |  |  | 7 | 0
254547337 | TNB | DISTRIBUTION | WP PUTRAJAYA & CYBERJAYA | Existing | RYB | 11 kV |  |  |  |  | 7X_500_1C_CU_PVC/PVC |  |  |  | 1.217 m |  |  |  | 7 | 0
254547381 | TNB | DISTRIBUTION | WP PUTRAJAYA & CYBERJAYA | Existing | RYB | 11 kV |  |  |  |  | 7X_500_1C_AL_PVC/PVC |  |  |  | 1.205 m |  |  |  | 7 | 0
254547433 | TNB | DISTRIBUTION | WP PUTRAJAYA & CYBERJAYA | Existing | RYB | 11 kV |  |  |  |  | 7X_500_1C_CU_PVC/PVC |  |  |  | 0.976 m |  |  |  | 7 | 0
254548761 | TNB | DISTRIBUTION | WP PUTRAJAYA & CYBERJAYA | Existing | RYB | 11 kV |  |  |  |  | 7X_500_1C_CU_PVC/PVC |  |  |  | 1.205 m |  |  |  | 7 | 0
254549517 | TNB | DISTRIBUTION | WP PUTRAJAYA & CYBERJAYA | Existing | RYB | 11 kV |  |  |  |  | 7X_300_1C_AL_PVC/PVC |  |  |  | 2.336 m |  |  |  | 7 | 0
254549521 | TNB | DISTRIBUTION | WP PUTRAJAYA & CYBERJAYA | Existing | RYB | 11 kV |  |  |  |  | 7X_500_1C_CU_PVC/PVC |  |  |  | 0.841 m |  |  |  | 7 | 0
254549529 | TNB | DISTRIBUTION | WP PUTRAJAYA & CYBERJAYA | Existing | RYB | 11 kV |  |  |  |  | 7X_500_1C_CU_PVC/PVC |  |  |  | 1.716 m |  |  |  | 7 | 0
254549537 | TNB | DISTRIBUTION | WP PUTRAJAYA & CYBERJAYA | Existing | RYB | 11 kV |  |  |  |  | 7X_300_1C_AL_PVC/PVC |  |  |  | 0.958 m |  |  |  | 7 | 0
254549541 | TNB | DISTRIBUTION | WP PUTRAJAYA & CYBERJAYA | Existing | RYB | 11 kV |  |  |  |  | 7X_300_1C_AL_PVC/PVC |  |  |  | 1.082 m |  |  |  | 7 | 0
254549569 | TNB | DISTRIBUTION | WP PUTRAJAYA & CYBERJAYA | Existing | RYB | 11 kV |  |  |  |  | 7X_500_1C_CU_PVC/PVC |  |  |  | 1.206 m |  |  |  | 7 | 0
254549581 | TNB | DISTRIBUTION | WP PUTRAJAYA & CYBERJAYA | Existing | RYB | 11 kV |  |  |  |  | 7X_500_1C_CU_PVC/PVC |  |  |  | 1.199 m |  |  |  | 7 | 0
254550217 | TNB | DISTRIBUTION | WP PUTRAJAYA & CYBERJAYA | Existing | RYB | 11 kV |  |  |  |  | 7X_500_1C_CU_PVC/PVC |  |  |  | 1.204 m |  |  |  | 7 | 0
254550221 | TNB | DISTRIBUTION | WP PUTRAJAYA & CYBERJAYA | Existing | RYB | 11 kV |  |  |  |  | 7X_500_1C_CU_PVC/PVC |  |  |  | 1.204 m |  |  |  | 7 | 0
254550229 | TNB | DISTRIBUTION | WP PUTRAJAYA & CYBERJAYA | Existing | RYB | 11 kV |  |  |  |  | 7X_500_1C_CU_PVC/PVC |  |  |  | 1.198 m |  |  |  | 7 | 0
254550241 | TNB | DISTRIBUTION | WP PUTRAJAYA & CYBERJAYA | Existing | RYB | 11 kV |  |  |  |  | 7X_500_1C_CU_PVC/PVC |  |  |  | 1.206 m |  |  |  | 7 | 0
254550245 | TNB | DISTRIBUTION | WP PUTRAJAYA & CYBERJAYA | Existing | RYB | 11 kV |  |  |  |  | 7X_500_1C_CU_PVC/PVC |  |  |  | 1.206 m |  |  |  | 7 | 0
254550265 | TNB | DISTRIBUTION | WP PUTRAJAYA & CYBERJAYA | Existing | RYB | 11 kV |  |  |  |  | 7X_500_1C_CU_PVC/PVC |  |  |  | 1.204 m |  |  |  | 7 | 0
254550289 | TNB | DISTRIBUTION | WP PUTRAJAYA & CYBERJAYA | Existing | RYB | 11 kV |  |  |  |  | 7X_500_1C_CU_PVC/PVC |  |  |  | 1.205 m |  |  |  | 7 | 0
254550301 | TNB | DISTRIBUTION | WP PUTRAJAYA & CYBERJAYA | Existing | RYB | 11 kV |  |  |  |  | 7X_500_1C_CU_PVC/PVC |  |  |  | 1.204 m |  |  |  | 7 | 0
254550461 | TNB | DISTRIBUTION | WP PUTRAJAYA & CYBERJAYA | Existing | RYB | 11 kV |  |  |  |  | 7X_500_1C_CU_PVC/PVC |  |  |  | 2.045 m |  |  |  | 7 | 0
254550481 | TNB | DISTRIBUTION | WP PUTRAJAYA & CYBERJAYA | Existing | RYB | 11 kV |  |  |  |  | 7X_500_1C_CU_PVC/PVC |  |  |  | 1.148 m |  |  |  | 7 | 0
254550893 | TNB | DISTRIBUTION | WP PUTRAJAYA & CYBERJAYA | Existing | RYB | 11 kV |  |  |  |  | 7X_500_1C_CU_PVC/PVC |  |  |  | 1.045 m |  |  |  | 7 | 0
254552329 | TNB | DISTRIBUTION | WP PUTRAJAYA & CYBERJAYA | Existing | RYB | 11 kV |  |  |  |  | 7X_500_1C_CU_PVC/PVC |  |  |  | 1.205 m |  |  |  | 7 | 0
254552333 | TNB | DISTRIBUTION | WP PUTRAJAYA & CYBERJAYA | Existing | RYB | 11 kV |  |  |  |  | 7X_500_1C_CU_PVC/PVC |  |  |  | 1.204 m |  |  |  | 7 | 0
254552345 | TNB | DISTRIBUTION | WP PUTRAJAYA & CYBERJAYA | Existing | RYB | 11 kV |  |  |  |  | 7X_500_1C_CU_PVC/PVC |  |  |  | 0.899 m |  |  |  | 7 | 0
254552349 | TNB | DISTRIBUTION | WP PUTRAJAYA & CYBERJAYA | Existing | RYB | 11 kV |  |  |  |  | 7X_500_1C_CU_PVC/PVC |  |  |  | 1.125 m |  |  |  | 7 | 0
254553085 | TNB | DISTRIBUTION | WP PUTRAJAYA & CYBERJAYA | Existing | RYB | 11 kV |  |  |  |  | 7X_500_1C_CU_PVC/PVC |  |  |  | 1.204 m |  |  |  | 7 | 0
254553093 | TNB | DISTRIBUTION | WP PUTRAJAYA & CYBERJAYA | Existing | RYB | 11 kV |  |  |  |  | 7X_500_1C_CU_PVC/PVC |  |  |  | 1.205 m |  |  |  | 7 | 0
254553133 | TNB | DISTRIBUTION | WP PUTRAJAYA & CYBERJAYA | Existing | RYB | 11 kV |  |  |  |  | 7X_500_1C_CU_PVC/PVC |  |  |  | 1.212 m |  |  |  | 7 | 0
254553625 | TNB | DISTRIBUTION | WP PUTRAJAYA & CYBERJAYA | Existing | RYB | 11 kV |  |  |  |  | 7X_500_1C_CU_PVC/PVC |  |  |  | 1.205 m |  |  |  | 7 | 0
254553629 | TNB | DISTRIBUTION | WP PUTRAJAYA & CYBERJAYA | Existing | RYB | 11 kV |  |  |  |  | 7X_500_1C_CU_PVC/PVC |  |  |  | 1.204 m |  |  |  | 7 | 0
254553681 | TNB | DISTRIBUTION | WP PUTRAJAYA & CYBERJAYA | Existing | RYB | 11 kV |  |  |  |  | 7X_300_1C_AL_PVC/PVC |  |  |  | 1.033 m |  |  |  | 7 | 0
254553685 | TNB | DISTRIBUTION | WP PUTRAJAYA & CYBERJAYA | Existing | RYB | 11 kV |  |  |  |  | 7X_500_1C_CU_PVC/PVC |  |  |  | 0.873 m |  |  |  | 7 | 0
254553729 | TNB | DISTRIBUTION | WP PUTRAJAYA & CYBERJAYA | Existing | RYB | 11 kV |  |  |  |  | 7X_500_1C_CU_PVC/PVC |  |  |  | 0.948 m |  |  |  | 7 | 0
254553733 | TNB | DISTRIBUTION | WP PUTRAJAYA & CYBERJAYA | Existing | RYB | 11 kV |  |  |  |  | 7X_500_1C_CU_PVC/PVC |  |  |  | 1.212 m |  |  |  | 7 | 0
254553737 | TNB | DISTRIBUTION | WP PUTRAJAYA & CYBERJAYA | Existing | RYB | 11 kV |  |  |  |  | 7X_500_1C_CU_PVC/PVC |  |  |  | 1.202 m |  |  |  | 7 | 0
254553741 | TNB | DISTRIBUTION | WP PUTRAJAYA & CYBERJAYA | Existing | RYB | 11 kV |  |  |  |  | 7X_500_1C_CU_PVC/PVC |  |  |  | 1.197 m |  |  |  | 7 | 0
254554337 | TNB | DISTRIBUTION | WP PUTRAJAYA & CYBERJAYA | Existing | RYB | 11 kV |  |  |  |  | 7X_500_1C_CU_PVC/PVC |  |  |  | 0.650 m |  |  |  | 7 | 0
254554345 | TNB | DISTRIBUTION | WP PUTRAJAYA & CYBERJAYA | Existing | RYB | 11 kV |  |  |  |  | 70_1C_AL_XLPE |  |  |  | 1.200 m |  |  |  | 3 | 0
254554353 | TNB | DISTRIBUTION | WP PUTRAJAYA & CYBERJAYA | Existing | RYB | 11 kV |  |  |  |  | 7X_500_1C_CU_PVC/PVC |  |  |  | 1.197 m |  |  |  | 7 | 0
254554393 | TNB | DISTRIBUTION | WP PUTRAJAYA & CYBERJAYA | Existing | RYB | 11 kV |  |  |  |  | 7X_500_1C_CU_PVC/PVC |  |  |  | 1.205 m |  |  |  | 7 | 0
254554401 | TNB | DISTRIBUTION | WP PUTRAJAYA & CYBERJAYA | Existing | RYB | 11 kV |  |  |  |  | 7X_500_1C_CU_PVC/PVC |  |  |  | 0.999 m |  |  |  | 7 | 0
254556153 | TNB | DISTRIBUTION | WP PUTRAJAYA & CYBERJAYA | Existing | RYB | 11 kV |  |  |  |  | 7X_500_1C_CU_PVC/PVC |  |  |  | 0.985 m |  |  |  | 7 | 0
254557249 | TNB | DISTRIBUTION | WP PUTRAJAYA & CYBERJAYA | Existing | RYB | 11 kV |  |  |  |  | 7X_500_1C_CU_PVC/PVC |  |  |  | 1.206 m |  |  |  | 7 | 0
254557293 | TNB | DISTRIBUTION | WP PUTRAJAYA & CYBERJAYA | Existing | RYB | 11 kV |  |  |  |  | 7X_500_1C_CU_PVC/PVC |  |  |  | 1.115 m |  |  |  | 7 | 0
254558370 | TNB | DISTRIBUTION | WP PUTRAJAYA & CYBERJAYA | Existing | RYB | 11 kV |  |  |  |  | 7X_500_1C_CU_PVC/PVC |  |  |  | 1.300 m |  |  |  | 7 | 0
254558386 | TNB | DISTRIBUTION | WP PUTRAJAYA & CYBERJAYA | Existing | RYB | 11 kV |  |  |  |  | 7X_500_1C_AL_PVC/PVC |  |  |  | 1.174 m |  |  |  | 7 | 0
254558390 | TNB | DISTRIBUTION | WP PUTRAJAYA & CYBERJAYA | Existing | RYB | 11 kV |  |  |  |  | 7X_500_1C_CU_PVC/PVC |  |  |  | 1.204 m |  |  |  | 7 | 0
254558454 | TNB | DISTRIBUTION | WP PUTRAJAYA & CYBERJAYA | Existing | RYB | 11 kV |  |  |  |  | 7X_500_1C_CU_PVC/PVC |  |  |  | 1.203 m |  |  |  | 7 | 0
254558462 | TNB | DISTRIBUTION | WP PUTRAJAYA & CYBERJAYA | Existing | RYB | 11 kV |  |  |  |  | 7X_500_1C_CU_PVC/PVC |  |  |  | 1.203 m |  |  |  | 7 | 0
254559235 | TNB | DISTRIBUTION | WP PUTRAJAYA & CYBERJAYA | Existing | RYB | 11 kV |  |  |  |  | 7X_500_1C_CU_PVC/PVC |  |  |  | 1.124 m |  |  |  | 7 | 0
254559743 | TNB | DISTRIBUTION | WP PUTRAJAYA & CYBERJAYA | Existing | RYB | 11 kV |  |  |  |  | 7X_500_1C_CU_PVC/PVC |  |  |  | 1.139 m |  |  |  | 7 | 0
254559967 | TNB | DISTRIBUTION | WP PUTRAJAYA & CYBERJAYA | Existing | RYB | 11 kV |  |  |  |  | 7X_500_1C_CU_PVC/PVC |  |  |  | 1.205 m |  |  |  | 7 | 0
254559979 | TNB | DISTRIBUTION | WP PUTRAJAYA & CYBERJAYA | Existing | RYB | 11 kV |  |  |  |  | 7X_500_1C_CU_PVC/PVC |  |  |  | 0.712 m |  |  |  | 7 | 0
254560451 | TNB | DISTRIBUTION | WP PUTRAJAYA & CYBERJAYA | Existing | RYB | 11 kV |  |  |  |  | 7X_500_1C_CU_PVC/PVC |  |  |  | 1.207 m |  |  |  | 7 | 0
254560883 | TNB | DISTRIBUTION | WP PUTRAJAYA & CYBERJAYA | Existing | RYB | 11 kV |  |  |  |  | 7X_500_1C_CU_PVC/PVC |  |  |  | 1.004 m |  |  |  | 7 | 0
254560887 | TNB | DISTRIBUTION | WP PUTRAJAYA & CYBERJAYA | Existing | RYB | 11 kV |  |  |  |  | 7X_500_1C_AL_PVC/PVC |  |  |  | 0.820 m |  |  |  | 7 | 0
254561323 | TNB | DISTRIBUTION | WP PUTRAJAYA & CYBERJAYA | Existing | RYB | 11 kV |  |  |  |  | 7X_300_1C_AL_PVC/PVC |  |  |  | 1.042 m |  |  |  | 7 | 0
254561335 | TNB | DISTRIBUTION | WP PUTRAJAYA & CYBERJAYA | Existing | RYB | 11 kV |  |  |  |  | 7X_500_1C_CU_PVC/PVC |  |  |  | 1.004 m |  |  |  | 7 | 0
254561987 | TNB | DISTRIBUTION | WP PUTRAJAYA & CYBERJAYA | Existing | RYB | 11 kV |  |  |  |  | 7X_500_1C_CU_PVC/PVC |  |  |  | 1.197 m |  |  |  | 7 | 0
254561991 | TNB | DISTRIBUTION | WP PUTRAJAYA & CYBERJAYA | Existing | RYB | 11 kV |  |  |  |  | 7X_500_1C_CU_PVC/PVC |  |  |  | 1.197 m |  |  |  | 7 | 0
254561999 | TNB | DISTRIBUTION | WP PUTRAJAYA & CYBERJAYA | Existing | RYB | 11 kV |  |  |  |  | 7X_300_1C_AL_PVC/PVC |  |  |  | 1.146 m |  |  |  | 7 | 0
254562631 | TNB | DISTRIBUTION | WP PUTRAJAYA & CYBERJAYA | Existing | RYB | 11 kV |  |  |  |  | 7X_500_1C_CU_PVC/PVC |  |  |  | 1.431 m |  |  |  | 7 | 0
254563079 | TNB | DISTRIBUTION | WP PUTRAJAYA & CYBERJAYA | Existing | RYB | 11 kV |  |  |  |  | 7X_500_1C_CU_PVC/PVC |  |  |  | 1.199 m |  |  |  | 7 | 0
254563087 | TNB | DISTRIBUTION | WP PUTRAJAYA & CYBERJAYA | Existing | RYB | 11 kV |  |  |  |  | 7X_300_1C_AL_PVC/PVC |  |  |  | 1.755 m |  |  |  | 7 | 0
254563263 | TNB | DISTRIBUTION | WP PUTRAJAYA & CYBERJAYA | Existing | RYB | 11 kV |  |  |  |  | 7X_500_1C_CU_PVC/PVC |  |  |  | 1.205 m |  |  |  | 7 | 0
254563387 | TNB | DISTRIBUTION | WP PUTRAJAYA & CYBERJAYA | Existing | RYB | 11 kV |  |  |  |  | 7X_500_1C_CU_PVC/PVC |  |  |  | 0.898 m |  |  |  | 7 | 0
254563467 | TNB | DISTRIBUTION | WP PUTRAJAYA & CYBERJAYA | Existing | RYB | 11 kV |  |  |  |  | 7X_500_1C_CU_PVC/PVC |  |  |  | 1.206 m |  |  |  | 7 | 0
254563471 | TNB | DISTRIBUTION | WP PUTRAJAYA & CYBERJAYA | Existing | RYB | 11 kV |  |  |  |  | 7X_500_1C_CU_PVC/PVC |  |  |  | 1.206 m |  |  |  | 7 | 0
254563487 | TNB | DISTRIBUTION | WP PUTRAJAYA & CYBERJAYA | Existing | RYB | 11 kV |  |  |  |  | 7X_500_1C_CU_PVC/PVC |  |  |  | 1.113 m |  |  |  | 7 | 0
254563551 | TNB | DISTRIBUTION | WP PUTRAJAYA & CYBERJAYA | Existing | RYB | 11 kV |  |  |  |  | 7X_500_1C_CU_PVC/PVC |  |  |  | 0.915 m |  |  |  | 7 | 0
254563851 | TNB | DISTRIBUTION | WP PUTRAJAYA & CYBERJAYA | Existing | RYB | 11 kV |  |  |  |  | 7X_500_1C_CU_PVC/PVC |  |  |  | 0.976 m |  |  |  | 7 | 0
254566095 | TNB | DISTRIBUTION | WP PUTRAJAYA & CYBERJAYA | Existing | RYB | 11 kV |  |  |  |  | 7X_500_1C_CU_PVC/PVC |  |  |  | 1.204 m |  |  |  | 7 | 0
254566155 | TNB | DISTRIBUTION | WP PUTRAJAYA & CYBERJAYA | Existing | RYB | 11 kV |  |  |  |  | 7X_500_1C_CU_PVC/PVC |  |  |  | 1.111 m |  |  |  | 7 | 0
254566747 | TNB | DISTRIBUTION | WP PUTRAJAYA & CYBERJAYA | Existing | RYB | 11 kV |  |  |  |  | 7X_500_1C_CU_PVC/PVC |  |  |  | 1.171 m |  |  |  | 7 | 0
254567591 | TNB | DISTRIBUTION | WP PUTRAJAYA & CYBERJAYA | Existing | RYB | 11 kV |  |  |  |  | 7X_500_1C_CU_PVC/PVC |  |  |  | 1.197 m |  |  |  | 7 | 0
254568211 | TNB | DISTRIBUTION | WP PUTRAJAYA & CYBERJAYA | Existing | RYB | 11 kV |  |  |  |  | 7X_500_1C_CU_PVC/PVC |  |  |  | 1.191 m |  |  |  | 7 | 0
254568215 | TNB | DISTRIBUTION | WP PUTRAJAYA & CYBERJAYA | Existing | RYB | 11 kV |  |  |  |  | 7X_500_1C_CU_PVC/PVC |  |  |  | 1.210 m |  |  |  | 7 | 0
254569375 | TNB | DISTRIBUTION | WP PUTRAJAYA & CYBERJAYA | Existing | RYB | 11 kV |  |  |  |  | 7X_500_1C_CU_PVC/PVC |  |  |  | 1.194 m |  |  |  | 7 | 0
254569819 | TNB | DISTRIBUTION | WP PUTRAJAYA & CYBERJAYA | Existing | RYB | 11 kV |  |  |  |  | 7X_500_1C_CU_PVC/PVC |  |  |  | 1.129 m |  |  |  | 7 | 0
376966268 | TNB | DISTRIBUTION | WP PUTRAJAYA & CYBERJAYA | Existing | RYB | 11 kV |  |  |  |  | 240_TRIPLEX_AL_XLPE | PPU PTJ5: VCB 12 | D-PTJ-C14-0878: P07164 |  | 1194.484 m |  |  | FDR12 | 3 | 5
376966504 | TNB | DISTRIBUTION | WP PUTRAJAYA & CYBERJAYA | Existing | RYB | 11 kV |  |  |  |  | 240_TRIPLEX_AL_XLPE | D-PTJ-C17-0998: PTJ18292 | D-PTJ-C17-0998: PTJ18294 |  | 17.683 m |  |  |  | 3 | 0
376966508 | TNB | DISTRIBUTION | WP PUTRAJAYA & CYBERJAYA | Existing | RYB | 11 kV |  |  |  |  | 240_TRIPLEX_AL_XLPE | PE 18.26 APT. 18R4 (F2): PTJ18266 | D-PTJ-C17-0998: PTJ18291 |  | 1240.241 m |  |  |  | 3 | 0
376966577 | TNB | DISTRIBUTION | WP PUTRAJAYA & CYBERJAYA | Existing | RYB | 11 kV |  |  |  |  | 240_TRIPLEX_AL_XLPE | PE 14.29 GUDANG (EFI) (F1): PTJ14291 | D-PTJ-C17-1084: |  | 421.101 m |  |  |  | 3 | 1
376966584 | TNB | DISTRIBUTION | WP PUTRAJAYA & CYBERJAYA | Existing | RYB | 11 kV |  |  |  |  | 240_TRIPLEX_AL_XLPE | PE 14.29 GUDANG (EFI) (F2): PTJ14294 | D-PTJ-C17-1084: |  | 421.864 m |  |  |  | 3 | 1
376970547 | TNB | DISTRIBUTION | WP PUTRAJAYA & CYBERJAYA | Existing | RYB | 11 kV |  |  |  |  | 240_TRIPLEX_AL_XLPE | PE 19.02 JLB 3: PTJ19023 | D-PTJ-C17-1095: PTJ19041 |  | 1471.038 m |  |  |  | 3 | 1
377653060 | TNB | DISTRIBUTION | WP PUTRAJAYA & CYBERJAYA | Existing | RYB | 11 kV |  |  |  |  | 7X_500_1C_CU_PVC/PVC |  |  |  | 1.440 m |  |  |  | 7 | 0
377653145 | TNB | DISTRIBUTION | WP PUTRAJAYA & CYBERJAYA | Existing | RYB | 11 kV |  |  |  |  | 7X_500_1C_CU_PVC/PVC |  |  |  | 1.101 m |  |  |  | 7 | 0
377654159 | TNB | DISTRIBUTION | WP PUTRAJAYA & CYBERJAYA | Existing | RYB | 11 kV |  |  |  |  | 240_TRIPLEX_AL_XLPE | PE 11.17 ZON 7B (F2): PTJ11174 | PE 11.14 APT C (F2): PTJ11145 [OFF] |  | 990.635 m |  |  |  | 3 | 0
377654875 | TNB | DISTRIBUTION | WP PUTRAJAYA & CYBERJAYA | Existing | RYB | 11 kV |  |  |  |  | 240_TRIPLEX_AL_XLPE | SS 23.23 GARDEN PLAZA F1: C23231 | PE 21.89 MYVILLA P2 PARCEL B: CBJ21894 |  | 221.433 m |  |  |  | 3 | 0
377655052 | TNB | DISTRIBUTION | WP PUTRAJAYA & CYBERJAYA | Existing | RYB | 11 kV |  |  |  |  | 240_TRIPLEX_AL_XLPE | PE 23.22 SHOP LOT MYVILLA PRS 5: CBJ23221 | PE 21.93 MYVILLA P3 PARCEL A: CBJ21932 |  | 701.003 m |  |  | FDR5 | 3 | 0
377672781 | TNB | DISTRIBUTION | WP PUTRAJAYA & CYBERJAYA | Existing | RYB | 11 kV |  |  |  |  | 240_TRIPLEX_AL_XLPE | PE 22.15 LOT 12072 P.MULTIMEDIA F2: CBJ22154 | PE 22.49 LOT PT 12082 F2: CBJ22496 |  | 150.479 m |  |  |  | 3 | 0
377672787 | TNB | DISTRIBUTION | WP PUTRAJAYA & CYBERJAYA | Existing | RYB | 11 kV |  |  |  |  | 240_TRIPLEX_AL_XLPE | PE 22.49 LOT PT 12082 F1: CBJ22491 | SS 22.56 JPJ F1: C22562 |  | 438.959 m |  |  |  | 3 | 0
377672791 | TNB | DISTRIBUTION | WP PUTRAJAYA & CYBERJAYA | Existing | RYB | 11 kV |  |  |  |  | 240_TRIPLEX_AL_XLPE | PE 22.49 LOT PT 12082 F2: CBJ22494 | SS 22.56 JPJ F2: C22565 |  | 440.751 m |  |  |  | 3 | 0
377678770 | TNB | DISTRIBUTION | WP PUTRAJAYA & CYBERJAYA | Existing | RYB | 11 kV |  |  |  |  | 500_1C_AL_XLPE | PPU PTJ13: VCB 3 | SS 5.20 5G2 TOWER 1 F2: P05204 |  | 726.683 m |  |  |  | 3 | 0
377678870 | TNB | DISTRIBUTION | WP PUTRAJAYA & CYBERJAYA | Existing | RYB | 11 kV |  |  |  |  | 500_1C_AL_XLPE | SS 5.20 5G2 TOWER 1 F2: P05205 | SS 5.21 5G2 TOWER 2 (F2): P05214 |  | 13.192 m |  |  |  | 3 | 0
377678875 | TNB | DISTRIBUTION | WP PUTRAJAYA & CYBERJAYA | Existing | RYB | 11 kV |  |  |  |  | 500_1C_AL_XLPE | SS 5.21 5G2 TOWER 2 (F2): P05215 | SS 5.10 HOTEL ALAM WARISAN (F2): P05106 |  | 1049.768 m |  |  |  | 3 | 0
377678962 | TNB | DISTRIBUTION | WP PUTRAJAYA & CYBERJAYA | Existing | RYB | 11 kV |  |  |  |  | 500_1C_AL_XLPE | SS 5.10 HOTEL ALAM WARISAN (F2): P05105 | SS 5.34 CITY CAMPUS F2: P05345 |  | 689.913 m |  |  |  | 3 | 0
377679103 | TNB | DISTRIBUTION | WP PUTRAJAYA & CYBERJAYA | Existing | RYB | 11 kV |  |  |  |  | 500_1C_AL_XLPE | PPU PTJ13: VCB 4 | SS 5.20 5G2 TOWER 1 F1: P05201 |  | 743.070 m |  |  |  | 3 | 0
377679108 | TNB | DISTRIBUTION | WP PUTRAJAYA & CYBERJAYA | Existing | RYB | 11 kV |  |  |  |  | 500_1C_AL_XLPE | SS 5.20 5G2 TOWER 1 F1: P05202 | SS 5.21 5G2 TOWER 2 (F1): P05211 |  | 14.921 m |  |  |  | 3 | 0
377679113 | TNB | DISTRIBUTION | WP PUTRAJAYA & CYBERJAYA | Existing | RYB | 11 kV |  |  |  |  | 500_1C_AL_XLPE | SS 5.21 5G2 TOWER 2 (F1): P05212 | SS 5.10 HOTEL ALAM WARISAN (F1): P05102 |  | 1071.084 m |  |  |  | 3 | 0
377679164 | TNB | DISTRIBUTION | WP PUTRAJAYA & CYBERJAYA | Existing | RYB | 11 kV |  |  |  |  | 500_1C_AL_XLPE | PPU PTJ13: VCB 5 | SS 5.11 GDC (F1): P05111 |  | 80.142 m |  |  |  | 3 | 0
377679169 | TNB | DISTRIBUTION | WP PUTRAJAYA & CYBERJAYA | Existing | RYB | 11 kV |  |  |  |  | 500_1C_AL_XLPE | PPU PTJ13: VCB 6 | SS 5.11 GDC (F2): P05114 |  | 87.002 m |  |  |  | 3 | 0
377679256 | TNB | DISTRIBUTION | WP PUTRAJAYA & CYBERJAYA | Existing | RYB | 11 kV |  |  |  |  | 500_1C_AL_XLPE | SS 5.11 GDC (F1): P05112 | SS 5.11 GDC (F2): P05115 [OFF] |  | 15.675 m |  |  |  | 3 | 0
377679617 | TNB | DISTRIBUTION | WP PUTRAJAYA & CYBERJAYA | Existing | RYB | 11 kV |  |  |  |  | 240_TRIPLEX_AL_XLPE | PE 5.17 BLOK C 5R3 (F1): PTJ05172 | PPU PTJ13: VCB 7 [OFF] |  | 1076.437 m |  |  |  | 3 | 0
377679706 | TNB | DISTRIBUTION | WP PUTRAJAYA & CYBERJAYA | Existing | RYB | 11 kV |  |  |  |  | 7X_500_1C_CU_PVC/PVC |  |  |  | 1.146 m |  |  |  | 7 | 0
377679810 | TNB | DISTRIBUTION | WP PUTRAJAYA & CYBERJAYA | Existing | RYB | 11 kV |  |  |  |  | 240_TRIPLEX_AL_XLPE | PPU PTJ13: VCB 8 | PE 5.17 BLOK C 5R3 (F2): PTJ05175 |  | 1076.970 m |  |  |  | 3 | 0
377680765 | TNB | DISTRIBUTION | WP PUTRAJAYA & CYBERJAYA | Existing | RYB | 11 kV |  |  |  |  | 240_TRIPLEX_AL_XLPE | PE 6.07 BLOK 7 PPA1M (F1): PTJ06072 | PE 5.15 BLOK A 5R3 (F1): PTJ05151 |  | 1275.948 m |  |  |  | 3 | 0
377680834 | TNB | DISTRIBUTION | WP PUTRAJAYA & CYBERJAYA | Existing | RYB | 11 kV |  |  |  |  | 7X_500_1C_CU_PVC/PVC |  |  |  | 1.162 m |  |  |  | 7 | 0
377681972 | TNB | DISTRIBUTION | WP PUTRAJAYA & CYBERJAYA | Existing | RYB | 11 kV |  |  |  |  | 7X_500_1C_CU_PVC/PVC |  |  |  | 1.045 m |  |  |  | 7 | 0
377682161 | TNB | DISTRIBUTION | WP PUTRAJAYA & CYBERJAYA | Existing | RYB | 11 kV |  |  |  |  | 7X_500_1C_CU_PVC/PVC |  |  |  | 1.000 m |  |  |  | 7 | 0
378019055 | TNB | DISTRIBUTION | WP PUTRAJAYA & CYBERJAYA | Existing | RYB | 11 kV |  |  |  |  | 240_TRIPLEX_AL_XLPE | D-CBJ-C17-0588: C23393 | D-CBJ-C14-0473: C23381 |  | 48.952 m |  |  |  | 3 | 0
378019059 | TNB | DISTRIBUTION | WP PUTRAJAYA & CYBERJAYA | Existing | RYB | 11 kV |  |  |  |  | 240_TRIPLEX_AL_XLPE | D-CBJ-C17-0588: C23396 | D-CBJ-C14-0473: C23384 |  | 60.671 m |  |  |  | 3 | 0
378019071 | TNB | DISTRIBUTION | WP PUTRAJAYA & CYBERJAYA | Existing | RYB | 11 kV |  |  |  |  | 240_TRIPLEX_AL_XLPE | D-CBJ-C14-0473: C23373 | D-CBJ-C17-0588: C23391 |  | 261.482 m |  |  |  | 3 | 0
378019077 | TNB | DISTRIBUTION | WP PUTRAJAYA & CYBERJAYA | Existing | RYB | 11 kV |  |  |  |  | 240_TRIPLEX_AL_XLPE | D-CBJ-C14-0473: C23376 | D-CBJ-C17-0588: C23394 |  | 273.036 m |  |  |  | 3 | 0
378019081 | TNB | DISTRIBUTION | WP PUTRAJAYA & CYBERJAYA | Existing | RYB | 11 kV |  |  |  |  | 240_TRIPLEX_AL_XLPE | PE 21.95 SITE OFFICE SKY PARK: CBJ21952 | D-CBJ-C14-0473: C23374 |  | 2235.379 m |  |  |  | 3 | 2
378019086 | TNB | DISTRIBUTION | WP PUTRAJAYA & CYBERJAYA | Existing | RYB | 11 kV |  |  |  |  | 240_TRIPLEX_AL_XLPE | D-CBJ-C16-0532: C21393 | D-CBJ-C14-0473: C23371 |  | 728.900 m |  |  | PMU CBJN: VCB 1 | 3 | 0
378019317 | TNB | DISTRIBUTION | WP PUTRAJAYA & CYBERJAYA | Existing | RYB | 11 kV |  |  |  |  | 240_TRIPLEX_AL_XLPE | PE 21.45 CYBERVILLAGE SERENITY 1 F2: CBJ21456 | D-CBJ-C15-0540: C23431 |  | 110.733 m |  |  |  | 3 | 1
378044352 | TNB | DISTRIBUTION | WP PUTRAJAYA & CYBERJAYA | Existing | RYB | 11 kV |  | Class D |  |  | 240_TRIPLEX_AL_XLPE | PE 14.07 Perumahan 14-5B (F1): P14072 | PE 14.09 PERUMAHAN 14-4 (F2): PTJ14096 |  | 657.046 m |  |  |  | 3 | 0
378044356 | TNB | DISTRIBUTION | WP PUTRAJAYA & CYBERJAYA | Existing | RYB | 11 kV |  |  |  |  | 240_TRIPLEX_AL_XLPE | PE 14.09 PERUMAHAN 14-4 (F2): PTJ14094 | PE 14.08 Perumahan 14-10 (F1): PTJ14083 |  | 626.262 m |  |  |  | 3 | 0
378045629 | TNB | DISTRIBUTION | WP PUTRAJAYA & CYBERJAYA | Existing | RYB | 11 kV |  |  |  |  | 240_TRIPLEX_AL_XLPE | PE 16.31 TEMP PPA1M PR 16: PTJ16313 | PE 16.20 APT A1 (EFI) (F2): PTJ16204 |  | 224.950 m |  |  |  | 3 | 0
378046637 | TNB | DISTRIBUTION | WP PUTRAJAYA & CYBERJAYA | Existing | RYB | 11 kV |  |  |  |  | 240_TRIPLEX_AL_XLPE | SS 14.01 WWTP: P14011 | PE 14.29 GUDANG (EFI) (F1): PTJ14292 |  | 525.956 m |  |  |  | 3 | 0
378047919 | TNB | DISTRIBUTION | WP PUTRAJAYA & CYBERJAYA | Existing | RYB | 11 kV |  |  |  |  | 240_TRIPLEX_AL_XLPE | PE 15.53 KEDUTAAN BRUNEI F1: PTJ15531 | PE 15.25 PJBT KEDUTAAN IRAQ (F1): PTJ15253 |  | 567.167 m |  |  |  | 3 | 0
378047924 | TNB | DISTRIBUTION | WP PUTRAJAYA & CYBERJAYA | Existing | RYB | 11 kV |  |  |  |  | 240_TRIPLEX_AL_XLPE | PE 15.53 KEDUTAAN BRUNEI F2: PTJ15534 | PE 15.25 PJBT KEDUTAAN IRAQ (F2): PTJ15256 |  | 571.411 m |  |  |  | 3 | 0
378048047 | TNB | DISTRIBUTION | WP PUTRAJAYA & CYBERJAYA | Existing | RYB | 11 kV |  |  |  |  | 240_TRIPLEX_AL_XLPE | PE 15.25 PJBT KEDUTAAN IRAQ (F2): PTJ15254 | PE 15.23 PROMENADE: PTJ15231 |  | 916.942 m |  |  |  | 3 | 0
378048315 | TNB | DISTRIBUTION | WP PUTRAJAYA & CYBERJAYA | Existing | RYB | 11 kV |  |  |  |  | 240_TRIPLEX_AL_XLPE | PPU PTJ5: VCB 6 | PE 11.01 RD 3 PER UTARA: PTJ11013 |  | 2864.897 m |  |  | FDR6 | 3 | 9
378048321 | TNB | DISTRIBUTION | WP PUTRAJAYA & CYBERJAYA | Existing | RYB | 11 kV |  |  |  |  | 240_TRIPLEX_AL_XLPE | PE 11.01 RD 3 PER UTARA: PTJ11011 | PE 21.83 PS14 ROAD D: CBJ21832 |  | 2302.611 m |  |  | FDR6 | 3 | 0
378048666 | TNB | DISTRIBUTION | WP PUTRAJAYA & CYBERJAYA | Existing | RYB | 11 kV |  |  |  |  | 240_TRIPLEX_AL_XLPE | PE 21.83 PS14 ROAD D: CBJ21831 | PE 23.10 CLOVER NO.1: CBJ23102 |  | 682.974 m |  |  | FDR6 | 3 | 0
378049048 | TNB | DISTRIBUTION | WP PUTRAJAYA & CYBERJAYA | Existing | RYB | 11 kV |  |  |  |  | 240_TRIPLEX_AL_XLPE | PE 23.12 CLOVER NO.3: CBJ23122 | PE 23.11 CLOVER NO.2: CBJ23112 |  | 621.861 m |  |  | FDR6 | 3 | 0
378049449 | TNB | DISTRIBUTION | WP PUTRAJAYA & CYBERJAYA | Existing | RYB | 11 kV |  |  |  |  | 240_TRIPLEX_AL_XLPE | PE 23.11 CLOVER NO.2: CBJ23112 | PE 21.85 MYVILLA P1 PARCEL A: CBJ21852 |  | 1223.366 m |  |  | FDR6 | 3 | 0
378049552 | TNB | DISTRIBUTION | WP PUTRAJAYA & CYBERJAYA | Existing | RYB | 11 kV |  |  |  |  | 240_TRIPLEX_AL_XLPE | PE 21.85 MYVILLA P1 PARCEL A: CBJ21851 | PE 21.86 MYVILLA P1 PARCEL B: CBJ21862 |  | 715.660 m |  |  | FDR6 | 3 | 0
378049640 | TNB | DISTRIBUTION | WP PUTRAJAYA & CYBERJAYA | Existing | RYB | 11 kV |  |  |  |  | 240_TRIPLEX_AL_XLPE | SS 23.23 GARDEN PLAZA F2: C23238 | SS 23.23 GARDEN PLAZA F1: C23232 |  | 16.738 m |  |  |  | 3 | 0
378049816 | TNB | DISTRIBUTION | WP PUTRAJAYA & CYBERJAYA | Existing | RYB | 11 kV |  |  |  |  | 240_TRIPLEX_AL_XLPE | PE 21.86 MYVILLA P1 PARCEL B: CBJ21861 | PE 23.22 SHOP LOT MYVILLA PRS 5: CBJ23222 |  | 589.032 m |  |  | FDR5 | 3 | 0
378050014 | TNB | DISTRIBUTION | WP PUTRAJAYA & CYBERJAYA | Existing | RYB | 11 kV |  |  |  |  | 240_TRIPLEX_AL_XLPE | PE 21.93 MYVILLA P3 PARCEL A: CBJ21931 | PE 21.94 MYVILLA P3 PARCEL B: CBJ21942 |  | 967.454 m |  |  |  | 3 | 0
378050193 | TNB | DISTRIBUTION | WP PUTRAJAYA & CYBERJAYA | Existing | RYB | 11 kV |  |  |  |  | 240_TRIPLEX_AL_XLPE | PE 21.89 MYVILLA P2 PARCEL B: CBJ21891 | PE 21.88 MYVILLA P2 PARCEL A: CBJ21884 |  | 285.595 m |  |  |  | 3 | 0
378050522 | TNB | DISTRIBUTION | WP PUTRAJAYA & CYBERJAYA | Existing | RYB | 11 kV |  |  |  |  | 70_3C_AL_PILC |  |  |  | 12.423 m |  |  |  | 3 | 0
378050844 | TNB | DISTRIBUTION | WP PUTRAJAYA & CYBERJAYA | Existing | RYB | 11 kV |  | Class C |  |  | 7X_500_1C_CU_PVC/PVC |  |  |  | 1.161 m |  |  |  | 7 | 0
378051016 | TNB | DISTRIBUTION | WP PUTRAJAYA & CYBERJAYA | Existing | RYB | 11 kV |  | Class C |  |  | 7X_500_1C_CU_PVC/PVC |  |  |  | 1.200 m |  |  |  | 7 | 0
378051258 | TNB | DISTRIBUTION | WP PUTRAJAYA & CYBERJAYA | Existing | RYB | 11 kV |  |  |  |  | 240_TRIPLEX_AL_XLPE | PE 7.15 ELECTRIC SQC 2: PTJ07151 | PE 7.08 PARK & RIDE (F1): PTJ07081 |  | 179.540 m |  |  |  | 3 | 0
378052112 | TNB | DISTRIBUTION | WP PUTRAJAYA & CYBERJAYA | Existing | RYB | 11 kV |  |  |  |  | 240_TRIPLEX_AL_XLPE | PE 8.12 INSIDE PPU 5 (F2): PTJ08125 | PE 8.30 8C1 (F2): PTJ08305 |  | 1407.563 m |  |  |  | 3 | 0
378052833 | TNB | DISTRIBUTION | WP PUTRAJAYA & CYBERJAYA | Existing | RYB | 11 kV |  |  |  |  | 240_TRIPLEX_AL_XLPE | SS 22.99 PEJ PUSAT MAKLUMAT F2: CBJ22994 | PE 22.91 SOHO F2: CBJ22916 |  | 429.075 m |  |  |  | 3 | 0
378053220 | TNB | DISTRIBUTION | WP PUTRAJAYA & CYBERJAYA | Existing | RYB | 11 kV |  |  |  |  | 240_TRIPLEX_AL_XLPE | SS 22.51 DELL R&D F1: CBJ22513 | SS 22.31 CSF F1: C22312 |  | 810.817 m |  |  |  | 3 | 0
378053225 | TNB | DISTRIBUTION | WP PUTRAJAYA & CYBERJAYA | Existing | RYB | 11 kV |  |  |  |  | 240_TRIPLEX_AL_XLPE | SS 22.51 DELL R&D F2: CBJ22514 | PE 22.81 AMD F2: CBJ22815 |  | 488.230 m |  |  |  | 3 | 0
378053408 | TNB | DISTRIBUTION | WP PUTRAJAYA & CYBERJAYA | Existing | RYB | 11 kV |  |  |  |  | 240_TRIPLEX_AL_XLPE | PE 22.67 KWDI 1 F1: CBJ22672 | PE 22.74 KWDI 3 F1: CBJ22741 | 230.000 m | 367.025 m |  |  |  | 3 | 0
378053415 | TNB | DISTRIBUTION | WP PUTRAJAYA & CYBERJAYA | Existing | RYB | Unknown |  |  |  |  | 7X_500_1C_CU_PVC/PVC |  |  |  | 1.556 m |  |  |  | 7 | 0
378053480 | TNB | DISTRIBUTION | WP PUTRAJAYA & CYBERJAYA | Existing | RYB | 11 kV |  | Class C |  |  | 7X_500_1C_CU_PVC/PVC |  |  |  | 1.109 m |  |  |  | 7 | 0
378053656 | TNB | DISTRIBUTION | WP PUTRAJAYA & CYBERJAYA | Existing | RYB | 11 kV |  |  |  |  | 240_TRIPLEX_AL_XLPE | PMU CBJN 132/11KV: VCB 2 | PE 21.95 SITE OFFICE SKY PARK: CBJ21951 |  | 2153.669 m |  |  | PMU CBJN: VCB 2 | 3 | 1
378053834 | TNB | DISTRIBUTION | WP PUTRAJAYA & CYBERJAYA | Existing | RYB | 11 kV |  |  |  |  | 240_TRIPLEX_AL_XLPE |  |  |  | 29.334 m |  |  |  | 3 | 0
378053838 | TNB | DISTRIBUTION | WP PUTRAJAYA & CYBERJAYA | Existing | RYB | 11 kV |  |  |  |  | 240_TRIPLEX_AL_XLPE |  |  |  | 24.133 m |  |  |  | 3 | 0
378053936 | TNB | DISTRIBUTION | WP PUTRAJAYA & CYBERJAYA | Existing | RYB | 11 kV |  |  |  |  | 240_TRIPLEX_AL_XLPE |  |  |  | 13.254 m |  |  |  | 3 | 0
378053946 | TNB | DISTRIBUTION | WP PUTRAJAYA & CYBERJAYA | Existing | RYB | 11 kV |  |  |  |  | 240_TRIPLEX_AL_XLPE |  |  |  | 13.354 m |  |  |  | 3 | 0
378054222 | TNB | DISTRIBUTION | WP PUTRAJAYA & CYBERJAYA | Existing | RYB | 11 kV |  |  |  |  | 240_TRIPLEX_AL_XLPE | PPU CYB6: VCB 17 | SS 21.70 - IT PARK BLOK I & J F2: C21706 |  | 3523.040 m |  |  |  | 3 | 0
378054226 | TNB | DISTRIBUTION | WP PUTRAJAYA & CYBERJAYA | Existing | RYB | 11 kV |  |  |  |  | 240_TRIPLEX_AL_XLPE | SS 21.70 - IT PARK BLOK I & J F1: C21702 | PPU CYB6: VCB 18 [OFF] |  | 3516.365 m |  |  |  | 3 | 0
378054230 | TNB | DISTRIBUTION | WP PUTRAJAYA & CYBERJAYA | Existing | RYB | 11 kV |  |  |  |  | 240_TRIPLEX_AL_XLPE | PMU CBJN 132/11KV: VCB 7 | PE 21.15 SATELIT TELEKOM CBJ 3 F1: CBJ21152 |  | 3378.495 m |  |  | PMU CBJN: VCB 7 | 3 | 0
378054287 | TNB | DISTRIBUTION | WP PUTRAJAYA & CYBERJAYA | Existing | RYB | 11 kV |  |  |  |  | 240_TRIPLEX_AL_XLPE | PMU CBJN 132/11KV: VCB 8 | PE 21.15 SATELIT TELEKOM CBJ 3 F2: CBJ21155 |  | 3384.932 m |  |  | PMU CBJN: VCB 8 | 3 | 0
378054677 | TNB | DISTRIBUTION | WP PUTRAJAYA & CYBERJAYA | Existing | RYB | 11 kV |  |  |  |  | 240_TRIPLEX_AL_XLPE | PE 21.54 PS 3 F1: CBJ21541 | PE 21.40 STP 1: CBJ21403 |  | 2575.931 m |  |  |  | 3 | 0
378054684 | TNB | DISTRIBUTION | WP PUTRAJAYA & CYBERJAYA | Existing | RYB | 11 kV |  |  |  |  | 240_TRIPLEX_AL_XLPE | PE 21.40 STP 1: CBJ21401 | PE 21.57 CLUB HOUSE F1: CBJ21573 |  | 2043.096 m |  |  |  | 3 | 0
378054860 | TNB | DISTRIBUTION | WP PUTRAJAYA & CYBERJAYA | Existing | RYB | 11 kV |  |  |  |  | 240_TRIPLEX_AL_XLPE | PE 23.16 MASJID CYBERJAYA: CBJ23162 | PE 21.54 PS 3 F2: CBJ21544 [OFF] |  | 3594.551 m |  |  |  | 3 | 0
378054981 | TNB | DISTRIBUTION | WP PUTRAJAYA & CYBERJAYA | Existing | RYB | 11 kV |  |  |  |  | 240_TRIPLEX_AL_XLPE | PE 21.57 CLUB HOUSE F2: CBJ21576 | PE 23.16 MASJID CYBERJAYA: CBJ23161 |  | 1549.125 m |  |  |  | 3 | 0
378055354 | TNB | DISTRIBUTION | WP PUTRAJAYA & CYBERJAYA | Existing | RYB | 11 kV |  |  |  |  | 240_TRIPLEX_AL_XLPE | PE 21.61 MPS F1: CBJ21611 | PE 21.41 TMN.CYBER: CBJ21412 |  | 771.444 m |  |  |  | 3 | 0
378055537 | TNB | DISTRIBUTION | WP PUTRAJAYA & CYBERJAYA | Existing | RYB | 11 kV |  |  |  |  | 240_TRIPLEX_AL_XLPE | PE 21.41 TMN.CYBER: CBJ21411 | PE 25.26 SETIA VILLA 6: CBJ25262 |  | 1938.703 m |  |  | CB15 | 3 | 2
378055637 | TNB | DISTRIBUTION | WP PUTRAJAYA & CYBERJAYA | Existing | RYB | 11 kV |  |  |  |  | 240_TRIPLEX_AL_XLPE | PE 25.26 SETIA VILLA 6: CBJ25261 | PE 25.25 SETIA VILLA 5: CBJ25252 |  | 380.200 m |  |  | CB15 | 3 | 0
378055641 | TNB | DISTRIBUTION | WP PUTRAJAYA & CYBERJAYA | Existing | RYB | 11 kV |  |  |  |  | 240_TRIPLEX_AL_XLPE | PE 25.28 GLADE 3-1: CBJ25281 | SS 23.24 SOLTICE: C23242 |  | 2803.582 m |  |  |  | 3 | 0
378055741 | TNB | DISTRIBUTION | WP PUTRAJAYA & CYBERJAYA | Existing | RYB | 11 kV |  |  |  |  | 240_TRIPLEX_AL_XLPE | PE 25.25 SETIA VILLA 5: CBJ25251 | PE 25.24 SETIA VILLA 4: CBJ25242 |  | 295.014 m |  |  | CB15 | 3 | 0
378055841 | TNB | DISTRIBUTION | WP PUTRAJAYA & CYBERJAYA | Existing | RYB | 11 kV |  |  |  |  | 240_TRIPLEX_AL_XLPE | PE 25.24 SETIA VILLA 4: CBJ25241 | PE 25.19 SETIA VILLA 3: CBJ25192 |  | 464.555 m |  |  | CB15 | 3 | 0
378055940 | TNB | DISTRIBUTION | WP PUTRAJAYA & CYBERJAYA | Existing | RYB | 11 kV |  |  |  |  | 240_TRIPLEX_AL_XLPE | PE 25.19 SETIA VILLA 3: CBJ25191 | PE 25.18 SETIA VILLA 2: CBJ25183 |  | 346.954 m |  |  | CB15 | 3 | 0
378055944 | TNB | DISTRIBUTION | WP PUTRAJAYA & CYBERJAYA | Existing | RYB | 11 kV |  |  |  |  | 240_TRIPLEX_AL_XLPE | PE 25.18 SETIA VILLA 2: CBJ25181 | PE 25.17 SETIA VILLA 1: CBJ25172 |  | 159.714 m |  |  | CB15 | 3 | 0
378056141 | TNB | DISTRIBUTION | WP PUTRAJAYA & CYBERJAYA | Existing | RYB | 11 kV |  |  |  |  | 240_TRIPLEX_AL_XLPE | PE 25.17 SETIA VILLA 1: CBJ25171 | PE 25.22 SETIA MARINA 3: CBJ25223 |  | 603.363 m |  |  | CB15 | 3 | 0
378056241 | TNB | DISTRIBUTION | WP PUTRAJAYA & CYBERJAYA | Existing | RYB | 11 kV |  |  |  |  | 240_TRIPLEX_AL_XLPE | PE 25.21 SETIA MARINA 2: CBJ25211 | PE 25.20 SETIA MARINA 1: CBJ25203 |  | 185.847 m |  |  | CB15 | 3 | 0
378056247 | TNB | DISTRIBUTION | WP PUTRAJAYA & CYBERJAYA | Existing | RYB | 11 kV |  |  |  |  | 240_TRIPLEX_AL_XLPE | PE 25.22 SETIA MARINA 3: CBJ25221 | PE 25.21 SETIA MARINA 2: CBJ25213 |  | 248.206 m |  |  | CB15 | 3 | 0
378056424 | TNB | DISTRIBUTION | WP PUTRAJAYA & CYBERJAYA | Existing | RYB | 11 kV |  |  |  |  | 240_TRIPLEX_AL_XLPE | SS 23.24 SOLTICE: C23241 | SS 23.18 PARAGON: C23182 |  | 402.924 m |  |  |  | 3 | 0
378056522 | TNB | DISTRIBUTION | WP PUTRAJAYA & CYBERJAYA | Existing | RYB | 11 kV |  |  |  |  | 240_TRIPLEX_AL_XLPE | SS 24.34 TAMARIND SQUARE F1: C24341 | PE 23.17 TEMP SERI MUTIARA: CBJ23173 |  | 899.895 m |  |  |  | 3 | 0
378056573 | TNB | DISTRIBUTION | WP PUTRAJAYA & CYBERJAYA | Existing | RYB | 11 kV |  |  |  |  | 240_TRIPLEX_AL_XLPE | D-CBJ-C16-0575: CBJ23361 | SS 23.25 MUTIARA VILLE 4: C23252 |  | 565.125 m |  |  |  | 3 | 0
378056639 | TNB | DISTRIBUTION | WP PUTRAJAYA & CYBERJAYA | Existing | RYB | 11 kV |  |  |  |  | 240_TRIPLEX_AL_XLPE | SS 23.25 MUTIARA VILLE 4: C23251 | SS 23.15 MUTIARA VILLE 3 F1: C23151 |  | 65.581 m |  |  |  | 3 | 0
378056644 | TNB | DISTRIBUTION | WP PUTRAJAYA & CYBERJAYA | Existing | RYB | 11 kV |  |  |  |  | 240_TRIPLEX_AL_XLPE | PPU PTJ17: VCB 4 | PE 2.08 TMN WAWASAN (F2): PTJ02085 |  | 107.934 m |  |  |  | 3 | 0
378056991 | TNB | DISTRIBUTION | WP PUTRAJAYA & CYBERJAYA | Existing | RYB | 11 kV |  |  |  |  | 7X_500_1C_CU_PVC/PVC |  |  |  | 0.915 m |  |  |  | 7 | 0
378059465 | TNB | DISTRIBUTION | WP PUTRAJAYA & CYBERJAYA | Existing | RYB | 11 kV |  |  |  |  | 240_TRIPLEX_AL_XLPE |  |  |  | 5.958 m |  |  |  | 3 | 0
378059598 | TNB | DISTRIBUTION | WP PUTRAJAYA & CYBERJAYA | Existing | RYB | 11 kV |  |  |  |  | 240_3C_AL_XLPE |  |  |  | 7.283 m |  |  |  | 3 | 0
378059684 | TNB | DISTRIBUTION | WP PUTRAJAYA & CYBERJAYA | Existing | RYB | 11 kV |  |  |  |  | 240_3C_AL_XLPE |  |  |  | 11.586 m |  |  |  | 3 | 0
378059962 | TNB | DISTRIBUTION | WP PUTRAJAYA & CYBERJAYA | Existing | RYB | 11 kV |  |  |  |  | 500_1C_AL_XLPE | SS 3.03 3G2 (F2): P03035 | SS 3.07 3C6 (F2): P03074 |  | 418.746 m |  |  |  | 3 | 0
378060050 | TNB | DISTRIBUTION | WP PUTRAJAYA & CYBERJAYA | Existing | RYB | 11 kV |  |  |  |  | 240_3C_AL_XLPE |  |  |  | 6.796 m |  |  |  | 3 | 0
378060056 | TNB | DISTRIBUTION | WP PUTRAJAYA & CYBERJAYA | Existing | RYB | 11 kV |  |  |  |  | 500_1C_AL_XLPE | SS 3.07 3C6 (F1): P03072 | SS 3.09 3C5 (F1): P03091 |  | 373.824 m |  |  |  | 3 | 0
378060060 | TNB | DISTRIBUTION | WP PUTRAJAYA & CYBERJAYA | Existing | RYB | 11 kV |  |  |  |  | 500_1C_AL_XLPE | SS 3.07 3C6 (F2): P03075 | PE 3.09 3C5 (F2): P03094 |  | 364.484 m |  |  |  | 3 | 1
378060072 | TNB | DISTRIBUTION | WP PUTRAJAYA & CYBERJAYA | Existing | RYB | 11 kV |  |  |  |  | 500_1C_AL_XLPE | SS 3.09 3C5 (F1): P03092 | PE 2.12 2G5 (F1): P02122 |  | 231.813 m |  |  |  | 3 | 0
378060076 | TNB | DISTRIBUTION | WP PUTRAJAYA & CYBERJAYA | Existing | RYB | 11 kV |  |  |  |  | 500_1C_AL_XLPE | PE 3.09 3C5 (F2): P03095 | PE 2.12 2G5 (F2): P02126 |  | 228.750 m |  |  |  | 3 | 0
378060193 | TNB | DISTRIBUTION | WP PUTRAJAYA & CYBERJAYA | Existing | RYB | 11 kV |  | Class C |  |  | 240_TRIPLEX_AL_XLPE |  |  |  | 9.432 m |  |  |  | 3 | 0
378060291 | TNB | DISTRIBUTION | WP PUTRAJAYA & CYBERJAYA | Existing | RYB | 11 kV |  |  |  |  | 240_TRIPLEX_AL_XLPE |  |  |  | 8.664 m |  |  |  | 3 | 0
378060403 | TNB | DISTRIBUTION | WP PUTRAJAYA & CYBERJAYA | Existing | RYB | 11 kV |  |  |  |  | 240_TRIPLEX_AL_XLPE |  |  |  | 7.420 m |  |  |  | 3 | 0
378060407 | TNB | DISTRIBUTION | WP PUTRAJAYA & CYBERJAYA | Existing | RYB | 11 kV |  |  |  |  | 500_1C_AL_XLPE | SS 4.04 4G4 (F1): P04042 | SS 4.20 4U2 GDC (F1): P04201 |  | 221.370 m |  |  |  | 3 | 1
378060412 | TNB | DISTRIBUTION | WP PUTRAJAYA & CYBERJAYA | Existing | RYB | 11 kV |  |  |  |  | 500_1C_AL_XLPE | SS 4.04 4G4 (F2): P04045 | SS 4.20 4U2 GDC (F2): P04204 |  | 226.981 m |  |  |  | 3 | 1
378060422 | TNB | DISTRIBUTION | WP PUTRAJAYA & CYBERJAYA | Existing | RYB | 11 kV |  |  |  |  | 500_1C_AL_XLPE | SS 4.20 4U2 GDC (F1): P04202 | PE 4.01 4G3 (F1): P04011 |  | 214.145 m |  |  |  | 3 | 0
378060434 | TNB | DISTRIBUTION | WP PUTRAJAYA & CYBERJAYA | Existing | RYB | 11 kV |  |  |  |  | 500_1C_AL_XLPE | SS 4.20 4U2 GDC (F2): P04205 | PE 4.01 4G3 (F2): P04015 [OFF] |  | 215.306 m |  |  |  | 3 | 0
378070118 | TNB | DISTRIBUTION | WP PUTRAJAYA & CYBERJAYA | Existing | RYB | 11 kV |  |  |  |  | 240_3C_AL_XLPE | PE 22.69 KRU STUDIO F2: CBJ22694 | PE 24.19 YAKIN INVEST F2: CBJ24195 |  | 649.845 m |  |  |  | 3 | 0
378070256 | TNB | DISTRIBUTION | WP PUTRAJAYA & CYBERJAYA | Existing | RYB | 11 kV |  |  |  |  | 240_TRIPLEX_AL_XLPE | PE 22.69 KRU STUDIO F1: CBJ22693 | PE 22.77 - PS2-8 F1: CBJ22771 |  | 549.049 m |  |  |  | 3 | 0
378071262 | TNB | DISTRIBUTION | WP PUTRAJAYA & CYBERJAYA | Existing | RYB | 11 kV |  |  |  |  | 240_3C_AL_XLPE | PE 22.37 BOMBA CJ F2: C22375 | PE 22.37 BOMBA CJ F1: C22372 [OFF] |  | 24.797 m |  |  |  | 3 | 0
378071399 | TNB | DISTRIBUTION | WP PUTRAJAYA & CYBERJAYA | Existing | RYB | 11 kV |  |  |  |  | 500_1C_AL_XLPE | PPU CYB9: VCB 1 | SS 22.79 DCP2 F2: C22794 |  | 115.591 m |  |  |  | 3 | 0
378071403 | TNB | DISTRIBUTION | WP PUTRAJAYA & CYBERJAYA | Existing | RYB | 11 kV |  |  |  |  | 500_1C_AL_XLPE | PE 24.41 MAGIC VILLAGE: CBJ24413 | SS 24.23 STAR CENTRAL F1: C24231 |  | 1681.485 m |  |  |  | 3 | 0
378071452 | TNB | DISTRIBUTION | WP PUTRAJAYA & CYBERJAYA | Existing | RYB | 11 kV |  |  |  |  | 500_1C_AL_XLPE | SS 22.79 DCP2 F2: C22795 | SS 24.23 STAR CENTRAL F2: C24234 |  | 1707.436 m |  |  |  | 3 | 0
378071460 | TNB | DISTRIBUTION | WP PUTRAJAYA & CYBERJAYA | Existing | RYB | 11 kV |  |  |  |  | 500_1C_AL_XLPE | SS 24.23 STAR CENTRAL F2: C24235 | SS 25.10 CBD3 C2 F2: CBJ25104 [OFF] |  | 2076.767 m |  |  |  | 3 | 0
378071639 | TNB | DISTRIBUTION | WP PUTRAJAYA & CYBERJAYA | Existing | RYB | 11 kV |  |  |  |  | 240_TRIPLEX_AL_XLPE | PPU CYB9: VCB 11 | PE 22.93 BLOK A TRIENTEL: CBJ22932 |  | 2372.177 m |  |  |  | 3 | 0
378071739 | TNB | DISTRIBUTION | WP PUTRAJAYA & CYBERJAYA | Existing | RYB | 11 kV |  |  |  |  | 240_TRIPLEX_AL_XLPE |  | PE 22.95 TRIENTEL BLOK C: CBJ22952 |  | 2386.260 m |  |  |  | 3 | 0
378072015 | TNB | DISTRIBUTION | WP PUTRAJAYA & CYBERJAYA | Existing | RYB | 11 kV |  |  |  |  | 240_TRIPLEX_AL_XLPE | PE 22.95 TRIENTEL BLOK C: CBJ22951 | PE 22.94 TRIENTEL BLOK B: CBJ22942 |  | 257.011 m |  |  |  | 3 | 0
378072021 | TNB | DISTRIBUTION | WP PUTRAJAYA & CYBERJAYA | Existing | RYB | 11 kV |  |  |  |  | 240_TRIPLEX_AL_XLPE | PE 22.93 BLOK A TRIENTEL: CBJ22931 | PE 22.96 TRIENTEL BLOK D: CBJ22962 |  | 178.907 m |  |  |  | 3 | 0
378072432 | TNB | DISTRIBUTION | WP PUTRAJAYA & CYBERJAYA | Existing | RYB | 11 kV |  |  |  |  | 240_TRIPLEX_AL_XLPE | PE 22.96 TRIENTEL BLOK D: CBJ22961 | PE 21.78 GARDEN VIEW BLOK C: CBJ21782 |  | 1566.787 m |  |  |  | 3 | 0
378072442 | TNB | DISTRIBUTION | WP PUTRAJAYA & CYBERJAYA | Existing | RYB | 11 kV |  |  |  |  | 240_TRIPLEX_AL_XLPE | PE 22.94 TRIENTEL BLOK B: CBJ22941 | PE 21.73 - SEK. ANTARABANGSA F2: CBJ21731 |  | 1792.038 m |  |  |  | 3 | 0
378073119 | TNB | DISTRIBUTION | WP PUTRAJAYA & CYBERJAYA | Existing | RYB | 11 kV |  |  |  |  | 240_TRIPLEX_AL_XLPE |  |  |  | 1046.299 m |  |  |  | 3 | 0
378073417 | TNB | DISTRIBUTION | WP PUTRAJAYA & CYBERJAYA | Existing | RYB | Unknown |  |  |  |  | 240_TRIPLEX_AL_XLPE | PE 22.41 32 UNIT S/LOT BLOK A F1: CBJ22411 | PE 22.42 32 UNIT S/LOT BLOK B F1: CBJ22422 |  | 63.661 m |  |  |  | 3 | 0
378112548 | TNB | DISTRIBUTION | WP PUTRAJAYA & CYBERJAYA | Existing | RYB | 11 kV |  |  |  |  | 240_TRIPLEX_AL_XLPE | PE 8.31 8C3 F2: PTJ08314 | PE 8.37 8R7 (F2): PTJ08375 |  | 668.782 m |  |  |  | 3 | 0
378112745 | TNB | DISTRIBUTION | WP PUTRAJAYA & CYBERJAYA | Existing | RYB | 11 kV |  |  |  |  | 240_TRIPLEX_AL_XLPE | PE 8.31 8C3 F1: PTJ08311 | PE 8.37 8R7 (F1): PTJ08372 |  | 699.416 m |  |  |  | 3 | 0
378113133 | TNB | DISTRIBUTION | WP PUTRAJAYA & CYBERJAYA | Existing | RYB | 11 kV |  |  |  |  | 7X_500_1C_CU_PVC/PVC |  |  |  | 1.208 m |  |  |  | 7 | 0
378114037 | TNB | DISTRIBUTION | WP PUTRAJAYA & CYBERJAYA | Existing | RYB | 11 kV |  |  |  |  | 240_TRIPLEX_AL_XLPE | PPU PTJ5: VCB 11 | D-PTJ-C14-0878: P07161 |  | 1199.865 m |  |  | FDR11 | 3 | 5
378116869 | TNB | DISTRIBUTION | WP PUTRAJAYA & CYBERJAYA | Existing | RYB | 11 kV |  |  |  |  | 240_TRIPLEX_AL_XLPE | PMU CBJN 132/11KV: VCB 9 | SS 21.47 LIM KOK WING F1: CBJ21471 |  | 4111.094 m |  |  | PMU CBJN: VCB 9 | 3 | 0
378116875 | TNB | DISTRIBUTION | WP PUTRAJAYA & CYBERJAYA | Existing | RYB | 11 kV |  |  |  |  | 240_TRIPLEX_AL_XLPE | PMU CBJN 132/11KV: VCB 10 | SS 21.47 LIM KOK WING F2: CBJ21474 |  | 4109.654 m |  |  | PMU CBJN: VCB 10 | 3 | 0
378117176 | TNB | DISTRIBUTION | WP PUTRAJAYA & CYBERJAYA | Existing | RYB | 11 kV |  |  |  |  | 240_TRIPLEX_AL_XLPE | SS 21.47 LIM KOK WING F2: CBJ21475 | SS 23.08 THE PLACE NO 1: C23081 |  | 752.827 m |  |  |  | 3 | 1
378117278 | TNB | DISTRIBUTION | WP PUTRAJAYA & CYBERJAYA | Existing | RYB | 11 kV |  |  |  |  | 240_TRIPLEX_AL_XLPE | PE 23.09 THE PLACE NO 2: CBJ23092 | PE 21.98 PADAT PETRONAS CYBER 3: CBJ21981 |  | 49.039 m |  |  |  | 3 | 0
378118481 | TNB | DISTRIBUTION | WP PUTRAJAYA & CYBERJAYA | Existing | RYB | 11 kV |  |  |  |  | 240_TRIPLEX_AL_XLPE |  |  |  | 19.362 m |  |  |  | 3 | 0
378121059 | TNB | DISTRIBUTION | WP PUTRAJAYA & CYBERJAYA | Existing | RYB | 11 kV | YES |  |  |  | 240_TRIPLEX_AL_XLPE | SS 23.02 STP A F1: CBJ23023 | D-CBJ-C17-0519: C23451 |  | 583.888 m |  |  |  | 3 | 1
378121063 | TNB | DISTRIBUTION | WP PUTRAJAYA & CYBERJAYA | Existing | RYB | 11 kV |  |  |  |  | 240_TRIPLEX_AL_XLPE | D-CBJ-C16-0520: CBJ23424 | D-CBJ-C16-0520: CBJ23422 |  | 31.939 m |  |  |  | 3 | 0
378129732 | TNB | DISTRIBUTION | WP PUTRAJAYA & CYBERJAYA | Existing | RYB | 11 kV | NO | Class C |  |  | 240_3C_AL_XLPE | D-PTJ-C16-1076: | SS 2.22 2C2 (F1): P02221 |  | 318.732 m |  |  |  | 3 | 0
378129739 | TNB | DISTRIBUTION | WP PUTRAJAYA & CYBERJAYA | Existing | RYB | 11 kV | NO | Class C |  |  | 240_3C_AL_XLPE | D-PTJ-C16-1076: | SS 2.22 2C2 (F2): P02224 |  | 315.777 m |  |  |  | 3 | 0
378129751 | TNB | DISTRIBUTION | WP PUTRAJAYA & CYBERJAYA | Existing | RYB | 11 kV |  |  |  |  | 500_1C_AL_XLPE | SS 2.22 2C2 (F2): P02225 | SS 2.09 MOF 2G1 (F2): P02094 |  | 543.874 m |  |  |  | 3 | 0
378129755 | TNB | DISTRIBUTION | WP PUTRAJAYA & CYBERJAYA | Existing | RYB | 11 kV |  |  |  |  | 500_1C_AL_XLPE | SS 2.22 2C2 (F1): P02222 | SS 2.09 MOF 2G1 (F1): P02091 |  | 541.680 m |  |  |  | 3 | 0
378129949 | TNB | DISTRIBUTION | WP PUTRAJAYA & CYBERJAYA | Existing | RYB | 11 kV |  |  |  |  | 240_TRIPLEX_AL_XLPE |  |  |  | 10.287 m |  |  |  | 3 | 0
378130076 | TNB | DISTRIBUTION | WP PUTRAJAYA & CYBERJAYA | Existing | RYB | 11 kV |  |  |  |  | 240_TRIPLEX_AL_XLPE |  |  |  | 7.625 m |  |  |  | 3 | 0
378131127 | TNB | DISTRIBUTION | WP PUTRAJAYA & CYBERJAYA | Existing | RYB | 11 kV |  |  |  |  | 240_TRIPLEX_AL_XLPE |  |  |  | 5.344 m |  |  |  | 3 | 0
378131131 | TNB | DISTRIBUTION | WP PUTRAJAYA & CYBERJAYA | Existing | RYB | 11 kV |  |  |  |  | 240_TRIPLEX_AL_XLPE |  |  |  | 16.093 m |  |  |  | 3 | 0
378131564 | TNB | DISTRIBUTION | WP PUTRAJAYA & CYBERJAYA | Existing | RYB | 11 kV |  |  |  |  | 240_TRIPLEX_AL_XLPE | PE 2.06 PS 15 (F1): PTJ02062 | PE 2.25 C/S FORMULA E 1: PTJ02252 [OFF] |  | 596.946 m |  |  |  | 3 | 0
378131568 | TNB | DISTRIBUTION | WP PUTRAJAYA & CYBERJAYA | Existing | RYB | 11 kV |  |  |  |  | 240_TRIPLEX_AL_XLPE | PE 2.29 TEMP SKYRIDE: PTJ02293 | PE 2.27 C/S FORMULA E 3: PTJ02272 [OFF] |  | 635.757 m |  |  |  | 3 | 0
378156047 | TNB | DISTRIBUTION | WP PUTRAJAYA & CYBERJAYA | Existing | RYB | 11 kV |  |  |  |  | 240_TRIPLEX_AL_XLPE | PE 22.71 CBD PERDANA 2B F1: CBJ22711 | PE 22.82 CBD PERDANA 2C F1: CBJ22822 |  | 168.779 m |  |  |  | 3 | 0
378156052 | TNB | DISTRIBUTION | WP PUTRAJAYA & CYBERJAYA | Existing | RYB | 11 kV |  |  |  |  | 240_TRIPLEX_AL_XLPE | PE 22.82 CBD PERDANA 2C F2: CBJ22824 | PE 22.83 CBD PERDANA 2D F2: CBJ22835 |  | 118.733 m |  |  |  | 3 | 0
378156059 | TNB | DISTRIBUTION | WP PUTRAJAYA & CYBERJAYA | Existing | RYB | 11 kV |  |  |  |  | 240_TRIPLEX_AL_XLPE | PE 22.82 CBD PERDANA 2C F1: CBJ22821 | PE 22.83 CBD PERDANA 2D F1: CBJ22832 |  | 135.022 m |  |  |  | 3 | 0
378156667 | TNB | DISTRIBUTION | WP PUTRAJAYA & CYBERJAYA | Existing | RYB | 11 kV |  |  |  |  | 240_TRIPLEX_AL_XLPE | SS 21.99 QUILL COMMERCIAL F1: C21991 | PE 21.65 EMERIO F1: CBJ21653 [OFF] |  | 99.501 m |  |  |  | 3 | 0
378156671 | TNB | DISTRIBUTION | WP PUTRAJAYA & CYBERJAYA | Existing | RYB | 11 kV |  |  |  |  | 240_TRIPLEX_AL_XLPE | PE 21.65 EMERIO F2: CBJ21656 | SS 21.99 QUILL COMMERCIAL F2: C21994 |  | 100.753 m |  |  |  | 3 | 0
378156694 | TNB | DISTRIBUTION | WP PUTRAJAYA & CYBERJAYA | Existing | RYB | 11 kV |  |  |  |  | 240_TRIPLEX_AL_XLPE | PPU CYB9: | PE 22.67 KWDI 1 F2: CBJ22674 |  | 719.198 m |  |  |  | 3 | 0
378156700 | TNB | DISTRIBUTION | WP PUTRAJAYA & CYBERJAYA | Existing | RYB | 11 kV |  |  |  |  | 240_TRIPLEX_AL_XLPE | PPU CYB9: | PE 22.67 KWDI 1 F1: CBJ22671 |  | 732.797 m |  |  |  | 3 | 0
378156704 | TNB | DISTRIBUTION | WP PUTRAJAYA & CYBERJAYA | Existing | RYB | 11 kV |  |  |  |  | 240_TRIPLEX_AL_XLPE |  |  |  | 31.413 m |  |  |  | 3 | 0
378156769 | TNB | DISTRIBUTION | WP PUTRAJAYA & CYBERJAYA | Existing | RYB | 11 kV |  |  |  |  | 240_TRIPLEX_AL_XLPE | PPU CYB9: VCB 6 [OFF] | SS 22.60 SATYAM F2: C22605 |  | 1433.762 m |  |  |  | 3 | 0
378156789 | TNB | DISTRIBUTION | WP PUTRAJAYA & CYBERJAYA | Existing | RYB | 11 kV |  |  |  |  | 240_TRIPLEX_AL_XLPE | SS 22.60 SATYAM F1: C22602 | PPU CYB9: VCB 3 [OFF] |  | 1428.101 m |  |  |  | 3 | 0
378186216 | TNB | DISTRIBUTION | WP PUTRAJAYA & CYBERJAYA | Existing | RYB | 11 kV |  |  |  |  | 500_1C_AL_XLPE | PPU CYB6: VCB 4 | SS 25.11 D'PULZE F2: C25114 |  | 1440.172 m |  |  |  | 3 | 0
378186220 | TNB | DISTRIBUTION | WP PUTRAJAYA & CYBERJAYA | Existing | RYB | 11 kV |  |  |  |  | 500_1C_AL_XLPE | PPU CYB6: VCB 3 | SS 25.11 D'PULZE F1: C25111 |  | 1430.876 m |  |  |  | 3 | 0
378186225 | TNB | DISTRIBUTION | WP PUTRAJAYA & CYBERJAYA | Existing | RYB | 11 kV |  |  |  |  | 500_1C_AL_XLPE | SS 25.11 D'PULZE F2: C25115 | SS 25.09 CDB 3B F2: CBJ 25095 |  | 483.569 m |  |  |  | 3 | 0
378186229 | TNB | DISTRIBUTION | WP PUTRAJAYA & CYBERJAYA | Existing | RYB | 11 kV |  |  |  |  | 500_1C_AL_XLPE | SS 25.11 D'PULZE F1: C25112 | SS 25.09 CDB 3B F1: C25092 |  | 468.522 m |  |  |  | 3 | 0
378186233 | TNB | DISTRIBUTION | WP PUTRAJAYA & CYBERJAYA | Existing | RYB | 11 kV |  |  |  |  | 500_1C_AL_XLPE | SS 25.09 CDB 3B F2: C25094 | SS 25.10 CBD3 C2 F2: CBJ25105 |  | 216.723 m |  |  |  | 3 | 0
378186237 | TNB | DISTRIBUTION | WP PUTRAJAYA & CYBERJAYA | Existing | RYB | 11 kV |  |  |  |  | 500_1C_AL_XLPE | SS 25.09 CDB 3B F1: CBJ 25091 | SS 25.10 CBD3 C2 F1: CBJ25102 |  | 201.091 m |  |  |  | 3 | 0
378186241 | TNB | DISTRIBUTION | WP PUTRAJAYA & CYBERJAYA | Existing | RYB | 11 kV |  |  |  |  | 500_1C_AL_XLPE | SS 24.23 STAR CENTRAL F1: C24232 | SS 25.10 CBD3 C2 F1: CBJ25101 [OFF] |  | 2058.712 m |  |  |  | 3 | 0
378186333 | TNB | DISTRIBUTION | WP PUTRAJAYA & CYBERJAYA | Existing | RYB | 11 kV |  |  |  |  | 240_TRIPLEX_AL_XLPE | SS 22.04 DCS F2: CBJ220410 | SS 22.04 DCS F2: CBJ22046 [OFF] |  | 10.373 m |  |  | CB16R | 3 | 0
378186337 | TNB | DISTRIBUTION | WP PUTRAJAYA & CYBERJAYA | Existing | RYB | 11 kV |  |  |  |  | 240_TRIPLEX_AL_XLPE |  |  |  | 32.840 m |  |  |  | 3 | 0
378186341 | TNB | DISTRIBUTION | WP PUTRAJAYA & CYBERJAYA | Existing | RYB | 11 kV |  |  |  |  | 240_TRIPLEX_AL_XLPE | PPU CYB6: VCB 7 | SS 21.27 LOT 12067 MAYBANK F1: CBJ21271 |  | 2241.568 m |  |  |  | 3 | 0
378186401 | TNB | DISTRIBUTION | WP PUTRAJAYA & CYBERJAYA | Existing | RYB | 11 kV |  |  |  |  | 240_TRIPLEX_AL_XLPE | SS 21.27 LOT 12067 MAYBANK F2: CBJ21274 | PPU CYB6: VCB 8 [OFF] |  | 2250.868 m |  |  |  | 3 | 0
378186416 | TNB | DISTRIBUTION | WP PUTRAJAYA & CYBERJAYA | Existing | RYB | 11 kV |  |  |  |  | 240_TRIPLEX_AL_XLPE | SS 21.27 LOT 12067 MAYBANK F1: CBJ21272 | SS 21.63 BANGUNAN MUSTAFA KAMAL F1: CBJ21632 |  | 954.632 m |  |  |  | 3 | 0
378186474 | TNB | DISTRIBUTION | WP PUTRAJAYA & CYBERJAYA | Existing | RYB | 11 kV |  |  |  |  | 240_TRIPLEX_AL_XLPE | SS 21.63 BANGUNAN MUSTAFA KAMAL F2: CBJ21635 | SS 21.27 LOT 12067 MAYBANK F2: CBJ21275 |  | 973.855 m |  |  |  | 3 | 0
378186535 | TNB | DISTRIBUTION | WP PUTRAJAYA & CYBERJAYA | Existing | RYB | 11 kV |  |  |  |  | 240_TRIPLEX_AL_XLPE |  |  |  | 9.215 m |  |  |  | 3 | 0
378186539 | TNB | DISTRIBUTION | WP PUTRAJAYA & CYBERJAYA | Existing | RYB | 11 kV |  |  |  |  | 240_TRIPLEX_AL_XLPE |  |  |  | 26.701 m |  |  |  | 3 | 0
378186545 | TNB | DISTRIBUTION | WP PUTRAJAYA & CYBERJAYA | Existing | RYB | 11 kV |  |  |  |  | 240_TRIPLEX_AL_XLPE |  |  |  | 10.224 m |  |  |  | 3 | 0
378186636 | TNB | DISTRIBUTION | WP PUTRAJAYA & CYBERJAYA | Existing | RYB | 11 kV | NO | Class C |  |  | 240_TRIPLEX_AL_XLPE |  |  |  | 9.096 m |  |  |  | 3 | 0
378186642 | TNB | DISTRIBUTION | WP PUTRAJAYA & CYBERJAYA | Existing | RYB | 11 kV | NO | Class C |  |  | 240_TRIPLEX_AL_XLPE |  |  |  | 7.173 m |  |  |  | 3 | 0
378186902 | TNB | DISTRIBUTION | WP PUTRAJAYA & CYBERJAYA | Existing | RYB | 11 kV |  |  |  |  | 240_TRIPLEX_AL_XLPE |  |  |  | 25.770 m |  |  |  | 3 | 0
378187369 | TNB | DISTRIBUTION | WP PUTRAJAYA & CYBERJAYA | Existing | RYB | 11 kV |  |  |  |  | 240_TRIPLEX_AL_XLPE | PE 22.98 SHAFBURY APT A: CBJ22982 | PE 21.08 CENTURY SQUARE 2300 F2: CBJ21084 |  | 629.301 m |  |  |  | 3 | 0
378187695 | TNB | DISTRIBUTION | WP PUTRAJAYA & CYBERJAYA | Existing | RYB | 11 kV |  |  |  |  | 240_TRIPLEX_AL_XLPE | PE 22.90 SHAFBURY APT BLOK B: CBJ22901 | SS 22.85 SHAFTBURY CHILLER PLANT F1: CBJ22852 |  | 375.665 m |  |  |  | 3 | 0
378187848 | TNB | DISTRIBUTION | WP PUTRAJAYA & CYBERJAYA | Existing | RYB | 11 kV |  |  |  |  | 240_TRIPLEX_AL_XLPE | SS 22.85 SHAFTBURY CHILLER PLANT F2: CBJ22855 | PE 22.98 SHAFBURY APT A: CBJ22981 |  | 499.782 m |  |  |  | 3 | 0
378187857 | TNB | DISTRIBUTION | WP PUTRAJAYA & CYBERJAYA | Existing | RYB | 11 kV |  |  |  |  | 240_TRIPLEX_AL_XLPE | SS 24.18 SHAFTBURY BLOK E F2: C24185 | SS 22.85 SHAFTBURY CHILLER PLANT F2: CBJ22854 |  | 88.421 m |  |  |  | 3 | 0
378187864 | TNB | DISTRIBUTION | WP PUTRAJAYA & CYBERJAYA | Existing | RYB | 11 kV |  |  |  |  | 240_TRIPLEX_AL_XLPE | SS 24.18 SHAFTBURY BLOK E F1: C24182 | SS 22.85 SHAFTBURY CHILLER PLANT F1: CBJ22851 |  | 82.794 m |  |  |  | 3 | 0
378187967 | TNB | DISTRIBUTION | WP PUTRAJAYA & CYBERJAYA | Existing | RYB | 11 kV |  |  |  |  | 240_TRIPLEX_AL_XLPE | SS 22.84 SHAFBURY KEDAI PEJABAT F1: CBJ22842 | SS 24.18 SHAFTBURY BLOK E F1: C24181 |  | 289.126 m |  |  |  | 3 | 0
378187973 | TNB | DISTRIBUTION | WP PUTRAJAYA & CYBERJAYA | Existing | RYB | 11 kV |  |  |  |  | 240_TRIPLEX_AL_XLPE | SS 22.84 SHAFBURY KEDAI PEJABAT F2: CBJ22845 | SS 24.18 SHAFTBURY BLOK E F2: C24184 |  | 286.883 m |  |  |  | 3 | 0
378188418 | TNB | DISTRIBUTION | WP PUTRAJAYA & CYBERJAYA | Existing | RYB | 11 kV |  |  |  |  | 240_TRIPLEX_AL_XLPE | PPU CYB6: VCB 11 | PE 24.31 CRISTAL TERES: CBJ24312 |  | 916.034 m |  |  |  | 3 | 0
378188422 | TNB | DISTRIBUTION | WP PUTRAJAYA & CYBERJAYA | Existing | RYB | 11 kV |  |  |  |  | 240_TRIPLEX_AL_XLPE | PPU CYB6: VCB 10 | PE 24.29 CRYSTAL BLOK A: CBJ24292 |  | 994.820 m |  |  |  | 3 | 0
378188426 | TNB | DISTRIBUTION | WP PUTRAJAYA & CYBERJAYA | Existing | RYB | 11 kV |  |  |  |  | 240_TRIPLEX_AL_XLPE | PE 24.31 CRISTAL TERES: CBJ24311 | PE 24.30 CRYSTAL BLOK B: CBJ24303 |  | 242.893 m |  |  |  | 3 | 0
378188432 | TNB | DISTRIBUTION | WP PUTRAJAYA & CYBERJAYA | Existing | RYB | 11 kV |  |  |  |  | 240_TRIPLEX_AL_XLPE | PE 24.30 CRYSTAL BLOK B: CBJ24301 | PE 22.34 STREET MALL 2 F1: CBJ22342 |  | 1685.634 m |  |  |  | 3 | 0
378188440 | TNB | DISTRIBUTION | WP PUTRAJAYA & CYBERJAYA | Existing | RYB | 11 kV |  |  |  |  | 240_TRIPLEX_AL_XLPE | PE 24.29 CRYSTAL BLOK A: CBJ24293 | PE 22.34 STREET MALL 2 F2: CBJ22345 |  | 1678.045 m |  |  |  | 3 | 0
378188888 | TNB | DISTRIBUTION | WP PUTRAJAYA & CYBERJAYA | Existing | RYB | 11 kV |  |  |  |  | 7X_500_1C_CU_PVC/PVC |  |  |  | 0.722 m |  |  |  | 7 | 0
378189022 | TNB | DISTRIBUTION | WP PUTRAJAYA & CYBERJAYA | Existing | RYB | 11 kV |  |  |  |  | 240_TRIPLEX_AL_XLPE | PE 22.72 CYBERNEO 3 F1: C22721 | PE 22.86 NEO CYBER BLOK D: CBJ22862 |  | 251.078 m |  |  |  | 3 | 0
378189290 | TNB | DISTRIBUTION | WP PUTRAJAYA & CYBERJAYA | Existing | RYB | 11 kV |  |  |  |  | 240_TRIPLEX_AL_XLPE | PE 22.61 8 BLOK KEDAI PEJ 2A F1: CBJ22611 | PE 22.52 58 UNITS SHOP LOT F1: CBJ22522 |  | 1158.947 m |  |  |  | 3 | 0
378189604 | TNB | DISTRIBUTION | WP PUTRAJAYA & CYBERJAYA | Existing | RYB | 11 kV |  |  |  |  | 7X_500_1C_CU_PVC/PVC |  |  |  | 1.323 m |  |  |  | 7 | 0
378189700 | TNB | DISTRIBUTION | WP PUTRAJAYA & CYBERJAYA | Existing | RYB | 11 kV |  |  |  |  | 7X_500_1C_CU_PVC/PVC |  |  |  | 1.809 m |  |  |  | 7 | 0
378189704 | TNB | DISTRIBUTION | WP PUTRAJAYA & CYBERJAYA | Existing | RYB | 11 kV |  |  |  |  | 7X_500_1C_CU_PVC/PVC |  |  |  | 1.805 m |  |  |  | 7 | 0
378202648 | TNB | DISTRIBUTION | WP PUTRAJAYA & CYBERJAYA | Existing | RYB | 11 kV |  |  |  |  | 240_TRIPLEX_AL_XLPE | PMU PTJC: VCB 2 | SS 2.02 IDHL (F2): PTJ02025 |  | 635.336 m |  |  |  | 3 | 0
378202652 | TNB | DISTRIBUTION | WP PUTRAJAYA & CYBERJAYA | Existing | RYB | 11 kV |  |  |  |  | 240_TRIPLEX_AL_XLPE | PMU PTJC: VCB 1 | SS 2.02 IDHL (F1): PTJ02021 |  | 637.536 m |  |  |  | 3 | 0
378202667 | TNB | DISTRIBUTION | WP PUTRAJAYA & CYBERJAYA | Existing | RYB | 11 kV |  |  |  |  | 240_TRIPLEX_AL_XLPE | PMU PTJC: VCB 3 | PE 18.14 BLOK D&E (F1): PTJ18141 |  | 2146.311 m |  |  |  | 3 | 0
378202764 | TNB | DISTRIBUTION | WP PUTRAJAYA & CYBERJAYA | Existing | RYB | 11 kV |  |  |  |  | 240_TRIPLEX_AL_XLPE | PMU PTJC: VCB 4 | PE 18.14 BLOK D&E (F2): PTJ18144 |  | 2154.158 m |  |  |  | 3 | 0
378203323 | TNB | DISTRIBUTION | WP PUTRAJAYA & CYBERJAYA | Existing | RYB | 11 kV |  |  |  |  | 240_TRIPLEX_AL_XLPE | PE 18.13 BLOK F (F2): PTJ18136 | PE 18.12 BLOK A (F2): P18124 |  | 215.612 m |  |  |  | 3 | 1
378204199 | TNB | DISTRIBUTION | WP PUTRAJAYA & CYBERJAYA | Existing | RYB | 11 kV |  |  |  |  | 240_TRIPLEX_AL_XLPE | PE 18.11 BLOK B&C (F2): PTJ18116 | PE 18.28 SEK KEB (2) (F1): PTJ18281 |  | 688.744 m |  |  |  | 3 | 0
378204205 | TNB | DISTRIBUTION | WP PUTRAJAYA & CYBERJAYA | Existing | RYB | 11 kV |  |  |  |  | 240_TRIPLEX_AL_XLPE | PE 18.28 SEK KEB (2) (F1): PTJ18283 | PE 18.28 SEK KEB (2) (F2): PTJ18284 |  | 12.529 m |  |  |  | 3 | 0
378204211 | TNB | DISTRIBUTION | WP PUTRAJAYA & CYBERJAYA | Existing | RYB | 11 kV |  |  |  |  | 240_TRIPLEX_AL_XLPE | PE 18.28 SEK KEB (2) (F2): PTJ18286 | PE 18.05 PERUMAHAN 18R5 Fasa 2(F2): PTJ18054 |  | 703.768 m |  |  |  | 3 | 0
378204426 | TNB | DISTRIBUTION | WP PUTRAJAYA & CYBERJAYA | Existing | RYB | 11 kV |  |  |  |  | 240_TRIPLEX_AL_XLPE | PE 18.05 PERUMAHAN 18R5 Fasa 2(F1): PTJ18053 | PE 18.06 18R5 (F1): PTJ18061 |  | 461.801 m |  |  |  | 3 | 0
378204431 | TNB | DISTRIBUTION | WP PUTRAJAYA & CYBERJAYA | Existing | RYB | 11 kV |  |  |  |  | 240_TRIPLEX_AL_XLPE | PE 18.05 PERUMAHAN 18R5 Fasa 2(F2): PTJ18056 | PE 18.06 18R5 (F2): PTJ18064 |  | 465.558 m |  |  |  | 3 | 0
378205336 | TNB | DISTRIBUTION | WP PUTRAJAYA & CYBERJAYA | Existing | RYB | 11 kV |  |  |  |  | 240_TRIPLEX_AL_XLPE | PE 18.27 KLINIK KESIHATAN (F2): PTJ18275 | PE 18.08 18R1 (F2): PTJ18084 |  | 617.010 m |  |  |  | 3 | 0
378205875 | TNB | DISTRIBUTION | WP PUTRAJAYA & CYBERJAYA | Existing | RYB | 11 kV |  |  |  |  | 240_TRIPLEX_AL_XLPE |  |  |  | 7.120 m |  |  |  | 3 | 0
378205879 | TNB | DISTRIBUTION | WP PUTRAJAYA & CYBERJAYA | Existing | RYB | 11 kV |  |  |  |  | 500_1C_AL_XLPE | SS 4.21 4G5 (F1): P04212 | PMU PTJC: VCB 6 [OFF] |  | 2157.450 m |  |  |  | 3 | 0
378205883 | TNB | DISTRIBUTION | WP PUTRAJAYA & CYBERJAYA | Existing | RYB | 11 kV |  |  |  |  | 500_1C_AL_XLPE | PMU PTJC: VCB 5 | SS 4.21 4G5 (F2): P04215 |  | 2167.896 m |  |  |  | 3 | 0
378206052 | TNB | DISTRIBUTION | WP PUTRAJAYA & CYBERJAYA | Existing | RYB | 11 kV |  |  |  |  | 500_1C_AL_XLPE | SS 4.21 4G5 (F2): P04214 | SS 4.17 4G11 (F2): P04175 |  | 1675.616 m |  |  |  | 3 | 0
378206056 | TNB | DISTRIBUTION | WP PUTRAJAYA & CYBERJAYA | Existing | RYB | 11 kV |  |  |  |  | 500_1C_AL_XLPE | SS 4.17 4G11 (F1): P04172 | SS 4.21 4G5 (F1): P04211 |  | 1651.538 m |  |  |  | 3 | 0
378206060 | TNB | DISTRIBUTION | WP PUTRAJAYA & CYBERJAYA | Existing | RYB | 11 kV |  |  |  |  | 500_1C_AL_XLPE | SS 4.16 4G10 (F1): P04162 | SS 4.17 4G11 (F1): P04171 |  | 287.061 m |  |  |  | 3 | 0
378206064 | TNB | DISTRIBUTION | WP PUTRAJAYA & CYBERJAYA | Existing | RYB | 11 kV |  |  |  |  | 500_1C_AL_XLPE | SS 4.17 4G11 (F2): P04174 | SS 4.16 4G10 (F2): P04165 |  | 297.580 m |  |  |  | 3 | 0
378206379 | TNB | DISTRIBUTION | WP PUTRAJAYA & CYBERJAYA | Existing | RYB | 11 kV |  |  |  |  | 500_1C_AL_XLPE | SS 4.15 4G9 (F2): P04154 | SS 4.14 4G8 (F2): P04145 |  | 98.212 m |  |  | CB18 | 3 | 0
378206383 | TNB | DISTRIBUTION | WP PUTRAJAYA & CYBERJAYA | Existing | RYB | 11 kV |  |  |  |  | 500_1C_AL_XLPE | SS 4.14 4G8 (F1): P04142 | SS 4.15 4G9 (F1): P04151 |  | 110.132 m |  |  | CB18 | 3 | 0
378206387 | TNB | DISTRIBUTION | WP PUTRAJAYA & CYBERJAYA | Existing | RYB | 11 kV |  |  |  |  | 500_1C_AL_XLPE | SS 4.16 4G10 (F2): P04164 | SS 4.15 4G9 (F2): P04155 |  | 288.583 m |  |  | CB18 | 3 | 0
378206391 | TNB | DISTRIBUTION | WP PUTRAJAYA & CYBERJAYA | Existing | RYB | 11 kV |  |  |  |  | 500_1C_AL_XLPE | SS 4.15 4G9 (F1): P04152 | SS 4.16 4G10 (F1): P04161 |  | 300.302 m |  |  | CB18 | 3 | 0
378213457 | TNB | DISTRIBUTION | WP PUTRAJAYA & CYBERJAYA | Existing | RYB | 11 kV |  |  |  |  | 240_TRIPLEX_AL_XLPE | PE 9.42 P'PURI BLOK E1 (EFI) (F1): PTJ09421 | PE 9.48 P'PURI BLOK C&D (EFI) (F1): PTJ09483 |  | 440.251 m |  |  |  | 3 | 0
378214290 | TNB | DISTRIBUTION | WP PUTRAJAYA & CYBERJAYA | Existing | RYB | 11 kV |  |  |  |  | 240_TRIPLEX_AL_XLPE | PPU PTJ5: | PE 2.04 W.F PROMENADE (F2): PTJ02046 |  | 1235.501 m |  |  |  | 3 | 0
378214484 | TNB | DISTRIBUTION | WP PUTRAJAYA & CYBERJAYA | Existing | RYB | 11 kV |  |  |  |  | 240_TRIPLEX_AL_XLPE | PE 2.26 C/S FORMULA E 2: PTJ02262 | PE 2.25 C/S FORMULA E 1: PTJ02251 |  | 20.822 m |  |  |  | 3 | 0
378214493 | TNB | DISTRIBUTION | WP PUTRAJAYA & CYBERJAYA | Existing | RYB | 11 kV |  |  |  |  | 240_TRIPLEX_AL_XLPE | PE 2.24 TEMP 2C5: PTJ02242 | PE 2.28 C/S FORMULA E 4: PTJ02281 |  | 230.228 m |  |  |  | 3 | 0
378214591 | TNB | DISTRIBUTION | WP PUTRAJAYA & CYBERJAYA | Existing | RYB | 11 kV |  |  |  |  | 240_TRIPLEX_AL_XLPE | PE 2.04 W.F PROMENADE (F2): PTJ02045 | PE 2.24 TEMP 2C5: PTJ02241 |  | 411.340 m |  |  |  | 3 | 0
378214727 | TNB | DISTRIBUTION | WP PUTRAJAYA & CYBERJAYA | Existing | RYB | 11 kV |  |  |  |  | 240_TRIPLEX_AL_XLPE | PE 2.28 C/S FORMULA E 4: PTJ02282 | PE 2.27 C/S FORMULA E 3: PTJ02271 |  | 21.040 m |  |  |  | 3 | 0
378214737 | TNB | DISTRIBUTION | WP PUTRAJAYA & CYBERJAYA | Existing | RYB | 11 kV |  |  |  |  | 240_TRIPLEX_AL_XLPE | PE 2.05 PADAT CUT: PTJ02051 | PE 2.26 C/S FORMULA E 2: PTJ02261 |  | 44.905 m |  |  |  | 3 | 0
378219864 | TNB | DISTRIBUTION | WP PUTRAJAYA & CYBERJAYA | Existing | RYB | 11 kV |  |  |  |  | 240_TRIPLEX_AL_XLPE | PE 15.25 PJBT KEDUTAAN IRAQ (F1): PTJ15251 | SS 15.21 OFFICE CHANCERIES (EFI) (F1): PTJ15212 |  | 2224.266 m |  |  |  | 3 | 0
378219868 | TNB | DISTRIBUTION | WP PUTRAJAYA & CYBERJAYA | Existing | RYB | 11 kV |  |  |  |  | 240_TRIPLEX_AL_XLPE | PE 15.23 PROMENADE: PTJ15233 | SS 15.21 OFFICE CHANCERIES (EFI) (F2): PTJ15216 |  | 1780.899 m |  |  |  | 3 | 0
378219948 | TNB | DISTRIBUTION | WP PUTRAJAYA & CYBERJAYA | Existing | RYB | 11 kV |  | Class C |  |  | 7X_500_1C_CU_PVC/PVC |  |  |  | 1.144 m |  |  |  | 7 | 0
378220474 | TNB | DISTRIBUTION | WP PUTRAJAYA & CYBERJAYA | Existing | RYB | 11 kV |  |  |  |  | 240_TRIPLEX_AL_XLPE | PE 15.33 PDT KEDIAMAN KEDUTAAN IRAQ (F1): PTJ15331 | PE 15.06 BLOK D2 (2) (F1): PTJ15063 |  | 311.209 m |  |  |  | 3 | 0
378220481 | TNB | DISTRIBUTION | WP PUTRAJAYA & CYBERJAYA | Existing | RYB | 11 kV |  |  |  |  | 240_TRIPLEX_AL_XLPE | PE 15.33 PDT KEDIAMAN KEDUTAAN IRAQ (F2): PTJ15334 | PE 15.06 BLOK D2 (2) (F2): PTJ15066 |  | 319.358 m |  |  |  | 3 | 0
378224396 | TNB | DISTRIBUTION | WP PUTRAJAYA & CYBERJAYA | Existing | RYB | 11 kV |  |  |  |  | 240_TRIPLEX_AL_XLPE | PE 22.52 58 UNITS SHOP LOT F2: CBJ22525 | PE 24.25 CRYSTAL VILLE 2: CBJ24252 |  | 488.116 m |  |  |  | 3 | 0
378224405 | TNB | DISTRIBUTION | WP PUTRAJAYA & CYBERJAYA | Existing | RYB | 11 kV |  |  |  |  | 240_TRIPLEX_AL_XLPE | PE 24.25 CRYSTAL VILLE 2: CBJ24251 | PE 22.11 THE STREET MALL F2: CBJ22113 [OFF] |  | 496.385 m |  |  |  | 3 | 0
378224424 | TNB | DISTRIBUTION | WP PUTRAJAYA & CYBERJAYA | Existing | RYB | 11 kV |  |  |  |  | 240_TRIPLEX_AL_XLPE | PE 24.24 CRYSTAL VILLE 1: CBJ24243 | PE 22.11 THE STREET MALL F1: CBJ22112 [OFF] |  | 355.088 m |  |  |  | 3 | 0
378224448 | TNB | DISTRIBUTION | WP PUTRAJAYA & CYBERJAYA | Existing | RYB | 11 kV |  |  |  |  | 240_TRIPLEX_AL_XLPE | PE 22.52 58 UNITS SHOP LOT F1: CBJ22521 | PE 22.80 APT NEO CYBER BLOK A: CBJ22802 |  | 267.532 m |  |  |  | 3 | 0
378224452 | TNB | DISTRIBUTION | WP PUTRAJAYA & CYBERJAYA | Existing | RYB | 11 kV |  |  |  |  | 240_TRIPLEX_AL_XLPE | PE 22.80 APT NEO CYBER BLOK A: CBJ22801 | PE 24.24 CRYSTAL VILLE 1: CBJ24242 |  | 456.650 m |  |  |  | 3 | 0
378224848 | TNB | DISTRIBUTION | WP PUTRAJAYA & CYBERJAYA | Existing | RYB | 11 kV |  |  |  |  | 240_3C_AL_XLPE | PPU CYB6: VCB 13 | PE TAMAN SAINS SELANGOR NO 2: J39965 |  | 2238.640 m |  |  |  | 3 | 0
378224852 | TNB | DISTRIBUTION | WP PUTRAJAYA & CYBERJAYA | Existing | RYB | 11 kV |  |  |  |  | 240_TRIPLEX_AL_XLPE | PE TAMAN SAINS SELANGOR NO 2: J39962 | SS 23.15 MUTIARA VILLE 3 F1: [OFF] |  | 1075.799 m |  |  |  | 3 | 0
378224859 | TNB | DISTRIBUTION | WP PUTRAJAYA & CYBERJAYA | Existing | RYB | 11 kV |  | Class D |  |  | 240_3C_AL_XLPE | PE 23.29 PERUMAHAN CERIA RESIDENT: CBJ23291 | PE 24.44 CERIA CONDO A: C24441 |  | 489.067 m |  |  |  | 3 | 0
378224865 | TNB | DISTRIBUTION | WP PUTRAJAYA & CYBERJAYA | Existing | RYB | 11 kV |  |  |  |  | 240_3C_AL_XLPE | PE 23.20 AUTOVILLE 2: CBJ23201 | PE 23.19 AUTOVILLE NO1: CBJ23192 |  | 312.462 m |  |  |  | 3 | 0
378224869 | TNB | DISTRIBUTION | WP PUTRAJAYA & CYBERJAYA | Existing | RYB | 11 kV |  |  |  |  | 240_TRIPLEX_AL_XLPE | D-CBJ-C16-0533: | PE 23.06 TEMP OSK: CBJ23061 |  | 552.207 m |  |  |  | 3 | 0
378224878 | TNB | DISTRIBUTION | WP PUTRAJAYA & CYBERJAYA | Existing | RYB | 11 kV | YES | Class D |  |  | 240_TRIPLEX_AL_XLPE | PE 23.31 TEMP AXVENTURE: CBJ23313 | PE 25.13 SETIA RIMBA 1: CBJ25131 |  | 1536.993 m |  |  |  | 3 | 0
378224883 | TNB | DISTRIBUTION | WP PUTRAJAYA & CYBERJAYA | Existing | RYB | 11 kV | YES | Class D |  |  | 240_TRIPLEX_AL_XLPE | PE 25.13 SETIA RIMBA 1: CBJ25132 | D-CBJ-C16-0576: C25331 |  | 538.687 m |  |  |  | 3 | 0
378224888 | TNB | DISTRIBUTION | WP PUTRAJAYA & CYBERJAYA | Existing | RYB | 11 kV | YES | Class D |  |  | 240_TRIPLEX_AL_XLPE | PE25.14 SETIA RIMBA 2: CBJ25142 | PE25.15 SETIA RIMBA 3: CBJ25151 |  | 176.709 m |  |  |  | 3 | 0
378224892 | TNB | DISTRIBUTION | WP PUTRAJAYA & CYBERJAYA | Existing | RYB | 11 kV | NO | Class D |  |  | 240_TRIPLEX_AL_XLPE | PE25.15 SETIA RIMBA 3: CBJ25152 | PE25.16 SETIA RIMBA 4: CBJ25161 |  | 257.119 m |  |  |  | 3 | 0
378224898 | TNB | DISTRIBUTION | WP PUTRAJAYA & CYBERJAYA | Existing | RYB | 11 kV | NO | Class D |  |  | 240_TRIPLEX_AL_XLPE | PE25.16 SETIA RIMBA 4: CBJ25162 | PE 25.23 SALES OFFICE ECOGLADE GALERY: CBJ25231 |  | 270.329 m |  |  | CB15 | 3 | 0
378224903 | TNB | DISTRIBUTION | WP PUTRAJAYA & CYBERJAYA | Existing | RYB | 11 kV |  |  |  |  | 240_TRIPLEX_AL_XLPE | PE 25.23 SALES OFFICE ECOGLADE GALERY: CBJ25232 | PE 21.61 MPS F2: CBJ21616 |  | 1659.411 m |  |  |  | 3 | 0
378224994 | TNB | DISTRIBUTION | WP PUTRAJAYA & CYBERJAYA | Existing | RYB | 11 kV |  |  |  |  | 240_TRIPLEX_AL_XLPE | SS 21.92 NTT DATA CENTRE F2: CBJ21925 | SS 25.08 NTT 3 F2: C25084 |  | 74.480 m |  |  |  | 3 | 0
378224998 | TNB | DISTRIBUTION | WP PUTRAJAYA & CYBERJAYA | Existing | RYB | 11 kV |  |  |  |  | 240_TRIPLEX_AL_XLPE | SS 21.92 NTT DATA CENTRE F1: CBJ21922 | SS 25.08 NTT 3 F1: CBJ25081 |  | 75.655 m |  |  |  | 3 | 0
378225343 | TNB | DISTRIBUTION | WP PUTRAJAYA & CYBERJAYA | Existing | RYB | 33 kV |  |  |  |  | 630_1C_AL_XLPE | SSU GOOGLE CYBERJAYA (CSF): | PPU CYB6: VCB 1P5 |  | 3338.382 m |  |  | 1P5 | 3 | 3
378225350 | TNB | DISTRIBUTION | WP PUTRAJAYA & CYBERJAYA | Existing | RYB | 33 kV |  |  |  |  | 630_1C_AL_XLPE | PPU CYB9: VCB 4P5 | SSU GOOGLE CYBERJAYA (CSF): [OFF] |  | 2392.063 m |  |  |  | 3 | 0
378225360 | TNB | DISTRIBUTION | WP PUTRAJAYA & CYBERJAYA | Existing | RYB | 11 kV |  |  |  |  | 240_3C_AL_XLPE | PPU CYB9: VCB 13 | PE 22.41 32 UNIT S/LOT BLOK A F1: CBJ22412 |  | 3468.216 m |  |  |  | 3 | 0
378225367 | TNB | DISTRIBUTION | WP PUTRAJAYA & CYBERJAYA | Existing | RYB | 11 kV |  |  |  |  | 240_TRIPLEX_AL_XLPE | PPU CYB9: VCB 14 | PE 22.41 32 UNIT S/LOT BLOK A F2: CBJ22416 |  | 3469.937 m |  |  |  | 3 | 0
378285494 | TNB | DISTRIBUTION | WP PUTRAJAYA & CYBERJAYA | Existing | RYB | 11 kV |  |  |  |  | 240_TRIPLEX_AL_XLPE | PE 1.35 MOSQUE (F1): PTJ01351 | PE 1.36 DATARAN PUTRA (F1): PTJ01362 [OFF] |  | 362.706 m |  |  |  | 3 | 0
378287163 | TNB | DISTRIBUTION | WP PUTRAJAYA & CYBERJAYA | Existing | RYB | 11 kV |  |  |  |  | 240_TRIPLEX_AL_XLPE | PE 11.72 PRIMA BLOK B (F2): PTJ11724 | PE 11.72 PRIMA BLOK B (F1): PTJ11723 |  | 12.556 m |  |  |  | 3 | 0
378287359 | TNB | DISTRIBUTION | WP PUTRAJAYA & CYBERJAYA | Existing | RYB | 11 kV |  |  |  |  | 240_TRIPLEX_AL_XLPE | PE 11.72 PRIMA BLOK B (F1): PTJ11721 | PE 11.73 PRIMA BLOK C (F1): PTJ11736 |  | 545.503 m |  |  |  | 3 | 0
378287365 | TNB | DISTRIBUTION | WP PUTRAJAYA & CYBERJAYA | Existing | RYB | 11 kV |  |  |  |  | 240_TRIPLEX_AL_XLPE | PE 11.71 PRIMA BLOK A (F1): PTJ11714 | PE 11.71 PRIMA BLOK A (F2): PTJ11713 |  | 13.169 m |  |  |  | 3 | 0
378287561 | TNB | DISTRIBUTION | WP PUTRAJAYA & CYBERJAYA | Existing | RYB | 11 kV |  |  |  |  | 240_TRIPLEX_AL_XLPE | PE 11.73 PRIMA BLOK C (F2): PTJ11731 | PE 11.71 PRIMA BLOK A (F1): PTJ11716 |  | 67.719 m |  |  |  | 3 | 0
378287568 | TNB | DISTRIBUTION | WP PUTRAJAYA & CYBERJAYA | Existing | RYB | 11 kV |  |  |  |  | 240_TRIPLEX_AL_XLPE | PE 11.73 PRIMA BLOK C (F1): PTJ11734 | PE 11.73 PRIMA BLOK C (F2): PTJ11733 |  | 13.325 m |  |  |  | 3 | 0
378287668 | TNB | DISTRIBUTION | WP PUTRAJAYA & CYBERJAYA | Existing | RYB | 11 kV |  |  |  |  | 240_TRIPLEX_AL_XLPE | PE 11.71 PRIMA BLOK A (F2): PTJ11711 | PE 11.75 TEMP PPA1M PR 11: PTJ11753 |  | 200.640 m |  |  |  | 3 | 0
378288056 | TNB | DISTRIBUTION | WP PUTRAJAYA & CYBERJAYA | Existing | RYB | 11 kV |  |  |  |  | 240_TRIPLEX_AL_XLPE | PE 11.60 TERES ZON 9B (F2): PTJ11604 | PE 11.60 TERES ZON 9B (F1): PTJ11603 |  | 13.794 m |  |  |  | 3 | 0
378288252 | TNB | DISTRIBUTION | WP PUTRAJAYA & CYBERJAYA | Existing | RYB | 11 kV |  |  |  |  | 240_TRIPLEX_AL_XLPE | PE 11.37 SEK REN FASA 2 (F1): PTJ11375 | PE 11.37 SEK REN FASA 2 (F2): PTJ11372 |  | 13.057 m |  |  |  | 3 | 0
378288452 | TNB | DISTRIBUTION | WP PUTRAJAYA & CYBERJAYA | Existing | RYB | 11 kV |  |  |  |  | 240_TRIPLEX_AL_XLPE | PE 11.74 TERES ZON C (F2): PTJ11744 | PE 11.74 TERES ZON C (F1): PTJ11742 |  | 12.396 m |  |  |  | 3 | 0
378288461 | TNB | DISTRIBUTION | WP PUTRAJAYA & CYBERJAYA | Existing | RYB | 11 kV |  |  |  |  | 240_TRIPLEX_AL_XLPE | PE 11.74 TERES ZON C (F1): PTJ11741 | PE 11.37 SEK REN FASA 2 (F1): PTJ11374 |  | 767.196 m |  |  |  | 3 | 0
378290159 | TNB | DISTRIBUTION | WP PUTRAJAYA & CYBERJAYA | Existing | RYB | 33 kV |  |  |  |  | 630_1C_AL_XLPE | PMU CBJN 132/33KV: VCB 7L5 | PPU CYB7: VCB 1P5 |  | 7143.073 m |  |  | PMU CBJN: VCB 5L5 | 3 | 0
378311578 | TNB | DISTRIBUTION | WP PUTRAJAYA & CYBERJAYA | Existing | RYB | 11 kV |  |  |  |  | 240_TRIPLEX_AL_XLPE | PE 11.64 ZON 10A (F1): PTJ11641 | PE 11.20 WR5: PTJ11203 |  | 865.491 m |  |  |  | 3 | 0
378313843 | TNB | DISTRIBUTION | WP PUTRAJAYA & CYBERJAYA | Existing | RYB | 11 kV |  |  |  |  | 7X_500_1C_CU_PVC/PVC |  |  |  | 1.204 m |  |  |  | 7 | 0
378352928 | TNB | DISTRIBUTION | WP PUTRAJAYA & CYBERJAYA | Existing | RYB | 11 kV |  |  |  |  | 500_1C_AL_XLPE | SS 2.19 2M10 (F1): P02191 | PE 2.23 2C10 (F1): P02232 |  | 422.603 m |  |  |  | 3 | 0
378352932 | TNB | DISTRIBUTION | WP PUTRAJAYA & CYBERJAYA | Existing | RYB | 11 kV |  |  |  |  | 500_1C_AL_XLPE | SS 2.19 2M10 (F2): P02194 | PE 2.23 2C10 (F2): PTJ02235 |  | 432.616 m |  |  |  | 3 | 0
378352958 | TNB | DISTRIBUTION | WP PUTRAJAYA & CYBERJAYA | Existing | RYB | 11 kV |  |  |  |  | 500_1C_AL_XLPE | PE 2.23 2C10 (F1): P02231 | SS 2.20 2M11 (F1): P02202 |  | 336.553 m |  |  |  | 3 | 0
378352980 | TNB | DISTRIBUTION | WP PUTRAJAYA & CYBERJAYA | Existing | RYB | 11 kV |  |  |  |  | 500_1C_AL_XLPE | PE 2.23 2C10 (F2): PTJ02234 | SS 2.20 2M11 (F2): P02205 |  | 351.070 m |  |  |  | 3 | 0
378353410 | TNB | DISTRIBUTION | WP PUTRAJAYA & CYBERJAYA | Existing | RYB | 11 kV |  |  |  |  | 240_TRIPLEX_AL_XLPE |  |  |  | 4.992 m |  |  |  | 3 | 0
378353502 | TNB | DISTRIBUTION | WP PUTRAJAYA & CYBERJAYA | Existing | RYB | 11 kV | NO | Class C |  |  | 240_TRIPLEX_AL_XLPE |  |  |  | 5.246 m |  |  |  | 3 | 0
378353696 | TNB | DISTRIBUTION | WP PUTRAJAYA & CYBERJAYA | Existing | RYB | 11 kV |  |  |  |  | 240_TRIPLEX_AL_XLPE | PE 5.12 EQUESTRIAN PARK (F1): PTJ05121 | PPU PTJ24: VCB 5 [OFF] |  | 4215.227 m |  |  | CB5 | 3 | 0
378353704 | TNB | DISTRIBUTION | WP PUTRAJAYA & CYBERJAYA | Existing | RYB | 11 kV |  |  |  |  | 240_TRIPLEX_AL_XLPE | PPU PTJ24: VCB 6 | PE 5.12 EQUESTRIAN PARK (F2): PTJ05124 |  | 4208.913 m |  |  | CB6 | 3 | 0
378353749 | TNB | DISTRIBUTION | WP PUTRAJAYA & CYBERJAYA | Existing | RYB | 11 kV |  |  |  |  | 240_TRIPLEX_AL_XLPE | PE 5.29 BLOK C APT 5R6 (F1): PTJ05291 | PE 5.30 BLOK D APT 5R6 (F1): PTJ05302 |  | 236.490 m |  |  |  | 3 | 0
378354147 | TNB | DISTRIBUTION | WP PUTRAJAYA & CYBERJAYA | Existing | RYB | 11 kV |  |  |  |  | 240_TRIPLEX_AL_XLPE | PE 5.29 BLOK C APT 5R6 (F2): PTJ05295 | PE 5.27 BLOK A APT 5R6 (F2): PTJ05274 |  | 296.103 m |  |  |  | 3 | 0
378354153 | TNB | DISTRIBUTION | WP PUTRAJAYA & CYBERJAYA | Existing | RYB | 11 kV |  |  |  |  | 240_TRIPLEX_AL_XLPE | PE 5.27 BLOK A APT 5R6 (F1): PTJ05271 | PE 5.29 BLOK C APT 5R6 (F1): PTJ05292 |  | 290.092 m |  |  |  | 3 | 0
378354542 | TNB | DISTRIBUTION | WP PUTRAJAYA & CYBERJAYA | Existing | RYB | 11 kV |  |  |  |  | 240_TRIPLEX_AL_XLPE | PE 5.28 BLOK B APT 5R6 (F1): PTJ05281 | PE 5.27 BLOK A APT 5R6 (F1): PTJ05272 |  | 177.067 m |  |  |  | 3 | 0
378354548 | TNB | DISTRIBUTION | WP PUTRAJAYA & CYBERJAYA | Existing | RYB | 11 kV |  |  |  |  | 240_TRIPLEX_AL_XLPE | PE 5.27 BLOK A APT 5R6 (F2): PTJ05275 | PE 5.28 BLOK B APT 5R6 (F2): PTJ05284 |  | 180.117 m |  |  |  | 3 | 0
378354565 | TNB | DISTRIBUTION | WP PUTRAJAYA & CYBERJAYA | Existing | RYB | 11 kV |  |  |  |  | 240_TRIPLEX_AL_XLPE | PE 5.35 TEMP 5R5: PTJ05352 | PE 5.22 BLOK A APT 5R4 (F2): PTJ05224 |  | 550.779 m |  |  |  | 3 | 0
378354570 | TNB | DISTRIBUTION | WP PUTRAJAYA & CYBERJAYA | Existing | RYB | 11 kV |  |  |  |  | 240_TRIPLEX_AL_XLPE | PE 5.22 BLOK A APT 5R4 (F1): PTJ05221 | PE 5.28 BLOK B APT 5R6 (F1): PTJ05282 |  | 947.591 m |  |  |  | 3 | 0
378354576 | TNB | DISTRIBUTION | WP PUTRAJAYA & CYBERJAYA | Existing | RYB | 11 kV |  |  |  |  | 240_TRIPLEX_AL_XLPE | PE 5.12 EQUESTRIAN PARK (F2): PTJ05125 | PE 5.30 BLOK D APT 5R6 (F2): PTJ05304 |  | 1371.756 m |  |  |  | 3 | 0
378354581 | TNB | DISTRIBUTION | WP PUTRAJAYA & CYBERJAYA | Existing | RYB | 11 kV |  |  |  |  | 240_TRIPLEX_AL_XLPE | PE 5.30 BLOK D APT 5R6 (F1): PTJ05301 | PE 5.12 EQUESTRIAN PARK (F1): PTJ05123 |  | 1390.117 m |  |  |  | 3 | 0
378354631 | TNB | DISTRIBUTION | WP PUTRAJAYA & CYBERJAYA | Existing | RYB | 11 kV |  |  |  |  | 500_1C_AL_XLPE | PPU PTJ24: VCB 7 | SS 4.14 4G8 (F1): P04141 |  | 2563.705 m |  |  | CB7 | 3 | 0
378354643 | TNB | DISTRIBUTION | WP PUTRAJAYA & CYBERJAYA | Existing | RYB | 11 kV |  |  |  |  | 500_1C_AL_XLPE | SS 4.14 4G8 (F2): P04144 | PPU PTJ24: [OFF] |  | 2558.266 m |  |  | CB18 | 3 | 0
378355061 | TNB | DISTRIBUTION | WP PUTRAJAYA & CYBERJAYA | Existing | RYB | 11 kV |  |  |  |  | 240_TRIPLEX_AL_XLPE | PE 4.08 S/LIGHTING: PTJ04081 | PE 4.22 4P5 (F2): PTJ04225 |  | 883.421 m |  |  |  | 3 | 0
378355276 | TNB | DISTRIBUTION | WP PUTRAJAYA & CYBERJAYA | Existing | RYB | 11 kV |  |  |  |  | 240_TRIPLEX_AL_XLPE | PPU PTJ24: | PE 4.22 4P5 (F1): PTJ04222 |  | 2468.939 m |  |  |  | 3 | 0
378355282 | TNB | DISTRIBUTION | WP PUTRAJAYA & CYBERJAYA | Existing | RYB | 11 kV |  |  |  |  | 240_TRIPLEX_AL_XLPE | PE 4.22 4P5 (F1): PTJ04221 | PE 4.09 S/LIGHTING (F1): PTJ04093 |  | 143.663 m |  |  |  | 3 | 0
378355286 | TNB | DISTRIBUTION | WP PUTRAJAYA & CYBERJAYA | Existing | RYB | 11 kV |  |  |  |  | 240_TRIPLEX_AL_XLPE | PE 4.22 4P5 (F2): PTJ04224 | PE 4.09 S/LIGHTING (F2): PTJ04096 [OFF] |  | 141.314 m |  |  |  | 3 | 0
378355758 | TNB | DISTRIBUTION | WP PUTRAJAYA & CYBERJAYA | Existing | RYB | 11 kV |  |  |  |  | 240_TRIPLEX_AL_XLPE |  |  |  | 16.899 m |  |  |  | 3 | 0
378355844 | TNB | DISTRIBUTION | WP PUTRAJAYA & CYBERJAYA | Existing | RYB | 11 kV |  |  |  |  | 500_1C_AL_XLPE | PPU PTJ24: VCB 12 | SS 3.14 BLOK D (F2): P03144 |  | 289.551 m |  |  | CB12 | 3 | 0
378355848 | TNB | DISTRIBUTION | WP PUTRAJAYA & CYBERJAYA | Existing | RYB | 11 kV |  |  |  |  | 500_1C_AL_XLPE | PPU PTJ24: VCB 9 | SS 3.14 BLOK D (F1): P03141 |  | 281.909 m |  |  | CB9 | 3 | 0
378355934 | TNB | DISTRIBUTION | WP PUTRAJAYA & CYBERJAYA | Existing | RYB | 11 kV |  |  |  |  | 500_1C_AL_XLPE | SS 3.14 BLOK D (F1): P03142 | SS 3.13 BLOK C (F1): P03131 |  | 79.915 m |  |  |  | 3 | 0
378355938 | TNB | DISTRIBUTION | WP PUTRAJAYA & CYBERJAYA | Existing | RYB | 11 kV |  |  |  |  | 500_1C_AL_XLPE | SS 3.14 BLOK D (F2): P03145 | SS 3.13 BLOK C (F2): P03134 |  | 83.096 m |  |  |  | 3 | 0
378356024 | TNB | DISTRIBUTION | WP PUTRAJAYA & CYBERJAYA | Existing | RYB | 11 kV |  |  |  |  | 500_1C_AL_XLPE | SS 3.13 BLOK C (F1): P03132 | SS 3.12 BLOK A&B (F1): P03121 |  | 136.719 m |  |  |  | 3 | 0
378356028 | TNB | DISTRIBUTION | WP PUTRAJAYA & CYBERJAYA | Existing | RYB | 11 kV |  |  |  |  | 500_1C_AL_XLPE | SS 3.13 BLOK C (F2): P03135 | SS 3.12 BLOK A&B (F2): P03124 |  | 137.202 m |  |  |  | 3 | 0
378356032 | TNB | DISTRIBUTION | WP PUTRAJAYA & CYBERJAYA | Existing | RYB | 11 kV |  |  |  |  | 500_1C_AL_XLPE | SS 3.12 BLOK A&B (F2): P03125 | SS 4.13 4G11 (F2): P04134 |  | 988.482 m |  |  |  | 3 | 0
378356036 | TNB | DISTRIBUTION | WP PUTRAJAYA & CYBERJAYA | Existing | RYB | 11 kV |  |  |  |  | 500_1C_AL_XLPE | SS 3.12 BLOK A&B (F1): P03122 | SS 4.13 4G11 (F1): P04131 |  | 1003.576 m |  |  |  | 3 | 0
378356204 | TNB | DISTRIBUTION | WP PUTRAJAYA & CYBERJAYA | Existing | RYB | 11 kV |  |  |  |  | 500_1C_AL_XLPE | SS 4.12 4G7 (F1): P04122 | SS 5.01 PUSAT CONVENTION (F2): PTJ05015 |  | 2701.570 m |  |  |  | 3 | 0
378356208 | TNB | DISTRIBUTION | WP PUTRAJAYA & CYBERJAYA | Existing | RYB | 11 kV |  |  |  |  | 500_1C_AL_XLPE | SS 4.12 4G7 (F2): P04125 | SS 5.01 PUSAT CONVENTION (F2): PTJ05018 |  | 3015.710 m |  |  |  | 3 | 0
378356212 | TNB | DISTRIBUTION | WP PUTRAJAYA & CYBERJAYA | Existing | RYB | 11 kV |  |  |  |  | 240_TRIPLEX_AL_XLPE |  |  |  | 8.141 m |  |  |  | 3 | 0
378356216 | TNB | DISTRIBUTION | WP PUTRAJAYA & CYBERJAYA | Existing | RYB | 11 kV |  |  |  |  | 240_TRIPLEX_AL_XLPE |  |  |  | 14.499 m |  |  |  | 3 | 0
378356323 | TNB | DISTRIBUTION | WP PUTRAJAYA & CYBERJAYA | Existing | RYB | 11 kV |  |  |  |  | 500_1C_AL_XLPE | PMU SSWW: 6 | SS 5.01 PUSAT CONVENTION (F1): PTJ05012 |  | 4127.620 m |  |  |  | 3 | 0
378356327 | TNB | DISTRIBUTION | WP PUTRAJAYA & CYBERJAYA | Existing | RYB | 11 kV |  |  |  |  | 240_TRIPLEX_AL_XLPE | SS 5.01 PUSAT CONVENTION (F1): PTJ05013 | SS 5.01 PUSAT CONVENTION (F2): PTJ05014 [OFF] |  | 13.533 m |  |  |  | 3 | 0
378356331 | TNB | DISTRIBUTION | WP PUTRAJAYA & CYBERJAYA | Existing | RYB | 11 kV |  |  |  |  | 240_TRIPLEX_AL_XLPE |  |  |  | 50.599 m |  |  |  | 3 | 0
378356335 | TNB | DISTRIBUTION | WP PUTRAJAYA & CYBERJAYA | Existing | RYB | 11 kV |  |  |  |  | 240_TRIPLEX_AL_XLPE | SS 5.01 PUSAT CONVENTION (F1): PTJ05011 | PE 20.04 PADAT CHALLENGE PARK: PTJ20041 |  | 3755.203 m |  |  |  | 3 | 0
378356498 | TNB | DISTRIBUTION | WP PUTRAJAYA & CYBERJAYA | Existing | RYB | 11 kV |  |  |  |  | 240_TRIPLEX_AL_XLPE | PE 20.04 PADAT CHALLENGE PARK: PTJ20043 | PE 20.01 DEPOH SENGGARAAN: PTJ20012 |  | 1396.186 m |  |  |  | 3 | 0
378356894 | TNB | DISTRIBUTION | WP PUTRAJAYA & CYBERJAYA | Existing | RYB | 11 kV |  |  |  |  | 240_TRIPLEX_AL_XLPE | PE 20.05 PUSARA NEGARA F1: PTJ20052 | PE 20.05 PUSARA NEGARA F2: PTJ20054 |  | 30.521 m |  |  |  | 3 | 0
378356918 | TNB | DISTRIBUTION | WP PUTRAJAYA & CYBERJAYA | Existing | RYB | 11 kV |  |  |  |  | 240_TRIPLEX_AL_XLPE | PE 20.05 PUSARA NEGARA F2: PTJ20055 | PE 20.02 CREMATORIUM: PTJ20023 |  | 704.504 m |  |  |  | 3 | 0
378356947 | TNB | DISTRIBUTION | WP PUTRAJAYA & CYBERJAYA | Existing | RYB | 11 kV |  |  |  |  | 240_TRIPLEX_AL_XLPE | PE 20.01 DEPOH SENGGARAAN: PTJ20011 | PE 20.05 PUSARA NEGARA F1: PTJ20051 |  | 493.032 m |  |  |  | 3 | 0
378356952 | TNB | DISTRIBUTION | WP PUTRAJAYA & CYBERJAYA | Existing | RYB | 11 kV |  |  |  |  | 240_3C_AL_XLPE | PE 20.02 CREMATORIUM: PTJ20021 | PE 20.03 PUMP HSE: PTJ20031 |  | 1911.117 m |  |  |  | 3 | 0
378357196 | TNB | DISTRIBUTION | WP PUTRAJAYA & CYBERJAYA | Existing | RYB | 11 kV |  |  |  |  | 240_3C_AL_XLPE | PE 20.03 PUMP HSE: PTJ20033 | SS 5.02 STP2 (F1): P05022 |  | 3430.007 m |  |  |  | 3 | 0
378359622 | TNB | DISTRIBUTION | WP PUTRAJAYA & CYBERJAYA | Existing | RYB | 11 kV |  |  |  |  | 240_TRIPLEX_AL_XLPE | PE 9.15 APT 6D (EFI) (F1): PTJ09152 | PE 9.16 APT 6F (F1): PTJ09161 |  | 254.830 m |  |  |  | 3 | 0
378359940 | TNB | DISTRIBUTION | WP PUTRAJAYA & CYBERJAYA | Existing | RYB | 11 kV |  |  |  |  | 7X_500_1C_CU_PVC/PVC |  |  |  | 1.197 m |  |  |  | 7 | 0
378361344 | TNB | DISTRIBUTION | WP PUTRAJAYA & CYBERJAYA | Existing | RYB | 11 kV |  |  |  |  | 500_1C_AL_XLPE | PPU PTJ2: VCB 9 | SS 7.12 NATIONAL CANCER INSTITUT F1: P07122 |  | 4150.573 m |  |  |  | 3 | 0
378361348 | TNB | DISTRIBUTION | WP PUTRAJAYA & CYBERJAYA | Existing | RYB | 11 kV |  |  |  |  | 500_1C_AL_XLPE | SS 7.12 NATIONAL CANCER INSTITUT F2: P07125 | PPU PTJ2: VCB 10 [OFF] |  | 4177.393 m |  |  |  | 3 | 0
378366558 | TNB | DISTRIBUTION | WP PUTRAJAYA & CYBERJAYA | Existing | RYB | 11 kV |  |  |  |  | 240_TRIPLEX_AL_XLPE | PE 16.30 PERUMAHAN P16A (F1): PTJ16302 | PE 16.28 TAMAN WARISAN (F1): PTJ16282 |  | 372.626 m |  |  |  | 3 | 1
378366572 | TNB | DISTRIBUTION | WP PUTRAJAYA & CYBERJAYA | Existing | RYB | 11 kV |  |  |  |  | 240_TRIPLEX_AL_XLPE | PE 16.30 PERUMAHAN P16A (F2): PTJ16306 | PE 16.28 TAMAN WARISAN (F2): PTJ16285 |  | 390.784 m |  |  |  | 3 | 1
378368582 | TNB | DISTRIBUTION | WP PUTRAJAYA & CYBERJAYA | Existing | RYB | 11 kV |  |  |  |  | 240_TRIPLEX_AL_XLPE | PE 1.60 L/S TPP: PTJ01603 | SS 1.58 ISTANA MELAWATI (F2): PTJ01584 [OFF] |  | 1610.859 m |  |  |  | 3 | 1
378368591 | TNB | DISTRIBUTION | WP PUTRAJAYA & CYBERJAYA | Existing | RYB | 11 kV |  |  |  |  | 240_TRIPLEX_AL_XLPE | PE 1.25 BOT ADMIN (F2): PTJ01255 | PE 1.60 L/S TPP: PTJ01601 |  | 2149.514 m |  |  |  | 3 | 0
378369210 | TNB | DISTRIBUTION | WP PUTRAJAYA & CYBERJAYA | Existing | RYB | 11 kV |  |  |  |  | 240_TRIPLEX_AL_XLPE | PE 15.04 STABLE KOMPLEKS: PTJ15041 | SS 1.67 TEMP PARCEL F: PTJ01672 |  | 2079.569 m |  |  |  | 3 | 0
378369233 | TNB | DISTRIBUTION | WP PUTRAJAYA & CYBERJAYA | Existing | RYB | 11 kV |  |  |  |  | 240_TRIPLEX_AL_XLPE | PPU PTJ4: VCB 3 | PE 1.56 SEK.MEN. A/SHAH (F2): PTJ01565 |  | 1739.468 m |  |  |  | 3 | 0
378369271 | TNB | DISTRIBUTION | WP PUTRAJAYA & CYBERJAYA | Existing | RYB | 11 kV |  |  |  |  | 240_TRIPLEX_AL_XLPE | PE 1.56 SEK.MEN. A/SHAH (F2): PTJ01564 | PE 1.57 SEK.MEN. A/SHAH (F2): PTJ01575 |  | 567.449 m |  |  |  | 3 | 0
378382990 | TNB | DISTRIBUTION | WP PUTRAJAYA & CYBERJAYA | Existing | RYB | 11 kV |  |  |  |  | 240_TRIPLEX_AL_XLPE | SS 24.22 POSH ATLANTIC F1: C24222 | PE 22.13 PADAT ROAD E1: CBJ22131 |  | 1252.047 m |  |  |  | 3 | 0
378382996 | TNB | DISTRIBUTION | WP PUTRAJAYA & CYBERJAYA | Existing | RYB | 11 kV |  |  |  |  | 240_TRIPLEX_AL_XLPE | PE 22.13 PADAT ROAD E1: CBJ22132 | SS 24.26 CYBERSQUARE 1: C24261 |  | 794.418 m |  |  |  | 3 | 0
378383000 | TNB | DISTRIBUTION | WP PUTRAJAYA & CYBERJAYA | Existing | RYB | 11 kV |  |  |  |  | 240_TRIPLEX_AL_XLPE | SS 24.22 POSH ATLANTIC F2: C24225 | PE 22.05 PADAT ROAD E: CBJ22051 |  | 1010.237 m |  |  |  | 3 | 0
378383007 | TNB | DISTRIBUTION | WP PUTRAJAYA & CYBERJAYA | Existing | RYB | 11 kV |  |  |  |  | 240_TRIPLEX_AL_XLPE | PE 22.05 PADAT ROAD E: CBJ22052 | SS 24.28 CYBERSQUARE 3: C24281 |  | 245.458 m |  |  |  | 3 | 0
378383011 | TNB | DISTRIBUTION | WP PUTRAJAYA & CYBERJAYA | Existing | RYB | 11 kV |  |  |  |  | 240_TRIPLEX_AL_XLPE | SS 24.28 CYBERSQUARE 3: C24282 | SS 24.27 CYBERSQUARE 2 F2: C24274 |  | 192.496 m |  |  |  | 3 | 0
378383015 | TNB | DISTRIBUTION | WP PUTRAJAYA & CYBERJAYA | Existing | RYB | 11 kV |  |  |  |  | 240_TRIPLEX_AL_XLPE | SS 24.26 CYBERSQUARE 1: C24262 | SS 24.27 CYBERSQUARE 2 F1: C24271 |  | 35.662 m |  |  |  | 3 | 0
378383060 | TNB | DISTRIBUTION | WP PUTRAJAYA & CYBERJAYA | Existing | RYB | 11 kV |  |  |  |  | 240_TRIPLEX_AL_XLPE | SS 24.27 CYBERSQUARE 2 F2: C24275 | SS 24.08 EMERALD DOMAIN F2: C24084 |  | 440.074 m |  |  |  | 3 | 0
378383064 | TNB | DISTRIBUTION | WP PUTRAJAYA & CYBERJAYA | Existing | RYB | 11 kV |  |  |  |  | 240_TRIPLEX_AL_XLPE | SS 24.27 CYBERSQUARE 2 F1: C24272 | SS 24.08 EMERALD DOMAIN F1: CBJ24081 |  | 452.466 m |  |  |  | 3 | 0
378383068 | TNB | DISTRIBUTION | WP PUTRAJAYA & CYBERJAYA | Existing | RYB | 11 kV |  |  |  |  | 240_TRIPLEX_AL_XLPE | SS 24.08 EMERALD DOMAIN F1: C24082 | SS 22.60 SATYAM F1: C22601 |  | 1151.312 m |  |  |  | 3 | 0
378383072 | TNB | DISTRIBUTION | WP PUTRAJAYA & CYBERJAYA | Existing | RYB | 11 kV |  |  |  |  | 240_TRIPLEX_AL_XLPE | SS 24.08 EMERALD DOMAIN F2: C24085 | SS 22.60 SATYAM F2: C22604 [OFF] |  | 1150.790 m |  |  |  | 3 | 0
378383158 | TNB | DISTRIBUTION | WP PUTRAJAYA & CYBERJAYA | Existing | RYB | 11 kV |  |  |  |  | 240_TRIPLEX_AL_XLPE |  |  |  | 23.831 m |  |  |  | 3 | 0
378383386 | TNB | DISTRIBUTION | WP PUTRAJAYA & CYBERJAYA | Existing | RYB | 11 kV |  |  |  |  | 240_TRIPLEX_AL_XLPE | SS 21.28 LOT 12065 F1: CBJ21282 | PE 21.84 GLOMAC: CBJ21841 |  | 412.873 m |  |  |  | 3 | 0
378383497 | TNB | DISTRIBUTION | WP PUTRAJAYA & CYBERJAYA | Existing | RYB | 11 kV |  |  |  |  | 240_TRIPLEX_AL_XLPE | SS 21.28 LOT 12065 F2: CBJ21285 | PE 23.14 GLOMAC 2B: CBJ23142 |  | 860.540 m |  |  |  | 3 | 0
378383606 | TNB | DISTRIBUTION | WP PUTRAJAYA & CYBERJAYA | Existing | RYB | 11 kV |  |  |  |  | 240_TRIPLEX_AL_XLPE | PE 21.84 GLOMAC: CBJ21842 | PE 23.13 GLOMAC 2A: CBJ23131 |  | 572.354 m |  |  |  | 3 | 0
378383663 | TNB | DISTRIBUTION | WP PUTRAJAYA & CYBERJAYA | Existing | RYB | 11 kV |  |  |  |  | 240_TRIPLEX_AL_XLPE | PE 23.13 GLOMAC 2A: CBJ23132 | SS 21.30 ERICSSON F1: CBJ21301 |  | 589.429 m |  |  |  | 3 | 0
378383667 | TNB | DISTRIBUTION | WP PUTRAJAYA & CYBERJAYA | Existing | RYB | 11 kV |  |  |  |  | 240_TRIPLEX_AL_XLPE | PE 23.14 GLOMAC 2B: CBJ23141 | SS 21.30 ERICSSON F2: CBJ21304 |  | 436.545 m |  |  |  | 3 | 0
378383757 | TNB | DISTRIBUTION | WP PUTRAJAYA & CYBERJAYA | Existing | RYB | 11 kV |  |  |  |  | 240_TRIPLEX_AL_XLPE |  |  |  | 17.471 m |  |  |  | 3 | 0
378383802 | TNB | DISTRIBUTION | WP PUTRAJAYA & CYBERJAYA | Existing | RYB | 11 kV |  |  |  |  | 240_TRIPLEX_AL_XLPE |  |  |  | 6.575 m |  |  |  | 3 | 0
378383900 | TNB | DISTRIBUTION | WP PUTRAJAYA & CYBERJAYA | Existing | RYB | 11 kV |  |  |  |  | 240_TRIPLEX_AL_XLPE | SS 21.48 INVENT Q JAYA F2: C21484 | PE 23.28 SITE OFFICE PERSONA METRO: CBJ23283 |  | 244.827 m |  |  |  | 3 | 0
378383992 | TNB | DISTRIBUTION | WP PUTRAJAYA & CYBERJAYA | Existing | RYB | 11 kV |  | Class C |  |  | 240_TRIPLEX_AL_XLPE |  |  |  | 20.416 m |  |  |  | 3 | 0
378383999 | TNB | DISTRIBUTION | WP PUTRAJAYA & CYBERJAYA | Existing | RYB | 11 kV |  |  |  |  | 240_TRIPLEX_AL_XLPE | SS 21.48 INVENT Q JAYA F1: C21482 | SS 21.72 JOYFUL F1: C21721 |  | 508.531 m |  |  |  | 3 | 0
378384003 | TNB | DISTRIBUTION | WP PUTRAJAYA & CYBERJAYA | Existing | RYB | 11 kV |  |  |  |  | 240_TRIPLEX_AL_XLPE | PE 23.28 SITE OFFICE PERSONA METRO: CBJ23281 | SS 21.72 JOYFUL F2: C21724 |  | 336.207 m |  |  |  | 3 | 0
378384111 | TNB | DISTRIBUTION | WP PUTRAJAYA & CYBERJAYA | Existing | RYB | 11 kV |  |  |  |  | 240_TRIPLEX_AL_XLPE | PPU CYB7: VCB 16 | PE 21.60 PADAT PPN CJ7: CBJ21601 |  | 69.868 m |  |  | CB16R | 3 | 1
378384321 | TNB | DISTRIBUTION | WP PUTRAJAYA & CYBERJAYA | Existing | RYB | 11 kV |  |  |  |  | 240_TRIPLEX_AL_XLPE | PPU CYB7: VCB 18 | PE 22.10 D' MELOR F2: CBJ22105 |  | 1398.758 m |  |  |  | 3 | 1
378384513 | TNB | DISTRIBUTION | WP PUTRAJAYA & CYBERJAYA | Existing | RYB | 11 kV |  |  |  |  | 240_TRIPLEX_AL_XLPE | PE 21.14 PUSAT REKREASI SMART HOME F1: CBJ21142 | PE 21.16 SMART HOMES F1: CBJ21161 |  | 179.093 m |  |  |  | 3 | 0
378384519 | TNB | DISTRIBUTION | WP PUTRAJAYA & CYBERJAYA | Existing | RYB | 11 kV |  |  |  |  | 240_TRIPLEX_AL_XLPE | PE 21.14 PUSAT REKREASI SMART HOME F2: CBJ21145 | PE 21.16 SMART HOMES F2: CBJ21164 |  | 180.511 m |  |  |  | 3 | 0
378385392 | TNB | DISTRIBUTION | WP PUTRAJAYA & CYBERJAYA | Existing | RYB | 11 kV |  |  |  |  | 240_TRIPLEX_AL_XLPE | PE 21.12 CYBERIA SMARTHOMES F1: C21122 | PE 21.18 CONDO A1 CYBERIA F1: CBJ21181 |  | 404.945 m |  |  |  | 3 | 0
378385576 | TNB | DISTRIBUTION | WP PUTRAJAYA & CYBERJAYA | Existing | RYB | 11 kV |  |  |  |  | 240_TRIPLEX_AL_XLPE | PE 21.18 CONDO A1 CYBERIA F1: CBJ21182 | PE 21.17 CONDO A3 CYBERIA F1: CBJ21171 |  | 107.804 m |  |  |  | 3 | 0
378385582 | TNB | DISTRIBUTION | WP PUTRAJAYA & CYBERJAYA | Existing | RYB | 11 kV |  |  |  |  | 240_TRIPLEX_AL_XLPE | PE 21.18 CONDO A1 CYBERIA F2: CBJ21185 | PE 21.17 CONDO A3 CYBERIA F2: CBJ21174 |  | 122.752 m |  |  |  | 3 | 0
378386350 | TNB | DISTRIBUTION | WP PUTRAJAYA & CYBERJAYA | Existing | RYB | 11 kV | YES |  |  |  | 240_TRIPLEX_AL_XLPE | PE 21.51 CONDO C1 F1: CBJ21512 | PE 21.52 CONDO C3 F1: CBJ21521 |  | 151.832 m |  |  |  | 3 | 0
378386355 | TNB | DISTRIBUTION | WP PUTRAJAYA & CYBERJAYA | Existing | RYB | 11 kV | YES |  |  |  | 240_TRIPLEX_AL_XLPE | PE 21.52 CONDO C3 F1: CBJ21522 | PE 21.02 INCUBATOR F2: CBJ21025 |  | 2095.503 m |  |  |  | 3 | 0
378386702 | TNB | DISTRIBUTION | WP PUTRAJAYA & CYBERJAYA | Existing | RYB | 11 kV |  |  |  |  | 240_TRIPLEX_AL_XLPE | PE 25.05 HOSTEL BLOK 1D: CBJ25052 | PE 25.04 HOSTEL BLOK 1C: CBJ25041 |  | 189.111 m |  |  |  | 3 | 0
378386943 | TNB | DISTRIBUTION | WP PUTRAJAYA & CYBERJAYA | Existing | RYB | 11 kV | YES |  |  |  | 240_TRIPLEX_AL_XLPE | PE 25.03 HOSTEL BLOK 1B: CBJ25032 | PE 25.02 HOSTEL BLOK 1A: CBJ25021 |  | 131.264 m |  |  |  | 3 | 0
378386970 | TNB | DISTRIBUTION | WP PUTRAJAYA & CYBERJAYA | Existing | RYB | 11 kV |  | Class C |  |  | 7X_500_1C_CU_PVC/PVC |  |  |  | 1.125 m |  |  |  | 7 | 0
378387064 | TNB | DISTRIBUTION | WP PUTRAJAYA & CYBERJAYA | Existing | RYB | 11 kV |  | Class C |  |  | 7X_500_1C_CU_PVC/PVC |  |  |  | 1.155 m |  |  |  | 7 | 0
378387135 | TNB | DISTRIBUTION | WP PUTRAJAYA & CYBERJAYA | Existing | RYB | 11 kV | YES |  |  |  | 240_TRIPLEX_AL_XLPE | PE 21.02 INCUBATOR F2: CBJ21024 | PE 25.03 HOSTEL BLOK 1B: CBJ25031 |  | 805.970 m |  |  |  | 3 | 1
378387139 | TNB | DISTRIBUTION | WP PUTRAJAYA & CYBERJAYA | Existing | RYB | 11 kV |  |  |  |  | 240_TRIPLEX_AL_XLPE | PE 21.02 INCUBATOR F1: CBJ21022 | PE 25.05 HOSTEL BLOK 1D: CBJ25051 |  | 1095.713 m |  |  |  | 3 | 1
378387202 | TNB | DISTRIBUTION | WP PUTRAJAYA & CYBERJAYA | Existing | RYB | 11 kV | YES |  |  |  | 240_TRIPLEX_AL_XLPE | PE 23.03 MUTIARA VILLE 1: CBJ23032 | SS 23.02 STP A F1: CBJ23021 |  | 312.995 m |  |  |  | 3 | 0
378387208 | TNB | DISTRIBUTION | WP PUTRAJAYA & CYBERJAYA | Existing | RYB | 11 kV |  |  |  |  | 240_TRIPLEX_AL_XLPE | PE 23.04 MUTIARA VILLE 2: CBJ23042 | SS 23.02 STP A F2: CBJ23024 |  | 340.509 m |  |  |  | 3 | 0
378400707 | TNB | DISTRIBUTION | WP PUTRAJAYA & CYBERJAYA | Existing | RYB | 11 kV |  |  |  |  | 7X_500_1C_CU_PVC/PVC |  |  |  | 0.785 m |  |  |  | 7 | 0
378401279 | TNB | DISTRIBUTION | WP PUTRAJAYA & CYBERJAYA | Existing | RYB | 11 kV |  |  |  |  | 240_TRIPLEX_AL_XLPE | SS 1.43 E6 (F2): PTJ1434 | SS 1.44 E7 (F2): PTJ1445 |  | 121.489 m |  |  |  | 3 | 0
378401283 | TNB | DISTRIBUTION | WP PUTRAJAYA & CYBERJAYA | Existing | RYB | 11 kV |  |  |  |  | 240_TRIPLEX_AL_XLPE | PPU PTJ4: VCB 8 | SS 1.43 E6 (F2): PTJ1435 |  | 296.065 m |  |  | CB7 | 3 | 0
378423962 | TNB | DISTRIBUTION | WP PUTRAJAYA & CYBERJAYA | Existing | RYB | 11 kV |  |  |  |  | 240_TRIPLEX_AL_XLPE | PPU PTJ1: VCB 2 | PE 17.04 RK 1-1 (F1): PTJ17041 |  | 3436.205 m |  |  | CB2 | 3 | 0
378423974 | TNB | DISTRIBUTION | WP PUTRAJAYA & CYBERJAYA | Existing | RYB | 11 kV |  |  |  |  | 240_TRIPLEX_AL_XLPE | PE 17.04 RK 1-1 (F1): PTJ17044 | PE 17.05 RK 1-2 (F1): PTJ17051 |  | 395.258 m |  |  |  | 3 | 0
378423985 | TNB | DISTRIBUTION | WP PUTRAJAYA & CYBERJAYA | Existing | RYB | 11 kV |  |  |  |  | 240_TRIPLEX_AL_XLPE | PE 17.05 RK 1-2 (F1): PTJ17054 | PE 17.08 BLOK E 17RK2 (F1): PTJ17081 |  | 626.278 m |  |  |  | 3 | 0
378423990 | TNB | DISTRIBUTION | WP PUTRAJAYA & CYBERJAYA | Existing | RYB | 11 kV | YES |  |  |  | 240_TRIPLEX_AL_XLPE | PE 17.23 TEMP PPA1M PLOT 17RM2: P17232 | PE 17.08 BLOK E 17RK2 (F2): PTJ17084 |  | 133.967 m |  |  |  | 3 | 0
378424017 | TNB | DISTRIBUTION | WP PUTRAJAYA & CYBERJAYA | Existing | RYB | 11 kV |  |  |  |  | 240_TRIPLEX_AL_XLPE | PE 17.07 BLOK C 17RK2 (F2): PTJ17075 | PE 17.09 SEK REN PRESINT 17 (F2): PTJ17094 |  | 514.561 m |  |  |  | 3 | 0
378424021 | TNB | DISTRIBUTION | WP PUTRAJAYA & CYBERJAYA | Existing | RYB | 11 kV |  |  |  |  | 240_TRIPLEX_AL_XLPE | PE 17.09 SEK REN PRESINT 17 F1: PTJ17091 | PE 17.07 BLOK C 17RK2 (F1): PTJ17072 [OFF] |  | 522.982 m |  |  |  | 3 | 0
378424245 | TNB | DISTRIBUTION | WP PUTRAJAYA & CYBERJAYA | Existing | RYB | 11 kV | YES |  |  |  | 240_TRIPLEX_AL_XLPE | PE 17.06 BLOK A 17RK2 (F1): PTJ17061 | D-PTJ-C15-0989: P17162 |  | 371.514 m |  |  |  | 3 | 0
378424456 | TNB | DISTRIBUTION | WP PUTRAJAYA & CYBERJAYA | Existing | RYB | 11 kV |  |  |  |  | 240_TRIPLEX_AL_XLPE | PE 2.03 RUMAH PAM (F2): PTJ02035 | PE 2.17 TMN WAWASAN (P.H) (F2): PTJ02174 |  | 348.505 m |  |  |  | 3 | 0
378425109 | TNB | DISTRIBUTION | WP PUTRAJAYA & CYBERJAYA | Existing | RYB | 11 kV |  |  |  |  | 240_TRIPLEX_AL_XLPE | PPU PTJ1: VCB 16 | PE 1.62 INSIDE PPU PJ1: PTJ01621 |  | 35.103 m |  |  | CB7R | 3 | 0
378425119 | TNB | DISTRIBUTION | WP PUTRAJAYA & CYBERJAYA | Existing | RYB | 11 kV |  |  |  |  | 240_TRIPLEX_AL_XLPE | PE 1.62 INSIDE PPU PJ1: PTJ01623 | PE 1.35 MOSQUE (F2): PTJ01355 |  | 1637.941 m |  |  |  | 3 | 0
378425344 | TNB | DISTRIBUTION | WP PUTRAJAYA & CYBERJAYA | Existing | RYB | 11 kV |  |  |  |  | 240_TRIPLEX_AL_XLPE |  |  |  | 25.020 m |  |  |  | 3 | 0
378425348 | TNB | DISTRIBUTION | WP PUTRAJAYA & CYBERJAYA | Existing | RYB | 11 kV |  |  |  |  | 240_TRIPLEX_AL_XLPE |  |  |  | 30.785 m |  |  |  | 3 | 0
378425352 | TNB | DISTRIBUTION | WP PUTRAJAYA & CYBERJAYA | Existing | RYB | 11 kV |  |  |  |  | 240_TRIPLEX_AL_XLPE |  |  |  | 23.593 m |  |  |  | 3 | 0
378425440 | TNB | DISTRIBUTION | WP PUTRAJAYA & CYBERJAYA | Existing | RYB | 11 kV |  |  |  |  | 240_TRIPLEX_AL_XLPE | PE 1.65 DATARAN PAHLAWAN F1: PTJ01653 | SS 1.51 E14 (F1): P01511 |  | 126.020 m |  |  | CB1 | 3 | 0
378425445 | TNB | DISTRIBUTION | WP PUTRAJAYA & CYBERJAYA | Existing | RYB | 11 kV |  |  |  |  | 240_TRIPLEX_AL_XLPE | PE 1.65 DATARAN PAHLAWAN F2: PTJ01656 | SS 1.51 E14 (F2): P01514 |  | 128.773 m |  |  | CB1 | 3 | 0
378463882 | TNB | DISTRIBUTION | WP PUTRAJAYA & CYBERJAYA | Existing | RYB | 11 kV |  |  |  |  | 240_TRIPLEX_AL_XLPE | PPU PTJ4: VCB 1 | PE 1.37 E16 ANJUNG (F2): PTJ01375 |  | 134.061 m |  |  | CB7 | 3 | 0
378463921 | TNB | DISTRIBUTION | WP PUTRAJAYA & CYBERJAYA | Existing | RYB | 11 kV |  |  |  |  | 240_TRIPLEX_AL_XLPE | SS 1.55 PLAZA MALL (F1): PTJ01551 | PE 14.11 PERUMAHAN 14-1 (F1): PTJ14111 [OFF] |  | 7097.408 m |  |  |  | 3 | 0
378463930 | TNB | DISTRIBUTION | WP PUTRAJAYA & CYBERJAYA | Existing | RYB | 11 kV |  |  |  |  | 240_TRIPLEX_AL_XLPE | SS 1.55 PLAZA MALL (F2): PTJ01554 | PE 14.11 PERUMAHAN 14-1 (F2): PTJ14114 [OFF] |  | 7103.644 m |  |  |  | 3 | 0
378463947 | TNB | DISTRIBUTION | WP PUTRAJAYA & CYBERJAYA | Existing | RYB | 11 kV |  |  |  |  | 240_TRIPLEX_AL_XLPE | SS 1.26 HOTEL SANGRI-LA (F2): P01264 | PE 1.38 TAMAN PUTRA PERDANA (F2): PTJ01386 |  | 381.546 m |  |  |  | 3 | 0
378464043 | TNB | DISTRIBUTION | WP PUTRAJAYA & CYBERJAYA | Existing | RYB | 11 kV |  |  |  |  | 240_TRIPLEX_AL_XLPE |  |  |  | 3.742 m |  |  |  | 3 | 0
378464060 | TNB | DISTRIBUTION | WP PUTRAJAYA & CYBERJAYA | Existing | RYB | 11 kV |  |  |  |  | 240_TRIPLEX_AL_XLPE | PE 15.40 P/PURI 15-12 BLOK A (F1): PTJ15403 | PE 15.47 APARTMENT ALAM DESA (F1): PTJ15471 |  | 621.545 m |  |  |  | 3 | 0
378464160 | TNB | DISTRIBUTION | WP PUTRAJAYA & CYBERJAYA | Existing | RYB | 11 kV |  |  |  |  | 240_TRIPLEX_AL_XLPE | PE 15.47 APARTMENT ALAM DESA (F1): PTJ15472 | PE 15.56 DWIPUTRA NO 3 (F1): PTJ15563 |  | 468.634 m |  |  |  | 3 | 0
378495913 | TNB | DISTRIBUTION | WP PUTRAJAYA & CYBERJAYA | Existing | RYB | 11 kV |  |  |  |  | 240_TRIPLEX_AL_XLPE | PE 8.06 DEWAN SERBAGUNA (EFI) (F2): PTJ08065 | PE 8.36 TEMP 8-4F: PTJ08361 |  | 810.891 m |  |  |  | 3 | 1
378496581 | TNB | DISTRIBUTION | WP PUTRAJAYA & CYBERJAYA | Existing | RYB | 11 kV |  |  |  |  | 240_TRIPLEX_AL_XLPE | PE 8.25 ISTANA DARUL EHSAN (F1): PTJ08252 | PE 8.32 TERES 8-4H (F1): PTJ08321 |  | 727.027 m |  |  |  | 3 | 1
378496586 | TNB | DISTRIBUTION | WP PUTRAJAYA & CYBERJAYA | Existing | RYB | 11 kV |  |  |  |  | 240_TRIPLEX_AL_XLPE | PE 8.25 ISTANA DARUL EHSAN (F2): PTJ08255 | PE 8.32 TERES 8-4H (F2): PTJ08324 |  | 727.566 m |  |  |  | 3 | 1
378496698 | TNB | DISTRIBUTION | WP PUTRAJAYA & CYBERJAYA | Existing | RYB | 11 kV |  |  |  |  | 240_TRIPLEX_AL_XLPE | PE 8.32 TERES 8-4H (F1): PTJ08322 | PE 8.33 8NC2 PADAT NO.1: PTJ08333 |  | 924.444 m |  |  |  | 3 | 0
378496705 | TNB | DISTRIBUTION | WP PUTRAJAYA & CYBERJAYA | Existing | RYB | 11 kV |  |  |  |  | 240_TRIPLEX_AL_XLPE | PE 8.32 TERES 8-4H (F2): PTJ08325 | PE 8.34 8NC2 PADAT NO.2: PTJ08344 |  | 1136.047 m |  |  |  | 3 | 0
378525392 | TNB | DISTRIBUTION | WP PUTRAJAYA & CYBERJAYA | Existing | RYB | 11 kV |  |  |  |  | 7X_500_1C_CU_PVC/PVC |  |  |  | 1.159 m |  |  |  | 7 | 0
378525851 | TNB | DISTRIBUTION | WP PUTRAJAYA & CYBERJAYA | Existing | RYB | 11 kV |  |  |  |  | 240_TRIPLEX_AL_XLPE | PE 22.12 SEK MEN KEB CJ1 F2: CBJ22124 | SS 22.02 TELEKOM CBJ 2 F2: CBJ22024 |  | 544.499 m |  |  |  | 3 | 0
378525893 | TNB | DISTRIBUTION | WP PUTRAJAYA & CYBERJAYA | Existing | RYB | 11 kV | NO | Class C |  |  | 7X_500_1C_CU_PVC/PVC |  |  |  | 1.120 m |  |  |  | 7 | 0
378525964 | TNB | DISTRIBUTION | WP PUTRAJAYA & CYBERJAYA | Existing | RYB | 11 kV |  |  |  |  | 240_TRIPLEX_AL_XLPE | PE 24.35 VERDI CONDO BLOK 1: CBJ24352 | PE 24.01 SYMPHONY HILLS 8: CBJ24011 |  | 256.193 m |  |  |  | 3 | 0
378525968 | TNB | DISTRIBUTION | WP PUTRAJAYA & CYBERJAYA | Existing | RYB | 11 kV | YES | Class D |  |  | 240_TRIPLEX_AL_XLPE | PE 24.01 SYMPHONY HILLS 8: CBJ24014 | PE 24.06 SYMPHONY HILLS 1: CBJ24062 |  | 575.081 m |  |  |  | 3 | 0
378525976 | TNB | DISTRIBUTION | WP PUTRAJAYA & CYBERJAYA | Existing | RYB | 11 kV |  |  |  |  | 240_TRIPLEX_AL_XLPE | PE 23.01 PS 2-9 F1: CBJ23013 | PE 24.12 SEJATI HOMES 2: CBJ24121 |  | 2623.798 m |  |  |  | 3 | 1
378525981 | TNB | DISTRIBUTION | WP PUTRAJAYA & CYBERJAYA | Existing | RYB | 11 kV |  | Class D |  |  | 240_TRIPLEX_AL_XLPE | PE 24.12 SEJATI HOMES 2: CBJ24123 | PE 24.11 SEJATI HOMES 1: CBJ24111 |  | 401.942 m |  |  |  | 3 | 0
378525986 | TNB | DISTRIBUTION | WP PUTRAJAYA & CYBERJAYA | Existing | RYB | 11 kV |  |  |  |  | 240_TRIPLEX_AL_XLPE | PE 24.11 SEJATI HOMES 1: CBJ24112 | PE 24.13 SYMPHONY HILLS 2: CBJ24132 |  | 1992.672 m |  |  |  | 3 | 0
378525990 | TNB | DISTRIBUTION | WP PUTRAJAYA & CYBERJAYA | Existing | RYB | 11 kV |  |  |  |  | 240_TRIPLEX_AL_XLPE | PE 24.13 SYMPHONY HILLS 2: CBJ24131 | PE 24.05 SYMPHONY HILLS 3: CBJ24054 |  | 403.115 m |  |  |  | 3 | 0
378525995 | TNB | DISTRIBUTION | WP PUTRAJAYA & CYBERJAYA | Existing | RYB | 11 kV |  |  |  |  | 240_TRIPLEX_AL_XLPE | PE 24.05 SYMPHONY HILLS 3: CBJ24052 | PE 24.16 PADAT PERUMAHAN 1: CBJ24161 |  | 838.049 m |  |  |  | 3 | 0
378526004 | TNB | DISTRIBUTION | WP PUTRAJAYA & CYBERJAYA | Existing | RYB | 11 kV |  |  |  |  | 240_TRIPLEX_AL_XLPE | PE 24.16 PADAT PERUMAHAN 1: CBJ24162 | SS 24.32 NADAYU 99: CBJ24321 |  | 1179.880 m |  |  |  | 3 | 0
378526185 | TNB | DISTRIBUTION | WP PUTRAJAYA & CYBERJAYA | Existing | RYB | 11 kV |  |  |  |  | 240_TRIPLEX_AL_XLPE | PE 22.12 SEK MEN KEB CJ1 F1: CBJ22121 | PE 24.21 SITE OFFICE SYMPHONY HILLS: CBJ24213 |  | 293.325 m |  |  |  | 3 | 1
378526194 | TNB | DISTRIBUTION | WP PUTRAJAYA & CYBERJAYA | Existing | RYB | 11 kV |  |  |  |  | 240_TRIPLEX_AL_XLPE |  |  |  | 38.779 m |  |  |  | 3 | 0
378527362 | TNB | DISTRIBUTION | WP PUTRAJAYA & CYBERJAYA | Existing | RYB | 11 kV |  |  |  |  | 240_TRIPLEX_AL_XLPE | SS 21.81 SHAFBURY-MLCP CAR PARK F1: CBJ21812 | SS 24.14 SHAFTBURY BLOK D F1: CBJ24141 |  | 125.132 m |  |  | CB5 | 3 | 0
378527369 | TNB | DISTRIBUTION | WP PUTRAJAYA & CYBERJAYA | Existing | RYB | 11 kV |  |  |  |  | 240_TRIPLEX_AL_XLPE | SS 21.81 SHAFBURY-MLCP CAR PARK F2: CBJ21815 | SS 24.14 SHAFBURY BLOK D F2: C24144 |  | 125.770 m |  |  | CB4 | 3 | 0
378527392 | TNB | DISTRIBUTION | WP PUTRAJAYA & CYBERJAYA | Existing | RYB | 11 kV |  |  |  |  | 240_TRIPLEX_AL_XLPE | SS 21.82 SHAFBURY BLOK C F1: CBJ21822 | PE 21.22 CYBERVIEW NO.1: CBJ21221 |  | 1564.545 m |  |  |  | 3 | 0
378527396 | TNB | DISTRIBUTION | WP PUTRAJAYA & CYBERJAYA | Existing | RYB | 11 kV |  |  |  |  | 240_TRIPLEX_AL_XLPE | SS 21.82 SHAFBURY BLOK C F2: CBJ21825 | PE 21.13 CYBERVIEW NO. 2 ( MDC ) F2: CBJ21134 |  | 1529.112 m |  |  |  | 3 | 0
378527590 | TNB | DISTRIBUTION | WP PUTRAJAYA & CYBERJAYA | Existing | RYB | 11 kV |  |  |  |  | 240_TRIPLEX_AL_XLPE | SS 24.14 SHAFTBURY BLOK D F1: C24142 | SS 21.82 SHAFBURY BLOK C F1: CBJ21821 |  | 93.335 m |  |  |  | 3 | 0
378527595 | TNB | DISTRIBUTION | WP PUTRAJAYA & CYBERJAYA | Existing | RYB | 11 kV |  |  |  |  | 240_TRIPLEX_AL_XLPE | SS 24.14 SHAFBURY BLOK D F2: C24145 | SS 21.82 SHAFBURY BLOK C F2: CBJ21824 |  | 93.001 m |  |  |  | 3 | 0
378528026 | TNB | DISTRIBUTION | WP PUTRAJAYA & CYBERJAYA | Existing | RYB | 11 kV |  |  |  |  | 240_TRIPLEX_AL_XLPE | PE 21.13 CYBERVIEW NO. 2 ( MDC ) F1: CBJ21132 | PE 22.03 CYBERVIEW GARDENS F1: CBJ22031 |  | 793.856 m |  |  |  | 3 | 1
378528031 | TNB | DISTRIBUTION | WP PUTRAJAYA & CYBERJAYA | Existing | RYB | 11 kV |  |  |  |  | 240_TRIPLEX_AL_XLPE | PE 21.13 CYBERVIEW NO. 2 ( MDC ) F2: CBJ21135 | PE 22.03 CYBERVIEW GARDENS F2: CBJ22035 |  | 792.871 m |  |  |  | 3 | 1
378559206 | TNB | DISTRIBUTION | WP PUTRAJAYA & CYBERJAYA | Existing | RYB | 11 kV |  |  |  |  | 240_TRIPLEX_AL_XLPE | PE 15.47 APARTMENT ALAM DESA (F2): PTJ15475 | PE 15.56 DWIPUTRA NO 3 (F2): PTJ15566 |  | 462.828 m |  |  |  | 3 | 0
378559211 | TNB | DISTRIBUTION | WP PUTRAJAYA & CYBERJAYA | Existing | RYB | 11 kV |  |  |  |  | 240_TRIPLEX_AL_XLPE | PE 15.56 DWIPUTRA NO 3 (F1): PTJ15561 | PE 15.59 DWIPUTRA NO 6 (F1): PTJ15593 |  | 436.773 m |  |  |  | 3 | 0
378559216 | TNB | DISTRIBUTION | WP PUTRAJAYA & CYBERJAYA | Existing | RYB | 11 kV |  |  |  |  | 240_TRIPLEX_AL_XLPE | PE 15.56 DWIPUTRA NO 3 (F2): PTJ15564 | PE 15.59 DWIPUTRA NO 6 (F2): PTJ15596 |  | 421.193 m |  |  |  | 3 | 0
378559221 | TNB | DISTRIBUTION | WP PUTRAJAYA & CYBERJAYA | Existing | RYB | 11 kV |  |  |  |  | 240_TRIPLEX_AL_XLPE | PE 15.55 DWIPUTRA NO 2 (F1): PTJ15551 | PE 15.57 DWIPUTRA NO 4 (F1): PTJ15573 |  | 54.997 m |  |  |  | 3 | 0
378559226 | TNB | DISTRIBUTION | WP PUTRAJAYA & CYBERJAYA | Existing | RYB | 11 kV |  |  |  |  | 240_TRIPLEX_AL_XLPE | PE 15.58 DWIPUTRA NO 5 (F1): PTJ15581 | PE 15.54 DWIPUTRA NO 1 (F1): PTJ15543 |  | 105.822 m |  |  |  | 3 | 0
378559251 | TNB | DISTRIBUTION | WP PUTRAJAYA & CYBERJAYA | Existing | RYB | Unknown |  |  |  |  | 240_TRIPLEX_AL_XLPE | PE 15.38 FASA 15-3B (F2): PTJ15385 | PE 15.39 FASA 15-3A (F2): PTJ15394 |  | 527.140 m |  |  |  | 3 | 0
378559266 | TNB | DISTRIBUTION | WP PUTRAJAYA & CYBERJAYA | Existing | RYB | Unknown |  |  |  |  | 240_TRIPLEX_AL_XLPE | PE 15.37 FASA 15-2 (F2): PTJ15375 | PE 15.05 BLOK D2 (1) (EFI) (F2): PTJ15054 [OFF] |  | 2352.771 m |  |  |  | 3 | 0
378567691 | TNB | DISTRIBUTION | WP PUTRAJAYA & CYBERJAYA | Existing | RYB | 11 kV |  |  |  |  | 240_TRIPLEX_AL_XLPE |  |  |  | 8.393 m |  |  |  | 3 | 0
378567911 | TNB | DISTRIBUTION | WP PUTRAJAYA & CYBERJAYA | Existing | RYB | 11 kV |  |  |  |  | 240_TRIPLEX_AL_XLPE | PE 5.05 C/S S/L: PTJ05051 | PE 5.08 JLB2: PTJ05081 |  | 1980.430 m |  |  |  | 3 | 0
378568022 | TNB | DISTRIBUTION | WP PUTRAJAYA & CYBERJAYA | Existing | RYB | 11 kV |  |  |  |  | 240_TRIPLEX_AL_XLPE | PE 5.06 C/S S/L: PTJ05061 | PE 5.05 C/S S/L: PTJ05053 |  | 922.944 m |  |  |  | 3 | 0
378568069 | TNB | DISTRIBUTION | WP PUTRAJAYA & CYBERJAYA | Existing | RYB | 11 kV |  |  |  |  | 240_TRIPLEX_AL_XLPE | PE 5.04 C/S S/L: PTJ05042 | PE 5.06 C/S S/L: PTJ05063 |  | 2046.628 m |  |  |  | 3 | 0
378568100 | TNB | DISTRIBUTION | WP PUTRAJAYA & CYBERJAYA | Existing | RYB | 11 kV |  |  |  |  | 240_TRIPLEX_AL_XLPE | PE 5.03 BR.6 S. GEMILANG: PTJ05031 | PE 5.04 C/S S/L: PTJ05041 |  | 1144.558 m |  |  |  | 3 | 0
378568117 | TNB | DISTRIBUTION | WP PUTRAJAYA & CYBERJAYA | Existing | RYB | 11 kV |  |  |  |  | 240_TRIPLEX_AL_XLPE | PPU PTJ24: VCB 11 | PE 6.01 GRAND STAND (F1): PTJ06011 |  | 4813.197 m |  |  | CB11 | 3 | 0
378568121 | TNB | DISTRIBUTION | WP PUTRAJAYA & CYBERJAYA | Existing | RYB | 11 kV |  |  |  |  | 240_TRIPLEX_AL_XLPE | PE 6.01 GRAND STAND (F2): PTJ06014 | PPU PTJ24: VCB 10 [OFF] |  | 4819.697 m |  |  | CB10 | 3 | 0
378572485 | TNB | DISTRIBUTION | WP PUTRAJAYA & CYBERJAYA | Existing | RYB | 11 kV |  |  |  |  | 240_TRIPLEX_AL_XLPE | PE 21.74 LAKE VIEW WEST 2: CBJ21744 | PE 22.48 LOT 12082 FASA 1B F1: CBJ22481 |  | 523.514 m |  |  |  | 3 | 1
378572490 | TNB | DISTRIBUTION | WP PUTRAJAYA & CYBERJAYA | Existing | RYB | 11 kV |  |  |  |  | 240_TRIPLEX_AL_XLPE | PE 24.03 JELANG VISTA 2: CBJ24031 | PE 24.02 JELANG VISTA 1: CBJ24022 |  | 472.035 m |  |  |  | 3 | 0
378572683 | TNB | DISTRIBUTION | WP PUTRAJAYA & CYBERJAYA | Existing | RYB | 11 kV |  |  |  |  | 240_TRIPLEX_AL_XLPE | PE 24.02 JELANG VISTA 1: CBJ24021 | PE 21.74 LAKE VIEW WEST 2: CBJ21741 |  | 69.409 m |  |  |  | 3 | 0
378572794 | TNB | DISTRIBUTION | WP PUTRAJAYA & CYBERJAYA | Existing | RYB | 11 kV |  |  |  |  | 240_TRIPLEX_AL_XLPE | PE 21.42 CYBERVILLAGE SERENITY 4 F2: CBJ21425 | PE 21.75 LAKEVIEW WEST 1: CBJ21751 |  | 566.582 m |  |  |  | 3 | 3
378574090 | TNB | DISTRIBUTION | WP PUTRAJAYA & CYBERJAYA | Existing | RYB | 11 kV |  |  |  |  | 240_TRIPLEX_AL_XLPE | PE 22.22 CYBER HEIGHT VILLA F2: CBJ22225 | PE 24.15 APARTMENT TINDAK MURNI: CBJ24151 |  | 440.055 m |  |  |  | 3 | 0
378574962 | TNB | DISTRIBUTION | WP PUTRAJAYA & CYBERJAYA | Existing | RYB | 11 kV |  |  |  |  | 240_TRIPLEX_AL_XLPE | PPU CYB7: VCB 4 | SS 21.81 SHAFBURY-MLCP CAR PARK F2: CBJ21814 |  | 613.961 m |  |  | CB4 | 3 | 3
378574966 | TNB | DISTRIBUTION | WP PUTRAJAYA & CYBERJAYA | Existing | RYB | 11 kV |  |  |  |  | 240_TRIPLEX_AL_XLPE | PPU CYB7: VCB 5 | SS 21.81 SHAFBURY-MLCP CAR PARK F1: CBJ21811 |  | 607.754 m |  |  | CB5 | 3 | 3
378575288 | TNB | DISTRIBUTION | WP PUTRAJAYA & CYBERJAYA | Existing | RYB | 11 kV |  |  |  |  | 240_TRIPLEX_AL_XLPE | PE 21.05 B15-3: CBJ21053 | PE 21.07 P.APEC: CBJ21071 |  | 400.480 m |  |  |  | 3 | 0
378575359 | TNB | DISTRIBUTION | WP PUTRAJAYA & CYBERJAYA | Existing | RYB | 11 kV |  |  |  |  | 240_TRIPLEX_AL_XLPE | PE 23.27 V RESIDENCE 1: CBJ23271 | PE 21.04 B15-2: CBJ21041 |  | 746.369 m |  |  |  | 3 | 0
378576155 | TNB | DISTRIBUTION | WP PUTRAJAYA & CYBERJAYA | Existing | RYB | 11 kV |  |  |  |  | 240_3C_AL_XLPE | PE 21.68 Padat Elite 4: CBJ21681 | PE 21.19 ELITE HIGHWAY NO. 1: CBJ21192 |  | 1236.295 m |  |  |  | 3 | 0
378576165 | TNB | DISTRIBUTION | WP PUTRAJAYA & CYBERJAYA | Existing | RYB | 11 kV |  |  |  |  | 240_TRIPLEX_AL_XLPE | PE PDT PULAU MERANTI: J42396 | PE 21.20 ELITE HIGHWAY NO. 2: CBJ21201 |  | 3467.125 m |  |  |  | 3 | 0
378580535 | TNB | DISTRIBUTION | WP PUTRAJAYA & CYBERJAYA | Existing | RYB | 33 kV |  |  |  |  | 630_1C_AL_XLPE |  |  |  | 4.386 m |  |  |  | 3 | 0
378580539 | TNB | DISTRIBUTION | WP PUTRAJAYA & CYBERJAYA | Existing | RYB | 33 kV |  |  |  |  | 630_1C_AL_XLPE |  |  |  | 3.855 m |  |  |  | 3 | 0
378580544 | TNB | DISTRIBUTION | WP PUTRAJAYA & CYBERJAYA | Existing | RYB | 33 kV |  |  |  |  | 630_1C_AL_XLPE |  |  |  | 5.780 m |  |  |  | 3 | 0
378580549 | TNB | DISTRIBUTION | WP PUTRAJAYA & CYBERJAYA | Existing | RYB | 33 kV |  |  |  |  | 630_1C_AL_XLPE |  |  |  | 4.725 m |  |  |  | 3 | 0
378580558 | TNB | DISTRIBUTION | WP PUTRAJAYA & CYBERJAYA | Existing | RYB | 11 kV |  |  |  |  | 240_TRIPLEX_AL_XLPE |  |  |  | 4.825 m |  |  |  | 3 | 0
378580563 | TNB | DISTRIBUTION | WP PUTRAJAYA & CYBERJAYA | Existing | RYB | 11 kV |  |  |  |  | 240_TRIPLEX_AL_XLPE |  |  |  | 5.697 m |  |  |  | 3 | 0
378580568 | TNB | DISTRIBUTION | WP PUTRAJAYA & CYBERJAYA | Existing | RYB | 11 kV |  |  |  |  | 240_TRIPLEX_AL_XLPE |  |  |  | 6.127 m |  |  |  | 3 | 0
378580573 | TNB | DISTRIBUTION | WP PUTRAJAYA & CYBERJAYA | Existing | RYB | 11 kV |  |  |  |  | 240_TRIPLEX_AL_XLPE |  |  |  | 5.844 m |  |  |  | 3 | 0
378580577 | TNB | DISTRIBUTION | WP PUTRAJAYA & CYBERJAYA | Existing | RYB | 11 kV |  |  |  |  | 240_TRIPLEX_AL_XLPE |  |  |  | 5.517 m |  |  |  | 3 | 0
378580581 | TNB | DISTRIBUTION | WP PUTRAJAYA & CYBERJAYA | Existing | RYB | 11 kV |  |  |  |  | 240_TRIPLEX_AL_XLPE |  |  |  | 5.365 m |  |  |  | 3 | 0
378580588 | TNB | DISTRIBUTION | WP PUTRAJAYA & CYBERJAYA | Existing | RYB | 11 kV |  |  |  |  | 240_TRIPLEX_AL_XLPE |  |  |  | 4.997 m |  |  |  | 3 | 0
378580593 | TNB | DISTRIBUTION | WP PUTRAJAYA & CYBERJAYA | Existing | RYB | 11 kV |  |  |  |  | 240_TRIPLEX_AL_XLPE |  |  |  | 5.682 m |  |  |  | 3 | 0
378580599 | TNB | DISTRIBUTION | WP PUTRAJAYA & CYBERJAYA | Existing | RYB | 11 kV |  |  |  |  | 240_TRIPLEX_AL_XLPE |  |  |  | 19.580 m |  |  |  | 3 | 0
378580603 | TNB | DISTRIBUTION | WP PUTRAJAYA & CYBERJAYA | Existing | RYB | 11 kV |  |  |  |  | 240_TRIPLEX_AL_XLPE |  |  |  | 7.569 m |  |  |  | 3 | 0
378580608 | TNB | DISTRIBUTION | WP PUTRAJAYA & CYBERJAYA | Existing | RYB | 11 kV |  |  |  |  | 240_TRIPLEX_AL_XLPE |  |  |  | 6.226 m |  |  |  | 3 | 0
378580613 | TNB | DISTRIBUTION | WP PUTRAJAYA & CYBERJAYA | Existing | RYB | 11 kV |  |  |  |  | 240_TRIPLEX_AL_XLPE |  |  |  | 5.690 m |  |  |  | 3 | 0
378580618 | TNB | DISTRIBUTION | WP PUTRAJAYA & CYBERJAYA | Existing | RYB | 11 kV |  |  |  |  | 240_TRIPLEX_AL_XLPE |  |  |  | 9.006 m |  |  |  | 3 | 0
378580623 | TNB | DISTRIBUTION | WP PUTRAJAYA & CYBERJAYA | Existing | RYB | 11 kV |  |  |  |  | 240_TRIPLEX_AL_XLPE |  |  |  | 7.860 m |  |  |  | 3 | 0
378580628 | TNB | DISTRIBUTION | WP PUTRAJAYA & CYBERJAYA | Existing | RYB | 11 kV |  |  |  |  | 240_TRIPLEX_AL_XLPE |  |  |  | 11.589 m |  |  |  | 3 | 0
378580633 | TNB | DISTRIBUTION | WP PUTRAJAYA & CYBERJAYA | Existing | RYB | 11 kV |  |  |  |  | 240_TRIPLEX_AL_XLPE |  |  |  | 6.293 m |  |  |  | 3 | 0
378580638 | TNB | DISTRIBUTION | WP PUTRAJAYA & CYBERJAYA | Existing | RYB | 11 kV |  |  |  |  | 240_TRIPLEX_AL_XLPE |  |  |  | 8.764 m |  |  |  | 3 | 0
378580643 | TNB | DISTRIBUTION | WP PUTRAJAYA & CYBERJAYA | Existing | RYB | 11 kV |  |  |  |  | 240_TRIPLEX_AL_XLPE |  |  |  | 5.608 m |  |  |  | 3 | 0
378580648 | TNB | DISTRIBUTION | WP PUTRAJAYA & CYBERJAYA | Existing | RYB | 11 kV |  |  |  |  | 240_TRIPLEX_AL_XLPE |  |  |  | 8.194 m |  |  |  | 3 | 0
378580652 | TNB | DISTRIBUTION | WP PUTRAJAYA & CYBERJAYA | Existing | RYB | 11 kV |  |  |  |  | 240_TRIPLEX_AL_XLPE |  |  |  | 9.042 m |  |  |  | 3 | 0
378580656 | TNB | DISTRIBUTION | WP PUTRAJAYA & CYBERJAYA | Existing | RYB | 11 kV |  |  |  |  | 240_TRIPLEX_AL_XLPE |  |  |  | 4.752 m |  |  |  | 3 | 0
378580662 | TNB | DISTRIBUTION | WP PUTRAJAYA & CYBERJAYA | Existing | RYB | 11 kV |  |  |  |  | 240_TRIPLEX_AL_XLPE |  |  |  | 7.550 m |  |  |  | 3 | 0
378580668 | TNB | DISTRIBUTION | WP PUTRAJAYA & CYBERJAYA | Existing | RYB | 11 kV |  |  |  |  | 240_TRIPLEX_AL_XLPE |  |  |  | 6.512 m |  |  |  | 3 | 0
378580673 | TNB | DISTRIBUTION | WP PUTRAJAYA & CYBERJAYA | Existing | RYB | 11 kV |  |  |  |  | 240_TRIPLEX_AL_XLPE |  |  |  | 5.416 m |  |  |  | 3 | 0
378580678 | TNB | DISTRIBUTION | WP PUTRAJAYA & CYBERJAYA | Existing | RYB | 11 kV |  |  |  |  | 240_TRIPLEX_AL_XLPE |  |  |  | 5.824 m |  |  |  | 3 | 0
378580683 | TNB | DISTRIBUTION | WP PUTRAJAYA & CYBERJAYA | Existing | RYB | 11 kV |  |  |  |  | 240_TRIPLEX_AL_XLPE |  |  |  | 6.031 m |  |  |  | 3 | 0
378580688 | TNB | DISTRIBUTION | WP PUTRAJAYA & CYBERJAYA | Existing | RYB | 11 kV |  |  |  |  | 240_TRIPLEX_AL_XLPE |  |  |  | 7.830 m |  |  |  | 3 | 0
378580693 | TNB | DISTRIBUTION | WP PUTRAJAYA & CYBERJAYA | Existing | RYB | 11 kV |  |  |  |  | 240_TRIPLEX_AL_XLPE |  |  |  | 7.185 m |  |  |  | 3 | 0
378580698 | TNB | DISTRIBUTION | WP PUTRAJAYA & CYBERJAYA | Existing | RYB | 11 kV |  |  |  |  | 240_TRIPLEX_AL_XLPE |  |  |  | 5.083 m |  |  |  | 3 | 0
378580703 | TNB | DISTRIBUTION | WP PUTRAJAYA & CYBERJAYA | Existing | RYB | 11 kV |  |  |  |  | 240_TRIPLEX_AL_XLPE |  |  |  | 5.447 m |  |  |  | 3 | 0
378593722 | TNB | DISTRIBUTION | WP PUTRAJAYA & CYBERJAYA | Existing | RYB | 11 kV |  |  |  |  | 240_TRIPLEX_AL_XLPE |  |  |  | 7.924 m |  |  |  | 3 | 0
378593727 | TNB | DISTRIBUTION | WP PUTRAJAYA & CYBERJAYA | Existing | RYB | 11 kV |  |  |  |  | 240_TRIPLEX_AL_XLPE |  |  |  | 7.342 m |  |  |  | 3 | 0
378593732 | TNB | DISTRIBUTION | WP PUTRAJAYA & CYBERJAYA | Existing | RYB | 11 kV |  |  |  |  | 240_TRIPLEX_AL_XLPE |  |  |  | 7.410 m |  |  |  | 3 | 0
378593740 | TNB | DISTRIBUTION | WP PUTRAJAYA & CYBERJAYA | Existing | RYB | 11 kV |  |  |  |  | 240_TRIPLEX_AL_XLPE |  |  |  | 5.911 m |  |  |  | 3 | 0
378593745 | TNB | DISTRIBUTION | WP PUTRAJAYA & CYBERJAYA | Existing | RYB | 11 kV |  |  |  |  | 240_TRIPLEX_AL_XLPE |  |  |  | 6.306 m |  |  |  | 3 | 0
378593753 | TNB | DISTRIBUTION | WP PUTRAJAYA & CYBERJAYA | Existing | RYB | 11 kV |  |  |  |  | 240_TRIPLEX_AL_XLPE |  |  |  | 9.552 m |  |  |  | 3 | 0
378593761 | TNB | DISTRIBUTION | WP PUTRAJAYA & CYBERJAYA | Existing | RYB | 11 kV |  |  |  |  | 240_TRIPLEX_AL_XLPE |  |  |  | 7.485 m |  |  |  | 3 | 0
378593766 | TNB | DISTRIBUTION | WP PUTRAJAYA & CYBERJAYA | Existing | RYB | 11 kV |  |  |  |  | 240_TRIPLEX_AL_XLPE |  |  |  | 8.893 m |  |  |  | 3 | 0
378593770 | TNB | DISTRIBUTION | WP PUTRAJAYA & CYBERJAYA | Existing | RYB | 11 kV |  |  |  |  | 240_TRIPLEX_AL_XLPE |  |  |  | 6.191 m |  |  |  | 3 | 0
378593776 | TNB | DISTRIBUTION | WP PUTRAJAYA & CYBERJAYA | Existing | RYB | 11 kV |  |  |  |  | 240_TRIPLEX_AL_XLPE |  |  |  | 7.457 m |  |  |  | 3 | 0
378593780 | TNB | DISTRIBUTION | WP PUTRAJAYA & CYBERJAYA | Existing | RYB | 11 kV |  |  |  |  | 240_TRIPLEX_AL_XLPE |  |  |  | 9.993 m |  |  |  | 3 | 0
378593784 | TNB | DISTRIBUTION | WP PUTRAJAYA & CYBERJAYA | Existing | RYB | 11 kV |  |  |  |  | 240_TRIPLEX_AL_XLPE |  |  |  | 10.424 m |  |  |  | 3 | 0
378593789 | TNB | DISTRIBUTION | WP PUTRAJAYA & CYBERJAYA | Existing | RYB | 11 kV |  |  |  |  | 240_TRIPLEX_AL_XLPE |  |  |  | 7.463 m |  |  |  | 3 | 0
378593794 | TNB | DISTRIBUTION | WP PUTRAJAYA & CYBERJAYA | Existing | RYB | 11 kV |  |  |  |  | 240_TRIPLEX_AL_XLPE |  |  |  | 8.919 m |  |  |  | 3 | 0
378593799 | TNB | DISTRIBUTION | WP PUTRAJAYA & CYBERJAYA | Existing | RYB | 11 kV | NO | Class C |  |  | 240_TRIPLEX_AL_XLPE |  |  |  | 9.684 m |  |  |  | 3 | 0
378593804 | TNB | DISTRIBUTION | WP PUTRAJAYA & CYBERJAYA | Existing | RYB | 11 kV | NO | Class C |  |  | 240_TRIPLEX_AL_XLPE |  |  |  | 6.259 m |  |  |  | 3 | 0
378593809 | TNB | DISTRIBUTION | WP PUTRAJAYA & CYBERJAYA | Existing | RYB | 11 kV |  |  |  |  | 240_TRIPLEX_AL_XLPE |  |  |  | 8.415 m |  |  |  | 3 | 0
378593821 | TNB | DISTRIBUTION | WP PUTRAJAYA & CYBERJAYA | Existing | RYB | 11 kV |  |  |  |  | 240_TRIPLEX_AL_XLPE |  |  |  | 11.679 m |  |  |  | 3 | 0
378593826 | TNB | DISTRIBUTION | WP PUTRAJAYA & CYBERJAYA | Existing | RYB | 11 kV | NO | Class C |  |  | 240_TRIPLEX_AL_XLPE |  |  |  | 18.582 m |  |  |  | 3 | 0
378593830 | TNB | DISTRIBUTION | WP PUTRAJAYA & CYBERJAYA | Existing | RYB | 11 kV |  |  |  |  | 240_TRIPLEX_AL_XLPE |  |  |  | 10.964 m |  |  |  | 3 | 0
378593835 | TNB | DISTRIBUTION | WP PUTRAJAYA & CYBERJAYA | Existing | RYB | 11 kV | NO | Class C |  |  | 240_TRIPLEX_AL_XLPE |  |  |  | 12.253 m |  |  |  | 3 | 0
378593840 | TNB | DISTRIBUTION | WP PUTRAJAYA & CYBERJAYA | Existing | RYB | 11 kV |  |  |  |  | 240_TRIPLEX_AL_XLPE |  |  |  | 5.110 m |  |  |  | 3 | 0
378593845 | TNB | DISTRIBUTION | WP PUTRAJAYA & CYBERJAYA | Existing | RYB | 11 kV |  |  |  |  | 240_TRIPLEX_AL_XLPE |  |  |  | 10.945 m |  |  |  | 3 | 0
378593850 | TNB | DISTRIBUTION | WP PUTRAJAYA & CYBERJAYA | Existing | RYB | 11 kV |  |  |  |  | 240_TRIPLEX_AL_XLPE |  |  |  | 8.139 m |  |  |  | 3 | 0
378607152 | TNB | DISTRIBUTION | WP PUTRAJAYA & CYBERJAYA | Existing | RYB | 11 kV |  |  |  |  | 7X_500_1C_CU_PVC/PVC |  |  |  | 1.229 m |  |  |  | 7 | 0
378607435 | TNB | DISTRIBUTION | WP PUTRAJAYA & CYBERJAYA | Existing | RYB | 11 kV |  |  |  |  | 240_TRIPLEX_AL_XLPE |  |  |  | 5.996 m |  |  |  | 3 | 0
378607440 | TNB | DISTRIBUTION | WP PUTRAJAYA & CYBERJAYA | Existing | RYB | 11 kV |  |  |  |  | 240_TRIPLEX_AL_XLPE |  |  |  | 4.696 m |  |  |  | 3 | 0
378607445 | TNB | DISTRIBUTION | WP PUTRAJAYA & CYBERJAYA | Existing | RYB | 11 kV |  |  |  |  | 240_TRIPLEX_AL_XLPE |  |  |  | 4.953 m |  |  |  | 3 | 0
378607452 | TNB | DISTRIBUTION | WP PUTRAJAYA & CYBERJAYA | Existing | RYB | 11 kV |  |  |  |  | 240_TRIPLEX_AL_XLPE |  |  |  | 5.815 m |  |  |  | 3 | 0
378607457 | TNB | DISTRIBUTION | WP PUTRAJAYA & CYBERJAYA | Existing | RYB | 11 kV | NO | Class C |  |  | 240_TRIPLEX_AL_XLPE |  |  |  | 5.345 m |  |  |  | 3 | 0
378607462 | TNB | DISTRIBUTION | WP PUTRAJAYA & CYBERJAYA | Existing | RYB | 11 kV |  |  |  |  | 240_TRIPLEX_AL_XLPE |  |  |  | 6.255 m |  |  |  | 3 | 0
378607467 | TNB | DISTRIBUTION | WP PUTRAJAYA & CYBERJAYA | Existing | RYB | 11 kV |  |  |  |  | 240_TRIPLEX_AL_XLPE |  |  |  | 4.877 m |  |  |  | 3 | 0
378607472 | TNB | DISTRIBUTION | WP PUTRAJAYA & CYBERJAYA | Existing | RYB | 11 kV |  |  |  |  | 240_3C_AL_XLPE |  |  |  | 5.678 m |  |  |  | 3 | 0
378607477 | TNB | DISTRIBUTION | WP PUTRAJAYA & CYBERJAYA | Existing | RYB | 11 kV | NO | Class C |  |  | 240_TRIPLEX_AL_XLPE |  |  |  | 27.269 m |  |  |  | 3 | 0
378607481 | TNB | DISTRIBUTION | WP PUTRAJAYA & CYBERJAYA | Existing | RYB | 11 kV | NO | Class C |  |  | 240_TRIPLEX_AL_XLPE |  |  |  | 7.910 m |  |  |  | 3 | 0
378607486 | TNB | DISTRIBUTION | WP PUTRAJAYA & CYBERJAYA | Existing | RYB | 11 kV |  |  |  |  | 240_TRIPLEX_AL_XLPE |  |  |  | 5.808 m |  |  |  | 3 | 0
378607492 | TNB | DISTRIBUTION | WP PUTRAJAYA & CYBERJAYA | Existing | RYB | 11 kV |  |  |  |  | 240_3C_AL_XLPE |  |  |  | 7.198 m |  |  |  | 3 | 0
378607497 | TNB | DISTRIBUTION | WP PUTRAJAYA & CYBERJAYA | Existing | RYB | 11 kV | NO | Class C |  |  | 240_TRIPLEX_AL_XLPE |  |  |  | 5.734 m |  |  |  | 3 | 0
378607502 | TNB | DISTRIBUTION | WP PUTRAJAYA & CYBERJAYA | Existing | RYB | 11 kV |  |  |  |  | 240_TRIPLEX_AL_XLPE |  |  |  | 9.745 m |  |  |  | 3 | 0
378607507 | TNB | DISTRIBUTION | WP PUTRAJAYA & CYBERJAYA | Existing | RYB | 11 kV |  |  |  |  | 240_TRIPLEX_AL_XLPE |  |  |  | 13.546 m |  |  |  | 3 | 0
378607512 | TNB | DISTRIBUTION | WP PUTRAJAYA & CYBERJAYA | Existing | RYB | 11 kV |  |  |  |  | 240_TRIPLEX_AL_XLPE |  |  |  | 10.898 m |  |  |  | 3 | 0
378607516 | TNB | DISTRIBUTION | WP PUTRAJAYA & CYBERJAYA | Existing | RYB | 11 kV | NO | Class C |  |  | 240_TRIPLEX_AL_XLPE |  |  |  | 16.948 m |  |  |  | 3 | 0
378607522 | TNB | DISTRIBUTION | WP PUTRAJAYA & CYBERJAYA | Existing | RYB | 11 kV |  |  |  |  | 240_TRIPLEX_AL_XLPE |  |  |  | 8.759 m |  |  |  | 3 | 0
378607528 | TNB | DISTRIBUTION | WP PUTRAJAYA & CYBERJAYA | Existing | RYB | 11 kV | NO | Class C |  |  | 240_TRIPLEX_AL_XLPE |  |  |  | 10.000 m |  |  |  | 3 | 0
378607534 | TNB | DISTRIBUTION | WP PUTRAJAYA & CYBERJAYA | Existing | RYB | 11 kV |  |  |  |  | 240_TRIPLEX_AL_XLPE |  |  |  | 23.483 m |  |  |  | 3 | 0
378607540 | TNB | DISTRIBUTION | WP PUTRAJAYA & CYBERJAYA | Existing | RYB | 11 kV |  |  |  |  | 240_TRIPLEX_AL_XLPE |  |  |  | 18.605 m |  |  |  | 3 | 0
378607545 | TNB | DISTRIBUTION | WP PUTRAJAYA & CYBERJAYA | Existing | RYB | 11 kV |  |  |  |  | 240_TRIPLEX_AL_XLPE |  |  |  | 25.239 m |  |  |  | 3 | 0
378607550 | TNB | DISTRIBUTION | WP PUTRAJAYA & CYBERJAYA | Existing | RYB | 11 kV |  |  |  |  | 240_TRIPLEX_AL_XLPE |  |  |  | 7.400 m |  |  |  | 3 | 0
378607555 | TNB | DISTRIBUTION | WP PUTRAJAYA & CYBERJAYA | Existing | RYB | 11 kV |  |  |  |  | 240_TRIPLEX_AL_XLPE |  |  |  | 63.085 m |  |  |  | 3 | 0
378607564 | TNB | DISTRIBUTION | WP PUTRAJAYA & CYBERJAYA | Existing | RYB | 11 kV |  |  |  |  | 240_TRIPLEX_AL_XLPE |  |  |  | 4.082 m |  |  |  | 3 | 0
378607571 | TNB | DISTRIBUTION | WP PUTRAJAYA & CYBERJAYA | Existing | RYB | 11 kV |  |  |  |  | 240_TRIPLEX_AL_XLPE |  |  |  | 5.047 m |  |  |  | 3 | 0
378607576 | TNB | DISTRIBUTION | WP PUTRAJAYA & CYBERJAYA | Existing | RYB | 11 kV |  |  |  |  | 240_TRIPLEX_AL_XLPE |  |  |  | 4.454 m |  |  |  | 3 | 0
378607581 | TNB | DISTRIBUTION | WP PUTRAJAYA & CYBERJAYA | Existing | RYB | 11 kV |  |  |  |  | 240_TRIPLEX_AL_XLPE |  |  |  | 55.158 m |  |  |  | 3 | 0
378607585 | TNB | DISTRIBUTION | WP PUTRAJAYA & CYBERJAYA | Existing | RYB | 11 kV | NO | Class C |  |  | 240_TRIPLEX_AL_XLPE |  |  |  | 31.297 m |  |  |  | 3 | 0
379380820 | TNB | DISTRIBUTION | WP PUTRAJAYA & CYBERJAYA | Existing | RYB | 33 kV |  |  |  |  | 630_1C_AL_XLPE | PMU PTJC: VCB 6L5 | PPU PTJ7: |  | 8392.527 m |  |  |  | 3 | 0
379380825 | TNB | DISTRIBUTION | WP PUTRAJAYA & CYBERJAYA | Existing | RYB | 11 kV |  |  |  |  | 240_TRIPLEX_AL_XLPE | PE 21.94 MYVILLA P3 PARCEL B: CBJ21941 | PE 11.35 P11 K/3 TERES (EFI) (F2): PTJ11355 |  | 1718.551 m |  |  | FDR6 | 3 | 0
379380835 | TNB | DISTRIBUTION | WP PUTRAJAYA & CYBERJAYA | Existing | RYB | 33 kV |  |  |  |  | 630_1C_AL_XLPE | PPU PTJ7: | PMU PTJC: VCB 5L5 |  | 8397.892 m |  |  |  | 3 | 0
379380944 | TNB | DISTRIBUTION | WP PUTRAJAYA & CYBERJAYA | Existing | RYB | 33 kV |  |  |  |  | 630_1C_AL_XLPE | PPU PTJ17: VCB 3P5 | PMU PTJC: VCB 1L5 |  | 2323.163 m |  |  |  | 3 | 0
379380948 | TNB | DISTRIBUTION | WP PUTRAJAYA & CYBERJAYA | Existing | RYB | 33 kV |  |  |  |  | 630_1C_AL_XLPE | PMU PTJC: VCB 2L5 | PPU PTJ17: VCB 4P5 |  | 2330.128 m |  |  |  | 3 | 0
379380957 | TNB | DISTRIBUTION | WP PUTRAJAYA & CYBERJAYA | Existing | RYB | 11 kV |  |  |  |  | 240_TRIPLEX_AL_XLPE | PE 2.18 TMN WAWASAN (WR) (F2): P02185 | SS 2.01 W.PUTRA (F2): PTJ02014 [OFF] |  | 1739.151 m |  |  |  | 3 | 0
379381053 | TNB | DISTRIBUTION | WP PUTRAJAYA & CYBERJAYA | Existing | RYB | 33 kV |  |  |  |  | 630_1C_AL_XLPE | PPU PTJ23: VCB 2P5 | PMU PTJC: VCB 4L5 |  | 3275.146 m |  |  |  | 3 | 0
379381057 | TNB | DISTRIBUTION | WP PUTRAJAYA & CYBERJAYA | Existing | RYB | 33 kV |  |  |  |  | 630_1C_AL_XLPE | PMU PTJC: VCB 3L5 | PPU PTJ23: VCB 1P5 |  | 3272.198 m |  |  |  | 3 | 0
379382920 | TNB | DISTRIBUTION | WP PUTRAJAYA & CYBERJAYA | Existing | RYB | 11 kV |  |  |  |  | 500_1C_AL_XLPE | PPU PTJ23: VCB 3 | SS 5.34 CITY CAMPUS F2: P05344 [OFF] |  | 2437.878 m |  |  | FDR3 | 3 | 0
379382925 | TNB | DISTRIBUTION | WP PUTRAJAYA & CYBERJAYA | Existing | RYB | 11 kV |  |  |  |  | 500_1C_AL_XLPE | PPU PTJ23: VCB 4 | SS 5.34 CITY CAMPUS F1: P05341 [OFF] |  | 2444.708 m |  |  | FDR4 | 3 | 0
379388014 | TNB | DISTRIBUTION | WP PUTRAJAYA & CYBERJAYA | Existing | RYB | 33 kV |  |  |  |  | 630_1C_AL_XLPE | PMU SRDG: VCB 10L5 | PPU CYB6: VCB 4P5 |  | 13738.744 m |  |  |  | 3 | 0
379388022 | TNB | DISTRIBUTION | WP PUTRAJAYA & CYBERJAYA | Existing | RYB | 33 kV |  |  |  |  | 630_1C_AL_XLPE | PMU ABBA 132/33kV: VCB 3L5 | PPU PTJ2: VCB 1P5 |  | 7055.396 m |  |  |  | 3 | 0
379388180 | TNB | DISTRIBUTION | WP PUTRAJAYA & CYBERJAYA | Existing | RYB | 33 kV |  |  |  |  | 630_1C_AL_XLPE | SSU MEGAJANA (DCP): | PPU CYB9: VCB 3P5 |  | 2040.600 m |  |  |  | 3 | 0
379388184 | TNB | DISTRIBUTION | WP PUTRAJAYA & CYBERJAYA | Existing | RYB | 33 kV |  |  |  |  | 630_1C_AL_XLPE | SSU MEGAJANA (DCP): | SSU GOOGLE CYBERJAYA (CSF): |  | 579.925 m |  |  |  | 3 | 0
379388188 | TNB | DISTRIBUTION | WP PUTRAJAYA & CYBERJAYA | Existing | RYB | 33 kV |  |  |  |  | 630_1C_AL_XLPE | SSU IDCB 33KV: [OFF] | PPU CYB9: VCB 1P5 |  | 1789.725 m |  |  |  | 3 | 0
379392760 | TNB | DISTRIBUTION | WP PUTRAJAYA & CYBERJAYA | Existing | RYB | 11 kV |  |  |  |  | 240_TRIPLEX_AL_XLPE |  |  |  | 5.902 m |  |  |  | 3 | 0
379392764 | TNB | DISTRIBUTION | WP PUTRAJAYA & CYBERJAYA | Existing | RYB | 11 kV |  |  |  |  | 240_TRIPLEX_AL_XLPE |  |  |  | 6.439 m |  |  |  | 3 | 0
379392772 | TNB | DISTRIBUTION | WP PUTRAJAYA & CYBERJAYA | Existing | RYB | 11 kV |  |  |  |  | 240_TRIPLEX_AL_XLPE |  |  |  | 6.492 m |  |  |  | 3 | 0
379392782 | TNB | DISTRIBUTION | WP PUTRAJAYA & CYBERJAYA | Existing | RYB | 11 kV |  |  |  |  | 240_TRIPLEX_AL_XLPE |  |  |  | 4.626 m |  |  |  | 3 | 0
379392787 | TNB | DISTRIBUTION | WP PUTRAJAYA & CYBERJAYA | Existing | RYB | 11 kV | NO | Class C |  |  | 240_TRIPLEX_AL_XLPE |  |  |  | 5.819 m |  |  |  | 3 | 0
379392792 | TNB | DISTRIBUTION | WP PUTRAJAYA & CYBERJAYA | Existing | RYB | 11 kV | NO | Class C |  |  | 240_TRIPLEX_AL_XLPE |  |  |  | 6.959 m |  |  |  | 3 | 0
379392797 | TNB | DISTRIBUTION | WP PUTRAJAYA & CYBERJAYA | Existing | RYB | 11 kV | NO | Class C |  |  | 240_TRIPLEX_AL_XLPE |  |  |  | 6.143 m |  |  |  | 3 | 0
379392802 | TNB | DISTRIBUTION | WP PUTRAJAYA & CYBERJAYA | Existing | RYB | 11 kV |  |  |  |  | 240_TRIPLEX_AL_XLPE |  |  |  | 5.941 m |  |  |  | 3 | 0
379392807 | TNB | DISTRIBUTION | WP PUTRAJAYA & CYBERJAYA | Existing | RYB | 11 kV | NO | Class C |  |  | 240_TRIPLEX_AL_XLPE |  |  |  | 6.136 m |  |  |  | 3 | 0
379392812 | TNB | DISTRIBUTION | WP PUTRAJAYA & CYBERJAYA | Existing | RYB | 11 kV |  |  |  |  | 240_TRIPLEX_AL_XLPE |  |  |  | 6.283 m |  |  |  | 3 | 0
379392817 | TNB | DISTRIBUTION | WP PUTRAJAYA & CYBERJAYA | Existing | RYB | 11 kV |  |  |  |  | 240_TRIPLEX_AL_XLPE |  |  |  | 7.369 m |  |  |  | 3 | 0
379392822 | TNB | DISTRIBUTION | WP PUTRAJAYA & CYBERJAYA | Existing | RYB | 11 kV |  |  |  |  | 240_TRIPLEX_AL_XLPE |  |  |  | 6.000 m |  |  |  | 3 | 0
379392826 | TNB | DISTRIBUTION | WP PUTRAJAYA & CYBERJAYA | Existing | RYB | 11 kV |  |  |  |  | 240_TRIPLEX_AL_XLPE |  |  |  | 7.509 m |  |  |  | 3 | 0
379392830 | TNB | DISTRIBUTION | WP PUTRAJAYA & CYBERJAYA | Existing | RYB | 11 kV |  |  |  |  | 240_TRIPLEX_AL_XLPE |  |  |  | 49.308 m |  |  |  | 3 | 0
379392835 | TNB | DISTRIBUTION | WP PUTRAJAYA & CYBERJAYA | Existing | RYB | 11 kV |  |  |  |  | 240_TRIPLEX_AL_XLPE |  |  |  | 7.084 m |  |  |  | 3 | 0
379392840 | TNB | DISTRIBUTION | WP PUTRAJAYA & CYBERJAYA | Existing | RYB | 11 kV | NO | Class C |  |  | 240_TRIPLEX_AL_XLPE |  |  |  | 6.928 m |  |  |  | 3 | 0
379392845 | TNB | DISTRIBUTION | WP PUTRAJAYA & CYBERJAYA | Existing | RYB | 11 kV |  |  |  |  | 240_TRIPLEX_AL_XLPE |  |  |  | 7.106 m |  |  |  | 3 | 0
379392850 | TNB | DISTRIBUTION | WP PUTRAJAYA & CYBERJAYA | Existing | RYB | 11 kV |  | Class C |  |  | 240_TRIPLEX_AL_XLPE |  |  |  | 5.467 m |  |  |  | 3 | 0
379392855 | TNB | DISTRIBUTION | WP PUTRAJAYA & CYBERJAYA | Existing | RYB | 11 kV |  |  |  |  | 240_TRIPLEX_AL_XLPE |  |  |  | 6.741 m |  |  |  | 3 | 0
379392860 | TNB | DISTRIBUTION | WP PUTRAJAYA & CYBERJAYA | Existing | RYB | 11 kV |  |  |  |  | 240_TRIPLEX_AL_XLPE |  |  |  | 6.421 m |  |  |  | 3 | 0
379392865 | TNB | DISTRIBUTION | WP PUTRAJAYA & CYBERJAYA | Existing | RYB | 11 kV |  |  |  |  | 240_TRIPLEX_AL_XLPE |  |  |  | 7.354 m |  |  |  | 3 | 0
379392870 | TNB | DISTRIBUTION | WP PUTRAJAYA & CYBERJAYA | Existing | RYB | 11 kV |  |  |  |  | 240_TRIPLEX_AL_XLPE |  |  |  | 6.988 m |  |  |  | 3 | 0
379392878 | TNB | DISTRIBUTION | WP PUTRAJAYA & CYBERJAYA | Existing | RYB | 11 kV |  |  |  |  | 240_TRIPLEX_AL_XLPE |  |  |  | 6.422 m |  |  |  | 3 | 0
379392883 | TNB | DISTRIBUTION | WP PUTRAJAYA & CYBERJAYA | Existing | RYB | 11 kV |  |  |  |  | 240_TRIPLEX_AL_XLPE |  |  |  | 6.394 m |  |  |  | 3 | 0
379392888 | TNB | DISTRIBUTION | WP PUTRAJAYA & CYBERJAYA | Existing | RYB | 11 kV |  |  |  |  | 240_TRIPLEX_AL_XLPE |  |  |  | 5.900 m |  |  |  | 3 | 0
379392896 | TNB | DISTRIBUTION | WP PUTRAJAYA & CYBERJAYA | Existing | RYB | 33 kV |  |  |  |  | 630_1C_AL_XLPE |  |  |  | 5.900 m |  |  |  | 3 | 0
379392901 | TNB | DISTRIBUTION | WP PUTRAJAYA & CYBERJAYA | Existing | RYB | 11 kV |  |  |  |  | 240_TRIPLEX_AL_XLPE |  |  |  | 6.473 m |  |  |  | 3 | 0
379399318 | TNB | DISTRIBUTION | WP PUTRAJAYA & CYBERJAYA | Existing | RYB | 11 kV |  |  |  |  | 240_TRIPLEX_AL_XLPE |  |  |  | 6.713 m |  |  |  | 3 | 0
379399323 | TNB | DISTRIBUTION | WP PUTRAJAYA & CYBERJAYA | Existing | RYB | 11 kV |  |  |  |  | 240_TRIPLEX_AL_XLPE |  |  |  | 5.031 m |  |  |  | 3 | 0
379399327 | TNB | DISTRIBUTION | WP PUTRAJAYA & CYBERJAYA | Existing | RYB | 11 kV |  |  |  |  | 240_TRIPLEX_AL_XLPE |  |  |  | 5.662 m |  |  |  | 3 | 0
379399334 | TNB | DISTRIBUTION | WP PUTRAJAYA & CYBERJAYA | Existing | RYB | 11 kV |  |  |  |  | 240_TRIPLEX_AL_XLPE |  |  |  | 6.027 m |  |  |  | 3 | 0
379399339 | TNB | DISTRIBUTION | WP PUTRAJAYA & CYBERJAYA | Existing | RYB | 11 kV |  |  |  |  | 240_TRIPLEX_AL_XLPE |  |  |  | 6.004 m |  |  |  | 3 | 0
379399344 | TNB | DISTRIBUTION | WP PUTRAJAYA & CYBERJAYA | Existing | RYB | 11 kV |  |  |  |  | 240_TRIPLEX_AL_XLPE |  |  |  | 13.023 m |  |  |  | 3 | 0
379399348 | TNB | DISTRIBUTION | WP PUTRAJAYA & CYBERJAYA | Existing | RYB | 11 kV |  |  |  |  | 240_TRIPLEX_AL_XLPE |  |  |  | 7.756 m |  |  |  | 3 | 0
379399352 | TNB | DISTRIBUTION | WP PUTRAJAYA & CYBERJAYA | Existing | RYB | 11 kV | NO | Class C |  |  | 240_TRIPLEX_AL_XLPE |  |  |  | 6.741 m |  |  |  | 3 | 0
379399357 | TNB | DISTRIBUTION | WP PUTRAJAYA & CYBERJAYA | Existing | RYB | 11 kV |  |  |  |  | 240_TRIPLEX_AL_XLPE |  |  |  | 5.587 m |  |  |  | 3 | 0
379399362 | TNB | DISTRIBUTION | WP PUTRAJAYA & CYBERJAYA | Existing | RYB | 11 kV |  |  |  |  | 240_TRIPLEX_AL_XLPE |  |  |  | 7.931 m |  |  |  | 3 | 0
379399367 | TNB | DISTRIBUTION | WP PUTRAJAYA & CYBERJAYA | Existing | RYB | 11 kV |  |  |  |  | 240_TRIPLEX_AL_XLPE |  |  |  | 7.512 m |  |  |  | 3 | 0
379399372 | TNB | DISTRIBUTION | WP PUTRAJAYA & CYBERJAYA | Existing | RYB | 11 kV |  |  |  |  | 240_TRIPLEX_AL_XLPE |  |  |  | 5.663 m |  |  |  | 3 | 0
379399379 | TNB | DISTRIBUTION | WP PUTRAJAYA & CYBERJAYA | Existing | RYB | 11 kV |  |  |  |  | 240_TRIPLEX_AL_XLPE |  |  |  | 6.426 m |  |  |  | 3 | 0
379399384 | TNB | DISTRIBUTION | WP PUTRAJAYA & CYBERJAYA | Existing | RYB | 11 kV |  |  |  |  | 240_TRIPLEX_AL_XLPE |  |  |  | 6.678 m |  |  |  | 3 | 0
379399390 | TNB | DISTRIBUTION | WP PUTRAJAYA & CYBERJAYA | Existing | RYB | 11 kV |  |  |  |  | 240_TRIPLEX_AL_XLPE |  |  |  | 8.368 m |  |  |  | 3 | 0
379399395 | TNB | DISTRIBUTION | WP PUTRAJAYA & CYBERJAYA | Existing | RYB | 11 kV |  |  |  |  | 240_TRIPLEX_AL_XLPE |  |  |  | 21.930 m |  |  |  | 3 | 0
379399402 | TNB | DISTRIBUTION | WP PUTRAJAYA & CYBERJAYA | Existing | RYB | 11 kV |  |  |  |  | 240_TRIPLEX_AL_XLPE |  |  |  | 9.127 m |  |  |  | 3 | 0
379399410 | TNB | DISTRIBUTION | WP PUTRAJAYA & CYBERJAYA | Existing | RYB | 11 kV |  |  |  |  | 240_TRIPLEX_AL_XLPE |  |  |  | 9.194 m |  |  |  | 3 | 0
379399414 | TNB | DISTRIBUTION | WP PUTRAJAYA & CYBERJAYA | Existing | RYB | 11 kV |  |  |  |  | 240_TRIPLEX_AL_XLPE |  |  |  | 8.166 m |  |  |  | 3 | 0
379447901 | TNB | DISTRIBUTION | WP PUTRAJAYA & CYBERJAYA | Existing | RYB | 11 kV |  |  |  |  | 240_TRIPLEX_AL_XLPE | PE 6.04 BLOK 1 PPA1M (F2): PTJ06044 | PE 5.14 5R1 (F2): PTJ05145 |  | 431.712 m |  |  |  | 3 | 0
379447905 | TNB | DISTRIBUTION | WP PUTRAJAYA & CYBERJAYA | Existing | RYB | 11 kV |  |  |  |  | 240_TRIPLEX_AL_XLPE | PE 5.14 5R1 (F1): PTJ05142 | SS 6.03 TEMP 6R6: PTJ06031 |  | 101.339 m |  |  |  | 3 | 0
379452199 | TNB | DISTRIBUTION | WP PUTRAJAYA & CYBERJAYA | Existing | RYB | 11 kV |  |  |  |  | 240_3C_AL_XLPE | PPU CYB7: VCB 13 | PE 22.06 PADAT B 15-5: CBJ22061 |  | 1845.085 m |  |  |  | 3 | 0
379452230 | TNB | DISTRIBUTION | WP PUTRAJAYA & CYBERJAYA | Existing | RYB | 11 kV |  |  |  |  | 7X_500_1C_CU_PVC/PVC |  |  |  | 0.922 m |  |  |  | 7 | 0
379452380 | TNB | DISTRIBUTION | WP PUTRAJAYA & CYBERJAYA | Existing | RYB | 11 kV |  |  |  |  | 7X_500_1C_CU_PVC/PVC |  |  |  | 0.988 m |  |  |  | 7 | 0
379907379 | TNB | DISTRIBUTION | WP PUTRAJAYA & CYBERJAYA | Existing | RYB | 11 kV |  |  |  |  | 7X_500_1C_CU_PVC/PVC |  |  |  | 0.994 m |  |  |  | 7 | 0
379907475 | TNB | DISTRIBUTION | WP PUTRAJAYA & CYBERJAYA | Existing | RYB | 11 kV |  |  |  |  | 7X_500_1C_CU_PVC/PVC |  |  |  | 1.210 m |  |  |  | 7 | 0
379907743 | TNB | DISTRIBUTION | WP PUTRAJAYA & CYBERJAYA | Existing | RYB | 11 kV |  |  |  |  | 240_TRIPLEX_AL_XLPE | PE 15.59 DWIPUTRA NO 6 (F2): PTJ15594 | PE 15.55 DWIPUTRA NO 2 (F2): PTJ15556 |  | 208.437 m |  |  |  | 3 | 0
379907749 | TNB | DISTRIBUTION | WP PUTRAJAYA & CYBERJAYA | Existing | RYB | 11 kV |  |  |  |  | 240_TRIPLEX_AL_XLPE | PE 15.59 DWIPUTRA NO 6 (F1): PTJ15591 | PE 15.55 DWIPUTRA NO 2 (F1): PTJ15553 |  | 207.386 m |  |  |  | 3 | 0
379907780 | TNB | DISTRIBUTION | WP PUTRAJAYA & CYBERJAYA | Existing | RYB | 11 kV |  |  |  |  | 7X_500_1C_CU_PVC/PVC |  |  |  | 1.197 m |  |  |  | 7 | 0
379907874 | TNB | DISTRIBUTION | WP PUTRAJAYA & CYBERJAYA | Existing | RYB | 11 kV |  |  |  |  | 7X_500_1C_CU_PVC/PVC |  |  |  | 1.203 m |  |  |  | 7 | 0
379907954 | TNB | DISTRIBUTION | WP PUTRAJAYA & CYBERJAYA | Existing | RYB | 11 kV |  |  |  |  | 240_TRIPLEX_AL_XLPE | PE 15.57 DWIPUTRA NO 4 (F1): PTJ15571 | PE 15.58 DWIPUTRA NO 5 (F1): PTJ15583 |  | 47.771 m |  |  |  | 3 | 0
379907965 | TNB | DISTRIBUTION | WP PUTRAJAYA & CYBERJAYA | Existing | RYB | 11 kV |  |  |  |  | 240_TRIPLEX_AL_XLPE | PE 15.57 DWIPUTRA NO 4 (F2): PTJ15574 | PE 15.58 DWIPUTRA NO 5 (F2): PTJ15586 |  | 50.482 m |  |  |  | 3 | 0
379907972 | TNB | DISTRIBUTION | WP PUTRAJAYA & CYBERJAYA | Existing | RYB | 11 kV |  |  |  |  | 240_TRIPLEX_AL_XLPE | PE 15.55 DWIPUTRA NO 2 (F2): PTJ15554 | PE 15.57 DWIPUTRA NO 4 (F2): PTJ15576 |  | 55.564 m |  |  |  | 3 | 0
379907980 | TNB | DISTRIBUTION | WP PUTRAJAYA & CYBERJAYA | Existing | RYB | 11 kV |  |  |  |  | 240_TRIPLEX_AL_XLPE | PE 15.58 DWIPUTRA NO 5 (F2): PTJ15584 | PE 15.54 DWIPUTRA NO 1 (F2): PTJ15546 |  | 104.088 m |  |  |  | 3 | 0
379908395 | TNB | DISTRIBUTION | WP PUTRAJAYA & CYBERJAYA | Existing | RYB | 11 kV |  |  |  |  | 240_TRIPLEX_AL_XLPE | PE 8.30 8C1 (F2): PTJ08304 | PE 8.40 8R4 BLOK C F1: PTJ08406 |  | 375.054 m |  |  |  | 3 | 0
379908402 | TNB | DISTRIBUTION | WP PUTRAJAYA & CYBERJAYA | Existing | RYB | 11 kV |  |  |  |  | 240_TRIPLEX_AL_XLPE | PE 8.40 8R4 BLOK C F1: PTJ08404 | PE 8.41 BLOK D 8R4 F2: PTJ08416 |  | 125.250 m |  |  |  | 3 | 0
379908407 | TNB | DISTRIBUTION | WP PUTRAJAYA & CYBERJAYA | Existing | RYB | 11 kV |  |  |  |  | 240_TRIPLEX_AL_XLPE | PE 8.30 8C1 (F1): PTJ08301 | PE 8.40 8R4 BLOK C F2: PTJ08402 |  | 353.291 m |  |  |  | 3 | 0
379908411 | TNB | DISTRIBUTION | WP PUTRAJAYA & CYBERJAYA | Existing | RYB | 11 kV |  |  |  |  | 240_TRIPLEX_AL_XLPE | PE 8.40 8R4 BLOK C F2: PTJ08401 | PE 8.41 8R4 BLOK D F1: PTJ08412 |  | 92.332 m |  |  |  | 3 | 0
379908813 | TNB | DISTRIBUTION | WP PUTRAJAYA & CYBERJAYA | Existing | RYB | 11 kV |  |  |  |  | 240_TRIPLEX_AL_XLPE | PE 8.37 8R7 (F2): PTJ08374 | PE 8.38 8R4 BLOK A F2: PTJ08386 |  | 570.398 m |  |  |  | 3 | 0
379908818 | TNB | DISTRIBUTION | WP PUTRAJAYA & CYBERJAYA | Existing | RYB | 11 kV |  |  |  |  | 240_TRIPLEX_AL_XLPE | PE 8.39 BLOK B 8R4 F2: PTJ08394 | PE 8.21 APT B (EFI) (F2): PTJ08215 |  | 748.461 m |  |  |  | 3 | 0
379908831 | TNB | DISTRIBUTION | WP PUTRAJAYA & CYBERJAYA | Existing | RYB | 11 kV |  |  |  |  | 240_TRIPLEX_AL_XLPE | PE 8.37 8R7 (F1): PTJ08371 | PE 8.38 8R4 BLOK A F1: PTJ08382 |  | 572.080 m |  |  |  | 3 | 0
379908836 | TNB | DISTRIBUTION | WP PUTRAJAYA & CYBERJAYA | Existing | RYB | 11 kV |  |  |  |  | 240_TRIPLEX_AL_XLPE | PE 8.39 8R4 BLOK B F1: PTJ08391 | PE 8.21 APT B (EFI) (F1): PTJ08212 |  | 730.460 m |  |  |  | 3 | 0
379908842 | TNB | DISTRIBUTION | WP PUTRAJAYA & CYBERJAYA | Existing | RYB | 11 kV |  |  |  |  | 240_TRIPLEX_AL_XLPE | PE 8.38 8R4 BLOK A F1: PTJ08381 | PE 8.39 8R4 BLOK B F1: PTJ08392 |  | 298.209 m |  |  |  | 3 | 0
379908849 | TNB | DISTRIBUTION | WP PUTRAJAYA & CYBERJAYA | Existing | RYB | 11 kV |  |  |  |  | 240_TRIPLEX_AL_XLPE | PE 8.38 8R4 BLOK A F2: PTJ08384 | PE 8.39 BLOK B 8R4 F2: PTJ08395 |  | 295.716 m |  |  |  | 3 | 0
379909278 | TNB | DISTRIBUTION | WP PUTRAJAYA & CYBERJAYA | Existing | RYB | 11 kV |  |  |  |  | 240_TRIPLEX_AL_XLPE | PE 11.24 TERES ZON 9A (F2): PTJ11241 | PE 11.76 TERES ZON 9D (1) (F2): PTJ11765 |  | 467.119 m |  |  |  | 3 | 2
379909287 | TNB | DISTRIBUTION | WP PUTRAJAYA & CYBERJAYA | Existing | Unknown | 11 kV |  |  |  |  | 240_AL_XLPE | PE 11.77 TERES ZON 9D (2) (F2): PTJ11774 | PE 11.77 TERES ZON 9D (2) (F1): PTJ11772 |  | 14.881 m |  |  |  | 0 | 0
379909293 | TNB | DISTRIBUTION | WP PUTRAJAYA & CYBERJAYA | Existing | Unknown | 11 kV |  |  |  |  | 240_AL_XLPE | PE 11.76 TERES ZON 9D (1) (F2): PTJ11764 | PE 11.76 TERES ZON 9D (1) (F1): PTJ11762 |  | 14.294 m |  |  |  | 0 | 0
379909296 | TNB | DISTRIBUTION | WP PUTRAJAYA & CYBERJAYA | Existing | RYB | 11 kV |  |  |  |  | 240_TRIPLEX_AL_XLPE | PE 11.76 TERES ZON 9D (1) (F1): PTJ11761 | PE 11.77 TERES ZON 9D (2) (F2): PTJ11775 |  | 51.618 m |  |  |  | 3 | 0
379909493 | TNB | DISTRIBUTION | WP PUTRAJAYA & CYBERJAYA | Existing | RYB | 11 kV |  |  |  |  | 240_TRIPLEX_AL_XLPE | PE 11.22 ZON 10B (F2): PTJ11221 | E 11.78 PPA1M PALMA (F2): PTJ11786 |  | 1080.152 m |  |  |  | 3 | 1
379909500 | TNB | DISTRIBUTION | WP PUTRAJAYA & CYBERJAYA | Existing | RYB | 11 kV |  |  |  |  | 240_TRIPLEX_AL_XLPE | E 11.78 PPA1M PALMA (F2): PTJ11784 | Grp: Substation Comp. 1 PE11.78 F1: PTJ11783 |  | 18.700 m |  |  |  | 3 | 0
379909610 | TNB | DISTRIBUTION | WP PUTRAJAYA & CYBERJAYA | Existing | RYB | 11 kV |  |  |  |  | 240_TRIPLEX_AL_XLPE | PE 5.28 BLOK B APT 5R6 (F2): PTJ05285 | PE 5.35 TEMP 5R5: PTJ05351 |  | 478.883 m |  |  |  | 3 | 0
379909971 | TNB | DISTRIBUTION | WP PUTRAJAYA & CYBERJAYA | Existing | RYB | 11 kV |  |  |  |  | 240_TRIPLEX_AL_XLPE | PE 23.01 PS 2-9 F2: CBJ23016 | PE 24.36 VERDI CONDO BLOK 2: CBJ24361 |  | 1972.848 m |  |  |  | 3 | 1
379910150 | TNB | DISTRIBUTION | WP PUTRAJAYA & CYBERJAYA | Existing | RYB | 11 kV |  |  |  |  | 240_TRIPLEX_AL_XLPE | PE 24.36 VERDI CONDO BLOK 2: CBJ24362 | PE 24.35 VERDI CONDO BLOK 1: CBJ24351 |  | 282.835 m |  |  |  | 3 | 0
379924921 | TNB | DISTRIBUTION | WP PUTRAJAYA & CYBERJAYA | Existing | RYB | 11 kV |  |  |  |  | 240_TRIPLEX_AL_XLPE | SS 1.67 TEMP PARCEL F: PTJ01671 | PE 12.04 SPINE ROAD NO 2 (F1): PTJ12041 |  | 840.228 m |  |  |  | 3 | 0
379924926 | TNB | DISTRIBUTION | WP PUTRAJAYA & CYBERJAYA | Existing | RYB | 11 kV |  |  |  |  | 240_TRIPLEX_AL_XLPE | PE 12.04 SPINE ROAD NO 2 (F1): PTJ12042 | PE 12.04 SPINE ROAD NO 2 (F2): PTJ12044 |  | 14.508 m |  |  |  | 3 | 0
379924936 | TNB | DISTRIBUTION | WP PUTRAJAYA & CYBERJAYA | Existing | RYB | 11 kV |  |  |  |  | 240_TRIPLEX_AL_XLPE | PE 12.05 PS 19 (F2): PTJ12054 | PE 12.05 PS 19 (F1): PTJ12053 |  | 19.878 m |  |  |  | 3 | 0
379924952 | TNB | DISTRIBUTION | WP PUTRAJAYA & CYBERJAYA | Existing | RYB | 11 kV |  |  |  |  | 240_TRIPLEX_AL_XLPE | PE 12.04 SPINE ROAD NO 2 (F2): PTJ12045 | PE 12.05 PS 19 (F2): PTJ12056 |  | 1438.465 m |  |  |  | 3 | 0
379924957 | TNB | DISTRIBUTION | WP PUTRAJAYA & CYBERJAYA | Existing | RYB | 11 kV |  |  |  |  | 240_TRIPLEX_AL_XLPE | D-PTJ-C16-0948: PTJ12101 | PE 12.03 SPINE ROAD NO 1: PTJ12032 |  | 936.787 m |  |  |  | 3 | 0
379925754 | TNB | DISTRIBUTION | WP PUTRAJAYA & CYBERJAYA | Existing | RYB | 11 kV |  |  |  |  | 240_TRIPLEX_AL_XLPE | PE 14.04 PADAT L/JALAN: PTJ14041 | PE 15.49 NADI 15 (1) (F1): PTJ15491 |  | 1069.599 m |  |  |  | 3 | 0
379925765 | TNB | DISTRIBUTION | WP PUTRAJAYA & CYBERJAYA | Existing | RYB | 11 kV |  |  |  |  | 240_TRIPLEX_AL_XLPE | PE 14.28 KOMPLEKS SEDLEY: PTJ14281 | PE 15.49 NADI 15 (1) (F2): PTJ15495 |  | 1090.009 m |  |  |  | 3 | 0
379925776 | TNB | DISTRIBUTION | WP PUTRAJAYA & CYBERJAYA | Existing | RYB | 11 kV |  |  |  |  | 240_TRIPLEX_AL_XLPE | PE 15.49 NADI 15 (1) (F2): PTJ15494 | PE 15.50 NADI 15 (2) (F2): PTJ15505 |  | 136.058 m |  |  |  | 3 | 0
379925781 | TNB | DISTRIBUTION | WP PUTRAJAYA & CYBERJAYA | Existing | RYB | 11 kV |  |  |  |  | 240_TRIPLEX_AL_XLPE | PE 15.49 NADI 15 (1) (F1): PTJ15492 | PE 15.50 NADI 15 (2) (F1): PTJ15501 |  | 142.029 m |  |  |  | 3 | 0
379925794 | TNB | DISTRIBUTION | WP PUTRAJAYA & CYBERJAYA | Existing | RYB | 11 kV |  |  |  |  | 240_TRIPLEX_AL_XLPE | PE 15.50 NADI 15 (2) (F1): PTJ15502 | PE 15.51 NADI 15 (3) (F1): PTJ15511 |  | 90.699 m |  |  |  | 3 | 0
379925800 | TNB | DISTRIBUTION | WP PUTRAJAYA & CYBERJAYA | Existing | RYB | 11 kV |  |  |  |  | 240_TRIPLEX_AL_XLPE | PE 15.50 NADI 15 (2) (F2): PTJ15504 | PE 15.51 NADI 15 (3) (F2): PTJ15514 |  | 75.044 m |  |  |  | 3 | 0
379925810 | TNB | DISTRIBUTION | WP PUTRAJAYA & CYBERJAYA | Existing | RYB | 11 kV |  |  |  |  | 240_TRIPLEX_AL_XLPE | PE 15.51 NADI 15 (3) (F1): PTJ15512 | PE 15.20 VISITOR CENTER F1: PTJ15202 |  | 539.707 m |  |  |  | 3 | 0
379925828 | TNB | DISTRIBUTION | WP PUTRAJAYA & CYBERJAYA | Existing | RYB | 11 kV |  |  |  |  | 240_TRIPLEX_AL_XLPE | PE 15.51 NADI 15 (3) (F2): PTJ15515 | PE 15.20 VISITOR CENTER (F2): PTJ15205 |  | 528.695 m |  |  |  | 3 | 0
379925841 | TNB | DISTRIBUTION | WP PUTRAJAYA & CYBERJAYA | Existing | RYB | 11 kV |  |  |  |  | 240_TRIPLEX_AL_XLPE |  | PE 15.20 VISITOR CENTER (F2): PTJ15205 |  | 412.016 m |  |  |  | 3 | 0
379926096 | TNB | DISTRIBUTION | WP PUTRAJAYA & CYBERJAYA | Existing | RYB | 11 kV |  |  |  |  | 240_TRIPLEX_AL_XLPE | PE 14.13 ERUMAHAN 14-9 (EFI) (F2): PTJ14134 | PE 14.34 DUTA VILLA (EFI) (F2): PTJ14345 |  | 941.281 m |  |  |  | 3 | 0
379926100 | TNB | DISTRIBUTION | WP PUTRAJAYA & CYBERJAYA | Existing | RYB | 11 kV |  |  |  |  | 240_TRIPLEX_AL_XLPE | PE 14.13 ERUMAHAN 14-9 (EFI) (F1): PTJ14131 | PE 14.34 DUTA VILLA (EFI) (F1): PTJ14342 |  | 939.575 m |  |  |  | 3 | 1
379926186 | TNB | DISTRIBUTION | WP PUTRAJAYA & CYBERJAYA | Existing | RYB | 11 kV |  |  |  |  | 240_TRIPLEX_AL_XLPE | PE 21.15 SATELIT TELEKOM CBJ 3 F2: CBJ21154 | SS 25.07 STESEN SATELIT BUMI F2: C25075 |  | 669.030 m |  |  |  | 3 | 1
379926191 | TNB | DISTRIBUTION | WP PUTRAJAYA & CYBERJAYA | Existing | RYB | 11 kV |  |  |  |  | 240_TRIPLEX_AL_XLPE | PE 21.15 SATELIT TELEKOM CBJ 3 F1: CBJ21151 | SS 25.07 STESEN SATELIT BUMI F1: C25072 |  | 649.920 m |  |  |  | 3 | 0
379926291 | TNB | DISTRIBUTION | WP PUTRAJAYA & CYBERJAYA | Existing | RYB | 11 kV |  |  |  |  | 240_TRIPLEX_AL_XLPE | SS 23.07 MEASAT F2: C23075 | PE 21.54 PS 3 F2: CBJ21545 |  | 2128.613 m |  |  |  | 3 | 0
379926299 | TNB | DISTRIBUTION | WP PUTRAJAYA & CYBERJAYA | Existing | RYB | 11 kV |  |  |  |  | 240_TRIPLEX_AL_XLPE | SS 21.56 MEASAT ASTRO F1: C21561 | SS 23.07 MEASAT F1: C23072 |  | 238.981 m |  |  |  | 3 | 0
379926303 | TNB | DISTRIBUTION | WP PUTRAJAYA & CYBERJAYA | Existing | RYB | 11 kV |  |  |  |  | 240_TRIPLEX_AL_XLPE | SS 21.56 MEASAT ASTRO F2: C21564 | SS 23.07 MEASAT F2: C23074 |  | 246.532 m |  |  |  | 3 | 0
379926600 | TNB | DISTRIBUTION | WP PUTRAJAYA & CYBERJAYA | Existing | RYB | 11 kV |  |  |  |  | 240_TRIPLEX_AL_XLPE | PE 25.30 GLADE 3-3: CBJ25301 | PE 25.29 GLADE 3-2: CBJ25293 |  | 105.732 m |  |  |  | 3 | 0
379926607 | TNB | DISTRIBUTION | WP PUTRAJAYA & CYBERJAYA | Existing | RYB | 11 kV |  |  |  |  | 240_TRIPLEX_AL_XLPE | PE 25.29 GLADE 3-2: CBJ25291 | PE 25.28 GLADE 3-1: CBJ25283 |  | 373.512 m |  |  |  | 3 | 0
379926614 | TNB | DISTRIBUTION | WP PUTRAJAYA & CYBERJAYA | Existing | RYB | 11 kV |  |  |  |  | 240_TRIPLEX_AL_XLPE | PE 25.20 SETIA MARINA 1: CBJ25201 | PE 25.30 GLADE 3-3: CBJ25303 |  | 743.860 m |  |  |  | 3 | 0
379926722 | TNB | DISTRIBUTION | WP PUTRAJAYA & CYBERJAYA | Existing | RYB | 11 kV |  | Class D |  |  | 240_3C_AL_XLPE | PPU CYB6: VCB 6 | PE 23.29 PERUMAHAN CERIA RESIDENT: CBJ23292 |  | 2286.970 m |  |  |  | 3 | 0
379926824 | TNB | DISTRIBUTION | WP PUTRAJAYA & CYBERJAYA | Existing | RYB | 11 kV |  | Class D |  |  | 240_TRIPLEX_AL_XLPE | PE 23.19 AUTOVILLE NO1: CBJ23191 | SS 24.34 TAMARIND SQUARE F2: C24345 |  | 907.127 m |  |  |  | 3 | 0
379926828 | TNB | DISTRIBUTION | WP PUTRAJAYA & CYBERJAYA | Existing | RYB | 11 kV |  |  |  |  | 240_TRIPLEX_AL_XLPE | D-CBJ-C16-0533: | SS 24.34 TAMARIND SQUARE F1: C24342 |  | 38.969 m |  |  |  | 3 | 0
379926936 | TNB | DISTRIBUTION | WP PUTRAJAYA & CYBERJAYA | Existing | RYB | 11 kV |  |  |  |  | 240_TRIPLEX_AL_XLPE | PE 23.06 TEMP OSK: CBJ23062 | PE 23.21 EASTERN CORIDOR: CBJ23211 |  | 502.339 m |  |  |  | 3 | 0
379927037 | TNB | DISTRIBUTION | WP PUTRAJAYA & CYBERJAYA | Existing | RYB | 11 kV | YES |  |  |  | 240_TRIPLEX_AL_XLPE | PE 23.21 EASTERN CORIDOR: CBJ23213 | D-CBJ-C17-0469: |  | 470.615 m |  |  |  | 3 | 0
380663157 | TNB | DISTRIBUTION | WP PUTRAJAYA & CYBERJAYA | Existing | RYB | 11 kV | YES |  |  |  | 70_1C_AL_XLPE |  |  |  | 1.208 m |  |  |  | 3 | 0
380663278 | TNB | DISTRIBUTION | WP PUTRAJAYA & CYBERJAYA | Existing | RYB | 11 kV | YES |  |  |  | 70_1C_AL_XLPE |  |  |  | 1.345 m |  |  |  | 3 | 0
380663401 | TNB | DISTRIBUTION | WP PUTRAJAYA & CYBERJAYA | Existing | RYB | 11 kV | YES |  |  |  | 70_1C_AL_XLPE |  |  |  | 1.440 m |  |  |  | 3 | 0
380663522 | TNB | DISTRIBUTION | WP PUTRAJAYA & CYBERJAYA | Existing | RYB | 11 kV | YES |  |  |  | 70_1C_AL_XLPE |  |  |  | 1.295 m |  |  |  | 3 | 0
380663625 | TNB | DISTRIBUTION | WP PUTRAJAYA & CYBERJAYA | Existing | RYB | 11 kV | YES |  |  |  | 240_TRIPLEX_AL_XLPE | D-PTJ-C15-0989: P17161 | D-PTJ-C15-0989: P17153 |  | 152.773 m |  |  |  | 3 | 0
380663631 | TNB | DISTRIBUTION | WP PUTRAJAYA & CYBERJAYA | Existing | RYB | 11 kV | YES |  |  |  | 240_TRIPLEX_AL_XLPE | PE 17.09 SEK REN PRESINT 17 (F2): PTJ17096 | D-PTJ-C15-0989: P17154 |  | 597.394 m |  |  |  | 3 | 0
380663636 | TNB | DISTRIBUTION | WP PUTRAJAYA & CYBERJAYA | Existing | RYB | 11 kV | YES |  |  |  | 240_TRIPLEX_AL_XLPE | D-PTJ-C15-0989: P17155 | D-PTJ-C15-0989: P17164 |  | 164.203 m |  |  |  | 3 | 0
381401896 | TNB | DISTRIBUTION | WP PUTRAJAYA & CYBERJAYA | Existing | RYB | 11 kV |  |  |  |  | 240_TRIPLEX_AL_XLPE | D-PTJ-C16-0948: PTJ12091 | D-PTJ-C16-0948: PTJ12106 |  | 400.133 m |  |  |  | 3 | 0
381401900 | TNB | DISTRIBUTION | WP PUTRAJAYA & CYBERJAYA | Existing | RYB | 11 kV |  |  |  |  | 240_TRIPLEX_AL_XLPE | PE 12.05 PS 19 (F1): PTJ12051 | D-PTJ-C16-0948: PTJ12096 |  | 547.912 m |  |  |  | 3 | 0
381402147 | TNB | DISTRIBUTION | WP PUTRAJAYA & CYBERJAYA | Existing | RYB | 11 kV |  |  |  |  | 240_TRIPLEX_AL_XLPE | D-PTJ-C16-0948: PTJ12094 | D-PTJ-C16-0948: PTJ12093 |  | 18.105 m |  |  |  | 3 | 0
381402177 | TNB | DISTRIBUTION | WP PUTRAJAYA & CYBERJAYA | Existing | RYB | 11 kV |  |  |  |  | 240_TRIPLEX_AL_XLPE | D-PTJ-C16-0948: PTJ12104 | D-PTJ-C16-0948: PTJ12103 |  | 38.405 m |  |  |  | 3 | 0
381402662 | TNB | DISTRIBUTION | WP PUTRAJAYA & CYBERJAYA | Existing | RYB | 11 kV |  |  |  |  | 240_TRIPLEX_AL_XLPE | D-PTJ-C16-1074: PTJ17143 | PE 17.06 BLOK A 17RK2 (F1): PTJ17062 |  | 1964.335 m |  |  |  | 3 | 0
381402677 | TNB | DISTRIBUTION | WP PUTRAJAYA & CYBERJAYA | Existing | RYB | 11 kV |  |  |  |  | 240_TRIPLEX_AL_XLPE | PE 17.06 BLOK A 17RK2 (F2): PTJ17065 | D-PTJ-C16-1074: PTJ17146 |  | 2000.697 m |  |  |  | 3 | 0
381402914 | TNB | DISTRIBUTION | WP PUTRAJAYA & CYBERJAYA | Existing | RYB | 11 kV |  |  |  |  | 240_TRIPLEX_AL_XLPE | D-PTJ-C16-1074: PTJ17144 | D-PTJ-C16-1074: PTJ17136 |  | 50.711 m |  |  |  | 3 | 0
381402923 | TNB | DISTRIBUTION | WP PUTRAJAYA & CYBERJAYA | Existing | RYB | 11 kV |  |  |  |  | 240_TRIPLEX_AL_XLPE | D-PTJ-C16-1074: PTJ17133 | D-PTJ-C16-1074: PTJ17141 |  | 31.949 m |  |  |  | 3 | 0
381403201 | TNB | DISTRIBUTION | WP PUTRAJAYA & CYBERJAYA | Existing | RYB | 11 kV |  |  |  |  | 240_TRIPLEX_AL_XLPE | D-PTJ-C16-1074: PTJ17134 | D-PTJ-C15-0944: PTJ17126 |  | 158.597 m |  |  |  | 3 | 0
381403207 | TNB | DISTRIBUTION | WP PUTRAJAYA & CYBERJAYA | Existing | RYB | 11 kV |  |  |  |  | 240_TRIPLEX_AL_XLPE | D-PTJ-C15-0944: PTJ17123 | D-PTJ-C16-1074: PTJ17131 |  | 162.139 m |  |  |  | 3 | 0
381403217 | TNB | DISTRIBUTION | WP PUTRAJAYA & CYBERJAYA | Existing | RYB | 11 kV |  |  |  |  | 240_TRIPLEX_AL_XLPE | D-PTJ-C15-0944: PTJ17113 | D-PTJ-C15-0944: PTJ17121 |  | 100.044 m |  |  |  | 3 | 0
381403223 | TNB | DISTRIBUTION | WP PUTRAJAYA & CYBERJAYA | Existing | RYB | 11 kV |  |  |  |  | 240_TRIPLEX_AL_XLPE | D-PTJ-C15-0944: PTJ17124 | D-PTJ-C15-0944: PTJ17116 |  | 104.935 m |  |  |  | 3 | 0
381403236 | TNB | DISTRIBUTION | WP PUTRAJAYA & CYBERJAYA | Existing | RYB | 11 kV |  |  |  |  | 240_TRIPLEX_AL_XLPE | D-PTJ-C15-0944: PTJ17114 | PE 2.03 RUMAH PAM (F2): PTJ02034 |  | 1112.042 m |  |  |  | 3 | 0
381403240 | TNB | DISTRIBUTION | WP PUTRAJAYA & CYBERJAYA | Existing | RYB | 11 kV |  |  |  |  | 240_TRIPLEX_AL_XLPE | PE 2.03 RUMAH PAM (F1): PTJ02032 | D-PTJ-C15-0944: PTJ17111 |  | 1102.821 m |  |  |  | 3 | 0
381406542 | TNB | DISTRIBUTION | WP PUTRAJAYA & CYBERJAYA | Existing | RYB | 11 kV |  |  |  |  | 240_TRIPLEX_AL_XLPE | D-CBJ-C16-0520: CBJ23421 | PE 23.30 EAST GARDEN: CBJ23302 |  | 683.330 m |  |  |  | 3 | 0
381406553 | TNB | DISTRIBUTION | WP PUTRAJAYA & CYBERJAYA | Existing | RYB | 11 kV |  |  |  |  | 240_TRIPLEX_AL_XLPE | PE 7.06 TPB (WTT) (F1): PTJ07061 | PE 7.15 ELECTRIC SQC 2: PTJ07153 |  | 727.913 m |  |  |  | 3 | 0
381406558 | TNB | DISTRIBUTION | WP PUTRAJAYA & CYBERJAYA | Existing | RYB | 11 kV |  |  |  |  | 240_TRIPLEX_AL_XLPE | PE 7.08 PARK & RIDE (F2): PTJ07084 | PE 7.14 ELECTRIC SQC 1: PTJ07141 |  | 191.409 m |  |  |  | 3 | 1
381406565 | TNB | DISTRIBUTION | WP PUTRAJAYA & CYBERJAYA | Existing | RYB | 11 kV |  |  |  |  | 240_TRIPLEX_AL_XLPE | D-PTJ-C14-0878: PTJ 7161 | PE 9.50 DEPOH VSQC: PTJ09501 |  | 708.040 m |  |  |  | 3 | 0
381408281 | TNB | DISTRIBUTION | WP PUTRAJAYA & CYBERJAYA | Existing | RYB | 11 kV |  |  |  |  | 240_TRIPLEX_AL_XLPE | PE 6.10 BLOK 6B PPA1M (F1): PTJ06102 | PE 6.11 BLOK 4 PPA1M (F1): PTJ06111 |  | 76.355 m |  |  |  | 3 | 0
381408286 | TNB | DISTRIBUTION | WP PUTRAJAYA & CYBERJAYA | Existing | RYB | 11 kV |  |  |  |  | 240_TRIPLEX_AL_XLPE | PE 6.11 BLOK 4 PPA1M (F2): PTJ06114 | PE 6.10 BLOK 6B PPA1M (F2): PTJ06105 |  | 76.951 m |  |  |  | 3 | 0
381408292 | TNB | DISTRIBUTION | WP PUTRAJAYA & CYBERJAYA | Existing | RYB | 11 kV |  |  |  |  | 240_TRIPLEX_AL_XLPE | PE 6.10 BLOK 6B PPA1M (F2): PTJ06104 | PE 6.09 BLOK 6A PPA1M (F2): PTJ06095 |  | 56.357 m |  |  |  | 3 | 0
381408301 | TNB | DISTRIBUTION | WP PUTRAJAYA & CYBERJAYA | Existing | RYB | 11 kV |  |  |  |  | 240_TRIPLEX_AL_XLPE | PE 6.09 BLOK 6A PPA1M (F1): PTJ06092 | PE 6.10 BLOK 6B PPA1M (F1): PTJ06101 |  | 56.362 m |  |  |  | 3 | 0
381408306 | TNB | DISTRIBUTION | WP PUTRAJAYA & CYBERJAYA | Existing | RYB | 11 kV |  |  |  |  | 240_TRIPLEX_AL_XLPE | PE 6.11 BLOK 4 PPA1M (F1): PTJ06112 | PE 6.07 BLOK 7 PPA1M (F1): PTJ06071 |  | 347.944 m |  |  |  | 3 | 0
381408312 | TNB | DISTRIBUTION | WP PUTRAJAYA & CYBERJAYA | Existing | RYB | 11 kV |  |  |  |  | 240_TRIPLEX_AL_XLPE | PE 6.07 BLOK 7 PPA1M (F2): PTJ06074 | PE 6.11 BLOK 4 PPA1M (F2): PTJ06115 |  | 349.223 m |  |  |  | 3 | 0
381408318 | TNB | DISTRIBUTION | WP PUTRAJAYA & CYBERJAYA | Existing | RYB | 11 kV |  |  |  |  | 240_TRIPLEX_AL_XLPE | PE 6.06 BLOK 5B PPA1M (F1): PTJ06062 | PE 6.08 BLOK 3 PPA1M (F1): PTJ06081 |  | 308.553 m |  |  |  | 3 | 0
381408324 | TNB | DISTRIBUTION | WP PUTRAJAYA & CYBERJAYA | Existing | RYB | 11 kV |  |  |  |  | 240_TRIPLEX_AL_XLPE | PE 6.08 BLOK 3 PPA1M (F2): PTJ06084 | PE 6.06 BLOK 5B PPA1M (F2): PTJ06065 |  | 320.108 m |  |  |  | 3 | 0
381408332 | TNB | DISTRIBUTION | WP PUTRAJAYA & CYBERJAYA | Existing | RYB | 11 kV |  |  |  |  | 240_TRIPLEX_AL_XLPE | PE 6.09 BLOK 6A PPA1M (F2): PTJ06094 | PE 6.08 BLOK 3 PPA1M (F2): PTJ06086 |  | 105.445 m |  |  |  | 3 | 0
381408341 | TNB | DISTRIBUTION | WP PUTRAJAYA & CYBERJAYA | Existing | RYB | 11 kV |  |  |  |  | 240_TRIPLEX_AL_XLPE | PE 6.08 BLOK 3 PPA1M (F1): PTJ06083 | PE 6.09 BLOK 6A PPA1M (F1): PTJ06091 |  | 105.923 m |  |  |  | 3 | 0
381408346 | TNB | DISTRIBUTION | WP PUTRAJAYA & CYBERJAYA | Existing | RYB | 11 kV |  |  |  |  | 240_TRIPLEX_AL_XLPE | PE 5.15 BLOK A 5R3 (F2): PTJ05154 | PE 6.07 BLOK 7 PPA1M (F2): PTJ06075 |  | 1281.127 m |  |  |  | 3 | 0
382986398 | TNB | DISTRIBUTION | WP PUTRAJAYA & CYBERJAYA | Existing | RYB | 11 kV |  |  |  |  | 240_TRIPLEX_AL_XLPE | PE 14.25 KOMPLEKS SEK REN (EFI) (F2): PTJ14254 | PE 14.32 PERUMAHAN 14-6 NO 1 (F2): PTJ14324 |  | 637.421 m |  |  |  | 3 | 1
382986403 | TNB | DISTRIBUTION | WP PUTRAJAYA & CYBERJAYA | Existing | RYB | 11 kV |  |  |  |  | 240_TRIPLEX_AL_XLPE | PE 14.25 KOMPLEKS SEK REN (EFI) (F1): PTJ14251 | PE 14.32 PERUMAHAN 14-6 NO 1 (F1): PTJ14322 |  | 637.913 m |  |  |  | 3 | 1
382986653 | TNB | DISTRIBUTION | WP PUTRAJAYA & CYBERJAYA | Existing | RYB | 11 kV |  |  |  |  | 240_TRIPLEX_AL_XLPE | PE 14.32 PERUMAHAN 14-6 NO 1 (F2): PTJ14326 | PE 14.33 PERUMAHAN 14-6 NO 2 (F1): PTJ14332 |  | 422.938 m |  |  |  | 3 | 0
382986659 | TNB | DISTRIBUTION | WP PUTRAJAYA & CYBERJAYA | Existing | RYB | 11 kV |  |  |  |  | 240_TRIPLEX_AL_XLPE | PE 14.32 PERUMAHAN 14-6 NO 1 (F1): PTJ14321 | PE 14.33 PERUMAHAN 14-6 NO 2 (F2): PTJ14336 |  | 429.266 m |  |  |  | 3 | 0
382987117 | TNB | DISTRIBUTION | WP PUTRAJAYA & CYBERJAYA | Existing | RYB | 11 kV |  |  |  |  | 240_TRIPLEX_AL_XLPE | PE 24.37 KANVAS TOWER A: CBJ24373 | PE 24.38 KANVAS TOWER B: CBJ24381 |  | 137.025 m |  |  |  | 3 | 0
382987125 | TNB | DISTRIBUTION | WP PUTRAJAYA & CYBERJAYA | Existing | RYB | 11 kV |  |  |  |  | 240_TRIPLEX_AL_XLPE | SS 22.66 PRIMA 9 F2: C22665 | PE 24.37 KANVAS TOWER A: CBJ24372 |  | 176.709 m |  |  |  | 3 | 1
382987474 | TNB | DISTRIBUTION | WP PUTRAJAYA & CYBERJAYA | Existing | RYB | 11 kV |  |  |  |  | 240_TRIPLEX_AL_XLPE | PE 23.26 V RESIDENCE: CBJ23262 | PE 23.27 V RESIDENCE 1: CBJ23273 |  | 19.885 m |  |  |  | 3 | 0
382987478 | TNB | DISTRIBUTION | WP PUTRAJAYA & CYBERJAYA | Existing | RYB | 11 kV |  |  |  |  | 240_TRIPLEX_AL_XLPE | PE 21.07 P.APEC: CBJ21073 | PE 23.26 V RESIDENCE: CBJ23263 |  | 2764.208 m |  |  |  | 3 | 0
382987732 | TNB | DISTRIBUTION | WP PUTRAJAYA & CYBERJAYA | Existing | RYB | 11 kV |  |  |  |  | 500_1C_AL_XLPE | SS 22.79 DCP2 F1: C22792 | PE 24.41 MAGIC VILLAGE: CBJ24411 |  | 105.605 m |  |  |  | 3 | 0
383003868 | TNB | DISTRIBUTION | WP PUTRAJAYA & CYBERJAYA | Existing | RYB | 11 kV |  |  |  |  | 240_TRIPLEX_AL_XLPE | SS 6.03 TEMP 6R6: PTJ06033 | PE 6.04 BLOK 1 PPA1M (F1): PTJ06041 |  | 340.343 m |  |  |  | 3 | 0
383003873 | TNB | DISTRIBUTION | WP PUTRAJAYA & CYBERJAYA | Existing | RYB | 11 kV |  |  |  |  | 240_TRIPLEX_AL_XLPE | PE 6.04 BLOK 1 PPA1M (F1): PTJ06042 | PE 6.05 BLOK 5A PPA1M (F1): PTJ06051 |  | 245.609 m |  |  |  | 3 | 0
383003877 | TNB | DISTRIBUTION | WP PUTRAJAYA & CYBERJAYA | Existing | RYB | 11 kV |  |  |  |  | 240_TRIPLEX_AL_XLPE | PE 6.05 BLOK 5A PPA1M (F1): PTJ06052 | PE 6.06 BLOK 5B PPA1M (F1): PTJ06061 |  | 392.402 m |  |  |  | 3 | 0
383003903 | TNB | DISTRIBUTION | WP PUTRAJAYA & CYBERJAYA | Existing | RYB | 11 kV |  |  |  |  | 240_TRIPLEX_AL_XLPE | PE 6.06 BLOK 5B PPA1M (F2): PTJ06064 | PE 6.05 BLOK 5A PPA1M (F2): PTJ06055 |  | 394.398 m |  |  |  | 3 | 0
383003907 | TNB | DISTRIBUTION | WP PUTRAJAYA & CYBERJAYA | Existing | RYB | 11 kV |  |  |  |  | 240_TRIPLEX_AL_XLPE | PE 6.05 BLOK 5A PPA1M (F2): PTJ06054 | PE 6.04 BLOK 1 PPA1M (F2): PTJ06045 |  | 248.889 m |  |  |  | 3 | 0
383004029 | TNB | DISTRIBUTION | WP PUTRAJAYA & CYBERJAYA | Existing | RYB | 11 kV |  |  |  |  | 240_TRIPLEX_AL_XLPE | PE 1.64 PEJ HOTEL PZ 10 (F1): PTJ01643 | PE 16.32 TEMP PPA1M P16D: PTJ16321 |  | 607.406 m |  |  |  | 3 | 0
383004293 | TNB | DISTRIBUTION | WP PUTRAJAYA & CYBERJAYA | Existing | RYB | 11 kV |  |  |  |  | 240_TRIPLEX_AL_XLPE | PE 1.68 TEMP PLOT Z1 & Z2: PTJ01681 | PE 15.02 RD F 1: PTJ15023 |  | 736.153 m |  |  |  | 3 | 0
383004298 | TNB | DISTRIBUTION | WP PUTRAJAYA & CYBERJAYA | Existing | RYB | 11 kV |  |  |  |  | 240_TRIPLEX_AL_XLPE | PE 12.03 SPINE ROAD NO 1: PTJ12031 | PE 1.68 TEMP PLOT Z1 & Z2: PTJ01683 |  | 1705.569 m |  |  |  | 3 | 0
383004374 | TNB | DISTRIBUTION | WP PUTRAJAYA & CYBERJAYA | Existing | RYB | 11 kV |  |  |  |  | 240_TRIPLEX_AL_XLPE | PE 2.30 2C5 PR2 PJ (F2): P02306 | SS 2.13 2G6 (F2): P02134 |  | 804.265 m |  |  |  | 3 | 0
383004378 | TNB | DISTRIBUTION | WP PUTRAJAYA & CYBERJAYA | Existing | RYB | 11 kV |  |  |  |  | 240_TRIPLEX_AL_XLPE | SS 2.14 2G3 (F2): P02145 | PE 2.30 2C5 PR2 PJ (F2): P02305 |  | 1122.703 m |  |  |  | 3 | 0
383004382 | TNB | DISTRIBUTION | WP PUTRAJAYA & CYBERJAYA | Existing | RYB | 11 kV |  |  |  |  | 240_TRIPLEX_AL_XLPE | PE 2.30 2C5 PR2 PJ (F1): P02302 | SS 2.13 2G6 (F1): P02131 |  | 794.945 m |  |  |  | 3 | 0
383004386 | TNB | DISTRIBUTION | WP PUTRAJAYA & CYBERJAYA | Existing | RYB | 11 kV |  |  |  |  | 240_TRIPLEX_AL_XLPE | SS 2.14 2G3 (F1): P02142 | PE 2.30 2C5 PR2 PJ (F1): P02301 |  | 1119.597 m |  |  |  | 3 | 0
383004676 | TNB | DISTRIBUTION | WP PUTRAJAYA & CYBERJAYA | Existing | RYB | 11 kV |  |  |  |  | 240_TRIPLEX_AL_XLPE | PE 11.64 ZON 10A (F2): PTJ11644 | PE 11.64 ZON 10A (F1): PTJ11643 |  | 20.317 m |  |  |  | 3 | 0
383004918 | TNB | DISTRIBUTION | WP PUTRAJAYA & CYBERJAYA | Existing | RYB | 11 kV |  |  |  |  | 240_TRIPLEX_AL_XLPE | PE 11.65 ZON 10A2 (F2): PTJ11654 | PE 11.65 ZON 10A2 (F1): PTJ11652 |  | 14.339 m |  |  |  | 3 | 0
383046605 | TNB | DISTRIBUTION | WP PUTRAJAYA & CYBERJAYA | Existing | RYB | 11 kV | YES |  |  |  | 240_TRIPLEX_AL_XLPE | D-PTJ-C15-0735: P1664 | SS 1.26 HOTEL SANGRI-LA (F2): P01265 |  | 2263.709 m |  |  |  | 3 | 0
383046609 | TNB | DISTRIBUTION | WP PUTRAJAYA & CYBERJAYA | Existing | RYB | 11 kV | YES |  |  |  | 240_TRIPLEX_AL_XLPE | BE KE PEMBANGUNAN PUSAT PENGAJIAN PERTAH: P1661 | SS 1.26 HOTEL SANGRI-LA (F1): P01262 |  | 2261.132 m |  |  |  | 3 | 0
383046636 | TNB | DISTRIBUTION | WP PUTRAJAYA & CYBERJAYA | Existing | RYB | 11 kV | YES |  |  |  | 70_1C_AL_XLPE |  |  |  | 1.122 m |  |  |  | 3 | 0
383046735 | TNB | DISTRIBUTION | WP PUTRAJAYA & CYBERJAYA | Existing | RYB | 11 kV | YES |  |  |  | 240_TRIPLEX_AL_XLPE | D-CBJ-C17-0519: C23453 | D-CBJ-C16-0520: CBJ23425 |  | 1218.842 m |  |  |  | 3 | 0
383046806 | TNB | DISTRIBUTION | WP PUTRAJAYA & CYBERJAYA | Existing | RYB | 11 kV | YES |  |  |  | 240_TRIPLEX_AL_XLPE | D-CBJ-C16-0583: | D-CBJ-C16-0575: CBJ23362 |  | 48.305 m |  |  |  | 3 | 0
383046842 | TNB | DISTRIBUTION | WP PUTRAJAYA & CYBERJAYA | Existing | RYB | 11 kV | YES |  |  |  | 240_TRIPLEX_AL_XLPE | D-CBJ-C17-0469: | PE 23.31 TEMP AXVENTURE: CBJ23311 |  | 369.156 m |  |  |  | 3 | 0
383046876 | TNB | DISTRIBUTION | WP PUTRAJAYA & CYBERJAYA | Existing | RYB | 11 kV | YES |  |  |  | 70_1C_AL_XLPE |  |  |  | 1.272 m |  |  |  | 3 | 0
383046990 | TNB | DISTRIBUTION | WP PUTRAJAYA & CYBERJAYA | Existing | RYB | 11 kV | YES |  |  |  | 70_1C_AL_XLPE |  |  |  | 1.349 m |  |  |  | 3 | 0
383047196 | TNB | DISTRIBUTION | WP PUTRAJAYA & CYBERJAYA | Existing | RYB | 11 kV | YES |  |  |  | 240_TRIPLEX_AL_XLPE | D-CBJ-C16-0576: C25333 | D-CBJ-C16-0576: C25321 |  | 307.902 m |  |  |  | 3 | 0
383047201 | TNB | DISTRIBUTION | WP PUTRAJAYA & CYBERJAYA | Existing | RYB | 11 kV | YES |  |  |  | 240_TRIPLEX_AL_XLPE | D-CBJ-C16-0576: C25323 | D-CBJ-C16-0576: C25311 |  | 285.658 m |  |  |  | 3 | 0
383047206 | TNB | DISTRIBUTION | WP PUTRAJAYA & CYBERJAYA | Existing | RYB | 11 kV | YES | Class D |  |  | 240_TRIPLEX_AL_XLPE | D-CBJ-C16-0576: C25313 | PE25.14 SETIA RIMBA 2: CBJ25141 |  | 466.584 m |  |  |  | 3 | 0
383338294 | TNB | DISTRIBUTION | WP PUTRAJAYA & CYBERJAYA | Existing | RYB | 11 kV |  |  |  |  | 240_TRIPLEX_AL_XLPE | SS 10.01 PMR (F1): P10013 | SS 10.01 PMR (F2): |  | 12.316 m |  |  |  | 3 | 0
383338760 | TNB | DISTRIBUTION | WP PUTRAJAYA & CYBERJAYA | Existing | RYB | 11 kV |  |  |  |  | 240_TRIPLEX_AL_XLPE | SS 23.18 PARAGON: C23181 | D-CBJ-C15-0468: CBJ23414 |  | 229.330 m |  |  |  | 3 | 0
383338764 | TNB | DISTRIBUTION | WP PUTRAJAYA & CYBERJAYA | Existing | RYB | 11 kV |  |  |  |  | 240_TRIPLEX_AL_XLPE | D-CBJ-C15-0468: CBJ23411 | D-CBJ-C15-0468: CBJ23402 |  | 160.977 m |  |  |  | 3 | 0
383497194 | TNB | DISTRIBUTION | WP PUTRAJAYA & CYBERJAYA | Existing | RYB | 11 kV | YES |  |  |  | 240_TRIPLEX_AL_XLPE | PE 23.17 TEMP SERI MUTIARA: CBJ23171 | D-CBJ-C16-0583: |  | 194.855 m |  |  |  | 3 | 0
384171412 | TNB | DISTRIBUTION | WP PUTRAJAYA & CYBERJAYA | Existing | RYB | 11 kV |  |  |  |  | 240_TRIPLEX_AL_XLPE | PE 23.31 TEMP AXVENTURE: CBJ23313 | D-CBJ-C16-0439: C25061 |  | 1103.570 m |  |  |  | 3 | 0
384171977 | TNB | DISTRIBUTION | WP PUTRAJAYA & CYBERJAYA | Existing | RYB | 11 kV |  | Class D |  |  | 240_3C_AL_XLPE | PE 24.45 CERIA CONDO B: C24454 | PE 23.20 AUTOVILLE 2: CBJ23202 |  | 920.696 m |  |  |  | 3 | 0
384171983 | TNB | DISTRIBUTION | WP PUTRAJAYA & CYBERJAYA | Existing | RYB | 11 kV |  | Class D |  |  | 240_3C_AL_XLPE | PE 24.44 CERIA CONDO A: C24444 | PE 24.45 CERIA CONDO B: C24451 |  | 158.441 m |  |  |  | 3 | 0
384172365 | TNB | DISTRIBUTION | WP PUTRAJAYA & CYBERJAYA | Existing | RYB | 11 kV |  |  |  |  | 240_3C_AL_XLPE | PE 22.76 - STP B F2: CBJ22675 | PE 24.40 LAMAN VIEW: CBJ24402 |  | 1269.251 m |  |  |  | 3 | 0
384172374 | TNB | DISTRIBUTION | WP PUTRAJAYA & CYBERJAYA | Existing | RYB | 11 kV |  |  |  |  | 240_3C_AL_XLPE | D-CBJ-C16-0568: CBJ24391 | D-CBJ-C15-0497: C24461 |  | 1950.760 m |  |  |  | 3 | 0
384172379 | TNB | DISTRIBUTION | WP PUTRAJAYA & CYBERJAYA | Existing | RYB | 11 kV | YES |  |  |  | 240_3C_AL_XLPE | D-CBJ-C16-0566: 24431 | D-CBJ-C16-0568: CBJ24392 |  | 578.180 m |  |  |  | 3 | 0
384172388 | TNB | DISTRIBUTION | WP PUTRAJAYA & CYBERJAYA | Existing | RYB | 11 kV |  |  |  |  | 240_3C_AL_XLPE | D-CBJ-C15-0497: C24463 | D-CBJ-C15-0497: |  | 246.622 m |  |  |  | 3 | 0
384172392 | TNB | DISTRIBUTION | WP PUTRAJAYA & CYBERJAYA | Existing | RYB | 11 kV |  |  |  |  | 240_3C_AL_XLPE | D-CBJ-C15-0497: | PE 22.40 POLIS CJ F2: CBJ22406 |  | 4846.689 m |  |  |  | 3 | 0
384304435 | TNB | DISTRIBUTION | WP PUTRAJAYA & CYBERJAYA | Existing | RYB | 11 kV |  |  |  |  | 70_1C_AL_XLPE |  |  |  | 0.994 m |  |  |  | 3 | 0
384304528 | TNB | DISTRIBUTION | WP PUTRAJAYA & CYBERJAYA | Existing | RYB | 11 kV |  |  |  |  | 240_TRIPLEX_AL_XLPE | PMU CBJN 132/11KV: VCB 1 | D-CBJ-C16-0532: C21391 |  | 2922.201 m |  |  | PMU CBJN: VCB 1 | 3 | 3
384304603 | TNB | DISTRIBUTION | WP PUTRAJAYA & CYBERJAYA | Existing | RYB | 11 kV |  |  |  |  | 240_TRIPLEX_AL_XLPE | D-CBJ-C15-0468: CBJ23401 | D-CBJ-C16-0533: |  | 732.691 m |  |  |  | 3 | 0
384304612 | TNB | DISTRIBUTION | WP PUTRAJAYA & CYBERJAYA | Existing | RYB | 11 kV |  |  |  |  | 240_TRIPLEX_AL_XLPE | SS 24.34 TAMARIND SQUARE F2: C24346 | D-CBJ-C16-0533: |  | 56.134 m |  |  |  | 3 | 0
384304680 | TNB | DISTRIBUTION | WP PUTRAJAYA & CYBERJAYA | Existing | RYB | 11 kV |  |  |  |  | 240_TRIPLEX_AL_XLPE | PPU PTJ17: VCB 12 | D-PTJ-C15-0992: |  | 552.966 m |  |  |  | 3 | 2
384304684 | TNB | DISTRIBUTION | WP PUTRAJAYA & CYBERJAYA | Existing | RYB | 11 kV |  |  |  |  | 500_1C_AL_XLPE | PPU PTJ17: VCB 11 | D-PTJ-C15-0992: |  | 557.102 m |  |  |  | 3 | 2
384607435 | TNB | DISTRIBUTION | WP PUTRAJAYA & CYBERJAYA | Existing | RYB | 33 kV |  |  |  |  | 630_1C_AL_XLPE | PMU ABBA 132/33kV: VCB 6L5 | SSU IOIC: [OFF] |  | 6625.481 m |  |  |  | 3 | 0
384607439 | TNB | DISTRIBUTION | WP PUTRAJAYA & CYBERJAYA | Existing | RYB | 33 kV |  |  |  |  | 630_1C_AL_XLPE | PMU ABBA 132/33kV: | SSU IOIC: |  | 6627.888 m |  |  |  | 3 | 0
384607467 | TNB | DISTRIBUTION | WP PUTRAJAYA & CYBERJAYA | Existing | RYB | 33 kV |  |  |  |  | 500_1C_AL_XLPE | PMU ABBA 132/33kV: | PPU PTJ24: VCB 3P5 [OFF] |  | 9053.709 m |  |  | 1P5 | 3 | 0
384815414 | TNB | DISTRIBUTION | WP PUTRAJAYA & CYBERJAYA | Existing | RYB | 33 kV | YES |  |  |  | 630_1C_AL_XLPE | PMU CBJN 132/33KV: VCB 6L5 | PPU BTAM: 1P5 [OFF] |  | 6720.960 m |  |  |  | 3 | 0
385025827 | TNB | DISTRIBUTION | WP PUTRAJAYA & CYBERJAYA | Existing | RYB | 11 kV | YES |  |  |  | 70_1C_AL_XLPE |  |  |  | 2.049 m |  |  |  | 3 | 0
385025920 | TNB | DISTRIBUTION | WP PUTRAJAYA & CYBERJAYA | Existing | RYB | 11 kV | YES |  |  |  | 240_TRIPLEX_AL_XLPE | PE 17.05 RK 1-2 (F2): PTJ17058 | PE 17.23 TEMP PPA1M PLOT 17RM2: P17231 |  | 529.965 m |  |  |  | 3 | 0
385026654 | TNB | DISTRIBUTION | WP PUTRAJAYA & CYBERJAYA | Existing | RYB | 11 kV | YES |  |  |  | 70_1C_AL_XLPE |  |  |  | 1.068 m |  |  |  | 3 | 0
385026751 | TNB | DISTRIBUTION | WP PUTRAJAYA & CYBERJAYA | Existing | RYB | 11 kV | YES |  |  |  | 240_3C_AL_XLPE | PE 24.40 LAMAN VIEW: CBJ24401 | D-CBJ-C16-0566: 24434 |  | 347.452 m |  |  |  | 3 | 0
385026757 | TNB | DISTRIBUTION | WP PUTRAJAYA & CYBERJAYA | Existing | RYB | 11 kV | YES |  |  |  | 70_1C_AL_XLPE |  |  |  | 1.104 m |  |  |  | 3 | 0
386017802 | TNB | DISTRIBUTION | WP PUTRAJAYA & CYBERJAYA | Existing | RYB | 11 kV | NO | Class C |  |  | 240_3C_AL_XLPE | SS 2.16 MENARA PJH (2C1) (F1): P02162 | D-PTJ-C16-1076: |  | 203.573 m |  |  |  | 3 | 0
386017806 | TNB | DISTRIBUTION | WP PUTRAJAYA & CYBERJAYA | Existing | RYB | 11 kV | NO | Class C |  |  | 240_3C_AL_XLPE | SS 2.16 MENARA PJH (2C1) (F2): P02165 | D-PTJ-C16-1076: |  | 192.762 m |  |  |  | 3 | 0
388495358 | TNB | DISTRIBUTION | WP PUTRAJAYA & CYBERJAYA | Existing | RYB | 11 kV | NO | Class C |  |  | 240_TRIPLEX_AL_XLPE |  |  |  | 10.468 m |  |  |  | 3 | 0
388495362 | TNB | DISTRIBUTION | WP PUTRAJAYA & CYBERJAYA | Existing | RYB | 11 kV | NO | Class C |  |  | 240_TRIPLEX_AL_XLPE |  |  |  | 13.358 m |  |  |  | 3 | 0
388861017 | TNB | DISTRIBUTION | WP PUTRAJAYA & CYBERJAYA | Existing | RYB | 11 kV |  | Class D |  |  | 7X_500_1C_CU_PVC/PVC |  |  |  | 1.134 m |  |  |  | 7 | 0
389013151 | TNB | DISTRIBUTION | WP PUTRAJAYA & CYBERJAYA | Existing | RYB | 11 kV | NO | Class C |  |  | 7X_500_1C_CU_PVC/PVC |  |  |  | 1.120 m |  |  |  | 7 | 0
389384215 | TNB | DISTRIBUTION | WP PUTRAJAYA & CYBERJAYA | Existing | RYB | 11 kV | NO | Class C |  |  | 240_TRIPLEX_AL_XLPE |  |  |  | 5.161 m |  |  |  | 3 | 0
389388510 | TNB | DISTRIBUTION | WP PUTRAJAYA & CYBERJAYA | Existing | RYB | 11 kV | NO | Class C |  |  | 240_TRIPLEX_AL_XLPE |  |  |  | 5.906 m |  |  |  | 3 | 0
389388517 | TNB | DISTRIBUTION | WP PUTRAJAYA & CYBERJAYA | Existing | RYB | 11 kV | NO | Class C |  |  | 240_TRIPLEX_AL_XLPE |  |  |  | 5.213 m |  |  |  | 3 | 0
389401395 | TNB | DISTRIBUTION | WP PUTRAJAYA & CYBERJAYA | Existing | RYB | 11 kV | NO | Class D |  |  | 240_TRIPLEX_AL_XLPE |  |  |  | 7.497 m |  |  |  | 3 | 0
389414273 | TNB | DISTRIBUTION | WP PUTRAJAYA & CYBERJAYA | Existing | RYB | 11 kV | NO | Class C |  |  | 240_TRIPLEX_AL_XLPE |  |  |  | 7.607 m |  |  |  | 3 | 0
389422862 | TNB | DISTRIBUTION | WP PUTRAJAYA & CYBERJAYA | Existing | RYB | 11 kV | NO | Class D |  |  | 240_TRIPLEX_AL_XLPE |  |  |  | 7.469 m |  |  |  | 3 | 0
389431448 | TNB | DISTRIBUTION | WP PUTRAJAYA & CYBERJAYA | Existing | RYB | 11 kV | NO | Class C |  |  | 240_TRIPLEX_AL_XLPE |  |  |  | 34.844 m |  |  |  | 3 | 0
389452919 | TNB | DISTRIBUTION | WP PUTRAJAYA & CYBERJAYA | Existing | RYB | 11 kV | NO | Class C |  |  | 240_TRIPLEX_AL_XLPE |  |  |  | 6.762 m |  |  |  | 3 | 0
389470117 | TNB | DISTRIBUTION | WP PUTRAJAYA & CYBERJAYA | Existing | RYB | 11 kV |  | Class C |  |  | 70_1C_AL_XLPE |  |  |  | 1.337 m |  |  |  | 3 | 0
389478685 | TNB | DISTRIBUTION | WP PUTRAJAYA & CYBERJAYA | Existing | RYB | 11 kV |  | Class D |  |  | 240_TRIPLEX_AL_XLPE |  |  |  | 9.028 m |  |  |  | 3 | 0
389491565 | TNB | DISTRIBUTION | WP PUTRAJAYA & CYBERJAYA | Existing | RYB | 11 kV | NO | Class C |  |  | 240_TRIPLEX_AL_XLPE |  |  |  | 5.364 m |  |  |  | 3 | 0
389500423 | TNB | DISTRIBUTION | WP PUTRAJAYA & CYBERJAYA | Existing | RYB | 11 kV |  | Class C |  |  | 240_TRIPLEX_AL_XLPE |  |  |  | 0.797 m |  |  |  | 3 | 0
389500526 | TNB | DISTRIBUTION | WP PUTRAJAYA & CYBERJAYA | Existing | RYB | 11 kV |  | Class C |  |  | 240_TRIPLEX_AL_XLPE |  |  |  | 1.115 m |  |  |  | 3 | 0
389500530 | TNB | DISTRIBUTION | WP PUTRAJAYA & CYBERJAYA | Existing | RYB | 11 kV |  | Class C |  |  | 240_TRIPLEX_AL_XLPE |  |  |  | 0.326 m |  |  |  | 3 | 0
389770674 | TNB | DISTRIBUTION | WP PUTRAJAYA & CYBERJAYA | Existing | RYB | 11 kV | NO | Class C |  |  | 240_TRIPLEX_AL_XLPE |  |  |  | 7.524 m |  |  |  | 3 | 0
389796441 | TNB | DISTRIBUTION | WP PUTRAJAYA & CYBERJAYA | Existing | RYB | 11 kV | NO | Class C |  |  | 240_TRIPLEX_AL_XLPE |  |  |  | 11.911 m |  |  |  | 3 | 0
389817909 | TNB | DISTRIBUTION | WP PUTRAJAYA & CYBERJAYA | Existing | RYB | 11 kV | NO | Class C |  |  | 240_TRIPLEX_AL_XLPE |  |  |  | 5.950 m |  |  |  | 3 | 0
389826502 | TNB | DISTRIBUTION | WP PUTRAJAYA & CYBERJAYA | Existing | RYB | 11 kV | NO | Class C |  |  | 240_TRIPLEX_AL_XLPE |  |  |  | 28.833 m |  |  |  | 3 | 0
389835085 | TNB | DISTRIBUTION | WP PUTRAJAYA & CYBERJAYA | Existing | RYB | 11 kV | NO | Class C |  |  | 240_TRIPLEX_AL_XLPE |  |  |  | 9.172 m |  |  |  | 3 | 0
389933847 | TNB | DISTRIBUTION | WP PUTRAJAYA & CYBERJAYA | Existing | RYB | 11 kV | NO | Class C |  |  | 240_TRIPLEX_AL_XLPE |  |  |  | 12.328 m |  |  |  | 3 | 0
389938141 | TNB | DISTRIBUTION | WP PUTRAJAYA & CYBERJAYA | Existing | RYB | 11 kV | NO | Class C |  |  | 240_TRIPLEX_AL_XLPE |  |  |  | 7.598 m |  |  |  | 3 | 0
389963905 | TNB | DISTRIBUTION | WP PUTRAJAYA & CYBERJAYA | Existing | RYB | 11 kV | NO | Class C |  |  | 240_TRIPLEX_AL_XLPE |  |  |  | 6.807 m |  |  |  | 3 | 0
389969054 | TNB | DISTRIBUTION | WP PUTRAJAYA & CYBERJAYA | Existing | RYB | 11 kV |  |  |  |  | 240_TRIPLEX_AL_XLPE |  |  |  | 1.096 m |  |  |  | 3 | 0
389972493 | TNB | DISTRIBUTION | WP PUTRAJAYA & CYBERJAYA | Existing | RYB | 11 kV |  | Class C |  |  | 240_TRIPLEX_AL_XLPE |  |  |  | 6.906 m |  |  |  | 3 | 0
389985374 | TNB | DISTRIBUTION | WP PUTRAJAYA & CYBERJAYA | Existing | RYB | 11 kV | NO | Class C |  |  | 240_TRIPLEX_AL_XLPE |  |  |  | 6.296 m |  |  |  | 3 | 0
389989668 | TNB | DISTRIBUTION | WP PUTRAJAYA & CYBERJAYA | Existing | RYB | 11 kV | NO | Class C |  |  | 240_TRIPLEX_AL_XLPE |  |  |  | 5.667 m |  |  |  | 3 | 0
390002551 | TNB | DISTRIBUTION | WP PUTRAJAYA & CYBERJAYA | Existing | RYB | 11 kV | NO | Class C |  |  | 240_TRIPLEX_AL_XLPE |  |  |  | 6.043 m |  |  |  | 3 | 0
390006844 | TNB | DISTRIBUTION | WP PUTRAJAYA & CYBERJAYA | Existing | RYB | 11 kV | NO | Class C |  |  | 240_TRIPLEX_AL_XLPE |  |  |  | 7.236 m |  |  |  | 3 | 0
390024020 | TNB | DISTRIBUTION | WP PUTRAJAYA & CYBERJAYA | Existing | RYB | 11 kV | NO | Class C |  |  | 240_TRIPLEX_AL_XLPE |  |  |  | 6.823 m |  |  |  | 3 | 0
390024025 | TNB | DISTRIBUTION | WP PUTRAJAYA & CYBERJAYA | Existing | RYB | 11 kV | NO | Class C |  |  | 240_TRIPLEX_AL_XLPE |  |  |  | 8.935 m |  |  |  | 3 | 0
390045491 | TNB | DISTRIBUTION | WP PUTRAJAYA & CYBERJAYA | Existing | RYB | 11 kV | NO | Class C |  |  | 240_TRIPLEX_AL_XLPE |  |  |  | 6.548 m |  |  |  | 3 | 0
390058372 | TNB | DISTRIBUTION | WP PUTRAJAYA & CYBERJAYA | Existing | RYB | 11 kV | NO | Class C |  |  | 240_TRIPLEX_AL_XLPE |  |  |  | 7.409 m |  |  |  | 3 | 0
390105607 | TNB | DISTRIBUTION | WP PUTRAJAYA & CYBERJAYA | Existing | RYB | 11 kV | NO | Class C |  |  | 240_TRIPLEX_AL_XLPE |  |  |  | 6.373 m |  |  |  | 3 | 0
390114639 | TNB | DISTRIBUTION | WP PUTRAJAYA & CYBERJAYA | Existing | RYB | 11 kV |  | Class C |  |  | 70_1C_AL_XLPE |  |  |  | 1.295 m |  |  |  | 3 | 0
390135683 | TNB | DISTRIBUTION | WP PUTRAJAYA & CYBERJAYA | Existing | RYB | 11 kV | NO | Class C |  |  | 240_TRIPLEX_AL_XLPE |  |  |  | 6.955 m |  |  |  | 3 | 0
390135687 | TNB | DISTRIBUTION | WP PUTRAJAYA & CYBERJAYA | Existing | RYB | 11 kV | NO | Class C |  |  | 240_TRIPLEX_AL_XLPE |  |  |  | 7.426 m |  |  |  | 3 | 0
390212957 | TNB | DISTRIBUTION | WP PUTRAJAYA & CYBERJAYA | Existing | RYB | 11 kV |  | Class C |  |  | 240_TRIPLEX_AL_XLPE |  |  |  | 11.805 m |  |  |  | 3 | 0
390320312 | TNB | DISTRIBUTION | WP PUTRAJAYA & CYBERJAYA | Existing | RYB | 11 kV | NO | Class C |  |  | 7X_500_1C_CU_PVC/PVC |  |  |  | 1.345 m |  |  |  | 7 | 0
390865667 | TNB | DISTRIBUTION | WP PUTRAJAYA & CYBERJAYA | Existing | RYB | 11 kV |  | Class C |  |  | 70_1C_AL_XLPE |  |  |  | 1.211 m |  |  |  | 3 | 0
390865765 | TNB | DISTRIBUTION | WP PUTRAJAYA & CYBERJAYA | Existing | RYB | 11 kV |  |  |  |  | 240_TRIPLEX_AL_XLPE | PE 11.28 APT ZON 6B (F1): PTJ11281 | PE 11.79 TEMP TSR BINA: P11792 |  | 3066.584 m |  |  |  | 3 | 3
390865770 | TNB | DISTRIBUTION | WP PUTRAJAYA & CYBERJAYA | Existing | RYB | 11 kV |  |  |  |  | 240_TRIPLEX_AL_XLPE | PE 11.79 TEMP TSR BINA: P11791 | PE 11.18 P11 H/1 TERES (EFI) (F1): PTJ11182 |  | 3279.809 m |  |  |  | 3 | 0
390878534 | TNB | DISTRIBUTION | WP PUTRAJAYA & CYBERJAYA | Existing | RYB | 11 kV |  |  |  |  | 500_1C_AL_XLPE |  |  |  | 8.470 m |  |  |  | 4 | 0
390878539 | TNB | DISTRIBUTION | WP PUTRAJAYA & CYBERJAYA | Existing | RYB | 11 kV |  |  |  |  | 500_1C_AL_XLPE |  |  |  | 9.524 m |  |  |  | 4 | 0
390891409 | TNB | DISTRIBUTION | WP PUTRAJAYA & CYBERJAYA | Existing | RYB | 11 kV | NO | Class C |  |  | 240_TRIPLEX_AL_XLPE |  |  |  | 26.314 m |  |  |  | 3 | 0

## Output
Id | Owner Type | Owner Name | Operational Area | Status | Phasing | Nominal Voltage | Assumed? | Data Quality Class | ERMS Functional Location | ERMS Equipment No | Label | From | To | Actual Length | Calculated Length | ERMS System Status | ERMS User Status | Remarks | MV UG Cables | MV UG Annotations | Check | Detail
658620 | TNB | DISTRIBUTION | WP PUTRAJAYA & CYBERJAYA | Existing | RYB | 11 kV |  |  |  |  | 240_TRIPLEX_AL_XLPE | PE 8.28 APT C6 F1: PTJ08281 | PE 8.23 PS8 (F1): PTJ08232 |  | 195.296 m |  |  |  | 3 | 2 | Pass | null
658627 | TNB | DISTRIBUTION | WP PUTRAJAYA & CYBERJAYA | Existing | RYB | Unknown |  |  |  |  | 240_TRIPLEX_AL_XLPE | PE 8.28 APT C6 F2: PTJ08284 | PE 8.23 PS8 (F2): PTJ08235 |  | 201.822 m |  |  |  | 3 | 2 | Fail | Please check "Nominal Voltage"
658643 | TNB | DISTRIBUTION | WP PUTRAJAYA & CYBERJAYA | Existing | RYB | Unknown |  |  |  |  | 240_TRIPLEX_AL_XLPE | PE 8.19 APT A (EFI) (F2): PTJ08194 | PE 8.27 APT C5 (F2): PTJ08275 |  | 494.861 m |  |  |  | 3 | 2 | Fail | Please check "Nominal Voltage"
658652 | TNB | DISTRIBUTION | WP PUTRAJAYA & CYBERJAYA | Existing | RYB | Unknown |  |  |  |  | 240_TRIPLEX_AL_XLPE | PE 8.27 APT C5 (F2): PTJ08274 | PE 8.28 APT C6 F2: PTJ08285 |  | 468.345 m |  |  |  | 3 | 2 | Fail | Please check "Nominal Voltage"
658764 | TNB | DISTRIBUTION | WP PUTRAJAYA & CYBERJAYA | Existing | RYB | Unknown |  |  |  |  | 240_TRIPLEX_AL_XLPE | PE 8.19 APT A (EFI) (F1): PTJ08191 | PE 8.27 APT C5 (F1): PTJ08273 |  | 498.778 m |  |  |  | 3 | 2 | Fail | Please check "Nominal Voltage"
1026316 | TNB | DISTRIBUTION | WP PUTRAJAYA & CYBERJAYA | Existing | RYB | 11 kV |  |  |  |  | 240_3C_AL_XLPE | PE 22.77 - PS2-8 F1: CBJ22773 | PE 22.76 - STP B F1: CBJ22761 |  | 1148.671 m |  |  |  | 3 | 1 | Pass | null
1026318 | TNB | DISTRIBUTION | WP PUTRAJAYA & CYBERJAYA | Existing | RYB | 11 kV |  |  |  |  | 240_TRIPLEX_AL_XLPE | PE 22.77 - PS2-8 F2: CBJ22774 | PE 22.69 KRU STUDIO F2: CBJ22696 |  | 561.055 m |  |  |  | 3 | 2 | Pass | null
1040337 | TNB | DISTRIBUTION | WP PUTRAJAYA & CYBERJAYA | Existing | RYB | 11 kV |  |  |  |  | 240_TRIPLEX_AL_XLPE | PE 21.34 PS5 F1: CBJ21343 | SS 21.09 KOMPLEKS TELEKOM CBJ 1 F1: CBJ21091 |  | 783.540 m |  |  |  | 3 | 6 | Pass | null
1040383 | TNB | DISTRIBUTION | WP PUTRAJAYA & CYBERJAYA | Existing | RYB | 11 kV |  |  |  |  | 240_TRIPLEX_AL_XLPE | PE 22.42 32 UNIT S/LOT BLOK B F1: CBJ24221 | PE 22.70 CBD PERDANA 2A F1: CBJ22703 |  | 422.768 m |  |  |  | 3 | 1 | Pass | null
1040387 | TNB | DISTRIBUTION | WP PUTRAJAYA & CYBERJAYA | Existing | RYB | Unknown |  |  |  |  | 240_TRIPLEX_AL_XLPE | PE 22.41 32 UNIT S/LOT BLOK A F2: CBJ22414 | PE 22.42 32 UNIT S/LOT BLOK B F2: CBJ22426 |  | 62.608 m |  |  |  | 3 | 2 | Fail | Please check "Nominal Voltage"
1043484 | TNB | DISTRIBUTION | WP PUTRAJAYA & CYBERJAYA | Existing | RYB | 11 kV |  |  |  |  | 240_TRIPLEX_AL_XLPE | PPU PTJ2: VCB 3 | PE 11.07 PADAT ZON 1: PTJ11071 |  | 1293.329 m |  |  | CB3 | 3 | 4 | Pass | null
1043486 | TNB | DISTRIBUTION | WP PUTRAJAYA & CYBERJAYA | Existing | RYB | 11 kV |  |  |  |  | 240_TRIPLEX_AL_XLPE | PE 11.07 PADAT ZON 1: PTJ11073 | PE 11.04 P11A1/12 TERES (EFI) (F1): PTJ11041 |  | 1146.990 m |  |  |  | 3 | 2 | Pass | null
1069243 | TNB | DISTRIBUTION | WP PUTRAJAYA & CYBERJAYA | Existing | RYB | Unknown |  |  |  |  | 240_TRIPLEX_AL_XLPE | PE 15.35 FASA 15-1A (F2): PTJ15356 | PE 15.36 FASA 15-1B(F2): PTJ15364 |  | 493.720 m |  |  |  | 3 | 0 | Fail | Please check "Nominal Voltage"
1069284 | TNB | DISTRIBUTION | WP PUTRAJAYA & CYBERJAYA | Existing | RYB | Unknown |  |  |  |  | 240_TRIPLEX_AL_XLPE | PE 15.38 FASA 15-3B (F1): PTJ15382 | PE 15.39 FASA 15-3A (F1): PTJ15391 |  | 529.392 m |  |  |  | 3 | 2 | Fail | Please check "Nominal Voltage"
1069385 | TNB | DISTRIBUTION | WP PUTRAJAYA & CYBERJAYA | Existing | RYB | Unknown |  |  |  |  | 240_TRIPLEX_AL_XLPE | PE 15.39 FASA 15-3A (F1): PTJ15392 | PE 15.37 FASA 15-2 (F1): PTJ15371 |  | 533.490 m |  |  |  | 3 | 2 | Fail | Please check "Nominal Voltage"
1069388 | TNB | DISTRIBUTION | WP PUTRAJAYA & CYBERJAYA | Existing | RYB | Unknown |  |  |  |  | 240_TRIPLEX_AL_XLPE | PE 15.39 FASA 15-3A (F2): PTJ15395 | PE 15.37 FASA 15-2 (F2): PTJ15374 |  | 517.885 m |  |  |  | 3 | 2 | Fail | Please check "Nominal Voltage"
1069390 | TNB | DISTRIBUTION | WP PUTRAJAYA & CYBERJAYA | Existing | RYB | Unknown |  |  |  |  | 240_TRIPLEX_AL_XLPE | PE 15.54 DWIPUTRA NO 1 (F1): PTJ15541 | PE 15.35 FASA 15-1A (F1): PTJ15351 |  | 490.469 m |  |  |  | 3 | 7 | Fail | Please check "Nominal Voltage"
1069424 | TNB | DISTRIBUTION | WP PUTRAJAYA & CYBERJAYA | Existing | RYB | Unknown |  |  |  |  | 240_TRIPLEX_AL_XLPE | PE 15.37 FASA 15-2 (F1): PTJ15372 | PE 15.05 BLOK D2 (1) (EFI) (F1): PTJ15051 [OFF] |  | 2352.316 m |  |  |  | 3 | 0 | Fail | Please check "Nominal Voltage"
1069441 | TNB | DISTRIBUTION | WP PUTRAJAYA & CYBERJAYA | Existing | RYB | Unknown |  |  |  |  | 240_TRIPLEX_AL_XLPE | PE 15.54 DWIPUTRA NO 1 (F2): PTJ15544 | PE 15.35 FASA 15-1A (F2): PTJ15354 |  | 490.249 m |  |  |  | 3 | 7 | Fail | Please check "Nominal Voltage"
1069507 | TNB | DISTRIBUTION | WP PUTRAJAYA & CYBERJAYA | Existing | RYB | Unknown |  |  |  |  | 240_TRIPLEX_AL_XLPE | PE 15.36 FASA 15-1B(F2): PTJ15365 | PE 15.38 FASA 15-3B (F2): PTJ15384 |  | 1109.789 m |  |  |  | 3 | 0 | Fail | Please check "Nominal Voltage"
1262475 | TNB | DISTRIBUTION | WP PUTRAJAYA & CYBERJAYA | Existing | RYB | Unknown |  |  |  |  | 240_TRIPLEX_AL_XLPE | PE 10.15 MINI GOLF: PTJ01312 | PE 10.04 P10 D BANGLO (F1): PTJ10041 |  | 361.077 m |  |  |  | 3 | 2 | Fail | Please check "Nominal Voltage"
1262478 | TNB | DISTRIBUTION | WP PUTRAJAYA & CYBERJAYA | Existing | RYB | Unknown |  |  |  |  | 240_TRIPLEX_AL_XLPE | PE 10.03 P10 C BANGLOW (F1): PTJ10032 | PE 10.15 MINI GOLF: PTJ01311 |  | 1164.829 m |  |  |  | 3 | 1 | Fail | Please check "Nominal Voltage"
2091248 | TNB | DISTRIBUTION | WP PUTRAJAYA & CYBERJAYA | Existing | RYB | 33 kV |  |  |  |  | 630_1C_AL_XLPE | SSU IDCB 33KV: | PPU CYB7: VCB 3P5 |  | 2212.153 m |  |  |  | 3 | 0 | Pass | null
2138440 | TNB | DISTRIBUTION | WP PUTRAJAYA & CYBERJAYA | Existing | RYB | 11 kV |  |  |  |  | 500_1C_AL_XLPE | PPU CYB9: VCB 2 | SS 22.79 DCP2 F1: C22791 |  | 119.362 m |  |  |  | 3 | 0 | Pass | null
2529222 | TNB | DISTRIBUTION | WP PUTRAJAYA & CYBERJAYA | Existing | RYB | 11 kV |  |  |  |  | 240_TRIPLEX_AL_XLPE | PE 11.60 TERES ZON 9B (F1): PTJ11601 | PE 11.74 TERES ZON C (F2): PTJ11745 |  | 1358.625 m |  |  |  | 3 | 0 | Pass | null
2529233 | TNB | DISTRIBUTION | WP PUTRAJAYA & CYBERJAYA | Existing | RYB | 11 kV |  |  |  |  | 240_TRIPLEX_AL_XLPE | PE 11.75 TEMP PPA1M PR 11: PTJ11751 | PE 11.24 TERES ZON 9A (F1): PTJ11245 |  | 640.002 m |  |  |  | 3 | 0 | Pass | null
4608825 | TNB | DISTRIBUTION | WP PUTRAJAYA & CYBERJAYA | Existing | RYB | 11 kV |  |  |  |  | 240_TRIPLEX_AL_XLPE | PE 18.06 18R5 (F2): PTJ18066 | PE 18.26 APT. 18R4 (F2): PTJ18265 |  | 482.365 m |  |  |  | 3 | 1 | Pass | null
4608837 | TNB | DISTRIBUTION | WP PUTRAJAYA & CYBERJAYA | Existing | RYB | 11 kV |  |  |  |  | 240_TRIPLEX_AL_XLPE | PE 18.04 PERUMAHAN 18R7: PTJ18043 | PE 18.05 PERUMAHAN 18R5 Fasa 2(F1): PTJ18051 |  | 406.117 m |  |  |  | 3 | 1 | Pass | null
4745547 | TNB | DISTRIBUTION | WP PUTRAJAYA & CYBERJAYA | Existing | RYB | 11 kV |  |  |  |  | 240_TRIPLEX_AL_XLPE | PE 14.03 C/S S/L: PTJ14033 | PE 14.05 PERUMAHAN 14-11 (F2): PTJ14056 |  | 403.342 m |  |  |  | 3 | 1 | Pass | null
4745558 | TNB | DISTRIBUTION | WP PUTRAJAYA & CYBERJAYA | Existing | RYB | 11 kV |  |  |  |  | 240_TRIPLEX_AL_XLPE | PE 14.05 PERUMAHAN 14-11 (F1): PTJ14051 | PE 14.07 Perumahan 14-5B (F1): P14071 |  | 798.019 m |  |  |  | 3 | 2 | Pass | null
4745603 | TNB | DISTRIBUTION | WP PUTRAJAYA & CYBERJAYA | Existing | RYB | 11 kV |  |  |  |  | 7X_500_1C_CU_PVC/PVC |  |  |  | 1.007 m |  |  |  | 7 | 0 | Pass | null
4745714 | TNB | DISTRIBUTION | WP PUTRAJAYA & CYBERJAYA | Existing | RYB | 11 kV |  |  |  |  | 7X_500_1C_CU_PVC/PVC |  |  |  | 1.058 m |  |  |  | 7 | 0 | Pass | null
6127822 | TNB | DISTRIBUTION | WP PUTRAJAYA & CYBERJAYA | Existing | RYB | 11 kV |  |  |  |  | 240_TRIPLEX_AL_XLPE | PE 15.22 PADAT WR 6: PTJ15221 | PE 15.45 Blok C1 15-12B (F1): PTJ15452 |  | 931.081 m |  |  |  | 3 | 2 | Pass | null
6424458 | TNB | DISTRIBUTION | WP PUTRAJAYA & CYBERJAYA | Existing | RYB | 11 kV |  |  |  |  | 240_TRIPLEX_AL_XLPE | PE 8.16 RD 2B L. SENTOSA: PTJ08161 | PE 8.30 8C1 (F1): PTJ08302 |  | 976.324 m |  |  |  | 3 | 1 | Pass | null
6424470 | TNB | DISTRIBUTION | WP PUTRAJAYA & CYBERJAYA | Existing | RYB | 11 kV |  |  |  |  | 240_TRIPLEX_AL_XLPE | PE 8.41 BLOK D 8R4 F2: PTJ08414 | PE 8.31 8C3 F2: PTJ08316 |  | 762.933 m |  |  |  | 3 | 1 | Pass | null
7751254 | TNB | DISTRIBUTION | WP PUTRAJAYA & CYBERJAYA | Existing | RYB | 11 kV |  |  |  |  | 240_TRIPLEX_AL_XLPE | PE 21.98 PADAT PETRONAS CYBER 3: CBJ21982 | PE 21.01 NTT F1: CBJ21011 |  | 1009.228 m |  |  |  | 3 | 3 | Pass | null
8871600 | TNB | DISTRIBUTION | WP PUTRAJAYA & CYBERJAYA | Existing | RYB | 11 kV |  |  |  |  | 240_TRIPLEX_AL_XLPE | PE 22.42 32 UNIT S/LOT BLOK B F2: CBJ22424 | PE 22.70 CBD PERDANA 2A F2: CBJ22706 |  | 409.299 m |  |  |  | 3 | 1 | Pass | null
8871693 | TNB | DISTRIBUTION | WP PUTRAJAYA & CYBERJAYA | Existing | RYB | 11 kV |  |  |  |  | 240_TRIPLEX_AL_XLPE | PE 22.70 CBD PERDANA 2A F1: CBJ22701 | PE 22.71 CBD PERDANA 2B F1: CBJ22712 |  | 156.305 m |  |  |  | 3 | 0 | Pass | null
8871695 | TNB | DISTRIBUTION | WP PUTRAJAYA & CYBERJAYA | Existing | RYB | 11 kV |  |  |  |  | 240_TRIPLEX_AL_XLPE | PE 22.70 CBD PERDANA 2A F2: CBJ22704 | PE 22.71 CBD PERDANA 2B F2: CBJ22716 |  | 136.918 m |  |  |  | 3 | 0 | Pass | null
8871697 | TNB | DISTRIBUTION | WP PUTRAJAYA & CYBERJAYA | Existing | RYB | 11 kV |  |  |  |  | 240_TRIPLEX_AL_XLPE | SS 21.29 HSBC F2: C21295 | PE 22.83 CBD PERDANA 2D F2: CBJ22824 [OFF] |  | 1304.894 m |  |  |  | 3 | 0 | Pass | null
8953066 | TNB | DISTRIBUTION | WP PUTRAJAYA & CYBERJAYA | Existing | RYB | 11 kV |  |  |  |  | 240_TRIPLEX_AL_XLPE | PE 22.71 CBD PERDANA 2B F2: CBJ22715 | PE 22.82 CBD PERDANA 2C F2: CBJ22825 |  | 153.117 m |  |  |  | 3 | 0 | Pass | null
12676005 | TNB | DISTRIBUTION | WP PUTRAJAYA & CYBERJAYA | Existing | RYB | 33 kV |  |  |  |  | 630_1C_AL_XLPE | PMU SRDG: VCB 5L5 | PPU CYB6: VCB 3P5 |  | 13726.872 m |  |  |  | 3 | 11 | Pass | null
12676063 | TNB | DISTRIBUTION | WP PUTRAJAYA & CYBERJAYA | Existing | RYB | 11 kV |  |  |  |  | 500_1C_AL_XLPE | PMU CBJN 132/11KV: VCB 6 [OFF] | SS 21.62 BLOK A IT PARK F2: C21624 |  | 3309.967 m |  |  | PMU CBJN: VCB 6 [OFF] | 3 | 0 | Pass | null
14286235 | TNB | DISTRIBUTION | WP PUTRAJAYA & CYBERJAYA | Existing | RYB | 11 kV |  |  |  |  | 240_TRIPLEX_AL_XLPE | PE 17.08 BLOK E 17RK2 (F1): PTJ17082 | PE 17.07 BLOK C 17RK2 (F1): PTJ17071 |  | 285.306 m |  |  |  | 3 | 0 | Pass | null
14286237 | TNB | DISTRIBUTION | WP PUTRAJAYA & CYBERJAYA | Existing | RYB | 11 kV |  |  |  |  | 240_TRIPLEX_AL_XLPE | PE 17.08 BLOK E 17RK2 (F2): PTJ17085 | PE 17.07 BLOK C 17RK2 (F2): PTJ17074 |  | 288.552 m |  |  |  | 3 | 0 | Pass | null
14286239 | TNB | DISTRIBUTION | WP PUTRAJAYA & CYBERJAYA | Existing | RYB | 11 kV | YES |  |  |  | 240_TRIPLEX_AL_XLPE | D-PTJ-C15-0989: P17151 | PE 17.09 SEK REN PRESINT 17 F1: PTJ17093 |  | 606.635 m |  |  |  | 3 | 0 | Pass | null
14286241 | TNB | DISTRIBUTION | WP PUTRAJAYA & CYBERJAYA | Existing | RYB | 11 kV | YES |  |  |  | 240_TRIPLEX_AL_XLPE | D-PTJ-C15-0989: P17165 | PE 17.06 BLOK A 17RK2 (F2): PTJ17064 |  | 399.149 m |  |  |  | 3 | 0 | Pass | null
14745732 | TNB | DISTRIBUTION | WP PUTRAJAYA & CYBERJAYA | Existing | RYB | 11 kV |  |  |  |  | 240_TRIPLEX_AL_XLPE | PE 22.67 KWDI 1 F2: CBJ22675 | PE 22.74 KWDI 3 F2: CBJ22744 | 230.000 m | 370.543 m |  |  |  | 3 | 0 | Pass | null
14745893 | TNB | DISTRIBUTION | WP PUTRAJAYA & CYBERJAYA | Existing | RYB | 33 kV |  |  |  |  | 7X_500_1C_CU_PVC/PVC |  |  |  | 1.396 m |  |  |  | 7 | 0 | Pass | null
14745954 | TNB | DISTRIBUTION | WP PUTRAJAYA & CYBERJAYA | Existing | RYB | Unknown |  |  |  |  | 7X_500_1C_CU_PVC/PVC |  |  |  | 1.192 m |  |  |  | 7 | 0 | Fail | Please check "Nominal Voltage"
14805786 | TNB | DISTRIBUTION | WP PUTRAJAYA & CYBERJAYA | Existing | RYB | 11 kV |  |  |  |  | 240_TRIPLEX_AL_XLPE | PE 21.01 NTT F1: CBJ21012 | SS 21.92 NTT DATA CENTRE F1: CBJ21921 |  | 762.082 m |  |  |  | 3 | 0 | Pass | null
14805790 | TNB | DISTRIBUTION | WP PUTRAJAYA & CYBERJAYA | Existing | RYB | 11 kV |  |  |  |  | 240_TRIPLEX_AL_XLPE | PE 21.01 NTT F2: CBJ21016 | SS 21.92 NTT DATA CENTRE F2: CBJ21924 |  | 750.528 m |  |  |  | 3 | 0 | Pass | null
15475614 | TNB | DISTRIBUTION | WP PUTRAJAYA & CYBERJAYA | Existing | RYB | 11 kV |  |  |  |  | 240_TRIPLEX_AL_XLPE | PE 11.18 P11 H/1 TERES (EFI) (F1): PTJ11181 | PE 11.17 ZON 7B (F1): PTJ11172 |  | 70.396 m |  |  |  | 3 | 0 | Pass | null
15475623 | TNB | DISTRIBUTION | WP PUTRAJAYA & CYBERJAYA | Existing | RYB | 11 kV |  |  |  |  | 240_TRIPLEX_AL_XLPE | PE 11.18 P11 H/1 TERES (EFI) (F2): PTJ11184 | PE 11.17 ZON 7B (F2): PTJ11175 |  | 86.806 m |  |  |  | 3 | 0 | Pass | null
15475632 | TNB | DISTRIBUTION | WP PUTRAJAYA & CYBERJAYA | Existing | RYB | 11 kV |  |  |  |  | 7X_500_1C_CU_PVC/PVC |  |  |  | 1.186 m |  |  |  | 7 | 0 | Pass | null
15475697 | TNB | DISTRIBUTION | WP PUTRAJAYA & CYBERJAYA | Existing | RYB | 11 kV |  |  |  |  | 7X_500_1C_CU_PVC/PVC |  |  |  | 1.346 m |  |  |  | 7 | 0 | Pass | null
15688535 | TNB | DISTRIBUTION | WP PUTRAJAYA & CYBERJAYA | Existing | RYB | 11 kV |  |  |  |  | 240_TRIPLEX_AL_XLPE | PPU PTJ2: VCB 13 | PE 8.24 SERI SAUJANA (BR 8): PTJ08243 |  | 4814.070 m |  |  | CB13 | 3 | 18 | Pass | null
15688583 | TNB | DISTRIBUTION | WP PUTRAJAYA & CYBERJAYA | Existing | RYB | 11 kV |  |  |  |  | 240_TRIPLEX_AL_XLPE | PE 21.75 LAKEVIEW WEST 1: CBJ21754 | PE 22.48 LOT 12082 FASA 1B F2: CBJ22484 |  | 685.664 m |  |  |  | 3 | 1 | Pass | null
15688655 | TNB | DISTRIBUTION | WP PUTRAJAYA & CYBERJAYA | Existing | RYB | 11 kV |  |  |  |  | 240_TRIPLEX_AL_XLPE | PE 21.08 CENTURY SQUARE 2300 F1: CBJ21081 | PE 22.90 SHAFBURY APT BLOK B: CBJ22902 |  | 517.479 m |  |  |  | 3 | 5 | Pass | null
15688667 | TNB | DISTRIBUTION | WP PUTRAJAYA & CYBERJAYA | Existing | RYB | 11 kV |  |  |  |  | 240_TRIPLEX_AL_XLPE | PPU CYB7: VCB 11 | SS 22.84 SHAFBURY KEDAI PEJABAT F2: CBJ22844 |  | 515.688 m |  |  | CB11 | 3 | 6 | Pass | null
15688875 | TNB | DISTRIBUTION | WP PUTRAJAYA & CYBERJAYA | Existing | RYB | 33 kV |  |  |  |  | 630_1C_AL_XLPE | PMU CBJN 132/33KV: VCB 8L5 | PPU CYB7: VCB 4P5 |  | 7172.439 m |  |  | PMU CBJN: VCB 8L5 | 3 | 6 | Pass | null
15688891 | TNB | DISTRIBUTION | WP PUTRAJAYA & CYBERJAYA | Existing | RYB | 11 kV |  |  |  |  | 240_TRIPLEX_AL_XLPE | SS 23.08 THE PLACE NO 1: C23082 | PE 21.01 NTT F2: CBJ21015 |  | 1027.699 m |  |  |  | 3 | 3 | Pass | null
15689061 | TNB | DISTRIBUTION | WP PUTRAJAYA & CYBERJAYA | Existing | RYB | 11 kV |  |  |  |  | 240_TRIPLEX_AL_XLPE | PE 21.26 PUSAT KAWAL SELIA F2: CBJ21265 | SS 21.59 SME 2 F2: CBJ21594 |  | 1525.940 m |  |  |  | 3 | 2 | Pass | null
15689077 | TNB | DISTRIBUTION | WP PUTRAJAYA & CYBERJAYA | Existing | RYB | 11 kV |  |  |  |  | 240_TRIPLEX_AL_XLPE | SS 21.55 SME TECHNOPRENEUR CENTRE F2: CBJ21558 | PE 21.26 PUSAT KAWAL SELIA F2: CBJ21264 |  | 409.915 m |  |  |  | 3 | 2 | Pass | null
15689094 | TNB | DISTRIBUTION | WP PUTRAJAYA & CYBERJAYA | Existing | RYB | 11 kV |  |  |  |  | 240_TRIPLEX_AL_XLPE | PE 21.26 PUSAT KAWAL SELIA F1: CBJ21261 | SS 21.55 SME TECHNOPRENEUR CENTRE F1: CBJ21554 |  | 387.819 m |  |  |  | 3 | 2 | Pass | null
15689731 | TNB | DISTRIBUTION | WP PUTRAJAYA & CYBERJAYA | Existing | RYB | 11 kV |  |  |  |  | 240_TRIPLEX_AL_XLPE | PPU CYB7: VCB 1 | SS 22.36 SKMM F2: CBJ22364 |  | 1148.826 m |  |  | CB1 | 3 | 6 | Pass | null
15689735 | TNB | DISTRIBUTION | WP PUTRAJAYA & CYBERJAYA | Existing | RYB | 11 kV |  |  |  |  | 240_TRIPLEX_AL_XLPE | PPU CYB7: VCB 2 | SS 22.36 SKMM F1: CBJ22361 |  | 1136.703 m |  |  | CB2 | 3 | 6 | Pass | null
15689755 | TNB | DISTRIBUTION | WP PUTRAJAYA & CYBERJAYA | Existing | RYB | 11 kV |  |  |  |  | 240_TRIPLEX_AL_XLPE | SS 22.84 SHAFBURY KEDAI PEJABAT F1: CBJ22841 | PPU CYB7: VCB 10 [OFF] |  | 504.946 m |  |  | CB10 | 3 | 6 | Pass | null
15690082 | TNB | DISTRIBUTION | WP PUTRAJAYA & CYBERJAYA | Existing | RYB | 11 kV |  |  |  |  | 240_TRIPLEX_AL_XLPE | SS 1.08 C4 (F2): PTJ1081 |  |  | 1219.764 m |  |  |  | 3 | 6 | Pass | null
15690171 | TNB | DISTRIBUTION | WP PUTRAJAYA & CYBERJAYA | Existing | RYB | 11 kV |  |  |  |  | 240_TRIPLEX_AL_XLPE | SS 21.47 LIM KOK WING F1: CBJ21472 | PE 23.09 THE PLACE NO 2: CBJ23091 |  | 733.850 m |  |  |  | 3 | 1 | Pass | null
16115402 | TNB | DISTRIBUTION | WP PUTRAJAYA & CYBERJAYA | Existing | RYB | 11 kV |  |  |  |  | 240_TRIPLEX_AL_XLPE | PPU PTJ6: VCB 9 | SS 1.08 C4 (F1): PTJ1084 |  | 1222.210 m |  |  |  | 3 | 6 | Pass | null
16115497 | TNB | DISTRIBUTION | WP PUTRAJAYA & CYBERJAYA | Existing | RYB | 11 kV |  |  |  |  | 240_TRIPLEX_AL_XLPE | SS 1.14 C5 (F2): PTJ1142 | SS 1.13 C6 (F2): PTJ1131 |  | 179.325 m |  |  |  | 3 | 1 | Pass | null
16115534 | TNB | DISTRIBUTION | WP PUTRAJAYA & CYBERJAYA | Existing | RYB | 11 kV |  |  |  |  | 240_TRIPLEX_AL_XLPE | SS 1.13 C6 (F1): PTJ1135 | SS 1.14 C5 (F1): PTJ1144 |  | 166.386 m |  |  |  | 3 | 2 | Pass | null
16116665 | TNB | DISTRIBUTION | WP PUTRAJAYA & CYBERJAYA | Existing | RYB | 11 kV |  |  |  |  | 240_TRIPLEX_AL_XLPE | PPU PTJ4: VCB 11 | SS 1.14 C5 (F2): PTJ1141 |  | 1568.986 m |  |  | CB11 | 3 | 10 | Pass | null
16116673 | TNB | DISTRIBUTION | WP PUTRAJAYA & CYBERJAYA | Existing | RYB | 11 kV | YES |  |  |  | 240_TRIPLEX_AL_XLPE | PPU PTJ4: VCB 5 | D-PTJ-C15-0735: P1665 |  | 920.991 m |  |  | CB5 | 3 | 8 | Pass | null
16116697 | TNB | DISTRIBUTION | WP PUTRAJAYA & CYBERJAYA | Existing | RYB | 11 kV | YES |  |  |  | 240_TRIPLEX_AL_XLPE | PPU PTJ4: VCB 6 | BE KE PEMBANGUNAN PUSAT PENGAJIAN PERTAH: P1662 |  | 911.965 m |  |  | CB6 | 3 | 8 | Pass | null
16116760 | TNB | DISTRIBUTION | WP PUTRAJAYA & CYBERJAYA | Existing | RYB | 11 kV |  |  |  |  | 240_TRIPLEX_AL_XLPE | PPU PTJ4: VCB 9 | SS 1.15 D1 (F1): PTJ01151 |  | 929.477 m |  |  | CB9 | 3 | 5 | Pass | null
16136998 | TNB | DISTRIBUTION | WP PUTRAJAYA & CYBERJAYA | Existing | RYB | 11 kV |  |  |  |  | 240_TRIPLEX_AL_XLPE | PE 14.14 BLOK A (EFI) (F1): PTJ14141 | PE 14.31 P'PURI 14-12 BLOK B (F1): PTJ14312 |  | 950.339 m |  |  |  | 3 | 7 | Pass | null
16137042 | TNB | DISTRIBUTION | WP PUTRAJAYA & CYBERJAYA | Existing | RYB | 11 kV |  |  |  |  | 240_TRIPLEX_AL_XLPE | PE 14.14 BLOK A (EFI) (F2): PTJ14144 | PE 14.31 P'PURI 14-12 BLOK B (F2): PTJ14315 |  | 936.207 m |  |  |  | 3 | 6 | Pass | null
16137158 | TNB | DISTRIBUTION | WP PUTRAJAYA & CYBERJAYA | Existing | RYB | 11 kV |  |  |  |  | 240_TRIPLEX_AL_XLPE | PE 15.43 BLOK A2 15-12B (F2): PTJ15434 | SS 15.24 SEK. ANTARABANGSA (F2): PTJ15246 |  | 614.423 m |  |  |  | 3 | 2 | Pass | null
16137177 | TNB | DISTRIBUTION | WP PUTRAJAYA & CYBERJAYA | Existing | RYB | 11 kV |  |  |  |  | 240_TRIPLEX_AL_XLPE | PPU PTJ4: VCB 13 | PE 15.45 Blok C1 15-12B (F2): PTJ15455 |  | 3519.452 m |  |  | CB13 | 3 | 14 | Pass | null
16137216 | TNB | DISTRIBUTION | WP PUTRAJAYA & CYBERJAYA | Existing | RYB | 11 kV |  |  |  |  | 240_TRIPLEX_AL_XLPE | PE 15.44 Blok A3 15-12B (F1): PTJ15441 | PE 15.43 BLOK A2 15-12B (F1): PTJ15433 |  | 191.895 m |  |  |  | 3 | 2 | Pass | null
16137245 | TNB | DISTRIBUTION | WP PUTRAJAYA & CYBERJAYA | Existing | RYB | 11 kV |  |  |  |  | 240_TRIPLEX_AL_XLPE | PE 15.46 Blok C2 15-12B (F2): PTJ15464 | PE 15.44 Blok A3 15-12B (F2): PTJ15446 |  | 282.330 m |  |  |  | 3 | 2 | Pass | null
16137290 | TNB | DISTRIBUTION | WP PUTRAJAYA & CYBERJAYA | Existing | RYB | 11 kV |  |  |  |  | 240_TRIPLEX_AL_XLPE | PE 15.43 BLOK A2 15-12B (F1): PTJ15431 | SS 15.24 SEK. ANTARABANGSA (F1): PTJ15243 |  | 616.995 m |  |  |  | 3 | 2 | Pass | null
16137307 | TNB | DISTRIBUTION | WP PUTRAJAYA & CYBERJAYA | Existing | RYB | 11 kV |  |  |  |  | 240_TRIPLEX_AL_XLPE | PE 15.46 Blok C2 15-12B (F1): PTJ15461 | PE 15.44 Blok A3 15-12B (F1): PTJ15443 |  | 297.756 m |  |  |  | 3 | 2 | Pass | null
16137312 | TNB | DISTRIBUTION | WP PUTRAJAYA & CYBERJAYA | Existing | RYB | 11 kV |  |  |  |  | 240_TRIPLEX_AL_XLPE | PE 15.45 Blok C1 15-12B (F1): PTJ15451 | PE 15.46 Blok C2 15-12B (F1): PTJ15463 |  | 321.388 m |  |  |  | 3 | 2 | Pass | null
16137318 | TNB | DISTRIBUTION | WP PUTRAJAYA & CYBERJAYA | Existing | RYB | 11 kV |  |  |  |  | 240_TRIPLEX_AL_XLPE | PE 15.45 Blok C1 15-12B (F2): PTJ15454 | PE 15.46 Blok C2 15-12B (F2): PTJ15466 |  | 309.825 m |  |  |  | 3 | 2 | Pass | null
16137440 | TNB | DISTRIBUTION | WP PUTRAJAYA & CYBERJAYA | Existing | RYB | 11 kV |  |  |  |  | 240_TRIPLEX_AL_XLPE | PE 15.41 P/PURI 15-12 BLOK B (F2): PTJ15416 | PE 15.40 P/PURI 15-12 BLOK A (F2): PTJ15404 |  | 169.760 m |  |  |  | 3 | 2 | Pass | null
16137445 | TNB | DISTRIBUTION | WP PUTRAJAYA & CYBERJAYA | Existing | RYB | 11 kV |  |  |  |  | 240_TRIPLEX_AL_XLPE | PE 15.41 P/PURI 15-12 BLOK B (F1): PTJ15413 | PE 15.40 P/PURI 15-12 BLOK A (F1): PTJ15401 |  | 169.887 m |  |  |  | 3 | 2 | Pass | null
16137706 | TNB | DISTRIBUTION | WP PUTRAJAYA & CYBERJAYA | Existing | RYB | 11 kV |  |  |  |  | 240_TRIPLEX_AL_XLPE | PE 15.20 VISITOR CENTER (F2): PTJ15204 | PE 15.53 KEDUTAAN BRUNEI F2: PTJ15535 |  | 393.008 m |  |  |  | 3 | 2 | Pass | null
16138480 | TNB | DISTRIBUTION | WP PUTRAJAYA & CYBERJAYA | Existing | RYB | 11 kV |  |  |  |  | 240_TRIPLEX_AL_XLPE | SS 15.21 OFFICE CHANCERIES (EFI) (F1): PTJ15211 | PE 15.07 BLOK D3 (EFI) (F1): PTJ15073 |  | 126.166 m |  |  |  | 3 | 2 | Pass | null
16138490 | TNB | DISTRIBUTION | WP PUTRAJAYA & CYBERJAYA | Existing | RYB | 11 kV |  |  |  |  | 240_TRIPLEX_AL_XLPE | PE 15.07 BLOK D3 (EFI) (F2): PTJ15074 | PE 15.33 PDT KEDIAMAN KEDUTAAN IRAQ (F2): PTJ15335 |  | 428.273 m |  |  |  | 3 | 2 | Pass | null
16138501 | TNB | DISTRIBUTION | WP PUTRAJAYA & CYBERJAYA | Existing | RYB | 11 kV |  |  |  |  | 240_TRIPLEX_AL_XLPE | PE 15.07 BLOK D3 (EFI) (F1): PTJ15071 | PE 15.33 PDT KEDIAMAN KEDUTAAN IRAQ (F1): PTJ15333 |  | 423.771 m |  |  |  | 3 | 2 | Pass | null
16154583 | TNB | DISTRIBUTION | WP PUTRAJAYA & CYBERJAYA | Existing | RYB | 11 kV |  |  |  |  | 240_TRIPLEX_AL_XLPE | PE 2.18 TMN WAWASAN (WR) (F1): P02181 | PE 2.17 TMN WAWASAN (P.H) (F1): PTJ02172 |  | 509.154 m |  |  |  | 3 | 2 | Pass | null
16154589 | TNB | DISTRIBUTION | WP PUTRAJAYA & CYBERJAYA | Existing | RYB | 11 kV |  |  |  |  | 240_TRIPLEX_AL_XLPE | PE 2.17 TMN WAWASAN (P.H) (F2): PTJ02175 | PE 2.18 TMN WAWASAN (WR) (F2): P02184 |  | 512.104 m |  |  |  | 3 | 2 | Pass | null
16154890 | TNB | DISTRIBUTION | WP PUTRAJAYA & CYBERJAYA | Existing | RYB | 11 kV |  |  |  |  | 240_TRIPLEX_AL_XLPE | PPU PTJ1: VCB 14 | SS 1.23 D9 (F1): PTJ01232 |  | 1681.593 m |  |  | CB14 | 3 | 5 | Pass | null
16154900 | TNB | DISTRIBUTION | WP PUTRAJAYA & CYBERJAYA | Existing | RYB | 33 kV |  |  |  |  | 630_1C_AL_XLPE | PPU PTJ4: VCB 1P5 [OFF] | PPU PTJ1: VCB 1P5 |  | 1707.155 m |  |  | 1P5 OUT | 3 | 8 | Pass | null
16155687 | TNB | DISTRIBUTION | WP PUTRAJAYA & CYBERJAYA | Existing | RYB | 11 kV |  |  |  |  | 240_TRIPLEX_AL_XLPE | PPU PTJ1: VCB 9 | SS 1.02 JPM B2 (F1): PTJ01023 |  | 442.347 m |  |  | CB9 | 3 | 2 | Pass | null
16156001 | TNB | DISTRIBUTION | WP PUTRAJAYA & CYBERJAYA | Existing | RYB | 11 kV |  |  |  |  | 240_TRIPLEX_AL_XLPE | PPU PTJ1: VCB 8 | PE 16.11 DPMR P16/C (F1): P16111 |  | 1736.598 m |  |  | CB8 | 3 | 2 | Pass | null
16156021 | TNB | DISTRIBUTION | WP PUTRAJAYA & CYBERJAYA | Existing | RYB | 11 kV |  |  |  |  | 240_TRIPLEX_AL_XLPE | PPU PTJ1: VCB 6 | SS 1.02 JPM B2 (F2): PTJ01026 |  | 449.870 m |  |  |  | 3 | 2 | Pass | null
16156070 | TNB | DISTRIBUTION | WP PUTRAJAYA & CYBERJAYA | Existing | RYB | 11 kV |  |  |  |  | 240_TRIPLEX_AL_XLPE | PPU PTJ1: VCB 17 | PE 16.11 DPMR P16/C (F2): P16114 |  | 1740.977 m |  |  | CB17 | 3 | 2 | Pass | null
16156085 | TNB | DISTRIBUTION | WP PUTRAJAYA & CYBERJAYA | Existing | RYB | 11 kV |  |  |  |  | 240_TRIPLEX_AL_XLPE | PPU PTJ1: VCB 15 | PE 1.31 PADAT PERSIARAN PERDANA: PTJ01311 |  | 1471.051 m |  |  | CB2 | 3 | 6 | Pass | null
16156095 | TNB | DISTRIBUTION | WP PUTRAJAYA & CYBERJAYA | Existing | RYB | 11 kV |  |  |  |  | 240_TRIPLEX_AL_XLPE | PPU PTJ1: VCB 11 | SS 1.23 D9 (F2): PTJ01235 |  | 1670.515 m |  |  | CB11 | 3 | 5 | Pass | null
16156160 | TNB | DISTRIBUTION | WP PUTRAJAYA & CYBERJAYA | Existing | RYB | 11 kV |  |  |  |  | 240_TRIPLEX_AL_XLPE | PPU PTJ6: VCB 6 | SS 1.07 JPM B1 JPM B8 (F1): PTJ1075 |  | 741.368 m |  |  |  | 3 | 4 | Pass | null
16156309 | TNB | DISTRIBUTION | WP PUTRAJAYA & CYBERJAYA | Existing | RYB | 11 kV |  |  |  |  | 240_TRIPLEX_AL_XLPE | PPU PTJ1: VCB 5 | PE 1.34 PROMENADE: PTJ01343 |  | 1773.193 m |  |  | CB5 | 3 | 3 | Pass | null
16156353 | TNB | DISTRIBUTION | WP PUTRAJAYA & CYBERJAYA | Existing | RYB | 11 kV |  |  |  |  | 240_TRIPLEX_AL_XLPE | PPU PTJ1: VCB 12 | SS 1.01 PMO (F1): P01013 [OFF] |  | 796.393 m |  |  | CB12 | 3 | 4 | Pass | null
16156414 | TNB | DISTRIBUTION | WP PUTRAJAYA & CYBERJAYA | Existing | RYB | 11 kV |  |  |  |  | 240_TRIPLEX_AL_XLPE | PPU PTJ1: VCB 13 | SS 10.01 PMR (F2): P10014 |  | 3244.193 m |  |  | CB13 | 3 | 7 | Pass | null
16156545 | TNB | DISTRIBUTION | WP PUTRAJAYA & CYBERJAYA | Existing | RYB | 11 kV |  |  |  |  | 240_TRIPLEX_AL_XLPE | PE 1.33 INSIDE PPU 1 S/L OVAL: PTJ01332 | PE 1.29 PERDANA WALK: PTJ01292 |  | 571.759 m |  |  |  | 3 | 1 | Pass | null
16156963 | TNB | DISTRIBUTION | WP PUTRAJAYA & CYBERJAYA | Existing | RYB | 11 kV |  |  |  |  | 240_TRIPLEX_AL_XLPE | SS 2.02 IDHL (F2): PTJ02026 | SS 2.01 W.PUTRA (F2): PTJ02015 |  | 605.879 m |  |  |  | 3 | 2 | Pass | null
16156973 | TNB | DISTRIBUTION | WP PUTRAJAYA & CYBERJAYA | Existing | RYB | 11 kV |  |  |  |  | 240_TRIPLEX_AL_XLPE | SS 2.02 IDHL (F1): PTJ02022 | SS 2.01 W.PUTRA (F1): PTJ02012 |  | 615.727 m |  |  |  | 3 | 0 | Pass | null
16157217 | TNB | DISTRIBUTION | WP PUTRAJAYA & CYBERJAYA | Existing | RYB | 33 kV |  |  |  |  | 630_1C_AL_XLPE | PPU PTJ17: VCB 1P5 | SSU GDC2: VCB 3S5 |  | 1111.743 m |  |  |  | 3 | 0 | Pass | null
16157249 | TNB | DISTRIBUTION | WP PUTRAJAYA & CYBERJAYA | Existing | RYB | 11 kV |  |  |  |  | 500_1C_AL_XLPE | PPU PTJ17: VCB 7 | PE 2.21 S/Tenaga (F1): P02211 |  | 1449.971 m |  |  | FDR7 | 3 | 5 | Pass | null
16157265 | TNB | DISTRIBUTION | WP PUTRAJAYA & CYBERJAYA | Existing | RYB | 11 kV |  |  |  |  | 500_1C_AL_XLPE | SS 2.09 MOF 2G1 (F1): P02092 | SS 2.10 MOF 2G2 UTARA (F1): P02101 |  | 580.050 m |  |  |  | 3 | 4 | Pass | null
16157313 | TNB | DISTRIBUTION | WP PUTRAJAYA & CYBERJAYA | Existing | RYB | 11 kV |  |  |  |  | 240_TRIPLEX_AL_XLPE | D-PTJ-C15-0992: | SS 2.16 MENARA PJH (2C1) (F2): P02164 |  | 364.932 m |  |  |  | 3 | 1 | Pass | null
16157397 | TNB | DISTRIBUTION | WP PUTRAJAYA & CYBERJAYA | Existing | RYB | 33 kV |  |  |  |  | 630_1C_AL_XLPE | PPU PTJ17: VCB 2P5 | PPU PTJ6: VCB 1P5 |  | 2465.899 m |  |  |  | 3 | 9 | Pass | null
16157475 | TNB | DISTRIBUTION | WP PUTRAJAYA & CYBERJAYA | Existing | RYB | 11 kV |  |  |  |  | 240_TRIPLEX_AL_XLPE | PPU PTJ6: VCB 3 | PE 1.36 DATARAN PUTRA (F1): PTJ01361 |  | 1331.965 m |  |  |  | 3 | 4 | Pass | null
16158687 | TNB | DISTRIBUTION | WP PUTRAJAYA & CYBERJAYA | Existing | RYB | 11 kV |  |  |  |  | 240_TRIPLEX_AL_XLPE | PE 10.06 JLN P10B (F1): PTJ10062 | PE 10.14 P10 A1 (F2): PTJ10144 [OFF] |  | 743.284 m |  |  |  | 3 | 2 | Pass | null
16158937 | TNB | DISTRIBUTION | WP PUTRAJAYA & CYBERJAYA | Existing | RYB | 11 kV |  |  |  |  | 240_TRIPLEX_AL_XLPE | PE 10.06 JLN P10B (F2): PTJ10065 | PE 10.14 P10 A1 (F1): PTJ10141 [OFF] |  | 751.040 m |  |  |  | 3 | 2 | Pass | null
16159027 | TNB | DISTRIBUTION | WP PUTRAJAYA & CYBERJAYA | Existing | RYB | 11 kV |  |  |  |  | 240_TRIPLEX_AL_XLPE | PE 10.05 P10/7 BANGLOW (F2): P10055 | PE 10.06 JLN P10B (F2): PTJ10064 |  | 393.753 m |  |  |  | 3 | 3 | Pass | null
16159032 | TNB | DISTRIBUTION | WP PUTRAJAYA & CYBERJAYA | Existing | RYB | 11 kV |  |  |  |  | 240_TRIPLEX_AL_XLPE | PE 10.05 P10/7 BANGLOW (F1): P10052 | PE 10.06 JLN P10B (F1): PTJ10061 |  | 386.121 m |  |  |  | 3 | 3 | Pass | null
16159037 | TNB | DISTRIBUTION | WP PUTRAJAYA & CYBERJAYA | Existing | RYB | 11 kV |  |  |  |  | 240_TRIPLEX_AL_XLPE | PE 10.04 P10 D BANGLO (F2): PTJ10045 | PE 10.05 P10/7 BANGLOW (F1): P10051 |  | 1145.566 m |  |  |  | 3 | 2 | Pass | null
16159119 | TNB | DISTRIBUTION | WP PUTRAJAYA & CYBERJAYA | Existing | RYB | 11 kV |  |  |  |  | 240_TRIPLEX_AL_XLPE | PE 10.04 P10 D BANGLO (F1): PTJ10042 | PE 10.05 P10/7 BANGLOW (F2): P10054 |  | 1144.656 m |  |  |  | 3 | 2 | Pass | null
16159419 | TNB | DISTRIBUTION | WP PUTRAJAYA & CYBERJAYA | Existing | RYB | 11 kV |  |  |  |  | 240_TRIPLEX_AL_XLPE | PPU PTJ2: VCB 11 | PE 8.15 RD2A L. SENTOSA: PTJ08151 |  | 2142.738 m |  |  | CB11 | 3 | 4 | Pass | null
16159427 | TNB | DISTRIBUTION | WP PUTRAJAYA & CYBERJAYA | Existing | RYB | 11 kV |  |  |  |  | 240_TRIPLEX_AL_XLPE | PPU PTJ5: VCB 13 | PE 10.13 PUSPANITA (F2): PTJ10135 |  | 1719.914 m |  |  | FDR13 | 3 | 4 | Pass | null
16159439 | TNB | DISTRIBUTION | WP PUTRAJAYA & CYBERJAYA | Existing | RYB | 11 kV |  |  |  |  | 240_TRIPLEX_AL_XLPE | PE 21.97 MY VILLA PRESINT 4: CBJ21972 | PE 11.35 P11 K/3 TERES (EFI) (F1): P11352 |  | 2080.793 m |  |  |  | 3 | 1 | Pass | null
16159481 | TNB | DISTRIBUTION | WP PUTRAJAYA & CYBERJAYA | Existing | RYB | 11 kV |  |  |  |  | 240_TRIPLEX_AL_XLPE | PPU PTJ2: VCB 14 | PE 7.03 STESEN PAM PS3: PTJ07031 |  | 3461.213 m |  |  | CB14 | 3 | 12 | Pass | null
16159500 | TNB | DISTRIBUTION | WP PUTRAJAYA & CYBERJAYA | Existing | RYB | 11 kV |  |  |  |  | 240_TRIPLEX_AL_XLPE | PE 8.15 RD2A L. SENTOSA: PTJ08152 | PE 8.01 PS 10 (EFI) (F1): PTJ08011 |  | 886.948 m |  |  |  | 3 | 6 | Pass | null
16159512 | TNB | DISTRIBUTION | WP PUTRAJAYA & CYBERJAYA | Existing | RYB | 11 kV |  |  |  |  | 240_TRIPLEX_AL_XLPE | PPU PTJ2: VCB 12 | PE 8.01 PS 10 (EFI) (F2): PTJ08014 |  | 1906.006 m |  |  | CB12 | 3 | 4 | Pass | null
16159515 | TNB | DISTRIBUTION | WP PUTRAJAYA & CYBERJAYA | Existing | RYB | 11 kV |  |  |  |  | 240_TRIPLEX_AL_XLPE | PPU PTJ2: VCB 6 | PE 11.04 P11A1/12 TERES (EFI) (F2): PTJ11044 |  | 2420.265 m |  |  | CB6 | 3 | 4 | Pass | null
16159538 | TNB | DISTRIBUTION | WP PUTRAJAYA & CYBERJAYA | Existing | RYB | 33 kV |  |  |  |  | 630_1C_AL_XLPE | PPU PTJ2: VCB 3P5 | PPU PTJ5: VCB 3P5 |  | 2484.893 m |  |  | 3P5 | 3 | 10 | Pass | null
16160745 | TNB | DISTRIBUTION | WP PUTRAJAYA & CYBERJAYA | Existing | RYB | 11 kV |  |  |  |  | 240_TRIPLEX_AL_XLPE | PE 10.03 P10 C BANGLOW (F2): PTJ10035 | PE 10.04 P10 D BANGLO (F2): PTJ10044 |  | 914.772 m |  |  |  | 3 | 2 | Pass | null
16201650 | TNB | DISTRIBUTION | WP PUTRAJAYA & CYBERJAYA | Existing | RYB | 11 kV |  |  |  |  | 240_TRIPLEX_AL_XLPE | PE 14.27 KOMP PJC SEMENTARA: PTJ14271 | PE 14.28 KOMPLEKS SEDLEY: PTJ14283 |  | 180.901 m |  |  |  | 3 | 4 | Pass | null
16201687 | TNB | DISTRIBUTION | WP PUTRAJAYA & CYBERJAYA | Existing | RYB | 11 kV |  |  |  |  | 240_TRIPLEX_AL_XLPE | PE 14.34 DUTA VILLA (EFI) (F2): PTJ14344 | PE 14.02 PERUMAHAN 14-1 (EFI) (F2): PTJ14026 |  | 430.796 m |  |  |  | 3 | 0 | Pass | null
16201696 | TNB | DISTRIBUTION | WP PUTRAJAYA & CYBERJAYA | Existing | RYB | 11 kV |  |  |  |  | 240_TRIPLEX_AL_XLPE | PE 14.34 DUTA VILLA (EFI) (F1): PTJ14341 | PE 14.02 PERUMAHAN 14-1 (EFI) (F1): PTJ14023 |  | 444.861 m |  |  |  | 3 | 0 | Pass | null
16201710 | TNB | DISTRIBUTION | WP PUTRAJAYA & CYBERJAYA | Existing | RYB | 11 kV |  |  |  |  | 240_TRIPLEX_AL_XLPE | PE 14.07 Perumahan 14-5B (F2): P14075 | PE 14.09 PERUMAHAN 14-4 (F1): PTJ14093 |  | 661.341 m |  |  |  | 3 | 2 | Pass | null
16201758 | TNB | DISTRIBUTION | WP PUTRAJAYA & CYBERJAYA | Existing | RYB | 11 kV |  |  |  |  | 240_TRIPLEX_AL_XLPE | PE 14.02 PERUMAHAN 14-1 (EFI) (F1): PTJ14021 | PE 14.11 PERUMAHAN 14-1 (F1): PTJ14113 |  | 252.868 m |  |  |  | 3 | 1 | Pass | null
16202398 | TNB | DISTRIBUTION | WP PUTRAJAYA & CYBERJAYA | Existing | RYB | 11 kV |  |  |  |  | 240_TRIPLEX_AL_XLPE | PE 14.09 PERUMAHAN 14-4 (F1): PTJ14091 | PE 14.08 Perumahan 14-10 (F2): PTJ14086 |  | 643.968 m |  |  |  | 3 | 2 | Pass | null
16202406 | TNB | DISTRIBUTION | WP PUTRAJAYA & CYBERJAYA | Existing | RYB | 11 kV |  |  |  |  | 240_TRIPLEX_AL_XLPE | PE 14.08 Perumahan 14-10 (F2): PTJ14084 | PE 14.13 ERUMAHAN 14-9 (EFI) (F2): PTJ14136 |  | 543.124 m |  |  |  | 3 | 2 | Pass | null
16203025 | TNB | DISTRIBUTION | WP PUTRAJAYA & CYBERJAYA | Existing | RYB | 11 kV |  |  |  |  | 240_TRIPLEX_AL_XLPE | SS 15.01 PS6: PTJ15012 | PE 15.02 RD F 1: PTJ15021 [OFF] |  | 1136.873 m |  |  |  | 3 | 2 | Pass | null
16203898 | TNB | DISTRIBUTION | WP PUTRAJAYA & CYBERJAYA | Existing | RYB | 11 kV |  |  |  |  | 240_TRIPLEX_AL_XLPE | PE 16.16 PUSAT KEJIRANAN (F2): PTJ16165 | PE 16.22 P16 BGW (F2): P16225 |  | 251.773 m |  |  |  | 3 | 2 | Pass | null
16203918 | TNB | DISTRIBUTION | WP PUTRAJAYA & CYBERJAYA | Existing | RYB | 11 kV |  |  |  |  | 240_TRIPLEX_AL_XLPE | PE 16.14 SEMI D (EFI) (F1): PTJ16141 | PE 16.16 PUSAT KEJIRANAN (F1): PTJ16161 |  | 383.240 m |  |  |  | 3 | 2 | Pass | null
16308810 | TNB | DISTRIBUTION | WP PUTRAJAYA & CYBERJAYA | Existing | RYB | 11 kV |  |  |  |  | 240_TRIPLEX_AL_XLPE | PE 9.18 APT 5C (F2): PTJ09185 | PE 9.11 KLINIK (F2): PTJ09114 |  | 779.773 m |  |  |  | 3 | 4 | Pass | null
16308856 | TNB | DISTRIBUTION | WP PUTRAJAYA & CYBERJAYA | Existing | RYB | 11 kV |  |  |  |  | 240_TRIPLEX_AL_XLPE | PE 9.33 P'PURI BLOK B1 (EFI) (F2): PTJ09335 | PE 9.32 P'PURI BLOK B3 (F2): PTJ09324 |  | 158.776 m |  |  |  | 3 | 2 | Pass | null
16308862 | TNB | DISTRIBUTION | WP PUTRAJAYA & CYBERJAYA | Existing | RYB | 11 kV |  |  |  |  | 240_TRIPLEX_AL_XLPE | PE 9.34 P'PURI BLOK A3 (F1): PTJ09342 | PE 9.33 P'PURI BLOK B1 (EFI) (F1): PTJ09331 |  | 118.586 m |  |  |  | 3 | 2 | Pass | null
16308869 | TNB | DISTRIBUTION | WP PUTRAJAYA & CYBERJAYA | Existing | RYB | 11 kV |  |  |  |  | 240_TRIPLEX_AL_XLPE | PE 9.34 P'PURI BLOK A3 (F2): PTJ09345 | PE 9.33 P'PURI BLOK B1 (EFI) (F2): PTJ09334 |  | 124.184 m |  |  |  | 3 | 2 | Pass | null
16308888 | TNB | DISTRIBUTION | WP PUTRAJAYA & CYBERJAYA | Existing | RYB | 11 kV |  |  |  |  | 240_TRIPLEX_AL_XLPE | PE 9.35 P'PURI BLOK A1 (EFI) (F1): PTJ09352 | PE 9.34 P'PURI BLOK A3 (F1): PTJ09341 |  | 134.583 m |  |  |  | 3 | 2 | Pass | null
16308894 | TNB | DISTRIBUTION | WP PUTRAJAYA & CYBERJAYA | Existing | RYB | 11 kV |  |  |  |  | 240_TRIPLEX_AL_XLPE | PE 9.35 P'PURI BLOK A1 (EFI) (F2): PTJ09355 | PE 9.34 P'PURI BLOK A3 (F2): PTJ09344 |  | 136.346 m |  |  |  | 3 | 2 | Pass | null
16308900 | TNB | DISTRIBUTION | WP PUTRAJAYA & CYBERJAYA | Existing | RYB | 11 kV |  |  |  |  | 240_TRIPLEX_AL_XLPE | PE 9.43 P'PURI P7 BLOK A1 (F1): PTJ09432 | PE 9.35 P'PURI BLOK A1 (EFI) (F1): PTJ09351 |  | 813.049 m |  |  |  | 3 | 4 | Pass | null
16308912 | TNB | DISTRIBUTION | WP PUTRAJAYA & CYBERJAYA | Existing | RYB | 11 kV |  |  |  |  | 240_TRIPLEX_AL_XLPE | PE 9.21 P9D/1 TERES (F1): P09211 | PE 9.46 P'PURI P7 BLOK B3 (EFI) (F1): PTJ09461 |  | 1282.414 m |  |  |  | 3 | 5 | Pass | null
16308957 | TNB | DISTRIBUTION | WP PUTRAJAYA & CYBERJAYA | Existing | RYB | 11 kV |  |  |  |  | 240_TRIPLEX_AL_XLPE | PE 9.41 P'PURI BLOK E3 (F1): PTJ09411 | PE 9.42 P'PURI BLOK E1 (EFI) (F1): PTJ09423 |  | 221.041 m |  |  |  | 3 | 2 | Pass | null
16308989 | TNB | DISTRIBUTION | WP PUTRAJAYA & CYBERJAYA | Existing | RYB | 11 kV |  |  |  |  | 240_TRIPLEX_AL_XLPE | PE 9.39 P'PURI BLOK B3 (EFI) (F2): PTJ09394 | PE 9.40 P'PURI BLOK C (F2): P09405 |  | 241.538 m |  |  |  | 3 | 2 | Pass | null
16308995 | TNB | DISTRIBUTION | WP PUTRAJAYA & CYBERJAYA | Existing | RYB | 11 kV |  |  |  |  | 240_TRIPLEX_AL_XLPE | PE 9.39 P'PURI BLOK B3 (EFI) (F1): PTJ09391 | PE 9.40 P'PURI BLOK C (F1): P09402 |  | 235.229 m |  |  |  | 3 | 2 | Pass | null
16309001 | TNB | DISTRIBUTION | WP PUTRAJAYA & CYBERJAYA | Existing | RYB | 11 kV |  |  |  |  | 240_TRIPLEX_AL_XLPE | PE 9.38 P'PURI BLOK A3 (F1): PTJ09381 | PE 9.39 P'PURI BLOK B3 (EFI) (F1): PTJ09393 |  | 206.180 m |  |  |  | 3 | 2 | Pass | null
16309007 | TNB | DISTRIBUTION | WP PUTRAJAYA & CYBERJAYA | Existing | RYB | 11 kV |  |  |  |  | 240_TRIPLEX_AL_XLPE | PE 9.38 P'PURI BLOK A3 (F2): PTJ09386 | PE 9.39 P'PURI BLOK B3 (EFI) (F2): PTJ09396 |  | 203.722 m |  |  |  | 3 | 2 | Pass | null
16309032 | TNB | DISTRIBUTION | WP PUTRAJAYA & CYBERJAYA | Existing | RYB | 11 kV |  |  |  |  | 240_TRIPLEX_AL_XLPE | PE 9.40 P'PURI BLOK C (F2): P09404 | PE 9.41 P'PURI BLOK E3 (F2): PTJ09416 |  | 268.152 m |  |  |  | 3 | 2 | Pass | null
16309037 | TNB | DISTRIBUTION | WP PUTRAJAYA & CYBERJAYA | Existing | RYB | 11 kV |  |  |  |  | 240_TRIPLEX_AL_XLPE | PE 9.37 P'PURI BLOK A1 (EFI) (F1): PTJ09371 | PE 9.38 P'PURI BLOK A3 (F1): PTJ09383 |  | 259.624 m |  |  |  | 3 | 2 | Pass | null
16309043 | TNB | DISTRIBUTION | WP PUTRAJAYA & CYBERJAYA | Existing | RYB | 11 kV |  |  |  |  | 240_TRIPLEX_AL_XLPE | PE 9.37 P'PURI BLOK A1 (EFI) (F2): PTJ09374 | PE 9.38 P'PURI BLOK A3 (F2): PTJ09384 |  | 254.352 m |  |  |  | 3 | 1 | Pass | null
16309071 | TNB | DISTRIBUTION | WP PUTRAJAYA & CYBERJAYA | Existing | RYB | 11 kV |  |  |  |  | 240_TRIPLEX_AL_XLPE | PE 9.32 P'PURI BLOK B3 (F1): PTJ09323 | PE 9.37 P'PURI BLOK A1 (EFI) (F1): PTJ09373 |  | 215.832 m |  |  |  | 3 | 2 | Pass | null
16309128 | TNB | DISTRIBUTION | WP PUTRAJAYA & CYBERJAYA | Existing | RYB | 11 kV |  |  |  |  | 240_TRIPLEX_AL_XLPE | PE 9.42 P'PURI BLOK E1 (EFI) (F2): PTJ09424 | PE 9.48 P'PURI BLOK C&D (EFI) (F2): PTJ09486 |  | 431.552 m |  |  |  | 3 | 2 | Pass | null
16309180 | TNB | DISTRIBUTION | WP PUTRAJAYA & CYBERJAYA | Existing | RYB | 11 kV |  |  |  |  | 240_TRIPLEX_AL_XLPE | PE 9.31 RUMAH TERES (EFI) (F2): PTJ09314 | PE 9.36 SEK MEN FASA 3 (F2): PTJ09366 |  | 357.488 m |  |  |  | 3 | 3 | Pass | null
16309184 | TNB | DISTRIBUTION | WP PUTRAJAYA & CYBERJAYA | Existing | RYB | 11 kV |  |  |  |  | 240_TRIPLEX_AL_XLPE | PE 9.31 RUMAH TERES (EFI) (F1): PTJ09311 | PE 9.36 SEK MEN FASA 3 (F1): PTJ09363 |  | 357.779 m |  |  |  | 3 | 4 | Pass | null
16309188 | TNB | DISTRIBUTION | WP PUTRAJAYA & CYBERJAYA | Existing | RYB | 11 kV |  |  |  |  | 240_TRIPLEX_AL_XLPE | PE 9.36 SEK MEN FASA 3 (F1): PTJ09361 | PE 9.30 SEK REN FASA 2 (F1): PTJ09302 |  | 252.626 m |  |  |  | 3 | 5 | Pass | null
16338674 | TNB | DISTRIBUTION | WP PUTRAJAYA & CYBERJAYA | Existing | RYB | 11 kV |  |  |  |  | 240_TRIPLEX_AL_XLPE | SS 22.18 MDeC F2: CBJ22185 | PE 22.32 MOTOROLA F2: CBJ22324 |  | 314.211 m |  |  |  | 3 | 4 | Pass | null
16339167 | TNB | DISTRIBUTION | WP PUTRAJAYA & CYBERJAYA | Existing | RYB | 11 kV |  |  |  |  | 240_TRIPLEX_AL_XLPE | D-CBJ-C14-0473: C23383 | SS 22.18 MDeC F1: CBJ22181 |  | 2569.508 m |  |  |  | 3 | 5 | Pass | null
16339184 | TNB | DISTRIBUTION | WP PUTRAJAYA & CYBERJAYA | Existing | RYB | 11 kV |  |  |  |  | 240_TRIPLEX_AL_XLPE | PPU CYB6: VCB 1 | SS 22.04 DCS F2: CBJ22045 |  | 2952.369 m |  |  | CB1 | 3 | 8 | Pass | null
16339189 | TNB | DISTRIBUTION | WP PUTRAJAYA & CYBERJAYA | Existing | RYB | 11 kV |  |  |  |  | 240_TRIPLEX_AL_XLPE | PPU CYB6: VCB 2 | SS 22.04 DCS F1: CBJ22042 |  | 2955.102 m |  |  | CB2 | 3 | 8 | Pass | null
16339269 | TNB | DISTRIBUTION | WP PUTRAJAYA & CYBERJAYA | Existing | RYB | 11 kV |  |  |  |  | 240_3C_AL_XLPE | SS 22.78 LHDN F2: C22785 | PE 22.40 POLIS CJ F2: CBJ22404 |  | 1180.561 m |  |  |  | 3 | 4 | Pass | null
16514820 | TNB | DISTRIBUTION | WP PUTRAJAYA & CYBERJAYA | Existing | RYB | 11 kV |  |  |  |  | 240_TRIPLEX_AL_XLPE | PE 21.20 ELITE HIGHWAY NO. 2: CBJ21202 | PE 21.68 Padat Elite 4: CBJ21683 |  | 1931.978 m |  |  |  | 3 | 0 | Pass | null
17360742 | TNB | DISTRIBUTION | WP PUTRAJAYA & CYBERJAYA | Existing | RYB | 11 kV |  |  |  |  | 240_TRIPLEX_AL_XLPE | SS 22.20 FSBM (AXIS EUREKA) F1: C22201 | SS 22.66 PRIMA 9 F1: C22661 |  | 606.506 m |  |  |  | 3 | 1 | Pass | null
17360871 | TNB | DISTRIBUTION | WP PUTRAJAYA & CYBERJAYA | Existing | RYB | 11 kV |  |  |  |  | 240_TRIPLEX_AL_XLPE | PE 24.38 KANVAS TOWER B: CBJ24382 | SS 22.31 CSF F2: C22314 |  | 161.313 m |  |  |  | 3 | 0 | Pass | null
17360887 | TNB | DISTRIBUTION | WP PUTRAJAYA & CYBERJAYA | Existing | RYB | 11 kV |  |  |  |  | 240_TRIPLEX_AL_XLPE | SS 22.66 PRIMA 9 F1: C22662 | PE 22.92 PRIMA 12: CBJ22921 |  | 208.123 m |  |  |  | 3 | 2 | Pass | null
17360937 | TNB | DISTRIBUTION | WP PUTRAJAYA & CYBERJAYA | Existing | RYB | 11 kV |  |  |  |  | 240_TRIPLEX_AL_XLPE | PE 22.91 SOHO F1: CBJ22911 | SS 22.20 FSBM (AXIS EUREKA) F1: C22202 |  | 1346.916 m |  |  |  | 3 | 0 | Pass | null
17360989 | TNB | DISTRIBUTION | WP PUTRAJAYA & CYBERJAYA | Existing | RYB | 11 kV |  |  |  |  | 240_3C_AL_XLPE | SS 22.65 BASIS BAY NO 2: C22654 | PPU CYB7: VCB 13 [OFF] |  | 2803.133 m |  |  |  | 3 | 8 | Pass | null
17361021 | TNB | DISTRIBUTION | WP PUTRAJAYA & CYBERJAYA | Existing | RYB | 11 kV |  |  |  |  | 240_TRIPLEX_AL_XLPE | PE 21.60 PADAT PPN CJ7: CBJ21603 | SS 22.04 DCS F2: CBJ22048 |  | 1101.143 m |  |  | CB16R | 3 | 5 | Pass | null
17361102 | TNB | DISTRIBUTION | WP PUTRAJAYA & CYBERJAYA | Existing | RYB | 11 kV |  |  |  |  | 240_3C_AL_XLPE | PPU CYB7: VCB 6 | SS 22.55 BASIS BAY NO 1: C22551 |  | 2754.820 m |  |  |  | 3 | 7 | Pass | null
17361248 | TNB | DISTRIBUTION | WP PUTRAJAYA & CYBERJAYA | Existing | RYB | 11 kV |  |  |  |  | 240_TRIPLEX_AL_XLPE | PE 22.35 PRIMA PROP 2 F2: CBJ22358 | SS 22.19 (QUILL)P.MULTIMEDIA( DHL ) F2: CBJ22194 |  | 311.517 m |  |  |  | 3 | 2 | Pass | null
17361261 | TNB | DISTRIBUTION | WP PUTRAJAYA & CYBERJAYA | Existing | RYB | 11 kV |  |  |  |  | 240_TRIPLEX_AL_XLPE | PE 22.35 PRIMA PROP 2 F1: CBJ22354 | SS 22.19 (QUILL)P.MULTIMEDIA( DHL ) F1: CBJ22191 |  | 316.931 m |  |  |  | 3 | 2 | Pass | null
17361405 | TNB | DISTRIBUTION | WP PUTRAJAYA & CYBERJAYA | Existing | RYB | 11 kV |  |  |  |  | 240_TRIPLEX_AL_XLPE | PE 22.09 FUJITSU F1: CBJ22092 | PE 22.15 LOT12072 P.MULTIMEDIA F1: CBJ22152 |  | 309.638 m |  |  |  | 3 | 2 | Pass | null
19194264 | TNB | DISTRIBUTION | WP PUTRAJAYA & CYBERJAYA | Existing | RYB | 11 kV |  |  |  |  | 240_TRIPLEX_AL_XLPE |  |  |  | 31.393 m |  |  |  | 3 | 1 | Pass | null
19194327 | TNB | DISTRIBUTION | WP PUTRAJAYA & CYBERJAYA | Existing | RYB | 11 kV |  |  |  |  | 240_TRIPLEX_AL_XLPE | PE 23.30 EAST GARDEN: CBJ23301 | PE 23.01 PS 2-9 F1: CBJ23011 |  | 867.979 m |  |  |  | 3 | 1 | Pass | null
19194800 | TNB | DISTRIBUTION | WP PUTRAJAYA & CYBERJAYA | Existing | RYB | 11 kV |  |  |  |  | 240_TRIPLEX_AL_XLPE | PE 21.52 CONDO C3 F2: CBJ21525 | PE 21.02 INCUBATOR F1: CBJ21021 |  | 2097.814 m |  |  |  | 3 | 2 | Pass | null
19194805 | TNB | DISTRIBUTION | WP PUTRAJAYA & CYBERJAYA | Existing | RYB | 11 kV |  |  |  |  | 240_TRIPLEX_AL_XLPE | SS 24.32 NADAYU 99: CBJ24322 | PE 22.12 SEK MEN KEB CJ1 F2: CBJ22125 |  | 937.143 m |  |  |  | 3 | 0 | Pass | null
19195104 | TNB | DISTRIBUTION | WP PUTRAJAYA & CYBERJAYA | Existing | RYB | 11 kV |  |  |  |  | 240_TRIPLEX_AL_XLPE | PE 22.10 D' MELOR F2: CBJ22104 | PE 21.14 PUSAT REKREASI SMART HOME F2: CBJ21144 |  | 1582.108 m |  |  |  | 3 | 2 | Pass | null
19195246 | TNB | DISTRIBUTION | WP PUTRAJAYA & CYBERJAYA | Existing | RYB | 33 kV |  |  |  |  | 630_1C_AL_XLPE | PPU CYB7: VCB 2P5 | SSU MMU CYBERJAYA: VCB 5S5 |  | 3133.892 m |  |  | 2P5 OUT | 3 | 4 | Pass | null
19195320 | TNB | DISTRIBUTION | WP PUTRAJAYA & CYBERJAYA | Existing | RYB | 11 kV | YES | Class D |  |  | 240_TRIPLEX_AL_XLPE | PE 24.06 SYMPHONY HILLS 1: CBJ24064 | PE 22.12 SEK MEN KEB CJ1 F1: CBJ22122 |  | 731.529 m |  |  |  | 3 | 1 | Pass | null
19195795 | TNB | DISTRIBUTION | WP PUTRAJAYA & CYBERJAYA | Existing | RYB | 33 kV |  |  |  |  | 630_1C_AL_XLPE | PPU CYB6: VCB 2P5 [OFF] | SSU MMU CYBERJAYA: VCB 6S5 |  | 2008.614 m |  |  | 2P5 OUT | 3 | 2 | Pass | null
19195815 | TNB | DISTRIBUTION | WP PUTRAJAYA & CYBERJAYA | Existing | RYB | 11 kV |  |  |  |  | 240_TRIPLEX_AL_XLPE | PE 22.44 PANGSAPURI PT 12067 F1: CBJ22443 | PPU CYB6: VCB 9 [OFF] |  | 684.831 m |  |  | CB9 | 3 | 2 | Pass | null
19195969 | TNB | DISTRIBUTION | WP PUTRAJAYA & CYBERJAYA | Existing | RYB | 11 kV |  |  |  |  | 240_TRIPLEX_AL_XLPE | PE 22.44 PANGSAPURI PT 12057 F2: CBJ22446 | PPU CYB6: VCB 12 [OFF] |  | 697.072 m |  |  | CB12 | 3 | 2 | Pass | null
19196040 | TNB | DISTRIBUTION | WP PUTRAJAYA & CYBERJAYA | Existing | RYB | 11 kV |  |  |  |  | 240_TRIPLEX_AL_XLPE | SS 22.02 TELEKOM CBJ 2 F2: CBJ22025 | PE 22.45 KONDOMINIUM F1: CBJ22451 |  | 291.339 m |  |  |  | 3 | 1 | Pass | null
19196065 | TNB | DISTRIBUTION | WP PUTRAJAYA & CYBERJAYA | Existing | RYB | 11 kV |  |  |  |  | 240_TRIPLEX_AL_XLPE | PE 24.21 SITE OFFICE SYMPHONY HILLS: CBJ24212 | SS 22.02 TELEKOM CBJ 2 F1: CBJ22021 |  | 366.933 m |  |  |  | 3 | 1 | Pass | null
19196097 | TNB | DISTRIBUTION | WP PUTRAJAYA & CYBERJAYA | Existing | RYB | 11 kV |  |  |  |  | 240_TRIPLEX_AL_XLPE | SS 22.02 TELEKOM CBJ 2 F1: CBJ22022 | PE 22.45 KONDOMINIUM F2: CBJ22454 |  | 305.425 m |  |  |  | 3 | 2 | Pass | null
19196102 | TNB | DISTRIBUTION | WP PUTRAJAYA & CYBERJAYA | Existing | RYB | 11 kV |  |  |  |  | 240_TRIPLEX_AL_XLPE | PE 22.46 TOWN HOUSE F1: CBJ22463 | PE 22.44 PANGSAPURI PT 12067 F1: CBJ22441 |  | 980.493 m |  |  |  | 3 | 2 | Pass | null
19196107 | TNB | DISTRIBUTION | WP PUTRAJAYA & CYBERJAYA | Existing | RYB | 11 kV |  |  |  |  | 240_TRIPLEX_AL_XLPE | PE 22.46 TOWN HOUSE F2: CBJ22466 | PE 22.44 PANGSAPURI PT 12057 F2: CBJ22444 |  | 987.861 m |  |  |  | 3 | 2 | Pass | null
19196372 | TNB | DISTRIBUTION | WP PUTRAJAYA & CYBERJAYA | Existing | RYB | 11 kV |  |  |  |  | 240_TRIPLEX_AL_XLPE | PE 22.45 KONDOMINIUM F2: CBJ22456 | PE 22.46 TOWN HOUSE F2: CBJ22464 |  | 305.717 m |  |  |  | 3 | 2 | Pass | null
19196382 | TNB | DISTRIBUTION | WP PUTRAJAYA & CYBERJAYA | Existing | RYB | 11 kV |  |  |  |  | 240_TRIPLEX_AL_XLPE | PE 22.45 KONDOMINIUM F1: CBJ22453 | PE 22.46 TOWN HOUSE F1: CBJ22461 |  | 305.210 m |  |  |  | 3 | 2 | Pass | null
19196988 | TNB | DISTRIBUTION | WP PUTRAJAYA & CYBERJAYA | Existing | RYB | 11 kV |  |  |  |  | 240_TRIPLEX_AL_XLPE | PE 21.51 CONDO C1 F2: CBJ21515 | PE 21.52 CONDO C3 F2: CBJ21524 |  | 167.871 m |  |  |  | 3 | 2 | Pass | null
19197026 | TNB | DISTRIBUTION | WP PUTRAJAYA & CYBERJAYA | Existing | RYB | 11 kV |  |  |  |  | 240_TRIPLEX_AL_XLPE | PE 21.49 CONDO B2 F2: CBJ21495 | PE 21.51 CONDO C1 F2: CBJ21514 |  | 146.739 m |  |  |  | 3 | 2 | Pass | null
19197038 | TNB | DISTRIBUTION | WP PUTRAJAYA & CYBERJAYA | Existing | RYB | 11 kV |  |  |  |  | 240_TRIPLEX_AL_XLPE | PE 21.17 CONDO A3 CYBERIA F1: CBJ21172 | PE 21.49 CONDO B2 F1: CBJ21491 |  | 175.151 m |  |  |  | 3 | 2 | Pass | null
19197213 | TNB | DISTRIBUTION | WP PUTRAJAYA & CYBERJAYA | Existing | RYB | 11 kV |  |  |  |  | 240_TRIPLEX_AL_XLPE | PE 21.16 SMART HOMES F2: CBJ21165 | PE 21.12 CYBERIA SMARTHOMES F2: C21124 |  | 412.093 m |  |  |  | 3 | 2 | Pass | null
19197223 | TNB | DISTRIBUTION | WP PUTRAJAYA & CYBERJAYA | Existing | RYB | 11 kV |  |  |  |  | 240_TRIPLEX_AL_XLPE | PE 21.12 CYBERIA SMARTHOMES F2: C21125 | PE 21.18 CONDO A1 CYBERIA F2: CBJ21184 |  | 398.776 m |  |  |  | 3 | 2 | Pass | null
19198179 | TNB | DISTRIBUTION | WP PUTRAJAYA & CYBERJAYA | Existing | RYB | 11 kV |  |  |  |  | 240_TRIPLEX_AL_XLPE | PE 21.73 - SEK. ANTARABANGSA F1: CBJ21736 | PE 22.11 THE STREET MALL F2: CBJ22114 |  | 1291.170 m |  |  |  | 3 | 4 | Pass | null
19198285 | TNB | DISTRIBUTION | WP PUTRAJAYA & CYBERJAYA | Existing | RYB | 11 kV |  |  |  |  | 240_TRIPLEX_AL_XLPE |  |  |  | 1507.714 m |  |  |  | 3 | 4 | Pass | null
19198300 | TNB | DISTRIBUTION | WP PUTRAJAYA & CYBERJAYA | Existing | RYB | 11 kV |  |  |  |  | 240_TRIPLEX_AL_XLPE | PE 21.73 - SEK. ANTARABANGSA F2: CBJ21733 | PE 22.11 THE STREET MALL F1: CBJ22111 |  | 1289.318 m |  |  |  | 3 | 4 | Pass | null
19232871 | TNB | DISTRIBUTION | WP PUTRAJAYA & CYBERJAYA | Existing | RYB | 11 kV |  |  |  |  | 240_TRIPLEX_AL_XLPE | PE 9.45 P'PURI P7 BLOK B1 (F1): PTJ09452 | PE 9.44 P'PURI P7 BLOK A2 (EFI) (F1): PTJ09441 |  | 113.351 m |  |  |  | 3 | 1 | Pass | null
19232881 | TNB | DISTRIBUTION | WP PUTRAJAYA & CYBERJAYA | Existing | RYB | 11 kV |  |  |  |  | 240_TRIPLEX_AL_XLPE | PE 9.46 P'PURI P7 BLOK B3 (EFI) (F2): PTJ09465 | PE 9.45 P'PURI P7 BLOK B1 (F2): PTJ09454 |  | 302.959 m |  |  |  | 3 | 2 | Pass | null
19232931 | TNB | DISTRIBUTION | WP PUTRAJAYA & CYBERJAYA | Existing | RYB | 11 kV |  |  |  |  | 240_TRIPLEX_AL_XLPE | PE 9.44 P'PURI P7 BLOK A2 (EFI) (F2): PTJ09445 | PE 9.43 P'PURI P7 BLOK A1 (F2): PTJ09434 |  | 176.010 m |  |  |  | 3 | 2 | Pass | null
19233035 | TNB | DISTRIBUTION | WP PUTRAJAYA & CYBERJAYA | Existing | RYB | 11 kV |  |  |  |  | 240_TRIPLEX_AL_XLPE | PE 9.44 P'PURI P7 BLOK A2 (EFI) (F1): PTJ09442 | PE 9.43 P'PURI P7 BLOK A1 (F1): PTJ09431 |  | 176.183 m |  |  |  | 3 | 2 | Pass | null
19233068 | TNB | DISTRIBUTION | WP PUTRAJAYA & CYBERJAYA | Existing | RYB | 11 kV |  |  |  |  | 70_1C_AL_XLPE | PE 9.43 P'PURI P7 BLOK A1 (F2): PTJ09435 | PE 9.35 P'PURI BLOK A1 (EFI) (F2): PTJ09354 |  | 818.381 m |  |  |  | 3 | 4 | Pass | null
19233109 | TNB | DISTRIBUTION | WP PUTRAJAYA & CYBERJAYA | Existing | RYB | 11 kV |  |  |  |  | 240_TRIPLEX_AL_XLPE | PE 9.46 P'PURI P7 BLOK B3 (EFI) (F1): PTJ09462 | PE 9.45 P'PURI P7 BLOK B1 (F1): PTJ09451 |  | 293.822 m |  |  |  | 3 | 2 | Pass | null
19233141 | TNB | DISTRIBUTION | WP PUTRAJAYA & CYBERJAYA | Existing | RYB | 11 kV |  |  |  |  | 240_TRIPLEX_AL_XLPE | PE 9.21 P9D/1 TERES (F2): P09214 | PE 9.46 P'PURI P7 BLOK B3 (EFI) (F2): PTJ09464 |  | 1288.619 m |  |  |  | 3 | 5 | Pass | null
19233401 | TNB | DISTRIBUTION | WP PUTRAJAYA & CYBERJAYA | Existing | RYB | 33 kV |  |  |  |  | 630_1C_AL_XLPE | PMU SRDG: VCB 9L5 | PPU PTJ5: VCB 5P5 |  | 8767.024 m |  |  | 5P5 | 3 | 7 | Pass | null
19233433 | TNB | DISTRIBUTION | WP PUTRAJAYA & CYBERJAYA | Existing | RYB | 11 kV |  |  |  |  | 240_TRIPLEX_AL_XLPE | PPU PTJ5: VCB 14 | PE 10.13 PUSPANITA (F1): PTJ10132 |  | 1710.913 m |  |  | FDR14 | 3 | 4 | Pass | null
19233457 | TNB | DISTRIBUTION | WP PUTRAJAYA & CYBERJAYA | Existing | RYB | 11 kV |  |  |  |  | 240_TRIPLEX_AL_XLPE | PPU PTJ5: VCB 10 | PE 8.12 INSIDE PPU 5 (F1): PTJ08121 |  | 53.117 m |  |  | FDR10 | 3 | 1 | Pass | null
19233465 | TNB | DISTRIBUTION | WP PUTRAJAYA & CYBERJAYA | Existing | RYB | 11 kV |  |  |  |  | 240_TRIPLEX_AL_XLPE | PPU PTJ5: VCB 9 | PE 8.12 INSIDE PPU 5 (F2): PTJ08124 |  | 52.444 m |  |  | FDR9 | 3 | 1 | Pass | null
19233884 | TNB | DISTRIBUTION | WP PUTRAJAYA & CYBERJAYA | Existing | RYB | 11 kV |  |  |  |  | 240_TRIPLEX_AL_XLPE | PE 8.17 P.KEJIRANAN (EFI): PTJ08171 | PE 8.06 DEWAN SERBAGUNA (EFI) (F2): PTJ08064 |  | 79.391 m |  |  |  | 3 | 3 | Pass | null
19234067 | TNB | DISTRIBUTION | WP PUTRAJAYA & CYBERJAYA | Existing | RYB | 11 kV |  |  |  |  | 240_TRIPLEX_AL_XLPE | PE 8.36 TEMP 8-4F: PTJ08363 | PE 8.11 JLN P8E TERES (EFI) (F2): PTJ08114 |  | 485.690 m |  |  |  | 3 | 1 | Pass | null
19234231 | TNB | DISTRIBUTION | WP PUTRAJAYA & CYBERJAYA | Existing | RYB | 11 kV |  |  |  |  | 240_TRIPLEX_AL_XLPE | PE 8.04 SEK MEN (F1): PTJ08042 | PE 8.05 APT FASA 4A (B1) (F1): P08051 |  | 396.709 m |  |  |  | 3 | 2 | Pass | null
19234379 | TNB | DISTRIBUTION | WP PUTRAJAYA & CYBERJAYA | Existing | RYB | 11 kV |  |  |  |  | 240_TRIPLEX_AL_XLPE | PE 8.10 SEK REN FASA 2: PTJ08101 | PE 8.07 APT FASA 4B (B2) (F1): PTJ08072 |  | 844.151 m |  |  |  | 3 | 2 | Pass | null
19234694 | TNB | DISTRIBUTION | WP PUTRAJAYA & CYBERJAYA | Existing | RYB | 11 kV |  |  |  |  | 240_TRIPLEX_AL_XLPE | PE 8.09 JLN P8E2TERES (F1): PTJ08092 | PE 8.10 SEK REN FASA 2: PTJ08102 |  | 410.733 m |  |  |  | 3 | 2 | Pass | null
19234877 | TNB | DISTRIBUTION | WP PUTRAJAYA & CYBERJAYA | Existing | RYB | 11 kV |  |  |  |  | 240_TRIPLEX_AL_XLPE | PE 8.11 JLN P8E TERES (EFI) (F2): PTJ08115 | PE 8.25 ISTANA DARUL EHSAN (F2): PTJ08254 |  | 324.613 m |  |  |  | 3 | 2 | Pass | null
19235056 | TNB | DISTRIBUTION | WP PUTRAJAYA & CYBERJAYA | Existing | RYB | 11 kV |  |  |  |  | 240_TRIPLEX_AL_XLPE | PE 8.11 JLN P8E TERES (EFI) (F1): PTJ08112 | PE 8.25 ISTANA DARUL EHSAN (F1): PTJ08251 |  | 315.461 m |  |  |  | 3 | 2 | Pass | null
19310164 | TNB | DISTRIBUTION | WP PUTRAJAYA & CYBERJAYA | Existing | RYB | 11 kV |  |  |  |  | 240_TRIPLEX_AL_XLPE | PE 11.20 WR5: PTJ11201 | PE 11.48 BALAI POLIS: PTJ11481 |  | 613.529 m |  |  |  | 3 | 6 | Pass | null
19310302 | TNB | DISTRIBUTION | WP PUTRAJAYA & CYBERJAYA | Existing | RYB | 11 kV |  |  |  |  | 240_TRIPLEX_AL_XLPE | PE 11.02 BLOK 3A (F1): PTJ11023 | PE 11.65 ZON 10A2 (F2): PTJ11655 |  | 2455.952 m |  |  |  | 3 | 4 | Pass | null
19310411 | TNB | DISTRIBUTION | WP PUTRAJAYA & CYBERJAYA | Existing | RYB | 11 kV |  |  |  |  | 240_TRIPLEX_AL_XLPE | PE 11.03 P11A1/12 TERES (F2): P11035 | PE 11.02 BLOK 3A (F2): PTJ11024 |  | 701.092 m |  |  |  | 3 | 2 | Pass | null
19310415 | TNB | DISTRIBUTION | WP PUTRAJAYA & CYBERJAYA | Existing | RYB | 11 kV |  |  |  |  | 240_TRIPLEX_AL_XLPE | PE 11.03 P11A1/12 TERES (F1): P11032 | PE 11.02 BLOK 3A (F1): PTJ11021 |  | 708.093 m |  |  |  | 3 | 2 | Pass | null
19310863 | TNB | DISTRIBUTION | WP PUTRAJAYA & CYBERJAYA | Existing | RYB | 11 kV |  |  |  |  | 240_TRIPLEX_AL_XLPE | PE 11.12 APT A (F2): PTJ11125 | PE 11.13 APT B (F2): PTJ11134 |  | 128.324 m |  |  |  | 3 | 2 | Pass | null
19310934 | TNB | DISTRIBUTION | WP PUTRAJAYA & CYBERJAYA | Existing | RYB | 11 kV |  |  |  |  | 240_TRIPLEX_AL_XLPE | PE 11.48 BALAI POLIS: PTJ11483 | PE 11.10 P11B1/6 SEMI-D (EFI) (F1): PTJ11101 |  | 1776.891 m |  |  |  | 3 | 2 | Pass | null
19310946 | TNB | DISTRIBUTION | WP PUTRAJAYA & CYBERJAYA | Existing | RYB | 11 kV |  |  |  |  | 240_TRIPLEX_AL_XLPE | PE 11.02 BLOK 3A (F2): PTJ11026 | PE 11.10 P11B1/6 SEMI-D (EFI) (F2): PTJ11104 |  | 1082.956 m |  |  |  | 3 | 2 | Pass | null
19311162 | TNB | DISTRIBUTION | WP PUTRAJAYA & CYBERJAYA | Existing | RYB | 11 kV |  |  |  |  | 240_TRIPLEX_AL_XLPE | PE 11.10 P11B1/6 SEMI-D (EFI) (F1): PTJ11102 | PE 11.12 APT A (F1): PTJ11121 |  | 727.054 m |  |  |  | 3 | 2 | Pass | null
19323078 | TNB | DISTRIBUTION | WP PUTRAJAYA & CYBERJAYA | Existing | RYB | 33 kV |  |  |  |  | 630_1C_AL_XLPE | PMU SRDG: VCB 2L5 | PPU PTJ1: VCB 2P5 |  | 7013.235 m |  |  | 2L5 INC | 3 | 9 | Pass | null
19323364 | TNB | DISTRIBUTION | WP PUTRAJAYA & CYBERJAYA | Existing | RYB | 11 kV |  |  |  |  | 240_TRIPLEX_AL_XLPE | PPU PTJ4: VCB 10 | SS 1.15 D1 (F2): PTJ01154 |  | 931.944 m |  |  | CB10 | 3 | 5 | Pass | null
19323452 | TNB | DISTRIBUTION | WP PUTRAJAYA & CYBERJAYA | Existing | RYB | 11 kV |  |  |  |  | 240_TRIPLEX_AL_XLPE | PPU PTJ4: VCB 14 | PE 15.22 PADAT WR 6: PTJ15223 |  | 3523.120 m |  |  | CB14 | 3 | 14 | Pass | null
19323528 | TNB | DISTRIBUTION | WP PUTRAJAYA & CYBERJAYA | Existing | RYB | 11 kV |  |  |  |  | 240_TRIPLEX_AL_XLPE | PPU PTJ1: VCB 4 | PE 1.65 DATARAN PAHLAWAN F2: PTJ01654 |  | 2055.999 m |  |  | CB4 | 3 | 8 | Pass | null
19323588 | TNB | DISTRIBUTION | WP PUTRAJAYA & CYBERJAYA | Existing | RYB | 11 kV |  |  |  |  | 240_TRIPLEX_AL_XLPE | PPU PTJ6: VCB 2 | SS 1.01 PMO (F1): P01012 [OFF] |  | 413.800 m |  |  |  | 3 | 2 | Pass | null
19323612 | TNB | DISTRIBUTION | WP PUTRAJAYA & CYBERJAYA | Existing | RYB | 11 kV |  |  |  |  | 240_TRIPLEX_AL_XLPE | PPU PTJ6: VCB 11 | SS 1.07 JPM B1 JPM B8 (F2): PTJ1071 |  | 729.882 m |  |  |  | 3 | 4 | Pass | null
19323692 | TNB | DISTRIBUTION | WP PUTRAJAYA & CYBERJAYA | Existing | RYB | 33 kV |  |  |  |  | 630_1C_AL_XLPE | PPU PTJ6: VCB 4P5 | SSU GDC NO1 PUTRAJAYA: VCB 5S5 [OFF] |  | 2933.695 m |  |  |  | 3 | 10 | Pass | null
19323725 | TNB | DISTRIBUTION | WP PUTRAJAYA & CYBERJAYA | Existing | RYB | 11 kV |  |  |  |  | 240_TRIPLEX_AL_XLPE | PPU PTJ6: VCB 4 | PE 1.32 INSIDE PPU6 S/L OVAL: PTJ1323 |  | 50.050 m |  |  |  | 3 | 2 | Pass | null
19323937 | TNB | DISTRIBUTION | WP PUTRAJAYA & CYBERJAYA | Existing | RYB | 33 kV |  |  |  |  | 630_1C_AL_XLPE | PMU ABBA 132/33kV: VCB 2L5 | PPU PTJ6: VCB 2P5 |  | 6892.839 m |  |  |  | 3 | 12 | Pass | null
19324521 | TNB | DISTRIBUTION | WP PUTRAJAYA & CYBERJAYA | Existing | RYB | 11 kV |  |  |  |  | 240_TRIPLEX_AL_XLPE | PE 1.31 PADAT PERSIARAN PERDANA: PTJ01312 | PE 1.27 PADAT PERSIARAN PERSEKUTUAN: PTJ01271 |  | 1224.030 m |  |  |  | 3 | 4 | Pass | null
19324536 | TNB | DISTRIBUTION | WP PUTRAJAYA & CYBERJAYA | Existing | RYB | 11 kV |  |  |  |  | 240_TRIPLEX_AL_XLPE | SS 1.14 C5 (F1): PTJ1145 | PPU PTJ4: VCB 12 [OFF] |  | 1560.396 m |  |  | CB12 | 3 | 3 | Pass | null
19324553 | TNB | DISTRIBUTION | WP PUTRAJAYA & CYBERJAYA | Existing | RYB | 11 kV |  |  |  |  | 240_TRIPLEX_AL_XLPE | PPU PTJ1: VCB 1 | PE 1.65 DATARAN PAHLAWAN F1: PTJ01651 |  | 2062.013 m |  |  | CB1 | 3 | 8 | Pass | null
19324568 | TNB | DISTRIBUTION | WP PUTRAJAYA & CYBERJAYA | Existing | RYB | 11 kV |  |  |  |  | 240_TRIPLEX_AL_XLPE | PPU PTJ6: VCB 14 | SS 1.46 E9 (F1): PTJ1461 |  | 2561.816 m |  |  |  | 3 | 10 | Pass | null
20508858 | TNB | DISTRIBUTION | WP PUTRAJAYA & CYBERJAYA | Existing | RYB | 11 kV |  |  |  |  | 240_TRIPLEX_AL_XLPE | SS 22.43 BMW F2: CBJ22434 | PPU CYB6: VCB 14 [OFF] |  | 1902.260 m |  |  |  | 3 | 6 | Pass | null
20508895 | TNB | DISTRIBUTION | WP PUTRAJAYA & CYBERJAYA | Existing | RYB | 11 kV |  |  |  |  | 240_TRIPLEX_AL_XLPE | PE 22.10 D' MELOR F1: CBJ22102 | PE 21.14 PUSAT REKREASI SMART HOME F1: CBJ21141 |  | 1596.896 m |  |  |  | 3 | 2 | Pass | null
22148502 | TNB | DISTRIBUTION | WP PUTRAJAYA & CYBERJAYA | Existing | RYB | 11 kV |  |  |  |  | 500_1C_AL_XLPE | SS 21.67 BLOK D IT PARK F1: C21672 | PE 21.71 CAR PARK IT PARK F1: C21711 |  | 613.756 m |  |  |  | 3 | 0 | Pass | null
22148506 | TNB | DISTRIBUTION | WP PUTRAJAYA & CYBERJAYA | Existing | RYB | 11 kV |  |  |  |  | 500_1C_AL_XLPE | PE 21.71 CAR PARK IT PARK F2: C21714 | SS 21.67 BLOK D IT PARK F2: C21675 |  | 634.327 m |  |  |  | 3 | 0 | Pass | null
22149473 | TNB | DISTRIBUTION | WP PUTRAJAYA & CYBERJAYA | Existing | RYB | 11 kV |  |  |  |  | 500_1C_AL_XLPE | PE 21.71 CAR PARK IT PARK F1: C21712 | SS 21.70 - IT PARK BLOK I & J F1: C21701 |  | 88.800 m |  |  |  | 3 | 0 | Pass | null
22149476 | TNB | DISTRIBUTION | WP PUTRAJAYA & CYBERJAYA | Existing | RYB | 11 kV |  |  |  |  | 500_1C_AL_XLPE | SS 21.70 - IT PARK BLOK I & J F2: C21705 | PE 21.71 CAR PARK IT PARK F2: C21715 |  | 101.626 m |  |  |  | 3 | 0 | Pass | null
23681466 | TNB | DISTRIBUTION | WP PUTRAJAYA & CYBERJAYA | Existing | RYB | 11 kV |  |  |  |  | 240_3C_AL_XLPE | PE 22.07 PADAT B 15-6: CBJ22071 | SS 22.08: C22082 |  | 4209.531 m |  |  |  | 3 | 6 | Pass | null
24724920 | TNB | DISTRIBUTION | WP PUTRAJAYA & CYBERJAYA | Existing | RYB | 11 kV |  |  |  |  | 240_3C_AL_XLPE | PMU ABBA 132/11kV: VCB 3 | TMN DESA UTAMA SG MERAB: B07884 |  | 2411.885 m |  |  |  | 3 | 3 | Pass | null
24724932 | TNB | DISTRIBUTION | WP PUTRAJAYA & CYBERJAYA | Existing | RYB | 11 kV |  |  |  |  | 240_3C_AL_XLPE | PMU ABBA 132/11kV: VCB 4 | LOJI AIR SG MERAB: B03795 |  | 2364.589 m |  |  |  | 3 | 3 | Pass | null
24725133 | TNB | DISTRIBUTION | WP PUTRAJAYA & CYBERJAYA | Existing | RYB | 33 kV |  |  |  |  | 630_1C_AL_XLPE | PMU ABBA 132/33kV: VCB 7L5 | SSU GDC NO1 PUTRAJAYA: VCB 3S5 |  | 4151.184 m |  |  |  | 3 | 9 | Pass | null
24725287 | TNB | DISTRIBUTION | WP PUTRAJAYA & CYBERJAYA | Existing | RYB | 11 kV |  |  |  |  | 240_3C_AL_XLPE | PMU ABBA 132/11kV: VCB 2 | SWS SG MERAB: B03769 |  | 1750.043 m |  |  |  | 3 | 3 | Pass | null
24725410 | TNB | DISTRIBUTION | WP PUTRAJAYA & CYBERJAYA | Existing | RYB | 11 kV |  |  |  |  | 240_TRIPLEX_AL_XLPE | PMU ABBA 132/11kV: VCB 5 | PE 14.19 BLOK E2 (EFI) (F1): PTJ14193 |  | 1081.528 m |  |  |  | 3 | 1 | Pass | null
24725430 | TNB | DISTRIBUTION | WP PUTRAJAYA & CYBERJAYA | Existing | RYB | 11 kV |  |  |  |  | 240_3C_AL_XLPE | PMU ABBA 132/11kV: VCB 1 | KG DABB A/T NO 2: B03779 |  | 2252.026 m |  |  |  | 3 | 2 | Pass | null
24725486 | TNB | DISTRIBUTION | WP PUTRAJAYA & CYBERJAYA | Existing | RYB | 11 kV |  |  |  |  | 240_TRIPLEX_AL_XLPE | PMU ABBA 132/11kV: VCB 11 | SS 14.01 WWTP: P14012 |  | 1071.620 m |  |  |  | 3 | 2 | Pass | null
24725626 | TNB | DISTRIBUTION | WP PUTRAJAYA & CYBERJAYA | Existing | RYB | 33 kV |  |  |  |  | 630_1C_AL_XLPE | PMU ABBA 132/33kV: VCB 10L5 | PPU PTJ4: VCB 4P5 |  | 5057.155 m |  |  | 4P5 INC | 3 | 12 | Pass | null
24725914 | TNB | DISTRIBUTION | WP PUTRAJAYA & CYBERJAYA | Existing | RYB | 11 kV |  |  |  |  | 240_TRIPLEX_AL_XLPE | PMU ABBA 132/11kV: VCB 12 | PE 14.29 GUDANG (EFI) (F2): PTJ14295 |  | 1414.453 m |  |  |  | 3 | 2 | Pass | null
24725930 | TNB | DISTRIBUTION | WP PUTRAJAYA & CYBERJAYA | Existing | RYB | 11 kV |  |  |  |  | 240_TRIPLEX_AL_XLPE | PMU ABBA 132/11kV: VCB 6 | PE 14.19 BLOK E2 (EFI) (F2): PTJ14195 |  | 1069.036 m |  |  |  | 3 | 1 | Pass | null
24725994 | TNB | DISTRIBUTION | WP PUTRAJAYA & CYBERJAYA | Existing | RYB | 33 kV |  |  |  |  | 630_1C_AL_XLPE | PMU ABBA 132/33kV: VCB 8L5 | SSU SONY: [OFF] |  | 4490.646 m |  |  |  | 3 | 5 | Pass | null
25643817 | TNB | DISTRIBUTION | WP PUTRAJAYA & CYBERJAYA | Existing | RYB | 11 kV |  |  |  |  | 240_TRIPLEX_AL_XLPE | PE 1.34 PROMENADE: PTJ01341 | PE 15.03 WR 3: PTJ15033 |  | 3790.705 m |  |  |  | 3 | 6 | Pass | null
25644067 | TNB | DISTRIBUTION | WP PUTRAJAYA & CYBERJAYA | Existing | RYB | 11 kV |  |  |  |  | 240_TRIPLEX_AL_XLPE | PE 19.01 R8C: PTJ19011 | PE 17.02 R8B: PTJ17022 |  | 1717.776 m |  |  |  | 3 | 3 | Pass | null
25652464 | TNB | DISTRIBUTION | WP PUTRAJAYA & CYBERJAYA | Existing | RYB | 11 kV |  |  |  |  | 240_TRIPLEX_AL_XLPE | PE 1.54 SOUTH DEPT (F1): PTJ01541 | SS 1.55 PLAZA MALL (F1): PTJ01553 |  | 373.554 m |  |  |  | 3 | 2 | Pass | null
25652544 | TNB | DISTRIBUTION | WP PUTRAJAYA & CYBERJAYA | Existing | RYB | 11 kV |  |  |  |  | 240_TRIPLEX_AL_XLPE | PE 1.54 SOUTH DEPT (F2): PTJ01545 | SS 1.55 PLAZA MALL (F2): PTJ01556 |  | 373.806 m |  |  |  | 3 | 2 | Pass | null
25652560 | TNB | DISTRIBUTION | WP PUTRAJAYA & CYBERJAYA | Existing | RYB | 11 kV |  |  |  |  | 240_TRIPLEX_AL_XLPE | PE 1.53 NORTH DEPT (F1): PTJ01531 | PE 1.54 SOUTH DEPT (F1): PTJ01542 |  | 685.066 m |  |  |  | 3 | 2 | Pass | null
25653172 | TNB | DISTRIBUTION | WP PUTRAJAYA & CYBERJAYA | Existing | RYB | 11 kV |  |  |  |  | 240_TRIPLEX_AL_XLPE | PE 1.37 E16 ANJUNG (F1): PTJ01371 | SS 1.39 E1 (F1): PTJ01393 |  | 273.978 m |  |  |  | 3 | 2 | Pass | null
25653180 | TNB | DISTRIBUTION | WP PUTRAJAYA & CYBERJAYA | Existing | RYB | 11 kV |  |  |  |  | 240_TRIPLEX_AL_XLPE | PE 1.37 E16 ANJUNG (F2): PTJ01374 | SS 1.39 E1 (F2): PTJ01396 |  | 272.955 m |  |  |  | 3 | 2 | Pass | null
25653270 | TNB | DISTRIBUTION | WP PUTRAJAYA & CYBERJAYA | Existing | RYB | 11 kV |  |  |  |  | 240_TRIPLEX_AL_XLPE | PPU PTJ4: VCB 4 | PE 1.56 SEK.MEN. A/SHAH (F1): PTJ01562 |  | 1713.131 m |  |  | CB4 | 3 | 8 | Pass | null
25653525 | TNB | DISTRIBUTION | WP PUTRAJAYA & CYBERJAYA | Existing | RYB | 11 kV |  |  |  |  | 240_TRIPLEX_AL_XLPE | SS 1.46 E9 (F2): PTI1464 | PPU PTJ6: VCB 7 [OFF] |  | 2573.877 m |  |  |  | 3 | 10 | Pass | null
25653589 | TNB | DISTRIBUTION | WP PUTRAJAYA & CYBERJAYA | Existing | RYB | 33 kV |  |  |  |  | 630_1C_AL_XLPE | PMU ABBA 132/33kV: VCB 1L5 | PPU PTJ6: VCB 3P5 |  | 6895.078 m |  |  | 1L5 INC | 3 | 14 | Pass | null
25653599 | TNB | DISTRIBUTION | WP PUTRAJAYA & CYBERJAYA | Existing | RYB | 33 kV |  |  |  |  | 630_1C_AL_XLPE | SSU GDC NO1 PUTRAJAYA: VCB 4S5 | PPU PTJ4: VCB 2P5 [OFF] |  | 1106.407 m |  |  | 2P5 OUT | 3 | 8 | Pass | null
25653824 | TNB | DISTRIBUTION | WP PUTRAJAYA & CYBERJAYA | Existing | RYB | 11 kV |  |  |  |  | 240_TRIPLEX_AL_XLPE | PE 1.57 SEK.MEN. A/SHAH (F1): PTJ01571 | PE 1.53 NORTH DEPT (F1): PTJ01532 |  | 803.281 m |  |  |  | 3 | 4 | Pass | null
25653985 | TNB | DISTRIBUTION | WP PUTRAJAYA & CYBERJAYA | Existing | RYB | 33 kV |  |  |  |  | 630_1C_AL_XLPE | PMU ABBA 132/33kV: VCB 9L5 | PPU PTJ4: VCB 3P5 |  | 5061.883 m |  |  | 3P5 INC | 3 | 12 | Pass | null
25656669 | TNB | DISTRIBUTION | WP PUTRAJAYA & CYBERJAYA | Existing | RYB | 11 kV |  |  |  |  | 240_TRIPLEX_AL_XLPE | PE 4.10 S/LIGHTING: PTJ04102 | PE 4.06 S/LIGHTING (F1): PTJ04061 |  | 492.006 m |  |  |  | 3 | 4 | Pass | null
25656701 | TNB | DISTRIBUTION | WP PUTRAJAYA & CYBERJAYA | Existing | RYB | 33 kV |  |  |  |  | 630_1C_AL_XLPE | SSU GDC2: VCB 5S5 | PPU PTJ24: VCB 2P5 [OFF] |  | 1136.446 m |  |  |  | 3 | 0 | Pass | null
25656709 | TNB | DISTRIBUTION | WP PUTRAJAYA & CYBERJAYA | Existing | RYB | 33 kV |  |  |  |  | 630_1C_AL_XLPE | PPU PTJ24: VCB 1P5 | PPU PTJ5: VCB 4P5 |  | 2509.518 m |  |  | 1P5 | 3 | 10 | Pass | null
25656765 | TNB | DISTRIBUTION | WP PUTRAJAYA & CYBERJAYA | Existing | RYB | 11 kV |  |  |  |  | 240_TRIPLEX_AL_XLPE | PE 2.07 INSIDE PPU 18 (F2): PTJ02075 | PE 2.06 PS 15 (F2): PTJ02064 |  | 752.607 m |  |  |  | 3 | 4 | Pass | null
25656893 | TNB | DISTRIBUTION | WP PUTRAJAYA & CYBERJAYA | Existing | RYB | 11 kV |  |  |  |  | 500_1C_AL_XLPE | SS 2.20 2M11 (F2): P02204 | SS 2.11 MOF 2G2 SELATAN (F2): P02116 |  | 395.404 m |  |  |  | 3 | 3 | Pass | null
25656973 | TNB | DISTRIBUTION | WP PUTRAJAYA & CYBERJAYA | Existing | RYB | 11 kV |  |  |  |  | 500_1C_AL_XLPE | PPU PTJ24: VCB 3 | SS 3.05 KIBLAT WALK (F2): P03054 |  | 629.182 m |  |  | CB3 | 3 | 4 | Pass | null
25657137 | TNB | DISTRIBUTION | WP PUTRAJAYA & CYBERJAYA | Existing | RYB | 11 kV |  |  |  |  | 500_1C_AL_XLPE | SS 3.04 3G3 (F1): P03042 | SS 4.04 4G4 (F1): P04041 |  | 877.282 m |  |  |  | 3 | 2 | Pass | null
25657365 | TNB | DISTRIBUTION | WP PUTRAJAYA & CYBERJAYA | Existing | RYB | 11 kV |  |  |  |  | 240_TRIPLEX_AL_XLPE | PPU PTJ17: VCB 5 | PE 18.25 KOMPLEKS SEK FASA 3: PTJ18252 |  | 2180.874 m |  |  |  | 3 | 7 | Pass | null
25657397 | TNB | DISTRIBUTION | WP PUTRAJAYA & CYBERJAYA | Existing | RYB | 11 kV |  |  |  |  | 500_1C_AL_XLPE | PE 2.15 2G4 (F1): P02152 | SS 2.14 2G3 (F1): P02141 |  | 206.489 m |  |  |  | 3 | 2 | Pass | null
25657405 | TNB | DISTRIBUTION | WP PUTRAJAYA & CYBERJAYA | Existing | RYB | 11 kV |  |  |  |  | 500_1C_AL_XLPE | PE 2.15 2G4 (F2): P02156 | SS 2.14 2G3 (F2): P02144 |  | 210.455 m |  |  |  | 3 | 2 | Pass | null
25657473 | TNB | DISTRIBUTION | WP PUTRAJAYA & CYBERJAYA | Existing | RYB | 11 kV |  |  |  |  | 240_TRIPLEX_AL_XLPE | PPU PTJ17: VCB 13 | PE 18.20 TMN PANCARONA (F1): PTJ18201 |  | 2016.403 m |  |  |  | 3 | 7 | Pass | null
25657632 | TNB | DISTRIBUTION | WP PUTRAJAYA & CYBERJAYA | Existing | RYB | 11 kV |  |  |  |  | 240_TRIPLEX_AL_XLPE | PE 18.20 TMN PANCARONA (F1): PTJ18203 | PE 18.03 PS 12: PTJ18031 |  | 1069.880 m |  |  |  | 3 | 8 | Pass | null
25657694 | TNB | DISTRIBUTION | WP PUTRAJAYA & CYBERJAYA | Existing | RYB | 11 kV |  |  |  |  | 500_1C_AL_XLPE | SS 3.06 3C4 (F2): P03064 | PE 4.01 4G3 (F2): P04016 |  | 464.689 m |  |  |  | 3 | 2 | Pass | null
25657802 | TNB | DISTRIBUTION | WP PUTRAJAYA & CYBERJAYA | Existing | RYB | 11 kV |  |  |  |  | 500_1C_AL_XLPE | SS 3.06 3C4 (F1): P03061 | PE 4.01 4G3 (F1): P04012 [OFF] |  | 480.676 m |  |  |  | 3 | 2 | Pass | null
25657952 | TNB | DISTRIBUTION | WP PUTRAJAYA & CYBERJAYA | Existing | RYB | 11 kV |  |  |  |  | 500_1C_AL_XLPE | SS 3.04 3G3 (F2): P03045 | SS 4.04 4G4 (F2): P04044 |  | 862.462 m |  |  |  | 3 | 2 | Pass | null
25658376 | TNB | DISTRIBUTION | WP PUTRAJAYA & CYBERJAYA | Existing | RYB | 11 kV |  |  |  |  | 500_1C_AL_XLPE | SS 4.03 4G1 (F1): P04032 | SS 3.06 3C4 (F1): P03062 |  | 553.213 m |  |  |  | 3 | 2 | Pass | null
25658472 | TNB | DISTRIBUTION | WP PUTRAJAYA & CYBERJAYA | Existing | RYB | 11 kV |  |  |  |  | 500_1C_AL_XLPE | SS 4.03 4G1 (F2): P04035 | SS 3.06 3C4 (F2): P03065 |  | 554.424 m |  |  |  | 3 | 2 | Pass | null
25658810 | TNB | DISTRIBUTION | WP PUTRAJAYA & CYBERJAYA | Existing | RYB | 11 kV |  |  |  |  | 500_1C_AL_XLPE | PE 4.02 4G2 (F1): P04022 | SS 4.03 4G1 (F1): P04031 |  | 240.884 m |  |  |  | 3 | 0 | Pass | null
25658890 | TNB | DISTRIBUTION | WP PUTRAJAYA & CYBERJAYA | Existing | RYB | 11 kV |  |  |  |  | 500_1C_AL_XLPE | PE 4.02 4G2 (F2): P04026 | SS 4.03 4G1 (F2): P04034 |  | 251.968 m |  |  |  | 3 | 2 | Pass | null
25659018 | TNB | DISTRIBUTION | WP PUTRAJAYA & CYBERJAYA | Existing | RYB | 11 kV |  |  |  |  | 500_1C_AL_XLPE | SS 3.05 KIBLAT WALK (F2): P03055 | PE 4.02 4G2 (F2): P04025 |  | 966.221 m |  |  |  | 3 | 4 | Pass | null
25659082 | TNB | DISTRIBUTION | WP PUTRAJAYA & CYBERJAYA | Existing | RYB | 11 kV |  |  |  |  | 240_TRIPLEX_AL_XLPE | PPU PTJ24: VCB 8 | PE 4.05 S/LIGHTING: PTJ04051 |  | 1370.955 m |  |  | CB8 | 3 | 0 | Pass | null
25659162 | TNB | DISTRIBUTION | WP PUTRAJAYA & CYBERJAYA | Existing | RYB | 11 kV |  |  |  |  | 500_1C_AL_XLPE | SS 2.13 2G6 (F2): P02135 | PE 2.12 2G5 (F2): P02125 [OFF] |  | 301.188 m |  |  |  | 3 | 0 | Pass | null
25659352 | TNB | DISTRIBUTION | WP PUTRAJAYA & CYBERJAYA | Existing | RYB | 11 kV |  |  |  |  | 500_1C_AL_XLPE | PPU PTJ24: VCB 1 | SS 2.19 2M10 (F1): P02192 |  | 1309.666 m |  |  | CB1 | 3 | 6 | Pass | null
25659687 | TNB | DISTRIBUTION | WP PUTRAJAYA & CYBERJAYA | Existing | RYB | 11 kV |  |  |  |  | 500_1C_AL_XLPE | SS 3.05 KIBLAT WALK (F1): P03052 | PE 4.02 4G2 (F1): P04021 |  | 960.355 m |  |  |  | 3 | 4 | Pass | null
25659915 | TNB | DISTRIBUTION | WP PUTRAJAYA & CYBERJAYA | Existing | RYB | 11 kV |  |  |  |  | 500_1C_AL_XLPE | PPU PTJ24: VCB 4 | SS 3.05 KIBLAT WALK (F1): P03051 |  | 629.042 m |  |  | CB4 | 3 | 4 | Pass | null
25659957 | TNB | DISTRIBUTION | WP PUTRAJAYA & CYBERJAYA | Existing | RYB | 11 kV |  |  |  |  | 500_1C_AL_XLPE | PE 3.02 3G1 (F1): P03022 | SS 3.03 3G2 (F1): P03031 |  | 218.243 m |  |  |  | 3 | 0 | Pass | null
25660144 | TNB | DISTRIBUTION | WP PUTRAJAYA & CYBERJAYA | Existing | RYB | 11 kV |  |  |  |  | 240_TRIPLEX_AL_XLPE | PE 17.02 R8B: PTJ17021 | PE 4.10 S/LIGHTING: PTJ04101 |  | 3065.421 m |  |  |  | 3 | 7 | Pass | null
25660170 | TNB | DISTRIBUTION | WP PUTRAJAYA & CYBERJAYA | Existing | RYB | 11 kV |  |  |  |  | 240_TRIPLEX_AL_XLPE | PE 18.20 TMN PANCARONA (F2): PTJ18206 | PE 4.06 PADAT S/L (F2): PTJ04064 |  | 1512.441 m |  |  |  | 3 | 6 | Pass | null
25660612 | TNB | DISTRIBUTION | WP PUTRAJAYA & CYBERJAYA | Existing | RYB | 11 kV |  |  |  |  | 500_1C_AL_XLPE | PPU PTJ24: VCB 2 | SS 2.19 2M10 (F2): P02195 |  | 1311.783 m |  |  | CB2 | 3 | 6 | Pass | null
25660808 | TNB | DISTRIBUTION | WP PUTRAJAYA & CYBERJAYA | Existing | RYB | 11 kV |  |  |  |  | 500_1C_AL_XLPE | SS 3.08 3C7 (F1): P03082 | SS 3.04 3G3 (F1): P03041 |  | 309.740 m |  |  |  | 3 | 1 | Pass | null
25661058 | TNB | DISTRIBUTION | WP PUTRAJAYA & CYBERJAYA | Existing | RYB | 11 kV |  |  |  |  | 240_TRIPLEX_AL_XLPE | PE 21.03 B15-1: CBJ21033 | PE 11.42 BLOK G (F1): PTJ11421 |  | 1445.391 m |  |  |  | 3 | 2 | Pass | null
25661096 | TNB | DISTRIBUTION | WP PUTRAJAYA & CYBERJAYA | Existing | RYB | 11 kV |  |  |  |  | 240_TRIPLEX_AL_XLPE | SS 21.24 KVDT PETRONAS: CBJ21241 | PE 21.03 B15-1: CBJ21031 |  | 2203.711 m |  |  |  | 3 | 2 | Pass | null
26202535 | TNB | DISTRIBUTION | WP PUTRAJAYA & CYBERJAYA | Existing | RYB | 11 kV |  |  |  |  | 240_TRIPLEX_AL_XLPE | PE 5.26 BLOK D2 APT 5R4 (F1): PTJ05261 | PE 5.25 BLOK D1 APT 5R4 (F1): PTJ05253 |  | 164.363 m |  |  |  | 3 | 2 | Pass | null
26202545 | TNB | DISTRIBUTION | WP PUTRAJAYA & CYBERJAYA | Existing | RYB | 11 kV |  |  |  |  | 240_TRIPLEX_AL_XLPE | PE 5.24 BLOK C APT 5R4 (F2): PTJ05246 | PE 5.25 BLOK D1 APT 5R4 (F2): PTJ05254 |  | 100.850 m |  |  |  | 3 | 2 | Pass | null
26202562 | TNB | DISTRIBUTION | WP PUTRAJAYA & CYBERJAYA | Existing | RYB | 11 kV |  |  |  |  | 240_TRIPLEX_AL_XLPE | PE 5.23 BLOK B APT 5R4 (F2): PTJ05236 | PE 5.24 BLOK C APT 5R4 (F2): PTJ05244 |  | 83.130 m |  |  |  | 3 | 2 | Pass | null
26202572 | TNB | DISTRIBUTION | WP PUTRAJAYA & CYBERJAYA | Existing | RYB | 11 kV |  |  |  |  | 70_1C_AL_XLPE | PE 5.24 BLOK C APT 5R4 (F1): PTJ05241 | PE 5.23 BLOK B APT 5R4 (F1): PTJ05233 |  | 79.672 m |  |  |  | 3 | 2 | Pass | null
26202589 | TNB | DISTRIBUTION | WP PUTRAJAYA & CYBERJAYA | Existing | RYB | 11 kV |  |  |  |  | 240_TRIPLEX_AL_XLPE | PE 5.23 BLOK B APT 5R4 (F1): PTJ05231 | PE 5.22 BLOK A APT 5R4 (F1): PTJ05223 |  | 90.359 m |  |  |  | 3 | 2 | Pass | null
26202790 | TNB | DISTRIBUTION | WP PUTRAJAYA & CYBERJAYA | Existing | RYB | 11 kV |  |  |  |  | 240_TRIPLEX_AL_XLPE | PE 5.07 JLB1: PTJ05071 | SS 5.02 STP2 (F1): P05021 [OFF] |  | 2453.141 m |  |  |  | 3 | 0 | Pass | null
26202796 | TNB | DISTRIBUTION | WP PUTRAJAYA & CYBERJAYA | Existing | RYB | 11 kV |  |  |  |  | 240_TRIPLEX_AL_XLPE | SS 5.02 STP2 (F2): P05025 | PE 5.07 JLB1: PTJ05073 |  | 2466.894 m |  |  |  | 3 | 1 | Pass | null
26203072 | TNB | DISTRIBUTION | WP PUTRAJAYA & CYBERJAYA | Existing | RYB | 11 kV |  |  |  |  | 240_TRIPLEX_AL_XLPE | PE 5.16 BLOK B 5R3 (F2): PTJ05164 | PE 5.15 BLOK A 5R3 (F2): PTJ05155 |  | 257.459 m |  |  |  | 3 | 2 | Pass | null
26203078 | TNB | DISTRIBUTION | WP PUTRAJAYA & CYBERJAYA | Existing | RYB | 11 kV |  |  |  |  | 240_TRIPLEX_AL_XLPE | PE 5.15 BLOK A 5R3 (F1): PTJ05152 | PE 5.16 BLOK B 5R3 (F1): PTJ05161 |  | 250.472 m |  |  |  | 3 | 2 | Pass | null
26203123 | TNB | DISTRIBUTION | WP PUTRAJAYA & CYBERJAYA | Existing | RYB | 11 kV |  |  |  |  | 240_TRIPLEX_AL_XLPE | PE 5.16 BLOK B 5R3 (F1): PTJ05163 | PE 5.19 BLOK E 5R3 (F1): P05191 |  | 168.375 m |  |  |  | 3 | 2 | Pass | null
26203140 | TNB | DISTRIBUTION | WP PUTRAJAYA & CYBERJAYA | Existing | RYB | 11 kV |  |  |  |  | 240_TRIPLEX_AL_XLPE | PE 5.18 BLOK D 5R3 (F2): PTJ05184 | PE 5.19 BLOK E 5R3 (F2): P05195 |  | 126.499 m |  |  |  | 3 | 2 | Pass | null
26203224 | TNB | DISTRIBUTION | WP PUTRAJAYA & CYBERJAYA | Existing | RYB | 11 kV |  |  |  |  | 240_TRIPLEX_AL_XLPE | PE 5.18 BLOK D 5R3 (F1): PTJ05183 | PE 5.17 BLOK C 5R3 (F1): PTJ05171 |  | 222.474 m |  |  |  | 3 | 2 | Pass | null
26203229 | TNB | DISTRIBUTION | WP PUTRAJAYA & CYBERJAYA | Existing | RYB | 11 kV |  |  |  |  | 240_TRIPLEX_AL_XLPE | PE 5.17 BLOK C 5R3 (F2): PTJ05174 | PE 5.18 BLOK D 5R3 (F2): PTJ05186 |  | 227.756 m |  |  |  | 3 | 2 | Pass | null
26203428 | TNB | DISTRIBUTION | WP PUTRAJAYA & CYBERJAYA | Existing | RYB | 11 kV |  |  |  |  | 240_3C_AL_XLPE | E - VILLAGE ( COMPACT ): B04471 | CYBER VALEY COMERCIAL CENTRE NO 2: B10291 |  | 177.085 m |  |  |  | 3 | 4 | Pass | null
26352278 | TNB | DISTRIBUTION | WP PUTRAJAYA & CYBERJAYA | Existing | RYB | 11 kV |  |  |  |  | 240_TRIPLEX_AL_XLPE | PE 8.24 SERI SAUJANA (BR 8): PTJ08241 | PE 7.07 PLF (F1): PTJ07071 |  | 525.266 m |  |  |  | 3 | 3 | Pass | null
26352315 | TNB | DISTRIBUTION | WP PUTRAJAYA & CYBERJAYA | Existing | RYB | 11 kV |  |  |  |  | 240_TRIPLEX_AL_XLPE | PE 8.23 PS8 (F1): PTJ08231 | PE 8.07 APT FASA 4B (B2) (F1): PTJ08071 [OFF] |  | 715.502 m |  |  |  | 3 | 7 | Pass | null
26352324 | TNB | DISTRIBUTION | WP PUTRAJAYA & CYBERJAYA | Existing | RYB | 11 kV |  |  |  |  | 240_TRIPLEX_AL_XLPE | PE 8.23 PS8 (F2): PTJ08234 | PE 8.07 APT FASA 4B (B2) (F2): PTJ08074 [OFF] |  | 727.195 m |  |  |  | 3 | 7 | Pass | null
26352451 | TNB | DISTRIBUTION | WP PUTRAJAYA & CYBERJAYA | Existing | RYB | 11 kV |  |  |  |  | 240_TRIPLEX_AL_XLPE | PE 7.05 L SENTOSA (R2C): PTJ07053 | PE 7.06 TPB (WTT) (F1): PTJ07062 |  | 1563.940 m |  |  |  | 3 | 5 | Pass | null
26352459 | TNB | DISTRIBUTION | WP PUTRAJAYA & CYBERJAYA | Existing | RYB | 11 kV |  |  |  |  | 240_TRIPLEX_AL_XLPE | PE 7.07 PLF (F2): PTJ07074 | PE 7.06 TPB (WTT) (F2): PTJ07065 [OFF] |  | 3079.596 m |  |  |  | 3 | 10 | Pass | null
26352609 | TNB | DISTRIBUTION | WP PUTRAJAYA & CYBERJAYA | Existing | RYB | 11 kV |  |  |  |  | 240_TRIPLEX_AL_XLPE | SS 7.04 HOSPITAL (F2): PTJ07044 | PE 7.02 POLIS PUTRAJAYA (F2): PTJ07025 |  | 389.915 m |  |  |  | 3 | 4 | Pass | null
26352619 | TNB | DISTRIBUTION | WP PUTRAJAYA & CYBERJAYA | Existing | RYB | 11 kV |  |  |  |  | 240_TRIPLEX_AL_XLPE | PE 7.02 POLIS PUTRAJAYA (F1): PTJ07022 | SS 7.04 HOSPITAL (F1): PTJ07041 [OFF] |  | 390.112 m |  |  |  | 3 | 4 | Pass | null
26352629 | TNB | DISTRIBUTION | WP PUTRAJAYA & CYBERJAYA | Existing | RYB | 11 kV |  |  |  |  | 240_TRIPLEX_AL_XLPE | PPU PTJ5: VCB 7 | SS 7.04 HOSPITAL (F2): PTJ07045 |  | 1025.101 m |  |  | FDR7 | 3 | 8 | Pass | null
26352639 | TNB | DISTRIBUTION | WP PUTRAJAYA & CYBERJAYA | Existing | RYB | 11 kV |  |  |  |  | 240_TRIPLEX_AL_XLPE | PPU PTJ5: VCB 8 | SS 7.04 HOSPITAL (F1): PTJ07042 |  | 1034.239 m |  |  | FDR8 | 3 | 8 | Pass | null
26352741 | TNB | DISTRIBUTION | WP PUTRAJAYA & CYBERJAYA | Existing | RYB | Unknown |  |  |  |  | 240_TRIPLEX_AL_XLPE | PE 8.27 APT C5 (F1): PTJ08271 | PE 8.28 APT C6 F1: PTJ08283 |  | 461.869 m |  |  |  | 3 | 2 | Fail | Please check "Nominal Voltage"
26352874 | TNB | DISTRIBUTION | WP PUTRAJAYA & CYBERJAYA | Existing | RYB | 11 kV |  |  |  |  | 500_1C_AL_XLPE | D-PTJ-C15-0992: | SS 2.16 MENARA PJH (2C1) (F1): P02161 |  | 371.419 m |  |  |  | 3 | 1 | Pass | null
26353028 | TNB | DISTRIBUTION | WP PUTRAJAYA & CYBERJAYA | Existing | RYB | 11 kV |  |  |  |  | 240_TRIPLEX_AL_XLPE | PPU PTJ17: VCB 6 | PE 18.01 WR2: PTJ18011 |  | 1981.363 m |  |  |  | 3 | 7 | Pass | null
26353092 | TNB | DISTRIBUTION | WP PUTRAJAYA & CYBERJAYA | Existing | RYB | 11 kV |  |  |  |  | 500_1C_AL_XLPE | PPU PTJ17: VCB 8 | PE 2.21 S/Tenaga (F2): P02214 |  | 1454.522 m |  |  |  | 3 | 5 | Pass | null
26489734 | TNB | DISTRIBUTION | WP PUTRAJAYA & CYBERJAYA | Existing | RYB | 11 kV |  |  |  |  | 240_TRIPLEX_AL_XLPE | PE 2.08 TMN WAWASAN (F1): PTJ02082 | PE 2.07 INSIDE PPU 18 (F1): PTJ02071 |  | 1007.735 m |  |  |  | 3 | 7 | Pass | null
26682927 | TNB | DISTRIBUTION | WP PUTRAJAYA & CYBERJAYA | Existing | RYB | 11 kV |  |  |  |  | 240_TRIPLEX_AL_XLPE | PE 22.48 LOT 12082 FASA 1B F2: CBJ22486 | PE 22.14 CYBER HEIGHT VILLA F2: C22144 |  | 1638.365 m |  |  |  | 3 | 2 | Pass | null
26682938 | TNB | DISTRIBUTION | WP PUTRAJAYA & CYBERJAYA | Existing | RYB | 11 kV |  |  |  |  | 240_TRIPLEX_AL_XLPE | PE 21.46 PS 12: CBJ21463 | PE 24.03 JELANG VISTA 2: CBJ24032 |  | 922.155 m |  |  |  | 3 | 1 | Pass | null
26682949 | TNB | DISTRIBUTION | WP PUTRAJAYA & CYBERJAYA | Existing | RYB | 11 kV |  |  |  |  | 240_TRIPLEX_AL_XLPE | PE 22.48 LOT 12082 FASA 1B F1: CBJ22482 | PE 22.17 PADAT STP 4: CBJ22172 |  | 1265.986 m |  |  |  | 3 | 2 | Pass | null
26683187 | TNB | DISTRIBUTION | WP PUTRAJAYA & CYBERJAYA | Existing | RYB | 11 kV |  |  |  |  | 240_TRIPLEX_AL_XLPE | PE 4.06 S/LIGHTING (F1): PTJ04063 | PE 4.09 S/LIGHTING (F1): PTJ04091 [OFF] |  | 568.813 m |  |  |  | 3 | 0 | Pass | null
26683195 | TNB | DISTRIBUTION | WP PUTRAJAYA & CYBERJAYA | Existing | RYB | 11 kV |  |  |  |  | 240_TRIPLEX_AL_XLPE | PE 4.06 PADAT S/L (F2): PTJ04066 | PE 4.09 S/LIGHTING (F2): PTJ04094 |  | 559.699 m |  |  |  | 3 | 4 | Pass | null
26683512 | TNB | DISTRIBUTION | WP PUTRAJAYA & CYBERJAYA | Existing | RYB | 11 kV |  |  |  |  | 240_TRIPLEX_AL_XLPE | PE 7.07 PLF (F1): PTJ07072 | PE 7.05 L SENTOSA (R2C): PTJ07051 |  | 1634.303 m |  |  |  | 3 | 7 | Pass | null
26683762 | TNB | DISTRIBUTION | WP PUTRAJAYA & CYBERJAYA | Existing | RYB | 11 kV |  |  |  |  | 240_TRIPLEX_AL_XLPE | PE 5.14 5R1 (F2): PTJ05144 | PE 6.02 KOLAM RENANG (F2): PTJ06026 |  | 1875.188 m |  |  |  | 3 | 2 | Pass | null
26683791 | TNB | DISTRIBUTION | WP PUTRAJAYA & CYBERJAYA | Existing | RYB | 11 kV |  |  |  |  | 240_TRIPLEX_AL_XLPE | PE 6.02 KOLAM RENANG (F2): PTJ06024 | PE 6.01 GRAND STAND (F2): PTJ06015 |  | 392.085 m |  |  |  | 3 | 2 | Pass | null
26683818 | TNB | DISTRIBUTION | WP PUTRAJAYA & CYBERJAYA | Existing | RYB | 11 kV |  |  |  |  | 240_TRIPLEX_AL_XLPE | PE 6.02 KOLAM RENANG (F1): PTJ06023 | PE 5.14 5R1 (F1): PTJ05141 |  | 1866.491 m |  |  |  | 3 | 2 | Pass | null
26828929 | TNB | DISTRIBUTION | WP PUTRAJAYA & CYBERJAYA | Existing | RYB | 11 kV |  |  |  |  | 240_TRIPLEX_AL_XLPE | PMU CBJN 132/11KV: VCB 3 | PE 22.54 PRIMA 8 F1: CBJ22542 |  | 5756.024 m |  |  | PMU CBJN: VCB 3 | 3 | 6 | Pass | null
26828990 | TNB | DISTRIBUTION | WP PUTRAJAYA & CYBERJAYA | Existing | RYB | 11 kV |  |  |  |  | 240_TRIPLEX_AL_XLPE | PMU CBJN 132/11KV: VCB 4 | PE 22.54 PRIMA 8 F2: CBJ22545 |  | 5756.185 m |  |  | PMU CBJN: VCB 4 | 3 | 6 | Pass | null
26829140 | TNB | DISTRIBUTION | WP PUTRAJAYA & CYBERJAYA | Existing | RYB | 11 kV |  |  |  |  | 240_TRIPLEX_AL_XLPE | PE 21.34 PS5 F2: CBJ21346 | SS 21.09 KOMPLEKS TELEKOM CBJ 1 F2: CBJ21094 |  | 793.661 m |  |  |  | 3 | 6 | Pass | null
26829340 | TNB | DISTRIBUTION | WP PUTRAJAYA & CYBERJAYA | Existing | RYB | 11 kV |  |  |  |  | 240_TRIPLEX_AL_XLPE | PE 21.10 ELITE HIGHWAY NO. 3: CBJ21101 | PE 21.54 PS 3 F1: CBJ21542 |  | 1116.982 m |  |  |  | 3 | 6 | Pass | null
26829433 | TNB | DISTRIBUTION | WP PUTRAJAYA & CYBERJAYA | Existing | RYB | 11 kV |  |  |  |  | 240_TRIPLEX_AL_XLPE | PPU CYB7: VCB 9 | SS 21.28 LOT 12065 F2: CBJ21284 |  | 633.603 m |  |  |  | 3 | 2 | Pass | null
26829490 | TNB | DISTRIBUTION | WP PUTRAJAYA & CYBERJAYA | Existing | RYB | 11 kV |  |  |  |  | 240_TRIPLEX_AL_XLPE | PPU CYB7: VCB 12 | PE 21.06 PADAT B 15-4: CBJ21063 |  | 2346.818 m |  |  | CB12 | 3 | 6 | Pass | null
26830154 | TNB | DISTRIBUTION | WP PUTRAJAYA & CYBERJAYA | Existing | RYB | 11 kV |  |  |  |  | 240_TRIPLEX_AL_XLPE | PPU CYB6: VCB 13 | SS 22.43 BMW F1: CBJ22431 |  | 1892.953 m |  |  | CB13 | 3 | 6 | Pass | null
26880440 | TNB | DISTRIBUTION | WP PUTRAJAYA & CYBERJAYA | Existing | RYB | 11 kV |  |  |  |  | 240_TRIPLEX_AL_XLPE | PE 9.23 FLAT D (F2): P09234 | PE 9.22 PS 2: PTJ09221 |  | 333.622 m |  |  |  | 3 | 5 | Pass | null
26880467 | TNB | DISTRIBUTION | WP PUTRAJAYA & CYBERJAYA | Existing | RYB | 11 kV |  |  |  |  | 240_TRIPLEX_AL_XLPE | PE 9.25 FLAT A (F2): PTJ09254 | PE 9.24 FLAT C (F2): PTJ09245 |  | 775.612 m |  |  |  | 3 | 6 | Pass | null
26880586 | TNB | DISTRIBUTION | WP PUTRAJAYA & CYBERJAYA | Existing | RYB | 11 kV |  |  |  |  | 240_TRIPLEX_AL_XLPE | PPU PTJ2: VCB 7 | PE 9.01 APT 4A (EFI) (F1): PTJ09011 |  | 1980.066 m |  |  | CB7 | 3 | 10 | Pass | null
26880594 | TNB | DISTRIBUTION | WP PUTRAJAYA & CYBERJAYA | Existing | RYB | 11 kV |  |  |  |  | 240_TRIPLEX_AL_XLPE | PPU PTJ2: VCB 8 | PE 9.01 APT 4A (EFI) (F2): PTJ09014 |  | 1977.349 m |  |  | CB8 | 3 | 10 | Pass | null
26880674 | TNB | DISTRIBUTION | WP PUTRAJAYA & CYBERJAYA | Existing | RYB | 11 kV |  |  |  |  | 240_TRIPLEX_AL_XLPE | PE 11.36 P11 K/13 TERES (F1): PTJ11361 | PE 11.28 APT ZON 6B (F1): PTJ11284 |  | 421.427 m |  |  |  | 3 | 4 | Pass | null
26880696 | TNB | DISTRIBUTION | WP PUTRAJAYA & CYBERJAYA | Existing | RYB | 11 kV |  |  |  |  | 240_TRIPLEX_AL_XLPE | PE 11.28 APT ZON 6B (F2): PTJ11285 | PE 11.18 P11 H/1 TERES (EFI) (F2): PTJ11185 |  | 1131.980 m |  |  |  | 3 | 8 | Pass | null
26881504 | TNB | DISTRIBUTION | WP PUTRAJAYA & CYBERJAYA | Existing | RYB | 11 kV |  |  |  |  | 240_TRIPLEX_AL_XLPE | PE 9.19 P9B1 TERES (F1): PTJ09191 | PE 9.21 P9D/1 TERES (F1): P09212 |  | 965.987 m |  |  |  | 3 | 3 | Pass | null
26882044 | TNB | DISTRIBUTION | WP PUTRAJAYA & CYBERJAYA | Existing | RYB | 11 kV |  |  |  |  | 240_TRIPLEX_AL_XLPE | PE 9.20 P9B1 (EFI) (F1): PTJ09201 | PE 9.19 P9B1 TERES (F1): PTJ09192 |  | 343.119 m |  |  |  | 3 | 3 | Pass | null
26882051 | TNB | DISTRIBUTION | WP PUTRAJAYA & CYBERJAYA | Existing | RYB | 11 kV |  |  |  |  | 240_TRIPLEX_AL_XLPE | PE 9.20 P9B1 (EFI) (F2): PTJ09204 | PE 9.19 P9B1 TERES (F2): PTJ09195 |  | 360.568 m |  |  |  | 3 | 2 | Pass | null
26882679 | TNB | DISTRIBUTION | WP PUTRAJAYA & CYBERJAYA | Existing | RYB | 11 kV |  |  |  |  | 240_TRIPLEX_AL_XLPE | PE 11.30 SEK REN (EFI) (F2): PTJ11304 | PE 11.36 P11 K/13 TERES (F2): PTJ11365 |  | 386.161 m |  |  |  | 3 | 2 | Pass | null
26882725 | TNB | DISTRIBUTION | WP PUTRAJAYA & CYBERJAYA | Existing | RYB | 11 kV |  |  |  |  | 240_TRIPLEX_AL_XLPE | PE 11.45 SEK MEN (F2): PTJ11454 | PE 11.30 SEK REN (EFI) (F2): PTJ11305 |  | 242.424 m |  |  |  | 3 | 2 | Pass | null
26882790 | TNB | DISTRIBUTION | WP PUTRAJAYA & CYBERJAYA | Existing | RYB | 11 kV |  |  |  |  | 240_TRIPLEX_AL_XLPE | PE 11.45 SEK MEN (F1): PTJ11451 | PE 11.30 SEK REN (EFI) (F1): PTJ11302 |  | 232.227 m |  |  |  | 3 | 2 | Pass | null
26882809 | TNB | DISTRIBUTION | WP PUTRAJAYA & CYBERJAYA | Existing | RYB | 11 kV |  |  |  |  | 240_TRIPLEX_AL_XLPE | PE 11.35 P11 K/3 TERES (EFI) (F1): P11351 | PE 11.45 SEK MEN (F1): PTJ11452 |  | 870.020 m |  |  |  | 3 | 2 | Pass | null
26882880 | TNB | DISTRIBUTION | WP PUTRAJAYA & CYBERJAYA | Existing | RYB | 11 kV |  |  |  |  | 240_TRIPLEX_AL_XLPE | PE 11.35 P11 K/3 TERES (EFI) (F2): PTJ11354 | PE 11.45 SEK MEN (F2): PTJ11455 |  | 883.081 m |  |  |  | 3 | 2 | Pass | null
27803709 | TNB | DISTRIBUTION | WP PUTRAJAYA & CYBERJAYA | Existing | RYB | Unknown |  |  |  |  | 240_TRIPLEX_AL_XLPE | PE 15.35 FASA 15-1A (F1): PTJ15353 | PE 15.36 FASA 15-1B (F1): PTJ15361 |  | 469.633 m |  |  |  | 3 | 2 | Fail | Please check "Nominal Voltage"
27804156 | TNB | DISTRIBUTION | WP PUTRAJAYA & CYBERJAYA | Existing | RYB | 11 kV |  |  |  |  | 240_TRIPLEX_AL_XLPE | PE 17.04 RK 1-1 (F2): PTJ17048 | PE 17.05 RK 1-2 (F2): PTJ17055 |  | 376.091 m |  |  |  | 3 | 1 | Pass | null
27804296 | TNB | DISTRIBUTION | WP PUTRAJAYA & CYBERJAYA | Existing | RYB | 11 kV |  |  |  |  | 240_TRIPLEX_AL_XLPE | PE 16.11 DPMR P16/C (F2): P16115 | PE 16.30 PERUMAHAN P16A (F2): PTJ16304 |  | 748.987 m |  |  |  | 3 | 1 | Pass | null
27804301 | TNB | DISTRIBUTION | WP PUTRAJAYA & CYBERJAYA | Existing | RYB | 11 kV |  |  |  |  | 240_TRIPLEX_AL_XLPE | PE 16.11 DPMR P16/C (F1): P16112 | PE 16.30 PERUMAHAN P16A (F1): PTJ16301 |  | 731.130 m |  |  |  | 3 | 1 | Pass | null
27804369 | TNB | DISTRIBUTION | WP PUTRAJAYA & CYBERJAYA | Existing | RYB | 11 kV |  |  |  |  | 240_TRIPLEX_AL_XLPE | PE 16.06 SEK REN F2 (F2): PTJ16064 | PE 16.07 22 UNIT TERES (EFI) (F2): PTJ16075 |  | 470.443 m |  |  |  | 3 | 2 | Pass | null
27804374 | TNB | DISTRIBUTION | WP PUTRAJAYA & CYBERJAYA | Existing | RYB | 11 kV |  |  |  |  | 240_TRIPLEX_AL_XLPE | PE 16.06 SEK REN F2 (F1): PTJ16061 | PE 16.07 22 UNIT TERES (EFI) (F1): PTJ16072 |  | 466.218 m |  |  |  | 3 | 2 | Pass | null
27804385 | TNB | DISTRIBUTION | WP PUTRAJAYA & CYBERJAYA | Existing | RYB | 11 kV |  |  |  |  | 240_TRIPLEX_AL_XLPE | PE 16.28 TAMAN WARISAN (F2): PTJ16284 | PE 16.06 SEK REN F2 (F2): PTJ16065 |  | 487.319 m |  |  |  | 3 | 2 | Pass | null
27804686 | TNB | DISTRIBUTION | WP PUTRAJAYA & CYBERJAYA | Existing | RYB | 11 kV |  |  |  |  | 240_TRIPLEX_AL_XLPE | PE 16.20 APT A1 (EFI) (F2): PTJ16205 | PE 16.19 APT A2 (F2): PTJ16194 |  | 150.783 m |  |  |  | 3 | 2 | Pass | null
27804708 | TNB | DISTRIBUTION | WP PUTRAJAYA & CYBERJAYA | Existing | RYB | 11 kV |  |  |  |  | 240_TRIPLEX_AL_XLPE | SS 16.01 TELEKOM: P16011 | PE 1.63 HOTEL PZ10 (F1): P01631 |  | 708.506 m |  |  |  | 3 | 3 | Pass | null
27804818 | TNB | DISTRIBUTION | WP PUTRAJAYA & CYBERJAYA | Existing | RYB | 11 kV |  |  |  |  | 240_TRIPLEX_AL_XLPE | PE 16.18 APT A3 (EFI) (F1): PTJ16182 | PE 16.15 SEK. REN (F1): PTJ16151 |  | 350.406 m |  |  |  | 3 | 1 | Pass | null
27804823 | TNB | DISTRIBUTION | WP PUTRAJAYA & CYBERJAYA | Existing | RYB | 11 kV |  |  |  |  | 240_TRIPLEX_AL_XLPE | PE 16.18 APT A3 (EFI) (F2): PTJ16185 | PE 16.15 SEK. REN (F2): PTJ16154 |  | 370.113 m |  |  |  | 3 | 1 | Pass | null
27804878 | TNB | DISTRIBUTION | WP PUTRAJAYA & CYBERJAYA | Existing | RYB | 11 kV |  |  |  |  | 240_TRIPLEX_AL_XLPE | SS 16.17 KOMPLEK KEJIRANAN (EFI) (F1): PTJ16172 | PE 16.22 P16 BGW (F1): P16221 [OFF] |  | 295.702 m |  |  |  | 3 | 2 | Pass | null
27804883 | TNB | DISTRIBUTION | WP PUTRAJAYA & CYBERJAYA | Existing | RYB | 11 kV |  |  |  |  | 240_TRIPLEX_AL_XLPE | SS 16.17 KOMPLEK KEJIRANAN (EFI) (F2): PTJ16175 | PE 16.22 P16 BGW (F2): P16224 [OFF] |  | 292.859 m |  |  |  | 3 | 2 | Pass | null
27804946 | TNB | DISTRIBUTION | WP PUTRAJAYA & CYBERJAYA | Existing | RYB | 11 kV |  |  |  |  | 240_TRIPLEX_AL_XLPE | PE 16.13 SEK. MEN (F2): P16135 | SS 16.17 KOMPLEK KEJIRANAN (EFI) (F2): PTJ16174 |  | 252.806 m |  |  |  | 3 | 2 | Pass | null
27805440 | TNB | DISTRIBUTION | WP PUTRAJAYA & CYBERJAYA | Existing | RYB | 11 kV |  |  |  |  | 240_TRIPLEX_AL_XLPE | SS 16.02 PS5 (EFI): PTJ16021 | PE 16.14 SEMI D (EFI) (F1): PTJ16142 |  | 663.589 m |  |  |  | 3 | 1 | Pass | null
27805445 | TNB | DISTRIBUTION | WP PUTRAJAYA & CYBERJAYA | Existing | RYB | 11 kV |  |  |  |  | 240_TRIPLEX_AL_XLPE | PE 16.27 UPPER BISA: PTJ16272 | PE 16.14 SEMI D (EFI) (F2): PTJ16145 |  | 735.342 m |  |  |  | 3 | 2 | Pass | null
27805498 | TNB | DISTRIBUTION | WP PUTRAJAYA & CYBERJAYA | Existing | RYB | 11 kV |  |  |  |  | 240_TRIPLEX_AL_XLPE | PE 16.29 25 UNIT (EFI) (F2): PTJ16294 | SS 16.02 PS5 (EFI): PTJ16023 |  | 114.684 m |  |  |  | 3 | 1 | Pass | null
27805505 | TNB | DISTRIBUTION | WP PUTRAJAYA & CYBERJAYA | Existing | RYB | 11 kV |  |  |  |  | 240_TRIPLEX_AL_XLPE | PE 16.07 22 UNIT TERES (EFI) (F2): PTJ16074 | PE 16.29 25 UNIT (EFI) (F2): PTJ16295 |  | 462.599 m |  |  |  | 3 | 2 | Pass | null
28185854 | TNB | DISTRIBUTION | WP PUTRAJAYA & CYBERJAYA | Existing | RYB | 11 kV |  |  |  |  | 240_TRIPLEX_AL_XLPE | PE 9.36 SEK MEN FASA 3 (F2): PTJ09364 | PE 9.30 SEK REN FASA 2 (F2): PTJ09305 |  | 268.656 m |  |  |  | 3 | 6 | Pass | null
28186312 | TNB | DISTRIBUTION | WP PUTRAJAYA & CYBERJAYA | Existing | RYB | 11 kV |  |  |  |  | 240_TRIPLEX_AL_XLPE | PE 9.50 DEPOH VSQC: PTJ09503 | PE 9.29 BAS DEPOH: PTJ09293 |  | 42.898 m |  |  | FDR11 | 3 | 1 | Pass | null
28186316 | TNB | DISTRIBUTION | WP PUTRAJAYA & CYBERJAYA | Existing | RYB | 11 kV |  |  |  |  | 240_TRIPLEX_AL_XLPE | PE 9.30 SEK REN FASA 2 (F1): PTJ09301 | PE 9.26 FLAT B (F1): PTJ09262 |  | 592.692 m |  |  |  | 3 | 1 | Pass | null
30985813 | TNB | DISTRIBUTION | WP PUTRAJAYA & CYBERJAYA | Existing | RYB | 11 kV |  |  |  |  | 240_TRIPLEX_AL_XLPE | SS 22.20 FSBM (AXIS EUREKA) F2: CBJ22204 | SS 22.66 PRIMA 9 F2: C22664 |  | 621.626 m |  |  |  | 3 | 0 | Pass | null
30985881 | TNB | DISTRIBUTION | WP PUTRAJAYA & CYBERJAYA | Existing | RYB | 11 kV |  |  |  |  | 240_TRIPLEX_AL_XLPE | SS 22.31 CSF F2: C22315 | SS 22.51 DELL R&D F2: CBJ22515 |  | 815.888 m |  |  |  | 3 | 3 | Pass | null
30987636 | TNB | DISTRIBUTION | WP PUTRAJAYA & CYBERJAYA | Existing | RYB | Unknown |  |  |  |  | 240_TRIPLEX_AL_XLPE | PE 22.74 KWDI 3 F2: CBJ22746 | PE 22.75 KWDI 4 F2: CBJ22754 |  | 366.514 m |  |  |  | 3 | 0 | Fail | Please check "Nominal Voltage"
30987640 | TNB | DISTRIBUTION | WP PUTRAJAYA & CYBERJAYA | Existing | RYB | 11 kV |  |  |  |  | 240_TRIPLEX_AL_XLPE | PE 22.75 KWDI 4 F1: CBJ22753 | PE 22.81 AMD F1: CBJ22811 |  | 374.305 m |  |  |  | 3 | 0 | Pass | null
30987647 | TNB | DISTRIBUTION | WP PUTRAJAYA & CYBERJAYA | Existing | RYB | Unknown |  |  |  |  | 240_TRIPLEX_AL_XLPE | PE 22.81 AMD F2: CBJ22814 | PE 22.75 KWDI 4 F2: CBJ22756 [OFF] |  | 361.107 m |  |  |  | 3 | 0 | Fail | Please check "Nominal Voltage"
30987652 | TNB | DISTRIBUTION | WP PUTRAJAYA & CYBERJAYA | Existing | RYB | 11 kV |  |  |  |  | 240_TRIPLEX_AL_XLPE | PE 22.74 KWDI 3 F1: CBJ22743 | PE 22.75 KWDI 4 F1: CBJ22751 |  | 345.219 m |  |  |  | 3 | 0 | Pass | null
30988234 | TNB | DISTRIBUTION | WP PUTRAJAYA & CYBERJAYA | Existing | RYB | 11 kV |  |  |  |  | 240_TRIPLEX_AL_XLPE | SS 22.99 PEJ PUSAT MAKLUMAT F1: CBJ22991 | PE 22.91 SOHO F1: CBJ22913 |  | 427.488 m |  |  |  | 3 | 0 | Pass | null
30988247 | TNB | DISTRIBUTION | WP PUTRAJAYA & CYBERJAYA | Existing | RYB | 11 kV |  |  |  |  | 240_TRIPLEX_AL_XLPE | SS 22.58 BANK NEGARA F1: C22581 | SS 22.99 PEJ PUSAT MAKLUMAT F1: CBJ22992 |  | 431.796 m |  |  |  | 3 | 0 | Pass | null
31007729 | TNB | DISTRIBUTION | WP PUTRAJAYA & CYBERJAYA | Existing | RYB | 11 kV |  |  |  |  | 240_TRIPLEX_AL_XLPE | PE 2.07 INSIDE PPU 18 (F1): PTJ02072 | PE 2.06 PS 15 (F1): PTJ02061 |  | 760.508 m |  |  |  | 3 | 4 | Pass | null
32171094 | TNB | DISTRIBUTION | WP PUTRAJAYA & CYBERJAYA | Existing | RYB | 11 kV |  |  |  |  | 240_TRIPLEX_AL_XLPE | SS 21.99 QUILL COMMERCIAL F2: C21995 | SS 21.58 QB5 F2: CBJ21585 |  | 586.215 m |  |  |  | 3 | 2 | Pass | null
32171099 | TNB | DISTRIBUTION | WP PUTRAJAYA & CYBERJAYA | Existing | RYB | 11 kV |  |  |  |  | 240_TRIPLEX_AL_XLPE | SS 21.58 QB5 F1: CBJ21581 | SS 21.99 QUILL COMMERCIAL F1: C21992 |  | 605.658 m |  |  |  | 3 | 2 | Pass | null
32171180 | TNB | DISTRIBUTION | WP PUTRAJAYA & CYBERJAYA | Existing | RYB | 11 kV |  |  |  |  | 240_TRIPLEX_AL_XLPE | PMU ABBA 132/11kV: VCB 8 | PE 16.03 146 UNIT RUMAH TERES: PTJ16033 |  | 5823.140 m |  |  |  | 3 | 6 | Pass | null
32171354 | TNB | DISTRIBUTION | WP PUTRAJAYA & CYBERJAYA | Existing | RYB | 11 kV |  |  |  |  | 240_TRIPLEX_AL_XLPE | PMU ABBA 132/11kV: VCB 7 | PE 1.63 HOTEL PZ10 (F2): P01634 |  | 4903.553 m |  |  |  | 3 | 5 | Pass | null
32171577 | TNB | DISTRIBUTION | WP PUTRAJAYA & CYBERJAYA | Existing | RYB | 33 kV |  |  |  |  | 630_1C_AL_XLPE | PMU ABBA 132/33kV: VCB 4L5 | PPU PTJ2: VCB 4P5 |  | 7052.320 m |  |  | 4LS | 3 | 7 | Pass | null
32171775 | TNB | DISTRIBUTION | WP PUTRAJAYA & CYBERJAYA | Existing | RYB | Unknown |  |  |  |  | 240_TRIPLEX_AL_XLPE | PE 15.36 FASA 15-1B (F1): PTJ15362 | PE 15.38 FASA 15-3B (F1): PTJ15381 |  | 1095.242 m |  |  |  | 3 | 2 | Fail | Please check "Nominal Voltage"
32329804 | TNB | DISTRIBUTION | WP PUTRAJAYA & CYBERJAYA | Existing | RYB | 11 kV |  |  |  |  | 240_TRIPLEX_AL_XLPE | PE 9.23 FLAT D (F1): P09231 | PE 9.20 P9B1 (EFI) (F1): PTJ09202 |  | 738.866 m |  |  |  | 3 | 6 | Pass | null
32608751 | TNB | DISTRIBUTION | WP PUTRAJAYA & CYBERJAYA | Existing | RYB | 33 kV |  |  |  |  | 630_1C_AL_XLPE | PMU SSWW: 203 [OFF] | PMU SSWW: 2T0 |  | 33.572 m |  |  |  | 3 | 0 | Pass | null
32608752 | TNB | DISTRIBUTION | WP PUTRAJAYA & CYBERJAYA | Existing | RYB | 33 kV |  |  |  |  | 630_1C_AL_XLPE | PMU SSWW: 104 [OFF] | PMU SSWW: 1T0 |  | 21.080 m |  |  |  | 3 | 0 | Pass | null
32609163 | TNB | DISTRIBUTION | WP PUTRAJAYA & CYBERJAYA | Existing | RYB | 11 kV |  |  |  |  | 240_TRIPLEX_AL_XLPE | PE 1.24 BOT PUMP (F1): PTJ01242 | PE 1.25 BOT ADMIN (F1): PTJ01251 |  | 417.326 m |  |  |  | 3 | 1 | Pass | null
32832143 | TNB | DISTRIBUTION | WP PUTRAJAYA & CYBERJAYA | Existing | RYB | 11 kV |  |  |  |  | 240_TRIPLEX_AL_XLPE | PE 9.03 APT 3C (F2): PTJ09035 | PE 9.04 APT 3B (EFI) (F2): PTJ09044 |  | 237.412 m |  |  |  | 3 | 2 | Pass | null
32832184 | TNB | DISTRIBUTION | WP PUTRAJAYA & CYBERJAYA | Existing | RYB | 11 kV |  |  |  |  | 240_TRIPLEX_AL_XLPE | PE 11.30 SEK REN (EFI) (F1): PTJ11301 | PE 11.36 P11 K/13 TERES (F1): PTJ11362 |  | 368.183 m |  |  |  | 3 | 2 | Pass | null
33034104 | TNB | DISTRIBUTION | WP PUTRAJAYA & CYBERJAYA | Existing | RYB | 11 kV |  |  |  |  | 500_1C_AL_XLPE | PPU PTJ17: VCB 10 | SS 3.08 3C7 (F2): P03084 |  | 1742.452 m |  |  |  | 3 | 4 | Pass | null
33034688 | TNB | DISTRIBUTION | WP PUTRAJAYA & CYBERJAYA | Existing | RYB | 11 kV |  |  |  |  | 500_1C_AL_XLPE | PPU PTJ17: VCB 9 | SS 3.08 3C7 (F1): P03081 |  | 1754.367 m |  |  |  | 3 | 4 | Pass | null
34798617 | TNB | DISTRIBUTION | WP PUTRAJAYA & CYBERJAYA | Existing | RYB | 11 kV |  |  |  |  | 240_TRIPLEX_AL_XLPE | PE 18.08 18R1 (F1): PTJ18083 | PE 18.22 BLOK B 18R13 (F1): PTJ18221 |  | 1141.867 m |  |  |  | 3 | 0 | Pass | null
34880630 | TNB | DISTRIBUTION | WP PUTRAJAYA & CYBERJAYA | Existing | RYB | 11 kV |  |  |  |  | 240_TRIPLEX_AL_XLPE | PE 22.88 SKY LEISURE F1: CBJ22882 | PE 22.89 MYTELEHAUS F1: CBJ22891 |  | 304.148 m |  |  |  | 3 | 0 | Pass | null
34880644 | TNB | DISTRIBUTION | WP PUTRAJAYA & CYBERJAYA | Existing | RYB | 11 kV |  |  |  |  | 240_TRIPLEX_AL_XLPE | PE 22.89 MYTELEHAUS F2: CBJ22894 | PE 22.88 SKY LEISURE F2: CBJ22884 |  | 310.278 m |  |  |  | 3 | 0 | Pass | null
34970926 | TNB | DISTRIBUTION | WP PUTRAJAYA & CYBERJAYA | Existing | RYB | 11 kV |  |  |  |  | 240_TRIPLEX_AL_XLPE | PE 22.89 MYTELEHAUS F1: CBJ22892 | PE 24.19 YAKIN INVEST F1: CBJ24191 |  | 465.792 m |  |  |  | 3 | 1 | Pass | null
34970939 | TNB | DISTRIBUTION | WP PUTRAJAYA & CYBERJAYA | Existing | RYB | 11 kV |  |  |  |  | 240_TRIPLEX_AL_XLPE | PE 24.19 YAKIN INVEST F2: CBJ24194 | PE 22.89 MYTELEHAUS F2: CBJ22895 |  | 483.930 m |  |  |  | 3 | 1 | Pass | null
34979500 | TNB | DISTRIBUTION | WP PUTRAJAYA & CYBERJAYA | Existing | RYB | 11 kV |  |  |  |  | 240_TRIPLEX_AL_XLPE | PE 22.91 SOHO F2: CBJ22914 | SS 22.20 FSBM (AXIS EUREKA) F2: CBJ22205 |  | 1342.679 m |  |  |  | 3 | 1 | Pass | null
34979513 | TNB | DISTRIBUTION | WP PUTRAJAYA & CYBERJAYA | Existing | RYB | 11 kV |  |  |  |  | 240_TRIPLEX_AL_XLPE | SS 22.59 BANK NEGARA F1: C22594 | SS 22.99 PEJ PUSAT MAKLUMAT F2: CBJ22995 |  | 619.822 m |  |  |  | 3 | 1 | Pass | null
35022099 | TNB | DISTRIBUTION | WP PUTRAJAYA & CYBERJAYA | Existing | RYB | 11 kV |  |  |  |  | 240_TRIPLEX_AL_XLPE | PE 22.92 PRIMA 12: CBJ22922 | SS 22.31 CSF F1: C22311 [OFF] |  | 238.730 m |  |  |  | 3 | 1 | Pass | null
35107871 | TNB | DISTRIBUTION | WP PUTRAJAYA & CYBERJAYA | Existing | RYB | 11 kV |  |  |  |  | 500_1C_AL_XLPE | SS 21.67 BLOK D IT PARK F2: C21674 | SS 21.66 BLOK C IT PARK F2: C21665 |  | 224.750 m |  |  |  | 3 | 0 | Pass | null
35107872 | TNB | DISTRIBUTION | WP PUTRAJAYA & CYBERJAYA | Existing | RYB | 11 kV |  |  |  |  | 500_1C_AL_XLPE | SS 21.66 BLOK C IT PARK F1: C21662 | SS 21.67 BLOK D IT PARK F1: C21671 |  | 228.235 m |  |  |  | 3 | 0 | Pass | null
35606432 | TNB | DISTRIBUTION | WP PUTRAJAYA & CYBERJAYA | Existing | RYB | 11 kV |  |  |  |  | 240_TRIPLEX_AL_XLPE | D-PTJ-C17-0998: PTJ18295 | PE 18.27 KLINIK KESIHATAN (F2): PTJ18274 |  | 745.461 m |  |  |  | 3 | 0 | Pass | null
35606445 | TNB | DISTRIBUTION | WP PUTRAJAYA & CYBERJAYA | Existing | RYB | 11 kV |  |  |  |  | 240_TRIPLEX_AL_XLPE | PE 18.09 PADAT SL: PTJ18093 | PE 18.27 KLINIK KESIHATAN (F1): PTJ18271 |  | 899.691 m |  |  |  | 3 | 1 | Pass | null
35670318 | TNB | DISTRIBUTION | WP PUTRAJAYA & CYBERJAYA | Existing | RYB | 11 kV |  |  |  |  | 240_TRIPLEX_AL_XLPE | D-CBJ-C15-0540: C23432 | PE 21.96 SUBANG ALAM: CBJ21961 |  | 454.905 m |  |  |  | 3 | 0 | Pass | null
35876421 | TNB | DISTRIBUTION | WP PUTRAJAYA & CYBERJAYA | Existing | RYB | 11 kV |  |  |  |  | 240_3C_AL_XLPE | PE 22.40 POLIS CJ F1: CBJ22401 | SS 22.78 LHDN F1: C22781 |  | 1165.248 m |  |  |  | 3 | 4 | Pass | null
35876431 | TNB | DISTRIBUTION | WP PUTRAJAYA & CYBERJAYA | Existing | RYB | 11 kV |  |  |  |  | 240_3C_AL_XLPE | PPU CYB9: | PE 22.37 BOMBA CJ F2: C22374 |  | 1238.258 m |  |  |  | 3 | 3 | Pass | null
36237577 | TNB | DISTRIBUTION | WP PUTRAJAYA & CYBERJAYA | Existing | RYB | 11 kV |  |  |  |  | 240_3C_AL_XLPE | SS 22.78 LHDN F1: C22782 | SS 22.73 - HP IT CAMPUS F1: C22731 |  | 600.178 m |  |  |  | 3 | 0 | Pass | null
36237578 | TNB | DISTRIBUTION | WP PUTRAJAYA & CYBERJAYA | Existing | RYB | 11 kV |  |  |  |  | 240_3C_AL_XLPE | SS 22.73 - HP IT CAMPUS F2: C22734 | SS 22.78 LHDN F2: C22784 |  | 598.616 m |  |  |  | 3 | 0 | Pass | null
36237579 | TNB | DISTRIBUTION | WP PUTRAJAYA & CYBERJAYA | Existing | RYB | 11 kV |  |  |  |  | 240_3C_AL_XLPE | SS 22.73 - HP IT CAMPUS F1: C22732 | PPU CYB9: VCB 9 [OFF] |  | 1969.900 m |  |  |  | 3 | 0 | Pass | null
36237582 | TNB | DISTRIBUTION | WP PUTRAJAYA & CYBERJAYA | Existing | RYB | 11 kV |  |  |  |  | 240_3C_AL_XLPE | PPU CYB9: VCB 10 | SS 22.73 - HP IT CAMPUS F2: C22735 |  | 1963.473 m |  |  |  | 3 | 0 | Pass | null
36237583 | TNB | DISTRIBUTION | WP PUTRAJAYA & CYBERJAYA | Existing | RYB | 11 kV |  |  |  |  | 240_3C_AL_XLPE |  |  |  | 19.197 m |  |  |  | 3 | 0 | Pass | null
36237586 | TNB | DISTRIBUTION | WP PUTRAJAYA & CYBERJAYA | Existing | RYB | 11 kV |  |  |  |  | 240_3C_AL_XLPE | SS 22.73 - HP IT CAMPUS F2: C22736 |  |  | 17.320 m |  |  |  | 3 | 0 | Pass | null
36499691 | TNB | DISTRIBUTION | WP PUTRAJAYA & CYBERJAYA | Existing | RYB | 11 kV |  |  |  |  | 240_TRIPLEX_AL_XLPE | PE 16.32 TEMP PPA1M P16D: PTJ16323 | PE 16.20 APT A1 (EFI) (F1): PTJ16201 |  | 228.038 m |  |  |  | 3 | 1 | Pass | null
36499704 | TNB | DISTRIBUTION | WP PUTRAJAYA & CYBERJAYA | Existing | RYB | 11 kV |  |  |  |  | 240_TRIPLEX_AL_XLPE | PE 1.63 HOTEL PZ10 (F1): P01632 | PE 1.64 PEJ HOTEL PZ 10 (F1): PTJ01641 |  | 248.243 m |  |  |  | 3 | 0 | Pass | null
36499705 | TNB | DISTRIBUTION | WP PUTRAJAYA & CYBERJAYA | Existing | RYB | 11 kV |  |  |  |  | 240_TRIPLEX_AL_XLPE | PE 1.64 PEJ HOTEL PZ 10 (F2): PTJ01645 | PE 16.31 TEMP PPA1M PR 16: PTJ16311 |  | 606.179 m |  |  |  | 3 | 0 | Pass | null
36499717 | TNB | DISTRIBUTION | WP PUTRAJAYA & CYBERJAYA | Existing | RYB | 11 kV |  |  |  |  | 240_TRIPLEX_AL_XLPE | PE 1.63 HOTEL PZ10 (F2): P01635 | PE 1.64 PEJ HOTEL PZ 10 (F2): PTJ01644 |  | 257.615 m |  |  |  | 3 | 0 | Pass | null
36598334 | TNB | DISTRIBUTION | WP PUTRAJAYA & CYBERJAYA | Existing | RYB | 11 kV |  |  |  |  | 240_TRIPLEX_AL_XLPE | PE 25.04 HOSTEL BLOK 1C: CBJ25042 | PE 23.04 MUTIARA VILLE 2: CBJ23041 |  | 1418.584 m |  |  |  | 3 | 0 | Pass | null
36598345 | TNB | DISTRIBUTION | WP PUTRAJAYA & CYBERJAYA | Existing | RYB | 11 kV | YES |  |  |  | 240_TRIPLEX_AL_XLPE | PE 25.02 HOSTEL BLOK 1A: CBJ25022 | PE 23.03 MUTIARA VILLE 1: CBJ23031 |  | 1130.292 m |  |  |  | 3 | 0 | Pass | null
36671049 | TNB | DISTRIBUTION | WP PUTRAJAYA & CYBERJAYA | Existing | RYB | 11 kV |  |  |  |  | 240_TRIPLEX_AL_XLPE | PE 22.86 NEO CYBER BLOK D: CBJ22861 | PE 22.61 8 BLOK KEDAI PEJ 2A F1: CBJ22613 |  | 56.216 m |  |  |  | 3 | 0 | Pass | null
36684546 | TNB | DISTRIBUTION | WP PUTRAJAYA & CYBERJAYA | Existing | RYB | 11 kV |  |  |  |  | 240_TRIPLEX_AL_XLPE | PE 11.69 ZON 10A (F1): PTJ11694 | PE 11.69 ZON 10A (F2): PTJ11693 |  | 11.438 m |  |  |  | 3 | 0 | Pass | null
36692819 | TNB | DISTRIBUTION | WP PUTRAJAYA & CYBERJAYA | Existing | RYB | 11 kV |  |  |  |  | 240_3C_AL_XLPE | PE 22.76 - STP B F2: CBJ22674 | PE 22.77 - PS2-8 F2: CBJ22776 |  | 1160.041 m |  |  |  | 3 | 0 | Pass | null
36692829 | TNB | DISTRIBUTION | WP PUTRAJAYA & CYBERJAYA | Existing | RYB | 11 kV |  |  |  |  | 240_3C_AL_XLPE | D-CBJ-C15-0497: | PE 22.40 POLIS CJ F1: CBJ22403 |  | 4794.002 m |  |  |  | 3 | 1 | Pass | null
36705661 | TNB | DISTRIBUTION | WP PUTRAJAYA & CYBERJAYA | Existing | RYB | 11 kV |  |  |  |  | 240_TRIPLEX_AL_XLPE |  |  |  | 272.938 m |  |  |  | 3 | 0 | Pass | null
36722318 | TNB | DISTRIBUTION | WP PUTRAJAYA & CYBERJAYA | Existing | RYB | 11 kV |  |  |  |  | 7X_500_1C_CU_PVC/PVC |  |  |  | 1.440 m |  |  |  | 7 | 0 | Pass | null
36722860 | TNB | DISTRIBUTION | WP PUTRAJAYA & CYBERJAYA | Existing | RYB | 11 kV |  |  |  |  | 240_TRIPLEX_AL_XLPE | PPU PTJ5: VCB 5 | SS 23.23 GARDEN PLAZA F2: C23237 |  | 3980.792 m |  |  | FDR5 | 3 | 9 | Pass | null
36722873 | TNB | DISTRIBUTION | WP PUTRAJAYA & CYBERJAYA | Existing | RYB | 11 kV |  |  |  |  | 240_TRIPLEX_AL_XLPE | PE 21.88 MYVILLA P2 PARCEL A: CBJ21881 | PE 21.97 MY VILLA PRESINT 4: CBJ21974 |  | 1661.122 m |  |  |  | 3 | 0 | Pass | null
36727170 | TNB | DISTRIBUTION | WP PUTRAJAYA & CYBERJAYA | Existing | RYB | 11 kV |  |  |  |  | 240_TRIPLEX_AL_XLPE | SS 21.72 JOYFUL F2: C21725 | PE 21.65 EMERIO F2: CBJ21654 |  | 517.700 m |  |  |  | 3 | 1 | Pass | null
37731676 | TNB | DISTRIBUTION | WP PUTRAJAYA & CYBERJAYA | Existing | RYB | 11 kV |  |  |  |  | 500_1C_AL_XLPE | PPU PTJ5: VCB 2 | SS 7.12 NATIONAL CANCER INSTITUT F2: P07124 |  | 1793.987 m |  |  |  | 3 | 1 | Pass | null
38041714 | TNB | DISTRIBUTION | WP PUTRAJAYA & CYBERJAYA | Existing | RYB | 11 kV |  |  |  |  | 240_TRIPLEX_AL_XLPE | PE 5.33 SEK MEN PRESINT 5 (F2): PTJ05335 | PE 5.32 SEK REN PRESINT 5 (F2): PTJ05324 |  | 151.434 m |  |  |  | 3 | 0 | Pass | null
38041716 | TNB | DISTRIBUTION | WP PUTRAJAYA & CYBERJAYA | Existing | RYB | 11 kV |  |  |  |  | 240_TRIPLEX_AL_XLPE | PE 5.33 SEK MEN PRESINT 5 (F1): PTJ05331 | PE 5.26 BLOK D2 APT 5R4 (F1): PTJ05263 |  | 353.213 m |  |  |  | 3 | 0 | Pass | null
38041722 | TNB | DISTRIBUTION | WP PUTRAJAYA & CYBERJAYA | Existing | RYB | 11 kV |  |  |  |  | 240_TRIPLEX_AL_XLPE | PPU PTJ13: VCB 9 | PE 5.32 SEK REN PRESINT 5 (F1): PTJ05322 |  | 2570.520 m |  |  |  | 3 | 0 | Pass | null
38041731 | TNB | DISTRIBUTION | WP PUTRAJAYA & CYBERJAYA | Existing | RYB | 11 kV |  |  |  |  | 240_TRIPLEX_AL_XLPE | PE 5.26 BLOK D2 APT 5R4 (F1): PTJ05266 | PE 5.33 SEK MEN PRESINT 5 (F2): PTJ05334 |  | 352.174 m |  |  |  | 3 | 0 | Pass | null
38041751 | TNB | DISTRIBUTION | WP PUTRAJAYA & CYBERJAYA | Existing | RYB | 11 kV |  |  |  |  | 240_TRIPLEX_AL_XLPE | PE 5.32 SEK REN PRESINT 5 (F2): PTJ05325 | PPU PTJ13: VCB 10 [OFF] |  | 2589.722 m |  |  |  | 3 | 0 | Pass | null
38041757 | TNB | DISTRIBUTION | WP PUTRAJAYA & CYBERJAYA | Existing | RYB | 11 kV |  |  |  |  | 240_TRIPLEX_AL_XLPE | PE 5.32 SEK REN PRESINT 5 (F1): PTJ05321 | PE 5.33 SEK MEN PRESINT 5 (F1): PTJ05332 |  | 151.497 m |  |  |  | 3 | 0 | Pass | null
38139599 | TNB | DISTRIBUTION | WP PUTRAJAYA & CYBERJAYA | Existing | RYB | 11 kV |  |  |  |  | 240_TRIPLEX_AL_XLPE | PMU ABBA 132/11kV: VCB 10 | PE 12.02 KUARTERS PEKERJA: PTJ12021 |  | 2942.167 m |  |  |  | 3 | 7 | Pass | null
38389233 | TNB | DISTRIBUTION | WP PUTRAJAYA & CYBERJAYA | Existing | RYB | 11 kV |  |  |  |  | 240_TRIPLEX_AL_XLPE | PE 21.76 GARDEN VIEW BLOK A: CBJ21761 | PE 21.73 - SEK. ANTARABANGSA F1: CBJ21734 |  | 536.358 m |  |  |  | 3 | 1 | Pass | null
38389243 | TNB | DISTRIBUTION | WP PUTRAJAYA & CYBERJAYA | Existing | RYB | 11 kV |  |  |  |  | 240_TRIPLEX_AL_XLPE | PE 21.78 GARDEN VIEW BLOK C: CBJ21781 | PE 21.77 GARDEN VIEW BLOK B: CBJ21773 |  | 52.112 m |  |  |  | 3 | 0 | Pass | null
38389247 | TNB | DISTRIBUTION | WP PUTRAJAYA & CYBERJAYA | Existing | RYB | 11 kV |  |  |  |  | 240_TRIPLEX_AL_XLPE | PE 21.77 GARDEN VIEW BLOK B: CBJ21771 | PE 21.76 GARDEN VIEW BLOK A: CBJ21762 |  | 52.343 m |  |  |  | 3 | 0 | Pass | null
38496294 | TNB | DISTRIBUTION | WP PUTRAJAYA & CYBERJAYA | Existing | RYB | 11 kV |  |  |  |  | 240_TRIPLEX_AL_XLPE | PE 22.62 8 BLOK KEDAI PEJ 2B F2: CBJ22624 | PE 22.72 CYBERNEO 3 F2: C22725 |  | 431.466 m |  |  |  | 3 | 1 | Pass | null
60455378 | TNB | DISTRIBUTION | WP PUTRAJAYA & CYBERJAYA | Existing | RYB | 11 kV |  |  |  |  | 7X_500_1C_CU_PVC/PVC |  |  |  | 1.161 m |  |  |  | 7 | 0 | Pass | null
60455451 | TNB | DISTRIBUTION | WP PUTRAJAYA & CYBERJAYA | Existing | RYB | 11 kV |  |  |  |  | 7X_500_1C_CU_PVC/PVC |  |  |  | 0.801 m |  |  |  | 7 | 0 | Pass | null
60455457 | TNB | DISTRIBUTION | WP PUTRAJAYA & CYBERJAYA | Existing | RYB | 11 kV |  |  |  |  | 7X_500_1C_CU_PVC/PVC |  |  |  | 0.847 m |  |  |  | 7 | 0 | Pass | null
60455471 | TNB | DISTRIBUTION | WP PUTRAJAYA & CYBERJAYA | Existing | RYB | 33 kV |  |  |  |  | 7X_500_1C_CU_PVC/PVC |  |  |  | 1.562 m |  |  |  | 7 | 0 | Pass | null
60455535 | TNB | DISTRIBUTION | WP PUTRAJAYA & CYBERJAYA | Existing | RYB | 11 kV |  |  |  |  | 7X_500_1C_CU_PVC/PVC |  |  |  | 1.115 m |  |  |  | 7 | 0 | Pass | null
60455541 | TNB | DISTRIBUTION | WP PUTRAJAYA & CYBERJAYA | Existing | RYB | 11 kV |  |  |  |  | 7X_500_1C_CU_PVC/PVC |  |  |  | 1.018 m |  |  |  | 7 | 0 | Pass | null
60455547 | TNB | DISTRIBUTION | WP PUTRAJAYA & CYBERJAYA | Existing | RYB | 11 kV |  |  |  |  | 7X_500_1C_CU_PVC/PVC |  |  |  | 1.003 m |  |  |  | 7 | 0 | Pass | null
60455557 | TNB | DISTRIBUTION | WP PUTRAJAYA & CYBERJAYA | Existing | RYB | 11 kV |  |  |  |  | 7X_500_1C_CU_PVC/PVC |  |  |  | 1.056 m |  |  |  | 7 | 0 | Pass | null
60455563 | TNB | DISTRIBUTION | WP PUTRAJAYA & CYBERJAYA | Existing | RYB | 11 kV |  |  |  |  | 7X_500_1C_CU_PVC/PVC |  |  |  | 1.034 m |  |  |  | 7 | 0 | Pass | null
60455569 | TNB | DISTRIBUTION | WP PUTRAJAYA & CYBERJAYA | Existing | RYB | 11 kV |  |  |  |  | 7X_500_1C_CU_PVC/PVC |  |  |  | 1.117 m |  |  |  | 7 | 0 | Pass | null
60455575 | TNB | DISTRIBUTION | WP PUTRAJAYA & CYBERJAYA | Existing | RYB | 11 kV |  |  |  |  | 7X_500_1C_CU_PVC/PVC |  |  |  | 1.110 m |  |  |  | 7 | 0 | Pass | null
60455593 | TNB | DISTRIBUTION | WP PUTRAJAYA & CYBERJAYA | Existing | RYB | 11 kV | NO | Class C |  |  | 7X_500_1C_CU_PVC/PVC |  |  |  | 1.345 m |  |  |  | 7 | 0 | Pass | null
60455599 | TNB | DISTRIBUTION | WP PUTRAJAYA & CYBERJAYA | Existing | RYB | 11 kV |  |  |  |  | 7X_500_1C_CU_PVC/PVC |  |  |  | 1.104 m |  |  |  | 7 | 0 | Pass | null
60455603 | TNB | DISTRIBUTION | WP PUTRAJAYA & CYBERJAYA | Existing | RYB | 11 kV |  |  |  |  | 7X_500_1C_CU_PVC/PVC |  |  |  | 1.132 m |  |  |  | 7 | 0 | Pass | null
60455607 | TNB | DISTRIBUTION | WP PUTRAJAYA & CYBERJAYA | Existing | RYB | 11 kV |  |  |  |  | 7X_300_1C_AL_PVC/PVC |  |  |  | 0.954 m |  |  |  | 7 | 0 | Pass | null
60455613 | TNB | DISTRIBUTION | WP PUTRAJAYA & CYBERJAYA | Existing | RYB | 11 kV |  |  |  |  | 7X_300_1C_AL_PVC/PVC |  |  |  | 1.044 m |  |  |  | 7 | 0 | Pass | null
60455629 | TNB | DISTRIBUTION | WP PUTRAJAYA & CYBERJAYA | Existing | RYB | 11 kV |  |  |  |  | 7X_500_1C_CU_PVC/PVC |  |  |  | 1.101 m |  |  |  | 7 | 0 | Pass | null
60455671 | TNB | DISTRIBUTION | WP PUTRAJAYA & CYBERJAYA | Existing | RYB | 11 kV |  |  |  |  | 7X_500_1C_CU_PVC/PVC |  |  |  | 0.865 m |  |  |  | 7 | 0 | Pass | null
60455726 | TNB | DISTRIBUTION | WP PUTRAJAYA & CYBERJAYA | Existing | RYB | 11 kV |  |  |  |  | 7X_500_1C_CU_PVC/PVC |  |  |  | 1.046 m |  |  |  | 7 | 0 | Pass | null
252066671 | TNB | DISTRIBUTION | WP PUTRAJAYA & CYBERJAYA | Existing | RYB | 33 kV |  |  |  |  | 630_1C_AL_XLPE | PMU SRDG: VCB 7L5 | PPU PTJ1: VCB 3P5 |  | 7008.172 m |  |  | 7L5 INC | 3 | 9 | Pass | null
252066718 | TNB | DISTRIBUTION | WP PUTRAJAYA & CYBERJAYA | Existing | RYB | 11 kV |  |  |  |  | 240_TRIPLEX_AL_XLPE | PE 14.19 BLOK E2 (EFI) (F1): PTJ14191 | PE 14.18 BLOK E1 (F1): PTJ14182 |  | 47.796 m |  |  |  | 3 | 2 | Pass | null
252066746 | TNB | DISTRIBUTION | WP PUTRAJAYA & CYBERJAYA | Existing | RYB | 11 kV |  |  |  |  | 240_TRIPLEX_AL_XLPE | PE 1.25 BOT ADMIN (F1): PTJ01252 | SS 1.58 ISTANA MELAWATI (F1): PTJ01581 |  | 2043.949 m |  |  |  | 3 | 2 | Pass | null
252066754 | TNB | DISTRIBUTION | WP PUTRAJAYA & CYBERJAYA | Existing | RYB | 11 kV |  |  |  |  | 240_TRIPLEX_AL_XLPE | PE 1.59 WETLAND MANAGEMENT: PTJ01591 | PE 13.04 UGS PERSEKUTUAN: PTJ13042 |  | 1626.866 m |  |  |  | 3 | 3 | Pass | null
252066758 | TNB | DISTRIBUTION | WP PUTRAJAYA & CYBERJAYA | Existing | RYB | 11 kV |  |  |  |  | 240_TRIPLEX_AL_XLPE | SS 1.09 C3 (F1): PTJ1095 | SS 1.10 C2 (F1): PTJ1104 |  | 139.448 m |  |  |  | 3 | 1 | Pass | null
252066770 | TNB | DISTRIBUTION | WP PUTRAJAYA & CYBERJAYA | Existing | RYB | 11 kV |  |  |  |  | 240_TRIPLEX_AL_XLPE | PE 1.27 PADAT PERSIARAN PERSEKUTUAN: PTJ01272 | PE 1.30 TAPAK SEMAIAN BOTANI: P01302 |  | 821.688 m |  |  |  | 3 | 2 | Pass | null
252066782 | TNB | DISTRIBUTION | WP PUTRAJAYA & CYBERJAYA | Existing | RYB | 11 kV |  |  |  |  | 240_TRIPLEX_AL_XLPE | PE 1.30 TAPAK SEMAIAN BOTANI: P01301 | PE 1.59 WETLAND MANAGEMENT: PTJ01592 |  | 1107.374 m |  |  |  | 3 | 2 | Pass | null
252066830 | TNB | DISTRIBUTION | WP PUTRAJAYA & CYBERJAYA | Existing | RYB | 11 kV |  |  |  |  | 500_1C_AL_XLPE | SS 3.08 3C7 (F2): P03085 | SS 3.04 3G3 (F2): P03044 |  | 295.701 m |  |  |  | 3 | 1 | Pass | null
252066842 | TNB | DISTRIBUTION | WP PUTRAJAYA & CYBERJAYA | Existing | RYB | 11 kV |  |  |  |  | 240_TRIPLEX_AL_XLPE | SS 2.01 W.PUTRA (F1): PTJ02011 | PE 2.18 TMN WAWASAN (WR) (F1): P02182 |  | 1723.680 m |  |  |  | 3 | 0 | Pass | null
252066850 | TNB | DISTRIBUTION | WP PUTRAJAYA & CYBERJAYA | Existing | RYB | 11 kV |  |  |  |  | 240_TRIPLEX_AL_XLPE | PE 8.03 SEK REN (EFI) (F1): PTJ08032 | PE 8.04 SEK MEN (F1): PTJ08041 |  | 306.490 m |  |  |  | 3 | 2 | Pass | null
252066870 | TNB | DISTRIBUTION | WP PUTRAJAYA & CYBERJAYA | Existing | RYB | 11 kV |  |  |  |  | 240_TRIPLEX_AL_XLPE | PE 16.15 SEK. REN (F2): PTJ16155 | PE 16.13 SEK. MEN (F2): P16134 |  | 86.706 m |  |  |  | 3 | 2 | Pass | null
252066879 | TNB | DISTRIBUTION | WP PUTRAJAYA & CYBERJAYA | Existing | RYB | 11 kV |  |  |  |  | 240_TRIPLEX_AL_XLPE | PPU PTJ2: VCB 5 | PE 10.02 INSIDE PPU2 (F2): PTJ10024 |  | 35.242 m |  |  | CB5 | 3 | 2 | Pass | null
252066883 | TNB | DISTRIBUTION | WP PUTRAJAYA & CYBERJAYA | Existing | RYB | 11 kV |  |  |  |  | 240_TRIPLEX_AL_XLPE | PE 13.01 WETLAND PUMP 250KW: PTJ13011 | PE 13.02 WETLAND NIC 85KW: PTJ13022 |  | 633.939 m |  |  |  | 3 | 3 | Pass | null
252066887 | TNB | DISTRIBUTION | WP PUTRAJAYA & CYBERJAYA | Existing | RYB | 11 kV |  |  |  |  | 240_TRIPLEX_AL_XLPE | PE 9.24 FLAT C (F2): PTJ09244 | PE 9.23 FLAT D (F2): P09235 |  | 115.434 m |  |  |  | 3 | 2 | Pass | null
252066891 | TNB | DISTRIBUTION | WP PUTRAJAYA & CYBERJAYA | Existing | RYB | 11 kV |  |  |  |  | 240_TRIPLEX_AL_XLPE | PE 13.02 WETLAND NIC 85KW: PTJ13021 | PE 13.03 WETLAND NURSERY 85KW: PTJ13033 |  | 1206.510 m |  |  |  | 3 | 2 | Pass | null
252066899 | TNB | DISTRIBUTION | WP PUTRAJAYA & CYBERJAYA | Existing | RYB | 11 kV |  |  |  |  | 240_TRIPLEX_AL_XLPE | PPU PTJ1: VCB 19 | PE 17.04 RK 1-1 (F2): PTJ17045 |  | 3425.148 m |  |  | CB2 | 3 | 8 | Pass | null
252066903 | TNB | DISTRIBUTION | WP PUTRAJAYA & CYBERJAYA | Existing | RYB | 11 kV |  |  |  |  | 240_TRIPLEX_AL_XLPE | PE 9.16 APT 6F (F2): PTJ09165 | PE 9.17 APT 5A (EFI) (F2): PTJ09174 |  | 160.947 m |  |  |  | 3 | 2 | Pass | null
252066907 | TNB | DISTRIBUTION | WP PUTRAJAYA & CYBERJAYA | Existing | RYB | 11 kV |  |  |  |  | 240_TRIPLEX_AL_XLPE | PE 9.12 SEK REN (F1): PTJ09122 | PE 9.13 SEK MEN (EFI) (F1): PTJ09131 |  | 194.837 m |  |  |  | 3 | 2 | Pass | null
252066941 | TNB | DISTRIBUTION | WP PUTRAJAYA & CYBERJAYA | Existing | RYB | 11 kV |  |  |  |  | 240_TRIPLEX_AL_XLPE | PPU CYB7: | PE 21.34 PS5 F1: CBJ21341 |  | 186.101 m |  |  | CB8 | 3 | 2 | Pass | null
252066953 | TNB | DISTRIBUTION | WP PUTRAJAYA & CYBERJAYA | Existing | RYB | 11 kV |  |  |  |  | 240_TRIPLEX_AL_XLPE | SS 21.59 SME 2 F1: CBJ21591 | PE 21.26 PUSAT KAWAL SELIA F1: CBJ21262 |  | 1509.638 m |  |  |  | 3 | 2 | Pass | null
252066957 | TNB | DISTRIBUTION | WP PUTRAJAYA & CYBERJAYA | Existing | RYB | 11 kV |  |  |  |  | 240_TRIPLEX_AL_XLPE | SS 21.63 BANGUNAN MUSTAFA KAMAL F1: CBJ21631 | SS 21.25 CENTUARY SQUARE F1: CBJ21252 |  | 38.777 m |  |  |  | 3 | 1 | Pass | null
252066969 | TNB | DISTRIBUTION | WP PUTRAJAYA & CYBERJAYA | Existing | RYB | 11 kV |  |  |  |  | 240_TRIPLEX_AL_XLPE | PE 22.24 SEK. SRI PUTERI F2: CBJ22246 | PE 22.24 SEK. SRI PUTERI F1: CBJ22242 [OFF] |  | 26.075 m |  |  |  | 3 | 0 | Pass | null
252067009 | TNB | DISTRIBUTION | WP PUTRAJAYA & CYBERJAYA | Existing | RYB | 11 kV |  |  |  |  | 240_TRIPLEX_AL_XLPE |  |  |  | 6.589 m |  |  |  | 3 | 1 | Pass | null
252067013 | TNB | DISTRIBUTION | WP PUTRAJAYA & CYBERJAYA | Existing | RYB | 33 kV |  |  |  |  | 630_1C_AL_XLPE |  |  |  | 12.250 m |  |  |  | 3 | 1 | Pass | null
252067031 | TNB | DISTRIBUTION | WP PUTRAJAYA & CYBERJAYA | Existing | RYB | 11 kV |  |  |  |  | 240_TRIPLEX_AL_XLPE | PE 11.40 BLOK C (F2): P11405 | PE 11.40 BLOK C (F1): P11402 |  | 10.445 m |  |  |  | 3 | 0 | Pass | null
252069304 | TNB | DISTRIBUTION | WP PUTRAJAYA & CYBERJAYA | Existing | RYB | 11 kV |  |  |  |  | 240_TRIPLEX_AL_XLPE |  |  |  | 112.372 m |  |  |  | 3 | 1 | Pass | null
252071071 | TNB | DISTRIBUTION | WP PUTRAJAYA & CYBERJAYA | Existing | RYB | 11 kV |  |  |  |  | 240_TRIPLEX_AL_XLPE | PE 11.43 SEK. MEN. FASA 2 (F1): PTJ11434 | PE 11.43 SEK. MEN. FASA 2 (F2): PTJ11433 |  | 12.879 m |  |  |  | 3 | 0 | Pass | null
252071090 | TNB | DISTRIBUTION | WP PUTRAJAYA & CYBERJAYA | Existing | RYB | 11 kV |  |  |  |  | 240_TRIPLEX_AL_XLPE | PE 9.48 P'PURI BLOK C&D (EFI) (F2): PTJ09484 | PE 9.47 P'PURI BLOK A&B (F2): PTJ09476 |  | 202.377 m |  |  |  | 3 | 2 | Pass | null
252071116 | TNB | DISTRIBUTION | WP PUTRAJAYA & CYBERJAYA | Existing | RYB | 11 kV |  |  |  |  | 500_1C_AL_XLPE |  |  |  | 57.492 m |  |  |  | 3 | 1 | Pass | null
252071134 | TNB | DISTRIBUTION | WP PUTRAJAYA & CYBERJAYA | Existing | RYB | 11 kV |  |  |  |  | 240_TRIPLEX_AL_XLPE | PE 22.72 CYBERNEO 3 F2: C22724 | PE 22.61 8 BLOK KEDAI PEJ 2A F2: CBJ22616 |  | 229.214 m |  |  |  | 3 | 1 | Pass | null
252071163 | TNB | DISTRIBUTION | WP PUTRAJAYA & CYBERJAYA | Existing | RYB | 11 kV |  |  |  |  | 240_TRIPLEX_AL_XLPE | PE 18.24 BLOK D 18R13 (F1): PTJ18241 | PE 18.23 BLOK C 18R13 (F1): PTJ18233 |  | 59.240 m |  |  |  | 3 | 2 | Pass | null
252071231 | TNB | DISTRIBUTION | WP PUTRAJAYA & CYBERJAYA | Existing | RYB | 11 kV |  |  |  |  | 240_TRIPLEX_AL_XLPE | PE 11.22 ZON 10B (F1): PTJ11224 | PE 11.22 ZON 10B (F2): PTJ11223 |  | 10.858 m |  |  |  | 3 | 0 | Pass | null
252074070 | TNB | DISTRIBUTION | WP PUTRAJAYA & CYBERJAYA | Existing | RYB | 11 kV |  |  |  |  | 240_TRIPLEX_AL_XLPE | PE 9.32 P'PURI BLOK B3 (F2): PTJ09325 | PE 9.37 P'PURI BLOK A1 (EFI) (F2): PTJ09376 |  | 215.305 m |  |  |  | 3 | 2 | Pass | null
252075502 | TNB | DISTRIBUTION | WP PUTRAJAYA & CYBERJAYA | Existing | RYB | 11 kV |  |  |  |  | 240_TRIPLEX_AL_XLPE | PE 9.24 FLAT C (F1): PTJ09241 | PE 9.23 FLAT D (F1): P09232 |  | 106.889 m |  |  |  | 3 | 2 | Pass | null
252075596 | TNB | DISTRIBUTION | WP PUTRAJAYA & CYBERJAYA | Existing | RYB | 11 kV |  |  |  |  | 240_TRIPLEX_AL_XLPE | SS 22.65 BASIS BAY NO 2: C22655 |  |  | 25.333 m |  |  |  | 3 | 1 | Pass | null
252075655 | TNB | DISTRIBUTION | WP PUTRAJAYA & CYBERJAYA | Existing | RYB | 11 kV |  |  |  |  | 240_TRIPLEX_AL_XLPE | SS 22.56 JPJ F2: C22564 | SS 22.43 BMW F2: CBJ22435 |  | 353.071 m |  |  |  | 3 | 2 | Pass | null
252075929 | TNB | DISTRIBUTION | WP PUTRAJAYA & CYBERJAYA | Existing | RYB | 11 kV |  |  |  |  | 240_TRIPLEX_AL_XLPE | PPU PTJ1: VCB 10 | PE 1.24 BOT PUMP (F1): PTJ01241 |  | 1269.477 m |  |  | CB10 | 3 | 4 | Pass | null
252076060 | TNB | DISTRIBUTION | WP PUTRAJAYA & CYBERJAYA | Existing | RYB | 11 kV |  |  |  |  | 240_TRIPLEX_AL_XLPE | PE 8.04 SEK MEN (F2): PTJ08045 | PE 8.05 APT FASA 4A (B1) (F2): P08054 |  | 412.615 m |  |  |  | 3 | 2 | Pass | null
252076075 | TNB | DISTRIBUTION | WP PUTRAJAYA & CYBERJAYA | Existing | RYB | 11 kV |  |  |  |  | 240_3C_AL_XLPE | PE 22.76 - STP B F1: CBJ22762 | D-CBJ-C15-0497: |  | 3399.410 m |  |  |  | 3 | 1 | Pass | null
252076531 | TNB | DISTRIBUTION | WP PUTRAJAYA & CYBERJAYA | Existing | RYB | 11 kV |  |  |  |  | 240_TRIPLEX_AL_XLPE | PE 18.14 BLOK D&E (F2): PTJ18146 | PE 18.13 BLOK F (F2): PTJ18134 |  | 192.552 m |  |  |  | 3 | 2 | Pass | null
252076555 | TNB | DISTRIBUTION | WP PUTRAJAYA & CYBERJAYA | Existing | RYB | 11 kV |  |  |  |  | 240_TRIPLEX_AL_XLPE | PPU PTJ17: VCB 14 | PE 3.01 3M5 S/LIGHTING: PTJ03011 |  | 1622.919 m |  |  |  | 3 | 5 | Pass | null
252076607 | TNB | DISTRIBUTION | WP PUTRAJAYA & CYBERJAYA | Existing | RYB | 11 kV |  |  |  |  | 240_TRIPLEX_AL_XLPE | PPU PTJ1: VCB 3 | PE 1.24 BOT PUMP (F2): PTJ01244 |  | 1275.209 m |  |  | CB3 | 3 | 4 | Pass | null
252077143 | TNB | DISTRIBUTION | WP PUTRAJAYA & CYBERJAYA | Existing | RYB | 11 kV |  |  |  |  | 240_TRIPLEX_AL_XLPE | PE 13.04 UGS PERSEKUTUAN: PTJ13041 | PE 13.03 WETLAND NURSERY 85KW: PTJ13032 [OFF] |  | 2135.879 m |  |  |  | 3 | 1 | Pass | null
252077246 | TNB | DISTRIBUTION | WP PUTRAJAYA & CYBERJAYA | Existing | RYB | 11 kV |  |  |  |  | 240_TRIPLEX_AL_XLPE | PE 15.44 Blok A3 15-12B (F2): PTJ15444 | PE 15.43 BLOK A2 15-12B (F2): PTJ15436 |  | 176.417 m |  |  |  | 3 | 2 | Pass | null
252077302 | TNB | DISTRIBUTION | WP PUTRAJAYA & CYBERJAYA | Existing | RYB | 11 kV |  |  |  |  | 240_TRIPLEX_AL_XLPE | PE 18.21 BLOK A 18R13 (F1): PTJ18213 | PE 18.23 BLOK C 18R13 (F1): PTJ18231 [OFF] |  | 496.790 m |  |  |  | 3 | 1 | Pass | null
252077357 | TNB | DISTRIBUTION | WP PUTRAJAYA & CYBERJAYA | Existing | RYB | 11 kV |  |  |  |  | 240_TRIPLEX_AL_XLPE | PE 15.42 P/PURI 15-12 BLOK C (F1): PTJ15423 | PE 15.41 P/PURI 15-12 BLOK B (F1): PTJ15411 |  | 112.632 m |  |  |  | 3 | 2 | Pass | null
252077675 | TNB | DISTRIBUTION | WP PUTRAJAYA & CYBERJAYA | Existing | RYB | 11 kV |  |  |  |  | 240_TRIPLEX_AL_XLPE | PE 11.24 TERES ZON 9A (F1): PTJ11244 | PE 11.24 TERES ZON 9A (F2): PTJ11242 |  | 11.074 m |  |  |  | 3 | 0 | Pass | null
252077798 | TNB | DISTRIBUTION | WP PUTRAJAYA & CYBERJAYA | Existing | RYB | 11 kV |  |  |  |  | 240_TRIPLEX_AL_XLPE | PPU PTJ5: | PE 2.04 W.F PROMENADE (F1): PTJ02043 |  | 1227.197 m |  |  |  | 3 | 0 | Pass | null
252077969 | TNB | DISTRIBUTION | WP PUTRAJAYA & CYBERJAYA | Existing | RYB | 11 kV |  |  |  |  | 240_TRIPLEX_AL_XLPE | PE 9.07 APT 2A (EFI) (F1): PTJ09071 | PE 9.08 P9G TERES (F1): PTJ09082 |  | 217.345 m |  |  |  | 3 | 2 | Pass | null
252079799 | TNB | DISTRIBUTION | WP PUTRAJAYA & CYBERJAYA | Existing | RYB | 11 kV |  |  |  |  | 240_TRIPLEX_AL_XLPE | SS 1.17 D3 (F1): PTJ01172 | SS 1.18 D4 (F1): PTJ01181 |  | 163.908 m |  |  |  | 3 | 2 | Pass | null
252079828 | TNB | DISTRIBUTION | WP PUTRAJAYA & CYBERJAYA | Existing | RYB | 11 kV |  |  |  |  | 240_TRIPLEX_AL_XLPE |  |  |  | 29.988 m |  |  |  | 3 | 1 | Pass | null
252079872 | TNB | DISTRIBUTION | WP PUTRAJAYA & CYBERJAYA | Existing | RYB | 11 kV |  |  |  |  | 240_TRIPLEX_AL_XLPE | PE 16.03 146 UNIT RUMAH TERES: PTJ16031 | SS 16.01 TELEKOM: P16012 |  | 1746.015 m |  |  |  | 3 | 4 | Pass | null
252079993 | TNB | DISTRIBUTION | WP PUTRAJAYA & CYBERJAYA | Existing | RYB | 11 kV |  |  |  |  | 240_TRIPLEX_AL_XLPE | PE 9.05 P9 G1 TERES F2: P09055 | PE 9.06 APT 2E (F1): PTJ09062 |  | 314.585 m |  |  |  | 3 | 2 | Pass | null
252079997 | TNB | DISTRIBUTION | WP PUTRAJAYA & CYBERJAYA | Existing | RYB | 11 kV |  |  |  |  | 240_TRIPLEX_AL_XLPE | PE 21.43 CYBERVILLAGE SERENITY 3 F1: CBJ21433 | PE 21.42 CYBERVILLAGE SERENITY 4 F1: CBJ21421 |  | 713.489 m |  |  |  | 3 | 2 | Pass | null
252080006 | TNB | DISTRIBUTION | WP PUTRAJAYA & CYBERJAYA | Existing | RYB | 11 kV |  |  |  |  | 240_TRIPLEX_AL_XLPE | SS 1.42 E4 & E5 (F1): PTJ01423 | SS 1.41 E3 (F1): PTJ01411 |  | 118.362 m |  |  |  | 3 | 2 | Pass | null
252080010 | TNB | DISTRIBUTION | WP PUTRAJAYA & CYBERJAYA | Existing | RYB | 11 kV |  |  |  |  | 240_TRIPLEX_AL_XLPE | PE 22.22 CYBER HEIGHT VILLA F1: CBJ22222 | PE 22.25 CYBER HEIGHT VILLA F1: CBJ22251 |  | 350.101 m |  |  |  | 3 | 2 | Pass | null
252080035 | TNB | DISTRIBUTION | WP PUTRAJAYA & CYBERJAYA | Existing | RYB | 11 kV |  |  |  |  | 240_TRIPLEX_AL_XLPE | PE 14.08 Perumahan 14-10 (F1): PTJ14081 | PE 14.13 ERUMAHAN 14-9 (EFI) (F1): PTJ14133 |  | 525.721 m |  |  |  | 3 | 2 | Pass | null
252080072 | TNB | DISTRIBUTION | WP PUTRAJAYA & CYBERJAYA | Existing | RYB | 11 kV |  |  |  |  | 240_TRIPLEX_AL_XLPE | PE 24.15 APARTMENT TINDAK MURNI: CBJ24152 | PE 22.25 CYBER HEIGHT VILLA F2: CBJ22254 |  | 785.643 m |  |  |  | 3 | 2 | Pass | null
252080174 | TNB | DISTRIBUTION | WP PUTRAJAYA & CYBERJAYA | Existing | RYB | 11 kV |  |  |  |  | 240_TRIPLEX_AL_XLPE | PE 16.20 APT A1 (EFI) (F1): PTJ16202 | PE 16.19 APT A2 (F1): PTJ16191 |  | 134.186 m |  |  |  | 3 | 2 | Pass | null
252080227 | TNB | DISTRIBUTION | WP PUTRAJAYA & CYBERJAYA | Existing | RYB | 11 kV |  |  |  |  | 240_TRIPLEX_AL_XLPE | SS 1.40 E2 (F1): P01401 | SS 1.41 E3 (F1): PTJ01412 [OFF] |  | 154.552 m |  |  |  | 3 | 2 | Pass | null
252080296 | TNB | DISTRIBUTION | WP PUTRAJAYA & CYBERJAYA | Existing | RYB | 11 kV |  |  |  |  | 240_TRIPLEX_AL_XLPE | SS 1.50 E13 (F1): PTJ01503 | SS 1.49 E12 (F1): P01491 |  | 131.026 m |  |  |  | 3 | 2 | Pass | null
252080405 | TNB | DISTRIBUTION | WP PUTRAJAYA & CYBERJAYA | Existing | RYB | 11 kV | YES |  |  |  | 240_TRIPLEX_AL_XLPE | PE 21.49 CONDO B2 F1: CBJ21492 | PE 21.51 CONDO C1 F1: CBJ21511 |  | 132.499 m |  |  |  | 3 | 2 | Pass | null
252080490 | TNB | DISTRIBUTION | WP PUTRAJAYA & CYBERJAYA | Existing | RYB | 11 kV |  |  |  |  | 240_TRIPLEX_AL_XLPE | SS 21.25 CENTUARY SQUARE F2: CBJ21255 | SS 21.63 BANGUNAN MUSTAFA KAMAL F2: CBJ21634 |  | 55.629 m |  |  |  | 3 | 1 | Pass | null
252080679 | TNB | DISTRIBUTION | WP PUTRAJAYA & CYBERJAYA | Existing | RYB | 11 kV |  |  |  |  | 240_TRIPLEX_AL_XLPE | PE 11.08 P11A2/5 TERES (EFI) (F2): PTJ11085 | PE 11.67 PS9 (F2): PTJ11674 |  | 134.213 m |  |  |  | 3 | 2 | Pass | null
252080931 | TNB | DISTRIBUTION | WP PUTRAJAYA & CYBERJAYA | Existing | RYB | 11 kV |  |  |  |  | 240_TRIPLEX_AL_XLPE | SS 22.19 (QUILL)P.MULTIMEDIA( DHL ) F2: CBJ22195 | SS 22.47 DHL 2 F2: CBJ22474 |  | 331.589 m |  |  |  | 3 | 2 | Pass | null
252081038 | TNB | DISTRIBUTION | WP PUTRAJAYA & CYBERJAYA | Existing | RYB | 11 kV |  |  |  |  | 240_TRIPLEX_AL_XLPE | SS 1.13 C6 (F2): PTJ1132 | SS 1.12 C7 (F2): PTJ1122 |  | 117.669 m |  |  |  | 3 | 1 | Pass | null
252081042 | TNB | DISTRIBUTION | WP PUTRAJAYA & CYBERJAYA | Existing | RYB | 11 kV |  |  |  |  | 240_TRIPLEX_AL_XLPE | PE 9.26 FLAT B (F2): PTJ09264 | PE 9.25 FLAT A (F2): PTJ09255 |  | 150.194 m |  |  |  | 3 | 2 | Pass | null
252081046 | TNB | DISTRIBUTION | WP PUTRAJAYA & CYBERJAYA | Existing | RYB | 11 kV |  |  |  |  | 240_TRIPLEX_AL_XLPE | PE 2.04 W.F PROMENADE (F1): PTJ02041 | PE 2.05 PADAT CUT: PTJ02052 |  | 616.903 m |  |  |  | 3 | 2 | Pass | null
252081058 | TNB | DISTRIBUTION | WP PUTRAJAYA & CYBERJAYA | Existing | RYB | 11 kV |  |  |  |  | 240_TRIPLEX_AL_XLPE | PE 21.06 PADAT B 15-4: CBJ21061 | PE 21.05 B15-3: CBJ21051 |  | 1805.058 m |  |  |  | 3 | 2 | Pass | null
252081147 | TNB | DISTRIBUTION | WP PUTRAJAYA & CYBERJAYA | Existing | RYB | 11 kV |  |  |  |  | 240_TRIPLEX_AL_XLPE | SS 1.47 E10 (F2): PTJ01474 | SS 1.48 E11 (F2): PTJ01485 |  | 238.804 m |  |  |  | 3 | 2 | Pass | null
252081171 | TNB | DISTRIBUTION | WP PUTRAJAYA & CYBERJAYA | Existing | RYB | 11 kV |  |  |  |  | 240_TRIPLEX_AL_XLPE | D-CBJ-C14-0473: C23386 | SS 22.18 MDeC F2: CBJ22184 |  | 2582.916 m |  |  | PMU CBJN: VCB 2 | 3 | 5 | Pass | null
252081175 | TNB | DISTRIBUTION | WP PUTRAJAYA & CYBERJAYA | Existing | RYB | 11 kV |  |  |  |  | 240_TRIPLEX_AL_XLPE | PE 18.13 BLOK F (F1): PTJ18133 | PE 18.12 BLOK A (F1): P18121 |  | 217.145 m |  |  |  | 3 | 2 | Pass | null
252081314 | TNB | DISTRIBUTION | WP PUTRAJAYA & CYBERJAYA | Existing | RYB | 11 kV |  |  |  |  | 240_TRIPLEX_AL_XLPE | SS 1.48 E11 (F1): PTJ01482 | SS 1.47 E10 (F1): PTJ01471 |  | 236.268 m |  |  |  | 3 | 2 | Pass | null
252081318 | TNB | DISTRIBUTION | WP PUTRAJAYA & CYBERJAYA | Existing | RYB | 11 kV |  |  |  |  | 240_TRIPLEX_AL_XLPE | PE 2.06 PS 15 (F2): PTJ02065 | PE 2.29 TEMP SKYRIDE: PTJ02291 |  | 44.876 m |  |  |  | 3 | 2 | Pass | null
252081332 | TNB | DISTRIBUTION | WP PUTRAJAYA & CYBERJAYA | Existing | RYB | 11 kV |  |  |  |  | 240_TRIPLEX_AL_XLPE | PE 11.42 BLOK G (F1): PTJ11422 | PE 11.42 BLOK G (F2): PTJ11425 |  | 24.941 m |  |  |  | 3 | 0 | Pass | null
252081503 | TNB | DISTRIBUTION | WP PUTRAJAYA & CYBERJAYA | Existing | RYB | 11 kV |  |  |  |  | 240_TRIPLEX_AL_XLPE | SS 1.12 C7 (F1): PTJ1125 | SS 1.13 C6 (F1): PTJ1134 |  | 104.204 m |  |  |  | 3 | 1 | Pass | null
252081515 | TNB | DISTRIBUTION | WP PUTRAJAYA & CYBERJAYA | Existing | RYB | 11 kV |  |  |  |  | 240_TRIPLEX_AL_XLPE | SS 1.06 JPM B6 JPM B7 (F1): PTJ1063 | SS 1.05 JPM B5 (F1): PTJ1054 |  | 96.601 m |  |  |  | 3 | 2 | Pass | null
252081879 | TNB | DISTRIBUTION | WP PUTRAJAYA & CYBERJAYA | Existing | RYB | 11 kV |  |  |  |  | 240_TRIPLEX_AL_XLPE | PE 22.15 LOT12072 P.MULTIMEDIA F1: CBJ22151 | PE 22.49 LOT PT 12082 F1: CBJ22493 |  | 148.939 m |  |  |  | 3 | 2 | Pass | null
252082048 | TNB | DISTRIBUTION | WP PUTRAJAYA & CYBERJAYA | Existing | RYB | 11 kV |  |  |  |  | 240_TRIPLEX_AL_XLPE | PE 21.96 SUBANG ALAM: CBJ21962 | PE 21.43 CYBERVILLAGE SERENITY 3 F2: CBJ21434 |  | 593.598 m |  |  |  | 3 | 1 | Pass | null
252082202 | TNB | DISTRIBUTION | WP PUTRAJAYA & CYBERJAYA | Existing | RYB | 11 kV |  |  |  |  | 240_TRIPLEX_AL_XLPE | PE 5.08 JLB2: PTJ05082 | SS 5.02 STP2 (F2): P05024 |  | 1353.561 m |  |  |  | 3 | 0 | Pass | null
252082211 | TNB | DISTRIBUTION | WP PUTRAJAYA & CYBERJAYA | Existing | RYB | 11 kV |  |  |  |  | 240_TRIPLEX_AL_XLPE | SS 21.58 QB5 F2: CBJ21584 | SS 21.29 HSBC F2: C21294 |  | 191.963 m |  |  |  | 3 | 2 | Pass | null
252082344 | TNB | DISTRIBUTION | WP PUTRAJAYA & CYBERJAYA | Existing | RYB | 11 kV |  |  |  |  | 500_1C_AL_XLPE | PPU PTJ24: VCB 13 | PE 3.02 3G1 (F2): P03025 |  | 74.186 m |  |  | CB13 | 3 | 0 | Pass | null
252082352 | TNB | DISTRIBUTION | WP PUTRAJAYA & CYBERJAYA | Existing | RYB | 11 kV |  |  |  |  | 240_TRIPLEX_AL_XLPE | PE 9.11 KLINIK (F2): PTJ09115 | PE 9.12 SEK REN (F2): PTJ09124 |  | 203.195 m |  |  |  | 3 | 2 | Pass | null
252082488 | TNB | DISTRIBUTION | WP PUTRAJAYA & CYBERJAYA | Existing | RYB | 11 kV |  |  |  |  | 240_TRIPLEX_AL_XLPE | PE 22.09 FUJITSU F2: CBJ22096 | PE 22.15 LOT 12072 P.MULTIMEDIA F2: CBJ22155 |  | 313.690 m |  |  |  | 3 | 0 | Pass | null
252082492 | TNB | DISTRIBUTION | WP PUTRAJAYA & CYBERJAYA | Existing | RYB | 11 kV |  |  |  |  | 240_TRIPLEX_AL_XLPE | PE 9.28 APT 11C (EFI) (F2): PTJ09286 | PE 9.14 K.KEJIRANAN (F2): PTJ09144 |  | 126.944 m |  |  |  | 3 | 2 | Pass | null
252082665 | TNB | DISTRIBUTION | WP PUTRAJAYA & CYBERJAYA | Existing | RYB | 11 kV |  |  |  |  | 240_TRIPLEX_AL_XLPE | SS 21.29 HSBC F1: C21291 | SS 21.58 QB5 F1: CBJ21582 |  | 177.466 m |  |  |  | 3 | 2 | Pass | null
252082669 | TNB | DISTRIBUTION | WP PUTRAJAYA & CYBERJAYA | Existing | RYB | 11 kV |  |  |  |  | 240_TRIPLEX_AL_XLPE | PE 22.17 PADAT STP 4: CBJ22171 | PE 22.14 CYBER HEIGHT VILLA F1: C22141 |  | 404.445 m |  |  |  | 3 | 2 | Pass | null
252082673 | TNB | DISTRIBUTION | WP PUTRAJAYA & CYBERJAYA | Existing | RYB | 11 kV |  |  |  |  | 240_TRIPLEX_AL_XLPE | PE 21.43 CYBERVILLAGE SERENITY 3 F2: CBJ21436 | PE 21.42 CYBERVILLAGE SERENITY 4 F2: CBJ21424 |  | 730.571 m |  |  |  | 3 | 2 | Pass | null
252082790 | TNB | DISTRIBUTION | WP PUTRAJAYA & CYBERJAYA | Existing | RYB | 11 kV |  |  |  |  | 240_TRIPLEX_AL_XLPE | SS 1.16 D2 (F2): PTJ01165 | SS 1.17 D3 (F2): PTJ01174 |  | 124.860 m |  |  |  | 3 | 1 | Pass | null
252083152 | TNB | DISTRIBUTION | WP PUTRAJAYA & CYBERJAYA | Existing | RYB | 11 kV |  |  |  |  | 240_TRIPLEX_AL_XLPE | PE 9.11 KLINIK (F1): PTJ09112 | PE 9.12 SEK REN (F1): PTJ09121 |  | 212.319 m |  |  |  | 3 | 2 | Pass | null
252083297 | TNB | DISTRIBUTION | WP PUTRAJAYA & CYBERJAYA | Existing | RYB | 11 kV |  |  |  |  | 240_TRIPLEX_AL_XLPE | PE 8.05 APT FASA 4A (B1) (F2): P08055 | PE 8.17 P.KEJIRANAN (EFI): PTJ08172 |  | 220.100 m |  |  |  | 3 | 3 | Pass | null
252083306 | TNB | DISTRIBUTION | WP PUTRAJAYA & CYBERJAYA | Existing | RYB | 11 kV |  |  |  |  | 240_TRIPLEX_AL_XLPE | PE 8.09 JLN P8E2TERES (F2): PTJ08095 | PE 8.07 APT FASA 4B (B2) (F2): PTJ08075 |  | 485.353 m |  |  |  | 3 | 2 | Pass | null
252083451 | TNB | DISTRIBUTION | WP PUTRAJAYA & CYBERJAYA | Existing | RYB | 11 kV |  |  |  |  | 240_TRIPLEX_AL_XLPE | PE 8.02 P8A SEMI D (F2): PTJ08025 | PE 8.03 SEK REN (EFI) (F2): PTJ08034 |  | 284.615 m |  |  |  | 3 | 2 | Pass | null
252083456 | TNB | DISTRIBUTION | WP PUTRAJAYA & CYBERJAYA | Existing | RYB | 11 kV |  |  |  |  | 240_TRIPLEX_AL_XLPE | PE 8.21 APT B (EFI) (F2): PTJ08214 | PE 8.20 APT D (F2): PTJ08205 |  | 265.287 m |  |  |  | 3 | 2 | Pass | null
252083465 | TNB | DISTRIBUTION | WP PUTRAJAYA & CYBERJAYA | Existing | RYB | 11 kV |  |  |  |  | 240_TRIPLEX_AL_XLPE | PE 7.03 STESEN PAM PS3: PTJ07032 | PE 7.07 PLF (F2): PTJ07075 |  | 2121.575 m |  |  |  | 3 | 7 | Pass | null
252083591 | TNB | DISTRIBUTION | WP PUTRAJAYA & CYBERJAYA | Existing | RYB | 11 kV |  |  |  |  | 240_TRIPLEX_AL_XLPE | SS 1.08 C4 (F1): PTJ1085 | SS 1.09 C3 (F1): PTJ1094 |  | 129.585 m |  |  |  | 3 | 2 | Pass | null
252083709 | TNB | DISTRIBUTION | WP PUTRAJAYA & CYBERJAYA | Existing | RYB | 11 kV |  |  |  |  | 240_TRIPLEX_AL_XLPE | SS 1.52 E15 (F1): PTJ01522 | SS 1.42 E4 & E5 (F1): PTJ01421 |  | 514.342 m |  |  |  | 3 | 2 | Pass | null
252083713 | TNB | DISTRIBUTION | WP PUTRAJAYA & CYBERJAYA | Existing | RYB | 11 kV |  |  |  |  | 240_TRIPLEX_AL_XLPE | SS 1.50 E13 (F2): PTJ01504 | SS 1.45 E8 (F2): P01455 |  | 118.940 m |  |  |  | 3 | 2 | Pass | null
252084977 | TNB | DISTRIBUTION | WP PUTRAJAYA & CYBERJAYA | Existing | RYB | 11 kV |  |  |  |  | 240_TRIPLEX_AL_XLPE | SS 1.10 C2 (F1): PTJ1105 | SS 1.11 C1 (F1): PTJ1114 |  | 203.000 m |  |  |  | 3 | 1 | Pass | null
252085957 | TNB | DISTRIBUTION | WP PUTRAJAYA & CYBERJAYA | Existing | RYB | 11 kV |  |  |  |  | 240_TRIPLEX_AL_XLPE | PE 18.24 BLOK D 18R13 (F2): PTJ18244 | PE 18.23 BLOK C 18R13 (F2): PTJ18236 |  | 76.422 m |  |  |  | 3 | 2 | Pass | null
252086120 | TNB | DISTRIBUTION | WP PUTRAJAYA & CYBERJAYA | Existing | RYB | 11 kV |  |  |  |  | 240_TRIPLEX_AL_XLPE | PE 21.45 CYBERVILLAGE SERENITY 1 F1: CBJ21453 | PE 21.44 CYBERVILLAGE SERENITY 2: CBJ21441 |  | 930.778 m |  |  |  | 3 | 2 | Pass | null
252086588 | TNB | DISTRIBUTION | WP PUTRAJAYA & CYBERJAYA | Existing | RYB | 11 kV |  |  |  |  | 240_TRIPLEX_AL_XLPE | SS 21.55 SME TECHNOPRENEUR CENTRE F1: CBJ21551 | SS 21.23 CENTURY SQUARE 2320 F1: C21232 |  | 672.659 m |  |  |  | 3 | 2 | Pass | null
252086897 | TNB | DISTRIBUTION | WP PUTRAJAYA & CYBERJAYA | Existing | RYB | 11 kV |  |  |  |  | 240_TRIPLEX_AL_XLPE | PE 16.29 25 UNIT (EFI) (F1): PTJ16291 | PE 16.27 UPPER BISA: PTJ16271 |  | 172.734 m |  |  |  | 3 | 2 | Pass | null
252087179 | TNB | DISTRIBUTION | WP PUTRAJAYA & CYBERJAYA | Existing | RYB | 33 kV |  |  |  |  | 630_1C_AL_XLPE | PMU SRDG: VCB 12L5 | PPU PTJ5: VCB 2P5 |  | 8773.850 m |  |  | 2P5 | 3 | 8 | Pass | null
252087183 | TNB | DISTRIBUTION | WP PUTRAJAYA & CYBERJAYA | Existing | RYB | 11 kV |  |  |  |  | 240_TRIPLEX_AL_XLPE | PE 9.01 APT 4A (EFI) (F1): PTJ09012 | PE 9.02 APT 4E (F1): PTJ09021 |  | 292.483 m |  |  |  | 3 | 2 | Pass | null
252087199 | TNB | DISTRIBUTION | WP PUTRAJAYA & CYBERJAYA | Existing | RYB | 11 kV |  |  |  |  | 240_TRIPLEX_AL_XLPE | PE 9.22 PS 2: PTJ09222 | PE 9.20 P9B1 (EFI) (F2): PTJ09205 |  | 515.542 m |  |  |  | 3 | 3 | Pass | null
252087331 | TNB | DISTRIBUTION | WP PUTRAJAYA & CYBERJAYA | Existing | RYB | 11 kV |  |  |  |  | 240_TRIPLEX_AL_XLPE | PE 9.10 PS 1: PTJ09102 | PE 9.15 APT 6D (EFI) (F2): PTJ09154 |  | 521.530 m |  |  |  | 3 | 2 | Pass | null
252087367 | TNB | DISTRIBUTION | WP PUTRAJAYA & CYBERJAYA | Existing | RYB | 11 kV |  |  |  |  | 240_TRIPLEX_AL_XLPE | PPU PTJ6: VCB 1 | SS 1.01 PMO (F1): P01011 |  | 414.556 m |  |  |  | 3 | 2 | Pass | null
252087371 | TNB | DISTRIBUTION | WP PUTRAJAYA & CYBERJAYA | Existing | RYB | 11 kV |  |  |  |  | 240_TRIPLEX_AL_XLPE | PPU PTJ2: VCB 2 | SS 10.01 PMR (F1): P10011 |  | 937.591 m |  |  | CB2 | 3 | 2 | Pass | null
252087375 | TNB | DISTRIBUTION | WP PUTRAJAYA & CYBERJAYA | Existing | RYB | 11 kV |  |  |  |  | 240_TRIPLEX_AL_XLPE | PE 10.02 INSIDE PPU2 (F2): PTJ10025 | PE 10.03 P10 C BANGLOW (F1): PTJ10031 |  | 695.355 m |  |  |  | 3 | 2 | Pass | null
252087498 | TNB | DISTRIBUTION | WP PUTRAJAYA & CYBERJAYA | Existing | RYB | 11 kV |  |  |  |  | 240_TRIPLEX_AL_XLPE | PE 9.28 APT 11C (EFI) (F1): PTJ09283 | PE 9.14 K.KEJIRANAN (F1): PTJ09141 |  | 124.483 m |  |  |  | 3 | 2 | Pass | null
252087536 | TNB | DISTRIBUTION | WP PUTRAJAYA & CYBERJAYA | Existing | RYB | 11 kV |  |  |  |  | 240_TRIPLEX_AL_XLPE | SS 1.11 C1 (F2): PTJ1111 | SS 1.10 C2 (F2): PTJ1102 |  | 215.371 m |  |  |  | 3 | 1 | Pass | null
252087703 | TNB | DISTRIBUTION | WP PUTRAJAYA & CYBERJAYA | Existing | RYB | 11 kV |  |  |  |  | 240_TRIPLEX_AL_XLPE | PE 8.21 APT B (EFI) (F1): PTJ08211 | PE 8.20 APT D (F1): PTJ08202 |  | 271.160 m |  |  |  | 3 | 2 | Pass | null
252087724 | TNB | DISTRIBUTION | WP PUTRAJAYA & CYBERJAYA | Existing | RYB | 11 kV |  | Class D |  |  | 70_1C_AL_XLPE | PE 7.02 POLIS PUTRAJAYA (F2): PTJ07024 | PE 7.01 IBU PEJABAT BOMBA (F2): PTJ07016 |  | 486.240 m |  |  |  | 3 | 2 | Pass | null
252087736 | TNB | DISTRIBUTION | WP PUTRAJAYA & CYBERJAYA | Existing | RYB | 11 kV |  |  |  |  | 240_TRIPLEX_AL_XLPE | SS 1.39 E1 (F2): PTJ01394 | SS 1.40 E2 (F2): P01405 |  | 191.991 m |  |  |  | 3 | 2 | Pass | null
252087740 | TNB | DISTRIBUTION | WP PUTRAJAYA & CYBERJAYA | Existing | RYB | 11 kV |  |  |  |  | 240_TRIPLEX_AL_XLPE | PE 16.28 TAMAN WARISAN (F1): PTJ16281 | PE 16.06 SEK REN F2 (F1): PTJ16062 |  | 475.614 m |  |  |  | 3 | 1 | Pass | null
252087911 | TNB | DISTRIBUTION | WP PUTRAJAYA & CYBERJAYA | Existing | RYB | 33 kV | YES |  |  |  | 630_1C_AL_XLPE | PMU CBJN 132/33KV: VCB 5L5 | PPU WDFL: [OFF] |  | 7552.333 m |  |  |  | 3 | 0 | Pass | null
252087970 | TNB | DISTRIBUTION | WP PUTRAJAYA & CYBERJAYA | Existing | RYB | 11 kV |  |  |  |  | 240_TRIPLEX_AL_XLPE | PE 12.02 KUARTERS PEKERJA: PTJ12023 | PE 12.01 RF 2 P. UTARA: PTJ12011 |  | 625.547 m |  |  |  | 3 | 0 | Pass | null
252088202 | TNB | DISTRIBUTION | WP PUTRAJAYA & CYBERJAYA | Existing | RYB | 11 kV |  |  |  |  | 240_TRIPLEX_AL_XLPE | PE 16.19 APT A2 (F2): PTJ16195 | PE 16.18 APT A3 (EFI) (F2): PTJ16184 |  | 190.612 m |  |  |  | 3 | 2 | Pass | null
252088206 | TNB | DISTRIBUTION | WP PUTRAJAYA & CYBERJAYA | Existing | RYB | 11 kV |  |  |  |  | 240_TRIPLEX_AL_XLPE | PE 14.17 BLOK D (F2): PTJ14174 | PE 14.16 BLOK C (EFI) (F2): PTJ14165 |  | 105.568 m |  |  |  | 3 | 2 | Pass | null
252088487 | TNB | DISTRIBUTION | WP PUTRAJAYA & CYBERJAYA | Existing | RYB | 11 kV |  |  |  |  | 240_TRIPLEX_AL_XLPE | PE 1.24 BOT PUMP (F2): PTJ01245 | PE 1.25 BOT ADMIN (F2): PTJ01254 |  | 429.290 m |  |  |  | 3 | 1 | Pass | null
252090459 | TNB | DISTRIBUTION | WP PUTRAJAYA & CYBERJAYA | Existing | RYB | 11 kV |  |  |  |  | 240_TRIPLEX_AL_XLPE | PE 22.23 SEK. SRI PUTERI F2: CBJ22235 | PE 22.24 SEK. SRI PUTERI F2: CBJ22245 |  | 407.787 m |  |  |  | 3 | 2 | Pass | null
252090463 | TNB | DISTRIBUTION | WP PUTRAJAYA & CYBERJAYA | Existing | RYB | 11 kV |  |  |  |  | 240_TRIPLEX_AL_XLPE | PE 22.25 CYBER HEIGHT VILLA F1: CBJ22252 | PE 22.23 SEK. SRI PUTERI F1: CBJ22231 |  | 608.723 m |  |  |  | 3 | 2 | Pass | null
252090885 | TNB | DISTRIBUTION | WP PUTRAJAYA & CYBERJAYA | Existing | RYB | 11 kV |  |  |  |  | 240_TRIPLEX_AL_XLPE | PPU CYB7: VCB 14 | SS 21.28 LOT 12065 F1: CBJ21281 |  | 624.567 m |  |  |  | 3 | 2 | Pass | null
252091102 | TNB | DISTRIBUTION | WP PUTRAJAYA & CYBERJAYA | Existing | RYB | 11 kV |  |  |  |  | 240_TRIPLEX_AL_XLPE | PE 9.09 APT A1 (EFI) (F1): PTJ09091 | PE 9.10 PS 1: PTJ09101 |  | 357.193 m |  |  |  | 3 | 3 | Pass | null
252091118 | TNB | DISTRIBUTION | WP PUTRAJAYA & CYBERJAYA | Existing | RYB | 11 kV |  |  |  |  | 240_TRIPLEX_AL_XLPE | SS 22.47 DHL 2 F1: CBJ22473 | PE 22.09 FUJITSU F1: CBJ22091 |  | 258.453 m |  |  |  | 3 | 2 | Pass | null
252091323 | TNB | DISTRIBUTION | WP PUTRAJAYA & CYBERJAYA | Existing | RYB | 11 kV |  |  |  |  | 240_TRIPLEX_AL_XLPE | PE 15.06 BLOK D2 (2) (F1): PTJ15061 | PE 15.05 BLOK D2 (1) (EFI) (F1): PTJ15053 |  | 223.206 m |  |  |  | 3 | 4 | Pass | null
252091341 | TNB | DISTRIBUTION | WP PUTRAJAYA & CYBERJAYA | Existing | RYB | 11 kV |  |  |  |  | 240_TRIPLEX_AL_XLPE | PE 7.14 ELECTRIC SQC 1: PTJ07143 | PE 7.06 TPB (WTT) (F2): PTJ07064 |  | 747.607 m |  |  |  | 3 | 1 | Pass | null
252096668 | TNB | DISTRIBUTION | WP PUTRAJAYA & CYBERJAYA | Existing | RYB | 11 kV |  |  |  |  | 500_1C_AL_XLPE | SS 4.13 4G11 (F1): P04132 | SS 4.12 4G7 (F1): P04121 |  | 3353.107 m |  |  |  | 3 | 0 | Pass | null
252100698 | TNB | DISTRIBUTION | WP PUTRAJAYA & CYBERJAYA | Existing | RYB | 11 kV |  |  |  |  | 240_TRIPLEX_AL_XLPE | SS 1.20 D6 (F1): PTJ01201 | SS 1.19 D5 (F1): PTJ01192 [OFF] |  | 147.053 m |  |  |  | 3 | 2 | Pass | null
252100932 | TNB | DISTRIBUTION | WP PUTRAJAYA & CYBERJAYA | Existing | RYB | 11 kV |  |  |  |  | 240_TRIPLEX_AL_XLPE | PE 9.27 APT 11A (F2): PTJ09276 | PE 9.28 APT 11C (EFI) (F2): PTJ09284 |  | 306.292 m |  |  |  | 3 | 2 | Pass | null
252100936 | TNB | DISTRIBUTION | WP PUTRAJAYA & CYBERJAYA | Existing | RYB | 11 kV |  |  |  |  | 240_TRIPLEX_AL_XLPE | SS 21.59 SME 2 F2: CBJ21595 | SS 21.25 CENTUARY SQUARE F2: CBJ21254 |  | 385.110 m |  |  |  | 3 | 2 | Pass | null
252102886 | TNB | DISTRIBUTION | WP PUTRAJAYA & CYBERJAYA | Existing | RYB | 11 kV |  |  |  |  | 240_TRIPLEX_AL_XLPE | PE 11.44 SEK. REN. FASA 2 (F1): PTJ14444 | PE 11.44 SEK. REN. FASA 2 (F2): PTJ11443 |  | 11.487 m |  |  |  | 3 | 0 | Pass | null
252103854 | TNB | DISTRIBUTION | WP PUTRAJAYA & CYBERJAYA | Existing | RYB | 11 kV |  |  |  |  | 240_TRIPLEX_AL_XLPE | PE 9.13 SEK MEN (EFI) (F2): PTJ09135 | PE 9.27 APT 11A (F2): PTJ09274 |  | 362.781 m |  |  |  | 3 | 2 | Pass | null
252103858 | TNB | DISTRIBUTION | WP PUTRAJAYA & CYBERJAYA | Existing | RYB | 11 kV |  |  |  |  | 240_TRIPLEX_AL_XLPE | PE 16.16 PUSAT KEJIRANAN (F1): PTJ16162 | PE 16.22 P16 BGW (F1): P16222 |  | 236.061 m |  |  |  | 3 | 2 | Pass | null
252104170 | TNB | DISTRIBUTION | WP PUTRAJAYA & CYBERJAYA | Existing | RYB | 11 kV |  |  |  |  | 240_TRIPLEX_AL_XLPE | PE 16.15 SEK. REN (F1): PTJ16152 | PE 16.13 SEK. MEN (F1): P16131 |  | 64.291 m |  |  |  | 3 | 2 | Pass | null
252104184 | TNB | DISTRIBUTION | WP PUTRAJAYA & CYBERJAYA | Existing | RYB | 11 kV |  |  |  |  | 240_TRIPLEX_AL_XLPE | SS 22.18 MDeC F1: CBJ22182 | PE 22.32 MOTOROLA F1: CBJ22321 |  | 295.339 m |  |  |  | 3 | 4 | Pass | null
252104218 | TNB | DISTRIBUTION | WP PUTRAJAYA & CYBERJAYA | Existing | RYB | 11 kV |  |  |  |  | 240_TRIPLEX_AL_XLPE | SS 25.08 NTT 3 F2: C25085 | SS 21.09 KOMPLEKS TELEKOM CBJ 1 F2: CBJ21095 [OFF] |  | 511.836 m |  |  |  | 3 | 0 | Pass | null
252104429 | TNB | DISTRIBUTION | WP PUTRAJAYA & CYBERJAYA | Existing | RYB | 11 kV |  |  |  |  | 240_TRIPLEX_AL_XLPE | PE 9.26 FLAT B (F1): PTJ09261 | PE 9.25 FLAT A (F1): PTJ09252 |  | 150.596 m |  |  |  | 3 | 2 | Pass | null
252104715 | TNB | DISTRIBUTION | WP PUTRAJAYA & CYBERJAYA | Existing | RYB | 11 kV |  |  |  |  | 240_TRIPLEX_AL_XLPE | SS 1.46 E9 (F1): PTJ1462 | SS 1.45 E8 (F1): P01451 |  | 178.327 m |  |  |  | 3 | 2 | Pass | null
252104719 | TNB | DISTRIBUTION | WP PUTRAJAYA & CYBERJAYA | Existing | RYB | 11 kV |  |  |  |  | 240_TRIPLEX_AL_XLPE | SS 1.45 E8 (F2): P01454 | SS 1.46 E9 (F2): PTJ1465 |  | 201.484 m |  |  |  | 3 | 2 | Pass | null
252104997 | TNB | DISTRIBUTION | WP PUTRAJAYA & CYBERJAYA | Existing | RYB | 11 kV |  |  |  |  | 240_TRIPLEX_AL_XLPE | PE 14.15 BLOK B (F2): PTJ14154 | PE 14.14 BLOK A (EFI) (F2): PTJ14145 |  | 149.850 m |  |  |  | 3 | 2 | Pass | null
252105229 | TNB | DISTRIBUTION | WP PUTRAJAYA & CYBERJAYA | Existing | RYB | 11 kV |  |  |  |  | 240_TRIPLEX_AL_XLPE | SS 1.21 D7 (F2): PTJ01214 | SS 1.20 D6 (F2): PTJ01205 |  | 82.070 m |  |  |  | 3 | 1 | Pass | null
252105233 | TNB | DISTRIBUTION | WP PUTRAJAYA & CYBERJAYA | Existing | RYB | 11 kV |  |  |  |  | 240_TRIPLEX_AL_XLPE | SS 1.20 D6 (F2): PTJ01204 | SS 1.19 D5 (F2): PTJ01195 |  | 147.392 m |  |  |  | 3 | 1 | Pass | null
252107515 | TNB | DISTRIBUTION | WP PUTRAJAYA & CYBERJAYA | Existing | RYB | 11 kV |  |  |  |  | 240_TRIPLEX_AL_XLPE | PE 9.17 APT 5A (EFI) (F1): PTJ09172 | PE 9.18 APT 5C (F1): PTJ09181 |  | 243.843 m |  |  |  | 3 | 2 | Pass | null
252107525 | TNB | DISTRIBUTION | WP PUTRAJAYA & CYBERJAYA | Existing | RYB | 11 kV |  |  |  |  | 240_TRIPLEX_AL_XLPE | PE 8.20 APT D (F2): PTJ08204 | PE 8.19 APT A (EFI) (F2): PTJ08195 |  | 287.474 m |  |  |  | 3 | 2 | Pass | null
252107767 | TNB | DISTRIBUTION | WP PUTRAJAYA & CYBERJAYA | Existing | RYB | 11 kV |  |  |  |  | 240_TRIPLEX_AL_XLPE | PE 9.16 APT 6F (F1): PTJ09162 | PE 9.17 APT 5A (EFI) (F1): PTJ09171 |  | 151.667 m |  |  |  | 3 | 2 | Pass | null
252107771 | TNB | DISTRIBUTION | WP PUTRAJAYA & CYBERJAYA | Existing | RYB | 11 kV |  |  |  |  | 240_TRIPLEX_AL_XLPE | PE 9.17 APT 5A (EFI) (F2): PTJ09175 | PE 9.18 APT 5C (F2): PTJ09184 |  | 251.122 m |  |  |  | 3 | 2 | Pass | null
252108018 | TNB | DISTRIBUTION | WP PUTRAJAYA & CYBERJAYA | Existing | RYB | 11 kV |  |  |  |  | 240_TRIPLEX_AL_XLPE | D-PTJ-C17-1084: | PE 14.04 PADAT L/JALAN: PTJ14043 |  | 748.558 m |  |  |  | 3 | 1 | Pass | null
252108700 | TNB | DISTRIBUTION | WP PUTRAJAYA & CYBERJAYA | Existing | RYB | 11 kV |  |  |  |  | 240_TRIPLEX_AL_XLPE | PE 13.03 WETLAND NURSERY 85KW: PTJ13031 | PE 11.26 TERES 11A & 11B: PTJ11261 |  | 6706.275 m |  |  |  | 3 | 3 | Pass | null
252108750 | TNB | DISTRIBUTION | WP PUTRAJAYA & CYBERJAYA | Existing | RYB | 11 kV |  |  |  |  | 240_TRIPLEX_AL_XLPE | PE 9.02 APT 4E (F1): PTJ09022 | PE 9.03 APT 3C (F1): PTJ09031 |  | 583.519 m |  |  |  | 3 | 2 | Pass | null
252108929 | TNB | DISTRIBUTION | WP PUTRAJAYA & CYBERJAYA | Existing | RYB | 11 kV |  |  |  |  | 240_TRIPLEX_AL_XLPE | SS 1.18 D4 (F1): PTJ01182 | SS 1.19 D5 (F1): PTJ01191 |  | 79.116 m |  |  |  | 3 | 2 | Pass | null
252108970 | TNB | DISTRIBUTION | WP PUTRAJAYA & CYBERJAYA | Existing | RYB | 11 kV |  |  |  |  | 500_1C_AL_XLPE | PE 3.02 3G1 (F2): P03026 | SS 3.03 3G2 (F2): P03034 |  | 219.539 m |  |  |  | 3 | 0 | Pass | null
252108997 | TNB | DISTRIBUTION | WP PUTRAJAYA & CYBERJAYA | Existing | RYB | 11 kV |  |  |  |  | 240_TRIPLEX_AL_XLPE | PE 8.12 INSIDE PPU 5 (F1): PTJ08122 | PE 8.16 RD 2B L. SENTOSA: PTJ08162 |  | 438.159 m |  |  |  | 3 | 3 | Pass | null
252109146 | TNB | DISTRIBUTION | WP PUTRAJAYA & CYBERJAYA | Existing | RYB | 11 kV |  |  |  |  | 240_TRIPLEX_AL_XLPE | PPU PTJ1: VCB 7 | PE 1.33 INSIDE PPU 1 S/L OVAL: PTJ01331 |  | 61.725 m |  |  | CB7R | 3 | 1 | Pass | null
252109175 | TNB | DISTRIBUTION | WP PUTRAJAYA & CYBERJAYA | Existing | RYB | 11 kV |  |  |  |  | 240_TRIPLEX_AL_XLPE | PE 9.08 P9G TERES (F2): PTJ09085 | PE 9.09 APT A1 (EFI) (F2): PTJ09095 |  | 123.085 m |  |  |  | 3 | 1 | Pass | null
252109597 | TNB | DISTRIBUTION | WP PUTRAJAYA & CYBERJAYA | Existing | RYB | 11 kV |  |  |  |  | 240_TRIPLEX_AL_XLPE | SS 21.23 CENTURY SQUARE 2320 F2: C21235 | SS 21.55 SME TECHNOPRENEUR CENTRE F2: CBJ21555 |  | 689.532 m |  |  |  | 3 | 2 | Pass | null
252109849 | TNB | DISTRIBUTION | WP PUTRAJAYA & CYBERJAYA | Existing | RYB | 11 kV |  |  |  |  | 240_TRIPLEX_AL_XLPE | PE 2.17 TMN WAWASAN (P.H) (F1): PTJ02171 | PE 2.03 RUMAH PAM (F1): PTJ02031 |  | 341.516 m |  |  |  | 3 | 2 | Pass | null
252109875 | TNB | DISTRIBUTION | WP PUTRAJAYA & CYBERJAYA | Existing | RYB | 11 kV |  |  |  |  | 240_TRIPLEX_AL_XLPE | PE 22.23 SEK. SRI PUTERI F1: CBJ22232 | PE 22.24 SEK. SRI PUTERI F1: CBJ22241 |  | 395.311 m |  |  |  | 3 | 2 | Pass | null
252109879 | TNB | DISTRIBUTION | WP PUTRAJAYA & CYBERJAYA | Existing | RYB | 11 kV |  |  |  |  | 240_TRIPLEX_AL_XLPE | PE 22.83 CBD PERDANA 2D F1: CBJ22831 | SS 21.29 HSBC F1: C21292 |  | 1304.417 m |  |  |  | 3 | 0 | Pass | null
252110361 | TNB | DISTRIBUTION | WP PUTRAJAYA & CYBERJAYA | Existing | RYB | 11 kV |  |  |  |  | 240_TRIPLEX_AL_XLPE | PE 21.16 SMART HOMES F1: CBJ21162 | PE 21.12 CYBERIA SMARTHOMES F1: C21121 |  | 412.270 m |  |  |  | 3 | 2 | Pass | null
252110610 | TNB | DISTRIBUTION | WP PUTRAJAYA & CYBERJAYA | Existing | RYB | 11 kV |  |  |  |  | 240_TRIPLEX_AL_XLPE | PE 21.08 CENTURY SQUARE 2300 F2: CBJ21085 | PE 21.11 CENTURY SQUARE 2310 F2: CBJ21114 |  | 471.574 m |  |  |  | 3 | 2 | Pass | null
252110620 | TNB | DISTRIBUTION | WP PUTRAJAYA & CYBERJAYA | Existing | RYB | 11 kV |  |  |  |  | 240_TRIPLEX_AL_XLPE | PE 11.09 P11A2/5 TERES (EFI) (F2): PTJ11095 | PE 11.03 P11A1/12 TERES (F2): P11034 |  | 837.259 m |  |  |  | 3 | 2 | Pass | null
252111042 | TNB | DISTRIBUTION | WP PUTRAJAYA & CYBERJAYA | Existing | RYB | 11 kV |  |  |  |  | 240_TRIPLEX_AL_XLPE | PE 11.10 P11B1/6 SEMI-D (EFI) (F2): PTJ11105 | PE 11.12 APT A (F2): PTJ11124 |  | 725.094 m |  |  |  | 3 | 2 | Pass | null
252111266 | TNB | DISTRIBUTION | WP PUTRAJAYA & CYBERJAYA | Existing | RYB | 11 kV |  |  |  |  | 240_TRIPLEX_AL_XLPE | SS 1.49 E12 F2): P01494 | SS 1.50 E13 (F2): PTJ01506 |  | 128.166 m |  |  |  | 3 | 2 | Pass | null
252111270 | TNB | DISTRIBUTION | WP PUTRAJAYA & CYBERJAYA | Existing | RYB | 11 kV |  |  |  |  | 240_TRIPLEX_AL_XLPE | PE 11.11 (EFI) (F2): PTJ11115 | PE 11.16 APT E (F2): PTJ11164 |  | 519.609 m |  |  |  | 3 | 2 | Pass | null
252111275 | TNB | DISTRIBUTION | WP PUTRAJAYA & CYBERJAYA | Existing | RYB | 11 kV |  |  |  |  | 240_TRIPLEX_AL_XLPE | PE 14.33 PERUMAHAN 14-6 NO 2 (F1): PTJ14331 | PE 14.22 KOMPLEKS SEK MEN (F2): PTJ14226 |  | 267.335 m |  |  |  | 3 | 1 | Pass | null
252111513 | TNB | DISTRIBUTION | WP PUTRAJAYA & CYBERJAYA | Existing | RYB | 11 kV |  |  |  |  | 240_TRIPLEX_AL_XLPE | SS 1.17 D3 (F2): PTJ01175 | SS 1.18 D4 (F2): PTJ01184 |  | 179.832 m |  |  |  | 3 | 1 | Pass | null
252111776 | TNB | DISTRIBUTION | WP PUTRAJAYA & CYBERJAYA | Existing | RYB | 11 kV |  |  |  |  | 500_1C_AL_XLPE | SS 7.12 NATIONAL CANCER INSTITUT F1: P07121 | PPU PTJ5: VCB 1 [OFF] |  | 1795.306 m |  |  |  | 3 | 1 | Pass | null
252111786 | TNB | DISTRIBUTION | WP PUTRAJAYA & CYBERJAYA | Existing | RYB | 11 kV |  |  |  |  | 240_TRIPLEX_AL_XLPE | PE 11.77 TERES ZON 9D (2) (F1): PTJ11771 | PE 11.60 TERES ZON 9B (F2): PTJ11605 |  | 329.502 m |  |  |  | 3 | 0 | Pass | null
252111802 | TNB | DISTRIBUTION | WP PUTRAJAYA & CYBERJAYA | Existing | RYB | 11 kV |  |  |  |  | 240_TRIPLEX_AL_XLPE | PE 11.39 BLOK A: PTJ11391 | PE 11.40 BLOK C (F2): P11404 |  | 570.151 m |  |  |  | 3 | 2 | Pass | null
252112082 | TNB | DISTRIBUTION | WP PUTRAJAYA & CYBERJAYA | Existing | RYB | 11 kV |  |  |  |  | 240_TRIPLEX_AL_XLPE | PE 11.21 PUSAT KEJIRANAN (F2): PTJ11211 | PE 11.38 PS 13: PTJ11381 |  | 696.673 m |  |  |  | 3 | 2 | Pass | null
252112319 | TNB | DISTRIBUTION | WP PUTRAJAYA & CYBERJAYA | Existing | RYB | 11 kV |  | Class D |  |  | 240_TRIPLEX_AL_XLPE | PE 7.01 BOMBA PUTRAJAYA (F1): PTJ07012 | PE 7.02 POLIS PUTRAJAYA (F1): PTJ07021 |  | 469.404 m |  |  |  | 3 | 2 | Pass | null
252112323 | TNB | DISTRIBUTION | WP PUTRAJAYA & CYBERJAYA | Existing | RYB | 11 kV |  |  |  |  | 240_TRIPLEX_AL_XLPE | PE 16.13 SEK. MEN (F1): P16132 | SS 16.17 KOMPLEK KEJIRANAN (EFI) (F1): PTJ16171 |  | 245.200 m |  |  |  | 3 | 2 | Pass | null
252112583 | TNB | DISTRIBUTION | WP PUTRAJAYA & CYBERJAYA | Existing | RYB | 11 kV |  |  |  |  | 240_TRIPLEX_AL_XLPE | PE 1.38 TAMAN PUTRA PERDANA (F1): PTJ01381 | SS 1.58 ISTANA MELAWATI (F1): PTJ01582 [OFF] |  | 864.712 m |  |  |  | 3 | 2 | Pass | null
252112631 | TNB | DISTRIBUTION | WP PUTRAJAYA & CYBERJAYA | Existing | RYB | 11 kV |  |  |  |  | 240_TRIPLEX_AL_XLPE | PPU PTJ2: VCB 4 | PE 10.02 INSIDE PPU2 (F1): PTJ10021 |  | 44.623 m |  |  | CB4 | 3 | 1 | Pass | null
252112837 | TNB | DISTRIBUTION | WP PUTRAJAYA & CYBERJAYA | Existing | RYB | 11 kV |  |  |  |  | 240_TRIPLEX_AL_XLPE | SS 1.51 E14 (F1): P01512 | SS 1.52 E15 (F1): PTJ01521 |  | 319.209 m |  |  |  | 3 | 2 | Pass | null
252112853 | TNB | DISTRIBUTION | WP PUTRAJAYA & CYBERJAYA | Existing | RYB | 11 kV |  |  |  |  | 240_TRIPLEX_AL_XLPE | SS 1.45 E8 (F1): P01452 | SS 1.50 E13 (F1): PTJ01501 |  | 120.744 m |  |  |  | 3 | 2 | Pass | null
252112857 | TNB | DISTRIBUTION | WP PUTRAJAYA & CYBERJAYA | Existing | RYB | 11 kV |  |  |  |  | 240_TRIPLEX_AL_XLPE | PPU PTJ4: VCB 2 | PE 1.37 E16 ANJUNG (F1): PTJ01372 |  | 143.535 m |  |  | CB2 | 3 | 2 | Pass | null
252112861 | TNB | DISTRIBUTION | WP PUTRAJAYA & CYBERJAYA | Existing | RYB | 11 kV |  |  |  |  | 240_TRIPLEX_AL_XLPE | PE 14.15 BLOK B (F1): PTJ14151 | PE 14.14 BLOK A (EFI) (F1): PTJ14142 |  | 164.385 m |  |  |  | 3 | 2 | Pass | null
252112877 | TNB | DISTRIBUTION | WP PUTRAJAYA & CYBERJAYA | Existing | RYB | 11 kV |  |  |  |  | 240_TRIPLEX_AL_XLPE | SS 23.07 MEASAT F1: C23071 | PE 21.10 ELITE HIGHWAY NO. 3: CBJ21102 |  | 1149.294 m |  |  |  | 3 | 0 | Pass | null
252113096 | TNB | DISTRIBUTION | WP PUTRAJAYA & CYBERJAYA | Existing | RYB | 11 kV |  |  |  |  | 240_TRIPLEX_AL_XLPE | PE 14.17 BLOK D (F1): PTJ14171 | PE 14.16 BLOK C (EFI) (F1): PTJ14163 |  | 110.443 m |  |  |  | 3 | 2 | Pass | null
252113110 | TNB | DISTRIBUTION | WP PUTRAJAYA & CYBERJAYA | Existing | RYB | 11 kV |  |  |  |  | 240_TRIPLEX_AL_XLPE | PPU PTJ2: VCB 1 | SS 10.01 PMR (F2): P10015 |  | 946.300 m |  |  | CB1 | 3 | 2 | Pass | null
252113118 | TNB | DISTRIBUTION | WP PUTRAJAYA & CYBERJAYA | Existing | RYB | 11 kV |  |  |  |  | 240_TRIPLEX_AL_XLPE | PE 21.44 CYBERVILLAGE SERENITY 2: CBJ21444 | PE 21.43 CYBERVILLAGE SERENITY 3 F1: CBJ21431 |  | 397.202 m |  |  |  | 3 | 2 | Pass | null
252113138 | TNB | DISTRIBUTION | WP PUTRAJAYA & CYBERJAYA | Existing | RYB | 11 kV |  |  |  |  | 240_TRIPLEX_AL_XLPE |  |  |  | 22.394 m |  |  |  | 3 | 1 | Pass | null
252113381 | TNB | DISTRIBUTION | WP PUTRAJAYA & CYBERJAYA | Existing | RYB | 11 kV |  |  |  |  | 240_TRIPLEX_AL_XLPE | SS 1.10 C2 (F2): PTJ1101 | SS 1.09 C3 (F2): PTJ1092 |  | 144.801 m |  |  |  | 3 | 1 | Pass | null
252113652 | TNB | DISTRIBUTION | WP PUTRAJAYA & CYBERJAYA | Existing | RYB | 11 kV |  |  |  |  | 240_TRIPLEX_AL_XLPE | PE 22.14 CYBER HEIGHT VILLA F2: C22145 | PE 22.21 CYBER HEIGHT VILLA F2: CBJ22214 |  | 592.594 m |  |  |  | 3 | 2 | Pass | null
252113870 | TNB | DISTRIBUTION | WP PUTRAJAYA & CYBERJAYA | Existing | RYB | 11 kV |  |  |  |  | 240_TRIPLEX_AL_XLPE | PE 4.05 S/LIGHTING: PTJ04052 | PE 4.08 S/LIGHTING: PTJ04082 |  | 583.846 m |  |  |  | 3 | 0 | Pass | null
252113874 | TNB | DISTRIBUTION | WP PUTRAJAYA & CYBERJAYA | Existing | RYB | 11 kV |  |  |  |  | 240_TRIPLEX_AL_XLPE | PE 22.21 CYBER HEIGHT VILLA F1: CBJ22212 | PE 22.22 CYBER HEIGHT VILLA F1: CBJ22221 |  | 1129.491 m |  |  |  | 3 | 2 | Pass | null
252114101 | TNB | DISTRIBUTION | WP PUTRAJAYA & CYBERJAYA | Existing | RYB | 11 kV |  |  |  |  | 240_TRIPLEX_AL_XLPE | SS 1.06 JPM B6 JPM B7 (F2): PTJ1067 | SS 1.05 JPM B5 (F2): PTJ1051 |  | 96.942 m |  |  |  | 3 | 2 | Pass | null
252114144 | TNB | DISTRIBUTION | WP PUTRAJAYA & CYBERJAYA | Existing | RYB | 11 kV |  |  |  |  | 240_TRIPLEX_AL_XLPE | PE 21.17 CONDO A3 CYBERIA F2: CBJ21175 | PE 21.49 CONDO B2 F2: CBJ21494 |  | 197.094 m |  |  |  | 3 | 2 | Pass | null
252114158 | TNB | DISTRIBUTION | WP PUTRAJAYA & CYBERJAYA | Existing | RYB | 11 kV |  |  |  |  | 240_TRIPLEX_AL_XLPE | PE 9.04 APT 3B (EFI) (F2): PTJ09045 | PE 9.05 P9 G1 TERES F2: P09054 |  | 670.662 m |  |  |  | 3 | 2 | Pass | null
252114166 | TNB | DISTRIBUTION | WP PUTRAJAYA & CYBERJAYA | Existing | RYB | 11 kV |  |  |  |  | 240_TRIPLEX_AL_XLPE | PE 11.09 P11A2/5 TERES (EFI) (F1): PTJ11092 | PE 11.03 P11A1/12 TERES (F1): P11031 |  | 838.296 m |  |  |  | 3 | 2 | Pass | null
252115083 | TNB | DISTRIBUTION | WP PUTRAJAYA & CYBERJAYA | Existing | RYB | 11 kV |  | Class D |  |  | 240_TRIPLEX_AL_XLPE | PE 7.01 IBU PEJABAT BOMBA (F2): PTJ07015 | PE 7.08 PARK & RIDE (F2): PTJ07086 |  | 893.337 m |  |  |  | 3 | 2 | Pass | null
252115290 | TNB | DISTRIBUTION | WP PUTRAJAYA & CYBERJAYA | Existing | RYB | 11 kV |  |  |  |  | 240_TRIPLEX_AL_XLPE | PE 1.56 SEK.MEN. A/SHAH (F1): PTJ01561 | PE 1.57 SEK.MEN. A/SHAH (F1): PTJ01572 |  | 549.726 m |  |  |  | 3 | 2 | Pass | null
252115337 | TNB | DISTRIBUTION | WP PUTRAJAYA & CYBERJAYA | Existing | RYB | 11 kV |  |  |  |  | 240_TRIPLEX_AL_XLPE | PE 11.17 ZON 7B (F1): PTJ11171 | PE 11.14 APT C (F1): PTJ11142 [OFF] |  | 999.397 m |  |  |  | 3 | 0 | Pass | null
252115341 | TNB | DISTRIBUTION | WP PUTRAJAYA & CYBERJAYA | Existing | RYB | 11 kV |  |  |  |  | 240_TRIPLEX_AL_XLPE | PE 11.16 APT E (F1): PTJ11162 | PE 11.15 APT D (EFI) (F1): PTJ11151 |  | 99.550 m |  |  |  | 3 | 2 | Pass | null
252115599 | TNB | DISTRIBUTION | WP PUTRAJAYA & CYBERJAYA | Existing | RYB | 11 kV |  |  |  |  | 240_TRIPLEX_AL_XLPE | PPU CYB7: VCB 17 | PE 22.10 D' MELOR F1: CBJ22101 |  | 1345.454 m |  |  |  | 3 | 1 | Pass | null
252115822 | TNB | DISTRIBUTION | WP PUTRAJAYA & CYBERJAYA | Existing | RYB | 11 kV |  |  |  |  | 240_TRIPLEX_AL_XLPE | SS 21.30 ERICSSON F2: CBJ21305 | SS 21.48 INVENT Q JAYA F2: C21485 |  | 350.576 m |  |  |  | 3 | 2 | Pass | null
252116163 | TNB | DISTRIBUTION | WP PUTRAJAYA & CYBERJAYA | Existing | RYB | 11 kV |  |  |  |  | 240_TRIPLEX_AL_XLPE | PE 9.06 APT 2E (F2): PTJ09064 | PE 9.07 APT 2A (EFI) (F2): PTJ09074 |  | 286.685 m |  |  |  | 3 | 2 | Pass | null
252116324 | TNB | DISTRIBUTION | WP PUTRAJAYA & CYBERJAYA | Existing | RYB | 11 kV |  |  |  |  | 240_TRIPLEX_AL_XLPE | SS 1.03 JPM B3 (F2): PTJ01034 | SS 1.04 JPM B4 (F1): PTJ01042 |  | 101.160 m |  |  |  | 3 | 2 | Pass | null
252116328 | TNB | DISTRIBUTION | WP PUTRAJAYA & CYBERJAYA | Existing | RYB | 11 kV |  |  |  |  | 240_TRIPLEX_AL_XLPE | SS 1.07 JPM B1 JPM B8 (F1): PTJ1076 | SS 1.06 JPM B6 JPM B7 (F1): PTJ1062 |  | 112.728 m |  |  |  | 3 | 2 | Pass | null
252116430 | TNB | DISTRIBUTION | WP PUTRAJAYA & CYBERJAYA | Existing | RYB | 11 kV |  |  |  |  | 240_TRIPLEX_AL_XLPE | PE 9.13 SEK MEN (EFI) (F1): PTJ09132 | PE 9.27 APT 11A (F1): PTJ09271 |  | 350.712 m |  |  |  | 3 | 2 | Pass | null
252116440 | TNB | DISTRIBUTION | WP PUTRAJAYA & CYBERJAYA | Existing | RYB | 11 kV |  |  |  |  | 240_TRIPLEX_AL_XLPE | PE 11.04 P11A1/12 TERES (EFI) (F1): PTJ11042 | PE 11.08 P11A2/5 TERES (EFI) (F1): PTJ11081 |  | 995.349 m |  |  |  | 3 | 2 | Pass | null
252116693 | TNB | DISTRIBUTION | WP PUTRAJAYA & CYBERJAYA | Existing | RYB | 11 kV |  |  |  |  | 240_TRIPLEX_AL_XLPE | PE 8.01 PS 10 (EFI) (F2): PTJ08015 | PE 8.02 P8A SEMI D (F2): PTJ08024 |  | 343.053 m |  |  |  | 3 | 2 | Pass | null
252116711 | TNB | DISTRIBUTION | WP PUTRAJAYA & CYBERJAYA | Existing | RYB | 11 kV |  |  |  |  | 240_TRIPLEX_AL_XLPE | SS 22.19 (QUILL)P.MULTIMEDIA( DHL ) F1: CBJ22192 | SS 22.47 DHL 2 F1: CBJ22471 |  | 316.324 m |  |  |  | 3 | 2 | Pass | null
252116898 | TNB | DISTRIBUTION | WP PUTRAJAYA & CYBERJAYA | Existing | RYB | 11 kV |  |  |  |  | 240_TRIPLEX_AL_XLPE | PPU PTJ17: VCB 3 | PE 2.08 TMN WAWASAN (F1): PTJ02081 |  | 97.574 m |  |  |  | 3 | 1 | Pass | null
252117124 | TNB | DISTRIBUTION | WP PUTRAJAYA & CYBERJAYA | Existing | RYB | 11 kV |  |  |  |  | 240_TRIPLEX_AL_XLPE | SS 15.21 OFFICE CHANCERIES (EFI) (F2): PTJ15214 | PE 15.07 BLOK D3 (EFI) (F2): PTJ15076 |  | 125.412 m |  |  |  | 3 | 2 | Pass | null
252117220 | TNB | DISTRIBUTION | WP PUTRAJAYA & CYBERJAYA | Existing | RYB | 11 kV |  |  |  |  | 240_TRIPLEX_AL_XLPE | PE 9.29 BAS DEPOH: PTJ09291 | PE 9.31 RUMAH TERES (EFI) (F1): PTJ09312 |  | 373.811 m |  |  |  | 3 | 2 | Pass | null
252117378 | TNB | DISTRIBUTION | WP PUTRAJAYA & CYBERJAYA | Existing | RYB | 11 kV |  |  |  |  | 240_TRIPLEX_AL_XLPE | PE 2.08 TMN WAWASAN (F2): PTJ02086 | PE 2.07 INSIDE PPU 18 (F2): PTJ02074 |  | 1018.948 m |  |  |  | 3 | 6 | Pass | null
252117382 | TNB | DISTRIBUTION | WP PUTRAJAYA & CYBERJAYA | Existing | RYB | 11 kV |  |  |  |  | 240_TRIPLEX_AL_XLPE | PE 21.11 CENTURY SQUARE 2310 F2: CBJ21115 | SS 21.23 CENTURY SQUARE 2320 F2: C21234 |  | 227.820 m |  |  |  | 3 | 2 | Pass | null
252119088 | TNB | DISTRIBUTION | WP PUTRAJAYA & CYBERJAYA | Existing | RYB | 11 kV |  |  |  |  | 240_TRIPLEX_AL_XLPE | SS 1.52 E15 (F2): PTJ01525 | SS 1.42 E4 & E5 (F2): PTJ01424 |  | 529.784 m |  |  |  | 3 | 2 | Pass | null
252119092 | TNB | DISTRIBUTION | WP PUTRAJAYA & CYBERJAYA | Existing | RYB | 11 kV |  |  |  |  | 240_TRIPLEX_AL_XLPE | SS 1.43 E6 (F1): PTJ1432 | PPU PTJ4: VCB 7 [OFF] |  | 287.637 m |  |  | CB7 | 3 | 2 | Pass | null
252119096 | TNB | DISTRIBUTION | WP PUTRAJAYA & CYBERJAYA | Existing | RYB | 11 kV |  |  |  |  | 240_TRIPLEX_AL_XLPE | PE 22.03 CYBERVIEW GARDENS F2: CBJ22036 | PE 21.45 CYBERVILLAGE SERENITY 1 F2: CBJ21454 |  | 471.204 m |  |  |  | 3 | 1 | Pass | null
252119571 | TNB | DISTRIBUTION | WP PUTRAJAYA & CYBERJAYA | Existing | RYB | 11 kV |  |  |  |  | 240_TRIPLEX_AL_XLPE | SS 1.44 E7 (F2): PTJ1444 | SS 1.47 E10 (F2): PTJ01475 |  | 327.450 m |  |  |  | 3 | 2 | Pass | null
252119637 | TNB | DISTRIBUTION | WP PUTRAJAYA & CYBERJAYA | Existing | RYB | 11 kV |  |  |  |  | 240_TRIPLEX_AL_XLPE | PE 22.32 MOTOROLA F1: CBJ22322 | PE 22.35 PRIMA PROP 2 F1: CBJ22351 |  | 236.905 m |  |  |  | 3 | 2 | Pass | null
252119928 | TNB | DISTRIBUTION | WP PUTRAJAYA & CYBERJAYA | Existing | RYB | 11 kV |  |  |  |  | 240_TRIPLEX_AL_XLPE | PE 8.41 8R4 BLOK D F1: PTJ08411 | PE 8.31 8C3 F1: PTJ08313 |  | 788.682 m |  |  |  | 3 | 1 | Pass | null
252119932 | TNB | DISTRIBUTION | WP PUTRAJAYA & CYBERJAYA | Existing | RYB | 11 kV |  |  |  |  | 240_TRIPLEX_AL_XLPE | PE 8.03 SEK REN (EFI) (F2): PTJ08035 | PE 8.04 SEK MEN (F2): PTJ08044 |  | 322.012 m |  |  |  | 3 | 2 | Pass | null
252121826 | TNB | DISTRIBUTION | WP PUTRAJAYA & CYBERJAYA | Existing | RYB | 11 kV |  |  |  |  | 240_TRIPLEX_AL_XLPE | PE 22.03 CYBERVIEW GARDENS F1: CBJ22033 | PE 21.45 CYBERVILLAGE SERENITY 1 F1: CBJ21451 |  | 485.545 m |  |  |  | 3 | 1 | Pass | null
252122991 | TNB | DISTRIBUTION | WP PUTRAJAYA & CYBERJAYA | Existing | RYB | 11 kV |  |  |  |  | 240_TRIPLEX_AL_XLPE | PE 14.02 PERUMAHAN 14-1 (EFI) (F2): PTJ14024 | PE 14.11 PERUMAHAN 14-1 (F2): PTJ14116 |  | 249.994 m |  |  |  | 3 | 1 | Pass | null
252122995 | TNB | DISTRIBUTION | WP PUTRAJAYA & CYBERJAYA | Existing | RYB | 11 kV |  |  |  |  | 240_TRIPLEX_AL_XLPE | PE 14.16 BLOK C (EFI) (F1): PTJ14161 | PE 14.15 BLOK B (F1): PTJ14152 |  | 205.426 m |  |  |  | 3 | 2 | Pass | null
252123237 | TNB | DISTRIBUTION | WP PUTRAJAYA & CYBERJAYA | Existing | RYB | 11 kV |  |  |  |  | 240_TRIPLEX_AL_XLPE | SS 1.39 E1 (F1): PTJ01391 | SS 1.40 E2 (F1): P01402 |  | 181.127 m |  |  |  | 3 | 2 | Pass | null
252123481 | TNB | DISTRIBUTION | WP PUTRAJAYA & CYBERJAYA | Existing | RYB | 11 kV |  |  |  |  | 240_TRIPLEX_AL_XLPE | PE 9.15 APT 6D (EFI) (F2): PTJ09155 | PE 9.16 APT 6F (F2): PTJ09164 |  | 257.956 m |  |  |  | 3 | 2 | Pass | null
252123485 | TNB | DISTRIBUTION | WP PUTRAJAYA & CYBERJAYA | Existing | RYB | 11 kV |  |  |  |  | 240_TRIPLEX_AL_XLPE | PE 9.01 APT 4A (EFI) (F2): PTJ09015 | PE 9.02 APT 4E (F2): PTJ09024 |  | 292.999 m |  |  |  | 3 | 2 | Pass | null
252123771 | TNB | DISTRIBUTION | WP PUTRAJAYA & CYBERJAYA | Existing | RYB | 11 kV |  |  |  |  | 240_TRIPLEX_AL_XLPE | PE 9.12 SEK REN (F2): PTJ09125 | PE 9.13 SEK MEN (EFI) (F2): PTJ09134 |  | 196.948 m |  |  |  | 3 | 2 | Pass | null
252124139 | TNB | DISTRIBUTION | WP PUTRAJAYA & CYBERJAYA | Existing | RYB | 11 kV |  |  |  |  | 240_TRIPLEX_AL_XLPE | PPU CYB7: VCB 7 | PE 21.34 PS5 F2: CBJ21344 |  | 196.892 m |  |  | CB7 | 3 | 2 | Pass | null
252126065 | TNB | DISTRIBUTION | WP PUTRAJAYA & CYBERJAYA | Existing | RYB | 11 kV |  |  |  |  | 240_TRIPLEX_AL_XLPE | SS 21.62 BLOK A IT PARK F2: C21626 |  |  | 92.855 m |  |  |  | 3 | 1 | Pass | null
252126389 | TNB | DISTRIBUTION | WP PUTRAJAYA & CYBERJAYA | Existing | RYB | 11 kV |  |  |  |  | 240_TRIPLEX_AL_XLPE | SS 21.25 CENTUARY SQUARE F1: CBJ21251 | SS 21.59 SME 2 F1: CBJ21592 |  | 366.260 m |  |  |  | 3 | 2 | Pass | null
252133441 | TNB | DISTRIBUTION | WP PUTRAJAYA & CYBERJAYA | Existing | RYB | 11 kV |  |  |  |  | 240_TRIPLEX_AL_XLPE | SS 1.40 E2 (F2): P01404 | SS 1.41 E3 (F2): PTJ01415 |  | 155.932 m |  |  |  | 3 | 2 | Pass | null
252133451 | TNB | DISTRIBUTION | WP PUTRAJAYA & CYBERJAYA | Existing | RYB | 11 kV |  |  |  |  | 240_TRIPLEX_AL_XLPE | SS 1.21 D7 (F1): PTJ01211 | SS 1.20 D6 (F1): PTJ01202 |  | 85.516 m |  |  |  | 3 | 2 | Pass | null
252133732 | TNB | DISTRIBUTION | WP PUTRAJAYA & CYBERJAYA | Existing | RYB | 11 kV |  |  |  |  | 240_TRIPLEX_AL_XLPE | SS 1.23 D9 (F1): PTJ01231 | SS 1.22 D8 (F1): PTJ01222 |  | 156.419 m |  |  |  | 3 | 2 | Pass | null
252133736 | TNB | DISTRIBUTION | WP PUTRAJAYA & CYBERJAYA | Existing | RYB | 11 kV |  |  |  |  | 240_TRIPLEX_AL_XLPE | SS 1.22 D8 (F2): PTJ01224 | SS 1.21 D7 (F2): PTJ01215 |  | 112.968 m |  |  |  | 3 | 2 | Pass | null
252133740 | TNB | DISTRIBUTION | WP PUTRAJAYA & CYBERJAYA | Existing | RYB | 11 kV |  |  |  |  | 240_TRIPLEX_AL_XLPE | PE 1.35 MOSQUE (F2): PTJ01354 | PE 1.36 DATARAN PUTRA (F2): PTJ01365 [OFF] |  | 347.693 m |  |  |  | 3 | 5 | Pass | null
252137669 | TNB | DISTRIBUTION | WP PUTRAJAYA & CYBERJAYA | Existing | RYB | 11 kV |  |  |  |  | 240_TRIPLEX_AL_XLPE | PE 16.07 22 UNIT TERES (EFI) (F1): PTJ16071 | PE 16.29 25 UNIT (EFI) (F1): PTJ16292 |  | 443.912 m |  |  |  | 3 | 2 | Pass | null
252137921 | TNB | DISTRIBUTION | WP PUTRAJAYA & CYBERJAYA | Existing | RYB | 11 kV |  |  |  |  | 240_TRIPLEX_AL_XLPE | PE 15.20 VISITOR CENTER F1: PTJ15201 | PE 15.53 KEDUTAAN BRUNEI F1: PTJ15532 |  | 403.434 m |  |  |  | 3 | 2 | Pass | null
252137925 | TNB | DISTRIBUTION | WP PUTRAJAYA & CYBERJAYA | Existing | RYB | 11 kV |  |  |  |  | 240_TRIPLEX_AL_XLPE | PE 18.12 BLOK A (F2): P18125 | PE 18.11 BLOK B&C (F2): PTJ18114 |  | 113.016 m |  |  |  | 3 | 1 | Pass | null
252137949 | TNB | DISTRIBUTION | WP PUTRAJAYA & CYBERJAYA | Existing | RYB | 11 kV |  |  |  |  | 240_TRIPLEX_AL_XLPE | PE 11.37 SEK REN FASA 2 (F2): PTJ11371 | PE 11.21 PUSAT KEJIRANAN (F1): PTJ11216 |  | 384.257 m |  |  |  | 3 | 2 | Pass | null
252138047 | TNB | DISTRIBUTION | WP PUTRAJAYA & CYBERJAYA | Existing | RYB | 11 kV |  |  |  |  | 240_TRIPLEX_AL_XLPE | PE 10.13 PUSPANITA (F2): PTJ10134 | PE 10.14 P10 A1 (F2): PTJ10145 |  | 320.089 m |  |  |  | 3 | 2 | Pass | null
252138158 | TNB | DISTRIBUTION | WP PUTRAJAYA & CYBERJAYA | Existing | RYB | 11 kV |  |  |  |  | 240_TRIPLEX_AL_XLPE | PE 11.42 BLOK G (F2): PTJ11424 | PE 11.41 BLOK F: PTJ11411 |  | 226.366 m |  |  |  | 3 | 2 | Pass | null
252140834 | TNB | DISTRIBUTION | WP PUTRAJAYA & CYBERJAYA | Existing | RYB | 11 kV |  |  |  |  | 240_TRIPLEX_AL_XLPE | SS 21.72 JOYFUL F1: C21722 | PE 21.65 EMERIO F1: CBJ21651 |  | 518.563 m |  |  |  | 3 | 1 | Pass | null
252141409 | TNB | DISTRIBUTION | WP PUTRAJAYA & CYBERJAYA | Existing | RYB | 11 kV |  |  |  |  | 240_TRIPLEX_AL_XLPE | PE 10.02 INSIDE PPU2 (F1): PTJ10022 | PE 10.03 P10 C BANGLOW (F2): PTJ10034 |  | 704.811 m |  |  |  | 3 | 2 | Pass | null
252141698 | TNB | DISTRIBUTION | WP PUTRAJAYA & CYBERJAYA | Existing | RYB | 11 kV |  |  |  |  | 240_TRIPLEX_AL_XLPE | SS 25.07 STESEN SATELIT BUMI F1: CBJ25071 | SS 21.56 MEASAT ASTRO F1: C21562 |  | 378.811 m |  |  |  | 3 | 0 | Pass | null
252141936 | TNB | DISTRIBUTION | WP PUTRAJAYA & CYBERJAYA | Existing | RYB | 11 kV |  |  |  |  | 240_TRIPLEX_AL_XLPE | PE 22.25 CYBER HEIGHT VILLA F2: CBJ22255 | PE 22.23 SEK. SRI PUTERI F2: CBJ22234 |  | 623.184 m |  |  |  | 3 | 2 | Pass | null
252141940 | TNB | DISTRIBUTION | WP PUTRAJAYA & CYBERJAYA | Existing | RYB | 11 kV |  |  |  |  | 240_TRIPLEX_AL_XLPE | PE 21.42 CYBERVILLAGE SERENITY 4 F1: CBJ21422 | PE 21.46 PS 12: CBJ21461 |  | 512.303 m |  |  |  | 3 | 4 | Pass | null
252142380 | TNB | DISTRIBUTION | WP PUTRAJAYA & CYBERJAYA | Existing | RYB | 11 kV |  |  |  |  | 240_TRIPLEX_AL_XLPE | PE 1.38 TAMAN PUTRA PERDANA (F2): PTJ01385 | SS 1.58 ISTANA MELAWATI (F2): PTJ01585 |  | 881.480 m |  |  |  | 3 | 2 | Pass | null
252142402 | TNB | DISTRIBUTION | WP PUTRAJAYA & CYBERJAYA | Existing | RYB | 11 kV |  |  |  |  | 240_TRIPLEX_AL_XLPE | SS 1.49 E12 (F1): P01492 | SS 1.48 E11 (F1): PTJ01481 |  | 299.926 m |  |  |  | 3 | 2 | Pass | null
252142416 | TNB | DISTRIBUTION | WP PUTRAJAYA & CYBERJAYA | Existing | RYB | 11 kV |  |  |  |  | 240_TRIPLEX_AL_XLPE | PE 15.03 WR 3: PTJ15031 | PE 15.04 STABLE KOMPLEKS: PTJ15043 |  | 758.164 m |  |  |  | 3 | 2 | Pass | null
252142420 | TNB | DISTRIBUTION | WP PUTRAJAYA & CYBERJAYA | Existing | RYB | 11 kV |  |  |  |  | 240_TRIPLEX_AL_XLPE | PE 21.11 CENTURY SQUARE 2310 F1: CBJ21111 | PE 21.08 CENTURY SQUARE 2300 F1: CBJ21082 |  | 477.239 m |  |  |  | 3 | 2 | Pass | null
252142424 | TNB | DISTRIBUTION | WP PUTRAJAYA & CYBERJAYA | Existing | RYB | 11 kV |  |  |  |  | 240_TRIPLEX_AL_XLPE | PE 21.04 B15-2: CBJ21043 | PE 11.49 KANTIN KVDT: PTJ11491 |  | 1467.461 m |  |  |  | 3 | 4 | Pass | null
252142855 | TNB | DISTRIBUTION | WP PUTRAJAYA & CYBERJAYA | Existing | RYB | 11 kV |  |  |  |  | 240_TRIPLEX_AL_XLPE | PE 1.53 NORTH DEPT (F2): PTJ01535 | PE 1.54 SOUTH DEPT (F2): PTJ01547 |  | 683.757 m |  |  |  | 3 | 2 | Pass | null
252143103 | TNB | DISTRIBUTION | WP PUTRAJAYA & CYBERJAYA | Existing | RYB | 11 kV |  |  |  |  | 240_TRIPLEX_AL_XLPE | SS 1.02 JPM B2 (F1): PTJ01022 | SS 1.03 JPM B3 (F2): PTJ01035 |  | 59.753 m |  |  |  | 3 | 2 | Pass | null
252143107 | TNB | DISTRIBUTION | WP PUTRAJAYA & CYBERJAYA | Existing | RYB | 11 kV |  |  |  |  | 240_TRIPLEX_AL_XLPE | SS 1.02 JPM B2 (F2): PTJ01025 | SS 1.03 JPM B3 (F1): PTJ01032 |  | 45.989 m |  |  |  | 3 | 2 | Pass | null
252143111 | TNB | DISTRIBUTION | WP PUTRAJAYA & CYBERJAYA | Existing | RYB | 11 kV |  |  |  |  | 240_TRIPLEX_AL_XLPE | SS 1.03 JPM B3 (F1): PTJ01031 | SS 1.04 JPM B4 (F2): PTJ01045 |  | 102.636 m |  |  |  | 3 | 2 | Pass | null
252143119 | TNB | DISTRIBUTION | WP PUTRAJAYA & CYBERJAYA | Existing | RYB | 11 kV |  |  |  |  | 240_TRIPLEX_AL_XLPE | PE 11.67 PS9 (F1): PTJ11672 | PE 11.09 P11A2/5 TERES (EFI) (F1): PTJ11091 |  | 1077.151 m |  |  |  | 3 | 2 | Pass | null
252143131 | TNB | DISTRIBUTION | WP PUTRAJAYA & CYBERJAYA | Existing | RYB | 11 kV |  |  |  |  | 240_TRIPLEX_AL_XLPE | PE 11.12 APT A (F1): PTJ11122 | PE 11.13 APT B (F1): PTJ11131 |  | 124.640 m |  |  |  | 3 | 2 | Pass | null
252143354 | TNB | DISTRIBUTION | WP PUTRAJAYA & CYBERJAYA | Existing | RYB | 11 kV |  |  |  |  | 500_1C_AL_XLPE | SS 2.13 2G6 (F1): P02132 | PE 2.12 2G5 (F1): P02121 [OFF] |  | 288.816 m |  |  |  | 3 | 2 | Pass | null
252143358 | TNB | DISTRIBUTION | WP PUTRAJAYA & CYBERJAYA | Existing | RYB | 11 kV |  |  |  |  | 240_3C_AL_XLPE | PE 22.06 PADAT B 15-5: CBJ22062 | PE 22.07 PADAT B 15-6: CBJ22073 |  | 1873.065 m |  |  |  | 3 | 1 | Pass | null
252143622 | TNB | DISTRIBUTION | WP PUTRAJAYA & CYBERJAYA | Existing | RYB | 11 kV |  |  |  |  | 240_TRIPLEX_AL_XLPE | PE 9.04 APT 3B (EFI) (F1): PTJ09042 | PE 9.05 P9 G1 TERES F1: P09052 |  | 672.545 m |  |  |  | 3 | 2 | Pass | null
252143626 | TNB | DISTRIBUTION | WP PUTRAJAYA & CYBERJAYA | Existing | RYB | 11 kV |  |  |  |  | 240_TRIPLEX_AL_XLPE | PE 9.05 P9 G1 TERES F1: P09051 | PE 9.06 APT 2E (F2): PTJ09065 |  | 318.625 m |  |  |  | 3 | 2 | Pass | null
252144149 | TNB | DISTRIBUTION | WP PUTRAJAYA & CYBERJAYA | Existing | RYB | 11 kV |  |  |  |  | 240_TRIPLEX_AL_XLPE | PE 9.18 APT 5C (F1): PTJ09182 | PE 9.11 KLINIK (F1): PTJ09111 |  | 783.183 m |  |  |  | 3 | 4 | Pass | null
252144153 | TNB | DISTRIBUTION | WP PUTRAJAYA & CYBERJAYA | Existing | RYB | 11 kV |  |  |  |  | 240_TRIPLEX_AL_XLPE | PE 9.09 APT A1 (EFI) (F2): PTJ09094 | PE 9.15 APT 6D (EFI) (F1): PTJ09151 |  | 784.682 m |  |  |  | 3 | 2 | Pass | null
252144335 | TNB | DISTRIBUTION | WP PUTRAJAYA & CYBERJAYA | Existing | RYB | 11 kV |  |  |  |  | 240_TRIPLEX_AL_XLPE | PE 9.07 APT 2A (EFI) (F2): PTJ09075 | PE 9.08 P9G TERES (F2): PTJ09084 |  | 219.658 m |  |  |  | 3 | 2 | Pass | null
252144550 | TNB | DISTRIBUTION | WP PUTRAJAYA & CYBERJAYA | Existing | RYB | 11 kV |  |  |  |  | 240_TRIPLEX_AL_XLPE | PE 9.33 P'PURI BLOK B1 (EFI) (F1): PTJ09332 | PE 9.32 P'PURI BLOK B3 (F1): PTJ09321 |  | 156.298 m |  |  |  | 3 | 2 | Pass | null
252144565 | TNB | DISTRIBUTION | WP PUTRAJAYA & CYBERJAYA | Existing | RYB | 11 kV |  |  |  |  | 240_TRIPLEX_AL_XLPE | PE 11.13 APT B (F1): PTJ11132 | PE 11.11 (EFI) (F1): PTJ11111 |  | 407.495 m |  |  |  | 3 | 2 | Pass | null
252144737 | TNB | DISTRIBUTION | WP PUTRAJAYA & CYBERJAYA | Existing | RYB | 11 kV |  |  |  |  | 240_TRIPLEX_AL_XLPE | SS 1.42 E4 & E5 (F2): PTJ01425 | SS 1.41 E3 (F2): PTJ01414 [OFF] |  | 121.350 m |  |  |  | 3 | 2 | Pass | null
252144741 | TNB | DISTRIBUTION | WP PUTRAJAYA & CYBERJAYA | Existing | RYB | 11 kV |  |  |  |  | 240_TRIPLEX_AL_XLPE | PE 9.25 FLAT A (F1): PTJ09251 | PE 9.24 FLAT C (F1): PTJ09242 |  | 760.205 m |  |  |  | 3 | 6 | Pass | null
252144814 | TNB | DISTRIBUTION | WP PUTRAJAYA & CYBERJAYA | Existing | RYB | 11 kV |  |  |  |  | 240_TRIPLEX_AL_XLPE | PE 9.08 P9G TERES (F1): PTJ09081 | PE 9.09 APT A1 (EFI) (F1): PTJ09092 |  | 121.305 m |  |  |  | 3 | 1 | Pass | null
252144818 | TNB | DISTRIBUTION | WP PUTRAJAYA & CYBERJAYA | Existing | RYB | 11 kV |  |  |  |  | 240_TRIPLEX_AL_XLPE | PE 8.02 P8A SEMI D (F1): PTJ08022 | PE 8.03 SEK REN (EFI) (F1): PTJ08031 |  | 284.948 m |  |  |  | 3 | 2 | Pass | null
252144831 | TNB | DISTRIBUTION | WP PUTRAJAYA & CYBERJAYA | Existing | RYB | 11 kV |  |  |  |  | 240_TRIPLEX_AL_XLPE | SS 22.47 DHL 2 F2: CBJ22476 | PE 22.09 FUJITSU F2: CBJ22095 |  | 270.246 m |  |  |  | 3 | 2 | Pass | null
252144835 | TNB | DISTRIBUTION | WP PUTRAJAYA & CYBERJAYA | Existing | RYB | 11 kV |  |  |  |  | 240_TRIPLEX_AL_XLPE | PE 11.38 PS 13: PTJ11383 | PE 11.39 BLOK A: PTJ11392 |  | 436.280 m |  |  |  | 3 | 2 | Pass | null
252145021 | TNB | DISTRIBUTION | WP PUTRAJAYA & CYBERJAYA | Existing | RYB | 11 kV |  |  |  |  | 240_TRIPLEX_AL_XLPE | SS 1.18 D4 (F2): PTJ01185 | SS 1.19 D5 (F2): PTJ01194 [OFF] |  | 96.216 m |  |  |  | 3 | 2 | Pass | null
252145033 | TNB | DISTRIBUTION | WP PUTRAJAYA & CYBERJAYA | Existing | RYB | 11 kV |  |  |  |  | 240_TRIPLEX_AL_XLPE | PE 9.30 SEK REN FASA 2 (F2): PTJ09304 | PE 9.26 FLAT B (F2): PTJ09265 |  | 601.095 m |  |  |  | 3 | 3 | Pass | null
252145129 | TNB | DISTRIBUTION | WP PUTRAJAYA & CYBERJAYA | Existing | RYB | 11 kV |  |  |  |  | 240_TRIPLEX_AL_XLPE | PE 11.15 APT D (EFI) (F2): PTJ11155 | PE 11.14 APT C (F2): PTJ11144 |  | 234.185 m |  |  |  | 3 | 2 | Pass | null
252145150 | TNB | DISTRIBUTION | WP PUTRAJAYA & CYBERJAYA | Existing | RYB | 11 kV |  |  |  |  | 240_TRIPLEX_AL_XLPE | PE 9.19 P9B1 TERES (F2): PTJ09194 | PE 9.21 P9D/1 TERES (F2): P09215 |  | 959.946 m |  |  |  | 3 | 0 | Pass | null
252145264 | TNB | DISTRIBUTION | WP PUTRAJAYA & CYBERJAYA | Existing | RYB | 11 kV |  |  |  |  | 240_TRIPLEX_AL_XLPE | SS 1.15 D1 (F2): PTJ01155 | SS 1.16 D2 (F2): PTJ01164 |  | 155.813 m |  |  |  | 3 | 1 | Pass | null
252145371 | TNB | DISTRIBUTION | WP PUTRAJAYA & CYBERJAYA | Existing | RYB | 11 kV |  |  |  |  | 240_TRIPLEX_AL_XLPE | SS 1.48 E11 (F2): PTJ01484 | SS 1.49 E12 F2): P01495 |  | 304.274 m |  |  |  | 3 | 2 | Pass | null
252145498 | TNB | DISTRIBUTION | WP PUTRAJAYA & CYBERJAYA | Existing | RYB | 11 kV |  |  |  |  | 240_TRIPLEX_AL_XLPE | SS 1.23 D9 (F2): PTJ01234 | SS 1.22 D8 (F2): PTJ01225 |  | 146.366 m |  |  |  | 3 | 2 | Pass | null
252145502 | TNB | DISTRIBUTION | WP PUTRAJAYA & CYBERJAYA | Existing | RYB | 11 kV |  |  |  |  | 240_TRIPLEX_AL_XLPE | PE 14.05 PERUMAHAN 14-11 (F2): PTJ14054 | PE 14.06 PERUMAHAN 14-5A: PTJ14061 |  | 474.547 m |  |  |  | 3 | 2 | Pass | null
252145739 | TNB | DISTRIBUTION | WP PUTRAJAYA & CYBERJAYA | Existing | RYB | 11 kV |  |  |  |  | 240_TRIPLEX_AL_XLPE | SS 25.07 STESEN SATELIT BUMI F2: C25074 | SS 21.56 MEASAT ASTRO F2: C21565 |  | 371.008 m |  |  |  | 3 | 0 | Pass | null
252146048 | TNB | DISTRIBUTION | WP PUTRAJAYA & CYBERJAYA | Existing | RYB | 11 kV |  |  |  |  | 240_TRIPLEX_AL_XLPE | PE 22.14 CYBER HEIGHT VILLA F1: C22142 | PE 22.21 CYBER HEIGHT VILLA F1: CBJ22211 |  | 595.732 m |  |  |  | 3 | 2 | Pass | null
252146052 | TNB | DISTRIBUTION | WP PUTRAJAYA & CYBERJAYA | Existing | RYB | 11 kV |  |  |  |  | 240_TRIPLEX_AL_XLPE | PE 22.21 CYBER HEIGHT VILLA F2: CBJ22215 | PE 22.22 CYBER HEIGHT VILLA F2: CBJ22224 |  | 1133.138 m |  |  |  | 3 | 2 | Pass | null
252146526 | TNB | DISTRIBUTION | WP PUTRAJAYA & CYBERJAYA | Existing | RYB | 11 kV |  |  |  |  | 240_TRIPLEX_AL_XLPE | PE 9.02 APT 4E (F2): PTJ09025 | PE 9.03 APT 3C (F2): PTJ09034 |  | 583.856 m |  |  |  | 3 | 2 | Pass | null
252146610 | TNB | DISTRIBUTION | WP PUTRAJAYA & CYBERJAYA | Existing | RYB | 11 kV |  |  |  |  | 240_TRIPLEX_AL_XLPE | SS 1.05 JPM B5 (F1): PTJ1055 | SS 1.04 JPM B4 (F1): PTJ01041 [OFF] |  | 69.475 m |  |  |  | 3 | 2 | Pass | null
252146760 | TNB | DISTRIBUTION | WP PUTRAJAYA & CYBERJAYA | Existing | RYB | 11 kV |  |  |  |  | 240_TRIPLEX_AL_XLPE | PE 9.06 APT 2E (F1): PTJ09061 | PE 9.07 APT 2A (EFI) (F1): PTJ09072 |  | 279.727 m |  |  |  | 3 | 2 | Pass | null
252146779 | TNB | DISTRIBUTION | WP PUTRAJAYA & CYBERJAYA | Existing | RYB | 11 kV |  |  |  |  | 240_TRIPLEX_AL_XLPE | PE 8.33 8NC2 PADAT NO.1: PTJ08331 | PE 8.09 JLN P8E2TERES (F1): PTJ08091 |  | 160.510 m |  |  |  | 3 | 1 | Pass | null
252146840 | TNB | DISTRIBUTION | WP PUTRAJAYA & CYBERJAYA | Existing | RYB | 11 kV |  |  |  |  | 240_TRIPLEX_AL_XLPE | SS 21.30 ERICSSON F1: CBJ21302 | SS 21.48 INVENT Q JAYA F1: C21481 |  | 336.491 m |  |  |  | 3 | 2 | Pass | null
252147020 | TNB | DISTRIBUTION | WP PUTRAJAYA & CYBERJAYA | Existing | RYB | 11 kV |  | Class D |  |  | 240_TRIPLEX_AL_XLPE | PE 7.08 PARK & RIDE (F1): PTJ07083 | PE 7.01 BOMBA PUTRAJAYA (F1): PTJ07011 |  | 882.871 m |  |  |  | 3 | 2 | Pass | null
252147279 | TNB | DISTRIBUTION | WP PUTRAJAYA & CYBERJAYA | Existing | RYB | 11 kV |  |  |  |  | 240_TRIPLEX_AL_XLPE | PE 8.34 8NC2 PADAT NO.2: PTJ08346 | PE 8.09 JLN P8E2TERES (F2): PTJ08094 |  | 404.010 m |  |  |  | 3 | 1 | Pass | null
252147290 | TNB | DISTRIBUTION | WP PUTRAJAYA & CYBERJAYA | Existing | RYB | 11 kV |  |  |  |  | 240_TRIPLEX_AL_XLPE | PE 8.20 APT D (F1): PTJ08201 | PE 8.19 APT A (EFI) (F1): PTJ08192 |  | 304.398 m |  |  |  | 3 | 2 | Pass | null
252147560 | TNB | DISTRIBUTION | WP PUTRAJAYA & CYBERJAYA | Existing | RYB | 11 kV |  |  |  |  | 240_TRIPLEX_AL_XLPE | PE 16.19 APT A2 (F1): PTJ16192 | PE 16.18 APT A3 (EFI) (F1): PTJ16181 |  | 175.564 m |  |  |  | 3 | 2 | Pass | null
252147775 | TNB | DISTRIBUTION | WP PUTRAJAYA & CYBERJAYA | Existing | RYB | 11 kV |  |  |  |  | 240_TRIPLEX_AL_XLPE | SS 1.09 C3 (F2): PTJ1091 | SS 1.08 C4 (F2): PTJ1082 |  | 136.232 m |  |  |  | 3 | 2 | Pass | null
252147837 | TNB | DISTRIBUTION | WP PUTRAJAYA & CYBERJAYA | Existing | RYB | 11 kV |  |  |  |  | 240_TRIPLEX_AL_XLPE | D-PTJ-C14-0878: P07165 | PE 9.31 RUMAH TERES (EFI) (F2): PTJ09315 |  | 796.391 m |  |  | FDR12 | 3 | 1 | Pass | null
252147981 | TNB | DISTRIBUTION | WP PUTRAJAYA & CYBERJAYA | Existing | RYB | 11 kV |  |  |  |  | 240_TRIPLEX_AL_XLPE | PE 9.27 APT 11A (F1): PTJ09273 | PE 9.28 APT 11C (EFI) (F1): PTJ09281 |  | 296.368 m |  |  |  | 3 | 2 | Pass | null
252148073 | TNB | DISTRIBUTION | WP PUTRAJAYA & CYBERJAYA | Existing | RYB | 11 kV |  |  |  |  | 240_TRIPLEX_AL_XLPE | SS 1.26 HOTEL SANGRI-LA (F1): P01261 | PE 1.38 TAMAN PUTRA PERDANA (F1): PTJ01382 |  | 383.526 m |  |  |  | 3 | 2 | Pass | null
252148346 | TNB | DISTRIBUTION | WP PUTRAJAYA & CYBERJAYA | Existing | RYB | 11 kV |  |  |  |  | 240_TRIPLEX_AL_XLPE | SS 1.22 D8 (F1): PTJ01221 | SS 1.21 D7 (F1): PTJ01212 |  | 109.317 m |  |  |  | 3 | 2 | Pass | null
252148841 | TNB | DISTRIBUTION | WP PUTRAJAYA & CYBERJAYA | Existing | RYB | 11 kV |  |  |  |  | 240_TRIPLEX_AL_XLPE | PE 14.19 BLOK E2 (EFI) (F2): PTJ14194 | PE 14.18 BLOK E1 (F2): PTJ14185 |  | 31.814 m |  |  |  | 3 | 2 | Pass | null
252149237 | TNB | DISTRIBUTION | WP PUTRAJAYA & CYBERJAYA | Existing | RYB | 11 kV |  |  |  |  | 240_TRIPLEX_AL_XLPE | PE 14.16 BLOK C (EFI) (F2): PTJ14164 | PE 14.15 BLOK B (F2): PTJ14155 |  | 199.714 m |  |  |  | 3 | 2 | Pass | null
252149241 | TNB | DISTRIBUTION | WP PUTRAJAYA & CYBERJAYA | Existing | RYB | 11 kV |  |  |  |  | 240_TRIPLEX_AL_XLPE | PE 10.12 P10 A SEMI-D: PTJ10121 | PE 10.14 P10 A1 (F1): PTJ10142 |  | 340.894 m |  |  |  | 3 | 2 | Pass | null
252149245 | TNB | DISTRIBUTION | WP PUTRAJAYA & CYBERJAYA | Existing | RYB | 11 kV |  |  |  |  | 240_TRIPLEX_AL_XLPE | PE 10.13 PUSPANITA (F1): PTJ10131 | PE 10.12 P10 A SEMI-D: PTJ10122 |  | 566.798 m |  |  |  | 3 | 2 | Pass | null
252149292 | TNB | DISTRIBUTION | WP PUTRAJAYA & CYBERJAYA | Existing | RYB | 11 kV |  |  |  |  | 240_TRIPLEX_AL_XLPE | SS 1.16 D2 (F1): PTJ01162 | SS 1.17 D3 (F1): PTJ01171 |  | 110.546 m |  |  |  | 3 | 2 | Pass | null
252149296 | TNB | DISTRIBUTION | WP PUTRAJAYA & CYBERJAYA | Existing | RYB | 11 kV |  |  |  |  | 240_TRIPLEX_AL_XLPE | SS 1.15 D1 (F1): PTJ01152 | SS 1.16 D2 (F1): PTJ01161 |  | 145.339 m |  |  |  | 3 | 1 | Pass | null
252149582 | TNB | DISTRIBUTION | WP PUTRAJAYA & CYBERJAYA | Existing | RYB | 11 kV |  |  |  |  | 240_TRIPLEX_AL_XLPE | PE 15.06 BLOK D2 (2) (F2): PTJ15064 | PE 15.05 BLOK D2 (1) (EFI) (F2): PTJ15056 |  | 224.279 m |  |  |  | 3 | 4 | Pass | null
252149792 | TNB | DISTRIBUTION | WP PUTRAJAYA & CYBERJAYA | Existing | RYB | 11 kV |  |  |  |  | 240_TRIPLEX_AL_XLPE | PE 11.15 APT D (EFI) (F1): PTJ11152 | PE 11.14 APT C (F1): PTJ11141 |  | 243.487 m |  |  |  | 3 | 2 | Pass | null
252150260 | TNB | DISTRIBUTION | WP PUTRAJAYA & CYBERJAYA | Existing | RYB | 11 kV |  |  |  |  | 240_TRIPLEX_AL_XLPE | PE 8.05 APT FASA 4A (B1) (F1): P08052 | PE 8.06 DEWAN SERBAGUNA (EFI) (F1): PTJ08061 |  | 189.356 m |  |  |  | 3 | 2 | Pass | null
252150265 | TNB | DISTRIBUTION | WP PUTRAJAYA & CYBERJAYA | Existing | RYB | 11 kV |  |  |  |  | 240_TRIPLEX_AL_XLPE | PE 8.01 PS 10 (EFI) (F1): PTJ08012 | PE 8.02 P8A SEMI D (F1): PTJ08021 |  | 342.278 m |  |  |  | 3 | 2 | Pass | null
252150274 | TNB | DISTRIBUTION | WP PUTRAJAYA & CYBERJAYA | Existing | RYB | 11 kV |  |  |  |  | 240_TRIPLEX_AL_XLPE | PE 11.11 (EFI) (F1): PTJ11112 | PE 11.16 APT E (F1): PTJ11161 |  | 528.678 m |  |  |  | 3 | 2 | Pass | null
252150285 | TNB | DISTRIBUTION | WP PUTRAJAYA & CYBERJAYA | Existing | RYB | 11 kV |  |  |  |  | 240_TRIPLEX_AL_XLPE | PE 16.14 SEMI D (EFI) (F2): PTJ16144 | PE 16.16 PUSAT KEJIRANAN (F2): PTJ16164 |  | 388.119 m |  |  |  | 3 | 2 | Pass | null
252151318 | TNB | DISTRIBUTION | WP PUTRAJAYA & CYBERJAYA | Existing | RYB | 11 kV |  |  |  |  | 240_TRIPLEX_AL_XLPE | SS 1.05 JPM B5 (F2): PTJ1052 | SS 1.04 JPM B4 (F2): PTJ01044 [OFF] |  | 68.635 m |  |  |  | 3 | 2 | Pass | null
252151330 | TNB | DISTRIBUTION | WP PUTRAJAYA & CYBERJAYA | Existing | RYB | 11 kV |  |  |  |  | 240_TRIPLEX_AL_XLPE | SS 21.23 CENTURY SQUARE 2320 F1: C21231 | PE 21.11 CENTURY SQUARE 2310 F1: CBJ21112 |  | 216.039 m |  |  |  | 3 | 2 | Pass | null
252151621 | TNB | DISTRIBUTION | WP PUTRAJAYA & CYBERJAYA | Existing | RYB | 11 kV |  |  |  |  | 240_TRIPLEX_AL_XLPE | PE 11.67 PS9 (F2): PTJ11675 | PE 11.09 P11A2/5 TERES (EFI) (F2): PTJ11094 |  | 1075.159 m |  |  |  | 3 | 2 | Pass | null
252151894 | TNB | DISTRIBUTION | WP PUTRAJAYA & CYBERJAYA | Existing | RYB | 11 kV |  |  |  |  | 240_TRIPLEX_AL_XLPE | PE 1.57 SEK.MEN. A/SHAH (F2): PTJ01574 | PE 1.53 NORTH DEPT (F2): PTJ01536 |  | 823.836 m |  |  |  | 3 | 4 | Pass | null
252152383 | TNB | DISTRIBUTION | WP PUTRAJAYA & CYBERJAYA | Existing | RYB | 11 kV |  |  |  |  | 240_TRIPLEX_AL_XLPE | SS 1.47 E10 (F1): PTJ01472 | SS 1.44 E7 (F1): PTJ1441 |  | 317.516 m |  |  |  | 3 | 2 | Pass | null
252155712 | TNB | DISTRIBUTION | WP PUTRAJAYA & CYBERJAYA | Existing | RYB | 11 kV |  |  |  |  | 240_TRIPLEX_AL_XLPE | PE 1.29 PERDANA WALK: PTJ01291 | PE 1.35 MOSQUE (F1): PTJ01352 |  | 1138.710 m |  |  |  | 3 | 5 | Pass | null
252157228 | TNB | DISTRIBUTION | WP PUTRAJAYA & CYBERJAYA | Existing | RYB | 11 kV |  |  |  |  | 240_TRIPLEX_AL_XLPE | PE 11.23 TERES ZON 12B (F1): PTJ11234 | PE 11.23 TERES ZON 12B (F2): PTJ11233 |  | 12.588 m |  |  |  | 3 | 0 | Pass | null
252158837 | TNB | DISTRIBUTION | WP PUTRAJAYA & CYBERJAYA | Existing | RYB | 11 kV |  |  |  |  | 240_TRIPLEX_AL_XLPE | PE 8.06 DEWAN SERBAGUNA (EFI) (F1): PTJ08062 | PE 8.11 JLN P8E TERES (EFI) (F1): PTJ08111 |  | 1130.954 m |  |  |  | 3 | 2 | Pass | null
252159074 | TNB | DISTRIBUTION | WP PUTRAJAYA & CYBERJAYA | Existing | RYB | 11 kV |  |  |  |  | 240_TRIPLEX_AL_XLPE | SS 25.08 NTT 3 F1: C25082 | SS 21.09 KOMPLEKS TELEKOM CBJ 1 F1: CBJ21092 [OFF] |  | 507.095 m |  |  |  | 3 | 0 | Pass | null
252163649 | TNB | DISTRIBUTION | WP PUTRAJAYA & CYBERJAYA | Existing | RYB | 11 kV |  |  |  |  | 240_TRIPLEX_AL_XLPE | PE 5.25 BLOK D1 APT 5R4 (F2): PTJ05256 | PE 5.26 BLOK D2 APT 5R4 (F1): PTJ05264 |  | 158.777 m |  |  |  | 3 | 2 | Pass | null
252163871 | TNB | DISTRIBUTION | WP PUTRAJAYA & CYBERJAYA | Existing | RYB | 11 kV |  |  |  |  | 240_TRIPLEX_AL_XLPE | PE 6.01 GRAND STAND (F1): PTJ06013 | PE 6.02 KOLAM RENANG (F1): PTJ06021 |  | 375.532 m |  |  |  | 3 | 2 | Pass | null
252164081 | TNB | DISTRIBUTION | WP PUTRAJAYA & CYBERJAYA | Existing | RYB | 11 kV |  |  |  |  | 240_TRIPLEX_AL_XLPE | PE 18.01 WR2: PTJ18012 | PE 18.17 BLOK H 18R12 (F2): PTJ18176 |  | 569.390 m |  |  |  | 3 | 2 | Pass | null
252164098 | TNB | DISTRIBUTION | WP PUTRAJAYA & CYBERJAYA | Existing | RYB | 11 kV |  |  |  |  | 240_TRIPLEX_AL_XLPE | SS 22.36 SKMM F1: CBJ22362 | SS 24.22 POSH ATLANTIC F1: C24221 |  | 868.649 m |  |  |  | 3 | 2 | Pass | null
252164912 | TNB | DISTRIBUTION | WP PUTRAJAYA & CYBERJAYA | Existing | RYB | 11 kV |  |  |  |  | 500_1C_AL_XLPE |  |  |  | 52.440 m |  |  |  | 3 | 1 | Pass | null
252164926 | TNB | DISTRIBUTION | WP PUTRAJAYA & CYBERJAYA | Existing | RYB | 11 kV |  |  |  |  | 500_1C_AL_XLPE | SS 21.64 BLOK B IT PARK F2: C21644 | SS 21.62 BLOK A IT PARK F2: C21625 |  | 210.923 m |  |  |  | 3 | 2 | Pass | null
252164972 | TNB | DISTRIBUTION | WP PUTRAJAYA & CYBERJAYA | Existing | RYB | 11 kV |  |  |  |  | 70_1C_AL_XLPE | PE 5.25 BLOK D1 APT 5R4 (F1): PTJ05251 | PE 5.24 BLOK C APT 5R4 (F1): PTJ05243 |  | 101.615 m |  |  |  | 3 | 2 | Pass | null
252165114 | TNB | DISTRIBUTION | WP PUTRAJAYA & CYBERJAYA | Existing | RYB | 11 kV |  |  |  |  | 500_1C_AL_XLPE | SS 21.64 BLOK B IT PARK F1: C21642 | SS 21.66 BLOK C IT PARK F1: C21661 |  | 199.906 m |  |  |  | 3 | 2 | Pass | null
252165122 | TNB | DISTRIBUTION | WP PUTRAJAYA & CYBERJAYA | Existing | RYB | 11 kV |  |  |  |  | 240_TRIPLEX_AL_XLPE | PE 11.65 ZON 10A2 (F1): PTJ11651 | PE 11.64 ZON 10A (F2): PTJ11646 |  | 752.906 m |  |  |  | 3 | 0 | Pass | null
252165458 | TNB | DISTRIBUTION | WP PUTRAJAYA & CYBERJAYA | Existing | RYB | 11 kV |  |  |  |  | 240_TRIPLEX_AL_XLPE | PE 22.88 SKY LEISURE F2: CBJ22885 | SS 22.65 BASIS BAY NO 2: C22656 |  | 436.148 m |  |  |  | 3 | 2 | Pass | null
252165756 | TNB | DISTRIBUTION | WP PUTRAJAYA & CYBERJAYA | Existing | RYB | 11 kV |  |  |  |  | 240_TRIPLEX_AL_XLPE | PE 22.50 LOT PT 12092 F2: CBJ22504 | SS 22.59 BANK NEGARA F1: C22595 |  | 474.781 m |  |  |  | 3 | 2 | Pass | null
252165790 | TNB | DISTRIBUTION | WP PUTRAJAYA & CYBERJAYA | Existing | RYB | 11 kV |  |  |  |  | 240_TRIPLEX_AL_XLPE | PE 11.27 SEMI D 11A & 11B: PTJ11273 | PE 11.43 SEK. MEN. FASA 2 (F1): PTJ11436 |  | 516.564 m |  |  |  | 3 | 2 | Pass | null
252165853 | TNB | DISTRIBUTION | WP PUTRAJAYA & CYBERJAYA | Existing | RYB | 11 kV |  |  |  |  | 240_TRIPLEX_AL_XLPE | PE 15.40 P/PURI 15-12 BLOK A (F2): PTJ15406 | PE 15.47 APARTMENT ALAM DESA (F2): PTJ15474 |  | 623.720 m |  |  |  | 3 | 2 | Pass | null
252165876 | TNB | DISTRIBUTION | WP PUTRAJAYA & CYBERJAYA | Existing | RYB | 11 kV |  |  |  |  | 240_TRIPLEX_AL_XLPE | SS 22.43 BMW F1: CBJ22432 | SS 22.56 JPJ F1: C22561 [OFF] |  | 334.628 m |  |  |  | 3 | 2 | Pass | null
252165952 | TNB | DISTRIBUTION | WP PUTRAJAYA & CYBERJAYA | Existing | RYB | 11 kV |  |  |  |  | 240_TRIPLEX_AL_XLPE | PE 18.12 BLOK A (F1): P18122 | E 18.11 BLOK B&C (F1): PTJ18111 |  | 126.902 m |  |  |  | 3 | 2 | Pass | null
252166188 | TNB | DISTRIBUTION | WP PUTRAJAYA & CYBERJAYA | Existing | RYB | 11 kV |  |  |  |  | 240_TRIPLEX_AL_XLPE | PE 18.08 18R1 (F2): PTJ18085 | PE 18.22 BLOK B 18R13 (F2): PTJ18224 |  | 1135.702 m |  |  |  | 3 | 1 | Pass | null
252166369 | TNB | DISTRIBUTION | WP PUTRAJAYA & CYBERJAYA | Existing | RYB | 11 kV |  |  |  |  | 240_TRIPLEX_AL_XLPE | PE 14.31 P'PURI 14-12 BLOK B (F1): PTJ14311 | PE 14.30 P'PURI 14-12 BLOK A (EFI) (F1): PTJ14302 |  | 90.011 m |  |  |  | 3 | 2 | Pass | null
252166408 | TNB | DISTRIBUTION | WP PUTRAJAYA & CYBERJAYA | Existing | RYB | 11 kV |  |  |  |  | 240_TRIPLEX_AL_XLPE | PE 22.53 PRIMA 7 SPAN F2: CBJ22534 | PE 22.50 LOT PT 12092 F2: CBJ22506 |  | 181.395 m |  |  |  | 3 | 2 | Pass | null
252166452 | TNB | DISTRIBUTION | WP PUTRAJAYA & CYBERJAYA | Existing | RYB | 11 kV |  |  |  |  | 240_TRIPLEX_AL_XLPE | PE 9.41 P'PURI BLOK E3 (F2): PTJ09414 | PE 9.42 P'PURI BLOK E1 (EFI) (F2): PTJ09426 |  | 215.675 m |  |  |  | 3 | 2 | Pass | null
252166456 | TNB | DISTRIBUTION | WP PUTRAJAYA & CYBERJAYA | Existing | RYB | 11 kV |  |  |  |  | 240_TRIPLEX_AL_XLPE | PE 18.19 BLOK A&B 18R12 (F2): PTJ18194 | PE 18.24 BLOK D 18R13 (F2): PTJ18246 |  | 189.092 m |  |  |  | 3 | 2 | Pass | null
252166460 | TNB | DISTRIBUTION | WP PUTRAJAYA & CYBERJAYA | Existing | RYB | 11 kV |  |  |  |  | 240_TRIPLEX_AL_XLPE | PE 18.19 BLOK A&B 18R12 (F1): PTJ18191 | PE 18.24 BLOK D 18R13 (F1): PTJ18243 |  | 178.684 m |  |  |  | 3 | 2 | Pass | null
252166553 | TNB | DISTRIBUTION | WP PUTRAJAYA & CYBERJAYA | Existing | RYB | 11 kV |  |  |  |  | 240_TRIPLEX_AL_XLPE | PE 5.19 BLOK E 5R3 (F1): P05192 | PE 5.18 BLOK D 5R3 (F1): PTJ05181 |  | 120.285 m |  |  |  | 3 | 2 | Pass | null
252166605 | TNB | DISTRIBUTION | WP PUTRAJAYA & CYBERJAYA | Existing | RYB | 11 kV |  |  |  |  | 240_TRIPLEX_AL_XLPE | PE 22.53 PRIMA 7 SPAN F1: CBJ22531 | PE 22.50 LOT PT 12092 F1: CBJ22503 |  | 184.955 m |  |  |  | 3 | 2 | Pass | null
252166791 | TNB | DISTRIBUTION | WP PUTRAJAYA & CYBERJAYA | Existing | RYB | 11 kV |  |  |  |  | 240_TRIPLEX_AL_XLPE | PE 18.22 BLOK B 18R13 (F1): PTJ18223 | PE 18.21 BLOK A 18R13 (F1): PTJ18211 |  | 91.321 m |  |  |  | 3 | 2 | Pass | null
252166810 | TNB | DISTRIBUTION | WP PUTRAJAYA & CYBERJAYA | Existing | RYB | 11 kV |  |  |  |  | 240_TRIPLEX_AL_XLPE | PE 18.06 18R5 (F1): PTJ18063 | PE 18.26 APT. 18R4 (F1): PTJ18261 |  | 474.177 m |  |  |  | 3 | 1 | Pass | null
252166889 | TNB | DISTRIBUTION | WP PUTRAJAYA & CYBERJAYA | Existing | RYB | 11 kV |  |  |  |  | 240_TRIPLEX_AL_XLPE | PE 18.18 BLOK C&D 18R12 (F1): PTJ18181 | PE 18.19 BLOK A&B 18R12 (F1): PTJ18193 |  | 263.699 m |  |  |  | 3 | 2 | Pass | null
252166985 | TNB | DISTRIBUTION | WP PUTRAJAYA & CYBERJAYA | Existing | RYB | 11 kV |  |  |  |  | 240_TRIPLEX_AL_XLPE | SS 22.55 BASIS BAY NO 1: C22552 | PE 22.88 SKY LEISURE F1: CBJ22881 |  | 387.918 m |  |  |  | 3 | 1 | Pass | null
252167084 | TNB | DISTRIBUTION | WP PUTRAJAYA & CYBERJAYA | Existing | RYB | 11 kV |  |  |  |  | 240_TRIPLEX_AL_XLPE | PE 5.30 BLOK D APT 5R6 (F2): PTJ05305 | PE 5.29 BLOK C APT 5R6 (F2): PTJ05294 |  | 230.435 m |  |  |  | 3 | 0 | Pass | null
252169062 | TNB | DISTRIBUTION | WP PUTRAJAYA & CYBERJAYA | Existing | RYB | 11 kV |  |  |  |  | 240_TRIPLEX_AL_XLPE | PE 22.54 PRIMA 8 F2: CBJ22544 | PE 22.53 PRIMA 7 SPAN F2: CBJ22536 |  | 143.109 m |  |  |  | 3 | 2 | Pass | null
252169157 | TNB | DISTRIBUTION | WP PUTRAJAYA & CYBERJAYA | Existing | RYB | 11 kV |  |  |  |  | 500_1C_AL_XLPE | SS 4.13 4G11 (F2): P04135 | SS 4.12 4G7 (F2): P04124 |  | 1174.449 m |  |  |  | 3 | 0 | Pass | null
252169183 | TNB | DISTRIBUTION | WP PUTRAJAYA & CYBERJAYA | Existing | RYB | 11 kV |  |  |  |  | 240_TRIPLEX_AL_XLPE | PE 15.42 P/PURI 15-12 BLOK C (F2): PTJ15426 | PE 15.41 P/PURI 15-12 BLOK B (F2): PTJ15414 |  | 127.715 m |  |  |  | 3 | 2 | Pass | null
252169303 | TNB | DISTRIBUTION | WP PUTRAJAYA & CYBERJAYA | Existing | RYB | 11 kV |  |  |  |  | 240_TRIPLEX_AL_XLPE | PE 22.50 LOT PT 12092 F1: CBJ22501 | SS 22.58 BANK NEGARA F1: C22582 |  | 428.461 m |  |  |  | 3 | 2 | Pass | null
252169327 | TNB | DISTRIBUTION | WP PUTRAJAYA & CYBERJAYA | Existing | RYB | 11 kV |  |  |  |  | 240_TRIPLEX_AL_XLPE | SS 15.24 SEK. ANTARABANGSA (F1): PTJ15241 | PE 15.42 P/PURI 15-12 BLOK C (F2): PTJ15424 |  | 689.907 m |  |  |  | 3 | 2 | Pass | null
252169336 | TNB | DISTRIBUTION | WP PUTRAJAYA & CYBERJAYA | Existing | RYB | 11 kV |  |  |  |  | 500_1C_AL_XLPE | PE 2.21 S/Tenaga (F2): P02215 | PE 2.15 2G4 (F2): P02155 |  | 200.337 m |  |  |  | 3 | 2 | Pass | null
252169340 | TNB | DISTRIBUTION | WP PUTRAJAYA & CYBERJAYA | Existing | RYB | 11 kV |  |  |  |  | 500_1C_AL_XLPE | PE 2.21 S/Tenaga (F1): P02212 | PE 2.15 2G4 (F1): P02151 |  | 192.787 m |  |  |  | 3 | 2 | Pass | null
252169344 | TNB | DISTRIBUTION | WP PUTRAJAYA & CYBERJAYA | Existing | RYB | 11 kV |  |  |  |  | 500_1C_AL_XLPE | PMU CBJN 132/11KV: VCB 5 | SS 21.62 BLOK A IT PARK F1: C21621 |  | 3292.904 m |  |  | PMU CBJN: VCB 5 | 3 | 4 | Pass | null
252169557 | TNB | DISTRIBUTION | WP PUTRAJAYA & CYBERJAYA | Existing | RYB | 11 kV |  |  |  |  | 500_1C_AL_XLPE | SS 2.09 MOF 2G1 (F2): P02095 | SS 2.10 MOF 2G2 UTARA (F2): P02104 |  | 579.030 m |  |  |  | 3 | 4 | Pass | null
252169596 | TNB | DISTRIBUTION | WP PUTRAJAYA & CYBERJAYA | Existing | RYB | 11 kV |  |  |  |  | 240_TRIPLEX_AL_XLPE | PE 14.33 PERUMAHAN 14-6 NO 2 (F2): PTJ14334 | PE 14.22 KOMPLEKS SEK MEN (F1): PTJ14223 |  | 278.207 m |  |  |  | 3 | 1 | Pass | null
252169635 | TNB | DISTRIBUTION | WP PUTRAJAYA & CYBERJAYA | Existing | RYB | 11 kV |  |  |  |  | 500_1C_AL_XLPE | SS 2.10 MOF 2G2 UTARA (F2): P02105 | SS 2.11 MOF 2G2 SELATAN (F2): PTJ02114 [OFF] |  | 166.583 m |  |  |  | 3 | 2 | Pass | null
252169747 | TNB | DISTRIBUTION | WP PUTRAJAYA & CYBERJAYA | Existing | RYB | 11 kV |  |  |  |  | 240_TRIPLEX_AL_XLPE | PE 22.54 PRIMA 8 F1: CBJ22541 | PE 22.53 PRIMA 7 SPAN F1: CBJ22533 |  | 135.543 m |  |  |  | 3 | 2 | Pass | null
252169950 | TNB | DISTRIBUTION | WP PUTRAJAYA & CYBERJAYA | Existing | RYB | 11 kV |  |  |  |  | 240_TRIPLEX_AL_XLPE | PE 18.16 BLOK G 18R12 (F1): PTJ18161 | PE 18.15 BLOK E&F 18R12 (F1): PTJ18153 |  | 144.700 m |  |  |  | 3 | 2 | Pass | null
252170271 | TNB | DISTRIBUTION | WP PUTRAJAYA & CYBERJAYA | Existing | RYB | 11 kV |  |  |  |  | 240_TRIPLEX_AL_XLPE | PE 5.22 BLOK A APT 5R4 (F2): PTJ05226 | PE 5.23 BLOK B APT 5R4 (F2): PTJ05234 |  | 101.659 m |  |  |  | 3 | 2 | Pass | null
252170494 | TNB | DISTRIBUTION | WP PUTRAJAYA & CYBERJAYA | Existing | RYB | 11 kV |  |  |  |  | 240_TRIPLEX_AL_XLPE | PE 9.47 P'PURI BLOK A&B (F1): PTJ09471 | PE 9.14 K.KEJIRANAN (F1): PTJ09142 [OFF] |  | 427.160 m |  |  |  | 3 | 2 | Pass | null
252170603 | TNB | DISTRIBUTION | WP PUTRAJAYA & CYBERJAYA | Existing | RYB | 11 kV |  |  |  |  | 240_TRIPLEX_AL_XLPE | SS 1.11 C1 (F1): PTJ1115 | SS 1.12 C7 (F1): PTJ1124 |  | 349.125 m |  |  |  | 3 | 1 | Pass | null
252170607 | TNB | DISTRIBUTION | WP PUTRAJAYA & CYBERJAYA | Existing | RYB | 11 kV |  |  |  |  | 240_TRIPLEX_AL_XLPE | PE 18.17 BLOK H 18R12 (F1): PTJ18171 | PE 18.16 BLOK G 18R12 (F1): PTJ18163 |  | 146.823 m |  |  |  | 3 | 2 | Pass | null
252170616 | TNB | DISTRIBUTION | WP PUTRAJAYA & CYBERJAYA | Existing | RYB | 11 kV |  |  |  |  | 240_TRIPLEX_AL_XLPE | PE 18.27 KLINIK KESIHATAN (F1): PTJ18272 | PE 18.08 18R1 (F1): PTJ18081 |  | 629.576 m |  |  |  | 3 | 0 | Pass | null
252170628 | TNB | DISTRIBUTION | WP PUTRAJAYA & CYBERJAYA | Existing | RYB | 11 kV |  |  |  |  | 500_1C_AL_XLPE | SS 21.66 BLOK C IT PARK F2: C21664 | SS 21.64 BLOK B IT PARK F2: C21645 |  | 218.722 m |  |  |  | 3 | 2 | Pass | null
252170654 | TNB | DISTRIBUTION | WP PUTRAJAYA & CYBERJAYA | Existing | RYB | 11 kV |  |  |  |  | 240_TRIPLEX_AL_XLPE | PE 9.47 P'PURI BLOK A&B (F2): PTJ09474 | PE 9.14 K.KEJIRANAN (F2): PTJ09145 [OFF] |  | 433.518 m |  |  |  | 3 | 2 | Pass | null
252170761 | TNB | DISTRIBUTION | WP PUTRAJAYA & CYBERJAYA | Existing | RYB | 11 kV |  |  |  |  | 240_TRIPLEX_AL_XLPE | PE 18.16 BLOK G 18R12 (F2): PTJ18164 | PE 18.15 BLOK E&F 18R12 (F2): PTJ18156 |  | 150.379 m |  |  |  | 3 | 2 | Pass | null
252170765 | TNB | DISTRIBUTION | WP PUTRAJAYA & CYBERJAYA | Existing | RYB | 11 kV |  |  |  |  | 240_TRIPLEX_AL_XLPE | PE 18.15 BLOK E&F 18R12 (F2): PTJ18154 | PE 18.18 BLOK C&D 18R12 (F2): PTJ18186 |  | 319.922 m |  |  |  | 3 | 2 | Pass | null
252170803 | TNB | DISTRIBUTION | WP PUTRAJAYA & CYBERJAYA | Existing | RYB | 11 kV |  |  |  |  | 240_TRIPLEX_AL_XLPE | PE 18.15 BLOK E&F 18R12 (F1): PTJ18151 | PE 18.18 BLOK C&D 18R12 (F1): PTJ18183 |  | 335.671 m |  |  |  | 3 | 2 | Pass | null
252170807 | TNB | DISTRIBUTION | WP PUTRAJAYA & CYBERJAYA | Existing | RYB | 11 kV |  |  |  |  | 240_TRIPLEX_AL_XLPE | SS 23.02 STP A F2: CBJ23026 | PE 23.01 PS 2-9 F2: CBJ23014 |  | 262.030 m |  |  |  | 3 | 2 | Pass | null
252170844 | TNB | DISTRIBUTION | WP PUTRAJAYA & CYBERJAYA | Existing | RYB | 11 kV |  |  |  |  | 240_TRIPLEX_AL_XLPE | PE 9.45 P'PURI P7 BLOK B1 (F2): PTJ09455 | PE 9.44 P'PURI P7 BLOK A2 (EFI) (F2): PTJ09444 |  | 120.528 m |  |  |  | 3 | 1 | Pass | null
252171041 | TNB | DISTRIBUTION | WP PUTRAJAYA & CYBERJAYA | Existing | RYB | 11 kV |  |  |  |  | 240_TRIPLEX_AL_XLPE | PE 11.69 ZON 10A (F2): PTJ11691 | PE 11.22 ZON 10B (F1): PTJ11226 |  | 314.468 m |  |  |  | 3 | 2 | Pass | null
252171128 | TNB | DISTRIBUTION | WP PUTRAJAYA & CYBERJAYA | Existing | RYB | 11 kV |  |  |  |  | 240_TRIPLEX_AL_XLPE | Grp: Substation Comp. 1 PE11.78 F1: PTJ11781 | PE 11.23 TERES ZON 12B (F1): PTJ11236 |  | 276.187 m |  |  |  | 3 | 1 | Pass | null
252171166 | TNB | DISTRIBUTION | WP PUTRAJAYA & CYBERJAYA | Existing | RYB | 11 kV |  |  |  |  | 240_TRIPLEX_AL_XLPE | PE 14.06 PERUMAHAN 14-5A: PTJ14062 | PE 14.07 Perumahan 14-5B (F2): P14074 |  | 334.948 m |  |  |  | 3 | 2 | Pass | null
252171170 | TNB | DISTRIBUTION | WP PUTRAJAYA & CYBERJAYA | Existing | RYB | 11 kV |  |  |  |  | 240_TRIPLEX_AL_XLPE | PE 18.25 KOMPLEKS SEK FASA 3: PTJ18251 | PE 18.17 BLOK H 18R12 (F1): PTJ18173 |  | 996.228 m |  |  |  | 3 | 2 | Pass | null
252171263 | TNB | DISTRIBUTION | WP PUTRAJAYA & CYBERJAYA | Existing | RYB | 11 kV |  |  |  |  | 240_TRIPLEX_AL_XLPE | PE 14.30 P'PURI 14-12 BLOK A (EFI) (F2): PTJ14304 | PE 14.25 KOMPLEKS SEK REN (EFI) (F2): PTJ14255 |  | 539.561 m |  |  |  | 3 | 2 | Pass | null
252171376 | TNB | DISTRIBUTION | WP PUTRAJAYA & CYBERJAYA | Existing | RYB | 11 kV |  |  |  |  | 240_TRIPLEX_AL_XLPE | PE 3.01 3M5 S/LIGHTING: PTJ03013 | PE 18.20 TMN PANCARONA (F2): PTJ18204 |  | 442.737 m |  |  |  | 3 | 4 | Pass | null
252171506 | TNB | DISTRIBUTION | WP PUTRAJAYA & CYBERJAYA | Existing | RYB | 11 kV |  |  |  |  | 240_TRIPLEX_AL_XLPE | PE 18.26 APT. 18R4 (F1): PTJ18262 | PE 18.09 PADAT SL: PTJ18091 |  | 503.614 m |  |  |  | 3 | 1 | Pass | null
252171780 | TNB | DISTRIBUTION | WP PUTRAJAYA & CYBERJAYA | Existing | RYB | 11 kV |  |  |  |  | 240_TRIPLEX_AL_XLPE | SS 22.36 SKMM F2: CBJ22365 | SS 24.22 POSH ATLANTIC F2: C24224 |  | 868.814 m |  |  |  | 3 | 2 | Pass | null
252171822 | TNB | DISTRIBUTION | WP PUTRAJAYA & CYBERJAYA | Existing | RYB | 11 kV |  |  |  |  | 240_TRIPLEX_AL_XLPE | PE 9.40 P'PURI BLOK C (F1): P09401 | PE 9.41 P'PURI BLOK E3 (F1): PTJ09413 |  | 275.911 m |  |  |  | 3 | 2 | Pass | null
252171830 | TNB | DISTRIBUTION | WP PUTRAJAYA & CYBERJAYA | Existing | RYB | 11 kV |  |  |  |  | 240_TRIPLEX_AL_XLPE | PE 9.48 P'PURI BLOK C&D (EFI) (F1): PTJ09481 | PE 9.47 P'PURI BLOK A&B (F1): PTJ09473 |  | 200.818 m |  |  |  | 3 | 2 | Pass | null
252172015 | TNB | DISTRIBUTION | WP PUTRAJAYA & CYBERJAYA | Existing | RYB | 11 kV |  |  |  |  | 500_1C_AL_XLPE | SS 5.10 HOTEL ALAM WARISAN (F1): P05101 | SS 5.34 CITY CAMPUS F1: P05342 |  | 712.303 m |  |  |  | 3 | 1 | Pass | null
252172097 | TNB | DISTRIBUTION | WP PUTRAJAYA & CYBERJAYA | Existing | RYB | 11 kV |  |  |  |  | 240_TRIPLEX_AL_XLPE | PE 18.18 BLOK C&D 18R12 (F2): PTJ18184 | PE 18.19 BLOK A&B 18R12 (F2): PTJ18196 |  | 258.031 m |  |  |  | 3 | 2 | Pass | null
252172105 | TNB | DISTRIBUTION | WP PUTRAJAYA & CYBERJAYA | Existing | RYB | 11 kV |  |  |  |  | 240_TRIPLEX_AL_XLPE | PE 22.62 8 BLOK KEDAI PEJ 2B F1: CBJ22621 | PE 22.72 CYBERNEO 3 F1: C22723 |  | 415.432 m |  |  |  | 3 | 2 | Pass | null
252172200 | TNB | DISTRIBUTION | WP PUTRAJAYA & CYBERJAYA | Existing | RYB | 11 kV |  |  |  |  | 240_TRIPLEX_AL_XLPE | D-PTJ-C17-1084: | PE 14.27 KOMP PJC SEMENTARA: PTJ14272 |  | 1203.655 m |  |  |  | 3 | 3 | Pass | null
252172301 | TNB | DISTRIBUTION | WP PUTRAJAYA & CYBERJAYA | Existing | RYB | 11 kV |  |  |  |  | 240_TRIPLEX_AL_XLPE | PE 24.19 YAKIN INVEST F1: CBJ24192 | PE 22.69 KRU STUDIO F1: CBJ22691 |  | 635.945 m |  |  |  | 3 | 2 | Pass | null
252172323 | TNB | DISTRIBUTION | WP PUTRAJAYA & CYBERJAYA | Existing | RYB | 11 kV |  |  |  |  | 240_3C_AL_XLPE | CYBER VALEY COMERCIAL CENTRE: B09979 | STN SUIS E - VILLAGE: B04475 |  | 1782.232 m |  |  |  | 3 | 7 | Pass | null
252172810 | TNB | DISTRIBUTION | WP PUTRAJAYA & CYBERJAYA | Existing | RYB | 11 kV |  |  |  |  | 240_TRIPLEX_AL_XLPE | PE 11.26 TERES 11A & 11B: PTJ11263 | PE 11.27 SEMI D 11A & 11B: PTJ11271 |  | 347.527 m |  |  |  | 3 | 2 | Pass | null
252173018 | TNB | DISTRIBUTION | WP PUTRAJAYA & CYBERJAYA | Existing | RYB | 11 kV |  |  |  |  | 240_TRIPLEX_AL_XLPE | PE 22.61 8 BLOK KEDAI PEJ 2A F2: CBJ22614 | PE 22.52 58 UNITS SHOP LOT F2: CBJ22526 |  | 1142.924 m |  |  |  | 3 | 2 | Pass | null
252173372 | TNB | DISTRIBUTION | WP PUTRAJAYA & CYBERJAYA | Existing | RYB | 11 kV |  |  |  |  | 500_1C_AL_XLPE | SS 2.20 2M11 (F1): P02201 | SS 2.11 MOF 2G2 SELATAN (F1): P02112 |  | 384.785 m |  |  |  | 3 | 3 | Pass | null
252173376 | TNB | DISTRIBUTION | WP PUTRAJAYA & CYBERJAYA | Existing | RYB | 11 kV |  |  |  |  | 500_1C_AL_XLPE | SS 2.10 MOF 2G2 UTARA (F1): P02102 | SS 2.11 MOF 2G2 SELATAN (F1): P02111 [OFF] |  | 157.977 m |  |  |  | 3 | 2 | Pass | null
252173504 | TNB | DISTRIBUTION | WP PUTRAJAYA & CYBERJAYA | Existing | RYB | 11 kV |  |  |  |  | 240_TRIPLEX_AL_XLPE | SS 1.12 C7 (F2): PTJ1121 | SS 1.11 C1 (F2): PTJ1112 |  | 362.775 m |  |  |  | 3 | 1 | Pass | null
252173705 | TNB | DISTRIBUTION | WP PUTRAJAYA & CYBERJAYA | Existing | RYB | 11 kV |  |  |  |  | 240_TRIPLEX_AL_XLPE | PE 14.22 KOMPLEKS SEK MEN (F1): PTJ14221 | PE 14.05 PERUMAHAN 14-11 (F1): PTJ14053 |  | 513.754 m |  |  |  | 3 | 1 | Pass | null
252173850 | TNB | DISTRIBUTION | WP PUTRAJAYA & CYBERJAYA | Existing | RYB | 11 kV |  |  |  |  | 240_3C_AL_XLPE | CYBER VALEY COMERCIAL CENTRE NO 2: B10289 | COMPACT LAMPU JLN LB1: B08218 |  | 1778.847 m |  |  |  | 3 | 5 | Pass | null
252173943 | TNB | DISTRIBUTION | WP PUTRAJAYA & CYBERJAYA | Existing | RYB | 11 kV |  |  |  |  | 240_TRIPLEX_AL_XLPE | PE 11.23 TERES ZON 12B (F2): PTJ11231 | PE 11.72 PRIMA BLOK B (F2): PTJ11726 |  | 108.276 m |  |  |  | 3 | 2 | Pass | null
252173981 | TNB | DISTRIBUTION | WP PUTRAJAYA & CYBERJAYA | Existing | RYB | 11 kV |  |  |  |  | 500_1C_AL_XLPE | SS 21.62 BLOK A IT PARK F1: C21622 | SS 21.64 BLOK B IT PARK F1: C21641 |  | 185.864 m |  |  |  | 3 | 2 | Pass | null
252174075 | TNB | DISTRIBUTION | WP PUTRAJAYA & CYBERJAYA | Existing | RYB | 11 kV |  |  |  |  | 240_TRIPLEX_AL_XLPE | PE 22.34 STREET MALL 2 F1: CBJ22341 | PE 22.62 8 BLOK KEDAI PEJ 2B F1: CBJ22623 |  | 760.772 m |  |  |  | 3 | 4 | Pass | null
252174079 | TNB | DISTRIBUTION | WP PUTRAJAYA & CYBERJAYA | Existing | RYB | 11 kV |  |  |  |  | 240_TRIPLEX_AL_XLPE | PE 11.36 P11 K/13 TERES (F2): PTJ11364 | PE 11.28 APT ZON 6B (F2): PTJ11288 |  | 427.021 m |  |  |  | 3 | 4 | Pass | null
252174159 | TNB | DISTRIBUTION | WP PUTRAJAYA & CYBERJAYA | Existing | RYB | 11 kV |  |  |  |  | 240_TRIPLEX_AL_XLPE | SS 15.24 SEK. ANTARABANGSA (F2): PTJ15244 | PE 15.42 P/PURI 15-12 BLOK C (F1): PTJ15421 |  | 691.023 m |  |  |  | 3 | 2 | Pass | null
252174163 | TNB | DISTRIBUTION | WP PUTRAJAYA & CYBERJAYA | Existing | RYB | 11 kV |  |  |  |  | 240_TRIPLEX_AL_XLPE | PE 18.14 BLOK D&E (F1): PTJ18143 | PE 18.13 BLOK F (F1): PTJ18131 |  | 196.480 m |  |  |  | 3 | 2 | Pass | null
252174167 | TNB | DISTRIBUTION | WP PUTRAJAYA & CYBERJAYA | Existing | RYB | 11 kV |  |  |  |  | 240_TRIPLEX_AL_XLPE | PE 11.44 SEK. REN. FASA 2 (F2): PTJ11441 | PE 11.69 ZON 10A (F1): PTJ11695 |  | 753.974 m |  |  |  | 3 | 2 | Pass | null
252174171 | TNB | DISTRIBUTION | WP PUTRAJAYA & CYBERJAYA | Existing | RYB | 11 kV |  |  |  |  | 240_TRIPLEX_AL_XLPE | PE 11.43 SEK. MEN. FASA 2 (F2): PTJ11431 | PE 11.44 SEK. REN. FASA 2 (F1): PTJ11446 |  | 537.440 m |  |  |  | 3 | 2 | Pass | null
252174222 | TNB | DISTRIBUTION | WP PUTRAJAYA & CYBERJAYA | Existing | RYB | 11 kV |  |  |  |  | 240_TRIPLEX_AL_XLPE | PE 14.31 P'PURI 14-12 BLOK B (F2): PTJ14314 | PE 14.30 P'PURI 14-12 BLOK A (EFI) (F2): PTJ14305 |  | 74.543 m |  |  |  | 3 | 2 | Pass | null
252174226 | TNB | DISTRIBUTION | WP PUTRAJAYA & CYBERJAYA | Existing | RYB | 11 kV |  |  |  |  | 240_TRIPLEX_AL_XLPE | PE 18.21 BLOK A 18R13 (F2): PTJ18216 | PE 18.23 BLOK C 18R13 (F2): PTJ18234 [OFF] |  | 513.657 m |  |  |  | 3 | 1 | Pass | null
252174240 | TNB | DISTRIBUTION | WP PUTRAJAYA & CYBERJAYA | Existing | RYB | 11 kV |  |  |  |  | 240_TRIPLEX_AL_XLPE | PE 14.30 P'PURI 14-12 BLOK A (EFI) (F1): PTJ14301 | PE 14.25 KOMPLEKS SEK REN (EFI) (F1): PTJ14252 |  | 553.720 m |  |  |  | 3 | 2 | Pass | null
252174595 | TNB | DISTRIBUTION | WP PUTRAJAYA & CYBERJAYA | Existing | RYB | 11 kV |  |  |  |  | 240_TRIPLEX_AL_XLPE | PE 1.32 INSIDE PPU6 S/L OVAL: PTJ1321 | PE 13.01 WETLAND PUMP 250KW: PTJ13012 |  | 3819.950 m |  |  |  | 3 | 9 | Pass | null
252174672 | TNB | DISTRIBUTION | WP PUTRAJAYA & CYBERJAYA | Existing | RYB | 11 kV |  |  |  |  | 240_TRIPLEX_AL_XLPE | PE 14.22 KOMPLEKS SEK MEN (F2): PTJ14224 | PE 14.03 C/S S/L: PTJ14031 |  | 137.938 m |  |  |  | 3 | 2 | Pass | null
252175638 | TNB | DISTRIBUTION | WP PUTRAJAYA & CYBERJAYA | Existing | RYB | 11 kV |  |  |  |  | 240_TRIPLEX_AL_XLPE | SS 1.44 E7 (F1): PTJ1442 | SS 1.43 E6 (F1): PTJ1431 |  | 110.410 m |  |  |  | 3 | 2 | Pass | null
252175970 | TNB | DISTRIBUTION | WP PUTRAJAYA & CYBERJAYA | Existing | RYB | 11 kV |  |  |  |  | 240_3C_AL_XLPE | PPU CYB9: VCB 8 | PE 22.37 BOMBA CJ F1: C22371 |  | 1227.942 m |  |  |  | 3 | 3 | Pass | null
252176057 | TNB | DISTRIBUTION | WP PUTRAJAYA & CYBERJAYA | Existing | RYB | 11 kV |  |  |  |  | 240_TRIPLEX_AL_XLPE | PE 18.17 BLOK H 18R12 (F2): PTJ18174 | PE 18.16 BLOK G 18R12 (F2): PTJ18166 |  | 165.111 m |  |  |  | 3 | 2 | Pass | null
252176529 | TNB | DISTRIBUTION | WP PUTRAJAYA & CYBERJAYA | Existing | RYB | 11 kV |  |  |  |  | 240_TRIPLEX_AL_XLPE | PE 18.22 BLOK B 18R13 (F2): PTJ18226 | PE 18.21 BLOK A 18R13 (F2): PTJ18214 |  | 94.950 m |  |  |  | 3 | 2 | Pass | null
252176694 | TNB | DISTRIBUTION | WP PUTRAJAYA & CYBERJAYA | Existing | RYB | 11 kV |  |  |  |  | 240_TRIPLEX_AL_XLPE | PE 11.21 PUSAT KEJIRANAN (F1): PTJ11214 | PE 11.21 PUSAT KEJIRANAN (F2): PTJ11213 |  | 14.871 m |  |  |  | 3 | 0 | Pass | null
252176774 | TNB | DISTRIBUTION | WP PUTRAJAYA & CYBERJAYA | Existing | RYB | 11 kV |  |  |  |  | 240_TRIPLEX_AL_XLPE | PE 22.81 AMD F1: CBJ22812 | SS 22.51 DELL R&D F1: CBJ22511 |  | 526.571 m |  |  |  | 3 | 0 | Pass | null
252177101 | TNB | DISTRIBUTION | WP PUTRAJAYA & CYBERJAYA | Existing | RYB | 11 kV |  |  |  |  | 240_TRIPLEX_AL_XLPE | SS 22.04 DCS F2: CBJ22044 | SS 22.04 DCS F1: CBJ22041 [OFF] |  | 16.599 m |  |  |  | 3 | 0 | Pass | null
252177305 | TNB | DISTRIBUTION | WP PUTRAJAYA & CYBERJAYA | Existing | RYB | 11 kV |  |  |  |  | 240_TRIPLEX_AL_XLPE | SS 1.51 E14 (F2): P01515 | SS 1.52 E15 (F2): PTJ01524 |  | 334.993 m |  |  |  | 3 | 0 | Pass | null
252177904 | TNB | DISTRIBUTION | WP PUTRAJAYA & CYBERJAYA | Existing | RYB | 11 kV |  |  |  |  | 240_TRIPLEX_AL_XLPE | PE 9.03 APT 3C (F1): PTJ09032 | PE 9.04 APT 3B (EFI) (F1): PTJ09041 |  | 247.242 m |  |  |  | 3 | 2 | Pass | null
252178103 | TNB | DISTRIBUTION | WP PUTRAJAYA & CYBERJAYA | Existing | RYB | 11 kV |  |  |  |  | 240_TRIPLEX_AL_XLPE | PE 21.22 CYBERVIEW NO.1: CBJ21222 | PE 21.13 CYBERVIEW NO. 2 ( MDC ) F1: CBJ21131 |  | 331.963 m |  |  |  | 3 | 2 | Pass | null
252178123 | TNB | DISTRIBUTION | WP PUTRAJAYA & CYBERJAYA | Existing | RYB | 11 kV |  |  |  |  | 240_TRIPLEX_AL_XLPE | PE 11.08 P11A2/5 TERES (EFI) (F1): PTJ11082 | PE 11.67 PS9 (F1): PTJ11671 |  | 147.345 m |  |  |  | 3 | 2 | Pass | null
252178501 | TNB | DISTRIBUTION | WP PUTRAJAYA & CYBERJAYA | Existing | RYB | 11 kV |  |  |  |  | 240_TRIPLEX_AL_XLPE | PE 22.32 MOTOROLA F2: CBJ22325 | PE 22.35 PRIMA PROP 2 F2: CBJ22355 |  | 238.895 m |  |  |  | 3 | 2 | Pass | null
252178929 | TNB | DISTRIBUTION | WP PUTRAJAYA & CYBERJAYA | Existing | RYB | 11 kV |  |  |  |  | 500_1C_AL_XLPE | PPU PTJ24: VCB 14 | PE 3.02 3G1 (F1): P03021 |  | 75.266 m |  |  | CB14 | 3 | 0 | Pass | null
252179174 | TNB | DISTRIBUTION | WP PUTRAJAYA & CYBERJAYA | Existing | RYB | 11 kV |  |  |  |  | 240_TRIPLEX_AL_XLPE | PE 12.01 RF 2 P. UTARA: PTJ12012 | SS 15.01 PS6: PTJ15011 |  | 724.760 m |  |  |  | 3 | 5 | Pass | null
252179192 | TNB | DISTRIBUTION | WP PUTRAJAYA & CYBERJAYA | Existing | RYB | 11 kV |  |  |  |  | 240_TRIPLEX_AL_XLPE | SS 1.07 JPM B1 JPM B8 (F2): PTJ1072 | SS 1.06 JPM B6 JPM B7 (F2): PTJ1066 |  | 123.019 m |  |  |  | 3 | 2 | Pass | null
252179380 | TNB | DISTRIBUTION | WP PUTRAJAYA & CYBERJAYA | Existing | RYB | 11 kV |  |  |  |  | 240_TRIPLEX_AL_XLPE | PE 5.19 BLOK E 5R3 (F2): P05194 | PE 5.16 BLOK B 5R3 (F2): PTJ05166 |  | 173.099 m |  |  |  | 3 | 2 | Pass | null
252179939 | TNB | DISTRIBUTION | WP PUTRAJAYA & CYBERJAYA | Existing | RYB | 11 kV |  |  |  |  | 240_TRIPLEX_AL_XLPE | PPU PTJ6: VCB 8 | PE 1.36 DATARAN PUTRA (F2): PTJ01366 |  | 1324.217 m |  |  |  | 3 | 6 | Pass | null
252179986 | TNB | DISTRIBUTION | WP PUTRAJAYA & CYBERJAYA | Existing | RYB | 11 kV |  |  |  |  | 240_TRIPLEX_AL_XLPE | PE 11.49 KANTIN KVDT: PTJ11493 | SS 21.24 KVDT PETRONAS: CBJ21242 |  | 917.189 m |  |  |  | 3 | 2 | Pass | null
252180296 | TNB | DISTRIBUTION | WP PUTRAJAYA & CYBERJAYA | Existing | RYB | 11 kV |  |  |  |  | 240_TRIPLEX_AL_XLPE | PE 14.18 BLOK E1 (F1): PTJ14181 | PE 14.17 BLOK D (F1): PTJ14173 |  | 162.979 m |  |  |  | 3 | 2 | Pass | null
252180306 | TNB | DISTRIBUTION | WP PUTRAJAYA & CYBERJAYA | Existing | RYB | 11 kV |  |  |  |  | 240_TRIPLEX_AL_XLPE | PE 11.13 APT B (F2): PTJ11135 | PE 11.11 (EFI) (F2): PTJ11114 |  | 407.848 m |  |  |  | 3 | 2 | Pass | null
252180427 | TNB | DISTRIBUTION | WP PUTRAJAYA & CYBERJAYA | Existing | RYB | 11 kV |  |  |  |  | 240_TRIPLEX_AL_XLPE | PE 11.04 P11A1/12 TERES (EFI) (F2): PTJ11045 | PE 11.08 P11A2/5 TERES (EFI) (F2): PTJ11084 |  | 1001.362 m |  |  |  | 3 | 2 | Pass | null
252180559 | TNB | DISTRIBUTION | WP PUTRAJAYA & CYBERJAYA | Existing | RYB | 11 kV |  |  |  |  | 240_TRIPLEX_AL_XLPE | SS 22.55 BASIS BAY NO 1: C22553 |  |  | 10.706 m |  |  |  | 3 | 1 | Pass | null
252180927 | TNB | DISTRIBUTION | WP PUTRAJAYA & CYBERJAYA | Existing | RYB | 11 kV |  |  |  |  | 240_TRIPLEX_AL_XLPE | PE 11.40 BLOK C (F1): P11401 | PE 11.41 BLOK F: PTJ11412 [OFF] |  | 472.010 m |  |  |  | 3 | 2 | Pass | null
252180978 | TNB | DISTRIBUTION | WP PUTRAJAYA & CYBERJAYA | Existing | RYB | 11 kV |  |  |  |  | 240_TRIPLEX_AL_XLPE | PE 14.18 BLOK E1 (F2): PTJ14184 | PE 14.17 BLOK D (F2): PTJ14175 |  | 146.995 m |  |  |  | 3 | 2 | Pass | null
252181071 | TNB | DISTRIBUTION | WP PUTRAJAYA & CYBERJAYA | Existing | RYB | 11 kV |  |  |  |  | 240_TRIPLEX_AL_XLPE | PE 11.16 APT E (F2): PTJ11165 | PE 11.15 APT D (EFI) (F2): PTJ11154 |  | 87.025 m |  |  |  | 3 | 2 | Pass | null
252200582 | TNB | DISTRIBUTION | WP PUTRAJAYA & CYBERJAYA | Existing | RYB | 33 kV |  |  |  |  | 630_1C_AL_XLPE | PPU PTJ24: VCB 4P5 | PPU PTJ13: VCB 2P5 |  | 3975.381 m |  |  | 4P5 INC | 3 | 9 | Pass | null
253918336 | TNB | DISTRIBUTION | WP PUTRAJAYA & CYBERJAYA | Existing | RYB | 11 kV |  |  |  |  | 240_TRIPLEX_AL_XLPE |  |  |  | 1.320 m |  |  |  | 3 | 0 | Pass | null
253920822 | TNB | DISTRIBUTION | WP PUTRAJAYA & CYBERJAYA | Existing | RYB | 11 kV |  |  |  |  | 240_TRIPLEX_AL_XLPE |  |  |  | 0.055 m |  |  |  | 3 | 0 | Pass | null
253921128 | TNB | DISTRIBUTION | WP PUTRAJAYA & CYBERJAYA | Existing | RYB | 11 kV |  |  |  |  | 240_TRIPLEX_AL_XLPE |  |  |  | 7.049 m |  |  |  | 3 | 0 | Pass | null
253921434 | TNB | DISTRIBUTION | WP PUTRAJAYA & CYBERJAYA | Existing | RYB | 11 kV |  |  |  |  | 240_TRIPLEX_AL_XLPE | E 18.11 BLOK B&C (F1): PTJ18113 | PE 18.10 PADAT SL: PTJ18101 |  | 274.488 m |  |  |  | 3 | 4 | Pass | null
253921458 | TNB | DISTRIBUTION | WP PUTRAJAYA & CYBERJAYA | Existing | RYB | 11 kV |  |  |  |  | 240_TRIPLEX_AL_XLPE |  |  |  | 0.058 m |  |  |  | 3 | 0 | Pass | null
253931075 | TNB | DISTRIBUTION | WP PUTRAJAYA & CYBERJAYA | Existing | RYB | 11 kV |  |  |  |  | 240_TRIPLEX_AL_XLPE | D-PTJ-C17-1095: PTJ19043 | PE 19.01 R8C: PTJ19012 |  | 877.871 m |  |  |  | 3 | 1 | Pass | null
253935352 | TNB | DISTRIBUTION | WP PUTRAJAYA & CYBERJAYA | Existing | RYB | 11 kV |  |  |  |  | 240_TRIPLEX_AL_XLPE | PE 21.57 CLUB HOUSE F1: CBJ21571 | PE 21.61 MPS F1: CBJ21612 |  | 1140.708 m |  |  |  | 3 | 2 | Pass | null
253938137 | TNB | DISTRIBUTION | WP PUTRAJAYA & CYBERJAYA | Existing | RYB | 11 kV |  |  |  |  | 500_1C_AL_XLPE | SS 3.03 3G2 (F1): P03032 | SS 3.07 3C6 (F1): P03071 |  | 407.613 m |  |  |  | 3 | 0 | Pass | null
253938686 | TNB | DISTRIBUTION | WP PUTRAJAYA & CYBERJAYA | Existing | RYB | 11 kV |  |  |  |  | 240_TRIPLEX_AL_XLPE | PE 18.03 PS 12: PTJ18032 | PE 19.02 JLB 3: PTJ19021 |  | 2673.534 m |  |  |  | 3 | 2 | Pass | null
253940646 | TNB | DISTRIBUTION | WP PUTRAJAYA & CYBERJAYA | Existing | RYB | 11 kV |  |  |  |  | 240_TRIPLEX_AL_XLPE |  |  |  | 0.055 m |  |  |  | 3 | 0 | Pass | null
253942287 | TNB | DISTRIBUTION | WP PUTRAJAYA & CYBERJAYA | Existing | RYB | 11 kV |  |  |  |  | 240_TRIPLEX_AL_XLPE | PE 21.61 MPS F2: CBJ21615 | PE 21.57 CLUB HOUSE F2: CBJ21574 |  | 1144.909 m |  |  |  | 3 | 2 | Pass | null
253942419 | TNB | DISTRIBUTION | WP PUTRAJAYA & CYBERJAYA | Existing | RYB | 11 kV |  |  |  |  | 240_TRIPLEX_AL_XLPE | PE 18.10 PADAT SL: PTJ18103 | PE 18.04 PERUMAHAN 18R7: PTJ18041 |  | 633.023 m |  |  |  | 3 | 2 | Pass | null
254431734 | TNB | DISTRIBUTION | WP PUTRAJAYA & CYBERJAYA | Existing | RYB | 11 kV |  |  |  |  | 7X_500_1C_CU_PVC/PVC |  |  |  | 1.207 m |  |  |  | 7 | 0 | Pass | null
254431750 | TNB | DISTRIBUTION | WP PUTRAJAYA & CYBERJAYA | Existing | RYB | 11 kV |  |  |  |  | 7X_500_1C_CU_PVC/PVC |  |  |  | 1.200 m |  |  |  | 7 | 0 | Pass | null
254431754 | TNB | DISTRIBUTION | WP PUTRAJAYA & CYBERJAYA | Existing | RYB | 11 kV |  |  |  |  | 7X_500_1C_CU_PVC/PVC |  |  |  | 1.206 m |  |  |  | 7 | 0 | Pass | null
254431758 | TNB | DISTRIBUTION | WP PUTRAJAYA & CYBERJAYA | Existing | RYB | 11 kV |  |  |  |  | 7X_500_1C_CU_PVC/PVC |  |  |  | 1.208 m |  |  |  | 7 | 0 | Pass | null
254431762 | TNB | DISTRIBUTION | WP PUTRAJAYA & CYBERJAYA | Existing | RYB | 11 kV |  |  |  |  | 7X_500_1C_CU_PVC/PVC |  |  |  | 1.207 m |  |  |  | 7 | 0 | Pass | null
254431766 | TNB | DISTRIBUTION | WP PUTRAJAYA & CYBERJAYA | Existing | RYB | 11 kV |  |  |  |  | 7X_500_1C_CU_PVC/PVC |  |  |  | 1.206 m |  |  |  | 7 | 0 | Pass | null
254431770 | TNB | DISTRIBUTION | WP PUTRAJAYA & CYBERJAYA | Existing | RYB | 11 kV |  |  |  |  | 7X_500_1C_CU_PVC/PVC |  |  |  | 1.198 m |  |  |  | 7 | 0 | Pass | null
254431774 | TNB | DISTRIBUTION | WP PUTRAJAYA & CYBERJAYA | Existing | RYB | 11 kV |  |  |  |  | 7X_500_1C_CU_PVC/PVC |  |  |  | 1.198 m |  |  |  | 7 | 0 | Pass | null
254431778 | TNB | DISTRIBUTION | WP PUTRAJAYA & CYBERJAYA | Existing | RYB | 11 kV |  |  |  |  | 7X_500_1C_CU_PVC/PVC |  |  |  | 1.196 m |  |  |  | 7 | 0 | Pass | null
254431786 | TNB | DISTRIBUTION | WP PUTRAJAYA & CYBERJAYA | Existing | RYB | 11 kV |  |  |  |  | 7X_500_1C_CU_PVC/PVC |  |  |  | 1.695 m |  |  |  | 7 | 0 | Pass | null
254431790 | TNB | DISTRIBUTION | WP PUTRAJAYA & CYBERJAYA | Existing | RYB | 11 kV |  |  |  |  | 7X_500_1C_CU_PVC/PVC |  |  |  | 1.198 m |  |  |  | 7 | 0 | Pass | null
254434414 | TNB | DISTRIBUTION | WP PUTRAJAYA & CYBERJAYA | Existing | RYB | 11 kV |  |  |  |  | 7X_500_1C_CU_PVC/PVC |  |  |  | 1.203 m |  |  |  | 7 | 0 | Pass | null
254434422 | TNB | DISTRIBUTION | WP PUTRAJAYA & CYBERJAYA | Existing | RYB | 11 kV |  |  |  |  | 7X_500_1C_CU_PVC/PVC |  |  |  | 1.206 m |  |  |  | 7 | 0 | Pass | null
254434426 | TNB | DISTRIBUTION | WP PUTRAJAYA & CYBERJAYA | Existing | RYB | 11 kV |  |  |  |  | 7X_500_1C_CU_PVC/PVC |  |  |  | 1.208 m |  |  |  | 7 | 0 | Pass | null
254434430 | TNB | DISTRIBUTION | WP PUTRAJAYA & CYBERJAYA | Existing | RYB | 11 kV |  |  |  |  | 7X_500_1C_CU_PVC/PVC |  |  |  | 1.208 m |  |  |  | 7 | 0 | Pass | null
254434434 | TNB | DISTRIBUTION | WP PUTRAJAYA & CYBERJAYA | Existing | RYB | 11 kV |  |  |  |  | 7X_500_1C_CU_PVC/PVC |  |  |  | 1.204 m |  |  |  | 7 | 0 | Pass | null
254434438 | TNB | DISTRIBUTION | WP PUTRAJAYA & CYBERJAYA | Existing | RYB | 11 kV |  |  |  |  | 7X_500_1C_CU_PVC/PVC |  |  |  | 1.205 m |  |  |  | 7 | 0 | Pass | null
254434442 | TNB | DISTRIBUTION | WP PUTRAJAYA & CYBERJAYA | Existing | RYB | 11 kV |  |  |  |  | 7X_500_1C_CU_PVC/PVC |  |  |  | 1.207 m |  |  |  | 7 | 0 | Pass | null
254434450 | TNB | DISTRIBUTION | WP PUTRAJAYA & CYBERJAYA | Existing | RYB | 11 kV |  |  |  |  | 7X_500_1C_CU_PVC/PVC |  |  |  | 1.204 m |  |  |  | 7 | 0 | Pass | null
254434454 | TNB | DISTRIBUTION | WP PUTRAJAYA & CYBERJAYA | Existing | RYB | 11 kV |  |  |  |  | 7X_500_1C_CU_PVC/PVC |  |  |  | 1.206 m |  |  |  | 7 | 0 | Pass | null
254434790 | TNB | DISTRIBUTION | WP PUTRAJAYA & CYBERJAYA | Existing | RYB | 11 kV |  |  |  |  | 7X_500_1C_CU_PVC/PVC |  |  |  | 1.206 m |  |  |  | 7 | 0 | Pass | null
254434794 | TNB | DISTRIBUTION | WP PUTRAJAYA & CYBERJAYA | Existing | RYB | 11 kV |  |  |  |  | 7X_500_1C_CU_PVC/PVC |  |  |  | 1.200 m |  |  |  | 7 | 0 | Pass | null
254435042 | TNB | DISTRIBUTION | WP PUTRAJAYA & CYBERJAYA | Existing | RYB | 11 kV |  |  |  |  | 7X_300_1C_AL_PVC/PVC |  |  |  | 1.436 m |  |  |  | 7 | 0 | Pass | null
254435046 | TNB | DISTRIBUTION | WP PUTRAJAYA & CYBERJAYA | Existing | RYB | 11 kV |  |  |  |  | 7X_500_1C_CU_PVC/PVC |  |  |  | 1.620 m |  |  |  | 7 | 0 | Pass | null
254435054 | TNB | DISTRIBUTION | WP PUTRAJAYA & CYBERJAYA | Existing | RYB | 11 kV |  |  |  |  | 7X_500_1C_CU_PVC/PVC |  |  |  | 1.447 m |  |  |  | 7 | 0 | Pass | null
254435070 | TNB | DISTRIBUTION | WP PUTRAJAYA & CYBERJAYA | Existing | RYB | 11 kV |  |  |  |  | 70_1C_AL_XLPE |  |  |  | 0.896 m |  |  |  | 3 | 0 | Pass | null
254435078 | TNB | DISTRIBUTION | WP PUTRAJAYA & CYBERJAYA | Existing | RYB | 11 kV |  |  |  |  | 7X_500_1C_CU_PVC/PVC |  |  |  | 1.155 m |  |  |  | 7 | 0 | Pass | null
254435082 | TNB | DISTRIBUTION | WP PUTRAJAYA & CYBERJAYA | Existing | RYB | 11 kV |  |  |  |  | 7X_300_1C_AL_PVC/PVC |  |  |  | 1.235 m |  |  |  | 7 | 0 | Pass | null
254435090 | TNB | DISTRIBUTION | WP PUTRAJAYA & CYBERJAYA | Existing | RYB | 11 kV |  |  |  |  | 7X_500_1C_CU_PVC/PVC |  |  |  | 0.923 m |  |  |  | 7 | 0 | Pass | null
254435094 | TNB | DISTRIBUTION | WP PUTRAJAYA & CYBERJAYA | Existing | RYB | 11 kV |  |  |  |  | 7X_500_1C_CU_PVC/PVC |  |  |  | 0.881 m |  |  |  | 7 | 0 | Pass | null
254435098 | TNB | DISTRIBUTION | WP PUTRAJAYA & CYBERJAYA | Existing | RYB | 11 kV |  |  |  |  | 7X_500_1C_CU_PVC/PVC |  |  |  | 0.987 m |  |  |  | 7 | 0 | Pass | null
254435102 | TNB | DISTRIBUTION | WP PUTRAJAYA & CYBERJAYA | Existing | RYB | 11 kV |  |  |  |  | 7X_500_1C_CU_PVC/PVC |  |  |  | 1.013 m |  |  |  | 7 | 0 | Pass | null
254435106 | TNB | DISTRIBUTION | WP PUTRAJAYA & CYBERJAYA | Existing | RYB | 11 kV |  |  |  |  | 7X_500_1C_CU_PVC/PVC |  |  |  | 1.160 m |  |  |  | 7 | 0 | Pass | null
254435166 | TNB | DISTRIBUTION | WP PUTRAJAYA & CYBERJAYA | Existing | RYB | 11 kV |  |  |  |  | 7X_500_1C_CU_PVC/PVC |  |  |  | 1.205 m |  |  |  | 7 | 0 | Pass | null
254435170 | TNB | DISTRIBUTION | WP PUTRAJAYA & CYBERJAYA | Existing | RYB | 11 kV |  |  |  |  | 7X_500_1C_CU_PVC/PVC |  |  |  | 1.206 m |  |  |  | 7 | 0 | Pass | null
254435318 | TNB | DISTRIBUTION | WP PUTRAJAYA & CYBERJAYA | Existing | RYB | 11 kV |  |  |  |  | 7X_500_1C_CU_PVC/PVC |  |  |  | 1.205 m |  |  |  | 7 | 0 | Pass | null
254435322 | TNB | DISTRIBUTION | WP PUTRAJAYA & CYBERJAYA | Existing | RYB | 11 kV |  |  |  |  | 70_1C_AL_XLPE |  |  |  | 1.206 m |  |  |  | 3 | 0 | Pass | null
254435326 | TNB | DISTRIBUTION | WP PUTRAJAYA & CYBERJAYA | Existing | RYB | 11 kV |  |  |  |  | 7X_500_1C_CU_PVC/PVC |  |  |  | 1.204 m |  |  |  | 7 | 0 | Pass | null
254435330 | TNB | DISTRIBUTION | WP PUTRAJAYA & CYBERJAYA | Existing | RYB | 11 kV |  |  |  |  | 7X_500_1C_CU_PVC/PVC |  |  |  | 1.204 m |  |  |  | 7 | 0 | Pass | null
254435338 | TNB | DISTRIBUTION | WP PUTRAJAYA & CYBERJAYA | Existing | RYB | 11 kV |  |  |  |  | 7X_500_1C_CU_PVC/PVC |  |  |  | 1.112 m |  |  |  | 7 | 0 | Pass | null
254435470 | TNB | DISTRIBUTION | WP PUTRAJAYA & CYBERJAYA | Existing | RYB | 11 kV |  |  |  |  | 7X_500_1C_CU_PVC/PVC |  |  |  | 0.983 m |  |  |  | 7 | 0 | Pass | null
254435478 | TNB | DISTRIBUTION | WP PUTRAJAYA & CYBERJAYA | Existing | RYB | 11 kV |  |  |  |  | 7X_500_1C_CU_PVC/PVC |  |  |  | 1.129 m |  |  |  | 7 | 0 | Pass | null
254435482 | TNB | DISTRIBUTION | WP PUTRAJAYA & CYBERJAYA | Existing | RYB | 11 kV |  |  |  |  | 7X_500_1C_CU_PVC/PVC |  |  |  | 1.174 m |  |  |  | 7 | 0 | Pass | null
254435494 | TNB | DISTRIBUTION | WP PUTRAJAYA & CYBERJAYA | Existing | RYB | 11 kV |  |  |  |  | 7X_500_1C_CU_PVC/PVC |  |  |  | 1.236 m |  |  |  | 7 | 0 | Pass | null
254435502 | TNB | DISTRIBUTION | WP PUTRAJAYA & CYBERJAYA | Existing | RYB | 11 kV |  |  |  |  | 7X_500_1C_CU_PVC/PVC |  |  |  | 1.234 m |  |  |  | 7 | 0 | Pass | null
254435514 | TNB | DISTRIBUTION | WP PUTRAJAYA & CYBERJAYA | Existing | RYB | 11 kV |  |  |  |  | 7X_500_1C_CU_PVC/PVC |  |  |  | 1.331 m |  |  |  | 7 | 0 | Pass | null
254435522 | TNB | DISTRIBUTION | WP PUTRAJAYA & CYBERJAYA | Existing | RYB | 11 kV |  |  |  |  | 7X_500_1C_CU_PVC/PVC |  |  |  | 0.990 m |  |  |  | 7 | 0 | Pass | null
254435530 | TNB | DISTRIBUTION | WP PUTRAJAYA & CYBERJAYA | Existing | RYB | 11 kV |  |  |  |  | 7X_500_1C_CU_PVC/PVC |  |  |  | 1.014 m |  |  |  | 7 | 0 | Pass | null
254435534 | TNB | DISTRIBUTION | WP PUTRAJAYA & CYBERJAYA | Existing | RYB | 11 kV |  |  |  |  | 7X_500_1C_CU_PVC/PVC |  |  |  | 0.922 m |  |  |  | 7 | 0 | Pass | null
254435538 | TNB | DISTRIBUTION | WP PUTRAJAYA & CYBERJAYA | Existing | RYB | 11 kV |  |  |  |  | 7X_500_1C_CU_PVC/PVC |  |  |  | 1.018 m |  |  |  | 7 | 0 | Pass | null
254435542 | TNB | DISTRIBUTION | WP PUTRAJAYA & CYBERJAYA | Existing | RYB | 11 kV |  |  |  |  | 7X_500_1C_CU_PVC/PVC |  |  |  | 0.899 m |  |  |  | 7 | 0 | Pass | null
254435546 | TNB | DISTRIBUTION | WP PUTRAJAYA & CYBERJAYA | Existing | RYB | 11 kV |  |  |  |  | 7X_500_1C_CU_PVC/PVC |  |  |  | 0.770 m |  |  |  | 7 | 0 | Pass | null
254435550 | TNB | DISTRIBUTION | WP PUTRAJAYA & CYBERJAYA | Existing | RYB | 11 kV |  |  |  |  | 7X_500_1C_CU_PVC/PVC |  |  |  | 0.990 m |  |  |  | 7 | 0 | Pass | null
254435554 | TNB | DISTRIBUTION | WP PUTRAJAYA & CYBERJAYA | Existing | RYB | 11 kV |  |  |  |  | 7X_500_1C_CU_PVC/PVC |  |  |  | 0.935 m |  |  |  | 7 | 0 | Pass | null
254435558 | TNB | DISTRIBUTION | WP PUTRAJAYA & CYBERJAYA | Existing | RYB | 11 kV |  |  |  |  | 7X_500_1C_CU_PVC/PVC |  |  |  | 0.859 m |  |  |  | 7 | 0 | Pass | null
254435562 | TNB | DISTRIBUTION | WP PUTRAJAYA & CYBERJAYA | Existing | RYB | 11 kV |  |  |  |  | 7X_500_1C_CU_PVC/PVC |  |  |  | 0.931 m |  |  |  | 7 | 0 | Pass | null
254435566 | TNB | DISTRIBUTION | WP PUTRAJAYA & CYBERJAYA | Existing | RYB | 11 kV |  |  |  |  | 7X_500_1C_CU_PVC/PVC |  |  |  | 1.667 m |  |  |  | 7 | 0 | Pass | null
254435570 | TNB | DISTRIBUTION | WP PUTRAJAYA & CYBERJAYA | Existing | RYB | 11 kV |  |  |  |  | 7X_500_1C_CU_PVC/PVC |  |  |  | 0.915 m |  |  |  | 7 | 0 | Pass | null
254435682 | TNB | DISTRIBUTION | WP PUTRAJAYA & CYBERJAYA | Existing | RYB | 11 kV |  |  |  |  | 7X_500_1C_CU_PVC/PVC |  |  |  | 1.225 m |  |  |  | 7 | 0 | Pass | null
254435690 | TNB | DISTRIBUTION | WP PUTRAJAYA & CYBERJAYA | Existing | RYB | 11 kV |  |  |  |  | 7X_500_1C_CU_PVC/PVC |  |  |  | 1.165 m |  |  |  | 7 | 0 | Pass | null
254436014 | TNB | DISTRIBUTION | WP PUTRAJAYA & CYBERJAYA | Existing | RYB | 11 kV |  |  |  |  | 7X_500_1C_CU_PVC/PVC |  |  |  | 1.396 m |  |  |  | 7 | 0 | Pass | null
254436018 | TNB | DISTRIBUTION | WP PUTRAJAYA & CYBERJAYA | Existing | RYB | 11 kV |  |  |  |  | 7X_500_1C_CU_PVC/PVC |  |  |  | 1.609 m |  |  |  | 7 | 0 | Pass | null
254436026 | TNB | DISTRIBUTION | WP PUTRAJAYA & CYBERJAYA | Existing | RYB | 11 kV |  |  |  |  | 7X_500_1C_CU_PVC/PVC |  |  |  | 2.021 m |  |  |  | 7 | 0 | Pass | null
254436050 | TNB | DISTRIBUTION | WP PUTRAJAYA & CYBERJAYA | Existing | RYB | 11 kV |  |  |  |  | 7X_500_1C_CU_PVC/PVC |  |  |  | 2.161 m |  |  |  | 7 | 0 | Pass | null
254436074 | TNB | DISTRIBUTION | WP PUTRAJAYA & CYBERJAYA | Existing | RYB | 11 kV |  |  |  |  | 7X_500_1C_CU_PVC/PVC |  |  |  | 1.707 m |  |  |  | 7 | 0 | Pass | null
254436218 | TNB | DISTRIBUTION | WP PUTRAJAYA & CYBERJAYA | Existing | RYB | 11 kV |  |  |  |  | 7X_500_1C_CU_PVC/PVC |  |  |  | 0.701 m |  |  |  | 7 | 0 | Pass | null
254436222 | TNB | DISTRIBUTION | WP PUTRAJAYA & CYBERJAYA | Existing | RYB | 11 kV |  |  |  |  | 7X_500_1C_CU_PVC/PVC |  |  |  | 1.186 m |  |  |  | 7 | 0 | Pass | null
254436422 | TNB | DISTRIBUTION | WP PUTRAJAYA & CYBERJAYA | Existing | RYB | 11 kV |  |  |  |  | 7X_500_1C_CU_PVC/PVC |  |  |  | 0.891 m |  |  |  | 7 | 0 | Pass | null
254436430 | TNB | DISTRIBUTION | WP PUTRAJAYA & CYBERJAYA | Existing | RYB | 11 kV |  |  |  |  | 7X_500_1C_CU_PVC/PVC |  |  |  | 1.012 m |  |  |  | 7 | 0 | Pass | null
254436438 | TNB | DISTRIBUTION | WP PUTRAJAYA & CYBERJAYA | Existing | RYB | 11 kV |  |  |  |  | 7X_500_1C_CU_PVC/PVC |  |  |  | 0.824 m |  |  |  | 7 | 0 | Pass | null
254436442 | TNB | DISTRIBUTION | WP PUTRAJAYA & CYBERJAYA | Existing | RYB | 11 kV |  |  |  |  | 7X_500_1C_CU_PVC/PVC |  |  |  | 0.998 m |  |  |  | 7 | 0 | Pass | null
254436446 | TNB | DISTRIBUTION | WP PUTRAJAYA & CYBERJAYA | Existing | RYB | 11 kV |  |  |  |  | 7X_500_1C_CU_PVC/PVC |  |  |  | 0.871 m |  |  |  | 7 | 0 | Pass | null
254436450 | TNB | DISTRIBUTION | WP PUTRAJAYA & CYBERJAYA | Existing | RYB | 11 kV |  |  |  |  | 7X_500_1C_AL_PVC/PVC |  |  |  | 0.885 m |  |  |  | 7 | 0 | Pass | null
254436458 | TNB | DISTRIBUTION | WP PUTRAJAYA & CYBERJAYA | Existing | RYB | 11 kV |  |  |  |  | 7X_500_1C_CU_PVC/PVC |  |  |  | 1.025 m |  |  |  | 7 | 0 | Pass | null
254436570 | TNB | DISTRIBUTION | WP PUTRAJAYA & CYBERJAYA | Existing | RYB | 11 kV |  |  |  |  | 7X_500_1C_CU_PVC/PVC |  |  |  | 1.117 m |  |  |  | 7 | 0 | Pass | null
254436614 | TNB | DISTRIBUTION | WP PUTRAJAYA & CYBERJAYA | Existing | RYB | 11 kV |  |  |  |  | 7X_500_1C_CU_PVC/PVC |  |  |  | 1.645 m |  |  |  | 7 | 0 | Pass | null
254436622 | TNB | DISTRIBUTION | WP PUTRAJAYA & CYBERJAYA | Existing | RYB | 11 kV |  |  |  |  | 70_1C_AL_XLPE |  |  |  | 0.000 m |  |  |  | 3 | 0 | Pass | null
254436794 | TNB | DISTRIBUTION | WP PUTRAJAYA & CYBERJAYA | Existing | RYB | 11 kV |  |  |  |  | 7X_500_1C_CU_PVC/PVC |  |  |  | 0.880 m |  |  |  | 7 | 0 | Pass | null
254436798 | TNB | DISTRIBUTION | WP PUTRAJAYA & CYBERJAYA | Existing | RYB | 11 kV |  |  |  |  | 7X_300_1C_AL_PVC/PVC |  |  |  | 1.370 m |  |  |  | 7 | 0 | Pass | null
254436802 | TNB | DISTRIBUTION | WP PUTRAJAYA & CYBERJAYA | Existing | RYB | 11 kV |  |  |  |  | 7X_500_1C_CU_PVC/PVC |  |  |  | 1.407 m |  |  |  | 7 | 0 | Pass | null
254436806 | TNB | DISTRIBUTION | WP PUTRAJAYA & CYBERJAYA | Existing | RYB | 11 kV |  |  |  |  | 7X_500_1C_CU_PVC/PVC |  |  |  | 0.794 m |  |  |  | 7 | 0 | Pass | null
254436810 | TNB | DISTRIBUTION | WP PUTRAJAYA & CYBERJAYA | Existing | RYB | 11 kV |  |  |  |  | 7X_500_1C_AL_PVC/PVC |  |  |  | 0.933 m |  |  |  | 7 | 0 | Pass | null
254436822 | TNB | DISTRIBUTION | WP PUTRAJAYA & CYBERJAYA | Existing | RYB | 11 kV |  |  |  |  | 7X_500_1C_CU_PVC/PVC |  |  |  | 0.881 m |  |  |  | 7 | 0 | Pass | null
254436826 | TNB | DISTRIBUTION | WP PUTRAJAYA & CYBERJAYA | Existing | RYB | 11 kV |  |  |  |  | 7X_500_1C_CU_PVC/PVC |  |  |  | 0.902 m |  |  |  | 7 | 0 | Pass | null
254436830 | TNB | DISTRIBUTION | WP PUTRAJAYA & CYBERJAYA | Existing | RYB | 11 kV |  |  |  |  | 7X_500_1C_CU_PVC/PVC |  |  |  | 0.941 m |  |  |  | 7 | 0 | Pass | null
254436834 | TNB | DISTRIBUTION | WP PUTRAJAYA & CYBERJAYA | Existing | RYB | 11 kV |  |  |  |  | 7X_500_1C_CU_PVC/PVC |  |  |  | 1.025 m |  |  |  | 7 | 0 | Pass | null
254436838 | TNB | DISTRIBUTION | WP PUTRAJAYA & CYBERJAYA | Existing | RYB | 11 kV |  |  |  |  | 7X_500_1C_CU_PVC/PVC |  |  |  | 0.857 m |  |  |  | 7 | 0 | Pass | null
254436842 | TNB | DISTRIBUTION | WP PUTRAJAYA & CYBERJAYA | Existing | RYB | 11 kV |  |  |  |  | 7X_500_1C_CU_PVC/PVC |  |  |  | 1.086 m |  |  |  | 7 | 0 | Pass | null
254436846 | TNB | DISTRIBUTION | WP PUTRAJAYA & CYBERJAYA | Existing | RYB | 11 kV |  |  |  |  | 7X_500_1C_CU_PVC/PVC |  |  |  | 1.099 m |  |  |  | 7 | 0 | Pass | null
254436850 | TNB | DISTRIBUTION | WP PUTRAJAYA & CYBERJAYA | Existing | RYB | 11 kV |  |  |  |  | 7X_500_1C_CU_PVC/PVC |  |  |  | 0.931 m |  |  |  | 7 | 0 | Pass | null
254436854 | TNB | DISTRIBUTION | WP PUTRAJAYA & CYBERJAYA | Existing | RYB | 11 kV |  |  |  |  | 7X_500_1C_CU_PVC/PVC |  |  |  | 1.217 m |  |  |  | 7 | 0 | Pass | null
254436866 | TNB | DISTRIBUTION | WP PUTRAJAYA & CYBERJAYA | Existing | RYB | 11 kV |  |  |  |  | 7X_500_1C_CU_PVC/PVC |  |  |  | 1.162 m |  |  |  | 7 | 0 | Pass | null
254436878 | TNB | DISTRIBUTION | WP PUTRAJAYA & CYBERJAYA | Existing | RYB | 11 kV |  |  |  |  | 7X_500_1C_CU_PVC/PVC |  |  |  | 1.204 m |  |  |  | 7 | 0 | Pass | null
254436882 | TNB | DISTRIBUTION | WP PUTRAJAYA & CYBERJAYA | Existing | RYB | 11 kV |  |  |  |  | 7X_500_1C_CU_PVC/PVC |  |  |  | 1.206 m |  |  |  | 7 | 0 | Pass | null
254436886 | TNB | DISTRIBUTION | WP PUTRAJAYA & CYBERJAYA | Existing | RYB | 11 kV |  |  |  |  | 7X_500_1C_CU_PVC/PVC |  |  |  | 1.202 m |  |  |  | 7 | 0 | Pass | null
254436890 | TNB | DISTRIBUTION | WP PUTRAJAYA & CYBERJAYA | Existing | RYB | 11 kV |  |  |  |  | 7X_500_1C_CU_PVC/PVC |  |  |  | 1.206 m |  |  |  | 7 | 0 | Pass | null
254436894 | TNB | DISTRIBUTION | WP PUTRAJAYA & CYBERJAYA | Existing | RYB | 11 kV |  |  |  |  | 7X_500_1C_CU_PVC/PVC |  |  |  | 1.206 m |  |  |  | 7 | 0 | Pass | null
254436898 | TNB | DISTRIBUTION | WP PUTRAJAYA & CYBERJAYA | Existing | RYB | 11 kV |  |  |  |  | 7X_500_1C_CU_PVC/PVC |  |  |  | 1.206 m |  |  |  | 7 | 0 | Pass | null
254436902 | TNB | DISTRIBUTION | WP PUTRAJAYA & CYBERJAYA | Existing | RYB | 11 kV |  |  |  |  | 7X_500_1C_CU_PVC/PVC |  |  |  | 1.204 m |  |  |  | 7 | 0 | Pass | null
254436934 | TNB | DISTRIBUTION | WP PUTRAJAYA & CYBERJAYA | Existing | RYB | 11 kV |  |  |  |  | 7X_500_1C_CU_PVC/PVC |  |  |  | 1.206 m |  |  |  | 7 | 0 | Pass | null
254436942 | TNB | DISTRIBUTION | WP PUTRAJAYA & CYBERJAYA | Existing | RYB | 11 kV |  |  |  |  | 7X_500_1C_CU_PVC/PVC |  |  |  | 1.197 m |  |  |  | 7 | 0 | Pass | null
254436946 | TNB | DISTRIBUTION | WP PUTRAJAYA & CYBERJAYA | Existing | RYB | 11 kV |  |  |  |  | 7X_500_1C_CU_PVC/PVC |  |  |  | 1.197 m |  |  |  | 7 | 0 | Pass | null
254436950 | TNB | DISTRIBUTION | WP PUTRAJAYA & CYBERJAYA | Existing | RYB | 11 kV |  |  |  |  | 7X_500_1C_CU_PVC/PVC |  |  |  | 1.201 m |  |  |  | 7 | 0 | Pass | null
254436954 | TNB | DISTRIBUTION | WP PUTRAJAYA & CYBERJAYA | Existing | RYB | 11 kV |  |  |  |  | 7X_500_1C_CU_PVC/PVC |  |  |  | 1.196 m |  |  |  | 7 | 0 | Pass | null
254436958 | TNB | DISTRIBUTION | WP PUTRAJAYA & CYBERJAYA | Existing | RYB | 11 kV |  |  |  |  | 7X_500_1C_CU_PVC/PVC |  |  |  | 1.204 m |  |  |  | 7 | 0 | Pass | null
254436962 | TNB | DISTRIBUTION | WP PUTRAJAYA & CYBERJAYA | Existing | RYB | 11 kV |  |  |  |  | 7X_500_1C_CU_PVC/PVC |  |  |  | 1.203 m |  |  |  | 7 | 0 | Pass | null
254436966 | TNB | DISTRIBUTION | WP PUTRAJAYA & CYBERJAYA | Existing | RYB | 11 kV |  |  |  |  | 7X_500_1C_CU_PVC/PVC |  |  |  | 1.204 m |  |  |  | 7 | 0 | Pass | null
254436970 | TNB | DISTRIBUTION | WP PUTRAJAYA & CYBERJAYA | Existing | RYB | 11 kV |  |  |  |  | 7X_500_1C_CU_PVC/PVC |  |  |  | 1.204 m |  |  |  | 7 | 0 | Pass | null
254436974 | TNB | DISTRIBUTION | WP PUTRAJAYA & CYBERJAYA | Existing | RYB | 11 kV |  |  |  |  | 7X_500_1C_CU_PVC/PVC |  |  |  | 1.206 m |  |  |  | 7 | 0 | Pass | null
254437254 | TNB | DISTRIBUTION | WP PUTRAJAYA & CYBERJAYA | Existing | RYB | 11 kV |  |  |  |  | 7X_500_1C_CU_PVC/PVC |  |  |  | 1.165 m |  |  |  | 7 | 0 | Pass | null
254437262 | TNB | DISTRIBUTION | WP PUTRAJAYA & CYBERJAYA | Existing | RYB | 11 kV |  |  |  |  | 7X_500_1C_CU_PVC/PVC |  |  |  | 1.160 m |  |  |  | 7 | 0 | Pass | null
254437686 | TNB | DISTRIBUTION | WP PUTRAJAYA & CYBERJAYA | Existing | RYB | 11 kV |  |  |  |  | 7X_500_1C_CU_PVC/PVC |  |  |  | 1.205 m |  |  |  | 7 | 0 | Pass | null
254437690 | TNB | DISTRIBUTION | WP PUTRAJAYA & CYBERJAYA | Existing | RYB | 11 kV |  |  |  |  | 7X_500_1C_CU_PVC/PVC |  |  |  | 1.006 m |  |  |  | 7 | 0 | Pass | null
254437694 | TNB | DISTRIBUTION | WP PUTRAJAYA & CYBERJAYA | Existing | RYB | 11 kV |  |  |  |  | 7X_500_1C_CU_PVC/PVC |  |  |  | 1.206 m |  |  |  | 7 | 0 | Pass | null
254437698 | TNB | DISTRIBUTION | WP PUTRAJAYA & CYBERJAYA | Existing | RYB | 11 kV |  |  |  |  | 70_1C_AL_XLPE |  |  |  | 1.200 m |  |  |  | 3 | 0 | Pass | null
254437702 | TNB | DISTRIBUTION | WP PUTRAJAYA & CYBERJAYA | Existing | RYB | 11 kV |  |  |  |  | 7X_500_1C_CU_PVC/PVC |  |  |  | 1.500 m |  |  |  | 7 | 0 | Pass | null
254437706 | TNB | DISTRIBUTION | WP PUTRAJAYA & CYBERJAYA | Existing | RYB | 11 kV |  |  |  |  | 7X_500_1C_CU_PVC/PVC |  |  |  | 1.785 m |  |  |  | 7 | 0 | Pass | null
254437710 | TNB | DISTRIBUTION | WP PUTRAJAYA & CYBERJAYA | Existing | RYB | 11 kV |  |  |  |  | 7X_500_1C_CU_PVC/PVC |  |  |  | 1.000 m |  |  |  | 7 | 0 | Pass | null
254437714 | TNB | DISTRIBUTION | WP PUTRAJAYA & CYBERJAYA | Existing | RYB | 11 kV |  |  |  |  | 7X_500_1C_CU_PVC/PVC |  |  |  | 1.500 m |  |  |  | 7 | 0 | Pass | null
254437718 | TNB | DISTRIBUTION | WP PUTRAJAYA & CYBERJAYA | Existing | RYB | 11 kV |  |  |  |  | 7X_500_1C_CU_PVC/PVC |  |  |  | 1.223 m |  |  |  | 7 | 0 | Pass | null
254437722 | TNB | DISTRIBUTION | WP PUTRAJAYA & CYBERJAYA | Existing | RYB | 11 kV |  |  |  |  | 7X_500_1C_CU_PVC/PVC |  |  |  | 0.992 m |  |  |  | 7 | 0 | Pass | null
254437726 | TNB | DISTRIBUTION | WP PUTRAJAYA & CYBERJAYA | Existing | RYB | 11 kV |  |  |  |  | 7X_500_1C_CU_PVC/PVC |  |  |  | 1.024 m |  |  |  | 7 | 0 | Pass | null
254437734 | TNB | DISTRIBUTION | WP PUTRAJAYA & CYBERJAYA | Existing | RYB | 11 kV |  |  |  |  | 7X_500_1C_CU_PVC/PVC |  |  |  | 1.226 m |  |  |  | 7 | 0 | Pass | null
254437738 | TNB | DISTRIBUTION | WP PUTRAJAYA & CYBERJAYA | Existing | RYB | 11 kV |  |  |  |  | 7X_500_1C_CU_PVC/PVC |  |  |  | 1.205 m |  |  |  | 7 | 0 | Pass | null
254437758 | TNB | DISTRIBUTION | WP PUTRAJAYA & CYBERJAYA | Existing | RYB | 11 kV |  |  |  |  | 7X_500_1C_CU_PVC/PVC |  |  |  | 0.971 m |  |  |  | 7 | 0 | Pass | null
254437766 | TNB | DISTRIBUTION | WP PUTRAJAYA & CYBERJAYA | Existing | RYB | 11 kV |  |  |  |  | 7X_500_1C_CU_PVC/PVC |  |  |  | 1.202 m |  |  |  | 7 | 0 | Pass | null
254437770 | TNB | DISTRIBUTION | WP PUTRAJAYA & CYBERJAYA | Existing | RYB | 11 kV |  |  |  |  | 7X_500_1C_CU_PVC/PVC |  |  |  | 1.207 m |  |  |  | 7 | 0 | Pass | null
254437774 | TNB | DISTRIBUTION | WP PUTRAJAYA & CYBERJAYA | Existing | RYB | 11 kV |  |  |  |  | 7X_500_1C_AL_PVC/PVC |  |  |  | 1.095 m |  |  |  | 7 | 0 | Pass | null
254437790 | TNB | DISTRIBUTION | WP PUTRAJAYA & CYBERJAYA | Existing | RYB | 11 kV |  |  |  |  | 7X_500_1C_CU_PVC/PVC |  |  |  | 0.969 m |  |  |  | 7 | 0 | Pass | null
254437830 | TNB | DISTRIBUTION | WP PUTRAJAYA & CYBERJAYA | Existing | RYB | 11 kV |  |  |  |  | 7X_500_1C_CU_PVC/PVC |  |  |  | 1.204 m |  |  |  | 7 | 0 | Pass | null
254437834 | TNB | DISTRIBUTION | WP PUTRAJAYA & CYBERJAYA | Existing | RYB | 11 kV |  |  |  |  | 7X_300_1C_AL_PVC/PVC |  |  |  | 1.200 m |  |  |  | 7 | 0 | Pass | null
254437842 | TNB | DISTRIBUTION | WP PUTRAJAYA & CYBERJAYA | Existing | RYB | 11 kV |  |  |  |  | 7X_500_1C_CU_PVC/PVC |  |  |  | 1.210 m |  |  |  | 7 | 0 | Pass | null
254437850 | TNB | DISTRIBUTION | WP PUTRAJAYA & CYBERJAYA | Existing | RYB | 11 kV |  |  |  |  | 7X_500_1C_CU_PVC/PVC |  |  |  | 1.209 m |  |  |  | 7 | 0 | Pass | null
254437854 | TNB | DISTRIBUTION | WP PUTRAJAYA & CYBERJAYA | Existing | RYB | 11 kV |  |  |  |  | 7X_500_1C_CU_PVC/PVC |  |  |  | 1.209 m |  |  |  | 7 | 0 | Pass | null
254437858 | TNB | DISTRIBUTION | WP PUTRAJAYA & CYBERJAYA | Existing | RYB | 11 kV |  |  |  |  | 7X_500_1C_CU_PVC/PVC |  |  |  | 1.211 m |  |  |  | 7 | 0 | Pass | null
254437862 | TNB | DISTRIBUTION | WP PUTRAJAYA & CYBERJAYA | Existing | RYB | 11 kV |  |  |  |  | 7X_500_1C_CU_PVC/PVC |  |  |  | 1.206 m |  |  |  | 7 | 0 | Pass | null
254437866 | TNB | DISTRIBUTION | WP PUTRAJAYA & CYBERJAYA | Existing | RYB | 11 kV |  |  |  |  | 7X_500_1C_CU_PVC/PVC |  |  |  | 1.207 m |  |  |  | 7 | 0 | Pass | null
254437870 | TNB | DISTRIBUTION | WP PUTRAJAYA & CYBERJAYA | Existing | RYB | 11 kV |  |  |  |  | 7X_500_1C_CU_PVC/PVC |  |  |  | 1.205 m |  |  |  | 7 | 0 | Pass | null
254437874 | TNB | DISTRIBUTION | WP PUTRAJAYA & CYBERJAYA | Existing | RYB | 11 kV |  |  |  |  | 7X_500_1C_CU_PVC/PVC |  |  |  | 1.198 m |  |  |  | 7 | 0 | Pass | null
254447058 | TNB | DISTRIBUTION | WP PUTRAJAYA & CYBERJAYA | Existing | RYB | 11 kV |  |  |  |  | 7X_500_1C_CU_PVC/PVC |  |  |  | 1.204 m |  |  |  | 7 | 0 | Pass | null
254455226 | TNB | DISTRIBUTION | WP PUTRAJAYA & CYBERJAYA | Existing | RYB | 11 kV |  |  |  |  | 7X_500_1C_CU_PVC/PVC |  |  |  | 1.206 m |  |  |  | 7 | 0 | Pass | null
254457362 | TNB | DISTRIBUTION | WP PUTRAJAYA & CYBERJAYA | Existing | RYB | 11 kV |  |  |  |  | 7X_500_1C_CU_PVC/PVC |  |  |  | 1.143 m |  |  |  | 7 | 0 | Pass | null
254457370 | TNB | DISTRIBUTION | WP PUTRAJAYA & CYBERJAYA | Existing | RYB | 11 kV |  |  |  |  | 70_1C_AL_XLPE |  |  |  | 1.378 m |  |  |  | 3 | 0 | Pass | null
254457374 | TNB | DISTRIBUTION | WP PUTRAJAYA & CYBERJAYA | Existing | RYB | 11 kV |  |  |  |  | 7X_500_1C_CU_PVC/PVC |  |  |  | 1.504 m |  |  |  | 7 | 0 | Pass | null
254457378 | TNB | DISTRIBUTION | WP PUTRAJAYA & CYBERJAYA | Existing | RYB | 11 kV |  |  |  |  | 70_1C_AL_XLPE |  |  |  | 1.476 m |  |  |  | 3 | 0 | Pass | null
254457390 | TNB | DISTRIBUTION | WP PUTRAJAYA & CYBERJAYA | Existing | RYB | 11 kV |  |  |  |  | 7X_500_1C_CU_PVC/PVC |  |  |  | 0.971 m |  |  |  | 7 | 0 | Pass | null
254457402 | TNB | DISTRIBUTION | WP PUTRAJAYA & CYBERJAYA | Existing | RYB | 11 kV |  |  |  |  | 7X_500_1C_CU_PVC/PVC |  |  |  | 1.016 m |  |  |  | 7 | 0 | Pass | null
254457406 | TNB | DISTRIBUTION | WP PUTRAJAYA & CYBERJAYA | Existing | RYB | 11 kV |  |  |  |  | 7X_500_1C_CU_PVC/PVC |  |  |  | 1.010 m |  |  |  | 7 | 0 | Pass | null
254457426 | TNB | DISTRIBUTION | WP PUTRAJAYA & CYBERJAYA | Existing | RYB | 11 kV |  |  |  |  | 7X_500_1C_CU_PVC/PVC |  |  |  | 1.134 m |  |  |  | 7 | 0 | Pass | null
254457950 | TNB | DISTRIBUTION | WP PUTRAJAYA & CYBERJAYA | Existing | RYB | 11 kV |  |  |  |  | 7X_500_1C_CU_PVC/PVC |  |  |  | 1.207 m |  |  |  | 7 | 0 | Pass | null
254457954 | TNB | DISTRIBUTION | WP PUTRAJAYA & CYBERJAYA | Existing | RYB | 11 kV |  |  |  |  | 7X_500_1C_CU_PVC/PVC |  |  |  | 1.205 m |  |  |  | 7 | 0 | Pass | null
254457958 | TNB | DISTRIBUTION | WP PUTRAJAYA & CYBERJAYA | Existing | RYB | 11 kV |  |  |  |  | 7X_500_1C_CU_PVC/PVC |  |  |  | 1.208 m |  |  |  | 7 | 0 | Pass | null
254457962 | TNB | DISTRIBUTION | WP PUTRAJAYA & CYBERJAYA | Existing | RYB | 11 kV |  |  |  |  | 7X_500_1C_CU_PVC/PVC |  |  |  | 1.207 m |  |  |  | 7 | 0 | Pass | null
254457966 | TNB | DISTRIBUTION | WP PUTRAJAYA & CYBERJAYA | Existing | RYB | 11 kV |  |  |  |  | 7X_500_1C_CU_PVC/PVC |  |  |  | 1.205 m |  |  |  | 7 | 0 | Pass | null
254458422 | TNB | DISTRIBUTION | WP PUTRAJAYA & CYBERJAYA | Existing | RYB | 11 kV |  |  |  |  | 7X_500_1C_AL_PVC/PVC |  |  |  | 1.205 m |  |  |  | 7 | 0 | Pass | null
254458426 | TNB | DISTRIBUTION | WP PUTRAJAYA & CYBERJAYA | Existing | RYB | 11 kV |  |  |  |  | 7X_500_1C_CU_PVC/PVC |  |  |  | 1.206 m |  |  |  | 7 | 0 | Pass | null
254458430 | TNB | DISTRIBUTION | WP PUTRAJAYA & CYBERJAYA | Existing | RYB | 11 kV |  |  |  |  | 7X_500_1C_CU_PVC/PVC |  |  |  | 1.203 m |  |  |  | 7 | 0 | Pass | null
254458434 | TNB | DISTRIBUTION | WP PUTRAJAYA & CYBERJAYA | Existing | RYB | 11 kV |  |  |  |  | 7X_500_1C_CU_PVC/PVC |  |  |  | 1.205 m |  |  |  | 7 | 0 | Pass | null
254458438 | TNB | DISTRIBUTION | WP PUTRAJAYA & CYBERJAYA | Existing | RYB | 11 kV |  |  |  |  | 7X_500_1C_CU_PVC/PVC |  |  |  | 1.209 m |  |  |  | 7 | 0 | Pass | null
254458958 | TNB | DISTRIBUTION | WP PUTRAJAYA & CYBERJAYA | Existing | RYB | 11 kV |  |  |  |  | 7X_500_1C_CU_PVC/PVC |  |  |  | 1.171 m |  |  |  | 7 | 0 | Pass | null
254458970 | TNB | DISTRIBUTION | WP PUTRAJAYA & CYBERJAYA | Existing | RYB | Unknown |  |  |  |  | 7X_500_1C_CU_PVC/PVC |  |  |  | 1.176 m |  |  |  | 7 | 0 | Fail | Please check "Nominal Voltage"
254458974 | TNB | DISTRIBUTION | WP PUTRAJAYA & CYBERJAYA | Existing | RYB | 11 kV |  |  |  |  | 7X_500_1C_CU_PVC/PVC |  |  |  | 1.203 m |  |  |  | 7 | 0 | Pass | null
254458982 | TNB | DISTRIBUTION | WP PUTRAJAYA & CYBERJAYA | Existing | RYB | 11 kV |  |  |  |  | 7X_500_1C_CU_PVC/PVC |  |  |  | 1.200 m |  |  |  | 7 | 0 | Pass | null
254458986 | TNB | DISTRIBUTION | WP PUTRAJAYA & CYBERJAYA | Existing | RYB | 11 kV |  |  |  |  | 7X_500_1C_CU_PVC/PVC |  |  |  | 1.161 m |  |  |  | 7 | 0 | Pass | null
254458990 | TNB | DISTRIBUTION | WP PUTRAJAYA & CYBERJAYA | Existing | RYB | 11 kV |  |  |  |  | 70_1C_AL_XLPE |  |  |  | 1.355 m |  |  |  | 3 | 0 | Pass | null
254458994 | TNB | DISTRIBUTION | WP PUTRAJAYA & CYBERJAYA | Existing | RYB | 11 kV |  |  |  |  | 7X_500_1C_CU_PVC/PVC |  |  |  | 1.366 m |  |  |  | 7 | 0 | Pass | null
254458998 | TNB | DISTRIBUTION | WP PUTRAJAYA & CYBERJAYA | Existing | RYB | 11 kV |  |  |  |  | 7X_500_1C_CU_PVC/PVC |  |  |  | 1.000 m |  |  |  | 7 | 0 | Pass | null
254459002 | TNB | DISTRIBUTION | WP PUTRAJAYA & CYBERJAYA | Existing | RYB | 11 kV |  |  |  |  | 70_1C_AL_XLPE |  |  |  | 1.000 m |  |  |  | 3 | 0 | Pass | null
254459006 | TNB | DISTRIBUTION | WP PUTRAJAYA & CYBERJAYA | Existing | RYB | 11 kV |  |  |  |  | 7X_500_1C_CU_PVC/PVC |  |  |  | 1.161 m |  |  |  | 7 | 0 | Pass | null
254459010 | TNB | DISTRIBUTION | WP PUTRAJAYA & CYBERJAYA | Existing | RYB | 11 kV |  |  |  |  | 7X_500_1C_CU_PVC/PVC |  |  |  | 1.161 m |  |  |  | 7 | 0 | Pass | null
254459726 | TNB | DISTRIBUTION | WP PUTRAJAYA & CYBERJAYA | Existing | RYB | 11 kV |  |  |  |  | 7X_500_1C_CU_PVC/PVC |  |  |  | 1.193 m |  |  |  | 7 | 0 | Pass | null
254459730 | TNB | DISTRIBUTION | WP PUTRAJAYA & CYBERJAYA | Existing | RYB | 11 kV |  |  |  |  | 7X_500_1C_CU_PVC/PVC |  |  |  | 1.201 m |  |  |  | 7 | 0 | Pass | null
254459738 | TNB | DISTRIBUTION | WP PUTRAJAYA & CYBERJAYA | Existing | RYB | 11 kV |  |  |  |  | 7X_300_1C_AL_PVC/PVC |  |  |  | 1.098 m |  |  |  | 7 | 0 | Pass | null
254459770 | TNB | DISTRIBUTION | WP PUTRAJAYA & CYBERJAYA | Existing | RYB | 11 kV |  |  |  |  | 7X_500_1C_CU_PVC/PVC |  |  |  | 1.182 m |  |  |  | 7 | 0 | Pass | null
254459774 | TNB | DISTRIBUTION | WP PUTRAJAYA & CYBERJAYA | Existing | RYB | 11 kV |  |  |  |  | 7X_500_1C_CU_PVC/PVC |  |  |  | 1.181 m |  |  |  | 7 | 0 | Pass | null
254459778 | TNB | DISTRIBUTION | WP PUTRAJAYA & CYBERJAYA | Existing | RYB | 11 kV |  |  |  |  | 7X_500_1C_CU_PVC/PVC |  |  |  | 1.338 m |  |  |  | 7 | 0 | Pass | null
254466310 | TNB | DISTRIBUTION | WP PUTRAJAYA & CYBERJAYA | Existing | RYB | 11 kV |  |  |  |  | 7X_500_1C_CU_PVC/PVC |  |  |  | 1.208 m |  |  |  | 7 | 0 | Pass | null
254466314 | TNB | DISTRIBUTION | WP PUTRAJAYA & CYBERJAYA | Existing | RYB | 11 kV |  |  |  |  | 7X_500_1C_CU_PVC/PVC |  |  |  | 1.209 m |  |  |  | 7 | 0 | Pass | null
254502400 | TNB | DISTRIBUTION | WP PUTRAJAYA & CYBERJAYA | Existing | RYB | 11 kV |  |  |  |  | 7X_300_1C_AL_PVC/PVC |  |  |  | 0.996 m |  |  |  | 7 | 0 | Pass | null
254502940 | TNB | DISTRIBUTION | WP PUTRAJAYA & CYBERJAYA | Existing | RYB | 11 kV |  |  |  |  | 7X_500_1C_CU_PVC/PVC |  |  |  | 1.206 m |  |  |  | 7 | 0 | Pass | null
254505020 | TNB | DISTRIBUTION | WP PUTRAJAYA & CYBERJAYA | Existing | RYB | 11 kV |  |  |  |  | 7X_500_1C_CU_PVC/PVC |  |  |  | 1.187 m |  |  |  | 7 | 0 | Pass | null
254505024 | TNB | DISTRIBUTION | WP PUTRAJAYA & CYBERJAYA | Existing | RYB | 11 kV |  |  |  |  | 7X_500_1C_CU_PVC/PVC |  |  |  | 1.207 m |  |  |  | 7 | 0 | Pass | null
254505404 | TNB | DISTRIBUTION | WP PUTRAJAYA & CYBERJAYA | Existing | RYB | 11 kV |  |  |  |  | 7X_500_1C_CU_PVC/PVC |  |  |  | 1.205 m |  |  |  | 7 | 0 | Pass | null
254506076 | TNB | DISTRIBUTION | WP PUTRAJAYA & CYBERJAYA | Existing | RYB | 11 kV |  |  |  |  | 7X_500_1C_CU_PVC/PVC |  |  |  | 1.198 m |  |  |  | 7 | 0 | Pass | null
254507148 | TNB | DISTRIBUTION | WP PUTRAJAYA & CYBERJAYA | Existing | RYB | 11 kV |  |  |  |  | 7X_500_1C_CU_PVC/PVC |  |  |  | 1.196 m |  |  |  | 7 | 0 | Pass | null
254507196 | TNB | DISTRIBUTION | WP PUTRAJAYA & CYBERJAYA | Existing | RYB | 11 kV |  |  |  |  | 7X_500_1C_CU_PVC/PVC |  |  |  | 1.205 m |  |  |  | 7 | 0 | Pass | null
254508072 | TNB | DISTRIBUTION | WP PUTRAJAYA & CYBERJAYA | Existing | RYB | 11 kV |  |  |  |  | 7X_500_1C_CU_PVC/PVC |  |  |  | 1.142 m |  |  |  | 7 | 0 | Pass | null
254510704 | TNB | DISTRIBUTION | WP PUTRAJAYA & CYBERJAYA | Existing | RYB | 11 kV |  |  |  |  | 7X_500_1C_CU_PVC/PVC |  |  |  | 1.161 m |  |  |  | 7 | 0 | Pass | null
254510768 | TNB | DISTRIBUTION | WP PUTRAJAYA & CYBERJAYA | Existing | RYB | 11 kV |  |  |  |  | 7X_300_1C_AL_PVC/PVC |  |  |  | 1.114 m |  |  |  | 7 | 0 | Pass | null
254510772 | TNB | DISTRIBUTION | WP PUTRAJAYA & CYBERJAYA | Existing | RYB | 11 kV |  |  |  |  | 7X_500_1C_CU_PVC/PVC |  |  |  | 0.898 m |  |  |  | 7 | 0 | Pass | null
254510776 | TNB | DISTRIBUTION | WP PUTRAJAYA & CYBERJAYA | Existing | RYB | 11 kV |  |  |  |  | 7X_500_1C_CU_PVC/PVC |  |  |  | 0.890 m |  |  |  | 7 | 0 | Pass | null
254510780 | TNB | DISTRIBUTION | WP PUTRAJAYA & CYBERJAYA | Existing | RYB | 11 kV |  |  |  |  | 7X_500_1C_CU_PVC/PVC |  |  |  | 0.946 m |  |  |  | 7 | 0 | Pass | null
254511560 | TNB | DISTRIBUTION | WP PUTRAJAYA & CYBERJAYA | Existing | RYB | 11 kV |  |  |  |  | 7X_300_1C_AL_PVC/PVC |  |  |  | 1.293 m |  |  |  | 7 | 0 | Pass | null
254511564 | TNB | DISTRIBUTION | WP PUTRAJAYA & CYBERJAYA | Existing | RYB | 11 kV |  |  |  |  | 7X_500_1C_CU_PVC/PVC |  |  |  | 1.196 m |  |  |  | 7 | 0 | Pass | null
254511620 | TNB | DISTRIBUTION | WP PUTRAJAYA & CYBERJAYA | Existing | RYB | 11 kV |  |  |  |  | 7X_500_1C_CU_PVC/PVC |  |  |  | 1.198 m |  |  |  | 7 | 0 | Pass | null
254511624 | TNB | DISTRIBUTION | WP PUTRAJAYA & CYBERJAYA | Existing | RYB | 11 kV |  |  |  |  | 7X_500_1C_CU_PVC/PVC |  |  |  | 1.205 m |  |  |  | 7 | 0 | Pass | null
254511628 | TNB | DISTRIBUTION | WP PUTRAJAYA & CYBERJAYA | Existing | RYB | 11 kV |  |  |  |  | 7X_500_1C_CU_PVC/PVC |  |  |  | 1.211 m |  |  |  | 7 | 0 | Pass | null
254512196 | TNB | DISTRIBUTION | WP PUTRAJAYA & CYBERJAYA | Existing | RYB | 11 kV |  |  |  |  | 7X_500_1C_CU_PVC/PVC |  |  |  | 0.920 m |  |  |  | 7 | 0 | Pass | null
254512200 | TNB | DISTRIBUTION | WP PUTRAJAYA & CYBERJAYA | Existing | RYB | 11 kV |  |  |  |  | 7X_500_1C_AL_PVC/PVC |  |  |  | 0.983 m |  |  |  | 7 | 0 | Pass | null
254512204 | TNB | DISTRIBUTION | WP PUTRAJAYA & CYBERJAYA | Existing | RYB | 11 kV |  |  |  |  | 7X_500_1C_CU_PVC/PVC |  |  |  | 0.669 m |  |  |  | 7 | 0 | Pass | null
254512212 | TNB | DISTRIBUTION | WP PUTRAJAYA & CYBERJAYA | Existing | RYB | 11 kV |  |  |  |  | 7X_300_1C_AL_PVC/PVC |  |  |  | 1.013 m |  |  |  | 7 | 0 | Pass | null
254512956 | TNB | DISTRIBUTION | WP PUTRAJAYA & CYBERJAYA | Existing | RYB | 11 kV |  |  |  |  | 7X_500_1C_CU_PVC/PVC |  |  |  | 1.558 m |  |  |  | 7 | 0 | Pass | null
254512968 | TNB | DISTRIBUTION | WP PUTRAJAYA & CYBERJAYA | Existing | RYB | 11 kV |  |  |  |  | 7X_500_1C_CU_PVC/PVC |  |  |  | 1.146 m |  |  |  | 7 | 0 | Pass | null
254512972 | TNB | DISTRIBUTION | WP PUTRAJAYA & CYBERJAYA | Existing | RYB | 11 kV |  |  |  |  | 7X_500_1C_CU_PVC/PVC |  |  |  | 1.332 m |  |  |  | 7 | 0 | Pass | null
254512976 | TNB | DISTRIBUTION | WP PUTRAJAYA & CYBERJAYA | Existing | RYB | 11 kV |  |  |  |  | 7X_500_1C_CU_PVC/PVC |  |  |  | 1.206 m |  |  |  | 7 | 0 | Pass | null
254512980 | TNB | DISTRIBUTION | WP PUTRAJAYA & CYBERJAYA | Existing | RYB | 11 kV |  |  |  |  | 7X_500_1C_CU_PVC/PVC |  |  |  | 1.206 m |  |  |  | 7 | 0 | Pass | null
254512984 | TNB | DISTRIBUTION | WP PUTRAJAYA & CYBERJAYA | Existing | RYB | 11 kV |  |  |  |  | 7X_500_1C_CU_PVC/PVC |  |  |  | 1.205 m |  |  |  | 7 | 0 | Pass | null
254512988 | TNB | DISTRIBUTION | WP PUTRAJAYA & CYBERJAYA | Existing | RYB | 11 kV |  |  |  |  | 7X_500_1C_CU_PVC/PVC |  |  |  | 0.929 m |  |  |  | 7 | 0 | Pass | null
254512992 | TNB | DISTRIBUTION | WP PUTRAJAYA & CYBERJAYA | Existing | RYB | 11 kV |  |  |  |  | 7X_500_1C_CU_PVC/PVC |  |  |  | 1.519 m |  |  |  | 7 | 0 | Pass | null
254512996 | TNB | DISTRIBUTION | WP PUTRAJAYA & CYBERJAYA | Existing | RYB | 11 kV |  |  |  |  | 7X_500_1C_CU_PVC/PVC |  |  |  | 1.200 m |  |  |  | 7 | 0 | Pass | null
254513000 | TNB | DISTRIBUTION | WP PUTRAJAYA & CYBERJAYA | Existing | RYB | 11 kV |  |  |  |  | 7X_500_1C_CU_PVC/PVC |  |  |  | 1.204 m |  |  |  | 7 | 0 | Pass | null
254514312 | TNB | DISTRIBUTION | WP PUTRAJAYA & CYBERJAYA | Existing | RYB | 11 kV |  |  |  |  | 7X_500_1C_CU_PVC/PVC |  |  |  | 1.204 m |  |  |  | 7 | 0 | Pass | null
254514956 | TNB | DISTRIBUTION | WP PUTRAJAYA & CYBERJAYA | Existing | RYB | 11 kV |  |  |  |  | 7X_500_1C_CU_PVC/PVC |  |  |  | 1.206 m |  |  |  | 7 | 0 | Pass | null
254517156 | TNB | DISTRIBUTION | WP PUTRAJAYA & CYBERJAYA | Existing | RYB | 11 kV |  |  |  |  | 7X_500_1C_CU_PVC/PVC |  |  |  | 1.151 m |  |  |  | 7 | 0 | Pass | null
254521520 | TNB | DISTRIBUTION | WP PUTRAJAYA & CYBERJAYA | Existing | RYB | 11 kV |  |  |  |  | 7X_500_1C_CU_PVC/PVC |  |  |  | 0.894 m |  |  |  | 7 | 0 | Pass | null
254521524 | TNB | DISTRIBUTION | WP PUTRAJAYA & CYBERJAYA | Existing | RYB | 11 kV |  |  |  |  | 7X_500_1C_CU_PVC/PVC |  |  |  | 1.143 m |  |  |  | 7 | 0 | Pass | null
254521892 | TNB | DISTRIBUTION | WP PUTRAJAYA & CYBERJAYA | Existing | RYB | 11 kV |  |  |  |  | 7X_500_1C_CU_PVC/PVC |  |  |  | 1.205 m |  |  |  | 7 | 0 | Pass | null
254521896 | TNB | DISTRIBUTION | WP PUTRAJAYA & CYBERJAYA | Existing | RYB | 11 kV |  |  |  |  | 7X_500_1C_AL_PVC/PVC |  |  |  | 1.205 m |  |  |  | 7 | 0 | Pass | null
254521900 | TNB | DISTRIBUTION | WP PUTRAJAYA & CYBERJAYA | Existing | RYB | 11 kV |  |  |  |  | 7X_500_1C_CU_PVC/PVC |  |  |  | 1.206 m |  |  |  | 7 | 0 | Pass | null
254526536 | TNB | DISTRIBUTION | WP PUTRAJAYA & CYBERJAYA | Existing | RYB | 11 kV |  |  |  |  | 7X_500_1C_CU_PVC/PVC |  |  |  | 1.038 m |  |  |  | 7 | 0 | Pass | null
254527224 | TNB | DISTRIBUTION | WP PUTRAJAYA & CYBERJAYA | Existing | RYB | 11 kV |  |  |  |  | 7X_500_1C_CU_PVC/PVC |  |  |  | 1.205 m |  |  |  | 7 | 0 | Pass | null
254527424 | TNB | DISTRIBUTION | WP PUTRAJAYA & CYBERJAYA | Existing | RYB | 11 kV |  |  |  |  | 7X_500_1C_CU_PVC/PVC |  |  |  | 1.206 m |  |  |  | 7 | 0 | Pass | null
254528397 | TNB | DISTRIBUTION | WP PUTRAJAYA & CYBERJAYA | Existing | RYB | 11 kV |  |  |  |  | 7X_500_1C_CU_PVC/PVC |  |  |  | 1.194 m |  |  |  | 7 | 0 | Pass | null
254530645 | TNB | DISTRIBUTION | WP PUTRAJAYA & CYBERJAYA | Existing | RYB | 11 kV |  |  |  |  | 7X_500_1C_CU_PVC/PVC |  |  |  | 1.130 m |  |  |  | 7 | 0 | Pass | null
254530653 | TNB | DISTRIBUTION | WP PUTRAJAYA & CYBERJAYA | Existing | RYB | 11 kV |  |  |  |  | 7X_500_1C_CU_PVC/PVC |  |  |  | 1.205 m |  |  |  | 7 | 0 | Pass | null
254535109 | TNB | DISTRIBUTION | WP PUTRAJAYA & CYBERJAYA | Existing | RYB | 11 kV |  |  |  |  | 7X_500_1C_CU_PVC/PVC |  |  |  | 1.197 m |  |  |  | 7 | 0 | Pass | null
254535405 | TNB | DISTRIBUTION | WP PUTRAJAYA & CYBERJAYA | Existing | RYB | 11 kV |  |  |  |  | 7X_500_1C_CU_PVC/PVC |  |  |  | 1.098 m |  |  |  | 7 | 0 | Pass | null
254537517 | TNB | DISTRIBUTION | WP PUTRAJAYA & CYBERJAYA | Existing | RYB | 11 kV |  |  |  |  | 7X_500_1C_CU_PVC/PVC |  |  |  | 1.913 m |  |  |  | 7 | 0 | Pass | null
254539705 | TNB | DISTRIBUTION | WP PUTRAJAYA & CYBERJAYA | Existing | RYB | 11 kV |  |  |  |  | 7X_500_1C_CU_PVC/PVC |  |  |  | 0.838 m |  |  |  | 7 | 0 | Pass | null
254539713 | TNB | DISTRIBUTION | WP PUTRAJAYA & CYBERJAYA | Existing | RYB | 11 kV |  |  |  |  | 7X_300_1C_AL_PVC/PVC |  |  |  | 1.047 m |  |  |  | 7 | 0 | Pass | null
254539721 | TNB | DISTRIBUTION | WP PUTRAJAYA & CYBERJAYA | Existing | RYB | 11 kV |  |  |  |  | 7X_500_1C_AL_PVC/PVC |  |  |  | 0.905 m |  |  |  | 7 | 0 | Pass | null
254539733 | TNB | DISTRIBUTION | WP PUTRAJAYA & CYBERJAYA | Existing | RYB | 11 kV |  |  |  |  | 7X_500_1C_CU_PVC/PVC |  |  |  | 1.165 m |  |  |  | 7 | 0 | Pass | null
254543397 | TNB | DISTRIBUTION | WP PUTRAJAYA & CYBERJAYA | Existing | RYB | 11 kV |  |  |  |  | 7X_500_1C_CU_PVC/PVC |  |  |  | 1.057 m |  |  |  | 7 | 0 | Pass | null
254543729 | TNB | DISTRIBUTION | WP PUTRAJAYA & CYBERJAYA | Existing | RYB | 11 kV |  |  |  |  | 7X_500_1C_CU_PVC/PVC |  |  |  | 1.551 m |  |  |  | 7 | 0 | Pass | null
254543737 | TNB | DISTRIBUTION | WP PUTRAJAYA & CYBERJAYA | Existing | RYB | 11 kV |  |  |  |  | 7X_500_1C_CU_PVC/PVC |  |  |  | 1.206 m |  |  |  | 7 | 0 | Pass | null
254543745 | TNB | DISTRIBUTION | WP PUTRAJAYA & CYBERJAYA | Existing | RYB | 11 kV |  |  |  |  | 7X_500_1C_CU_PVC/PVC |  |  |  | 1.206 m |  |  |  | 7 | 0 | Pass | null
254543753 | TNB | DISTRIBUTION | WP PUTRAJAYA & CYBERJAYA | Existing | RYB | 11 kV |  |  |  |  | 7X_500_1C_CU_PVC/PVC |  |  |  | 1.204 m |  |  |  | 7 | 0 | Pass | null
254544441 | TNB | DISTRIBUTION | WP PUTRAJAYA & CYBERJAYA | Existing | RYB | 11 kV |  | Class C |  |  | 7X_500_1C_CU_PVC/PVC |  |  |  | 0.959 m |  |  |  | 7 | 0 | Pass | null
254545837 | TNB | DISTRIBUTION | WP PUTRAJAYA & CYBERJAYA | Existing | RYB | 11 kV |  |  |  |  | 7X_500_1C_CU_PVC/PVC |  |  |  | 0.897 m |  |  |  | 7 | 0 | Pass | null
254547293 | TNB | DISTRIBUTION | WP PUTRAJAYA & CYBERJAYA | Existing | RYB | 11 kV |  |  |  |  | 7X_300_1C_AL_PVC/PVC |  |  |  | 1.253 m |  |  |  | 7 | 0 | Pass | null
254547317 | TNB | DISTRIBUTION | WP PUTRAJAYA & CYBERJAYA | Existing | RYB | 11 kV |  |  |  |  | 7X_500_1C_CU_PVC/PVC |  |  |  | 1.097 m |  |  |  | 7 | 0 | Pass | null
254547333 | TNB | DISTRIBUTION | WP PUTRAJAYA & CYBERJAYA | Existing | RYB | 11 kV |  |  |  |  | 7X_500_1C_CU_PVC/PVC |  |  |  | 1.205 m |  |  |  | 7 | 0 | Pass | null
254547337 | TNB | DISTRIBUTION | WP PUTRAJAYA & CYBERJAYA | Existing | RYB | 11 kV |  |  |  |  | 7X_500_1C_CU_PVC/PVC |  |  |  | 1.217 m |  |  |  | 7 | 0 | Pass | null
254547381 | TNB | DISTRIBUTION | WP PUTRAJAYA & CYBERJAYA | Existing | RYB | 11 kV |  |  |  |  | 7X_500_1C_AL_PVC/PVC |  |  |  | 1.205 m |  |  |  | 7 | 0 | Pass | null
254547433 | TNB | DISTRIBUTION | WP PUTRAJAYA & CYBERJAYA | Existing | RYB | 11 kV |  |  |  |  | 7X_500_1C_CU_PVC/PVC |  |  |  | 0.976 m |  |  |  | 7 | 0 | Pass | null
254548761 | TNB | DISTRIBUTION | WP PUTRAJAYA & CYBERJAYA | Existing | RYB | 11 kV |  |  |  |  | 7X_500_1C_CU_PVC/PVC |  |  |  | 1.205 m |  |  |  | 7 | 0 | Pass | null
254549517 | TNB | DISTRIBUTION | WP PUTRAJAYA & CYBERJAYA | Existing | RYB | 11 kV |  |  |  |  | 7X_300_1C_AL_PVC/PVC |  |  |  | 2.336 m |  |  |  | 7 | 0 | Pass | null
254549521 | TNB | DISTRIBUTION | WP PUTRAJAYA & CYBERJAYA | Existing | RYB | 11 kV |  |  |  |  | 7X_500_1C_CU_PVC/PVC |  |  |  | 0.841 m |  |  |  | 7 | 0 | Pass | null
254549529 | TNB | DISTRIBUTION | WP PUTRAJAYA & CYBERJAYA | Existing | RYB | 11 kV |  |  |  |  | 7X_500_1C_CU_PVC/PVC |  |  |  | 1.716 m |  |  |  | 7 | 0 | Pass | null
254549537 | TNB | DISTRIBUTION | WP PUTRAJAYA & CYBERJAYA | Existing | RYB | 11 kV |  |  |  |  | 7X_300_1C_AL_PVC/PVC |  |  |  | 0.958 m |  |  |  | 7 | 0 | Pass | null
254549541 | TNB | DISTRIBUTION | WP PUTRAJAYA & CYBERJAYA | Existing | RYB | 11 kV |  |  |  |  | 7X_300_1C_AL_PVC/PVC |  |  |  | 1.082 m |  |  |  | 7 | 0 | Pass | null
254549569 | TNB | DISTRIBUTION | WP PUTRAJAYA & CYBERJAYA | Existing | RYB | 11 kV |  |  |  |  | 7X_500_1C_CU_PVC/PVC |  |  |  | 1.206 m |  |  |  | 7 | 0 | Pass | null
254549581 | TNB | DISTRIBUTION | WP PUTRAJAYA & CYBERJAYA | Existing | RYB | 11 kV |  |  |  |  | 7X_500_1C_CU_PVC/PVC |  |  |  | 1.199 m |  |  |  | 7 | 0 | Pass | null
254550217 | TNB | DISTRIBUTION | WP PUTRAJAYA & CYBERJAYA | Existing | RYB | 11 kV |  |  |  |  | 7X_500_1C_CU_PVC/PVC |  |  |  | 1.204 m |  |  |  | 7 | 0 | Pass | null
254550221 | TNB | DISTRIBUTION | WP PUTRAJAYA & CYBERJAYA | Existing | RYB | 11 kV |  |  |  |  | 7X_500_1C_CU_PVC/PVC |  |  |  | 1.204 m |  |  |  | 7 | 0 | Pass | null
254550229 | TNB | DISTRIBUTION | WP PUTRAJAYA & CYBERJAYA | Existing | RYB | 11 kV |  |  |  |  | 7X_500_1C_CU_PVC/PVC |  |  |  | 1.198 m |  |  |  | 7 | 0 | Pass | null
254550241 | TNB | DISTRIBUTION | WP PUTRAJAYA & CYBERJAYA | Existing | RYB | 11 kV |  |  |  |  | 7X_500_1C_CU_PVC/PVC |  |  |  | 1.206 m |  |  |  | 7 | 0 | Pass | null
254550245 | TNB | DISTRIBUTION | WP PUTRAJAYA & CYBERJAYA | Existing | RYB | 11 kV |  |  |  |  | 7X_500_1C_CU_PVC/PVC |  |  |  | 1.206 m |  |  |  | 7 | 0 | Pass | null
254550265 | TNB | DISTRIBUTION | WP PUTRAJAYA & CYBERJAYA | Existing | RYB | 11 kV |  |  |  |  | 7X_500_1C_CU_PVC/PVC |  |  |  | 1.204 m |  |  |  | 7 | 0 | Pass | null
254550289 | TNB | DISTRIBUTION | WP PUTRAJAYA & CYBERJAYA | Existing | RYB | 11 kV |  |  |  |  | 7X_500_1C_CU_PVC/PVC |  |  |  | 1.205 m |  |  |  | 7 | 0 | Pass | null
254550301 | TNB | DISTRIBUTION | WP PUTRAJAYA & CYBERJAYA | Existing | RYB | 11 kV |  |  |  |  | 7X_500_1C_CU_PVC/PVC |  |  |  | 1.204 m |  |  |  | 7 | 0 | Pass | null
254550461 | TNB | DISTRIBUTION | WP PUTRAJAYA & CYBERJAYA | Existing | RYB | 11 kV |  |  |  |  | 7X_500_1C_CU_PVC/PVC |  |  |  | 2.045 m |  |  |  | 7 | 0 | Pass | null
254550481 | TNB | DISTRIBUTION | WP PUTRAJAYA & CYBERJAYA | Existing | RYB | 11 kV |  |  |  |  | 7X_500_1C_CU_PVC/PVC |  |  |  | 1.148 m |  |  |  | 7 | 0 | Pass | null
254550893 | TNB | DISTRIBUTION | WP PUTRAJAYA & CYBERJAYA | Existing | RYB | 11 kV |  |  |  |  | 7X_500_1C_CU_PVC/PVC |  |  |  | 1.045 m |  |  |  | 7 | 0 | Pass | null
254552329 | TNB | DISTRIBUTION | WP PUTRAJAYA & CYBERJAYA | Existing | RYB | 11 kV |  |  |  |  | 7X_500_1C_CU_PVC/PVC |  |  |  | 1.205 m |  |  |  | 7 | 0 | Pass | null
254552333 | TNB | DISTRIBUTION | WP PUTRAJAYA & CYBERJAYA | Existing | RYB | 11 kV |  |  |  |  | 7X_500_1C_CU_PVC/PVC |  |  |  | 1.204 m |  |  |  | 7 | 0 | Pass | null
254552345 | TNB | DISTRIBUTION | WP PUTRAJAYA & CYBERJAYA | Existing | RYB | 11 kV |  |  |  |  | 7X_500_1C_CU_PVC/PVC |  |  |  | 0.899 m |  |  |  | 7 | 0 | Pass | null
254552349 | TNB | DISTRIBUTION | WP PUTRAJAYA & CYBERJAYA | Existing | RYB | 11 kV |  |  |  |  | 7X_500_1C_CU_PVC/PVC |  |  |  | 1.125 m |  |  |  | 7 | 0 | Pass | null
254553085 | TNB | DISTRIBUTION | WP PUTRAJAYA & CYBERJAYA | Existing | RYB | 11 kV |  |  |  |  | 7X_500_1C_CU_PVC/PVC |  |  |  | 1.204 m |  |  |  | 7 | 0 | Pass | null
254553093 | TNB | DISTRIBUTION | WP PUTRAJAYA & CYBERJAYA | Existing | RYB | 11 kV |  |  |  |  | 7X_500_1C_CU_PVC/PVC |  |  |  | 1.205 m |  |  |  | 7 | 0 | Pass | null
254553133 | TNB | DISTRIBUTION | WP PUTRAJAYA & CYBERJAYA | Existing | RYB | 11 kV |  |  |  |  | 7X_500_1C_CU_PVC/PVC |  |  |  | 1.212 m |  |  |  | 7 | 0 | Pass | null
254553625 | TNB | DISTRIBUTION | WP PUTRAJAYA & CYBERJAYA | Existing | RYB | 11 kV |  |  |  |  | 7X_500_1C_CU_PVC/PVC |  |  |  | 1.205 m |  |  |  | 7 | 0 | Pass | null
254553629 | TNB | DISTRIBUTION | WP PUTRAJAYA & CYBERJAYA | Existing | RYB | 11 kV |  |  |  |  | 7X_500_1C_CU_PVC/PVC |  |  |  | 1.204 m |  |  |  | 7 | 0 | Pass | null
254553681 | TNB | DISTRIBUTION | WP PUTRAJAYA & CYBERJAYA | Existing | RYB | 11 kV |  |  |  |  | 7X_300_1C_AL_PVC/PVC |  |  |  | 1.033 m |  |  |  | 7 | 0 | Pass | null
254553685 | TNB | DISTRIBUTION | WP PUTRAJAYA & CYBERJAYA | Existing | RYB | 11 kV |  |  |  |  | 7X_500_1C_CU_PVC/PVC |  |  |  | 0.873 m |  |  |  | 7 | 0 | Pass | null
254553729 | TNB | DISTRIBUTION | WP PUTRAJAYA & CYBERJAYA | Existing | RYB | 11 kV |  |  |  |  | 7X_500_1C_CU_PVC/PVC |  |  |  | 0.948 m |  |  |  | 7 | 0 | Pass | null
254553733 | TNB | DISTRIBUTION | WP PUTRAJAYA & CYBERJAYA | Existing | RYB | 11 kV |  |  |  |  | 7X_500_1C_CU_PVC/PVC |  |  |  | 1.212 m |  |  |  | 7 | 0 | Pass | null
254553737 | TNB | DISTRIBUTION | WP PUTRAJAYA & CYBERJAYA | Existing | RYB | 11 kV |  |  |  |  | 7X_500_1C_CU_PVC/PVC |  |  |  | 1.202 m |  |  |  | 7 | 0 | Pass | null
254553741 | TNB | DISTRIBUTION | WP PUTRAJAYA & CYBERJAYA | Existing | RYB | 11 kV |  |  |  |  | 7X_500_1C_CU_PVC/PVC |  |  |  | 1.197 m |  |  |  | 7 | 0 | Pass | null
254554337 | TNB | DISTRIBUTION | WP PUTRAJAYA & CYBERJAYA | Existing | RYB | 11 kV |  |  |  |  | 7X_500_1C_CU_PVC/PVC |  |  |  | 0.650 m |  |  |  | 7 | 0 | Pass | null
254554345 | TNB | DISTRIBUTION | WP PUTRAJAYA & CYBERJAYA | Existing | RYB | 11 kV |  |  |  |  | 70_1C_AL_XLPE |  |  |  | 1.200 m |  |  |  | 3 | 0 | Pass | null
254554353 | TNB | DISTRIBUTION | WP PUTRAJAYA & CYBERJAYA | Existing | RYB | 11 kV |  |  |  |  | 7X_500_1C_CU_PVC/PVC |  |  |  | 1.197 m |  |  |  | 7 | 0 | Pass | null
254554393 | TNB | DISTRIBUTION | WP PUTRAJAYA & CYBERJAYA | Existing | RYB | 11 kV |  |  |  |  | 7X_500_1C_CU_PVC/PVC |  |  |  | 1.205 m |  |  |  | 7 | 0 | Pass | null
254554401 | TNB | DISTRIBUTION | WP PUTRAJAYA & CYBERJAYA | Existing | RYB | 11 kV |  |  |  |  | 7X_500_1C_CU_PVC/PVC |  |  |  | 0.999 m |  |  |  | 7 | 0 | Pass | null
254556153 | TNB | DISTRIBUTION | WP PUTRAJAYA & CYBERJAYA | Existing | RYB | 11 kV |  |  |  |  | 7X_500_1C_CU_PVC/PVC |  |  |  | 0.985 m |  |  |  | 7 | 0 | Pass | null
254557249 | TNB | DISTRIBUTION | WP PUTRAJAYA & CYBERJAYA | Existing | RYB | 11 kV |  |  |  |  | 7X_500_1C_CU_PVC/PVC |  |  |  | 1.206 m |  |  |  | 7 | 0 | Pass | null
254557293 | TNB | DISTRIBUTION | WP PUTRAJAYA & CYBERJAYA | Existing | RYB | 11 kV |  |  |  |  | 7X_500_1C_CU_PVC/PVC |  |  |  | 1.115 m |  |  |  | 7 | 0 | Pass | null
254558370 | TNB | DISTRIBUTION | WP PUTRAJAYA & CYBERJAYA | Existing | RYB | 11 kV |  |  |  |  | 7X_500_1C_CU_PVC/PVC |  |  |  | 1.300 m |  |  |  | 7 | 0 | Pass | null
254558386 | TNB | DISTRIBUTION | WP PUTRAJAYA & CYBERJAYA | Existing | RYB | 11 kV |  |  |  |  | 7X_500_1C_AL_PVC/PVC |  |  |  | 1.174 m |  |  |  | 7 | 0 | Pass | null
254558390 | TNB | DISTRIBUTION | WP PUTRAJAYA & CYBERJAYA | Existing | RYB | 11 kV |  |  |  |  | 7X_500_1C_CU_PVC/PVC |  |  |  | 1.204 m |  |  |  | 7 | 0 | Pass | null
254558454 | TNB | DISTRIBUTION | WP PUTRAJAYA & CYBERJAYA | Existing | RYB | 11 kV |  |  |  |  | 7X_500_1C_CU_PVC/PVC |  |  |  | 1.203 m |  |  |  | 7 | 0 | Pass | null
254558462 | TNB | DISTRIBUTION | WP PUTRAJAYA & CYBERJAYA | Existing | RYB | 11 kV |  |  |  |  | 7X_500_1C_CU_PVC/PVC |  |  |  | 1.203 m |  |  |  | 7 | 0 | Pass | null
254559235 | TNB | DISTRIBUTION | WP PUTRAJAYA & CYBERJAYA | Existing | RYB | 11 kV |  |  |  |  | 7X_500_1C_CU_PVC/PVC |  |  |  | 1.124 m |  |  |  | 7 | 0 | Pass | null
254559743 | TNB | DISTRIBUTION | WP PUTRAJAYA & CYBERJAYA | Existing | RYB | 11 kV |  |  |  |  | 7X_500_1C_CU_PVC/PVC |  |  |  | 1.139 m |  |  |  | 7 | 0 | Pass | null
254559967 | TNB | DISTRIBUTION | WP PUTRAJAYA & CYBERJAYA | Existing | RYB | 11 kV |  |  |  |  | 7X_500_1C_CU_PVC/PVC |  |  |  | 1.205 m |  |  |  | 7 | 0 | Pass | null
254559979 | TNB | DISTRIBUTION | WP PUTRAJAYA & CYBERJAYA | Existing | RYB | 11 kV |  |  |  |  | 7X_500_1C_CU_PVC/PVC |  |  |  | 0.712 m |  |  |  | 7 | 0 | Pass | null
254560451 | TNB | DISTRIBUTION | WP PUTRAJAYA & CYBERJAYA | Existing | RYB | 11 kV |  |  |  |  | 7X_500_1C_CU_PVC/PVC |  |  |  | 1.207 m |  |  |  | 7 | 0 | Pass | null
254560883 | TNB | DISTRIBUTION | WP PUTRAJAYA & CYBERJAYA | Existing | RYB | 11 kV |  |  |  |  | 7X_500_1C_CU_PVC/PVC |  |  |  | 1.004 m |  |  |  | 7 | 0 | Pass | null
254560887 | TNB | DISTRIBUTION | WP PUTRAJAYA & CYBERJAYA | Existing | RYB | 11 kV |  |  |  |  | 7X_500_1C_AL_PVC/PVC |  |  |  | 0.820 m |  |  |  | 7 | 0 | Pass | null
254561323 | TNB | DISTRIBUTION | WP PUTRAJAYA & CYBERJAYA | Existing | RYB | 11 kV |  |  |  |  | 7X_300_1C_AL_PVC/PVC |  |  |  | 1.042 m |  |  |  | 7 | 0 | Pass | null
254561335 | TNB | DISTRIBUTION | WP PUTRAJAYA & CYBERJAYA | Existing | RYB | 11 kV |  |  |  |  | 7X_500_1C_CU_PVC/PVC |  |  |  | 1.004 m |  |  |  | 7 | 0 | Pass | null
254561987 | TNB | DISTRIBUTION | WP PUTRAJAYA & CYBERJAYA | Existing | RYB | 11 kV |  |  |  |  | 7X_500_1C_CU_PVC/PVC |  |  |  | 1.197 m |  |  |  | 7 | 0 | Pass | null
254561991 | TNB | DISTRIBUTION | WP PUTRAJAYA & CYBERJAYA | Existing | RYB | 11 kV |  |  |  |  | 7X_500_1C_CU_PVC/PVC |  |  |  | 1.197 m |  |  |  | 7 | 0 | Pass | null
254561999 | TNB | DISTRIBUTION | WP PUTRAJAYA & CYBERJAYA | Existing | RYB | 11 kV |  |  |  |  | 7X_300_1C_AL_PVC/PVC |  |  |  | 1.146 m |  |  |  | 7 | 0 | Pass | null
254562631 | TNB | DISTRIBUTION | WP PUTRAJAYA & CYBERJAYA | Existing | RYB | 11 kV |  |  |  |  | 7X_500_1C_CU_PVC/PVC |  |  |  | 1.431 m |  |  |  | 7 | 0 | Pass | null
254563079 | TNB | DISTRIBUTION | WP PUTRAJAYA & CYBERJAYA | Existing | RYB | 11 kV |  |  |  |  | 7X_500_1C_CU_PVC/PVC |  |  |  | 1.199 m |  |  |  | 7 | 0 | Pass | null
254563087 | TNB | DISTRIBUTION | WP PUTRAJAYA & CYBERJAYA | Existing | RYB | 11 kV |  |  |  |  | 7X_300_1C_AL_PVC/PVC |  |  |  | 1.755 m |  |  |  | 7 | 0 | Pass | null
254563263 | TNB | DISTRIBUTION | WP PUTRAJAYA & CYBERJAYA | Existing | RYB | 11 kV |  |  |  |  | 7X_500_1C_CU_PVC/PVC |  |  |  | 1.205 m |  |  |  | 7 | 0 | Pass | null
254563387 | TNB | DISTRIBUTION | WP PUTRAJAYA & CYBERJAYA | Existing | RYB | 11 kV |  |  |  |  | 7X_500_1C_CU_PVC/PVC |  |  |  | 0.898 m |  |  |  | 7 | 0 | Pass | null
254563467 | TNB | DISTRIBUTION | WP PUTRAJAYA & CYBERJAYA | Existing | RYB | 11 kV |  |  |  |  | 7X_500_1C_CU_PVC/PVC |  |  |  | 1.206 m |  |  |  | 7 | 0 | Pass | null
254563471 | TNB | DISTRIBUTION | WP PUTRAJAYA & CYBERJAYA | Existing | RYB | 11 kV |  |  |  |  | 7X_500_1C_CU_PVC/PVC |  |  |  | 1.206 m |  |  |  | 7 | 0 | Pass | null
254563487 | TNB | DISTRIBUTION | WP PUTRAJAYA & CYBERJAYA | Existing | RYB | 11 kV |  |  |  |  | 7X_500_1C_CU_PVC/PVC |  |  |  | 1.113 m |  |  |  | 7 | 0 | Pass | null
254563551 | TNB | DISTRIBUTION | WP PUTRAJAYA & CYBERJAYA | Existing | RYB | 11 kV |  |  |  |  | 7X_500_1C_CU_PVC/PVC |  |  |  | 0.915 m |  |  |  | 7 | 0 | Pass | null
254563851 | TNB | DISTRIBUTION | WP PUTRAJAYA & CYBERJAYA | Existing | RYB | 11 kV |  |  |  |  | 7X_500_1C_CU_PVC/PVC |  |  |  | 0.976 m |  |  |  | 7 | 0 | Pass | null
254566095 | TNB | DISTRIBUTION | WP PUTRAJAYA & CYBERJAYA | Existing | RYB | 11 kV |  |  |  |  | 7X_500_1C_CU_PVC/PVC |  |  |  | 1.204 m |  |  |  | 7 | 0 | Pass | null
254566155 | TNB | DISTRIBUTION | WP PUTRAJAYA & CYBERJAYA | Existing | RYB | 11 kV |  |  |  |  | 7X_500_1C_CU_PVC/PVC |  |  |  | 1.111 m |  |  |  | 7 | 0 | Pass | null
254566747 | TNB | DISTRIBUTION | WP PUTRAJAYA & CYBERJAYA | Existing | RYB | 11 kV |  |  |  |  | 7X_500_1C_CU_PVC/PVC |  |  |  | 1.171 m |  |  |  | 7 | 0 | Pass | null
254567591 | TNB | DISTRIBUTION | WP PUTRAJAYA & CYBERJAYA | Existing | RYB | 11 kV |  |  |  |  | 7X_500_1C_CU_PVC/PVC |  |  |  | 1.197 m |  |  |  | 7 | 0 | Pass | null
254568211 | TNB | DISTRIBUTION | WP PUTRAJAYA & CYBERJAYA | Existing | RYB | 11 kV |  |  |  |  | 7X_500_1C_CU_PVC/PVC |  |  |  | 1.191 m |  |  |  | 7 | 0 | Pass | null
254568215 | TNB | DISTRIBUTION | WP PUTRAJAYA & CYBERJAYA | Existing | RYB | 11 kV |  |  |  |  | 7X_500_1C_CU_PVC/PVC |  |  |  | 1.210 m |  |  |  | 7 | 0 | Pass | null
254569375 | TNB | DISTRIBUTION | WP PUTRAJAYA & CYBERJAYA | Existing | RYB | 11 kV |  |  |  |  | 7X_500_1C_CU_PVC/PVC |  |  |  | 1.194 m |  |  |  | 7 | 0 | Pass | null
254569819 | TNB | DISTRIBUTION | WP PUTRAJAYA & CYBERJAYA | Existing | RYB | 11 kV |  |  |  |  | 7X_500_1C_CU_PVC/PVC |  |  |  | 1.129 m |  |  |  | 7 | 0 | Pass | null
376966268 | TNB | DISTRIBUTION | WP PUTRAJAYA & CYBERJAYA | Existing | RYB | 11 kV |  |  |  |  | 240_TRIPLEX_AL_XLPE | PPU PTJ5: VCB 12 | D-PTJ-C14-0878: P07164 |  | 1194.484 m |  |  | FDR12 | 3 | 5 | Pass | null
376966504 | TNB | DISTRIBUTION | WP PUTRAJAYA & CYBERJAYA | Existing | RYB | 11 kV |  |  |  |  | 240_TRIPLEX_AL_XLPE | D-PTJ-C17-0998: PTJ18292 | D-PTJ-C17-0998: PTJ18294 |  | 17.683 m |  |  |  | 3 | 0 | Pass | null
376966508 | TNB | DISTRIBUTION | WP PUTRAJAYA & CYBERJAYA | Existing | RYB | 11 kV |  |  |  |  | 240_TRIPLEX_AL_XLPE | PE 18.26 APT. 18R4 (F2): PTJ18266 | D-PTJ-C17-0998: PTJ18291 |  | 1240.241 m |  |  |  | 3 | 0 | Pass | null
376966577 | TNB | DISTRIBUTION | WP PUTRAJAYA & CYBERJAYA | Existing | RYB | 11 kV |  |  |  |  | 240_TRIPLEX_AL_XLPE | PE 14.29 GUDANG (EFI) (F1): PTJ14291 | D-PTJ-C17-1084: |  | 421.101 m |  |  |  | 3 | 1 | Pass | null
376966584 | TNB | DISTRIBUTION | WP PUTRAJAYA & CYBERJAYA | Existing | RYB | 11 kV |  |  |  |  | 240_TRIPLEX_AL_XLPE | PE 14.29 GUDANG (EFI) (F2): PTJ14294 | D-PTJ-C17-1084: |  | 421.864 m |  |  |  | 3 | 1 | Pass | null
376970547 | TNB | DISTRIBUTION | WP PUTRAJAYA & CYBERJAYA | Existing | RYB | 11 kV |  |  |  |  | 240_TRIPLEX_AL_XLPE | PE 19.02 JLB 3: PTJ19023 | D-PTJ-C17-1095: PTJ19041 |  | 1471.038 m |  |  |  | 3 | 1 | Pass | null
377653060 | TNB | DISTRIBUTION | WP PUTRAJAYA & CYBERJAYA | Existing | RYB | 11 kV |  |  |  |  | 7X_500_1C_CU_PVC/PVC |  |  |  | 1.440 m |  |  |  | 7 | 0 | Pass | null
377653145 | TNB | DISTRIBUTION | WP PUTRAJAYA & CYBERJAYA | Existing | RYB | 11 kV |  |  |  |  | 7X_500_1C_CU_PVC/PVC |  |  |  | 1.101 m |  |  |  | 7 | 0 | Pass | null
377654159 | TNB | DISTRIBUTION | WP PUTRAJAYA & CYBERJAYA | Existing | RYB | 11 kV |  |  |  |  | 240_TRIPLEX_AL_XLPE | PE 11.17 ZON 7B (F2): PTJ11174 | PE 11.14 APT C (F2): PTJ11145 [OFF] |  | 990.635 m |  |  |  | 3 | 0 | Pass | null
377654875 | TNB | DISTRIBUTION | WP PUTRAJAYA & CYBERJAYA | Existing | RYB | 11 kV |  |  |  |  | 240_TRIPLEX_AL_XLPE | SS 23.23 GARDEN PLAZA F1: C23231 | PE 21.89 MYVILLA P2 PARCEL B: CBJ21894 |  | 221.433 m |  |  |  | 3 | 0 | Pass | null
377655052 | TNB | DISTRIBUTION | WP PUTRAJAYA & CYBERJAYA | Existing | RYB | 11 kV |  |  |  |  | 240_TRIPLEX_AL_XLPE | PE 23.22 SHOP LOT MYVILLA PRS 5: CBJ23221 | PE 21.93 MYVILLA P3 PARCEL A: CBJ21932 |  | 701.003 m |  |  | FDR5 | 3 | 0 | Pass | null
377672781 | TNB | DISTRIBUTION | WP PUTRAJAYA & CYBERJAYA | Existing | RYB | 11 kV |  |  |  |  | 240_TRIPLEX_AL_XLPE | PE 22.15 LOT 12072 P.MULTIMEDIA F2: CBJ22154 | PE 22.49 LOT PT 12082 F2: CBJ22496 |  | 150.479 m |  |  |  | 3 | 0 | Pass | null
377672787 | TNB | DISTRIBUTION | WP PUTRAJAYA & CYBERJAYA | Existing | RYB | 11 kV |  |  |  |  | 240_TRIPLEX_AL_XLPE | PE 22.49 LOT PT 12082 F1: CBJ22491 | SS 22.56 JPJ F1: C22562 |  | 438.959 m |  |  |  | 3 | 0 | Pass | null
377672791 | TNB | DISTRIBUTION | WP PUTRAJAYA & CYBERJAYA | Existing | RYB | 11 kV |  |  |  |  | 240_TRIPLEX_AL_XLPE | PE 22.49 LOT PT 12082 F2: CBJ22494 | SS 22.56 JPJ F2: C22565 |  | 440.751 m |  |  |  | 3 | 0 | Pass | null
377678770 | TNB | DISTRIBUTION | WP PUTRAJAYA & CYBERJAYA | Existing | RYB | 11 kV |  |  |  |  | 500_1C_AL_XLPE | PPU PTJ13: VCB 3 | SS 5.20 5G2 TOWER 1 F2: P05204 |  | 726.683 m |  |  |  | 3 | 0 | Pass | null
377678870 | TNB | DISTRIBUTION | WP PUTRAJAYA & CYBERJAYA | Existing | RYB | 11 kV |  |  |  |  | 500_1C_AL_XLPE | SS 5.20 5G2 TOWER 1 F2: P05205 | SS 5.21 5G2 TOWER 2 (F2): P05214 |  | 13.192 m |  |  |  | 3 | 0 | Pass | null
377678875 | TNB | DISTRIBUTION | WP PUTRAJAYA & CYBERJAYA | Existing | RYB | 11 kV |  |  |  |  | 500_1C_AL_XLPE | SS 5.21 5G2 TOWER 2 (F2): P05215 | SS 5.10 HOTEL ALAM WARISAN (F2): P05106 |  | 1049.768 m |  |  |  | 3 | 0 | Pass | null
377678962 | TNB | DISTRIBUTION | WP PUTRAJAYA & CYBERJAYA | Existing | RYB | 11 kV |  |  |  |  | 500_1C_AL_XLPE | SS 5.10 HOTEL ALAM WARISAN (F2): P05105 | SS 5.34 CITY CAMPUS F2: P05345 |  | 689.913 m |  |  |  | 3 | 0 | Pass | null
377679103 | TNB | DISTRIBUTION | WP PUTRAJAYA & CYBERJAYA | Existing | RYB | 11 kV |  |  |  |  | 500_1C_AL_XLPE | PPU PTJ13: VCB 4 | SS 5.20 5G2 TOWER 1 F1: P05201 |  | 743.070 m |  |  |  | 3 | 0 | Pass | null
377679108 | TNB | DISTRIBUTION | WP PUTRAJAYA & CYBERJAYA | Existing | RYB | 11 kV |  |  |  |  | 500_1C_AL_XLPE | SS 5.20 5G2 TOWER 1 F1: P05202 | SS 5.21 5G2 TOWER 2 (F1): P05211 |  | 14.921 m |  |  |  | 3 | 0 | Pass | null
377679113 | TNB | DISTRIBUTION | WP PUTRAJAYA & CYBERJAYA | Existing | RYB | 11 kV |  |  |  |  | 500_1C_AL_XLPE | SS 5.21 5G2 TOWER 2 (F1): P05212 | SS 5.10 HOTEL ALAM WARISAN (F1): P05102 |  | 1071.084 m |  |  |  | 3 | 0 | Pass | null
377679164 | TNB | DISTRIBUTION | WP PUTRAJAYA & CYBERJAYA | Existing | RYB | 11 kV |  |  |  |  | 500_1C_AL_XLPE | PPU PTJ13: VCB 5 | SS 5.11 GDC (F1): P05111 |  | 80.142 m |  |  |  | 3 | 0 | Pass | null
377679169 | TNB | DISTRIBUTION | WP PUTRAJAYA & CYBERJAYA | Existing | RYB | 11 kV |  |  |  |  | 500_1C_AL_XLPE | PPU PTJ13: VCB 6 | SS 5.11 GDC (F2): P05114 |  | 87.002 m |  |  |  | 3 | 0 | Pass | null
377679256 | TNB | DISTRIBUTION | WP PUTRAJAYA & CYBERJAYA | Existing | RYB | 11 kV |  |  |  |  | 500_1C_AL_XLPE | SS 5.11 GDC (F1): P05112 | SS 5.11 GDC (F2): P05115 [OFF] |  | 15.675 m |  |  |  | 3 | 0 | Pass | null
377679617 | TNB | DISTRIBUTION | WP PUTRAJAYA & CYBERJAYA | Existing | RYB | 11 kV |  |  |  |  | 240_TRIPLEX_AL_XLPE | PE 5.17 BLOK C 5R3 (F1): PTJ05172 | PPU PTJ13: VCB 7 [OFF] |  | 1076.437 m |  |  |  | 3 | 0 | Pass | null
377679706 | TNB | DISTRIBUTION | WP PUTRAJAYA & CYBERJAYA | Existing | RYB | 11 kV |  |  |  |  | 7X_500_1C_CU_PVC/PVC |  |  |  | 1.146 m |  |  |  | 7 | 0 | Pass | null
377679810 | TNB | DISTRIBUTION | WP PUTRAJAYA & CYBERJAYA | Existing | RYB | 11 kV |  |  |  |  | 240_TRIPLEX_AL_XLPE | PPU PTJ13: VCB 8 | PE 5.17 BLOK C 5R3 (F2): PTJ05175 |  | 1076.970 m |  |  |  | 3 | 0 | Pass | null
377680765 | TNB | DISTRIBUTION | WP PUTRAJAYA & CYBERJAYA | Existing | RYB | 11 kV |  |  |  |  | 240_TRIPLEX_AL_XLPE | PE 6.07 BLOK 7 PPA1M (F1): PTJ06072 | PE 5.15 BLOK A 5R3 (F1): PTJ05151 |  | 1275.948 m |  |  |  | 3 | 0 | Pass | null
377680834 | TNB | DISTRIBUTION | WP PUTRAJAYA & CYBERJAYA | Existing | RYB | 11 kV |  |  |  |  | 7X_500_1C_CU_PVC/PVC |  |  |  | 1.162 m |  |  |  | 7 | 0 | Pass | null
377681972 | TNB | DISTRIBUTION | WP PUTRAJAYA & CYBERJAYA | Existing | RYB | 11 kV |  |  |  |  | 7X_500_1C_CU_PVC/PVC |  |  |  | 1.045 m |  |  |  | 7 | 0 | Pass | null
377682161 | TNB | DISTRIBUTION | WP PUTRAJAYA & CYBERJAYA | Existing | RYB | 11 kV |  |  |  |  | 7X_500_1C_CU_PVC/PVC |  |  |  | 1.000 m |  |  |  | 7 | 0 | Pass | null
378019055 | TNB | DISTRIBUTION | WP PUTRAJAYA & CYBERJAYA | Existing | RYB | 11 kV |  |  |  |  | 240_TRIPLEX_AL_XLPE | D-CBJ-C17-0588: C23393 | D-CBJ-C14-0473: C23381 |  | 48.952 m |  |  |  | 3 | 0 | Pass | null
378019059 | TNB | DISTRIBUTION | WP PUTRAJAYA & CYBERJAYA | Existing | RYB | 11 kV |  |  |  |  | 240_TRIPLEX_AL_XLPE | D-CBJ-C17-0588: C23396 | D-CBJ-C14-0473: C23384 |  | 60.671 m |  |  |  | 3 | 0 | Pass | null
378019071 | TNB | DISTRIBUTION | WP PUTRAJAYA & CYBERJAYA | Existing | RYB | 11 kV |  |  |  |  | 240_TRIPLEX_AL_XLPE | D-CBJ-C14-0473: C23373 | D-CBJ-C17-0588: C23391 |  | 261.482 m |  |  |  | 3 | 0 | Pass | null
378019077 | TNB | DISTRIBUTION | WP PUTRAJAYA & CYBERJAYA | Existing | RYB | 11 kV |  |  |  |  | 240_TRIPLEX_AL_XLPE | D-CBJ-C14-0473: C23376 | D-CBJ-C17-0588: C23394 |  | 273.036 m |  |  |  | 3 | 0 | Pass | null
378019081 | TNB | DISTRIBUTION | WP PUTRAJAYA & CYBERJAYA | Existing | RYB | 11 kV |  |  |  |  | 240_TRIPLEX_AL_XLPE | PE 21.95 SITE OFFICE SKY PARK: CBJ21952 | D-CBJ-C14-0473: C23374 |  | 2235.379 m |  |  |  | 3 | 2 | Pass | null
378019086 | TNB | DISTRIBUTION | WP PUTRAJAYA & CYBERJAYA | Existing | RYB | 11 kV |  |  |  |  | 240_TRIPLEX_AL_XLPE | D-CBJ-C16-0532: C21393 | D-CBJ-C14-0473: C23371 |  | 728.900 m |  |  | PMU CBJN: VCB 1 | 3 | 0 | Pass | null
378019317 | TNB | DISTRIBUTION | WP PUTRAJAYA & CYBERJAYA | Existing | RYB | 11 kV |  |  |  |  | 240_TRIPLEX_AL_XLPE | PE 21.45 CYBERVILLAGE SERENITY 1 F2: CBJ21456 | D-CBJ-C15-0540: C23431 |  | 110.733 m |  |  |  | 3 | 1 | Pass | null
378044352 | TNB | DISTRIBUTION | WP PUTRAJAYA & CYBERJAYA | Existing | RYB | 11 kV |  | Class D |  |  | 240_TRIPLEX_AL_XLPE | PE 14.07 Perumahan 14-5B (F1): P14072 | PE 14.09 PERUMAHAN 14-4 (F2): PTJ14096 |  | 657.046 m |  |  |  | 3 | 0 | Pass | null
378044356 | TNB | DISTRIBUTION | WP PUTRAJAYA & CYBERJAYA | Existing | RYB | 11 kV |  |  |  |  | 240_TRIPLEX_AL_XLPE | PE 14.09 PERUMAHAN 14-4 (F2): PTJ14094 | PE 14.08 Perumahan 14-10 (F1): PTJ14083 |  | 626.262 m |  |  |  | 3 | 0 | Pass | null
378045629 | TNB | DISTRIBUTION | WP PUTRAJAYA & CYBERJAYA | Existing | RYB | 11 kV |  |  |  |  | 240_TRIPLEX_AL_XLPE | PE 16.31 TEMP PPA1M PR 16: PTJ16313 | PE 16.20 APT A1 (EFI) (F2): PTJ16204 |  | 224.950 m |  |  |  | 3 | 0 | Pass | null
378046637 | TNB | DISTRIBUTION | WP PUTRAJAYA & CYBERJAYA | Existing | RYB | 11 kV |  |  |  |  | 240_TRIPLEX_AL_XLPE | SS 14.01 WWTP: P14011 | PE 14.29 GUDANG (EFI) (F1): PTJ14292 |  | 525.956 m |  |  |  | 3 | 0 | Pass | null
378047919 | TNB | DISTRIBUTION | WP PUTRAJAYA & CYBERJAYA | Existing | RYB | 11 kV |  |  |  |  | 240_TRIPLEX_AL_XLPE | PE 15.53 KEDUTAAN BRUNEI F1: PTJ15531 | PE 15.25 PJBT KEDUTAAN IRAQ (F1): PTJ15253 |  | 567.167 m |  |  |  | 3 | 0 | Pass | null
378047924 | TNB | DISTRIBUTION | WP PUTRAJAYA & CYBERJAYA | Existing | RYB | 11 kV |  |  |  |  | 240_TRIPLEX_AL_XLPE | PE 15.53 KEDUTAAN BRUNEI F2: PTJ15534 | PE 15.25 PJBT KEDUTAAN IRAQ (F2): PTJ15256 |  | 571.411 m |  |  |  | 3 | 0 | Pass | null
378048047 | TNB | DISTRIBUTION | WP PUTRAJAYA & CYBERJAYA | Existing | RYB | 11 kV |  |  |  |  | 240_TRIPLEX_AL_XLPE | PE 15.25 PJBT KEDUTAAN IRAQ (F2): PTJ15254 | PE 15.23 PROMENADE: PTJ15231 |  | 916.942 m |  |  |  | 3 | 0 | Pass | null
378048315 | TNB | DISTRIBUTION | WP PUTRAJAYA & CYBERJAYA | Existing | RYB | 11 kV |  |  |  |  | 240_TRIPLEX_AL_XLPE | PPU PTJ5: VCB 6 | PE 11.01 RD 3 PER UTARA: PTJ11013 |  | 2864.897 m |  |  | FDR6 | 3 | 9 | Pass | null
378048321 | TNB | DISTRIBUTION | WP PUTRAJAYA & CYBERJAYA | Existing | RYB | 11 kV |  |  |  |  | 240_TRIPLEX_AL_XLPE | PE 11.01 RD 3 PER UTARA: PTJ11011 | PE 21.83 PS14 ROAD D: CBJ21832 |  | 2302.611 m |  |  | FDR6 | 3 | 0 | Pass | null
378048666 | TNB | DISTRIBUTION | WP PUTRAJAYA & CYBERJAYA | Existing | RYB | 11 kV |  |  |  |  | 240_TRIPLEX_AL_XLPE | PE 21.83 PS14 ROAD D: CBJ21831 | PE 23.10 CLOVER NO.1: CBJ23102 |  | 682.974 m |  |  | FDR6 | 3 | 0 | Pass | null
378049048 | TNB | DISTRIBUTION | WP PUTRAJAYA & CYBERJAYA | Existing | RYB | 11 kV |  |  |  |  | 240_TRIPLEX_AL_XLPE | PE 23.12 CLOVER NO.3: CBJ23122 | PE 23.11 CLOVER NO.2: CBJ23112 |  | 621.861 m |  |  | FDR6 | 3 | 0 | Pass | null
378049449 | TNB | DISTRIBUTION | WP PUTRAJAYA & CYBERJAYA | Existing | RYB | 11 kV |  |  |  |  | 240_TRIPLEX_AL_XLPE | PE 23.11 CLOVER NO.2: CBJ23112 | PE 21.85 MYVILLA P1 PARCEL A: CBJ21852 |  | 1223.366 m |  |  | FDR6 | 3 | 0 | Pass | null
378049552 | TNB | DISTRIBUTION | WP PUTRAJAYA & CYBERJAYA | Existing | RYB | 11 kV |  |  |  |  | 240_TRIPLEX_AL_XLPE | PE 21.85 MYVILLA P1 PARCEL A: CBJ21851 | PE 21.86 MYVILLA P1 PARCEL B: CBJ21862 |  | 715.660 m |  |  | FDR6 | 3 | 0 | Pass | null
378049640 | TNB | DISTRIBUTION | WP PUTRAJAYA & CYBERJAYA | Existing | RYB | 11 kV |  |  |  |  | 240_TRIPLEX_AL_XLPE | SS 23.23 GARDEN PLAZA F2: C23238 | SS 23.23 GARDEN PLAZA F1: C23232 |  | 16.738 m |  |  |  | 3 | 0 | Pass | null
378049816 | TNB | DISTRIBUTION | WP PUTRAJAYA & CYBERJAYA | Existing | RYB | 11 kV |  |  |  |  | 240_TRIPLEX_AL_XLPE | PE 21.86 MYVILLA P1 PARCEL B: CBJ21861 | PE 23.22 SHOP LOT MYVILLA PRS 5: CBJ23222 |  | 589.032 m |  |  | FDR5 | 3 | 0 | Pass | null
378050014 | TNB | DISTRIBUTION | WP PUTRAJAYA & CYBERJAYA | Existing | RYB | 11 kV |  |  |  |  | 240_TRIPLEX_AL_XLPE | PE 21.93 MYVILLA P3 PARCEL A: CBJ21931 | PE 21.94 MYVILLA P3 PARCEL B: CBJ21942 |  | 967.454 m |  |  |  | 3 | 0 | Pass | null
378050193 | TNB | DISTRIBUTION | WP PUTRAJAYA & CYBERJAYA | Existing | RYB | 11 kV |  |  |  |  | 240_TRIPLEX_AL_XLPE | PE 21.89 MYVILLA P2 PARCEL B: CBJ21891 | PE 21.88 MYVILLA P2 PARCEL A: CBJ21884 |  | 285.595 m |  |  |  | 3 | 0 | Pass | null
378050522 | TNB | DISTRIBUTION | WP PUTRAJAYA & CYBERJAYA | Existing | RYB | 11 kV |  |  |  |  | 70_3C_AL_PILC |  |  |  | 12.423 m |  |  |  | 3 | 0 | Pass | null
378050844 | TNB | DISTRIBUTION | WP PUTRAJAYA & CYBERJAYA | Existing | RYB | 11 kV |  | Class C |  |  | 7X_500_1C_CU_PVC/PVC |  |  |  | 1.161 m |  |  |  | 7 | 0 | Pass | null
378051016 | TNB | DISTRIBUTION | WP PUTRAJAYA & CYBERJAYA | Existing | RYB | 11 kV |  | Class C |  |  | 7X_500_1C_CU_PVC/PVC |  |  |  | 1.200 m |  |  |  | 7 | 0 | Pass | null
378051258 | TNB | DISTRIBUTION | WP PUTRAJAYA & CYBERJAYA | Existing | RYB | 11 kV |  |  |  |  | 240_TRIPLEX_AL_XLPE | PE 7.15 ELECTRIC SQC 2: PTJ07151 | PE 7.08 PARK & RIDE (F1): PTJ07081 |  | 179.540 m |  |  |  | 3 | 0 | Pass | null
378052112 | TNB | DISTRIBUTION | WP PUTRAJAYA & CYBERJAYA | Existing | RYB | 11 kV |  |  |  |  | 240_TRIPLEX_AL_XLPE | PE 8.12 INSIDE PPU 5 (F2): PTJ08125 | PE 8.30 8C1 (F2): PTJ08305 |  | 1407.563 m |  |  |  | 3 | 0 | Pass | null
378052833 | TNB | DISTRIBUTION | WP PUTRAJAYA & CYBERJAYA | Existing | RYB | 11 kV |  |  |  |  | 240_TRIPLEX_AL_XLPE | SS 22.99 PEJ PUSAT MAKLUMAT F2: CBJ22994 | PE 22.91 SOHO F2: CBJ22916 |  | 429.075 m |  |  |  | 3 | 0 | Pass | null
378053220 | TNB | DISTRIBUTION | WP PUTRAJAYA & CYBERJAYA | Existing | RYB | 11 kV |  |  |  |  | 240_TRIPLEX_AL_XLPE | SS 22.51 DELL R&D F1: CBJ22513 | SS 22.31 CSF F1: C22312 |  | 810.817 m |  |  |  | 3 | 0 | Pass | null
378053225 | TNB | DISTRIBUTION | WP PUTRAJAYA & CYBERJAYA | Existing | RYB | 11 kV |  |  |  |  | 240_TRIPLEX_AL_XLPE | SS 22.51 DELL R&D F2: CBJ22514 | PE 22.81 AMD F2: CBJ22815 |  | 488.230 m |  |  |  | 3 | 0 | Pass | null
378053408 | TNB | DISTRIBUTION | WP PUTRAJAYA & CYBERJAYA | Existing | RYB | 11 kV |  |  |  |  | 240_TRIPLEX_AL_XLPE | PE 22.67 KWDI 1 F1: CBJ22672 | PE 22.74 KWDI 3 F1: CBJ22741 | 230.000 m | 367.025 m |  |  |  | 3 | 0 | Pass | null
378053415 | TNB | DISTRIBUTION | WP PUTRAJAYA & CYBERJAYA | Existing | RYB | Unknown |  |  |  |  | 7X_500_1C_CU_PVC/PVC |  |  |  | 1.556 m |  |  |  | 7 | 0 | Fail | Please check "Nominal Voltage"
378053480 | TNB | DISTRIBUTION | WP PUTRAJAYA & CYBERJAYA | Existing | RYB | 11 kV |  | Class C |  |  | 7X_500_1C_CU_PVC/PVC |  |  |  | 1.109 m |  |  |  | 7 | 0 | Pass | null
378053656 | TNB | DISTRIBUTION | WP PUTRAJAYA & CYBERJAYA | Existing | RYB | 11 kV |  |  |  |  | 240_TRIPLEX_AL_XLPE | PMU CBJN 132/11KV: VCB 2 | PE 21.95 SITE OFFICE SKY PARK: CBJ21951 |  | 2153.669 m |  |  | PMU CBJN: VCB 2 | 3 | 1 | Pass | null
378053834 | TNB | DISTRIBUTION | WP PUTRAJAYA & CYBERJAYA | Existing | RYB | 11 kV |  |  |  |  | 240_TRIPLEX_AL_XLPE |  |  |  | 29.334 m |  |  |  | 3 | 0 | Pass | null
378053838 | TNB | DISTRIBUTION | WP PUTRAJAYA & CYBERJAYA | Existing | RYB | 11 kV |  |  |  |  | 240_TRIPLEX_AL_XLPE |  |  |  | 24.133 m |  |  |  | 3 | 0 | Pass | null
378053936 | TNB | DISTRIBUTION | WP PUTRAJAYA & CYBERJAYA | Existing | RYB | 11 kV |  |  |  |  | 240_TRIPLEX_AL_XLPE |  |  |  | 13.254 m |  |  |  | 3 | 0 | Pass | null
378053946 | TNB | DISTRIBUTION | WP PUTRAJAYA & CYBERJAYA | Existing | RYB | 11 kV |  |  |  |  | 240_TRIPLEX_AL_XLPE |  |  |  | 13.354 m |  |  |  | 3 | 0 | Pass | null
378054222 | TNB | DISTRIBUTION | WP PUTRAJAYA & CYBERJAYA | Existing | RYB | 11 kV |  |  |  |  | 240_TRIPLEX_AL_XLPE | PPU CYB6: VCB 17 | SS 21.70 - IT PARK BLOK I & J F2: C21706 |  | 3523.040 m |  |  |  | 3 | 0 | Pass | null
378054226 | TNB | DISTRIBUTION | WP PUTRAJAYA & CYBERJAYA | Existing | RYB | 11 kV |  |  |  |  | 240_TRIPLEX_AL_XLPE | SS 21.70 - IT PARK BLOK I & J F1: C21702 | PPU CYB6: VCB 18 [OFF] |  | 3516.365 m |  |  |  | 3 | 0 | Pass | null
378054230 | TNB | DISTRIBUTION | WP PUTRAJAYA & CYBERJAYA | Existing | RYB | 11 kV |  |  |  |  | 240_TRIPLEX_AL_XLPE | PMU CBJN 132/11KV: VCB 7 | PE 21.15 SATELIT TELEKOM CBJ 3 F1: CBJ21152 |  | 3378.495 m |  |  | PMU CBJN: VCB 7 | 3 | 0 | Pass | null
378054287 | TNB | DISTRIBUTION | WP PUTRAJAYA & CYBERJAYA | Existing | RYB | 11 kV |  |  |  |  | 240_TRIPLEX_AL_XLPE | PMU CBJN 132/11KV: VCB 8 | PE 21.15 SATELIT TELEKOM CBJ 3 F2: CBJ21155 |  | 3384.932 m |  |  | PMU CBJN: VCB 8 | 3 | 0 | Pass | null
378054677 | TNB | DISTRIBUTION | WP PUTRAJAYA & CYBERJAYA | Existing | RYB | 11 kV |  |  |  |  | 240_TRIPLEX_AL_XLPE | PE 21.54 PS 3 F1: CBJ21541 | PE 21.40 STP 1: CBJ21403 |  | 2575.931 m |  |  |  | 3 | 0 | Pass | null
378054684 | TNB | DISTRIBUTION | WP PUTRAJAYA & CYBERJAYA | Existing | RYB | 11 kV |  |  |  |  | 240_TRIPLEX_AL_XLPE | PE 21.40 STP 1: CBJ21401 | PE 21.57 CLUB HOUSE F1: CBJ21573 |  | 2043.096 m |  |  |  | 3 | 0 | Pass | null
378054860 | TNB | DISTRIBUTION | WP PUTRAJAYA & CYBERJAYA | Existing | RYB | 11 kV |  |  |  |  | 240_TRIPLEX_AL_XLPE | PE 23.16 MASJID CYBERJAYA: CBJ23162 | PE 21.54 PS 3 F2: CBJ21544 [OFF] |  | 3594.551 m |  |  |  | 3 | 0 | Pass | null
378054981 | TNB | DISTRIBUTION | WP PUTRAJAYA & CYBERJAYA | Existing | RYB | 11 kV |  |  |  |  | 240_TRIPLEX_AL_XLPE | PE 21.57 CLUB HOUSE F2: CBJ21576 | PE 23.16 MASJID CYBERJAYA: CBJ23161 |  | 1549.125 m |  |  |  | 3 | 0 | Pass | null
378055354 | TNB | DISTRIBUTION | WP PUTRAJAYA & CYBERJAYA | Existing | RYB | 11 kV |  |  |  |  | 240_TRIPLEX_AL_XLPE | PE 21.61 MPS F1: CBJ21611 | PE 21.41 TMN.CYBER: CBJ21412 |  | 771.444 m |  |  |  | 3 | 0 | Pass | null
378055537 | TNB | DISTRIBUTION | WP PUTRAJAYA & CYBERJAYA | Existing | RYB | 11 kV |  |  |  |  | 240_TRIPLEX_AL_XLPE | PE 21.41 TMN.CYBER: CBJ21411 | PE 25.26 SETIA VILLA 6: CBJ25262 |  | 1938.703 m |  |  | CB15 | 3 | 2 | Pass | null
378055637 | TNB | DISTRIBUTION | WP PUTRAJAYA & CYBERJAYA | Existing | RYB | 11 kV |  |  |  |  | 240_TRIPLEX_AL_XLPE | PE 25.26 SETIA VILLA 6: CBJ25261 | PE 25.25 SETIA VILLA 5: CBJ25252 |  | 380.200 m |  |  | CB15 | 3 | 0 | Pass | null
378055641 | TNB | DISTRIBUTION | WP PUTRAJAYA & CYBERJAYA | Existing | RYB | 11 kV |  |  |  |  | 240_TRIPLEX_AL_XLPE | PE 25.28 GLADE 3-1: CBJ25281 | SS 23.24 SOLTICE: C23242 |  | 2803.582 m |  |  |  | 3 | 0 | Pass | null
378055741 | TNB | DISTRIBUTION | WP PUTRAJAYA & CYBERJAYA | Existing | RYB | 11 kV |  |  |  |  | 240_TRIPLEX_AL_XLPE | PE 25.25 SETIA VILLA 5: CBJ25251 | PE 25.24 SETIA VILLA 4: CBJ25242 |  | 295.014 m |  |  | CB15 | 3 | 0 | Pass | null
378055841 | TNB | DISTRIBUTION | WP PUTRAJAYA & CYBERJAYA | Existing | RYB | 11 kV |  |  |  |  | 240_TRIPLEX_AL_XLPE | PE 25.24 SETIA VILLA 4: CBJ25241 | PE 25.19 SETIA VILLA 3: CBJ25192 |  | 464.555 m |  |  | CB15 | 3 | 0 | Pass | null
378055940 | TNB | DISTRIBUTION | WP PUTRAJAYA & CYBERJAYA | Existing | RYB | 11 kV |  |  |  |  | 240_TRIPLEX_AL_XLPE | PE 25.19 SETIA VILLA 3: CBJ25191 | PE 25.18 SETIA VILLA 2: CBJ25183 |  | 346.954 m |  |  | CB15 | 3 | 0 | Pass | null
378055944 | TNB | DISTRIBUTION | WP PUTRAJAYA & CYBERJAYA | Existing | RYB | 11 kV |  |  |  |  | 240_TRIPLEX_AL_XLPE | PE 25.18 SETIA VILLA 2: CBJ25181 | PE 25.17 SETIA VILLA 1: CBJ25172 |  | 159.714 m |  |  | CB15 | 3 | 0 | Pass | null
378056141 | TNB | DISTRIBUTION | WP PUTRAJAYA & CYBERJAYA | Existing | RYB | 11 kV |  |  |  |  | 240_TRIPLEX_AL_XLPE | PE 25.17 SETIA VILLA 1: CBJ25171 | PE 25.22 SETIA MARINA 3: CBJ25223 |  | 603.363 m |  |  | CB15 | 3 | 0 | Pass | null
378056241 | TNB | DISTRIBUTION | WP PUTRAJAYA & CYBERJAYA | Existing | RYB | 11 kV |  |  |  |  | 240_TRIPLEX_AL_XLPE | PE 25.21 SETIA MARINA 2: CBJ25211 | PE 25.20 SETIA MARINA 1: CBJ25203 |  | 185.847 m |  |  | CB15 | 3 | 0 | Pass | null
378056247 | TNB | DISTRIBUTION | WP PUTRAJAYA & CYBERJAYA | Existing | RYB | 11 kV |  |  |  |  | 240_TRIPLEX_AL_XLPE | PE 25.22 SETIA MARINA 3: CBJ25221 | PE 25.21 SETIA MARINA 2: CBJ25213 |  | 248.206 m |  |  | CB15 | 3 | 0 | Pass | null
378056424 | TNB | DISTRIBUTION | WP PUTRAJAYA & CYBERJAYA | Existing | RYB | 11 kV |  |  |  |  | 240_TRIPLEX_AL_XLPE | SS 23.24 SOLTICE: C23241 | SS 23.18 PARAGON: C23182 |  | 402.924 m |  |  |  | 3 | 0 | Pass | null
378056522 | TNB | DISTRIBUTION | WP PUTRAJAYA & CYBERJAYA | Existing | RYB | 11 kV |  |  |  |  | 240_TRIPLEX_AL_XLPE | SS 24.34 TAMARIND SQUARE F1: C24341 | PE 23.17 TEMP SERI MUTIARA: CBJ23173 |  | 899.895 m |  |  |  | 3 | 0 | Pass | null
378056573 | TNB | DISTRIBUTION | WP PUTRAJAYA & CYBERJAYA | Existing | RYB | 11 kV |  |  |  |  | 240_TRIPLEX_AL_XLPE | D-CBJ-C16-0575: CBJ23361 | SS 23.25 MUTIARA VILLE 4: C23252 |  | 565.125 m |  |  |  | 3 | 0 | Pass | null
378056639 | TNB | DISTRIBUTION | WP PUTRAJAYA & CYBERJAYA | Existing | RYB | 11 kV |  |  |  |  | 240_TRIPLEX_AL_XLPE | SS 23.25 MUTIARA VILLE 4: C23251 | SS 23.15 MUTIARA VILLE 3 F1: C23151 |  | 65.581 m |  |  |  | 3 | 0 | Pass | null
378056644 | TNB | DISTRIBUTION | WP PUTRAJAYA & CYBERJAYA | Existing | RYB | 11 kV |  |  |  |  | 240_TRIPLEX_AL_XLPE | PPU PTJ17: VCB 4 | PE 2.08 TMN WAWASAN (F2): PTJ02085 |  | 107.934 m |  |  |  | 3 | 0 | Pass | null
378056991 | TNB | DISTRIBUTION | WP PUTRAJAYA & CYBERJAYA | Existing | RYB | 11 kV |  |  |  |  | 7X_500_1C_CU_PVC/PVC |  |  |  | 0.915 m |  |  |  | 7 | 0 | Pass | null
378059465 | TNB | DISTRIBUTION | WP PUTRAJAYA & CYBERJAYA | Existing | RYB | 11 kV |  |  |  |  | 240_TRIPLEX_AL_XLPE |  |  |  | 5.958 m |  |  |  | 3 | 0 | Pass | null
378059598 | TNB | DISTRIBUTION | WP PUTRAJAYA & CYBERJAYA | Existing | RYB | 11 kV |  |  |  |  | 240_3C_AL_XLPE |  |  |  | 7.283 m |  |  |  | 3 | 0 | Pass | null
378059684 | TNB | DISTRIBUTION | WP PUTRAJAYA & CYBERJAYA | Existing | RYB | 11 kV |  |  |  |  | 240_3C_AL_XLPE |  |  |  | 11.586 m |  |  |  | 3 | 0 | Pass | null
378059962 | TNB | DISTRIBUTION | WP PUTRAJAYA & CYBERJAYA | Existing | RYB | 11 kV |  |  |  |  | 500_1C_AL_XLPE | SS 3.03 3G2 (F2): P03035 | SS 3.07 3C6 (F2): P03074 |  | 418.746 m |  |  |  | 3 | 0 | Pass | null
378060050 | TNB | DISTRIBUTION | WP PUTRAJAYA & CYBERJAYA | Existing | RYB | 11 kV |  |  |  |  | 240_3C_AL_XLPE |  |  |  | 6.796 m |  |  |  | 3 | 0 | Pass | null
378060056 | TNB | DISTRIBUTION | WP PUTRAJAYA & CYBERJAYA | Existing | RYB | 11 kV |  |  |  |  | 500_1C_AL_XLPE | SS 3.07 3C6 (F1): P03072 | SS 3.09 3C5 (F1): P03091 |  | 373.824 m |  |  |  | 3 | 0 | Pass | null
378060060 | TNB | DISTRIBUTION | WP PUTRAJAYA & CYBERJAYA | Existing | RYB | 11 kV |  |  |  |  | 500_1C_AL_XLPE | SS 3.07 3C6 (F2): P03075 | PE 3.09 3C5 (F2): P03094 |  | 364.484 m |  |  |  | 3 | 1 | Pass | null
378060072 | TNB | DISTRIBUTION | WP PUTRAJAYA & CYBERJAYA | Existing | RYB | 11 kV |  |  |  |  | 500_1C_AL_XLPE | SS 3.09 3C5 (F1): P03092 | PE 2.12 2G5 (F1): P02122 |  | 231.813 m |  |  |  | 3 | 0 | Pass | null
378060076 | TNB | DISTRIBUTION | WP PUTRAJAYA & CYBERJAYA | Existing | RYB | 11 kV |  |  |  |  | 500_1C_AL_XLPE | PE 3.09 3C5 (F2): P03095 | PE 2.12 2G5 (F2): P02126 |  | 228.750 m |  |  |  | 3 | 0 | Pass | null
378060193 | TNB | DISTRIBUTION | WP PUTRAJAYA & CYBERJAYA | Existing | RYB | 11 kV |  | Class C |  |  | 240_TRIPLEX_AL_XLPE |  |  |  | 9.432 m |  |  |  | 3 | 0 | Pass | null
378060291 | TNB | DISTRIBUTION | WP PUTRAJAYA & CYBERJAYA | Existing | RYB | 11 kV |  |  |  |  | 240_TRIPLEX_AL_XLPE |  |  |  | 8.664 m |  |  |  | 3 | 0 | Pass | null
378060403 | TNB | DISTRIBUTION | WP PUTRAJAYA & CYBERJAYA | Existing | RYB | 11 kV |  |  |  |  | 240_TRIPLEX_AL_XLPE |  |  |  | 7.420 m |  |  |  | 3 | 0 | Pass | null
378060407 | TNB | DISTRIBUTION | WP PUTRAJAYA & CYBERJAYA | Existing | RYB | 11 kV |  |  |  |  | 500_1C_AL_XLPE | SS 4.04 4G4 (F1): P04042 | SS 4.20 4U2 GDC (F1): P04201 |  | 221.370 m |  |  |  | 3 | 1 | Pass | null
378060412 | TNB | DISTRIBUTION | WP PUTRAJAYA & CYBERJAYA | Existing | RYB | 11 kV |  |  |  |  | 500_1C_AL_XLPE | SS 4.04 4G4 (F2): P04045 | SS 4.20 4U2 GDC (F2): P04204 |  | 226.981 m |  |  |  | 3 | 1 | Pass | null
378060422 | TNB | DISTRIBUTION | WP PUTRAJAYA & CYBERJAYA | Existing | RYB | 11 kV |  |  |  |  | 500_1C_AL_XLPE | SS 4.20 4U2 GDC (F1): P04202 | PE 4.01 4G3 (F1): P04011 |  | 214.145 m |  |  |  | 3 | 0 | Pass | null
378060434 | TNB | DISTRIBUTION | WP PUTRAJAYA & CYBERJAYA | Existing | RYB | 11 kV |  |  |  |  | 500_1C_AL_XLPE | SS 4.20 4U2 GDC (F2): P04205 | PE 4.01 4G3 (F2): P04015 [OFF] |  | 215.306 m |  |  |  | 3 | 0 | Pass | null
378070118 | TNB | DISTRIBUTION | WP PUTRAJAYA & CYBERJAYA | Existing | RYB | 11 kV |  |  |  |  | 240_3C_AL_XLPE | PE 22.69 KRU STUDIO F2: CBJ22694 | PE 24.19 YAKIN INVEST F2: CBJ24195 |  | 649.845 m |  |  |  | 3 | 0 | Pass | null
378070256 | TNB | DISTRIBUTION | WP PUTRAJAYA & CYBERJAYA | Existing | RYB | 11 kV |  |  |  |  | 240_TRIPLEX_AL_XLPE | PE 22.69 KRU STUDIO F1: CBJ22693 | PE 22.77 - PS2-8 F1: CBJ22771 |  | 549.049 m |  |  |  | 3 | 0 | Pass | null
378071262 | TNB | DISTRIBUTION | WP PUTRAJAYA & CYBERJAYA | Existing | RYB | 11 kV |  |  |  |  | 240_3C_AL_XLPE | PE 22.37 BOMBA CJ F2: C22375 | PE 22.37 BOMBA CJ F1: C22372 [OFF] |  | 24.797 m |  |  |  | 3 | 0 | Pass | null
378071399 | TNB | DISTRIBUTION | WP PUTRAJAYA & CYBERJAYA | Existing | RYB | 11 kV |  |  |  |  | 500_1C_AL_XLPE | PPU CYB9: VCB 1 | SS 22.79 DCP2 F2: C22794 |  | 115.591 m |  |  |  | 3 | 0 | Pass | null
378071403 | TNB | DISTRIBUTION | WP PUTRAJAYA & CYBERJAYA | Existing | RYB | 11 kV |  |  |  |  | 500_1C_AL_XLPE | PE 24.41 MAGIC VILLAGE: CBJ24413 | SS 24.23 STAR CENTRAL F1: C24231 |  | 1681.485 m |  |  |  | 3 | 0 | Pass | null
378071452 | TNB | DISTRIBUTION | WP PUTRAJAYA & CYBERJAYA | Existing | RYB | 11 kV |  |  |  |  | 500_1C_AL_XLPE | SS 22.79 DCP2 F2: C22795 | SS 24.23 STAR CENTRAL F2: C24234 |  | 1707.436 m |  |  |  | 3 | 0 | Pass | null
378071460 | TNB | DISTRIBUTION | WP PUTRAJAYA & CYBERJAYA | Existing | RYB | 11 kV |  |  |  |  | 500_1C_AL_XLPE | SS 24.23 STAR CENTRAL F2: C24235 | SS 25.10 CBD3 C2 F2: CBJ25104 [OFF] |  | 2076.767 m |  |  |  | 3 | 0 | Pass | null
378071639 | TNB | DISTRIBUTION | WP PUTRAJAYA & CYBERJAYA | Existing | RYB | 11 kV |  |  |  |  | 240_TRIPLEX_AL_XLPE | PPU CYB9: VCB 11 | PE 22.93 BLOK A TRIENTEL: CBJ22932 |  | 2372.177 m |  |  |  | 3 | 0 | Pass | null
378071739 | TNB | DISTRIBUTION | WP PUTRAJAYA & CYBERJAYA | Existing | RYB | 11 kV |  |  |  |  | 240_TRIPLEX_AL_XLPE |  | PE 22.95 TRIENTEL BLOK C: CBJ22952 |  | 2386.260 m |  |  |  | 3 | 0 | Pass | null
378072015 | TNB | DISTRIBUTION | WP PUTRAJAYA & CYBERJAYA | Existing | RYB | 11 kV |  |  |  |  | 240_TRIPLEX_AL_XLPE | PE 22.95 TRIENTEL BLOK C: CBJ22951 | PE 22.94 TRIENTEL BLOK B: CBJ22942 |  | 257.011 m |  |  |  | 3 | 0 | Pass | null
378072021 | TNB | DISTRIBUTION | WP PUTRAJAYA & CYBERJAYA | Existing | RYB | 11 kV |  |  |  |  | 240_TRIPLEX_AL_XLPE | PE 22.93 BLOK A TRIENTEL: CBJ22931 | PE 22.96 TRIENTEL BLOK D: CBJ22962 |  | 178.907 m |  |  |  | 3 | 0 | Pass | null
378072432 | TNB | DISTRIBUTION | WP PUTRAJAYA & CYBERJAYA | Existing | RYB | 11 kV |  |  |  |  | 240_TRIPLEX_AL_XLPE | PE 22.96 TRIENTEL BLOK D: CBJ22961 | PE 21.78 GARDEN VIEW BLOK C: CBJ21782 |  | 1566.787 m |  |  |  | 3 | 0 | Pass | null
378072442 | TNB | DISTRIBUTION | WP PUTRAJAYA & CYBERJAYA | Existing | RYB | 11 kV |  |  |  |  | 240_TRIPLEX_AL_XLPE | PE 22.94 TRIENTEL BLOK B: CBJ22941 | PE 21.73 - SEK. ANTARABANGSA F2: CBJ21731 |  | 1792.038 m |  |  |  | 3 | 0 | Pass | null
378073119 | TNB | DISTRIBUTION | WP PUTRAJAYA & CYBERJAYA | Existing | RYB | 11 kV |  |  |  |  | 240_TRIPLEX_AL_XLPE |  |  |  | 1046.299 m |  |  |  | 3 | 0 | Pass | null
378073417 | TNB | DISTRIBUTION | WP PUTRAJAYA & CYBERJAYA | Existing | RYB | Unknown |  |  |  |  | 240_TRIPLEX_AL_XLPE | PE 22.41 32 UNIT S/LOT BLOK A F1: CBJ22411 | PE 22.42 32 UNIT S/LOT BLOK B F1: CBJ22422 |  | 63.661 m |  |  |  | 3 | 0 | Fail | Please check "Nominal Voltage"
378112548 | TNB | DISTRIBUTION | WP PUTRAJAYA & CYBERJAYA | Existing | RYB | 11 kV |  |  |  |  | 240_TRIPLEX_AL_XLPE | PE 8.31 8C3 F2: PTJ08314 | PE 8.37 8R7 (F2): PTJ08375 |  | 668.782 m |  |  |  | 3 | 0 | Pass | null
378112745 | TNB | DISTRIBUTION | WP PUTRAJAYA & CYBERJAYA | Existing | RYB | 11 kV |  |  |  |  | 240_TRIPLEX_AL_XLPE | PE 8.31 8C3 F1: PTJ08311 | PE 8.37 8R7 (F1): PTJ08372 |  | 699.416 m |  |  |  | 3 | 0 | Pass | null
378113133 | TNB | DISTRIBUTION | WP PUTRAJAYA & CYBERJAYA | Existing | RYB | 11 kV |  |  |  |  | 7X_500_1C_CU_PVC/PVC |  |  |  | 1.208 m |  |  |  | 7 | 0 | Pass | null
378114037 | TNB | DISTRIBUTION | WP PUTRAJAYA & CYBERJAYA | Existing | RYB | 11 kV |  |  |  |  | 240_TRIPLEX_AL_XLPE | PPU PTJ5: VCB 11 | D-PTJ-C14-0878: P07161 |  | 1199.865 m |  |  | FDR11 | 3 | 5 | Pass | null
378116869 | TNB | DISTRIBUTION | WP PUTRAJAYA & CYBERJAYA | Existing | RYB | 11 kV |  |  |  |  | 240_TRIPLEX_AL_XLPE | PMU CBJN 132/11KV: VCB 9 | SS 21.47 LIM KOK WING F1: CBJ21471 |  | 4111.094 m |  |  | PMU CBJN: VCB 9 | 3 | 0 | Pass | null
378116875 | TNB | DISTRIBUTION | WP PUTRAJAYA & CYBERJAYA | Existing | RYB | 11 kV |  |  |  |  | 240_TRIPLEX_AL_XLPE | PMU CBJN 132/11KV: VCB 10 | SS 21.47 LIM KOK WING F2: CBJ21474 |  | 4109.654 m |  |  | PMU CBJN: VCB 10 | 3 | 0 | Pass | null
378117176 | TNB | DISTRIBUTION | WP PUTRAJAYA & CYBERJAYA | Existing | RYB | 11 kV |  |  |  |  | 240_TRIPLEX_AL_XLPE | SS 21.47 LIM KOK WING F2: CBJ21475 | SS 23.08 THE PLACE NO 1: C23081 |  | 752.827 m |  |  |  | 3 | 1 | Pass | null
378117278 | TNB | DISTRIBUTION | WP PUTRAJAYA & CYBERJAYA | Existing | RYB | 11 kV |  |  |  |  | 240_TRIPLEX_AL_XLPE | PE 23.09 THE PLACE NO 2: CBJ23092 | PE 21.98 PADAT PETRONAS CYBER 3: CBJ21981 |  | 49.039 m |  |  |  | 3 | 0 | Pass | null
378118481 | TNB | DISTRIBUTION | WP PUTRAJAYA & CYBERJAYA | Existing | RYB | 11 kV |  |  |  |  | 240_TRIPLEX_AL_XLPE |  |  |  | 19.362 m |  |  |  | 3 | 0 | Pass | null
378121059 | TNB | DISTRIBUTION | WP PUTRAJAYA & CYBERJAYA | Existing | RYB | 11 kV | YES |  |  |  | 240_TRIPLEX_AL_XLPE | SS 23.02 STP A F1: CBJ23023 | D-CBJ-C17-0519: C23451 |  | 583.888 m |  |  |  | 3 | 1 | Pass | null
378121063 | TNB | DISTRIBUTION | WP PUTRAJAYA & CYBERJAYA | Existing | RYB | 11 kV |  |  |  |  | 240_TRIPLEX_AL_XLPE | D-CBJ-C16-0520: CBJ23424 | D-CBJ-C16-0520: CBJ23422 |  | 31.939 m |  |  |  | 3 | 0 | Pass | null
378129732 | TNB | DISTRIBUTION | WP PUTRAJAYA & CYBERJAYA | Existing | RYB | 11 kV | NO | Class C |  |  | 240_3C_AL_XLPE | D-PTJ-C16-1076: | SS 2.22 2C2 (F1): P02221 |  | 318.732 m |  |  |  | 3 | 0 | Pass | null
378129739 | TNB | DISTRIBUTION | WP PUTRAJAYA & CYBERJAYA | Existing | RYB | 11 kV | NO | Class C |  |  | 240_3C_AL_XLPE | D-PTJ-C16-1076: | SS 2.22 2C2 (F2): P02224 |  | 315.777 m |  |  |  | 3 | 0 | Pass | null
378129751 | TNB | DISTRIBUTION | WP PUTRAJAYA & CYBERJAYA | Existing | RYB | 11 kV |  |  |  |  | 500_1C_AL_XLPE | SS 2.22 2C2 (F2): P02225 | SS 2.09 MOF 2G1 (F2): P02094 |  | 543.874 m |  |  |  | 3 | 0 | Pass | null
378129755 | TNB | DISTRIBUTION | WP PUTRAJAYA & CYBERJAYA | Existing | RYB | 11 kV |  |  |  |  | 500_1C_AL_XLPE | SS 2.22 2C2 (F1): P02222 | SS 2.09 MOF 2G1 (F1): P02091 |  | 541.680 m |  |  |  | 3 | 0 | Pass | null
378129949 | TNB | DISTRIBUTION | WP PUTRAJAYA & CYBERJAYA | Existing | RYB | 11 kV |  |  |  |  | 240_TRIPLEX_AL_XLPE |  |  |  | 10.287 m |  |  |  | 3 | 0 | Pass | null
378130076 | TNB | DISTRIBUTION | WP PUTRAJAYA & CYBERJAYA | Existing | RYB | 11 kV |  |  |  |  | 240_TRIPLEX_AL_XLPE |  |  |  | 7.625 m |  |  |  | 3 | 0 | Pass | null
378131127 | TNB | DISTRIBUTION | WP PUTRAJAYA & CYBERJAYA | Existing | RYB | 11 kV |  |  |  |  | 240_TRIPLEX_AL_XLPE |  |  |  | 5.344 m |  |  |  | 3 | 0 | Pass | null
378131131 | TNB | DISTRIBUTION | WP PUTRAJAYA & CYBERJAYA | Existing | RYB | 11 kV |  |  |  |  | 240_TRIPLEX_AL_XLPE |  |  |  | 16.093 m |  |  |  | 3 | 0 | Pass | null
378131564 | TNB | DISTRIBUTION | WP PUTRAJAYA & CYBERJAYA | Existing | RYB | 11 kV |  |  |  |  | 240_TRIPLEX_AL_XLPE | PE 2.06 PS 15 (F1): PTJ02062 | PE 2.25 C/S FORMULA E 1: PTJ02252 [OFF] |  | 596.946 m |  |  |  | 3 | 0 | Pass | null
378131568 | TNB | DISTRIBUTION | WP PUTRAJAYA & CYBERJAYA | Existing | RYB | 11 kV |  |  |  |  | 240_TRIPLEX_AL_XLPE | PE 2.29 TEMP SKYRIDE: PTJ02293 | PE 2.27 C/S FORMULA E 3: PTJ02272 [OFF] |  | 635.757 m |  |  |  | 3 | 0 | Pass | null
378156047 | TNB | DISTRIBUTION | WP PUTRAJAYA & CYBERJAYA | Existing | RYB | 11 kV |  |  |  |  | 240_TRIPLEX_AL_XLPE | PE 22.71 CBD PERDANA 2B F1: CBJ22711 | PE 22.82 CBD PERDANA 2C F1: CBJ22822 |  | 168.779 m |  |  |  | 3 | 0 | Pass | null
378156052 | TNB | DISTRIBUTION | WP PUTRAJAYA & CYBERJAYA | Existing | RYB | 11 kV |  |  |  |  | 240_TRIPLEX_AL_XLPE | PE 22.82 CBD PERDANA 2C F2: CBJ22824 | PE 22.83 CBD PERDANA 2D F2: CBJ22835 |  | 118.733 m |  |  |  | 3 | 0 | Pass | null
378156059 | TNB | DISTRIBUTION | WP PUTRAJAYA & CYBERJAYA | Existing | RYB | 11 kV |  |  |  |  | 240_TRIPLEX_AL_XLPE | PE 22.82 CBD PERDANA 2C F1: CBJ22821 | PE 22.83 CBD PERDANA 2D F1: CBJ22832 |  | 135.022 m |  |  |  | 3 | 0 | Pass | null
378156667 | TNB | DISTRIBUTION | WP PUTRAJAYA & CYBERJAYA | Existing | RYB | 11 kV |  |  |  |  | 240_TRIPLEX_AL_XLPE | SS 21.99 QUILL COMMERCIAL F1: C21991 | PE 21.65 EMERIO F1: CBJ21653 [OFF] |  | 99.501 m |  |  |  | 3 | 0 | Pass | null
378156671 | TNB | DISTRIBUTION | WP PUTRAJAYA & CYBERJAYA | Existing | RYB | 11 kV |  |  |  |  | 240_TRIPLEX_AL_XLPE | PE 21.65 EMERIO F2: CBJ21656 | SS 21.99 QUILL COMMERCIAL F2: C21994 |  | 100.753 m |  |  |  | 3 | 0 | Pass | null
378156694 | TNB | DISTRIBUTION | WP PUTRAJAYA & CYBERJAYA | Existing | RYB | 11 kV |  |  |  |  | 240_TRIPLEX_AL_XLPE | PPU CYB9: | PE 22.67 KWDI 1 F2: CBJ22674 |  | 719.198 m |  |  |  | 3 | 0 | Pass | null
378156700 | TNB | DISTRIBUTION | WP PUTRAJAYA & CYBERJAYA | Existing | RYB | 11 kV |  |  |  |  | 240_TRIPLEX_AL_XLPE | PPU CYB9: | PE 22.67 KWDI 1 F1: CBJ22671 |  | 732.797 m |  |  |  | 3 | 0 | Pass | null
378156704 | TNB | DISTRIBUTION | WP PUTRAJAYA & CYBERJAYA | Existing | RYB | 11 kV |  |  |  |  | 240_TRIPLEX_AL_XLPE |  |  |  | 31.413 m |  |  |  | 3 | 0 | Pass | null
378156769 | TNB | DISTRIBUTION | WP PUTRAJAYA & CYBERJAYA | Existing | RYB | 11 kV |  |  |  |  | 240_TRIPLEX_AL_XLPE | PPU CYB9: VCB 6 [OFF] | SS 22.60 SATYAM F2: C22605 |  | 1433.762 m |  |  |  | 3 | 0 | Pass | null
378156789 | TNB | DISTRIBUTION | WP PUTRAJAYA & CYBERJAYA | Existing | RYB | 11 kV |  |  |  |  | 240_TRIPLEX_AL_XLPE | SS 22.60 SATYAM F1: C22602 | PPU CYB9: VCB 3 [OFF] |  | 1428.101 m |  |  |  | 3 | 0 | Pass | null
378186216 | TNB | DISTRIBUTION | WP PUTRAJAYA & CYBERJAYA | Existing | RYB | 11 kV |  |  |  |  | 500_1C_AL_XLPE | PPU CYB6: VCB 4 | SS 25.11 D'PULZE F2: C25114 |  | 1440.172 m |  |  |  | 3 | 0 | Pass | null
378186220 | TNB | DISTRIBUTION | WP PUTRAJAYA & CYBERJAYA | Existing | RYB | 11 kV |  |  |  |  | 500_1C_AL_XLPE | PPU CYB6: VCB 3 | SS 25.11 D'PULZE F1: C25111 |  | 1430.876 m |  |  |  | 3 | 0 | Pass | null
378186225 | TNB | DISTRIBUTION | WP PUTRAJAYA & CYBERJAYA | Existing | RYB | 11 kV |  |  |  |  | 500_1C_AL_XLPE | SS 25.11 D'PULZE F2: C25115 | SS 25.09 CDB 3B F2: CBJ 25095 |  | 483.569 m |  |  |  | 3 | 0 | Pass | null
378186229 | TNB | DISTRIBUTION | WP PUTRAJAYA & CYBERJAYA | Existing | RYB | 11 kV |  |  |  |  | 500_1C_AL_XLPE | SS 25.11 D'PULZE F1: C25112 | SS 25.09 CDB 3B F1: C25092 |  | 468.522 m |  |  |  | 3 | 0 | Pass | null
378186233 | TNB | DISTRIBUTION | WP PUTRAJAYA & CYBERJAYA | Existing | RYB | 11 kV |  |  |  |  | 500_1C_AL_XLPE | SS 25.09 CDB 3B F2: C25094 | SS 25.10 CBD3 C2 F2: CBJ25105 |  | 216.723 m |  |  |  | 3 | 0 | Pass | null
378186237 | TNB | DISTRIBUTION | WP PUTRAJAYA & CYBERJAYA | Existing | RYB | 11 kV |  |  |  |  | 500_1C_AL_XLPE | SS 25.09 CDB 3B F1: CBJ 25091 | SS 25.10 CBD3 C2 F1: CBJ25102 |  | 201.091 m |  |  |  | 3 | 0 | Pass | null
378186241 | TNB | DISTRIBUTION | WP PUTRAJAYA & CYBERJAYA | Existing | RYB | 11 kV |  |  |  |  | 500_1C_AL_XLPE | SS 24.23 STAR CENTRAL F1: C24232 | SS 25.10 CBD3 C2 F1: CBJ25101 [OFF] |  | 2058.712 m |  |  |  | 3 | 0 | Pass | null
378186333 | TNB | DISTRIBUTION | WP PUTRAJAYA & CYBERJAYA | Existing | RYB | 11 kV |  |  |  |  | 240_TRIPLEX_AL_XLPE | SS 22.04 DCS F2: CBJ220410 | SS 22.04 DCS F2: CBJ22046 [OFF] |  | 10.373 m |  |  | CB16R | 3 | 0 | Pass | null
378186337 | TNB | DISTRIBUTION | WP PUTRAJAYA & CYBERJAYA | Existing | RYB | 11 kV |  |  |  |  | 240_TRIPLEX_AL_XLPE |  |  |  | 32.840 m |  |  |  | 3 | 0 | Pass | null
378186341 | TNB | DISTRIBUTION | WP PUTRAJAYA & CYBERJAYA | Existing | RYB | 11 kV |  |  |  |  | 240_TRIPLEX_AL_XLPE | PPU CYB6: VCB 7 | SS 21.27 LOT 12067 MAYBANK F1: CBJ21271 |  | 2241.568 m |  |  |  | 3 | 0 | Pass | null
378186401 | TNB | DISTRIBUTION | WP PUTRAJAYA & CYBERJAYA | Existing | RYB | 11 kV |  |  |  |  | 240_TRIPLEX_AL_XLPE | SS 21.27 LOT 12067 MAYBANK F2: CBJ21274 | PPU CYB6: VCB 8 [OFF] |  | 2250.868 m |  |  |  | 3 | 0 | Pass | null
378186416 | TNB | DISTRIBUTION | WP PUTRAJAYA & CYBERJAYA | Existing | RYB | 11 kV |  |  |  |  | 240_TRIPLEX_AL_XLPE | SS 21.27 LOT 12067 MAYBANK F1: CBJ21272 | SS 21.63 BANGUNAN MUSTAFA KAMAL F1: CBJ21632 |  | 954.632 m |  |  |  | 3 | 0 | Pass | null
378186474 | TNB | DISTRIBUTION | WP PUTRAJAYA & CYBERJAYA | Existing | RYB | 11 kV |  |  |  |  | 240_TRIPLEX_AL_XLPE | SS 21.63 BANGUNAN MUSTAFA KAMAL F2: CBJ21635 | SS 21.27 LOT 12067 MAYBANK F2: CBJ21275 |  | 973.855 m |  |  |  | 3 | 0 | Pass | null
378186535 | TNB | DISTRIBUTION | WP PUTRAJAYA & CYBERJAYA | Existing | RYB | 11 kV |  |  |  |  | 240_TRIPLEX_AL_XLPE |  |  |  | 9.215 m |  |  |  | 3 | 0 | Pass | null
378186539 | TNB | DISTRIBUTION | WP PUTRAJAYA & CYBERJAYA | Existing | RYB | 11 kV |  |  |  |  | 240_TRIPLEX_AL_XLPE |  |  |  | 26.701 m |  |  |  | 3 | 0 | Pass | null
378186545 | TNB | DISTRIBUTION | WP PUTRAJAYA & CYBERJAYA | Existing | RYB | 11 kV |  |  |  |  | 240_TRIPLEX_AL_XLPE |  |  |  | 10.224 m |  |  |  | 3 | 0 | Pass | null
378186636 | TNB | DISTRIBUTION | WP PUTRAJAYA & CYBERJAYA | Existing | RYB | 11 kV | NO | Class C |  |  | 240_TRIPLEX_AL_XLPE |  |  |  | 9.096 m |  |  |  | 3 | 0 | Pass | null
378186642 | TNB | DISTRIBUTION | WP PUTRAJAYA & CYBERJAYA | Existing | RYB | 11 kV | NO | Class C |  |  | 240_TRIPLEX_AL_XLPE |  |  |  | 7.173 m |  |  |  | 3 | 0 | Pass | null
378186902 | TNB | DISTRIBUTION | WP PUTRAJAYA & CYBERJAYA | Existing | RYB | 11 kV |  |  |  |  | 240_TRIPLEX_AL_XLPE |  |  |  | 25.770 m |  |  |  | 3 | 0 | Pass | null
378187369 | TNB | DISTRIBUTION | WP PUTRAJAYA & CYBERJAYA | Existing | RYB | 11 kV |  |  |  |  | 240_TRIPLEX_AL_XLPE | PE 22.98 SHAFBURY APT A: CBJ22982 | PE 21.08 CENTURY SQUARE 2300 F2: CBJ21084 |  | 629.301 m |  |  |  | 3 | 0 | Pass | null
378187695 | TNB | DISTRIBUTION | WP PUTRAJAYA & CYBERJAYA | Existing | RYB | 11 kV |  |  |  |  | 240_TRIPLEX_AL_XLPE | PE 22.90 SHAFBURY APT BLOK B: CBJ22901 | SS 22.85 SHAFTBURY CHILLER PLANT F1: CBJ22852 |  | 375.665 m |  |  |  | 3 | 0 | Pass | null
378187848 | TNB | DISTRIBUTION | WP PUTRAJAYA & CYBERJAYA | Existing | RYB | 11 kV |  |  |  |  | 240_TRIPLEX_AL_XLPE | SS 22.85 SHAFTBURY CHILLER PLANT F2: CBJ22855 | PE 22.98 SHAFBURY APT A: CBJ22981 |  | 499.782 m |  |  |  | 3 | 0 | Pass | null
378187857 | TNB | DISTRIBUTION | WP PUTRAJAYA & CYBERJAYA | Existing | RYB | 11 kV |  |  |  |  | 240_TRIPLEX_AL_XLPE | SS 24.18 SHAFTBURY BLOK E F2: C24185 | SS 22.85 SHAFTBURY CHILLER PLANT F2: CBJ22854 |  | 88.421 m |  |  |  | 3 | 0 | Pass | null
378187864 | TNB | DISTRIBUTION | WP PUTRAJAYA & CYBERJAYA | Existing | RYB | 11 kV |  |  |  |  | 240_TRIPLEX_AL_XLPE | SS 24.18 SHAFTBURY BLOK E F1: C24182 | SS 22.85 SHAFTBURY CHILLER PLANT F1: CBJ22851 |  | 82.794 m |  |  |  | 3 | 0 | Pass | null
378187967 | TNB | DISTRIBUTION | WP PUTRAJAYA & CYBERJAYA | Existing | RYB | 11 kV |  |  |  |  | 240_TRIPLEX_AL_XLPE | SS 22.84 SHAFBURY KEDAI PEJABAT F1: CBJ22842 | SS 24.18 SHAFTBURY BLOK E F1: C24181 |  | 289.126 m |  |  |  | 3 | 0 | Pass | null
378187973 | TNB | DISTRIBUTION | WP PUTRAJAYA & CYBERJAYA | Existing | RYB | 11 kV |  |  |  |  | 240_TRIPLEX_AL_XLPE | SS 22.84 SHAFBURY KEDAI PEJABAT F2: CBJ22845 | SS 24.18 SHAFTBURY BLOK E F2: C24184 |  | 286.883 m |  |  |  | 3 | 0 | Pass | null
378188418 | TNB | DISTRIBUTION | WP PUTRAJAYA & CYBERJAYA | Existing | RYB | 11 kV |  |  |  |  | 240_TRIPLEX_AL_XLPE | PPU CYB6: VCB 11 | PE 24.31 CRISTAL TERES: CBJ24312 |  | 916.034 m |  |  |  | 3 | 0 | Pass | null
378188422 | TNB | DISTRIBUTION | WP PUTRAJAYA & CYBERJAYA | Existing | RYB | 11 kV |  |  |  |  | 240_TRIPLEX_AL_XLPE | PPU CYB6: VCB 10 | PE 24.29 CRYSTAL BLOK A: CBJ24292 |  | 994.820 m |  |  |  | 3 | 0 | Pass | null
378188426 | TNB | DISTRIBUTION | WP PUTRAJAYA & CYBERJAYA | Existing | RYB | 11 kV |  |  |  |  | 240_TRIPLEX_AL_XLPE | PE 24.31 CRISTAL TERES: CBJ24311 | PE 24.30 CRYSTAL BLOK B: CBJ24303 |  | 242.893 m |  |  |  | 3 | 0 | Pass | null
378188432 | TNB | DISTRIBUTION | WP PUTRAJAYA & CYBERJAYA | Existing | RYB | 11 kV |  |  |  |  | 240_TRIPLEX_AL_XLPE | PE 24.30 CRYSTAL BLOK B: CBJ24301 | PE 22.34 STREET MALL 2 F1: CBJ22342 |  | 1685.634 m |  |  |  | 3 | 0 | Pass | null
378188440 | TNB | DISTRIBUTION | WP PUTRAJAYA & CYBERJAYA | Existing | RYB | 11 kV |  |  |  |  | 240_TRIPLEX_AL_XLPE | PE 24.29 CRYSTAL BLOK A: CBJ24293 | PE 22.34 STREET MALL 2 F2: CBJ22345 |  | 1678.045 m |  |  |  | 3 | 0 | Pass | null
378188888 | TNB | DISTRIBUTION | WP PUTRAJAYA & CYBERJAYA | Existing | RYB | 11 kV |  |  |  |  | 7X_500_1C_CU_PVC/PVC |  |  |  | 0.722 m |  |  |  | 7 | 0 | Pass | null
378189022 | TNB | DISTRIBUTION | WP PUTRAJAYA & CYBERJAYA | Existing | RYB | 11 kV |  |  |  |  | 240_TRIPLEX_AL_XLPE | PE 22.72 CYBERNEO 3 F1: C22721 | PE 22.86 NEO CYBER BLOK D: CBJ22862 |  | 251.078 m |  |  |  | 3 | 0 | Pass | null
378189290 | TNB | DISTRIBUTION | WP PUTRAJAYA & CYBERJAYA | Existing | RYB | 11 kV |  |  |  |  | 240_TRIPLEX_AL_XLPE | PE 22.61 8 BLOK KEDAI PEJ 2A F1: CBJ22611 | PE 22.52 58 UNITS SHOP LOT F1: CBJ22522 |  | 1158.947 m |  |  |  | 3 | 0 | Pass | null
378189604 | TNB | DISTRIBUTION | WP PUTRAJAYA & CYBERJAYA | Existing | RYB | 11 kV |  |  |  |  | 7X_500_1C_CU_PVC/PVC |  |  |  | 1.323 m |  |  |  | 7 | 0 | Pass | null
378189700 | TNB | DISTRIBUTION | WP PUTRAJAYA & CYBERJAYA | Existing | RYB | 11 kV |  |  |  |  | 7X_500_1C_CU_PVC/PVC |  |  |  | 1.809 m |  |  |  | 7 | 0 | Pass | null
378189704 | TNB | DISTRIBUTION | WP PUTRAJAYA & CYBERJAYA | Existing | RYB | 11 kV |  |  |  |  | 7X_500_1C_CU_PVC/PVC |  |  |  | 1.805 m |  |  |  | 7 | 0 | Pass | null
378202648 | TNB | DISTRIBUTION | WP PUTRAJAYA & CYBERJAYA | Existing | RYB | 11 kV |  |  |  |  | 240_TRIPLEX_AL_XLPE | PMU PTJC: VCB 2 | SS 2.02 IDHL (F2): PTJ02025 |  | 635.336 m |  |  |  | 3 | 0 | Pass | null
378202652 | TNB | DISTRIBUTION | WP PUTRAJAYA & CYBERJAYA | Existing | RYB | 11 kV |  |  |  |  | 240_TRIPLEX_AL_XLPE | PMU PTJC: VCB 1 | SS 2.02 IDHL (F1): PTJ02021 |  | 637.536 m |  |  |  | 3 | 0 | Pass | null
378202667 | TNB | DISTRIBUTION | WP PUTRAJAYA & CYBERJAYA | Existing | RYB | 11 kV |  |  |  |  | 240_TRIPLEX_AL_XLPE | PMU PTJC: VCB 3 | PE 18.14 BLOK D&E (F1): PTJ18141 |  | 2146.311 m |  |  |  | 3 | 0 | Pass | null
378202764 | TNB | DISTRIBUTION | WP PUTRAJAYA & CYBERJAYA | Existing | RYB | 11 kV |  |  |  |  | 240_TRIPLEX_AL_XLPE | PMU PTJC: VCB 4 | PE 18.14 BLOK D&E (F2): PTJ18144 |  | 2154.158 m |  |  |  | 3 | 0 | Pass | null
378203323 | TNB | DISTRIBUTION | WP PUTRAJAYA & CYBERJAYA | Existing | RYB | 11 kV |  |  |  |  | 240_TRIPLEX_AL_XLPE | PE 18.13 BLOK F (F2): PTJ18136 | PE 18.12 BLOK A (F2): P18124 |  | 215.612 m |  |  |  | 3 | 1 | Pass | null
378204199 | TNB | DISTRIBUTION | WP PUTRAJAYA & CYBERJAYA | Existing | RYB | 11 kV |  |  |  |  | 240_TRIPLEX_AL_XLPE | PE 18.11 BLOK B&C (F2): PTJ18116 | PE 18.28 SEK KEB (2) (F1): PTJ18281 |  | 688.744 m |  |  |  | 3 | 0 | Pass | null
378204205 | TNB | DISTRIBUTION | WP PUTRAJAYA & CYBERJAYA | Existing | RYB | 11 kV |  |  |  |  | 240_TRIPLEX_AL_XLPE | PE 18.28 SEK KEB (2) (F1): PTJ18283 | PE 18.28 SEK KEB (2) (F2): PTJ18284 |  | 12.529 m |  |  |  | 3 | 0 | Pass | null
378204211 | TNB | DISTRIBUTION | WP PUTRAJAYA & CYBERJAYA | Existing | RYB | 11 kV |  |  |  |  | 240_TRIPLEX_AL_XLPE | PE 18.28 SEK KEB (2) (F2): PTJ18286 | PE 18.05 PERUMAHAN 18R5 Fasa 2(F2): PTJ18054 |  | 703.768 m |  |  |  | 3 | 0 | Pass | null
378204426 | TNB | DISTRIBUTION | WP PUTRAJAYA & CYBERJAYA | Existing | RYB | 11 kV |  |  |  |  | 240_TRIPLEX_AL_XLPE | PE 18.05 PERUMAHAN 18R5 Fasa 2(F1): PTJ18053 | PE 18.06 18R5 (F1): PTJ18061 |  | 461.801 m |  |  |  | 3 | 0 | Pass | null
378204431 | TNB | DISTRIBUTION | WP PUTRAJAYA & CYBERJAYA | Existing | RYB | 11 kV |  |  |  |  | 240_TRIPLEX_AL_XLPE | PE 18.05 PERUMAHAN 18R5 Fasa 2(F2): PTJ18056 | PE 18.06 18R5 (F2): PTJ18064 |  | 465.558 m |  |  |  | 3 | 0 | Pass | null
378205336 | TNB | DISTRIBUTION | WP PUTRAJAYA & CYBERJAYA | Existing | RYB | 11 kV |  |  |  |  | 240_TRIPLEX_AL_XLPE | PE 18.27 KLINIK KESIHATAN (F2): PTJ18275 | PE 18.08 18R1 (F2): PTJ18084 |  | 617.010 m |  |  |  | 3 | 0 | Pass | null
378205875 | TNB | DISTRIBUTION | WP PUTRAJAYA & CYBERJAYA | Existing | RYB | 11 kV |  |  |  |  | 240_TRIPLEX_AL_XLPE |  |  |  | 7.120 m |  |  |  | 3 | 0 | Pass | null
378205879 | TNB | DISTRIBUTION | WP PUTRAJAYA & CYBERJAYA | Existing | RYB | 11 kV |  |  |  |  | 500_1C_AL_XLPE | SS 4.21 4G5 (F1): P04212 | PMU PTJC: VCB 6 [OFF] |  | 2157.450 m |  |  |  | 3 | 0 | Pass | null
378205883 | TNB | DISTRIBUTION | WP PUTRAJAYA & CYBERJAYA | Existing | RYB | 11 kV |  |  |  |  | 500_1C_AL_XLPE | PMU PTJC: VCB 5 | SS 4.21 4G5 (F2): P04215 |  | 2167.896 m |  |  |  | 3 | 0 | Pass | null
378206052 | TNB | DISTRIBUTION | WP PUTRAJAYA & CYBERJAYA | Existing | RYB | 11 kV |  |  |  |  | 500_1C_AL_XLPE | SS 4.21 4G5 (F2): P04214 | SS 4.17 4G11 (F2): P04175 |  | 1675.616 m |  |  |  | 3 | 0 | Pass | null
378206056 | TNB | DISTRIBUTION | WP PUTRAJAYA & CYBERJAYA | Existing | RYB | 11 kV |  |  |  |  | 500_1C_AL_XLPE | SS 4.17 4G11 (F1): P04172 | SS 4.21 4G5 (F1): P04211 |  | 1651.538 m |  |  |  | 3 | 0 | Pass | null
378206060 | TNB | DISTRIBUTION | WP PUTRAJAYA & CYBERJAYA | Existing | RYB | 11 kV |  |  |  |  | 500_1C_AL_XLPE | SS 4.16 4G10 (F1): P04162 | SS 4.17 4G11 (F1): P04171 |  | 287.061 m |  |  |  | 3 | 0 | Pass | null
378206064 | TNB | DISTRIBUTION | WP PUTRAJAYA & CYBERJAYA | Existing | RYB | 11 kV |  |  |  |  | 500_1C_AL_XLPE | SS 4.17 4G11 (F2): P04174 | SS 4.16 4G10 (F2): P04165 |  | 297.580 m |  |  |  | 3 | 0 | Pass | null
378206379 | TNB | DISTRIBUTION | WP PUTRAJAYA & CYBERJAYA | Existing | RYB | 11 kV |  |  |  |  | 500_1C_AL_XLPE | SS 4.15 4G9 (F2): P04154 | SS 4.14 4G8 (F2): P04145 |  | 98.212 m |  |  | CB18 | 3 | 0 | Pass | null
378206383 | TNB | DISTRIBUTION | WP PUTRAJAYA & CYBERJAYA | Existing | RYB | 11 kV |  |  |  |  | 500_1C_AL_XLPE | SS 4.14 4G8 (F1): P04142 | SS 4.15 4G9 (F1): P04151 |  | 110.132 m |  |  | CB18 | 3 | 0 | Pass | null
378206387 | TNB | DISTRIBUTION | WP PUTRAJAYA & CYBERJAYA | Existing | RYB | 11 kV |  |  |  |  | 500_1C_AL_XLPE | SS 4.16 4G10 (F2): P04164 | SS 4.15 4G9 (F2): P04155 |  | 288.583 m |  |  | CB18 | 3 | 0 | Pass | null
378206391 | TNB | DISTRIBUTION | WP PUTRAJAYA & CYBERJAYA | Existing | RYB | 11 kV |  |  |  |  | 500_1C_AL_XLPE | SS 4.15 4G9 (F1): P04152 | SS 4.16 4G10 (F1): P04161 |  | 300.302 m |  |  | CB18 | 3 | 0 | Pass | null
378213457 | TNB | DISTRIBUTION | WP PUTRAJAYA & CYBERJAYA | Existing | RYB | 11 kV |  |  |  |  | 240_TRIPLEX_AL_XLPE | PE 9.42 P'PURI BLOK E1 (EFI) (F1): PTJ09421 | PE 9.48 P'PURI BLOK C&D (EFI) (F1): PTJ09483 |  | 440.251 m |  |  |  | 3 | 0 | Pass | null
378214290 | TNB | DISTRIBUTION | WP PUTRAJAYA & CYBERJAYA | Existing | RYB | 11 kV |  |  |  |  | 240_TRIPLEX_AL_XLPE | PPU PTJ5: | PE 2.04 W.F PROMENADE (F2): PTJ02046 |  | 1235.501 m |  |  |  | 3 | 0 | Pass | null
378214484 | TNB | DISTRIBUTION | WP PUTRAJAYA & CYBERJAYA | Existing | RYB | 11 kV |  |  |  |  | 240_TRIPLEX_AL_XLPE | PE 2.26 C/S FORMULA E 2: PTJ02262 | PE 2.25 C/S FORMULA E 1: PTJ02251 |  | 20.822 m |  |  |  | 3 | 0 | Pass | null
378214493 | TNB | DISTRIBUTION | WP PUTRAJAYA & CYBERJAYA | Existing | RYB | 11 kV |  |  |  |  | 240_TRIPLEX_AL_XLPE | PE 2.24 TEMP 2C5: PTJ02242 | PE 2.28 C/S FORMULA E 4: PTJ02281 |  | 230.228 m |  |  |  | 3 | 0 | Pass | null
378214591 | TNB | DISTRIBUTION | WP PUTRAJAYA & CYBERJAYA | Existing | RYB | 11 kV |  |  |  |  | 240_TRIPLEX_AL_XLPE | PE 2.04 W.F PROMENADE (F2): PTJ02045 | PE 2.24 TEMP 2C5: PTJ02241 |  | 411.340 m |  |  |  | 3 | 0 | Pass | null
378214727 | TNB | DISTRIBUTION | WP PUTRAJAYA & CYBERJAYA | Existing | RYB | 11 kV |  |  |  |  | 240_TRIPLEX_AL_XLPE | PE 2.28 C/S FORMULA E 4: PTJ02282 | PE 2.27 C/S FORMULA E 3: PTJ02271 |  | 21.040 m |  |  |  | 3 | 0 | Pass | null
378214737 | TNB | DISTRIBUTION | WP PUTRAJAYA & CYBERJAYA | Existing | RYB | 11 kV |  |  |  |  | 240_TRIPLEX_AL_XLPE | PE 2.05 PADAT CUT: PTJ02051 | PE 2.26 C/S FORMULA E 2: PTJ02261 |  | 44.905 m |  |  |  | 3 | 0 | Pass | null
378219864 | TNB | DISTRIBUTION | WP PUTRAJAYA & CYBERJAYA | Existing | RYB | 11 kV |  |  |  |  | 240_TRIPLEX_AL_XLPE | PE 15.25 PJBT KEDUTAAN IRAQ (F1): PTJ15251 | SS 15.21 OFFICE CHANCERIES (EFI) (F1): PTJ15212 |  | 2224.266 m |  |  |  | 3 | 0 | Pass | null
378219868 | TNB | DISTRIBUTION | WP PUTRAJAYA & CYBERJAYA | Existing | RYB | 11 kV |  |  |  |  | 240_TRIPLEX_AL_XLPE | PE 15.23 PROMENADE: PTJ15233 | SS 15.21 OFFICE CHANCERIES (EFI) (F2): PTJ15216 |  | 1780.899 m |  |  |  | 3 | 0 | Pass | null
378219948 | TNB | DISTRIBUTION | WP PUTRAJAYA & CYBERJAYA | Existing | RYB | 11 kV |  | Class C |  |  | 7X_500_1C_CU_PVC/PVC |  |  |  | 1.144 m |  |  |  | 7 | 0 | Pass | null
378220474 | TNB | DISTRIBUTION | WP PUTRAJAYA & CYBERJAYA | Existing | RYB | 11 kV |  |  |  |  | 240_TRIPLEX_AL_XLPE | PE 15.33 PDT KEDIAMAN KEDUTAAN IRAQ (F1): PTJ15331 | PE 15.06 BLOK D2 (2) (F1): PTJ15063 |  | 311.209 m |  |  |  | 3 | 0 | Pass | null
378220481 | TNB | DISTRIBUTION | WP PUTRAJAYA & CYBERJAYA | Existing | RYB | 11 kV |  |  |  |  | 240_TRIPLEX_AL_XLPE | PE 15.33 PDT KEDIAMAN KEDUTAAN IRAQ (F2): PTJ15334 | PE 15.06 BLOK D2 (2) (F2): PTJ15066 |  | 319.358 m |  |  |  | 3 | 0 | Pass | null
378224396 | TNB | DISTRIBUTION | WP PUTRAJAYA & CYBERJAYA | Existing | RYB | 11 kV |  |  |  |  | 240_TRIPLEX_AL_XLPE | PE 22.52 58 UNITS SHOP LOT F2: CBJ22525 | PE 24.25 CRYSTAL VILLE 2: CBJ24252 |  | 488.116 m |  |  |  | 3 | 0 | Pass | null
378224405 | TNB | DISTRIBUTION | WP PUTRAJAYA & CYBERJAYA | Existing | RYB | 11 kV |  |  |  |  | 240_TRIPLEX_AL_XLPE | PE 24.25 CRYSTAL VILLE 2: CBJ24251 | PE 22.11 THE STREET MALL F2: CBJ22113 [OFF] |  | 496.385 m |  |  |  | 3 | 0 | Pass | null
378224424 | TNB | DISTRIBUTION | WP PUTRAJAYA & CYBERJAYA | Existing | RYB | 11 kV |  |  |  |  | 240_TRIPLEX_AL_XLPE | PE 24.24 CRYSTAL VILLE 1: CBJ24243 | PE 22.11 THE STREET MALL F1: CBJ22112 [OFF] |  | 355.088 m |  |  |  | 3 | 0 | Pass | null
378224448 | TNB | DISTRIBUTION | WP PUTRAJAYA & CYBERJAYA | Existing | RYB | 11 kV |  |  |  |  | 240_TRIPLEX_AL_XLPE | PE 22.52 58 UNITS SHOP LOT F1: CBJ22521 | PE 22.80 APT NEO CYBER BLOK A: CBJ22802 |  | 267.532 m |  |  |  | 3 | 0 | Pass | null
378224452 | TNB | DISTRIBUTION | WP PUTRAJAYA & CYBERJAYA | Existing | RYB | 11 kV |  |  |  |  | 240_TRIPLEX_AL_XLPE | PE 22.80 APT NEO CYBER BLOK A: CBJ22801 | PE 24.24 CRYSTAL VILLE 1: CBJ24242 |  | 456.650 m |  |  |  | 3 | 0 | Pass | null
378224848 | TNB | DISTRIBUTION | WP PUTRAJAYA & CYBERJAYA | Existing | RYB | 11 kV |  |  |  |  | 240_3C_AL_XLPE | PPU CYB6: VCB 13 | PE TAMAN SAINS SELANGOR NO 2: J39965 |  | 2238.640 m |  |  |  | 3 | 0 | Pass | null
378224852 | TNB | DISTRIBUTION | WP PUTRAJAYA & CYBERJAYA | Existing | RYB | 11 kV |  |  |  |  | 240_TRIPLEX_AL_XLPE | PE TAMAN SAINS SELANGOR NO 2: J39962 | SS 23.15 MUTIARA VILLE 3 F1: [OFF] |  | 1075.799 m |  |  |  | 3 | 0 | Pass | null
378224859 | TNB | DISTRIBUTION | WP PUTRAJAYA & CYBERJAYA | Existing | RYB | 11 kV |  | Class D |  |  | 240_3C_AL_XLPE | PE 23.29 PERUMAHAN CERIA RESIDENT: CBJ23291 | PE 24.44 CERIA CONDO A: C24441 |  | 489.067 m |  |  |  | 3 | 0 | Pass | null
378224865 | TNB | DISTRIBUTION | WP PUTRAJAYA & CYBERJAYA | Existing | RYB | 11 kV |  |  |  |  | 240_3C_AL_XLPE | PE 23.20 AUTOVILLE 2: CBJ23201 | PE 23.19 AUTOVILLE NO1: CBJ23192 |  | 312.462 m |  |  |  | 3 | 0 | Pass | null
378224869 | TNB | DISTRIBUTION | WP PUTRAJAYA & CYBERJAYA | Existing | RYB | 11 kV |  |  |  |  | 240_TRIPLEX_AL_XLPE | D-CBJ-C16-0533: | PE 23.06 TEMP OSK: CBJ23061 |  | 552.207 m |  |  |  | 3 | 0 | Pass | null
378224878 | TNB | DISTRIBUTION | WP PUTRAJAYA & CYBERJAYA | Existing | RYB | 11 kV | YES | Class D |  |  | 240_TRIPLEX_AL_XLPE | PE 23.31 TEMP AXVENTURE: CBJ23313 | PE 25.13 SETIA RIMBA 1: CBJ25131 |  | 1536.993 m |  |  |  | 3 | 0 | Pass | null
378224883 | TNB | DISTRIBUTION | WP PUTRAJAYA & CYBERJAYA | Existing | RYB | 11 kV | YES | Class D |  |  | 240_TRIPLEX_AL_XLPE | PE 25.13 SETIA RIMBA 1: CBJ25132 | D-CBJ-C16-0576: C25331 |  | 538.687 m |  |  |  | 3 | 0 | Pass | null
378224888 | TNB | DISTRIBUTION | WP PUTRAJAYA & CYBERJAYA | Existing | RYB | 11 kV | YES | Class D |  |  | 240_TRIPLEX_AL_XLPE | PE25.14 SETIA RIMBA 2: CBJ25142 | PE25.15 SETIA RIMBA 3: CBJ25151 |  | 176.709 m |  |  |  | 3 | 0 | Pass | null
378224892 | TNB | DISTRIBUTION | WP PUTRAJAYA & CYBERJAYA | Existing | RYB | 11 kV | NO | Class D |  |  | 240_TRIPLEX_AL_XLPE | PE25.15 SETIA RIMBA 3: CBJ25152 | PE25.16 SETIA RIMBA 4: CBJ25161 |  | 257.119 m |  |  |  | 3 | 0 | Pass | null
378224898 | TNB | DISTRIBUTION | WP PUTRAJAYA & CYBERJAYA | Existing | RYB | 11 kV | NO | Class D |  |  | 240_TRIPLEX_AL_XLPE | PE25.16 SETIA RIMBA 4: CBJ25162 | PE 25.23 SALES OFFICE ECOGLADE GALERY: CBJ25231 |  | 270.329 m |  |  | CB15 | 3 | 0 | Pass | null
378224903 | TNB | DISTRIBUTION | WP PUTRAJAYA & CYBERJAYA | Existing | RYB | 11 kV |  |  |  |  | 240_TRIPLEX_AL_XLPE | PE 25.23 SALES OFFICE ECOGLADE GALERY: CBJ25232 | PE 21.61 MPS F2: CBJ21616 |  | 1659.411 m |  |  |  | 3 | 0 | Pass | null
378224994 | TNB | DISTRIBUTION | WP PUTRAJAYA & CYBERJAYA | Existing | RYB | 11 kV |  |  |  |  | 240_TRIPLEX_AL_XLPE | SS 21.92 NTT DATA CENTRE F2: CBJ21925 | SS 25.08 NTT 3 F2: C25084 |  | 74.480 m |  |  |  | 3 | 0 | Pass | null
378224998 | TNB | DISTRIBUTION | WP PUTRAJAYA & CYBERJAYA | Existing | RYB | 11 kV |  |  |  |  | 240_TRIPLEX_AL_XLPE | SS 21.92 NTT DATA CENTRE F1: CBJ21922 | SS 25.08 NTT 3 F1: CBJ25081 |  | 75.655 m |  |  |  | 3 | 0 | Pass | null
378225343 | TNB | DISTRIBUTION | WP PUTRAJAYA & CYBERJAYA | Existing | RYB | 33 kV |  |  |  |  | 630_1C_AL_XLPE | SSU GOOGLE CYBERJAYA (CSF): | PPU CYB6: VCB 1P5 |  | 3338.382 m |  |  | 1P5 | 3 | 3 | Pass | null
378225350 | TNB | DISTRIBUTION | WP PUTRAJAYA & CYBERJAYA | Existing | RYB | 33 kV |  |  |  |  | 630_1C_AL_XLPE | PPU CYB9: VCB 4P5 | SSU GOOGLE CYBERJAYA (CSF): [OFF] |  | 2392.063 m |  |  |  | 3 | 0 | Pass | null
378225360 | TNB | DISTRIBUTION | WP PUTRAJAYA & CYBERJAYA | Existing | RYB | 11 kV |  |  |  |  | 240_3C_AL_XLPE | PPU CYB9: VCB 13 | PE 22.41 32 UNIT S/LOT BLOK A F1: CBJ22412 |  | 3468.216 m |  |  |  | 3 | 0 | Pass | null
378225367 | TNB | DISTRIBUTION | WP PUTRAJAYA & CYBERJAYA | Existing | RYB | 11 kV |  |  |  |  | 240_TRIPLEX_AL_XLPE | PPU CYB9: VCB 14 | PE 22.41 32 UNIT S/LOT BLOK A F2: CBJ22416 |  | 3469.937 m |  |  |  | 3 | 0 | Pass | null
378285494 | TNB | DISTRIBUTION | WP PUTRAJAYA & CYBERJAYA | Existing | RYB | 11 kV |  |  |  |  | 240_TRIPLEX_AL_XLPE | PE 1.35 MOSQUE (F1): PTJ01351 | PE 1.36 DATARAN PUTRA (F1): PTJ01362 [OFF] |  | 362.706 m |  |  |  | 3 | 0 | Pass | null
378287163 | TNB | DISTRIBUTION | WP PUTRAJAYA & CYBERJAYA | Existing | RYB | 11 kV |  |  |  |  | 240_TRIPLEX_AL_XLPE | PE 11.72 PRIMA BLOK B (F2): PTJ11724 | PE 11.72 PRIMA BLOK B (F1): PTJ11723 |  | 12.556 m |  |  |  | 3 | 0 | Pass | null
378287359 | TNB | DISTRIBUTION | WP PUTRAJAYA & CYBERJAYA | Existing | RYB | 11 kV |  |  |  |  | 240_TRIPLEX_AL_XLPE | PE 11.72 PRIMA BLOK B (F1): PTJ11721 | PE 11.73 PRIMA BLOK C (F1): PTJ11736 |  | 545.503 m |  |  |  | 3 | 0 | Pass | null
378287365 | TNB | DISTRIBUTION | WP PUTRAJAYA & CYBERJAYA | Existing | RYB | 11 kV |  |  |  |  | 240_TRIPLEX_AL_XLPE | PE 11.71 PRIMA BLOK A (F1): PTJ11714 | PE 11.71 PRIMA BLOK A (F2): PTJ11713 |  | 13.169 m |  |  |  | 3 | 0 | Pass | null
378287561 | TNB | DISTRIBUTION | WP PUTRAJAYA & CYBERJAYA | Existing | RYB | 11 kV |  |  |  |  | 240_TRIPLEX_AL_XLPE | PE 11.73 PRIMA BLOK C (F2): PTJ11731 | PE 11.71 PRIMA BLOK A (F1): PTJ11716 |  | 67.719 m |  |  |  | 3 | 0 | Pass | null
378287568 | TNB | DISTRIBUTION | WP PUTRAJAYA & CYBERJAYA | Existing | RYB | 11 kV |  |  |  |  | 240_TRIPLEX_AL_XLPE | PE 11.73 PRIMA BLOK C (F1): PTJ11734 | PE 11.73 PRIMA BLOK C (F2): PTJ11733 |  | 13.325 m |  |  |  | 3 | 0 | Pass | null
378287668 | TNB | DISTRIBUTION | WP PUTRAJAYA & CYBERJAYA | Existing | RYB | 11 kV |  |  |  |  | 240_TRIPLEX_AL_XLPE | PE 11.71 PRIMA BLOK A (F2): PTJ11711 | PE 11.75 TEMP PPA1M PR 11: PTJ11753 |  | 200.640 m |  |  |  | 3 | 0 | Pass | null
378288056 | TNB | DISTRIBUTION | WP PUTRAJAYA & CYBERJAYA | Existing | RYB | 11 kV |  |  |  |  | 240_TRIPLEX_AL_XLPE | PE 11.60 TERES ZON 9B (F2): PTJ11604 | PE 11.60 TERES ZON 9B (F1): PTJ11603 |  | 13.794 m |  |  |  | 3 | 0 | Pass | null
378288252 | TNB | DISTRIBUTION | WP PUTRAJAYA & CYBERJAYA | Existing | RYB | 11 kV |  |  |  |  | 240_TRIPLEX_AL_XLPE | PE 11.37 SEK REN FASA 2 (F1): PTJ11375 | PE 11.37 SEK REN FASA 2 (F2): PTJ11372 |  | 13.057 m |  |  |  | 3 | 0 | Pass | null
378288452 | TNB | DISTRIBUTION | WP PUTRAJAYA & CYBERJAYA | Existing | RYB | 11 kV |  |  |  |  | 240_TRIPLEX_AL_XLPE | PE 11.74 TERES ZON C (F2): PTJ11744 | PE 11.74 TERES ZON C (F1): PTJ11742 |  | 12.396 m |  |  |  | 3 | 0 | Pass | null
378288461 | TNB | DISTRIBUTION | WP PUTRAJAYA & CYBERJAYA | Existing | RYB | 11 kV |  |  |  |  | 240_TRIPLEX_AL_XLPE | PE 11.74 TERES ZON C (F1): PTJ11741 | PE 11.37 SEK REN FASA 2 (F1): PTJ11374 |  | 767.196 m |  |  |  | 3 | 0 | Pass | null
378290159 | TNB | DISTRIBUTION | WP PUTRAJAYA & CYBERJAYA | Existing | RYB | 33 kV |  |  |  |  | 630_1C_AL_XLPE | PMU CBJN 132/33KV: VCB 7L5 | PPU CYB7: VCB 1P5 |  | 7143.073 m |  |  | PMU CBJN: VCB 5L5 | 3 | 0 | Pass | null
378311578 | TNB | DISTRIBUTION | WP PUTRAJAYA & CYBERJAYA | Existing | RYB | 11 kV |  |  |  |  | 240_TRIPLEX_AL_XLPE | PE 11.64 ZON 10A (F1): PTJ11641 | PE 11.20 WR5: PTJ11203 |  | 865.491 m |  |  |  | 3 | 0 | Pass | null
378313843 | TNB | DISTRIBUTION | WP PUTRAJAYA & CYBERJAYA | Existing | RYB | 11 kV |  |  |  |  | 7X_500_1C_CU_PVC/PVC |  |  |  | 1.204 m |  |  |  | 7 | 0 | Pass | null
378352928 | TNB | DISTRIBUTION | WP PUTRAJAYA & CYBERJAYA | Existing | RYB | 11 kV |  |  |  |  | 500_1C_AL_XLPE | SS 2.19 2M10 (F1): P02191 | PE 2.23 2C10 (F1): P02232 |  | 422.603 m |  |  |  | 3 | 0 | Pass | null
378352932 | TNB | DISTRIBUTION | WP PUTRAJAYA & CYBERJAYA | Existing | RYB | 11 kV |  |  |  |  | 500_1C_AL_XLPE | SS 2.19 2M10 (F2): P02194 | PE 2.23 2C10 (F2): PTJ02235 |  | 432.616 m |  |  |  | 3 | 0 | Pass | null
378352958 | TNB | DISTRIBUTION | WP PUTRAJAYA & CYBERJAYA | Existing | RYB | 11 kV |  |  |  |  | 500_1C_AL_XLPE | PE 2.23 2C10 (F1): P02231 | SS 2.20 2M11 (F1): P02202 |  | 336.553 m |  |  |  | 3 | 0 | Pass | null
378352980 | TNB | DISTRIBUTION | WP PUTRAJAYA & CYBERJAYA | Existing | RYB | 11 kV |  |  |  |  | 500_1C_AL_XLPE | PE 2.23 2C10 (F2): PTJ02234 | SS 2.20 2M11 (F2): P02205 |  | 351.070 m |  |  |  | 3 | 0 | Pass | null
378353410 | TNB | DISTRIBUTION | WP PUTRAJAYA & CYBERJAYA | Existing | RYB | 11 kV |  |  |  |  | 240_TRIPLEX_AL_XLPE |  |  |  | 4.992 m |  |  |  | 3 | 0 | Pass | null
378353502 | TNB | DISTRIBUTION | WP PUTRAJAYA & CYBERJAYA | Existing | RYB | 11 kV | NO | Class C |  |  | 240_TRIPLEX_AL_XLPE |  |  |  | 5.246 m |  |  |  | 3 | 0 | Pass | null
378353696 | TNB | DISTRIBUTION | WP PUTRAJAYA & CYBERJAYA | Existing | RYB | 11 kV |  |  |  |  | 240_TRIPLEX_AL_XLPE | PE 5.12 EQUESTRIAN PARK (F1): PTJ05121 | PPU PTJ24: VCB 5 [OFF] |  | 4215.227 m |  |  | CB5 | 3 | 0 | Pass | null
378353704 | TNB | DISTRIBUTION | WP PUTRAJAYA & CYBERJAYA | Existing | RYB | 11 kV |  |  |  |  | 240_TRIPLEX_AL_XLPE | PPU PTJ24: VCB 6 | PE 5.12 EQUESTRIAN PARK (F2): PTJ05124 |  | 4208.913 m |  |  | CB6 | 3 | 0 | Pass | null
378353749 | TNB | DISTRIBUTION | WP PUTRAJAYA & CYBERJAYA | Existing | RYB | 11 kV |  |  |  |  | 240_TRIPLEX_AL_XLPE | PE 5.29 BLOK C APT 5R6 (F1): PTJ05291 | PE 5.30 BLOK D APT 5R6 (F1): PTJ05302 |  | 236.490 m |  |  |  | 3 | 0 | Pass | null
378354147 | TNB | DISTRIBUTION | WP PUTRAJAYA & CYBERJAYA | Existing | RYB | 11 kV |  |  |  |  | 240_TRIPLEX_AL_XLPE | PE 5.29 BLOK C APT 5R6 (F2): PTJ05295 | PE 5.27 BLOK A APT 5R6 (F2): PTJ05274 |  | 296.103 m |  |  |  | 3 | 0 | Pass | null
378354153 | TNB | DISTRIBUTION | WP PUTRAJAYA & CYBERJAYA | Existing | RYB | 11 kV |  |  |  |  | 240_TRIPLEX_AL_XLPE | PE 5.27 BLOK A APT 5R6 (F1): PTJ05271 | PE 5.29 BLOK C APT 5R6 (F1): PTJ05292 |  | 290.092 m |  |  |  | 3 | 0 | Pass | null
378354542 | TNB | DISTRIBUTION | WP PUTRAJAYA & CYBERJAYA | Existing | RYB | 11 kV |  |  |  |  | 240_TRIPLEX_AL_XLPE | PE 5.28 BLOK B APT 5R6 (F1): PTJ05281 | PE 5.27 BLOK A APT 5R6 (F1): PTJ05272 |  | 177.067 m |  |  |  | 3 | 0 | Pass | null
378354548 | TNB | DISTRIBUTION | WP PUTRAJAYA & CYBERJAYA | Existing | RYB | 11 kV |  |  |  |  | 240_TRIPLEX_AL_XLPE | PE 5.27 BLOK A APT 5R6 (F2): PTJ05275 | PE 5.28 BLOK B APT 5R6 (F2): PTJ05284 |  | 180.117 m |  |  |  | 3 | 0 | Pass | null
378354565 | TNB | DISTRIBUTION | WP PUTRAJAYA & CYBERJAYA | Existing | RYB | 11 kV |  |  |  |  | 240_TRIPLEX_AL_XLPE | PE 5.35 TEMP 5R5: PTJ05352 | PE 5.22 BLOK A APT 5R4 (F2): PTJ05224 |  | 550.779 m |  |  |  | 3 | 0 | Pass | null
378354570 | TNB | DISTRIBUTION | WP PUTRAJAYA & CYBERJAYA | Existing | RYB | 11 kV |  |  |  |  | 240_TRIPLEX_AL_XLPE | PE 5.22 BLOK A APT 5R4 (F1): PTJ05221 | PE 5.28 BLOK B APT 5R6 (F1): PTJ05282 |  | 947.591 m |  |  |  | 3 | 0 | Pass | null
378354576 | TNB | DISTRIBUTION | WP PUTRAJAYA & CYBERJAYA | Existing | RYB | 11 kV |  |  |  |  | 240_TRIPLEX_AL_XLPE | PE 5.12 EQUESTRIAN PARK (F2): PTJ05125 | PE 5.30 BLOK D APT 5R6 (F2): PTJ05304 |  | 1371.756 m |  |  |  | 3 | 0 | Pass | null
378354581 | TNB | DISTRIBUTION | WP PUTRAJAYA & CYBERJAYA | Existing | RYB | 11 kV |  |  |  |  | 240_TRIPLEX_AL_XLPE | PE 5.30 BLOK D APT 5R6 (F1): PTJ05301 | PE 5.12 EQUESTRIAN PARK (F1): PTJ05123 |  | 1390.117 m |  |  |  | 3 | 0 | Pass | null
378354631 | TNB | DISTRIBUTION | WP PUTRAJAYA & CYBERJAYA | Existing | RYB | 11 kV |  |  |  |  | 500_1C_AL_XLPE | PPU PTJ24: VCB 7 | SS 4.14 4G8 (F1): P04141 |  | 2563.705 m |  |  | CB7 | 3 | 0 | Pass | null
378354643 | TNB | DISTRIBUTION | WP PUTRAJAYA & CYBERJAYA | Existing | RYB | 11 kV |  |  |  |  | 500_1C_AL_XLPE | SS 4.14 4G8 (F2): P04144 | PPU PTJ24: [OFF] |  | 2558.266 m |  |  | CB18 | 3 | 0 | Pass | null
378355061 | TNB | DISTRIBUTION | WP PUTRAJAYA & CYBERJAYA | Existing | RYB | 11 kV |  |  |  |  | 240_TRIPLEX_AL_XLPE | PE 4.08 S/LIGHTING: PTJ04081 | PE 4.22 4P5 (F2): PTJ04225 |  | 883.421 m |  |  |  | 3 | 0 | Pass | null
378355276 | TNB | DISTRIBUTION | WP PUTRAJAYA & CYBERJAYA | Existing | RYB | 11 kV |  |  |  |  | 240_TRIPLEX_AL_XLPE | PPU PTJ24: | PE 4.22 4P5 (F1): PTJ04222 |  | 2468.939 m |  |  |  | 3 | 0 | Pass | null
378355282 | TNB | DISTRIBUTION | WP PUTRAJAYA & CYBERJAYA | Existing | RYB | 11 kV |  |  |  |  | 240_TRIPLEX_AL_XLPE | PE 4.22 4P5 (F1): PTJ04221 | PE 4.09 S/LIGHTING (F1): PTJ04093 |  | 143.663 m |  |  |  | 3 | 0 | Pass | null
378355286 | TNB | DISTRIBUTION | WP PUTRAJAYA & CYBERJAYA | Existing | RYB | 11 kV |  |  |  |  | 240_TRIPLEX_AL_XLPE | PE 4.22 4P5 (F2): PTJ04224 | PE 4.09 S/LIGHTING (F2): PTJ04096 [OFF] |  | 141.314 m |  |  |  | 3 | 0 | Pass | null
378355758 | TNB | DISTRIBUTION | WP PUTRAJAYA & CYBERJAYA | Existing | RYB | 11 kV |  |  |  |  | 240_TRIPLEX_AL_XLPE |  |  |  | 16.899 m |  |  |  | 3 | 0 | Pass | null
378355844 | TNB | DISTRIBUTION | WP PUTRAJAYA & CYBERJAYA | Existing | RYB | 11 kV |  |  |  |  | 500_1C_AL_XLPE | PPU PTJ24: VCB 12 | SS 3.14 BLOK D (F2): P03144 |  | 289.551 m |  |  | CB12 | 3 | 0 | Pass | null
378355848 | TNB | DISTRIBUTION | WP PUTRAJAYA & CYBERJAYA | Existing | RYB | 11 kV |  |  |  |  | 500_1C_AL_XLPE | PPU PTJ24: VCB 9 | SS 3.14 BLOK D (F1): P03141 |  | 281.909 m |  |  | CB9 | 3 | 0 | Pass | null
378355934 | TNB | DISTRIBUTION | WP PUTRAJAYA & CYBERJAYA | Existing | RYB | 11 kV |  |  |  |  | 500_1C_AL_XLPE | SS 3.14 BLOK D (F1): P03142 | SS 3.13 BLOK C (F1): P03131 |  | 79.915 m |  |  |  | 3 | 0 | Pass | null
378355938 | TNB | DISTRIBUTION | WP PUTRAJAYA & CYBERJAYA | Existing | RYB | 11 kV |  |  |  |  | 500_1C_AL_XLPE | SS 3.14 BLOK D (F2): P03145 | SS 3.13 BLOK C (F2): P03134 |  | 83.096 m |  |  |  | 3 | 0 | Pass | null
378356024 | TNB | DISTRIBUTION | WP PUTRAJAYA & CYBERJAYA | Existing | RYB | 11 kV |  |  |  |  | 500_1C_AL_XLPE | SS 3.13 BLOK C (F1): P03132 | SS 3.12 BLOK A&B (F1): P03121 |  | 136.719 m |  |  |  | 3 | 0 | Pass | null
378356028 | TNB | DISTRIBUTION | WP PUTRAJAYA & CYBERJAYA | Existing | RYB | 11 kV |  |  |  |  | 500_1C_AL_XLPE | SS 3.13 BLOK C (F2): P03135 | SS 3.12 BLOK A&B (F2): P03124 |  | 137.202 m |  |  |  | 3 | 0 | Pass | null
378356032 | TNB | DISTRIBUTION | WP PUTRAJAYA & CYBERJAYA | Existing | RYB | 11 kV |  |  |  |  | 500_1C_AL_XLPE | SS 3.12 BLOK A&B (F2): P03125 | SS 4.13 4G11 (F2): P04134 |  | 988.482 m |  |  |  | 3 | 0 | Pass | null
378356036 | TNB | DISTRIBUTION | WP PUTRAJAYA & CYBERJAYA | Existing | RYB | 11 kV |  |  |  |  | 500_1C_AL_XLPE | SS 3.12 BLOK A&B (F1): P03122 | SS 4.13 4G11 (F1): P04131 |  | 1003.576 m |  |  |  | 3 | 0 | Pass | null
378356204 | TNB | DISTRIBUTION | WP PUTRAJAYA & CYBERJAYA | Existing | RYB | 11 kV |  |  |  |  | 500_1C_AL_XLPE | SS 4.12 4G7 (F1): P04122 | SS 5.01 PUSAT CONVENTION (F2): PTJ05015 |  | 2701.570 m |  |  |  | 3 | 0 | Pass | null
378356208 | TNB | DISTRIBUTION | WP PUTRAJAYA & CYBERJAYA | Existing | RYB | 11 kV |  |  |  |  | 500_1C_AL_XLPE | SS 4.12 4G7 (F2): P04125 | SS 5.01 PUSAT CONVENTION (F2): PTJ05018 |  | 3015.710 m |  |  |  | 3 | 0 | Pass | null
378356212 | TNB | DISTRIBUTION | WP PUTRAJAYA & CYBERJAYA | Existing | RYB | 11 kV |  |  |  |  | 240_TRIPLEX_AL_XLPE |  |  |  | 8.141 m |  |  |  | 3 | 0 | Pass | null
378356216 | TNB | DISTRIBUTION | WP PUTRAJAYA & CYBERJAYA | Existing | RYB | 11 kV |  |  |  |  | 240_TRIPLEX_AL_XLPE |  |  |  | 14.499 m |  |  |  | 3 | 0 | Pass | null
378356323 | TNB | DISTRIBUTION | WP PUTRAJAYA & CYBERJAYA | Existing | RYB | 11 kV |  |  |  |  | 500_1C_AL_XLPE | PMU SSWW: 6 | SS 5.01 PUSAT CONVENTION (F1): PTJ05012 |  | 4127.620 m |  |  |  | 3 | 0 | Pass | null
378356327 | TNB | DISTRIBUTION | WP PUTRAJAYA & CYBERJAYA | Existing | RYB | 11 kV |  |  |  |  | 240_TRIPLEX_AL_XLPE | SS 5.01 PUSAT CONVENTION (F1): PTJ05013 | SS 5.01 PUSAT CONVENTION (F2): PTJ05014 [OFF] |  | 13.533 m |  |  |  | 3 | 0 | Pass | null
378356331 | TNB | DISTRIBUTION | WP PUTRAJAYA & CYBERJAYA | Existing | RYB | 11 kV |  |  |  |  | 240_TRIPLEX_AL_XLPE |  |  |  | 50.599 m |  |  |  | 3 | 0 | Pass | null
378356335 | TNB | DISTRIBUTION | WP PUTRAJAYA & CYBERJAYA | Existing | RYB | 11 kV |  |  |  |  | 240_TRIPLEX_AL_XLPE | SS 5.01 PUSAT CONVENTION (F1): PTJ05011 | PE 20.04 PADAT CHALLENGE PARK: PTJ20041 |  | 3755.203 m |  |  |  | 3 | 0 | Pass | null
378356498 | TNB | DISTRIBUTION | WP PUTRAJAYA & CYBERJAYA | Existing | RYB | 11 kV |  |  |  |  | 240_TRIPLEX_AL_XLPE | PE 20.04 PADAT CHALLENGE PARK: PTJ20043 | PE 20.01 DEPOH SENGGARAAN: PTJ20012 |  | 1396.186 m |  |  |  | 3 | 0 | Pass | null
378356894 | TNB | DISTRIBUTION | WP PUTRAJAYA & CYBERJAYA | Existing | RYB | 11 kV |  |  |  |  | 240_TRIPLEX_AL_XLPE | PE 20.05 PUSARA NEGARA F1: PTJ20052 | PE 20.05 PUSARA NEGARA F2: PTJ20054 |  | 30.521 m |  |  |  | 3 | 0 | Pass | null
378356918 | TNB | DISTRIBUTION | WP PUTRAJAYA & CYBERJAYA | Existing | RYB | 11 kV |  |  |  |  | 240_TRIPLEX_AL_XLPE | PE 20.05 PUSARA NEGARA F2: PTJ20055 | PE 20.02 CREMATORIUM: PTJ20023 |  | 704.504 m |  |  |  | 3 | 0 | Pass | null
378356947 | TNB | DISTRIBUTION | WP PUTRAJAYA & CYBERJAYA | Existing | RYB | 11 kV |  |  |  |  | 240_TRIPLEX_AL_XLPE | PE 20.01 DEPOH SENGGARAAN: PTJ20011 | PE 20.05 PUSARA NEGARA F1: PTJ20051 |  | 493.032 m |  |  |  | 3 | 0 | Pass | null
378356952 | TNB | DISTRIBUTION | WP PUTRAJAYA & CYBERJAYA | Existing | RYB | 11 kV |  |  |  |  | 240_3C_AL_XLPE | PE 20.02 CREMATORIUM: PTJ20021 | PE 20.03 PUMP HSE: PTJ20031 |  | 1911.117 m |  |  |  | 3 | 0 | Pass | null
378357196 | TNB | DISTRIBUTION | WP PUTRAJAYA & CYBERJAYA | Existing | RYB | 11 kV |  |  |  |  | 240_3C_AL_XLPE | PE 20.03 PUMP HSE: PTJ20033 | SS 5.02 STP2 (F1): P05022 |  | 3430.007 m |  |  |  | 3 | 0 | Pass | null
378359622 | TNB | DISTRIBUTION | WP PUTRAJAYA & CYBERJAYA | Existing | RYB | 11 kV |  |  |  |  | 240_TRIPLEX_AL_XLPE | PE 9.15 APT 6D (EFI) (F1): PTJ09152 | PE 9.16 APT 6F (F1): PTJ09161 |  | 254.830 m |  |  |  | 3 | 0 | Pass | null
378359940 | TNB | DISTRIBUTION | WP PUTRAJAYA & CYBERJAYA | Existing | RYB | 11 kV |  |  |  |  | 7X_500_1C_CU_PVC/PVC |  |  |  | 1.197 m |  |  |  | 7 | 0 | Pass | null
378361344 | TNB | DISTRIBUTION | WP PUTRAJAYA & CYBERJAYA | Existing | RYB | 11 kV |  |  |  |  | 500_1C_AL_XLPE | PPU PTJ2: VCB 9 | SS 7.12 NATIONAL CANCER INSTITUT F1: P07122 |  | 4150.573 m |  |  |  | 3 | 0 | Pass | null
378361348 | TNB | DISTRIBUTION | WP PUTRAJAYA & CYBERJAYA | Existing | RYB | 11 kV |  |  |  |  | 500_1C_AL_XLPE | SS 7.12 NATIONAL CANCER INSTITUT F2: P07125 | PPU PTJ2: VCB 10 [OFF] |  | 4177.393 m |  |  |  | 3 | 0 | Pass | null
378366558 | TNB | DISTRIBUTION | WP PUTRAJAYA & CYBERJAYA | Existing | RYB | 11 kV |  |  |  |  | 240_TRIPLEX_AL_XLPE | PE 16.30 PERUMAHAN P16A (F1): PTJ16302 | PE 16.28 TAMAN WARISAN (F1): PTJ16282 |  | 372.626 m |  |  |  | 3 | 1 | Pass | null
378366572 | TNB | DISTRIBUTION | WP PUTRAJAYA & CYBERJAYA | Existing | RYB | 11 kV |  |  |  |  | 240_TRIPLEX_AL_XLPE | PE 16.30 PERUMAHAN P16A (F2): PTJ16306 | PE 16.28 TAMAN WARISAN (F2): PTJ16285 |  | 390.784 m |  |  |  | 3 | 1 | Pass | null
378368582 | TNB | DISTRIBUTION | WP PUTRAJAYA & CYBERJAYA | Existing | RYB | 11 kV |  |  |  |  | 240_TRIPLEX_AL_XLPE | PE 1.60 L/S TPP: PTJ01603 | SS 1.58 ISTANA MELAWATI (F2): PTJ01584 [OFF] |  | 1610.859 m |  |  |  | 3 | 1 | Pass | null
378368591 | TNB | DISTRIBUTION | WP PUTRAJAYA & CYBERJAYA | Existing | RYB | 11 kV |  |  |  |  | 240_TRIPLEX_AL_XLPE | PE 1.25 BOT ADMIN (F2): PTJ01255 | PE 1.60 L/S TPP: PTJ01601 |  | 2149.514 m |  |  |  | 3 | 0 | Pass | null
378369210 | TNB | DISTRIBUTION | WP PUTRAJAYA & CYBERJAYA | Existing | RYB | 11 kV |  |  |  |  | 240_TRIPLEX_AL_XLPE | PE 15.04 STABLE KOMPLEKS: PTJ15041 | SS 1.67 TEMP PARCEL F: PTJ01672 |  | 2079.569 m |  |  |  | 3 | 0 | Pass | null
378369233 | TNB | DISTRIBUTION | WP PUTRAJAYA & CYBERJAYA | Existing | RYB | 11 kV |  |  |  |  | 240_TRIPLEX_AL_XLPE | PPU PTJ4: VCB 3 | PE 1.56 SEK.MEN. A/SHAH (F2): PTJ01565 |  | 1739.468 m |  |  |  | 3 | 0 | Pass | null
378369271 | TNB | DISTRIBUTION | WP PUTRAJAYA & CYBERJAYA | Existing | RYB | 11 kV |  |  |  |  | 240_TRIPLEX_AL_XLPE | PE 1.56 SEK.MEN. A/SHAH (F2): PTJ01564 | PE 1.57 SEK.MEN. A/SHAH (F2): PTJ01575 |  | 567.449 m |  |  |  | 3 | 0 | Pass | null
378382990 | TNB | DISTRIBUTION | WP PUTRAJAYA & CYBERJAYA | Existing | RYB | 11 kV |  |  |  |  | 240_TRIPLEX_AL_XLPE | SS 24.22 POSH ATLANTIC F1: C24222 | PE 22.13 PADAT ROAD E1: CBJ22131 |  | 1252.047 m |  |  |  | 3 | 0 | Pass | null
378382996 | TNB | DISTRIBUTION | WP PUTRAJAYA & CYBERJAYA | Existing | RYB | 11 kV |  |  |  |  | 240_TRIPLEX_AL_XLPE | PE 22.13 PADAT ROAD E1: CBJ22132 | SS 24.26 CYBERSQUARE 1: C24261 |  | 794.418 m |  |  |  | 3 | 0 | Pass | null
378383000 | TNB | DISTRIBUTION | WP PUTRAJAYA & CYBERJAYA | Existing | RYB | 11 kV |  |  |  |  | 240_TRIPLEX_AL_XLPE | SS 24.22 POSH ATLANTIC F2: C24225 | PE 22.05 PADAT ROAD E: CBJ22051 |  | 1010.237 m |  |  |  | 3 | 0 | Pass | null
378383007 | TNB | DISTRIBUTION | WP PUTRAJAYA & CYBERJAYA | Existing | RYB | 11 kV |  |  |  |  | 240_TRIPLEX_AL_XLPE | PE 22.05 PADAT ROAD E: CBJ22052 | SS 24.28 CYBERSQUARE 3: C24281 |  | 245.458 m |  |  |  | 3 | 0 | Pass | null
378383011 | TNB | DISTRIBUTION | WP PUTRAJAYA & CYBERJAYA | Existing | RYB | 11 kV |  |  |  |  | 240_TRIPLEX_AL_XLPE | SS 24.28 CYBERSQUARE 3: C24282 | SS 24.27 CYBERSQUARE 2 F2: C24274 |  | 192.496 m |  |  |  | 3 | 0 | Pass | null
378383015 | TNB | DISTRIBUTION | WP PUTRAJAYA & CYBERJAYA | Existing | RYB | 11 kV |  |  |  |  | 240_TRIPLEX_AL_XLPE | SS 24.26 CYBERSQUARE 1: C24262 | SS 24.27 CYBERSQUARE 2 F1: C24271 |  | 35.662 m |  |  |  | 3 | 0 | Pass | null
378383060 | TNB | DISTRIBUTION | WP PUTRAJAYA & CYBERJAYA | Existing | RYB | 11 kV |  |  |  |  | 240_TRIPLEX_AL_XLPE | SS 24.27 CYBERSQUARE 2 F2: C24275 | SS 24.08 EMERALD DOMAIN F2: C24084 |  | 440.074 m |  |  |  | 3 | 0 | Pass | null
378383064 | TNB | DISTRIBUTION | WP PUTRAJAYA & CYBERJAYA | Existing | RYB | 11 kV |  |  |  |  | 240_TRIPLEX_AL_XLPE | SS 24.27 CYBERSQUARE 2 F1: C24272 | SS 24.08 EMERALD DOMAIN F1: CBJ24081 |  | 452.466 m |  |  |  | 3 | 0 | Pass | null
378383068 | TNB | DISTRIBUTION | WP PUTRAJAYA & CYBERJAYA | Existing | RYB | 11 kV |  |  |  |  | 240_TRIPLEX_AL_XLPE | SS 24.08 EMERALD DOMAIN F1: C24082 | SS 22.60 SATYAM F1: C22601 |  | 1151.312 m |  |  |  | 3 | 0 | Pass | null
378383072 | TNB | DISTRIBUTION | WP PUTRAJAYA & CYBERJAYA | Existing | RYB | 11 kV |  |  |  |  | 240_TRIPLEX_AL_XLPE | SS 24.08 EMERALD DOMAIN F2: C24085 | SS 22.60 SATYAM F2: C22604 [OFF] |  | 1150.790 m |  |  |  | 3 | 0 | Pass | null
378383158 | TNB | DISTRIBUTION | WP PUTRAJAYA & CYBERJAYA | Existing | RYB | 11 kV |  |  |  |  | 240_TRIPLEX_AL_XLPE |  |  |  | 23.831 m |  |  |  | 3 | 0 | Pass | null
378383386 | TNB | DISTRIBUTION | WP PUTRAJAYA & CYBERJAYA | Existing | RYB | 11 kV |  |  |  |  | 240_TRIPLEX_AL_XLPE | SS 21.28 LOT 12065 F1: CBJ21282 | PE 21.84 GLOMAC: CBJ21841 |  | 412.873 m |  |  |  | 3 | 0 | Pass | null
378383497 | TNB | DISTRIBUTION | WP PUTRAJAYA & CYBERJAYA | Existing | RYB | 11 kV |  |  |  |  | 240_TRIPLEX_AL_XLPE | SS 21.28 LOT 12065 F2: CBJ21285 | PE 23.14 GLOMAC 2B: CBJ23142 |  | 860.540 m |  |  |  | 3 | 0 | Pass | null
378383606 | TNB | DISTRIBUTION | WP PUTRAJAYA & CYBERJAYA | Existing | RYB | 11 kV |  |  |  |  | 240_TRIPLEX_AL_XLPE | PE 21.84 GLOMAC: CBJ21842 | PE 23.13 GLOMAC 2A: CBJ23131 |  | 572.354 m |  |  |  | 3 | 0 | Pass | null
378383663 | TNB | DISTRIBUTION | WP PUTRAJAYA & CYBERJAYA | Existing | RYB | 11 kV |  |  |  |  | 240_TRIPLEX_AL_XLPE | PE 23.13 GLOMAC 2A: CBJ23132 | SS 21.30 ERICSSON F1: CBJ21301 |  | 589.429 m |  |  |  | 3 | 0 | Pass | null
378383667 | TNB | DISTRIBUTION | WP PUTRAJAYA & CYBERJAYA | Existing | RYB | 11 kV |  |  |  |  | 240_TRIPLEX_AL_XLPE | PE 23.14 GLOMAC 2B: CBJ23141 | SS 21.30 ERICSSON F2: CBJ21304 |  | 436.545 m |  |  |  | 3 | 0 | Pass | null
378383757 | TNB | DISTRIBUTION | WP PUTRAJAYA & CYBERJAYA | Existing | RYB | 11 kV |  |  |  |  | 240_TRIPLEX_AL_XLPE |  |  |  | 17.471 m |  |  |  | 3 | 0 | Pass | null
378383802 | TNB | DISTRIBUTION | WP PUTRAJAYA & CYBERJAYA | Existing | RYB | 11 kV |  |  |  |  | 240_TRIPLEX_AL_XLPE |  |  |  | 6.575 m |  |  |  | 3 | 0 | Pass | null
378383900 | TNB | DISTRIBUTION | WP PUTRAJAYA & CYBERJAYA | Existing | RYB | 11 kV |  |  |  |  | 240_TRIPLEX_AL_XLPE | SS 21.48 INVENT Q JAYA F2: C21484 | PE 23.28 SITE OFFICE PERSONA METRO: CBJ23283 |  | 244.827 m |  |  |  | 3 | 0 | Pass | null
378383992 | TNB | DISTRIBUTION | WP PUTRAJAYA & CYBERJAYA | Existing | RYB | 11 kV |  | Class C |  |  | 240_TRIPLEX_AL_XLPE |  |  |  | 20.416 m |  |  |  | 3 | 0 | Pass | null
378383999 | TNB | DISTRIBUTION | WP PUTRAJAYA & CYBERJAYA | Existing | RYB | 11 kV |  |  |  |  | 240_TRIPLEX_AL_XLPE | SS 21.48 INVENT Q JAYA F1: C21482 | SS 21.72 JOYFUL F1: C21721 |  | 508.531 m |  |  |  | 3 | 0 | Pass | null
378384003 | TNB | DISTRIBUTION | WP PUTRAJAYA & CYBERJAYA | Existing | RYB | 11 kV |  |  |  |  | 240_TRIPLEX_AL_XLPE | PE 23.28 SITE OFFICE PERSONA METRO: CBJ23281 | SS 21.72 JOYFUL F2: C21724 |  | 336.207 m |  |  |  | 3 | 0 | Pass | null
378384111 | TNB | DISTRIBUTION | WP PUTRAJAYA & CYBERJAYA | Existing | RYB | 11 kV |  |  |  |  | 240_TRIPLEX_AL_XLPE | PPU CYB7: VCB 16 | PE 21.60 PADAT PPN CJ7: CBJ21601 |  | 69.868 m |  |  | CB16R | 3 | 1 | Pass | null
378384321 | TNB | DISTRIBUTION | WP PUTRAJAYA & CYBERJAYA | Existing | RYB | 11 kV |  |  |  |  | 240_TRIPLEX_AL_XLPE | PPU CYB7: VCB 18 | PE 22.10 D' MELOR F2: CBJ22105 |  | 1398.758 m |  |  |  | 3 | 1 | Pass | null
378384513 | TNB | DISTRIBUTION | WP PUTRAJAYA & CYBERJAYA | Existing | RYB | 11 kV |  |  |  |  | 240_TRIPLEX_AL_XLPE | PE 21.14 PUSAT REKREASI SMART HOME F1: CBJ21142 | PE 21.16 SMART HOMES F1: CBJ21161 |  | 179.093 m |  |  |  | 3 | 0 | Pass | null
378384519 | TNB | DISTRIBUTION | WP PUTRAJAYA & CYBERJAYA | Existing | RYB | 11 kV |  |  |  |  | 240_TRIPLEX_AL_XLPE | PE 21.14 PUSAT REKREASI SMART HOME F2: CBJ21145 | PE 21.16 SMART HOMES F2: CBJ21164 |  | 180.511 m |  |  |  | 3 | 0 | Pass | null
378385392 | TNB | DISTRIBUTION | WP PUTRAJAYA & CYBERJAYA | Existing | RYB | 11 kV |  |  |  |  | 240_TRIPLEX_AL_XLPE | PE 21.12 CYBERIA SMARTHOMES F1: C21122 | PE 21.18 CONDO A1 CYBERIA F1: CBJ21181 |  | 404.945 m |  |  |  | 3 | 0 | Pass | null
378385576 | TNB | DISTRIBUTION | WP PUTRAJAYA & CYBERJAYA | Existing | RYB | 11 kV |  |  |  |  | 240_TRIPLEX_AL_XLPE | PE 21.18 CONDO A1 CYBERIA F1: CBJ21182 | PE 21.17 CONDO A3 CYBERIA F1: CBJ21171 |  | 107.804 m |  |  |  | 3 | 0 | Pass | null
378385582 | TNB | DISTRIBUTION | WP PUTRAJAYA & CYBERJAYA | Existing | RYB | 11 kV |  |  |  |  | 240_TRIPLEX_AL_XLPE | PE 21.18 CONDO A1 CYBERIA F2: CBJ21185 | PE 21.17 CONDO A3 CYBERIA F2: CBJ21174 |  | 122.752 m |  |  |  | 3 | 0 | Pass | null
378386350 | TNB | DISTRIBUTION | WP PUTRAJAYA & CYBERJAYA | Existing | RYB | 11 kV | YES |  |  |  | 240_TRIPLEX_AL_XLPE | PE 21.51 CONDO C1 F1: CBJ21512 | PE 21.52 CONDO C3 F1: CBJ21521 |  | 151.832 m |  |  |  | 3 | 0 | Pass | null
378386355 | TNB | DISTRIBUTION | WP PUTRAJAYA & CYBERJAYA | Existing | RYB | 11 kV | YES |  |  |  | 240_TRIPLEX_AL_XLPE | PE 21.52 CONDO C3 F1: CBJ21522 | PE 21.02 INCUBATOR F2: CBJ21025 |  | 2095.503 m |  |  |  | 3 | 0 | Pass | null
378386702 | TNB | DISTRIBUTION | WP PUTRAJAYA & CYBERJAYA | Existing | RYB | 11 kV |  |  |  |  | 240_TRIPLEX_AL_XLPE | PE 25.05 HOSTEL BLOK 1D: CBJ25052 | PE 25.04 HOSTEL BLOK 1C: CBJ25041 |  | 189.111 m |  |  |  | 3 | 0 | Pass | null
378386943 | TNB | DISTRIBUTION | WP PUTRAJAYA & CYBERJAYA | Existing | RYB | 11 kV | YES |  |  |  | 240_TRIPLEX_AL_XLPE | PE 25.03 HOSTEL BLOK 1B: CBJ25032 | PE 25.02 HOSTEL BLOK 1A: CBJ25021 |  | 131.264 m |  |  |  | 3 | 0 | Pass | null
378386970 | TNB | DISTRIBUTION | WP PUTRAJAYA & CYBERJAYA | Existing | RYB | 11 kV |  | Class C |  |  | 7X_500_1C_CU_PVC/PVC |  |  |  | 1.125 m |  |  |  | 7 | 0 | Pass | null
378387064 | TNB | DISTRIBUTION | WP PUTRAJAYA & CYBERJAYA | Existing | RYB | 11 kV |  | Class C |  |  | 7X_500_1C_CU_PVC/PVC |  |  |  | 1.155 m |  |  |  | 7 | 0 | Pass | null
378387135 | TNB | DISTRIBUTION | WP PUTRAJAYA & CYBERJAYA | Existing | RYB | 11 kV | YES |  |  |  | 240_TRIPLEX_AL_XLPE | PE 21.02 INCUBATOR F2: CBJ21024 | PE 25.03 HOSTEL BLOK 1B: CBJ25031 |  | 805.970 m |  |  |  | 3 | 1 | Pass | null
378387139 | TNB | DISTRIBUTION | WP PUTRAJAYA & CYBERJAYA | Existing | RYB | 11 kV |  |  |  |  | 240_TRIPLEX_AL_XLPE | PE 21.02 INCUBATOR F1: CBJ21022 | PE 25.05 HOSTEL BLOK 1D: CBJ25051 |  | 1095.713 m |  |  |  | 3 | 1 | Pass | null
378387202 | TNB | DISTRIBUTION | WP PUTRAJAYA & CYBERJAYA | Existing | RYB | 11 kV | YES |  |  |  | 240_TRIPLEX_AL_XLPE | PE 23.03 MUTIARA VILLE 1: CBJ23032 | SS 23.02 STP A F1: CBJ23021 |  | 312.995 m |  |  |  | 3 | 0 | Pass | null
378387208 | TNB | DISTRIBUTION | WP PUTRAJAYA & CYBERJAYA | Existing | RYB | 11 kV |  |  |  |  | 240_TRIPLEX_AL_XLPE | PE 23.04 MUTIARA VILLE 2: CBJ23042 | SS 23.02 STP A F2: CBJ23024 |  | 340.509 m |  |  |  | 3 | 0 | Pass | null
378400707 | TNB | DISTRIBUTION | WP PUTRAJAYA & CYBERJAYA | Existing | RYB | 11 kV |  |  |  |  | 7X_500_1C_CU_PVC/PVC |  |  |  | 0.785 m |  |  |  | 7 | 0 | Pass | null
378401279 | TNB | DISTRIBUTION | WP PUTRAJAYA & CYBERJAYA | Existing | RYB | 11 kV |  |  |  |  | 240_TRIPLEX_AL_XLPE | SS 1.43 E6 (F2): PTJ1434 | SS 1.44 E7 (F2): PTJ1445 |  | 121.489 m |  |  |  | 3 | 0 | Pass | null
378401283 | TNB | DISTRIBUTION | WP PUTRAJAYA & CYBERJAYA | Existing | RYB | 11 kV |  |  |  |  | 240_TRIPLEX_AL_XLPE | PPU PTJ4: VCB 8 | SS 1.43 E6 (F2): PTJ1435 |  | 296.065 m |  |  | CB7 | 3 | 0 | Pass | null
378423962 | TNB | DISTRIBUTION | WP PUTRAJAYA & CYBERJAYA | Existing | RYB | 11 kV |  |  |  |  | 240_TRIPLEX_AL_XLPE | PPU PTJ1: VCB 2 | PE 17.04 RK 1-1 (F1): PTJ17041 |  | 3436.205 m |  |  | CB2 | 3 | 0 | Pass | null
378423974 | TNB | DISTRIBUTION | WP PUTRAJAYA & CYBERJAYA | Existing | RYB | 11 kV |  |  |  |  | 240_TRIPLEX_AL_XLPE | PE 17.04 RK 1-1 (F1): PTJ17044 | PE 17.05 RK 1-2 (F1): PTJ17051 |  | 395.258 m |  |  |  | 3 | 0 | Pass | null
378423985 | TNB | DISTRIBUTION | WP PUTRAJAYA & CYBERJAYA | Existing | RYB | 11 kV |  |  |  |  | 240_TRIPLEX_AL_XLPE | PE 17.05 RK 1-2 (F1): PTJ17054 | PE 17.08 BLOK E 17RK2 (F1): PTJ17081 |  | 626.278 m |  |  |  | 3 | 0 | Pass | null
378423990 | TNB | DISTRIBUTION | WP PUTRAJAYA & CYBERJAYA | Existing | RYB | 11 kV | YES |  |  |  | 240_TRIPLEX_AL_XLPE | PE 17.23 TEMP PPA1M PLOT 17RM2: P17232 | PE 17.08 BLOK E 17RK2 (F2): PTJ17084 |  | 133.967 m |  |  |  | 3 | 0 | Pass | null
378424017 | TNB | DISTRIBUTION | WP PUTRAJAYA & CYBERJAYA | Existing | RYB | 11 kV |  |  |  |  | 240_TRIPLEX_AL_XLPE | PE 17.07 BLOK C 17RK2 (F2): PTJ17075 | PE 17.09 SEK REN PRESINT 17 (F2): PTJ17094 |  | 514.561 m |  |  |  | 3 | 0 | Pass | null
378424021 | TNB | DISTRIBUTION | WP PUTRAJAYA & CYBERJAYA | Existing | RYB | 11 kV |  |  |  |  | 240_TRIPLEX_AL_XLPE | PE 17.09 SEK REN PRESINT 17 F1: PTJ17091 | PE 17.07 BLOK C 17RK2 (F1): PTJ17072 [OFF] |  | 522.982 m |  |  |  | 3 | 0 | Pass | null
378424245 | TNB | DISTRIBUTION | WP PUTRAJAYA & CYBERJAYA | Existing | RYB | 11 kV | YES |  |  |  | 240_TRIPLEX_AL_XLPE | PE 17.06 BLOK A 17RK2 (F1): PTJ17061 | D-PTJ-C15-0989: P17162 |  | 371.514 m |  |  |  | 3 | 0 | Pass | null
378424456 | TNB | DISTRIBUTION | WP PUTRAJAYA & CYBERJAYA | Existing | RYB | 11 kV |  |  |  |  | 240_TRIPLEX_AL_XLPE | PE 2.03 RUMAH PAM (F2): PTJ02035 | PE 2.17 TMN WAWASAN (P.H) (F2): PTJ02174 |  | 348.505 m |  |  |  | 3 | 0 | Pass | null
378425109 | TNB | DISTRIBUTION | WP PUTRAJAYA & CYBERJAYA | Existing | RYB | 11 kV |  |  |  |  | 240_TRIPLEX_AL_XLPE | PPU PTJ1: VCB 16 | PE 1.62 INSIDE PPU PJ1: PTJ01621 |  | 35.103 m |  |  | CB7R | 3 | 0 | Pass | null
378425119 | TNB | DISTRIBUTION | WP PUTRAJAYA & CYBERJAYA | Existing | RYB | 11 kV |  |  |  |  | 240_TRIPLEX_AL_XLPE | PE 1.62 INSIDE PPU PJ1: PTJ01623 | PE 1.35 MOSQUE (F2): PTJ01355 |  | 1637.941 m |  |  |  | 3 | 0 | Pass | null
378425344 | TNB | DISTRIBUTION | WP PUTRAJAYA & CYBERJAYA | Existing | RYB | 11 kV |  |  |  |  | 240_TRIPLEX_AL_XLPE |  |  |  | 25.020 m |  |  |  | 3 | 0 | Pass | null
378425348 | TNB | DISTRIBUTION | WP PUTRAJAYA & CYBERJAYA | Existing | RYB | 11 kV |  |  |  |  | 240_TRIPLEX_AL_XLPE |  |  |  | 30.785 m |  |  |  | 3 | 0 | Pass | null
378425352 | TNB | DISTRIBUTION | WP PUTRAJAYA & CYBERJAYA | Existing | RYB | 11 kV |  |  |  |  | 240_TRIPLEX_AL_XLPE |  |  |  | 23.593 m |  |  |  | 3 | 0 | Pass | null
378425440 | TNB | DISTRIBUTION | WP PUTRAJAYA & CYBERJAYA | Existing | RYB | 11 kV |  |  |  |  | 240_TRIPLEX_AL_XLPE | PE 1.65 DATARAN PAHLAWAN F1: PTJ01653 | SS 1.51 E14 (F1): P01511 |  | 126.020 m |  |  | CB1 | 3 | 0 | Pass | null
378425445 | TNB | DISTRIBUTION | WP PUTRAJAYA & CYBERJAYA | Existing | RYB | 11 kV |  |  |  |  | 240_TRIPLEX_AL_XLPE | PE 1.65 DATARAN PAHLAWAN F2: PTJ01656 | SS 1.51 E14 (F2): P01514 |  | 128.773 m |  |  | CB1 | 3 | 0 | Pass | null
378463882 | TNB | DISTRIBUTION | WP PUTRAJAYA & CYBERJAYA | Existing | RYB | 11 kV |  |  |  |  | 240_TRIPLEX_AL_XLPE | PPU PTJ4: VCB 1 | PE 1.37 E16 ANJUNG (F2): PTJ01375 |  | 134.061 m |  |  | CB7 | 3 | 0 | Pass | null
378463921 | TNB | DISTRIBUTION | WP PUTRAJAYA & CYBERJAYA | Existing | RYB | 11 kV |  |  |  |  | 240_TRIPLEX_AL_XLPE | SS 1.55 PLAZA MALL (F1): PTJ01551 | PE 14.11 PERUMAHAN 14-1 (F1): PTJ14111 [OFF] |  | 7097.408 m |  |  |  | 3 | 0 | Pass | null
378463930 | TNB | DISTRIBUTION | WP PUTRAJAYA & CYBERJAYA | Existing | RYB | 11 kV |  |  |  |  | 240_TRIPLEX_AL_XLPE | SS 1.55 PLAZA MALL (F2): PTJ01554 | PE 14.11 PERUMAHAN 14-1 (F2): PTJ14114 [OFF] |  | 7103.644 m |  |  |  | 3 | 0 | Pass | null
378463947 | TNB | DISTRIBUTION | WP PUTRAJAYA & CYBERJAYA | Existing | RYB | 11 kV |  |  |  |  | 240_TRIPLEX_AL_XLPE | SS 1.26 HOTEL SANGRI-LA (F2): P01264 | PE 1.38 TAMAN PUTRA PERDANA (F2): PTJ01386 |  | 381.546 m |  |  |  | 3 | 0 | Pass | null
378464043 | TNB | DISTRIBUTION | WP PUTRAJAYA & CYBERJAYA | Existing | RYB | 11 kV |  |  |  |  | 240_TRIPLEX_AL_XLPE |  |  |  | 3.742 m |  |  |  | 3 | 0 | Pass | null
378464060 | TNB | DISTRIBUTION | WP PUTRAJAYA & CYBERJAYA | Existing | RYB | 11 kV |  |  |  |  | 240_TRIPLEX_AL_XLPE | PE 15.40 P/PURI 15-12 BLOK A (F1): PTJ15403 | PE 15.47 APARTMENT ALAM DESA (F1): PTJ15471 |  | 621.545 m |  |  |  | 3 | 0 | Pass | null
378464160 | TNB | DISTRIBUTION | WP PUTRAJAYA & CYBERJAYA | Existing | RYB | 11 kV |  |  |  |  | 240_TRIPLEX_AL_XLPE | PE 15.47 APARTMENT ALAM DESA (F1): PTJ15472 | PE 15.56 DWIPUTRA NO 3 (F1): PTJ15563 |  | 468.634 m |  |  |  | 3 | 0 | Pass | null
378495913 | TNB | DISTRIBUTION | WP PUTRAJAYA & CYBERJAYA | Existing | RYB | 11 kV |  |  |  |  | 240_TRIPLEX_AL_XLPE | PE 8.06 DEWAN SERBAGUNA (EFI) (F2): PTJ08065 | PE 8.36 TEMP 8-4F: PTJ08361 |  | 810.891 m |  |  |  | 3 | 1 | Pass | null
378496581 | TNB | DISTRIBUTION | WP PUTRAJAYA & CYBERJAYA | Existing | RYB | 11 kV |  |  |  |  | 240_TRIPLEX_AL_XLPE | PE 8.25 ISTANA DARUL EHSAN (F1): PTJ08252 | PE 8.32 TERES 8-4H (F1): PTJ08321 |  | 727.027 m |  |  |  | 3 | 1 | Pass | null
378496586 | TNB | DISTRIBUTION | WP PUTRAJAYA & CYBERJAYA | Existing | RYB | 11 kV |  |  |  |  | 240_TRIPLEX_AL_XLPE | PE 8.25 ISTANA DARUL EHSAN (F2): PTJ08255 | PE 8.32 TERES 8-4H (F2): PTJ08324 |  | 727.566 m |  |  |  | 3 | 1 | Pass | null
378496698 | TNB | DISTRIBUTION | WP PUTRAJAYA & CYBERJAYA | Existing | RYB | 11 kV |  |  |  |  | 240_TRIPLEX_AL_XLPE | PE 8.32 TERES 8-4H (F1): PTJ08322 | PE 8.33 8NC2 PADAT NO.1: PTJ08333 |  | 924.444 m |  |  |  | 3 | 0 | Pass | null
378496705 | TNB | DISTRIBUTION | WP PUTRAJAYA & CYBERJAYA | Existing | RYB | 11 kV |  |  |  |  | 240_TRIPLEX_AL_XLPE | PE 8.32 TERES 8-4H (F2): PTJ08325 | PE 8.34 8NC2 PADAT NO.2: PTJ08344 |  | 1136.047 m |  |  |  | 3 | 0 | Pass | null
378525392 | TNB | DISTRIBUTION | WP PUTRAJAYA & CYBERJAYA | Existing | RYB | 11 kV |  |  |  |  | 7X_500_1C_CU_PVC/PVC |  |  |  | 1.159 m |  |  |  | 7 | 0 | Pass | null
378525851 | TNB | DISTRIBUTION | WP PUTRAJAYA & CYBERJAYA | Existing | RYB | 11 kV |  |  |  |  | 240_TRIPLEX_AL_XLPE | PE 22.12 SEK MEN KEB CJ1 F2: CBJ22124 | SS 22.02 TELEKOM CBJ 2 F2: CBJ22024 |  | 544.499 m |  |  |  | 3 | 0 | Pass | null
378525893 | TNB | DISTRIBUTION | WP PUTRAJAYA & CYBERJAYA | Existing | RYB | 11 kV | NO | Class C |  |  | 7X_500_1C_CU_PVC/PVC |  |  |  | 1.120 m |  |  |  | 7 | 0 | Pass | null
378525964 | TNB | DISTRIBUTION | WP PUTRAJAYA & CYBERJAYA | Existing | RYB | 11 kV |  |  |  |  | 240_TRIPLEX_AL_XLPE | PE 24.35 VERDI CONDO BLOK 1: CBJ24352 | PE 24.01 SYMPHONY HILLS 8: CBJ24011 |  | 256.193 m |  |  |  | 3 | 0 | Pass | null
378525968 | TNB | DISTRIBUTION | WP PUTRAJAYA & CYBERJAYA | Existing | RYB | 11 kV | YES | Class D |  |  | 240_TRIPLEX_AL_XLPE | PE 24.01 SYMPHONY HILLS 8: CBJ24014 | PE 24.06 SYMPHONY HILLS 1: CBJ24062 |  | 575.081 m |  |  |  | 3 | 0 | Pass | null
378525976 | TNB | DISTRIBUTION | WP PUTRAJAYA & CYBERJAYA | Existing | RYB | 11 kV |  |  |  |  | 240_TRIPLEX_AL_XLPE | PE 23.01 PS 2-9 F1: CBJ23013 | PE 24.12 SEJATI HOMES 2: CBJ24121 |  | 2623.798 m |  |  |  | 3 | 1 | Pass | null
378525981 | TNB | DISTRIBUTION | WP PUTRAJAYA & CYBERJAYA | Existing | RYB | 11 kV |  | Class D |  |  | 240_TRIPLEX_AL_XLPE | PE 24.12 SEJATI HOMES 2: CBJ24123 | PE 24.11 SEJATI HOMES 1: CBJ24111 |  | 401.942 m |  |  |  | 3 | 0 | Pass | null
378525986 | TNB | DISTRIBUTION | WP PUTRAJAYA & CYBERJAYA | Existing | RYB | 11 kV |  |  |  |  | 240_TRIPLEX_AL_XLPE | PE 24.11 SEJATI HOMES 1: CBJ24112 | PE 24.13 SYMPHONY HILLS 2: CBJ24132 |  | 1992.672 m |  |  |  | 3 | 0 | Pass | null
378525990 | TNB | DISTRIBUTION | WP PUTRAJAYA & CYBERJAYA | Existing | RYB | 11 kV |  |  |  |  | 240_TRIPLEX_AL_XLPE | PE 24.13 SYMPHONY HILLS 2: CBJ24131 | PE 24.05 SYMPHONY HILLS 3: CBJ24054 |  | 403.115 m |  |  |  | 3 | 0 | Pass | null
378525995 | TNB | DISTRIBUTION | WP PUTRAJAYA & CYBERJAYA | Existing | RYB | 11 kV |  |  |  |  | 240_TRIPLEX_AL_XLPE | PE 24.05 SYMPHONY HILLS 3: CBJ24052 | PE 24.16 PADAT PERUMAHAN 1: CBJ24161 |  | 838.049 m |  |  |  | 3 | 0 | Pass | null
378526004 | TNB | DISTRIBUTION | WP PUTRAJAYA & CYBERJAYA | Existing | RYB | 11 kV |  |  |  |  | 240_TRIPLEX_AL_XLPE | PE 24.16 PADAT PERUMAHAN 1: CBJ24162 | SS 24.32 NADAYU 99: CBJ24321 |  | 1179.880 m |  |  |  | 3 | 0 | Pass | null
378526185 | TNB | DISTRIBUTION | WP PUTRAJAYA & CYBERJAYA | Existing | RYB | 11 kV |  |  |  |  | 240_TRIPLEX_AL_XLPE | PE 22.12 SEK MEN KEB CJ1 F1: CBJ22121 | PE 24.21 SITE OFFICE SYMPHONY HILLS: CBJ24213 |  | 293.325 m |  |  |  | 3 | 1 | Pass | null
378526194 | TNB | DISTRIBUTION | WP PUTRAJAYA & CYBERJAYA | Existing | RYB | 11 kV |  |  |  |  | 240_TRIPLEX_AL_XLPE |  |  |  | 38.779 m |  |  |  | 3 | 0 | Pass | null
378527362 | TNB | DISTRIBUTION | WP PUTRAJAYA & CYBERJAYA | Existing | RYB | 11 kV |  |  |  |  | 240_TRIPLEX_AL_XLPE | SS 21.81 SHAFBURY-MLCP CAR PARK F1: CBJ21812 | SS 24.14 SHAFTBURY BLOK D F1: CBJ24141 |  | 125.132 m |  |  | CB5 | 3 | 0 | Pass | null
378527369 | TNB | DISTRIBUTION | WP PUTRAJAYA & CYBERJAYA | Existing | RYB | 11 kV |  |  |  |  | 240_TRIPLEX_AL_XLPE | SS 21.81 SHAFBURY-MLCP CAR PARK F2: CBJ21815 | SS 24.14 SHAFBURY BLOK D F2: C24144 |  | 125.770 m |  |  | CB4 | 3 | 0 | Pass | null
378527392 | TNB | DISTRIBUTION | WP PUTRAJAYA & CYBERJAYA | Existing | RYB | 11 kV |  |  |  |  | 240_TRIPLEX_AL_XLPE | SS 21.82 SHAFBURY BLOK C F1: CBJ21822 | PE 21.22 CYBERVIEW NO.1: CBJ21221 |  | 1564.545 m |  |  |  | 3 | 0 | Pass | null
378527396 | TNB | DISTRIBUTION | WP PUTRAJAYA & CYBERJAYA | Existing | RYB | 11 kV |  |  |  |  | 240_TRIPLEX_AL_XLPE | SS 21.82 SHAFBURY BLOK C F2: CBJ21825 | PE 21.13 CYBERVIEW NO. 2 ( MDC ) F2: CBJ21134 |  | 1529.112 m |  |  |  | 3 | 0 | Pass | null
378527590 | TNB | DISTRIBUTION | WP PUTRAJAYA & CYBERJAYA | Existing | RYB | 11 kV |  |  |  |  | 240_TRIPLEX_AL_XLPE | SS 24.14 SHAFTBURY BLOK D F1: C24142 | SS 21.82 SHAFBURY BLOK C F1: CBJ21821 |  | 93.335 m |  |  |  | 3 | 0 | Pass | null
378527595 | TNB | DISTRIBUTION | WP PUTRAJAYA & CYBERJAYA | Existing | RYB | 11 kV |  |  |  |  | 240_TRIPLEX_AL_XLPE | SS 24.14 SHAFBURY BLOK D F2: C24145 | SS 21.82 SHAFBURY BLOK C F2: CBJ21824 |  | 93.001 m |  |  |  | 3 | 0 | Pass | null
378528026 | TNB | DISTRIBUTION | WP PUTRAJAYA & CYBERJAYA | Existing | RYB | 11 kV |  |  |  |  | 240_TRIPLEX_AL_XLPE | PE 21.13 CYBERVIEW NO. 2 ( MDC ) F1: CBJ21132 | PE 22.03 CYBERVIEW GARDENS F1: CBJ22031 |  | 793.856 m |  |  |  | 3 | 1 | Pass | null
378528031 | TNB | DISTRIBUTION | WP PUTRAJAYA & CYBERJAYA | Existing | RYB | 11 kV |  |  |  |  | 240_TRIPLEX_AL_XLPE | PE 21.13 CYBERVIEW NO. 2 ( MDC ) F2: CBJ21135 | PE 22.03 CYBERVIEW GARDENS F2: CBJ22035 |  | 792.871 m |  |  |  | 3 | 1 | Pass | null
378559206 | TNB | DISTRIBUTION | WP PUTRAJAYA & CYBERJAYA | Existing | RYB | 11 kV |  |  |  |  | 240_TRIPLEX_AL_XLPE | PE 15.47 APARTMENT ALAM DESA (F2): PTJ15475 | PE 15.56 DWIPUTRA NO 3 (F2): PTJ15566 |  | 462.828 m |  |  |  | 3 | 0 | Pass | null
378559211 | TNB | DISTRIBUTION | WP PUTRAJAYA & CYBERJAYA | Existing | RYB | 11 kV |  |  |  |  | 240_TRIPLEX_AL_XLPE | PE 15.56 DWIPUTRA NO 3 (F1): PTJ15561 | PE 15.59 DWIPUTRA NO 6 (F1): PTJ15593 |  | 436.773 m |  |  |  | 3 | 0 | Pass | null
378559216 | TNB | DISTRIBUTION | WP PUTRAJAYA & CYBERJAYA | Existing | RYB | 11 kV |  |  |  |  | 240_TRIPLEX_AL_XLPE | PE 15.56 DWIPUTRA NO 3 (F2): PTJ15564 | PE 15.59 DWIPUTRA NO 6 (F2): PTJ15596 |  | 421.193 m |  |  |  | 3 | 0 | Pass | null
378559221 | TNB | DISTRIBUTION | WP PUTRAJAYA & CYBERJAYA | Existing | RYB | 11 kV |  |  |  |  | 240_TRIPLEX_AL_XLPE | PE 15.55 DWIPUTRA NO 2 (F1): PTJ15551 | PE 15.57 DWIPUTRA NO 4 (F1): PTJ15573 |  | 54.997 m |  |  |  | 3 | 0 | Pass | null
378559226 | TNB | DISTRIBUTION | WP PUTRAJAYA & CYBERJAYA | Existing | RYB | 11 kV |  |  |  |  | 240_TRIPLEX_AL_XLPE | PE 15.58 DWIPUTRA NO 5 (F1): PTJ15581 | PE 15.54 DWIPUTRA NO 1 (F1): PTJ15543 |  | 105.822 m |  |  |  | 3 | 0 | Pass | null
378559251 | TNB | DISTRIBUTION | WP PUTRAJAYA & CYBERJAYA | Existing | RYB | Unknown |  |  |  |  | 240_TRIPLEX_AL_XLPE | PE 15.38 FASA 15-3B (F2): PTJ15385 | PE 15.39 FASA 15-3A (F2): PTJ15394 |  | 527.140 m |  |  |  | 3 | 0 | Fail | Please check "Nominal Voltage"
378559266 | TNB | DISTRIBUTION | WP PUTRAJAYA & CYBERJAYA | Existing | RYB | Unknown |  |  |  |  | 240_TRIPLEX_AL_XLPE | PE 15.37 FASA 15-2 (F2): PTJ15375 | PE 15.05 BLOK D2 (1) (EFI) (F2): PTJ15054 [OFF] |  | 2352.771 m |  |  |  | 3 | 0 | Fail | Please check "Nominal Voltage"
378567691 | TNB | DISTRIBUTION | WP PUTRAJAYA & CYBERJAYA | Existing | RYB | 11 kV |  |  |  |  | 240_TRIPLEX_AL_XLPE |  |  |  | 8.393 m |  |  |  | 3 | 0 | Pass | null
378567911 | TNB | DISTRIBUTION | WP PUTRAJAYA & CYBERJAYA | Existing | RYB | 11 kV |  |  |  |  | 240_TRIPLEX_AL_XLPE | PE 5.05 C/S S/L: PTJ05051 | PE 5.08 JLB2: PTJ05081 |  | 1980.430 m |  |  |  | 3 | 0 | Pass | null
378568022 | TNB | DISTRIBUTION | WP PUTRAJAYA & CYBERJAYA | Existing | RYB | 11 kV |  |  |  |  | 240_TRIPLEX_AL_XLPE | PE 5.06 C/S S/L: PTJ05061 | PE 5.05 C/S S/L: PTJ05053 |  | 922.944 m |  |  |  | 3 | 0 | Pass | null
378568069 | TNB | DISTRIBUTION | WP PUTRAJAYA & CYBERJAYA | Existing | RYB | 11 kV |  |  |  |  | 240_TRIPLEX_AL_XLPE | PE 5.04 C/S S/L: PTJ05042 | PE 5.06 C/S S/L: PTJ05063 |  | 2046.628 m |  |  |  | 3 | 0 | Pass | null
378568100 | TNB | DISTRIBUTION | WP PUTRAJAYA & CYBERJAYA | Existing | RYB | 11 kV |  |  |  |  | 240_TRIPLEX_AL_XLPE | PE 5.03 BR.6 S. GEMILANG: PTJ05031 | PE 5.04 C/S S/L: PTJ05041 |  | 1144.558 m |  |  |  | 3 | 0 | Pass | null
378568117 | TNB | DISTRIBUTION | WP PUTRAJAYA & CYBERJAYA | Existing | RYB | 11 kV |  |  |  |  | 240_TRIPLEX_AL_XLPE | PPU PTJ24: VCB 11 | PE 6.01 GRAND STAND (F1): PTJ06011 |  | 4813.197 m |  |  | CB11 | 3 | 0 | Pass | null
378568121 | TNB | DISTRIBUTION | WP PUTRAJAYA & CYBERJAYA | Existing | RYB | 11 kV |  |  |  |  | 240_TRIPLEX_AL_XLPE | PE 6.01 GRAND STAND (F2): PTJ06014 | PPU PTJ24: VCB 10 [OFF] |  | 4819.697 m |  |  | CB10 | 3 | 0 | Pass | null
378572485 | TNB | DISTRIBUTION | WP PUTRAJAYA & CYBERJAYA | Existing | RYB | 11 kV |  |  |  |  | 240_TRIPLEX_AL_XLPE | PE 21.74 LAKE VIEW WEST 2: CBJ21744 | PE 22.48 LOT 12082 FASA 1B F1: CBJ22481 |  | 523.514 m |  |  |  | 3 | 1 | Pass | null
378572490 | TNB | DISTRIBUTION | WP PUTRAJAYA & CYBERJAYA | Existing | RYB | 11 kV |  |  |  |  | 240_TRIPLEX_AL_XLPE | PE 24.03 JELANG VISTA 2: CBJ24031 | PE 24.02 JELANG VISTA 1: CBJ24022 |  | 472.035 m |  |  |  | 3 | 0 | Pass | null
378572683 | TNB | DISTRIBUTION | WP PUTRAJAYA & CYBERJAYA | Existing | RYB | 11 kV |  |  |  |  | 240_TRIPLEX_AL_XLPE | PE 24.02 JELANG VISTA 1: CBJ24021 | PE 21.74 LAKE VIEW WEST 2: CBJ21741 |  | 69.409 m |  |  |  | 3 | 0 | Pass | null
378572794 | TNB | DISTRIBUTION | WP PUTRAJAYA & CYBERJAYA | Existing | RYB | 11 kV |  |  |  |  | 240_TRIPLEX_AL_XLPE | PE 21.42 CYBERVILLAGE SERENITY 4 F2: CBJ21425 | PE 21.75 LAKEVIEW WEST 1: CBJ21751 |  | 566.582 m |  |  |  | 3 | 3 | Pass | null
378574090 | TNB | DISTRIBUTION | WP PUTRAJAYA & CYBERJAYA | Existing | RYB | 11 kV |  |  |  |  | 240_TRIPLEX_AL_XLPE | PE 22.22 CYBER HEIGHT VILLA F2: CBJ22225 | PE 24.15 APARTMENT TINDAK MURNI: CBJ24151 |  | 440.055 m |  |  |  | 3 | 0 | Pass | null
378574962 | TNB | DISTRIBUTION | WP PUTRAJAYA & CYBERJAYA | Existing | RYB | 11 kV |  |  |  |  | 240_TRIPLEX_AL_XLPE | PPU CYB7: VCB 4 | SS 21.81 SHAFBURY-MLCP CAR PARK F2: CBJ21814 |  | 613.961 m |  |  | CB4 | 3 | 3 | Pass | null
378574966 | TNB | DISTRIBUTION | WP PUTRAJAYA & CYBERJAYA | Existing | RYB | 11 kV |  |  |  |  | 240_TRIPLEX_AL_XLPE | PPU CYB7: VCB 5 | SS 21.81 SHAFBURY-MLCP CAR PARK F1: CBJ21811 |  | 607.754 m |  |  | CB5 | 3 | 3 | Pass | null
378575288 | TNB | DISTRIBUTION | WP PUTRAJAYA & CYBERJAYA | Existing | RYB | 11 kV |  |  |  |  | 240_TRIPLEX_AL_XLPE | PE 21.05 B15-3: CBJ21053 | PE 21.07 P.APEC: CBJ21071 |  | 400.480 m |  |  |  | 3 | 0 | Pass | null
378575359 | TNB | DISTRIBUTION | WP PUTRAJAYA & CYBERJAYA | Existing | RYB | 11 kV |  |  |  |  | 240_TRIPLEX_AL_XLPE | PE 23.27 V RESIDENCE 1: CBJ23271 | PE 21.04 B15-2: CBJ21041 |  | 746.369 m |  |  |  | 3 | 0 | Pass | null
378576155 | TNB | DISTRIBUTION | WP PUTRAJAYA & CYBERJAYA | Existing | RYB | 11 kV |  |  |  |  | 240_3C_AL_XLPE | PE 21.68 Padat Elite 4: CBJ21681 | PE 21.19 ELITE HIGHWAY NO. 1: CBJ21192 |  | 1236.295 m |  |  |  | 3 | 0 | Pass | null
378576165 | TNB | DISTRIBUTION | WP PUTRAJAYA & CYBERJAYA | Existing | RYB | 11 kV |  |  |  |  | 240_TRIPLEX_AL_XLPE | PE PDT PULAU MERANTI: J42396 | PE 21.20 ELITE HIGHWAY NO. 2: CBJ21201 |  | 3467.125 m |  |  |  | 3 | 0 | Pass | null
378580535 | TNB | DISTRIBUTION | WP PUTRAJAYA & CYBERJAYA | Existing | RYB | 33 kV |  |  |  |  | 630_1C_AL_XLPE |  |  |  | 4.386 m |  |  |  | 3 | 0 | Pass | null
378580539 | TNB | DISTRIBUTION | WP PUTRAJAYA & CYBERJAYA | Existing | RYB | 33 kV |  |  |  |  | 630_1C_AL_XLPE |  |  |  | 3.855 m |  |  |  | 3 | 0 | Pass | null
378580544 | TNB | DISTRIBUTION | WP PUTRAJAYA & CYBERJAYA | Existing | RYB | 33 kV |  |  |  |  | 630_1C_AL_XLPE |  |  |  | 5.780 m |  |  |  | 3 | 0 | Pass | null
378580549 | TNB | DISTRIBUTION | WP PUTRAJAYA & CYBERJAYA | Existing | RYB | 33 kV |  |  |  |  | 630_1C_AL_XLPE |  |  |  | 4.725 m |  |  |  | 3 | 0 | Pass | null
378580558 | TNB | DISTRIBUTION | WP PUTRAJAYA & CYBERJAYA | Existing | RYB | 11 kV |  |  |  |  | 240_TRIPLEX_AL_XLPE |  |  |  | 4.825 m |  |  |  | 3 | 0 | Pass | null
378580563 | TNB | DISTRIBUTION | WP PUTRAJAYA & CYBERJAYA | Existing | RYB | 11 kV |  |  |  |  | 240_TRIPLEX_AL_XLPE |  |  |  | 5.697 m |  |  |  | 3 | 0 | Pass | null
378580568 | TNB | DISTRIBUTION | WP PUTRAJAYA & CYBERJAYA | Existing | RYB | 11 kV |  |  |  |  | 240_TRIPLEX_AL_XLPE |  |  |  | 6.127 m |  |  |  | 3 | 0 | Pass | null
378580573 | TNB | DISTRIBUTION | WP PUTRAJAYA & CYBERJAYA | Existing | RYB | 11 kV |  |  |  |  | 240_TRIPLEX_AL_XLPE |  |  |  | 5.844 m |  |  |  | 3 | 0 | Pass | null
378580577 | TNB | DISTRIBUTION | WP PUTRAJAYA & CYBERJAYA | Existing | RYB | 11 kV |  |  |  |  | 240_TRIPLEX_AL_XLPE |  |  |  | 5.517 m |  |  |  | 3 | 0 | Pass | null
378580581 | TNB | DISTRIBUTION | WP PUTRAJAYA & CYBERJAYA | Existing | RYB | 11 kV |  |  |  |  | 240_TRIPLEX_AL_XLPE |  |  |  | 5.365 m |  |  |  | 3 | 0 | Pass | null
378580588 | TNB | DISTRIBUTION | WP PUTRAJAYA & CYBERJAYA | Existing | RYB | 11 kV |  |  |  |  | 240_TRIPLEX_AL_XLPE |  |  |  | 4.997 m |  |  |  | 3 | 0 | Pass | null
378580593 | TNB | DISTRIBUTION | WP PUTRAJAYA & CYBERJAYA | Existing | RYB | 11 kV |  |  |  |  | 240_TRIPLEX_AL_XLPE |  |  |  | 5.682 m |  |  |  | 3 | 0 | Pass | null
378580599 | TNB | DISTRIBUTION | WP PUTRAJAYA & CYBERJAYA | Existing | RYB | 11 kV |  |  |  |  | 240_TRIPLEX_AL_XLPE |  |  |  | 19.580 m |  |  |  | 3 | 0 | Pass | null
378580603 | TNB | DISTRIBUTION | WP PUTRAJAYA & CYBERJAYA | Existing | RYB | 11 kV |  |  |  |  | 240_TRIPLEX_AL_XLPE |  |  |  | 7.569 m |  |  |  | 3 | 0 | Pass | null
378580608 | TNB | DISTRIBUTION | WP PUTRAJAYA & CYBERJAYA | Existing | RYB | 11 kV |  |  |  |  | 240_TRIPLEX_AL_XLPE |  |  |  | 6.226 m |  |  |  | 3 | 0 | Pass | null
378580613 | TNB | DISTRIBUTION | WP PUTRAJAYA & CYBERJAYA | Existing | RYB | 11 kV |  |  |  |  | 240_TRIPLEX_AL_XLPE |  |  |  | 5.690 m |  |  |  | 3 | 0 | Pass | null
378580618 | TNB | DISTRIBUTION | WP PUTRAJAYA & CYBERJAYA | Existing | RYB | 11 kV |  |  |  |  | 240_TRIPLEX_AL_XLPE |  |  |  | 9.006 m |  |  |  | 3 | 0 | Pass | null
378580623 | TNB | DISTRIBUTION | WP PUTRAJAYA & CYBERJAYA | Existing | RYB | 11 kV |  |  |  |  | 240_TRIPLEX_AL_XLPE |  |  |  | 7.860 m |  |  |  | 3 | 0 | Pass | null
378580628 | TNB | DISTRIBUTION | WP PUTRAJAYA & CYBERJAYA | Existing | RYB | 11 kV |  |  |  |  | 240_TRIPLEX_AL_XLPE |  |  |  | 11.589 m |  |  |  | 3 | 0 | Pass | null
378580633 | TNB | DISTRIBUTION | WP PUTRAJAYA & CYBERJAYA | Existing | RYB | 11 kV |  |  |  |  | 240_TRIPLEX_AL_XLPE |  |  |  | 6.293 m |  |  |  | 3 | 0 | Pass | null
378580638 | TNB | DISTRIBUTION | WP PUTRAJAYA & CYBERJAYA | Existing | RYB | 11 kV |  |  |  |  | 240_TRIPLEX_AL_XLPE |  |  |  | 8.764 m |  |  |  | 3 | 0 | Pass | null
378580643 | TNB | DISTRIBUTION | WP PUTRAJAYA & CYBERJAYA | Existing | RYB | 11 kV |  |  |  |  | 240_TRIPLEX_AL_XLPE |  |  |  | 5.608 m |  |  |  | 3 | 0 | Pass | null
378580648 | TNB | DISTRIBUTION | WP PUTRAJAYA & CYBERJAYA | Existing | RYB | 11 kV |  |  |  |  | 240_TRIPLEX_AL_XLPE |  |  |  | 8.194 m |  |  |  | 3 | 0 | Pass | null
378580652 | TNB | DISTRIBUTION | WP PUTRAJAYA & CYBERJAYA | Existing | RYB | 11 kV |  |  |  |  | 240_TRIPLEX_AL_XLPE |  |  |  | 9.042 m |  |  |  | 3 | 0 | Pass | null
378580656 | TNB | DISTRIBUTION | WP PUTRAJAYA & CYBERJAYA | Existing | RYB | 11 kV |  |  |  |  | 240_TRIPLEX_AL_XLPE |  |  |  | 4.752 m |  |  |  | 3 | 0 | Pass | null
378580662 | TNB | DISTRIBUTION | WP PUTRAJAYA & CYBERJAYA | Existing | RYB | 11 kV |  |  |  |  | 240_TRIPLEX_AL_XLPE |  |  |  | 7.550 m |  |  |  | 3 | 0 | Pass | null
378580668 | TNB | DISTRIBUTION | WP PUTRAJAYA & CYBERJAYA | Existing | RYB | 11 kV |  |  |  |  | 240_TRIPLEX_AL_XLPE |  |  |  | 6.512 m |  |  |  | 3 | 0 | Pass | null
378580673 | TNB | DISTRIBUTION | WP PUTRAJAYA & CYBERJAYA | Existing | RYB | 11 kV |  |  |  |  | 240_TRIPLEX_AL_XLPE |  |  |  | 5.416 m |  |  |  | 3 | 0 | Pass | null
378580678 | TNB | DISTRIBUTION | WP PUTRAJAYA & CYBERJAYA | Existing | RYB | 11 kV |  |  |  |  | 240_TRIPLEX_AL_XLPE |  |  |  | 5.824 m |  |  |  | 3 | 0 | Pass | null
378580683 | TNB | DISTRIBUTION | WP PUTRAJAYA & CYBERJAYA | Existing | RYB | 11 kV |  |  |  |  | 240_TRIPLEX_AL_XLPE |  |  |  | 6.031 m |  |  |  | 3 | 0 | Pass | null
378580688 | TNB | DISTRIBUTION | WP PUTRAJAYA & CYBERJAYA | Existing | RYB | 11 kV |  |  |  |  | 240_TRIPLEX_AL_XLPE |  |  |  | 7.830 m |  |  |  | 3 | 0 | Pass | null
378580693 | TNB | DISTRIBUTION | WP PUTRAJAYA & CYBERJAYA | Existing | RYB | 11 kV |  |  |  |  | 240_TRIPLEX_AL_XLPE |  |  |  | 7.185 m |  |  |  | 3 | 0 | Pass | null
378580698 | TNB | DISTRIBUTION | WP PUTRAJAYA & CYBERJAYA | Existing | RYB | 11 kV |  |  |  |  | 240_TRIPLEX_AL_XLPE |  |  |  | 5.083 m |  |  |  | 3 | 0 | Pass | null
378580703 | TNB | DISTRIBUTION | WP PUTRAJAYA & CYBERJAYA | Existing | RYB | 11 kV |  |  |  |  | 240_TRIPLEX_AL_XLPE |  |  |  | 5.447 m |  |  |  | 3 | 0 | Pass | null
378593722 | TNB | DISTRIBUTION | WP PUTRAJAYA & CYBERJAYA | Existing | RYB | 11 kV |  |  |  |  | 240_TRIPLEX_AL_XLPE |  |  |  | 7.924 m |  |  |  | 3 | 0 | Pass | null
378593727 | TNB | DISTRIBUTION | WP PUTRAJAYA & CYBERJAYA | Existing | RYB | 11 kV |  |  |  |  | 240_TRIPLEX_AL_XLPE |  |  |  | 7.342 m |  |  |  | 3 | 0 | Pass | null
378593732 | TNB | DISTRIBUTION | WP PUTRAJAYA & CYBERJAYA | Existing | RYB | 11 kV |  |  |  |  | 240_TRIPLEX_AL_XLPE |  |  |  | 7.410 m |  |  |  | 3 | 0 | Pass | null
378593740 | TNB | DISTRIBUTION | WP PUTRAJAYA & CYBERJAYA | Existing | RYB | 11 kV |  |  |  |  | 240_TRIPLEX_AL_XLPE |  |  |  | 5.911 m |  |  |  | 3 | 0 | Pass | null
378593745 | TNB | DISTRIBUTION | WP PUTRAJAYA & CYBERJAYA | Existing | RYB | 11 kV |  |  |  |  | 240_TRIPLEX_AL_XLPE |  |  |  | 6.306 m |  |  |  | 3 | 0 | Pass | null
378593753 | TNB | DISTRIBUTION | WP PUTRAJAYA & CYBERJAYA | Existing | RYB | 11 kV |  |  |  |  | 240_TRIPLEX_AL_XLPE |  |  |  | 9.552 m |  |  |  | 3 | 0 | Pass | null
378593761 | TNB | DISTRIBUTION | WP PUTRAJAYA & CYBERJAYA | Existing | RYB | 11 kV |  |  |  |  | 240_TRIPLEX_AL_XLPE |  |  |  | 7.485 m |  |  |  | 3 | 0 | Pass | null
378593766 | TNB | DISTRIBUTION | WP PUTRAJAYA & CYBERJAYA | Existing | RYB | 11 kV |  |  |  |  | 240_TRIPLEX_AL_XLPE |  |  |  | 8.893 m |  |  |  | 3 | 0 | Pass | null
378593770 | TNB | DISTRIBUTION | WP PUTRAJAYA & CYBERJAYA | Existing | RYB | 11 kV |  |  |  |  | 240_TRIPLEX_AL_XLPE |  |  |  | 6.191 m |  |  |  | 3 | 0 | Pass | null
378593776 | TNB | DISTRIBUTION | WP PUTRAJAYA & CYBERJAYA | Existing | RYB | 11 kV |  |  |  |  | 240_TRIPLEX_AL_XLPE |  |  |  | 7.457 m |  |  |  | 3 | 0 | Pass | null
378593780 | TNB | DISTRIBUTION | WP PUTRAJAYA & CYBERJAYA | Existing | RYB | 11 kV |  |  |  |  | 240_TRIPLEX_AL_XLPE |  |  |  | 9.993 m |  |  |  | 3 | 0 | Pass | null
378593784 | TNB | DISTRIBUTION | WP PUTRAJAYA & CYBERJAYA | Existing | RYB | 11 kV |  |  |  |  | 240_TRIPLEX_AL_XLPE |  |  |  | 10.424 m |  |  |  | 3 | 0 | Pass | null
378593789 | TNB | DISTRIBUTION | WP PUTRAJAYA & CYBERJAYA | Existing | RYB | 11 kV |  |  |  |  | 240_TRIPLEX_AL_XLPE |  |  |  | 7.463 m |  |  |  | 3 | 0 | Pass | null
378593794 | TNB | DISTRIBUTION | WP PUTRAJAYA & CYBERJAYA | Existing | RYB | 11 kV |  |  |  |  | 240_TRIPLEX_AL_XLPE |  |  |  | 8.919 m |  |  |  | 3 | 0 | Pass | null
378593799 | TNB | DISTRIBUTION | WP PUTRAJAYA & CYBERJAYA | Existing | RYB | 11 kV | NO | Class C |  |  | 240_TRIPLEX_AL_XLPE |  |  |  | 9.684 m |  |  |  | 3 | 0 | Pass | null
378593804 | TNB | DISTRIBUTION | WP PUTRAJAYA & CYBERJAYA | Existing | RYB | 11 kV | NO | Class C |  |  | 240_TRIPLEX_AL_XLPE |  |  |  | 6.259 m |  |  |  | 3 | 0 | Pass | null
378593809 | TNB | DISTRIBUTION | WP PUTRAJAYA & CYBERJAYA | Existing | RYB | 11 kV |  |  |  |  | 240_TRIPLEX_AL_XLPE |  |  |  | 8.415 m |  |  |  | 3 | 0 | Pass | null
378593821 | TNB | DISTRIBUTION | WP PUTRAJAYA & CYBERJAYA | Existing | RYB | 11 kV |  |  |  |  | 240_TRIPLEX_AL_XLPE |  |  |  | 11.679 m |  |  |  | 3 | 0 | Pass | null
378593826 | TNB | DISTRIBUTION | WP PUTRAJAYA & CYBERJAYA | Existing | RYB | 11 kV | NO | Class C |  |  | 240_TRIPLEX_AL_XLPE |  |  |  | 18.582 m |  |  |  | 3 | 0 | Pass | null
378593830 | TNB | DISTRIBUTION | WP PUTRAJAYA & CYBERJAYA | Existing | RYB | 11 kV |  |  |  |  | 240_TRIPLEX_AL_XLPE |  |  |  | 10.964 m |  |  |  | 3 | 0 | Pass | null
378593835 | TNB | DISTRIBUTION | WP PUTRAJAYA & CYBERJAYA | Existing | RYB | 11 kV | NO | Class C |  |  | 240_TRIPLEX_AL_XLPE |  |  |  | 12.253 m |  |  |  | 3 | 0 | Pass | null
378593840 | TNB | DISTRIBUTION | WP PUTRAJAYA & CYBERJAYA | Existing | RYB | 11 kV |  |  |  |  | 240_TRIPLEX_AL_XLPE |  |  |  | 5.110 m |  |  |  | 3 | 0 | Pass | null
378593845 | TNB | DISTRIBUTION | WP PUTRAJAYA & CYBERJAYA | Existing | RYB | 11 kV |  |  |  |  | 240_TRIPLEX_AL_XLPE |  |  |  | 10.945 m |  |  |  | 3 | 0 | Pass | null
378593850 | TNB | DISTRIBUTION | WP PUTRAJAYA & CYBERJAYA | Existing | RYB | 11 kV |  |  |  |  | 240_TRIPLEX_AL_XLPE |  |  |  | 8.139 m |  |  |  | 3 | 0 | Pass | null
378607152 | TNB | DISTRIBUTION | WP PUTRAJAYA & CYBERJAYA | Existing | RYB | 11 kV |  |  |  |  | 7X_500_1C_CU_PVC/PVC |  |  |  | 1.229 m |  |  |  | 7 | 0 | Pass | null
378607435 | TNB | DISTRIBUTION | WP PUTRAJAYA & CYBERJAYA | Existing | RYB | 11 kV |  |  |  |  | 240_TRIPLEX_AL_XLPE |  |  |  | 5.996 m |  |  |  | 3 | 0 | Pass | null
378607440 | TNB | DISTRIBUTION | WP PUTRAJAYA & CYBERJAYA | Existing | RYB | 11 kV |  |  |  |  | 240_TRIPLEX_AL_XLPE |  |  |  | 4.696 m |  |  |  | 3 | 0 | Pass | null
378607445 | TNB | DISTRIBUTION | WP PUTRAJAYA & CYBERJAYA | Existing | RYB | 11 kV |  |  |  |  | 240_TRIPLEX_AL_XLPE |  |  |  | 4.953 m |  |  |  | 3 | 0 | Pass | null
378607452 | TNB | DISTRIBUTION | WP PUTRAJAYA & CYBERJAYA | Existing | RYB | 11 kV |  |  |  |  | 240_TRIPLEX_AL_XLPE |  |  |  | 5.815 m |  |  |  | 3 | 0 | Pass | null
378607457 | TNB | DISTRIBUTION | WP PUTRAJAYA & CYBERJAYA | Existing | RYB | 11 kV | NO | Class C |  |  | 240_TRIPLEX_AL_XLPE |  |  |  | 5.345 m |  |  |  | 3 | 0 | Pass | null
378607462 | TNB | DISTRIBUTION | WP PUTRAJAYA & CYBERJAYA | Existing | RYB | 11 kV |  |  |  |  | 240_TRIPLEX_AL_XLPE |  |  |  | 6.255 m |  |  |  | 3 | 0 | Pass | null
378607467 | TNB | DISTRIBUTION | WP PUTRAJAYA & CYBERJAYA | Existing | RYB | 11 kV |  |  |  |  | 240_TRIPLEX_AL_XLPE |  |  |  | 4.877 m |  |  |  | 3 | 0 | Pass | null
378607472 | TNB | DISTRIBUTION | WP PUTRAJAYA & CYBERJAYA | Existing | RYB | 11 kV |  |  |  |  | 240_3C_AL_XLPE |  |  |  | 5.678 m |  |  |  | 3 | 0 | Pass | null
378607477 | TNB | DISTRIBUTION | WP PUTRAJAYA & CYBERJAYA | Existing | RYB | 11 kV | NO | Class C |  |  | 240_TRIPLEX_AL_XLPE |  |  |  | 27.269 m |  |  |  | 3 | 0 | Pass | null
378607481 | TNB | DISTRIBUTION | WP PUTRAJAYA & CYBERJAYA | Existing | RYB | 11 kV | NO | Class C |  |  | 240_TRIPLEX_AL_XLPE |  |  |  | 7.910 m |  |  |  | 3 | 0 | Pass | null
378607486 | TNB | DISTRIBUTION | WP PUTRAJAYA & CYBERJAYA | Existing | RYB | 11 kV |  |  |  |  | 240_TRIPLEX_AL_XLPE |  |  |  | 5.808 m |  |  |  | 3 | 0 | Pass | null
378607492 | TNB | DISTRIBUTION | WP PUTRAJAYA & CYBERJAYA | Existing | RYB | 11 kV |  |  |  |  | 240_3C_AL_XLPE |  |  |  | 7.198 m |  |  |  | 3 | 0 | Pass | null
378607497 | TNB | DISTRIBUTION | WP PUTRAJAYA & CYBERJAYA | Existing | RYB | 11 kV | NO | Class C |  |  | 240_TRIPLEX_AL_XLPE |  |  |  | 5.734 m |  |  |  | 3 | 0 | Pass | null
378607502 | TNB | DISTRIBUTION | WP PUTRAJAYA & CYBERJAYA | Existing | RYB | 11 kV |  |  |  |  | 240_TRIPLEX_AL_XLPE |  |  |  | 9.745 m |  |  |  | 3 | 0 | Pass | null
378607507 | TNB | DISTRIBUTION | WP PUTRAJAYA & CYBERJAYA | Existing | RYB | 11 kV |  |  |  |  | 240_TRIPLEX_AL_XLPE |  |  |  | 13.546 m |  |  |  | 3 | 0 | Pass | null
378607512 | TNB | DISTRIBUTION | WP PUTRAJAYA & CYBERJAYA | Existing | RYB | 11 kV |  |  |  |  | 240_TRIPLEX_AL_XLPE |  |  |  | 10.898 m |  |  |  | 3 | 0 | Pass | null
378607516 | TNB | DISTRIBUTION | WP PUTRAJAYA & CYBERJAYA | Existing | RYB | 11 kV | NO | Class C |  |  | 240_TRIPLEX_AL_XLPE |  |  |  | 16.948 m |  |  |  | 3 | 0 | Pass | null
378607522 | TNB | DISTRIBUTION | WP PUTRAJAYA & CYBERJAYA | Existing | RYB | 11 kV |  |  |  |  | 240_TRIPLEX_AL_XLPE |  |  |  | 8.759 m |  |  |  | 3 | 0 | Pass | null
378607528 | TNB | DISTRIBUTION | WP PUTRAJAYA & CYBERJAYA | Existing | RYB | 11 kV | NO | Class C |  |  | 240_TRIPLEX_AL_XLPE |  |  |  | 10.000 m |  |  |  | 3 | 0 | Pass | null
378607534 | TNB | DISTRIBUTION | WP PUTRAJAYA & CYBERJAYA | Existing | RYB | 11 kV |  |  |  |  | 240_TRIPLEX_AL_XLPE |  |  |  | 23.483 m |  |  |  | 3 | 0 | Pass | null
378607540 | TNB | DISTRIBUTION | WP PUTRAJAYA & CYBERJAYA | Existing | RYB | 11 kV |  |  |  |  | 240_TRIPLEX_AL_XLPE |  |  |  | 18.605 m |  |  |  | 3 | 0 | Pass | null
378607545 | TNB | DISTRIBUTION | WP PUTRAJAYA & CYBERJAYA | Existing | RYB | 11 kV |  |  |  |  | 240_TRIPLEX_AL_XLPE |  |  |  | 25.239 m |  |  |  | 3 | 0 | Pass | null
378607550 | TNB | DISTRIBUTION | WP PUTRAJAYA & CYBERJAYA | Existing | RYB | 11 kV |  |  |  |  | 240_TRIPLEX_AL_XLPE |  |  |  | 7.400 m |  |  |  | 3 | 0 | Pass | null
378607555 | TNB | DISTRIBUTION | WP PUTRAJAYA & CYBERJAYA | Existing | RYB | 11 kV |  |  |  |  | 240_TRIPLEX_AL_XLPE |  |  |  | 63.085 m |  |  |  | 3 | 0 | Pass | null
378607564 | TNB | DISTRIBUTION | WP PUTRAJAYA & CYBERJAYA | Existing | RYB | 11 kV |  |  |  |  | 240_TRIPLEX_AL_XLPE |  |  |  | 4.082 m |  |  |  | 3 | 0 | Pass | null
378607571 | TNB | DISTRIBUTION | WP PUTRAJAYA & CYBERJAYA | Existing | RYB | 11 kV |  |  |  |  | 240_TRIPLEX_AL_XLPE |  |  |  | 5.047 m |  |  |  | 3 | 0 | Pass | null
378607576 | TNB | DISTRIBUTION | WP PUTRAJAYA & CYBERJAYA | Existing | RYB | 11 kV |  |  |  |  | 240_TRIPLEX_AL_XLPE |  |  |  | 4.454 m |  |  |  | 3 | 0 | Pass | null
378607581 | TNB | DISTRIBUTION | WP PUTRAJAYA & CYBERJAYA | Existing | RYB | 11 kV |  |  |  |  | 240_TRIPLEX_AL_XLPE |  |  |  | 55.158 m |  |  |  | 3 | 0 | Pass | null
378607585 | TNB | DISTRIBUTION | WP PUTRAJAYA & CYBERJAYA | Existing | RYB | 11 kV | NO | Class C |  |  | 240_TRIPLEX_AL_XLPE |  |  |  | 31.297 m |  |  |  | 3 | 0 | Pass | null
379380820 | TNB | DISTRIBUTION | WP PUTRAJAYA & CYBERJAYA | Existing | RYB | 33 kV |  |  |  |  | 630_1C_AL_XLPE | PMU PTJC: VCB 6L5 | PPU PTJ7: |  | 8392.527 m |  |  |  | 3 | 0 | Pass | null
379380825 | TNB | DISTRIBUTION | WP PUTRAJAYA & CYBERJAYA | Existing | RYB | 11 kV |  |  |  |  | 240_TRIPLEX_AL_XLPE | PE 21.94 MYVILLA P3 PARCEL B: CBJ21941 | PE 11.35 P11 K/3 TERES (EFI) (F2): PTJ11355 |  | 1718.551 m |  |  | FDR6 | 3 | 0 | Pass | null
379380835 | TNB | DISTRIBUTION | WP PUTRAJAYA & CYBERJAYA | Existing | RYB | 33 kV |  |  |  |  | 630_1C_AL_XLPE | PPU PTJ7: | PMU PTJC: VCB 5L5 |  | 8397.892 m |  |  |  | 3 | 0 | Pass | null
379380944 | TNB | DISTRIBUTION | WP PUTRAJAYA & CYBERJAYA | Existing | RYB | 33 kV |  |  |  |  | 630_1C_AL_XLPE | PPU PTJ17: VCB 3P5 | PMU PTJC: VCB 1L5 |  | 2323.163 m |  |  |  | 3 | 0 | Pass | null
379380948 | TNB | DISTRIBUTION | WP PUTRAJAYA & CYBERJAYA | Existing | RYB | 33 kV |  |  |  |  | 630_1C_AL_XLPE | PMU PTJC: VCB 2L5 | PPU PTJ17: VCB 4P5 |  | 2330.128 m |  |  |  | 3 | 0 | Pass | null
379380957 | TNB | DISTRIBUTION | WP PUTRAJAYA & CYBERJAYA | Existing | RYB | 11 kV |  |  |  |  | 240_TRIPLEX_AL_XLPE | PE 2.18 TMN WAWASAN (WR) (F2): P02185 | SS 2.01 W.PUTRA (F2): PTJ02014 [OFF] |  | 1739.151 m |  |  |  | 3 | 0 | Pass | null
379381053 | TNB | DISTRIBUTION | WP PUTRAJAYA & CYBERJAYA | Existing | RYB | 33 kV |  |  |  |  | 630_1C_AL_XLPE | PPU PTJ23: VCB 2P5 | PMU PTJC: VCB 4L5 |  | 3275.146 m |  |  |  | 3 | 0 | Pass | null
379381057 | TNB | DISTRIBUTION | WP PUTRAJAYA & CYBERJAYA | Existing | RYB | 33 kV |  |  |  |  | 630_1C_AL_XLPE | PMU PTJC: VCB 3L5 | PPU PTJ23: VCB 1P5 |  | 3272.198 m |  |  |  | 3 | 0 | Pass | null
379382920 | TNB | DISTRIBUTION | WP PUTRAJAYA & CYBERJAYA | Existing | RYB | 11 kV |  |  |  |  | 500_1C_AL_XLPE | PPU PTJ23: VCB 3 | SS 5.34 CITY CAMPUS F2: P05344 [OFF] |  | 2437.878 m |  |  | FDR3 | 3 | 0 | Pass | null
379382925 | TNB | DISTRIBUTION | WP PUTRAJAYA & CYBERJAYA | Existing | RYB | 11 kV |  |  |  |  | 500_1C_AL_XLPE | PPU PTJ23: VCB 4 | SS 5.34 CITY CAMPUS F1: P05341 [OFF] |  | 2444.708 m |  |  | FDR4 | 3 | 0 | Pass | null
379388014 | TNB | DISTRIBUTION | WP PUTRAJAYA & CYBERJAYA | Existing | RYB | 33 kV |  |  |  |  | 630_1C_AL_XLPE | PMU SRDG: VCB 10L5 | PPU CYB6: VCB 4P5 |  | 13738.744 m |  |  |  | 3 | 0 | Pass | null
379388022 | TNB | DISTRIBUTION | WP PUTRAJAYA & CYBERJAYA | Existing | RYB | 33 kV |  |  |  |  | 630_1C_AL_XLPE | PMU ABBA 132/33kV: VCB 3L5 | PPU PTJ2: VCB 1P5 |  | 7055.396 m |  |  |  | 3 | 0 | Pass | null
379388180 | TNB | DISTRIBUTION | WP PUTRAJAYA & CYBERJAYA | Existing | RYB | 33 kV |  |  |  |  | 630_1C_AL_XLPE | SSU MEGAJANA (DCP): | PPU CYB9: VCB 3P5 |  | 2040.600 m |  |  |  | 3 | 0 | Pass | null
379388184 | TNB | DISTRIBUTION | WP PUTRAJAYA & CYBERJAYA | Existing | RYB | 33 kV |  |  |  |  | 630_1C_AL_XLPE | SSU MEGAJANA (DCP): | SSU GOOGLE CYBERJAYA (CSF): |  | 579.925 m |  |  |  | 3 | 0 | Pass | null
379388188 | TNB | DISTRIBUTION | WP PUTRAJAYA & CYBERJAYA | Existing | RYB | 33 kV |  |  |  |  | 630_1C_AL_XLPE | SSU IDCB 33KV: [OFF] | PPU CYB9: VCB 1P5 |  | 1789.725 m |  |  |  | 3 | 0 | Pass | null
379392760 | TNB | DISTRIBUTION | WP PUTRAJAYA & CYBERJAYA | Existing | RYB | 11 kV |  |  |  |  | 240_TRIPLEX_AL_XLPE |  |  |  | 5.902 m |  |  |  | 3 | 0 | Pass | null
379392764 | TNB | DISTRIBUTION | WP PUTRAJAYA & CYBERJAYA | Existing | RYB | 11 kV |  |  |  |  | 240_TRIPLEX_AL_XLPE |  |  |  | 6.439 m |  |  |  | 3 | 0 | Pass | null
379392772 | TNB | DISTRIBUTION | WP PUTRAJAYA & CYBERJAYA | Existing | RYB | 11 kV |  |  |  |  | 240_TRIPLEX_AL_XLPE |  |  |  | 6.492 m |  |  |  | 3 | 0 | Pass | null
379392782 | TNB | DISTRIBUTION | WP PUTRAJAYA & CYBERJAYA | Existing | RYB | 11 kV |  |  |  |  | 240_TRIPLEX_AL_XLPE |  |  |  | 4.626 m |  |  |  | 3 | 0 | Pass | null
379392787 | TNB | DISTRIBUTION | WP PUTRAJAYA & CYBERJAYA | Existing | RYB | 11 kV | NO | Class C |  |  | 240_TRIPLEX_AL_XLPE |  |  |  | 5.819 m |  |  |  | 3 | 0 | Pass | null
379392792 | TNB | DISTRIBUTION | WP PUTRAJAYA & CYBERJAYA | Existing | RYB | 11 kV | NO | Class C |  |  | 240_TRIPLEX_AL_XLPE |  |  |  | 6.959 m |  |  |  | 3 | 0 | Pass | null
379392797 | TNB | DISTRIBUTION | WP PUTRAJAYA & CYBERJAYA | Existing | RYB | 11 kV | NO | Class C |  |  | 240_TRIPLEX_AL_XLPE |  |  |  | 6.143 m |  |  |  | 3 | 0 | Pass | null
379392802 | TNB | DISTRIBUTION | WP PUTRAJAYA & CYBERJAYA | Existing | RYB | 11 kV |  |  |  |  | 240_TRIPLEX_AL_XLPE |  |  |  | 5.941 m |  |  |  | 3 | 0 | Pass | null
379392807 | TNB | DISTRIBUTION | WP PUTRAJAYA & CYBERJAYA | Existing | RYB | 11 kV | NO | Class C |  |  | 240_TRIPLEX_AL_XLPE |  |  |  | 6.136 m |  |  |  | 3 | 0 | Pass | null
379392812 | TNB | DISTRIBUTION | WP PUTRAJAYA & CYBERJAYA | Existing | RYB | 11 kV |  |  |  |  | 240_TRIPLEX_AL_XLPE |  |  |  | 6.283 m |  |  |  | 3 | 0 | Pass | null
379392817 | TNB | DISTRIBUTION | WP PUTRAJAYA & CYBERJAYA | Existing | RYB | 11 kV |  |  |  |  | 240_TRIPLEX_AL_XLPE |  |  |  | 7.369 m |  |  |  | 3 | 0 | Pass | null
379392822 | TNB | DISTRIBUTION | WP PUTRAJAYA & CYBERJAYA | Existing | RYB | 11 kV |  |  |  |  | 240_TRIPLEX_AL_XLPE |  |  |  | 6.000 m |  |  |  | 3 | 0 | Pass | null
379392826 | TNB | DISTRIBUTION | WP PUTRAJAYA & CYBERJAYA | Existing | RYB | 11 kV |  |  |  |  | 240_TRIPLEX_AL_XLPE |  |  |  | 7.509 m |  |  |  | 3 | 0 | Pass | null
379392830 | TNB | DISTRIBUTION | WP PUTRAJAYA & CYBERJAYA | Existing | RYB | 11 kV |  |  |  |  | 240_TRIPLEX_AL_XLPE |  |  |  | 49.308 m |  |  |  | 3 | 0 | Pass | null
379392835 | TNB | DISTRIBUTION | WP PUTRAJAYA & CYBERJAYA | Existing | RYB | 11 kV |  |  |  |  | 240_TRIPLEX_AL_XLPE |  |  |  | 7.084 m |  |  |  | 3 | 0 | Pass | null
379392840 | TNB | DISTRIBUTION | WP PUTRAJAYA & CYBERJAYA | Existing | RYB | 11 kV | NO | Class C |  |  | 240_TRIPLEX_AL_XLPE |  |  |  | 6.928 m |  |  |  | 3 | 0 | Pass | null
379392845 | TNB | DISTRIBUTION | WP PUTRAJAYA & CYBERJAYA | Existing | RYB | 11 kV |  |  |  |  | 240_TRIPLEX_AL_XLPE |  |  |  | 7.106 m |  |  |  | 3 | 0 | Pass | null
379392850 | TNB | DISTRIBUTION | WP PUTRAJAYA & CYBERJAYA | Existing | RYB | 11 kV |  | Class C |  |  | 240_TRIPLEX_AL_XLPE |  |  |  | 5.467 m |  |  |  | 3 | 0 | Pass | null
379392855 | TNB | DISTRIBUTION | WP PUTRAJAYA & CYBERJAYA | Existing | RYB | 11 kV |  |  |  |  | 240_TRIPLEX_AL_XLPE |  |  |  | 6.741 m |  |  |  | 3 | 0 | Pass | null
379392860 | TNB | DISTRIBUTION | WP PUTRAJAYA & CYBERJAYA | Existing | RYB | 11 kV |  |  |  |  | 240_TRIPLEX_AL_XLPE |  |  |  | 6.421 m |  |  |  | 3 | 0 | Pass | null
379392865 | TNB | DISTRIBUTION | WP PUTRAJAYA & CYBERJAYA | Existing | RYB | 11 kV |  |  |  |  | 240_TRIPLEX_AL_XLPE |  |  |  | 7.354 m |  |  |  | 3 | 0 | Pass | null
379392870 | TNB | DISTRIBUTION | WP PUTRAJAYA & CYBERJAYA | Existing | RYB | 11 kV |  |  |  |  | 240_TRIPLEX_AL_XLPE |  |  |  | 6.988 m |  |  |  | 3 | 0 | Pass | null
379392878 | TNB | DISTRIBUTION | WP PUTRAJAYA & CYBERJAYA | Existing | RYB | 11 kV |  |  |  |  | 240_TRIPLEX_AL_XLPE |  |  |  | 6.422 m |  |  |  | 3 | 0 | Pass | null
379392883 | TNB | DISTRIBUTION | WP PUTRAJAYA & CYBERJAYA | Existing | RYB | 11 kV |  |  |  |  | 240_TRIPLEX_AL_XLPE |  |  |  | 6.394 m |  |  |  | 3 | 0 | Pass | null
379392888 | TNB | DISTRIBUTION | WP PUTRAJAYA & CYBERJAYA | Existing | RYB | 11 kV |  |  |  |  | 240_TRIPLEX_AL_XLPE |  |  |  | 5.900 m |  |  |  | 3 | 0 | Pass | null
379392896 | TNB | DISTRIBUTION | WP PUTRAJAYA & CYBERJAYA | Existing | RYB | 33 kV |  |  |  |  | 630_1C_AL_XLPE |  |  |  | 5.900 m |  |  |  | 3 | 0 | Pass | null
379392901 | TNB | DISTRIBUTION | WP PUTRAJAYA & CYBERJAYA | Existing | RYB | 11 kV |  |  |  |  | 240_TRIPLEX_AL_XLPE |  |  |  | 6.473 m |  |  |  | 3 | 0 | Pass | null
379399318 | TNB | DISTRIBUTION | WP PUTRAJAYA & CYBERJAYA | Existing | RYB | 11 kV |  |  |  |  | 240_TRIPLEX_AL_XLPE |  |  |  | 6.713 m |  |  |  | 3 | 0 | Pass | null
379399323 | TNB | DISTRIBUTION | WP PUTRAJAYA & CYBERJAYA | Existing | RYB | 11 kV |  |  |  |  | 240_TRIPLEX_AL_XLPE |  |  |  | 5.031 m |  |  |  | 3 | 0 | Pass | null
379399327 | TNB | DISTRIBUTION | WP PUTRAJAYA & CYBERJAYA | Existing | RYB | 11 kV |  |  |  |  | 240_TRIPLEX_AL_XLPE |  |  |  | 5.662 m |  |  |  | 3 | 0 | Pass | null
379399334 | TNB | DISTRIBUTION | WP PUTRAJAYA & CYBERJAYA | Existing | RYB | 11 kV |  |  |  |  | 240_TRIPLEX_AL_XLPE |  |  |  | 6.027 m |  |  |  | 3 | 0 | Pass | null
379399339 | TNB | DISTRIBUTION | WP PUTRAJAYA & CYBERJAYA | Existing | RYB | 11 kV |  |  |  |  | 240_TRIPLEX_AL_XLPE |  |  |  | 6.004 m |  |  |  | 3 | 0 | Pass | null
379399344 | TNB | DISTRIBUTION | WP PUTRAJAYA & CYBERJAYA | Existing | RYB | 11 kV |  |  |  |  | 240_TRIPLEX_AL_XLPE |  |  |  | 13.023 m |  |  |  | 3 | 0 | Pass | null
379399348 | TNB | DISTRIBUTION | WP PUTRAJAYA & CYBERJAYA | Existing | RYB | 11 kV |  |  |  |  | 240_TRIPLEX_AL_XLPE |  |  |  | 7.756 m |  |  |  | 3 | 0 | Pass | null
379399352 | TNB | DISTRIBUTION | WP PUTRAJAYA & CYBERJAYA | Existing | RYB | 11 kV | NO | Class C |  |  | 240_TRIPLEX_AL_XLPE |  |  |  | 6.741 m |  |  |  | 3 | 0 | Pass | null
379399357 | TNB | DISTRIBUTION | WP PUTRAJAYA & CYBERJAYA | Existing | RYB | 11 kV |  |  |  |  | 240_TRIPLEX_AL_XLPE |  |  |  | 5.587 m |  |  |  | 3 | 0 | Pass | null
379399362 | TNB | DISTRIBUTION | WP PUTRAJAYA & CYBERJAYA | Existing | RYB | 11 kV |  |  |  |  | 240_TRIPLEX_AL_XLPE |  |  |  | 7.931 m |  |  |  | 3 | 0 | Pass | null
379399367 | TNB | DISTRIBUTION | WP PUTRAJAYA & CYBERJAYA | Existing | RYB | 11 kV |  |  |  |  | 240_TRIPLEX_AL_XLPE |  |  |  | 7.512 m |  |  |  | 3 | 0 | Pass | null
379399372 | TNB | DISTRIBUTION | WP PUTRAJAYA & CYBERJAYA | Existing | RYB | 11 kV |  |  |  |  | 240_TRIPLEX_AL_XLPE |  |  |  | 5.663 m |  |  |  | 3 | 0 | Pass | null
379399379 | TNB | DISTRIBUTION | WP PUTRAJAYA & CYBERJAYA | Existing | RYB | 11 kV |  |  |  |  | 240_TRIPLEX_AL_XLPE |  |  |  | 6.426 m |  |  |  | 3 | 0 | Pass | null
379399384 | TNB | DISTRIBUTION | WP PUTRAJAYA & CYBERJAYA | Existing | RYB | 11 kV |  |  |  |  | 240_TRIPLEX_AL_XLPE |  |  |  | 6.678 m |  |  |  | 3 | 0 | Pass | null
379399390 | TNB | DISTRIBUTION | WP PUTRAJAYA & CYBERJAYA | Existing | RYB | 11 kV |  |  |  |  | 240_TRIPLEX_AL_XLPE |  |  |  | 8.368 m |  |  |  | 3 | 0 | Pass | null
379399395 | TNB | DISTRIBUTION | WP PUTRAJAYA & CYBERJAYA | Existing | RYB | 11 kV |  |  |  |  | 240_TRIPLEX_AL_XLPE |  |  |  | 21.930 m |  |  |  | 3 | 0 | Pass | null
379399402 | TNB | DISTRIBUTION | WP PUTRAJAYA & CYBERJAYA | Existing | RYB | 11 kV |  |  |  |  | 240_TRIPLEX_AL_XLPE |  |  |  | 9.127 m |  |  |  | 3 | 0 | Pass | null
379399410 | TNB | DISTRIBUTION | WP PUTRAJAYA & CYBERJAYA | Existing | RYB | 11 kV |  |  |  |  | 240_TRIPLEX_AL_XLPE |  |  |  | 9.194 m |  |  |  | 3 | 0 | Pass | null
379399414 | TNB | DISTRIBUTION | WP PUTRAJAYA & CYBERJAYA | Existing | RYB | 11 kV |  |  |  |  | 240_TRIPLEX_AL_XLPE |  |  |  | 8.166 m |  |  |  | 3 | 0 | Pass | null
379447901 | TNB | DISTRIBUTION | WP PUTRAJAYA & CYBERJAYA | Existing | RYB | 11 kV |  |  |  |  | 240_TRIPLEX_AL_XLPE | PE 6.04 BLOK 1 PPA1M (F2): PTJ06044 | PE 5.14 5R1 (F2): PTJ05145 |  | 431.712 m |  |  |  | 3 | 0 | Pass | null
379447905 | TNB | DISTRIBUTION | WP PUTRAJAYA & CYBERJAYA | Existing | RYB | 11 kV |  |  |  |  | 240_TRIPLEX_AL_XLPE | PE 5.14 5R1 (F1): PTJ05142 | SS 6.03 TEMP 6R6: PTJ06031 |  | 101.339 m |  |  |  | 3 | 0 | Pass | null
379452199 | TNB | DISTRIBUTION | WP PUTRAJAYA & CYBERJAYA | Existing | RYB | 11 kV |  |  |  |  | 240_3C_AL_XLPE | PPU CYB7: VCB 13 | PE 22.06 PADAT B 15-5: CBJ22061 |  | 1845.085 m |  |  |  | 3 | 0 | Pass | null
379452230 | TNB | DISTRIBUTION | WP PUTRAJAYA & CYBERJAYA | Existing | RYB | 11 kV |  |  |  |  | 7X_500_1C_CU_PVC/PVC |  |  |  | 0.922 m |  |  |  | 7 | 0 | Pass | null
379452380 | TNB | DISTRIBUTION | WP PUTRAJAYA & CYBERJAYA | Existing | RYB | 11 kV |  |  |  |  | 7X_500_1C_CU_PVC/PVC |  |  |  | 0.988 m |  |  |  | 7 | 0 | Pass | null
379907379 | TNB | DISTRIBUTION | WP PUTRAJAYA & CYBERJAYA | Existing | RYB | 11 kV |  |  |  |  | 7X_500_1C_CU_PVC/PVC |  |  |  | 0.994 m |  |  |  | 7 | 0 | Pass | null
379907475 | TNB | DISTRIBUTION | WP PUTRAJAYA & CYBERJAYA | Existing | RYB | 11 kV |  |  |  |  | 7X_500_1C_CU_PVC/PVC |  |  |  | 1.210 m |  |  |  | 7 | 0 | Pass | null
379907743 | TNB | DISTRIBUTION | WP PUTRAJAYA & CYBERJAYA | Existing | RYB | 11 kV |  |  |  |  | 240_TRIPLEX_AL_XLPE | PE 15.59 DWIPUTRA NO 6 (F2): PTJ15594 | PE 15.55 DWIPUTRA NO 2 (F2): PTJ15556 |  | 208.437 m |  |  |  | 3 | 0 | Pass | null
379907749 | TNB | DISTRIBUTION | WP PUTRAJAYA & CYBERJAYA | Existing | RYB | 11 kV |  |  |  |  | 240_TRIPLEX_AL_XLPE | PE 15.59 DWIPUTRA NO 6 (F1): PTJ15591 | PE 15.55 DWIPUTRA NO 2 (F1): PTJ15553 |  | 207.386 m |  |  |  | 3 | 0 | Pass | null
379907780 | TNB | DISTRIBUTION | WP PUTRAJAYA & CYBERJAYA | Existing | RYB | 11 kV |  |  |  |  | 7X_500_1C_CU_PVC/PVC |  |  |  | 1.197 m |  |  |  | 7 | 0 | Pass | null
379907874 | TNB | DISTRIBUTION | WP PUTRAJAYA & CYBERJAYA | Existing | RYB | 11 kV |  |  |  |  | 7X_500_1C_CU_PVC/PVC |  |  |  | 1.203 m |  |  |  | 7 | 0 | Pass | null
379907954 | TNB | DISTRIBUTION | WP PUTRAJAYA & CYBERJAYA | Existing | RYB | 11 kV |  |  |  |  | 240_TRIPLEX_AL_XLPE | PE 15.57 DWIPUTRA NO 4 (F1): PTJ15571 | PE 15.58 DWIPUTRA NO 5 (F1): PTJ15583 |  | 47.771 m |  |  |  | 3 | 0 | Pass | null
379907965 | TNB | DISTRIBUTION | WP PUTRAJAYA & CYBERJAYA | Existing | RYB | 11 kV |  |  |  |  | 240_TRIPLEX_AL_XLPE | PE 15.57 DWIPUTRA NO 4 (F2): PTJ15574 | PE 15.58 DWIPUTRA NO 5 (F2): PTJ15586 |  | 50.482 m |  |  |  | 3 | 0 | Pass | null
379907972 | TNB | DISTRIBUTION | WP PUTRAJAYA & CYBERJAYA | Existing | RYB | 11 kV |  |  |  |  | 240_TRIPLEX_AL_XLPE | PE 15.55 DWIPUTRA NO 2 (F2): PTJ15554 | PE 15.57 DWIPUTRA NO 4 (F2): PTJ15576 |  | 55.564 m |  |  |  | 3 | 0 | Pass | null
379907980 | TNB | DISTRIBUTION | WP PUTRAJAYA & CYBERJAYA | Existing | RYB | 11 kV |  |  |  |  | 240_TRIPLEX_AL_XLPE | PE 15.58 DWIPUTRA NO 5 (F2): PTJ15584 | PE 15.54 DWIPUTRA NO 1 (F2): PTJ15546 |  | 104.088 m |  |  |  | 3 | 0 | Pass | null
379908395 | TNB | DISTRIBUTION | WP PUTRAJAYA & CYBERJAYA | Existing | RYB | 11 kV |  |  |  |  | 240_TRIPLEX_AL_XLPE | PE 8.30 8C1 (F2): PTJ08304 | PE 8.40 8R4 BLOK C F1: PTJ08406 |  | 375.054 m |  |  |  | 3 | 0 | Pass | null
379908402 | TNB | DISTRIBUTION | WP PUTRAJAYA & CYBERJAYA | Existing | RYB | 11 kV |  |  |  |  | 240_TRIPLEX_AL_XLPE | PE 8.40 8R4 BLOK C F1: PTJ08404 | PE 8.41 BLOK D 8R4 F2: PTJ08416 |  | 125.250 m |  |  |  | 3 | 0 | Pass | null
379908407 | TNB | DISTRIBUTION | WP PUTRAJAYA & CYBERJAYA | Existing | RYB | 11 kV |  |  |  |  | 240_TRIPLEX_AL_XLPE | PE 8.30 8C1 (F1): PTJ08301 | PE 8.40 8R4 BLOK C F2: PTJ08402 |  | 353.291 m |  |  |  | 3 | 0 | Pass | null
379908411 | TNB | DISTRIBUTION | WP PUTRAJAYA & CYBERJAYA | Existing | RYB | 11 kV |  |  |  |  | 240_TRIPLEX_AL_XLPE | PE 8.40 8R4 BLOK C F2: PTJ08401 | PE 8.41 8R4 BLOK D F1: PTJ08412 |  | 92.332 m |  |  |  | 3 | 0 | Pass | null
379908813 | TNB | DISTRIBUTION | WP PUTRAJAYA & CYBERJAYA | Existing | RYB | 11 kV |  |  |  |  | 240_TRIPLEX_AL_XLPE | PE 8.37 8R7 (F2): PTJ08374 | PE 8.38 8R4 BLOK A F2: PTJ08386 |  | 570.398 m |  |  |  | 3 | 0 | Pass | null
379908818 | TNB | DISTRIBUTION | WP PUTRAJAYA & CYBERJAYA | Existing | RYB | 11 kV |  |  |  |  | 240_TRIPLEX_AL_XLPE | PE 8.39 BLOK B 8R4 F2: PTJ08394 | PE 8.21 APT B (EFI) (F2): PTJ08215 |  | 748.461 m |  |  |  | 3 | 0 | Pass | null
379908831 | TNB | DISTRIBUTION | WP PUTRAJAYA & CYBERJAYA | Existing | RYB | 11 kV |  |  |  |  | 240_TRIPLEX_AL_XLPE | PE 8.37 8R7 (F1): PTJ08371 | PE 8.38 8R4 BLOK A F1: PTJ08382 |  | 572.080 m |  |  |  | 3 | 0 | Pass | null
379908836 | TNB | DISTRIBUTION | WP PUTRAJAYA & CYBERJAYA | Existing | RYB | 11 kV |  |  |  |  | 240_TRIPLEX_AL_XLPE | PE 8.39 8R4 BLOK B F1: PTJ08391 | PE 8.21 APT B (EFI) (F1): PTJ08212 |  | 730.460 m |  |  |  | 3 | 0 | Pass | null
379908842 | TNB | DISTRIBUTION | WP PUTRAJAYA & CYBERJAYA | Existing | RYB | 11 kV |  |  |  |  | 240_TRIPLEX_AL_XLPE | PE 8.38 8R4 BLOK A F1: PTJ08381 | PE 8.39 8R4 BLOK B F1: PTJ08392 |  | 298.209 m |  |  |  | 3 | 0 | Pass | null
379908849 | TNB | DISTRIBUTION | WP PUTRAJAYA & CYBERJAYA | Existing | RYB | 11 kV |  |  |  |  | 240_TRIPLEX_AL_XLPE | PE 8.38 8R4 BLOK A F2: PTJ08384 | PE 8.39 BLOK B 8R4 F2: PTJ08395 |  | 295.716 m |  |  |  | 3 | 0 | Pass | null
379909278 | TNB | DISTRIBUTION | WP PUTRAJAYA & CYBERJAYA | Existing | RYB | 11 kV |  |  |  |  | 240_TRIPLEX_AL_XLPE | PE 11.24 TERES ZON 9A (F2): PTJ11241 | PE 11.76 TERES ZON 9D (1) (F2): PTJ11765 |  | 467.119 m |  |  |  | 3 | 2 | Pass | null
379909287 | TNB | DISTRIBUTION | WP PUTRAJAYA & CYBERJAYA | Existing | Unknown | 11 kV |  |  |  |  | 240_AL_XLPE | PE 11.77 TERES ZON 9D (2) (F2): PTJ11774 | PE 11.77 TERES ZON 9D (2) (F1): PTJ11772 |  | 14.881 m |  |  |  | 0 | 0 | Fail | Please check "Phasing"
379909293 | TNB | DISTRIBUTION | WP PUTRAJAYA & CYBERJAYA | Existing | Unknown | 11 kV |  |  |  |  | 240_AL_XLPE | PE 11.76 TERES ZON 9D (1) (F2): PTJ11764 | PE 11.76 TERES ZON 9D (1) (F1): PTJ11762 |  | 14.294 m |  |  |  | 0 | 0 | Fail | Please check "Phasing"
379909296 | TNB | DISTRIBUTION | WP PUTRAJAYA & CYBERJAYA | Existing | RYB | 11 kV |  |  |  |  | 240_TRIPLEX_AL_XLPE | PE 11.76 TERES ZON 9D (1) (F1): PTJ11761 | PE 11.77 TERES ZON 9D (2) (F2): PTJ11775 |  | 51.618 m |  |  |  | 3 | 0 | Pass | null
379909493 | TNB | DISTRIBUTION | WP PUTRAJAYA & CYBERJAYA | Existing | RYB | 11 kV |  |  |  |  | 240_TRIPLEX_AL_XLPE | PE 11.22 ZON 10B (F2): PTJ11221 | E 11.78 PPA1M PALMA (F2): PTJ11786 |  | 1080.152 m |  |  |  | 3 | 1 | Pass | null
379909500 | TNB | DISTRIBUTION | WP PUTRAJAYA & CYBERJAYA | Existing | RYB | 11 kV |  |  |  |  | 240_TRIPLEX_AL_XLPE | E 11.78 PPA1M PALMA (F2): PTJ11784 | Grp: Substation Comp. 1 PE11.78 F1: PTJ11783 |  | 18.700 m |  |  |  | 3 | 0 | Pass | null
379909610 | TNB | DISTRIBUTION | WP PUTRAJAYA & CYBERJAYA | Existing | RYB | 11 kV |  |  |  |  | 240_TRIPLEX_AL_XLPE | PE 5.28 BLOK B APT 5R6 (F2): PTJ05285 | PE 5.35 TEMP 5R5: PTJ05351 |  | 478.883 m |  |  |  | 3 | 0 | Pass | null
379909971 | TNB | DISTRIBUTION | WP PUTRAJAYA & CYBERJAYA | Existing | RYB | 11 kV |  |  |  |  | 240_TRIPLEX_AL_XLPE | PE 23.01 PS 2-9 F2: CBJ23016 | PE 24.36 VERDI CONDO BLOK 2: CBJ24361 |  | 1972.848 m |  |  |  | 3 | 1 | Pass | null
379910150 | TNB | DISTRIBUTION | WP PUTRAJAYA & CYBERJAYA | Existing | RYB | 11 kV |  |  |  |  | 240_TRIPLEX_AL_XLPE | PE 24.36 VERDI CONDO BLOK 2: CBJ24362 | PE 24.35 VERDI CONDO BLOK 1: CBJ24351 |  | 282.835 m |  |  |  | 3 | 0 | Pass | null
379924921 | TNB | DISTRIBUTION | WP PUTRAJAYA & CYBERJAYA | Existing | RYB | 11 kV |  |  |  |  | 240_TRIPLEX_AL_XLPE | SS 1.67 TEMP PARCEL F: PTJ01671 | PE 12.04 SPINE ROAD NO 2 (F1): PTJ12041 |  | 840.228 m |  |  |  | 3 | 0 | Pass | null
379924926 | TNB | DISTRIBUTION | WP PUTRAJAYA & CYBERJAYA | Existing | RYB | 11 kV |  |  |  |  | 240_TRIPLEX_AL_XLPE | PE 12.04 SPINE ROAD NO 2 (F1): PTJ12042 | PE 12.04 SPINE ROAD NO 2 (F2): PTJ12044 |  | 14.508 m |  |  |  | 3 | 0 | Pass | null
379924936 | TNB | DISTRIBUTION | WP PUTRAJAYA & CYBERJAYA | Existing | RYB | 11 kV |  |  |  |  | 240_TRIPLEX_AL_XLPE | PE 12.05 PS 19 (F2): PTJ12054 | PE 12.05 PS 19 (F1): PTJ12053 |  | 19.878 m |  |  |  | 3 | 0 | Pass | null
379924952 | TNB | DISTRIBUTION | WP PUTRAJAYA & CYBERJAYA | Existing | RYB | 11 kV |  |  |  |  | 240_TRIPLEX_AL_XLPE | PE 12.04 SPINE ROAD NO 2 (F2): PTJ12045 | PE 12.05 PS 19 (F2): PTJ12056 |  | 1438.465 m |  |  |  | 3 | 0 | Pass | null
379924957 | TNB | DISTRIBUTION | WP PUTRAJAYA & CYBERJAYA | Existing | RYB | 11 kV |  |  |  |  | 240_TRIPLEX_AL_XLPE | D-PTJ-C16-0948: PTJ12101 | PE 12.03 SPINE ROAD NO 1: PTJ12032 |  | 936.787 m |  |  |  | 3 | 0 | Pass | null
379925754 | TNB | DISTRIBUTION | WP PUTRAJAYA & CYBERJAYA | Existing | RYB | 11 kV |  |  |  |  | 240_TRIPLEX_AL_XLPE | PE 14.04 PADAT L/JALAN: PTJ14041 | PE 15.49 NADI 15 (1) (F1): PTJ15491 |  | 1069.599 m |  |  |  | 3 | 0 | Pass | null
379925765 | TNB | DISTRIBUTION | WP PUTRAJAYA & CYBERJAYA | Existing | RYB | 11 kV |  |  |  |  | 240_TRIPLEX_AL_XLPE | PE 14.28 KOMPLEKS SEDLEY: PTJ14281 | PE 15.49 NADI 15 (1) (F2): PTJ15495 |  | 1090.009 m |  |  |  | 3 | 0 | Pass | null
379925776 | TNB | DISTRIBUTION | WP PUTRAJAYA & CYBERJAYA | Existing | RYB | 11 kV |  |  |  |  | 240_TRIPLEX_AL_XLPE | PE 15.49 NADI 15 (1) (F2): PTJ15494 | PE 15.50 NADI 15 (2) (F2): PTJ15505 |  | 136.058 m |  |  |  | 3 | 0 | Pass | null
379925781 | TNB | DISTRIBUTION | WP PUTRAJAYA & CYBERJAYA | Existing | RYB | 11 kV |  |  |  |  | 240_TRIPLEX_AL_XLPE | PE 15.49 NADI 15 (1) (F1): PTJ15492 | PE 15.50 NADI 15 (2) (F1): PTJ15501 |  | 142.029 m |  |  |  | 3 | 0 | Pass | null
379925794 | TNB | DISTRIBUTION | WP PUTRAJAYA & CYBERJAYA | Existing | RYB | 11 kV |  |  |  |  | 240_TRIPLEX_AL_XLPE | PE 15.50 NADI 15 (2) (F1): PTJ15502 | PE 15.51 NADI 15 (3) (F1): PTJ15511 |  | 90.699 m |  |  |  | 3 | 0 | Pass | null
379925800 | TNB | DISTRIBUTION | WP PUTRAJAYA & CYBERJAYA | Existing | RYB | 11 kV |  |  |  |  | 240_TRIPLEX_AL_XLPE | PE 15.50 NADI 15 (2) (F2): PTJ15504 | PE 15.51 NADI 15 (3) (F2): PTJ15514 |  | 75.044 m |  |  |  | 3 | 0 | Pass | null
379925810 | TNB | DISTRIBUTION | WP PUTRAJAYA & CYBERJAYA | Existing | RYB | 11 kV |  |  |  |  | 240_TRIPLEX_AL_XLPE | PE 15.51 NADI 15 (3) (F1): PTJ15512 | PE 15.20 VISITOR CENTER F1: PTJ15202 |  | 539.707 m |  |  |  | 3 | 0 | Pass | null
379925828 | TNB | DISTRIBUTION | WP PUTRAJAYA & CYBERJAYA | Existing | RYB | 11 kV |  |  |  |  | 240_TRIPLEX_AL_XLPE | PE 15.51 NADI 15 (3) (F2): PTJ15515 | PE 15.20 VISITOR CENTER (F2): PTJ15205 |  | 528.695 m |  |  |  | 3 | 0 | Pass | null
379925841 | TNB | DISTRIBUTION | WP PUTRAJAYA & CYBERJAYA | Existing | RYB | 11 kV |  |  |  |  | 240_TRIPLEX_AL_XLPE |  | PE 15.20 VISITOR CENTER (F2): PTJ15205 |  | 412.016 m |  |  |  | 3 | 0 | Pass | null
379926096 | TNB | DISTRIBUTION | WP PUTRAJAYA & CYBERJAYA | Existing | RYB | 11 kV |  |  |  |  | 240_TRIPLEX_AL_XLPE | PE 14.13 ERUMAHAN 14-9 (EFI) (F2): PTJ14134 | PE 14.34 DUTA VILLA (EFI) (F2): PTJ14345 |  | 941.281 m |  |  |  | 3 | 0 | Pass | null
379926100 | TNB | DISTRIBUTION | WP PUTRAJAYA & CYBERJAYA | Existing | RYB | 11 kV |  |  |  |  | 240_TRIPLEX_AL_XLPE | PE 14.13 ERUMAHAN 14-9 (EFI) (F1): PTJ14131 | PE 14.34 DUTA VILLA (EFI) (F1): PTJ14342 |  | 939.575 m |  |  |  | 3 | 1 | Pass | null
379926186 | TNB | DISTRIBUTION | WP PUTRAJAYA & CYBERJAYA | Existing | RYB | 11 kV |  |  |  |  | 240_TRIPLEX_AL_XLPE | PE 21.15 SATELIT TELEKOM CBJ 3 F2: CBJ21154 | SS 25.07 STESEN SATELIT BUMI F2: C25075 |  | 669.030 m |  |  |  | 3 | 1 | Pass | null
379926191 | TNB | DISTRIBUTION | WP PUTRAJAYA & CYBERJAYA | Existing | RYB | 11 kV |  |  |  |  | 240_TRIPLEX_AL_XLPE | PE 21.15 SATELIT TELEKOM CBJ 3 F1: CBJ21151 | SS 25.07 STESEN SATELIT BUMI F1: C25072 |  | 649.920 m |  |  |  | 3 | 0 | Pass | null
379926291 | TNB | DISTRIBUTION | WP PUTRAJAYA & CYBERJAYA | Existing | RYB | 11 kV |  |  |  |  | 240_TRIPLEX_AL_XLPE | SS 23.07 MEASAT F2: C23075 | PE 21.54 PS 3 F2: CBJ21545 |  | 2128.613 m |  |  |  | 3 | 0 | Pass | null
379926299 | TNB | DISTRIBUTION | WP PUTRAJAYA & CYBERJAYA | Existing | RYB | 11 kV |  |  |  |  | 240_TRIPLEX_AL_XLPE | SS 21.56 MEASAT ASTRO F1: C21561 | SS 23.07 MEASAT F1: C23072 |  | 238.981 m |  |  |  | 3 | 0 | Pass | null
379926303 | TNB | DISTRIBUTION | WP PUTRAJAYA & CYBERJAYA | Existing | RYB | 11 kV |  |  |  |  | 240_TRIPLEX_AL_XLPE | SS 21.56 MEASAT ASTRO F2: C21564 | SS 23.07 MEASAT F2: C23074 |  | 246.532 m |  |  |  | 3 | 0 | Pass | null
379926600 | TNB | DISTRIBUTION | WP PUTRAJAYA & CYBERJAYA | Existing | RYB | 11 kV |  |  |  |  | 240_TRIPLEX_AL_XLPE | PE 25.30 GLADE 3-3: CBJ25301 | PE 25.29 GLADE 3-2: CBJ25293 |  | 105.732 m |  |  |  | 3 | 0 | Pass | null
379926607 | TNB | DISTRIBUTION | WP PUTRAJAYA & CYBERJAYA | Existing | RYB | 11 kV |  |  |  |  | 240_TRIPLEX_AL_XLPE | PE 25.29 GLADE 3-2: CBJ25291 | PE 25.28 GLADE 3-1: CBJ25283 |  | 373.512 m |  |  |  | 3 | 0 | Pass | null
379926614 | TNB | DISTRIBUTION | WP PUTRAJAYA & CYBERJAYA | Existing | RYB | 11 kV |  |  |  |  | 240_TRIPLEX_AL_XLPE | PE 25.20 SETIA MARINA 1: CBJ25201 | PE 25.30 GLADE 3-3: CBJ25303 |  | 743.860 m |  |  |  | 3 | 0 | Pass | null
379926722 | TNB | DISTRIBUTION | WP PUTRAJAYA & CYBERJAYA | Existing | RYB | 11 kV |  | Class D |  |  | 240_3C_AL_XLPE | PPU CYB6: VCB 6 | PE 23.29 PERUMAHAN CERIA RESIDENT: CBJ23292 |  | 2286.970 m |  |  |  | 3 | 0 | Pass | null
379926824 | TNB | DISTRIBUTION | WP PUTRAJAYA & CYBERJAYA | Existing | RYB | 11 kV |  | Class D |  |  | 240_TRIPLEX_AL_XLPE | PE 23.19 AUTOVILLE NO1: CBJ23191 | SS 24.34 TAMARIND SQUARE F2: C24345 |  | 907.127 m |  |  |  | 3 | 0 | Pass | null
379926828 | TNB | DISTRIBUTION | WP PUTRAJAYA & CYBERJAYA | Existing | RYB | 11 kV |  |  |  |  | 240_TRIPLEX_AL_XLPE | D-CBJ-C16-0533: | SS 24.34 TAMARIND SQUARE F1: C24342 |  | 38.969 m |  |  |  | 3 | 0 | Pass | null
379926936 | TNB | DISTRIBUTION | WP PUTRAJAYA & CYBERJAYA | Existing | RYB | 11 kV |  |  |  |  | 240_TRIPLEX_AL_XLPE | PE 23.06 TEMP OSK: CBJ23062 | PE 23.21 EASTERN CORIDOR: CBJ23211 |  | 502.339 m |  |  |  | 3 | 0 | Pass | null
379927037 | TNB | DISTRIBUTION | WP PUTRAJAYA & CYBERJAYA | Existing | RYB | 11 kV | YES |  |  |  | 240_TRIPLEX_AL_XLPE | PE 23.21 EASTERN CORIDOR: CBJ23213 | D-CBJ-C17-0469: |  | 470.615 m |  |  |  | 3 | 0 | Pass | null
380663157 | TNB | DISTRIBUTION | WP PUTRAJAYA & CYBERJAYA | Existing | RYB | 11 kV | YES |  |  |  | 70_1C_AL_XLPE |  |  |  | 1.208 m |  |  |  | 3 | 0 | Pass | null
380663278 | TNB | DISTRIBUTION | WP PUTRAJAYA & CYBERJAYA | Existing | RYB | 11 kV | YES |  |  |  | 70_1C_AL_XLPE |  |  |  | 1.345 m |  |  |  | 3 | 0 | Pass | null
380663401 | TNB | DISTRIBUTION | WP PUTRAJAYA & CYBERJAYA | Existing | RYB | 11 kV | YES |  |  |  | 70_1C_AL_XLPE |  |  |  | 1.440 m |  |  |  | 3 | 0 | Pass | null
380663522 | TNB | DISTRIBUTION | WP PUTRAJAYA & CYBERJAYA | Existing | RYB | 11 kV | YES |  |  |  | 70_1C_AL_XLPE |  |  |  | 1.295 m |  |  |  | 3 | 0 | Pass | null
380663625 | TNB | DISTRIBUTION | WP PUTRAJAYA & CYBERJAYA | Existing | RYB | 11 kV | YES |  |  |  | 240_TRIPLEX_AL_XLPE | D-PTJ-C15-0989: P17161 | D-PTJ-C15-0989: P17153 |  | 152.773 m |  |  |  | 3 | 0 | Pass | null
380663631 | TNB | DISTRIBUTION | WP PUTRAJAYA & CYBERJAYA | Existing | RYB | 11 kV | YES |  |  |  | 240_TRIPLEX_AL_XLPE | PE 17.09 SEK REN PRESINT 17 (F2): PTJ17096 | D-PTJ-C15-0989: P17154 |  | 597.394 m |  |  |  | 3 | 0 | Pass | null
380663636 | TNB | DISTRIBUTION | WP PUTRAJAYA & CYBERJAYA | Existing | RYB | 11 kV | YES |  |  |  | 240_TRIPLEX_AL_XLPE | D-PTJ-C15-0989: P17155 | D-PTJ-C15-0989: P17164 |  | 164.203 m |  |  |  | 3 | 0 | Pass | null
381401896 | TNB | DISTRIBUTION | WP PUTRAJAYA & CYBERJAYA | Existing | RYB | 11 kV |  |  |  |  | 240_TRIPLEX_AL_XLPE | D-PTJ-C16-0948: PTJ12091 | D-PTJ-C16-0948: PTJ12106 |  | 400.133 m |  |  |  | 3 | 0 | Pass | null
381401900 | TNB | DISTRIBUTION | WP PUTRAJAYA & CYBERJAYA | Existing | RYB | 11 kV |  |  |  |  | 240_TRIPLEX_AL_XLPE | PE 12.05 PS 19 (F1): PTJ12051 | D-PTJ-C16-0948: PTJ12096 |  | 547.912 m |  |  |  | 3 | 0 | Pass | null
381402147 | TNB | DISTRIBUTION | WP PUTRAJAYA & CYBERJAYA | Existing | RYB | 11 kV |  |  |  |  | 240_TRIPLEX_AL_XLPE | D-PTJ-C16-0948: PTJ12094 | D-PTJ-C16-0948: PTJ12093 |  | 18.105 m |  |  |  | 3 | 0 | Pass | null
381402177 | TNB | DISTRIBUTION | WP PUTRAJAYA & CYBERJAYA | Existing | RYB | 11 kV |  |  |  |  | 240_TRIPLEX_AL_XLPE | D-PTJ-C16-0948: PTJ12104 | D-PTJ-C16-0948: PTJ12103 |  | 38.405 m |  |  |  | 3 | 0 | Pass | null
381402662 | TNB | DISTRIBUTION | WP PUTRAJAYA & CYBERJAYA | Existing | RYB | 11 kV |  |  |  |  | 240_TRIPLEX_AL_XLPE | D-PTJ-C16-1074: PTJ17143 | PE 17.06 BLOK A 17RK2 (F1): PTJ17062 |  | 1964.335 m |  |  |  | 3 | 0 | Pass | null
381402677 | TNB | DISTRIBUTION | WP PUTRAJAYA & CYBERJAYA | Existing | RYB | 11 kV |  |  |  |  | 240_TRIPLEX_AL_XLPE | PE 17.06 BLOK A 17RK2 (F2): PTJ17065 | D-PTJ-C16-1074: PTJ17146 |  | 2000.697 m |  |  |  | 3 | 0 | Pass | null
381402914 | TNB | DISTRIBUTION | WP PUTRAJAYA & CYBERJAYA | Existing | RYB | 11 kV |  |  |  |  | 240_TRIPLEX_AL_XLPE | D-PTJ-C16-1074: PTJ17144 | D-PTJ-C16-1074: PTJ17136 |  | 50.711 m |  |  |  | 3 | 0 | Pass | null
381402923 | TNB | DISTRIBUTION | WP PUTRAJAYA & CYBERJAYA | Existing | RYB | 11 kV |  |  |  |  | 240_TRIPLEX_AL_XLPE | D-PTJ-C16-1074: PTJ17133 | D-PTJ-C16-1074: PTJ17141 |  | 31.949 m |  |  |  | 3 | 0 | Pass | null
381403201 | TNB | DISTRIBUTION | WP PUTRAJAYA & CYBERJAYA | Existing | RYB | 11 kV |  |  |  |  | 240_TRIPLEX_AL_XLPE | D-PTJ-C16-1074: PTJ17134 | D-PTJ-C15-0944: PTJ17126 |  | 158.597 m |  |  |  | 3 | 0 | Pass | null
381403207 | TNB | DISTRIBUTION | WP PUTRAJAYA & CYBERJAYA | Existing | RYB | 11 kV |  |  |  |  | 240_TRIPLEX_AL_XLPE | D-PTJ-C15-0944: PTJ17123 | D-PTJ-C16-1074: PTJ17131 |  | 162.139 m |  |  |  | 3 | 0 | Pass | null
381403217 | TNB | DISTRIBUTION | WP PUTRAJAYA & CYBERJAYA | Existing | RYB | 11 kV |  |  |  |  | 240_TRIPLEX_AL_XLPE | D-PTJ-C15-0944: PTJ17113 | D-PTJ-C15-0944: PTJ17121 |  | 100.044 m |  |  |  | 3 | 0 | Pass | null
381403223 | TNB | DISTRIBUTION | WP PUTRAJAYA & CYBERJAYA | Existing | RYB | 11 kV |  |  |  |  | 240_TRIPLEX_AL_XLPE | D-PTJ-C15-0944: PTJ17124 | D-PTJ-C15-0944: PTJ17116 |  | 104.935 m |  |  |  | 3 | 0 | Pass | null
381403236 | TNB | DISTRIBUTION | WP PUTRAJAYA & CYBERJAYA | Existing | RYB | 11 kV |  |  |  |  | 240_TRIPLEX_AL_XLPE | D-PTJ-C15-0944: PTJ17114 | PE 2.03 RUMAH PAM (F2): PTJ02034 |  | 1112.042 m |  |  |  | 3 | 0 | Pass | null
381403240 | TNB | DISTRIBUTION | WP PUTRAJAYA & CYBERJAYA | Existing | RYB | 11 kV |  |  |  |  | 240_TRIPLEX_AL_XLPE | PE 2.03 RUMAH PAM (F1): PTJ02032 | D-PTJ-C15-0944: PTJ17111 |  | 1102.821 m |  |  |  | 3 | 0 | Pass | null
381406542 | TNB | DISTRIBUTION | WP PUTRAJAYA & CYBERJAYA | Existing | RYB | 11 kV |  |  |  |  | 240_TRIPLEX_AL_XLPE | D-CBJ-C16-0520: CBJ23421 | PE 23.30 EAST GARDEN: CBJ23302 |  | 683.330 m |  |  |  | 3 | 0 | Pass | null
381406553 | TNB | DISTRIBUTION | WP PUTRAJAYA & CYBERJAYA | Existing | RYB | 11 kV |  |  |  |  | 240_TRIPLEX_AL_XLPE | PE 7.06 TPB (WTT) (F1): PTJ07061 | PE 7.15 ELECTRIC SQC 2: PTJ07153 |  | 727.913 m |  |  |  | 3 | 0 | Pass | null
381406558 | TNB | DISTRIBUTION | WP PUTRAJAYA & CYBERJAYA | Existing | RYB | 11 kV |  |  |  |  | 240_TRIPLEX_AL_XLPE | PE 7.08 PARK & RIDE (F2): PTJ07084 | PE 7.14 ELECTRIC SQC 1: PTJ07141 |  | 191.409 m |  |  |  | 3 | 1 | Pass | null
381406565 | TNB | DISTRIBUTION | WP PUTRAJAYA & CYBERJAYA | Existing | RYB | 11 kV |  |  |  |  | 240_TRIPLEX_AL_XLPE | D-PTJ-C14-0878: PTJ 7161 | PE 9.50 DEPOH VSQC: PTJ09501 |  | 708.040 m |  |  |  | 3 | 0 | Pass | null
381408281 | TNB | DISTRIBUTION | WP PUTRAJAYA & CYBERJAYA | Existing | RYB | 11 kV |  |  |  |  | 240_TRIPLEX_AL_XLPE | PE 6.10 BLOK 6B PPA1M (F1): PTJ06102 | PE 6.11 BLOK 4 PPA1M (F1): PTJ06111 |  | 76.355 m |  |  |  | 3 | 0 | Pass | null
381408286 | TNB | DISTRIBUTION | WP PUTRAJAYA & CYBERJAYA | Existing | RYB | 11 kV |  |  |  |  | 240_TRIPLEX_AL_XLPE | PE 6.11 BLOK 4 PPA1M (F2): PTJ06114 | PE 6.10 BLOK 6B PPA1M (F2): PTJ06105 |  | 76.951 m |  |  |  | 3 | 0 | Pass | null
381408292 | TNB | DISTRIBUTION | WP PUTRAJAYA & CYBERJAYA | Existing | RYB | 11 kV |  |  |  |  | 240_TRIPLEX_AL_XLPE | PE 6.10 BLOK 6B PPA1M (F2): PTJ06104 | PE 6.09 BLOK 6A PPA1M (F2): PTJ06095 |  | 56.357 m |  |  |  | 3 | 0 | Pass | null
381408301 | TNB | DISTRIBUTION | WP PUTRAJAYA & CYBERJAYA | Existing | RYB | 11 kV |  |  |  |  | 240_TRIPLEX_AL_XLPE | PE 6.09 BLOK 6A PPA1M (F1): PTJ06092 | PE 6.10 BLOK 6B PPA1M (F1): PTJ06101 |  | 56.362 m |  |  |  | 3 | 0 | Pass | null
381408306 | TNB | DISTRIBUTION | WP PUTRAJAYA & CYBERJAYA | Existing | RYB | 11 kV |  |  |  |  | 240_TRIPLEX_AL_XLPE | PE 6.11 BLOK 4 PPA1M (F1): PTJ06112 | PE 6.07 BLOK 7 PPA1M (F1): PTJ06071 |  | 347.944 m |  |  |  | 3 | 0 | Pass | null
381408312 | TNB | DISTRIBUTION | WP PUTRAJAYA & CYBERJAYA | Existing | RYB | 11 kV |  |  |  |  | 240_TRIPLEX_AL_XLPE | PE 6.07 BLOK 7 PPA1M (F2): PTJ06074 | PE 6.11 BLOK 4 PPA1M (F2): PTJ06115 |  | 349.223 m |  |  |  | 3 | 0 | Pass | null
381408318 | TNB | DISTRIBUTION | WP PUTRAJAYA & CYBERJAYA | Existing | RYB | 11 kV |  |  |  |  | 240_TRIPLEX_AL_XLPE | PE 6.06 BLOK 5B PPA1M (F1): PTJ06062 | PE 6.08 BLOK 3 PPA1M (F1): PTJ06081 |  | 308.553 m |  |  |  | 3 | 0 | Pass | null
381408324 | TNB | DISTRIBUTION | WP PUTRAJAYA & CYBERJAYA | Existing | RYB | 11 kV |  |  |  |  | 240_TRIPLEX_AL_XLPE | PE 6.08 BLOK 3 PPA1M (F2): PTJ06084 | PE 6.06 BLOK 5B PPA1M (F2): PTJ06065 |  | 320.108 m |  |  |  | 3 | 0 | Pass | null
381408332 | TNB | DISTRIBUTION | WP PUTRAJAYA & CYBERJAYA | Existing | RYB | 11 kV |  |  |  |  | 240_TRIPLEX_AL_XLPE | PE 6.09 BLOK 6A PPA1M (F2): PTJ06094 | PE 6.08 BLOK 3 PPA1M (F2): PTJ06086 |  | 105.445 m |  |  |  | 3 | 0 | Pass | null
381408341 | TNB | DISTRIBUTION | WP PUTRAJAYA & CYBERJAYA | Existing | RYB | 11 kV |  |  |  |  | 240_TRIPLEX_AL_XLPE | PE 6.08 BLOK 3 PPA1M (F1): PTJ06083 | PE 6.09 BLOK 6A PPA1M (F1): PTJ06091 |  | 105.923 m |  |  |  | 3 | 0 | Pass | null
381408346 | TNB | DISTRIBUTION | WP PUTRAJAYA & CYBERJAYA | Existing | RYB | 11 kV |  |  |  |  | 240_TRIPLEX_AL_XLPE | PE 5.15 BLOK A 5R3 (F2): PTJ05154 | PE 6.07 BLOK 7 PPA1M (F2): PTJ06075 |  | 1281.127 m |  |  |  | 3 | 0 | Pass | null
382986398 | TNB | DISTRIBUTION | WP PUTRAJAYA & CYBERJAYA | Existing | RYB | 11 kV |  |  |  |  | 240_TRIPLEX_AL_XLPE | PE 14.25 KOMPLEKS SEK REN (EFI) (F2): PTJ14254 | PE 14.32 PERUMAHAN 14-6 NO 1 (F2): PTJ14324 |  | 637.421 m |  |  |  | 3 | 1 | Pass | null
382986403 | TNB | DISTRIBUTION | WP PUTRAJAYA & CYBERJAYA | Existing | RYB | 11 kV |  |  |  |  | 240_TRIPLEX_AL_XLPE | PE 14.25 KOMPLEKS SEK REN (EFI) (F1): PTJ14251 | PE 14.32 PERUMAHAN 14-6 NO 1 (F1): PTJ14322 |  | 637.913 m |  |  |  | 3 | 1 | Pass | null
382986653 | TNB | DISTRIBUTION | WP PUTRAJAYA & CYBERJAYA | Existing | RYB | 11 kV |  |  |  |  | 240_TRIPLEX_AL_XLPE | PE 14.32 PERUMAHAN 14-6 NO 1 (F2): PTJ14326 | PE 14.33 PERUMAHAN 14-6 NO 2 (F1): PTJ14332 |  | 422.938 m |  |  |  | 3 | 0 | Pass | null
382986659 | TNB | DISTRIBUTION | WP PUTRAJAYA & CYBERJAYA | Existing | RYB | 11 kV |  |  |  |  | 240_TRIPLEX_AL_XLPE | PE 14.32 PERUMAHAN 14-6 NO 1 (F1): PTJ14321 | PE 14.33 PERUMAHAN 14-6 NO 2 (F2): PTJ14336 |  | 429.266 m |  |  |  | 3 | 0 | Pass | null
382987117 | TNB | DISTRIBUTION | WP PUTRAJAYA & CYBERJAYA | Existing | RYB | 11 kV |  |  |  |  | 240_TRIPLEX_AL_XLPE | PE 24.37 KANVAS TOWER A: CBJ24373 | PE 24.38 KANVAS TOWER B: CBJ24381 |  | 137.025 m |  |  |  | 3 | 0 | Pass | null
382987125 | TNB | DISTRIBUTION | WP PUTRAJAYA & CYBERJAYA | Existing | RYB | 11 kV |  |  |  |  | 240_TRIPLEX_AL_XLPE | SS 22.66 PRIMA 9 F2: C22665 | PE 24.37 KANVAS TOWER A: CBJ24372 |  | 176.709 m |  |  |  | 3 | 1 | Pass | null
382987474 | TNB | DISTRIBUTION | WP PUTRAJAYA & CYBERJAYA | Existing | RYB | 11 kV |  |  |  |  | 240_TRIPLEX_AL_XLPE | PE 23.26 V RESIDENCE: CBJ23262 | PE 23.27 V RESIDENCE 1: CBJ23273 |  | 19.885 m |  |  |  | 3 | 0 | Pass | null
382987478 | TNB | DISTRIBUTION | WP PUTRAJAYA & CYBERJAYA | Existing | RYB | 11 kV |  |  |  |  | 240_TRIPLEX_AL_XLPE | PE 21.07 P.APEC: CBJ21073 | PE 23.26 V RESIDENCE: CBJ23263 |  | 2764.208 m |  |  |  | 3 | 0 | Pass | null
382987732 | TNB | DISTRIBUTION | WP PUTRAJAYA & CYBERJAYA | Existing | RYB | 11 kV |  |  |  |  | 500_1C_AL_XLPE | SS 22.79 DCP2 F1: C22792 | PE 24.41 MAGIC VILLAGE: CBJ24411 |  | 105.605 m |  |  |  | 3 | 0 | Pass | null
383003868 | TNB | DISTRIBUTION | WP PUTRAJAYA & CYBERJAYA | Existing | RYB | 11 kV |  |  |  |  | 240_TRIPLEX_AL_XLPE | SS 6.03 TEMP 6R6: PTJ06033 | PE 6.04 BLOK 1 PPA1M (F1): PTJ06041 |  | 340.343 m |  |  |  | 3 | 0 | Pass | null
383003873 | TNB | DISTRIBUTION | WP PUTRAJAYA & CYBERJAYA | Existing | RYB | 11 kV |  |  |  |  | 240_TRIPLEX_AL_XLPE | PE 6.04 BLOK 1 PPA1M (F1): PTJ06042 | PE 6.05 BLOK 5A PPA1M (F1): PTJ06051 |  | 245.609 m |  |  |  | 3 | 0 | Pass | null
383003877 | TNB | DISTRIBUTION | WP PUTRAJAYA & CYBERJAYA | Existing | RYB | 11 kV |  |  |  |  | 240_TRIPLEX_AL_XLPE | PE 6.05 BLOK 5A PPA1M (F1): PTJ06052 | PE 6.06 BLOK 5B PPA1M (F1): PTJ06061 |  | 392.402 m |  |  |  | 3 | 0 | Pass | null
383003903 | TNB | DISTRIBUTION | WP PUTRAJAYA & CYBERJAYA | Existing | RYB | 11 kV |  |  |  |  | 240_TRIPLEX_AL_XLPE | PE 6.06 BLOK 5B PPA1M (F2): PTJ06064 | PE 6.05 BLOK 5A PPA1M (F2): PTJ06055 |  | 394.398 m |  |  |  | 3 | 0 | Pass | null
383003907 | TNB | DISTRIBUTION | WP PUTRAJAYA & CYBERJAYA | Existing | RYB | 11 kV |  |  |  |  | 240_TRIPLEX_AL_XLPE | PE 6.05 BLOK 5A PPA1M (F2): PTJ06054 | PE 6.04 BLOK 1 PPA1M (F2): PTJ06045 |  | 248.889 m |  |  |  | 3 | 0 | Pass | null
383004029 | TNB | DISTRIBUTION | WP PUTRAJAYA & CYBERJAYA | Existing | RYB | 11 kV |  |  |  |  | 240_TRIPLEX_AL_XLPE | PE 1.64 PEJ HOTEL PZ 10 (F1): PTJ01643 | PE 16.32 TEMP PPA1M P16D: PTJ16321 |  | 607.406 m |  |  |  | 3 | 0 | Pass | null
383004293 | TNB | DISTRIBUTION | WP PUTRAJAYA & CYBERJAYA | Existing | RYB | 11 kV |  |  |  |  | 240_TRIPLEX_AL_XLPE | PE 1.68 TEMP PLOT Z1 & Z2: PTJ01681 | PE 15.02 RD F 1: PTJ15023 |  | 736.153 m |  |  |  | 3 | 0 | Pass | null
383004298 | TNB | DISTRIBUTION | WP PUTRAJAYA & CYBERJAYA | Existing | RYB | 11 kV |  |  |  |  | 240_TRIPLEX_AL_XLPE | PE 12.03 SPINE ROAD NO 1: PTJ12031 | PE 1.68 TEMP PLOT Z1 & Z2: PTJ01683 |  | 1705.569 m |  |  |  | 3 | 0 | Pass | null
383004374 | TNB | DISTRIBUTION | WP PUTRAJAYA & CYBERJAYA | Existing | RYB | 11 kV |  |  |  |  | 240_TRIPLEX_AL_XLPE | PE 2.30 2C5 PR2 PJ (F2): P02306 | SS 2.13 2G6 (F2): P02134 |  | 804.265 m |  |  |  | 3 | 0 | Pass | null
383004378 | TNB | DISTRIBUTION | WP PUTRAJAYA & CYBERJAYA | Existing | RYB | 11 kV |  |  |  |  | 240_TRIPLEX_AL_XLPE | SS 2.14 2G3 (F2): P02145 | PE 2.30 2C5 PR2 PJ (F2): P02305 |  | 1122.703 m |  |  |  | 3 | 0 | Pass | null
383004382 | TNB | DISTRIBUTION | WP PUTRAJAYA & CYBERJAYA | Existing | RYB | 11 kV |  |  |  |  | 240_TRIPLEX_AL_XLPE | PE 2.30 2C5 PR2 PJ (F1): P02302 | SS 2.13 2G6 (F1): P02131 |  | 794.945 m |  |  |  | 3 | 0 | Pass | null
383004386 | TNB | DISTRIBUTION | WP PUTRAJAYA & CYBERJAYA | Existing | RYB | 11 kV |  |  |  |  | 240_TRIPLEX_AL_XLPE | SS 2.14 2G3 (F1): P02142 | PE 2.30 2C5 PR2 PJ (F1): P02301 |  | 1119.597 m |  |  |  | 3 | 0 | Pass | null
383004676 | TNB | DISTRIBUTION | WP PUTRAJAYA & CYBERJAYA | Existing | RYB | 11 kV |  |  |  |  | 240_TRIPLEX_AL_XLPE | PE 11.64 ZON 10A (F2): PTJ11644 | PE 11.64 ZON 10A (F1): PTJ11643 |  | 20.317 m |  |  |  | 3 | 0 | Pass | null
383004918 | TNB | DISTRIBUTION | WP PUTRAJAYA & CYBERJAYA | Existing | RYB | 11 kV |  |  |  |  | 240_TRIPLEX_AL_XLPE | PE 11.65 ZON 10A2 (F2): PTJ11654 | PE 11.65 ZON 10A2 (F1): PTJ11652 |  | 14.339 m |  |  |  | 3 | 0 | Pass | null
383046605 | TNB | DISTRIBUTION | WP PUTRAJAYA & CYBERJAYA | Existing | RYB | 11 kV | YES |  |  |  | 240_TRIPLEX_AL_XLPE | D-PTJ-C15-0735: P1664 | SS 1.26 HOTEL SANGRI-LA (F2): P01265 |  | 2263.709 m |  |  |  | 3 | 0 | Pass | null
383046609 | TNB | DISTRIBUTION | WP PUTRAJAYA & CYBERJAYA | Existing | RYB | 11 kV | YES |  |  |  | 240_TRIPLEX_AL_XLPE | BE KE PEMBANGUNAN PUSAT PENGAJIAN PERTAH: P1661 | SS 1.26 HOTEL SANGRI-LA (F1): P01262 |  | 2261.132 m |  |  |  | 3 | 0 | Pass | null
383046636 | TNB | DISTRIBUTION | WP PUTRAJAYA & CYBERJAYA | Existing | RYB | 11 kV | YES |  |  |  | 70_1C_AL_XLPE |  |  |  | 1.122 m |  |  |  | 3 | 0 | Pass | null
383046735 | TNB | DISTRIBUTION | WP PUTRAJAYA & CYBERJAYA | Existing | RYB | 11 kV | YES |  |  |  | 240_TRIPLEX_AL_XLPE | D-CBJ-C17-0519: C23453 | D-CBJ-C16-0520: CBJ23425 |  | 1218.842 m |  |  |  | 3 | 0 | Pass | null
383046806 | TNB | DISTRIBUTION | WP PUTRAJAYA & CYBERJAYA | Existing | RYB | 11 kV | YES |  |  |  | 240_TRIPLEX_AL_XLPE | D-CBJ-C16-0583: | D-CBJ-C16-0575: CBJ23362 |  | 48.305 m |  |  |  | 3 | 0 | Pass | null
383046842 | TNB | DISTRIBUTION | WP PUTRAJAYA & CYBERJAYA | Existing | RYB | 11 kV | YES |  |  |  | 240_TRIPLEX_AL_XLPE | D-CBJ-C17-0469: | PE 23.31 TEMP AXVENTURE: CBJ23311 |  | 369.156 m |  |  |  | 3 | 0 | Pass | null
383046876 | TNB | DISTRIBUTION | WP PUTRAJAYA & CYBERJAYA | Existing | RYB | 11 kV | YES |  |  |  | 70_1C_AL_XLPE |  |  |  | 1.272 m |  |  |  | 3 | 0 | Pass | null
383046990 | TNB | DISTRIBUTION | WP PUTRAJAYA & CYBERJAYA | Existing | RYB | 11 kV | YES |  |  |  | 70_1C_AL_XLPE |  |  |  | 1.349 m |  |  |  | 3 | 0 | Pass | null
383047196 | TNB | DISTRIBUTION | WP PUTRAJAYA & CYBERJAYA | Existing | RYB | 11 kV | YES |  |  |  | 240_TRIPLEX_AL_XLPE | D-CBJ-C16-0576: C25333 | D-CBJ-C16-0576: C25321 |  | 307.902 m |  |  |  | 3 | 0 | Pass | null
383047201 | TNB | DISTRIBUTION | WP PUTRAJAYA & CYBERJAYA | Existing | RYB | 11 kV | YES |  |  |  | 240_TRIPLEX_AL_XLPE | D-CBJ-C16-0576: C25323 | D-CBJ-C16-0576: C25311 |  | 285.658 m |  |  |  | 3 | 0 | Pass | null
383047206 | TNB | DISTRIBUTION | WP PUTRAJAYA & CYBERJAYA | Existing | RYB | 11 kV | YES | Class D |  |  | 240_TRIPLEX_AL_XLPE | D-CBJ-C16-0576: C25313 | PE25.14 SETIA RIMBA 2: CBJ25141 |  | 466.584 m |  |  |  | 3 | 0 | Pass | null
383338294 | TNB | DISTRIBUTION | WP PUTRAJAYA & CYBERJAYA | Existing | RYB | 11 kV |  |  |  |  | 240_TRIPLEX_AL_XLPE | SS 10.01 PMR (F1): P10013 | SS 10.01 PMR (F2): |  | 12.316 m |  |  |  | 3 | 0 | Pass | null
383338760 | TNB | DISTRIBUTION | WP PUTRAJAYA & CYBERJAYA | Existing | RYB | 11 kV |  |  |  |  | 240_TRIPLEX_AL_XLPE | SS 23.18 PARAGON: C23181 | D-CBJ-C15-0468: CBJ23414 |  | 229.330 m |  |  |  | 3 | 0 | Pass | null
383338764 | TNB | DISTRIBUTION | WP PUTRAJAYA & CYBERJAYA | Existing | RYB | 11 kV |  |  |  |  | 240_TRIPLEX_AL_XLPE | D-CBJ-C15-0468: CBJ23411 | D-CBJ-C15-0468: CBJ23402 |  | 160.977 m |  |  |  | 3 | 0 | Pass | null
383497194 | TNB | DISTRIBUTION | WP PUTRAJAYA & CYBERJAYA | Existing | RYB | 11 kV | YES |  |  |  | 240_TRIPLEX_AL_XLPE | PE 23.17 TEMP SERI MUTIARA: CBJ23171 | D-CBJ-C16-0583: |  | 194.855 m |  |  |  | 3 | 0 | Pass | null
384171412 | TNB | DISTRIBUTION | WP PUTRAJAYA & CYBERJAYA | Existing | RYB | 11 kV |  |  |  |  | 240_TRIPLEX_AL_XLPE | PE 23.31 TEMP AXVENTURE: CBJ23313 | D-CBJ-C16-0439: C25061 |  | 1103.570 m |  |  |  | 3 | 0 | Pass | null
384171977 | TNB | DISTRIBUTION | WP PUTRAJAYA & CYBERJAYA | Existing | RYB | 11 kV |  | Class D |  |  | 240_3C_AL_XLPE | PE 24.45 CERIA CONDO B: C24454 | PE 23.20 AUTOVILLE 2: CBJ23202 |  | 920.696 m |  |  |  | 3 | 0 | Pass | null
384171983 | TNB | DISTRIBUTION | WP PUTRAJAYA & CYBERJAYA | Existing | RYB | 11 kV |  | Class D |  |  | 240_3C_AL_XLPE | PE 24.44 CERIA CONDO A: C24444 | PE 24.45 CERIA CONDO B: C24451 |  | 158.441 m |  |  |  | 3 | 0 | Pass | null
384172365 | TNB | DISTRIBUTION | WP PUTRAJAYA & CYBERJAYA | Existing | RYB | 11 kV |  |  |  |  | 240_3C_AL_XLPE | PE 22.76 - STP B F2: CBJ22675 | PE 24.40 LAMAN VIEW: CBJ24402 |  | 1269.251 m |  |  |  | 3 | 0 | Pass | null
384172374 | TNB | DISTRIBUTION | WP PUTRAJAYA & CYBERJAYA | Existing | RYB | 11 kV |  |  |  |  | 240_3C_AL_XLPE | D-CBJ-C16-0568: CBJ24391 | D-CBJ-C15-0497: C24461 |  | 1950.760 m |  |  |  | 3 | 0 | Pass | null
384172379 | TNB | DISTRIBUTION | WP PUTRAJAYA & CYBERJAYA | Existing | RYB | 11 kV | YES |  |  |  | 240_3C_AL_XLPE | D-CBJ-C16-0566: 24431 | D-CBJ-C16-0568: CBJ24392 |  | 578.180 m |  |  |  | 3 | 0 | Pass | null
384172388 | TNB | DISTRIBUTION | WP PUTRAJAYA & CYBERJAYA | Existing | RYB | 11 kV |  |  |  |  | 240_3C_AL_XLPE | D-CBJ-C15-0497: C24463 | D-CBJ-C15-0497: |  | 246.622 m |  |  |  | 3 | 0 | Pass | null
384172392 | TNB | DISTRIBUTION | WP PUTRAJAYA & CYBERJAYA | Existing | RYB | 11 kV |  |  |  |  | 240_3C_AL_XLPE | D-CBJ-C15-0497: | PE 22.40 POLIS CJ F2: CBJ22406 |  | 4846.689 m |  |  |  | 3 | 0 | Pass | null
384304435 | TNB | DISTRIBUTION | WP PUTRAJAYA & CYBERJAYA | Existing | RYB | 11 kV |  |  |  |  | 70_1C_AL_XLPE |  |  |  | 0.994 m |  |  |  | 3 | 0 | Pass | null
384304528 | TNB | DISTRIBUTION | WP PUTRAJAYA & CYBERJAYA | Existing | RYB | 11 kV |  |  |  |  | 240_TRIPLEX_AL_XLPE | PMU CBJN 132/11KV: VCB 1 | D-CBJ-C16-0532: C21391 |  | 2922.201 m |  |  | PMU CBJN: VCB 1 | 3 | 3 | Pass | null
384304603 | TNB | DISTRIBUTION | WP PUTRAJAYA & CYBERJAYA | Existing | RYB | 11 kV |  |  |  |  | 240_TRIPLEX_AL_XLPE | D-CBJ-C15-0468: CBJ23401 | D-CBJ-C16-0533: |  | 732.691 m |  |  |  | 3 | 0 | Pass | null
384304612 | TNB | DISTRIBUTION | WP PUTRAJAYA & CYBERJAYA | Existing | RYB | 11 kV |  |  |  |  | 240_TRIPLEX_AL_XLPE | SS 24.34 TAMARIND SQUARE F2: C24346 | D-CBJ-C16-0533: |  | 56.134 m |  |  |  | 3 | 0 | Pass | null
384304680 | TNB | DISTRIBUTION | WP PUTRAJAYA & CYBERJAYA | Existing | RYB | 11 kV |  |  |  |  | 240_TRIPLEX_AL_XLPE | PPU PTJ17: VCB 12 | D-PTJ-C15-0992: |  | 552.966 m |  |  |  | 3 | 2 | Pass | null
384304684 | TNB | DISTRIBUTION | WP PUTRAJAYA & CYBERJAYA | Existing | RYB | 11 kV |  |  |  |  | 500_1C_AL_XLPE | PPU PTJ17: VCB 11 | D-PTJ-C15-0992: |  | 557.102 m |  |  |  | 3 | 2 | Pass | null
384607435 | TNB | DISTRIBUTION | WP PUTRAJAYA & CYBERJAYA | Existing | RYB | 33 kV |  |  |  |  | 630_1C_AL_XLPE | PMU ABBA 132/33kV: VCB 6L5 | SSU IOIC: [OFF] |  | 6625.481 m |  |  |  | 3 | 0 | Pass | null
384607439 | TNB | DISTRIBUTION | WP PUTRAJAYA & CYBERJAYA | Existing | RYB | 33 kV |  |  |  |  | 630_1C_AL_XLPE | PMU ABBA 132/33kV: | SSU IOIC: |  | 6627.888 m |  |  |  | 3 | 0 | Pass | null
384607467 | TNB | DISTRIBUTION | WP PUTRAJAYA & CYBERJAYA | Existing | RYB | 33 kV |  |  |  |  | 500_1C_AL_XLPE | PMU ABBA 132/33kV: | PPU PTJ24: VCB 3P5 [OFF] |  | 9053.709 m |  |  | 1P5 | 3 | 0 | Pass | null
384815414 | TNB | DISTRIBUTION | WP PUTRAJAYA & CYBERJAYA | Existing | RYB | 33 kV | YES |  |  |  | 630_1C_AL_XLPE | PMU CBJN 132/33KV: VCB 6L5 | PPU BTAM: 1P5 [OFF] |  | 6720.960 m |  |  |  | 3 | 0 | Pass | null
385025827 | TNB | DISTRIBUTION | WP PUTRAJAYA & CYBERJAYA | Existing | RYB | 11 kV | YES |  |  |  | 70_1C_AL_XLPE |  |  |  | 2.049 m |  |  |  | 3 | 0 | Pass | null
385025920 | TNB | DISTRIBUTION | WP PUTRAJAYA & CYBERJAYA | Existing | RYB | 11 kV | YES |  |  |  | 240_TRIPLEX_AL_XLPE | PE 17.05 RK 1-2 (F2): PTJ17058 | PE 17.23 TEMP PPA1M PLOT 17RM2: P17231 |  | 529.965 m |  |  |  | 3 | 0 | Pass | null
385026654 | TNB | DISTRIBUTION | WP PUTRAJAYA & CYBERJAYA | Existing | RYB | 11 kV | YES |  |  |  | 70_1C_AL_XLPE |  |  |  | 1.068 m |  |  |  | 3 | 0 | Pass | null
385026751 | TNB | DISTRIBUTION | WP PUTRAJAYA & CYBERJAYA | Existing | RYB | 11 kV | YES |  |  |  | 240_3C_AL_XLPE | PE 24.40 LAMAN VIEW: CBJ24401 | D-CBJ-C16-0566: 24434 |  | 347.452 m |  |  |  | 3 | 0 | Pass | null
385026757 | TNB | DISTRIBUTION | WP PUTRAJAYA & CYBERJAYA | Existing | RYB | 11 kV | YES |  |  |  | 70_1C_AL_XLPE |  |  |  | 1.104 m |  |  |  | 3 | 0 | Pass | null
386017802 | TNB | DISTRIBUTION | WP PUTRAJAYA & CYBERJAYA | Existing | RYB | 11 kV | NO | Class C |  |  | 240_3C_AL_XLPE | SS 2.16 MENARA PJH (2C1) (F1): P02162 | D-PTJ-C16-1076: |  | 203.573 m |  |  |  | 3 | 0 | Pass | null
386017806 | TNB | DISTRIBUTION | WP PUTRAJAYA & CYBERJAYA | Existing | RYB | 11 kV | NO | Class C |  |  | 240_3C_AL_XLPE | SS 2.16 MENARA PJH (2C1) (F2): P02165 | D-PTJ-C16-1076: |  | 192.762 m |  |  |  | 3 | 0 | Pass | null
388495358 | TNB | DISTRIBUTION | WP PUTRAJAYA & CYBERJAYA | Existing | RYB | 11 kV | NO | Class C |  |  | 240_TRIPLEX_AL_XLPE |  |  |  | 10.468 m |  |  |  | 3 | 0 | Pass | null
388495362 | TNB | DISTRIBUTION | WP PUTRAJAYA & CYBERJAYA | Existing | RYB | 11 kV | NO | Class C |  |  | 240_TRIPLEX_AL_XLPE |  |  |  | 13.358 m |  |  |  | 3 | 0 | Pass | null
388861017 | TNB | DISTRIBUTION | WP PUTRAJAYA & CYBERJAYA | Existing | RYB | 11 kV |  | Class D |  |  | 7X_500_1C_CU_PVC/PVC |  |  |  | 1.134 m |  |  |  | 7 | 0 | Pass | null
389013151 | TNB | DISTRIBUTION | WP PUTRAJAYA & CYBERJAYA | Existing | RYB | 11 kV | NO | Class C |  |  | 7X_500_1C_CU_PVC/PVC |  |  |  | 1.120 m |  |  |  | 7 | 0 | Pass | null
389384215 | TNB | DISTRIBUTION | WP PUTRAJAYA & CYBERJAYA | Existing | RYB | 11 kV | NO | Class C |  |  | 240_TRIPLEX_AL_XLPE |  |  |  | 5.161 m |  |  |  | 3 | 0 | Pass | null
389388510 | TNB | DISTRIBUTION | WP PUTRAJAYA & CYBERJAYA | Existing | RYB | 11 kV | NO | Class C |  |  | 240_TRIPLEX_AL_XLPE |  |  |  | 5.906 m |  |  |  | 3 | 0 | Pass | null
389388517 | TNB | DISTRIBUTION | WP PUTRAJAYA & CYBERJAYA | Existing | RYB | 11 kV | NO | Class C |  |  | 240_TRIPLEX_AL_XLPE |  |  |  | 5.213 m |  |  |  | 3 | 0 | Pass | null
389401395 | TNB | DISTRIBUTION | WP PUTRAJAYA & CYBERJAYA | Existing | RYB | 11 kV | NO | Class D |  |  | 240_TRIPLEX_AL_XLPE |  |  |  | 7.497 m |  |  |  | 3 | 0 | Pass | null
389414273 | TNB | DISTRIBUTION | WP PUTRAJAYA & CYBERJAYA | Existing | RYB | 11 kV | NO | Class C |  |  | 240_TRIPLEX_AL_XLPE |  |  |  | 7.607 m |  |  |  | 3 | 0 | Pass | null
389422862 | TNB | DISTRIBUTION | WP PUTRAJAYA & CYBERJAYA | Existing | RYB | 11 kV | NO | Class D |  |  | 240_TRIPLEX_AL_XLPE |  |  |  | 7.469 m |  |  |  | 3 | 0 | Pass | null
389431448 | TNB | DISTRIBUTION | WP PUTRAJAYA & CYBERJAYA | Existing | RYB | 11 kV | NO | Class C |  |  | 240_TRIPLEX_AL_XLPE |  |  |  | 34.844 m |  |  |  | 3 | 0 | Pass | null
389452919 | TNB | DISTRIBUTION | WP PUTRAJAYA & CYBERJAYA | Existing | RYB | 11 kV | NO | Class C |  |  | 240_TRIPLEX_AL_XLPE |  |  |  | 6.762 m |  |  |  | 3 | 0 | Pass | null
389470117 | TNB | DISTRIBUTION | WP PUTRAJAYA & CYBERJAYA | Existing | RYB | 11 kV |  | Class C |  |  | 70_1C_AL_XLPE |  |  |  | 1.337 m |  |  |  | 3 | 0 | Pass | null
389478685 | TNB | DISTRIBUTION | WP PUTRAJAYA & CYBERJAYA | Existing | RYB | 11 kV |  | Class D |  |  | 240_TRIPLEX_AL_XLPE |  |  |  | 9.028 m |  |  |  | 3 | 0 | Pass | null
389491565 | TNB | DISTRIBUTION | WP PUTRAJAYA & CYBERJAYA | Existing | RYB | 11 kV | NO | Class C |  |  | 240_TRIPLEX_AL_XLPE |  |  |  | 5.364 m |  |  |  | 3 | 0 | Pass | null
389500423 | TNB | DISTRIBUTION | WP PUTRAJAYA & CYBERJAYA | Existing | RYB | 11 kV |  | Class C |  |  | 240_TRIPLEX_AL_XLPE |  |  |  | 0.797 m |  |  |  | 3 | 0 | Pass | null
389500526 | TNB | DISTRIBUTION | WP PUTRAJAYA & CYBERJAYA | Existing | RYB | 11 kV |  | Class C |  |  | 240_TRIPLEX_AL_XLPE |  |  |  | 1.115 m |  |  |  | 3 | 0 | Pass | null
389500530 | TNB | DISTRIBUTION | WP PUTRAJAYA & CYBERJAYA | Existing | RYB | 11 kV |  | Class C |  |  | 240_TRIPLEX_AL_XLPE |  |  |  | 0.326 m |  |  |  | 3 | 0 | Pass | null
389770674 | TNB | DISTRIBUTION | WP PUTRAJAYA & CYBERJAYA | Existing | RYB | 11 kV | NO | Class C |  |  | 240_TRIPLEX_AL_XLPE |  |  |  | 7.524 m |  |  |  | 3 | 0 | Pass | null
389796441 | TNB | DISTRIBUTION | WP PUTRAJAYA & CYBERJAYA | Existing | RYB | 11 kV | NO | Class C |  |  | 240_TRIPLEX_AL_XLPE |  |  |  | 11.911 m |  |  |  | 3 | 0 | Pass | null
389817909 | TNB | DISTRIBUTION | WP PUTRAJAYA & CYBERJAYA | Existing | RYB | 11 kV | NO | Class C |  |  | 240_TRIPLEX_AL_XLPE |  |  |  | 5.950 m |  |  |  | 3 | 0 | Pass | null
389826502 | TNB | DISTRIBUTION | WP PUTRAJAYA & CYBERJAYA | Existing | RYB | 11 kV | NO | Class C |  |  | 240_TRIPLEX_AL_XLPE |  |  |  | 28.833 m |  |  |  | 3 | 0 | Pass | null
389835085 | TNB | DISTRIBUTION | WP PUTRAJAYA & CYBERJAYA | Existing | RYB | 11 kV | NO | Class C |  |  | 240_TRIPLEX_AL_XLPE |  |  |  | 9.172 m |  |  |  | 3 | 0 | Pass | null
389933847 | TNB | DISTRIBUTION | WP PUTRAJAYA & CYBERJAYA | Existing | RYB | 11 kV | NO | Class C |  |  | 240_TRIPLEX_AL_XLPE |  |  |  | 12.328 m |  |  |  | 3 | 0 | Pass | null
389938141 | TNB | DISTRIBUTION | WP PUTRAJAYA & CYBERJAYA | Existing | RYB | 11 kV | NO | Class C |  |  | 240_TRIPLEX_AL_XLPE |  |  |  | 7.598 m |  |  |  | 3 | 0 | Pass | null
389963905 | TNB | DISTRIBUTION | WP PUTRAJAYA & CYBERJAYA | Existing | RYB | 11 kV | NO | Class C |  |  | 240_TRIPLEX_AL_XLPE |  |  |  | 6.807 m |  |  |  | 3 | 0 | Pass | null
389969054 | TNB | DISTRIBUTION | WP PUTRAJAYA & CYBERJAYA | Existing | RYB | 11 kV |  |  |  |  | 240_TRIPLEX_AL_XLPE |  |  |  | 1.096 m |  |  |  | 3 | 0 | Pass | null
389972493 | TNB | DISTRIBUTION | WP PUTRAJAYA & CYBERJAYA | Existing | RYB | 11 kV |  | Class C |  |  | 240_TRIPLEX_AL_XLPE |  |  |  | 6.906 m |  |  |  | 3 | 0 | Pass | null
389985374 | TNB | DISTRIBUTION | WP PUTRAJAYA & CYBERJAYA | Existing | RYB | 11 kV | NO | Class C |  |  | 240_TRIPLEX_AL_XLPE |  |  |  | 6.296 m |  |  |  | 3 | 0 | Pass | null
389989668 | TNB | DISTRIBUTION | WP PUTRAJAYA & CYBERJAYA | Existing | RYB | 11 kV | NO | Class C |  |  | 240_TRIPLEX_AL_XLPE |  |  |  | 5.667 m |  |  |  | 3 | 0 | Pass | null
390002551 | TNB | DISTRIBUTION | WP PUTRAJAYA & CYBERJAYA | Existing | RYB | 11 kV | NO | Class C |  |  | 240_TRIPLEX_AL_XLPE |  |  |  | 6.043 m |  |  |  | 3 | 0 | Pass | null
390006844 | TNB | DISTRIBUTION | WP PUTRAJAYA & CYBERJAYA | Existing | RYB | 11 kV | NO | Class C |  |  | 240_TRIPLEX_AL_XLPE |  |  |  | 7.236 m |  |  |  | 3 | 0 | Pass | null
390024020 | TNB | DISTRIBUTION | WP PUTRAJAYA & CYBERJAYA | Existing | RYB | 11 kV | NO | Class C |  |  | 240_TRIPLEX_AL_XLPE |  |  |  | 6.823 m |  |  |  | 3 | 0 | Pass | null
390024025 | TNB | DISTRIBUTION | WP PUTRAJAYA & CYBERJAYA | Existing | RYB | 11 kV | NO | Class C |  |  | 240_TRIPLEX_AL_XLPE |  |  |  | 8.935 m |  |  |  | 3 | 0 | Pass | null
390045491 | TNB | DISTRIBUTION | WP PUTRAJAYA & CYBERJAYA | Existing | RYB | 11 kV | NO | Class C |  |  | 240_TRIPLEX_AL_XLPE |  |  |  | 6.548 m |  |  |  | 3 | 0 | Pass | null
390058372 | TNB | DISTRIBUTION | WP PUTRAJAYA & CYBERJAYA | Existing | RYB | 11 kV | NO | Class C |  |  | 240_TRIPLEX_AL_XLPE |  |  |  | 7.409 m |  |  |  | 3 | 0 | Pass | null
390105607 | TNB | DISTRIBUTION | WP PUTRAJAYA & CYBERJAYA | Existing | RYB | 11 kV | NO | Class C |  |  | 240_TRIPLEX_AL_XLPE |  |  |  | 6.373 m |  |  |  | 3 | 0 | Pass | null
390114639 | TNB | DISTRIBUTION | WP PUTRAJAYA & CYBERJAYA | Existing | RYB | 11 kV |  | Class C |  |  | 70_1C_AL_XLPE |  |  |  | 1.295 m |  |  |  | 3 | 0 | Pass | null
390135683 | TNB | DISTRIBUTION | WP PUTRAJAYA & CYBERJAYA | Existing | RYB | 11 kV | NO | Class C |  |  | 240_TRIPLEX_AL_XLPE |  |  |  | 6.955 m |  |  |  | 3 | 0 | Pass | null
390135687 | TNB | DISTRIBUTION | WP PUTRAJAYA & CYBERJAYA | Existing | RYB | 11 kV | NO | Class C |  |  | 240_TRIPLEX_AL_XLPE |  |  |  | 7.426 m |  |  |  | 3 | 0 | Pass | null
390212957 | TNB | DISTRIBUTION | WP PUTRAJAYA & CYBERJAYA | Existing | RYB | 11 kV |  | Class C |  |  | 240_TRIPLEX_AL_XLPE |  |  |  | 11.805 m |  |  |  | 3 | 0 | Pass | null
390320312 | TNB | DISTRIBUTION | WP PUTRAJAYA & CYBERJAYA | Existing | RYB | 11 kV | NO | Class C |  |  | 7X_500_1C_CU_PVC/PVC |  |  |  | 1.345 m |  |  |  | 7 | 0 | Pass | null
390865667 | TNB | DISTRIBUTION | WP PUTRAJAYA & CYBERJAYA | Existing | RYB | 11 kV |  | Class C |  |  | 70_1C_AL_XLPE |  |  |  | 1.211 m |  |  |  | 3 | 0 | Pass | null
390865765 | TNB | DISTRIBUTION | WP PUTRAJAYA & CYBERJAYA | Existing | RYB | 11 kV |  |  |  |  | 240_TRIPLEX_AL_XLPE | PE 11.28 APT ZON 6B (F1): PTJ11281 | PE 11.79 TEMP TSR BINA: P11792 |  | 3066.584 m |  |  |  | 3 | 3 | Pass | null
390865770 | TNB | DISTRIBUTION | WP PUTRAJAYA & CYBERJAYA | Existing | RYB | 11 kV |  |  |  |  | 240_TRIPLEX_AL_XLPE | PE 11.79 TEMP TSR BINA: P11791 | PE 11.18 P11 H/1 TERES (EFI) (F1): PTJ11182 |  | 3279.809 m |  |  |  | 3 | 0 | Pass | null
390878534 | TNB | DISTRIBUTION | WP PUTRAJAYA & CYBERJAYA | Existing | RYB | 11 kV |  |  |  |  | 500_1C_AL_XLPE |  |  |  | 8.470 m |  |  |  | 4 | 0 | Pass | null
390878539 | TNB | DISTRIBUTION | WP PUTRAJAYA & CYBERJAYA | Existing | RYB | 11 kV |  |  |  |  | 500_1C_AL_XLPE |  |  |  | 9.524 m |  |  |  | 4 | 0 | Pass | null
390891409 | TNB | DISTRIBUTION | WP PUTRAJAYA & CYBERJAYA | Existing | RYB | 11 kV | NO | Class C |  |  | 240_TRIPLEX_AL_XLPE |  |  |  | 26.314 m |  |  |  | 3 | 0 | Pass | null