## Circuit Breaker
Id | Owner Type | Owner Name | Operational Area | Status | ERMS Functional Location | ERMS Equipment No | Operating Voltage | Normal Status | Insulation Type | Feeder Label | Substation Name | Mnemonics | ERMS System Status | ERMS User Status | Breaker No. | Date Commissioned | Manufacturer | Manufacturer [Old] | Model Number | Rated Current | Feeder Direction | Remarks
14165985 | TNB | DISTRIBUTION | WP PUTRAJAYA & CYBERJAYA | Existing |  |  | 11 kV | OPEN | VACUUM | PJ24-18 | PPU PUTRAJAYA NO 24 | [6 empty] | EPE | N/A | 630.000 A | P 04144 SS 4.14
15570079 | TNB | DISTRIBUTION | WP PUTRAJAYA & CYBERJAYA | Existing |  |  | 11 kV | CLOSED | GAS | PTJ 2226 | [7 empty] | TAMCO | A1 |  | PENGGUNA
15570084 | TNB | DISTRIBUTION | WP PUTRAJAYA & CYBERJAYA | Existing |  |  | 11 kV | CLOSED | GAS | PTJ 2224 | [7 empty] | TAMCO | A1 |  | SS 2.16 2C1 PTJ 2165
15570094 | TNB | DISTRIBUTION | WP PUTRAJAYA & CYBERJAYA | Existing |  |  | 11 kV | CLOSED | GAS | PTJ 2225 | [7 empty] | TAMCO | A1 |  | SS 2.09 2G1 PTJ 2094
35876409 | TNB | DISTRIBUTION | WP PUTRAJAYA & CYBERJAYA | Existing | VCBJ/PCE/J22782/MB22785 | 300287648 | 11 kV | CLOSED | VACUUM | CBJ 22785 | SS 22.78 LHDN F2 |  |  |  | C22785 | 2010-03-10 |  | ITEM | 8BK-88E A1 | 630.000 A | CBJ22404
35876411 | TNB | DISTRIBUTION | WP PUTRAJAYA & CYBERJAYA | Existing | VCBJ/PCE/J22782/MB22784 | 300287647 | 11 kV | CLOSED | VACUUM | CBJ 22784 | SS 22.78 LHDN F2 |  |  |  | C22784 | 2010-03-10 |  | ITEM | 8BK-88E A1 | 630.000 A | CBJ22734
35876412 | TNB | DISTRIBUTION | WP PUTRAJAYA & CYBERJAYA | Existing | VCBJ/PCE/J22782/MB22786 | 300287649 | 11 kV | CLOSED | VACUUM | CBJ 22786 | SS 22.78 LHDN F2 |  |  |  | C22786 | 2010-03-10 |  | ITEM | 8BK-88E A1 | 630.000 A | PENGGUNA 2
36095364 | TNB | DISTRIBUTION | WP PUTRAJAYA & CYBERJAYA | Existing | VCBJ/PPU/G00008/NB8 | 300433177 | 11 kV | CLOSED | VACUUM | CB 8 | PPU CYBERJAYA NO 9 |  |  |  | VCB 8 | 22/11/2010 |  | EPE | VFT12 | 630.000 A | SS21.30 CBJ21301
36095408 | TNB | DISTRIBUTION | WP PUTRAJAYA & CYBERJAYA | Existing | VCBJ/PPU/G00008/NB1 | 300433157 | 11 kV | CLOSED | VACUUM | CB 1 | PPU CYBERJAYA NO 9 |  |  |  | VCB 1 | 22/11/2010 |  | EPE | VFT12 | 630.000 A | SS22.36 CBJ22364
36095483 | TNB | DISTRIBUTION | WP PUTRAJAYA & CYBERJAYA | Existing | VCBJ/PPU/G00008/NB10 | 300433158 | 11 kV | CLOSED | VACUUM | CB 10 | PPU CYBERJAYA NO 9 |  |  |  | VCB 10 | 22/11/2010 |  | EPE | VFT12 | 630.000 A | PE21.08 CBJ21081
36095548 | TNB | DISTRIBUTION | WP PUTRAJAYA & CYBERJAYA | Existing | VCBJ/PPU/G00008/MB1HO | 300433119 | 33 kV | CLOSED | VACUUM |  | PPU CYBERJAYA NO 9 |  |  |  | VCB 1HO | 22/11/2010 |  | SIEMENS | 8DA10 | 1250.000 A | TX1 30MVA 33/11KV
36095603 | TNB | DISTRIBUTION | WP PUTRAJAYA & CYBERJAYA | Existing | VCBJ/PPU/G00008/NB2 | 300433165 | 11 kV | CLOSED | VACUUM | CB 2 | PPU CYBERJAYA NO 9 |  |  |  | VCB 2 | 22/11/2010 |  | EPE | VFT12 | 630.000 A | SS22.36 CBJ22361
36095626 | TNB | DISTRIBUTION | WP PUTRAJAYA & CYBERJAYA | Existing | VCBJ/PPU/G00008/NB6 | 300433173 | 11 kV | OPEN | VACUUM | CB 6 | PPU CYBERJAYA NO 9 |  |  |  | VCB 6 | 22/11/2010 |  | EPE | VFT12 | 630.000 A | SS22.55 CBJ22551
36095726 | TNB | DISTRIBUTION | WP PUTRAJAYA & CYBERJAYA | Existing | VCBJ/PPU/G00008/NB12 | 300433160 | 33 kV | CLOSED | VACUUM | CB 12 | PPU CYBERJAYA NO 9 |  |  |  | VCB 12 | 22/11/2010 |  | EPE | VFT12 | 630.000 A | PADAT 4 B15
36095727 | TNB | DISTRIBUTION | WP PUTRAJAYA & CYBERJAYA | Existing | VCBJ/PPU/G00008/MB1P5 | 300433120 | 33 kV | CLOSED | VACUUM |  | PPU CYBERJAYA NO 9 |  |  |  | VCB 1P5 | 22/11/2010 |  | SIEMENS | 8DA10 | 1250.000 A | PMU CBJN 7L5
36095911 | TNB | DISTRIBUTION | WP PUTRAJAYA & CYBERJAYA | Existing | VCBJ/PPU/G00008/NB9 | 300433176 | 11 kV | OPEN | VACUUM | CB 9 | PPU CYBERJAYA NO 9 |  |  |  | VCB 9 | 22/11/2010 |  | EPE | VFT12 | 630.000 A | SS21.28 CBJ21284
36095940 | TNB | DISTRIBUTION | WP PUTRAJAYA & CYBERJAYA | Existing | VCBJ/PPU/G00008/NB4 | 300348555 | 11 kV | OPEN | VACUUM | CB 3 | PPU CYBERJAYA NO 9 |  |  |  | VCB 3 | 22/11/2010 |  | EPE | VFT12 | 630.000 A | PE21.40 CBJ21403
36095954 | TNB | DISTRIBUTION | WP PUTRAJAYA & CYBERJAYA | Existing | VCBJ/PPU/G00008/MB2P5 | 300433153 | 33 kV | CLOSED | VACUUM | 2P5 | PPU CYBERJAYA NO 9 |  |  |  | VCB 2P5 | 22/11/2010 |  | SIEMENS | 8DA10 | 1250.000 A | SSU MMU 5S5
36095957 | TNB | DISTRIBUTION | WP PUTRAJAYA & CYBERJAYA | Existing | VCBJ/PPU/G00008/MB3P5 | 300433154 | 33 kV | CLOSED | VACUUM |  | PPU CYBERJAYA NO 9 |  |  |  | VCB 3P5 | 22/11/2010 |  | SIEMENS | 8DA10 | 1250.000 A | SSU CSF 2 (GOOGLE)
36095987 | TNB | DISTRIBUTION | WP PUTRAJAYA & CYBERJAYA | Existing | VCBJ/PPU/G00008/NB32 | 300433170 | 11 kV | CLOSED | VACUUM | CB 32 | PPU CYBERJAYA NO 9 |  |  |  | VCB 32 | 22/11/2010 |  | EPE | VFT12 | 2000.000 A | TX2 30MVA 33/11KV
36096036 | TNB | DISTRIBUTION | WP PUTRAJAYA & CYBERJAYA | Existing | VCBJ/PPU/G00008/NB13 | 300433161 | 11 kV | CLOSED | VACUUM |  | PPU CYBERJAYA NO 9 |  |  |  | VCB 13 | 22/11/2010 |  | EPE | VFT12 | 630.000 A | PE22.05 CBJ22051
36096099 | TNB | DISTRIBUTION | WP PUTRAJAYA & CYBERJAYA | Existing | VCBJ/PPU/G00008/NB11 | 300433159 | 11 kV | CLOSED |  |  | PPU CYBERJAYA NO 9 |  |  |  | VCB 11 | 22/11/2010 |  | EPE | VFT12 | 630.000 A | PE21.08 CBJ21084
36096411 | TNB | DISTRIBUTION | WP PUTRAJAYA & CYBERJAYA | Existing | VCBJ/PPU/G00008/MB4P5 | 300433155 | 33 kV | CLOSED | VACUUM |  | PPU CYBERJAYA NO 9 |  |  |  | VCB 4P5 | 22/11/2010 |  | SIEMENS | 8DA10 | 1250.000 A | PMU CBJN 8L5
36096457 | TNB | DISTRIBUTION | WP PUTRAJAYA & CYBERJAYA | Existing | VCBJ/PPU/G00008/MB2HO | 300433152 | 33 kV | CLOSED | VACUUM |  | PPU CYBERJAYA NO 9 |  |  |  | VCB 2HO | 22/11/2010 |  | SIEMENS | 8DA10 | 1250.000 A | TX2 30MVA 33/11KV
36096501 | TNB | DISTRIBUTION | WP PUTRAJAYA & CYBERJAYA | Existing | VCBJ/PPU/G00008/NB14 | 300433162 | 11 kV | CLOSED | VACUUM | CB 14 | PPU CYBERJAYA NO 9 |  |  |  | VCB 14 | 22/11/2010 |  | EPE | VFT12 | 630.000 A | SS21.28 CBJ21281
257031330 | TNB | DISTRIBUTION | WP PUTRAJAYA & CYBERJAYA | Existing | VPTJ/PCE/J04011/MB04013 | 300281499 | 11 kV | CLOSED | VACUUM | PTJ04013 | PE 4.01 4G3 (F1) |  |  |  | P04013 | 18/12/2003 |  | TAMCO | NA | 630.000 A | PENGGUNA F1
257031333 | TNB | DISTRIBUTION | WP PUTRAJAYA & CYBERJAYA | Existing | VPTJ/PCE/J04011/MB04012 | 300281498 | 11 kV | OPEN | VACUUM | PTJ04012 | PE 4.01 4G3 (F1) |  |  |  | P04012 | 18/12/2003 |  | TAMCO | VK 10J 25H | 630.000 A | SS3.06 PTJ03061
257031334 | TNB | DISTRIBUTION | WP PUTRAJAYA & CYBERJAYA | Existing | VPTJ/PCE/J04011/MB04014 | 300281500 | 11 kV | CLOSED | VACUUM | PTJ04014 | PE 4.01 4G3 (F1) |  |  |  | P04014 | 18/12/2003 |  | TAMCO | A1 | 630.000 A | TX.1
257031337 | TNB | DISTRIBUTION | WP PUTRAJAYA & CYBERJAYA | Existing | VPTJ/PCE/J04011/MB04011 | 300281497 | 11 kV | CLOSED | VACUUM | PTJ04011 | PE 4.01 4G3 (F1) |  |  |  | P04011 | 18/12/2003 |  | TAMCO | A1 | 630.000 A | SS4.20 PTJ04202
257213841 | TNB | DISTRIBUTION | WP PUTRAJAYA & CYBERJAYA | Existing |  |  | 11 kV | CLOSED | VACUUM | C22087 | SS E-VILLAGE | [6 empty] | EPE | VCB | 630.000 A | PENGGUNA PANEL NO.2
257213846 | TNB | DISTRIBUTION | WP PUTRAJAYA & CYBERJAYA | Existing |  |  | 11 kV | CLOSED | VACUUM | C22085 | SS E-VILLAGE | [6 empty] | EPE | VCB | 630.000 A | PENGGUNA PANEL NO.4
257213847 | TNB | DISTRIBUTION | WP PUTRAJAYA & CYBERJAYA | Existing |  |  | 11 kV | CLOSED | VACUUM | C22084 | SS E-VILLAGE | [6 empty] | EPE | VCB | 630.000 A | PE 20.01
257213850 | TNB | DISTRIBUTION | WP PUTRAJAYA & CYBERJAYA | Existing |  |  | 11 kV | CLOSED | VACUUM | C22088 | SS E-VILLAGE | [6 empty] | EPE | VCB | 630.000 A | PE 22.37
257691150 | TNB | DISTRIBUTION | WP PUTRAJAYA & CYBERJAYA | Existing | VCBJ/PPU/G00006/MB4P5 | 300278102 | 33 kV | CLOSED | GAS | CYB6-4P5 | PPU CYBERJAYA NO 6 |  |  |  | VCB 4P5 | 1999-01-07 |  | SIEMENS | GIS | 1250.000 A | PMU SRDG 10L5
257691179 | TNB | DISTRIBUTION | WP PUTRAJAYA & CYBERJAYA | Existing | VCBJ/PPU/G00006/NB16 | 300278109 | 11 kV | CLOSED | VACUUM | CYB6-16 | PPU CYBERJAYA NO 6 |  |  |  | VCB 16 | 1999-01-07 |  | EPE | VFT12 | 630.000 A | LOCAL TX 11/0.415KV 300KVA
257691180 | TNB | DISTRIBUTION | WP PUTRAJAYA & CYBERJAYA | Existing | VCBJ/PPU/G00006/NB14 | 300278108 | 11 kV | OPEN | VACUUM | CYB6-14 | PPU CYBERJAYA NO 6 |  |  |  | VCB 14 | 1999-01-07 |  | EPE | VFT12 | 630.000 A | PE22.15 CBJ22155
257691181 | TNB | DISTRIBUTION | WP PUTRAJAYA & CYBERJAYA | Existing | VCBJ/PPU/G00006/NB12 | 300278106 | 11 kV | OPEN | VACUUM | CYB6-12 | PPU CYBERJAYA NO 6 |  |  |  | VCB 12 | 1999-01-07 |  | EPE | VFT12 | 630.000 A | PE22.44 CBJ22446
257691182 | TNB | DISTRIBUTION | WP PUTRAJAYA & CYBERJAYA | Existing | VCBJ/PPU/G00006/NB10 | 300278104 | 11 kV | CLOSED | VACUUM | CYB6-10 | PPU CYBERJAYA NO 6 |  |  |  | VCB 10 | 1999-01-07 |  | EPE | VFT12 | 630.000 A | PE21.34 CBJ21341
257691183 | TNB | DISTRIBUTION | WP PUTRAJAYA & CYBERJAYA | Existing | VCBJ/PPU/G00006/NB8 | 300278119 | 11 kV | OPEN | VACUUM | CYB6-8 | PPU CYBERJAYA NO 6 |  |  |  | VCB 8 | 1999-01-07 |  | EPE | VFT12 | 630.000 A | PE22.46 CBJ22463
257691184 | TNB | DISTRIBUTION | WP PUTRAJAYA & CYBERJAYA | Existing | VCBJ/PPU/G00006/NB6 | 300278117 | 11 kV | CLOSED | VACUUM | CYB6-6 | PPU CYBERJAYA NO 6 |  |  |  | VCB 6 | 1999-01-07 |  | EPE | VFT12 | 630.000 A | PE21.41 CBJ21412
257691189 | TNB | DISTRIBUTION | WP PUTRAJAYA & CYBERJAYA | Existing | VCBJ/PPU/G00006/NB4 | 300278115 | 11 kV | CLOSED | VACUUM | CYB6-4 | PPU CYBERJAYA NO 6 |  |  |  | VCB 4 | 1999-01-07 |  | EPE | VFT12 | 630.000 A | SPARE
257691218 | TNB | DISTRIBUTION | WP PUTRAJAYA & CYBERJAYA | Existing | VCBJ/PPU/G00006/MB2HO | 300278099 | 33 kV | CLOSED | GAS | CYB6-2H0 | PPU CYBERJAYA NO 6 |  |  |  | VCB 2HO | 1999-01-07 |  | SIEMENS | GIS | 1250.000 A | TX2 30MVA 33/11KV
257691219 | TNB | DISTRIBUTION | WP PUTRAJAYA & CYBERJAYA | Existing | VCBJ/PPU/G00006/NB32 | 300278114 | 11 kV | CLOSED | VACUUM | CYB6-32 | PPU CYBERJAYA NO 6 |  |  |  | VCB 32 | 1999-01-07 |  | EPE | VFT12 | 2000.000 A | TX2 30MVA 33/11KV
257691220 | TNB | DISTRIBUTION | WP PUTRAJAYA & CYBERJAYA | Existing | VCBJ/PPU/G00006/NB2 | 300278110 | 11 kV | CLOSED | VACUUM | CYB6-2 | PPU CYBERJAYA NO 6 |  |  |  | VCB 2 | 1999-01-07 |  | EPE | VFT12 | 630.000 A | SS22.04 CBJ22042
257691221 | TNB | DISTRIBUTION | WP PUTRAJAYA & CYBERJAYA | Existing | VCBJ/PPU/G00006/MB2P5 | 300278100 | 33 kV | OPEN | GAS | CYB6-2P5 | PPU CYBERJAYA NO 6 |  |  |  | VCB 2P5 | 1999-01-07 |  | SIEMENS | GIS | 1250.000 A | SSU MMU CJ 6S5
257691226 | TNB | DISTRIBUTION | WP PUTRAJAYA & CYBERJAYA | Existing | VCBJ/PPU/G00006/MB1P5 | 300278097 | 33 kV | CLOSED | GAS | CYB6-1P5 | PPU CYBERJAYA NO 6 |  |  |  | VCB 1P5 | 1999-01-07 |  | SIEMENS | GIS | 1250.000 A | SPARE
257691227 | TNB | DISTRIBUTION | WP PUTRAJAYA & CYBERJAYA | Existing | VCBJ/PPU/G00006/MB1HO | 300278096 | 33 kV | CLOSED | GAS | CYB6-1H0 | PPU CYBERJAYA NO 6 |  |  |  | VCB 1HO | 1999-01-07 |  | SIEMENS | GIS | 1250.000 A | TX1 30MVA 33/11KV
257691228 | TNB | DISTRIBUTION | WP PUTRAJAYA & CYBERJAYA | Existing | VCBJ/PPU/G00006/NB31 | 300278113 | 11 kV | CLOSED | VACUUM | CYB6-31 | PPU CYBERJAYA NO 6 |  |  |  | VCB 31 | 1999-01-07 |  | EPE | VFT12 | 2000.000 A | TX1 30MVA 33/11KV
257691229 | TNB | DISTRIBUTION | WP PUTRAJAYA & CYBERJAYA | Existing | VCBJ/PPU/G00006/NB1 | 300278103 | 11 kV | CLOSED | VACUUM | CYB6-1 | PPU CYBERJAYA NO 6 |  |  |  | VCB 1 | 1999-01-07 |  | EPE | VFT12 | 630.000 A | SS22.04 CBJ22045
257691230 | TNB | DISTRIBUTION | WP PUTRAJAYA & CYBERJAYA | Existing | VCBJ/PPU/G00006/NB5 | 300278116 | 11 kV | OPEN | VACUUM | CYB6-5 | PPU CYBERJAYA NO 6 |  |  |  | VCB 5 | 1999-01-07 |  | EPE | VFT12 | 630.000 A | SPARE
257691263 | TNB | DISTRIBUTION | WP PUTRAJAYA & CYBERJAYA | Existing | VCBJ/PPU/G00006/NB3 | 300278111 | 11 kV | CLOSED | VACUUM | CYB6-3 | PPU CYBERJAYA NO 6 |  |  |  | VCB 3 | 1999-01-07 |  | EPE | VFT12 | 630.000 A | SPARE
257691271 | TNB | DISTRIBUTION | WP PUTRAJAYA & CYBERJAYA | Existing | VCBJ/PPU/G00006/MB3P5 | 300278101 | 33 kV | CLOSED | GAS | CYB6-3P5 | PPU CYBERJAYA NO 6 |  |  |  | VCB 3P5 | 1999-01-07 |  | SIEMENS | GIS | 1250.000 A | PMU SRDG 5L5
257691300 | TNB | DISTRIBUTION | WP PUTRAJAYA & CYBERJAYA | Existing | VCBJ/PPU/G00006/NB13 | 300278107 | 11 kV | CLOSED | VACUUM | CYB6-13 | PPU CYBERJAYA NO 6 |  |  |  | VCB 13 | 1999-01-07 |  | EPE | VFT12 | 630.000 A | PE22.15 CBJ22152
257691301 | TNB | DISTRIBUTION | WP PUTRAJAYA & CYBERJAYA | Existing | VCBJ/PPU/G00006/NB11 | 300278105 | 11 kV | CLOSED | VACUUM | CYB6-11 | PPU CYBERJAYA NO 6 |  |  |  | VCB 11 | 1999-01-07 |  | EPE | VFT12 | 630.000 A | PE21.34 CBJ21344
257691302 | TNB | DISTRIBUTION | WP PUTRAJAYA & CYBERJAYA | Existing | VCBJ/PPU/G00006/NB9 | 300278120 | 11 kV | OPEN | VACUUM | CYB6-9 | PPU CYBERJAYA NO 6 |  |  |  | VCB 9 | 1999-01-07 |  | EPE | VFT12 | 630.000 A | PE22.44 CBJ22443
257691303 | TNB | DISTRIBUTION | WP PUTRAJAYA & CYBERJAYA | Existing | VCBJ/PPU/G00006/NB7 | 300278118 | 11 kV | CLOSED | VACUUM | CYB6-7 | PPU CYBERJAYA NO 6 |  |  |  | VCB 7 | 1999-01-07 |  | EPE | VFT12 | 630.000 A | PE22.46 CBJ22466
257691318 | TNB | DISTRIBUTION | WP PUTRAJAYA & CYBERJAYA | Existing | VCBJ/PPU/G00006/NB15 | 300282001 | 11 kV | CLOSED | VACUUM | CYB6-15 | PPU CYBERJAYA NO 6 |  |  |  | VCB 13 | 1999-01-07 |  | EPE | VFT12 | 630.000 A | PE22.15 CBJ22152
257741254 | TNB | DISTRIBUTION | WP PUTRAJAYA & CYBERJAYA | Existing | VPTJ/PPU/G00010/MB4P5 | 300278222 | 33 kV | CLOSED | GAS | PTJ4-4P5 | PPU PUTRAJAYA NO 4 |  |  |  | VCB 4P5 | 28/06/2001 |  | ABB | VD3-13612-25 | 1250.000 A | PMU ABBA
257741255 | TNB | DISTRIBUTION | WP PUTRAJAYA & CYBERJAYA | Existing | VPTJ/PPU/G00010/NB13 | 300278230 | 11 kV | CLOSED | VACUUM | PTJ4-13 | PPU PUTRAJAYA NO 4 |  |  |  | VCB 13 | 28/06/2001 |  | EPE | VFT12 | 630.000 A | SPARE
257741256 | TNB | DISTRIBUTION | WP PUTRAJAYA & CYBERJAYA | Existing | VPTJ/PPU/G00010/NB11 | 300278228 | 11 kV | CLOSED | VACUUM | PTJ4-11 | PPU PUTRAJAYA NO 4 |  |  |  | VCB 11 | 28/06/2001 |  | EPE | VFT12 | 630.000 A | SS1.14 PARCEL C5
257741257 | TNB | DISTRIBUTION | WP PUTRAJAYA & CYBERJAYA | Existing | VPTJ/PPU/G00010/NB9 | 300278244 | 11 kV | CLOSED | VACUUM | PTJ4-9 | PPU PUTRAJAYA NO 4 |  |  |  | VCB 9 | 28/06/2001 |  | EPE | VFT12 | 630.000 A | SS1.15 PARCEL D1
257741258 | TNB | DISTRIBUTION | WP PUTRAJAYA & CYBERJAYA | Existing | VPTJ/PPU/G00010/MB3P5 | 300278221 | 33 kV | CLOSED | GAS | PTJ4-3P5 | PPU PUTRAJAYA NO 4 |  |  |  | VCB 3P5 | 28/06/2001 |  | ABB | VD3-13612-25 | 1250.000 A | SPARE
257741259 | TNB | DISTRIBUTION | WP PUTRAJAYA & CYBERJAYA | Existing | VPTJ/PPU/G00010/NB7 | 300278242 | 11 kV | OPEN | VACUUM | PTJ4-7 | PPU PUTRAJAYA NO 4 |  |  |  | VCB 7 | 28/06/2001 |  | EPE | VFT12 | 630.000 A | SS1.43 BLOCK E6
257741260 | TNB | DISTRIBUTION | WP PUTRAJAYA & CYBERJAYA | Existing | VPTJ/PPU/G00010/NB5 | 300278240 | 11 kV | CLOSED | VACUUM | PTJ4-5 | PPU PUTRAJAYA NO 4 |  |  |  | VCB 5 | 28/06/2001 |  | EPE | VFT12 | 630.000 A | SS1.26 HOTEL SHANGRI-LA
257741261 | TNB | DISTRIBUTION | WP PUTRAJAYA & CYBERJAYA | Existing | VPTJ/PPU/G00010/NB3 | 300278235 | 11 kV | CLOSED | VACUUM | PTJ4-3 | PPU PUTRAJAYA NO 4 |  |  |  | VCB 3 | 28/06/2001 |  | EPE | VFT12 | 630.000 A | PE1.56 SEK MEN ALAM SHAH
257741262 | TNB | DISTRIBUTION | WP PUTRAJAYA & CYBERJAYA | Existing | VPTJ/PPU/G00010/NB1 | 300278226 | 11 kV | CLOSED | VACUUM | PTJ4-1 | PPU PUTRAJAYA NO 4 |  |  |  | VCB 1 | 28/06/2001 |  | EPE | VFT12 | 630.000 A | PE 1.37 E16 ANJUNG
257741263 | TNB | DISTRIBUTION | WP PUTRAJAYA & CYBERJAYA | Existing | VPTJ/PPU/G00010/NB31 | 300278237 | 11 kV | CLOSED | VACUUM | PTJ4-31 | PPU PUTRAJAYA NO 4 |  |  |  | VCB 31 | 28/06/2001 |  | EPE | VFT12 | 630.000 A | TX1
257741264 | TNB | DISTRIBUTION | WP PUTRAJAYA & CYBERJAYA | Existing | VPTJ/PPU/G00010/MB1HO | 300278213 | 33 kV | CLOSED | GAS | PTJ4-1H0 | PPU PUTRAJAYA NO 4 |  |  |  | VCB 1HO | 28/06/2001 |  | ABB | VD3-13612-25 | 1250.000 A | TX1
257741265 | TNB | DISTRIBUTION | WP PUTRAJAYA & CYBERJAYA | Existing | VPTJ/PPU/G00010/MB2HO | 300278217 | 33 kV | CLOSED | GAS | PTJ4-2H0 | PPU PUTRAJAYA NO 4 |  |  |  | VCB 2HO | 28/06/2001 |  | ABB | VD3-13612-25 | 1250.000 A | TX2
257741266 | TNB | DISTRIBUTION | WP PUTRAJAYA & CYBERJAYA | Existing | VPTJ/PPU/G00010/NB4 | 300278239 | 11 kV | CLOSED | VACUUM | PTJ4-4 | PPU PUTRAJAYA NO 4 |  |  |  | VCB 4 | 28/06/2001 |  | EPE | VFT12 | 630.000 A | PE1.56 SEK MEN ALAM SHAH
257741267 | TNB | DISTRIBUTION | WP PUTRAJAYA & CYBERJAYA | Existing | VPTJ/PPU/G00010/NB2 | 300278234 | 11 kV | CLOSED | VACUUM | PTJ4-2 | PPU PUTRAJAYA NO 4 |  |  |  | VCB 2 | 28/06/2001 |  | EPE | VFT12 | 630.000 A | PE1.37 E16 ANJUNG
257741268 | TNB | DISTRIBUTION | WP PUTRAJAYA & CYBERJAYA | Existing | VPTJ/PPU/G00010/NB6 | 300278241 | 11 kV | CLOSED | VACUUM | PTJ4-6 | PPU PUTRAJAYA NO 4 |  |  |  | VCB 6 | 28/06/2001 |  | EPE | VFT12 | 630.000 A | SS1.26 HOTEL SHANGRI-LA
257741269 | TNB | DISTRIBUTION | WP PUTRAJAYA & CYBERJAYA | Existing | VPTJ/PPU/G00010/NB16 | 300278233 | 11 kV | CLOSED | VACUUM | PTJ4-16 | PPU PUTRAJAYA NO 4 |  |  |  | VCB 16 | 28/06/2001 |  | EPE | VFT12 | 630.000 A | LOCAL TX
257741270 | TNB | DISTRIBUTION | WP PUTRAJAYA & CYBERJAYA | Existing | VPTJ/PPU/G00010/NB14 | 300278231 | 11 kV | CLOSED | VACUUM | PTJ4-14 | PPU PUTRAJAYA NO 4 |  |  |  | VCB 14 | 28/06/2001 |  | EPE | VFT12 | 630.000 A | SPARE
257741271 | TNB | DISTRIBUTION | WP PUTRAJAYA & CYBERJAYA | Existing | VPTJ/PPU/G00010/NB12 | 300278229 | 11 kV | OPEN | VACUUM | PTJ4-12 | PPU PUTRAJAYA NO 4 |  |  |  | VCB 12 | 28/06/2001 |  | EPE | VFT12 | 630.000 A | SS1.14 PARCEL C5
257741272 | TNB | DISTRIBUTION | WP PUTRAJAYA & CYBERJAYA | Existing | VPTJ/PPU/G00010/NB10 | 300278227 | 11 kV | CLOSED | VACUUM | PTJ4-10 | PPU PUTRAJAYA NO 4 |  |  |  | VCB 10 | 28/06/2001 |  | EPE | VFT12 | 630.000 A | SS1.15 PARCEL D1
257741273 | TNB | DISTRIBUTION | WP PUTRAJAYA & CYBERJAYA | Existing | VPTJ/PPU/G00010/MB1P5 | 300278214 | 33 kV | OPEN | GAS | PTJ4-1P5 | PPU PUTRAJAYA NO 4 |  |  |  | VCB 1P5 | 28/06/2001 |  | ABB | VD3-13612-25 | 1250.000 A | PPU PJ1
257741274 | TNB | DISTRIBUTION | WP PUTRAJAYA & CYBERJAYA | Existing | VPTJ/PPU/G00010/MB2P5 | 300278219 | 33 kV | OPEN | GAS | PTJ4-2P5 | PPU PUTRAJAYA NO 4 |  |  |  | VCB 2P5 | 28/06/2001 |  | ABB | VD3-13612-25 | 1250.000 A | SSU GDC 1
257741275 | TNB | DISTRIBUTION | WP PUTRAJAYA & CYBERJAYA | Existing | VPTJ/PPU/G00010/NB32 | 300278238 | 11 kV | CLOSED | VACUUM | PTJ4-32 | PPU PUTRAJAYA NO 4 |  |  |  | VCB 32 | 28/06/2001 |  | EPE | VFT12 | 630.000 A | TX2
257741276 | TNB | DISTRIBUTION | WP PUTRAJAYA & CYBERJAYA | Existing | VPTJ/PPU/G00010/NB8 | 300278243 | 11 kV | CLOSED | VACUUM | PTJ4-8 | PPU PUTRAJAYA NO 4 |  |  |  | VCB 8 | 28/06/2001 |  | EPE | VFT12 | 630.000 A | SS1.43 BLOCK E6
257741693 | TNB | DISTRIBUTION | WP PUTRAJAYA & CYBERJAYA | Existing | VPTJ/PPU/G00012/NB2 | 300278284 | 11 kV | CLOSED | VACUUM | PTJ6-2 | PPU PUTRAJAYA NO 6 |  |  |  | VCB 2 | 1998-01-01 |  | EPE | VFT12 | 630.000 A | SS1.01 PTJ01012
257741694 | TNB | DISTRIBUTION | WP PUTRAJAYA & CYBERJAYA | Existing | VPTJ/PPU/G00012/MB3P5 | 300278276 | 33 kV | CLOSED | GAS | PTJ6-3P5 | PPU PUTRAJAYA NO 6 |  |  |  | VCB 3P5 | 1998-01-01 |  | SIEMENS | 8DA10 | 1250.000 A | PMU ABBA
257741695 | TNB | DISTRIBUTION | WP PUTRAJAYA & CYBERJAYA | Existing | VPTJ/PPU/G00012/NB5 | 300278290 | 11 kV | OPEN | VACUUM | PTJ6-5 | PPU PUTRAJAYA NO 6 |  |  |  | VCB 5 | 1998-01-01 |  | EPE | VFT12 | 630.000 A | SS1.36 PTJ01361
257741696 | TNB | DISTRIBUTION | WP PUTRAJAYA & CYBERJAYA | Existing | VPTJ/PPU/G00012/NB7 | 300278292 | 11 kV | OPEN | VACUUM | PTJ6-7 | PPU PUTRAJAYA NO 6 |  |  |  | VCB 7 | 1998-01-01 |  | EPE | VFT12 | 630.000 A | SS1.46
257741697 | TNB | DISTRIBUTION | WP PUTRAJAYA & CYBERJAYA | Existing | VPTJ/PPU/G00012/NB11 | 300278280 | 11 kV | CLOSED | VACUUM | PTJ6-11 | PPU PUTRAJAYA NO 6 |  |  |  | VCB 11 | 1998-01-01 |  | EPE | VFT12 | 630.000 A | SS1.07 PTJ01071
257741698 | TNB | DISTRIBUTION | WP PUTRAJAYA & CYBERJAYA | Existing | VPTJ/PPU/G00012/NB13 | 300278282 | 11 kV | OPEN | VACUUM | PTJ6-13 | PPU PUTRAJAYA NO 6 |  |  |  | VCB 13 | 1998-01-01 |  | EPE | VFT12 | 630.000 A | PE2.02 PTJ02021
257741699 | TNB | DISTRIBUTION | WP PUTRAJAYA & CYBERJAYA | Existing | VPTJ/PPU/G00012/NB9 | 300278294 | 11 kV | CLOSED | VACUUM | PTJ6-9 | PPU PUTRAJAYA NO 6 |  |  |  | VCB 9 | 1998-01-01 |  | EPE | VFT12 | 630.000 A | SS1.08 PTJ01084
257741700 | TNB | DISTRIBUTION | WP PUTRAJAYA & CYBERJAYA | Existing | VPTJ/PPU/G00012/NB1 | 300278278 | 11 kV | CLOSED | VACUUM | PTJ6-1 | PPU PUTRAJAYA NO 6 |  |  |  | VCB 1 | 1998-01-01 |  | EPE | VFT12 | 630.000 A | SS1.01 PTJ01011
257741701 | TNB | DISTRIBUTION | WP PUTRAJAYA & CYBERJAYA | Existing | VPTJ/PPU/G00012/NB4 | 300278289 | 11 kV | CLOSED | VACUUM | PTJ6-4 | PPU PUTRAJAYA NO 6 |  |  |  | VCB 4 | 1998-01-01 |  | EPE | VFT12 | 630.000 A | PE1.32 PTJ01322
257741702 | TNB | DISTRIBUTION | WP PUTRAJAYA & CYBERJAYA | Existing | VPTJ/PPU/G00012/MB2HO | 300278274 | 33 kV | CLOSED | GAS | PTJ6-2H0 | PPU PUTRAJAYA NO 6 |  |  |  | VCB 2HO | 1998-01-01 |  | SIEMENS | 8DA10 | 1250.000 A | TX2
257741703 | TNB | DISTRIBUTION | WP PUTRAJAYA & CYBERJAYA | Existing | VPTJ/PPU/G00012/NB10 | 300278279 | 11 kV | OPEN | VACUUM | PTJ6-10 | PPU PUTRAJAYA NO 6 |  |  |  | VCB 10 | 1998-01-01 |  | EPE | VFT12 | 630.000 A | SS1.08 PTJ01081
257741704 | TNB | DISTRIBUTION | WP PUTRAJAYA & CYBERJAYA | Existing | VPTJ/PPU/G00012/NB8 | 300278293 | 11 kV | CLOSED | VACUUM | PTJ6-8 | PPU PUTRAJAYA NO 6 |  |  |  | VCB 8 | 1998-01-01 |  | EPE | VFT12 | 630.000 A | PE2.02 PTJ02025
257741705 | TNB | DISTRIBUTION | WP PUTRAJAYA & CYBERJAYA | Existing | VPTJ/PPU/G00012/NB6 | 300278291 | 11 kV | CLOSED | VACUUM | PTJ6-6 | PPU PUTRAJAYA NO 6 |  |  |  | VCB 6 | 1998-01-01 |  | EPE | VFT12 | 630.000 A | SS1.07 PTJ01075
257741706 | TNB | DISTRIBUTION | WP PUTRAJAYA & CYBERJAYA | Existing | VPTJ/PPU/G00012/MB4P5 | 300278277 | 33 kV | CLOSED | GAS | PTJ6-4P5 | PPU PUTRAJAYA NO 6 |  |  |  | VCB 4P5 | 1998-01-01 |  | SIEMENS | 8DA10 | 1250.000 A | SSU GDC 1
257741707 | TNB | DISTRIBUTION | WP PUTRAJAYA & CYBERJAYA | Existing | VPTJ/PPU/G00012/NB12 | 300278281 | 11 kV | CLOSED | VACUUM | PTJ6-12 | PPU PUTRAJAYA NO 6 |  |  |  | VCB 12 | 1998-01-01 |  | EPE | VFT12 | 630.000 A | LOCAL TX
257741708 | TNB | DISTRIBUTION | WP PUTRAJAYA & CYBERJAYA | Existing | VPTJ/PPU/G00012/NB14 | 300278283 | 11 kV | CLOSED | VACUUM | PTJ6-14 | PPU PUTRAJAYA NO 6 |  |  |  | VCB 14 | 1998-01-01 |  | EPE | VFT12 | 630.000 A | SS1.15 PTJ01154
257741709 | TNB | DISTRIBUTION | WP PUTRAJAYA & CYBERJAYA | Existing | VPTJ/PPU/G00012/MB2P5 | 300278275 | 33 kV | CLOSED | GAS | PTJ6-2P5 | PPU PUTRAJAYA NO 6 |  |  |  | VCB 2P5 | 1998-01-01 |  | SIEMENS | 8DA10 | 1250.000 A | PMU ABBA
257741710 | TNB | DISTRIBUTION | WP PUTRAJAYA & CYBERJAYA | Existing | VPTJ/PPU/G00012/MB1P5 | 300278272 | 33 kV | CLOSED | GAS | PTJ6-1P5 | PPU PUTRAJAYA NO 6 |  |  |  | VCB 1P5 | 1998-01-01 |  | SIEMENS | 8DA10 | 1250.000 A | PPU PJ17
257741711 | TNB | DISTRIBUTION | WP PUTRAJAYA & CYBERJAYA | Existing | VPTJ/PPU/G00012/MB1HO | 300278271 | 33 kV | CLOSED | GAS | PTJ6-1H0 | PPU PUTRAJAYA NO 6 |  |  |  | VCB 1HO | 1998-01-01 |  | SIEMENS | 8DA10 | 1250.000 A | TX1
257741712 | TNB | DISTRIBUTION | WP PUTRAJAYA & CYBERJAYA | Existing | VPTJ/PPU/G00012/NB31 | 300278287 | 11 kV | CLOSED | VACUUM | PTJ6-31 | PPU PUTRAJAYA NO 6 |  |  |  | VCB 31 | 1998-01-01 |  | EPE | VFT12 | 2000.000 A | TX1
257741713 | TNB | DISTRIBUTION | WP PUTRAJAYA & CYBERJAYA | Existing | VPTJ/PPU/G00012/NB32 | 300278288 | 11 kV | CLOSED | VACUUM | PTJ6-32 | PPU PUTRAJAYA NO 6 |  |  |  | VCB 32 | 1998-01-01 |  | EPE | VFT12 | 2000.000 A | TX2
257741714 | TNB | DISTRIBUTION | WP PUTRAJAYA & CYBERJAYA | Existing | VPTJ/PPU/G00012/NB3 | 300278285 | 11 kV | CLOSED | VACUUM | PTJ6-3 | PPU PUTRAJAYA NO 6 |  |  |  | VCB 3 | 1998-01-01 |  | EPE | VFT12 | 630.000 A | SS1.15 PTJ01151
257742115 | TNB | DISTRIBUTION | WP PUTRAJAYA & CYBERJAYA | Existing | VPTJ/PPU/G00009/NB8 | 300278205 | 11 kV | CLOSED | VACUUM | PTJ2-8 | PPU PUTRAJAYA NO 2 |  |  |  | VCB 8 | 28/06/2001 |  | EPE | VFT12 | 630.000 A | PE9.01 PTJ09014
257742116 | TNB | DISTRIBUTION | WP PUTRAJAYA & CYBERJAYA | Existing | VPTJ/PPU/G00009/NB7 | 300278204 | 11 kV | CLOSED | VACUUM | PTJ2-7 | PPU PUTRAJAYA NO 2 |  |  |  | VCB 7 | 28/06/2001 |  | EPE | VFT12 | 630.000 A | PE9.01 APT 4A
257742117 | TNB | DISTRIBUTION | WP PUTRAJAYA & CYBERJAYA | Existing | VPTJ/PPU/G00009/MB1HO | 300278175 | 33 kV | CLOSED | GAS | PTJ2-1H0 | PPU PUTRAJAYA NO 2 |  |  |  | VCB 1HO | 28/06/2001 |  | SIEMENS | 8DA10 | 1250.000 A | TX1
257742118 | TNB | DISTRIBUTION | WP PUTRAJAYA & CYBERJAYA | Existing | VPTJ/PPU/G00009/NB15 | 300278191 | 11 kV | OPEN | VACUUM | PTJ2-15 | PPU PUTRAJAYA NO 2 |  |  |  | VCB 15 | 28/06/2001 |  | EPE | VFT12 | 630.000 A | SPARE
257742119 | TNB | DISTRIBUTION | WP PUTRAJAYA & CYBERJAYA | Existing | VPTJ/PPU/G00009/NB11 | 300278185 | 11 kV | CLOSED | VACUUM | PTJ2-11 | PPU PUTRAJAYA NO 2 |  |  |  | VCB 11 | 28/06/2001 |  | EPE | VFT12 | 630.000 A | PE8.15 PTJ08151
257742120 | TNB | DISTRIBUTION | WP PUTRAJAYA & CYBERJAYA | Existing | VPTJ/PPU/G00009/NB9 | 300278206 | 11 kV | CLOSED | VACUUM | PTJ2-9 | PPU PUTRAJAYA NO 2 |  |  |  | VCB 9 | 28/06/2001 |  | EPE | VFT12 | 630.000 A | SPARE
257742121 | TNB | DISTRIBUTION | WP PUTRAJAYA & CYBERJAYA | Existing | VPTJ/PPU/G00009/NB3 | 300278194 | 11 kV | CLOSED | VACUUM | PTJ2-3 | PPU PUTRAJAYA NO 2 |  |  |  | VCB 3 | 28/06/2001 |  | EPE | VFT12 | 630.000 A | PE11.01 PTJ11041
257742122 | TNB | DISTRIBUTION | WP PUTRAJAYA & CYBERJAYA | Existing | VPTJ/PPU/G00009/MB2P5 | 300278179 | 33 kV | OPEN | GAS | PTJ2-2P5 | PPU PUTRAJAYA NO 2 |  |  |  | VCB 2P5 | 28/06/2001 |  | SIEMENS | 8DA10 | 1250.000 A | SPARE
257742123 | TNB | DISTRIBUTION | WP PUTRAJAYA & CYBERJAYA | Existing | VPTJ/PPU/G00009/NB2 | 300278193 | 11 kV | CLOSED | VACUUM | PTJ2-2 | PPU PUTRAJAYA NO 2 |  |  |  | VCB 2 | 28/06/2001 |  | EPE | VFT12 | 630.000 A | SS10.01 PTJ10011
257742124 | TNB | DISTRIBUTION | WP PUTRAJAYA & CYBERJAYA | Existing | VPTJ/PPU/G00009/MB2HO | 300278178 | 33 kV | CLOSED | GAS | PTJ2-2H0 | PPU PUTRAJAYA NO 2 |  |  |  | VCB 2HO | 28/06/2001 |  | SIEMENS | 8DA10 | 1250.000 A | TX2
257742125 | TNB | DISTRIBUTION | WP PUTRAJAYA & CYBERJAYA | Existing | VPTJ/PPU/G00009/NB32 | 300278197 | 11 kV | CLOSED | VACUUM | PTJ2-32 | PPU PUTRAJAYA NO 2 |  |  |  | VCB 32 | 28/06/2001 |  | EPE | VFT12 | 2000.000 A | TX2
257742126 | TNB | DISTRIBUTION | WP PUTRAJAYA & CYBERJAYA | Existing | VPTJ/PPU/G00009/NB16 | 300278192 | 11 kV | CLOSED | VACUUM | PTJ2-16 | PPU PUTRAJAYA NO 2 |  |  |  | VCB 16 | 28/06/2001 |  | EPE | VFT12 | 630.000 A | LOCAL TX
257742127 | TNB | DISTRIBUTION | WP PUTRAJAYA & CYBERJAYA | Existing | VPTJ/PPU/G00009/NB14 | 300278190 | 11 kV | CLOSED | VACUUM | PTJ2-14 | PPU PUTRAJAYA NO 2 |  |  |  | VCB 14 | 28/06/2001 |  | EPE | VFT12 | 630.000 A | PE7.03 PTJ07031
257742128 | TNB | DISTRIBUTION | WP PUTRAJAYA & CYBERJAYA | Existing | VPTJ/PPU/G00009/NB12 | 300278187 | 11 kV | CLOSED | VACUUM | PTJ2-12 | PPU PUTRAJAYA NO 2 |  |  |  | VCB 12 | 28/06/2001 |  | EPE | VFT12 | 630.000 A | PE8.02 PTJ08024
257742129 | TNB | DISTRIBUTION | WP PUTRAJAYA & CYBERJAYA | Existing | VPTJ/PPU/G00009/NB10 | 300278183 | 11 kV | OPEN | VACUUM | PTJ2-10 | PPU PUTRAJAYA NO 2 |  |  |  | VCB 10 | 28/06/2001 |  | EPE | VFT12 | 630.000 A | SPARE
257742130 | TNB | DISTRIBUTION | WP PUTRAJAYA & CYBERJAYA | Existing | VPTJ/PPU/G00009/NB5 | 300278201 | 11 kV | CLOSED | VACUUM | PTJ2-5 | PPU PUTRAJAYA NO 2 |  |  |  | VCB 5 | 28/06/2001 |  | EPE | VFT12 | 630.000 A | PE10.02 PTJ10024
257742131 | TNB | DISTRIBUTION | WP PUTRAJAYA & CYBERJAYA | Existing | VPTJ/PPU/G00009/NB31 | 300278196 | 11 kV | CLOSED | VACUUM | PTJ2-31 | PPU PUTRAJAYA NO 2 |  |  |  | VCB 31 | 28/06/2001 |  | EPE | VFT12 | 2000.000 A | TX1
257742132 | TNB | DISTRIBUTION | WP PUTRAJAYA & CYBERJAYA | Existing | VPTJ/PPU/G00009/MB4P5 | 300278181 | 33 kV | CLOSED | GAS | PTJ2-4P5 | PPU PUTRAJAYA NO 2 |  |  |  | VCB 4P5 | 28/06/2001 |  | SIEMENS | 8DA10 | 1250.000 A | PMU ABBA
257742133 | TNB | DISTRIBUTION | WP PUTRAJAYA & CYBERJAYA | Existing | VPTJ/PPU/G00009/MB1P5 | 300278176 | 33 kV | CLOSED | GAS | PTJ2-1P5 | PPU PUTRAJAYA NO 2 |  |  |  | VCB 1P5 | 28/06/2001 |  | SIEMENS | 8DA10 | 1250.000 A | SPARE
257742134 | TNB | DISTRIBUTION | WP PUTRAJAYA & CYBERJAYA | Existing | VPTJ/PPU/G00009/MB3P5 | 300278180 | 33 kV | CLOSED | GAS | PTJ2-3P5 | PPU PUTRAJAYA NO 2 |  |  |  | VCB 3P5 | 28/06/2001 |  | SIEMENS | 8DA10 | 1250.000 A | PPU PJ5
257742135 | TNB | DISTRIBUTION | WP PUTRAJAYA & CYBERJAYA | Existing | VPTJ/PPU/G00009/NB6 | 300278203 | 11 kV | CLOSED | VACUUM | PTJ2-6 | PPU PUTRAJAYA NO 2 |  |  |  | VCB 6 | 28/06/2001 |  | EPE | VFT12 | 630.000 A | PE11.04 PTJ11044
257742136 | TNB | DISTRIBUTION | WP PUTRAJAYA & CYBERJAYA | Existing | VPTJ/PPU/G00009/NB4 | 300278199 | 11 kV | CLOSED | VACUUM | PTJ2-4 | PPU PUTRAJAYA NO 2 |  |  |  | VCB 4 | 28/06/2001 |  | EPE | VFT12 | 630.000 A | PE10.02 PTJ10021
257742137 | TNB | DISTRIBUTION | WP PUTRAJAYA & CYBERJAYA | Existing | VPTJ/PPU/G00009/NB13 | 300278189 | 11 kV | CLOSED | VACUUM | PTJ2-13 | PPU PUTRAJAYA NO 2 |  |  |  | VCB 13 | 28/06/2001 |  | EPE | VFT12 | 630.000 A | PE8.24 PTJ08243
257742138 | TNB | DISTRIBUTION | WP PUTRAJAYA & CYBERJAYA | Existing | VPTJ/PPU/G00009/NB1 | 300278182 | 11 kV | CLOSED | VACUUM | PTJ2-1 | PPU PUTRAJAYA NO 2 |  |  |  | VCB 1 | 28/06/2001 |  | EPE | VFT12 | 630.000 A | SS10.01 PTJ10015
257742838 | TNB | DISTRIBUTION | WP PUTRAJAYA & CYBERJAYA | Existing | VPTJ/PPU/G00015/NB5 | 300278372 | 11 kV | OPEN | VACUUM | PJ24-5 | PPU PUTRAJAYA NO 24 |  |  |  | VCB 5 | 2002-01-02 |  | EPE | VFT12 | 630.000 A | PE5.12 EQUESTRIAN
257742839 | TNB | DISTRIBUTION | WP PUTRAJAYA & CYBERJAYA | Existing | VPTJ/PPU/G00015/NB9 | 300278376 | 11 kV | CLOSED | VACUUM | PJ24-9 | PPU PUTRAJAYA NO 24 |  |  |  | VCB 9 | 2002-01-02 |  | EPE | VFT12 | 630.000 A | SS4.13 4C11
257742840 | TNB | DISTRIBUTION | WP PUTRAJAYA & CYBERJAYA | Existing | VPTJ/PPU/G00015/NB7 | 300278374 | 11 kV | CLOSED | VACUUM | PJ24-7 | PPU PUTRAJAYA NO 24 |  |  |  | VCB 7 | 2002-01-02 |  | EPE | VFT12 | 630.000 A | SPARE
257742841 | TNB | DISTRIBUTION | WP PUTRAJAYA & CYBERJAYA | Existing | VPTJ/PPU/G00015/NB3 | 300278367 | 11 kV | CLOSED | VACUUM | PJ24-3 | PPU PUTRAJAYA NO 24 |  |  |  | VCB 3 | 2002-01-02 |  | EPE | VFT12 | 630.000 A | SS3.05 KIBLAT WALK
257742842 | TNB | DISTRIBUTION | WP PUTRAJAYA & CYBERJAYA | Existing | VPTJ/PPU/G00015/NB1 | 300278358 | 11 kV | CLOSED | VACUUM | PJ24-1 | PPU PUTRAJAYA NO 24 |  |  |  | VCB 1 | 2002-01-02 |  | EPE | VFT12 | 630.000 A | SS2.19 2M10
257742843 | TNB | DISTRIBUTION | WP PUTRAJAYA & CYBERJAYA | Existing | VPTJ/PPU/G00015/MB3P5 | 300278356 | 33 kV | OPEN | GAS | PJ24-3P5 | PPU PUTRAJAYA NO 24 |  |  |  | VCB 3P5 | 2002-01-02 |  | ABB | VD3-13612-25 | 1250.000 A | SPARE
257742844 | TNB | DISTRIBUTION | WP PUTRAJAYA & CYBERJAYA | Existing | VPTJ/PPU/G00015/MB2P5 | 300278355 | 33 kV | OPEN | GAS | PJ24-2P5 | PPU PUTRAJAYA NO 24 |  |  |  | VCB 2P5 | 2002-01-02 |  | ABB | VD3-13612-25 | 1250.000 A | SSU GDC 2
257742845 | TNB | DISTRIBUTION | WP PUTRAJAYA & CYBERJAYA | Existing | VPTJ/PPU/G00015/MB2HO | 300278354 | 33 kV | CLOSED | GAS | PJ24-2H0 | PPU PUTRAJAYA NO 24 |  |  |  | VCB 2HO | 2002-01-02 |  | ABB | VD3-13612-25 | 1250.000 A | TX2
257742846 | TNB | DISTRIBUTION | WP PUTRAJAYA & CYBERJAYA | Existing | VPTJ/PPU/G00015/NB6 | 300278373 | 11 kV | CLOSED | VACUUM | PJ24-6 | PPU PUTRAJAYA NO 24 |  |  |  | VCB 6 | 2002-01-02 |  | EPE | VFT12 | 630.000 A | PE5.12 EQUESTRIAN
257742847 | TNB | DISTRIBUTION | WP PUTRAJAYA & CYBERJAYA | Existing | VPTJ/PPU/G00015/NB2 | 300278366 | 11 kV | CLOSED | VACUUM | PJ24-2 | PPU PUTRAJAYA NO 24 |  |  |  | VCB 2 | 2002-01-02 |  | EPE | VFT12 | 630.000 A | SS2.19 2M10
257742848 | TNB | DISTRIBUTION | WP PUTRAJAYA & CYBERJAYA | Existing | VPTJ/PPU/G00015/NB12 | 300278361 | 11 kV | CLOSED | VACUUM | PJ24-12 | PPU PUTRAJAYA NO 24 |  |  |  | VCB 12 | 2002-01-02 |  | EPE | VFT12 | 630.000 A | SS4.13 4C11
257742849 | TNB | DISTRIBUTION | WP PUTRAJAYA & CYBERJAYA | Existing | VPTJ/PPU/G00015/NB10 | 300278359 | 11 kV | OPEN | VACUUM | PJ24-10 | PPU PUTRAJAYA NO 24 |  |  |  | VCB 10 | 2002-01-02 |  | EPE | VFT12 | 630.000 A | PE6.01 GRAND STAND
257742850 | TNB | DISTRIBUTION | WP PUTRAJAYA & CYBERJAYA | Existing | VPTJ/PPU/G00015/NB8 | 300278375 | 11 kV | CLOSED | VACUUM | PJ24-8 | PPU PUTRAJAYA NO 24 |  |  |  | VCB 8 | 2002-01-02 |  | EPE | VFT12 | 630.000 A | PE4.05
257742851 | TNB | DISTRIBUTION | WP PUTRAJAYA & CYBERJAYA | Existing | VPTJ/PPU/G00015/NB14 | 300278363 | 11 kV | CLOSED | VACUUM | PJ24-14 | PPU PUTRAJAYA NO 24 |  |  |  | VCB 14 | 2002-01-02 |  | EPE | VFT12 | 630.000 A | SS3.02 3G1
257742852 | TNB | DISTRIBUTION | WP PUTRAJAYA & CYBERJAYA | Existing | VPTJ/PPU/G00015/NB16 | 300278365 | 11 kV | CLOSED | VACUUM | PJ24-16 | PPU PUTRAJAYA NO 24 |  |  |  | VCB 16 | 2002-01-02 |  | EPE | VFT12 | 630.000 A | LOCAL TX
257742853 | TNB | DISTRIBUTION | WP PUTRAJAYA & CYBERJAYA | Existing | VPTJ/PPU/G00015/NB13 | 300278362 | 11 kV | CLOSED | VACUUM | PJ24-13 | PPU PUTRAJAYA NO 24 |  |  |  | VCB 13 | 2002-01-02 |  | EPE | VFT12 | 630.000 A | SS3.02 3G1
257742854 | TNB | DISTRIBUTION | WP PUTRAJAYA & CYBERJAYA | Existing | VPTJ/PPU/G00015/NB11 | 300278360 | 11 kV | CLOSED | VACUUM | PJ24-11 | PPU PUTRAJAYA NO 24 |  |  |  | VCB 11 | 2002-01-02 |  | EPE | VFT12 | 630.000 A | PE6.01 GRAND STAND
257742855 | TNB | DISTRIBUTION | WP PUTRAJAYA & CYBERJAYA | Existing |  |  | 11 kV | CLOSED |  | PJ24-15 | PPU PUTRAJAYA NO 24 | [6 empty] | Unknown | N/A |  | SPARE
257742856 | TNB | DISTRIBUTION | WP PUTRAJAYA & CYBERJAYA | Existing | VPTJ/PPU/G00015/NB4 | 300278371 | 11 kV | CLOSED | VACUUM | PJ24-4 | PPU PUTRAJAYA NO 24 |  |  |  | VCB 4 | 2002-01-02 |  | EPE | VFT12 | 630.000 A | SS3.05 KIBLAT WALK
257742857 | TNB | DISTRIBUTION | WP PUTRAJAYA & CYBERJAYA | Existing | VPTJ/PPU/G00015/MB4P5 | 300278357 | 33 kV | CLOSED | GAS | PJ24-4P5 | PPU PUTRAJAYA NO 24 |  |  |  | VCB 4P5 | 2002-01-02 |  | ABB | VD3-13612-25 | 1250.000 A | PPU PJ13
257742858 | TNB | DISTRIBUTION | WP PUTRAJAYA & CYBERJAYA | Existing | VPTJ/PPU/G00015/MB1P5 | 300278352 | 33 kV | CLOSED | GAS | PJ24-1P5 | PPU PUTRAJAYA NO 24 |  |  |  | VCB 1P5 | 2002-01-02 |  | ABB | VD3-13612-25 | 1250.000 A | PPU PJ5
257742859 | TNB | DISTRIBUTION | WP PUTRAJAYA & CYBERJAYA | Existing | VPTJ/PPU/G00015/MB1HO | 300278351 | 33 kV | CLOSED | GAS | PJ24-1H0 | PPU PUTRAJAYA NO 24 |  |  |  | VCB 1HO | 2002-01-02 |  | ABB | VD3-13612-25 | 1250.000 A | TX1
257742860 | TNB | DISTRIBUTION | WP PUTRAJAYA & CYBERJAYA | Existing | VPTJ/PPU/G00015/NB31 | 300278369 | 11 kV | CLOSED | VACUUM | PJ24-31 | PPU PUTRAJAYA NO 24 |  |  |  | VCB 31 | 2002-01-02 |  | EPE | VFT12 | 2000.000 A | TX1
257742861 | TNB | DISTRIBUTION | WP PUTRAJAYA & CYBERJAYA | Existing | VPTJ/PPU/G00015/NB32 | 300278370 | 11 kV | CLOSED | VACUUM | PJ24-32 | PPU PUTRAJAYA NO 24 |  |  |  | VCB 32 | 2002-01-02 |  | EPE | VFT12 | 2000.000 A | TX2
257887211 | TNB | DISTRIBUTION | WP PUTRAJAYA & CYBERJAYA | Existing | VPTJ/PPU/G00014/NB16 | 300279467 | 11 kV | CLOSED | VACUUM | PJ17-16 | PPU PUTRAJAYA NO17 |  |  |  | VCB 16 | 2002-01-02 |  | EPE | VFT12 | 630.000 A | LOCAL TX
257887213 | TNB | DISTRIBUTION | WP PUTRAJAYA & CYBERJAYA | Existing | VPTJ/PPU/G00014/NB13 | 300278337 | 11 kV | CLOSED | VACUUM | PJ17-13 | PPU PUTRAJAYA NO17 |  |  |  | VCB 13 | 2002-01-02 |  | EPE | VFT12 | 630.000 A | PE18.20
257887214 | TNB | DISTRIBUTION | WP PUTRAJAYA & CYBERJAYA | Existing | VPTJ/PPU/G00014/NB11 | 300278335 | 11 kV | CLOSED | VACUUM | PJ17-11 | PPU PUTRAJAYA NO17 |  |  |  | VCB 11 | 2002-01-02 |  | EPE | VFT12 | 630.000 A | SS2.16
257887215 | TNB | DISTRIBUTION | WP PUTRAJAYA & CYBERJAYA | Existing | VPTJ/PPU/G00014/NB9 | 300278350 | 11 kV | CLOSED | VACUUM | PJ17-9 | PPU PUTRAJAYA NO17 |  |  |  | VCB 9 | 2002-01-02 |  | EPE | VFT12 | 630.000 A | SS3.04
257887216 | TNB | DISTRIBUTION | WP PUTRAJAYA & CYBERJAYA | Existing | VPTJ/PPU/G00014/NB5 | 300278345 | 11 kV | CLOSED | VACUUM | PJ17-5 | PPU PUTRAJAYA NO17 |  |  |  | VCB 5 | 2002-01-02 |  | EPE | VFT12 | 630.000 A | PE18.25
257887217 | TNB | DISTRIBUTION | WP PUTRAJAYA & CYBERJAYA | Existing | VPTJ/PPU/G00014/NB3 | 300278340 | 11 kV | CLOSED | VACUUM | PJ17-3 | PPU PUTRAJAYA NO17 |  |  |  | VCB 3 | 2002-01-02 |  | EPE | VFT12 | 630.000 A | PE2.08
257887218 | TNB | DISTRIBUTION | WP PUTRAJAYA & CYBERJAYA | Existing | VPTJ/PPU/G00014/NB1 | 300278333 | 11 kV | OPEN | VACUUM | PJ17-1 | PPU PUTRAJAYA NO17 |  |  |  | VCB 1 | 2002-01-02 |  | EPE | VFT12 | 630.000 A | SPARE
257887219 | TNB | DISTRIBUTION | WP PUTRAJAYA & CYBERJAYA | Existing | VPTJ/PPU/G00014/MB3P5 | 300278329 | 33 kV | CLOSED | VACUUM | PJ17-3P5 | PPU PUTRAJAYA NO17 |  |  |  | VCB 3P5 | 2002-01-02 |  | ABB | VD3-13612-25 | 1250.000 A | SSU GDC 2
257887220 | TNB | DISTRIBUTION | WP PUTRAJAYA & CYBERJAYA | Existing | VPTJ/PPU/G00014/MB1P5 | 300278324 | 33 kV | CLOSED | VACUUM | PJ17-1P5 | PPU PUTRAJAYA NO17 |  |  |  | VCB 1P5 | 2002-01-02 |  | ABB | VD3-13612-25 | 1250.000 A | PPU PJ1
257887221 | TNB | DISTRIBUTION | WP PUTRAJAYA & CYBERJAYA | Existing | VPTJ/PPU/G00014/NB31 | 300278342 | 11 kV | CLOSED | VACUUM | PJ17-31 | PPU PUTRAJAYA NO17 |  |  |  | VCB 31 | 2002-01-02 |  | EPE | VFT12 | 2000.000 A | TX1
257887222 | TNB | DISTRIBUTION | WP PUTRAJAYA & CYBERJAYA | Existing | VPTJ/PPU/G00014/MB2P5 | 300278327 | 33 kV | CLOSED | VACUUM | PJ17-2P5 | PPU PUTRAJAYA NO17 |  |  |  | VCB 2P5 | 2002-01-02 |  | ABB | VD3-13612-25 | 1250.000 A | PPU PJ6
257887223 | TNB | DISTRIBUTION | WP PUTRAJAYA & CYBERJAYA | Existing | VPTJ/PPU/G00014/MB4P5 | 300278330 | 33 kV | CLOSED | VACUUM | PJ17-4P5 | PPU PUTRAJAYA NO17 |  |  |  | VCB 4P5 | 2002-01-02 |  | ABB | VD3-13612-25 | 1250.000 A | SSU GDC 2
257887224 | TNB | DISTRIBUTION | WP PUTRAJAYA & CYBERJAYA | Existing | VPTJ/PPU/G00014/NB32 | 300278343 | 11 kV | CLOSED | VACUUM | PJ17-32 | PPU PUTRAJAYA NO17 |  |  |  | VCB 32 | 2002-01-02 |  | EPE | VFT12 | 2000.000 A | TX2
257887225 | TNB | DISTRIBUTION | WP PUTRAJAYA & CYBERJAYA | Existing | VPTJ/PPU/G00014/NB6 | 300278347 | 11 kV | CLOSED | GAS | PJ17-6 | PPU PUTRAJAYA NO17 |  |  |  | VCB 6 | 2002-01-02 |  | EPE | VFT12 | 630.000 A | PE18.01
257887226 | TNB | DISTRIBUTION | WP PUTRAJAYA & CYBERJAYA | Existing | VPTJ/PPU/G00014/NB4 | 300278344 | 11 kV | CLOSED | GAS | PJ17-4 | PPU PUTRAJAYA NO17 |  |  |  | VCB 4 | 2002-01-02 |  | EPE | VFT12 | 630.000 A | PE2.08
257887227 | TNB | DISTRIBUTION | WP PUTRAJAYA & CYBERJAYA | Existing | VPTJ/PPU/G00014/NB2 | 300278339 | 11 kV | OPEN | GAS | PJ17-2 | PPU PUTRAJAYA NO17 |  |  |  | VCB 2 | 2002-01-02 |  | EPE | VFT12 | 630.000 A | SPARE
257887228 | TNB | DISTRIBUTION | WP PUTRAJAYA & CYBERJAYA | Existing | VPTJ/PPU/G00014/NB12 | 300278336 | 11 kV | CLOSED | VACUUM | PJ17-12 | PPU PUTRAJAYA NO17 |  |  |  | VCB 12 | 2002-01-02 |  | EPE | VFT12 | 630.000 A | SS2.16
257887229 | TNB | DISTRIBUTION | WP PUTRAJAYA & CYBERJAYA | Existing | VPTJ/PPU/G00014/NB10 | 300278334 | 11 kV | CLOSED | GAS | PJ17-10 | PPU PUTRAJAYA NO17 |  |  |  | VCB 10 | 2002-01-02 |  | EPE | VFT12 | 630.000 A | SS3.04
257887230 | TNB | DISTRIBUTION | WP PUTRAJAYA & CYBERJAYA | Existing | VPTJ/PPU/G00014/NB8 | 300278349 | 11 kV | CLOSED | GAS | PJ17-8 | PPU PUTRAJAYA NO17 |  |  |  | VCB 8 | 2002-01-02 |  | EPE | VFT12 | 630.000 A | SS2.21
257887231 | TNB | DISTRIBUTION | WP PUTRAJAYA & CYBERJAYA | Existing | VPTJ/PPU/G00014/NB14 | 300278338 | 11 kV | CLOSED | VACUUM | PJ17-14 | PPU PUTRAJAYA NO17 |  |  |  | VCB 14 | 2002-01-02 |  | EPE | VFT12 | 630.000 A | PE3.01
257887232 | TNB | DISTRIBUTION | WP PUTRAJAYA & CYBERJAYA | Existing | VPTJ/PPU/G00014/MB2HO | 300278328 | 33 kV | CLOSED | VACUUM | PJ17-2H0 | PPU PUTRAJAYA NO17 |  |  |  | VCB 2HO | 2002-01-02 |  | ABB | VD3-13612-25 | 1250.000 A | TX2
257887233 | TNB | DISTRIBUTION | WP PUTRAJAYA & CYBERJAYA | Existing | VPTJ/PPU/G00014/MB1HO | 300278323 | 33 kV | CLOSED | VACUUM | PJ17-1H0 | PPU PUTRAJAYA NO17 |  |  |  | VCB 1HO | 2002-01-02 |  | ABB | VD3-13612-25 | 1250.000 A | TX1
257887234 | TNB | DISTRIBUTION | WP PUTRAJAYA & CYBERJAYA | Existing | VPTJ/PPU/G00014/NB7 | 300278348 | 11 kV | CLOSED | VACUUM | PJ17-7 | PPU PUTRAJAYA NO17 |  |  |  | VCB 7 | 2002-01-02 |  | EPE | VFT12 | 630.000 A | SS2.21
257916276 | TNB | DISTRIBUTION | WP PUTRAJAYA & CYBERJAYA | Existing | VPTJ/PPU/G00011/NB32 | 300278264 | 11 kV | CLOSED | VACUUM | PTJ5-32 | PPU PUTRAJAYA NO 5 |  |  |  | VCB 32 | 14/01/2000 |  | TAMCO | VK-10P-20H | 2000.000 A | TX2
257916277 | TNB | DISTRIBUTION | WP PUTRAJAYA & CYBERJAYA | Existing | VPTJ/PPU/G00011/NB5 | 300278266 | 11 kV | CLOSED | VACUUM | PTJ5-5 | PPU PUTRAJAYA NO 5 |  |  |  | VCB 5 | 14/01/2000 |  | TAMCO | VK-10J-20H | 630.000 A | PE11.35 PTJ11352
257916278 | TNB | DISTRIBUTION | WP PUTRAJAYA & CYBERJAYA | Existing | VPTJ/PPU/G00011/MB5P5 | 300279463 | 33 kV | CLOSED | GAS | PTJ5-5P5 | PPU PUTRAJAYA NO 5 |  |  |  | VCB 5P5 | 14/01/2000 |  | ABB | VK-10J-20H | 1250.000 A | SPARE
257916279 | TNB | DISTRIBUTION | WP PUTRAJAYA & CYBERJAYA | Existing |  |  | 11 kV | CLOSED |  | PTJ5-15 | PPU PUTRAJAYA NO 5 | [6 empty] | Unknown | N/A |  | SPARE
257916280 | TNB | DISTRIBUTION | WP PUTRAJAYA & CYBERJAYA | Existing | VPTJ/PPU/G00011/NB13 | 300278256 | 11 kV | CLOSED | VACUUM | PTJ5-13 | PPU PUTRAJAYA NO 5 |  |  |  | VCB 13 | 14/01/2000 |  | TAMCO | VK-10J-20H | 630.000 A | PE10.14 PTJ10145
257916281 | TNB | DISTRIBUTION | WP PUTRAJAYA & CYBERJAYA | Existing | VPTJ/PPU/G00011/NB11 | 300278254 | 11 kV | CLOSED | VACUUM | PTJ5-11 | PPU PUTRAJAYA NO 5 |  |  |  | VCB 11 | 14/01/2000 |  | TAMCO | VK-10J-20H | 630.000 A | PE9.29
257916282 | TNB | DISTRIBUTION | WP PUTRAJAYA & CYBERJAYA | Existing | VPTJ/PPU/G00011/NB9 | 300278270 | 11 kV | CLOSED | VACUUM | PTJ5-9 | PPU PUTRAJAYA NO 5 |  |  |  | VCB 9 | 14/01/2000 |  | TAMCO | VK-10J-20H | 630.000 A | PE8.12 PTJ08124
257916283 | TNB | DISTRIBUTION | WP PUTRAJAYA & CYBERJAYA | Existing | VPTJ/PPU/G00011/NB7 | 300278268 | 11 kV | CLOSED | VACUUM | PTJ5-7 | PPU PUTRAJAYA NO 5 |  |  |  | VCB 7 | 14/01/2000 |  | TAMCO | VK-10J-20H | 630.000 A | SS7.04 PTJ07042
257916284 | TNB | DISTRIBUTION | WP PUTRAJAYA & CYBERJAYA | Existing | VPTJ/PPU/G00011/NB3 | 300278261 | 11 kV | OPEN | VACUUM | PTJ5-3 | PPU PUTRAJAYA NO 5 |  |  |  | VCB 3 | 14/01/2000 |  | TAMCO | VK-10J-20H | 630.000 A | SPARE
257916285 | TNB | DISTRIBUTION | WP PUTRAJAYA & CYBERJAYA | Existing | VPTJ/PPU/G00011/NB1 | 300278252 | 11 kV | OPEN | VACUUM | PTJ5-1 | PPU PUTRAJAYA NO 5 |  |  |  | VCB 1 | 14/01/2000 |  | TAMCO | VK-10J-20H | 630.000 A | SPARE
257916286 | TNB | DISTRIBUTION | WP PUTRAJAYA & CYBERJAYA | Existing | VPTJ/PPU/G00011/MB3P5 | 300278250 | 33 kV | CLOSED | GAS | PTJ5-3P5 | PPU PUTRAJAYA NO 5 |  |  |  | VCB 3P5 | 14/01/2000 |  | ABB | VK-10J-20H | 1250.000 A | PPU PJ2
257916287 | TNB | DISTRIBUTION | WP PUTRAJAYA & CYBERJAYA | Existing | VPTJ/PPU/G00011/MB1P5 | 300278246 | 33 kV | OPEN | GAS | PTJ5-1P5 | PPU PUTRAJAYA NO 5 |  |  |  | VCB 1P5 | 14/01/2000 |  | ABB | VK-10J-20H | 1250.000 A | SPARE
257916288 | TNB | DISTRIBUTION | WP PUTRAJAYA & CYBERJAYA | Existing | VPTJ/PPU/G00011/NB31 | 300278263 | 11 kV | CLOSED | VACUUM | PTJ5-31 | PPU PUTRAJAYA NO 5 |  |  |  | VCB 31 | 14/01/2000 |  | TAMCO | VK-10P-20H | 2000.000 A | TX1
257916289 | TNB | DISTRIBUTION | WP PUTRAJAYA & CYBERJAYA | Existing | VPTJ/PPU/G00011/MB1HO | 300278245 | 33 kV | CLOSED | GAS | PTJ5-1H0 | PPU PUTRAJAYA NO 5 |  |  |  | VCB 1HO | 14/01/2000 |  | ABB | VK-10J-20H | 1250.000 A | TX1
257916290 | TNB | DISTRIBUTION | WP PUTRAJAYA & CYBERJAYA | Existing | VPTJ/PPU/G00011/MB2P5 | 300278249 | 33 kV | CLOSED | GAS | PTJ5-2P5 | PPU PUTRAJAYA NO 5 |  |  |  | VCB 2P5 | 14/01/2000 |  | ABB | VK-10J-20H | 1250.000 A | PMU SERDANG
257916291 | TNB | DISTRIBUTION | WP PUTRAJAYA & CYBERJAYA | Existing | VPTJ/PPU/G00011/MB4P5 | 300278251 | 33 kV | CLOSED | GAS | PTJ5-4P5 | PPU PUTRAJAYA NO 5 |  |  |  | VCB 4P5 | 14/01/2000 |  | ABB | VK-10J-20H | 1250.000 A | PPU PJ24
257916292 | TNB | DISTRIBUTION | WP PUTRAJAYA & CYBERJAYA | Existing | VPTJ/PPU/G00011/MB2HO | 300278248 | 33 kV | CLOSED | GAS | PTJ5-2H0 | PPU PUTRAJAYA NO 5 |  |  |  | VCB 2HO | 14/01/2000 |  | ABB | VK-10J-20H | 1250.000 A | TX2
257916293 | TNB | DISTRIBUTION | WP PUTRAJAYA & CYBERJAYA | Existing | VPTJ/PPU/G00011/NB6 | 300278267 | 11 kV | CLOSED | VACUUM | PTJ5-6 | PPU PUTRAJAYA NO 5 |  |  |  | VCB 6 | 14/01/2000 |  | TAMCO | VK-10J-20H | 630.000 A | PE11.35 PTJ11355
257916294 | TNB | DISTRIBUTION | WP PUTRAJAYA & CYBERJAYA | Existing | VPTJ/PPU/G00011/NB4 | 300278265 | 11 kV | CLOSED | VACUUM | PTJ5-4 | PPU PUTRAJAYA NO 5 |  |  |  | VCB 4 | 14/01/2000 |  | TAMCO | VK-10J-20H | 630.000 A | SS2.16 PTJ02165
257916295 | TNB | DISTRIBUTION | WP PUTRAJAYA & CYBERJAYA | Existing | VPTJ/PPU/G00011/NB2 | 300278260 | 11 kV | CLOSED | VACUUM | PTJ5-2 | PPU PUTRAJAYA NO 5 |  |  |  | VCB 2 | 14/01/2000 |  | TAMCO | VK-10J-20H | 630.000 A | SPARE
257916296 | TNB | DISTRIBUTION | WP PUTRAJAYA & CYBERJAYA | Existing | VPTJ/PPU/G00011/NB12 | 300278255 | 11 kV | CLOSED | VACUUM | PTJ5-12 | PPU PUTRAJAYA NO 5 |  |  |  | VCB 12 | 14/01/2000 |  | TAMCO | VK-10J-20H | 630.000 A | PE9.31 PTJ09315
257916297 | TNB | DISTRIBUTION | WP PUTRAJAYA & CYBERJAYA | Existing | VPTJ/PPU/G00011/NB10 | 300278253 | 11 kV | CLOSED | VACUUM | PTJ5-10 | PPU PUTRAJAYA NO 5 |  |  |  | VCB 10 | 14/01/2000 |  | TAMCO | VK-10J-20H | 630.000 A | PE8.12 PTJ08121
257916298 | TNB | DISTRIBUTION | WP PUTRAJAYA & CYBERJAYA | Existing | VPTJ/PPU/G00011/NB8 | 300278269 | 11 kV | CLOSED | VACUUM | PTJ5-8 | PPU PUTRAJAYA NO 5 |  |  |  | VCB 8 | 14/01/2000 |  | TAMCO | VK-10J-20H | 630.000 A | SS7.04 PTJ07045
257916299 | TNB | DISTRIBUTION | WP PUTRAJAYA & CYBERJAYA | Existing | VPTJ/PPU/G00011/NB14 | 300278257 | 11 kV | CLOSED | VACUUM | PTJ5-14 | PPU PUTRAJAYA NO 5 |  |  |  | VCB 14 | 14/01/2000 |  | TAMCO | VK-10J-20H | 630.000 A | PE10.13 PTJ10132
257916300 | TNB | DISTRIBUTION | WP PUTRAJAYA & CYBERJAYA | Existing | VPTJ/PPU/G00011/NB16 | 300278259 | 11 kV | CLOSED | VACUUM | PTJ5-16 | PPU PUTRAJAYA NO 5 |  |  |  | VCB 16 | 14/01/2000 |  | TAMCO | VK-10J-20H | 630.000 A | LOCAL TX
257916301 | TNB | DISTRIBUTION | WP PUTRAJAYA & CYBERJAYA | Existing | VPTJ/PPU/G00011/MB6P5 | 300279464 | 33 kV | OPEN | GAS | PTJ5-6P5 | PPU PUTRAJAYA NO 5 |  |  |  | VCB 6P5 | 14/01/2000 |  | ABB | VK-10J-20H | 1250.000 A | SPARE
257972534 | TNB | DISTRIBUTION | WP PUTRAJAYA & CYBERJAYA | Existing | VPTJ/PPU/G00013/NB7 | 300278316 | 11 kV | OPEN | VACUUM | VCB 7 | PPU PUTRAJAYA NO13 |  |  |  | VCB 7 | 28/08/2008 |  | ABB | ZS1 | 630.000 A | SPARE
257972535 | TNB | DISTRIBUTION | WP PUTRAJAYA & CYBERJAYA | Existing | VPTJ/PPU/G00013/NB3 | 300278309 | 11 kV | CLOSED | VACUUM | VCB 3 | PPU PUTRAJAYA NO13 |  |  |  | VCB 3 | 28/08/2008 |  | ABB | ZS1 | 630.000 A | SPARE
257972536 | TNB | DISTRIBUTION | WP PUTRAJAYA & CYBERJAYA | Existing | VPTJ/PPU/G00013/NB1 | 300278302 | 11 kV | OPEN | VACUUM | VCB 1 | PPU PUTRAJAYA NO13 |  |  |  | VCB 1 | 28/08/2008 |  | ABB | VMAX | 630.000 A | PE5.10 (ALAM WARISAN) PTJ05101
257972537 | TNB | DISTRIBUTION | WP PUTRAJAYA & CYBERJAYA | Existing | VPTJ/PPU/G00013/NB31 | 300278311 | 11 kV | CLOSED | VACUUM | VCB 31 | PPU PUTRAJAYA NO13 |  |  |  | VCB 31 | 28/08/2008 |  | ABB | VD4 | 630.000 A | TX1
257972538 | TNB | DISTRIBUTION | WP PUTRAJAYA & CYBERJAYA | Existing | VPTJ/PPU/G00013/MB1HO | 300278295 | 33 kV | CLOSED | VACUUM | 1HO | PPU PUTRAJAYA NO13 |  |  |  | VCB 1HO | 28/08/2008 |  | ABB | VD4X-3612-25(ZX2) | 1250.000 A | TX1
257972539 | TNB | DISTRIBUTION | WP PUTRAJAYA & CYBERJAYA | Existing | VPTJ/PPU/G00013/MB1P5 | 300278297 | 33 kV | CLOSED | GAS | 1P5 | PPU PUTRAJAYA NO13 |  |  |  | VCB 1P5 | 28/08/2008 |  | ABB | VD4X-3612-25(ZX2) | 1250.000 A | PMU SSWW 1L5
257972540 | TNB | DISTRIBUTION | WP PUTRAJAYA & CYBERJAYA | Existing | VPTJ/PPU/G00013/NB5 | 300278314 | 11 kV | CLOSED | VACUUM | VCB 5 | PPU PUTRAJAYA NO13 |  |  |  | VCB 5 | 28/08/2008 |  | ABB | ZS1 | 630.000 A | SPARE
257972541 | TNB | DISTRIBUTION | WP PUTRAJAYA & CYBERJAYA | Existing | VPTJ/PPU/G00013/NB2 | 300278308 | 11 kV | OPEN | VACUUM | VCB 2 | PPU PUTRAJAYA NO13 |  |  |  | VCB 2 | 28/08/2008 |  | ABB | ZS1 | 630.000 A | PE5.10 (ALAM WARISAN) PTJ05105
257972542 | TNB | DISTRIBUTION | WP PUTRAJAYA & CYBERJAYA | Existing | VPTJ/PPU/G00013/NB4 | 300278313 | 11 kV | CLOSED | VACUUM | VCB 4 | PPU PUTRAJAYA NO13 |  |  |  | VCB 4 | 28/08/2008 |  | ABB | ZS1 | 630.000 A | SPARE
257972543 | TNB | DISTRIBUTION | WP PUTRAJAYA & CYBERJAYA | Existing | VPTJ/PPU/G00013/NB6 | 300278315 | 11 kV | CLOSED | VACUUM | VCB 6 | PPU PUTRAJAYA NO13 |  |  |  | VCB 6 | 28/08/2008 |  | ABB | ZS1 | 630.000 A | SPARE
257972544 | TNB | DISTRIBUTION | WP PUTRAJAYA & CYBERJAYA | Existing | VPTJ/PPU/G00013/MB2HO | 300278299 | 33 kV | CLOSED | VACUUM | 2HO | PPU PUTRAJAYA NO13 |  |  |  | VCB 2HO | 28/08/2008 |  | ABB | VD4X-3612-25(ZX2) | 1250.000 A | TX2
257972545 | TNB | DISTRIBUTION | WP PUTRAJAYA & CYBERJAYA | Existing | VPTJ/PPU/G00013/NB32 | 300278312 | 11 kV | CLOSED | VACUUM | VCB 32 | PPU PUTRAJAYA NO13 |  |  |  | VCB 32 | 28/08/2008 |  | ABB | VD4 | 630.000 A | TX2
257972546 | TNB | DISTRIBUTION | WP PUTRAJAYA & CYBERJAYA | Existing | VPTJ/PPU/G00013/MB2P5 | 300278298 | 33 kV | CLOSED | GAS | 2P5 | PPU PUTRAJAYA NO13 |  |  |  | VCB 2P5 | 28/08/2008 |  | ABB | VD4X-3612-25(ZX2) | 1250.000 A | PPU PJ24 4P5
257972547 | TNB | DISTRIBUTION | WP PUTRAJAYA & CYBERJAYA | Existing | VPTJ/PPU/G00013/NB8 | 300278317 | 11 kV | CLOSED | VACUUM | VCB 8 | PPU PUTRAJAYA NO13 |  |  |  | VCB 8 | 28/08/2008 |  | ABB | ZS1 | 630.000 A | SPARE
257972548 | TNB | DISTRIBUTION | WP PUTRAJAYA & CYBERJAYA | Existing | VPTJ/PPU/G00013/NB10 | 300278303 | 11 kV | OPEN | VACUUM | VCB 10 | PPU PUTRAJAYA NO13 |  |  |  | VCB 10 | 28/08/2008 |  | ABB | ZS1 | 630.000 A | SPARE
257972549 | TNB | DISTRIBUTION | WP PUTRAJAYA & CYBERJAYA | Existing | VPTJ/PPU/G00013/NB12 | 300278305 | 11 kV | OPEN | VACUUM | VCB 12 | PPU PUTRAJAYA NO13 |  |  |  | VCB 12 | 28/08/2008 |  | ABB | ZS1 | 630.000 A | SPARE
257972550 | TNB | DISTRIBUTION | WP PUTRAJAYA & CYBERJAYA | Existing | VPTJ/PPU/G00013/NB14 | 300278307 | 11 kV | OPEN | VACUUM | VCB 14 | PPU PUTRAJAYA NO13 |  |  |  | VCB 14 | 28/08/2008 |  | ABB | ZS1 | 630.000 A | SPARE
257972551 | TNB | DISTRIBUTION | WP PUTRAJAYA & CYBERJAYA | Existing | VPTJ/PPU/G00013/MB4P5 | 300278301 | 33 kV | CLOSED | VACUUM | 4P5 | PPU PUTRAJAYA NO13 |  |  |  | VCB 4P5 | 28/08/2008 |  | ABB | VD4X-3612-25(ZX2) | 1250.000 A | SPARE
257972552 | TNB | DISTRIBUTION | WP PUTRAJAYA & CYBERJAYA | Existing | VPTJ/PPU/G00013/NB16 | 300279466 | 11 kV | OPEN | VACUUM | VCB 16 | PPU PUTRAJAYA NO13 |  |  |  | VCB 16 | 28/08/2008 |  | ABB | ZS1 | 630.000 A | LOCAL TX
257972554 | TNB | DISTRIBUTION | WP PUTRAJAYA & CYBERJAYA | Existing | VPTJ/PPU/G00013/NB13 | 300278306 | 11 kV | OPEN | VACUUM | VCB 13 | PPU PUTRAJAYA NO13 |  |  |  | VCB 13 | 28/08/2008 |  | ABB | ZS1 | 630.000 A | SPARE
257972555 | TNB | DISTRIBUTION | WP PUTRAJAYA & CYBERJAYA | Existing | VPTJ/PPU/G00013/NB11 | 300278304 | 11 kV | OPEN | VACUUM | VCB 11 | PPU PUTRAJAYA NO13 |  |  |  | VCB 11 | 28/08/2008 |  | ABB | ZS1 | 630.000 A | SPARE
257972556 | TNB | DISTRIBUTION | WP PUTRAJAYA & CYBERJAYA | Existing | VPTJ/PPU/G00013/NB9 | 300278318 | 11 kV | CLOSED | VACUUM | VCB 9 | PPU PUTRAJAYA NO13 |  |  |  | VCB 9 | 28/08/2008 |  | ABB | ZS1 | 630.000 A | SPARE
257972557 | TNB | DISTRIBUTION | WP PUTRAJAYA & CYBERJAYA | Existing | VPTJ/PPU/G00013/MB3P5 | 300278300 | 33 kV | CLOSED | VACUUM | 3P5 | PPU PUTRAJAYA NO13 |  |  |  | VCB 3P5 | 28/08/2008 |  | ABB | VD4X-3612-25(ZX2) | 1250.000 A | SPARE
257987538 | TNB | DISTRIBUTION | WP PUTRAJAYA & CYBERJAYA | Existing | VPTJ/PPU/G00008/NB32 | 300278168 | 11 kV | CLOSED | VACUUM | PTJ1-32 | PPU PUTRAJAYA NO 1 |  |  |  | VCB 32 | 1999-10-04 |  | EPE | VFT12 | 2000.000 A | TX2
257987539 | TNB | DISTRIBUTION | WP PUTRAJAYA & CYBERJAYA | Existing | VPTJ/PPU/G00008/MB3P5 | 300278151 | 33 kV | CLOSED | GAS | PTJ1-3P5 | PPU PUTRAJAYA NO 1 |  |  |  | VCB 3P5 | 1999-10-04 |  | SIEMENS | 8DA10 | 1250.000 A | PMU SERDANG
257987540 | TNB | DISTRIBUTION | WP PUTRAJAYA & CYBERJAYA | Existing | VPTJ/PPU/G00008/NB4 | 300278169 | 11 kV | CLOSED | VACUUM | PTJ1-4 | PPU PUTRAJAYA NO 1 |  |  |  | VCB 4 | 1999-10-04 |  | EPE | VFT12 | 630.000 A | SS1.51 BLOK E14
257987541 | TNB | DISTRIBUTION | WP PUTRAJAYA & CYBERJAYA | Existing | VPTJ/PPU/G00008/NB3 | 300278165 | Unknown | CLOSED | VACUUM | PTJ1-3 | PPU PUTRAJAYA NO 1 |  |  |  | VCB 3 | 1999-10-04 |  | EPE | VFT12 | 630.000 A | PE1.24 PTJ01244
257987542 | TNB | DISTRIBUTION | WP PUTRAJAYA & CYBERJAYA | Existing | VPTJ/PPU/G00008/NB2 | 300278164 | 11 kV | CLOSED | VACUUM | PTJ1-2 | PPU PUTRAJAYA NO 1 |  |  |  | VCB 2 | 1999-10-04 |  | EPE | VFT12 | 630.000 A | PE1.31 PERSIARAN PERDANA
257987543 | TNB | DISTRIBUTION | WP PUTRAJAYA & CYBERJAYA | Existing | VPTJ/PPU/G00008/MB2P5 | 300278150 | 33 kV | CLOSED | GAS | PTJ1-2P5 | PPU PUTRAJAYA NO 1 |  |  |  | VCB 2P5 | 1999-10-04 |  | SIEMENS | 8DA10 | 1250.000 A | PMU SERDANG
257987544 | TNB | DISTRIBUTION | WP PUTRAJAYA & CYBERJAYA | Existing | VPTJ/PPU/G00008/NB10 | 300278155 | 11 kV | CLOSED | VACUUM | PTJ1-10 | PPU PUTRAJAYA NO 1 |  |  |  | VCB 10 | 1999-10-04 |  | EPE | VFT12 | 630.000 A | PE1.24 PTJ01241
257987545 | TNB | DISTRIBUTION | WP PUTRAJAYA & CYBERJAYA | Existing | VPTJ/PPU/G00008/NB8 | 300278173 | 11 kV | CLOSED | VACUUM | PTJ1-8 | PPU PUTRAJAYA NO 1 |  |  |  | VCB 8 | 1999-10-04 |  | EPE | VFT12 | 630.000 A | PE16.11 PTJ16111
257987546 | TNB | DISTRIBUTION | WP PUTRAJAYA & CYBERJAYA | Existing | VPTJ/PPU/G00008/NB12 | 300278157 | 11 kV | CLOSED | VACUUM | PTJ1-12 | PPU PUTRAJAYA NO 1 |  |  |  | VCB 12 | 1999-10-04 |  | EPE | VFT12 | 630.000 A | SS1.01 PEJABAT PM
257987547 | TNB | DISTRIBUTION | WP PUTRAJAYA & CYBERJAYA | Existing | VPTJ/PPU/G00008/NB14 | 300278159 | 11 kV | CLOSED | VACUUM | PTJ1-14 | PPU PUTRAJAYA NO 1 |  |  |  | VCB 14 | 1999-10-04 |  | EPE | VFT12 | 630.000 A | SS1.23 PTJ01232
257987548 | TNB | DISTRIBUTION | WP PUTRAJAYA & CYBERJAYA | Existing | VPTJ/PPU/G00008/NB16 | 300278161 | 11 kV | CLOSED | VACUUM | PTJ1-16 | PPU PUTRAJAYA NO 1 |  |  |  | VCB 16 | 1999-10-04 |  | EPE | VFT12 | 630.000 A | LOCAL TX
257987549 | TNB | DISTRIBUTION | WP PUTRAJAYA & CYBERJAYA | Existing | VPTJ/PPU/G00008/NB5 | 300278170 | 11 kV | CLOSED | VACUUM | PTJ1-5 | PPU PUTRAJAYA NO 1 |  |  |  | VCB 5 | 1999-10-04 |  | EPE | VFT12 | 630.000 A | PE1.34 PTJ01343
257987550 | TNB | DISTRIBUTION | WP PUTRAJAYA & CYBERJAYA | Existing | VPTJ/PPU/G00008/NB7 | 300278172 | Unknown | CLOSED | VACUUM | PTJ1-7 | PPU PUTRAJAYA NO 1 |  |  |  | VCB 7 | 1999-10-04 |  | EPE | VFT12 | 630.000 A | PE1.33 PADAT PPU PJ1
257987551 | TNB | DISTRIBUTION | WP PUTRAJAYA & CYBERJAYA | Existing | VPTJ/PPU/G00008/NB11 | 300278156 | 11 kV | CLOSED | VACUUM | PTJ1-11 | PPU PUTRAJAYA NO 1 |  |  |  | VCB 11 | 1999-10-04 |  | EPE | VFT12 | 630.000 A | SS1.23 PTJ01235
257987552 | TNB | DISTRIBUTION | WP PUTRAJAYA & CYBERJAYA | Existing | VPTJ/PPU/G00008/NB13 | 300278158 | 11 kV | CLOSED | VACUUM | PTJ1-13 | PPU PUTRAJAYA NO 1 |  |  |  | VCB 13 | 1999-10-04 |  | EPE | VFT12 | 630.000 A | SS10.01 PMR
257987553 | TNB | DISTRIBUTION | WP PUTRAJAYA & CYBERJAYA | Existing | VPTJ/PPU/G00008/NB15 | 300278160 | 11 kV | CLOSED | VACUUM | PTJ1-15 | PPU PUTRAJAYA NO 1 |  |  |  | VCB 15 | 1999-10-04 |  | EPE | VFT12 | 630.000 A | PE2.03 PTJ02032
257987554 | TNB | DISTRIBUTION | WP PUTRAJAYA & CYBERJAYA | Existing | VPTJ/PPU/G00008/NB9 | 300278174 | 11 kV | CLOSED | VACUUM | PTJ1-9 | PPU PUTRAJAYA NO 1 |  |  |  | VCB 9 | 1999-10-04 |  | EPE | VFT12 | 630.000 A | SS1.02 PTJ01023
257987555 | TNB | DISTRIBUTION | WP PUTRAJAYA & CYBERJAYA | Existing | VPTJ/PPU/G00008/MB1P5 | 300278147 | 33 kV | CLOSED | GAS | PTJ1-1P5 | PPU PUTRAJAYA NO 1 |  |  |  | VCB 1P5 | 1999-10-04 |  | SIEMENS | 8DA10 | 1250.000 A | PPU PJ4
257987556 | TNB | DISTRIBUTION | WP PUTRAJAYA & CYBERJAYA | Existing | VPTJ/PPU/G00008/MB1HO | 300278146 | 33 kV | CLOSED | GAS | PTJ1-1H0 | PPU PUTRAJAYA NO 1 |  |  |  | VCB 1HO | 1999-10-04 |  | SIEMENS | 8DA10 | 1250.000 A | TX1
257987558 | TNB | DISTRIBUTION | WP PUTRAJAYA & CYBERJAYA | Existing | VPTJ/PPU/G00008/MB4P5 | 300278152 | 33 kV | CLOSED | GAS | PTJ1-4P5 | PPU PUTRAJAYA NO 1 |  |  |  | VCB 4P5 | 1999-10-04 |  | SIEMENS | 8DA10 | 1250.000 A | PPU PJ17
257987559 | TNB | DISTRIBUTION | WP PUTRAJAYA & CYBERJAYA | Existing | VPTJ/PPU/G00008/MB2HO | 300278149 | 33 kV | CLOSED | GAS | PTJ1-2H0 | PPU PUTRAJAYA NO 1 |  |  |  | VCB 2HO | 1999-10-04 |  | SIEMENS | 8DA10 | 1250.000 A | TX2
257987560 | TNB | DISTRIBUTION | WP PUTRAJAYA & CYBERJAYA | Existing | VPTJ/PPU/G00008/MB6P5 | 300278153 | 33 kV | CLOSED | GAS | PTJ1-6P5 | PPU PUTRAJAYA NO 1 |  |  |  | VCB 6P5 | 1999-10-04 |  | SIEMENS | 8DA10 | 1250.000 A | SPARE
257987561 | TNB | DISTRIBUTION | WP PUTRAJAYA & CYBERJAYA | Existing | VPTJ/PPU/G00008/NB6 | 300278171 | 11 kV | CLOSED | VACUUM | PTJ1-6 | PPU PUTRAJAYA NO 1 |  |  |  | VCB 6 | 1999-10-04 |  | EPE | VFT12 | 630.000 A | SS1.02 PTJ01026
257987562 | TNB | DISTRIBUTION | WP PUTRAJAYA & CYBERJAYA | Existing | VPTJ/PPU/G00008/NB19 | 300278163 | 11 kV | CLOSED | VACUUM | PTJ1-19 | PPU PUTRAJAYA NO 1 |  |  |  | VCB 19 | 1999-10-04 |  | EPE | VFT12 | 630.000 A | PE2.03 PTJ02034
257987563 | TNB | DISTRIBUTION | WP PUTRAJAYA & CYBERJAYA | Existing | VPTJ/PPU/G00008/NB17 | 300278162 | 11 kV | CLOSED | VACUUM | PTJ1-17 | PPU PUTRAJAYA NO 1 |  |  |  | VCB 17 | 1999-10-04 |  | EPE | VFT12 | 630.000 A | PE16.11 PTJ16114
257987564 | TNB | DISTRIBUTION | WP PUTRAJAYA & CYBERJAYA | Existing | VPTJ/PPU/G00008/NB31 | 300278167 | 11 kV | CLOSED | VACUUM | PTJ1-31 | PPU PUTRAJAYA NO 1 |  |  |  | VCB 31 | 1999-10-04 |  | EPE | VFT12 | 2000.000 A | TX1
257987565 | TNB | DISTRIBUTION | WP PUTRAJAYA & CYBERJAYA | Existing | VPTJ/PPU/G00008/NB1 | 300278154 | 11 kV | CLOSED | VACUUM | PTJ1-1 | PPU PUTRAJAYA NO 1 |  |  |  | VCB 1 | 1999-10-04 |  | EPE | VFT12 | 630.000 A | SS1.51 BLOK E14
376966182 | TNB | DISTRIBUTION | WP PUTRAJAYA & CYBERJAYA | Existing | VPTJ/PCE/J00412/MB1 | 310543638 | 11 kV | CLOSED | VACUUM | PTJ07161 | D-PTJ-C14-0878 |  |  |  | P07161 | 2017-01-04 |  | TAMCO | VK 10J 20H | 630.000 A | CB 15 PPU PJ 5
376966200 | TNB | DISTRIBUTION | WP PUTRAJAYA & CYBERJAYA | Existing | VPTJ/PCE/J00412/MB2 | 310543639 | 11 kV | CLOSED | VACUUM | PTJ07162 | D-PTJ-C14-0878 |  |  |  | PTJ 7161 | 2017-01-04 |  | TAMCO | VK 10J 20H | 630.000 A | CB 15 PPU PJ 5
376966202 | TNB | DISTRIBUTION | WP PUTRAJAYA & CYBERJAYA | Existing | VPTJ/PCE/J00412/MB3 | 310543640 | 11 kV | CLOSED | VACUUM | PTJ07163 | D-PTJ-C14-0878 |  |  |  | P07163 | 2017-01-04 |  | TAMCO | VK 10J 20H | 630.000 A | PENGGUNA F1
376966246 | TNB | DISTRIBUTION | WP PUTRAJAYA & CYBERJAYA | Existing | VPTJ/PCE/J00413/MB1 | 310543641 | 11 kV | CLOSED | VACUUM | PTJ07164 | D-PTJ-C14-0878 |  |  |  | P07164 | 2017-01-04 |  | TAMCO | VK 10J 20H | 630.000 A | PTJ 7132
376966264 | TNB | DISTRIBUTION | WP PUTRAJAYA & CYBERJAYA | Existing | VPTJ/PCE/J00413/MB2 | 310543642 | 11 kV | CLOSED | VACUUM | PTJ07165 | D-PTJ-C14-0878 |  |  |  | P07165 | 2017-01-04 |  | TAMCO | VK 10J 20H | 630.000 A | PTJ 9501
376966266 | TNB | DISTRIBUTION | WP PUTRAJAYA & CYBERJAYA | Existing | VPTJ/PCE/J00413/MB3 | 310543643 | 11 kV | CLOSED | VACUUM | PTJ07166 | D-PTJ-C14-0878 | [6 empty] | TAMCO | VK 10J 20H | 630.000 A
376966523 | TNB | DISTRIBUTION | WP PUTRAJAYA & CYBERJAYA | Existing |  |  | 11 kV | CLOSED | VACUUM | PTJ14371 | D-PTJ-C17-1084
376966541 | TNB | DISTRIBUTION | WP PUTRAJAYA & CYBERJAYA | Existing |  |  | 11 kV | CLOSED | VACUUM | PTJ14372 | D-PTJ-C17-1084
376966543 | TNB | DISTRIBUTION | WP PUTRAJAYA & CYBERJAYA | Existing |  |  | 11 kV | CLOSED | VACUUM | PTJ14373 | D-PTJ-C17-1084
376966555 | TNB | DISTRIBUTION | WP PUTRAJAYA & CYBERJAYA | Existing |  |  | 11 kV | CLOSED | VACUUM | PTJ14374 | D-PTJ-C17-1084
376966573 | TNB | DISTRIBUTION | WP PUTRAJAYA & CYBERJAYA | Existing |  |  | 11 kV | CLOSED | VACUUM | PTJ14375 | D-PTJ-C17-1084
376966575 | TNB | DISTRIBUTION | WP PUTRAJAYA & CYBERJAYA | Existing |  |  | 11 kV | CLOSED | VACUUM | PTJ14376 | D-PTJ-C17-1084
377653010 | TNB | DISTRIBUTION | WP PUTRAJAYA & CYBERJAYA | Existing |  |  | 11 kV | CLOSED | VACUUM | PTJ5-16 | PPU PUTRAJAYA NO 5 | [6 empty] | TAMCO | VK10J20H | 630.000 A | LOCAL TX
377672483 | TNB | DISTRIBUTION | WP PUTRAJAYA & CYBERJAYA | Existing | VCBJ/PCE/J22561/MB22562 | 300281828 | 11 kV | CLOSED |  |  | SS 22.56 JPJ F1 |  |  |  | C22562 | 23/12/2008 |  | TAMCO | VK 10J 20H | 630.000 A | PE22.49 CBJ22491
377672485 | TNB | DISTRIBUTION | WP PUTRAJAYA & CYBERJAYA | Existing | VCBJ/PCE/J22561/MB22561 | 300281827 | 11 kV | OPEN |  |  | SS 22.56 JPJ F1 |  |  |  | C22561 | 23/12/2008 |  | TAMCO | VK 10J 20H | 630.000 A | SS22.43 CBJ22432
377672509 | TNB | DISTRIBUTION | WP PUTRAJAYA & CYBERJAYA | Existing | VCBJ/PCE/J22561/MB22563 | 300281829 | 11 kV | CLOSED |  |  | SS 22.56 JPJ F1 |  |  |  | C22563 | 23/12/2008 |  | TAMCO | VK 10J 20H | 630.000 A | PENGGUNA F1
377672524 | TNB | DISTRIBUTION | WP PUTRAJAYA & CYBERJAYA | Existing | VCBJ/PCE/J22562/MB22565 | 300281831 | 11 kV | CLOSED |  |  | SS 22.56 JPJ F2 |  |  |  | C22565 | 23/12/2008 |  | TAMCO | A1 | 630.000 A | PE22.49 CBJ22494
377672526 | TNB | DISTRIBUTION | WP PUTRAJAYA & CYBERJAYA | Existing | VCBJ/PCE/J22562/MB22564 | 300281830 | 11 kV | CLOSED |  |  | SS 22.56 JPJ F2 |  |  |  | C22564 | 23/12/2008 |  | TAMCO | A1 | 630.000 A | SS22.43 CBJ22435
377672550 | TNB | DISTRIBUTION | WP PUTRAJAYA & CYBERJAYA | Existing | VCBJ/PCE/J22562/MB22566 | 300281832 | 11 kV | CLOSED |  |  | SS 22.56 JPJ F2 |  |  |  | C22566 | 23/12/2008 |  | TAMCO | A1 | 630.000 A | PENGGUNA F2
377678794 | TNB | DISTRIBUTION | WP PUTRAJAYA & CYBERJAYA | Existing | VPTJ/PCE/J05202/MB21702 | 300454466 | 11 kV | CLOSED | VACUUM | P 5205 | SS 5.20 5G2 TOWER 1 F2 |  |  |  | P05205 |  |  | EPE | 12A20 | 630.000 A | SS5.21 PTJ05214
377678796 | TNB | DISTRIBUTION | WP PUTRAJAYA & CYBERJAYA | Existing | VPTJ/PCE/J05202/MB21703 | 300454467 | 11 kV | CLOSED | VACUUM | P 5206 | SS 5.20 5G2 TOWER 1 F2 |  |  |  | P05206 |  |  | EPE | 12A20 | 630.000 A | PENGGUNA 2
377678815 | TNB | DISTRIBUTION | WP PUTRAJAYA & CYBERJAYA | Existing | VPTJ/PCE/J05202/MB21701 | 300454465 | 11 kV | CLOSED | VACUUM | P 5204 | SS 5.20 5G2 TOWER 1 F2 |  |  |  | P05204 |  |  | EPE | 12A20 | 630.000 A | PPU PJ13 VCB 3
377678835 | TNB | DISTRIBUTION | WP PUTRAJAYA & CYBERJAYA | Existing | VPTJ/PCE/J05212/MB21702 | 300454472 | 11 kV | CLOSED | VACUUM | P 5215 | SS 5.21 5G2 TOWER 2 (F2) |  |  |  | P05215 |  |  | EPE | 12A20 | 630.000 A | SS5.10 PTJ 05106
377678837 | TNB | DISTRIBUTION | WP PUTRAJAYA & CYBERJAYA | Existing | VPTJ/PCE/J05212/MB21703 | 300454473 | 11 kV | CLOSED | VACUUM | P 5216 | SS 5.21 5G2 TOWER 2 (F2) |  |  |  | P05216 |  |  | EPE | 12A20 | 630.000 A | PENGGUNA 2
377678856 | TNB | DISTRIBUTION | WP PUTRAJAYA & CYBERJAYA | Existing | VPTJ/PCE/J05212/MB21701 | 300454471 | 11 kV | CLOSED | VACUUM | P 5214 | SS 5.21 5G2 TOWER 2 (F2) |  |  |  | P05214 |  |  | EPE | 12A20 | 630.000 A | SS5.20 PTJ05205
377678886 | TNB | DISTRIBUTION | WP PUTRAJAYA & CYBERJAYA | Existing | VPTJ/PCE/J05102/MB05106 | 300281579 | 11 kV | CLOSED | VACUUM | PTJ05106 | SS 5.10 HOTEL ALAM WARISAN (F2) |  |  |  | P05106 | 2008-12-08 |  | EPE | 12A20 | 630.000 A | LOOP PTJ05102
377678888 | TNB | DISTRIBUTION | WP PUTRAJAYA & CYBERJAYA | Existing | VPTJ/PCE/J05102/MB05107 | 300281580 | 11 kV | CLOSED | VACUUM | PTJ05107 | SS 5.10 HOTEL ALAM WARISAN (F2) |  |  |  | P05107 | 2008-12-08 |  | EPE | 12A20 | 630.000 A | VCB PENGGUNA 2
377678907 | TNB | DISTRIBUTION | WP PUTRAJAYA & CYBERJAYA | Existing | VPTJ/PCE/J05102/MB05105 | 300281578 | 11 kV | CLOSED | VACUUM | P 5105 | SS 5.10 HOTEL ALAM WARISAN (F2) |  |  |  | P05105 | 2008-12-08 |  | EPE | 12A20 | 630.000 A | PPU PJ13 VCB 2
377678912 | TNB | DISTRIBUTION | WP PUTRAJAYA & CYBERJAYA | Existing | VPTJ/PCE/J05102/MB05108 | 300281581 | 11 kV | OPEN | VACUUM | PTJ05108 | SS 5.10 HOTEL ALAM WARISAN (F2) |  |  |  | P05108 | 2008-12-08 |  | EPE | 12A20 | 630.000 A | VCB PENGGUNA 2
377678927 | TNB | DISTRIBUTION | WP PUTRAJAYA & CYBERJAYA | Existing | VPTJ/PCE/J05342/MB05345 | 310283376 | 11 kV | CLOSED | VACUUM | PTJ05345 | SS 5.34 CITY CAMPUS F2 |  |  |  | P05345 |  |  | TOSHIBA |  | 630.000 A | SS5.10 PTJ05105
377678929 | TNB | DISTRIBUTION | WP PUTRAJAYA & CYBERJAYA | Existing | VPTJ/PCE/J05342/MB05346 | 310283377 | 11 kV | CLOSED | VACUUM | PTJ05346 | SS 5.34 CITY CAMPUS F2 |  |  |  | P05346 |  |  | TOSHIBA | HV12 | 630.000 A | PENGGUNA F2
377678948 | TNB | DISTRIBUTION | WP PUTRAJAYA & CYBERJAYA | Existing | VPTJ/PCE/J05342/MB05344 | 310283375 | 11 kV | OPEN | VACUUM | PTJ05344 | SS 5.34 CITY CAMPUS F2 |  |  |  | P05344 |  |  | TOSHIBA | HV12 | 630.000 A | PPU PJ23 CB3
377678981 | TNB | DISTRIBUTION | WP PUTRAJAYA & CYBERJAYA | Existing | VPTJ/PCE/J05341/MB05342 | 310283373 | 11 kV | CLOSED | VACUUM | PTJ05342 | SS 5.34 CITY CAMPUS F1 |  |  |  | P05342 |  |  | TOSHIBA | HV12 | 630.000 A | SS5.10 PTJ05101
377678983 | TNB | DISTRIBUTION | WP PUTRAJAYA & CYBERJAYA | Existing | VPTJ/PCE/J05341/MB05343 | 310283374 | 11 kV | CLOSED | VACUUM | PTJ05343 | SS 5.34 CITY CAMPUS F1 |  |  |  | P05343 |  |  | TOSHIBA | HV12 | 630.000 A | PENGGUNA F1
377679002 | TNB | DISTRIBUTION | WP PUTRAJAYA & CYBERJAYA | Existing | VPTJ/PCE/J05341/MB05341 | 310283370 | 11 kV | OPEN | VACUUM | PTJ05341 | SS 5.34 CITY CAMPUS F1 |  |  |  | P05341 |  |  | TOSHIBA | HV12 | 630.000 A | PPU PJ23 CB4
377679027 | TNB | DISTRIBUTION | WP PUTRAJAYA & CYBERJAYA | Existing | VPTJ/PCE/J05201/MB21702 | 300454463 | 11 kV | CLOSED | VACUUM | PTJ05202 | SS 5.20 5G2 TOWER 1 F1 |  |  |  | P05202 |  |  | EPE | 12A20 | 630.000 A | SS 5.21 PTJ05211
377679029 | TNB | DISTRIBUTION | WP PUTRAJAYA & CYBERJAYA | Existing | VPTJ/PCE/J05201/MB21703 | 300454464 | 11 kV | CLOSED | VACUUM | PTJ05203 | SS 5.20 5G2 TOWER 1 F1 |  |  |  | P05203 |  |  | EPE | 12A20 | 630.000 A | PENGGUNA 1
377679048 | TNB | DISTRIBUTION | WP PUTRAJAYA & CYBERJAYA | Existing | VPTJ/PCE/J05201/MB21701 | 300454462 | 11 kV | CLOSED | VACUUM | PTJ05201 | SS 5.20 5G2 TOWER 1 F1 |  |  |  | P05201 |  |  | EPE | 12A20 | 630.000 A | PPU PJ13 VCB 4
377679068 | TNB | DISTRIBUTION | WP PUTRAJAYA & CYBERJAYA | Existing | VPTJ/PCE/J05211/MB21702 | 300454469 | 11 kV | CLOSED | VACUUM | PTJ05212 | SS 5.21 5G2 TOWER 2 (F1) |  |  |  | P05212 |  |  | EPE | 12A20 | 630.000 A | SS5.10 PTJ05102
377679070 | TNB | DISTRIBUTION | WP PUTRAJAYA & CYBERJAYA | Existing | VPTJ/PCE/J05211/MB21703 | 300454470 | 11 kV | CLOSED | VACUUM | PTJ05213 | SS 5.21 5G2 TOWER 2 (F1) |  |  |  | P05213 |  |  | EPE | 12A20 | 630.000 A | PENGGUNA 1
377679089 | TNB | DISTRIBUTION | WP PUTRAJAYA & CYBERJAYA | Existing | VPTJ/PCE/J05211/MB21701 | 300454468 | 11 kV | CLOSED | VACUUM | PTJ05211 | SS 5.21 5G2 TOWER 2 (F1) |  |  |  | P05211 |  |  | EPE | 12A20 | 630.000 A | SS5.20 PTJ05202
377679129 | TNB | DISTRIBUTION | WP PUTRAJAYA & CYBERJAYA | Existing | VPTJ/PCE/J05101/MB05102 | 300281575 | 11 kV | CLOSED | VACUUM | PTJ05102 | SS 5.10 HOTEL ALAM WARISAN (F1) |  |  |  | P05102 | 2008-12-08 |  | EPE | 12A20 | 630.000 A | LOOP PTJ05106
377679131 | TNB | DISTRIBUTION | WP PUTRAJAYA & CYBERJAYA | Existing | VPTJ/PCE/J05101/MB05103 | 300281576 | 11 kV | CLOSED | VACUUM | PTJ05103 | SS 5.10 HOTEL ALAM WARISAN (F1) |  |  |  | P05103 | 2008-12-08 |  | EPE | 12A20 | 630.000 A | VCB PENGGUNA 1
377679150 | TNB | DISTRIBUTION | WP PUTRAJAYA & CYBERJAYA | Existing | VPTJ/PCE/J05101/MB05101 | 300281574 | 11 kV | CLOSED | VACUUM | PTJ05101 | SS 5.10 HOTEL ALAM WARISAN (F1) |  |  |  | P05101 | 2008-12-08 |  | EPE | 12A20 | 630.000 A | PPU PJ13 VCB 1
377679155 | TNB | DISTRIBUTION | WP PUTRAJAYA & CYBERJAYA | Existing | VPTJ/PCE/J05101/MB05104 | 300281577 | 11 kV | OPEN | VACUUM | PTJ05104 | SS 5.10 HOTEL ALAM WARISAN (F1) |  |  |  | P05104 | 2008-12-08 |  | EPE | 12A20 | 630.000 A | VCB PENGGUNA 2
377679180 | TNB | DISTRIBUTION | WP PUTRAJAYA & CYBERJAYA | Existing | VPTJ/PCE/J05111/MB05112 | 300281583 | 11 kV | CLOSED | VACUUM | PTJ05112 | SS 5.11 GDC (F1) |  |  |  | P05112 | 26/08/2010 |  | TAMCO | NA | 630.000 A | VCB PENGGUNA
377679182 | TNB | DISTRIBUTION | WP PUTRAJAYA & CYBERJAYA | Existing | VPTJ/PCE/J05111/MB05113 | 300281584 | 11 kV | CLOSED | VACUUM | PTJ05113 | SS 5.11 GDC (F1) |  |  |  | P05113 | 26/08/2010 |  | TAMCO | NA | 630.000 A | BUS SECTION
377679201 | TNB | DISTRIBUTION | WP PUTRAJAYA & CYBERJAYA | Existing | VPTJ/PCE/J05111/MB05111 | 300281582 | 11 kV | CLOSED | VACUUM | PTJ05111 | SS 5.11 GDC (F1) |  |  |  | P05111 | 26/08/2010 |  | TAMCO | A1 | 630.000 A | PPU PTJ 13 VCB 5
377679221 | TNB | DISTRIBUTION | WP PUTRAJAYA & CYBERJAYA | Existing | VPTJ/PCE/J05112/MB05115 | 300281586 | 11 kV | OPEN | VACUUM | PTJ05115 | SS 5.11 GDC (F2) |  |  |  | P05115 | 26/08/2010 |  | TAMCO | NA | 630.000 A | LOOP PTJ05112
377679223 | TNB | DISTRIBUTION | WP PUTRAJAYA & CYBERJAYA | Existing | VPTJ/PCE/J05112/MB05116 | 300281587 | 11 kV | CLOSED | VACUUM | PTJ05116 | SS 5.11 GDC (F2) |  |  |  | P05116 | 26/08/2010 |  | TAMCO | NA | 630.000 A | PENGGUNA
377679242 | TNB | DISTRIBUTION | WP PUTRAJAYA & CYBERJAYA | Existing | VPTJ/PCE/J05112/MB05114 | 300281585 | 11 kV | CLOSED | VACUUM | PTJ05114 | SS 5.11 GDC (F2) |  |  |  | P05114 | 26/08/2010 |  | TAMCO | A1 | 630.000 A | PPU PTJ 13 VCB 6
377680051 | TNB | DISTRIBUTION | WP PUTRAJAYA & CYBERJAYA | Existing | VPTJ/PCE/J05192/MB05195 | 300281592 | 11 kV | CLOSED | VACUUM |  | PE 5.19 BLOK E 5R3 (F2) |  |  |  | P05195 | 15/09/2008 |  | EPE | 12 A 20 | 630.000 A | PE5.18 PTJ05184
377680053 | TNB | DISTRIBUTION | WP PUTRAJAYA & CYBERJAYA | Existing | VPTJ/PCE/J05192/MB05196 | 300281593 | 11 kV | CLOSED | VACUUM |  | PE 5.19 BLOK E 5R3 (F2) |  |  |  | P05196 | 15/09/2008 |  | EPE | 12 A 20 | 630.000 A | TX.2
377680072 | TNB | DISTRIBUTION | WP PUTRAJAYA & CYBERJAYA | Existing | VPTJ/PCE/J05192/MB05194 | 300281591 | 11 kV | CLOSED | VACUUM |  | PE 5.19 BLOK E 5R3 (F2) |  |  |  | P05194 | 15/09/2008 |  | EPE | 12 A 20 | 630.000 A | PE5.16 PTJ05166
377680177 | TNB | DISTRIBUTION | WP PUTRAJAYA & CYBERJAYA | Existing | VPTJ/PCE/J05191/MB05191 | 300281588 | 11 kV | CLOSED | VACUUM |  | PE 5.19 BLOK E 5R3 (F1) |  |  |  | P05191 | 15/09/2008 |  | EPE | 12 A 20 | 630.000 A | PE5.16 PTJ05163
377680201 | TNB | DISTRIBUTION | WP PUTRAJAYA & CYBERJAYA | Existing | VPTJ/PCE/J05191/MB05192 | 300281589 | 11 kV | CLOSED | VACUUM |  | PE 5.19 BLOK E 5R3 (F1) |  |  |  | P05192 | 15/09/2008 |  | EPE | 12 A 20 | 630.000 A | PE5.18 PTJ05181
377680202 | TNB | DISTRIBUTION | WP PUTRAJAYA & CYBERJAYA | Existing | VPTJ/PCE/J05191/MB05193 | 300281590 | 11 kV | CLOSED | VACUUM |  | PE 5.19 BLOK E 5R3 (F1) |  |  |  | P05193 | 15/09/2008 |  | EPE | 12 A 20 | 630.000 A | TX.1
378044116 | TNB | DISTRIBUTION | WP PUTRAJAYA & CYBERJAYA | Existing | VPTJ/PCE/J14071/MB14071 | 300281630 | 11 kV | CLOSED | VACUUM | PTJ14071 | PE 14.07 Perumahan 14-5B (F1) |  |  |  | P14071 | 18/02/2009 |  | TAMCO | A1 | 630.000 A | PE14.22 PTJ14221
378044140 | TNB | DISTRIBUTION | WP PUTRAJAYA & CYBERJAYA | Existing | VPTJ/PCE/J14071/MB14072 | 300281631 | 11 kV | CLOSED | VACUUM | PTJ14072 | PE 14.07 Perumahan 14-5B (F1) |  |  |  | P14072 | 18/02/2009 |  | TAMCO | A1 | 630.000 A | PE14.08 PTJ14083
378044141 | TNB | DISTRIBUTION | WP PUTRAJAYA & CYBERJAYA | Existing | VPTJ/PCE/J14071/MB14073 | 300281632 | 11 kV | CLOSED | VACUUM | PTJ14073 | PE 14.07 Perumahan 14-5B (F1) |  |  |  | P14073 | 18/02/2009 |  | TAMCO | A1 | 630.000 A | TX.1
378044235 | TNB | DISTRIBUTION | WP PUTRAJAYA & CYBERJAYA | Existing | VPTJ/PCE/J14072/MB14074 | 300281633 | 11 kV | CLOSED | VACUUM | PTJ14074 | PE 14.07 Perumahan 14-5B (F2) |  |  |  | P14074 | 18/02/2009 |  | TAMCO | A1 | 630.000 A | PE14.06 PTJ14062
378044259 | TNB | DISTRIBUTION | WP PUTRAJAYA & CYBERJAYA | Existing | VPTJ/PCE/J14072/MB14075 | 300281635 | 11 kV | CLOSED |  |  | PE 14.07 Perumahan 14-5B (F2) |  |  |  | P14075 | 18/02/2009 |  | TAMCO | A1 | 630.000 A | PE14.09 PTJ14093
378044260 | TNB | DISTRIBUTION | WP PUTRAJAYA & CYBERJAYA | Existing | VPTJ/PCE/J14072/MB14076 | 300281636 | 11 kV | CLOSED | VACUUM | PTJ14076 | PE 14.07 Perumahan 14-5B (F2) |  |  |  | P14076 | 18/02/2009 |  | TAMCO | A1 | 630.000 A | TX.2
378045023 | TNB | DISTRIBUTION | WP PUTRAJAYA & CYBERJAYA | Existing | VPTJ/PCE/J16011/MB16013 | 300281639 | 11 kV | CLOSED |  |  | SS 16.01 TELEKOM |  |  |  | P16013 | 30/03/1999 |  | ITEM | 8BK-88 A1 | 630.000 A | PENGGUNA
378045025 | TNB | DISTRIBUTION | WP PUTRAJAYA & CYBERJAYA | Existing | VPTJ/PCE/J16011/MB16011 | 300281637 | 11 kV | CLOSED |  |  | SS 16.01 TELEKOM |  |  |  | P16011 | 30/03/1999 |  | ITEM | 8BK-88 A1 | 630.000 A | SS1.63 PTJ01631
378045049 | TNB | DISTRIBUTION | WP PUTRAJAYA & CYBERJAYA | Existing | VPTJ/PCE/J16011/MB16012 | 300281638 | 11 kV | CLOSED |  |  | SS 16.01 TELEKOM |  |  |  | P16012 | 30/03/1999 |  | ITEM | 8BK-88 A1 | 630.000 A | PE16.03 PTJ16031
378045121 | TNB | DISTRIBUTION | WP PUTRAJAYA & CYBERJAYA | Existing | VPTJ/PCE/J01631/MB01631 | 300454533 | 11 kV | CLOSED |  |  | PE 1.63 HOTEL PZ10 (F1) |  |  |  | P01631 |  |  | TAMCO | A-1 | 630.000 A | SS16.01 PTJ 16011
378045145 | TNB | DISTRIBUTION | WP PUTRAJAYA & CYBERJAYA | Existing | VPTJ/PCE/J01631/MB01632 | 300454534 | 11 kV | CLOSED |  |  | PE 1.63 HOTEL PZ10 (F1) |  |  |  | P01632 |  |  | TAMCO | A-1 | 630.000 A | SS1.64 PTJ 01641
378045146 | TNB | DISTRIBUTION | WP PUTRAJAYA & CYBERJAYA | Existing | VPTJ/PCE/J01631/MB01633 | 300454537 | 11 kV | CLOSED |  |  | PE 1.63 HOTEL PZ10 (F1) |  |  |  | P01633 |  |  | TAMCO | A-1 | 630.000 A | PENGGUNA 1
378045243 | TNB | DISTRIBUTION | WP PUTRAJAYA & CYBERJAYA | Existing | VPTJ/PCE/J01632/MB01634 | 300454543 | 11 kV | CLOSED |  |  | PE 1.63 HOTEL PZ10 (F2) |  |  |  | P01634 |  |  | TAMCO | A-1 | 630.000 A | PMU ABBA VCB 7
378045267 | TNB | DISTRIBUTION | WP PUTRAJAYA & CYBERJAYA | Existing | VPTJ/PCE/J01632/MB01635 | 300454544 | 11 kV | CLOSED |  |  | PE 1.63 HOTEL PZ10 (F2) |  |  |  | P01635 |  |  | TAMCO | A-1 | 630.000 A | SS 1.64 PTJ01644
378045268 | TNB | DISTRIBUTION | WP PUTRAJAYA & CYBERJAYA | Existing | VPTJ/PCE/J01632/MB01636 | 300454545 | 11 kV | CLOSED |  |  | PE 1.63 HOTEL PZ10 (F2) |  |  |  | P01636 |  |  | TAMCO | A-1 | 630.000 A | PENGGUNA 2
378046037 | TNB | DISTRIBUTION | WP PUTRAJAYA & CYBERJAYA | Existing | VPTJ/PCE/J16131/MB16133 | 300281648 | 11 kV | CLOSED |  |  | PE 16.13 SEK. MEN (F1) |  |  |  | P16133 | 21/12/2016 |  | TAMCO | 11KV VCB (A1) | 630.000 A | TX.1
378046061 | TNB | DISTRIBUTION | WP PUTRAJAYA & CYBERJAYA | Existing | VPTJ/PCE/J16131/MB16132 | 300281647 | 11 kV | CLOSED |  |  | PE 16.13 SEK. MEN (F1) |  |  |  | P16132 | 21/12/2016 |  | TAMCO | 11KV VCB (A1) | 630.000 A | SS16.17 PTJ16171
378046062 | TNB | DISTRIBUTION | WP PUTRAJAYA & CYBERJAYA | Existing | VPTJ/PCE/J16131/MB16131 | 300281646 | 11 kV | CLOSED |  |  | PE 16.13 SEK. MEN (F1) |  |  |  | P16131 | 21/12/2016 |  | TAMCO | 11KV VCB (A1) | 630.000 A | PE16.15 PTJ16152
378046089 | TNB | DISTRIBUTION | WP PUTRAJAYA & CYBERJAYA | Existing | VPTJ/PCE/J16132/MB16134 | 300281649 | 11 kV | CLOSED |  |  | PE 16.13 SEK. MEN (F2) |  |  |  | P16134 | 22/12/2016 |  | TAMCO | 11KV VCB (A1) | 630.000 A | PE16.15 PTJ16155
378046113 | TNB | DISTRIBUTION | WP PUTRAJAYA & CYBERJAYA | Existing | VPTJ/PCE/J16132/MB16135 | 300281650 | 11 kV | CLOSED |  |  | PE 16.13 SEK. MEN (F2) |  |  |  | P16135 | 22/12/2016 |  | TAMCO | 11KV VCB (A1) | 630.000 A | SS16.17 PTJ16174
378046114 | TNB | DISTRIBUTION | WP PUTRAJAYA & CYBERJAYA | Existing | VPTJ/PCE/J16132/MB16136 | 300281651 | 11 kV | CLOSED |  |  | PE 16.13 SEK. MEN (F2) |  |  |  | P16136 | 22/12/2016 |  | TAMCO | 11KV VCB (A1) | 630.000 A | TX.2
378046264 | TNB | DISTRIBUTION | WP PUTRAJAYA & CYBERJAYA | Existing | VPTJ/PCE/J16221/MB16221 | 300281652 | 11 kV | OPEN |  |  | PE 16.22 P16 BGW (F1) |  |  |  | P16221 | 2002-05-08 |  | ITEM | SBK-SSE-A1 | 630.000 A | PE16.17 PTJ16172
378046288 | TNB | DISTRIBUTION | WP PUTRAJAYA & CYBERJAYA | Existing | VPTJ/PCE/J16221/MB16222 | 300281653 | 11 kV | CLOSED |  |  | PE 16.22 P16 BGW (F1) |  |  |  | P16222 | 2002-05-08 |  | ITEM | SBK-SSE-A1 | 630.000 A | PE16.16 PTJ16162
378046289 | TNB | DISTRIBUTION | WP PUTRAJAYA & CYBERJAYA | Existing | VPTJ/PCE/J16221/MB16223 | 300281654 | 11 kV | CLOSED |  |  | PE 16.22 P16 BGW (F1) |  |  |  | P16223 | 2002-05-08 |  | ITEM | SBK-SSE-B2A | 630.000 A | PENGGUNA 1
378046316 | TNB | DISTRIBUTION | WP PUTRAJAYA & CYBERJAYA | Existing | VPTJ/PCE/J16222/MB16224 | 300281655 | 11 kV | OPEN |  |  | PE 16.22 P16 BGW (F2) |  |  |  | P16224 | 2002-05-08 |  | ITEM | SBK-SSE-A1 | 630.000 A | PE16.17 PTJ16175
378046340 | TNB | DISTRIBUTION | WP PUTRAJAYA & CYBERJAYA | Existing | VPTJ/PCE/J16222/MB16225 | 300281656 | 11 kV | CLOSED |  |  | PE 16.22 P16 BGW (F2) |  |  |  | P16225 | 2002-05-08 |  | ITEM | SBK-SSE-A1 | 630.000 A | PE16.16 PTJ16165
378046341 | TNB | DISTRIBUTION | WP PUTRAJAYA & CYBERJAYA | Existing | VPTJ/PCE/J16222/MB16226 | 300281657 | 11 kV | CLOSED |  |  | PE 16.22 P16 BGW (F2) |  |  |  | P16226 | 2002-05-08 |  | ITEM | SBK-SSE-B2A | 630.000 A | TX.2
378046575 | TNB | DISTRIBUTION | WP PUTRAJAYA & CYBERJAYA | Existing | VPTJ/PCE/J14011/MB14011 | 300281620 | 11 kV | CLOSED |  |  | SS 14.01 WWTP |  |  |  | P14011 | 19/11/1998 |  | ITEM | 8 BK-88 (A1) | 630.000 A | PE14.29 PTJ14292
378046577 | TNB | DISTRIBUTION | WP PUTRAJAYA & CYBERJAYA | Existing | VPTJ/PCE/J14011/MB14012 | 300281621 | 11 kV | CLOSED |  |  | SS 14.01 WWTP |  |  |  | P14012 | 19/11/1998 |  | ITEM | 8 BK-88 (A1) | 630.000 A | PMU ABBA VCB 11
378046601 | TNB | DISTRIBUTION | WP PUTRAJAYA & CYBERJAYA | Existing | VPTJ/PCE/J14011/MB14013 | 300281622 | 11 kV | CLOSED |  |  | SS 14.01 WWTP |  |  |  | P14013 | 19/11/1998 |  | ITEM | 8 BK-88 (B2) | 630.000 A | VCB PENGGUNA
378050364 | TNB | DISTRIBUTION | WP PUTRAJAYA & CYBERJAYA | Existing | VPTJ/PCE/J07121/MB07122 | 300453456 | 11 kV | CLOSED |  |  | SS 7.12 NATIONAL CANCER INSTITUT F1 |  |  |  | P07122 |  |  | EPE | VFT 12-106 | 630.000 A | PE 7.06 PTJ07061
378050366 | TNB | DISTRIBUTION | WP PUTRAJAYA & CYBERJAYA | Existing | VPTJ/PCE/J07121/MB07123 | 300453459 | 11 kV | CLOSED |  |  | SS 7.12 NATIONAL CANCER INSTITUT F1 |  |  |  | P07123 |  |  | EPE | VFT 12-106 | 630.000 A | TX 1
378050385 | TNB | DISTRIBUTION | WP PUTRAJAYA & CYBERJAYA | Existing | VPTJ/PCE/J07121/MB07121 | 300453454 | 11 kV | CLOSED |  |  | SS 7.12 NATIONAL CANCER INSTITUT F1 |  |  |  | P07121 |  |  | EPE | VFT 12-106 | 630.000 A | PPU 5 VCB1
378050405 | TNB | DISTRIBUTION | WP PUTRAJAYA & CYBERJAYA | Existing | VPTJ/PCE/J07122/MB07122 | 310359117 | 11 kV | CLOSED | VACUUM |  | SS 7.12 NATIONAL CANCER INSTITUT F2 |  |  |  | P07125 |  |  | EPE |  | 630.000 A | PPU PJ5 VCB 10
378050407 | TNB | DISTRIBUTION | WP PUTRAJAYA & CYBERJAYA | Existing | VPTJ/PCE/J07122/MB07123 | 310359228 | 11 kV | CLOSED | VACUUM |  | SS 7.12 NATIONAL CANCER INSTITUT F2 |  |  |  | P07126 |  |  | EPE |  | 630.000 A | PENGGUNA 2
378050426 | TNB | DISTRIBUTION | WP PUTRAJAYA & CYBERJAYA | Existing | VPTJ/PCE/J07122/MB07121 | 300453491 | 11 kV | CLOSED | VACUUM |  | SS 7.12 NATIONAL CANCER INSTITUT F2 |  |  |  | P07124 |  |  | EPE | VFT 12-106 | 630.000 A | PPU PJ5 VCB 2
378050446 | TNB | DISTRIBUTION | WP PUTRAJAYA & CYBERJAYA | Existing | VPTJ/PCE/J07042/MB07044 | 300281898 | 11 kV | CLOSED |  |  | SS 7.04 HOSPITAL (F2) |  |  |  | PTJ07044 | 27/07/1999 |  | UNIVAC | UNIVAC 12 | 630.000 A | PE7.02 PTJ 07025
378050448 | TNB | DISTRIBUTION | WP PUTRAJAYA & CYBERJAYA | Existing | VPTJ/PCE/J07042/MB07045 | 300281899 | 11 kV | CLOSED |  |  | SS 7.04 HOSPITAL (F2) |  |  |  | PTJ07045 | 27/07/1999 |  | UNIVAC | UNIVAC 12 | 630.000 A | PPU PJ5 VCB 7
378050472 | TNB | DISTRIBUTION | WP PUTRAJAYA & CYBERJAYA | Existing | VPTJ/PCE/J07042/MB07046 | 300281900 | 11 kV | CLOSED |  |  | SS 7.04 HOSPITAL (F2) |  |  |  | PTJ07046 | 27/07/1999 |  | UNIVAC | UNIVAC 12 | 630.000 A | PENGGUNA F2
378050487 | TNB | DISTRIBUTION | WP PUTRAJAYA & CYBERJAYA | Existing | VPTJ/PCE/J07041/MB07042 | 300281896 | 11 kV | CLOSED |  |  | SS 7.04 HOSPITAL (F1) |  |  |  | PTJ07042 | 27/07/1999 |  | UNIVAC | UNIVAC 12 | 630.000 A | PPU PJ 5 VCB 8
378050489 | TNB | DISTRIBUTION | WP PUTRAJAYA & CYBERJAYA | Existing | VPTJ/PCE/J07041/MB07043 | 300281897 | 11 kV | CLOSED |  |  | SS 7.04 HOSPITAL (F1) |  |  |  | PTJ07043 | 27/07/1999 |  | UNIVAC | UNIVAC 12 | 630.000 A | PENGGUNA F1
378050508 | TNB | DISTRIBUTION | WP PUTRAJAYA & CYBERJAYA | Existing | VPTJ/PCE/J07041/MB07041 | 300281895 | 11 kV | OPEN |  |  | SS 7.04 HOSPITAL (F1) |  |  |  | PTJ07041 | 27/07/1999 |  | UNIVAC | UNIVAC 12 | 630.000 A | PE7,02 PTJ 07022
378052705 | TNB | DISTRIBUTION | WP PUTRAJAYA & CYBERJAYA | Existing | VCBJ/PCE/J22581/MB22582 | 300281834 | 11 kV | CLOSED | VACUUM | CBJ22501 PE 22.50 (F1) | SS 22.58 BANK NEGARA F1 |  |  |  | C22582 | 2009-02-03 |  | EPE | A1 | 630.000 A | PE 22.50 CBJ22501
378052707 | TNB | DISTRIBUTION | WP PUTRAJAYA & CYBERJAYA | Existing | VCBJ/PCE/J22581/MB22583 | 300281835 | 11 kV | CLOSED | VACUUM | PENGGUNA F1 | SS 22.58 BANK NEGARA F1 |  |  |  | C22583 | 2009-02-03 |  | EPE | A1 | 630.000 A | PENGGUNA F1
378052726 | TNB | DISTRIBUTION | WP PUTRAJAYA & CYBERJAYA | Existing | VCBJ/PCE/J22581/MB22581 | 300281833 | 11 kV | CLOSED | VACUUM |  | SS 22.58 BANK NEGARA F1 |  |  |  | C22581 | 2009-02-03 |  | EPE | A1 | 630.000 A | PE 22.99 CBJ22992
378052746 | TNB | DISTRIBUTION | WP PUTRAJAYA & CYBERJAYA | Existing | VCBJ/PCE/J22591/MB22591 | 300453389 | 11 kV | CLOSED | VACUUM | CBJ22995 SS 22.99 (F2) | SS 22.59 BANK NEGARA F1 |  |  |  | C22594 |  |  | EPE | A1 (94) | 630.000 A | PE 22.99 CBJ22995
378052748 | TNB | DISTRIBUTION | WP PUTRAJAYA & CYBERJAYA | Existing | VCBJ/PCE/J22591/MB22592 | 300453390 | 11 kV | CLOSED | VACUUM | CBJ22504 PE 22.50 (F2) | SS 22.59 BANK NEGARA F1 |  |  |  | C22595 |  |  | EPE | A1 (93) | 630.000 A | PE 22.50 CBJ22504
378052767 | TNB | DISTRIBUTION | WP PUTRAJAYA & CYBERJAYA | Existing | VCBJ/PCE/J22591/MB22593 | 300453391 | 11 kV | CLOSED | VACUUM | PENGGUNA F2 | SS 22.59 BANK NEGARA F1 |  |  |  | C22596 |  |  | EPE | A1 (92) | 630.000 A | PENGGUNA 2
378052904 | TNB | DISTRIBUTION | WP PUTRAJAYA & CYBERJAYA | Existing | VCBJ/PCE/J22202/MB22201 | 300454515 | 11 kV | CLOSED | VACUUM | CBJ22664 PE 22.66 PRIMA 9 (F2) | SS 22.20 FSBM (AXIS EUREKA) F2 |  |  |  | CBJ22204 |  |  | UNIVAC | A1 | 630.000 A | SS22.66 CBJ 22661
378052906 | TNB | DISTRIBUTION | WP PUTRAJAYA & CYBERJAYA | Existing | VCBJ/PCE/J22202/MB22202 | 300454516 | 11 kV | CLOSED | VACUUM | CBJ22914 PE 22.91 SOHO (F2) | SS 22.20 FSBM (AXIS EUREKA) F2 |  |  |  | CBJ22205 |  |  | UNIVAC | A1 | 630.000 A | PE22.91 CBJ22914
378052930 | TNB | DISTRIBUTION | WP PUTRAJAYA & CYBERJAYA | Existing | VCBJ/PCE/J22202/MB22203 | 300454517 | 11 kV | CLOSED | VACUUM | PENGGUNA F2 | SS 22.20 FSBM (AXIS EUREKA) F2 |  |  |  | CBJ22206 |  |  | UNIVAC | A1 | 630.000 A | PENGGUNA 2
378052945 | TNB | DISTRIBUTION | WP PUTRAJAYA & CYBERJAYA | Existing | VCBJ/PCE/J22201/MB22202 | 300281798 | 11 kV | CLOSED | VACUUM | CBJ22911 PE 22.91 SOHO (F1) | SS 22.20 FSBM (AXIS EUREKA) F1 |  |  |  | C22202 | 27/11/2001 |  | UNIVAC | A1 | 630.000 A | SS22.58 CBJ22581
378052947 | TNB | DISTRIBUTION | WP PUTRAJAYA & CYBERJAYA | Existing | VCBJ/PCE/J22201/MB22201 | 300281796 | 11 kV | CLOSED | VACUUM | CBJ22661 PE 22.66 PRIMA 9 (F1) | SS 22.20 FSBM (AXIS EUREKA) F1 |  |  |  | C22201 | 27/11/2001 |  | UNIVAC | A1 | 630.000 A | SS22.51 CBJ22513
378052971 | TNB | DISTRIBUTION | WP PUTRAJAYA & CYBERJAYA | Existing | VCBJ/PCE/J22201/MB22203 | 300281799 | 11 kV | CLOSED | VACUUM |  | SS 22.20 FSBM (AXIS EUREKA) F1 |  |  |  | C22203 | 27/11/2001 |  | UNIVAC | A1 | 630.000 A | PENGGUNA 1
378052986 | TNB | DISTRIBUTION | WP PUTRAJAYA & CYBERJAYA | Existing | VCBJ/PCE/J22662/MB22665 | 300281856 | 11 kV | CLOSED | VACUUM | CBJ22314 SS 22.31 CSF (F2) | SS 22.66 PRIMA 9 F2 |  |  |  | C22665 | 23/03/2009 |  | ITEM | A1 | 630.000 A | SS22.31 CBJ22314
378052988 | TNB | DISTRIBUTION | WP PUTRAJAYA & CYBERJAYA | Existing | VCBJ/PCE/J22662/MB22666 | 300281857 | 11 kV | CLOSED | VACUUM | PENGGUNA F2 | SS 22.66 PRIMA 9 F2 |  |  |  | C22666 | 23/03/2009 |  | ITEM | A1 | 630.000 A | PENGGUNA F2
378053007 | TNB | DISTRIBUTION | WP PUTRAJAYA & CYBERJAYA | Existing | VCBJ/PCE/J22662/MB22664 | 300281855 | 11 kV | CLOSED | VACUUM | CBJ22204 SS 22.20 (F2) | SS 22.66 PRIMA 9 F2 |  |  |  | C22664 | 23/03/2009 |  | ITEM | A1 | 630.000 A | SS22.20 CBJ22204
378053027 | TNB | DISTRIBUTION | WP PUTRAJAYA & CYBERJAYA | Existing | VCBJ/PCE/J22661/MB22662 | 300281852 | 11 kV | CLOSED | VACUUM | CBJ22921 SS 22.92 PRIMA 12 (F1) | SS 22.66 PRIMA 9 F1 |  |  |  | C22662 | 21/03/2009 |  | ITEM | A1 | 630.000 A | SS22.92 CBJ22921
378053029 | TNB | DISTRIBUTION | WP PUTRAJAYA & CYBERJAYA | Existing | VCBJ/PCE/J22661/MB22663 | 300281853 | 11 kV | CLOSED | VACUUM |  | SS 22.66 PRIMA 9 F1 |  |  |  | C22663 | 21/03/2009 |  | ITEM | A1 | 630.000 A | PENGGUNA F1
378053048 | TNB | DISTRIBUTION | WP PUTRAJAYA & CYBERJAYA | Existing | VCBJ/PCE/J22661/MB22661 | 300281850 | 11 kV | CLOSED | VACUUM | CBJ22201 SS 22.20 ( FSBM ) | SS 22.66 PRIMA 9 F1 |  |  |  | C22661 | 21/03/2009 |  | ITEM | A1 | 630.000 A | SS22.20 CBJ22201
378053092 | TNB | DISTRIBUTION | WP PUTRAJAYA & CYBERJAYA | Existing | VCBJ/PCE/J22311/MB22311 | 300281801 | 11 kV | OPEN | VACUUM |  | SS 22.31 CSF F1 |  |  |  | C22311 | 19/05/2003 |  | TAMCO | A1 | 630.000 A | SS22.92 CBJ22922
378053094 | TNB | DISTRIBUTION | WP PUTRAJAYA & CYBERJAYA | Existing | VCBJ/PCE/J22311/MB22313 | 300281804 | 11 kV | CLOSED | VACUUM | PENGGUNA F1 | SS 22.31 CSF F1 |  |  |  | C22313 | 19/05/2003 |  | TAMCO | A1 | 630.000 A | PENGGUNA F1
378053113 | TNB | DISTRIBUTION | WP PUTRAJAYA & CYBERJAYA | Existing | VCBJ/PCE/J22311/MB22312 | 300281803 | 11 kV | CLOSED | VACUUM | CBJ22513 SS 22.51 DELL R&D (F1) | SS 22.31 CSF F1 |  |  |  | C22312 | 19/05/2003 |  | TAMCO | A1 | 630.000 A | SS22.51 CBJ22513
378053133 | TNB | DISTRIBUTION | WP PUTRAJAYA & CYBERJAYA | Existing | VCBJ/PCE/J22312/MB22314 | 300281808 | 11 kV | CLOSED | VACUUM | CBJ22665 PE 22.66 PRIMA 9 (F2) | SS 22.31 CSF F2 |  |  |  | C22314 | 19/05/2003 |  | TAMCO | A1 | 630.000 A | SS22.66 CBJ22665
378053135 | TNB | DISTRIBUTION | WP PUTRAJAYA & CYBERJAYA | Existing | VCBJ/PCE/J22312/MB22316 | 300281812 | 11 kV | CLOSED | VACUUM | PENGGUNA F2 | SS 22.31 CSF F2 |  |  |  | C22316 | 19/05/2003 |  | TAMCO | A1 | 630.000 A | PENGGUNA F2
378053154 | TNB | DISTRIBUTION | WP PUTRAJAYA & CYBERJAYA | Existing | VCBJ/PCE/J22312/MB22315 | 300281810 | 11 kV | CLOSED | VACUUM | CBJ22515 SS 22.51 DELL R&D (F2) | SS 22.31 CSF F2 |  |  |  | C22315 | 19/05/2003 |  | TAMCO | A1 | 630.000 A | SS22.51 CBJ22515
378053667 | TNB | DISTRIBUTION | WP PUTRAJAYA & CYBERJAYA | Existing | VCBJ/PCE/J21621/MB21622 | 300281714 | 11 kV | CLOSED | VACUUM | CBJ21641 SS 21.64 (F1) | SS 21.62 BLOK A IT PARK F1 |  |  |  | C21622 | 2008-06-03 |  | ITEM | A1 | 630.000 A | CBJ 21641
378053669 | TNB | DISTRIBUTION | WP PUTRAJAYA & CYBERJAYA | Existing | VCBJ/PCE/J21621/MB21621 | 300281713 | 11 kV | CLOSED | VACUUM | PMU CBJN VCB 5 | SS 21.62 BLOK A IT PARK F1 |  |  |  | C21621 | 2008-06-03 |  | ITEM | ZZZ | 630.000 A | PMU CBJN VCB 5
378053688 | TNB | DISTRIBUTION | WP PUTRAJAYA & CYBERJAYA | Existing | VCBJ/PCE/J21621/MB21623 | 300281715 | 11 kV | CLOSED | VACUUM | PENGGUNA F1 | SS 21.62 BLOK A IT PARK F1 |  |  |  | C21623 | 2008-06-03 |  | ITEM | A1 | 630.000 A | VCB PENGGUNA
378053708 | TNB | DISTRIBUTION | WP PUTRAJAYA & CYBERJAYA | Existing | VCBJ/PCE/J21622/MB21625 | 300281717 | 11 kV | CLOSED | VACUUM | CBJ21644 SS 21.64 (F2) | SS 21.62 BLOK A IT PARK F2 |  |  |  | C21625 | 2008-06-03 |  | ITEM | A1 | 630.000 A | CBJ 21644
378053710 | TNB | DISTRIBUTION | WP PUTRAJAYA & CYBERJAYA | Existing | VCBJ/PCE/J21622/MB21624 | 300281716 | 11 kV | CLOSED | VACUUM | PMU CBJN VCB 6 | SS 21.62 BLOK A IT PARK F2 |  |  |  | C21624 | 2008-06-03 |  | ITEM | ZZZ | 630.000 A | PMU CBJN VCB 6
378053729 | TNB | DISTRIBUTION | WP PUTRAJAYA & CYBERJAYA | Existing | VCBJ/PCE/J21622/MB21626 | 300281718 | 11 kV | CLOSED | VACUUM | PENGGUNA F2 | SS 21.62 BLOK A IT PARK F2 |  |  |  | C21626 | 2008-06-03 |  | ITEM | A1 | 630.000 A | VCB PENGGUNA
378053758 | TNB | DISTRIBUTION | WP PUTRAJAYA & CYBERJAYA | Existing | VCBJ/PCE/J21642/MB21645 | 300281726 | 11 kV | CLOSED | VACUUM | CBJ21664 SS 21.66 (F2) | SS 21.64 BLOK B IT PARK F2 |  |  |  | C21645 | 14/06/2008 |  | EPE | 12A20 | 630.000 A | SS21.66 CBJ21664
378053760 | TNB | DISTRIBUTION | WP PUTRAJAYA & CYBERJAYA | Existing | VCBJ/PCE/J21642/MB21644 | 300281725 | 11 kV | CLOSED | VACUUM | CBJ21625 SS 21.62 (F2) | SS 21.64 BLOK B IT PARK F2 |  |  |  | C21644 | 14/06/2008 |  | EPE | A1 | 630.000 A | SS21.62 CBJ21625
378053779 | TNB | DISTRIBUTION | WP PUTRAJAYA & CYBERJAYA | Existing | VCBJ/PCE/J21642/MB21646 | 300281727 | 11 kV | CLOSED | VACUUM | PENGGUNA F1 | SS 21.64 BLOK B IT PARK F2 |  |  |  | C21646 | 14/06/2008 |  | EPE | 12A20 | 630.000 A | VCB PENGGUNA
378053799 | TNB | DISTRIBUTION | WP PUTRAJAYA & CYBERJAYA | Existing | VCBJ/PCE/J21641/MB21642 | 300281723 | 11 kV | CLOSED | VACUUM | CBJ21661 SS 21.66 (F1) | SS 21.64 BLOK B IT PARK F1 |  |  |  | C21642 | 14/06/2008 |  | EPE | 12A20 | 630.000 A | SS21.66 CBJ21661
378053801 | TNB | DISTRIBUTION | WP PUTRAJAYA & CYBERJAYA | Existing | VCBJ/PCE/J21641/MB21641 | 300281721 | 11 kV | CLOSED | VACUUM | CBJ21622 SS 21.62 (F1) | SS 21.64 BLOK B IT PARK F1 |  |  |  | C21641 | 14/06/2008 |  | EPE | A1 | 630.000 A | CBJ21622
378053820 | TNB | DISTRIBUTION | WP PUTRAJAYA & CYBERJAYA | Existing | VCBJ/PCE/J21641/MB21643 | 300281724 | 11 kV | CLOSED | VACUUM | PENGGUNA F1 | SS 21.64 BLOK B IT PARK F1 |  |  |  | C21643 | 14/06/2008 |  | EPE | 12A20 | 630.000 A | VCB PENGGUNA
378053857 | TNB | DISTRIBUTION | WP PUTRAJAYA & CYBERJAYA | Existing | VCBJ/PCE/J21661/MB21662 | 300281731 | 11 kV | CLOSED | VACUUM | CBJ 21671 SS 21.67 (F1) | SS 21.66 BLOK C IT PARK F1 |  |  |  | C21662 | 28/09/2009 |  | EPE | 12 A 20 | 630.000 A | SS21.67 CBJ21671
378053859 | TNB | DISTRIBUTION | WP PUTRAJAYA & CYBERJAYA | Existing | VCBJ/PCE/J21661/MB21661 | 300281729 | 11 kV | CLOSED | VACUUM | CBJ21642 SS 21.64 (F1) | SS 21.66 BLOK C IT PARK F1 |  |  |  | C21661 | 28/09/2009 |  | EPE | A1 | 630.000 A | SS21.64 CBJ21642
378053878 | TNB | DISTRIBUTION | WP PUTRAJAYA & CYBERJAYA | Existing | VCBJ/PCE/J21661/MB21663 | 300281732 | 11 kV | CLOSED | VACUUM | PENGGUNA F1 | SS 21.66 BLOK C IT PARK F1 |  |  |  | C21663 | 28/09/2009 |  | EPE | 12 A 20 | 630.000 A | VCB PENGGUNA
378053898 | TNB | DISTRIBUTION | WP PUTRAJAYA & CYBERJAYA | Existing | VCBJ/PCE/J21662/MB21665 | 300281734 | 11 kV | CLOSED | VACUUM | CBJ 21674 SS 21.67 (F2) | SS 21.66 BLOK C IT PARK F2 |  |  |  | C21665 | 30/09/2009 |  | EPE | 12 A 20 | 630.000 A | SS 21.67 CBJ 21674
378053900 | TNB | DISTRIBUTION | WP PUTRAJAYA & CYBERJAYA | Existing | VCBJ/PCE/J21662/MB21664 | 300281733 | 11 kV | CLOSED | VACUUM | CBJ21645 SS 21.64 (F2) | SS 21.66 BLOK C IT PARK F2 |  |  |  | C21664 | 30/09/2009 |  | EPE | A1 | 630.000 A | SS21.64 CBJ21645
378053919 | TNB | DISTRIBUTION | WP PUTRAJAYA & CYBERJAYA | Existing | VCBJ/PCE/J21662/MB21666 | 300281735 | 11 kV | CLOSED | VACUUM | PENGGUNA F2 | SS 21.66 BLOK C IT PARK F2 |  |  |  | C21666 | 30/09/2009 |  | EPE | 12 A 20 | 630.000 A | VCB PENGGUNA
378053956 | TNB | DISTRIBUTION | WP PUTRAJAYA & CYBERJAYA | Existing | VCBJ/PCE/J21671/MB21672 | 300288607 | 11 kV | CLOSED | VACUUM | CBJ 21701 PE 21.71 F1 | SS 21.67 BLOK D IT PARK F1 |  |  |  | C21672 | 2009-12-11 |  | ITEM | 8BK88E-A1 | 630.000 A | SS 21.71 CBJ 21711
378053958 | TNB | DISTRIBUTION | WP PUTRAJAYA & CYBERJAYA | Existing | VCBJ/PCE/J21671/MB21671 | 300288606 | 11 kV | CLOSED | VACUUM | CBJ21662 SS 21.66 (F1) | SS 21.67 BLOK D IT PARK F1 |  |  |  | C21671 | 2009-12-11 |  | ITEM | ZZZ | 630.000 A | SS 21.66 CBJ 21662
378053977 | TNB | DISTRIBUTION | WP PUTRAJAYA & CYBERJAYA | Existing | VCBJ/PCE/J21671/MB21673 | 300288608 | 11 kV | CLOSED | VACUUM | PENGGUNA F1 | SS 21.67 BLOK D IT PARK F1 |  |  |  | C21673 | 2009-12-11 |  | ITEM | 8BK88E-A1 | 630.000 A | VCB PENGGUNA
378053997 | TNB | DISTRIBUTION | WP PUTRAJAYA & CYBERJAYA | Existing | VCBJ/PCE/J21672/MB21675 | 300288610 | 11 kV | CLOSED | VACUUM | CBJ 21714 PE 21.71 F2 | SS 21.67 BLOK D IT PARK F2 |  |  |  | C21675 | 2009-12-11 |  | ITEM | 8BK88E-A1 | 630.000 A | SS 21.71 CBJ 21714
378053999 | TNB | DISTRIBUTION | WP PUTRAJAYA & CYBERJAYA | Existing | VCBJ/PCE/J21672/MB21674 | 300288609 | 11 kV | CLOSED | VACUUM | CBJ21665 SS 21.66 (F2) | SS 21.67 BLOK D IT PARK F2 |  |  |  | C21674 | 2009-12-11 |  | ITEM | ZZZ | 630.000 A | SS 21.66 CBJ 21665
378054018 | TNB | DISTRIBUTION | WP PUTRAJAYA & CYBERJAYA | Existing | VCBJ/PCE/J21672/MB21676 | 300288611 | 11 kV | CLOSED | VACUUM | PENGGUNA F2 | SS 21.67 BLOK D IT PARK F2 |  |  |  | C21676 | 2009-12-11 |  | ITEM | 8BK88E-A1 | 630.000 A | VCB PENGGUNA
378054040 | TNB | DISTRIBUTION | WP PUTRAJAYA & CYBERJAYA | Existing | VCBJ/PCE/J21711/MB21703 | 300454490 | 11 kV | CLOSED | VACUUM | TX1-1000KVA | PE 21.71 CAR PARK IT PARK F1 |  |  |  | C21713 |  |  | TAMCO | A1 | 630.000 A | TX1
378054042 | TNB | DISTRIBUTION | WP PUTRAJAYA & CYBERJAYA | Existing | VCBJ/PCE/J21711/MB21701 | 300454487 | 11 kV | CLOSED | VACUUM | CBJ 21672 SS 21.67 (F1) | PE 21.71 CAR PARK IT PARK F1 |  |  |  | C21711 |  |  | TAMCO | A1 | 630.000 A | CBJ21672
378054061 | TNB | DISTRIBUTION | WP PUTRAJAYA & CYBERJAYA | Existing | VCBJ/PCE/J21711/MB21702 | 300454489 | 11 kV | CLOSED | VACUUM | CBJ 21701 SS 21.70 F1 | PE 21.71 CAR PARK IT PARK F1 |  |  |  | C21712 |  |  | TAMCO | A1 | 630.000 A | CBJ21701
378054081 | TNB | DISTRIBUTION | WP PUTRAJAYA & CYBERJAYA | Existing | VCBJ/PCE/J21712/MB21704 | 300454493 | 11 kV | CLOSED | VACUUM | CBJ 21675 SS 21.67 (F2) | PE 21.71 CAR PARK IT PARK F2 |  |  |  | C21714 |  |  | TAMCO | A1 | 630.000 A | CBJ21675
378054083 | TNB | DISTRIBUTION | WP PUTRAJAYA & CYBERJAYA | Existing | VCBJ/PCE/J21712/MB21705 | 300454495 | 11 kV | CLOSED | VACUUM | CBJ21705 SS 21.70 f2 | PE 21.71 CAR PARK IT PARK F2 |  |  |  | C21715 |  |  | TAMCO | A1 | 630.000 A | CBJ21705
378054102 | TNB | DISTRIBUTION | WP PUTRAJAYA & CYBERJAYA | Existing | VCBJ/PCE/J21712/MB21706 | 300454496 | 11 kV | CLOSED | VACUUM | TX2-1000KVA | PE 21.71 CAR PARK IT PARK F2 |  |  |  | C21716 |  |  | TAMCO | A1 | 630.000 A | TX2
378054133 | TNB | DISTRIBUTION | WP PUTRAJAYA & CYBERJAYA | Existing | VCBJ/PCE/J21701/MB21701 | 300288146 | 11 kV | CLOSED | VACUUM | CBJ 21702 PE 21.71 F1 | SS 21.70 - IT PARK BLOK I & J F1 |  |  |  | C21701 | 23/12/2010 |  | TAMCO | A1 | 630.000 A | CBJ 21712
378054135 | TNB | DISTRIBUTION | WP PUTRAJAYA & CYBERJAYA | Existing | VCBJ/PCE/J21701/MB21702 | 300288147 | 11 kV | CLOSED | VACUUM |  | SS 21.70 - IT PARK BLOK I & J F1 |  |  |  | C21702 | 23/12/2010 |  | TAMCO | A1 | 630.000 A | PPU CJ6 VCB 18
378054154 | TNB | DISTRIBUTION | WP PUTRAJAYA & CYBERJAYA | Existing | VCBJ/PCE/J21701/MB21703 | 300288148 | 11 kV | CLOSED | VACUUM | PENGGUNA F1 | SS 21.70 - IT PARK BLOK I & J F1 |  |  |  | C21703 | 23/12/2010 |  | TAMCO | A1 | 630.000 A | VCB PENGGUNA
378054174 | TNB | DISTRIBUTION | WP PUTRAJAYA & CYBERJAYA | Existing | VCBJ/PCE/J21702/MB21705 | 300288150 | 11 kV | CLOSED | VACUUM | CBJ 21715 PE 21.71 F2 | SS 21.70 - IT PARK BLOK I & J F2 |  |  |  | C21705 | 23/12/2010 |  | TAMCO | A1 | 630.000 A | CBJ 21715
378054176 | TNB | DISTRIBUTION | WP PUTRAJAYA & CYBERJAYA | Existing | VCBJ/PCE/J21702/MB21706 | 300288151 | 11 kV | CLOSED | VACUUM | PPU CBJ 6: VCB 17 | SS 21.70 - IT PARK BLOK I & J F2 |  |  |  | C21706 | 23/12/2010 |  | TAMCO | A1 | 630.000 A | PPU CJ6 VBC 17
378054195 | TNB | DISTRIBUTION | WP PUTRAJAYA & CYBERJAYA | Existing | VCBJ/PCE/J21702/MB21704 | 300288149 | 11 kV | CLOSED | VACUUM | PENGGUNA F2 | SS 21.70 - IT PARK BLOK I & J F2 |  |  |  | CBJ21704 | 23/12/2010 |  | TAMCO | A1 | 630.000 A | VCB PENGGUNA
378054313 | TNB | DISTRIBUTION | WP PUTRAJAYA & CYBERJAYA | Existing | VCBJ/PCE/J21561/MB21561 | 300281706 | 11 kV | CLOSED | VACUUM |  | SS 21.56 MEASAT ASTRO F1 |  |  |  | C21561 | 23/08/2005 |  | EPE | A1 | 630.000 A | PE21.10 CBJ21102
378054315 | TNB | DISTRIBUTION | WP PUTRAJAYA & CYBERJAYA | Existing | VCBJ/PCE/J21561/MB21563 | 300281708 | 11 kV | CLOSED | VACUUM | PENGGUNA F1 | SS 21.56 MEASAT ASTRO F1 |  |  |  | C21563 | 23/08/2005 |  | EPE | A1 | 630.000 A | PENGGUNA F1
378054334 | TNB | DISTRIBUTION | WP PUTRAJAYA & CYBERJAYA | Existing | VCBJ/PCE/J21561/MB21562 | 300281707 | 11 kV | CLOSED | VACUUM |  | SS 21.56 MEASAT ASTRO F1 |  |  |  | C21562 | 23/08/2005 |  | EPE | A1 | 630.000 A | PE21.15 CBJ21151
378054354 | TNB | DISTRIBUTION | WP PUTRAJAYA & CYBERJAYA | Existing | VCBJ/PCE/J21562/MB21565 | 300281710 | 11 kV | CLOSED | VACUUM |  | SS 21.56 MEASAT ASTRO F2 |  |  |  | C21565 | 23/08/2005 |  | EPE | A1 | 630.000 A | PE21.15 CBJ21154
378054356 | TNB | DISTRIBUTION | WP PUTRAJAYA & CYBERJAYA | Existing | VCBJ/PCE/J21562/MB21564 | 300281709 | 11 kV | CLOSED | VACUUM |  | SS 21.56 MEASAT ASTRO F2 |  |  |  | C21564 | 23/08/2005 |  | EPE | A1 | 630.000 A | PE21.54 CBJ21545
378054375 | TNB | DISTRIBUTION | WP PUTRAJAYA & CYBERJAYA | Existing | VCBJ/PCE/J21562/MB21566 | 300281711 | 11 kV | CLOSED | VACUUM | PENGGUNA F2 | SS 21.56 MEASAT ASTRO F2 |  |  |  | C21566 | 23/08/2005 |  | EPE | A1 | 630.000 A | PENGGUNA F2
378056354 | TNB | DISTRIBUTION | WP PUTRAJAYA & CYBERJAYA | Existing | VCBJ/PCE/J23241/MB3 | 310370863 | 11 kV | CLOSED | VACUUM | PENGGUNA HT | SS 23.24 SOLTICE |  |  |  | C23243 |  |  | TAMCO |  | 630.000 A
378056356 | TNB | DISTRIBUTION | WP PUTRAJAYA & CYBERJAYA | Existing | VCBJ/PCE/J23241/MB1 | 310370861 | 11 kV | CLOSED | VACUUM | CBJ23241 | SS 23.24 SOLTICE |  |  |  | C23241 |  |  | TAMCO | A1 | 630.000 A | CBJ23182
378056375 | TNB | DISTRIBUTION | WP PUTRAJAYA & CYBERJAYA | Existing | VCBJ/PCE/J23241/MB4 | 310370864 | 11 kV | CLOSED | VACUUM | PENGGUNA HT | SS 23.24 SOLTICE |  |  |  | C23244 |  |  | TAMCO | A1 | 630.000 A
378056380 | TNB | DISTRIBUTION | WP PUTRAJAYA & CYBERJAYA | Existing | VCBJ/PCE/J23241/MB2 | 310370862 | 11 kV | CLOSED | VACUUM | CBJ23242 | SS 23.24 SOLTICE |  |  |  | C23242 |  |  | TAMCO | A1 | 630.000 A | CBJ25281
378056532 | TNB | DISTRIBUTION | WP PUTRAJAYA & CYBERJAYA | Existing | VCBJ/PCE/J00108/MB23251 | 310359120 | 11 kV | CLOSED | VACUUM | CBJ23251 | SS 23.25 MUTIARA VILLE 4 |  |  |  | C23251 |  |  | TAMCO | A1 | 630.000 A | CBJ23155
378056534 | TNB | DISTRIBUTION | WP PUTRAJAYA & CYBERJAYA | Existing | VCBJ/PCE/J00108/MB23253 | 310359122 | 11 kV | CLOSED | VACUUM | PENGGUNA HT | SS 23.25 MUTIARA VILLE 4 |  |  |  | C23253 |  |  | TAMCO |  | 630.000 A | LANDLORD
378056553 | TNB | DISTRIBUTION | WP PUTRAJAYA & CYBERJAYA | Existing | VCBJ/PCE/J00108/MB23252 | 310359121 | 11 kV | CLOSED | VACUUM | CBJ23252 | SS 23.25 MUTIARA VILLE 4 |  |  |  | C23252 |  |  | TAMCO |  | 630.000 A | CBJ23171
378056558 | TNB | DISTRIBUTION | WP PUTRAJAYA & CYBERJAYA | Existing | VCBJ/PCE/J00108/MB23254 | 310359123 | 11 kV | CLOSED | VACUUM | PENGGUNA HT | SS 23.25 MUTIARA VILLE 4 |  |  |  | C23254 |  |  | TAMCO |  | 630.000 A | TENANT
378056581 | TNB | DISTRIBUTION | WP PUTRAJAYA & CYBERJAYA | Existing | VCBJ/PCE/J23151/MB23152 | 310312948 | 11 kV | CLOSED | VACUUM | PENGGUNA F1 | SS 23.15 MUTIARA VILLE 3 F1 |  |  |  | C23152 |  |  | EPE |  | 630.000 A | SPARE
378056583 | TNB | DISTRIBUTION | WP PUTRAJAYA & CYBERJAYA | Existing | VCBJ/PCE/J23151/MB 23151 | 310312947 | 11 kV | CLOSED | VACUUM | CBJ23251 SS 23.25 | SS 23.15 MUTIARA VILLE 3 F1 |  |  |  | C23151 |  |  | EPE | VFT-12-106 | 630.000 A | OUTDOOR TMN SAINS J39962
378056608 | TNB | DISTRIBUTION | WP PUTRAJAYA & CYBERJAYA | Existing | VCBJ/PCE/J23151/MB23153 | 310312949 | 11 kV | CLOSED | VACUUM | PENGGUNA F2 | SS 23.15 MUTIARA VILLE 3 F1 |  |  |  | C23153 |  |  | EPE |  | 630.000 A | PENGGUNA 1
378056636 | TNB | DISTRIBUTION | WP PUTRAJAYA & CYBERJAYA | Existing |  |  | 11 kV | OPEN | VACUUM | J39962 PE TMN SAINS SELANGOR | SS 23.15 MUTIARA VILLE 3 F1 | [6 empty] | EPE | VFT-12-106 | 630.000 A
378059113 | TNB | DISTRIBUTION | WP PUTRAJAYA & CYBERJAYA | Existing | VPTJ/PCE/J02211/MB02211 | 300281427 | 11 kV | CLOSED | VACUUM | PTJ02211 | PE 2.21 S/Tenaga (F1) |  |  |  | P02211 | 16/09/2009 |  | EPE | U0702001AA | 630.000 A | PPU PJ17 VCB 7
378059137 | TNB | DISTRIBUTION | WP PUTRAJAYA & CYBERJAYA | Existing | VPTJ/PCE/J02211/MB02212 | 300281428 | 11 kV | CLOSED | VACUUM | PTJ02212 | PE 2.21 S/Tenaga (F1) |  |  |  | P02212 | 16/09/2009 |  | EPE | A1 | 630.000 A | PE2.15 PTJ02151
378059138 | TNB | DISTRIBUTION | WP PUTRAJAYA & CYBERJAYA | Existing | VPTJ/PCE/J02211/MB02213 | 300281429 | 11 kV | CLOSED | VACUUM | PTJ02213 | PE 2.21 S/Tenaga (F1) |  |  |  | P02213 | 16/09/2009 |  | EPE | A1 | 630.000 A | TX.1
378059234 | TNB | DISTRIBUTION | WP PUTRAJAYA & CYBERJAYA | Existing | VPTJ/PCE/J02212/MB02214 | 300281432 | 11 kV | CLOSED | VACUUM | PTJ02214 | PE 2.21 S/Tenaga (F2) |  |  |  | P02214 | 16/09/2009 |  | EPE | U0702001AA | 630.000 A | PPU PJ17 VCB 8
378059258 | TNB | DISTRIBUTION | WP PUTRAJAYA & CYBERJAYA | Existing | VPTJ/PCE/J02212/MB02215 | 300281430 | 11 kV | CLOSED | VACUUM | PTJ02215 | PE 2.21 S/Tenaga (F2) |  |  |  | P02215 | 16/09/2009 |  | EPE | A1 | 630.000 A | PE2.15 PTJ02155
378059259 | TNB | DISTRIBUTION | WP PUTRAJAYA & CYBERJAYA | Existing | VPTJ/PCE/J02212/MB02216 | 300281431 | 11 kV | CLOSED | VACUUM | PTJ02216 | PE 2.21 S/Tenaga (F2) |  |  |  | P02216 | 16/09/2009 |  | EPE | A1 | 630.000 A | TX.1
378059359 | TNB | DISTRIBUTION | WP PUTRAJAYA & CYBERJAYA | Existing | VPTJ/PCE/J02151/MB02152 | 300281883 | 11 kV | CLOSED | VACUUM | PTJ02152 | PE 2.15 2G4 (F1) |  |  |  | P02152 | 2003-12-07 |  | EPE | VFT-12 | 630.000 A | PTJ 2141
378059383 | TNB | DISTRIBUTION | WP PUTRAJAYA & CYBERJAYA | Existing | VPTJ/PCE/J02151/MB02153 | 300281884 | 11 kV | CLOSED | VACUUM | PTJ02153 | PE 2.15 2G4 (F1) |  |  |  | P02153 | 2003-12-07 |  | EPE | VFT-12 | 630.000 A | PENGGUNA F1
378059384 | TNB | DISTRIBUTION | WP PUTRAJAYA & CYBERJAYA | Existing | VPTJ/PCE/J02151/MB02154 | 300281885 | 11 kV | CLOSED | VACUUM | PTJ02154 | PE 2.15 2G4 (F1) |  |  |  | P02154 | 2003-12-07 |  | EPE | VFT-12 | 630.000 A | TX 1 500 KVA
378059386 | TNB | DISTRIBUTION | WP PUTRAJAYA & CYBERJAYA | Existing | VPTJ/PCE/J02151/MB02151 | 300281882 | 11 kV | CLOSED | VACUUM | PTJ02151 | PE 2.15 2G4 (F1) |  |  |  | P02151 | 2003-12-07 |  | EPE | VFT-12 | 630.000 A | PPU PJ 17 VCB 7
378059478 | TNB | DISTRIBUTION | WP PUTRAJAYA & CYBERJAYA | Existing | VPTJ/PCE/J02152/MB02155 | 300281886 | 11 kV | CLOSED | VACUUM |  | PE 2.15 2G4 (F2) |  |  |  | P02155 | 2003-12-07 |  | EPE | VFT-12 | 630.000 A | PPU PJ 17 VCB 8
378059480 | TNB | DISTRIBUTION | WP PUTRAJAYA & CYBERJAYA | Existing | VPTJ/PCE/J02152/MB02156 | 300281887 | 11 kV | CLOSED | VACUUM |  | PE 2.15 2G4 (F2) |  |  |  | P02156 | 2003-12-07 |  | EPE | VFT-12 | 630.000 A | PTJ 2144
378059504 | TNB | DISTRIBUTION | WP PUTRAJAYA & CYBERJAYA | Existing | VPTJ/PCE/J02152/MB02157 | 300281888 | 11 kV | CLOSED | VACUUM |  | PE 2.15 2G4 (F2) |  |  |  | P02157 | 2003-12-07 |  | EPE | VFT-12 | 630.000 A | PENGGUNA F2
378059519 | TNB | DISTRIBUTION | WP PUTRAJAYA & CYBERJAYA | Existing | VPTJ/PCE/J02141/MB02141 | 300281876 | 11 kV | CLOSED | VACUUM | PTJ02141 | SS 2.14 2G3 (F1) |  |  |  | P02141 | 2003-12-07 |  | TAMCO | VK 10J 25H | 630.000 A | PTJ 2152
378059521 | TNB | DISTRIBUTION | WP PUTRAJAYA & CYBERJAYA | Existing | VPTJ/PCE/J02141/MB02142 | 300281877 | 11 kV | CLOSED | VACUUM | PTJ02142 | SS 2.14 2G3 (F1) |  |  |  | P02142 | 2003-12-07 |  | TAMCO | VK 10J 25H | 630.000 A | SS 2.13 PTJ 02131
378059545 | TNB | DISTRIBUTION | WP PUTRAJAYA & CYBERJAYA | Existing | VPTJ/PCE/J02141/MB02143 | 300281878 | 11 kV | CLOSED | VACUUM | PTJ02143 | SS 2.14 2G3 (F1) |  |  |  | P02143 | 2003-12-07 |  | TAMCO | VK 10J 25H | 630.000 A | PENGGUNA F1
378059560 | TNB | DISTRIBUTION | WP PUTRAJAYA & CYBERJAYA | Existing | VPTJ/PCE/J02142/MB02144 | 300281879 | 11 kV | CLOSED | VACUUM | PTJ02144 | SS 2.14 2G3 (F2) |  |  |  | P02144 | 2003-12-07 |  | TAMCO | VK 10J 25H | 630.000 A | PTJ 2156
378059562 | TNB | DISTRIBUTION | WP PUTRAJAYA & CYBERJAYA | Existing | VPTJ/PCE/J02142/MB02145 | 300281880 | 11 kV | CLOSED | VACUUM | PTJ02145 | SS 2.14 2G3 (F2) |  |  |  | P02145 | 2003-12-07 |  | TAMCO | VK 10J 25H | 630.000 A | PTJ 2134
378059586 | TNB | DISTRIBUTION | WP PUTRAJAYA & CYBERJAYA | Existing | VPTJ/PCE/J02142/MB02146 | 300281881 | 11 kV | CLOSED | VACUUM | PTJ02146 | SS 2.14 2G3 (F2) |  |  |  | P02146 | 2003-12-07 |  | TAMCO | VK 10J 25H | 630.000 A | PENGGUNA F2
378059608 | TNB | DISTRIBUTION | WP PUTRAJAYA & CYBERJAYA | Existing | VPTJ/PCE/J02131/MB02131 | 300281393 | 11 kV | CLOSED | VACUUM | PTJ02131 | SS 2.13 2G6 (F1) |  |  |  | P02131 | 2003-12-04 |  | EPE | 12 A 20 | 630.000 A | SS2.14 PTJ02142
378059610 | TNB | DISTRIBUTION | WP PUTRAJAYA & CYBERJAYA | Existing | VPTJ/PCE/J02131/MB02132 | 300281394 | 11 kV | CLOSED | VACUUM | PTJ02132 | SS 2.13 2G6 (F1) |  |  |  | P02132 | 2003-12-04 |  | EPE | 12 A 20 | 630.000 A | PE2.12 PTJ02121
378059634 | TNB | DISTRIBUTION | WP PUTRAJAYA & CYBERJAYA | Existing | VPTJ/PCE/J02131/MB02133 | 300281395 | 11 kV | CLOSED | VACUUM | PTJ02133 | SS 2.13 2G6 (F1) |  |  |  | P02133 | 2003-12-04 |  | EPE | 12 A 20 | 630.000 A | PENGGUNA 1
378059649 | TNB | DISTRIBUTION | WP PUTRAJAYA & CYBERJAYA | Existing | VPTJ/PCE/J02132/MB02134 | 300281396 | 11 kV | CLOSED | VACUUM | PTJ02134 | SS 2.13 2G6 (F2) |  |  |  | P02134 | 2003-12-04 |  | EPE | 12 A 20 | 630.000 A | SS2.14 PTJ02145
378059651 | TNB | DISTRIBUTION | WP PUTRAJAYA & CYBERJAYA | Existing | VPTJ/PCE/J02132/MB02135 | 300281397 | 11 kV | CLOSED | VACUUM | PTJ02135 | SS 2.13 2G6 (F2) |  |  |  | P02135 | 2003-12-04 |  | EPE | 12 A 20 | 630.000 A | PE2.12 PTJ02125
378059675 | TNB | DISTRIBUTION | WP PUTRAJAYA & CYBERJAYA | Existing | VPTJ/PCE/J02132/MB02136 | 300281398 | 11 kV | CLOSED | VACUUM | PTJ02136 | SS 2.13 2G6 (F2) |  |  |  | P02136 | 2003-12-04 |  | EPE | 12 A 20 | 630.000 A | PENGGUNA F2
378059707 | TNB | DISTRIBUTION | WP PUTRAJAYA & CYBERJAYA | Existing | VPTJ/PCE/J02121/MB02122 | 300281387 | 11 kV | CLOSED | VACUUM | PTJ02122 | PE 2.12 2G5 (F1) |  |  |  | P02122 | 2003-01-04 |  | EPE | 12 A 20 | 630.000 A | SS3.09 PTJ03092
378059731 | TNB | DISTRIBUTION | WP PUTRAJAYA & CYBERJAYA | Existing | VPTJ/PCE/J02121/MB02123 | 300281388 | 11 kV | CLOSED | VACUUM | PTJ02123 | PE 2.12 2G5 (F1) |  |  |  | P02123 | 2003-01-04 |  | EPE | 12 A 20 | 630.000 A | PENGGUNA F1
378059732 | TNB | DISTRIBUTION | WP PUTRAJAYA & CYBERJAYA | Existing | VPTJ/PCE/J02121/MB02124 | 300281389 | 11 kV | CLOSED | VACUUM | PTJ02124 | PE 2.12 2G5 (F1) |  |  |  | P02124 | 2003-01-04 |  | EPE | HI CLAD 12A20 | 630.000 A | TX
378059734 | TNB | DISTRIBUTION | WP PUTRAJAYA & CYBERJAYA | Existing | VPTJ/PCE/J02121/MB02121 | 300281386 | 11 kV | OPEN | VACUUM | PTJ02121 | PE 2.12 2G5 (F1) |  |  |  | P02121 | 2003-01-04 |  | EPE | HI CLAD 12A20 | 630.000 A | SS2.13 PTJ02132
378059817 | TNB | DISTRIBUTION | WP PUTRAJAYA & CYBERJAYA | Existing | VPTJ/PCE/J02122/MB02125 | 300281390 | 11 kV | OPEN | VACUUM |  | PE 2.12 2G5 (F2) |  |  |  | P02125 | 2003-01-04 |  | EPE | 12 A 20 | 630.000 A | SS2.13 PTJ02135
378059819 | TNB | DISTRIBUTION | WP PUTRAJAYA & CYBERJAYA | Existing | VPTJ/PCE/J02122/MB02126 | 300281391 | 11 kV | CLOSED | VACUUM |  | PE 2.12 2G5 (F2) |  |  |  | P02126 | 2003-01-04 |  | EPE | 12 A 20 | 630.000 A | SS3.09 PTJ03095
378059843 | TNB | DISTRIBUTION | WP PUTRAJAYA & CYBERJAYA | Existing | VPTJ/PCE/J02122/MB02127 | 300281392 | 11 kV | CLOSED | VACUUM |  | PE 2.12 2G5 (F2) |  |  |  | P02127 | 2003-01-04 |  | EPE | 12 A 20 | 630.000 A | PENGGUNA F2
378059886 | TNB | DISTRIBUTION | WP PUTRAJAYA & CYBERJAYA | Existing | VPTJ/PCE/J03092/MB03091 | 300453488 | 11 kV | CLOSED | VACUUM | PTJ03094 | PE 3.09 3C5 (F2) |  |  |  | P03094 |  |  | ITEM | 8BK | 630.000 A | SS3.07 PTJ03075
378059888 | TNB | DISTRIBUTION | WP PUTRAJAYA & CYBERJAYA | Existing | VPTJ/PCE/J03092/MB03092 | 300453489 | 11 kV | CLOSED | VACUUM | PTJ03095 | PE 3.09 3C5 (F2) |  |  |  | P03095 |  |  | ITEM | 8BK88EA1 | 630.000 A | PE2.12 PTJ02126
378059912 | TNB | DISTRIBUTION | WP PUTRAJAYA & CYBERJAYA | Existing | VPTJ/PCE/J03092/MB03093 | 300453490 | 11 kV | CLOSED | VACUUM | PTJ03096 | PE 3.09 3C5 (F2) |  |  |  | P03096 |  |  | ITEM | 8BK88EA1 | 630.000 A | PENGGUNA 2
378059927 | TNB | DISTRIBUTION | WP PUTRAJAYA & CYBERJAYA | Existing | VPTJ/PCE/J03091/MB03091 | 300453485 | 11 kV | CLOSED | VACUUM | PTJ03091 | SS 3.09 3C5 (F1) |  |  |  | P03091 |  |  | ITEM | 8BK | 630.000 A | SS3.07 PTJ03072
378059929 | TNB | DISTRIBUTION | WP PUTRAJAYA & CYBERJAYA | Existing | VPTJ/PCE/J03091/MB03092 | 300453486 | 11 kV | CLOSED | VACUUM | PTJ03092 | SS 3.09 3C5 (F1) |  |  |  | P03092 |  |  | ITEM | 8BK88EA1 | 630.000 A | PE2.12 PTJ02122
378059953 | TNB | DISTRIBUTION | WP PUTRAJAYA & CYBERJAYA | Existing | VPTJ/PCE/J03091/MB03093 | 300453487 | 11 kV | CLOSED | VACUUM | PTJ03093 | SS 3.09 3C5 (F1) |  |  |  | P03093 |  |  | ITEM | 8BK88EA1 | 630.000 A | PENGGUNA 1
378059972 | TNB | DISTRIBUTION | WP PUTRAJAYA & CYBERJAYA | Existing | VPTJ/PCE/J03071/MB03071 | 300281491 | 11 kV | CLOSED | VACUUM |  | SS 3.07 3C6 (F1) |  |  |  | P03071 | 18/08/2009 |  | EPE | NA | 630.000 A | SS3.03 PTJ03032
378059974 | TNB | DISTRIBUTION | WP PUTRAJAYA & CYBERJAYA | Existing | VPTJ/PCE/J03071/MB03072 | 300281492 | 11 kV | CLOSED | VACUUM |  | SS 3.07 3C6 (F1) |  |  |  | P03072 | 18/08/2009 |  | EPE | NA | 630.000 A | PE 3.09 PTJ03091
378059998 | TNB | DISTRIBUTION | WP PUTRAJAYA & CYBERJAYA | Existing | VPTJ/PCE/J03071/MB03073 | 300281493 | 11 kV | CLOSED | VACUUM |  | SS 3.07 3C6 (F1) |  |  |  | P03073 | 18/08/2009 |  | EPE | NA | 630.000 A | PENGGUNA F1
378060013 | TNB | DISTRIBUTION | WP PUTRAJAYA & CYBERJAYA | Existing | VPTJ/PCE/J03072/MB03074 | 300281494 | 11 kV | CLOSED | VACUUM |  | SS 3.07 3C6 (F2) |  |  |  | P03074 | 19/08/2009 |  | EPE | NA | 630.000 A | SS3.03 PTJ03035
378060015 | TNB | DISTRIBUTION | WP PUTRAJAYA & CYBERJAYA | Existing | VPTJ/PCE/J03072/MB03075 | 300281495 | 11 kV | CLOSED | VACUUM |  | SS 3.07 3C6 (F2) |  |  |  | P03075 | 19/08/2009 |  | EPE | NA | 630.000 A | PE3.09 PTJ03094
378060039 | TNB | DISTRIBUTION | WP PUTRAJAYA & CYBERJAYA | Existing | VPTJ/PCE/J03072/MB03076 | 300281496 | 11 kV | CLOSED | VACUUM |  | SS 3.07 3C6 (F2) |  |  |  | P03076 | 19/08/2009 |  | EPE | NA | 630.000 A | PENGGUNA F2
378060117 | TNB | DISTRIBUTION | WP PUTRAJAYA & CYBERJAYA | Existing | VPTJ/PCE/J03081/MB03081 | 300454455 | 11 kV | CLOSED | VACUUM | PTJ03081 | SS 3.08 3C7 (F1) |  |  |  | P03081 |  |  | TAMCO | TYPE A1 | 630.000 A | PPU PTJ 17 VCB 9
378060119 | TNB | DISTRIBUTION | WP PUTRAJAYA & CYBERJAYA | Existing | VPTJ/PCE/J03081/MB03082 | 300454456 | 11 kV | CLOSED | VACUUM | PTJ03082 | SS 3.08 3C7 (F1) |  |  |  | P03082 |  |  | TAMCO | A1 | 630.000 A | SS 3.04 PTJ 03041
378060143 | TNB | DISTRIBUTION | WP PUTRAJAYA & CYBERJAYA | Existing | VPTJ/PCE/J03081/MB03083 | 300454457 | 11 kV | CLOSED | VACUUM | PTJ03083 | SS 3.08 3C7 (F1) |  |  |  | P03083 |  |  | TAMCO | A1 | 630.000 A | VCB PENGGUNA 1
378060158 | TNB | DISTRIBUTION | WP PUTRAJAYA & CYBERJAYA | Existing | VPTJ/PCE/J03082/MB03081 | 300454458 | 11 kV | CLOSED | VACUUM | PTJ03084 | SS 3.08 3C7 (F2) |  |  |  | P03084 |  |  | TAMCO | TYPE A1 | 630.000 A | PPU PTJ 17 VCB 10
378060160 | TNB | DISTRIBUTION | WP PUTRAJAYA & CYBERJAYA | Existing | VPTJ/PCE/J03082/MB03082 | 300454459 | 11 kV | CLOSED | VACUUM | PTJ03085 | SS 3.08 3C7 (F2) |  |  |  | P03085 |  |  | TAMCO | A1 | 630.000 A | SS 3.04 PTJ 03044
378060184 | TNB | DISTRIBUTION | WP PUTRAJAYA & CYBERJAYA | Existing | VPTJ/PCE/J03082/MB03083 | 300454460 | 11 kV | CLOSED | VACUUM | PTJ03086 | SS 3.08 3C7 (F2) |  |  |  | P03086 |  |  | TAMCO | A1 | 630.000 A | VCB PENGGUNA 2
378060215 | TNB | DISTRIBUTION | WP PUTRAJAYA & CYBERJAYA | Existing | VPTJ/PCE/J03041/MB03041 | 300281447 | 11 kV | CLOSED | VACUUM |  | SS 3.04 3G3 (F1) |  |  |  | P03041 | 15/07/2003 |  | TAMCO | TYPE A1 | 630.000 A | SS 3.08 PTJ03082
378060217 | TNB | DISTRIBUTION | WP PUTRAJAYA & CYBERJAYA | Existing | VPTJ/PCE/J03041/MB03042 | 300281448 | 11 kV | CLOSED | VACUUM |  | SS 3.04 3G3 (F1) |  |  |  | P03042 | 15/07/2003 |  | TAMCO | NA | 630.000 A | SS4.04 PTJ04041
378060241 | TNB | DISTRIBUTION | WP PUTRAJAYA & CYBERJAYA | Existing | VPTJ/PCE/J03041/MB03043 | 300281449 | 11 kV | CLOSED | VACUUM |  | SS 3.04 3G3 (F1) |  |  |  | P03043 | 15/07/2003 |  | TAMCO | NA | 630.000 A | PENGGUNA F1
378060256 | TNB | DISTRIBUTION | WP PUTRAJAYA & CYBERJAYA | Existing | VPTJ/PCE/J03042/MB03044 | 300281450 | 11 kV | CLOSED | VACUUM |  | SS 3.04 3G3 (F2) |  |  |  | P03044 | 15/07/2003 |  | TAMCO | TYPE A1 | 630.000 A | SS 3.08 PTJ03085
378060258 | TNB | DISTRIBUTION | WP PUTRAJAYA & CYBERJAYA | Existing | VPTJ/PCE/J03042/MB03045 | 300281451 | 11 kV | CLOSED | VACUUM |  | SS 3.04 3G3 (F2) |  |  |  | P03045 | 15/07/2003 |  | TAMCO | A1 | 630.000 A | SS4.04 PTJ04044
378060282 | TNB | DISTRIBUTION | WP PUTRAJAYA & CYBERJAYA | Existing | VPTJ/PCE/J03042/MB03046 | 300281452 | 11 kV | CLOSED | VACUUM |  | SS 3.04 3G3 (F2) |  |  |  | P03046 | 15/07/2003 |  | TAMCO | A1 | 630.000 A | PENGGUNA F2
378060327 | TNB | DISTRIBUTION | WP PUTRAJAYA & CYBERJAYA | Existing | VPTJ/PCE/J04041/MB04041 | 300281528 | 11 kV | CLOSED | VACUUM | PTJ04041 | SS 4.04 4G4 (F1) |  |  |  | P04041 | 18/12/2003 |  | TAMCO | A1 | 630.000 A | SS3.04 PTJ03042
378060329 | TNB | DISTRIBUTION | WP PUTRAJAYA & CYBERJAYA | Existing | VPTJ/PCE/J04041/MB04042 | 300281529 | 11 kV | CLOSED | VACUUM | PTJ04042 | SS 4.04 4G4 (F1) |  |  |  | P04042 | 18/12/2003 |  | TAMCO | A1 | 630.000 A | PE4.20 PTJ04202
378060353 | TNB | DISTRIBUTION | WP PUTRAJAYA & CYBERJAYA | Existing | VPTJ/PCE/J04041/MB04043 | 300281530 | 11 kV | CLOSED | VACUUM | PTJ04043 | SS 4.04 4G4 (F1) |  |  |  | P04043 | 18/12/2003 |  | TAMCO | A1 | 630.000 A | PENGGUNA F1
378060368 | TNB | DISTRIBUTION | WP PUTRAJAYA & CYBERJAYA | Existing | VPTJ/PCE/J04042/MB04045 | 300281532 | 11 kV | CLOSED | VACUUM | PTJ04045 | SS 4.04 4G4 (F2) |  |  |  | P04045 | 18/12/2003 |  | TAMCO | VK 10J 25H | 630.000 A | SS 4.20 PTJ04204
378060370 | TNB | DISTRIBUTION | WP PUTRAJAYA & CYBERJAYA | Existing | VPTJ/PCE/J04042/MB04046 | 300281533 | 11 kV | OPEN | VACUUM | PTJ04046 | SS 4.04 4G4 (F2) |  |  |  | P04046 | 18/12/2003 |  | TAMCO | VK 10J 25H | 630.000 A | PENGGUNA
378060389 | TNB | DISTRIBUTION | WP PUTRAJAYA & CYBERJAYA | Existing | VPTJ/PCE/J04042/MB04044 | 300281531 | 11 kV | CLOSED | VACUUM | PTJ04044 | SS 4.04 4G4 (F2) |  |  |  | P04044 | 18/12/2003 |  | TAMCO | A1 | 630.000 A | SS 3.04 PTJ03045
378060394 | TNB | DISTRIBUTION | WP PUTRAJAYA & CYBERJAYA | Existing | VPTJ/PCE/J04042/MB04047 | 300281534 | 11 kV | CLOSED | VACUUM | PTJ04047 | SS 4.04 4G4 (F2) |  |  |  | P04047 | 18/12/2003 |  | TAMCO | NA | 630.000 A | PENGGUNA F2
378060446 | TNB | DISTRIBUTION | WP PUTRAJAYA & CYBERJAYA | Existing | VPTJ/PCE/J04201/MB04201 | 300453004 | 11 kV | CLOSED | VACUUM | PTJ04201 | SS 4.20 4U2 GDC (F1) |  |  |  | P04201 |  |  | TAMCO | VK 10J 20H | 630.000 A | SS 4.04 PTJ04042
378060448 | TNB | DISTRIBUTION | WP PUTRAJAYA & CYBERJAYA | Existing | VPTJ/PCE/J04201/MB04202 | 300453005 | 11 kV | CLOSED | VACUUM | PTJ04202 | SS 4.20 4U2 GDC (F1) |  |  |  | P04202 |  |  | TAMCO | VK 10J 20H | 630.000 A | SS 4.01 PTJ04011
378060472 | TNB | DISTRIBUTION | WP PUTRAJAYA & CYBERJAYA | Existing | VPTJ/PCE/J04201/MB04203 | 300453006 | 11 kV | CLOSED | VACUUM | PTJ04203 | SS 4.20 4U2 GDC (F1) |  |  |  | P04203 |  |  | TAMCO | VK 10J 20H | 630.000 A | PENGGUNA 1
378060487 | TNB | DISTRIBUTION | WP PUTRAJAYA & CYBERJAYA | Existing | VPTJ/PCE/J04202/MB04204 | 300453007 | 11 kV | CLOSED | VACUUM | PTJ04204 | SS 4.20 4U2 GDC (F2) |  |  |  | P04204 |  |  | TAMCO | VK 10J 20H | 630.000 A | SS 4.04 PTJ04045
378060489 | TNB | DISTRIBUTION | WP PUTRAJAYA & CYBERJAYA | Existing | VPTJ/PCE/J04202/MB04205 | 300453008 | 11 kV | CLOSED | VACUUM | PTJ04205 | SS 4.20 4U2 GDC (F2) |  |  |  | P04205 |  |  | TAMCO | VK 10J 20H | 630.000 A | SS 4.01 PTJ04011\5
378060513 | TNB | DISTRIBUTION | WP PUTRAJAYA & CYBERJAYA | Existing | VPTJ/PCE/J04202/MB04206 | 300453010 | 11 kV | CLOSED | VACUUM | PTJ04206 | SS 4.20 4U2 GDC (F2) |  |  |  | P04206 |  |  | TAMCO | VK 10J 20H | 630.000 A | PENGGUNA 2
378060549 | TNB | DISTRIBUTION | WP PUTRAJAYA & CYBERJAYA | Existing | VPTJ/PCE/J04012/MB04016 | 300281503 | 11 kV | CLOSED | VACUUM | PTJ04016 | PE 4.01 4G3 (F2) |  |  |  | P04016 | 18/12/2003 |  | TAMCO | NA | 630.000 A | SS3.06 PTJ03064
378060551 | TNB | DISTRIBUTION | WP PUTRAJAYA & CYBERJAYA | Existing | VPTJ/PCE/J04012/MB04017 | 300281504 | 11 kV | CLOSED | VACUUM | PTJ04017 | PE 4.01 4G3 (F2) |  |  |  | P04017 | 18/12/2003 |  | TAMCO | NA | 630.000 A | PENGGUNA F2
378060570 | TNB | DISTRIBUTION | WP PUTRAJAYA & CYBERJAYA | Existing | VPTJ/PCE/J04012/MB04015 | 300281502 | 11 kV | OPEN | VACUUM | PTJ04015 | PE 4.01 4G3 (F2) |  |  |  | P04015 | 18/12/2003 |  | TAMCO | NA | 630.000 A | SS4.20 PTJ04205
378060575 | TNB | DISTRIBUTION | WP PUTRAJAYA & CYBERJAYA | Existing | VPTJ/PCE/J04012/MB04018 | 300281505 | 11 kV | CLOSED | VACUUM | PTJ04018 | PE 4.01 4G3 (F2) |  |  |  | P04018 | 18/12/2003 |  | TAMCO | NA | 630.000 A | TX.2
378060870 | TNB | DISTRIBUTION | WP PUTRAJAYA & CYBERJAYA | Existing | VPTJ/PCE/J02161/MB02161 | 300281399 | 11 kV | CLOSED | VACUUM | PTJ02161 | SS 2.16 MENARA PJH (2C1) (F1) |  |  |  | P02161 | 31/07/2003 |  | TAMCO | A1 | 630.000 A | PPU PJ17 VCB 11
378060872 | TNB | DISTRIBUTION | WP PUTRAJAYA & CYBERJAYA | Existing | VPTJ/PCE/J02161/MB02162 | 300281400 | 11 kV | CLOSED | VACUUM | PTJ02162 | SS 2.16 MENARA PJH (2C1) (F1) |  |  |  | P02162 | 31/07/2003 |  | TAMCO | A1 | 630.000 A | SS2.09 PTJ02091
378060896 | TNB | DISTRIBUTION | WP PUTRAJAYA & CYBERJAYA | Existing | VPTJ/PCE/J02161/MB02163 | 300281401 | 11 kV | CLOSED | VACUUM | PTJ02163 | SS 2.16 MENARA PJH (2C1) (F1) |  |  |  | P02163 | 31/07/2003 |  | TAMCO | A1 | 630.000 A | PENGGUNA 1
378060911 | TNB | DISTRIBUTION | WP PUTRAJAYA & CYBERJAYA | Existing | VPTJ/PCE/J02162/MB02164 | 300281402 | 11 kV | CLOSED | VACUUM | PTJ02164 | SS 2.16 MENARA PJH (2C1) (F2) |  |  |  | P02164 | 31/07/2003 |  | TAMCO | A1 | 630.000 A | PPU PJ17 VCB 12
378060913 | TNB | DISTRIBUTION | WP PUTRAJAYA & CYBERJAYA | Existing | VPTJ/PCE/J02162/MB02165 | 300281403 | 11 kV | CLOSED | VACUUM | PTJ02165 | SS 2.16 MENARA PJH (2C1) (F2) |  |  |  | P02165 | 31/07/2003 |  | TAMCO | A1 | 630.000 A | SS2.09 PTJ02094
378069530 | TNB | DISTRIBUTION | WP PUTRAJAYA & CYBERJAYA | Existing | VCBJ/PCE/J22731/MB22732 | 300288613 | 11 kV | CLOSED | VACUUM | PTJ01262 | SS 22.73 - HP IT CAMPUS F1 |  |  |  | C22732 | 16/05/2010 |  | TAMCO | A1 | 630.000 A | PPU CJ9 VCB9
378069532 | TNB | DISTRIBUTION | WP PUTRAJAYA & CYBERJAYA | Existing | VCBJ/PCE/J22731/MB22733 | 300288614 | 11 kV | CLOSED | VACUUM | PTJ01263 | SS 22.73 - HP IT CAMPUS F1 |  |  |  | C22733 | 16/05/2010 |  | TAMCO | A1 | 630.000 A | PENGGUNA 1
378069551 | TNB | DISTRIBUTION | WP PUTRAJAYA & CYBERJAYA | Existing | VCBJ/PCE/J22731/MB22731 | 300288612 | 11 kV | CLOSED | VACUUM | PTJ01261 | SS 22.73 - HP IT CAMPUS F1 |  |  |  | C22731 | 16/05/2010 |  | TAMCO | A1 | 630.000 A | CBJ22782
378069614 | TNB | DISTRIBUTION | WP PUTRAJAYA & CYBERJAYA | Existing | VCBJ/PCE/J22732/MB22734 | 300288615 | 11 kV | CLOSED | VACUUM |  | SS 22.73 - HP IT CAMPUS F2 |  |  |  | C22734 | 16/05/2010 |  | EPE | A1 | 630.000 A | CBJ22784
378069616 | TNB | DISTRIBUTION | WP PUTRAJAYA & CYBERJAYA | Existing | VCBJ/PCE/J22732/MB22736 | 300288617 | 11 kV | CLOSED | VACUUM |  | SS 22.73 - HP IT CAMPUS F2 |  |  |  | C22736 | 16/05/2010 |  | TAMCO | A1 | 630.000 A | PENGGUNA 2
378069635 | TNB | DISTRIBUTION | WP PUTRAJAYA & CYBERJAYA | Existing | VCBJ/PCE/J22732/MB22735 | 300288616 | 11 kV | CLOSED | VACUUM |  | SS 22.73 - HP IT CAMPUS F2 |  |  |  | C22735 | 16/05/2010 |  | TAMCO | A1 | 630.000 A | PPU CJ9 VCB10
378069655 | TNB | DISTRIBUTION | WP PUTRAJAYA & CYBERJAYA | Existing | VCBJ/PCE/J22781/MB22782 | 300287544 | 11 kV | CLOSED | VACUUM |  | SS 22.78 LHDN F1 |  |  |  | C22782 | 2010-03-10 |  | ITEM | 8BK-88E A1 | 630.000 A | CBJ22731
378069657 | TNB | DISTRIBUTION | WP PUTRAJAYA & CYBERJAYA | Existing | VCBJ/PCE/J22781/MB22783 | 300287545 | 11 kV | CLOSED | VACUUM |  | SS 22.78 LHDN F1 |  |  |  | C22783 | 2010-03-10 |  | ITEM | 8BK-88E A1 | 630.000 A | PENGGUNA 1
378069676 | TNB | DISTRIBUTION | WP PUTRAJAYA & CYBERJAYA | Existing | VCBJ/PCE/J22781/MB22781 | 300287543 | 11 kV | CLOSED | VACUUM |  | SS 22.78 LHDN F1 |  |  |  | C22781 | 2010-03-10 |  | ITEM | 8BK-88E A1 | 630.000 A | CBJ22401
378070753 | TNB | DISTRIBUTION | WP PUTRAJAYA & CYBERJAYA | Existing | VCBJ/PCE/J22651/MB22651 | 300281845 | 11 kV | CLOSED | VACUUM |  | SS 22.65 BASIS BAY NO 2 |  |  |  | C22654 | 13/02/2009 |  | EPE | A1 | 630.000 A | PPU CJ7 VCB 15
378070755 | TNB | DISTRIBUTION | WP PUTRAJAYA & CYBERJAYA | Existing | VCBJ/PCE/J22651/MB22652 | 300281846 | 11 kV | CLOSED | VACUUM |  | SS 22.65 BASIS BAY NO 2 |  |  |  | C22655 | 13/02/2009 |  | EPE | A1 | 630.000 A | PE22.88 CBJ22882
378070774 | TNB | DISTRIBUTION | WP PUTRAJAYA & CYBERJAYA | Existing | VCBJ/PCE/J22651/MB22653 | 300281847 | 11 kV | CLOSED | VACUUM |  | SS 22.65 BASIS BAY NO 2 |  |  |  | C22656 | 13/02/2009 |  | EPE | A1 | 630.000 A | PENGGUNA F1
378070794 | TNB | DISTRIBUTION | WP PUTRAJAYA & CYBERJAYA | Existing | VCBJ/PCE/J22551/MB22552 | 300281825 | 11 kV | CLOSED | VACUUM |  | SS 22.55 BASIS BAY NO 1 |  |  |  | C22552 | 2009-11-02 |  | EPE | 12A20 | 630.000 A | PE22.88 CBJ22881
378070796 | TNB | DISTRIBUTION | WP PUTRAJAYA & CYBERJAYA | Existing | VCBJ/PCE/J22551/MB22553 | 300281826 | 11 kV | CLOSED | VACUUM |  | SS 22.55 BASIS BAY NO 1 |  |  |  | C22553 | 2009-11-02 |  | EPE | 12A20 | 630.000 A | PENGGUNA F1
378070815 | TNB | DISTRIBUTION | WP PUTRAJAYA & CYBERJAYA | Existing | VCBJ/PCE/J22551/MB22551 | 300281824 | 11 kV | CLOSED | VACUUM |  | SS 22.55 BASIS BAY NO 1 |  |  |  | C22551 | 2009-11-02 |  | EPE | 12A20 | 630.000 A | PPU CJ7 VCB 6
378070840 | TNB | DISTRIBUTION | WP PUTRAJAYA & CYBERJAYA | Existing | VCBJ/PCE/J22371/MB22372 | 300281815 | 11 kV | OPEN | VACUUM | CBJ22372 | PE 22.37 BOMBA CJ F1 |  |  |  | C22372 | 2004-08-04 |  | ITEM | GA | 630.000 A | PE20.02 CBJ20023
378070842 | TNB | DISTRIBUTION | WP PUTRAJAYA & CYBERJAYA | Existing | VCBJ/PCE/J22371/MB22373 | 300281816 | 11 kV | CLOSED | VACUUM | CBJ22373 | PE 22.37 BOMBA CJ F1 |  |  |  | C22373 | 2004-08-04 |  | ITEM | GA | 630.000 A | TX1
378070861 | TNB | DISTRIBUTION | WP PUTRAJAYA & CYBERJAYA | Existing | VCBJ/PCE/J22371/MB22371 | 300281814 | 11 kV | CLOSED | VACUUM | CBJ22371 | PE 22.37 BOMBA CJ F1 |  |  |  | C22371 | 2004-08-04 |  | ITEM | GA | 630.000 A | PPU CBJ 9 VCB 8
378071151 | TNB | DISTRIBUTION | WP PUTRAJAYA & CYBERJAYA | Existing | VCBJ/PCE/J22372/MB22375 | 300281820 | 11 kV | CLOSED | VACUUM | CBJ22375 | PE 22.37 BOMBA CJ F2 |  |  |  | C22375 | 2004-08-04 |  | ITEM | GA | 630.000 A | SS22.08 CBJ22088
378071175 | TNB | DISTRIBUTION | WP PUTRAJAYA & CYBERJAYA | Existing | VCBJ/PCE/J22372/MB22376 | 300281821 | 11 kV | CLOSED | VACUUM | CBJ22376 | PE 22.37 BOMBA CJ F2 |  |  |  | C22376 | 2004-08-04 |  | ITEM | GA | 630.000 A | TX.2
378071178 | TNB | DISTRIBUTION | WP PUTRAJAYA & CYBERJAYA | Existing | VCBJ/PCE/J22372/MB22374 | 300281819 | 11 kV | CLOSED | VACUUM | CBJ22374 | PE 22.37 BOMBA CJ F2 |  |  |  | C22374 | 2004-08-04 |  | ITEM | GA | 630.000 A | PPU CBJ 9 VCB 7
378071275 | TNB | DISTRIBUTION | WP PUTRAJAYA & CYBERJAYA | Existing | VCBJ/PCE/J24231/MB2 | 300523118 | 11 kV | CLOSED | VACUUM | CBJ24232 | SS 24.23 STAR CENTRAL F1 |  |  |  | C24232 |  |  | TAMCO | N/A | 630.000 A | CBJ25104
378071277 | TNB | DISTRIBUTION | WP PUTRAJAYA & CYBERJAYA | Existing | VCBJ/PCE/J24231/MB3 | 300523120 | 11 kV | CLOSED | VACUUM | CBJ24233 | SS 24.23 STAR CENTRAL F1 |  |  |  | C24233 |  |  | TAMCO | N/A | 630.000 A | PENGGUNA F1
378071296 | TNB | DISTRIBUTION | WP PUTRAJAYA & CYBERJAYA | Existing | VCBJ/PCE/J24231/MB1 | 300523097 | 11 kV | CLOSED | VACUUM | CBJ24231 | SS 24.23 STAR CENTRAL F1 |  |  |  | C24231 |  |  | TAMCO | N/A | 630.000 A | CBJ24413
378071316 | TNB | DISTRIBUTION | WP PUTRAJAYA & CYBERJAYA | Existing | VCBJ/PCE/J22791/MB22792 | 300452894 | 11 kV | CLOSED | VACUUM | CBJ24231 SS 24.23 (STAR CENTRAL) | SS 22.79 DCP2 F1 |  |  |  | C22792 |  |  | TAMCO | VK 10J 20H | 630.000 A | LOOP CBJ 22795
378071318 | TNB | DISTRIBUTION | WP PUTRAJAYA & CYBERJAYA | Existing | VCBJ/PCE/J22791/MB22793 | 300452895 | 11 kV | CLOSED |  |  | SS 22.79 DCP2 F1 |  |  |  | C22793 |  |  | TAMCO | VK 10J 20H | 630.000 A | PENGGUNA
378071337 | TNB | DISTRIBUTION | WP PUTRAJAYA & CYBERJAYA | Existing | VCBJ/PCE/J22791/MB22791 | 300452893 | 11 kV | CLOSED |  |  | SS 22.79 DCP2 F1 |  |  |  | C22791 |  |  | TAMCO | VK 10J 20H | 630.000 A | PPU CBJ 9 VCB1
378071357 | TNB | DISTRIBUTION | WP PUTRAJAYA & CYBERJAYA | Existing | VCBJ/PCE/J22792/MB22792 | 300452898 | 11 kV | CLOSED | VACUUM | CBJ24234 SS 24.23 F2 | SS 22.79 DCP2 F2 |  |  |  | C22795 |  |  | TAMCO | VK 10J 20H | 630.000 A | LOOP CBJ 22792
378071359 | TNB | DISTRIBUTION | WP PUTRAJAYA & CYBERJAYA | Existing | VCBJ/PCE/J22792/MB22793 | 300452899 | 11 kV | CLOSED |  |  | SS 22.79 DCP2 F2 |  |  |  | C22796 |  |  | TAMCO | VK 10J 20H | 630.000 A | PENGGUNA
378071378 | TNB | DISTRIBUTION | WP PUTRAJAYA & CYBERJAYA | Existing | VCBJ/PCE/J22792/MB22791 | 300452897 | 11 kV | CLOSED | VACUUM | PPU CYB9: VCB 1 | SS 22.79 DCP2 F2 |  |  |  | C22794 |  |  | TAMCO | VK 10J 20H | 630.000 A | PPU CBJ 9 VCB2
378071417 | TNB | DISTRIBUTION | WP PUTRAJAYA & CYBERJAYA | Existing | VCBJ/PCE/J24232/MB2 | 300523096 | 11 kV | CLOSED | VACUUM | CBJ24235 | SS 24.23 STAR CENTRAL F2 |  |  |  | C24235 |  |  | TAMCO | N/A | 630.000 A | CBJ25101
378071419 | TNB | DISTRIBUTION | WP PUTRAJAYA & CYBERJAYA | Existing | VCBJ/PCE/J24232/MB3 | 300516717 | 11 kV | CLOSED | VACUUM | CBJ24236 | SS 24.23 STAR CENTRAL F2 |  |  |  | C24236 |  |  | TAMCO | N/A | 630.000 A | PENGGUNA F2
378071438 | TNB | DISTRIBUTION | WP PUTRAJAYA & CYBERJAYA | Existing | VCBJ/PCE/J24232/MB1 | 300516720 | 11 kV | CLOSED | VACUUM | CBJ24234 | SS 24.23 STAR CENTRAL F2 |  |  |  | C24234 |  |  | TAMCO | N/A | 630.000 A | CBJ22795
378099654 | TNB | DISTRIBUTION | WP PUTRAJAYA & CYBERJAYA | Existing | VPTJ/PMU/G00003/NB12 | 300433206 | 11 kV | OPEN | VACUUM | CB 12 | PMU PUTRAJAYA CENTRAL 132/33/11 |  |  |  | VCB 12 | 2011-09-05 |  | TAMCO | VK-10J-20D | 630.000 A | PE14.29
378099655 | TNB | DISTRIBUTION | WP PUTRAJAYA & CYBERJAYA | Existing | VPTJ/PMU/G00003/NB2 | 300433211 | 11 kV | CLOSED | VACUUM | CB 2 | PMU PUTRAJAYA CENTRAL 132/33/11 |  |  |  | VCB 2 | 2011-09-05 |  | TAMCO | VK-10J-20D | 630.000 A | SS SG.MERAB
378099657 | TNB | DISTRIBUTION | WP PUTRAJAYA & CYBERJAYA | Existing | VPTJ/PMU/G00003/MB9L5 | 300433196 | 33 kV | OPEN | VACUUM | 9L5 | PMU PUTRAJAYA CENTRAL 132/33/11 |  |  |  | VCB 9L5 | 2011-09-05 |  | TAMCO | VY 30M 25D | 1250.000 A | PPU PJ4 3P5
378099715 | TNB | DISTRIBUTION | WP PUTRAJAYA & CYBERJAYA | Existing | VPTJ/PMU/G00003/NB14 | 300433208 | 11 kV | OPEN | VACUUM | CB 14 | PMU PUTRAJAYA CENTRAL 132/33/11 |  |  |  | VCB 14 | 2011-09-05 |  | TAMCO | VK-10J-20D | 630.000 A | SPARE
378099731 | TNB | DISTRIBUTION | WP PUTRAJAYA & CYBERJAYA | Existing | VPTJ/PMU/G00003/MB4L5 | 300433190 | 33 kV | CLOSED | VACUUM | 4L5 | PMU PUTRAJAYA CENTRAL 132/33/11 |  |  |  | VCB 4L5 | 2011-09-05 |  | TAMCO | VY 30M 25D | 1250.000 A | PPU PJ2 4P5
378099732 | TNB | DISTRIBUTION | WP PUTRAJAYA & CYBERJAYA | Existing |  |  | 33 kV | CLOSED |  |  | PMU PUTRAJAYA CENTRAL 132/33/11
378099776 | TNB | DISTRIBUTION | WP PUTRAJAYA & CYBERJAYA | Existing | VPTJ/PMU/G00003/NB32 | 300433215 | 33 kV | CLOSED | VACUUM | CB 32 | PMU PUTRAJAYA CENTRAL 132/33/11 |  |  |  | VCB 32 | 2011-09-05 |  | TAMCO | VK-10P-25D | 2000.000 A | TX2
378099785 | TNB | DISTRIBUTION | WP PUTRAJAYA & CYBERJAYA | Existing | VPTJ/PMU/G00003/MB6L5 | 300433193 | 33 kV | CLOSED | VACUUM | 6L5 | PMU PUTRAJAYA CENTRAL 132/33/11 |  |  |  | VCB 6L5 | 2011-09-05 |  | TAMCO | VY 30M 25D | 1250.000 A | SPARE
378099801 | TNB | DISTRIBUTION | WP PUTRAJAYA & CYBERJAYA | Existing | VPTJ/PMU/G00003/NB8 | 300433220 | 11 kV | OPEN | VACUUM | CB 8 | PMU PUTRAJAYA CENTRAL 132/33/11 |  |  |  | VCB 8 | 2011-09-05 |  | TAMCO | VK-10J-20D | 630.000 A | PE16.03 PADAT
378099802 | TNB | DISTRIBUTION | WP PUTRAJAYA & CYBERJAYA | Existing | VPTJ/PMU/G00003/MB5L5 | 300433192 | 33 kV | CLOSED | VACUUM | 5L5 | PMU PUTRAJAYA CENTRAL 132/33/11 |  |  |  | VCB 5L5 | 2011-09-05 |  | TAMCO | VY 30M 25D | 1250.000 A | SPARE
378099845 | TNB | DISTRIBUTION | WP PUTRAJAYA & CYBERJAYA | Existing | VPTJ/PMU/G00003/MB2TO | 300433187 | 33 kV | CLOSED | VACUUM | 2TO | PMU PUTRAJAYA CENTRAL 132/33/11 |  |  |  | VCB 3TO | 2011-09-05 |  | TAMCO | VY 30P 25D | 2000.000 A | TX1
378099860 | TNB | DISTRIBUTION | WP PUTRAJAYA & CYBERJAYA | Existing | VPTJ/PMU/G00003/NB1 | 300433203 | 11 kV | CLOSED | VACUUM | CB 1 | PMU PUTRAJAYA CENTRAL 132/33/11 |  |  |  | VCB 1 | 2011-09-05 |  | TAMCO | VK-10J-20D | 630.000 A | PAT NO.2 KG. DABB
378099868 | TNB | DISTRIBUTION | WP PUTRAJAYA & CYBERJAYA | Existing | VPTJ/PMU/G00003/NB5 | 300433217 | 11 kV | CLOSED | VACUUM | CB 5 | PMU PUTRAJAYA CENTRAL 132/33/11 |  |  |  | VCB 5 | 2011-09-05 |  | TAMCO | VK-10J-20D | 630.000 A | PE14.19 BLOK 6
378099911 | TNB | DISTRIBUTION | WP PUTRAJAYA & CYBERJAYA | Existing |  |  | 33 kV | CLOSED |  |  | PMU PUTRAJAYA CENTRAL 132/33/11
378099915 | TNB | DISTRIBUTION | WP PUTRAJAYA & CYBERJAYA | Existing | VPTJ/PMU/G00003/MB1L5 | 300433200 | 33 kV | CLOSED | VACUUM | 1L5 | PMU PUTRAJAYA CENTRAL 132/33/11 |  |  |  | VCB 1L5 | 2011-09-05 |  | TAMCO | VY 30M 25D | 1250.000 A | PPU PJ6 3P5
378099924 | TNB | DISTRIBUTION | WP PUTRAJAYA & CYBERJAYA | Existing | VPTJ/PMU/G00003/MB2L5 | 300433185 | 33 kV | CLOSED | VACUUM | 2L5 | PMU PUTRAJAYA CENTRAL 132/33/11 |  |  |  | VCB 2L5 | 2011-09-05 |  | TAMCO | VY 30M 25D | 1250.000 A | PPU PJ6 2P5
378099932 | TNB | DISTRIBUTION | WP PUTRAJAYA & CYBERJAYA | Existing | VPTJ/PMU/G00003/NB3 | 300433212 | 11 kV | CLOSED | VACUUM | CB3 | PMU PUTRAJAYA CENTRAL 132/33/11 |  |  |  | VCB 3 | 2011-09-05 |  | TAMCO | VK-10J-20D | 630.000 A | TMN DESA SG.MERAB
378099941 | TNB | DISTRIBUTION | WP PUTRAJAYA & CYBERJAYA | Existing | VPTJ/PMU/G00003/NB7 | 300433219 | 11 kV | OPEN | VACUUM | CB 7 | PMU PUTRAJAYA CENTRAL 132/33/11 |  |  |  | VCB 7 | 2011-09-05 |  | TAMCO | VK-10J-20D | 630.000 A | PE16.20 BLOK 1A
378099942 | TNB | DISTRIBUTION | WP PUTRAJAYA & CYBERJAYA | Existing | VPTJ/PMU/G00003/MB1TO | 300433183 | 33 kV | CLOSED | VACUUM | 1TO | PMU PUTRAJAYA CENTRAL 132/33/11 |  |  |  | VCB 3TO | 2011-09-05 |  | TAMCO | VY 30P 25D | 2000.000 A | TX1
378099973 | TNB | DISTRIBUTION | WP PUTRAJAYA & CYBERJAYA | Existing | VPTJ/PMU/G00003/NB11 | 300433205 | 11 kV | OPEN | VACUUM | CB 11 | PMU PUTRAJAYA CENTRAL 132/33/11 |  |  |  | VCB 11 | 2011-09-05 |  | TAMCO | VK-10J-20D | 630.000 A | PE 14.29
378099975 | TNB | DISTRIBUTION | WP PUTRAJAYA & CYBERJAYA | Existing | VPTJ/PMU/G00003/NB31 | 300433214 | 11 kV | CLOSED | VACUUM | CB 31 | PMU PUTRAJAYA CENTRAL 132/33/11 |  |  |  | VCB 31 | 2011-09-05 |  | TAMCO | VK-10P-25D | 2000.000 A | TX1
378100022 | TNB | DISTRIBUTION | WP PUTRAJAYA & CYBERJAYA | Existing | VPTJ/PMU/G00003/NB6 | 300433218 | 11 kV | OPEN | VACUUM | CB 6 | PMU PUTRAJAYA CENTRAL 132/33/11 |  |  |  | VCB 6 | 2011-09-05 |  | TAMCO | VK-10J-20D | 630.000 A | PE14.19 BLOK E2
378100026 | TNB | DISTRIBUTION | WP PUTRAJAYA & CYBERJAYA | Existing | VPTJ/PMU/G00003/NB10 | 300433204 | 11 kV | OPEN | VACUUM | CB 10 | PMU PUTRAJAYA CENTRAL 132/33/11 |  |  |  | VCB 10 | 2011-09-05 |  | TAMCO | VK-10J-20D | 630.000 A | PE12.01 PADAT
378100039 | TNB | DISTRIBUTION | WP PUTRAJAYA & CYBERJAYA | Existing | VPTJ/PMU/G00003/MB10L5 | 300433197 | 33 kV | CLOSED | VACUUM | 10L5 | PMU PUTRAJAYA CENTRAL 132/33/11 |  |  |  | VCB 10L5 | 2011-09-05 |  | TAMCO | VY 30M 25D | 1250.000 A | PPU PJ4 4P5
378100065 | TNB | DISTRIBUTION | WP PUTRAJAYA & CYBERJAYA | Existing | VPTJ/PMU/G00003/NB4 | 300433216 | 11 kV | CLOSED | VACUUM | CB 4 | PMU PUTRAJAYA CENTRAL 132/33/11 |  |  |  | VCB 4 | 2011-09-05 |  | TAMCO | VK-10J-20D | 630.000 A | PE LOJI AIR SG.MERAB
378100111 | TNB | DISTRIBUTION | WP PUTRAJAYA & CYBERJAYA | Existing | VPTJ/PMU/G00003/MB3L5 | 300433189 | 33 kV | CLOSED | VACUUM | 3L5 | PMU PUTRAJAYA CENTRAL 132/33/11 |  |  |  | VCB 3L5 | 2011-09-05 |  | TAMCO | VY 30M 25D | 1250.000 A | SPARE
378100124 | TNB | DISTRIBUTION | WP PUTRAJAYA & CYBERJAYA | Existing | VPTJ/PMU/G00003/MB8L5 | 300433195 | 33 kV | CLOSED | VACUUM | 8L5 | PMU PUTRAJAYA CENTRAL 132/33/11 |  |  |  | VCB 8L5 | 2011-09-05 |  | TAMCO | VY 30M 25D | 1250.000 A | SSU SONY 5S5
378100156 | TNB | DISTRIBUTION | WP PUTRAJAYA & CYBERJAYA | Existing | VPTJ/PMU/G00003/MB7L5 | 300433194 | 33 kV | OPEN | VACUUM | 7L5 | PMU PUTRAJAYA CENTRAL 132/33/11 |  |  |  | VCB 7L5 | 2011-09-05 |  | TAMCO | VY 30M 25D | 1250.000 A | SSU GDC 1 3S5
378100181 | TNB | DISTRIBUTION | WP PUTRAJAYA & CYBERJAYA | Existing | VPTJ/PMU/G00003/NB9 | 300433221 | 11 kV | OPEN | VACUUM | CB 9 | PMU PUTRAJAYA CENTRAL 132/33/11 |  |  |  | VCB 9 | 2011-09-05 |  | TAMCO | VK-10J-20D | 630.000 A | SPARE
378100221 | TNB | DISTRIBUTION | WP PUTRAJAYA & CYBERJAYA | Existing | VPTJ/PMU/G00003/NB13 | 300433207 | 11 kV | OPEN | VACUUM | CB 13 | PMU PUTRAJAYA CENTRAL 132/33/11 |  |  |  | VCB 13 | 2011-09-05 |  | TAMCO | VK-10J-20D | 630.000 A | SPARE
378115375 | TNB | DISTRIBUTION | WP PUTRAJAYA & CYBERJAYA | Existing | VPTJ/PCE/J09231/MB09232 | 300281914 | 11 kV | CLOSED |  |  | PE 9.23 FLAT D (F1) |  |  |  | P09232 | 2016-07-11 |  | TAMCO | HAMPAGAS | 630.000 A | PTJ09241
378115399 | TNB | DISTRIBUTION | WP PUTRAJAYA & CYBERJAYA | Existing | VPTJ/PCE/J09231/MB09233 | 300281915 | 11 kV | CLOSED |  |  | PE 9.23 FLAT D (F1) |  |  |  | P09233 | 2016-07-11 |  | TAMCO | HAMPAGAS | 630.000 A | TX-11000KVA
378115402 | TNB | DISTRIBUTION | WP PUTRAJAYA & CYBERJAYA | Existing | VPTJ/PCE/J09231/MB09231 | 300281913 | 11 kV | CLOSED |  |  | PE 9.23 FLAT D (F1) |  |  |  | P09231 | 2016-07-11 |  | TAMCO | HAMPAGAS | 630.000 A | PTJ09202
378115494 | TNB | DISTRIBUTION | WP PUTRAJAYA & CYBERJAYA | Existing | VPTJ/PCE/J09232/MB09235 | 300281917 | 11 kV | CLOSED |  |  | PE 9.23 FLAT D (F2) |  |  |  | P09235 | 14/11/2016 |  | TAMCO | HAMPAGAS | 630.000 A | PTJ09244
378115518 | TNB | DISTRIBUTION | WP PUTRAJAYA & CYBERJAYA | Existing | VPTJ/PCE/J09232/MB09236 | 300281918 | 11 kV | CLOSED |  |  | PE 9.23 FLAT D (F2) |  |  |  | P09236 | 14/11/2016 |  | TAMCO | HAMPAGAS | 630.000 A | TX-11000KVA
378115521 | TNB | DISTRIBUTION | WP PUTRAJAYA & CYBERJAYA | Existing | VPTJ/PCE/J09232/MB09234 | 300281916 | 11 kV | CLOSED |  |  | PE 9.23 FLAT D (F2) |  |  |  | P09234 | 14/11/2016 |  | TAMCO | HAMPAGAS | 630.000 A | PTJ09221
378116067 | TNB | DISTRIBUTION | WP PUTRAJAYA & CYBERJAYA | Existing | VPTJ/PCE/J09212/MB09214 | 300281910 | 11 kV | CLOSED |  |  | PE 9.21 P9D/1 TERES (F2) |  |  |  | P09214 | 2001-03-08 |  | SIEMENS | A1 | 630.000 A | PTJ 9464
378116091 | TNB | DISTRIBUTION | WP PUTRAJAYA & CYBERJAYA | Existing | VPTJ/PCE/J09212/MB09216 | 300281912 | 11 kV | CLOSED |  |  | PE 9.21 P9D/1 TERES (F2) |  |  |  | P09216 | 2001-03-08 |  | SIEMENS | A1 | 630.000 A | TX2 1000KVA
378116094 | TNB | DISTRIBUTION | WP PUTRAJAYA & CYBERJAYA | Existing | VPTJ/PCE/J09212/MB09215 | 300281911 | 11 kV | CLOSED |  |  | PE 9.21 P9D/1 TERES (F2) |  |  |  | P09215 | 2001-03-08 |  | SIEMENS | A1 | 630.000 A | PTJ 9194
378116184 | TNB | DISTRIBUTION | WP PUTRAJAYA & CYBERJAYA | Existing | VPTJ/PCE/J09211/MB09211 | 300281907 | 11 kV | CLOSED |  |  | PE 9.21 P9D/1 TERES (F1) |  |  |  | P09211 | 2001-03-08 |  | SIEMENS | A1 | 630.000 A | PTJ 9461
378116208 | TNB | DISTRIBUTION | WP PUTRAJAYA & CYBERJAYA | Existing | VPTJ/PCE/J09211/MB09213 | 300281909 | 11 kV | CLOSED |  |  | PE 9.21 P9D/1 TERES (F1) |  |  |  | P09213 | 2001-03-08 |  | SIEMENS | A1 | 630.000 A | TX1 1000 KVA
378116211 | TNB | DISTRIBUTION | WP PUTRAJAYA & CYBERJAYA | Existing | VPTJ/PCE/J09211/MB09212 | 300281908 | 11 kV | CLOSED |  |  | PE 9.21 P9D/1 TERES (F1) |  |  |  | P09212 | 2001-03-08 |  | SIEMENS | A1 | 630.000 A | PTJ 9191
378117141 | TNB | DISTRIBUTION | WP PUTRAJAYA & CYBERJAYA | Existing | VCBJ/PCE/J23081/MB23083 | 310317897 | 11 kV | CLOSED | VACUUM | CBJ23083 | SS 23.08 THE PLACE NO 1 |  |  |  | C23083 |  |  | SIEMENS |  | 630.000 A
378117143 | TNB | DISTRIBUTION | WP PUTRAJAYA & CYBERJAYA | Existing | VCBJ/PCE/J23081/MB23082 | 310317896 | 11 kV | CLOSED | VACUUM | CBJ23082 | SS 23.08 THE PLACE NO 1 |  |  |  | C23082 |  |  | SIEMENS |  | 630.000 A
378117162 | TNB | DISTRIBUTION | WP PUTRAJAYA & CYBERJAYA | Existing | VCBJ/PCE/J23081/MB23084 | 310317899 | 11 kV | CLOSED | VACUUM | CBJ23084 | SS 23.08 THE PLACE NO 1 |  |  |  | C23084 |  |  | SIEMENS |  | 630.000 A
378117167 | TNB | DISTRIBUTION | WP PUTRAJAYA & CYBERJAYA | Existing | VCBJ/PCE/J23081/MB 23081 | 310317895 | 11 kV | CLOSED | VACUUM | CBJ23081 | SS 23.08 THE PLACE NO 1 |  |  |  | C23081 |  |  | SIEMENS |  | 630.000 A
378118616 | TNB | DISTRIBUTION | WP PUTRAJAYA & CYBERJAYA | Existing | VCBJ/PPU/G00006/NB18 | 300307894 | 11 kV | OPEN | VACUUM | CBJ21702 SS 21.70 F1 | PPU CYBERJAYA NO 6 |  |  |  | VCB 18 | 1999-01-07 |  | EPE | NA | 630.000 A | NA
378118629 | TNB | DISTRIBUTION | WP PUTRAJAYA & CYBERJAYA | Existing | VCBJ/PPU/G00006/NB17 | 300307893 | 11 kV | CLOSED | VACUUM | CBJ21706 SS 21.70 f2 | PPU CYBERJAYA NO 6 |  |  |  | VCB 17 | 1999-01-07 |  | EPE | NA | 630.000 A | NA
378129641 | TNB | DISTRIBUTION | WP PUTRAJAYA & CYBERJAYA | Existing | VPTJ/PCE/J02162/MB02166 | 300281404 | 11 kV | CLOSED | VACUUM | PTJ02166 | SS 2.16 MENARA PJH (2C1) (F2) |  |  |  | P02166 | 31/07/2003 |  | TAMCO | A1 | 630.000 A | PENGGUNA 2
378129656 | TNB | DISTRIBUTION | WP PUTRAJAYA & CYBERJAYA | Existing | VPTJ/PCE/J02221/MB02221 | 300452788 | 11 kV | CLOSED | VACUUM | PTJ02221 | SS 2.22 2C2 (F1) |  |  |  | P02221 |  |  | TAMCO | A1 | 630.000 A | SS2.16 PTJ02162
378129658 | TNB | DISTRIBUTION | WP PUTRAJAYA & CYBERJAYA | Existing | VPTJ/PCE/J02221/MB02222 | 300452784 | 11 kV | CLOSED | VACUUM | PTJ02222 | SS 2.22 2C2 (F1) |  |  |  | P02222 |  |  | TAMCO | A1 | 630.000 A | SS2.09 PTJ02091
378129682 | TNB | DISTRIBUTION | WP PUTRAJAYA & CYBERJAYA | Existing | VPTJ/PCE/J02221/MB02223 | 300452785 | 11 kV | CLOSED | VACUUM | PTJ02223 | SS 2.22 2C2 (F1) |  |  |  | P02223 |  |  | TAMCO | A1 | 630.000 A | VCB PENGGUNA 1
378129697 | TNB | DISTRIBUTION | WP PUTRAJAYA & CYBERJAYA | Existing | VPTJ/PCE/J02222/MB02221 | 300452783 | 11 kV | CLOSED | VACUUM | PTJ02224 | SS 2.22 2C2 (F2) |  |  |  | P02224 |  |  | TAMCO | A1 | 630.000 A | SS2.16 PTJ02165
378129699 | TNB | DISTRIBUTION | WP PUTRAJAYA & CYBERJAYA | Existing | VPTJ/PCE/J02222/MB02222 | 300452789 | 11 kV | CLOSED | VACUUM | PTJ02225 | SS 2.22 2C2 (F2) |  |  |  | P02225 |  |  | TAMCO | A1 | 630.000 A | SS2.09 PTJ02094
378129723 | TNB | DISTRIBUTION | WP PUTRAJAYA & CYBERJAYA | Existing | VPTJ/PCE/J02222/MB02223 | 300452791 | 11 kV | CLOSED | VACUUM | PTJ02226 | SS 2.22 2C2 (F2) |  |  |  | P02226 |  |  | TAMCO | A1 | 630.000 A | VCB PENGGUNA 2
378129765 | TNB | DISTRIBUTION | WP PUTRAJAYA & CYBERJAYA | Existing | VPTJ/PCE/J02091/MB02091 | 300281357 | 11 kV | CLOSED | VACUUM | PTJ02091 | SS 2.09 MOF 2G1 (F1) |  |  |  | P02091 | 15/01/2017 |  | TAMCO | 11KV VCB (A1) | 630.000 A | SS2.22 PTJ02222
378129767 | TNB | DISTRIBUTION | WP PUTRAJAYA & CYBERJAYA | Existing | VPTJ/PCE/J02091/MB02092 | 300281358 | 11 kV | CLOSED | VACUUM | PTJ02092 | SS 2.09 MOF 2G1 (F1) |  |  |  | P02092 | 15/01/2017 |  | TAMCO | 11KV VCB (A1) | 630.000 A | SS2.10 PTJ02101
378129791 | TNB | DISTRIBUTION | WP PUTRAJAYA & CYBERJAYA | Existing | VPTJ/PCE/J02091/MB02093 | 300281359 | 11 kV | CLOSED | VACUUM | PTJ02093 | SS 2.09 MOF 2G1 (F1) |  |  |  | P02093 | 15/01/2017 |  | TAMCO | 11KV VCB (A1) | 630.000 A | PENGGUNA F1
378129806 | TNB | DISTRIBUTION | WP PUTRAJAYA & CYBERJAYA | Existing | VPTJ/PCE/J02092/MB02094 | 300281360 | 11 kV | CLOSED | VACUUM | PTJ02094 | SS 2.09 MOF 2G1 (F2) |  |  |  | P02094 | 22/01/2017 |  | TAMCO | 11KV VCB (A1) | 630.000 A | SS2.22 PTJ02225
378129808 | TNB | DISTRIBUTION | WP PUTRAJAYA & CYBERJAYA | Existing | VPTJ/PCE/J02092/MB02095 | 300281361 | 11 kV | CLOSED | VACUUM | PTJ02095 | SS 2.09 MOF 2G1 (F2) |  |  |  | P02095 | 22/01/2017 |  | TAMCO | 11KV VCB (A1) | 630.000 A | SS2.10 PTJ02104
378129832 | TNB | DISTRIBUTION | WP PUTRAJAYA & CYBERJAYA | Existing | VPTJ/PCE/J02092/MB02096 | 300281362 | 11 kV | CLOSED | VACUUM | PTJ02096 | SS 2.09 MOF 2G1 (F2) |  |  |  | P02096 | 22/01/2017 |  | TAMCO | 11KV VCB (A1) | 630.000 A | PENGGUNA F2
378129873 | TNB | DISTRIBUTION | WP PUTRAJAYA & CYBERJAYA | Existing | VPTJ/PCE/J02101/MB02101 | 300281369 | 11 kV | CLOSED | VACUUM | PTJ02101 | SS 2.10 MOF 2G2 UTARA (F1) |  |  |  | P02101 | 2002-04-02 |  | UNIVAC | A1 | 630.000 A | SS2.09 PTJ02092
378129875 | TNB | DISTRIBUTION | WP PUTRAJAYA & CYBERJAYA | Existing | VPTJ/PCE/J02101/MB02102 | 300281370 | 11 kV | CLOSED | VACUUM | PTJ02102 | SS 2.10 MOF 2G2 UTARA (F1) |  |  |  | P02102 | 2002-04-02 |  | UNIVAC | A1 | 630.000 A | SS2.11 PTJ02111
378129899 | TNB | DISTRIBUTION | WP PUTRAJAYA & CYBERJAYA | Existing | VPTJ/PCE/J02101/MB02103 | 300281371 | 11 kV | CLOSED | VACUUM | PTJ02103 | SS 2.10 MOF 2G2 UTARA (F1) |  |  |  | P02103 | 2002-04-02 |  | UNIVAC | A1 | 630.000 A | PENGGUNA 1
378129914 | TNB | DISTRIBUTION | WP PUTRAJAYA & CYBERJAYA | Existing | VPTJ/PCE/J02102/MB02104 | 300281372 | 11 kV | CLOSED | VACUUM | PTJ02104 | SS 2.10 MOF 2G2 UTARA (F2) |  |  |  | P02104 | 2002-04-02 |  | UNIVAC | A1 | 630.000 A | SS2.09 PTJ02095
378129916 | TNB | DISTRIBUTION | WP PUTRAJAYA & CYBERJAYA | Existing | VPTJ/PCE/J02102/MB02105 | 300281373 | 11 kV | CLOSED | VACUUM | PTJ02105 | SS 2.10 MOF 2G2 UTARA (F2) |  |  |  | P02105 | 2002-04-02 |  | UNIVAC | A1 | 630.000 A | SS2.11 PTJ02114
378129940 | TNB | DISTRIBUTION | WP PUTRAJAYA & CYBERJAYA | Existing | VPTJ/PCE/J02102/MB02106 | 300281374 | 11 kV | CLOSED | VACUUM | PTJ02106 | SS 2.10 MOF 2G2 UTARA (F2) |  |  |  | P02106 | 2002-04-02 |  | UNIVAC | A1 | 630.000 A | PENGGUNA 2
378130000 | TNB | DISTRIBUTION | WP PUTRAJAYA & CYBERJAYA | Existing | VPTJ/PCE/J02112/MB02115 | 300281382 | 11 kV | OPEN | VACUUM | PTJ02115 | SS 2.11 MOF 2G2 SELATAN (F2) |  |  |  | P02115 | 2002-04-02 |  | TAMCO | A1 | 630.000 A | SPARE
378130002 | TNB | DISTRIBUTION | WP PUTRAJAYA & CYBERJAYA | Existing | VPTJ/PCE/J02112/MB02116 | 300281383 | 11 kV | CLOSED | VACUUM | PTJ02116 | SS 2.11 MOF 2G2 SELATAN (F2) |  |  |  | P02116 | 2002-04-02 |  | TAMCO | A1 | 630.000 A | SS2.20 PTJ02204
378130021 | TNB | DISTRIBUTION | WP PUTRAJAYA & CYBERJAYA | Existing | VPTJ/PCE/J02112/MB02114 | 300281381 | 11 kV | OPEN | VACUUM | PTJ02114 | SS 2.11 MOF 2G2 SELATAN (F2) |  |  |  | PTJ02114 | 2002-04-02 |  | UNIVAC | A1 | 630.000 A | SS2.10 PTJ02105
378130026 | TNB | DISTRIBUTION | WP PUTRAJAYA & CYBERJAYA | Existing | VPTJ/PCE/J02112/MB02117 | 300281385 | 11 kV | CLOSED | VACUUM | PTJ02117 | SS 2.11 MOF 2G2 SELATAN (F2) |  |  |  | P02117 | 2002-04-02 |  | UNIVAC | A1 | 630.000 A | PENGGUNA F2
378130041 | TNB | DISTRIBUTION | WP PUTRAJAYA & CYBERJAYA | Existing | VPTJ/PCE/J02111/MB02112 | 300281376 | 11 kV | CLOSED | VACUUM | PTJ02112 | SS 2.11 MOF 2G2 SELATAN (F1) |  |  |  | P02112 | 2002-04-02 |  | TAMCO | A1 | 630.000 A | SS2.20 PTJ02201
378130043 | TNB | DISTRIBUTION | WP PUTRAJAYA & CYBERJAYA | Existing | VPTJ/PCE/J02111/MB02113 | 300281380 | 11 kV | CLOSED | VACUUM | PTJ02113 | SS 2.11 MOF 2G2 SELATAN (F1) |  |  |  | P02113 | 2002-04-02 |  | TAMCO | A1 | 630.000 A | PENGGUNA F1
378130062 | TNB | DISTRIBUTION | WP PUTRAJAYA & CYBERJAYA | Existing | VPTJ/PCE/J02111/MB02111 | 300281375 | 11 kV | OPEN | VACUUM | PTJ02111 | SS 2.11 MOF 2G2 SELATAN (F1) |  |  |  | P02111 | 2002-04-02 |  | TAMCO | A1 | 630.000 A | SS2.10 PTJ02102
378130086 | TNB | DISTRIBUTION | WP PUTRAJAYA & CYBERJAYA | Existing | VPTJ/PCE/J02201/MB02201 | 300281417 | 11 kV | CLOSED | VACUUM | PTJ02201 | SS 2.20 2M11 (F1) |  |  |  | P02201 | 28/10/2005 |  | TAMCO | VK10J25H | 630.000 A | SS2.11 PTJ02112
378130088 | TNB | DISTRIBUTION | WP PUTRAJAYA & CYBERJAYA | Existing | VPTJ/PCE/J02201/MB02202 | 300281418 | 11 kV | CLOSED | VACUUM | PTJ02202 | SS 2.20 2M11 (F1) |  |  |  | P02202 | 28/10/2005 |  | TAMCO | VK10J25H | 630.000 A | SS2.19 PTJ02191
378130112 | TNB | DISTRIBUTION | WP PUTRAJAYA & CYBERJAYA | Existing | VPTJ/PCE/J02201/MB02203 | 300281419 | 11 kV | CLOSED | VACUUM | PTJ02203 | SS 2.20 2M11 (F1) |  |  |  | P02203 | 28/10/2005 |  | TAMCO | VK10J25H | 630.000 A | PENGGUNA F1
378130127 | TNB | DISTRIBUTION | WP PUTRAJAYA & CYBERJAYA | Existing | VPTJ/PCE/J02202/MB02204 | 300281420 | 11 kV | CLOSED | VACUUM | PTJ02204 | SS 2.20 2M11 (F2) |  |  |  | P02204 | 28/10/2005 |  | TAMCO | VK10J25H | 630.000 A | SS2.11 PTJ02116
378130129 | TNB | DISTRIBUTION | WP PUTRAJAYA & CYBERJAYA | Existing | VPTJ/PCE/J02202/MB02205 | 300281422 | 11 kV | CLOSED | VACUUM | PTJ02205 | SS 2.20 2M11 (F2) |  |  |  | P02205 | 28/10/2005 |  | TAMCO | VK10J25H | 630.000 A | SS2.19 PTJ02194
378130153 | TNB | DISTRIBUTION | WP PUTRAJAYA & CYBERJAYA | Existing | VPTJ/PCE/J02202/MB02206 | 300281423 | 11 kV | CLOSED | VACUUM | PTJ02206 | SS 2.20 2M11 (F2) |  |  |  | P02206 | 28/10/2005 |  | TAMCO | VK10J25H | 630.000 A | PENGGUNA F2
378156075 | TNB | DISTRIBUTION | WP PUTRAJAYA & CYBERJAYA | Existing | VCBJ/PCE/J21291/MB21291 | 300281678 | 11 kV | CLOSED | VACUUM |  | SS 21.29 HSBC F1 |  |  |  | C21291 | 2003-08-10 |  | EPE | 12 A 20 | 630.000 A | SS21.58 CBJ21582
378156077 | TNB | DISTRIBUTION | WP PUTRAJAYA & CYBERJAYA | Existing | VCBJ/PCE/J21291/MB21293 | 300281680 | 11 kV | CLOSED | VACUUM |  | SS 21.29 HSBC F1 |  |  |  | C21293 | 2003-08-10 |  | EPE | 12 A 20 | 630.000 A | PENGGUNA 1
378156096 | TNB | DISTRIBUTION | WP PUTRAJAYA & CYBERJAYA | Existing | VCBJ/PCE/J21291/MB21292 | 300281679 | 11 kV | CLOSED | VACUUM |  | SS 21.29 HSBC F1 |  |  |  | C21292 | 2003-08-10 |  | EPE | 12 A 20 | 630.000 A | PE22.42 CBJ22421
378156116 | TNB | DISTRIBUTION | WP PUTRAJAYA & CYBERJAYA | Existing | VCBJ/PCE/J21292/MB21295 | 300281683 | 11 kV | CLOSED | VACUUM |  | SS 21.29 HSBC F2 |  |  |  | C21295 | 2003-08-10 |  | EPE | 12 A 20 | 630.000 A | PE22.42 CBJ22424
378156118 | TNB | DISTRIBUTION | WP PUTRAJAYA & CYBERJAYA | Existing | VCBJ/PCE/J21292/MB21296 | 300281685 | 11 kV | CLOSED | VACUUM |  | SS 21.29 HSBC F2 |  |  |  | C21296 | 2003-08-10 |  | EPE | 12 A 20 | 630.000 A | PENGGUNA 2
378156137 | TNB | DISTRIBUTION | WP PUTRAJAYA & CYBERJAYA | Existing | VCBJ/PCE/J21292/MB21294 | 300281682 | 11 kV | CLOSED | VACUUM |  | SS 21.29 HSBC F2 |  |  |  | C21294 | 2003-08-10 |  | EPE | 12 A 20 | 630.000 A | SS21.58 CBJ21585
378156401 | TNB | DISTRIBUTION | WP PUTRAJAYA & CYBERJAYA | Existing | VCBJ/PCE/J21991/MB21991 | 300454592 | 11 kV | CLOSED | VACUUM |  | SS 21.99 QUILL COMMERCIAL F1 |  |  |  | C21991 |  |  | EPE | 12A20 | 630.000 A | SS21.65 CBJ21653
378156403 | TNB | DISTRIBUTION | WP PUTRAJAYA & CYBERJAYA | Existing | VCBJ/PCE/J21991/MB21993 | 300454600 | 11 kV | CLOSED | VACUUM |  | SS 21.99 QUILL COMMERCIAL F1 |  |  |  | C21993 |  |  | EPE | 12A20 | 630.000 A | PENGGUNA1
378156422 | TNB | DISTRIBUTION | WP PUTRAJAYA & CYBERJAYA | Existing | VCBJ/PCE/J21991/MB21992 | 300454593 | 11 kV | CLOSED |  |  | SS 21.99 QUILL COMMERCIAL F1 |  |  |  | C21992 |  |  | EPE | 12A20 | 630.000 A | SS21.58 CBJ21581
378156442 | TNB | DISTRIBUTION | WP PUTRAJAYA & CYBERJAYA | Existing | VCBJ/PCE/J21992/MB21992 | 300454629 | 11 kV | CLOSED |  |  | SS 21.99 QUILL COMMERCIAL F2 |  |  |  | C21995 |  |  | EPE | 12A20 | 630.000 A | SS21.58 CBJ21584
378156444 | TNB | DISTRIBUTION | WP PUTRAJAYA & CYBERJAYA | Existing | VCBJ/PCE/J21992/MB21993 | 300454630 | 11 kV | CLOSED |  |  | SS 21.99 QUILL COMMERCIAL F2 |  |  |  | C21996 |  |  | EPE | 12A20 | 630.000 A | PENGGUNA 2
378156463 | TNB | DISTRIBUTION | WP PUTRAJAYA & CYBERJAYA | Existing | VCBJ/PCE/J21992/MB21991 | 300454628 | 11 kV | CLOSED |  |  | SS 21.99 QUILL COMMERCIAL F2 |  |  |  | C21994 |  |  | EPE | 12A20 | 630.000 A | SS21.65 CBJ21656
378186140 | TNB | DISTRIBUTION | WP PUTRAJAYA & CYBERJAYA | Existing | VCBJ/PCE/J25091/MB25092 | 300520614 | 11 kV | CLOSED | VACUUM | CBJ25112 PE 25.11 D'PLUZE F1 | SS 25.09 CDB 3B F1 |  |  |  | C25092 | 2014-04-10 |  | TOSHIBA | HV 12 | 630.000 A | CBJ25112 PE 25.11 D'PLUZE F1
378186142 | TNB | DISTRIBUTION | WP PUTRAJAYA & CYBERJAYA | Existing | VCBJ/PCE/J25091/MB25093 | 300520615 | 11 kV | CLOSED | VACUUM | PENGGUNA F1 | SS 25.09 CDB 3B F1 |  |  |  | C25093 | 2014-04-10 |  | TOSHIBA | HV 12 | 630.000 A | PENGGUNA F1
378186161 | TNB | DISTRIBUTION | WP PUTRAJAYA & CYBERJAYA | Existing | VCBJ/PCE/J25091/MB | 300520613 | 11 kV | CLOSED | VACUUM | CBJ25102 SS 25.10 CBD3 NO 2 | SS 25.09 CDB 3B F1 |  |  |  | CBJ 25091 | 2014-04-10 |  | TOSHIBA | HV 12 |  | CBJ25102 SS 25.10 CBD3 NO 2
378186181 | TNB | DISTRIBUTION | WP PUTRAJAYA & CYBERJAYA | Existing | VCBJ/PCE/J25092/MB 25094 | 300520616 | 11 kV | CLOSED | VACUUM | CBJ25105 SS 25.10 CBD NO 2 F2 | SS 25.09 CDB 3B F2 |  |  |  | C25094 | 2014-04-10 |  | TOSHIBA | HV 12 | 630.000 A | CBJ25105 SS 25.10 CBD NO 2 F2
378186183 | TNB | DISTRIBUTION | WP PUTRAJAYA & CYBERJAYA | Existing | VCBJ/PCE/J25091/MB25095 | 300520617 | 11 kV | CLOSED | VACUUM | CBJ25115 PE 25.11 D'PLUZE F2 | SS 25.09 CDB 3B F2 |  |  |  | CBJ 25095 | 2014-04-10 |  | TOSHIBA | HV 12 |  | CBJ25115 PE 25.11 D'PLUZE F2
378186202 | TNB | DISTRIBUTION | WP PUTRAJAYA & CYBERJAYA | Existing | VCBJ/PCE/J25092/MB 25096 | 300520618 | 11 kV | CLOSED | VACUUM | PENGGUNA F2 | SS 25.09 CDB 3B F2 |  |  |  | C25096 | 2014-04-10 |  | TOSHIBA | HV 12 | 630.000 A
378186913 | TNB | DISTRIBUTION | WP PUTRAJAYA & CYBERJAYA | Existing | VCBJ/PCE/J21231/MB21231 | 300281672 | 11 kV | CLOSED | VACUUM | CBJ21112 PE 21.11 (F1) | SS 21.23 CENTURY SQUARE 2320 F1 |  |  |  | C21231 | 2000-07-12 |  | EPE | SW/98/1999 | 630.000 A | PE21.21 CBJ21212
378186915 | TNB | DISTRIBUTION | WP PUTRAJAYA & CYBERJAYA | Existing | VCBJ/PCE/J21231/MB21233 | 300281674 | 11 kV | CLOSED | VACUUM | PENGGUNA F1 | SS 21.23 CENTURY SQUARE 2320 F1 |  |  |  | C21233 | 2000-07-12 |  | EPE | SW/98/1999 | 630.000 A | PENGGUNA F1
378186934 | TNB | DISTRIBUTION | WP PUTRAJAYA & CYBERJAYA | Existing | VCBJ/PCE/J21231/MB21232 | 300281673 | 11 kV | CLOSED | VACUUM | CBJ21551 SS 21.55 SME (F1) | SS 21.23 CENTURY SQUARE 2320 F1 |  |  |  | C21232 | 2000-07-12 |  | EPE | SW/98/1999 | 630.000 A | SS22.55 CBJ21551
378186954 | TNB | DISTRIBUTION | WP PUTRAJAYA & CYBERJAYA | Existing | VCBJ/PCE/J21232/MB21235 | 300281676 | 11 kV | CLOSED | VACUUM | CBJ21555 SS 21.55 SME (F2) | SS 21.23 CENTURY SQUARE 2320 F2 |  |  |  | C21235 | 2000-07-12 |  | EPE | SW/98/1999 | 630.000 A | SS21.55 CBJ21555
378186956 | TNB | DISTRIBUTION | WP PUTRAJAYA & CYBERJAYA | Existing | VCBJ/PCE/J21232/MB21234 | 300281675 | 11 kV | CLOSED | VACUUM | CBJ21115 PE 21.11 (F2) | SS 21.23 CENTURY SQUARE 2320 F2 |  |  |  | C21234 | 2000-07-12 |  | EPE | SW/98/1999 | 630.000 A | PE21.11 CBJ21115
378186975 | TNB | DISTRIBUTION | WP PUTRAJAYA & CYBERJAYA | Existing | VCBJ/PCE/J21232/MB21236 | 300281677 | 11 kV | CLOSED | VACUUM | PENGGUNA F2 | SS 21.23 CENTURY SQUARE 2320 F2 |  |  |  | C21236 | 2000-07-12 |  | EPE | SW/98/1999 | 630.000 A | PENGGUNA F2
378188810 | TNB | DISTRIBUTION | WP PUTRAJAYA & CYBERJAYA | Existing | VCBJ/PCE/J22721/MB22723 | 300454524 | 11 kV | CLOSED | VACUUM | CBJ22621 PE 22.62 (F1) | PE 22.72 CYBERNEO 3 F1 |  |  |  | C22723 |  |  | EPE | 12A20 | 630.000 A | PENGGUNA 1
378188812 | TNB | DISTRIBUTION | WP PUTRAJAYA & CYBERJAYA | Existing | VCBJ/PCE/J22721/MB22722 | 300454523 | 11 kV | CLOSED | VACUUM | TX1-1000KVA | PE 22.72 CYBERNEO 3 F1 |  |  |  | C22722 |  |  | EPE | 12A20 | 630.000 A | PE22.62 CBJ22621
378188831 | TNB | DISTRIBUTION | WP PUTRAJAYA & CYBERJAYA | Existing | VCBJ/PCE/J22721/MB22721 | 300454522 | 11 kV | CLOSED | VACUUM | CBJ22862 PE 22.86 | PE 22.72 CYBERNEO 3 F1 |  |  |  | C22721 |  |  | EPE | A1 | 630.000 A | PE22.86 CBJ22861
378188851 | TNB | DISTRIBUTION | WP PUTRAJAYA & CYBERJAYA | Existing | VCBJ/PCE/J22722/MB22722 | 300454501 | 11 kV | CLOSED | VACUUM | CBJ22624 PE 22.62 (F2) | PE 22.72 CYBERNEO 3 F2 |  |  |  | C22725 |  |  | EPE | 12A20 | 630.000 A | PE22.62 CBJ22624
378188853 | TNB | DISTRIBUTION | WP PUTRAJAYA & CYBERJAYA | Existing | VCBJ/PCE/J22722/MB22723 | 300454503 | 11 kV | CLOSED | VACUUM | TX2-1000KVA | PE 22.72 CYBERNEO 3 F2 |  |  |  | C22726 |  |  | EPE | 12A20 | 630.000 A | PENGGUNA 2
378188872 | TNB | DISTRIBUTION | WP PUTRAJAYA & CYBERJAYA | Existing | VCBJ/PCE/J22722/MB22721 | 300454500 | 11 kV | CLOSED | VACUUM | CBJ22616 PE 22.61(F2) | PE 22.72 CYBERNEO 3 F2 |  |  |  | C22724 |  |  | EPE | A1 | 630.000 A | PE22.61 CBJ22616
378202688 | TNB | DISTRIBUTION | WP PUTRAJAYA & CYBERJAYA | Existing | VPTJ/PCE/J04211/MB04211 | 300448894 | 11 kV | CLOSED | VACUUM |  | SS 4.21 4G5 (F1) |  |  |  | P04211 | 2013-01-11 |  | TAMCO | A1 | 630.000 A | PTJ04172
378202690 | TNB | DISTRIBUTION | WP PUTRAJAYA & CYBERJAYA | Existing | VPTJ/PCE/J04211/MB04212 | 300448895 | 11 kV | CLOSED | VACUUM |  | SS 4.21 4G5 (F1) |  |  |  | P04212 | 2013-01-11 |  | TAMCO | A1 | 630.000 A | PMU PJ CENTRAL VCB 6
378202714 | TNB | DISTRIBUTION | WP PUTRAJAYA & CYBERJAYA | Existing | VPTJ/PCE/J04211/MB04213 | 300448896 | 11 kV | CLOSED | VACUUM |  | SS 4.21 4G5 (F1) |  |  |  | P04213 | 2013-01-11 |  | TAMCO | A1 | 630.000 A | PENGGUNA F1
378202729 | TNB | DISTRIBUTION | WP PUTRAJAYA & CYBERJAYA | Existing | VPTJ/PCE/J04212/MB04214 | 300448897 | 11 kV | CLOSED | VACUUM |  | SS 4.21 4G5 (F2) |  |  |  | P04214 | 2013-01-11 |  | TAMCO | A1 | 630.000 A | PTJ04175
378202731 | TNB | DISTRIBUTION | WP PUTRAJAYA & CYBERJAYA | Existing | VPTJ/PCE/J04212/MB04215 | 300448898 | 11 kV | CLOSED | VACUUM |  | SS 4.21 4G5 (F2) |  |  |  | P04215 | 2013-01-11 |  | TAMCO | A1 | 630.000 A | PMU PJ CENTRAL VCB 5
378202755 | TNB | DISTRIBUTION | WP PUTRAJAYA & CYBERJAYA | Existing | VPTJ/PCE/J04212/MB04216 | 300448899 | 11 kV | CLOSED | VACUUM |  | SS 4.21 4G5 (F2) |  |  |  | P04216 | 2013-01-11 |  | TAMCO | A1 | 630.000 A | PENGGUNA F2
378203159 | TNB | DISTRIBUTION | WP PUTRAJAYA & CYBERJAYA | Existing | VPTJ/PCE/J18121/MB18121 | 300281659 | 11 kV | CLOSED | VACUUM | PTJ18121 | PE 18.12 BLOK A (F1) |  |  |  | P18121 | 22/02/2007 |  | ITEM | ZZT | 630.000 A | PE18.13 PTJ18133
378203161 | TNB | DISTRIBUTION | WP PUTRAJAYA & CYBERJAYA | Existing | VPTJ/PCE/J18121/MB18122 | 300281660 | 11 kV | CLOSED | VACUUM | PTJ18122 | PE 18.12 BLOK A (F1) |  |  |  | P18122 | 22/02/2007 |  | ITEM | 8BK-88A1 | 630.000 A | PE18.11 PTJ18111
378203185 | TNB | DISTRIBUTION | WP PUTRAJAYA & CYBERJAYA | Existing | VPTJ/PCE/J18121/MB18123 | 300281661 | 11 kV | CLOSED | VACUUM | PTJ18123 | PE 18.12 BLOK A (F1) |  |  |  | P18123 | 22/02/2007 |  | ITEM | 8BK-88A1 | 630.000 A | TX.1
378203209 | TNB | DISTRIBUTION | WP PUTRAJAYA & CYBERJAYA | Existing | VPTJ/PCE/J18122/MB18124 | 300281662 | 11 kV | CLOSED | VACUUM |  | PE 18.12 BLOK A (F2) |  |  |  | P18124 | 22/02/2007 |  | ITEM | ZZT | 630.000 A | PE18.13 PTJ18136
378203233 | TNB | DISTRIBUTION | WP PUTRAJAYA & CYBERJAYA | Existing | VPTJ/PCE/J18122/MB18125 | 300281663 | 11 kV | CLOSED | VACUUM |  | PE 18.12 BLOK A (F2) |  |  |  | P18125 | 22/02/2007 |  | ITEM | 8BK-88A1 | 630.000 A | PE18.11 PTJ18114
378203234 | TNB | DISTRIBUTION | WP PUTRAJAYA & CYBERJAYA | Existing | VPTJ/PCE/J18122/MB18126 | 300281664 | 11 kV | CLOSED | VACUUM |  | PE 18.12 BLOK A (F2) |  |  |  | P18126 | 22/02/2007 |  | ITEM | 8BK-88A1 | 630.000 A | TX.2
378205894 | TNB | DISTRIBUTION | WP PUTRAJAYA & CYBERJAYA | Existing | VPTJ/PCE/J04171/MB04171 | 300288618 | 11 kV | CLOSED | VACUUM |  | SS 4.17 4G11 (F1) |  |  |  | P04171 | 22/02/2011 |  | TAMCO | A1 | 630.000 A | SS4.16 PTJ04162
378205896 | TNB | DISTRIBUTION | WP PUTRAJAYA & CYBERJAYA | Existing | VPTJ/PCE/J04171/MB04172 | 300288619 | 11 kV | CLOSED | VACUUM |  | SS 4.17 4G11 (F1) |  |  |  | P04172 | 22/02/2011 |  | TAMCO | A1 | 630.000 A | SS4.21 PTJ04211
378205920 | TNB | DISTRIBUTION | WP PUTRAJAYA & CYBERJAYA | Existing | VPTJ/PCE/J04171/MB04173 | 300288620 | 11 kV | CLOSED | VACUUM |  | SS 4.17 4G11 (F1) |  |  |  | P04173 | 22/02/2011 |  | TAMCO | A1 | 630.000 A | VCB PENGGUNA 1
378205935 | TNB | DISTRIBUTION | WP PUTRAJAYA & CYBERJAYA | Existing | VPTJ/PCE/J04172/MB04174 | 300288621 | 11 kV | CLOSED | VACUUM |  | SS 4.17 4G11 (F2) |  |  |  | P04174 | 22/02/2011 |  | TAMCO | A1 | 630.000 A | PTJ04165
378205937 | TNB | DISTRIBUTION | WP PUTRAJAYA & CYBERJAYA | Existing | VPTJ/PCE/J04172/MB04175 | 300288622 | 11 kV | CLOSED | VACUUM |  | SS 4.17 4G11 (F2) |  |  |  | P04175 | 22/02/2011 |  | TAMCO | A1 | 630.000 A | PTJ04214
378205961 | TNB | DISTRIBUTION | WP PUTRAJAYA & CYBERJAYA | Existing | VPTJ/PCE/J04172/MB04176 | 300288623 | 11 kV | CLOSED | VACUUM |  | SS 4.17 4G11 (F2) |  |  |  | P04176 | 22/02/2011 |  | TAMCO | A1 | 630.000 A | VCB PENGGUNA 2
378205976 | TNB | DISTRIBUTION | WP PUTRAJAYA & CYBERJAYA | Existing | VPTJ/PCE/J04161/MB04161 | 300288624 | 11 kV | CLOSED | VACUUM | PTJ04161 | SS 4.16 4G10 (F1) |  |  |  | P04161 | 22/02/2011 |  | TAMCO | A1 | 630.000 A | SS4.15 PTJ04152
378205978 | TNB | DISTRIBUTION | WP PUTRAJAYA & CYBERJAYA | Existing | VPTJ/PCE/J04161/MB04162 | 300288625 | 11 kV | CLOSED | VACUUM | PTJ04162 | SS 4.16 4G10 (F1) |  |  |  | P04162 | 22/02/2011 |  | TAMCO | A1 | 630.000 A | SS4.17 PTJ04171
378206002 | TNB | DISTRIBUTION | WP PUTRAJAYA & CYBERJAYA | Existing | VPTJ/PCE/J04161/MB04163 | 300288626 | 11 kV | CLOSED | VACUUM | PTJ04163 | SS 4.16 4G10 (F1) |  |  |  | P04163 | 22/02/2011 |  | TAMCO | A1 | 630.000 A | VCB PENGGUNA 1
378206017 | TNB | DISTRIBUTION | WP PUTRAJAYA & CYBERJAYA | Existing | VPTJ/PCE/J04162/MB04164 | 300288627 | 11 kV | CLOSED | VACUUM | PTJ04164 | SS 4.16 4G10 (F2) |  |  |  | P04164 | 22/02/2011 |  | TAMCO | A1 | 630.000 A | SS4.15 PTJ04155
378206019 | TNB | DISTRIBUTION | WP PUTRAJAYA & CYBERJAYA | Existing | VPTJ/PCE/J04162/MB04165 | 300288628 | 11 kV | CLOSED | VACUUM | PTJ04165 | SS 4.16 4G10 (F2) |  |  |  | P04165 | 22/02/2011 |  | TAMCO | A1 | 630.000 A | SS4.17 PTJ04174
378206043 | TNB | DISTRIBUTION | WP PUTRAJAYA & CYBERJAYA | Existing | VPTJ/PCE/J04162/MB04166 | 300288629 | 11 kV | CLOSED | VACUUM | PTJ04166 | SS 4.16 4G10 (F2) |  |  |  | P04166 | 22/02/2011 |  | TAMCO | A1 | 630.000 A | VCB PENGGUNA 2
378206074 | TNB | DISTRIBUTION | WP PUTRAJAYA & CYBERJAYA | Existing | VPTJ/PCE/J04151/MB04151 | 300288599 | 11 kV | CLOSED | VACUUM |  | SS 4.15 4G9 (F1) |  |  |  | P04151 | 2011-07-02 |  | TAMCO | A1 | 630.000 A | SS4.14 PTJ04142
378206076 | TNB | DISTRIBUTION | WP PUTRAJAYA & CYBERJAYA | Existing | VPTJ/PCE/J04151/MB04152 | 300288600 | 11 kV | CLOSED | VACUUM |  | SS 4.15 4G9 (F1) |  |  |  | P04152 | 2011-07-02 |  | TAMCO | A1 | 630.000 A | SS4.16 PTJ04161
378206100 | TNB | DISTRIBUTION | WP PUTRAJAYA & CYBERJAYA | Existing | VPTJ/PCE/J04151/MB04153 | 300288601 | 11 kV | CLOSED | VACUUM | PTJ04153 | SS 4.15 4G9 (F1) |  |  |  | P04153 | 2011-07-02 |  | TAMCO | A1 | 630.000 A | VCB PENGGUNA 1
378206115 | TNB | DISTRIBUTION | WP PUTRAJAYA & CYBERJAYA | Existing | VPTJ/PCE/J04152/MB04154 | 300288602 | 11 kV | CLOSED | VACUUM | PTJ04154 | SS 4.15 4G9 (F2) |  |  |  | P04154 | 2011-07-02 |  | TAMCO | A1 | 630.000 A | SS4.14 PTJ04145
378206117 | TNB | DISTRIBUTION | WP PUTRAJAYA & CYBERJAYA | Existing | VPTJ/PCE/J04152/MB04155 | 300288603 | 11 kV | CLOSED | VACUUM | PTJ04155 | SS 4.15 4G9 (F2) |  |  |  | P04155 | 2011-07-02 |  | TAMCO | A1 | 630.000 A | SS4.16 PTJ04164
378206141 | TNB | DISTRIBUTION | WP PUTRAJAYA & CYBERJAYA | Existing | VPTJ/PCE/J04152/MB04156 | 300288604 | 11 kV | CLOSED | VACUUM | PTJ04156 | SS 4.15 4G9 (F2) |  |  |  | P04156 | 2011-07-02 |  | TAMCO | A1 | 630.000 A | VCB PENGGUNA 2
378206279 | TNB | DISTRIBUTION | WP PUTRAJAYA & CYBERJAYA | Existing | VPTJ/PCE/J04141/MB04141 | 300288593 | 11 kV | CLOSED | VACUUM | PTJ04141 | SS 4.14 4G8 (F1) |  |  |  | P04141 | 2011-07-02 |  | TAMCO | A1 | 630.000 A | PPU PTJ 24 VCB7
378206281 | TNB | DISTRIBUTION | WP PUTRAJAYA & CYBERJAYA | Existing | VPTJ/PCE/J04141/MB04142 | 300288594 | 11 kV | CLOSED | VACUUM | PTJ04142 | SS 4.14 4G8 (F1) |  |  |  | P04142 | 2011-07-02 |  | TAMCO | A1 | 630.000 A | SS4.15 PTJ04151
378206305 | TNB | DISTRIBUTION | WP PUTRAJAYA & CYBERJAYA | Existing | VPTJ/PCE/J04141/MB04143 | 300288595 | 11 kV | CLOSED | VACUUM | PTJ04143 | SS 4.14 4G8 (F1) |  |  |  | P04143 | 2011-07-02 |  | TAMCO | A1 | 630.000 A | VCB PENGGUNA
378206320 | TNB | DISTRIBUTION | WP PUTRAJAYA & CYBERJAYA | Existing | VPTJ/PCE/J04142/MB04144 | 300288596 | 11 kV | CLOSED | VACUUM | PTJ04144 | SS 4.14 4G8 (F2) |  |  |  | P04144 | 2011-07-02 |  | TAMCO | A1 | 630.000 A | PPU PTJ24 VCB18
378206322 | TNB | DISTRIBUTION | WP PUTRAJAYA & CYBERJAYA | Existing | VPTJ/PCE/J04142/MB04145 | 300288597 | 11 kV | CLOSED | VACUUM | PTJ04145 | SS 4.14 4G8 (F2) |  |  |  | P04145 | 2011-07-02 |  | TAMCO | A1 | 630.000 A | SS4.15 PTJ04154
378206346 | TNB | DISTRIBUTION | WP PUTRAJAYA & CYBERJAYA | Existing | VPTJ/PCE/J04142/MB04146 | 300288598 | 11 kV | CLOSED | VACUUM | PTJ04146 | SS 4.14 4G8 (F2) |  |  |  | P04146 | 2011-07-02 |  | TAMCO | A1 | 630.000 A | VCB PENGGUNA 2
378212841 | TNB | DISTRIBUTION | WP PUTRAJAYA & CYBERJAYA | Existing | VPTJ/PCE/J09401/MB09402 | 300281920 | 11 kV | CLOSED | VACUUM |  | PE 9.40 P'PURI BLOK C (F1) |  |  |  | P09402 | 22/07/2007 |  | EPE | VFT-12 | 630.000 A | PTJ 9391
378212865 | TNB | DISTRIBUTION | WP PUTRAJAYA & CYBERJAYA | Existing | VPTJ/PCE/J09401/MB09403 | 300281921 | 11 kV | CLOSED | VACUUM |  | PE 9.40 P'PURI BLOK C (F1) |  |  |  | P09403 | 22/07/2007 |  | EPE | VFT-12 | 630.000 A | TX1 1000 KVA
378212868 | TNB | DISTRIBUTION | WP PUTRAJAYA & CYBERJAYA | Existing | VPTJ/PCE/J09401/MB09401 | 300281919 | 11 kV | CLOSED | VACUUM |  | PE 9.40 P'PURI BLOK C (F1) |  |  |  | P09401 | 22/07/2007 |  | EPE | VFT-12 | 630.000 A | PTJ 9413
378212894 | TNB | DISTRIBUTION | WP PUTRAJAYA & CYBERJAYA | Existing | VPTJ/PCE/J09402/MB09405 | 300281923 | 11 kV | CLOSED | VACUUM |  | PE 9.40 P'PURI BLOK C (F2) |  |  |  | P09405 | 22/07/2007 |  | EPE | 12 A 20 | 630.000 A | PTJ 9394 PE 9.39
378212918 | TNB | DISTRIBUTION | WP PUTRAJAYA & CYBERJAYA | Existing | VPTJ/PCE/J09402/MB09406 | 300281924 | 11 kV | CLOSED | VACUUM |  | PE 9.40 P'PURI BLOK C (F2) |  |  |  | P09406 | 22/07/2007 |  | EPE | 12 A 20 | 630.000 A | TX2 1000KVA
378212921 | TNB | DISTRIBUTION | WP PUTRAJAYA & CYBERJAYA | Existing | VPTJ/PCE/J09402/MB09404 | 300281922 | 11 kV | CLOSED | VACUUM |  | PE 9.40 P'PURI BLOK C (F2) |  |  |  | P09404 | 22/07/2007 |  | EPE | 12 A 20 | 630.000 A | PTJ 9416 PE 9.41
378224918 | TNB | DISTRIBUTION | WP PUTRAJAYA & CYBERJAYA | Existing | VCBJ/PCE/J25081/MB25082 | 300453567 | 11 kV | CLOSED | VACUUM | CBJ21092 SS 21.09 CBJ 1 (F1) | SS 25.08 NTT 3 F1 |  |  |  | C25082 |  |  | EPE | A1 | 630.000 A | PE21.09 CBJ21095
378224920 | TNB | DISTRIBUTION | WP PUTRAJAYA & CYBERJAYA | Existing | VCBJ/PCE/J25081/MB25083 | 300453568 | 11 kV | CLOSED | VACUUM | PENGGUNA F1 | SS 25.08 NTT 3 F1 |  |  |  | C25083 |  |  | EPE | A1 | 630.000 A | PENGGUNA 1
378224939 | TNB | DISTRIBUTION | WP PUTRAJAYA & CYBERJAYA | Existing | VCBJ/PCE/J25081/MB25081 | 300453566 | 11 kV | CLOSED | VACUUM |  | SS 25.08 NTT 3 F1 |  |  |  | CBJ25081 |  |  | EPE | A1 | 630.000 A | PE21.92 CBJ21925
378224959 | TNB | DISTRIBUTION | WP PUTRAJAYA & CYBERJAYA | Existing | VCBJ/PCE/J25082/MB25082 | 300453573 | 11 kV | CLOSED | VACUUM | CBJ21095 SS 21.09 CBJ 1 (F2) | SS 25.08 NTT 3 F2 |  |  |  | C25085 |  |  | EPE | A1 | 630.000 A | PE21.09 CBJ21092
378224961 | TNB | DISTRIBUTION | WP PUTRAJAYA & CYBERJAYA | Existing | VCBJ/PCE/J25082/MB25083 | 300453574 | 11 kV | CLOSED | VACUUM | PENGGUNA F2 | SS 25.08 NTT 3 F2 |  |  |  | C25086 |  |  | EPE | A1 | 630.000 A | PENGGUNA 2
378224980 | TNB | DISTRIBUTION | WP PUTRAJAYA & CYBERJAYA | Existing | VCBJ/PCE/J25082/MB25081 | 300453572 | 11 kV | CLOSED | VACUUM | CBJ21925 SS 21.92 (F2) | SS 25.08 NTT 3 F2 |  |  |  | C25084 |  |  | EPE | A1 | 630.000 A | PE21.09 CBJ21092
378225206 | TNB | DISTRIBUTION | WP PUTRAJAYA & CYBERJAYA | Existing | VCBJ/SSU/G00003/MB6S5 | 300520232 | 33 kV | OPEN | VACUUM | VCB 1P5 PPU CYB9 | SSU GOOGLE | [6 empty] | TAMCO | GV30M25D
378225246 | TNB | DISTRIBUTION | WP PUTRAJAYA & CYBERJAYA | Existing | VCBJ/SSU/G00003/MB1S5 | 300520223 | 33 kV | CLOSED | VACUUM | CONSUMER 1 | SSU GOOGLE | [6 empty] | TAMCO | GV30M25D
378225289 | TNB | DISTRIBUTION | WP PUTRAJAYA & CYBERJAYA | Existing | VCBJ/SSU/G00003/MB4S5 | 300520230 | 33 kV | CLOSED | VACUUM | SPARE | SSU GOOGLE | [6 empty] | TAMCO | GV30M25D
378225296 | TNB | DISTRIBUTION | WP PUTRAJAYA & CYBERJAYA | Existing | VCBJ/SSU/G00003/MB5S5 | 300520231 | 33 kV | CLOSED | VACUUM | SPARE | SSU GOOGLE | [6 empty] | TAMCO | GV30M25D
378225339 | TNB | DISTRIBUTION | WP PUTRAJAYA & CYBERJAYA | Existing | VCBJ/SSU/G00003/MB3S5 | 300520229 | 33 kV | CLOSED | VACUUM | VCB 1P5 PPU CBJ 6 | SSU GOOGLE | [6 empty] | TAMCO | GV30M25D
378225341 | TNB | DISTRIBUTION | WP PUTRAJAYA & CYBERJAYA | Existing | VCBJ/SSU/G00003/MB2S5 | 300520228 | 33 kV | CLOSED | VACUUM | CONSUMER 2 | SSU GOOGLE | [6 empty] | TAMCO | GV30M25D
378288572 | TNB | DISTRIBUTION | WP PUTRAJAYA & CYBERJAYA | Existing | VCBJ/PPU/G00007/NB31 | 300278138 | 11 kV | CLOSED | VACUUM |  | PPU CYBERJAYA NO 7 |  |  |  | VCB 31 | 26/06/1997 |  | EPE | VFT12 | 2000.000 A | TX1 30MVA 33/11KV
378288677 | TNB | DISTRIBUTION | WP PUTRAJAYA & CYBERJAYA | Existing | VCBJ/PPU/G00007/NB7 | 300278143 | 33 kV | CLOSED | VACUUM |  | PPU CYBERJAYA NO 7 |  |  |  | VCB 7 | 26/06/1997 |  | EPE | VFT12 | 630.000 A | SS21.30 CBJ21304
378288759 | TNB | DISTRIBUTION | WP PUTRAJAYA & CYBERJAYA | Existing | VCBJ/PPU/G00007/NB12 | 300278131 | 11 kV | CLOSED | VACUUM |  | PPU CYBERJAYA NO 7 |  |  |  | VCB 12 | 26/06/1997 |  | EPE | VFT12 | 630.000 A | PADAT 4 B15
378288764 | TNB | DISTRIBUTION | WP PUTRAJAYA & CYBERJAYA | Existing | VCBJ/PPU/G00007/MB4P5 | 300278127 | 33 kV | CLOSED | VACUUM |  | PPU CYBERJAYA NO 7 |  |  |  | VCB 4P5 | 26/06/1997 |  | SIEMENS | 8DA10 | 1250.000 A | PMU CBJN 8L5
378288903 | TNB | DISTRIBUTION | WP PUTRAJAYA & CYBERJAYA | Existing | VCBJ/PPU/G00007/MB1P5 | 300278122 | 33 kV | CLOSED | VACUUM |  | PPU CYBERJAYA NO 7 |  |  |  | VCB 1P5 | 26/06/1997 |  | SIEMENS | 8DA10 | 1250.000 A | PMU CBJN 7L5
378288918 | TNB | DISTRIBUTION | WP PUTRAJAYA & CYBERJAYA | Existing | VCBJ/PPU/G00007/NB15 | 300282002 | 11 kV | OPEN | VACUUM |  | PPU CYBERJAYA NO 7 |  |  |  | VCB 13 | 26/06/1997 |  | EPE | VFT12 | 630.000 A | PE22.15 CBJ22152
378288989 | TNB | DISTRIBUTION | WP PUTRAJAYA & CYBERJAYA | Existing | VCBJ/PPU/G00007/NB10 | 300278129 | 11 kV | OPEN | VACUUM |  | PPU CYBERJAYA NO 7 |  |  |  | VCB 10 | 26/06/1997 |  | EPE | VFT12 | 630.000 A | PE21.08 CBJ21081
378289074 | TNB | DISTRIBUTION | WP PUTRAJAYA & CYBERJAYA | Existing | VCBJ/PPU/G00007/MB3P5 | 300278126 | 33 kV | CLOSED | VACUUM |  | PPU CYBERJAYA NO 7 |  |  |  | VCB 3P5 | 26/06/1997 |  | SIEMENS | 8DA10 | 1250.000 A | SSU CSF 2 (GOOGLE)
378289078 | TNB | DISTRIBUTION | WP PUTRAJAYA & CYBERJAYA | Existing | VCBJ/PPU/G00007/MB2HO | 300278124 | 33 kV | CLOSED | VACUUM |  | PPU CYBERJAYA NO 7 |  |  |  | VCB 2HO | 26/06/1997 |  | SIEMENS | 8DA10 | 1250.000 A | TX2 30MVA 33/11KV
378289166 | TNB | DISTRIBUTION | WP PUTRAJAYA & CYBERJAYA | Existing | VCBJ/PPU/G00007/NB32 | 300278139 | 11 kV | CLOSED | VACUUM |  | PPU CYBERJAYA NO 7 |  |  |  | VCB 32 | 26/06/1997 |  | EPE | VFT12 | 2000.000 A | TX2 30MVA 33/11KV
378289188 | TNB | DISTRIBUTION | WP PUTRAJAYA & CYBERJAYA | Existing | VCBJ/PPU/G00007/NB5 | 300278141 | 11 kV | CLOSED | VACUUM |  | PPU CYBERJAYA NO 7 |  |  |  | VCB 5 | 26/06/1997 |  | EPE | VFT12 | 630.000 A | PE21.22 CBJ21221
378289207 | TNB | DISTRIBUTION | WP PUTRAJAYA & CYBERJAYA | Existing | VCBJ/PPU/G00007/MB2P5 | 300278125 | 33 kV | CLOSED | VACUUM |  | PPU CYBERJAYA NO 7 |  |  |  | VCB 2P5 | 26/06/1997 |  | SIEMENS | 8DA10 | 1250.000 A | SSU MMU 5S5
378289243 | TNB | DISTRIBUTION | WP PUTRAJAYA & CYBERJAYA | Existing | VCBJ/PPU/G00007/NB14 | 300278133 | 11 kV | CLOSED | VACUUM |  | PPU CYBERJAYA NO 7 |  |  |  | VCB 14 | 26/06/1997 |  | EPE | VFT12 | 630.000 A | SS21.28 CBJ21281
378289269 | TNB | DISTRIBUTION | WP PUTRAJAYA & CYBERJAYA | Existing | VCBJ/PPU/G00007/MB1HO | 300278121 | 33 kV | CLOSED | VACUUM |  | PPU CYBERJAYA NO 7 |  |  |  | VCB 1HO | 26/06/1997 |  | SIEMENS | 8DA10 | 1250.000 A | TX1 30MVA 33/11KV
378289408 | TNB | DISTRIBUTION | WP PUTRAJAYA & CYBERJAYA | Existing | VCBJ/PPU/G00007/NB3 | 300278136 | 11 kV | OPEN | VACUUM | SPARE | PPU CYBERJAYA NO 7 |  |  |  | VCB 3 | 26/06/1997 |  | EPE | VFT12 | 630.000 A | PE21.40 CBJ21403
378289431 | TNB | DISTRIBUTION | WP PUTRAJAYA & CYBERJAYA | Existing | VCBJ/PPU/G00007/NB11 | 300278130 | 11 kV | CLOSED | VACUUM |  | PPU CYBERJAYA NO 7 |  |  |  | VCB 11 | 26/06/1997 |  | EPE | VFT12 | 630.000 A | PE21.08 CBJ21084
378289812 | TNB | DISTRIBUTION | WP PUTRAJAYA & CYBERJAYA | Existing | VCBJ/PPU/G00007/NB9 | 300278145 | 11 kV | CLOSED | VACUUM |  | PPU CYBERJAYA NO 7 |  |  |  | VCB 9 | 26/06/1997 |  | EPE | VFT12 | 630.000 A | SS21.28 CBJ21284
378289814 | TNB | DISTRIBUTION | WP PUTRAJAYA & CYBERJAYA | Existing | VCBJ/PPU/G00007/NB13 | 300278132 | 11 kV | CLOSED | VACUUM | CBJ22061 PE 22.06 PADAT B 15-5 | PPU CYBERJAYA NO 7 |  |  |  | VCB 13 | 26/06/1997 |  | EPE | VFT12 | 630.000 A | PE22.05 CBJ22051
378289854 | TNB | DISTRIBUTION | WP PUTRAJAYA & CYBERJAYA | Existing | VCBJ/PPU/G00007/NB6 | 300278142 | 11 kV | CLOSED | VACUUM |  | PPU CYBERJAYA NO 7 |  |  |  | VCB 6 | 26/06/1997 |  | EPE | VFT12 | 630.000 A | SS22.55 CBJ22551
378289997 | TNB | DISTRIBUTION | WP PUTRAJAYA & CYBERJAYA | Existing | VCBJ/PPU/G00007/NB16 | 300278134 | 11 kV | CLOSED | VACUUM |  | PPU CYBERJAYA NO 7 |  |  |  | VCB 16 | 26/06/1997 |  | EPE | VFT12 | 630.000 A | PE21.60 CBJ21601
378290006 | TNB | DISTRIBUTION | WP PUTRAJAYA & CYBERJAYA | Existing | VCBJ/PPU/G00007/NB4 | 300278140 | 11 kV | CLOSED | VACUUM |  | PPU CYBERJAYA NO 7 |  |  |  | VCB 4 | 26/06/1997 |  | EPE | VFT12 | 630.000 A | PE21.13 CBJ21134
378290132 | TNB | DISTRIBUTION | WP PUTRAJAYA & CYBERJAYA | Existing | VCBJ/PPU/G00007/NB1 | 300278128 | 11 kV | CLOSED | VACUUM |  | PPU CYBERJAYA NO 7 |  |  |  | VCB 1 | 26/06/1997 |  | EPE | VFT12 | 630.000 A | SS22.36 CBJ22364
378290133 | TNB | DISTRIBUTION | WP PUTRAJAYA & CYBERJAYA | Existing | VCBJ/PPU/G00007/NB17 | 300307875 | 11 kV | CLOSED | VACUUM |  | PPU CYBERJAYA NO 7 |  |  |  | VCB 17 | 26/06/1997 |  | EPE | NA | 630.000 A | NA
378290134 | TNB | DISTRIBUTION | WP PUTRAJAYA & CYBERJAYA | Existing | VCBJ/PPU/G00007/NB2 | 300278135 | 11 kV | CLOSED | VACUUM |  | PPU CYBERJAYA NO 7 |  |  |  | VCB 2 | 26/06/1997 |  | EPE | VFT12 | 630.000 A | SS22.36 CBJ22361
378290135 | TNB | DISTRIBUTION | WP PUTRAJAYA & CYBERJAYA | Existing | VCBJ/PPU/G00007/NB18 | 300307876 | 11 kV | CLOSED | VACUUM |  | PPU CYBERJAYA NO 7 |  |  |  | VCB 18 | 26/06/1997 |  | EPE | NA | 630.000 A | NA
378290330 | TNB | DISTRIBUTION | WP PUTRAJAYA & CYBERJAYA | Existing | VCBJ/SSU/G00004/MB6S5 | 300520111 | 33 kV | OPEN | VACUUM |  | SSU IDCB | [7 empty] | CPG1
378290370 | TNB | DISTRIBUTION | WP PUTRAJAYA & CYBERJAYA | Existing | VCBJ/SSU/G00004/MB1S5 | 300520105 | 33 kV | CLOSED | VACUUM |  | SSU IDCB | [7 empty] | CPG1
378290413 | TNB | DISTRIBUTION | WP PUTRAJAYA & CYBERJAYA | Existing | VCBJ/SSU/G00004/MB4S5 | 300520109 | 33 kV | CLOSED | VACUUM |  | SSU IDCB | [7 empty] | CPG1
378290420 | TNB | DISTRIBUTION | WP PUTRAJAYA & CYBERJAYA | Existing | VCBJ/SSU/G00004/MB5S5 | 300520110 | 33 kV | CLOSED | VACUUM | SPARE | SSU IDCB | [7 empty] | CPG1
378290463 | TNB | DISTRIBUTION | WP PUTRAJAYA & CYBERJAYA | Existing | VCBJ/SSU/G00004/MB3S5 | 300520108 | 33 kV | CLOSED | VACUUM |  | SSU IDCB | [7 empty] | CPG1
378290465 | TNB | DISTRIBUTION | WP PUTRAJAYA & CYBERJAYA | Existing | VCBJ/SSU/G00004/MB2S5 | 300520107 | 33 kV | CLOSED | VACUUM |  | SSU IDCB | [7 empty] | CPG1
378297112 | TNB | DISTRIBUTION | WP PUTRAJAYA & CYBERJAYA | Existing | VPTJ/PCE/J02191/MB02191 | 300281411 | 11 kV | CLOSED | VACUUM | PTJ02191 | SS 2.19 2M10 (F1) |  |  |  | P02191 | 28/10/2005 |  | TAMCO | VK10J25H | 630.000 A | SS2.20 PTJ02202
378297114 | TNB | DISTRIBUTION | WP PUTRAJAYA & CYBERJAYA | Existing | VPTJ/PCE/J02191/MB02192 | 300281412 | 11 kV | CLOSED | VACUUM | PTJ02192 | SS 2.19 2M10 (F1) |  |  |  | P02192 | 28/10/2005 |  | TAMCO | VK10J25H | 630.000 A | PPU PJ24 VCB 1
378297138 | TNB | DISTRIBUTION | WP PUTRAJAYA & CYBERJAYA | Existing | VPTJ/PCE/J02191/MB02193 | 300281413 | 11 kV | CLOSED | VACUUM | PTJ02193 | SS 2.19 2M10 (F1) |  |  |  | P02193 | 28/10/2005 |  | TAMCO | VK10J25H | 630.000 A | PENGGUNA 1
378297153 | TNB | DISTRIBUTION | WP PUTRAJAYA & CYBERJAYA | Existing | VPTJ/PCE/J02192/MB02194 | 300281414 | 11 kV | CLOSED | VACUUM | PTJ02194 | SS 2.19 2M10 (F2) |  |  |  | P02194 | 28/10/2005 |  | TAMCO | VK10J25H | 630.000 A | SS2.20 PTJ02205
378297155 | TNB | DISTRIBUTION | WP PUTRAJAYA & CYBERJAYA | Existing | VPTJ/PCE/J02192/MB02195 | 300281415 | 11 kV | CLOSED | VACUUM | PTJ02195 | SS 2.19 2M10 (F2) |  |  |  | P02195 | 28/10/2005 |  | TAMCO | VK10J25H | 630.000 A | PPU PJ24 VCB 2
378297179 | TNB | DISTRIBUTION | WP PUTRAJAYA & CYBERJAYA | Existing | VPTJ/PCE/J02192/MB02196 | 300281416 | 11 kV | CLOSED | VACUUM | PTJ02196 | SS 2.19 2M10 (F2) |  |  |  | P02196 | 28/10/2005 |  | TAMCO | VK10J25H | 630.000 A | PENGGUNA 2
378297194 | TNB | DISTRIBUTION | WP PUTRAJAYA & CYBERJAYA | Existing | VPTJ/PCE/J02231/MB02232 | 310283382 | 11 kV | CLOSED | VACUUM | PTJ02232 | PE 2.23 2C10 (F1) |  |  |  | P02232 |  |  | TOSHIBA |  | 630.000 A | SS2.19 PTJ02191
378297196 | TNB | DISTRIBUTION | WP PUTRAJAYA & CYBERJAYA | Existing | VPTJ/PCE/J02231/MB02233 | 310283383 | 11 kV | CLOSED | VACUUM | PTJ02233 | PE 2.23 2C10 (F1) |  |  |  | P02233 |  |  | TOSHIBA |  | 630.000 A | PENGGUNA F1
378297215 | TNB | DISTRIBUTION | WP PUTRAJAYA & CYBERJAYA | Existing | VPTJ/PCE/J02231/MB02231 | 310283381 | 11 kV | CLOSED | VACUUM | PTJ02231 | PE 2.23 2C10 (F1) |  |  |  | P02231 |  |  | TOSHIBA |  | 630.000 A | SS2.20 PTJ02202
378297235 | TNB | DISTRIBUTION | WP PUTRAJAYA & CYBERJAYA | Existing | VPTJ/PCE/J02232/MB02235 | 310283385 | 11 kV | CLOSED | VACUUM | PTJ02235 | PE 2.23 2C10 (F2) |  |  |  | PTJ02235 |  |  | TOSHIBA |  | 630.000 A | PE2.19 PTJ02194
378297237 | TNB | DISTRIBUTION | WP PUTRAJAYA & CYBERJAYA | Existing | VPTJ/PCE/J02232/MB02236 | 310283386 | 11 kV | CLOSED | VACUUM | PTJ02236 | PE 2.23 2C10 (F2) |  |  |  | PTJ02236 |  |  | TOSHIBA |  | 630.000 A | PENGGUNA F2
378297256 | TNB | DISTRIBUTION | WP PUTRAJAYA & CYBERJAYA | Existing | VPTJ/PCE/J02232/MB02234 | 310283384 | 11 kV | CLOSED | VACUUM | PTJ02234 | PE 2.23 2C10 (F2) |  |  |  | PTJ02234 |  |  | TOSHIBA |  | 630.000 A | PE2.20 PTJ02205
378297328 | TNB | DISTRIBUTION | WP PUTRAJAYA & CYBERJAYA | Existing | VPTJ/PCE/J03051/MB03052 | 300281890 | 11 kV | CLOSED | VACUUM | PTJ03052 | SS 3.05 KIBLAT WALK (F1) |  |  |  | P03052 | 2009-04-03 |  | EPE | A1 | 630.000 A | PE 4.02 PTJ04021
378297330 | TNB | DISTRIBUTION | WP PUTRAJAYA & CYBERJAYA | Existing | VPTJ/PCE/J03051/MB03053 | 300281891 | 11 kV | CLOSED | VACUUM | PTJ03053 | SS 3.05 KIBLAT WALK (F1) |  |  |  | P03053 | 2009-04-03 |  | EPE | A1 | 630.000 A | PENGGUNA
378297349 | TNB | DISTRIBUTION | WP PUTRAJAYA & CYBERJAYA | Existing | VPTJ/PCE/J03051/MB03051 | 300281889 | 11 kV | CLOSED | VACUUM | PTJ03051 | SS 3.05 KIBLAT WALK (F1) |  |  |  | P03051 | 2009-04-03 |  | EPE | 12A20 | 630.000 A | PPU PTJ 24 VCB 4
378297369 | TNB | DISTRIBUTION | WP PUTRAJAYA & CYBERJAYA | Existing | VPTJ/PCE/J03052/MB03055 | 300281893 | 11 kV | CLOSED | VACUUM | PTJ03055 | SS 3.05 KIBLAT WALK (F2) |  |  |  | P03055 | 2009-05-03 |  | EPE | A1 | 630.000 A | PE 4.02 PTJ04025
378297371 | TNB | DISTRIBUTION | WP PUTRAJAYA & CYBERJAYA | Existing | VPTJ/PCE/J03052/MB03056 | 300281894 | 11 kV | CLOSED | VACUUM | PTJ03056 | SS 3.05 KIBLAT WALK (F2) |  |  |  | P03056 | 2009-05-03 |  | EPE | A1 | 630.000 A | PENGGUNA
378297390 | TNB | DISTRIBUTION | WP PUTRAJAYA & CYBERJAYA | Existing | VPTJ/PCE/J03052/MB03054 | 300281892 | 11 kV | CLOSED | VACUUM | PTJ03054 | SS 3.05 KIBLAT WALK (F2) |  |  |  | P03054 | 2009-05-03 |  | EPE | 12A20 | 630.000 A | PPU PTJ 24 VCB 3
378301458 | TNB | DISTRIBUTION | WP PUTRAJAYA & CYBERJAYA | Existing | VCBJ/PCE/J24221/MB1000 | 300511561 | 11 kV | CLOSED | VACUUM |  | SS 24.22 POSH ATLANTIC F1 |  |  |  | C24221 |  |  | EPE | N/A | 630.000 A | CBJ22362
378301460 | TNB | DISTRIBUTION | WP PUTRAJAYA & CYBERJAYA | Existing | VCBJ/PCE/J24221/MB1002 | 300512207 | 11 kV | CLOSED | VACUUM |  | SS 24.22 POSH ATLANTIC F1 |  |  |  | C24223 |  |  | EPE | N/A | 630.000 A | PENGGUNA
378301479 | TNB | DISTRIBUTION | WP PUTRAJAYA & CYBERJAYA | Existing | VCBJ/PCE/J24221/MB1001 | 300511588 | 11 kV | CLOSED | VACUUM | CBJ22131 PE 22.13 PADAT ROAD E1 | SS 24.22 POSH ATLANTIC F1 |  |  |  | C24222 |  |  | EPE | N/A | 630.000 A | CBJ22131
378301499 | TNB | DISTRIBUTION | WP PUTRAJAYA & CYBERJAYA | Existing | VCBJ/PCE/J24222/MB1000 | 300512208 | 11 kV | CLOSED | VACUUM | CBJ22365 SS 22.36 SKMM (F2) | SS 24.22 POSH ATLANTIC F2 |  |  |  | C24224 |  |  | EPE | N/A | 630.000 A | CBJ22365131
378301501 | TNB | DISTRIBUTION | WP PUTRAJAYA & CYBERJAYA | Existing | VCBJ/PCE/J24222/MB1002 | 310359635 | 11 kV | CLOSED | VACUUM | PENGGUNA HT | SS 24.22 POSH ATLANTIC F2 |  |  |  | C24226 |  |  | EPE |  | 630.000 A | PENGGUNA
378301520 | TNB | DISTRIBUTION | WP PUTRAJAYA & CYBERJAYA | Existing | VCBJ/PCE/J24222/MB1001 | 310359634 | 11 kV | CLOSED | VACUUM | CBJ22051 PE 22.05 PADAT ROAD E | SS 24.22 POSH ATLANTIC F2 |  |  |  | C24225 |  |  | EPE |  | 630.000 A | CBJ22051
378301777 | TNB | DISTRIBUTION | WP PUTRAJAYA & CYBERJAYA | Existing | VCBJ/PCE/J00113/MB1 | 300511575 | 11 kV | CLOSED | VACUUM | CBJ22132 PE 22.13 PADAT ROAD E1 | SS 24.26 CYBERSQUARE 1 |  |  |  | C24261 |  |  | EPE | N/A | 630.000 A | CBJ22132
378301779 | TNB | DISTRIBUTION | WP PUTRAJAYA & CYBERJAYA | Existing | VCBJ/PCE/J00113/MB3 | 300512206 | 11 kV | CLOSED | VACUUM | PENGGUNA HT | SS 24.26 CYBERSQUARE 1 |  |  |  | C24263 |  |  | EPE | N/A | 630.000 A | HT PENGGUNA
378301798 | TNB | DISTRIBUTION | WP PUTRAJAYA & CYBERJAYA | Existing | VCBJ/PCE/J00113/MB2 | 300511578 | 11 kV | CLOSED | VACUUM | CBJ24271 SS 24.27 | SS 24.26 CYBERSQUARE 1 |  |  |  | C24262 |  |  | EPE | N/A | 630.000 A | CBJ24271
378301803 | TNB | DISTRIBUTION | WP PUTRAJAYA & CYBERJAYA | Existing | VCBJ/PCE/J00113/MB4 | 300512220 | 11 kV | CLOSED | VACUUM | PENGGUNA HT | SS 24.26 CYBERSQUARE 1 |  |  |  | C24264 |  |  | EPE | N/A | 630.000 A | HT PENGGUNA
378301818 | TNB | DISTRIBUTION | WP PUTRAJAYA & CYBERJAYA | Existing | VCBJ/PCE/J00341/MB3 | 300522044 | 11 kV | CLOSED | VACUUM | PENGGUNA HT | SS 24.28 CYBERSQUARE 3 |  |  |  | C24283 |  |  | TAMCO | N/A | 630.000 A | HT PENGGUNA MANAGEMENT
378301820 | TNB | DISTRIBUTION | WP PUTRAJAYA & CYBERJAYA | Existing | VCBJ/PCE/J00341/MB1 | 300513670 | 11 kV | CLOSED | VACUUM | CBJ22052 PE 22.05 PADAT ROAD E | SS 24.28 CYBERSQUARE 3 |  |  |  | C24281 |  |  | TAMCO | N/A | 630.000 A | CBJ22052
378301839 | TNB | DISTRIBUTION | WP PUTRAJAYA & CYBERJAYA | Existing | VCBJ/PCE/J00341/MB4 | 300522052 | 11 kV | CLOSED | VACUUM | PENGGUNA HT | SS 24.28 CYBERSQUARE 3 |  |  |  | C24284 |  |  | TAMCO | N/A | 630.000 A | HT PENGGUNA RESIDENTAL
378301844 | TNB | DISTRIBUTION | WP PUTRAJAYA & CYBERJAYA | Existing | VCBJ/PCE/J00341/MB2 | 300521660 | 11 kV | CLOSED | VACUUM | CBJ24274 SS 24.27 F2 | SS 24.28 CYBERSQUARE 3 |  |  |  | C24282 |  |  | TAMCO | N/A | 630.000 A | CBJ24274
378301859 | TNB | DISTRIBUTION | WP PUTRAJAYA & CYBERJAYA | Existing | VCBJ/PCE/J24271/MB2 | 300521041 | 11 kV | CLOSED | VACUUM | CBJ24081 SS 24.08 EMERALD DOMAIN | SS 24.27 CYBERSQUARE 2 F1 |  |  |  | C24272 |  |  | ITEM | 8BK-88E A1 | 630.000 A | CBJ24081
378301861 | TNB | DISTRIBUTION | WP PUTRAJAYA & CYBERJAYA | Existing | VCBJ/PCE/J24271/MB1 | 300521040 | 11 kV | CLOSED | VACUUM | CBJ26262 SS 24.26 | SS 24.27 CYBERSQUARE 2 F1 |  |  |  | C24271 |  |  | ITEM | 8BK-88E A1 | 630.000 A | CBJ24262
378301880 | TNB | DISTRIBUTION | WP PUTRAJAYA & CYBERJAYA | Existing | VCBJ/PCE/J24271/MB3 | 300519591 | 11 kV | CLOSED | VACUUM | PENGGUNA HT | SS 24.27 CYBERSQUARE 2 F1 |  |  |  | C24273 |  |  | ITEM | 8BK-88E A1 | 630.000 A | HT PENGGUNA RESIDENTAL
378301926 | TNB | DISTRIBUTION | WP PUTRAJAYA & CYBERJAYA | Existing | VCBJ/PCE/J24081/MB24082 | 300485119 | 11 kV | CLOSED | VACUUM | CBJ22601 SS 22.60 SATYAM (F1) | SS 24.08 EMERALD DOMAIN F1 |  |  |  | C24082 |  |  | TAMCO | A1 | 630.000 A | PE22.60 SATYAM (22601)
378301928 | TNB | DISTRIBUTION | WP PUTRAJAYA & CYBERJAYA | Existing | VCBJ/PCE/J24081/MB24081 | 300485110 | 11 kV | CLOSED | VACUUM | CBJ24272 SS 24.27 F1 | SS 24.08 EMERALD DOMAIN F1 |  |  |  | CBJ24081 |  |  | TAMCO | A1 | 630.000 A | PE22.13 PDT ROAD E1(22132)
378301947 | TNB | DISTRIBUTION | WP PUTRAJAYA & CYBERJAYA | Existing | VCBJ/PCE/J24081/MB24083 | 300485120 | 11 kV | CLOSED | VACUUM | PENGGUNA HT | SS 24.08 EMERALD DOMAIN F1 |  |  |  | C24083 |  |  | TAMCO | A1 | 630.000 A | PENGGUNA 1
378301967 | TNB | DISTRIBUTION | WP PUTRAJAYA & CYBERJAYA | Existing | VCBJ/PCE/J24082/MB24085 | 310360643 | 11 kV | CLOSED | VACUUM | CBJ22604 SS 22.60 SATYAM (F2) | SS 24.08 EMERALD DOMAIN F2 |  |  |  | C24085 |  |  | TAMCO |  | 630.000 A | CBJ22604
378301969 | TNB | DISTRIBUTION | WP PUTRAJAYA & CYBERJAYA | Existing | VCBJ/PCE/J24082/MB24084 | 310360642 | 11 kV | CLOSED | VACUUM | CBJ24275 SS 24.27 F2 | SS 24.08 EMERALD DOMAIN F2 |  |  |  | C24084 |  |  | TAMCO |  | 630.000 A | CBJ24245
378301988 | TNB | DISTRIBUTION | WP PUTRAJAYA & CYBERJAYA | Existing | VCBJ/PCE/J24082/MB24086 | 310360644 | 11 kV | CLOSED | VACUUM | PENGGUNA HT | SS 24.08 EMERALD DOMAIN F2 |  |  |  | C24086 |  |  | TAMCO |  | 630.000 A | PENGGUNA F2
378310877 | TNB | DISTRIBUTION | WP PUTRAJAYA & CYBERJAYA | Existing | VPTJ/PCE/J11031/MB11031 | 300281608 | 11 kV | CLOSED | VACUUM |  | PE 11.03 P11A1/12 TERES (F1) |  |  |  | P11031 | 27/02/2002 |  | EPE | 12A20 | 630.000 A | PE11.09 PTJ11092
378310901 | TNB | DISTRIBUTION | WP PUTRAJAYA & CYBERJAYA | Existing | VPTJ/PCE/J11031/MB11033 | 300281610 | 11 kV | CLOSED | VACUUM |  | PE 11.03 P11A1/12 TERES (F1) |  |  |  | P11033 | 27/02/2002 |  | UNIVAC | UNIVAC 12 | 630.000 A | TX 1
378310904 | TNB | DISTRIBUTION | WP PUTRAJAYA & CYBERJAYA | Existing | VPTJ/PCE/J11031/MB11032 | 300281609 | 11 kV | CLOSED | VACUUM |  | PE 11.03 P11A1/12 TERES (F1) |  |  |  | P11032 | 27/02/2002 |  | EPE | 12A20 | 630.000 A | PE11.02 PTJ11021
378310993 | TNB | DISTRIBUTION | WP PUTRAJAYA & CYBERJAYA | Existing | VPTJ/PCE/J11032/MB11034 | 300281611 | 11 kV | CLOSED | VACUUM |  | PE 11.03 P11A1/12 TERES (F2) |  |  |  | P11034 | 27/02/2002 |  | UNIVAC | UNIVAC 12 | 630.000 A | PE11.09 PTJ11095
378311017 | TNB | DISTRIBUTION | WP PUTRAJAYA & CYBERJAYA | Existing | VPTJ/PCE/J11032/MB11036 | 300281613 | 11 kV | CLOSED | VACUUM |  | PE 11.03 P11A1/12 TERES (F2) |  |  |  | P11036 | 27/02/2002 |  | UNIVAC | UNIVAC 12 | 630.000 A | TX 2
378311020 | TNB | DISTRIBUTION | WP PUTRAJAYA & CYBERJAYA | Existing | VPTJ/PCE/J11032/MB11035 | 300281612 | 11 kV | CLOSED | VACUUM |  | PE 11.03 P11A1/12 TERES (F2) |  |  |  | P11035 | 27/02/2002 |  | UNIVAC | UNIVAC 12 | 630.000 A | PE11.02 PTJ11024
378313762 | TNB | DISTRIBUTION | WP PUTRAJAYA & CYBERJAYA | Existing | VPTJ/PCE/J10051/MB10051 | 300281601 | 11 kV | CLOSED | VACUUM |  | PE 10.05 P10/7 BANGLOW (F1) |  |  |  | P10051 | 2000-01-06 |  | TAMCO | VK10J25H | 630.000 A | PE10.04 PTJ10045
378313786 | TNB | DISTRIBUTION | WP PUTRAJAYA & CYBERJAYA | Existing | VPTJ/PCE/J10051/MB10053 | 300281603 | 11 kV | CLOSED | VACUUM |  | PE 10.05 P10/7 BANGLOW (F1) |  |  |  | P10053 | 2000-01-06 |  | TAMCO | A1 | 630.000 A | TX 1
378313789 | TNB | DISTRIBUTION | WP PUTRAJAYA & CYBERJAYA | Existing | VPTJ/PCE/J10051/MB10052 | 300281602 | 11 kV | CLOSED | VACUUM |  | PE 10.05 P10/7 BANGLOW (F1) |  |  |  | P10052 | 2000-01-06 |  | TAMCO | A1 | 630.000 A | PE10.06 PTJ10061
378313810 | TNB | DISTRIBUTION | WP PUTRAJAYA & CYBERJAYA | Existing | VPTJ/PCE/J10052/MB10054 | 300281604 | 11 kV | CLOSED | VACUUM |  | PE 10.05 P10/7 BANGLOW (F2) |  |  |  | P10054 | 2000-01-06 |  | TAMCO | A1 | 630.000 A | PE10.04 PTJ10042
378313834 | TNB | DISTRIBUTION | WP PUTRAJAYA & CYBERJAYA | Existing | VPTJ/PCE/J10052/MB10056 | 300281607 | 11 kV | CLOSED | VACUUM |  | PE 10.05 P10/7 BANGLOW (F2) |  |  |  | P10056 | 2000-01-06 |  | TAMCO | A1 | 630.000 A | TX 2
378313837 | TNB | DISTRIBUTION | WP PUTRAJAYA & CYBERJAYA | Existing | VPTJ/PCE/J10052/MB10055 | 300281605 | 11 kV | CLOSED | VACUUM |  | PE 10.05 P10/7 BANGLOW (F2) |  |  |  | P10055 | 2000-01-06 |  | TAMCO | A1 | 630.000 A | PE10.06, PTJ10064
378353055 | TNB | DISTRIBUTION | WP PUTRAJAYA & CYBERJAYA | Existing | VPTJ/PCE/J04021/MB04022 | 300281514 | 11 kV | CLOSED | VACUUM | PTJ04022 | PE 4.02 4G2 (F1) |  |  |  | P04022 | 18/12/2003 |  | TAMCO | NA | 630.000 A | SS4.03 PTJ04031
378353079 | TNB | DISTRIBUTION | WP PUTRAJAYA & CYBERJAYA | Existing | VPTJ/PCE/J04021/MB04023 | 300281515 | 11 kV | CLOSED | VACUUM | PTJ04023 | PE 4.02 4G2 (F1) |  |  |  | P04023 | 18/12/2003 |  | TAMCO | NA | 630.000 A | MSB PENGGUNA 1
378353080 | TNB | DISTRIBUTION | WP PUTRAJAYA & CYBERJAYA | Existing | VPTJ/PCE/J04021/MB04024 | 300281516 | 11 kV | CLOSED | VACUUM | PTJ04024 | PE 4.02 4G2 (F1) |  |  |  | P04024 | 18/12/2003 |  | TAMCO | NA | 630.000 A | TX.1
378353082 | TNB | DISTRIBUTION | WP PUTRAJAYA & CYBERJAYA | Existing | VPTJ/PCE/J04021/MB04021 | 300281513 | 11 kV | CLOSED | VACUUM | PTJ04021 | PE 4.02 4G2 (F1) |  |  |  | P04021 | 18/12/2003 |  | TAMCO | A1 | 630.000 A | SS3.05 PTJ03052
378353176 | TNB | DISTRIBUTION | WP PUTRAJAYA & CYBERJAYA | Existing | VPTJ/PCE/J04022/MB04026 | 300281518 | 11 kV | CLOSED | VACUUM | PTJ04026 | PE 4.02 4G2 (F2) |  |  |  | P04026 | 18/12/2003 |  | TAMCO | A1 | 630.000 A | SS4.03 PTJ04034
378353200 | TNB | DISTRIBUTION | WP PUTRAJAYA & CYBERJAYA | Existing | VPTJ/PCE/J04022/MB04027 | 300281519 | 11 kV | CLOSED | VACUUM | PTJ04027 | PE 4.02 4G2 (F2) |  |  |  | P04027 | 18/12/2003 |  | TAMCO | A1 | 630.000 A | MSB PENGGUNA 2
378353201 | TNB | DISTRIBUTION | WP PUTRAJAYA & CYBERJAYA | Existing | VPTJ/PCE/J04022/MB04028 | 300281521 | 11 kV | CLOSED | VACUUM | PTJ04028 | PE 4.02 4G2 (F2) |  |  |  | P04028 | 18/12/2003 |  | TAMCO | A1 | 630.000 A | TX.2
378353203 | TNB | DISTRIBUTION | WP PUTRAJAYA & CYBERJAYA | Existing | VPTJ/PCE/J04022/MB04025 | 300281517 | 11 kV | CLOSED | VACUUM | PTJ04025 | PE 4.02 4G2 (F2) |  |  |  | P04025 | 18/12/2003 |  | TAMCO | A1 | 630.000 A | SS3.05 PTJ03055
378353334 | TNB | DISTRIBUTION | WP PUTRAJAYA & CYBERJAYA | Existing | VPTJ/PCE/J04031/MB04031 | 300281522 | 11 kV | CLOSED | VACUUM | PTJ04031 | SS 4.03 4G1 (F1) |  |  |  | P04031 | 21/08/2003 |  | TAMCO | A1 | 630.000 A | PE4.02 PTJ04022
378353336 | TNB | DISTRIBUTION | WP PUTRAJAYA & CYBERJAYA | Existing | VPTJ/PCE/J04031/MB04032 | 300281523 | 11 kV | CLOSED | VACUUM | PTJ04032 | SS 4.03 4G1 (F1) |  |  |  | P04032 | 21/08/2003 |  | TAMCO | A1 | 630.000 A | SS3.06 PTJ03062
378353360 | TNB | DISTRIBUTION | WP PUTRAJAYA & CYBERJAYA | Existing | VPTJ/PCE/J04031/MB04033 | 300281524 | 11 kV | CLOSED | VACUUM | PTJ04033 | SS 4.03 4G1 (F1) |  |  |  | P04033 | 21/08/2003 |  | TAMCO | A1 | 630.000 A | PENGGUNA F1
378353375 | TNB | DISTRIBUTION | WP PUTRAJAYA & CYBERJAYA | Existing | VPTJ/PCE/J04032/MB04035 | 300281526 | 11 kV | CLOSED | VACUUM | PTJ04035 | SS 4.03 4G1 (F2) |  |  |  | P04035 | 21/08/2003 |  | TAMCO | A1 | 630.000 A | SS3.06 PTJ03065
378353377 | TNB | DISTRIBUTION | WP PUTRAJAYA & CYBERJAYA | Existing | VPTJ/PCE/J04032/MB04036 | 300281527 | 11 kV | CLOSED | VACUUM | PTJ04036 | SS 4.03 4G1 (F2) |  |  |  | P04036 | 21/08/2003 |  | TAMCO | A1 | 630.000 A | PENGGUNA F2
378353396 | TNB | DISTRIBUTION | WP PUTRAJAYA & CYBERJAYA | Existing | VPTJ/PCE/J04032/MB04034 | 300281525 | 11 kV | CLOSED | VACUUM | PTJ04034 | SS 4.03 4G1 (F2) |  |  |  | P04034 | 21/08/2003 |  | TAMCO | A1 | 630.000 A | PE4.02 PTJ04026
378353426 | TNB | DISTRIBUTION | WP PUTRAJAYA & CYBERJAYA | Existing | VPTJ/PCE/J03061/MB03061 | 300281485 | 11 kV | CLOSED | VACUUM | PTJ03061 | SS 3.06 3C4 (F1) |  |  |  | P03061 | 26/07/2007 |  | ITEM | A1 | 630.000 A | PE4.01 PTJ04012
378353428 | TNB | DISTRIBUTION | WP PUTRAJAYA & CYBERJAYA | Existing | VPTJ/PCE/J03061/MB03062 | 300281486 | 11 kV | CLOSED | VACUUM | PTJ03062 | SS 3.06 3C4 (F1) |  |  |  | P03062 | 26/07/2007 |  | ITEM | A1 | 630.000 A | SS4.03 PTJ04032
378353452 | TNB | DISTRIBUTION | WP PUTRAJAYA & CYBERJAYA | Existing | VPTJ/PCE/J03061/MB03063 | 300281487 | 11 kV | CLOSED | VACUUM | PTJ03063 | SS 3.06 3C4 (F1) |  |  |  | P03063 | 26/07/2007 |  | ITEM | A1 | 630.000 A | PENGGUNA F1
378353467 | TNB | DISTRIBUTION | WP PUTRAJAYA & CYBERJAYA | Existing | VPTJ/PCE/J03062/MB03064 | 300281488 | 11 kV | CLOSED | VACUUM | PTJ03064 | SS 3.06 3C4 (F2) |  |  |  | P03064 | 26/07/2007 |  | ITEM | A1 | 630.000 A | SS4.01 PTJ04016
378353469 | TNB | DISTRIBUTION | WP PUTRAJAYA & CYBERJAYA | Existing | VPTJ/PCE/J03062/MB03065 | 300281489 | 11 kV | CLOSED | VACUUM | PTJ03065 | SS 3.06 3C4 (F2) |  |  |  | P03065 | 26/07/2007 |  | ITEM | A1 | 630.000 A | SS4.03 PTJ04035
378353493 | TNB | DISTRIBUTION | WP PUTRAJAYA & CYBERJAYA | Existing | VPTJ/PCE/J03062/MB03066 | 300281490 | 11 kV | CLOSED | VACUUM | PTJ03066 | SS 3.06 3C4 (F2) |  |  |  | P03066 | 26/07/2007 |  | ITEM | A1 | 630.000 A | PENGGUNA F2
378355318 | TNB | DISTRIBUTION | WP PUTRAJAYA & CYBERJAYA | Existing | VPTJ/PCE/J03021/MB03022 | 300281434 | 11 kV | CLOSED | VACUUM | PTJ03022 | PE 3.02 3G1 (F1) |  |  |  | P03022 | 2003-11-08 |  | TAMCO | VK 10J 25H | 630.000 A | SS3.03 PTJ03031
378355342 | TNB | DISTRIBUTION | WP PUTRAJAYA & CYBERJAYA | Existing | VPTJ/PCE/J03021/MB03024 | 300281436 | 11 kV | CLOSED | VACUUM | PTJ03024 | PE 3.02 3G1 (F1) |  |  |  | P03024 | 2003-11-08 |  | TAMCO | ZZT | 630.000 A | TX.1
378355343 | TNB | DISTRIBUTION | WP PUTRAJAYA & CYBERJAYA | Existing | VPTJ/PCE/J03021/MB03023 | 300281435 | 11 kV | CLOSED | VACUUM | PTJ03023 | PE 3.02 3G1 (F1) |  |  |  | P03023 | 2003-11-08 |  | TAMCO | VK 10J 25H | 630.000 A | MSB PENGGUNA F1
378355345 | TNB | DISTRIBUTION | WP PUTRAJAYA & CYBERJAYA | Existing | VPTJ/PCE/J03021/MB03021 | 300281433 | 11 kV | CLOSED | VACUUM | PTJ03021 | PE 3.02 3G1 (F1) |  |  |  | P03021 | 2003-11-08 |  | TAMCO | ZZT | 630.000 A | PPU PJ24 VCB 14
378355437 | TNB | DISTRIBUTION | WP PUTRAJAYA & CYBERJAYA | Existing | VPTJ/PCE/J03022/MB03026 | 300281438 | 11 kV | CLOSED | VACUUM | PTJ03026 | PE 3.02 3G1 (F2) |  |  |  | P03026 | 2003-11-08 |  | TAMCO | A1 | 630.000 A | SS3.03 PTJ03034
378355461 | TNB | DISTRIBUTION | WP PUTRAJAYA & CYBERJAYA | Existing | VPTJ/PCE/J03022/MB03028 | 300281440 | 11 kV | CLOSED | VACUUM | PTJ03028 | PE 3.02 3G1 (F2) |  |  |  | P03028 | 2003-11-08 |  | TAMCO | A1 | 630.000 A | TX.2
378355462 | TNB | DISTRIBUTION | WP PUTRAJAYA & CYBERJAYA | Existing | VPTJ/PCE/J03022/MB03027 | 300281439 | 11 kV | CLOSED | VACUUM | PTJ03027 | PE 3.02 3G1 (F2) |  |  |  | P03027 | 2003-11-08 |  | TAMCO | A1 | 630.000 A | MSB PENGGUNA F2
378355464 | TNB | DISTRIBUTION | WP PUTRAJAYA & CYBERJAYA | Existing | VPTJ/PCE/J03022/MB03025 | 300281437 | 11 kV | CLOSED | VACUUM | PTJ03025 | PE 3.02 3G1 (F2) |  |  |  | P03025 | 2003-11-08 |  | TAMCO | A1 | 630.000 A | PPU PJ24 VCB 13
378355680 | TNB | DISTRIBUTION | WP PUTRAJAYA & CYBERJAYA | Existing | VPTJ/PCE/J03031/MB03031 | 300281441 | 11 kV | CLOSED | VACUUM | PTJ03031 | SS 3.03 3G2 (F1) |  |  |  | P03031 | 21/02/2004 |  | SIEMENS | NA | 630.000 A | PE3.02 PTJ03022
378355682 | TNB | DISTRIBUTION | WP PUTRAJAYA & CYBERJAYA | Existing | VPTJ/PCE/J03031/MB03032 | 300281442 | 11 kV | CLOSED | VACUUM | PTJ03032 | SS 3.03 3G2 (F1) |  |  |  | P03032 | 21/02/2004 |  | SIEMENS | NA | 630.000 A | SS3.07 PTJ03071
378355705 | TNB | DISTRIBUTION | WP PUTRAJAYA & CYBERJAYA | Existing | VPTJ/PCE/J03031/MB03033 | 300281443 | 11 kV | CLOSED | VACUUM | PTJ03033 | SS 3.03 3G2 (F1) |  |  |  | P03033 | 21/02/2004 |  | SIEMENS | NA | 630.000 A | PENGGUNA F1
378355721 | TNB | DISTRIBUTION | WP PUTRAJAYA & CYBERJAYA | Existing | VPTJ/PCE/J03032/MB03034 | 300281444 | 11 kV | CLOSED | VACUUM | PTJ03034 | SS 3.03 3G2 (F2) |  |  |  | P03034 | 21/02/2004 |  | SIEMENS | NA | 630.000 A | PE3.02 PTJ03026
378355723 | TNB | DISTRIBUTION | WP PUTRAJAYA & CYBERJAYA | Existing | VPTJ/PCE/J03032/MB03035 | 300281445 | 11 kV | CLOSED | VACUUM | PTJ03035 | SS 3.03 3G2 (F2) |  |  |  | P03035 | 21/02/2004 |  | SIEMENS | NA | 630.000 A | SS3.07 PTJ03074
378355746 | TNB | DISTRIBUTION | WP PUTRAJAYA & CYBERJAYA | Existing | VPTJ/PCE/J03032/MB03036 | 300281446 | 11 kV | CLOSED | VACUUM | PTJ03036 | SS 3.03 3G2 (F2) |  |  |  | P03036 | 21/02/2004 |  | SIEMENS | NA | 630.000 A | PENGGUNA F2
378355769 | TNB | DISTRIBUTION | WP PUTRAJAYA & CYBERJAYA | Existing | VPTJ/PCE/J03141/MB03141 | 310283403 | 11 kV | CLOSED | VACUUM | PTJ03141 | SS 3.14 BLOK D (F1) |  |  |  | P03141 |  |  | TOSHIBA |  | 630.000 A | PPUPJ24 VCB9
378355771 | TNB | DISTRIBUTION | WP PUTRAJAYA & CYBERJAYA | Existing | VPTJ/PCE/J03141/MB03142 | 310283404 | 11 kV | CLOSED | VACUUM | PTJ03142 | SS 3.14 BLOK D (F1) |  |  |  | P03142 |  |  | TOSHIBA |  | 630.000 A | PE3.13 PTJ03131
378355794 | TNB | DISTRIBUTION | WP PUTRAJAYA & CYBERJAYA | Existing | VPTJ/PCE/J03141/MB03143 | 310283405 | 11 kV | CLOSED | VACUUM | PTJ03143 | SS 3.14 BLOK D (F1) |  |  |  | P03143 |  |  | TOSHIBA |  | 630.000 A | PENGGUNA F1
378355810 | TNB | DISTRIBUTION | WP PUTRAJAYA & CYBERJAYA | Existing | VPTJ/PCE/J03142/MB03144 | 310283400 | 11 kV | CLOSED | VACUUM | PTJ03144 | SS 3.14 BLOK D (F2) |  |  |  | P03144 |  |  | TOSHIBA |  | 630.000 A | PPUPJ24 VCB12
378355812 | TNB | DISTRIBUTION | WP PUTRAJAYA & CYBERJAYA | Existing | VPTJ/PCE/J03142/MB03145 | 310283401 | 11 kV | CLOSED | VACUUM | PTJ03145 | SS 3.14 BLOK D (F2) |  |  |  | P03145 |  |  | TOSHIBA |  | 630.000 A | PE3.13 PTJ03134
378355835 | TNB | DISTRIBUTION | WP PUTRAJAYA & CYBERJAYA | Existing | VPTJ/PCE/J03142/MB03146 | 310283402 | 11 kV | CLOSED | VACUUM | PTJ03146 | SS 3.14 BLOK D (F2) |  |  |  | P03146 |  |  | TOSHIBA |  | 630.000 A | PENGGUNA F2
378355859 | TNB | DISTRIBUTION | WP PUTRAJAYA & CYBERJAYA | Existing | VPTJ/PCE/J03131/MB03131 | 310374490 | 11 kV | CLOSED | VACUUM | PTJ03131 | SS 3.13 BLOK C (F1) |  |  |  | P03131 |  |  | TAMCO |  | 630.000 A | PTJ03142
378355861 | TNB | DISTRIBUTION | WP PUTRAJAYA & CYBERJAYA | Existing | VPTJ/PCE/J03131/MB03132 | 310283391 | 11 kV | CLOSED | VACUUM | PTJ03132 | SS 3.13 BLOK C (F1) |  |  |  | P03132 |  |  | TAMCO |  | 630.000 A | PTJ03121
378355884 | TNB | DISTRIBUTION | WP PUTRAJAYA & CYBERJAYA | Existing | VPTJ/PCE/J03131/MB03133 | 310283392 | 11 kV | CLOSED | VACUUM | PTJ03133 | SS 3.13 BLOK C (F1) |  |  |  | P03133 |  |  | TAMCO |  | 630.000 A | PENGGUNA 1
378355900 | TNB | DISTRIBUTION | WP PUTRAJAYA & CYBERJAYA | Existing | VPTJ/PCE/J03132/MB03134 | 310283388 | 11 kV | CLOSED | VACUUM | PTJ03134 | SS 3.13 BLOK C (F2) |  |  |  | P03134 |  |  | TAMCO |  | 630.000 A | PE3.14 PTJ03145
378355902 | TNB | DISTRIBUTION | WP PUTRAJAYA & CYBERJAYA | Existing | VPTJ/PCE/J03132/MB03135 | 310283389 | 11 kV | CLOSED | VACUUM | PTJ03135 | SS 3.13 BLOK C (F2) |  |  |  | P03135 |  |  | TAMCO |  | 630.000 A | PE3.12 PTJ03124
378355925 | TNB | DISTRIBUTION | WP PUTRAJAYA & CYBERJAYA | Existing | VPTJ/PCE/J03132/MB03136 | 310283390 | 11 kV | CLOSED | VACUUM | PTJ03136 | SS 3.13 BLOK C (F2) |  |  |  | P03136 |  |  | TAMCO |  | 630.000 A | PENGGUNA 2
378355949 | TNB | DISTRIBUTION | WP PUTRAJAYA & CYBERJAYA | Existing | VPTJ/PCE/J03121/MB03121 | 310283397 | 11 kV | CLOSED | VACUUM | PTJ03121 | SS 3.12 BLOK A&B (F1) |  |  |  | P03121 |  |  | ITEM | 8BK-88E-A1 | 630.000 A | PE3.13 PTJ03132
378355951 | TNB | DISTRIBUTION | WP PUTRAJAYA & CYBERJAYA | Existing | VPTJ/PCE/J03121/MB03122 | 310283396 | 11 kV | CLOSED | VACUUM | PTJ03122 | SS 3.12 BLOK A&B (F1) |  |  |  | P03122 |  |  | ITEM | 8BK-88E-A1 | 630.000 A | PE4.13 PTJ04131
378355974 | TNB | DISTRIBUTION | WP PUTRAJAYA & CYBERJAYA | Existing | VPTJ/PCE/J03121/MB03123 | 310283399 | 11 kV | CLOSED | VACUUM | PTJ03123 | SS 3.12 BLOK A&B (F1) |  |  |  | P03123 |  |  | ITEM | 8BK-88E-B2B | 630.000 A | PENGGUNA 1
378355990 | TNB | DISTRIBUTION | WP PUTRAJAYA & CYBERJAYA | Existing | VPTJ/PCE/J03122/MB03124 | 310283395 | 11 kV | CLOSED | VACUUM | PTJ03124 | SS 3.12 BLOK A&B (F2) |  |  |  | P03124 |  |  | ITEM | 8BK-88E-A1 | 630.000 A | PE3.13 PTJ03135
378355992 | TNB | DISTRIBUTION | WP PUTRAJAYA & CYBERJAYA | Existing | VPTJ/PCE/J03122/MB03125 | 310283394 | 11 kV | CLOSED | VACUUM | PTJ03125 | SS 3.12 BLOK A&B (F2) |  |  |  | P03125 |  |  | ITEM | 8BK-88E-A1 | 630.000 A | PE4.13 PTJ04134
378356015 | TNB | DISTRIBUTION | WP PUTRAJAYA & CYBERJAYA | Existing | VPTJ/PCE/J03122/MB03126 | 310283393 | 11 kV | CLOSED | VACUUM | PTJ03126 | SS 3.12 BLOK A&B (F2) |  |  |  | P03126 |  |  | ITEM | 8BK-88E-B2B | 630.000 A | PENGGUNA 2
378356047 | TNB | DISTRIBUTION | WP PUTRAJAYA & CYBERJAYA | Existing | VPTJ/PCE/J04131/MB04131 | 300281542 | 11 kV | CLOSED | VACUUM | PTJ04131 | SS 4.13 4G11 (F1) |  |  |  | P04131 | 2009-11-06 |  | EPE | 12A20 | 630.000 A | PPU PJ24 VCB 9
378356049 | TNB | DISTRIBUTION | WP PUTRAJAYA & CYBERJAYA | Existing | VPTJ/PCE/J04131/MB04132 | 300281543 | 11 kV | CLOSED | VACUUM | PTJ04132 | SS 4.13 4G11 (F1) |  |  |  | P04132 | 2009-11-06 |  | EPE | 12A20 | 630.000 A | SS4.12 PTJ04121
378356072 | TNB | DISTRIBUTION | WP PUTRAJAYA & CYBERJAYA | Existing | VPTJ/PCE/J04131/MB04133 | 300281544 | 11 kV | CLOSED | VACUUM | PTJ04133 | SS 4.13 4G11 (F1) |  |  |  | P04133 | 2009-11-06 |  | EPE | 12A20 | 630.000 A | PENGGUNA 1
378356088 | TNB | DISTRIBUTION | WP PUTRAJAYA & CYBERJAYA | Existing | VPTJ/PCE/J04132/MB04134 | 300281545 | 11 kV | CLOSED | VACUUM | PTJ04134 | SS 4.13 4G11 (F2) |  |  |  | P04134 | 2009-11-06 |  | EPE | 12A20 | 630.000 A | PPU PJ24 VCB 12
378356090 | TNB | DISTRIBUTION | WP PUTRAJAYA & CYBERJAYA | Existing | VPTJ/PCE/J04132/MB04135 | 300281546 | 11 kV | CLOSED | VACUUM | PTJ04135 | SS 4.13 4G11 (F2) |  |  |  | P04135 | 2009-11-06 |  | EPE | 12A20 | 630.000 A | SS4.12 PTJ04124
378356113 | TNB | DISTRIBUTION | WP PUTRAJAYA & CYBERJAYA | Existing | VPTJ/PCE/J04132/MB04136 | 300281547 | 11 kV | CLOSED | VACUUM | PTJ04136 | SS 4.13 4G11 (F2) |  |  |  | P04136 | 2009-11-06 |  | EPE | 12A20 | 630.000 A | PENGGUNA 2
378356129 | TNB | DISTRIBUTION | WP PUTRAJAYA & CYBERJAYA | Existing | VPTJ/PCE/J04121/MB04121 | 300281535 | 11 kV | CLOSED | VACUUM |  | SS 4.12 4G7 (F1) |  |  |  | P04121 | 17/12/2008 |  | TAMCO | A1 | 630.000 A | SS4.13 PTJ04132
378356131 | TNB | DISTRIBUTION | WP PUTRAJAYA & CYBERJAYA | Existing | VPTJ/PCE/J04121/MB04122 | 300281536 | 11 kV | CLOSED | VACUUM |  | SS 4.12 4G7 (F1) |  |  |  | P04122 | 17/12/2008 |  | TAMCO | A1 | 630.000 A | SS5.01 PTJ05015
378356154 | TNB | DISTRIBUTION | WP PUTRAJAYA & CYBERJAYA | Existing | VPTJ/PCE/J04121/MB04123 | 300281537 | 11 kV | CLOSED | VACUUM |  | SS 4.12 4G7 (F1) |  |  |  | P04123 | 17/12/2008 |  | TAMCO | A1 | 630.000 A | PENGGUNA 1
378356170 | TNB | DISTRIBUTION | WP PUTRAJAYA & CYBERJAYA | Existing | VPTJ/PCE/J04122/MB04124 | 300281538 | 11 kV | CLOSED | VACUUM |  | SS 4.12 4G7 (F2) |  |  |  | P04124 | 17/12/2008 |  | TAMCO | A1 | 630.000 A | SS4.13 PTJ04135
378356172 | TNB | DISTRIBUTION | WP PUTRAJAYA & CYBERJAYA | Existing | VPTJ/PCE/J04122/MB04125 | 300281539 | 11 kV | CLOSED | VACUUM |  | SS 4.12 4G7 (F2) |  |  |  | P04125 | 17/12/2008 |  | TAMCO | A1 | 630.000 A | SS5.01 PTJ05018
378356195 | TNB | DISTRIBUTION | WP PUTRAJAYA & CYBERJAYA | Existing | VPTJ/PCE/J04122/MB04126 | 300281540 | 11 kV | CLOSED | VACUUM |  | SS 4.12 4G7 (F2) |  |  |  | P04126 | 17/12/2008 |  | TAMCO | A1 | 630.000 A | PENGGUNA 2
378356228 | TNB | DISTRIBUTION | WP PUTRAJAYA & CYBERJAYA | Existing | VPTJ/PCE/J05011/MB05011 | 300281557 | 11 kV | CLOSED | VACUUM | PTJ05011 | SS 5.01 PUSAT CONVENTION (F1) |  |  |  | PTJ05011 | 23/12/2002 |  | ABB | A1 | 630.000 A | SS5.02 PTJ05022
378356230 | TNB | DISTRIBUTION | WP PUTRAJAYA & CYBERJAYA | Existing | VPTJ/PCE/J05011/MB05012 | 300281558 | 11 kV | CLOSED | VACUUM | PTJ05012 | SS 5.01 PUSAT CONVENTION (F1) |  |  |  | PTJ05012 | 23/12/2002 |  | ABB | A1 | 630.000 A | PMU SSWW VCB 6
378356253 | TNB | DISTRIBUTION | WP PUTRAJAYA & CYBERJAYA | Existing | VPTJ/PCE/J05011/MB05013 | 300281559 | 11 kV | CLOSED | VACUUM | PTJ05013 | SS 5.01 PUSAT CONVENTION (F1) |  |  |  | PTJ05013 | 23/12/2002 |  | ABB | A1 | 630.000 A | LOOP PTJ05019
378356265 | TNB | DISTRIBUTION | WP PUTRAJAYA & CYBERJAYA | Existing | VPTJ/PCE/J05012/MB05016 | 300281561 | 11 kV | CLOSED | VACUUM |  | SS 5.01 PUSAT CONVENTION (F2) |  |  |  | PTJ05016 | 23/12/2002 |  | UNIVAC | A1 | 630.000 A | PENGGUNA F2
378356267 | TNB | DISTRIBUTION | WP PUTRAJAYA & CYBERJAYA | Existing | VPTJ/PCE/J05012/MB05015 | 300281560 | 11 kV | CLOSED | VACUUM |  | SS 5.01 PUSAT CONVENTION (F2) |  |  |  | PTJ05015 | 23/12/2002 |  | UNIVAC | A1 | 630.000 A | PE4.12 PTJ04122
378356292 | TNB | DISTRIBUTION | WP PUTRAJAYA & CYBERJAYA | Existing | VPTJ/PCE/J05012/MB05019 | 300281565 | 11 kV | CLOSED | VACUUM |  | SS 5.01 PUSAT CONVENTION (F2) |  |  |  | PTJ05019 | 23/12/2002 |  | UNIVAC | A1 | 630.000 A | PENGGUNA F2
378356296 | TNB | DISTRIBUTION | WP PUTRAJAYA & CYBERJAYA | Existing | VPTJ/PCE/J05012/MB05014 | 300281566 | 11 kV | OPEN | VACUUM |  | SS 5.01 PUSAT CONVENTION (F2) |  |  |  | PTJ05014 | 23/12/2002 |  | UNIVAC | A1 | 630.000 A | PE4.12 PTJ04125
378356320 | TNB | DISTRIBUTION | WP PUTRAJAYA & CYBERJAYA | Existing | VPTJ/PCE/J05012/MB05018 | 300281563 | 11 kV | CLOSED | VACUUM |  | SS 5.01 PUSAT CONVENTION (F2) |  |  |  | PTJ05018 | 23/12/2002 |  | UNIVAC | A1 | 630.000 A | LOOP PTJ05013
378357210 | TNB | DISTRIBUTION | WP PUTRAJAYA & CYBERJAYA | Existing | VPTJ/PCE/J05021/MB05021 | 300281567 | 11 kV | OPEN | VACUUM | PTJ05021 | SS 5.02 STP2 (F1) |  |  |  | P05021 | 2003-06-08 |  | TAMCO | A1 | 630.000 A | PE5.07 PTJ05071
378357212 | TNB | DISTRIBUTION | WP PUTRAJAYA & CYBERJAYA | Existing | VPTJ/PCE/J05021/MB05022 | 300281568 | 11 kV | CLOSED | VACUUM | PTJ05022 | SS 5.02 STP2 (F1) |  |  |  | P05022 | 2003-06-08 |  | TAMCO | A1 | 630.000 A | SS5.01 PTJ05011
378358367 | TNB | DISTRIBUTION | WP PUTRAJAYA & CYBERJAYA | Existing | VPTJ/PCE/J09052/MB09055 | 300281905 | 11 kV | CLOSED | VACUUM |  | PE 9.05 P9 G1 TERES F2 |  |  |  | P09055 | 21/06/1999 |  | TAMCO | A1 | 630.000 A | PTJ 8172
378358391 | TNB | DISTRIBUTION | WP PUTRAJAYA & CYBERJAYA | Existing | VPTJ/PCE/J09052/MB09056 | 300281906 | 11 kV | CLOSED | VACUUM |  | PE 9.05 P9 G1 TERES F2 |  |  |  | P09056 | 21/06/1999 |  | TAMCO | A1 | 630.000 A | TX2 1000KVA
378358394 | TNB | DISTRIBUTION | WP PUTRAJAYA & CYBERJAYA | Existing | VPTJ/PCE/J09052/MB09054 | 300281904 | 11 kV | CLOSED | VACUUM |  | PE 9.05 P9 G1 TERES F2 |  |  |  | P09054 | 21/06/1999 |  | TAMCO | A1 | 630.000 A | PTJ08045
378358415 | TNB | DISTRIBUTION | WP PUTRAJAYA & CYBERJAYA | Existing | VPTJ/PCE/J09051/MB09052 | 300281902 | 11 kV | CLOSED | VACUUM |  | PE 9.05 P9 G1 TERES F1 |  |  |  | P09052 | 21/06/1999 |  | TAMCO | A1 | 630.000 A | PTJ 8061
378358439 | TNB | DISTRIBUTION | WP PUTRAJAYA & CYBERJAYA | Existing | VPTJ/PCE/J09051/MB09053 | 300281903 | 11 kV | CLOSED | VACUUM |  | PE 9.05 P9 G1 TERES F1 |  |  |  | P09053 | 21/06/1999 |  | TAMCO | A1 | 630.000 A | TX 1000 KVA
378358442 | TNB | DISTRIBUTION | WP PUTRAJAYA & CYBERJAYA | Existing | VPTJ/PCE/J09051/MB09051 | 300281901 | 11 kV | CLOSED | VACUUM |  | PE 9.05 P9 G1 TERES F1 |  |  |  | P09051 | 21/06/1999 |  | TAMCO | A1 | 630.000 A | PTJ08042
378365854 | TNB | DISTRIBUTION | WP PUTRAJAYA & CYBERJAYA | Existing | VPTJ/PCE/J16111/MB16111 | 300281640 | 11 kV | CLOSED |  |  | PE 16.11 DPMR P16/C (F1) |  |  |  | P16111 | 2000-09-10 |  | EPE | HICLAD 12A2D | 630.000 A | PPU PJ1 VCB 8
378365878 | TNB | DISTRIBUTION | WP PUTRAJAYA & CYBERJAYA | Existing | VPTJ/PCE/J16111/MB16112 | 300281641 | 11 kV | CLOSED |  |  | PE 16.11 DPMR P16/C (F1) |  |  |  | P16112 | 2000-09-10 |  | EPE | HICLAD 12A2D | 630.000 A | PE16.30 PTJ16301
378365879 | TNB | DISTRIBUTION | WP PUTRAJAYA & CYBERJAYA | Existing | VPTJ/PCE/J16111/MB16113 | 300281642 | 11 kV | CLOSED |  |  | PE 16.11 DPMR P16/C (F1) |  |  |  | P16113 | 2000-09-10 |  | EPE | HICLAD 12A2D | 630.000 A | TX.1
378365975 | TNB | DISTRIBUTION | WP PUTRAJAYA & CYBERJAYA | Existing | VPTJ/PCE/J16112/MB16114 | 300281643 | 11 kV | CLOSED |  |  | PE 16.11 DPMR P16/C (F2) |  |  |  | P16114 | 2000-09-10 |  | EPE | HICLAD 12A2D | 630.000 A | PPU PJ1 VCB 17
378365999 | TNB | DISTRIBUTION | WP PUTRAJAYA & CYBERJAYA | Existing | VPTJ/PCE/J16112/MB16115 | 300281644 | 11 kV | CLOSED |  |  | PE 16.11 DPMR P16/C (F2) |  |  |  | P16115 | 2000-09-10 |  | EPE | HICLAD 12A2D | 630.000 A | PE16.30 PTJ16304
378366000 | TNB | DISTRIBUTION | WP PUTRAJAYA & CYBERJAYA | Existing | VPTJ/PCE/J16112/MB16116 | 300281645 | 11 kV | CLOSED |  |  | PE 16.11 DPMR P16/C (F2) |  |  |  | P16116 | 2000-09-10 |  | EPE | HICLAD 12A2D | 630.000 A | TX.2
378383025 | TNB | DISTRIBUTION | WP PUTRAJAYA & CYBERJAYA | Existing | VCBJ/PCE/J24272/MB1 | 300521037 | 11 kV | CLOSED | VACUUM | CBJ24282 SS 24.28 | SS 24.27 CYBERSQUARE 2 F2 |  |  |  | C24274 |  |  | ITEM | 8BK-88E A1 | 630.000 A | CBJ24282
378383027 | TNB | DISTRIBUTION | WP PUTRAJAYA & CYBERJAYA | Existing | VCBJ/PCE/J24272/MB3 | 300519589 | 11 kV | CLOSED | VACUUM | PENGGUNA HT | SS 24.27 CYBERSQUARE 2 F2 |  |  |  | C24276 |  |  | ITEM | 8BK-88E A1 | 630.000 A | HT PENGGUNA MANAGEMENT
378383046 | TNB | DISTRIBUTION | WP PUTRAJAYA & CYBERJAYA | Existing | VCBJ/PCE/J24272/MB2 | 300521039 | 11 kV | CLOSED | VACUUM | CBJ24084 SS 24.08 F2 | SS 24.27 CYBERSQUARE 2 F2 |  |  |  | C24275 |  |  | ITEM | 8BK-88E A1 | 630.000 A | CBJ24084
378383082 | TNB | DISTRIBUTION | WP PUTRAJAYA & CYBERJAYA | Existing | VCBJ/PCE/J22601/MB22602 | 300281840 | 11 kV | CLOSED | VACUUM | PPU CYB9: VCB 3 | SS 22.60 SATYAM F1 |  |  |  | C22602 | 21/12/2008 |  | TAMCO | A1 | 630.000 A | PPU CJ 9 VCB 3
378383084 | TNB | DISTRIBUTION | WP PUTRAJAYA & CYBERJAYA | Existing | VCBJ/PCE/J22601/MB22601 | 300281839 | 11 kV | CLOSED | VACUUM | CBJ24082 SS 24.08 | SS 22.60 SATYAM F1 |  |  |  | C22601 | 21/12/2008 |  | TAMCO | A1 | 630.000 A | PE22.13 CBJ22132
378383103 | TNB | DISTRIBUTION | WP PUTRAJAYA & CYBERJAYA | Existing | VCBJ/PCE/J22601/MB22603 | 300281841 | 11 kV | CLOSED | VACUUM | PENGGUNA HT | SS 22.60 SATYAM F1 |  |  |  | C22603 | 21/12/2008 |  | TAMCO | A1 | 630.000 A | PENGGUNA 1
378383123 | TNB | DISTRIBUTION | WP PUTRAJAYA & CYBERJAYA | Existing | VCBJ/PCE/J22602/MB22605 | 300281843 | 11 kV | CLOSED | VACUUM | PPU CYB9: VCB 6 | SS 22.60 SATYAM F2 |  |  |  | C22605 | 24/12/2008 |  | TAMCO | A1 | 630.000 A | PPU CJ 9 VCB 6
378383125 | TNB | DISTRIBUTION | WP PUTRAJAYA & CYBERJAYA | Existing | VCBJ/PCE/J22602/MB22604 | 300281842 | 11 kV | OPEN | VACUUM | CBJ24085 SS 24.08 F2 | SS 22.60 SATYAM F2 |  |  |  | C22604 | 24/12/2008 |  | TAMCO | A1 | 630.000 A | PE22.05 CBJ22052
378383144 | TNB | DISTRIBUTION | WP PUTRAJAYA & CYBERJAYA | Existing | VCBJ/PCE/J22602/MB22606 | 300281844 | 11 kV | CLOSED | VACUUM | PENGGUNA HT | SS 22.60 SATYAM F2 |  |  |  | C22606 | 24/12/2008 |  | TAMCO | A1 | 630.000 A | PENGGUNA2
378383718 | TNB | DISTRIBUTION | WP PUTRAJAYA & CYBERJAYA | Existing | VCBJ/PCE/J21482/MB21485 | 300281934 | 11 kV | CLOSED | VACUUM | CBJ21305 SS 21.30 | SS 21.48 INVENT Q JAYA F2 |  |  |  | C21485 | 2003-06-10 |  | EPE | A1 | 630.000 A | TIADA
378383720 | TNB | DISTRIBUTION | WP PUTRAJAYA & CYBERJAYA | Existing | VCBJ/PCE/J21482/MB21484 | 300281933 | 11 kV | CLOSED | VACUUM |  | SS 21.48 INVENT Q JAYA F2 |  |  |  | C21484 | 2003-06-10 |  | EPE | A1 | 630.000 A | TIADA
378383739 | TNB | DISTRIBUTION | WP PUTRAJAYA & CYBERJAYA | Existing | VCBJ/PCE/J21482/MB21486 | 300281935 | 11 kV | CLOSED | VACUUM | PENGGUNA HT | SS 21.48 INVENT Q JAYA F2 |  |  |  | C21486 | 2003-06-10 |  | EPE | A1 | 630.000 A | MSB F2
378383767 | TNB | DISTRIBUTION | WP PUTRAJAYA & CYBERJAYA | Existing | VCBJ/PCE/J21481/MB21482 | 300281931 | 11 kV | CLOSED | VACUUM |  | SS 21.48 INVENT Q JAYA F1 |  |  |  | C21482 | 2003-06-10 |  | EPE | A1 | 630.000 A | CBJ21091
378383769 | TNB | DISTRIBUTION | WP PUTRAJAYA & CYBERJAYA | Existing | VCBJ/PCE/J21481/MB21481 | 300281930 | 11 kV | CLOSED | VACUUM | CBJ21302 SS 21.30 | SS 21.48 INVENT Q JAYA F1 |  |  |  | C21481 | 2003-06-10 |  | EPE | A1 | 630.000 A | CBJ21302
378383788 | TNB | DISTRIBUTION | WP PUTRAJAYA & CYBERJAYA | Existing | VCBJ/PCE/J21481/MB21483 | 300281932 | 11 kV | CLOSED | VACUUM | PENGGUNA HT | SS 21.48 INVENT Q JAYA F1 |  |  |  | C21483 | 2003-06-10 |  | EPE | A1 | 630.000 A | MSB F1
378383912 | TNB | DISTRIBUTION | WP PUTRAJAYA & CYBERJAYA | Existing | VCBJ/PCE/J21722/MB21722 | 300454511 | 11 kV | CLOSED | VACUUM | CBJ21654 PE 21.65 (F2) | SS 21.72 JOYFUL F2 |  |  |  | C21725 |  |  | EPE | A1 | 630.000 A | SS21.65 CBJ 21654
378383914 | TNB | DISTRIBUTION | WP PUTRAJAYA & CYBERJAYA | Existing | VCBJ/PCE/J21722/MB21721 | 300454510 | 11 kV | CLOSED | VACUUM | CBJ23281 PE 23.28 | SS 21.72 JOYFUL F2 |  |  |  | C21724 |  |  | TAMCO | VHIH | 630.000 A | SS21.28 CBJ21282
378383933 | TNB | DISTRIBUTION | WP PUTRAJAYA & CYBERJAYA | Existing | VCBJ/PCE/J21722/MB21723 | 300454512 | 11 kV | CLOSED | VACUUM | PENGGUNA HT | SS 21.72 JOYFUL F2 |  |  |  | C21726 |  |  | EPE | A1 | 630.000 A | PENGGUNA 2
378383953 | TNB | DISTRIBUTION | WP PUTRAJAYA & CYBERJAYA | Existing | VCBJ/PCE/J21721/MB21722 | 300454506 | 11 kV | CLOSED | VACUUM | CBJ21651 PE 21.65 | SS 21.72 JOYFUL F1 |  |  |  | C21722 |  |  | EPE | A1 | 630.000 A | SS21.65 CBJ21651
378383955 | TNB | DISTRIBUTION | WP PUTRAJAYA & CYBERJAYA | Existing | VCBJ/PCE/J21721/MB21721 | 300454505 | 11 kV | CLOSED | VACUUM | CBJ21482 SS 21.48 | SS 21.72 JOYFUL F1 |  |  |  | C21721 |  |  | TAMCO | VHIH | 630.000 A | PE21.84 CBJ21842
378383974 | TNB | DISTRIBUTION | WP PUTRAJAYA & CYBERJAYA | Existing | VCBJ/PCE/J21721/MB21723 | 300454507 | 11 kV | CLOSED | VACUUM | PENGGUNA HT | SS 21.72 JOYFUL F1 |  |  |  | C21723 |  |  | EPE | A1 | 630.000 A | PENGGUNA 1
378384909 | TNB | DISTRIBUTION | WP PUTRAJAYA & CYBERJAYA | Existing | VCBJ/PCE/J21122/MB21125 | 300281670 | 11 kV | CLOSED | VACUUM | CBJ21184 PE 21.18 (F2) | PE 21.12 CYBERIA SMARTHOMES F2 |  |  |  | C21125 | 21/05/2001 |  | EPE | A1 | 630.000 A | PE21.18 CBJ21184
378384933 | TNB | DISTRIBUTION | WP PUTRAJAYA & CYBERJAYA | Existing | VCBJ/PCE/J21122/MB21126 | 300281671 | 11 kV | CLOSED | VACUUM | TX2-1000KVA | PE 21.12 CYBERIA SMARTHOMES F2 |  |  |  | C21126 | 21/05/2001 |  | EPE | A1 | 630.000 A | TX.2
378384936 | TNB | DISTRIBUTION | WP PUTRAJAYA & CYBERJAYA | Existing | VCBJ/PCE/J21122/MB21124 | 300281669 | 11 kV | CLOSED | VACUUM | CBJ21165 PE 21.16 (F2) | PE 21.12 CYBERIA SMARTHOMES F2 |  |  |  | C21124 | 21/05/2001 |  | EPE | 12A20 | 630.000 A | PE21.16 CBJ21165
378384957 | TNB | DISTRIBUTION | WP PUTRAJAYA & CYBERJAYA | Existing | VCBJ/PCE/J21121/MB21122 | 300281666 | 11 kV | CLOSED | VACUUM | CBJ21181 PE 21.18 (F1) | PE 21.12 CYBERIA SMARTHOMES F1 |  |  |  | C21122 | 21/05/2001 |  | EPE | A1 | 630.000 A | PE21.18 CBJ21181
378384981 | TNB | DISTRIBUTION | WP PUTRAJAYA & CYBERJAYA | Existing | VCBJ/PCE/J21121/MB21121 | 300281665 | 11 kV | CLOSED | VACUUM | CBJ21162 PE 21.16 (F1) | PE 21.12 CYBERIA SMARTHOMES F1 |  |  |  | C21121 | 21/05/2001 |  | EPE | 12A20 | 630.000 A | PE21.16 CBJ21162
378384984 | TNB | DISTRIBUTION | WP PUTRAJAYA & CYBERJAYA | Existing | VCBJ/PCE/J21121/MB21123 | 300281668 | 11 kV | CLOSED | VACUUM | TX1-1000KVA | PE 21.12 CYBERIA SMARTHOMES F1 |  |  |  | C21123 | 21/05/2001 |  | EPE | A1 | 630.000 A | TX.1
378400566 | TNB | DISTRIBUTION | WP PUTRAJAYA & CYBERJAYA | Existing | VPTJ/PCE/J11402/MB11405 | 300281618 | 11 kV | CLOSED |  |  | PE 11.40 BLOK C (F2) |  |  |  | P11405 | 17/08/2004 |  | SIEMENS | 8 BK-88 (A1) | 630.000 A | PE11.40 PTJ11402
378400590 | TNB | DISTRIBUTION | WP PUTRAJAYA & CYBERJAYA | Existing | VPTJ/PCE/J11402/MB11406 | 300281619 | 11 kV | CLOSED |  |  | PE 11.40 BLOK C (F2) |  |  |  | P11406 | 17/08/2004 |  | SIEMENS | 8 BK-88 (A1) | 630.000 A | TX 2
378400593 | TNB | DISTRIBUTION | WP PUTRAJAYA & CYBERJAYA | Existing | VPTJ/PCE/J11402/MB11404 | 300281617 | 11 kV | CLOSED |  |  | PE 11.40 BLOK C (F2) |  |  |  | P11404 | 17/08/2004 |  | SIEMENS | 8 BK-88 (A1) | 630.000 A | PE11.39 PTJ11391
378400672 | TNB | DISTRIBUTION | WP PUTRAJAYA & CYBERJAYA | Existing | VPTJ/PCE/J11401/MB11402 | 300281615 | 11 kV | CLOSED |  |  | PE 11.40 BLOK C (F1) |  |  |  | P11402 | 17/08/2004 |  | SIEMENS | 8 BK-88 (A1) | 630.000 A | PE11.40 PTJ11405
378400696 | TNB | DISTRIBUTION | WP PUTRAJAYA & CYBERJAYA | Existing | VPTJ/PCE/J11401/MB11403 | 300281616 | 11 kV | CLOSED |  |  | PE 11.40 BLOK C (F1) |  |  |  | P11403 | 17/08/2004 |  | SIEMENS | 8 BK-88 (A1) | 630.000 A | TX 1
378400699 | TNB | DISTRIBUTION | WP PUTRAJAYA & CYBERJAYA | Existing | VPTJ/PCE/J11401/MB11401 | 300281614 | 11 kV | CLOSED |  |  | PE 11.40 BLOK C (F1) |  |  |  | P11401 | 17/08/2004 |  | SIEMENS | 8 BK-88 (A1) | 630.000 A | PE11.41 PTJ11412
378400840 | TNB | DISTRIBUTION | WP PUTRAJAYA & CYBERJAYA | Existing | VPTJ/PCE/J01451/MB01452 | 300281346 | 11 kV | CLOSED |  |  | SS 1.45 E8 (F1) |  |  |  | P01452 | 2003-06-08 |  | TAMCO | NA | 630.000 A | SS1.50 PTJ01501
378400864 | TNB | DISTRIBUTION | WP PUTRAJAYA & CYBERJAYA | Existing | VPTJ/PCE/J01451/MB01453 | 300281347 | 11 kV | CLOSED |  |  | SS 1.45 E8 (F1) |  |  |  | P01453 | 2003-06-08 |  | TAMCO | NA | 630.000 A | MSB PENGGUNA 1
378400867 | TNB | DISTRIBUTION | WP PUTRAJAYA & CYBERJAYA | Existing | VPTJ/PCE/J01451/MB01451 | 300281345 | 11 kV | CLOSED |  |  | SS 1.45 E8 (F1) |  |  |  | P01451 | 2003-06-08 |  | TAMCO | NA | 630.000 A | SS1.46 PTJ01462
378400888 | TNB | DISTRIBUTION | WP PUTRAJAYA & CYBERJAYA | Existing | VPTJ/PCE/J01452/MB01455 | 300281349 | 11 kV | CLOSED |  |  | SS 1.45 E8 (F2) |  |  |  | P01455 | 2003-06-08 |  | TAMCO | NA | 630.000 A | SS1.50 PTJ01504
378400912 | TNB | DISTRIBUTION | WP PUTRAJAYA & CYBERJAYA | Existing | VPTJ/PCE/J01452/MB01456 | 300281350 | 11 kV | CLOSED |  |  | SS 1.45 E8 (F2) |  |  |  | P01456 | 2003-06-08 |  | TAMCO | NA | 630.000 A | MSB PENGGUNA 2
378400915 | TNB | DISTRIBUTION | WP PUTRAJAYA & CYBERJAYA | Existing | VPTJ/PCE/J01452/MB01454 | 300281348 | 11 kV | CLOSED |  |  | SS 1.45 E8 (F2) |  |  |  | P01454 | 2003-06-08 |  | TAMCO | NA | 630.000 A | SS1.46 PTJ01465
378400988 | TNB | DISTRIBUTION | WP PUTRAJAYA & CYBERJAYA | Existing | VPTJ/PCE/J01491/MB01492 | 300281352 | 11 kV | CLOSED |  |  | SS 1.49 E12 (F1) |  |  |  | P01492 | 2003-06-08 |  | TAMCO | GR1 | 630.000 A | SS1.48 PTJ01481
378401012 | TNB | DISTRIBUTION | WP PUTRAJAYA & CYBERJAYA | Existing | VPTJ/PCE/J01491/MB01493 | 300281353 | 11 kV | CLOSED |  |  | SS 1.49 E12 (F1) |  |  |  | P01493 | 2003-06-08 |  | TAMCO | GR1 | 630.000 A | MSB PENGGUNA 1
378401015 | TNB | DISTRIBUTION | WP PUTRAJAYA & CYBERJAYA | Existing | VPTJ/PCE/J01491/MB01491 | 300281351 | 11 kV | CLOSED |  |  | SS 1.49 E12 (F1) |  |  |  | P01491 | 2003-06-08 |  | TAMCO | GR1 | 630.000 A | SS1.50 PTJ01503
378401036 | TNB | DISTRIBUTION | WP PUTRAJAYA & CYBERJAYA | Existing | VPTJ/PCE/J01492/MB01495 | 300281355 | 11 kV | CLOSED |  |  | SS 1.49 E12 F2) |  |  |  | P01495 | 2003-06-08 |  | TAMCO | GR1 | 630.000 A | SS1.48 PTJ01484
378401060 | TNB | DISTRIBUTION | WP PUTRAJAYA & CYBERJAYA | Existing | VPTJ/PCE/J01492/MB01496 | 300281356 | 11 kV | CLOSED |  |  | SS 1.49 E12 F2) |  |  |  | P01496 | 2003-06-08 |  | TAMCO | GR1 | 630.000 A | MSB PENGGUNA 2
378401063 | TNB | DISTRIBUTION | WP PUTRAJAYA & CYBERJAYA | Existing | VPTJ/PCE/J01492/MB01494 | 300281354 | 11 kV | CLOSED |  |  | SS 1.49 E12 F2) |  |  |  | P01494 | 2003-06-08 |  | TAMCO | GR1 | 630.000 A | SS1.50 PTJ01506
378401302 | TNB | DISTRIBUTION | WP PUTRAJAYA & CYBERJAYA | Existing | VPTJ/PCE/J01011/MB01012 | 300451110 | 11 kV | OPEN |  |  | SS 1.01 PMO (F1) |  |  |  | P01012 | 2009-06-11 |  | ITEM | 8BK-88-A2 | 630.000 A | PPU PJ6 VCB 2
378401326 | TNB | DISTRIBUTION | WP PUTRAJAYA & CYBERJAYA | Existing | VPTJ/PCE/J01011/MB01013 | 300281329 | 11 kV | OPEN |  |  | SS 1.01 PMO (F1) |  |  |  | P01013 | 1998-06-11 |  | ITEM | 8BK-88-A1 | 630.000 A | PENGGUNA
378401329 | TNB | DISTRIBUTION | WP PUTRAJAYA & CYBERJAYA | Existing | VPTJ/PCE/J01011/MB01011 | 300281326 | 11 kV | CLOSED |  |  | SS 1.01 PMO (F1) |  |  |  | P01011 | 1998-06-11 |  | ITEM | 8BK-88-A2 | 630.000 A | PPU PJ6 VCB 1
378404704 | TNB | DISTRIBUTION | WP PUTRAJAYA & CYBERJAYA | Existing | VPTJ/PCE/J01401/MB01402 | 300281340 | 11 kV | CLOSED |  |  | SS 1.40 E2 (F1) |  |  |  | P01402 | 28/01/2003 |  | UNIVAC | ZZZ | 630.000 A | SS1.39 PTJ01391
378404706 | TNB | DISTRIBUTION | WP PUTRAJAYA & CYBERJAYA | Existing | VPTJ/PCE/J01401/MB01403 | 300281341 | 11 kV | CLOSED |  |  | SS 1.40 E2 (F1) |  |  |  | P01403 | 28/01/2003 |  | UNIVAC | ZZZ | 630.000 A | MSB PENGGUNA 1
378404725 | TNB | DISTRIBUTION | WP PUTRAJAYA & CYBERJAYA | Existing | VPTJ/PCE/J01401/MB01401 | 300281339 | 11 kV | CLOSED |  |  | SS 1.40 E2 (F1) |  |  |  | P01401 | 28/01/2003 |  | UNIVAC | ZZZ | 630.000 A | PE1.41 PTJ01412
378404745 | TNB | DISTRIBUTION | WP PUTRAJAYA & CYBERJAYA | Existing | VPTJ/PCE/J01402/MB01405 | 300281343 | 11 kV | CLOSED |  |  | SS 1.40 E2 (F2) |  |  |  | P01405 | 28/01/2003 |  | UNIVAC | ZZZ | 630.000 A | SS1.39 PTJ01394
378404747 | TNB | DISTRIBUTION | WP PUTRAJAYA & CYBERJAYA | Existing | VPTJ/PCE/J01402/MB01406 | 300281344 | 11 kV | CLOSED |  |  | SS 1.40 E2 (F2) |  |  |  | P01406 | 28/01/2003 |  | UNIVAC | ZZZ | 630.000 A | MSB PENGGUNA 2
378404766 | TNB | DISTRIBUTION | WP PUTRAJAYA & CYBERJAYA | Existing | VPTJ/PCE/J01402/MB01404 | 300281342 | 11 kV | CLOSED |  |  | SS 1.40 E2 (F2) |  |  |  | P01404 | 28/01/2003 |  | UNIVAC | ZZZ | 630.000 A | PE1.41 PTJ01415
378404942 | TNB | DISTRIBUTION | WP PUTRAJAYA & CYBERJAYA | Existing | VPTJ/PCE/J01511/MB01512 | 300281364 | 11 kV | CLOSED |  |  | SS 1.51 E14 (F1) |  |  |  | P01512 | 2003-08-07 |  | UNIVAC | NA | 630.000 A | SS1.52 PTJ01521
378404944 | TNB | DISTRIBUTION | WP PUTRAJAYA & CYBERJAYA | Existing | VPTJ/PCE/J01511/MB01513 | 300281365 | 11 kV | CLOSED |  |  | SS 1.51 E14 (F1) |  |  |  | P01513 | 2003-08-07 |  | UNIVAC | NA | 630.000 A | MSB PENGGUNA 1
378404963 | TNB | DISTRIBUTION | WP PUTRAJAYA & CYBERJAYA | Existing | VPTJ/PCE/J01511/MB01511 | 300281363 | 11 kV | CLOSED |  |  | SS 1.51 E14 (F1) |  |  |  | P01511 | 2003-08-07 |  | UNIVAC | NA | 630.000 A | PPU PJ1 VCB 1
378404983 | TNB | DISTRIBUTION | WP PUTRAJAYA & CYBERJAYA | Existing | VPTJ/PCE/J01512/MB01515 | 300281367 | 11 kV | CLOSED |  |  | SS 1.51 E14 (F2) |  |  |  | P01515 | 2003-08-07 |  | UNIVAC | NA | 630.000 A | SS1.52 PTJ01524
378404985 | TNB | DISTRIBUTION | WP PUTRAJAYA & CYBERJAYA | Existing | VPTJ/PCE/J01512/MB01516 | 300281368 | 11 kV | CLOSED |  |  | SS 1.51 E14 (F2) |  |  |  | P01516 | 2003-08-07 |  | UNIVAC | NA | 630.000 A | MSB PENGGUNA 2
378405004 | TNB | DISTRIBUTION | WP PUTRAJAYA & CYBERJAYA | Existing | VPTJ/PCE/J01512/MB01514 | 300281366 | 11 kV | CLOSED | VACUUM | PTJ01656 PE 1.65 F2 | SS 1.51 E14 (F2) |  |  |  | P01514 | 2003-08-07 |  | UNIVAC | NA | 630.000 A | PPU PJ1 VCB 4
378405846 | TNB | DISTRIBUTION | WP PUTRAJAYA & CYBERJAYA | Existing | VPTJ/PCE/J01261/MB01262 | 300281331 | 11 kV | CLOSED |  |  | SS 1.26 HOTEL SANGRI-LA (F1) |  |  |  | P01262 |  |  | EPE | 12A20 | 630.000 A | PPU PJ4 VCB 6
378405848 | TNB | DISTRIBUTION | WP PUTRAJAYA & CYBERJAYA | Existing | VPTJ/PCE/J01261/MB01263 | 300281332 | 11 kV | CLOSED |  |  | SS 1.26 HOTEL SANGRI-LA (F1) |  |  |  | P01263 |  |  | EPE | 12A20 | 630.000 A | MSB PENGGUNA 1
378405867 | TNB | DISTRIBUTION | WP PUTRAJAYA & CYBERJAYA | Existing | VPTJ/PCE/J01261/MB01261 | 300281330 | 11 kV | CLOSED |  |  | SS 1.26 HOTEL SANGRI-LA (F1) |  |  |  | P01261 |  |  | EPE | 12A20 | 630.000 A | PE1.38 PTJ01382
378405887 | TNB | DISTRIBUTION | WP PUTRAJAYA & CYBERJAYA | Existing | VPTJ/PCE/J01262/MB01265 | 300281334 | 11 kV | CLOSED |  |  | SS 1.26 HOTEL SANGRI-LA (F2) |  |  |  | P01265 |  |  | EPE | 12A20 | 630.000 A | PPU PJ4 VCB 5
378405889 | TNB | DISTRIBUTION | WP PUTRAJAYA & CYBERJAYA | Existing | VPTJ/PCE/J01262/MB01266 | 300281335 | 11 kV | CLOSED |  |  | SS 1.26 HOTEL SANGRI-LA (F2) |  |  |  | P01266 |  |  | EPE | 12A20 | 630.000 A | MSB PENGGUNA 2
378405908 | TNB | DISTRIBUTION | WP PUTRAJAYA & CYBERJAYA | Existing | VPTJ/PCE/J01262/MB01264 | 300281333 | 11 kV | CLOSED |  |  | SS 1.26 HOTEL SANGRI-LA (F2) |  |  |  | P01264 |  |  | EPE | 12A20 | 630.000 A | PE1.38 PTJ01386
378423066 | TNB | DISTRIBUTION | WP PUTRAJAYA & CYBERJAYA | Existing | VPTJ/PCE/J01301/MB01301 | 300281336 | 11 kV | CLOSED |  |  | PE 1.30 TAPAK SEMAIAN BOTANI |  |  |  | P01301 | 31/05/2001 |  | EPE | SW/98/199-A1(131) | 630.000 A | PE1.59 PTJ01593
378423090 | TNB | DISTRIBUTION | WP PUTRAJAYA & CYBERJAYA | Existing | VPTJ/PCE/J01301/MB01302 | 300281337 | 11 kV | CLOSED |  |  | PE 1.30 TAPAK SEMAIAN BOTANI |  |  |  | P01302 | 31/05/2001 |  | EPE | SW/98/199 A1(132) | 630.000 A | PE1.27 PTJ01272
378423091 | TNB | DISTRIBUTION | WP PUTRAJAYA & CYBERJAYA | Existing | VPTJ/PCE/J01301/MB01303 | 300281338 | 11 kV | CLOSED |  |  | PE 1.30 TAPAK SEMAIAN BOTANI |  |  |  | P01303 | 31/05/2001 |  | EPE | SW/98/199 B1(105) | 630.000 A | TX
378424737 | TNB | DISTRIBUTION | WP PUTRAJAYA & CYBERJAYA | Existing | VPTJ/PCE/J02182/MB02185 | 300281409 | 11 kV | CLOSED |  |  | PE 2.18 TMN WAWASAN (WR) (F2) |  |  |  | P02185 | 2004-10-03 |  | TAMCO | 8BK-88-A1 | 630.000 A | PE2.01 PTJ02014
378424761 | TNB | DISTRIBUTION | WP PUTRAJAYA & CYBERJAYA | Existing | VPTJ/PCE/J02182/MB02184 | 300281408 | 11 kV | CLOSED |  |  | PE 2.18 TMN WAWASAN (WR) (F2) |  |  |  | P02184 | 2004-10-03 |  | TAMCO | 8BK-88-A1 | 630.000 A | PE2.17 PTJ02175
378424762 | TNB | DISTRIBUTION | WP PUTRAJAYA & CYBERJAYA | Existing | VPTJ/PCE/J02182/MB02186 | 300281410 | 11 kV | CLOSED |  |  | PE 2.18 TMN WAWASAN (WR) (F2) |  |  |  | P02186 | 2004-10-03 |  | TAMCO | 8BK-88-A1 | 630.000 A | TX.2
378424858 | TNB | DISTRIBUTION | WP PUTRAJAYA & CYBERJAYA | Existing | VPTJ/PCE/J02181/MB02181 | 300281405 | 11 kV | CLOSED |  |  | PE 2.18 TMN WAWASAN (WR) (F1) |  |  |  | P02181 | 2004-10-03 |  | ITEM | 8BK-88-A1 | 630.000 A | PE2.17 PTJ02172
378424882 | TNB | DISTRIBUTION | WP PUTRAJAYA & CYBERJAYA | Existing | VPTJ/PCE/J02181/MB02182 | 300281406 | 11 kV | CLOSED |  |  | PE 2.18 TMN WAWASAN (WR) (F1) |  |  |  | P02182 | 2004-10-03 |  | ITEM | 8BK-88-A1 | 630.000 A | PE2.01 PTJ02011
378424883 | TNB | DISTRIBUTION | WP PUTRAJAYA & CYBERJAYA | Existing | VPTJ/PCE/J02181/MB02183 | 300281407 | 11 kV | CLOSED |  |  | PE 2.18 TMN WAWASAN (WR) (F1) |  |  |  | P02183 | 2004-10-03 |  | ITEM | 8BK-88-A1 | 630.000 A | TX.1
378495321 | TNB | DISTRIBUTION | WP PUTRAJAYA & CYBERJAYA | Existing | VPTJ/PCE/J08051/MB08052 | 300281595 | 11 kV | CLOSED | VACUUM |  | PE 8.05 APT FASA 4A (B1) (F1) |  |  |  | P08052 | 1999-07-12 |  | TAMCO | VK 10J 25H | 630.000 A | PE8.06 PTJ08061
378495345 | TNB | DISTRIBUTION | WP PUTRAJAYA & CYBERJAYA | Existing | VPTJ/PCE/J08051/MB08053 | 300281596 | 11 kV | CLOSED | VACUUM |  | PE 8.05 APT FASA 4A (B1) (F1) |  |  |  | P08053 | 1999-07-12 |  | TAMCO | VK 10J 25H | 630.000 A | TX.1
378495348 | TNB | DISTRIBUTION | WP PUTRAJAYA & CYBERJAYA | Existing | VPTJ/PCE/J08051/MB08051 | 300281594 | 11 kV | CLOSED | VACUUM |  | PE 8.05 APT FASA 4A (B1) (F1) |  |  |  | P08051 | 1999-07-12 |  | TAMCO | VK 10J 25H | 630.000 A | PE8.04 PTJ08042
378495369 | TNB | DISTRIBUTION | WP PUTRAJAYA & CYBERJAYA | Existing | VPTJ/PCE/J08052/MB08055 | 300281598 | 11 kV | CLOSED | VACUUM |  | PE 8.05 APT FASA 4A (B1) (F2) |  |  |  | P08055 | 1999-07-12 |  | TAMCO | VK 10J 25H | 630.000 A | PE8.17 PTJ08172
378495393 | TNB | DISTRIBUTION | WP PUTRAJAYA & CYBERJAYA | Existing | VPTJ/PCE/J08052/MB08056 | 300281599 | 11 kV | CLOSED | VACUUM |  | PE 8.05 APT FASA 4A (B1) (F2) |  |  |  | P08056 | 1999-07-12 |  | TAMCO | VK 10J 25H | 630.000 A | TX.2
378495396 | TNB | DISTRIBUTION | WP PUTRAJAYA & CYBERJAYA | Existing | VPTJ/PCE/J08052/MB08054 | 300281597 | 11 kV | CLOSED | VACUUM |  | PE 8.05 APT FASA 4A (B1) (F2) |  |  |  | P08054 | 1999-07-12 |  | TAMCO | VK 10J 25H | 630.000 A | PE8.04 PTJ08045
378497328 | TNB | DISTRIBUTION | WP PUTRAJAYA & CYBERJAYA | Existing | VPTJ/PCE/J10012/MB10014 | 300281928 | 11 kV | CLOSED | VACUUM |  | SS 10.01 PMR (F2) |  |  |  | P10014 | 1999-10-02 |  | SIEMENS | 8BK-88 | 630.000 A | PENGGUNA 1
378497330 | TNB | DISTRIBUTION | WP PUTRAJAYA & CYBERJAYA | Existing | VPTJ/PCE/J10012/MB10015 | 300281929 | 11 kV | CLOSED | VACUUM |  | SS 10.01 PMR (F2) |  |  |  | P10015 | 1999-10-02 |  | SIEMENS | 8BK-88 | 630.000 A | PPU PJ2 VCB 1
378497353 | TNB | DISTRIBUTION | WP PUTRAJAYA & CYBERJAYA | Existing | VPTJ/PCE/J10012/MB10016 |  | 11 kV | CLOSED | VACUUM | F3 | SS 10.01 PMR (F2)
378527213 | TNB | DISTRIBUTION | WP PUTRAJAYA & CYBERJAYA | Existing | VCBJ/PCE/J24141/MB24141 | 300454478 | 11 kV | CLOSED | VACUUM | CBJ21812 PE 21.81 (F1) | SS 24.14 SHAFTBURY BLOK D F1 |  |  |  | CBJ24141 |  |  | EPE | 12A20 | 630.000 A | PE21.81 CBJ21812
378527237 | TNB | DISTRIBUTION | WP PUTRAJAYA & CYBERJAYA | Existing | VCBJ/PCE/J24141/MB24142 | 300454483 | 11 kV | CLOSED | VACUUM | CBJ21821 PE 21.82 (F1) | SS 24.14 SHAFTBURY BLOK D F1 |  |  |  | C24142 |  |  | EPE | 8BK-88E-A1 | 630.000 A | PE21.82 CBJ21821
378527238 | TNB | DISTRIBUTION | WP PUTRAJAYA & CYBERJAYA | Existing | VCBJ/PCE/J24141/MB24143 | 300454484 | 11 kV | CLOSED | VACUUM |  | SS 24.14 SHAFTBURY BLOK D F1 |  |  |  | C24143 |  |  | EPE | 8BK-88E-A1 | 630.000 A | PENGGUNA 1
378527324 | TNB | DISTRIBUTION | WP PUTRAJAYA & CYBERJAYA | Existing | VCBJ/PCE/J24142/MB24141 | 300453505 | 11 kV | CLOSED | VACUUM | CBJ21815 PE 21.81 (F2) | SS 24.14 SHAFBURY BLOK D F2 |  |  |  | C24144 |  |  | ITEM | 8BK88EA1 | 630.000 A | PE21.81 CBJ21815
378527326 | TNB | DISTRIBUTION | WP PUTRAJAYA & CYBERJAYA | Existing | VCBJ/PCE/J24142/MB24142 | 300453506 | 11 kV | CLOSED | VACUUM | CBJ21824 PE 21.82 (F2) | SS 24.14 SHAFBURY BLOK D F2 |  |  |  | C24145 |  |  | ITEM | 8BK88EA1 | 630.000 A | PE21.82 CBJ21824
378527349 | TNB | DISTRIBUTION | WP PUTRAJAYA & CYBERJAYA | Existing | VCBJ/PCE/J24142/MB24143 | 300453507 | 11 kV | CLOSED | VACUUM |  | SS 24.14 SHAFBURY BLOK D F2 |  |  |  | C24146 |  |  | ITEM | 8BK88EB2A | 630.000 A | PENGGUNA 2
378567641 | TNB | DISTRIBUTION | WP PUTRAJAYA & CYBERJAYA | Existing | VPTJ/PCE/J05021/MB05023 | 300281569 | 11 kV | CLOSED | VACUUM | PTJ05023 | SS 5.02 STP2 (F1) |  |  |  | P05023 | 2003-06-08 |  | TAMCO | A1 | 630.000 A | PENGGUNA F1
378567657 | TNB | DISTRIBUTION | WP PUTRAJAYA & CYBERJAYA | Existing | VPTJ/PCE/J05022/MB05025 | 300281571 | 11 kV | CLOSED | VACUUM | PTJ05025 | SS 5.02 STP2 (F2) |  |  |  | P05025 | 2003-06-08 |  | TAMCO | A1 | 630.000 A | PE5.07 PTJ05073
378567659 | TNB | DISTRIBUTION | WP PUTRAJAYA & CYBERJAYA | Existing | VPTJ/PCE/J05022/MB05026 | 300281572 | 11 kV | OPEN | VACUUM | PTJ05026 | SS 5.02 STP2 (F2) |  |  |  | P05026 | 2003-06-08 |  | TAMCO | A1 | 630.000 A | SIMPANAN
378567678 | TNB | DISTRIBUTION | WP PUTRAJAYA & CYBERJAYA | Existing | VPTJ/PCE/J05022/MB05024 | 300281570 | 132 kV | CLOSED | VACUUM | PTJ05024 | SS 5.02 STP2 (F2) |  |  |  | P05024 | 2003-06-08 |  | TAMCO | A1 | 630.000 A | PE5.08 PTJ05082
378567682 | TNB | DISTRIBUTION | WP PUTRAJAYA & CYBERJAYA | Existing | VPTJ/PCE/J05022/MB05027 | 300281573 | 11 kV | CLOSED | VACUUM | PTJ05027 | SS 5.02 STP2 (F2) |  |  |  | P05027 | 2003-06-08 |  | TAMCO | A1 | 630.000 A | PENGGUNA F2
378573114 | TNB | DISTRIBUTION | WP PUTRAJAYA & CYBERJAYA | Existing | VCBJ/PCE/J22142/MB22144 | 300281792 | 11 kV | CLOSED | VACUUM | CBJ22486 PE 22.48 (F2) | PE 22.14 CYBER HEIGHT VILLA F2 |  |  |  | C22144 | 2002-04-04 |  | UNIVAC | A1 | 630.000 A | PE22.48 CBJ22486
378573138 | TNB | DISTRIBUTION | WP PUTRAJAYA & CYBERJAYA | Existing | VCBJ/PCE/J22142/MB22145 | 300281793 | 11 kV | CLOSED | VACUUM | CBJ22214 PE 22.21 (F2) | PE 22.14 CYBER HEIGHT VILLA F2 |  |  |  | C22145 | 2002-04-04 |  | UNIVAC | A1 | 630.000 A | PE22.21 CBJ22214
378573139 | TNB | DISTRIBUTION | WP PUTRAJAYA & CYBERJAYA | Existing | VCBJ/PCE/J22142/MB22146 | 300281794 | 11 kV | CLOSED | VACUUM | TX2-1000KVA | PE 22.14 CYBER HEIGHT VILLA F2 |  |  |  | C22146 | 2002-04-04 |  | UNIVAC | B1 | 630.000 A | TX.2
378573225 | TNB | DISTRIBUTION | WP PUTRAJAYA & CYBERJAYA | Existing | VCBJ/PCE/J22141/MB22141 | 300281783 | 11 kV | CLOSED | VACUUM | CBJ22171 PE 22.17 | PE 22.14 CYBER HEIGHT VILLA F1 |  |  |  | C22141 | 2002-04-04 |  | UNIVAC | A1 | 630.000 A | PE22.17 CBJ22171
378573249 | TNB | DISTRIBUTION | WP PUTRAJAYA & CYBERJAYA | Existing | VCBJ/PCE/J22141/MB22142 | 300281784 | 11 kV | CLOSED | VACUUM | CBJ22211 PE 22.21 (F1) | PE 22.14 CYBER HEIGHT VILLA F1 |  |  |  | C22142 | 2002-04-04 |  | UNIVAC | A1 | 630.000 A | PE22.21 CBJ22211
378573250 | TNB | DISTRIBUTION | WP PUTRAJAYA & CYBERJAYA | Existing | VCBJ/PCE/J22141/MB22143 | 300281791 | 11 kV | CLOSED | VACUUM | TX1-1000KVA | PE 22.14 CYBER HEIGHT VILLA F1 |  |  |  | C22143 | 2002-04-04 |  | UNIVAC | B1 | 630.000 A | TX.1
379379439 | TNB | DISTRIBUTION | WP PUTRAJAYA & CYBERJAYA | Existing |  |  | 33 kV | OPEN |  |  | PPU PUTRAJAYA NO 7
379379749 | TNB | DISTRIBUTION | WP PUTRAJAYA & CYBERJAYA | Existing |  |  | 33 kV | OPEN |  |  | PPU PUTRAJAYA NO 7
379381124 | TNB | DISTRIBUTION | WP PUTRAJAYA & CYBERJAYA | Existing | VPTJ/SSU/G00004/MB1S5 | 300278391 | 33 kV | CLOSED | VACUUM | 1S5 | SSU GDC NO2 PUTRAJAYA |  |  |  | VCB 1S5 | 2002-01-02 |  | ABB | T1-ZV2-3612 | 1250.000 A | PENGGUNA 1
379381134 | TNB | DISTRIBUTION | WP PUTRAJAYA & CYBERJAYA | Existing | VPTJ/SSU/G00004/MB4S5 | 300278396 | 33 kV | OPEN | VACUUM | 4S5 | SSU GDC NO2 PUTRAJAYA |  |  |  | VCB 4S5 | 2002-01-02 |  | ABB | T1-ZV2-3612 | 1250.000 A | PPU PJ17 4P5
379381167 | TNB | DISTRIBUTION | WP PUTRAJAYA & CYBERJAYA | Existing | VPTJ/SSU/G00004/MB2S5 | 300278394 | 33 kV | CLOSED | VACUUM | 2S5 | SSU GDC NO2 PUTRAJAYA |  |  |  | VCB 2S5 | 2002-01-02 |  | ABB | T1-ZV2-3612 | 1250.000 A | PENGGUNA 2
379381174 | TNB | DISTRIBUTION | WP PUTRAJAYA & CYBERJAYA | Existing | VPTJ/SSU/G00004/MB5S5 | 300278397 | 33 kV | CLOSED | VACUUM | 5S5 | SSU GDC NO2 PUTRAJAYA |  |  |  | VCB 5S5 | 2002-01-02 |  | ABB | T1-ZV2-3612 | 1250.000 A | PPU PJ24 2P5
379381217 | TNB | DISTRIBUTION | WP PUTRAJAYA & CYBERJAYA | Existing | VPTJ/SSU/G00004/MB3S5 | 300278395 | 33 kV | CLOSED | VACUUM | 3S5 | SSU GDC NO2 PUTRAJAYA |  |  |  | VCB 3S5 | 2002-01-02 |  | ABB | T1-ZV2-3612 | 1250.000 A | PPU PJ17 3P5
379381361 | TNB | DISTRIBUTION | WP PUTRAJAYA & CYBERJAYA | Existing | VPTJ/PPU/G00023/NB31 | 300519652 | 11 kV | CLOSED | VACUUM |  | PPU PUTRAJAYA NO 23 |  |  |  | VCB 31 | 2015-04-07 |  | EPE | VFT-12 | 630.000 A
379381466 | TNB | DISTRIBUTION | WP PUTRAJAYA & CYBERJAYA | Existing | VPTJ/PPU/G00023/NB5 | 300519656 | 33 kV | OPEN | VACUUM |  | PPU PUTRAJAYA NO 23 |  |  |  | VCB 5 | 2015-04-07 |  | EPE | VFT-12 | 630.000 A
379381470 | TNB | DISTRIBUTION | WP PUTRAJAYA & CYBERJAYA | Existing | VPTJ/PPU/G00023/NB6 | 300519657 | 11 kV | OPEN | VACUUM |  | PPU PUTRAJAYA NO 23 |  |  |  | VCB 6 | 2015-04-07 |  | EPE | VFT-12 | 630.000 A
379381548 | TNB | DISTRIBUTION | WP PUTRAJAYA & CYBERJAYA | Existing | VPTJ/PPU/G00023/NB10 | 300519635 | 11 kV | OPEN | VACUUM |  | PPU PUTRAJAYA NO 23 |  |  |  | VCB 10 | 2015-04-07 |  | EPE | VFT-12 | 630.000 A
379381553 | TNB | DISTRIBUTION | WP PUTRAJAYA & CYBERJAYA | Existing | VPTJ/PPU/G00023/MB4P5 | 300519630 | 33 kV | OPEN | VACUUM | 4P5 | PPU PUTRAJAYA NO 23 |  |  |  | VCB 4P5 | 24/06/2015 |  | ABB | ZX2 | 1250.000 A
379381692 | TNB | DISTRIBUTION | WP PUTRAJAYA & CYBERJAYA | Existing | VPTJ/PPU/G00023/MB1P5 | 300519624 | 33 kV | CLOSED | VACUUM | 1P5 | PPU PUTRAJAYA NO 23 |  |  |  | VCB 1P5 | 24/06/2015 |  | ABB | ZX2 | 1250.000 A | TX1
379381707 | TNB | DISTRIBUTION | WP PUTRAJAYA & CYBERJAYA | Existing | VPTJ/PPU/G00023/NB13 | 300519641 | 11 kV | OPEN | VACUUM |  | PPU PUTRAJAYA NO 23 |  |  |  | VCB 13 | 2015-04-07 |  | EPE | VFT-12 | 630.000 A
379381778 | TNB | DISTRIBUTION | WP PUTRAJAYA & CYBERJAYA | Existing | VPTJ/PPU/G00023/NB8 | 300519659 | 11 kV | OPEN | VACUUM |  | PPU PUTRAJAYA NO 23 |  |  |  | VCB 8 | 2015-04-07 |  | EPE | VFT-12 | 630.000 A
379381863 | TNB | DISTRIBUTION | WP PUTRAJAYA & CYBERJAYA | Existing | VPTJ/PPU/G00023/MB3P5 | 300519629 | 33 kV | OPEN | VACUUM | 3P5 | PPU PUTRAJAYA NO 23 |  |  |  | VCB 3P5 | 24/06/2015 |  | ABB | ZX2 | 1250.000 A | TX1
379381867 | TNB | DISTRIBUTION | WP PUTRAJAYA & CYBERJAYA | Existing | VPTJ/PPU/G00023/MB2HO | 300519627 | 33 kV | CLOSED | VACUUM |  | PPU PUTRAJAYA NO 23 |  |  |  | VCB 2HO | 24/06/2015 |  | ABB | ZX2 | 1250.000 A | TX2
379381955 | TNB | DISTRIBUTION | WP PUTRAJAYA & CYBERJAYA | Existing | VPTJ/PPU/G00023/NB32 | 300519654 | 11 kV | CLOSED | VACUUM |  | PPU PUTRAJAYA NO 23 |  |  |  | VCB 32 | 2015-04-07 |  | EPE | VFT-12 | 630.000 A
379381977 | TNB | DISTRIBUTION | WP PUTRAJAYA & CYBERJAYA | Existing | VPTJ/PPU/G00023/NB3 | 300519649 | 11 kV | CLOSED | VACUUM |  | PPU PUTRAJAYA NO 23 |  |  |  | VCB 3 | 2015-04-07 |  | EPE | VFT-12 | 630.000 A
379381996 | TNB | DISTRIBUTION | WP PUTRAJAYA & CYBERJAYA | Existing | VPTJ/PPU/G00023/MB2P5 | 300519628 | 33 kV | CLOSED | VACUUM | 2P5 | PPU PUTRAJAYA NO 23 |  |  |  | VCB 2P5 | 24/06/2015 |  | ABB | ZX2 | 1250.000 A
379382032 | TNB | DISTRIBUTION | WP PUTRAJAYA & CYBERJAYA | Existing | VPTJ/PPU/G00023/NB12 | 300519639 | 11 kV | OPEN | VACUUM |  | PPU PUTRAJAYA NO 23 |  |  |  | VCB 12 | 2015-04-07 |  | EPE | VFT-12 | 630.000 A
379382058 | TNB | DISTRIBUTION | WP PUTRAJAYA & CYBERJAYA | Existing | VPTJ/PPU/G00023/MB1HO | 300519623 | 33 kV | CLOSED | VACUUM |  | PPU PUTRAJAYA NO 23 |  |  |  | VCB 1HO |  |  | ABB | ZX2 | 1250.000 A | TX1
379382197 | TNB | DISTRIBUTION | WP PUTRAJAYA & CYBERJAYA | Existing | VPTJ/PPU/G00023/NB1 | 300519634 | 11 kV | OPEN | VACUUM |  | PPU PUTRAJAYA NO 23 |  |  |  | VCB 1 | 2015-04-07 |  | EPE | VFT-12 | 630.000 A | SS2.19 2M10
379382220 | TNB | DISTRIBUTION | WP PUTRAJAYA & CYBERJAYA | Existing | VPTJ/PPU/G00023/NB9 | 300519660 | 11 kV | OPEN | VACUUM |  | PPU PUTRAJAYA NO 23 |  |  |  | VCB 9 | 2015-04-07 |  | EPE | VFT-12 | 630.000 A
379382601 | TNB | DISTRIBUTION | WP PUTRAJAYA & CYBERJAYA | Existing | VPTJ/PPU/G00023/NB7 | 300519658 | 11 kV | OPEN | VACUUM |  | PPU PUTRAJAYA NO 23 |  |  |  | VCB 7 | 2015-04-07 |  | EPE | VFT-12 | 630.000 A
379382603 | TNB | DISTRIBUTION | WP PUTRAJAYA & CYBERJAYA | Existing | VPTJ/PPU/G00023/NB11 | 300519636 | 11 kV | OPEN | VACUUM |  | PPU PUTRAJAYA NO 23 |  |  |  | VCB 11 | 2015-04-07 |  | EPE | VFT-12 | 630.000 A
379382643 | TNB | DISTRIBUTION | WP PUTRAJAYA & CYBERJAYA | Existing | VPTJ/PPU/G00023/NB4 | 300519655 | 11 kV | CLOSED | VACUUM |  | PPU PUTRAJAYA NO 23 |  |  |  | VCB 4 | 2015-04-07 |  | EPE | VFT-12 | 630.000 A
379382786 | TNB | DISTRIBUTION | WP PUTRAJAYA & CYBERJAYA | Existing | VPTJ/PPU/G00023/NB14 | 300519643 | 11 kV | OPEN | VACUUM |  | PPU PUTRAJAYA NO 23 |  |  |  | VCB 14 | 2015-04-07 |  | EPE | VFT-12 | 630.000 A
379382795 | TNB | DISTRIBUTION | WP PUTRAJAYA & CYBERJAYA | Existing | VPTJ/PPU/G00023/NB2 | 300519648 | 11 kV | OPEN | VACUUM |  | PPU PUTRAJAYA NO 23 |  |  |  | VCB 2 | 2015-04-07 |  | EPE | VFT-12 | 630.000 A
379387816 | TNB | DISTRIBUTION | WP PUTRAJAYA & CYBERJAYA | Existing | VCBJ/PMU/G00003/MB9L5 | 300278055 | 33 kV | CLOSED | VACUUM |  | PMU SERDANG 132/33KV |  |  |  | VCB 9L5 | 13/09/1990 |  | TAMCO | VY 30M 25D | 1250.000 A | PPU PJ5 5P5
379387817 | TNB | DISTRIBUTION | WP PUTRAJAYA & CYBERJAYA | Existing | VCBJ/PMU/G00003/MB10L5 | 300278037 | 33 kV | CLOSED | VACUUM |  | PMU SERDANG 132/33KV |  |  |  | VCB 10L5 | 13/09/1990 |  | TAMCO | VY 30M 25D | 1250.000 A | PPU CJ6 1P5
379387824 | TNB | DISTRIBUTION | WP PUTRAJAYA & CYBERJAYA | Existing | VCBJ/PMU/G00003/MB11L5 | 300278038 | 33 kV | OPEN | VACUUM |  | PMU SERDANG 132/33KV |  |  |  | VCB 11L5 | 13/09/1990 |  | TAMCO | VY 30M 25D | 1250.000 A | SPARE
379387838 | TNB | DISTRIBUTION | WP PUTRAJAYA & CYBERJAYA | Existing | VCBJ/PMU/G00003/MB4L5 | 300278050 | 33 kV | OPEN | VACUUM |  | PMU SERDANG 132/33KV |  |  |  | VCB 4L5 | 13/09/1990 |  | TAMCO | VY 30M 25D | 1250.000 A | PPU UPM 3P5
379387839 | TNB | DISTRIBUTION | WP PUTRAJAYA & CYBERJAYA | Existing | VCBJ/PMU/G00003/MB2L5 | 300278046 | 33 kV | CLOSED | VACUUM |  | PMU SERDANG 132/33KV |  |  |  | VCB 2L5 | 13/09/1990 |  | TAMCO | VY 30M 25D | 1250.000 A | PPU PJ1 2P5
379387861 | TNB | DISTRIBUTION | WP PUTRAJAYA & CYBERJAYA | Existing | VCBJ/PMU/G00003/MB7L5 | 300278053 | 33 kV | CLOSED | VACUUM |  | PMU SERDANG 132/33KV |  |  |  | VCB 7L5 | 13/09/1990 |  | TAMCO | VY 30M 25D | 1250.000 A | PPU PJ1 3P5
379387876 | TNB | DISTRIBUTION | WP PUTRAJAYA & CYBERJAYA | Existing | VCBJ/PMU/G00003/MB8L5 | 300278054 | 33 kV | OPEN | VACUUM |  | PMU SERDANG 132/33KV |  |  |  | VCB 8L5 | 13/09/1990 |  | TAMCO | VY 30M 25D | 1250.000 A | PPU IKATAN H3
379387877 | TNB | DISTRIBUTION | WP PUTRAJAYA & CYBERJAYA | Existing | VCBJ/PMU/G00003/MB1L5 | 300278041 | 33 kV | OPEN | VACUUM |  | PMU SERDANG 132/33KV |  |  |  | VCB 1L5 | 13/09/1990 |  | TAMCO | VY 30M 25D | 1250.000 A | SSU MAEPS 6S5
379387895 | TNB | DISTRIBUTION | WP PUTRAJAYA & CYBERJAYA | Existing | VCBJ/PMU/G00003/MB12L5 | 300278040 | 33 kV | CLOSED | VACUUM |  | PMU SERDANG 132/33KV |  |  |  | VCB 12L5 | 13/09/1990 |  | TAMCO | VY 30M 25D | 1250.000 A | PPU PJ5 2P5
379387917 | TNB | DISTRIBUTION | WP PUTRAJAYA & CYBERJAYA | Existing | VCBJ/PMU/G00003/MB5L5 | 300278051 | 33 kV | CLOSED | VACUUM |  | PMU SERDANG 132/33KV |  |  |  | VCB 5L5 | 13/09/1990 |  | TAMCO | VY 30M 25D | 1250.000 A | PPU CJ6 3P5
379387937 | TNB | DISTRIBUTION | WP PUTRAJAYA & CYBERJAYA | Existing | VCBJ/PMU/G00003/MB6L5 | 300278052 | 33 kV | OPEN | VACUUM |  | PMU SERDANG 132/33KV |  |  |  | VCB 6L5 | 13/09/1990 |  | TAMCO | VY 30M 25D | 1250.000 A | AIR HITAM
379387949 | TNB | DISTRIBUTION | WP PUTRAJAYA & CYBERJAYA | Existing | VCBJ/PMU/G00003/MB3L5 | 300278048 | 33 kV | OPEN | VACUUM |  | PMU SERDANG 132/33KV |  |  |  | VCB 3L5 | 13/09/1990 |  | TAMCO | VY 30M 25D | 1250.000 A | PPU IKATAN H2
379388197 | TNB | DISTRIBUTION | WP PUTRAJAYA & CYBERJAYA | Existing | VCBJ/SSU/G00002/MB1S5 | 300278377 | 33 kV | CLOSED | VACUUM |  | SSU MMU CYBERJAYA |  |  |  | VCB 1S5 | 2002-01-02 |  | SIEMENS | 8DA10 | 1250.000 A | SPARE
379388202 | TNB | DISTRIBUTION | WP PUTRAJAYA & CYBERJAYA | Existing | VCBJ/SSU/G00002/MB4S5 | 300278381 | 33 kV | CLOSED | VACUUM |  | SSU MMU CYBERJAYA |  |  |  | VCB 4S5 | 2002-01-02 |  | SIEMENS | 8DA10 | 1250.000 A | PENGGUNA 2
379388233 | TNB | DISTRIBUTION | WP PUTRAJAYA & CYBERJAYA | Existing | VCBJ/SSU/G00002/MB5S5 | 300278382 | 33 kV | CLOSED | VACUUM |  | SSU MMU CYBERJAYA |  |  |  | VCB 5S5 | 2002-01-02 |  | SIEMENS | 8DA10 | 1250.000 A | PPU CJ7 2P5
379388234 | TNB | DISTRIBUTION | WP PUTRAJAYA & CYBERJAYA | Existing | VCBJ/SSU/G00002/MB3S5 | 300278380 | 33 kV | CLOSED | VACUUM |  | SSU MMU CYBERJAYA |  |  |  | VCB 3S5 | 2002-01-02 |  | SIEMENS | 8DA10 | 1250.000 A | PENGGUNA 1
379388244 | TNB | DISTRIBUTION | WP PUTRAJAYA & CYBERJAYA | Existing | VCBJ/SSU/G00002/MB6S5 | 300278383 | 33 kV | CLOSED | VACUUM |  | SSU MMU CYBERJAYA |  |  |  | VCB 6S5 | 2002-01-02 |  | SIEMENS | 8DA10 | 1250.000 A | PPU CJ6 2P5
379388245 | TNB | DISTRIBUTION | WP PUTRAJAYA & CYBERJAYA | Existing | VCBJ/SSU/G00002/MB2S5 | 300278379 | 33 kV | OPEN | VACUUM |  | SSU MMU CYBERJAYA |  |  |  | VCB 2S5 | 2002-01-02 |  | SIEMENS | 8DA10 | 1250.000 A | SPARE
379388252 | TNB | DISTRIBUTION | WP PUTRAJAYA & CYBERJAYA | Existing |  |  | 33 kV | CLOSED | VACUUM | CONSUMER 33KV | SSU DCP1 MEGAJANA
379388288 | TNB | DISTRIBUTION | WP PUTRAJAYA & CYBERJAYA | Existing |  |  | 33 kV | OPEN | VACUUM | SPARE | SSU DCP1 MEGAJANA
379388299 | TNB | DISTRIBUTION | WP PUTRAJAYA & CYBERJAYA | Existing |  |  | 33 kV | OPEN | VACUUM | SPARE | SSU DCP1 MEGAJANA
379388300 | TNB | DISTRIBUTION | WP PUTRAJAYA & CYBERJAYA | Existing |  |  | 33 kV | CLOSED | VACUUM | SSU GOOGLE CYBERJAYA : VCB 5S5 | SSU DCP1 MEGAJANA
379388307 | TNB | DISTRIBUTION | WP PUTRAJAYA & CYBERJAYA | Existing |  |  | 33 kV | CLOSED | VACUUM | PPU CYB9: VCB 3P5 | SSU DCP1 MEGAJANA
379388311 | TNB | DISTRIBUTION | WP PUTRAJAYA & CYBERJAYA | Existing |  |  | 33 kV | CLOSED | VACUUM | CONSUMER 33KV | SSU DCP1 MEGAJANA
379388321 | TNB | DISTRIBUTION | WP PUTRAJAYA & CYBERJAYA | Existing | VPTJ/SSU/G00003/MB3S5 | 300278387 | 33 kV | CLOSED | VACUUM | PMU ABBA : VCB 7L5 | SSU GDC NO1 PUTRAJAYA |  |  |  | VCB 3S5 | 2002-01-02 |  | SIEMENS | 8DA10 | 1250.000 A | PMU ABBA 7L5
379388326 | TNB | DISTRIBUTION | WP PUTRAJAYA & CYBERJAYA | Existing | VPTJ/SSU/G00003/MB2S5 | 300278386 | 33 kV | CLOSED | VACUUM | CONSUMER 33KV | SSU GDC NO1 PUTRAJAYA |  |  |  | VCB 2S5 | 2002-01-02 |  | SIEMENS | 8DA10 | 1250.000 A | PENGGUNA 2
379388357 | TNB | DISTRIBUTION | WP PUTRAJAYA & CYBERJAYA | Existing | VPTJ/SSU/G00003/MB5S5 | 300278389 | 33 kV | OPEN | VACUUM | PPU PTJ6: VCB 4P5 | SSU GDC NO1 PUTRAJAYA |  |  |  | VCB 5S5 | 2002-01-02 |  | SIEMENS | 8DA10 | 1250.000 A | PPU PJ6 4P5
379388358 | TNB | DISTRIBUTION | WP PUTRAJAYA & CYBERJAYA | Existing | VPTJ/SSU/G00003/MB1S5 | 300278384 | 33 kV | CLOSED | VACUUM | CONSUMER 33KV | SSU GDC NO1 PUTRAJAYA |  |  |  | VCB 1S5 | 2002-01-02 |  | SIEMENS | 8DA10 | 1250.000 A | PENGGUNA 1
379388368 | TNB | DISTRIBUTION | WP PUTRAJAYA & CYBERJAYA | Existing | VPTJ/SSU/G00003/MB6S5 | 300278390 | 33 kV | OPEN | VACUUM |  | SSU GDC NO1 PUTRAJAYA |  |  |  | VCB 6S5 | 2002-01-02 |  | SIEMENS | 8DA10 | 1250.000 A | PMU NUNI 5L5
379388369 | TNB | DISTRIBUTION | WP PUTRAJAYA & CYBERJAYA | Existing | VPTJ/SSU/G00003/MB4S5 | 300278388 | 33 kV | CLOSED | VACUUM | PPU PTJ4: VCB 2P5 | SSU GDC NO1 PUTRAJAYA |  |  |  | VCB 4S5 | 2002-01-02 |  | SIEMENS | 8DA10 | 1250.000 A | PPU PJ4 2P5
379926111 | TNB | DISTRIBUTION | WP PUTRAJAYA & CYBERJAYA | Existing | VCBJ/PCE/J25071/MB25071 | 300453544 | 11 kV | CLOSED | VACUUM | CBJ25071 | SS 25.07 STESEN SATELIT BUMI F1 |  |  |  | CBJ25071 |  |  | EPE | A1 | 630.000 A | SS 21.56 CBJ21562
379926113 | TNB | DISTRIBUTION | WP PUTRAJAYA & CYBERJAYA | Existing | VCBJ/PCE/J25071/MB25072 | 300453546 | 11 kV | CLOSED | VACUUM | CBJ25072 | SS 25.07 STESEN SATELIT BUMI F1 |  |  |  | C25072 |  |  | EPE | A1 | 630.000 A | PE 21.15 PTJ21151
379926136 | TNB | DISTRIBUTION | WP PUTRAJAYA & CYBERJAYA | Existing | VCBJ/PCE/J25071/MB25073 | 300453548 | 11 kV | CLOSED | VACUUM | CBJ25073 | SS 25.07 STESEN SATELIT BUMI F1 |  |  |  | C25073 |  |  | EPE | A1 | 630.000 A | PENGGUNA 2
379926152 | TNB | DISTRIBUTION | WP PUTRAJAYA & CYBERJAYA | Existing | VCBJ/PCE/J25072/MB25071 | 300453563 | 11 kV | CLOSED | VACUUM | CBJ25074 | SS 25.07 STESEN SATELIT BUMI F2 |  |  |  | C25074 |  |  | EPE | A1 | 630.000 A | PE 21.56 PTJ21565
379926154 | TNB | DISTRIBUTION | WP PUTRAJAYA & CYBERJAYA | Existing | VCBJ/PCE/J25072/MB25072 | 300453564 | 11 kV | CLOSED | VACUUM | CBJ25075 | SS 25.07 STESEN SATELIT BUMI F2 |  |  |  | C25075 |  |  | EPE | A1 | 630.000 A | PE 21.15 CBJ21154
379926177 | TNB | DISTRIBUTION | WP PUTRAJAYA & CYBERJAYA | Existing | VCBJ/PCE/J25072/MB25073 | 300453565 | 11 kV | CLOSED | VACUUM | CBJ25076 | SS 25.07 STESEN SATELIT BUMI F2 |  |  |  | C25076 |  |  | EPE | A1 | 630.000 A | PENGGUNA 2
379926203 | TNB | DISTRIBUTION | WP PUTRAJAYA & CYBERJAYA | Existing | VCBJ/PCE/J23071/MB23071 | 310315875 | 11 kV | CLOSED | VACUUM | CBJ23071 | SS 23.07 MEASAT F1 |  |  |  | C23071 |  |  |  | 8BK88E A1 | 630.000 A | PE21.10 CBJ21102
379926205 | TNB | DISTRIBUTION | WP PUTRAJAYA & CYBERJAYA | Existing | VCBJ/PCE/J23071/MB23072 | 310315876 | 11 kV | CLOSED | VACUUM | CBJ23072 | SS 23.07 MEASAT F1 |  |  |  | C23072 |  |  |  | 8BK88E A1 | 630.000 A | SS21.56 CBJ21561
379926228 | TNB | DISTRIBUTION | WP PUTRAJAYA & CYBERJAYA | Existing | VCBJ/PCE/J23071/MB23073 | 310315877 | 11 kV | CLOSED | VACUUM | CBJ23073 | SS 23.07 MEASAT F1 |  |  |  | C23073 |  |  |  | 8BK88E A1 | 630.000 A | CONSUMER
379926244 | TNB | DISTRIBUTION | WP PUTRAJAYA & CYBERJAYA | Existing | VCBJ/PCE/J23072/MB23074 | 310315878 | 11 kV | CLOSED | VACUUM | CBJ23074 | SS 23.07 MEASAT F2 |  |  |  | C23074 |  |  |  | 8BK88E A1 | 630.000 A | PE21.54 CBJ21545
379926246 | TNB | DISTRIBUTION | WP PUTRAJAYA & CYBERJAYA | Existing | VCBJ/PCE/J23072/MB23075 | 310315879 | 11 kV | CLOSED | VACUUM | CBJ23075 | SS 23.07 MEASAT F2 |  |  |  | C23075 |  |  |  | 8BK88E A1 | 630.000 A | SS21.56 CBJ21564
379926269 | TNB | DISTRIBUTION | WP PUTRAJAYA & CYBERJAYA | Existing | VCBJ/PCE/J23072/MB23076 | 310315880 | 11 kV | CLOSED | VACUUM | CBJ23076 | SS 23.07 MEASAT F2 |  |  |  | C23076 |  |  |  | 8BK88E A1 | 630.000 A | CONSUMER
379926733 | TNB | DISTRIBUTION | WP PUTRAJAYA & CYBERJAYA | Existing | VCBJ/PCE/J00120/MB2 | 300525909 | 11 kV | CLOSED | VACUUM | CBJ24342 | SS 24.34 TAMARIND SQUARE F1 |  |  |  | C24342 |  |  | TAMCO | N/A | 630.000 A | CBJ23181
379926735 | TNB | DISTRIBUTION | WP PUTRAJAYA & CYBERJAYA | Existing | VCBJ/PCE/J00120/MB3 | 300534205 | 11 kV | CLOSED | VACUUM | CBJ24343 | SS 24.34 TAMARIND SQUARE F1 |  |  |  | C24343 |  |  | TAMCO | N/A | 630.000 A | LANDLORD F1
379926754 | TNB | DISTRIBUTION | WP PUTRAJAYA & CYBERJAYA | Existing | VCBJ/PCE/J00120/MB1 | 300525905 | 11 kV | CLOSED | VACUUM | CBJ24341 | SS 24.34 TAMARIND SQUARE F1 |  |  |  | C24341 |  |  | TAMCO | N/A | 630.000 A | CBJ23173
379926758 | TNB | DISTRIBUTION | WP PUTRAJAYA & CYBERJAYA | Existing | VCBJ/PCE/J00120/MB4 | 300537940 | 11 kV | CLOSED | VACUUM | CBJ24344 | SS 24.34 TAMARIND SQUARE F1 |  |  |  | C24344 |  |  | TAMCO | N/A | 630.000 A | TENANT F1
381079640 | TNB | DISTRIBUTION | WP PUTRAJAYA & CYBERJAYA | Existing | VCBJ/PCE/J25111/MB25112 | 310372345 | 11 kV | CLOSED | VACUUM | CBJ25112 | SS 25.11 D'PULZE F1 |  |  |  | C25112 |  |  |  | 8BK-88E-A1 | 630.000 A | CBJ25092
381079664 | TNB | DISTRIBUTION | WP PUTRAJAYA & CYBERJAYA | Existing | VCBJ/PCE/J25111/MB25113 | 310372347 | 11 kV | CLOSED | VACUUM | CBJ25113 | SS 25.11 D'PULZE F1 |  |  |  | C25113 |  |  |  | 8BK-88E-B2B | 630.000 A | PENGGUNA 1
381079667 | TNB | DISTRIBUTION | WP PUTRAJAYA & CYBERJAYA | Existing | VCBJ/PCE/J25111/MB25111 | 310372344 | 11 kV | CLOSED | VACUUM | CBJ25111 | SS 25.11 D'PULZE F1 |  |  |  | C25111 |  |  |  | 8BK-88E-A1 | 630.000 A | PPU CJ6 CB3
381079782 | TNB | DISTRIBUTION | WP PUTRAJAYA & CYBERJAYA | Existing | VCBJ/PCE/J25112/MB25115 | 310372350 | 11 kV | CLOSED | VACUUM | CBJ25115 | SS 25.11 D'PULZE F2 |  |  |  | C25115 |  |  |  | 8BK-88E-A1 | 630.000 A | CBJ 25095
381079806 | TNB | DISTRIBUTION | WP PUTRAJAYA & CYBERJAYA | Existing | VCBJ/PCE/J25112/MB25116 | 310372351 | 11 kV | CLOSED | VACUUM | CBJ25115 | SS 25.11 D'PULZE F2 |  |  |  | C25116 |  |  |  | 8BK-88E-B2B | 630.000 A | PENGGUNA 2
381079809 | TNB | DISTRIBUTION | WP PUTRAJAYA & CYBERJAYA | Existing | VCBJ/PCE/J25112/MB25114 | 310372349 | 11 kV | CLOSED | VACUUM | CBJ25114 | SS 25.11 D'PULZE F2 |  |  |  | C25114 |  |  |  | 8BK-88E-A1 | 630.000 A | PPU CJ6 CB4
381080374 | TNB | DISTRIBUTION | WP PUTRAJAYA & CYBERJAYA | Existing | VCBJ/PCE/J24181/MB24181 | 300455006 | 11 kV | CLOSED | VACUUM |  | SS 24.18 SHAFTBURY BLOK E F1 |  |  |  | C24181 |  |  |  | 8BK-88E-A1 | 630.000 A | SS22.84 CBJ22842
381080376 | TNB | DISTRIBUTION | WP PUTRAJAYA & CYBERJAYA | Existing | VCBJ/PCE/J24181/MB24182 | 300455007 | 11 kV | CLOSED | VACUUM |  | SS 24.18 SHAFTBURY BLOK E F1 |  |  |  | C24182 |  |  |  | 8BK-88E-A1 | 630.000 A | SS22.85 CBJ22851
381080399 | TNB | DISTRIBUTION | WP PUTRAJAYA & CYBERJAYA | Existing | VCBJ/PCE/J24181/MB24183 | 310384133 | 11 kV | CLOSED | VACUUM |  | SS 24.18 SHAFTBURY BLOK E F1 |  |  |  | C24183 |  |  |  | B2A | 630.000 A | PENGGUNA F1
381080415 | TNB | DISTRIBUTION | WP PUTRAJAYA & CYBERJAYA | Existing | VCBJ/PCE/J24182/MB24184 | 310384154 | 11 kV | CLOSED | VACUUM |  | SS 24.18 SHAFTBURY BLOK E F2 |  |  |  | C24184 |  |  |  | 8BK-88E-A1 | 630.000 A | SS22.84 CBJ22845
381080417 | TNB | DISTRIBUTION | WP PUTRAJAYA & CYBERJAYA | Existing | VCBJ/PCE/J24182/MB24185 | 310384155 | 11 kV | CLOSED | VACUUM |  | SS 24.18 SHAFTBURY BLOK E F2 |  |  |  | C24185 |  |  |  | 8BK-88E-A1 | 630.000 A | SS22.85 CBJ22854
381080440 | TNB | DISTRIBUTION | WP PUTRAJAYA & CYBERJAYA | Existing | VCBJ/PCE/J24182/MB24186 | 310384156 | 11 kV | CLOSED | VACUUM |  | SS 24.18 SHAFTBURY BLOK E F2 |  |  |  | C24186 |  |  |  | 8BK-88E-A1 | 630.000 A | PENGGUNA F2
381110867 | TNB | DISTRIBUTION | WP PUTRAJAYA & CYBERJAYA | Existing | VCBJ/PMU/J00002/MB3 | 300278066 | 11 kV | CLOSED | VACUUM |  | PMU CBJ NORTH 132/11KV |  |  |  | VCB 3 | 2006-06-04 |  | EPE | VFT12D | 630.000 A | PE22.54 CBJ22542
381110868 | TNB | DISTRIBUTION | WP PUTRAJAYA & CYBERJAYA | Existing | VCBJ/PMU/J00002/MB12 | 300278061 | 11 kV | CLOSED | VACUUM |  | PMU CBJ NORTH 132/11KV |  |  |  | VCB 12 | 2006-06-04 |  | EPE | VFT12D | 630.000 A | SPARE
381110916 | TNB | DISTRIBUTION | WP PUTRAJAYA & CYBERJAYA | Existing | VCBJ/PMU/J00002/MB32 | 300278075 | 11 kV | CLOSED | VACUUM |  | PMU CBJ NORTH 132/11KV |  |  |  | VCB 32 | 2006-06-04 |  | EPE | VFT12D | 2000.000 A | TX2 30MVA 132/11KV
381110946 | TNB | DISTRIBUTION | WP PUTRAJAYA & CYBERJAYA | Existing | VCBJ/PMU/J00002/MB9 | 300278072 | 11 kV | CLOSED | VACUUM |  | PMU CBJ NORTH 132/11KV |  |  |  | VCB 9 | 2006-06-04 |  | EPE | VFT12D | 630.000 A | SS21.47 CBJ21471
381110959 | TNB | DISTRIBUTION | WP PUTRAJAYA & CYBERJAYA | Existing | VCBJ/PMU/J00002/MB10 | 300278059 | 11 kV | CLOSED | VACUUM |  | PMU CBJ NORTH 132/11KV |  |  |  | VCB 10 | 2006-06-04 |  | EPE | VFT12D | 630.000 A | PE21.15 CBJ21152
381110963 | TNB | DISTRIBUTION | WP PUTRAJAYA & CYBERJAYA | Existing | VCBJ/PMU/J00002/MB1 | 300278058 | 11 kV | CLOSED | VACUUM |  | PMU CBJ NORTH 132/11KV |  |  |  | VCB 1 | 2006-06-04 |  | EPE | VFT12D | 630.000 A | SS22.18 CBJ22181
381110971 | TNB | DISTRIBUTION | WP PUTRAJAYA & CYBERJAYA | Existing | VCBJ/PMU/J00002/MB5 | 300278068 | 11 kV | CLOSED | VACUUM |  | PMU CBJ NORTH 132/11KV |  |  |  | VCB 5 | 2006-06-04 |  | EPE | VFT12D | 630.000 A | SS21.62 CBJ21621
381110976 | TNB | DISTRIBUTION | WP PUTRAJAYA & CYBERJAYA | Existing | VCBJ/PMU/J00002/MB2 | 300278065 | 11 kV | CLOSED | VACUUM |  | PMU CBJ NORTH 132/11KV |  |  |  | VCB 2 | 2006-06-04 |  | EPE | VFT12D | 630.000 A | SS22.18 CBJ22184
381111020 | TNB | DISTRIBUTION | WP PUTRAJAYA & CYBERJAYA | Existing | VCBJ/PMU/J00002/MB8 | 300278071 | 11 kV | CLOSED | VACUUM |  | PMU CBJ NORTH 132/11KV |  |  |  | VCB 8 | 2006-06-04 |  | EPE | VFT12D | 630.000 A | PE21.15 CBJ21155
381111026 | TNB | DISTRIBUTION | WP PUTRAJAYA & CYBERJAYA | Existing | VCBJ/PMU/J00002/MB4 | 300278067 | 11 kV | CLOSED | VACUUM |  | PMU CBJ NORTH 132/11KV |  |  |  | VCB 4 | 2006-06-04 |  | EPE | VFT12D | 630.000 A | PE22.54 CBJ22545
381111028 | TNB | DISTRIBUTION | WP PUTRAJAYA & CYBERJAYA | Existing | VCBJ/PMU/J00002/MB6 | 300278069 | 11 kV | OPEN | VACUUM |  | PMU CBJ NORTH 132/11KV |  |  |  | VCB 6 | 2006-06-04 |  | EPE | VFT12D | 630.000 A | SS21.62 CBJ21624
381111040 | TNB | DISTRIBUTION | WP PUTRAJAYA & CYBERJAYA | Existing | VCBJ/PMU/J00002/MB31 | 300278074 | 11 kV | CLOSED | VACUUM |  | PMU CBJ NORTH 132/11KV |  |  |  | VCB 31 | 2006-06-04 |  | EPE | VFT12D | 2000.000 A | TX1 30MVA 132/11KV
381111041 | TNB | DISTRIBUTION | WP PUTRAJAYA & CYBERJAYA | Existing | VCBJ/PMU/J00002/MB11 | 300278060 | 11 kV | CLOSED | VACUUM |  | PMU CBJ NORTH 132/11KV |  |  |  | VCB 11 | 2006-06-04 |  | EPE | VFT12D | 630.000 A | SPARE
381111078 | TNB | DISTRIBUTION | WP PUTRAJAYA & CYBERJAYA | Existing | VCBJ/PMU/J00002/MB7 | 300278070 | 11 kV | CLOSED | VACUUM |  | PMU CBJ NORTH 132/11KV |  |  |  | VCB 7 | 2006-06-04 |  | EPE | VFT12D | 630.000 A | SS21.47 CBJ21474
381111091 | TNB | DISTRIBUTION | WP PUTRAJAYA & CYBERJAYA | Existing | VCBJ/PMU/G00002/MB6L5 | 300278092 | 33 kV | CLOSED | VACUUM |  | PMU CBJ NORTH 132/33KV |  |  |  | VCB 6L5 | 13/10/2004 |  | ABB | T1-ZV2-3612 | 1250.000 A | SPARE
381111096 | TNB | DISTRIBUTION | WP PUTRAJAYA & CYBERJAYA | Existing | VCBJ/PMU/G00002/MB5L5 | 300278091 | 33 kV | CLOSED | VACUUM |  | PMU CBJ NORTH 132/33KV |  |  |  | VCB 5L5 | 13/10/2004 |  | ABB | T1-ZV2-3612 | 1250.000 A | SPARE
381111105 | TNB | DISTRIBUTION | WP PUTRAJAYA & CYBERJAYA | Existing | VCBJ/PMU/G00002/MB3TO | 300278088 | 33 kV | CLOSED | VACUUM |  | PMU CBJ NORTH 132/33KV |  |  |  | VCB 3TO | 13/10/2004 |  | ABB | T1-ZV2-3612 | 1250.000 A | TX3 90MVA 132/33KV
381111107 | TNB | DISTRIBUTION | WP PUTRAJAYA & CYBERJAYA | Existing | VCBJ/PMU/G00002/MB7L5 | 300278093 | 33 kV | CLOSED | VACUUM |  | PMU CBJ NORTH 132/33KV |  |  |  | VCB 7L5 | 13/10/2004 |  | ABB | T1-ZV2-3612 | 1250.000 A | PPU CJ7 1P5
381111116 | TNB | DISTRIBUTION | WP PUTRAJAYA & CYBERJAYA | Existing | VCBJ/PMU/G00002/MB4L5 | 300278090 | 33 kV | OPEN | VACUUM |  | PMU CBJ NORTH 132/33KV |  |  |  | VCB 4L5 | 13/10/2004 |  | ABB | T1-ZV2-3612 | 1250.000 A | SPARE
381111130 | TNB | DISTRIBUTION | WP PUTRAJAYA & CYBERJAYA | Existing | VCBJ/PMU/G00002/MB4TO | 300278089 | 33 kV | CLOSED | VACUUM |  | PMU CBJ NORTH 132/33KV |  |  |  | VCB 4TO | 13/10/2004 |  | ABB | T1-ZV2-3612 | 1250.000 A | TX4 90MVA 132/33KV
381111160 | TNB | DISTRIBUTION | WP PUTRAJAYA & CYBERJAYA | Existing | VCBJ/PMU/G00002/MB10L5 | 300278079 | 33 kV | CLOSED | VACUUM |  | PMU CBJ NORTH 132/33KV |  |  |  | VCB 10L5 | 13/10/2004 |  | ABB | T1-ZV2-3612 | 1250.000 A | Q-CELL PENGGUNA
381111162 | TNB | DISTRIBUTION | WP PUTRAJAYA & CYBERJAYA | Existing | VCBJ/PMU/G00002/MB1L5 | 300278082 | 33 kV | OPEN | VACUUM |  | PMU CBJ NORTH 132/33KV |  |  |  | VCB 1L5 | 13/10/2004 |  | ABB | T1-ZV2-3612 | 1250.000 A | SPARE
381111166 | TNB | DISTRIBUTION | WP PUTRAJAYA & CYBERJAYA | Existing | VCBJ/PMU/G00002/MB12L5 | 300278081 | 33 kV | OPEN | VACUUM |  | PMU CBJ NORTH 132/33KV |  |  |  | VCB 12L5 | 13/10/2004 |  | ABB | T1-ZV2-3612 | 1250.000 A | SPARE
381111172 | TNB | DISTRIBUTION | WP PUTRAJAYA & CYBERJAYA | Existing | VCBJ/PMU/G00002/MB11L5 | 300278080 | 33 kV | CLOSED | VACUUM |  | PMU CBJ NORTH 132/33KV |  |  |  | VCB 11L5 | 13/10/2004 |  | ABB | T1-ZV2-3612 | 1250.000 A | Q-CELL PENGGUNA
381111182 | TNB | DISTRIBUTION | WP PUTRAJAYA & CYBERJAYA | Existing | VCBJ/PMU/G00002/MB2L5 | 300278085 | 33 kV | OPEN | VACUUM |  | PMU CBJ NORTH 132/33KV |  |  |  | VCB 2L5 | 13/10/2004 |  | ABB | T1-ZV2-3612 | 1250.000 A | SPARE
381111212 | TNB | DISTRIBUTION | WP PUTRAJAYA & CYBERJAYA | Existing | VCBJ/PMU/G00002/MB9L5 | 300278095 | 33 kV | OPEN | VACUUM |  | PMU CBJ NORTH 132/33KV |  |  |  | VCB 9L5 | 13/10/2004 |  | ABB | T1-ZV2-3612 | 1250.000 A | SPARE
381111218 | TNB | DISTRIBUTION | WP PUTRAJAYA & CYBERJAYA | Existing | VCBJ/PMU/G00002/MB3L5 | 300278087 | 33 kV | OPEN | VACUUM |  | PMU CBJ NORTH 132/33KV |  |  |  | VCB 3L5 | 13/10/2004 |  | ABB | T1-ZV2-3612 | 1250.000 A | SPARE
381111234 | TNB | DISTRIBUTION | WP PUTRAJAYA & CYBERJAYA | Existing | VCBJ/PMU/G00002/MB8L5 | 300278094 | 33 kV | CLOSED | VACUUM |  | PMU CBJ NORTH 132/33KV |  |  |  | VCB 8L5 | 13/10/2004 |  | ABB | T1-ZV2-3612 | 1250.000 A | PPU CJ7 4P5
381526467 | TNB | DISTRIBUTION | WP PUTRAJAYA & CYBERJAYA | Existing | VCBJ/PCE/J00121/MB4 | 300537945 | 11 kV | CLOSED | VACUUM | CBJ24348 | SS 24.34 TAMARIND SQUARE F2 |  |  |  | C24348 |  |  | TAMCO | N/A | 630.000 A | TENANT F2
381526472 | TNB | DISTRIBUTION | WP PUTRAJAYA & CYBERJAYA | Existing | VCBJ/PCE/J00121/MB2 | 300525995 | 11 kV | CLOSED | VACUUM | CBJ24346 | SS 24.34 TAMARIND SQUARE F2 |  |  |  | C24346 |  |  | TAMCO | N/A | 630.000 A | CBJ23051
381526490 | TNB | DISTRIBUTION | WP PUTRAJAYA & CYBERJAYA | Existing | VCBJ/PCE/J00121/MB1 | 300525911 | 11 kV | CLOSED | VACUUM | CBJ24345 | SS 24.34 TAMARIND SQUARE F2 |  |  |  | C24345 |  |  | TAMCO | N/A | 630.000 A | CBJ23191
381526492 | TNB | DISTRIBUTION | WP PUTRAJAYA & CYBERJAYA | Existing | VCBJ/PCE/J00121/MB3 | 300537941 | 11 kV | CLOSED | VACUUM | CBJ24347 | SS 24.34 TAMARIND SQUARE F2 |  |  |  | C24347 |  |  | TAMCO | N/A | 630.000 A | LANDLORD F2
381526499 | TNB | DISTRIBUTION | WP PUTRAJAYA & CYBERJAYA | Existing | VCBJ/PCE/J23181/MB 23184 | 310314858 | 11 kV | CLOSED | VACUUM | CBJ23184 | SS 23.18 PARAGON |  |  |  | C23184 |  |  |  | BBK-881 A1 | 630.000 A
381526504 | TNB | DISTRIBUTION | WP PUTRAJAYA & CYBERJAYA | Existing | VCBJ/PCE/J23181/MB 23182 | 310314856 | 11 kV | CLOSED | VACUUM | CBJ23182 | SS 23.18 PARAGON |  |  |  | C23182 |  |  |  | BBK-881 A1 | 630.000 A
381526522 | TNB | DISTRIBUTION | WP PUTRAJAYA & CYBERJAYA | Existing | VCBJ/PCE/J23181/MB 23181 | 310314855 | 11 kV | CLOSED | VACUUM | PTJ23181 | SS 23.18 PARAGON |  |  |  | C23181 |  |  |  | BBK-881 A1 | 630.000 A
381526524 | TNB | DISTRIBUTION | WP PUTRAJAYA & CYBERJAYA | Existing | VCBJ/PCE/J23181/MB 23183 | 310314857 | 11 kV | CLOSED | VACUUM | CBJ23183 | SS 23.18 PARAGON |  |  |  | C23183 |  |  |  | BBK-881 A1 | 630.000 A
381526899 | TNB | DISTRIBUTION | WP PUTRAJAYA & CYBERJAYA | Existing | VCBJ/PCE/J23232/MB232310 | 310343051 | 11 kV | OPEN | VACUUM | CBJ232310 | SS 23.23 GARDEN PLAZA F2 |  |  |  | C232310 |  |  |  | 8BK-88E-A1 | 630.000 A | SPARE
381526904 | TNB | DISTRIBUTION | WP PUTRAJAYA & CYBERJAYA | Existing | VCBJ/PCE/J23232/MB23237 | 310343048 | 11 kV | CLOSED | VACUUM | CBJ23237 | SS 23.23 GARDEN PLAZA F2 |  |  |  | C23237 |  |  |  | 8BK-88E-A1 | 630.000 A | PPU PTJ5
381526922 | TNB | DISTRIBUTION | WP PUTRAJAYA & CYBERJAYA | Existing | VCBJ/PCE/J23232/MB23238 | 310343049 | 11 kV | CLOSED | VACUUM | CBJ23238 | SS 23.23 GARDEN PLAZA F2 |  |  |  | C23238 |  |  |  | 8BK-88E-A1 | 630.000 A | LOOP CBJ23232
381526924 | TNB | DISTRIBUTION | WP PUTRAJAYA & CYBERJAYA | Existing | VCBJ/PCE/J23232/MB23239 | 310343050 | 11 kV | OPEN | VACUUM | CBJ23239 | SS 23.23 GARDEN PLAZA F2 |  |  |  | C23239 |  |  |  | 8BK-88E-A1 | 630.000 A | SPARE
381526927 | TNB | DISTRIBUTION | WP PUTRAJAYA & CYBERJAYA | Existing | VCBJ/PCE/J23232/MB232312 | 310343053 | 11 kV | CLOSED | VACUUM | CBJ232312 | SS 23.23 GARDEN PLAZA F2 |  |  |  | C232312 |  |  |  | 8BK-88E-B2A | 630.000 A | HT PENGGUNA 2
381526933 | TNB | DISTRIBUTION | WP PUTRAJAYA & CYBERJAYA | Existing | VCBJ/PCE/J23232/MB232311 | 310343052 | 11 kV | CLOSED | VACUUM | CBJ232311 | SS 23.23 GARDEN PLAZA F2 |  |  |  | C232311 |  |  |  | 8BK-88E-B2A | 630.000 A | HT PENGGUNA 1
381526944 | TNB | DISTRIBUTION | WP PUTRAJAYA & CYBERJAYA | Existing | VCBJ/PCE/J23231/MB23236 | 310343047 | 11 kV | CLOSED | VACUUM | CBJ23236 | SS 23.23 GARDEN PLAZA F1 |  |  |  | C23236 |  |  |  | 8BK-88E-B2A | 630.000 A | HT PENGGUNA 2
381526949 | TNB | DISTRIBUTION | WP PUTRAJAYA & CYBERJAYA | Existing | VCBJ/PCE/J23231/MB23234 | 310343045 | 11 kV | OPEN | VACUUM | CBJ23234 | SS 23.23 GARDEN PLAZA F1 |  |  |  | C23234 |  |  |  | 8BK-88E A1 | 630.000 A | SPARE
381526967 | TNB | DISTRIBUTION | WP PUTRAJAYA & CYBERJAYA | Existing | VCBJ/PCE/J23231/MB23233 | 310343042 | 11 kV | OPEN | VACUUM | CBJ23233 | SS 23.23 GARDEN PLAZA F1 |  |  |  | C23233 |  |  |  | 8BK-88E A1 | 630.000 A | SPARE
381526969 | TNB | DISTRIBUTION | WP PUTRAJAYA & CYBERJAYA | Existing | VCBJ/PCE/J23231/MB23235 | 310343046 | 11 kV | CLOSED | VACUUM | CBJ23235 | SS 23.23 GARDEN PLAZA F1 |  |  |  | C23235 |  |  |  | 8BK-88E-B2A | 630.000 A | HT PENGGUNA 1
381526974 | TNB | DISTRIBUTION | WP PUTRAJAYA & CYBERJAYA | Existing | VCBJ/PCE/J23231/MB23232 | 310343041 | 11 kV | CLOSED | VACUUM | CBJ23232 | SS 23.23 GARDEN PLAZA F1 |  |  |  | C23232 |  |  |  | 8BK-88E-A1 | 630.000 A | LOOP CBJ23238
381526975 | TNB | DISTRIBUTION | WP PUTRAJAYA & CYBERJAYA | Existing | VCBJ/PCE/J23231/MB23231 | 310343040 | 11 kV | CLOSED | VACUUM | CBJ23231 | SS 23.23 GARDEN PLAZA F1 |  |  |  | C23231 |  |  |  | 8BK-88E A1 | 630.000 A | PE21.89 CBJ21894
383046779 | TNB | DISTRIBUTION | WP PUTRAJAYA & CYBERJAYA | Existing |  |  | 11 kV | CLOSED | GAS |  | D-CBJ-C16-0583 | [10 empty] | C23444
383046784 | TNB | DISTRIBUTION | WP PUTRAJAYA & CYBERJAYA | Existing |  |  | 11 kV | CLOSED | GAS |  | D-CBJ-C16-0583 | [10 empty] | C23441
383046802 | TNB | DISTRIBUTION | WP PUTRAJAYA & CYBERJAYA | Existing |  |  | 11 kV | CLOSED | GAS |  | D-CBJ-C16-0583 | [10 empty] | C23442
383046804 | TNB | DISTRIBUTION | WP PUTRAJAYA & CYBERJAYA | Existing |  |  | 11 kV | CLOSED | GAS |  | D-CBJ-C16-0583 | [10 empty] | C23443
383046815 | TNB | DISTRIBUTION | WP PUTRAJAYA & CYBERJAYA | Existing |  |  | 11 kV | CLOSED | GAS |  | D-CBJ-C17-0469 | [10 empty] | C23503
383046820 | TNB | DISTRIBUTION | WP PUTRAJAYA & CYBERJAYA | Existing |  |  | 11 kV | CLOSED | GAS |  | D-CBJ-C17-0469 | [10 empty] | C23502
383046838 | TNB | DISTRIBUTION | WP PUTRAJAYA & CYBERJAYA | Existing |  |  | 11 kV | CLOSED | GAS |  | D-CBJ-C17-0469 | [10 empty] | C23501
383046840 | TNB | DISTRIBUTION | WP PUTRAJAYA & CYBERJAYA | Existing |  |  | 11 kV | CLOSED | GAS |  | D-CBJ-C17-0469 | [10 empty] | C23504
383338272 | TNB | DISTRIBUTION | WP PUTRAJAYA & CYBERJAYA | Existing | VPTJ/PCE/J10011/MB10012 | 300281926 | 11 kV | CLOSED | VACUUM |  | SS 10.01 PMR (F1) |  |  |  | P10012 | 1999-10-02 |  | SIEMENS | 8BK-88 | 630.000 A | PENGGUNA 2
383338290 | TNB | DISTRIBUTION | WP PUTRAJAYA & CYBERJAYA | Existing | VPTJ/PCE/J10011/MB10011 | 300281925 | 11 kV | CLOSED | VACUUM |  | SS 10.01 PMR (F1) |  |  |  | P10011 | 1999-10-02 |  | SIEMENS | 8BK-88 | 630.000 A | PPU 2 VCB2
383338292 | TNB | DISTRIBUTION | WP PUTRAJAYA & CYBERJAYA | Existing | VPTJ/PCE/J10011/MB10013 | 300281927 | 11 kV | CLOSED | VACUUM |  | SS 10.01 PMR (F1) |  |  |  | P10013 | 1999-10-02 |  | SIEMENS | 8BK-88 | 630.000 A | BUS SECTION
383338313 | TNB | DISTRIBUTION | WP PUTRAJAYA & CYBERJAYA | Existing | VPTJ/PPU/G00023/NB16 | 300519645 | 11 kV | CLOSED | VACUUM |  | PPU PUTRAJAYA NO 23 |  |  |  | VCB 16 | 2015-04-07 |  | EPE | VFT-12 | 630.000 A
383621671 | TNB | DISTRIBUTION | WP PUTRAJAYA & CYBERJAYA | Existing | VPTJ/PCE/J02301/MB02303 | 310381111 | 11 kV | CLOSED | VACUUM | PTJ02303 | PE 2.30 2C5 PR2 PJ (F1) |  |  |  | P02303 |  |  | TAMCO | B2A 15015A | 630.000 A | MANAGEMENT 1A
383621676 | TNB | DISTRIBUTION | WP PUTRAJAYA & CYBERJAYA | Existing | VPTJ/PCE/J02301/MB02302 | 310381110 | 11 kV | CLOSED | VACUUM | PTJ02302 | PE 2.30 2C5 PR2 PJ (F1) |  |  |  | P02302 |  |  | TAMCO | A1 | 630.000 A | SS 2.13 PTJ02131
383621694 | TNB | DISTRIBUTION | WP PUTRAJAYA & CYBERJAYA | Existing | VPTJ/PCE/J02301/MB02301 | 310381109 | 11 kV | CLOSED | VACUUM | PTJ02301 | PE 2.30 2C5 PR2 PJ (F1) |  |  |  | P02301 |  |  | TAMCO | A1 | 630.000 A | SS 2.14 PTJ02142
383621696 | TNB | DISTRIBUTION | WP PUTRAJAYA & CYBERJAYA | Existing | VPTJ/PCE/J02301/MB02304 | 310472872 | 11 kV | CLOSED | VACUUM | PTJ02304 | PE 2.30 2C5 PR2 PJ (F1) |  |  |  | P02304 |  |  | TAMCO | B2A 15015A | 630.000 A | TENANT 1B
383621703 | TNB | DISTRIBUTION | WP PUTRAJAYA & CYBERJAYA | Existing | VPTJ/PCE/J02302/MB02308 | 310381105 | 11 kV | CLOSED | VACUUM | PTJ02308 | PE 2.30 2C5 PR2 PJ (F2) |  |  |  | P02308 |  |  | TAMCO | B2A 15015A | 630.000 A | TENANT 2B
383621708 | TNB | DISTRIBUTION | WP PUTRAJAYA & CYBERJAYA | Existing | VPTJ/PCE/J02302/MB02306 | 310381108 | 11 kV | CLOSED | VACUUM | PTJ02306 | PE 2.30 2C5 PR2 PJ (F2) |  |  |  | P02306 |  |  | TAMCO | A1 | 630.000 A | SS 2.13 PTJ02134
383621726 | TNB | DISTRIBUTION | WP PUTRAJAYA & CYBERJAYA | Existing | VPTJ/PCE/J02302/MB02305 | 310381107 | 11 kV | CLOSED | VACUUM | PTJ02305 | PE 2.30 2C5 PR2 PJ (F2) |  |  |  | P02305 |  |  | TAMCO | A1 | 630.000 A | SS 2.14 PTJ 02143
383621728 | TNB | DISTRIBUTION | WP PUTRAJAYA & CYBERJAYA | Existing | VPTJ/PCE/J02302/MB02307 | 310472874 | 11 kV | CLOSED | VACUUM | PTJ02307 | PE 2.30 2C5 PR2 PJ (F2) |  |  |  | P02307 |  |  | TAMCO | B2A 15015A | 630.000 A | TENANT 2B
384172116 | TNB | DISTRIBUTION | WP PUTRAJAYA & CYBERJAYA | Existing |  |  | 11 kV | CLOSED |  |  | D-CBJ-C15-0497
384172137 | TNB | DISTRIBUTION | WP PUTRAJAYA & CYBERJAYA | Existing |  |  | 11 kV | CLOSED |  |  | D-CBJ-C15-0497
384172139 | TNB | DISTRIBUTION | WP PUTRAJAYA & CYBERJAYA | Existing |  |  | 11 kV | CLOSED |  |  | D-CBJ-C15-0497
384172245 | TNB | DISTRIBUTION | WP PUTRAJAYA & CYBERJAYA | Existing |  |  | 11 kV | CLOSED |  |  | D-CBJ-C15-0497
384172266 | TNB | DISTRIBUTION | WP PUTRAJAYA & CYBERJAYA | Existing |  |  | 11 kV | CLOSED |  |  | D-CBJ-C15-0497
384172268 | TNB | DISTRIBUTION | WP PUTRAJAYA & CYBERJAYA | Existing |  |  | 11 kV | CLOSED |  |  | D-CBJ-C15-0497
384304549 | TNB | DISTRIBUTION | WP PUTRAJAYA & CYBERJAYA | Existing |  |  | 11 kV | CLOSED |  |  | D-CBJ-C16-0533 | [10 empty] | C24422
384304567 | TNB | DISTRIBUTION | WP PUTRAJAYA & CYBERJAYA | Existing |  |  | 11 kV | CLOSED |  |  | D-CBJ-C16-0533 | [10 empty] | C24421
384304569 | TNB | DISTRIBUTION | WP PUTRAJAYA & CYBERJAYA | Existing |  |  | 11 kV | CLOSED |  |  | D-CBJ-C16-0533 | [10 empty] | C24423
384304581 | TNB | DISTRIBUTION | WP PUTRAJAYA & CYBERJAYA | Existing |  |  | 11 kV | CLOSED |  |  | D-CBJ-C16-0533 | [10 empty] | C24425
384304599 | TNB | DISTRIBUTION | WP PUTRAJAYA & CYBERJAYA | Existing |  |  | 11 kV | CLOSED |  |  | D-CBJ-C16-0533 | [10 empty] | C24424
384304601 | TNB | DISTRIBUTION | WP PUTRAJAYA & CYBERJAYA | Existing |  |  | 11 kV | CLOSED |  |  | D-CBJ-C16-0533
384304626 | TNB | DISTRIBUTION | WP PUTRAJAYA & CYBERJAYA | Existing |  |  | 11 kV | CLOSED |  |  | D-PTJ-C15-0992 | [10 empty] | P2322
384304644 | TNB | DISTRIBUTION | WP PUTRAJAYA & CYBERJAYA | Existing |  |  | 11 kV | CLOSED |  |  | D-PTJ-C15-0992 | [10 empty] | P2321
384304646 | TNB | DISTRIBUTION | WP PUTRAJAYA & CYBERJAYA | Existing |  |  | 11 kV | CLOSED |  |  | D-PTJ-C15-0992
384304658 | TNB | DISTRIBUTION | WP PUTRAJAYA & CYBERJAYA | Existing |  |  | 11 kV | CLOSED |  |  | D-PTJ-C15-0992 | [10 empty] | P2325
384304676 | TNB | DISTRIBUTION | WP PUTRAJAYA & CYBERJAYA | Existing |  |  | 11 kV | CLOSED |  |  | D-PTJ-C15-0992 | [10 empty] | P2324
384304678 | TNB | DISTRIBUTION | WP PUTRAJAYA & CYBERJAYA | Existing |  |  | 11 kV | CLOSED |  |  | D-PTJ-C15-0992 | [10 empty] | P2326
384605883 | TNB | DISTRIBUTION | WP PUTRAJAYA & CYBERJAYA | Existing | VPTJ/PMU/G00002/MB6L5 | 300278031 | 33 kV | CLOSED | VACUUM | 6 | PMU DATO ABU BAKAR BAGINDA-ABBA 132/33KV |  |  |  | VCB 6L5 | 29/03/2000 |  | TAMCO | VY 30M 25D | 1.000 A | SPARE
384605915 | TNB | DISTRIBUTION | WP PUTRAJAYA & CYBERJAYA | Existing | VPTJ/PMU/G00002/MB3TO | 300278026 | 33 kV | CLOSED | VACUUM | 3TO | PMU DATO ABU BAKAR BAGINDA-ABBA 132/33KV |  |  |  | VCB 3TO | 29/03/2000 |  | TAMCO | VY 30P 25D | 2.000 A | TX1
384605917 | TNB | DISTRIBUTION | WP PUTRAJAYA & CYBERJAYA | Existing | VPTJ/PMU/G00002/MB7L5 | 300278032 | 33 kV | CLOSED | VACUUM | 7 | PMU DATO ABU BAKAR BAGINDA-ABBA 132/33KV |  |  |  | VCB 7L5 | 29/03/2000 |  | TAMCO | VY 30M 25D | 1.000 A | SSU GDC 1 3S5
384605935 | TNB | DISTRIBUTION | WP PUTRAJAYA & CYBERJAYA | Existing | VPTJ/PMU/G00002/MB4L5 | 300278027 | 33 kV | CLOSED | VACUUM | 4 | PMU DATO ABU BAKAR BAGINDA-ABBA 132/33KV |  |  |  | VCB 4L5 | 29/03/2000 |  | TAMCO | VY 30M 25D | 1.000 A | PPU PJ2 4P5
384605955 | TNB | DISTRIBUTION | WP PUTRAJAYA & CYBERJAYA | Existing | VPTJ/PMU/G00002/MB4TO | 300278029 | 33 kV | CLOSED | VACUUM | 4TO | PMU DATO ABU BAKAR BAGINDA-ABBA 132/33KV |  |  |  | VCB 4TO | 29/03/2000 |  | TAMCO | VY 30P 25D | 2.000 A | TX2
384605994 | TNB | DISTRIBUTION | WP PUTRAJAYA & CYBERJAYA | Existing | VPTJ/PMU/G00002/MB10L5 | 300433178 | 33 kV | CLOSED | VACUUM | 10 | PMU DATO ABU BAKAR BAGINDA-ABBA 132/33KV |  |  |  | VCB 10L5 | 29/03/2000 |  | TAMCO | VY 30M 25D | 1.000 A | PPU PJ4 4P5
384605996 | TNB | DISTRIBUTION | WP PUTRAJAYA & CYBERJAYA | Existing | VPTJ/PMU/G00002/MB1L5 | 300433181 | 33 kV | CLOSED | VACUUM | 1 | PMU DATO ABU BAKAR BAGINDA-ABBA 132/33KV |  |  |  | VCB 1L5 | 29/03/2000 |  | TAMCO | VY 30M 25D | 1.000 A | PPU PJ6 3P5
384606022 | TNB | DISTRIBUTION | WP PUTRAJAYA & CYBERJAYA | Existing | VPTJ/PMU/G00002/MB2L5 | 300278024 | 33 kV | CLOSED | VACUUM | 2 | PMU DATO ABU BAKAR BAGINDA-ABBA 132/33KV |  |  |  | VCB 2L5 | 29/03/2000 |  | TAMCO | VY 30M 25D | 1.000 A | PPU PJ6 2P5
384606049 | TNB | DISTRIBUTION | WP PUTRAJAYA & CYBERJAYA | Existing | VPTJ/PMU/G00002/MB1WO | 300278023 | 33 kV | CLOSED | VACUUM | 1WO | PMU DATO ABU BAKAR BAGINDA-ABBA 132/33KV |  |  |  | VCB 1WO | 29/03/2000 |  | TAMCO | VY 30P 25D | 2.000 A | BUS COUPLER
384606065 | TNB | DISTRIBUTION | WP PUTRAJAYA & CYBERJAYA | Existing | VPTJ/PMU/G00002/MB9L5 | 300278034 | 33 kV | CLOSED | VACUUM | 9 | PMU DATO ABU BAKAR BAGINDA-ABBA 132/33KV |  |  |  | VCB 9L5 | 29/03/2000 |  | TAMCO | VY 30M 25D | 1.000 A | PPU PJ4 3P5
384606071 | TNB | DISTRIBUTION | WP PUTRAJAYA & CYBERJAYA | Existing | VPTJ/PMU/G00002/MB3L5 | 300278025 | 33 kV | CLOSED | VACUUM | 3 | PMU DATO ABU BAKAR BAGINDA-ABBA 132/33KV |  |  |  | VCB 3L5 | 29/03/2000 |  | TAMCO | VY 30M 25D | 1.000 A | SPARE
384606099 | TNB | DISTRIBUTION | WP PUTRAJAYA & CYBERJAYA | Existing | VPTJ/PMU/G00002/MB8L5 | 300278033 | 33 kV | CLOSED | VACUUM | 8 | PMU DATO ABU BAKAR BAGINDA-ABBA 132/33KV |  |  |  | VCB 8L5 | 29/03/2000 |  | TAMCO | VY 30M 25D | 1.000 A | SSU SONY 5S5
384606174 | TNB | DISTRIBUTION | WP PUTRAJAYA & CYBERJAYA | Existing |  |  | 33 kV | OPEN | VACUUM | 18 | PMU DATO ABU BAKAR BAGINDA-ABBA 132/33KV
384606191 | TNB | DISTRIBUTION | WP PUTRAJAYA & CYBERJAYA | Existing |  |  | 33 kV | OPEN | VACUUM | 17 | PMU DATO ABU BAKAR BAGINDA-ABBA 132/33KV
384606206 | TNB | DISTRIBUTION | WP PUTRAJAYA & CYBERJAYA | Existing |  |  | 33 kV | CLOSED | VACUUM | 5TO | PMU DATO ABU BAKAR BAGINDA-ABBA 132/33KV
384606208 | TNB | DISTRIBUTION | WP PUTRAJAYA & CYBERJAYA | Existing |  |  | 33 kV | CLOSED | VACUUM | 19 | PMU DATO ABU BAKAR BAGINDA-ABBA 132/33KV
384606226 | TNB | DISTRIBUTION | WP PUTRAJAYA & CYBERJAYA | Existing |  |  | 33 kV | OPEN | VACUUM | 16 | PMU DATO ABU BAKAR BAGINDA-ABBA 132/33KV
384606246 | TNB | DISTRIBUTION | WP PUTRAJAYA & CYBERJAYA | Existing |  |  | 33 kV | CLOSED | VACUUM | 6TO | PMU DATO ABU BAKAR BAGINDA-ABBA 132/33KV
384606285 | TNB | DISTRIBUTION | WP PUTRAJAYA & CYBERJAYA | Existing |  |  | 33 kV | OPEN | VACUUM | 22 | PMU DATO ABU BAKAR BAGINDA-ABBA 132/33KV
384606287 | TNB | DISTRIBUTION | WP PUTRAJAYA & CYBERJAYA | Existing |  |  | 33 kV | OPEN | VACUUM | 13 | PMU DATO ABU BAKAR BAGINDA-ABBA 132/33KV
384606291 | TNB | DISTRIBUTION | WP PUTRAJAYA & CYBERJAYA | Existing |  |  | 33 kV | OPEN | VACUUM | 24 | PMU DATO ABU BAKAR BAGINDA-ABBA 132/33KV
384606296 | TNB | DISTRIBUTION | WP PUTRAJAYA & CYBERJAYA | Existing |  |  | 33 kV | CLOSED | VACUUM | 1SO | PMU DATO ABU BAKAR BAGINDA-ABBA 132/33KV
384606297 | TNB | DISTRIBUTION | WP PUTRAJAYA & CYBERJAYA | Existing |  |  | 33 kV | OPEN | VACUUM | 23 | PMU DATO ABU BAKAR BAGINDA-ABBA 132/33KV
384606313 | TNB | DISTRIBUTION | WP PUTRAJAYA & CYBERJAYA | Existing |  |  | 33 kV | OPEN | VACUUM | 14 | PMU DATO ABU BAKAR BAGINDA-ABBA 132/33KV
384606340 | TNB | DISTRIBUTION | WP PUTRAJAYA & CYBERJAYA | Existing |  |  | 33 kV | CLOSED | VACUUM | 1WO | PMU DATO ABU BAKAR BAGINDA-ABBA 132/33KV
384606356 | TNB | DISTRIBUTION | WP PUTRAJAYA & CYBERJAYA | Existing |  |  | 33 kV | OPEN | VACUUM | 21 | PMU DATO ABU BAKAR BAGINDA-ABBA 132/33KV
384606362 | TNB | DISTRIBUTION | WP PUTRAJAYA & CYBERJAYA | Existing |  |  | 33 kV | OPEN | VACUUM | 15 | PMU DATO ABU BAKAR BAGINDA-ABBA 132/33KV
384606390 | TNB | DISTRIBUTION | WP PUTRAJAYA & CYBERJAYA | Existing |  |  | 33 kV | OPEN | VACUUM | 20 | PMU DATO ABU BAKAR BAGINDA-ABBA 132/33KV
384607080 | TNB | DISTRIBUTION | WP PUTRAJAYA & CYBERJAYA | Existing | VPTJ/PMU/J00002/MB8 | 300277990 | 11 kV | CLOSED | VACUUM | 8 | PMU DATO ABU BAKAR BAGINDA-ABBA 33/11KV |  |  |  | VCB 8 | 29/03/2000 |  | TAMCO | VK-10J-20D | 630.000 A | PE16.03 PADAT
384607083 | TNB | DISTRIBUTION | WP PUTRAJAYA & CYBERJAYA | Existing | VPTJ/PMU/J00002/MB30 | 300277968 | 11 kV | CLOSED | VACUUM | 30 | PMU DATO ABU BAKAR BAGINDA-ABBA 33/11KV |  |  |  | VCB 30 | 29/03/2000 |  | TAMCO | VK-10P-25D | 2.000 A | BUS SECTION
384607091 | TNB | DISTRIBUTION | WP PUTRAJAYA & CYBERJAYA | Existing | VPTJ/PMU/J00002/MB11 | 300277960 | 11 kV | CLOSED | VACUUM | 11 | PMU DATO ABU BAKAR BAGINDA-ABBA 33/11KV |  |  |  | VCB 11 | 29/03/2000 |  | TAMCO | VK-10J-20D | 630.000 A | PE 14.29
384607096 | TNB | DISTRIBUTION | WP PUTRAJAYA & CYBERJAYA | Existing | VPTJ/PMU/J00002/MB9 | 300277991 | 11 kV | CLOSED | VACUUM | 9 | PMU DATO ABU BAKAR BAGINDA-ABBA 33/11KV |  |  |  | VCB 9 | 29/03/2000 |  | TAMCO | VK-10J-20D | 630.000 A | SPARE
384607155 | TNB | DISTRIBUTION | WP PUTRAJAYA & CYBERJAYA | Existing | VPTJ/PMU/J00002/MB5 | 300277972 | 11 kV | CLOSED | VACUUM | 5 | PMU DATO ABU BAKAR BAGINDA-ABBA 33/11KV |  |  |  | VCB 5 | 29/03/2000 |  | TAMCO | VK-10J-20D | 630.000 A | PE14.19 BLOK 6
384607157 | TNB | DISTRIBUTION | WP PUTRAJAYA & CYBERJAYA | Existing | VPTJ/PMU/J00002/MB12 | 300277961 | 11 kV | CLOSED | VACUUM | 12 | PMU DATO ABU BAKAR BAGINDA-ABBA 33/11KV |  |  |  | VCB 12 | 29/03/2000 |  | TAMCO | VK-10J-20D | 630.000 A | PE14.29
384607177 | TNB | DISTRIBUTION | WP PUTRAJAYA & CYBERJAYA | Existing | VPTJ/PMU/J00002/MB34 | 300279485 | 11 kV | CLOSED | VACUUM | 34 | PMU DATO ABU BAKAR BAGINDA-ABBA 33/11KV |  |  |  | VCB 34 | 29/03/2000 |  | TAMCO | VK-10P-25D | 2.000 A | BUS COUPLER
384607187 | TNB | DISTRIBUTION | WP PUTRAJAYA & CYBERJAYA | Existing | VPTJ/PMU/J00002/MB1 | 300277955 | 11 kV | CLOSED | VACUUM | 1 | PMU DATO ABU BAKAR BAGINDA-ABBA 33/11KV |  |  |  | VCB 1 | 29/03/2000 |  | TAMCO | VK-10J-20D | 630.000 A | PAT NO.2 KG. DABB
384607197 | TNB | DISTRIBUTION | WP PUTRAJAYA & CYBERJAYA | Existing | VPTJ/PMU/J00002/MB6 | 300277973 | 11 kV | CLOSED | VACUUM | 6 | PMU DATO ABU BAKAR BAGINDA-ABBA 33/11KV |  |  |  | VCB 6 | 29/03/2000 |  | TAMCO | VK-10J-20D | 630.000 A | PE14.19 BLOK E2
384607236 | TNB | DISTRIBUTION | WP PUTRAJAYA & CYBERJAYA | Existing | VPTJ/PMU/J00002/MB10 | 300277957 | 11 kV | CLOSED | VACUUM | 10 | PMU DATO ABU BAKAR BAGINDA-ABBA 33/11KV |  |  |  | VCB 10 | 29/03/2000 |  | TAMCO | VK-10J-20D | 630.000 A | PE12.01 PADAT
384607249 | TNB | DISTRIBUTION | WP PUTRAJAYA & CYBERJAYA | Existing | VPTJ/PMU/J00002/MB13 | 300277963 | 11 kV | CLOSED | VACUUM | 13 | PMU DATO ABU BAKAR BAGINDA-ABBA 33/11KV |  |  |  | VCB 13 | 29/03/2000 |  | TAMCO | VK-10J-20D | 630.000 A | SPARE
384607251 | TNB | DISTRIBUTION | WP PUTRAJAYA & CYBERJAYA | Existing | VPTJ/PMU/J00002/MB7 | 300277974 | 11 kV | CLOSED | VACUUM | 7 | PMU DATO ABU BAKAR BAGINDA-ABBA 33/11KV |  |  |  | VCB 7 | 29/03/2000 |  | TAMCO | VK-10J-20D | 630.000 A | PE16.20 BLOK 1A
384607264 | TNB | DISTRIBUTION | WP PUTRAJAYA & CYBERJAYA | Existing | VPTJ/PMU/J00002/MB3 | 300277967 | 11 kV | CLOSED | VACUUM | 3 | PMU DATO ABU BAKAR BAGINDA-ABBA 33/11KV |  |  |  | VCB 3 | 29/03/2000 |  | TAMCO | VK-10J-20D | 630.000 A | TMN DESA SG.MERAB
384607307 | TNB | DISTRIBUTION | WP PUTRAJAYA & CYBERJAYA | Existing | VPTJ/PMU/J00002/MB4 | 300277971 | 11 kV | CLOSED | VACUUM | 4 | PMU DATO ABU BAKAR BAGINDA-ABBA 33/11KV |  |  |  | VCB 4 | 29/03/2000 |  | TAMCO | VK-10J-20D | 630.000 A | PE LOJI AIR SG.MERAB
384607310 | TNB | DISTRIBUTION | WP PUTRAJAYA & CYBERJAYA | Existing | VPTJ/PMU/J00002/MB32 | 300277970 | 11 kV | CLOSED | VACUUM | 32 | PMU DATO ABU BAKAR BAGINDA-ABBA 33/11KV |  |  |  | VCB 32 | 29/03/2000 |  | TAMCO | VK-10P-25D | 2.000 A | TX2
384607339 | TNB | DISTRIBUTION | WP PUTRAJAYA & CYBERJAYA | Existing | VPTJ/PMU/J00002/MB2 | 300277966 | 11 kV | CLOSED | VACUUM | 2 | PMU DATO ABU BAKAR BAGINDA-ABBA 33/11KV |  |  |  | VCB 2 | 29/03/2000 |  | TAMCO | VK-10J-20D | 630.000 A | SS SG.MERAB
384607354 | TNB | DISTRIBUTION | WP PUTRAJAYA & CYBERJAYA | Existing | VPTJ/PMU/J00002/MB14 | 300277964 | 11 kV | CLOSED | VACUUM | 14 | PMU DATO ABU BAKAR BAGINDA-ABBA 33/11KV |  |  |  | VCB 14 | 29/03/2000 |  | TAMCO | VK-10J-20D | 630.000 A | SPARE
384607433 | TNB | DISTRIBUTION | WP PUTRAJAYA & CYBERJAYA | Existing | VPTJ/PMU/J00002/MB31 | 300277969 | 11 kV | CLOSED | VACUUM | 31 | PMU DATO ABU BAKAR BAGINDA-ABBA 33/11KV |  |  |  | VCB 31 | 29/03/2000 |  | TAMCO | VK-10P-25D | 2.000 A | TX1
386017728 | TNB | DISTRIBUTION | WP PUTRAJAYA & CYBERJAYA | Existing |  |  | 11 kV | CLOSED | VACUUM | P2311 | D-PTJ-C16-1076
386017746 | TNB | DISTRIBUTION | WP PUTRAJAYA & CYBERJAYA | Existing |  |  | 11 kV | CLOSED | VACUUM | P2312 | D-PTJ-C16-1076
386017748 | TNB | DISTRIBUTION | WP PUTRAJAYA & CYBERJAYA | Existing |  |  | 11 kV | CLOSED | VACUUM | P2313 | D-PTJ-C16-1076
386017760 | TNB | DISTRIBUTION | WP PUTRAJAYA & CYBERJAYA | Existing |  |  | 11 kV | CLOSED | VACUUM | P2314 | D-PTJ-C16-1076
386017778 | TNB | DISTRIBUTION | WP PUTRAJAYA & CYBERJAYA | Existing |  |  | 11 kV | CLOSED | VACUUM | P2315 | D-PTJ-C16-1076
386017780 | TNB | DISTRIBUTION | WP PUTRAJAYA & CYBERJAYA | Existing |  |  | 11 kV | CLOSED | VACUUM | P2316 | D-PTJ-C16-1076

## Output
Id | Owner Type | Owner Name | Operational Area | Status | ERMS Functional Location | ERMS Equipment No | Operating Voltage | Normal Status | Insulation Type | Feeder Label | Substation Name | Mnemonics | ERMS System Status | ERMS User Status | Breaker No. | Date Commissioned | Manufacturer | Manufacturer _Old_ | Model Number | Rated Current | Feeder Direction | Remarks | Check | Detail
14165985 | TNB | DISTRIBUTION | WP PUTRAJAYA & CYBERJAYA | Existing |  |  | 11 kV | OPEN | VACUUM | PJ24-18 | PPU PUTRAJAYA NO 24 | [6 empty] | EPE | N/A | 630.000 A | P 04144 SS 4.14 |  | Pass | null
15570079 | TNB | DISTRIBUTION | WP PUTRAJAYA & CYBERJAYA | Existing |  |  | 11 kV | CLOSED | GAS | PTJ 2226 | [7 empty] | TAMCO | A1 |  | PENGGUNA |  | Pass | null
15570084 | TNB | DISTRIBUTION | WP PUTRAJAYA & CYBERJAYA | Existing |  |  | 11 kV | CLOSED | GAS | PTJ 2224 | [7 empty] | TAMCO | A1 |  | SS 2.16 2C1 PTJ 2165 |  | Pass | null
15570094 | TNB | DISTRIBUTION | WP PUTRAJAYA & CYBERJAYA | Existing |  |  | 11 kV | CLOSED | GAS | PTJ 2225 | [7 empty] | TAMCO | A1 |  | SS 2.09 2G1 PTJ 2094 |  | Pass | null
35876409 | TNB | DISTRIBUTION | WP PUTRAJAYA & CYBERJAYA | Existing | VCBJ/PCE/J22782/MB22785 | 300287648 | 11 kV | CLOSED | VACUUM | CBJ 22785 | SS 22.78 LHDN F2 |  |  |  | C22785 | 20100310 |  | ITEM | 8BK-88E A1 | 630.000 A | CBJ22404 |  | Pass | null
35876411 | TNB | DISTRIBUTION | WP PUTRAJAYA & CYBERJAYA | Existing | VCBJ/PCE/J22782/MB22784 | 300287647 | 11 kV | CLOSED | VACUUM | CBJ 22784 | SS 22.78 LHDN F2 |  |  |  | C22784 | 20100310 |  | ITEM | 8BK-88E A1 | 630.000 A | CBJ22734 |  | Pass | null
35876412 | TNB | DISTRIBUTION | WP PUTRAJAYA & CYBERJAYA | Existing | VCBJ/PCE/J22782/MB22786 | 300287649 | 11 kV | CLOSED | VACUUM | CBJ 22786 | SS 22.78 LHDN F2 |  |  |  | C22786 | 20100310 |  | ITEM | 8BK-88E A1 | 630.000 A | PENGGUNA 2 |  | Pass | null
36095364 | TNB | DISTRIBUTION | WP PUTRAJAYA & CYBERJAYA | Existing | VCBJ/PPU/G00008/NB8 | 300433177 | 11 kV | CLOSED | VACUUM | CB 8 | PPU CYBERJAYA NO 9 |  |  |  | VCB 8 | 22/11/2010 |  | EPE | VFT12 | 630.000 A | SS21.30 CBJ21301 |  | Pass | null
36095408 | TNB | DISTRIBUTION | WP PUTRAJAYA & CYBERJAYA | Existing | VCBJ/PPU/G00008/NB1 | 300433157 | 11 kV | CLOSED | VACUUM | CB 1 | PPU CYBERJAYA NO 9 |  |  |  | VCB 1 | 22/11/2010 |  | EPE | VFT12 | 630.000 A | SS22.36 CBJ22364 |  | Pass | null
36095483 | TNB | DISTRIBUTION | WP PUTRAJAYA & CYBERJAYA | Existing | VCBJ/PPU/G00008/NB10 | 300433158 | 11 kV | CLOSED | VACUUM | CB 10 | PPU CYBERJAYA NO 9 |  |  |  | VCB 10 | 22/11/2010 |  | EPE | VFT12 | 630.000 A | PE21.08 CBJ21081 |  | Pass | null
36095548 | TNB | DISTRIBUTION | WP PUTRAJAYA & CYBERJAYA | Existing | VCBJ/PPU/G00008/MB1HO | 300433119 | 33 kV | CLOSED | VACUUM |  | PPU CYBERJAYA NO 9 |  |  |  | VCB 1HO | 22/11/2010 |  | SIEMENS | 8DA10 | 1250.000 A | TX1 30MVA 33/11KV |  | Pass | null
36095603 | TNB | DISTRIBUTION | WP PUTRAJAYA & CYBERJAYA | Existing | VCBJ/PPU/G00008/NB2 | 300433165 | 11 kV | CLOSED | VACUUM | CB 2 | PPU CYBERJAYA NO 9 |  |  |  | VCB 2 | 22/11/2010 |  | EPE | VFT12 | 630.000 A | SS22.36 CBJ22361 |  | Pass | null
36095626 | TNB | DISTRIBUTION | WP PUTRAJAYA & CYBERJAYA | Existing | VCBJ/PPU/G00008/NB6 | 300433173 | 11 kV | OPEN | VACUUM | CB 6 | PPU CYBERJAYA NO 9 |  |  |  | VCB 6 | 22/11/2010 |  | EPE | VFT12 | 630.000 A | SS22.55 CBJ22551 |  | Pass | null
36095726 | TNB | DISTRIBUTION | WP PUTRAJAYA & CYBERJAYA | Existing | VCBJ/PPU/G00008/NB12 | 300433160 | 33 kV | CLOSED | VACUUM | CB 12 | PPU CYBERJAYA NO 9 |  |  |  | VCB 12 | 22/11/2010 |  | EPE | VFT12 | 630.000 A | PADAT 4 B15 |  | Pass | null
36095727 | TNB | DISTRIBUTION | WP PUTRAJAYA & CYBERJAYA | Existing | VCBJ/PPU/G00008/MB1P5 | 300433120 | 33 kV | CLOSED | VACUUM |  | PPU CYBERJAYA NO 9 |  |  |  | VCB 1P5 | 22/11/2010 |  | SIEMENS | 8DA10 | 1250.000 A | PMU CBJN 7L5 |  | Pass | null
36095911 | TNB | DISTRIBUTION | WP PUTRAJAYA & CYBERJAYA | Existing | VCBJ/PPU/G00008/NB9 | 300433176 | 11 kV | OPEN | VACUUM | CB 9 | PPU CYBERJAYA NO 9 |  |  |  | VCB 9 | 22/11/2010 |  | EPE | VFT12 | 630.000 A | SS21.28 CBJ21284 |  | Pass | null
36095940 | TNB | DISTRIBUTION | WP PUTRAJAYA & CYBERJAYA | Existing | VCBJ/PPU/G00008/NB4 | 300348555 | 11 kV | OPEN | VACUUM | CB 3 | PPU CYBERJAYA NO 9 |  |  |  | VCB 3 | 22/11/2010 |  | EPE | VFT12 | 630.000 A | PE21.40 CBJ21403 |  | Pass | null
36095954 | TNB | DISTRIBUTION | WP PUTRAJAYA & CYBERJAYA | Existing | VCBJ/PPU/G00008/MB2P5 | 300433153 | 33 kV | CLOSED | VACUUM | 2P5 | PPU CYBERJAYA NO 9 |  |  |  | VCB 2P5 | 22/11/2010 |  | SIEMENS | 8DA10 | 1250.000 A | SSU MMU 5S5 |  | Pass | null
36095957 | TNB | DISTRIBUTION | WP PUTRAJAYA & CYBERJAYA | Existing | VCBJ/PPU/G00008/MB3P5 | 300433154 | 33 kV | CLOSED | VACUUM |  | PPU CYBERJAYA NO 9 |  |  |  | VCB 3P5 | 22/11/2010 |  | SIEMENS | 8DA10 | 1250.000 A | SSU CSF 2 (GOOGLE) |  | Pass | null
36095987 | TNB | DISTRIBUTION | WP PUTRAJAYA & CYBERJAYA | Existing | VCBJ/PPU/G00008/NB32 | 300433170 | 11 kV | CLOSED | VACUUM | CB 32 | PPU CYBERJAYA NO 9 |  |  |  | VCB 32 | 22/11/2010 |  | EPE | VFT12 | 2000.000 A | TX2 30MVA 33/11KV |  | Pass | null
36096036 | TNB | DISTRIBUTION | WP PUTRAJAYA & CYBERJAYA | Existing | VCBJ/PPU/G00008/NB13 | 300433161 | 11 kV | CLOSED | VACUUM |  | PPU CYBERJAYA NO 9 |  |  |  | VCB 13 | 22/11/2010 |  | EPE | VFT12 | 630.000 A | PE22.05 CBJ22051 |  | Pass | null
36096099 | TNB | DISTRIBUTION | WP PUTRAJAYA & CYBERJAYA | Existing | VCBJ/PPU/G00008/NB11 | 300433159 | 11 kV | CLOSED |  |  | PPU CYBERJAYA NO 9 |  |  |  | VCB 11 | 22/11/2010 |  | EPE | VFT12 | 630.000 A | PE21.08 CBJ21084 |  | Fail | Please check "InsulationType"
36096411 | TNB | DISTRIBUTION | WP PUTRAJAYA & CYBERJAYA | Existing | VCBJ/PPU/G00008/MB4P5 | 300433155 | 33 kV | CLOSED | VACUUM |  | PPU CYBERJAYA NO 9 |  |  |  | VCB 4P5 | 22/11/2010 |  | SIEMENS | 8DA10 | 1250.000 A | PMU CBJN 8L5 |  | Pass | null
36096457 | TNB | DISTRIBUTION | WP PUTRAJAYA & CYBERJAYA | Existing | VCBJ/PPU/G00008/MB2HO | 300433152 | 33 kV | CLOSED | VACUUM |  | PPU CYBERJAYA NO 9 |  |  |  | VCB 2HO | 22/11/2010 |  | SIEMENS | 8DA10 | 1250.000 A | TX2 30MVA 33/11KV |  | Pass | null
36096501 | TNB | DISTRIBUTION | WP PUTRAJAYA & CYBERJAYA | Existing | VCBJ/PPU/G00008/NB14 | 300433162 | 11 kV | CLOSED | VACUUM | CB 14 | PPU CYBERJAYA NO 9 |  |  |  | VCB 14 | 22/11/2010 |  | EPE | VFT12 | 630.000 A | SS21.28 CBJ21281 |  | Pass | null
257031330 | TNB | DISTRIBUTION | WP PUTRAJAYA & CYBERJAYA | Existing | VPTJ/PCE/J04011/MB04013 | 300281499 | 11 kV | CLOSED | VACUUM | PTJ04013 | PE 4.01 4G3 (F1) |  |  |  | P04013 | 18/12/2003 |  | TAMCO | NA | 630.000 A | PENGGUNA F1 |  | Pass | null
257031333 | TNB | DISTRIBUTION | WP PUTRAJAYA & CYBERJAYA | Existing | VPTJ/PCE/J04011/MB04012 | 300281498 | 11 kV | OPEN | VACUUM | PTJ04012 | PE 4.01 4G3 (F1) |  |  |  | P04012 | 18/12/2003 |  | TAMCO | VK 10J 25H | 630.000 A | SS3.06 PTJ03061 |  | Pass | null
257031334 | TNB | DISTRIBUTION | WP PUTRAJAYA & CYBERJAYA | Existing | VPTJ/PCE/J04011/MB04014 | 300281500 | 11 kV | CLOSED | VACUUM | PTJ04014 | PE 4.01 4G3 (F1) |  |  |  | P04014 | 18/12/2003 |  | TAMCO | A1 | 630.000 A | TX.1 |  | Pass | null
257031337 | TNB | DISTRIBUTION | WP PUTRAJAYA & CYBERJAYA | Existing | VPTJ/PCE/J04011/MB04011 | 300281497 | 11 kV | CLOSED | VACUUM | PTJ04011 | PE 4.01 4G3 (F1) |  |  |  | P04011 | 18/12/2003 |  | TAMCO | A1 | 630.000 A | SS4.20 PTJ04202 |  | Pass | null
257213841 | TNB | DISTRIBUTION | WP PUTRAJAYA & CYBERJAYA | Existing |  |  | 11 kV | CLOSED | VACUUM | C22087 | SS E-VILLAGE | [6 empty] | EPE | VCB | 630.000 A | PENGGUNA PANEL NO.2 |  | Pass | null
257213846 | TNB | DISTRIBUTION | WP PUTRAJAYA & CYBERJAYA | Existing |  |  | 11 kV | CLOSED | VACUUM | C22085 | SS E-VILLAGE | [6 empty] | EPE | VCB | 630.000 A | PENGGUNA PANEL NO.4 |  | Pass | null
257213847 | TNB | DISTRIBUTION | WP PUTRAJAYA & CYBERJAYA | Existing |  |  | 11 kV | CLOSED | VACUUM | C22084 | SS E-VILLAGE | [6 empty] | EPE | VCB | 630.000 A | PE 20.01 |  | Pass | null
257213850 | TNB | DISTRIBUTION | WP PUTRAJAYA & CYBERJAYA | Existing |  |  | 11 kV | CLOSED | VACUUM | C22088 | SS E-VILLAGE | [6 empty] | EPE | VCB | 630.000 A | PE 22.37 |  | Pass | null
257691150 | TNB | DISTRIBUTION | WP PUTRAJAYA & CYBERJAYA | Existing | VCBJ/PPU/G00006/MB4P5 | 300278102 | 33 kV | CLOSED | GAS | CYB6-4P5 | PPU CYBERJAYA NO 6 |  |  |  | VCB 4P5 | 19990107 |  | SIEMENS | GIS | 1250.000 A | PMU SRDG 10L5 |  | Pass | null
257691179 | TNB | DISTRIBUTION | WP PUTRAJAYA & CYBERJAYA | Existing | VCBJ/PPU/G00006/NB16 | 300278109 | 11 kV | CLOSED | VACUUM | CYB6-16 | PPU CYBERJAYA NO 6 |  |  |  | VCB 16 | 19990107 |  | EPE | VFT12 | 630.000 A | LOCAL TX 11/0.415KV 300KVA |  | Pass | null
257691180 | TNB | DISTRIBUTION | WP PUTRAJAYA & CYBERJAYA | Existing | VCBJ/PPU/G00006/NB14 | 300278108 | 11 kV | OPEN | VACUUM | CYB6-14 | PPU CYBERJAYA NO 6 |  |  |  | VCB 14 | 19990107 |  | EPE | VFT12 | 630.000 A | PE22.15 CBJ22155 |  | Pass | null
257691181 | TNB | DISTRIBUTION | WP PUTRAJAYA & CYBERJAYA | Existing | VCBJ/PPU/G00006/NB12 | 300278106 | 11 kV | OPEN | VACUUM | CYB6-12 | PPU CYBERJAYA NO 6 |  |  |  | VCB 12 | 19990107 |  | EPE | VFT12 | 630.000 A | PE22.44 CBJ22446 |  | Pass | null
257691182 | TNB | DISTRIBUTION | WP PUTRAJAYA & CYBERJAYA | Existing | VCBJ/PPU/G00006/NB10 | 300278104 | 11 kV | CLOSED | VACUUM | CYB6-10 | PPU CYBERJAYA NO 6 |  |  |  | VCB 10 | 19990107 |  | EPE | VFT12 | 630.000 A | PE21.34 CBJ21341 |  | Pass | null
257691183 | TNB | DISTRIBUTION | WP PUTRAJAYA & CYBERJAYA | Existing | VCBJ/PPU/G00006/NB8 | 300278119 | 11 kV | OPEN | VACUUM | CYB6-8 | PPU CYBERJAYA NO 6 |  |  |  | VCB 8 | 19990107 |  | EPE | VFT12 | 630.000 A | PE22.46 CBJ22463 |  | Pass | null
257691184 | TNB | DISTRIBUTION | WP PUTRAJAYA & CYBERJAYA | Existing | VCBJ/PPU/G00006/NB6 | 300278117 | 11 kV | CLOSED | VACUUM | CYB6-6 | PPU CYBERJAYA NO 6 |  |  |  | VCB 6 | 19990107 |  | EPE | VFT12 | 630.000 A | PE21.41 CBJ21412 |  | Pass | null
257691189 | TNB | DISTRIBUTION | WP PUTRAJAYA & CYBERJAYA | Existing | VCBJ/PPU/G00006/NB4 | 300278115 | 11 kV | CLOSED | VACUUM | CYB6-4 | PPU CYBERJAYA NO 6 |  |  |  | VCB 4 | 19990107 |  | EPE | VFT12 | 630.000 A | SPARE |  | Pass | null
257691218 | TNB | DISTRIBUTION | WP PUTRAJAYA & CYBERJAYA | Existing | VCBJ/PPU/G00006/MB2HO | 300278099 | 33 kV | CLOSED | GAS | CYB6-2H0 | PPU CYBERJAYA NO 6 |  |  |  | VCB 2HO | 19990107 |  | SIEMENS | GIS | 1250.000 A | TX2 30MVA 33/11KV |  | Pass | null
257691219 | TNB | DISTRIBUTION | WP PUTRAJAYA & CYBERJAYA | Existing | VCBJ/PPU/G00006/NB32 | 300278114 | 11 kV | CLOSED | VACUUM | CYB6-32 | PPU CYBERJAYA NO 6 |  |  |  | VCB 32 | 19990107 |  | EPE | VFT12 | 2000.000 A | TX2 30MVA 33/11KV |  | Pass | null
257691220 | TNB | DISTRIBUTION | WP PUTRAJAYA & CYBERJAYA | Existing | VCBJ/PPU/G00006/NB2 | 300278110 | 11 kV | CLOSED | VACUUM | CYB6-2 | PPU CYBERJAYA NO 6 |  |  |  | VCB 2 | 19990107 |  | EPE | VFT12 | 630.000 A | SS22.04 CBJ22042 |  | Pass | null
257691221 | TNB | DISTRIBUTION | WP PUTRAJAYA & CYBERJAYA | Existing | VCBJ/PPU/G00006/MB2P5 | 300278100 | 33 kV | OPEN | GAS | CYB6-2P5 | PPU CYBERJAYA NO 6 |  |  |  | VCB 2P5 | 19990107 |  | SIEMENS | GIS | 1250.000 A | SSU MMU CJ 6S5 |  | Pass | null
257691226 | TNB | DISTRIBUTION | WP PUTRAJAYA & CYBERJAYA | Existing | VCBJ/PPU/G00006/MB1P5 | 300278097 | 33 kV | CLOSED | GAS | CYB6-1P5 | PPU CYBERJAYA NO 6 |  |  |  | VCB 1P5 | 19990107 |  | SIEMENS | GIS | 1250.000 A | SPARE |  | Pass | null
257691227 | TNB | DISTRIBUTION | WP PUTRAJAYA & CYBERJAYA | Existing | VCBJ/PPU/G00006/MB1HO | 300278096 | 33 kV | CLOSED | GAS | CYB6-1H0 | PPU CYBERJAYA NO 6 |  |  |  | VCB 1HO | 19990107 |  | SIEMENS | GIS | 1250.000 A | TX1 30MVA 33/11KV |  | Pass | null
257691228 | TNB | DISTRIBUTION | WP PUTRAJAYA & CYBERJAYA | Existing | VCBJ/PPU/G00006/NB31 | 300278113 | 11 kV | CLOSED | VACUUM | CYB6-31 | PPU CYBERJAYA NO 6 |  |  |  | VCB 31 | 19990107 |  | EPE | VFT12 | 2000.000 A | TX1 30MVA 33/11KV |  | Pass | null
257691229 | TNB | DISTRIBUTION | WP PUTRAJAYA & CYBERJAYA | Existing | VCBJ/PPU/G00006/NB1 | 300278103 | 11 kV | CLOSED | VACUUM | CYB6-1 | PPU CYBERJAYA NO 6 |  |  |  | VCB 1 | 19990107 |  | EPE | VFT12 | 630.000 A | SS22.04 CBJ22045 |  | Pass | null
257691230 | TNB | DISTRIBUTION | WP PUTRAJAYA & CYBERJAYA | Existing | VCBJ/PPU/G00006/NB5 | 300278116 | 11 kV | OPEN | VACUUM | CYB6-5 | PPU CYBERJAYA NO 6 |  |  |  | VCB 5 | 19990107 |  | EPE | VFT12 | 630.000 A | SPARE |  | Pass | null
257691263 | TNB | DISTRIBUTION | WP PUTRAJAYA & CYBERJAYA | Existing | VCBJ/PPU/G00006/NB3 | 300278111 | 11 kV | CLOSED | VACUUM | CYB6-3 | PPU CYBERJAYA NO 6 |  |  |  | VCB 3 | 19990107 |  | EPE | VFT12 | 630.000 A | SPARE |  | Pass | null
257691271 | TNB | DISTRIBUTION | WP PUTRAJAYA & CYBERJAYA | Existing | VCBJ/PPU/G00006/MB3P5 | 300278101 | 33 kV | CLOSED | GAS | CYB6-3P5 | PPU CYBERJAYA NO 6 |  |  |  | VCB 3P5 | 19990107 |  | SIEMENS | GIS | 1250.000 A | PMU SRDG 5L5 |  | Pass | null
257691300 | TNB | DISTRIBUTION | WP PUTRAJAYA & CYBERJAYA | Existing | VCBJ/PPU/G00006/NB13 | 300278107 | 11 kV | CLOSED | VACUUM | CYB6-13 | PPU CYBERJAYA NO 6 |  |  |  | VCB 13 | 19990107 |  | EPE | VFT12 | 630.000 A | PE22.15 CBJ22152 |  | Pass | null
257691301 | TNB | DISTRIBUTION | WP PUTRAJAYA & CYBERJAYA | Existing | VCBJ/PPU/G00006/NB11 | 300278105 | 11 kV | CLOSED | VACUUM | CYB6-11 | PPU CYBERJAYA NO 6 |  |  |  | VCB 11 | 19990107 |  | EPE | VFT12 | 630.000 A | PE21.34 CBJ21344 |  | Pass | null
257691302 | TNB | DISTRIBUTION | WP PUTRAJAYA & CYBERJAYA | Existing | VCBJ/PPU/G00006/NB9 | 300278120 | 11 kV | OPEN | VACUUM | CYB6-9 | PPU CYBERJAYA NO 6 |  |  |  | VCB 9 | 19990107 |  | EPE | VFT12 | 630.000 A | PE22.44 CBJ22443 |  | Pass | null
257691303 | TNB | DISTRIBUTION | WP PUTRAJAYA & CYBERJAYA | Existing | VCBJ/PPU/G00006/NB7 | 300278118 | 11 kV | CLOSED | VACUUM | CYB6-7 | PPU CYBERJAYA NO 6 |  |  |  | VCB 7 | 19990107 |  | EPE | VFT12 | 630.000 A | PE22.46 CBJ22466 |  | Pass | null
257691318 | TNB | DISTRIBUTION | WP PUTRAJAYA & CYBERJAYA | Existing | VCBJ/PPU/G00006/NB15 | 300282001 | 11 kV | CLOSED | VACUUM | CYB6-15 | PPU CYBERJAYA NO 6 |  |  |  | VCB 13 | 19990107 |  | EPE | VFT12 | 630.000 A | PE22.15 CBJ22152 |  | Pass | null
257741254 | TNB | DISTRIBUTION | WP PUTRAJAYA & CYBERJAYA | Existing | VPTJ/PPU/G00010/MB4P5 | 300278222 | 33 kV | CLOSED | GAS | PTJ4-4P5 | PPU PUTRAJAYA NO 4 |  |  |  | VCB 4P5 | 28/06/2001 |  | ABB | VD3-13612-25 | 1250.000 A | PMU ABBA |  | Pass | null
257741255 | TNB | DISTRIBUTION | WP PUTRAJAYA & CYBERJAYA | Existing | VPTJ/PPU/G00010/NB13 | 300278230 | 11 kV | CLOSED | VACUUM | PTJ4-13 | PPU PUTRAJAYA NO 4 |  |  |  | VCB 13 | 28/06/2001 |  | EPE | VFT12 | 630.000 A | SPARE |  | Pass | null
257741256 | TNB | DISTRIBUTION | WP PUTRAJAYA & CYBERJAYA | Existing | VPTJ/PPU/G00010/NB11 | 300278228 | 11 kV | CLOSED | VACUUM | PTJ4-11 | PPU PUTRAJAYA NO 4 |  |  |  | VCB 11 | 28/06/2001 |  | EPE | VFT12 | 630.000 A | SS1.14 PARCEL C5 |  | Pass | null
257741257 | TNB | DISTRIBUTION | WP PUTRAJAYA & CYBERJAYA | Existing | VPTJ/PPU/G00010/NB9 | 300278244 | 11 kV | CLOSED | VACUUM | PTJ4-9 | PPU PUTRAJAYA NO 4 |  |  |  | VCB 9 | 28/06/2001 |  | EPE | VFT12 | 630.000 A | SS1.15 PARCEL D1 |  | Pass | null
257741258 | TNB | DISTRIBUTION | WP PUTRAJAYA & CYBERJAYA | Existing | VPTJ/PPU/G00010/MB3P5 | 300278221 | 33 kV | CLOSED | GAS | PTJ4-3P5 | PPU PUTRAJAYA NO 4 |  |  |  | VCB 3P5 | 28/06/2001 |  | ABB | VD3-13612-25 | 1250.000 A | SPARE |  | Pass | null
257741259 | TNB | DISTRIBUTION | WP PUTRAJAYA & CYBERJAYA | Existing | VPTJ/PPU/G00010/NB7 | 300278242 | 11 kV | OPEN | VACUUM | PTJ4-7 | PPU PUTRAJAYA NO 4 |  |  |  | VCB 7 | 28/06/2001 |  | EPE | VFT12 | 630.000 A | SS1.43 BLOCK E6 |  | Pass | null
257741260 | TNB | DISTRIBUTION | WP PUTRAJAYA & CYBERJAYA | Existing | VPTJ/PPU/G00010/NB5 | 300278240 | 11 kV | CLOSED | VACUUM | PTJ4-5 | PPU PUTRAJAYA NO 4 |  |  |  | VCB 5 | 28/06/2001 |  | EPE | VFT12 | 630.000 A | SS1.26 HOTEL SHANGRI-LA |  | Pass | null
257741261 | TNB | DISTRIBUTION | WP PUTRAJAYA & CYBERJAYA | Existing | VPTJ/PPU/G00010/NB3 | 300278235 | 11 kV | CLOSED | VACUUM | PTJ4-3 | PPU PUTRAJAYA NO 4 |  |  |  | VCB 3 | 28/06/2001 |  | EPE | VFT12 | 630.000 A | PE1.56 SEK MEN ALAM SHAH |  | Pass | null
257741262 | TNB | DISTRIBUTION | WP PUTRAJAYA & CYBERJAYA | Existing | VPTJ/PPU/G00010/NB1 | 300278226 | 11 kV | CLOSED | VACUUM | PTJ4-1 | PPU PUTRAJAYA NO 4 |  |  |  | VCB 1 | 28/06/2001 |  | EPE | VFT12 | 630.000 A | PE 1.37 E16 ANJUNG |  | Pass | null
257741263 | TNB | DISTRIBUTION | WP PUTRAJAYA & CYBERJAYA | Existing | VPTJ/PPU/G00010/NB31 | 300278237 | 11 kV | CLOSED | VACUUM | PTJ4-31 | PPU PUTRAJAYA NO 4 |  |  |  | VCB 31 | 28/06/2001 |  | EPE | VFT12 | 630.000 A | TX1 |  | Pass | null
257741264 | TNB | DISTRIBUTION | WP PUTRAJAYA & CYBERJAYA | Existing | VPTJ/PPU/G00010/MB1HO | 300278213 | 33 kV | CLOSED | GAS | PTJ4-1H0 | PPU PUTRAJAYA NO 4 |  |  |  | VCB 1HO | 28/06/2001 |  | ABB | VD3-13612-25 | 1250.000 A | TX1 |  | Pass | null
257741265 | TNB | DISTRIBUTION | WP PUTRAJAYA & CYBERJAYA | Existing | VPTJ/PPU/G00010/MB2HO | 300278217 | 33 kV | CLOSED | GAS | PTJ4-2H0 | PPU PUTRAJAYA NO 4 |  |  |  | VCB 2HO | 28/06/2001 |  | ABB | VD3-13612-25 | 1250.000 A | TX2 |  | Pass | null
257741266 | TNB | DISTRIBUTION | WP PUTRAJAYA & CYBERJAYA | Existing | VPTJ/PPU/G00010/NB4 | 300278239 | 11 kV | CLOSED | VACUUM | PTJ4-4 | PPU PUTRAJAYA NO 4 |  |  |  | VCB 4 | 28/06/2001 |  | EPE | VFT12 | 630.000 A | PE1.56 SEK MEN ALAM SHAH |  | Pass | null
257741267 | TNB | DISTRIBUTION | WP PUTRAJAYA & CYBERJAYA | Existing | VPTJ/PPU/G00010/NB2 | 300278234 | 11 kV | CLOSED | VACUUM | PTJ4-2 | PPU PUTRAJAYA NO 4 |  |  |  | VCB 2 | 28/06/2001 |  | EPE | VFT12 | 630.000 A | PE1.37 E16 ANJUNG |  | Pass | null
257741268 | TNB | DISTRIBUTION | WP PUTRAJAYA & CYBERJAYA | Existing | VPTJ/PPU/G00010/NB6 | 300278241 | 11 kV | CLOSED | VACUUM | PTJ4-6 | PPU PUTRAJAYA NO 4 |  |  |  | VCB 6 | 28/06/2001 |  | EPE | VFT12 | 630.000 A | SS1.26 HOTEL SHANGRI-LA |  | Pass | null
257741269 | TNB | DISTRIBUTION | WP PUTRAJAYA & CYBERJAYA | Existing | VPTJ/PPU/G00010/NB16 | 300278233 | 11 kV | CLOSED | VACUUM | PTJ4-16 | PPU PUTRAJAYA NO 4 |  |  |  | VCB 16 | 28/06/2001 |  | EPE | VFT12 | 630.000 A | LOCAL TX |  | Pass | null
257741270 | TNB | DISTRIBUTION | WP PUTRAJAYA & CYBERJAYA | Existing | VPTJ/PPU/G00010/NB14 | 300278231 | 11 kV | CLOSED | VACUUM | PTJ4-14 | PPU PUTRAJAYA NO 4 |  |  |  | VCB 14 | 28/06/2001 |  | EPE | VFT12 | 630.000 A | SPARE |  | Pass | null
257741271 | TNB | DISTRIBUTION | WP PUTRAJAYA & CYBERJAYA | Existing | VPTJ/PPU/G00010/NB12 | 300278229 | 11 kV | OPEN | VACUUM | PTJ4-12 | PPU PUTRAJAYA NO 4 |  |  |  | VCB 12 | 28/06/2001 |  | EPE | VFT12 | 630.000 A | SS1.14 PARCEL C5 |  | Pass | null
257741272 | TNB | DISTRIBUTION | WP PUTRAJAYA & CYBERJAYA | Existing | VPTJ/PPU/G00010/NB10 | 300278227 | 11 kV | CLOSED | VACUUM | PTJ4-10 | PPU PUTRAJAYA NO 4 |  |  |  | VCB 10 | 28/06/2001 |  | EPE | VFT12 | 630.000 A | SS1.15 PARCEL D1 |  | Pass | null
257741273 | TNB | DISTRIBUTION | WP PUTRAJAYA & CYBERJAYA | Existing | VPTJ/PPU/G00010/MB1P5 | 300278214 | 33 kV | OPEN | GAS | PTJ4-1P5 | PPU PUTRAJAYA NO 4 |  |  |  | VCB 1P5 | 28/06/2001 |  | ABB | VD3-13612-25 | 1250.000 A | PPU PJ1 |  | Pass | null
257741274 | TNB | DISTRIBUTION | WP PUTRAJAYA & CYBERJAYA | Existing | VPTJ/PPU/G00010/MB2P5 | 300278219 | 33 kV | OPEN | GAS | PTJ4-2P5 | PPU PUTRAJAYA NO 4 |  |  |  | VCB 2P5 | 28/06/2001 |  | ABB | VD3-13612-25 | 1250.000 A | SSU GDC 1 |  | Pass | null
257741275 | TNB | DISTRIBUTION | WP PUTRAJAYA & CYBERJAYA | Existing | VPTJ/PPU/G00010/NB32 | 300278238 | 11 kV | CLOSED | VACUUM | PTJ4-32 | PPU PUTRAJAYA NO 4 |  |  |  | VCB 32 | 28/06/2001 |  | EPE | VFT12 | 630.000 A | TX2 |  | Pass | null
257741276 | TNB | DISTRIBUTION | WP PUTRAJAYA & CYBERJAYA | Existing | VPTJ/PPU/G00010/NB8 | 300278243 | 11 kV | CLOSED | VACUUM | PTJ4-8 | PPU PUTRAJAYA NO 4 |  |  |  | VCB 8 | 28/06/2001 |  | EPE | VFT12 | 630.000 A | SS1.43 BLOCK E6 |  | Pass | null
257741693 | TNB | DISTRIBUTION | WP PUTRAJAYA & CYBERJAYA | Existing | VPTJ/PPU/G00012/NB2 | 300278284 | 11 kV | CLOSED | VACUUM | PTJ6-2 | PPU PUTRAJAYA NO 6 |  |  |  | VCB 2 | 19980101 |  | EPE | VFT12 | 630.000 A | SS1.01 PTJ01012 |  | Pass | null
257741694 | TNB | DISTRIBUTION | WP PUTRAJAYA & CYBERJAYA | Existing | VPTJ/PPU/G00012/MB3P5 | 300278276 | 33 kV | CLOSED | GAS | PTJ6-3P5 | PPU PUTRAJAYA NO 6 |  |  |  | VCB 3P5 | 19980101 |  | SIEMENS | 8DA10 | 1250.000 A | PMU ABBA |  | Pass | null
257741695 | TNB | DISTRIBUTION | WP PUTRAJAYA & CYBERJAYA | Existing | VPTJ/PPU/G00012/NB5 | 300278290 | 11 kV | OPEN | VACUUM | PTJ6-5 | PPU PUTRAJAYA NO 6 |  |  |  | VCB 5 | 19980101 |  | EPE | VFT12 | 630.000 A | SS1.36 PTJ01361 |  | Pass | null
257741696 | TNB | DISTRIBUTION | WP PUTRAJAYA & CYBERJAYA | Existing | VPTJ/PPU/G00012/NB7 | 300278292 | 11 kV | OPEN | VACUUM | PTJ6-7 | PPU PUTRAJAYA NO 6 |  |  |  | VCB 7 | 19980101 |  | EPE | VFT12 | 630.000 A | SS1.46 |  | Pass | null
257741697 | TNB | DISTRIBUTION | WP PUTRAJAYA & CYBERJAYA | Existing | VPTJ/PPU/G00012/NB11 | 300278280 | 11 kV | CLOSED | VACUUM | PTJ6-11 | PPU PUTRAJAYA NO 6 |  |  |  | VCB 11 | 19980101 |  | EPE | VFT12 | 630.000 A | SS1.07 PTJ01071 |  | Pass | null
257741698 | TNB | DISTRIBUTION | WP PUTRAJAYA & CYBERJAYA | Existing | VPTJ/PPU/G00012/NB13 | 300278282 | 11 kV | OPEN | VACUUM | PTJ6-13 | PPU PUTRAJAYA NO 6 |  |  |  | VCB 13 | 19980101 |  | EPE | VFT12 | 630.000 A | PE2.02 PTJ02021 |  | Pass | null
257741699 | TNB | DISTRIBUTION | WP PUTRAJAYA & CYBERJAYA | Existing | VPTJ/PPU/G00012/NB9 | 300278294 | 11 kV | CLOSED | VACUUM | PTJ6-9 | PPU PUTRAJAYA NO 6 |  |  |  | VCB 9 | 19980101 |  | EPE | VFT12 | 630.000 A | SS1.08 PTJ01084 |  | Pass | null
257741700 | TNB | DISTRIBUTION | WP PUTRAJAYA & CYBERJAYA | Existing | VPTJ/PPU/G00012/NB1 | 300278278 | 11 kV | CLOSED | VACUUM | PTJ6-1 | PPU PUTRAJAYA NO 6 |  |  |  | VCB 1 | 19980101 |  | EPE | VFT12 | 630.000 A | SS1.01 PTJ01011 |  | Pass | null
257741701 | TNB | DISTRIBUTION | WP PUTRAJAYA & CYBERJAYA | Existing | VPTJ/PPU/G00012/NB4 | 300278289 | 11 kV | CLOSED | VACUUM | PTJ6-4 | PPU PUTRAJAYA NO 6 |  |  |  | VCB 4 | 19980101 |  | EPE | VFT12 | 630.000 A | PE1.32 PTJ01322 |  | Pass | null
257741702 | TNB | DISTRIBUTION | WP PUTRAJAYA & CYBERJAYA | Existing | VPTJ/PPU/G00012/MB2HO | 300278274 | 33 kV | CLOSED | GAS | PTJ6-2H0 | PPU PUTRAJAYA NO 6 |  |  |  | VCB 2HO | 19980101 |  | SIEMENS | 8DA10 | 1250.000 A | TX2 |  | Pass | null
257741703 | TNB | DISTRIBUTION | WP PUTRAJAYA & CYBERJAYA | Existing | VPTJ/PPU/G00012/NB10 | 300278279 | 11 kV | OPEN | VACUUM | PTJ6-10 | PPU PUTRAJAYA NO 6 |  |  |  | VCB 10 | 19980101 |  | EPE | VFT12 | 630.000 A | SS1.08 PTJ01081 |  | Pass | null
257741704 | TNB | DISTRIBUTION | WP PUTRAJAYA & CYBERJAYA | Existing | VPTJ/PPU/G00012/NB8 | 300278293 | 11 kV | CLOSED | VACUUM | PTJ6-8 | PPU PUTRAJAYA NO 6 |  |  |  | VCB 8 | 19980101 |  | EPE | VFT12 | 630.000 A | PE2.02 PTJ02025 |  | Pass | null
257741705 | TNB | DISTRIBUTION | WP PUTRAJAYA & CYBERJAYA | Existing | VPTJ/PPU/G00012/NB6 | 300278291 | 11 kV | CLOSED | VACUUM | PTJ6-6 | PPU PUTRAJAYA NO 6 |  |  |  | VCB 6 | 19980101 |  | EPE | VFT12 | 630.000 A | SS1.07 PTJ01075 |  | Pass | null
257741706 | TNB | DISTRIBUTION | WP PUTRAJAYA & CYBERJAYA | Existing | VPTJ/PPU/G00012/MB4P5 | 300278277 | 33 kV | CLOSED | GAS | PTJ6-4P5 | PPU PUTRAJAYA NO 6 |  |  |  | VCB 4P5 | 19980101 |  | SIEMENS | 8DA10 | 1250.000 A | SSU GDC 1 |  | Pass | null
257741707 | TNB | DISTRIBUTION | WP PUTRAJAYA & CYBERJAYA | Existing | VPTJ/PPU/G00012/NB12 | 300278281 | 11 kV | CLOSED | VACUUM | PTJ6-12 | PPU PUTRAJAYA NO 6 |  |  |  | VCB 12 | 19980101 |  | EPE | VFT12 | 630.000 A | LOCAL TX |  | Pass | null
257741708 | TNB | DISTRIBUTION | WP PUTRAJAYA & CYBERJAYA | Existing | VPTJ/PPU/G00012/NB14 | 300278283 | 11 kV | CLOSED | VACUUM | PTJ6-14 | PPU PUTRAJAYA NO 6 |  |  |  | VCB 14 | 19980101 |  | EPE | VFT12 | 630.000 A | SS1.15 PTJ01154 |  | Pass | null
257741709 | TNB | DISTRIBUTION | WP PUTRAJAYA & CYBERJAYA | Existing | VPTJ/PPU/G00012/MB2P5 | 300278275 | 33 kV | CLOSED | GAS | PTJ6-2P5 | PPU PUTRAJAYA NO 6 |  |  |  | VCB 2P5 | 19980101 |  | SIEMENS | 8DA10 | 1250.000 A | PMU ABBA |  | Pass | null
257741710 | TNB | DISTRIBUTION | WP PUTRAJAYA & CYBERJAYA | Existing | VPTJ/PPU/G00012/MB1P5 | 300278272 | 33 kV | CLOSED | GAS | PTJ6-1P5 | PPU PUTRAJAYA NO 6 |  |  |  | VCB 1P5 | 19980101 |  | SIEMENS | 8DA10 | 1250.000 A | PPU PJ17 |  | Pass | null
257741711 | TNB | DISTRIBUTION | WP PUTRAJAYA & CYBERJAYA | Existing | VPTJ/PPU/G00012/MB1HO | 300278271 | 33 kV | CLOSED | GAS | PTJ6-1H0 | PPU PUTRAJAYA NO 6 |  |  |  | VCB 1HO | 19980101 |  | SIEMENS | 8DA10 | 1250.000 A | TX1 |  | Pass | null
257741712 | TNB | DISTRIBUTION | WP PUTRAJAYA & CYBERJAYA | Existing | VPTJ/PPU/G00012/NB31 | 300278287 | 11 kV | CLOSED | VACUUM | PTJ6-31 | PPU PUTRAJAYA NO 6 |  |  |  | VCB 31 | 19980101 |  | EPE | VFT12 | 2000.000 A | TX1 |  | Pass | null
257741713 | TNB | DISTRIBUTION | WP PUTRAJAYA & CYBERJAYA | Existing | VPTJ/PPU/G00012/NB32 | 300278288 | 11 kV | CLOSED | VACUUM | PTJ6-32 | PPU PUTRAJAYA NO 6 |  |  |  | VCB 32 | 19980101 |  | EPE | VFT12 | 2000.000 A | TX2 |  | Pass | null
257741714 | TNB | DISTRIBUTION | WP PUTRAJAYA & CYBERJAYA | Existing | VPTJ/PPU/G00012/NB3 | 300278285 | 11 kV | CLOSED | VACUUM | PTJ6-3 | PPU PUTRAJAYA NO 6 |  |  |  | VCB 3 | 19980101 |  | EPE | VFT12 | 630.000 A | SS1.15 PTJ01151 |  | Pass | null
257742115 | TNB | DISTRIBUTION | WP PUTRAJAYA & CYBERJAYA | Existing | VPTJ/PPU/G00009/NB8 | 300278205 | 11 kV | CLOSED | VACUUM | PTJ2-8 | PPU PUTRAJAYA NO 2 |  |  |  | VCB 8 | 28/06/2001 |  | EPE | VFT12 | 630.000 A | PE9.01 PTJ09014 |  | Pass | null
257742116 | TNB | DISTRIBUTION | WP PUTRAJAYA & CYBERJAYA | Existing | VPTJ/PPU/G00009/NB7 | 300278204 | 11 kV | CLOSED | VACUUM | PTJ2-7 | PPU PUTRAJAYA NO 2 |  |  |  | VCB 7 | 28/06/2001 |  | EPE | VFT12 | 630.000 A | PE9.01 APT 4A |  | Pass | null
257742117 | TNB | DISTRIBUTION | WP PUTRAJAYA & CYBERJAYA | Existing | VPTJ/PPU/G00009/MB1HO | 300278175 | 33 kV | CLOSED | GAS | PTJ2-1H0 | PPU PUTRAJAYA NO 2 |  |  |  | VCB 1HO | 28/06/2001 |  | SIEMENS | 8DA10 | 1250.000 A | TX1 |  | Pass | null
257742118 | TNB | DISTRIBUTION | WP PUTRAJAYA & CYBERJAYA | Existing | VPTJ/PPU/G00009/NB15 | 300278191 | 11 kV | OPEN | VACUUM | PTJ2-15 | PPU PUTRAJAYA NO 2 |  |  |  | VCB 15 | 28/06/2001 |  | EPE | VFT12 | 630.000 A | SPARE |  | Pass | null
257742119 | TNB | DISTRIBUTION | WP PUTRAJAYA & CYBERJAYA | Existing | VPTJ/PPU/G00009/NB11 | 300278185 | 11 kV | CLOSED | VACUUM | PTJ2-11 | PPU PUTRAJAYA NO 2 |  |  |  | VCB 11 | 28/06/2001 |  | EPE | VFT12 | 630.000 A | PE8.15 PTJ08151 |  | Pass | null
257742120 | TNB | DISTRIBUTION | WP PUTRAJAYA & CYBERJAYA | Existing | VPTJ/PPU/G00009/NB9 | 300278206 | 11 kV | CLOSED | VACUUM | PTJ2-9 | PPU PUTRAJAYA NO 2 |  |  |  | VCB 9 | 28/06/2001 |  | EPE | VFT12 | 630.000 A | SPARE |  | Pass | null
257742121 | TNB | DISTRIBUTION | WP PUTRAJAYA & CYBERJAYA | Existing | VPTJ/PPU/G00009/NB3 | 300278194 | 11 kV | CLOSED | VACUUM | PTJ2-3 | PPU PUTRAJAYA NO 2 |  |  |  | VCB 3 | 28/06/2001 |  | EPE | VFT12 | 630.000 A | PE11.01 PTJ11041 |  | Pass | null
257742122 | TNB | DISTRIBUTION | WP PUTRAJAYA & CYBERJAYA | Existing | VPTJ/PPU/G00009/MB2P5 | 300278179 | 33 kV | OPEN | GAS | PTJ2-2P5 | PPU PUTRAJAYA NO 2 |  |  |  | VCB 2P5 | 28/06/2001 |  | SIEMENS | 8DA10 | 1250.000 A | SPARE |  | Pass | null
257742123 | TNB | DISTRIBUTION | WP PUTRAJAYA & CYBERJAYA | Existing | VPTJ/PPU/G00009/NB2 | 300278193 | 11 kV | CLOSED | VACUUM | PTJ2-2 | PPU PUTRAJAYA NO 2 |  |  |  | VCB 2 | 28/06/2001 |  | EPE | VFT12 | 630.000 A | SS10.01 PTJ10011 |  | Pass | null
257742124 | TNB | DISTRIBUTION | WP PUTRAJAYA & CYBERJAYA | Existing | VPTJ/PPU/G00009/MB2HO | 300278178 | 33 kV | CLOSED | GAS | PTJ2-2H0 | PPU PUTRAJAYA NO 2 |  |  |  | VCB 2HO | 28/06/2001 |  | SIEMENS | 8DA10 | 1250.000 A | TX2 |  | Pass | null
257742125 | TNB | DISTRIBUTION | WP PUTRAJAYA & CYBERJAYA | Existing | VPTJ/PPU/G00009/NB32 | 300278197 | 11 kV | CLOSED | VACUUM | PTJ2-32 | PPU PUTRAJAYA NO 2 |  |  |  | VCB 32 | 28/06/2001 |  | EPE | VFT12 | 2000.000 A | TX2 |  | Pass | null
257742126 | TNB | DISTRIBUTION | WP PUTRAJAYA & CYBERJAYA | Existing | VPTJ/PPU/G00009/NB16 | 300278192 | 11 kV | CLOSED | VACUUM | PTJ2-16 | PPU PUTRAJAYA NO 2 |  |  |  | VCB 16 | 28/06/2001 |  | EPE | VFT12 | 630.000 A | LOCAL TX |  | Pass | null
257742127 | TNB | DISTRIBUTION | WP PUTRAJAYA & CYBERJAYA | Existing | VPTJ/PPU/G00009/NB14 | 300278190 | 11 kV | CLOSED | VACUUM | PTJ2-14 | PPU PUTRAJAYA NO 2 |  |  |  | VCB 14 | 28/06/2001 |  | EPE | VFT12 | 630.000 A | PE7.03 PTJ07031 |  | Pass | null
257742128 | TNB | DISTRIBUTION | WP PUTRAJAYA & CYBERJAYA | Existing | VPTJ/PPU/G00009/NB12 | 300278187 | 11 kV | CLOSED | VACUUM | PTJ2-12 | PPU PUTRAJAYA NO 2 |  |  |  | VCB 12 | 28/06/2001 |  | EPE | VFT12 | 630.000 A | PE8.02 PTJ08024 |  | Pass | null
257742129 | TNB | DISTRIBUTION | WP PUTRAJAYA & CYBERJAYA | Existing | VPTJ/PPU/G00009/NB10 | 300278183 | 11 kV | OPEN | VACUUM | PTJ2-10 | PPU PUTRAJAYA NO 2 |  |  |  | VCB 10 | 28/06/2001 |  | EPE | VFT12 | 630.000 A | SPARE |  | Pass | null
257742130 | TNB | DISTRIBUTION | WP PUTRAJAYA & CYBERJAYA | Existing | VPTJ/PPU/G00009/NB5 | 300278201 | 11 kV | CLOSED | VACUUM | PTJ2-5 | PPU PUTRAJAYA NO 2 |  |  |  | VCB 5 | 28/06/2001 |  | EPE | VFT12 | 630.000 A | PE10.02 PTJ10024 |  | Pass | null
257742131 | TNB | DISTRIBUTION | WP PUTRAJAYA & CYBERJAYA | Existing | VPTJ/PPU/G00009/NB31 | 300278196 | 11 kV | CLOSED | VACUUM | PTJ2-31 | PPU PUTRAJAYA NO 2 |  |  |  | VCB 31 | 28/06/2001 |  | EPE | VFT12 | 2000.000 A | TX1 |  | Pass | null
257742132 | TNB | DISTRIBUTION | WP PUTRAJAYA & CYBERJAYA | Existing | VPTJ/PPU/G00009/MB4P5 | 300278181 | 33 kV | CLOSED | GAS | PTJ2-4P5 | PPU PUTRAJAYA NO 2 |  |  |  | VCB 4P5 | 28/06/2001 |  | SIEMENS | 8DA10 | 1250.000 A | PMU ABBA |  | Pass | null
257742133 | TNB | DISTRIBUTION | WP PUTRAJAYA & CYBERJAYA | Existing | VPTJ/PPU/G00009/MB1P5 | 300278176 | 33 kV | CLOSED | GAS | PTJ2-1P5 | PPU PUTRAJAYA NO 2 |  |  |  | VCB 1P5 | 28/06/2001 |  | SIEMENS | 8DA10 | 1250.000 A | SPARE |  | Pass | null
257742134 | TNB | DISTRIBUTION | WP PUTRAJAYA & CYBERJAYA | Existing | VPTJ/PPU/G00009/MB3P5 | 300278180 | 33 kV | CLOSED | GAS | PTJ2-3P5 | PPU PUTRAJAYA NO 2 |  |  |  | VCB 3P5 | 28/06/2001 |  | SIEMENS | 8DA10 | 1250.000 A | PPU PJ5 |  | Pass | null
257742135 | TNB | DISTRIBUTION | WP PUTRAJAYA & CYBERJAYA | Existing | VPTJ/PPU/G00009/NB6 | 300278203 | 11 kV | CLOSED | VACUUM | PTJ2-6 | PPU PUTRAJAYA NO 2 |  |  |  | VCB 6 | 28/06/2001 |  | EPE | VFT12 | 630.000 A | PE11.04 PTJ11044 |  | Pass | null
257742136 | TNB | DISTRIBUTION | WP PUTRAJAYA & CYBERJAYA | Existing | VPTJ/PPU/G00009/NB4 | 300278199 | 11 kV | CLOSED | VACUUM | PTJ2-4 | PPU PUTRAJAYA NO 2 |  |  |  | VCB 4 | 28/06/2001 |  | EPE | VFT12 | 630.000 A | PE10.02 PTJ10021 |  | Pass | null
257742137 | TNB | DISTRIBUTION | WP PUTRAJAYA & CYBERJAYA | Existing | VPTJ/PPU/G00009/NB13 | 300278189 | 11 kV | CLOSED | VACUUM | PTJ2-13 | PPU PUTRAJAYA NO 2 |  |  |  | VCB 13 | 28/06/2001 |  | EPE | VFT12 | 630.000 A | PE8.24 PTJ08243 |  | Pass | null
257742138 | TNB | DISTRIBUTION | WP PUTRAJAYA & CYBERJAYA | Existing | VPTJ/PPU/G00009/NB1 | 300278182 | 11 kV | CLOSED | VACUUM | PTJ2-1 | PPU PUTRAJAYA NO 2 |  |  |  | VCB 1 | 28/06/2001 |  | EPE | VFT12 | 630.000 A | SS10.01 PTJ10015 |  | Pass | null
257742838 | TNB | DISTRIBUTION | WP PUTRAJAYA & CYBERJAYA | Existing | VPTJ/PPU/G00015/NB5 | 300278372 | 11 kV | OPEN | VACUUM | PJ24-5 | PPU PUTRAJAYA NO 24 |  |  |  | VCB 5 | 20020102 |  | EPE | VFT12 | 630.000 A | PE5.12 EQUESTRIAN |  | Pass | null
257742839 | TNB | DISTRIBUTION | WP PUTRAJAYA & CYBERJAYA | Existing | VPTJ/PPU/G00015/NB9 | 300278376 | 11 kV | CLOSED | VACUUM | PJ24-9 | PPU PUTRAJAYA NO 24 |  |  |  | VCB 9 | 20020102 |  | EPE | VFT12 | 630.000 A | SS4.13 4C11 |  | Pass | null
257742840 | TNB | DISTRIBUTION | WP PUTRAJAYA & CYBERJAYA | Existing | VPTJ/PPU/G00015/NB7 | 300278374 | 11 kV | CLOSED | VACUUM | PJ24-7 | PPU PUTRAJAYA NO 24 |  |  |  | VCB 7 | 20020102 |  | EPE | VFT12 | 630.000 A | SPARE |  | Pass | null
257742841 | TNB | DISTRIBUTION | WP PUTRAJAYA & CYBERJAYA | Existing | VPTJ/PPU/G00015/NB3 | 300278367 | 11 kV | CLOSED | VACUUM | PJ24-3 | PPU PUTRAJAYA NO 24 |  |  |  | VCB 3 | 20020102 |  | EPE | VFT12 | 630.000 A | SS3.05 KIBLAT WALK |  | Pass | null
257742842 | TNB | DISTRIBUTION | WP PUTRAJAYA & CYBERJAYA | Existing | VPTJ/PPU/G00015/NB1 | 300278358 | 11 kV | CLOSED | VACUUM | PJ24-1 | PPU PUTRAJAYA NO 24 |  |  |  | VCB 1 | 20020102 |  | EPE | VFT12 | 630.000 A | SS2.19 2M10 |  | Pass | null
257742843 | TNB | DISTRIBUTION | WP PUTRAJAYA & CYBERJAYA | Existing | VPTJ/PPU/G00015/MB3P5 | 300278356 | 33 kV | OPEN | GAS | PJ24-3P5 | PPU PUTRAJAYA NO 24 |  |  |  | VCB 3P5 | 20020102 |  | ABB | VD3-13612-25 | 1250.000 A | SPARE |  | Pass | null
257742844 | TNB | DISTRIBUTION | WP PUTRAJAYA & CYBERJAYA | Existing | VPTJ/PPU/G00015/MB2P5 | 300278355 | 33 kV | OPEN | GAS | PJ24-2P5 | PPU PUTRAJAYA NO 24 |  |  |  | VCB 2P5 | 20020102 |  | ABB | VD3-13612-25 | 1250.000 A | SSU GDC 2 |  | Pass | null
257742845 | TNB | DISTRIBUTION | WP PUTRAJAYA & CYBERJAYA | Existing | VPTJ/PPU/G00015/MB2HO | 300278354 | 33 kV | CLOSED | GAS | PJ24-2H0 | PPU PUTRAJAYA NO 24 |  |  |  | VCB 2HO | 20020102 |  | ABB | VD3-13612-25 | 1250.000 A | TX2 |  | Pass | null
257742846 | TNB | DISTRIBUTION | WP PUTRAJAYA & CYBERJAYA | Existing | VPTJ/PPU/G00015/NB6 | 300278373 | 11 kV | CLOSED | VACUUM | PJ24-6 | PPU PUTRAJAYA NO 24 |  |  |  | VCB 6 | 20020102 |  | EPE | VFT12 | 630.000 A | PE5.12 EQUESTRIAN |  | Pass | null
257742847 | TNB | DISTRIBUTION | WP PUTRAJAYA & CYBERJAYA | Existing | VPTJ/PPU/G00015/NB2 | 300278366 | 11 kV | CLOSED | VACUUM | PJ24-2 | PPU PUTRAJAYA NO 24 |  |  |  | VCB 2 | 20020102 |  | EPE | VFT12 | 630.000 A | SS2.19 2M10 |  | Pass | null
257742848 | TNB | DISTRIBUTION | WP PUTRAJAYA & CYBERJAYA | Existing | VPTJ/PPU/G00015/NB12 | 300278361 | 11 kV | CLOSED | VACUUM | PJ24-12 | PPU PUTRAJAYA NO 24 |  |  |  | VCB 12 | 20020102 |  | EPE | VFT12 | 630.000 A | SS4.13 4C11 |  | Pass | null
257742849 | TNB | DISTRIBUTION | WP PUTRAJAYA & CYBERJAYA | Existing | VPTJ/PPU/G00015/NB10 | 300278359 | 11 kV | OPEN | VACUUM | PJ24-10 | PPU PUTRAJAYA NO 24 |  |  |  | VCB 10 | 20020102 |  | EPE | VFT12 | 630.000 A | PE6.01 GRAND STAND |  | Pass | null
257742850 | TNB | DISTRIBUTION | WP PUTRAJAYA & CYBERJAYA | Existing | VPTJ/PPU/G00015/NB8 | 300278375 | 11 kV | CLOSED | VACUUM | PJ24-8 | PPU PUTRAJAYA NO 24 |  |  |  | VCB 8 | 20020102 |  | EPE | VFT12 | 630.000 A | PE4.05 |  | Pass | null
257742851 | TNB | DISTRIBUTION | WP PUTRAJAYA & CYBERJAYA | Existing | VPTJ/PPU/G00015/NB14 | 300278363 | 11 kV | CLOSED | VACUUM | PJ24-14 | PPU PUTRAJAYA NO 24 |  |  |  | VCB 14 | 20020102 |  | EPE | VFT12 | 630.000 A | SS3.02 3G1 |  | Pass | null
257742852 | TNB | DISTRIBUTION | WP PUTRAJAYA & CYBERJAYA | Existing | VPTJ/PPU/G00015/NB16 | 300278365 | 11 kV | CLOSED | VACUUM | PJ24-16 | PPU PUTRAJAYA NO 24 |  |  |  | VCB 16 | 20020102 |  | EPE | VFT12 | 630.000 A | LOCAL TX |  | Pass | null
257742853 | TNB | DISTRIBUTION | WP PUTRAJAYA & CYBERJAYA | Existing | VPTJ/PPU/G00015/NB13 | 300278362 | 11 kV | CLOSED | VACUUM | PJ24-13 | PPU PUTRAJAYA NO 24 |  |  |  | VCB 13 | 20020102 |  | EPE | VFT12 | 630.000 A | SS3.02 3G1 |  | Pass | null
257742854 | TNB | DISTRIBUTION | WP PUTRAJAYA & CYBERJAYA | Existing | VPTJ/PPU/G00015/NB11 | 300278360 | 11 kV | CLOSED | VACUUM | PJ24-11 | PPU PUTRAJAYA NO 24 |  |  |  | VCB 11 | 20020102 |  | EPE | VFT12 | 630.000 A | PE6.01 GRAND STAND |  | Pass | null
257742855 | TNB | DISTRIBUTION | WP PUTRAJAYA & CYBERJAYA | Existing |  |  | 11 kV | CLOSED |  | PJ24-15 | PPU PUTRAJAYA NO 24 | [6 empty] | Unknown | N/A |  | SPARE |  | Fail | Please check "InsulationType"
257742856 | TNB | DISTRIBUTION | WP PUTRAJAYA & CYBERJAYA | Existing | VPTJ/PPU/G00015/NB4 | 300278371 | 11 kV | CLOSED | VACUUM | PJ24-4 | PPU PUTRAJAYA NO 24 |  |  |  | VCB 4 | 20020102 |  | EPE | VFT12 | 630.000 A | SS3.05 KIBLAT WALK |  | Pass | null
257742857 | TNB | DISTRIBUTION | WP PUTRAJAYA & CYBERJAYA | Existing | VPTJ/PPU/G00015/MB4P5 | 300278357 | 33 kV | CLOSED | GAS | PJ24-4P5 | PPU PUTRAJAYA NO 24 |  |  |  | VCB 4P5 | 20020102 |  | ABB | VD3-13612-25 | 1250.000 A | PPU PJ13 |  | Pass | null
257742858 | TNB | DISTRIBUTION | WP PUTRAJAYA & CYBERJAYA | Existing | VPTJ/PPU/G00015/MB1P5 | 300278352 | 33 kV | CLOSED | GAS | PJ24-1P5 | PPU PUTRAJAYA NO 24 |  |  |  | VCB 1P5 | 20020102 |  | ABB | VD3-13612-25 | 1250.000 A | PPU PJ5 |  | Pass | null
257742859 | TNB | DISTRIBUTION | WP PUTRAJAYA & CYBERJAYA | Existing | VPTJ/PPU/G00015/MB1HO | 300278351 | 33 kV | CLOSED | GAS | PJ24-1H0 | PPU PUTRAJAYA NO 24 |  |  |  | VCB 1HO | 20020102 |  | ABB | VD3-13612-25 | 1250.000 A | TX1 |  | Pass | null
257742860 | TNB | DISTRIBUTION | WP PUTRAJAYA & CYBERJAYA | Existing | VPTJ/PPU/G00015/NB31 | 300278369 | 11 kV | CLOSED | VACUUM | PJ24-31 | PPU PUTRAJAYA NO 24 |  |  |  | VCB 31 | 20020102 |  | EPE | VFT12 | 2000.000 A | TX1 |  | Pass | null
257742861 | TNB | DISTRIBUTION | WP PUTRAJAYA & CYBERJAYA | Existing | VPTJ/PPU/G00015/NB32 | 300278370 | 11 kV | CLOSED | VACUUM | PJ24-32 | PPU PUTRAJAYA NO 24 |  |  |  | VCB 32 | 20020102 |  | EPE | VFT12 | 2000.000 A | TX2 |  | Pass | null
257887211 | TNB | DISTRIBUTION | WP PUTRAJAYA & CYBERJAYA | Existing | VPTJ/PPU/G00014/NB16 | 300279467 | 11 kV | CLOSED | VACUUM | PJ17-16 | PPU PUTRAJAYA NO17 |  |  |  | VCB 16 | 20020102 |  | EPE | VFT12 | 630.000 A | LOCAL TX |  | Pass | null
257887213 | TNB | DISTRIBUTION | WP PUTRAJAYA & CYBERJAYA | Existing | VPTJ/PPU/G00014/NB13 | 300278337 | 11 kV | CLOSED | VACUUM | PJ17-13 | PPU PUTRAJAYA NO17 |  |  |  | VCB 13 | 20020102 |  | EPE | VFT12 | 630.000 A | PE18.20 |  | Pass | null
257887214 | TNB | DISTRIBUTION | WP PUTRAJAYA & CYBERJAYA | Existing | VPTJ/PPU/G00014/NB11 | 300278335 | 11 kV | CLOSED | VACUUM | PJ17-11 | PPU PUTRAJAYA NO17 |  |  |  | VCB 11 | 20020102 |  | EPE | VFT12 | 630.000 A | SS2.16 |  | Pass | null
257887215 | TNB | DISTRIBUTION | WP PUTRAJAYA & CYBERJAYA | Existing | VPTJ/PPU/G00014/NB9 | 300278350 | 11 kV | CLOSED | VACUUM | PJ17-9 | PPU PUTRAJAYA NO17 |  |  |  | VCB 9 | 20020102 |  | EPE | VFT12 | 630.000 A | SS3.04 |  | Pass | null
257887216 | TNB | DISTRIBUTION | WP PUTRAJAYA & CYBERJAYA | Existing | VPTJ/PPU/G00014/NB5 | 300278345 | 11 kV | CLOSED | VACUUM | PJ17-5 | PPU PUTRAJAYA NO17 |  |  |  | VCB 5 | 20020102 |  | EPE | VFT12 | 630.000 A | PE18.25 |  | Pass | null
257887217 | TNB | DISTRIBUTION | WP PUTRAJAYA & CYBERJAYA | Existing | VPTJ/PPU/G00014/NB3 | 300278340 | 11 kV | CLOSED | VACUUM | PJ17-3 | PPU PUTRAJAYA NO17 |  |  |  | VCB 3 | 20020102 |  | EPE | VFT12 | 630.000 A | PE2.08 |  | Pass | null
257887218 | TNB | DISTRIBUTION | WP PUTRAJAYA & CYBERJAYA | Existing | VPTJ/PPU/G00014/NB1 | 300278333 | 11 kV | OPEN | VACUUM | PJ17-1 | PPU PUTRAJAYA NO17 |  |  |  | VCB 1 | 20020102 |  | EPE | VFT12 | 630.000 A | SPARE |  | Pass | null
257887219 | TNB | DISTRIBUTION | WP PUTRAJAYA & CYBERJAYA | Existing | VPTJ/PPU/G00014/MB3P5 | 300278329 | 33 kV | CLOSED | VACUUM | PJ17-3P5 | PPU PUTRAJAYA NO17 |  |  |  | VCB 3P5 | 20020102 |  | ABB | VD3-13612-25 | 1250.000 A | SSU GDC 2 |  | Pass | null
257887220 | TNB | DISTRIBUTION | WP PUTRAJAYA & CYBERJAYA | Existing | VPTJ/PPU/G00014/MB1P5 | 300278324 | 33 kV | CLOSED | VACUUM | PJ17-1P5 | PPU PUTRAJAYA NO17 |  |  |  | VCB 1P5 | 20020102 |  | ABB | VD3-13612-25 | 1250.000 A | PPU PJ1 |  | Pass | null
257887221 | TNB | DISTRIBUTION | WP PUTRAJAYA & CYBERJAYA | Existing | VPTJ/PPU/G00014/NB31 | 300278342 | 11 kV | CLOSED | VACUUM | PJ17-31 | PPU PUTRAJAYA NO17 |  |  |  | VCB 31 | 20020102 |  | EPE | VFT12 | 2000.000 A | TX1 |  | Pass | null
257887222 | TNB | DISTRIBUTION | WP PUTRAJAYA & CYBERJAYA | Existing | VPTJ/PPU/G00014/MB2P5 | 300278327 | 33 kV | CLOSED | VACUUM | PJ17-2P5 | PPU PUTRAJAYA NO17 |  |  |  | VCB 2P5 | 20020102 |  | ABB | VD3-13612-25 | 1250.000 A | PPU PJ6 |  | Pass | null
257887223 | TNB | DISTRIBUTION | WP PUTRAJAYA & CYBERJAYA | Existing | VPTJ/PPU/G00014/MB4P5 | 300278330 | 33 kV | CLOSED | VACUUM | PJ17-4P5 | PPU PUTRAJAYA NO17 |  |  |  | VCB 4P5 | 20020102 |  | ABB | VD3-13612-25 | 1250.000 A | SSU GDC 2 |  | Pass | null
257887224 | TNB | DISTRIBUTION | WP PUTRAJAYA & CYBERJAYA | Existing | VPTJ/PPU/G00014/NB32 | 300278343 | 11 kV | CLOSED | VACUUM | PJ17-32 | PPU PUTRAJAYA NO17 |  |  |  | VCB 32 | 20020102 |  | EPE | VFT12 | 2000.000 A | TX2 |  | Pass | null
257887225 | TNB | DISTRIBUTION | WP PUTRAJAYA & CYBERJAYA | Existing | VPTJ/PPU/G00014/NB6 | 300278347 | 11 kV | CLOSED | GAS | PJ17-6 | PPU PUTRAJAYA NO17 |  |  |  | VCB 6 | 20020102 |  | EPE | VFT12 | 630.000 A | PE18.01 |  | Pass | null
257887226 | TNB | DISTRIBUTION | WP PUTRAJAYA & CYBERJAYA | Existing | VPTJ/PPU/G00014/NB4 | 300278344 | 11 kV | CLOSED | GAS | PJ17-4 | PPU PUTRAJAYA NO17 |  |  |  | VCB 4 | 20020102 |  | EPE | VFT12 | 630.000 A | PE2.08 |  | Pass | null
257887227 | TNB | DISTRIBUTION | WP PUTRAJAYA & CYBERJAYA | Existing | VPTJ/PPU/G00014/NB2 | 300278339 | 11 kV | OPEN | GAS | PJ17-2 | PPU PUTRAJAYA NO17 |  |  |  | VCB 2 | 20020102 |  | EPE | VFT12 | 630.000 A | SPARE |  | Pass | null
257887228 | TNB | DISTRIBUTION | WP PUTRAJAYA & CYBERJAYA | Existing | VPTJ/PPU/G00014/NB12 | 300278336 | 11 kV | CLOSED | VACUUM | PJ17-12 | PPU PUTRAJAYA NO17 |  |  |  | VCB 12 | 20020102 |  | EPE | VFT12 | 630.000 A | SS2.16 |  | Pass | null
257887229 | TNB | DISTRIBUTION | WP PUTRAJAYA & CYBERJAYA | Existing | VPTJ/PPU/G00014/NB10 | 300278334 | 11 kV | CLOSED | GAS | PJ17-10 | PPU PUTRAJAYA NO17 |  |  |  | VCB 10 | 20020102 |  | EPE | VFT12 | 630.000 A | SS3.04 |  | Pass | null
257887230 | TNB | DISTRIBUTION | WP PUTRAJAYA & CYBERJAYA | Existing | VPTJ/PPU/G00014/NB8 | 300278349 | 11 kV | CLOSED | GAS | PJ17-8 | PPU PUTRAJAYA NO17 |  |  |  | VCB 8 | 20020102 |  | EPE | VFT12 | 630.000 A | SS2.21 |  | Pass | null
257887231 | TNB | DISTRIBUTION | WP PUTRAJAYA & CYBERJAYA | Existing | VPTJ/PPU/G00014/NB14 | 300278338 | 11 kV | CLOSED | VACUUM | PJ17-14 | PPU PUTRAJAYA NO17 |  |  |  | VCB 14 | 20020102 |  | EPE | VFT12 | 630.000 A | PE3.01 |  | Pass | null
257887232 | TNB | DISTRIBUTION | WP PUTRAJAYA & CYBERJAYA | Existing | VPTJ/PPU/G00014/MB2HO | 300278328 | 33 kV | CLOSED | VACUUM | PJ17-2H0 | PPU PUTRAJAYA NO17 |  |  |  | VCB 2HO | 20020102 |  | ABB | VD3-13612-25 | 1250.000 A | TX2 |  | Pass | null
257887233 | TNB | DISTRIBUTION | WP PUTRAJAYA & CYBERJAYA | Existing | VPTJ/PPU/G00014/MB1HO | 300278323 | 33 kV | CLOSED | VACUUM | PJ17-1H0 | PPU PUTRAJAYA NO17 |  |  |  | VCB 1HO | 20020102 |  | ABB | VD3-13612-25 | 1250.000 A | TX1 |  | Pass | null
257887234 | TNB | DISTRIBUTION | WP PUTRAJAYA & CYBERJAYA | Existing | VPTJ/PPU/G00014/NB7 | 300278348 | 11 kV | CLOSED | VACUUM | PJ17-7 | PPU PUTRAJAYA NO17 |  |  |  | VCB 7 | 20020102 |  | EPE | VFT12 | 630.000 A | SS2.21 |  | Pass | null
257916276 | TNB | DISTRIBUTION | WP PUTRAJAYA & CYBERJAYA | Existing | VPTJ/PPU/G00011/NB32 | 300278264 | 11 kV | CLOSED | VACUUM | PTJ5-32 | PPU PUTRAJAYA NO 5 |  |  |  | VCB 32 | 14/01/2000 |  | TAMCO | VK-10P-20H | 2000.000 A | TX2 |  | Pass | null
257916277 | TNB | DISTRIBUTION | WP PUTRAJAYA & CYBERJAYA | Existing | VPTJ/PPU/G00011/NB5 | 300278266 | 11 kV | CLOSED | VACUUM | PTJ5-5 | PPU PUTRAJAYA NO 5 |  |  |  | VCB 5 | 14/01/2000 |  | TAMCO | VK-10J-20H | 630.000 A | PE11.35 PTJ11352 |  | Pass | null
257916278 | TNB | DISTRIBUTION | WP PUTRAJAYA & CYBERJAYA | Existing | VPTJ/PPU/G00011/MB5P5 | 300279463 | 33 kV | CLOSED | GAS | PTJ5-5P5 | PPU PUTRAJAYA NO 5 |  |  |  | VCB 5P5 | 14/01/2000 |  | ABB | VK-10J-20H | 1250.000 A | SPARE |  | Pass | null
257916279 | TNB | DISTRIBUTION | WP PUTRAJAYA & CYBERJAYA | Existing |  |  | 11 kV | CLOSED |  | PTJ5-15 | PPU PUTRAJAYA NO 5 | [6 empty] | Unknown | N/A |  | SPARE |  | Fail | Please check "InsulationType"
257916280 | TNB | DISTRIBUTION | WP PUTRAJAYA & CYBERJAYA | Existing | VPTJ/PPU/G00011/NB13 | 300278256 | 11 kV | CLOSED | VACUUM | PTJ5-13 | PPU PUTRAJAYA NO 5 |  |  |  | VCB 13 | 14/01/2000 |  | TAMCO | VK-10J-20H | 630.000 A | PE10.14 PTJ10145 |  | Pass | null
257916281 | TNB | DISTRIBUTION | WP PUTRAJAYA & CYBERJAYA | Existing | VPTJ/PPU/G00011/NB11 | 300278254 | 11 kV | CLOSED | VACUUM | PTJ5-11 | PPU PUTRAJAYA NO 5 |  |  |  | VCB 11 | 14/01/2000 |  | TAMCO | VK-10J-20H | 630.000 A | PE9.29 |  | Pass | null
257916282 | TNB | DISTRIBUTION | WP PUTRAJAYA & CYBERJAYA | Existing | VPTJ/PPU/G00011/NB9 | 300278270 | 11 kV | CLOSED | VACUUM | PTJ5-9 | PPU PUTRAJAYA NO 5 |  |  |  | VCB 9 | 14/01/2000 |  | TAMCO | VK-10J-20H | 630.000 A | PE8.12 PTJ08124 |  | Pass | null
257916283 | TNB | DISTRIBUTION | WP PUTRAJAYA & CYBERJAYA | Existing | VPTJ/PPU/G00011/NB7 | 300278268 | 11 kV | CLOSED | VACUUM | PTJ5-7 | PPU PUTRAJAYA NO 5 |  |  |  | VCB 7 | 14/01/2000 |  | TAMCO | VK-10J-20H | 630.000 A | SS7.04 PTJ07042 |  | Pass | null
257916284 | TNB | DISTRIBUTION | WP PUTRAJAYA & CYBERJAYA | Existing | VPTJ/PPU/G00011/NB3 | 300278261 | 11 kV | OPEN | VACUUM | PTJ5-3 | PPU PUTRAJAYA NO 5 |  |  |  | VCB 3 | 14/01/2000 |  | TAMCO | VK-10J-20H | 630.000 A | SPARE |  | Pass | null
257916285 | TNB | DISTRIBUTION | WP PUTRAJAYA & CYBERJAYA | Existing | VPTJ/PPU/G00011/NB1 | 300278252 | 11 kV | OPEN | VACUUM | PTJ5-1 | PPU PUTRAJAYA NO 5 |  |  |  | VCB 1 | 14/01/2000 |  | TAMCO | VK-10J-20H | 630.000 A | SPARE |  | Pass | null
257916286 | TNB | DISTRIBUTION | WP PUTRAJAYA & CYBERJAYA | Existing | VPTJ/PPU/G00011/MB3P5 | 300278250 | 33 kV | CLOSED | GAS | PTJ5-3P5 | PPU PUTRAJAYA NO 5 |  |  |  | VCB 3P5 | 14/01/2000 |  | ABB | VK-10J-20H | 1250.000 A | PPU PJ2 |  | Pass | null
257916287 | TNB | DISTRIBUTION | WP PUTRAJAYA & CYBERJAYA | Existing | VPTJ/PPU/G00011/MB1P5 | 300278246 | 33 kV | OPEN | GAS | PTJ5-1P5 | PPU PUTRAJAYA NO 5 |  |  |  | VCB 1P5 | 14/01/2000 |  | ABB | VK-10J-20H | 1250.000 A | SPARE |  | Pass | null
257916288 | TNB | DISTRIBUTION | WP PUTRAJAYA & CYBERJAYA | Existing | VPTJ/PPU/G00011/NB31 | 300278263 | 11 kV | CLOSED | VACUUM | PTJ5-31 | PPU PUTRAJAYA NO 5 |  |  |  | VCB 31 | 14/01/2000 |  | TAMCO | VK-10P-20H | 2000.000 A | TX1 |  | Pass | null
257916289 | TNB | DISTRIBUTION | WP PUTRAJAYA & CYBERJAYA | Existing | VPTJ/PPU/G00011/MB1HO | 300278245 | 33 kV | CLOSED | GAS | PTJ5-1H0 | PPU PUTRAJAYA NO 5 |  |  |  | VCB 1HO | 14/01/2000 |  | ABB | VK-10J-20H | 1250.000 A | TX1 |  | Pass | null
257916290 | TNB | DISTRIBUTION | WP PUTRAJAYA & CYBERJAYA | Existing | VPTJ/PPU/G00011/MB2P5 | 300278249 | 33 kV | CLOSED | GAS | PTJ5-2P5 | PPU PUTRAJAYA NO 5 |  |  |  | VCB 2P5 | 14/01/2000 |  | ABB | VK-10J-20H | 1250.000 A | PMU SERDANG |  | Pass | null
257916291 | TNB | DISTRIBUTION | WP PUTRAJAYA & CYBERJAYA | Existing | VPTJ/PPU/G00011/MB4P5 | 300278251 | 33 kV | CLOSED | GAS | PTJ5-4P5 | PPU PUTRAJAYA NO 5 |  |  |  | VCB 4P5 | 14/01/2000 |  | ABB | VK-10J-20H | 1250.000 A | PPU PJ24 |  | Pass | null
257916292 | TNB | DISTRIBUTION | WP PUTRAJAYA & CYBERJAYA | Existing | VPTJ/PPU/G00011/MB2HO | 300278248 | 33 kV | CLOSED | GAS | PTJ5-2H0 | PPU PUTRAJAYA NO 5 |  |  |  | VCB 2HO | 14/01/2000 |  | ABB | VK-10J-20H | 1250.000 A | TX2 |  | Pass | null
257916293 | TNB | DISTRIBUTION | WP PUTRAJAYA & CYBERJAYA | Existing | VPTJ/PPU/G00011/NB6 | 300278267 | 11 kV | CLOSED | VACUUM | PTJ5-6 | PPU PUTRAJAYA NO 5 |  |  |  | VCB 6 | 14/01/2000 |  | TAMCO | VK-10J-20H | 630.000 A | PE11.35 PTJ11355 |  | Pass | null
257916294 | TNB | DISTRIBUTION | WP PUTRAJAYA & CYBERJAYA | Existing | VPTJ/PPU/G00011/NB4 | 300278265 | 11 kV | CLOSED | VACUUM | PTJ5-4 | PPU PUTRAJAYA NO 5 |  |  |  | VCB 4 | 14/01/2000 |  | TAMCO | VK-10J-20H | 630.000 A | SS2.16 PTJ02165 |  | Pass | null
257916295 | TNB | DISTRIBUTION | WP PUTRAJAYA & CYBERJAYA | Existing | VPTJ/PPU/G00011/NB2 | 300278260 | 11 kV | CLOSED | VACUUM | PTJ5-2 | PPU PUTRAJAYA NO 5 |  |  |  | VCB 2 | 14/01/2000 |  | TAMCO | VK-10J-20H | 630.000 A | SPARE |  | Pass | null
257916296 | TNB | DISTRIBUTION | WP PUTRAJAYA & CYBERJAYA | Existing | VPTJ/PPU/G00011/NB12 | 300278255 | 11 kV | CLOSED | VACUUM | PTJ5-12 | PPU PUTRAJAYA NO 5 |  |  |  | VCB 12 | 14/01/2000 |  | TAMCO | VK-10J-20H | 630.000 A | PE9.31 PTJ09315 |  | Pass | null
257916297 | TNB | DISTRIBUTION | WP PUTRAJAYA & CYBERJAYA | Existing | VPTJ/PPU/G00011/NB10 | 300278253 | 11 kV | CLOSED | VACUUM | PTJ5-10 | PPU PUTRAJAYA NO 5 |  |  |  | VCB 10 | 14/01/2000 |  | TAMCO | VK-10J-20H | 630.000 A | PE8.12 PTJ08121 |  | Pass | null
257916298 | TNB | DISTRIBUTION | WP PUTRAJAYA & CYBERJAYA | Existing | VPTJ/PPU/G00011/NB8 | 300278269 | 11 kV | CLOSED | VACUUM | PTJ5-8 | PPU PUTRAJAYA NO 5 |  |  |  | VCB 8 | 14/01/2000 |  | TAMCO | VK-10J-20H | 630.000 A | SS7.04 PTJ07045 |  | Pass | null
257916299 | TNB | DISTRIBUTION | WP PUTRAJAYA & CYBERJAYA | Existing | VPTJ/PPU/G00011/NB14 | 300278257 | 11 kV | CLOSED | VACUUM | PTJ5-14 | PPU PUTRAJAYA NO 5 |  |  |  | VCB 14 | 14/01/2000 |  | TAMCO | VK-10J-20H | 630.000 A | PE10.13 PTJ10132 |  | Pass | null
257916300 | TNB | DISTRIBUTION | WP PUTRAJAYA & CYBERJAYA | Existing | VPTJ/PPU/G00011/NB16 | 300278259 | 11 kV | CLOSED | VACUUM | PTJ5-16 | PPU PUTRAJAYA NO 5 |  |  |  | VCB 16 | 14/01/2000 |  | TAMCO | VK-10J-20H | 630.000 A | LOCAL TX |  | Pass | null
257916301 | TNB | DISTRIBUTION | WP PUTRAJAYA & CYBERJAYA | Existing | VPTJ/PPU/G00011/MB6P5 | 300279464 | 33 kV | OPEN | GAS | PTJ5-6P5 | PPU PUTRAJAYA NO 5 |  |  |  | VCB 6P5 | 14/01/2000 |  | ABB | VK-10J-20H | 1250.000 A | SPARE |  | Pass | null
257972534 | TNB | DISTRIBUTION | WP PUTRAJAYA & CYBERJAYA | Existing | VPTJ/PPU/G00013/NB7 | 300278316 | 11 kV | OPEN | VACUUM | VCB 7 | PPU PUTRAJAYA NO13 |  |  |  | VCB 7 | 28/08/2008 |  | ABB | ZS1 | 630.000 A | SPARE |  | Pass | null
257972535 | TNB | DISTRIBUTION | WP PUTRAJAYA & CYBERJAYA | Existing | VPTJ/PPU/G00013/NB3 | 300278309 | 11 kV | CLOSED | VACUUM | VCB 3 | PPU PUTRAJAYA NO13 |  |  |  | VCB 3 | 28/08/2008 |  | ABB | ZS1 | 630.000 A | SPARE |  | Pass | null
257972536 | TNB | DISTRIBUTION | WP PUTRAJAYA & CYBERJAYA | Existing | VPTJ/PPU/G00013/NB1 | 300278302 | 11 kV | OPEN | VACUUM | VCB 1 | PPU PUTRAJAYA NO13 |  |  |  | VCB 1 | 28/08/2008 |  | ABB | VMAX | 630.000 A | PE5.10 (ALAM WARISAN) PTJ05101 |  | Pass | null
257972537 | TNB | DISTRIBUTION | WP PUTRAJAYA & CYBERJAYA | Existing | VPTJ/PPU/G00013/NB31 | 300278311 | 11 kV | CLOSED | VACUUM | VCB 31 | PPU PUTRAJAYA NO13 |  |  |  | VCB 31 | 28/08/2008 |  | ABB | VD4 | 630.000 A | TX1 |  | Pass | null
257972538 | TNB | DISTRIBUTION | WP PUTRAJAYA & CYBERJAYA | Existing | VPTJ/PPU/G00013/MB1HO | 300278295 | 33 kV | CLOSED | VACUUM | 1HO | PPU PUTRAJAYA NO13 |  |  |  | VCB 1HO | 28/08/2008 |  | ABB | VD4X-3612-25(ZX2) | 1250.000 A | TX1 |  | Pass | null
257972539 | TNB | DISTRIBUTION | WP PUTRAJAYA & CYBERJAYA | Existing | VPTJ/PPU/G00013/MB1P5 | 300278297 | 33 kV | CLOSED | GAS | 1P5 | PPU PUTRAJAYA NO13 |  |  |  | VCB 1P5 | 28/08/2008 |  | ABB | VD4X-3612-25(ZX2) | 1250.000 A | PMU SSWW 1L5 |  | Pass | null
257972540 | TNB | DISTRIBUTION | WP PUTRAJAYA & CYBERJAYA | Existing | VPTJ/PPU/G00013/NB5 | 300278314 | 11 kV | CLOSED | VACUUM | VCB 5 | PPU PUTRAJAYA NO13 |  |  |  | VCB 5 | 28/08/2008 |  | ABB | ZS1 | 630.000 A | SPARE |  | Pass | null
257972541 | TNB | DISTRIBUTION | WP PUTRAJAYA & CYBERJAYA | Existing | VPTJ/PPU/G00013/NB2 | 300278308 | 11 kV | OPEN | VACUUM | VCB 2 | PPU PUTRAJAYA NO13 |  |  |  | VCB 2 | 28/08/2008 |  | ABB | ZS1 | 630.000 A | PE5.10 (ALAM WARISAN) PTJ05105 |  | Pass | null
257972542 | TNB | DISTRIBUTION | WP PUTRAJAYA & CYBERJAYA | Existing | VPTJ/PPU/G00013/NB4 | 300278313 | 11 kV | CLOSED | VACUUM | VCB 4 | PPU PUTRAJAYA NO13 |  |  |  | VCB 4 | 28/08/2008 |  | ABB | ZS1 | 630.000 A | SPARE |  | Pass | null
257972543 | TNB | DISTRIBUTION | WP PUTRAJAYA & CYBERJAYA | Existing | VPTJ/PPU/G00013/NB6 | 300278315 | 11 kV | CLOSED | VACUUM | VCB 6 | PPU PUTRAJAYA NO13 |  |  |  | VCB 6 | 28/08/2008 |  | ABB | ZS1 | 630.000 A | SPARE |  | Pass | null
257972544 | TNB | DISTRIBUTION | WP PUTRAJAYA & CYBERJAYA | Existing | VPTJ/PPU/G00013/MB2HO | 300278299 | 33 kV | CLOSED | VACUUM | 2HO | PPU PUTRAJAYA NO13 |  |  |  | VCB 2HO | 28/08/2008 |  | ABB | VD4X-3612-25(ZX2) | 1250.000 A | TX2 |  | Pass | null
257972545 | TNB | DISTRIBUTION | WP PUTRAJAYA & CYBERJAYA | Existing | VPTJ/PPU/G00013/NB32 | 300278312 | 11 kV | CLOSED | VACUUM | VCB 32 | PPU PUTRAJAYA NO13 |  |  |  | VCB 32 | 28/08/2008 |  | ABB | VD4 | 630.000 A | TX2 |  | Pass | null
257972546 | TNB | DISTRIBUTION | WP PUTRAJAYA & CYBERJAYA | Existing | VPTJ/PPU/G00013/MB2P5 | 300278298 | 33 kV | CLOSED | GAS | 2P5 | PPU PUTRAJAYA NO13 |  |  |  | VCB 2P5 | 28/08/2008 |  | ABB | VD4X-3612-25(ZX2) | 1250.000 A | PPU PJ24 4P5 |  | Pass | null
257972547 | TNB | DISTRIBUTION | WP PUTRAJAYA & CYBERJAYA | Existing | VPTJ/PPU/G00013/NB8 | 300278317 | 11 kV | CLOSED | VACUUM | VCB 8 | PPU PUTRAJAYA NO13 |  |  |  | VCB 8 | 28/08/2008 |  | ABB | ZS1 | 630.000 A | SPARE |  | Pass | null
257972548 | TNB | DISTRIBUTION | WP PUTRAJAYA & CYBERJAYA | Existing | VPTJ/PPU/G00013/NB10 | 300278303 | 11 kV | OPEN | VACUUM | VCB 10 | PPU PUTRAJAYA NO13 |  |  |  | VCB 10 | 28/08/2008 |  | ABB | ZS1 | 630.000 A | SPARE |  | Pass | null
257972549 | TNB | DISTRIBUTION | WP PUTRAJAYA & CYBERJAYA | Existing | VPTJ/PPU/G00013/NB12 | 300278305 | 11 kV | OPEN | VACUUM | VCB 12 | PPU PUTRAJAYA NO13 |  |  |  | VCB 12 | 28/08/2008 |  | ABB | ZS1 | 630.000 A | SPARE |  | Pass | null
257972550 | TNB | DISTRIBUTION | WP PUTRAJAYA & CYBERJAYA | Existing | VPTJ/PPU/G00013/NB14 | 300278307 | 11 kV | OPEN | VACUUM | VCB 14 | PPU PUTRAJAYA NO13 |  |  |  | VCB 14 | 28/08/2008 |  | ABB | ZS1 | 630.000 A | SPARE |  | Pass | null
257972551 | TNB | DISTRIBUTION | WP PUTRAJAYA & CYBERJAYA | Existing | VPTJ/PPU/G00013/MB4P5 | 300278301 | 33 kV | CLOSED | VACUUM | 4P5 | PPU PUTRAJAYA NO13 |  |  |  | VCB 4P5 | 28/08/2008 |  | ABB | VD4X-3612-25(ZX2) | 1250.000 A | SPARE |  | Pass | null
257972552 | TNB | DISTRIBUTION | WP PUTRAJAYA & CYBERJAYA | Existing | VPTJ/PPU/G00013/NB16 | 300279466 | 11 kV | OPEN | VACUUM | VCB 16 | PPU PUTRAJAYA NO13 |  |  |  | VCB 16 | 28/08/2008 |  | ABB | ZS1 | 630.000 A | LOCAL TX |  | Pass | null
257972554 | TNB | DISTRIBUTION | WP PUTRAJAYA & CYBERJAYA | Existing | VPTJ/PPU/G00013/NB13 | 300278306 | 11 kV | OPEN | VACUUM | VCB 13 | PPU PUTRAJAYA NO13 |  |  |  | VCB 13 | 28/08/2008 |  | ABB | ZS1 | 630.000 A | SPARE |  | Pass | null
257972555 | TNB | DISTRIBUTION | WP PUTRAJAYA & CYBERJAYA | Existing | VPTJ/PPU/G00013/NB11 | 300278304 | 11 kV | OPEN | VACUUM | VCB 11 | PPU PUTRAJAYA NO13 |  |  |  | VCB 11 | 28/08/2008 |  | ABB | ZS1 | 630.000 A | SPARE |  | Pass | null
257972556 | TNB | DISTRIBUTION | WP PUTRAJAYA & CYBERJAYA | Existing | VPTJ/PPU/G00013/NB9 | 300278318 | 11 kV | CLOSED | VACUUM | VCB 9 | PPU PUTRAJAYA NO13 |  |  |  | VCB 9 | 28/08/2008 |  | ABB | ZS1 | 630.000 A | SPARE |  | Pass | null
257972557 | TNB | DISTRIBUTION | WP PUTRAJAYA & CYBERJAYA | Existing | VPTJ/PPU/G00013/MB3P5 | 300278300 | 33 kV | CLOSED | VACUUM | 3P5 | PPU PUTRAJAYA NO13 |  |  |  | VCB 3P5 | 28/08/2008 |  | ABB | VD4X-3612-25(ZX2) | 1250.000 A | SPARE |  | Pass | null
257987538 | TNB | DISTRIBUTION | WP PUTRAJAYA & CYBERJAYA | Existing | VPTJ/PPU/G00008/NB32 | 300278168 | 11 kV | CLOSED | VACUUM | PTJ1-32 | PPU PUTRAJAYA NO 1 |  |  |  | VCB 32 | 19991004 |  | EPE | VFT12 | 2000.000 A | TX2 |  | Pass | null
257987539 | TNB | DISTRIBUTION | WP PUTRAJAYA & CYBERJAYA | Existing | VPTJ/PPU/G00008/MB3P5 | 300278151 | 33 kV | CLOSED | GAS | PTJ1-3P5 | PPU PUTRAJAYA NO 1 |  |  |  | VCB 3P5 | 19991004 |  | SIEMENS | 8DA10 | 1250.000 A | PMU SERDANG |  | Pass | null
257987540 | TNB | DISTRIBUTION | WP PUTRAJAYA & CYBERJAYA | Existing | VPTJ/PPU/G00008/NB4 | 300278169 | 11 kV | CLOSED | VACUUM | PTJ1-4 | PPU PUTRAJAYA NO 1 |  |  |  | VCB 4 | 19991004 |  | EPE | VFT12 | 630.000 A | SS1.51 BLOK E14 |  | Pass | null
257987541 | TNB | DISTRIBUTION | WP PUTRAJAYA & CYBERJAYA | Existing | VPTJ/PPU/G00008/NB3 | 300278165 | Unknown | CLOSED | VACUUM | PTJ1-3 | PPU PUTRAJAYA NO 1 |  |  |  | VCB 3 | 19991004 |  | EPE | VFT12 | 630.000 A | PE1.24 PTJ01244 |  | Fail | Please check "Operating Voltage"
257987542 | TNB | DISTRIBUTION | WP PUTRAJAYA & CYBERJAYA | Existing | VPTJ/PPU/G00008/NB2 | 300278164 | 11 kV | CLOSED | VACUUM | PTJ1-2 | PPU PUTRAJAYA NO 1 |  |  |  | VCB 2 | 19991004 |  | EPE | VFT12 | 630.000 A | PE1.31 PERSIARAN PERDANA |  | Pass | null
257987543 | TNB | DISTRIBUTION | WP PUTRAJAYA & CYBERJAYA | Existing | VPTJ/PPU/G00008/MB2P5 | 300278150 | 33 kV | CLOSED | GAS | PTJ1-2P5 | PPU PUTRAJAYA NO 1 |  |  |  | VCB 2P5 | 19991004 |  | SIEMENS | 8DA10 | 1250.000 A | PMU SERDANG |  | Pass | null
257987544 | TNB | DISTRIBUTION | WP PUTRAJAYA & CYBERJAYA | Existing | VPTJ/PPU/G00008/NB10 | 300278155 | 11 kV | CLOSED | VACUUM | PTJ1-10 | PPU PUTRAJAYA NO 1 |  |  |  | VCB 10 | 19991004 |  | EPE | VFT12 | 630.000 A | PE1.24 PTJ01241 |  | Pass | null
257987545 | TNB | DISTRIBUTION | WP PUTRAJAYA & CYBERJAYA | Existing | VPTJ/PPU/G00008/NB8 | 300278173 | 11 kV | CLOSED | VACUUM | PTJ1-8 | PPU PUTRAJAYA NO 1 |  |  |  | VCB 8 | 19991004 |  | EPE | VFT12 | 630.000 A | PE16.11 PTJ16111 |  | Pass | null
257987546 | TNB | DISTRIBUTION | WP PUTRAJAYA & CYBERJAYA | Existing | VPTJ/PPU/G00008/NB12 | 300278157 | 11 kV | CLOSED | VACUUM | PTJ1-12 | PPU PUTRAJAYA NO 1 |  |  |  | VCB 12 | 19991004 |  | EPE | VFT12 | 630.000 A | SS1.01 PEJABAT PM |  | Pass | null
257987547 | TNB | DISTRIBUTION | WP PUTRAJAYA & CYBERJAYA | Existing | VPTJ/PPU/G00008/NB14 | 300278159 | 11 kV | CLOSED | VACUUM | PTJ1-14 | PPU PUTRAJAYA NO 1 |  |  |  | VCB 14 | 19991004 |  | EPE | VFT12 | 630.000 A | SS1.23 PTJ01232 |  | Pass | null
257987548 | TNB | DISTRIBUTION | WP PUTRAJAYA & CYBERJAYA | Existing | VPTJ/PPU/G00008/NB16 | 300278161 | 11 kV | CLOSED | VACUUM | PTJ1-16 | PPU PUTRAJAYA NO 1 |  |  |  | VCB 16 | 19991004 |  | EPE | VFT12 | 630.000 A | LOCAL TX |  | Pass | null
257987549 | TNB | DISTRIBUTION | WP PUTRAJAYA & CYBERJAYA | Existing | VPTJ/PPU/G00008/NB5 | 300278170 | 11 kV | CLOSED | VACUUM | PTJ1-5 | PPU PUTRAJAYA NO 1 |  |  |  | VCB 5 | 19991004 |  | EPE | VFT12 | 630.000 A | PE1.34 PTJ01343 |  | Pass | null
257987550 | TNB | DISTRIBUTION | WP PUTRAJAYA & CYBERJAYA | Existing | VPTJ/PPU/G00008/NB7 | 300278172 | Unknown | CLOSED | VACUUM | PTJ1-7 | PPU PUTRAJAYA NO 1 |  |  |  | VCB 7 | 19991004 |  | EPE | VFT12 | 630.000 A | PE1.33 PADAT PPU PJ1 |  | Fail | Please check "Operating Voltage"
257987551 | TNB | DISTRIBUTION | WP PUTRAJAYA & CYBERJAYA | Existing | VPTJ/PPU/G00008/NB11 | 300278156 | 11 kV | CLOSED | VACUUM | PTJ1-11 | PPU PUTRAJAYA NO 1 |  |  |  | VCB 11 | 19991004 |  | EPE | VFT12 | 630.000 A | SS1.23 PTJ01235 |  | Pass | null
257987552 | TNB | DISTRIBUTION | WP PUTRAJAYA & CYBERJAYA | Existing | VPTJ/PPU/G00008/NB13 | 300278158 | 11 kV | CLOSED | VACUUM | PTJ1-13 | PPU PUTRAJAYA NO 1 |  |  |  | VCB 13 | 19991004 |  | EPE | VFT12 | 630.000 A | SS10.01 PMR |  | Pass | null
257987553 | TNB | DISTRIBUTION | WP PUTRAJAYA & CYBERJAYA | Existing | VPTJ/PPU/G00008/NB15 | 300278160 | 11 kV | CLOSED | VACUUM | PTJ1-15 | PPU PUTRAJAYA NO 1 |  |  |  | VCB 15 | 19991004 |  | EPE | VFT12 | 630.000 A | PE2.03 PTJ02032 |  | Pass | null
257987554 | TNB | DISTRIBUTION | WP PUTRAJAYA & CYBERJAYA | Existing | VPTJ/PPU/G00008/NB9 | 300278174 | 11 kV | CLOSED | VACUUM | PTJ1-9 | PPU PUTRAJAYA NO 1 |  |  |  | VCB 9 | 19991004 |  | EPE | VFT12 | 630.000 A | SS1.02 PTJ01023 |  | Pass | null
257987555 | TNB | DISTRIBUTION | WP PUTRAJAYA & CYBERJAYA | Existing | VPTJ/PPU/G00008/MB1P5 | 300278147 | 33 kV | CLOSED | GAS | PTJ1-1P5 | PPU PUTRAJAYA NO 1 |  |  |  | VCB 1P5 | 19991004 |  | SIEMENS | 8DA10 | 1250.000 A | PPU PJ4 |  | Pass | null
257987556 | TNB | DISTRIBUTION | WP PUTRAJAYA & CYBERJAYA | Existing | VPTJ/PPU/G00008/MB1HO | 300278146 | 33 kV | CLOSED | GAS | PTJ1-1H0 | PPU PUTRAJAYA NO 1 |  |  |  | VCB 1HO | 19991004 |  | SIEMENS | 8DA10 | 1250.000 A | TX1 |  | Pass | null
257987558 | TNB | DISTRIBUTION | WP PUTRAJAYA & CYBERJAYA | Existing | VPTJ/PPU/G00008/MB4P5 | 300278152 | 33 kV | CLOSED | GAS | PTJ1-4P5 | PPU PUTRAJAYA NO 1 |  |  |  | VCB 4P5 | 19991004 |  | SIEMENS | 8DA10 | 1250.000 A | PPU PJ17 |  | Pass | null
257987559 | TNB | DISTRIBUTION | WP PUTRAJAYA & CYBERJAYA | Existing | VPTJ/PPU/G00008/MB2HO | 300278149 | 33 kV | CLOSED | GAS | PTJ1-2H0 | PPU PUTRAJAYA NO 1 |  |  |  | VCB 2HO | 19991004 |  | SIEMENS | 8DA10 | 1250.000 A | TX2 |  | Pass | null
257987560 | TNB | DISTRIBUTION | WP PUTRAJAYA & CYBERJAYA | Existing | VPTJ/PPU/G00008/MB6P5 | 300278153 | 33 kV | CLOSED | GAS | PTJ1-6P5 | PPU PUTRAJAYA NO 1 |  |  |  | VCB 6P5 | 19991004 |  | SIEMENS | 8DA10 | 1250.000 A | SPARE |  | Pass | null
257987561 | TNB | DISTRIBUTION | WP PUTRAJAYA & CYBERJAYA | Existing | VPTJ/PPU/G00008/NB6 | 300278171 | 11 kV | CLOSED | VACUUM | PTJ1-6 | PPU PUTRAJAYA NO 1 |  |  |  | VCB 6 | 19991004 |  | EPE | VFT12 | 630.000 A | SS1.02 PTJ01026 |  | Pass | null
257987562 | TNB | DISTRIBUTION | WP PUTRAJAYA & CYBERJAYA | Existing | VPTJ/PPU/G00008/NB19 | 300278163 | 11 kV | CLOSED | VACUUM | PTJ1-19 | PPU PUTRAJAYA NO 1 |  |  |  | VCB 19 | 19991004 |  | EPE | VFT12 | 630.000 A | PE2.03 PTJ02034 |  | Pass | null
257987563 | TNB | DISTRIBUTION | WP PUTRAJAYA & CYBERJAYA | Existing | VPTJ/PPU/G00008/NB17 | 300278162 | 11 kV | CLOSED | VACUUM | PTJ1-17 | PPU PUTRAJAYA NO 1 |  |  |  | VCB 17 | 19991004 |  | EPE | VFT12 | 630.000 A | PE16.11 PTJ16114 |  | Pass | null
257987564 | TNB | DISTRIBUTION | WP PUTRAJAYA & CYBERJAYA | Existing | VPTJ/PPU/G00008/NB31 | 300278167 | 11 kV | CLOSED | VACUUM | PTJ1-31 | PPU PUTRAJAYA NO 1 |  |  |  | VCB 31 | 19991004 |  | EPE | VFT12 | 2000.000 A | TX1 |  | Pass | null
257987565 | TNB | DISTRIBUTION | WP PUTRAJAYA & CYBERJAYA | Existing | VPTJ/PPU/G00008/NB1 | 300278154 | 11 kV | CLOSED | VACUUM | PTJ1-1 | PPU PUTRAJAYA NO 1 |  |  |  | VCB 1 | 19991004 |  | EPE | VFT12 | 630.000 A | SS1.51 BLOK E14 |  | Pass | null
376966182 | TNB | DISTRIBUTION | WP PUTRAJAYA & CYBERJAYA | Existing | VPTJ/PCE/J00412/MB1 | 310543638 | 11 kV | CLOSED | VACUUM | PTJ07161 | D-PTJ-C14-0878 |  |  |  | P07161 | 20170104 |  | TAMCO | VK 10J 20H | 630.000 A | CB 15 PPU PJ 5 |  | Pass | null
376966200 | TNB | DISTRIBUTION | WP PUTRAJAYA & CYBERJAYA | Existing | VPTJ/PCE/J00412/MB2 | 310543639 | 11 kV | CLOSED | VACUUM | PTJ07162 | D-PTJ-C14-0878 |  |  |  | PTJ 7161 | 20170104 |  | TAMCO | VK 10J 20H | 630.000 A | CB 15 PPU PJ 5 |  | Pass | null
376966202 | TNB | DISTRIBUTION | WP PUTRAJAYA & CYBERJAYA | Existing | VPTJ/PCE/J00412/MB3 | 310543640 | 11 kV | CLOSED | VACUUM | PTJ07163 | D-PTJ-C14-0878 |  |  |  | P07163 | 20170104 |  | TAMCO | VK 10J 20H | 630.000 A | PENGGUNA F1 |  | Pass | null
376966246 | TNB | DISTRIBUTION | WP PUTRAJAYA & CYBERJAYA | Existing | VPTJ/PCE/J00413/MB1 | 310543641 | 11 kV | CLOSED | VACUUM | PTJ07164 | D-PTJ-C14-0878 |  |  |  | P07164 | 20170104 |  | TAMCO | VK 10J 20H | 630.000 A | PTJ 7132 |  | Pass | null
376966264 | TNB | DISTRIBUTION | WP PUTRAJAYA & CYBERJAYA | Existing | VPTJ/PCE/J00413/MB2 | 310543642 | 11 kV | CLOSED | VACUUM | PTJ07165 | D-PTJ-C14-0878 |  |  |  | P07165 | 20170104 |  | TAMCO | VK 10J 20H | 630.000 A | PTJ 9501 |  | Pass | null
376966266 | TNB | DISTRIBUTION | WP PUTRAJAYA & CYBERJAYA | Existing | VPTJ/PCE/J00413/MB3 | 310543643 | 11 kV | CLOSED | VACUUM | PTJ07166 | D-PTJ-C14-0878 | [6 empty] | TAMCO | VK 10J 20H | 630.000 A |  |  | Pass | null
376966523 | TNB | DISTRIBUTION | WP PUTRAJAYA & CYBERJAYA | Existing |  |  | 11 kV | CLOSED | VACUUM | PTJ14371 | D-PTJ-C17-1084 | [11 empty] | Pass | null
376966541 | TNB | DISTRIBUTION | WP PUTRAJAYA & CYBERJAYA | Existing |  |  | 11 kV | CLOSED | VACUUM | PTJ14372 | D-PTJ-C17-1084 | [11 empty] | Pass | null
376966543 | TNB | DISTRIBUTION | WP PUTRAJAYA & CYBERJAYA | Existing |  |  | 11 kV | CLOSED | VACUUM | PTJ14373 | D-PTJ-C17-1084 | [11 empty] | Pass | null
376966555 | TNB | DISTRIBUTION | WP PUTRAJAYA & CYBERJAYA | Existing |  |  | 11 kV | CLOSED | VACUUM | PTJ14374 | D-PTJ-C17-1084 | [11 empty] | Pass | null
376966573 | TNB | DISTRIBUTION | WP PUTRAJAYA & CYBERJAYA | Existing |  |  | 11 kV | CLOSED | VACUUM | PTJ14375 | D-PTJ-C17-1084 | [11 empty] | Pass | null
376966575 | TNB | DISTRIBUTION | WP PUTRAJAYA & CYBERJAYA | Existing |  |  | 11 kV | CLOSED | VACUUM | PTJ14376 | D-PTJ-C17-1084 | [11 empty] | Pass | null
377653010 | TNB | DISTRIBUTION | WP PUTRAJAYA & CYBERJAYA | Existing |  |  | 11 kV | CLOSED | VACUUM | PTJ5-16 | PPU PUTRAJAYA NO 5 | [6 empty] | TAMCO | VK10J20H | 630.000 A | LOCAL TX |  | Pass | null
377672483 | TNB | DISTRIBUTION | WP PUTRAJAYA & CYBERJAYA | Existing | VCBJ/PCE/J22561/MB22562 | 300281828 | 11 kV | CLOSED |  |  | SS 22.56 JPJ F1 |  |  |  | C22562 | 23/12/2008 |  | TAMCO | VK 10J 20H | 630.000 A | PE22.49 CBJ22491 |  | Fail | Please check "InsulationType"
377672485 | TNB | DISTRIBUTION | WP PUTRAJAYA & CYBERJAYA | Existing | VCBJ/PCE/J22561/MB22561 | 300281827 | 11 kV | OPEN |  |  | SS 22.56 JPJ F1 |  |  |  | C22561 | 23/12/2008 |  | TAMCO | VK 10J 20H | 630.000 A | SS22.43 CBJ22432 |  | Fail | Please check "InsulationType"
377672509 | TNB | DISTRIBUTION | WP PUTRAJAYA & CYBERJAYA | Existing | VCBJ/PCE/J22561/MB22563 | 300281829 | 11 kV | CLOSED |  |  | SS 22.56 JPJ F1 |  |  |  | C22563 | 23/12/2008 |  | TAMCO | VK 10J 20H | 630.000 A | PENGGUNA F1 |  | Fail | Please check "InsulationType"
377672524 | TNB | DISTRIBUTION | WP PUTRAJAYA & CYBERJAYA | Existing | VCBJ/PCE/J22562/MB22565 | 300281831 | 11 kV | CLOSED |  |  | SS 22.56 JPJ F2 |  |  |  | C22565 | 23/12/2008 |  | TAMCO | A1 | 630.000 A | PE22.49 CBJ22494 |  | Fail | Please check "InsulationType"
377672526 | TNB | DISTRIBUTION | WP PUTRAJAYA & CYBERJAYA | Existing | VCBJ/PCE/J22562/MB22564 | 300281830 | 11 kV | CLOSED |  |  | SS 22.56 JPJ F2 |  |  |  | C22564 | 23/12/2008 |  | TAMCO | A1 | 630.000 A | SS22.43 CBJ22435 |  | Fail | Please check "InsulationType"
377672550 | TNB | DISTRIBUTION | WP PUTRAJAYA & CYBERJAYA | Existing | VCBJ/PCE/J22562/MB22566 | 300281832 | 11 kV | CLOSED |  |  | SS 22.56 JPJ F2 |  |  |  | C22566 | 23/12/2008 |  | TAMCO | A1 | 630.000 A | PENGGUNA F2 |  | Fail | Please check "InsulationType"
377678794 | TNB | DISTRIBUTION | WP PUTRAJAYA & CYBERJAYA | Existing | VPTJ/PCE/J05202/MB21702 | 300454466 | 11 kV | CLOSED | VACUUM | P 5205 | SS 5.20 5G2 TOWER 1 F2 |  |  |  | P05205 |  |  | EPE | 12A20 | 630.000 A | SS5.21 PTJ05214 |  | Pass | null
377678796 | TNB | DISTRIBUTION | WP PUTRAJAYA & CYBERJAYA | Existing | VPTJ/PCE/J05202/MB21703 | 300454467 | 11 kV | CLOSED | VACUUM | P 5206 | SS 5.20 5G2 TOWER 1 F2 |  |  |  | P05206 |  |  | EPE | 12A20 | 630.000 A | PENGGUNA 2 |  | Pass | null
377678815 | TNB | DISTRIBUTION | WP PUTRAJAYA & CYBERJAYA | Existing | VPTJ/PCE/J05202/MB21701 | 300454465 | 11 kV | CLOSED | VACUUM | P 5204 | SS 5.20 5G2 TOWER 1 F2 |  |  |  | P05204 |  |  | EPE | 12A20 | 630.000 A | PPU PJ13 VCB 3 |  | Pass | null
377678835 | TNB | DISTRIBUTION | WP PUTRAJAYA & CYBERJAYA | Existing | VPTJ/PCE/J05212/MB21702 | 300454472 | 11 kV | CLOSED | VACUUM | P 5215 | SS 5.21 5G2 TOWER 2 (F2) |  |  |  | P05215 |  |  | EPE | 12A20 | 630.000 A | SS5.10 PTJ 05106 |  | Pass | null
377678837 | TNB | DISTRIBUTION | WP PUTRAJAYA & CYBERJAYA | Existing | VPTJ/PCE/J05212/MB21703 | 300454473 | 11 kV | CLOSED | VACUUM | P 5216 | SS 5.21 5G2 TOWER 2 (F2) |  |  |  | P05216 |  |  | EPE | 12A20 | 630.000 A | PENGGUNA 2 |  | Pass | null
377678856 | TNB | DISTRIBUTION | WP PUTRAJAYA & CYBERJAYA | Existing | VPTJ/PCE/J05212/MB21701 | 300454471 | 11 kV | CLOSED | VACUUM | P 5214 | SS 5.21 5G2 TOWER 2 (F2) |  |  |  | P05214 |  |  | EPE | 12A20 | 630.000 A | SS5.20 PTJ05205 |  | Pass | null
377678886 | TNB | DISTRIBUTION | WP PUTRAJAYA & CYBERJAYA | Existing | VPTJ/PCE/J05102/MB05106 | 300281579 | 11 kV | CLOSED | VACUUM | PTJ05106 | SS 5.10 HOTEL ALAM WARISAN (F2) |  |  |  | P05106 | 20081208 |  | EPE | 12A20 | 630.000 A | LOOP PTJ05102 |  | Pass | null
377678888 | TNB | DISTRIBUTION | WP PUTRAJAYA & CYBERJAYA | Existing | VPTJ/PCE/J05102/MB05107 | 300281580 | 11 kV | CLOSED | VACUUM | PTJ05107 | SS 5.10 HOTEL ALAM WARISAN (F2) |  |  |  | P05107 | 20081208 |  | EPE | 12A20 | 630.000 A | VCB PENGGUNA 2 |  | Pass | null
377678907 | TNB | DISTRIBUTION | WP PUTRAJAYA & CYBERJAYA | Existing | VPTJ/PCE/J05102/MB05105 | 300281578 | 11 kV | CLOSED | VACUUM | P 5105 | SS 5.10 HOTEL ALAM WARISAN (F2) |  |  |  | P05105 | 20081208 |  | EPE | 12A20 | 630.000 A | PPU PJ13 VCB 2 |  | Pass | null
377678912 | TNB | DISTRIBUTION | WP PUTRAJAYA & CYBERJAYA | Existing | VPTJ/PCE/J05102/MB05108 | 300281581 | 11 kV | OPEN | VACUUM | PTJ05108 | SS 5.10 HOTEL ALAM WARISAN (F2) |  |  |  | P05108 | 20081208 |  | EPE | 12A20 | 630.000 A | VCB PENGGUNA 2 |  | Pass | null
377678927 | TNB | DISTRIBUTION | WP PUTRAJAYA & CYBERJAYA | Existing | VPTJ/PCE/J05342/MB05345 | 310283376 | 11 kV | CLOSED | VACUUM | PTJ05345 | SS 5.34 CITY CAMPUS F2 |  |  |  | P05345 |  |  | TOSHIBA |  | 630.000 A | SS5.10 PTJ05105 |  | Pass | null
377678929 | TNB | DISTRIBUTION | WP PUTRAJAYA & CYBERJAYA | Existing | VPTJ/PCE/J05342/MB05346 | 310283377 | 11 kV | CLOSED | VACUUM | PTJ05346 | SS 5.34 CITY CAMPUS F2 |  |  |  | P05346 |  |  | TOSHIBA | HV12 | 630.000 A | PENGGUNA F2 |  | Pass | null
377678948 | TNB | DISTRIBUTION | WP PUTRAJAYA & CYBERJAYA | Existing | VPTJ/PCE/J05342/MB05344 | 310283375 | 11 kV | OPEN | VACUUM | PTJ05344 | SS 5.34 CITY CAMPUS F2 |  |  |  | P05344 |  |  | TOSHIBA | HV12 | 630.000 A | PPU PJ23 CB3 |  | Pass | null
377678981 | TNB | DISTRIBUTION | WP PUTRAJAYA & CYBERJAYA | Existing | VPTJ/PCE/J05341/MB05342 | 310283373 | 11 kV | CLOSED | VACUUM | PTJ05342 | SS 5.34 CITY CAMPUS F1 |  |  |  | P05342 |  |  | TOSHIBA | HV12 | 630.000 A | SS5.10 PTJ05101 |  | Pass | null
377678983 | TNB | DISTRIBUTION | WP PUTRAJAYA & CYBERJAYA | Existing | VPTJ/PCE/J05341/MB05343 | 310283374 | 11 kV | CLOSED | VACUUM | PTJ05343 | SS 5.34 CITY CAMPUS F1 |  |  |  | P05343 |  |  | TOSHIBA | HV12 | 630.000 A | PENGGUNA F1 |  | Pass | null
377679002 | TNB | DISTRIBUTION | WP PUTRAJAYA & CYBERJAYA | Existing | VPTJ/PCE/J05341/MB05341 | 310283370 | 11 kV | OPEN | VACUUM | PTJ05341 | SS 5.34 CITY CAMPUS F1 |  |  |  | P05341 |  |  | TOSHIBA | HV12 | 630.000 A | PPU PJ23 CB4 |  | Pass | null
377679027 | TNB | DISTRIBUTION | WP PUTRAJAYA & CYBERJAYA | Existing | VPTJ/PCE/J05201/MB21702 | 300454463 | 11 kV | CLOSED | VACUUM | PTJ05202 | SS 5.20 5G2 TOWER 1 F1 |  |  |  | P05202 |  |  | EPE | 12A20 | 630.000 A | SS 5.21 PTJ05211 |  | Pass | null
377679029 | TNB | DISTRIBUTION | WP PUTRAJAYA & CYBERJAYA | Existing | VPTJ/PCE/J05201/MB21703 | 300454464 | 11 kV | CLOSED | VACUUM | PTJ05203 | SS 5.20 5G2 TOWER 1 F1 |  |  |  | P05203 |  |  | EPE | 12A20 | 630.000 A | PENGGUNA 1 |  | Pass | null
377679048 | TNB | DISTRIBUTION | WP PUTRAJAYA & CYBERJAYA | Existing | VPTJ/PCE/J05201/MB21701 | 300454462 | 11 kV | CLOSED | VACUUM | PTJ05201 | SS 5.20 5G2 TOWER 1 F1 |  |  |  | P05201 |  |  | EPE | 12A20 | 630.000 A | PPU PJ13 VCB 4 |  | Pass | null
377679068 | TNB | DISTRIBUTION | WP PUTRAJAYA & CYBERJAYA | Existing | VPTJ/PCE/J05211/MB21702 | 300454469 | 11 kV | CLOSED | VACUUM | PTJ05212 | SS 5.21 5G2 TOWER 2 (F1) |  |  |  | P05212 |  |  | EPE | 12A20 | 630.000 A | SS5.10 PTJ05102 |  | Pass | null
377679070 | TNB | DISTRIBUTION | WP PUTRAJAYA & CYBERJAYA | Existing | VPTJ/PCE/J05211/MB21703 | 300454470 | 11 kV | CLOSED | VACUUM | PTJ05213 | SS 5.21 5G2 TOWER 2 (F1) |  |  |  | P05213 |  |  | EPE | 12A20 | 630.000 A | PENGGUNA 1 |  | Pass | null
377679089 | TNB | DISTRIBUTION | WP PUTRAJAYA & CYBERJAYA | Existing | VPTJ/PCE/J05211/MB21701 | 300454468 | 11 kV | CLOSED | VACUUM | PTJ05211 | SS 5.21 5G2 TOWER 2 (F1) |  |  |  | P05211 |  |  | EPE | 12A20 | 630.000 A | SS5.20 PTJ05202 |  | Pass | null
377679129 | TNB | DISTRIBUTION | WP PUTRAJAYA & CYBERJAYA | Existing | VPTJ/PCE/J05101/MB05102 | 300281575 | 11 kV | CLOSED | VACUUM | PTJ05102 | SS 5.10 HOTEL ALAM WARISAN (F1) |  |  |  | P05102 | 20081208 |  | EPE | 12A20 | 630.000 A | LOOP PTJ05106 |  | Pass | null
377679131 | TNB | DISTRIBUTION | WP PUTRAJAYA & CYBERJAYA | Existing | VPTJ/PCE/J05101/MB05103 | 300281576 | 11 kV | CLOSED | VACUUM | PTJ05103 | SS 5.10 HOTEL ALAM WARISAN (F1) |  |  |  | P05103 | 20081208 |  | EPE | 12A20 | 630.000 A | VCB PENGGUNA 1 |  | Pass | null
377679150 | TNB | DISTRIBUTION | WP PUTRAJAYA & CYBERJAYA | Existing | VPTJ/PCE/J05101/MB05101 | 300281574 | 11 kV | CLOSED | VACUUM | PTJ05101 | SS 5.10 HOTEL ALAM WARISAN (F1) |  |  |  | P05101 | 20081208 |  | EPE | 12A20 | 630.000 A | PPU PJ13 VCB 1 |  | Pass | null
377679155 | TNB | DISTRIBUTION | WP PUTRAJAYA & CYBERJAYA | Existing | VPTJ/PCE/J05101/MB05104 | 300281577 | 11 kV | OPEN | VACUUM | PTJ05104 | SS 5.10 HOTEL ALAM WARISAN (F1) |  |  |  | P05104 | 20081208 |  | EPE | 12A20 | 630.000 A | VCB PENGGUNA 2 |  | Pass | null
377679180 | TNB | DISTRIBUTION | WP PUTRAJAYA & CYBERJAYA | Existing | VPTJ/PCE/J05111/MB05112 | 300281583 | 11 kV | CLOSED | VACUUM | PTJ05112 | SS 5.11 GDC (F1) |  |  |  | P05112 | 26/08/2010 |  | TAMCO | NA | 630.000 A | VCB PENGGUNA |  | Pass | null
377679182 | TNB | DISTRIBUTION | WP PUTRAJAYA & CYBERJAYA | Existing | VPTJ/PCE/J05111/MB05113 | 300281584 | 11 kV | CLOSED | VACUUM | PTJ05113 | SS 5.11 GDC (F1) |  |  |  | P05113 | 26/08/2010 |  | TAMCO | NA | 630.000 A | BUS SECTION |  | Pass | null
377679201 | TNB | DISTRIBUTION | WP PUTRAJAYA & CYBERJAYA | Existing | VPTJ/PCE/J05111/MB05111 | 300281582 | 11 kV | CLOSED | VACUUM | PTJ05111 | SS 5.11 GDC (F1) |  |  |  | P05111 | 26/08/2010 |  | TAMCO | A1 | 630.000 A | PPU PTJ 13 VCB 5 |  | Pass | null
377679221 | TNB | DISTRIBUTION | WP PUTRAJAYA & CYBERJAYA | Existing | VPTJ/PCE/J05112/MB05115 | 300281586 | 11 kV | OPEN | VACUUM | PTJ05115 | SS 5.11 GDC (F2) |  |  |  | P05115 | 26/08/2010 |  | TAMCO | NA | 630.000 A | LOOP PTJ05112 |  | Pass | null
377679223 | TNB | DISTRIBUTION | WP PUTRAJAYA & CYBERJAYA | Existing | VPTJ/PCE/J05112/MB05116 | 300281587 | 11 kV | CLOSED | VACUUM | PTJ05116 | SS 5.11 GDC (F2) |  |  |  | P05116 | 26/08/2010 |  | TAMCO | NA | 630.000 A | PENGGUNA |  | Pass | null
377679242 | TNB | DISTRIBUTION | WP PUTRAJAYA & CYBERJAYA | Existing | VPTJ/PCE/J05112/MB05114 | 300281585 | 11 kV | CLOSED | VACUUM | PTJ05114 | SS 5.11 GDC (F2) |  |  |  | P05114 | 26/08/2010 |  | TAMCO | A1 | 630.000 A | PPU PTJ 13 VCB 6 |  | Pass | null
377680051 | TNB | DISTRIBUTION | WP PUTRAJAYA & CYBERJAYA | Existing | VPTJ/PCE/J05192/MB05195 | 300281592 | 11 kV | CLOSED | VACUUM |  | PE 5.19 BLOK E 5R3 (F2) |  |  |  | P05195 | 15/09/2008 |  | EPE | 12 A 20 | 630.000 A | PE5.18 PTJ05184 |  | Pass | null
377680053 | TNB | DISTRIBUTION | WP PUTRAJAYA & CYBERJAYA | Existing | VPTJ/PCE/J05192/MB05196 | 300281593 | 11 kV | CLOSED | VACUUM |  | PE 5.19 BLOK E 5R3 (F2) |  |  |  | P05196 | 15/09/2008 |  | EPE | 12 A 20 | 630.000 A | TX.2 |  | Pass | null
377680072 | TNB | DISTRIBUTION | WP PUTRAJAYA & CYBERJAYA | Existing | VPTJ/PCE/J05192/MB05194 | 300281591 | 11 kV | CLOSED | VACUUM |  | PE 5.19 BLOK E 5R3 (F2) |  |  |  | P05194 | 15/09/2008 |  | EPE | 12 A 20 | 630.000 A | PE5.16 PTJ05166 |  | Pass | null
377680177 | TNB | DISTRIBUTION | WP PUTRAJAYA & CYBERJAYA | Existing | VPTJ/PCE/J05191/MB05191 | 300281588 | 11 kV | CLOSED | VACUUM |  | PE 5.19 BLOK E 5R3 (F1) |  |  |  | P05191 | 15/09/2008 |  | EPE | 12 A 20 | 630.000 A | PE5.16 PTJ05163 |  | Pass | null
377680201 | TNB | DISTRIBUTION | WP PUTRAJAYA & CYBERJAYA | Existing | VPTJ/PCE/J05191/MB05192 | 300281589 | 11 kV | CLOSED | VACUUM |  | PE 5.19 BLOK E 5R3 (F1) |  |  |  | P05192 | 15/09/2008 |  | EPE | 12 A 20 | 630.000 A | PE5.18 PTJ05181 |  | Pass | null
377680202 | TNB | DISTRIBUTION | WP PUTRAJAYA & CYBERJAYA | Existing | VPTJ/PCE/J05191/MB05193 | 300281590 | 11 kV | CLOSED | VACUUM |  | PE 5.19 BLOK E 5R3 (F1) |  |  |  | P05193 | 15/09/2008 |  | EPE | 12 A 20 | 630.000 A | TX.1 |  | Pass | null
378044116 | TNB | DISTRIBUTION | WP PUTRAJAYA & CYBERJAYA | Existing | VPTJ/PCE/J14071/MB14071 | 300281630 | 11 kV | CLOSED | VACUUM | PTJ14071 | PE 14.07 Perumahan 14-5B (F1) |  |  |  | P14071 | 18/02/2009 |  | TAMCO | A1 | 630.000 A | PE14.22 PTJ14221 |  | Pass | null
378044140 | TNB | DISTRIBUTION | WP PUTRAJAYA & CYBERJAYA | Existing | VPTJ/PCE/J14071/MB14072 | 300281631 | 11 kV | CLOSED | VACUUM | PTJ14072 | PE 14.07 Perumahan 14-5B (F1) |  |  |  | P14072 | 18/02/2009 |  | TAMCO | A1 | 630.000 A | PE14.08 PTJ14083 |  | Pass | null
378044141 | TNB | DISTRIBUTION | WP PUTRAJAYA & CYBERJAYA | Existing | VPTJ/PCE/J14071/MB14073 | 300281632 | 11 kV | CLOSED | VACUUM | PTJ14073 | PE 14.07 Perumahan 14-5B (F1) |  |  |  | P14073 | 18/02/2009 |  | TAMCO | A1 | 630.000 A | TX.1 |  | Pass | null
378044235 | TNB | DISTRIBUTION | WP PUTRAJAYA & CYBERJAYA | Existing | VPTJ/PCE/J14072/MB14074 | 300281633 | 11 kV | CLOSED | VACUUM | PTJ14074 | PE 14.07 Perumahan 14-5B (F2) |  |  |  | P14074 | 18/02/2009 |  | TAMCO | A1 | 630.000 A | PE14.06 PTJ14062 |  | Pass | null
378044259 | TNB | DISTRIBUTION | WP PUTRAJAYA & CYBERJAYA | Existing | VPTJ/PCE/J14072/MB14075 | 300281635 | 11 kV | CLOSED |  |  | PE 14.07 Perumahan 14-5B (F2) |  |  |  | P14075 | 18/02/2009 |  | TAMCO | A1 | 630.000 A | PE14.09 PTJ14093 |  | Fail | Please check "InsulationType"
378044260 | TNB | DISTRIBUTION | WP PUTRAJAYA & CYBERJAYA | Existing | VPTJ/PCE/J14072/MB14076 | 300281636 | 11 kV | CLOSED | VACUUM | PTJ14076 | PE 14.07 Perumahan 14-5B (F2) |  |  |  | P14076 | 18/02/2009 |  | TAMCO | A1 | 630.000 A | TX.2 |  | Pass | null
378045023 | TNB | DISTRIBUTION | WP PUTRAJAYA & CYBERJAYA | Existing | VPTJ/PCE/J16011/MB16013 | 300281639 | 11 kV | CLOSED |  |  | SS 16.01 TELEKOM |  |  |  | P16013 | 30/03/1999 |  | ITEM | 8BK-88 A1 | 630.000 A | PENGGUNA |  | Fail | Please check "InsulationType"
378045025 | TNB | DISTRIBUTION | WP PUTRAJAYA & CYBERJAYA | Existing | VPTJ/PCE/J16011/MB16011 | 300281637 | 11 kV | CLOSED |  |  | SS 16.01 TELEKOM |  |  |  | P16011 | 30/03/1999 |  | ITEM | 8BK-88 A1 | 630.000 A | SS1.63 PTJ01631 |  | Fail | Please check "InsulationType"
378045049 | TNB | DISTRIBUTION | WP PUTRAJAYA & CYBERJAYA | Existing | VPTJ/PCE/J16011/MB16012 | 300281638 | 11 kV | CLOSED |  |  | SS 16.01 TELEKOM |  |  |  | P16012 | 30/03/1999 |  | ITEM | 8BK-88 A1 | 630.000 A | PE16.03 PTJ16031 |  | Fail | Please check "InsulationType"
378045121 | TNB | DISTRIBUTION | WP PUTRAJAYA & CYBERJAYA | Existing | VPTJ/PCE/J01631/MB01631 | 300454533 | 11 kV | CLOSED |  |  | PE 1.63 HOTEL PZ10 (F1) |  |  |  | P01631 |  |  | TAMCO | A-1 | 630.000 A | SS16.01 PTJ 16011 |  | Fail | Please check "InsulationType"
378045145 | TNB | DISTRIBUTION | WP PUTRAJAYA & CYBERJAYA | Existing | VPTJ/PCE/J01631/MB01632 | 300454534 | 11 kV | CLOSED |  |  | PE 1.63 HOTEL PZ10 (F1) |  |  |  | P01632 |  |  | TAMCO | A-1 | 630.000 A | SS1.64 PTJ 01641 |  | Fail | Please check "InsulationType"
378045146 | TNB | DISTRIBUTION | WP PUTRAJAYA & CYBERJAYA | Existing | VPTJ/PCE/J01631/MB01633 | 300454537 | 11 kV | CLOSED |  |  | PE 1.63 HOTEL PZ10 (F1) |  |  |  | P01633 |  |  | TAMCO | A-1 | 630.000 A | PENGGUNA 1 |  | Fail | Please check "InsulationType"
378045243 | TNB | DISTRIBUTION | WP PUTRAJAYA & CYBERJAYA | Existing | VPTJ/PCE/J01632/MB01634 | 300454543 | 11 kV | CLOSED |  |  | PE 1.63 HOTEL PZ10 (F2) |  |  |  | P01634 |  |  | TAMCO | A-1 | 630.000 A | PMU ABBA VCB 7 |  | Fail | Please check "InsulationType"
378045267 | TNB | DISTRIBUTION | WP PUTRAJAYA & CYBERJAYA | Existing | VPTJ/PCE/J01632/MB01635 | 300454544 | 11 kV | CLOSED |  |  | PE 1.63 HOTEL PZ10 (F2) |  |  |  | P01635 |  |  | TAMCO | A-1 | 630.000 A | SS 1.64 PTJ01644 |  | Fail | Please check "InsulationType"
378045268 | TNB | DISTRIBUTION | WP PUTRAJAYA & CYBERJAYA | Existing | VPTJ/PCE/J01632/MB01636 | 300454545 | 11 kV | CLOSED |  |  | PE 1.63 HOTEL PZ10 (F2) |  |  |  | P01636 |  |  | TAMCO | A-1 | 630.000 A | PENGGUNA 2 |  | Fail | Please check "InsulationType"
378046037 | TNB | DISTRIBUTION | WP PUTRAJAYA & CYBERJAYA | Existing | VPTJ/PCE/J16131/MB16133 | 300281648 | 11 kV | CLOSED |  |  | PE 16.13 SEK. MEN (F1) |  |  |  | P16133 | 21/12/2016 |  | TAMCO | 11KV VCB (A1) | 630.000 A | TX.1 |  | Fail | Please check "InsulationType"
378046061 | TNB | DISTRIBUTION | WP PUTRAJAYA & CYBERJAYA | Existing | VPTJ/PCE/J16131/MB16132 | 300281647 | 11 kV | CLOSED |  |  | PE 16.13 SEK. MEN (F1) |  |  |  | P16132 | 21/12/2016 |  | TAMCO | 11KV VCB (A1) | 630.000 A | SS16.17 PTJ16171 |  | Fail | Please check "InsulationType"
378046062 | TNB | DISTRIBUTION | WP PUTRAJAYA & CYBERJAYA | Existing | VPTJ/PCE/J16131/MB16131 | 300281646 | 11 kV | CLOSED |  |  | PE 16.13 SEK. MEN (F1) |  |  |  | P16131 | 21/12/2016 |  | TAMCO | 11KV VCB (A1) | 630.000 A | PE16.15 PTJ16152 |  | Fail | Please check "InsulationType"
378046089 | TNB | DISTRIBUTION | WP PUTRAJAYA & CYBERJAYA | Existing | VPTJ/PCE/J16132/MB16134 | 300281649 | 11 kV | CLOSED |  |  | PE 16.13 SEK. MEN (F2) |  |  |  | P16134 | 22/12/2016 |  | TAMCO | 11KV VCB (A1) | 630.000 A | PE16.15 PTJ16155 |  | Fail | Please check "InsulationType"
378046113 | TNB | DISTRIBUTION | WP PUTRAJAYA & CYBERJAYA | Existing | VPTJ/PCE/J16132/MB16135 | 300281650 | 11 kV | CLOSED |  |  | PE 16.13 SEK. MEN (F2) |  |  |  | P16135 | 22/12/2016 |  | TAMCO | 11KV VCB (A1) | 630.000 A | SS16.17 PTJ16174 |  | Fail | Please check "InsulationType"
378046114 | TNB | DISTRIBUTION | WP PUTRAJAYA & CYBERJAYA | Existing | VPTJ/PCE/J16132/MB16136 | 300281651 | 11 kV | CLOSED |  |  | PE 16.13 SEK. MEN (F2) |  |  |  | P16136 | 22/12/2016 |  | TAMCO | 11KV VCB (A1) | 630.000 A | TX.2 |  | Fail | Please check "InsulationType"
378046264 | TNB | DISTRIBUTION | WP PUTRAJAYA & CYBERJAYA | Existing | VPTJ/PCE/J16221/MB16221 | 300281652 | 11 kV | OPEN |  |  | PE 16.22 P16 BGW (F1) |  |  |  | P16221 | 20020508 |  | ITEM | SBK-SSE-A1 | 630.000 A | PE16.17 PTJ16172 |  | Fail | Please check "InsulationType"
378046288 | TNB | DISTRIBUTION | WP PUTRAJAYA & CYBERJAYA | Existing | VPTJ/PCE/J16221/MB16222 | 300281653 | 11 kV | CLOSED |  |  | PE 16.22 P16 BGW (F1) |  |  |  | P16222 | 20020508 |  | ITEM | SBK-SSE-A1 | 630.000 A | PE16.16 PTJ16162 |  | Fail | Please check "InsulationType"
378046289 | TNB | DISTRIBUTION | WP PUTRAJAYA & CYBERJAYA | Existing | VPTJ/PCE/J16221/MB16223 | 300281654 | 11 kV | CLOSED |  |  | PE 16.22 P16 BGW (F1) |  |  |  | P16223 | 20020508 |  | ITEM | SBK-SSE-B2A | 630.000 A | PENGGUNA 1 |  | Fail | Please check "InsulationType"
378046316 | TNB | DISTRIBUTION | WP PUTRAJAYA & CYBERJAYA | Existing | VPTJ/PCE/J16222/MB16224 | 300281655 | 11 kV | OPEN |  |  | PE 16.22 P16 BGW (F2) |  |  |  | P16224 | 20020508 |  | ITEM | SBK-SSE-A1 | 630.000 A | PE16.17 PTJ16175 |  | Fail | Please check "InsulationType"
378046340 | TNB | DISTRIBUTION | WP PUTRAJAYA & CYBERJAYA | Existing | VPTJ/PCE/J16222/MB16225 | 300281656 | 11 kV | CLOSED |  |  | PE 16.22 P16 BGW (F2) |  |  |  | P16225 | 20020508 |  | ITEM | SBK-SSE-A1 | 630.000 A | PE16.16 PTJ16165 |  | Fail | Please check "InsulationType"
378046341 | TNB | DISTRIBUTION | WP PUTRAJAYA & CYBERJAYA | Existing | VPTJ/PCE/J16222/MB16226 | 300281657 | 11 kV | CLOSED |  |  | PE 16.22 P16 BGW (F2) |  |  |  | P16226 | 20020508 |  | ITEM | SBK-SSE-B2A | 630.000 A | TX.2 |  | Fail | Please check "InsulationType"
378046575 | TNB | DISTRIBUTION | WP PUTRAJAYA & CYBERJAYA | Existing | VPTJ/PCE/J14011/MB14011 | 300281620 | 11 kV | CLOSED |  |  | SS 14.01 WWTP |  |  |  | P14011 | 19/11/1998 |  | ITEM | 8 BK-88 (A1) | 630.000 A | PE14.29 PTJ14292 |  | Fail | Please check "InsulationType"
378046577 | TNB | DISTRIBUTION | WP PUTRAJAYA & CYBERJAYA | Existing | VPTJ/PCE/J14011/MB14012 | 300281621 | 11 kV | CLOSED |  |  | SS 14.01 WWTP |  |  |  | P14012 | 19/11/1998 |  | ITEM | 8 BK-88 (A1) | 630.000 A | PMU ABBA VCB 11 |  | Fail | Please check "InsulationType"
378046601 | TNB | DISTRIBUTION | WP PUTRAJAYA & CYBERJAYA | Existing | VPTJ/PCE/J14011/MB14013 | 300281622 | 11 kV | CLOSED |  |  | SS 14.01 WWTP |  |  |  | P14013 | 19/11/1998 |  | ITEM | 8 BK-88 (B2) | 630.000 A | VCB PENGGUNA |  | Fail | Please check "InsulationType"
378050364 | TNB | DISTRIBUTION | WP PUTRAJAYA & CYBERJAYA | Existing | VPTJ/PCE/J07121/MB07122 | 300453456 | 11 kV | CLOSED |  |  | SS 7.12 NATIONAL CANCER INSTITUT F1 |  |  |  | P07122 |  |  | EPE | VFT 12-106 | 630.000 A | PE 7.06 PTJ07061 |  | Fail | Please check "InsulationType"
378050366 | TNB | DISTRIBUTION | WP PUTRAJAYA & CYBERJAYA | Existing | VPTJ/PCE/J07121/MB07123 | 300453459 | 11 kV | CLOSED |  |  | SS 7.12 NATIONAL CANCER INSTITUT F1 |  |  |  | P07123 |  |  | EPE | VFT 12-106 | 630.000 A | TX 1 |  | Fail | Please check "InsulationType"
378050385 | TNB | DISTRIBUTION | WP PUTRAJAYA & CYBERJAYA | Existing | VPTJ/PCE/J07121/MB07121 | 300453454 | 11 kV | CLOSED |  |  | SS 7.12 NATIONAL CANCER INSTITUT F1 |  |  |  | P07121 |  |  | EPE | VFT 12-106 | 630.000 A | PPU 5 VCB1 |  | Fail | Please check "InsulationType"
378050405 | TNB | DISTRIBUTION | WP PUTRAJAYA & CYBERJAYA | Existing | VPTJ/PCE/J07122/MB07122 | 310359117 | 11 kV | CLOSED | VACUUM |  | SS 7.12 NATIONAL CANCER INSTITUT F2 |  |  |  | P07125 |  |  | EPE |  | 630.000 A | PPU PJ5 VCB 10 |  | Pass | null
378050407 | TNB | DISTRIBUTION | WP PUTRAJAYA & CYBERJAYA | Existing | VPTJ/PCE/J07122/MB07123 | 310359228 | 11 kV | CLOSED | VACUUM |  | SS 7.12 NATIONAL CANCER INSTITUT F2 |  |  |  | P07126 |  |  | EPE |  | 630.000 A | PENGGUNA 2 |  | Pass | null
378050426 | TNB | DISTRIBUTION | WP PUTRAJAYA & CYBERJAYA | Existing | VPTJ/PCE/J07122/MB07121 | 300453491 | 11 kV | CLOSED | VACUUM |  | SS 7.12 NATIONAL CANCER INSTITUT F2 |  |  |  | P07124 |  |  | EPE | VFT 12-106 | 630.000 A | PPU PJ5 VCB 2 |  | Pass | null
378050446 | TNB | DISTRIBUTION | WP PUTRAJAYA & CYBERJAYA | Existing | VPTJ/PCE/J07042/MB07044 | 300281898 | 11 kV | CLOSED |  |  | SS 7.04 HOSPITAL (F2) |  |  |  | PTJ07044 | 27/07/1999 |  | UNIVAC | UNIVAC 12 | 630.000 A | PE7.02 PTJ 07025 |  | Fail | Please check "InsulationType"
378050448 | TNB | DISTRIBUTION | WP PUTRAJAYA & CYBERJAYA | Existing | VPTJ/PCE/J07042/MB07045 | 300281899 | 11 kV | CLOSED |  |  | SS 7.04 HOSPITAL (F2) |  |  |  | PTJ07045 | 27/07/1999 |  | UNIVAC | UNIVAC 12 | 630.000 A | PPU PJ5 VCB 7 |  | Fail | Please check "InsulationType"
378050472 | TNB | DISTRIBUTION | WP PUTRAJAYA & CYBERJAYA | Existing | VPTJ/PCE/J07042/MB07046 | 300281900 | 11 kV | CLOSED |  |  | SS 7.04 HOSPITAL (F2) |  |  |  | PTJ07046 | 27/07/1999 |  | UNIVAC | UNIVAC 12 | 630.000 A | PENGGUNA F2 |  | Fail | Please check "InsulationType"
378050487 | TNB | DISTRIBUTION | WP PUTRAJAYA & CYBERJAYA | Existing | VPTJ/PCE/J07041/MB07042 | 300281896 | 11 kV | CLOSED |  |  | SS 7.04 HOSPITAL (F1) |  |  |  | PTJ07042 | 27/07/1999 |  | UNIVAC | UNIVAC 12 | 630.000 A | PPU PJ 5 VCB 8 |  | Fail | Please check "InsulationType"
378050489 | TNB | DISTRIBUTION | WP PUTRAJAYA & CYBERJAYA | Existing | VPTJ/PCE/J07041/MB07043 | 300281897 | 11 kV | CLOSED |  |  | SS 7.04 HOSPITAL (F1) |  |  |  | PTJ07043 | 27/07/1999 |  | UNIVAC | UNIVAC 12 | 630.000 A | PENGGUNA F1 |  | Fail | Please check "InsulationType"
378050508 | TNB | DISTRIBUTION | WP PUTRAJAYA & CYBERJAYA | Existing | VPTJ/PCE/J07041/MB07041 | 300281895 | 11 kV | OPEN |  |  | SS 7.04 HOSPITAL (F1) |  |  |  | PTJ07041 | 27/07/1999 |  | UNIVAC | UNIVAC 12 | 630.000 A | PE7,02 PTJ 07022 |  | Fail | Please check "InsulationType"
378052705 | TNB | DISTRIBUTION | WP PUTRAJAYA & CYBERJAYA | Existing | VCBJ/PCE/J22581/MB22582 | 300281834 | 11 kV | CLOSED | VACUUM | CBJ22501 PE 22.50 (F1) | SS 22.58 BANK NEGARA F1 |  |  |  | C22582 | 20090203 |  | EPE | A1 | 630.000 A | PE 22.50 CBJ22501 |  | Pass | null
378052707 | TNB | DISTRIBUTION | WP PUTRAJAYA & CYBERJAYA | Existing | VCBJ/PCE/J22581/MB22583 | 300281835 | 11 kV | CLOSED | VACUUM | PENGGUNA F1 | SS 22.58 BANK NEGARA F1 |  |  |  | C22583 | 20090203 |  | EPE | A1 | 630.000 A | PENGGUNA F1 |  | Pass | null
378052726 | TNB | DISTRIBUTION | WP PUTRAJAYA & CYBERJAYA | Existing | VCBJ/PCE/J22581/MB22581 | 300281833 | 11 kV | CLOSED | VACUUM |  | SS 22.58 BANK NEGARA F1 |  |  |  | C22581 | 20090203 |  | EPE | A1 | 630.000 A | PE 22.99 CBJ22992 |  | Pass | null
378052746 | TNB | DISTRIBUTION | WP PUTRAJAYA & CYBERJAYA | Existing | VCBJ/PCE/J22591/MB22591 | 300453389 | 11 kV | CLOSED | VACUUM | CBJ22995 SS 22.99 (F2) | SS 22.59 BANK NEGARA F1 |  |  |  | C22594 |  |  | EPE | A1 (94) | 630.000 A | PE 22.99 CBJ22995 |  | Pass | null
378052748 | TNB | DISTRIBUTION | WP PUTRAJAYA & CYBERJAYA | Existing | VCBJ/PCE/J22591/MB22592 | 300453390 | 11 kV | CLOSED | VACUUM | CBJ22504 PE 22.50 (F2) | SS 22.59 BANK NEGARA F1 |  |  |  | C22595 |  |  | EPE | A1 (93) | 630.000 A | PE 22.50 CBJ22504 |  | Pass | null
378052767 | TNB | DISTRIBUTION | WP PUTRAJAYA & CYBERJAYA | Existing | VCBJ/PCE/J22591/MB22593 | 300453391 | 11 kV | CLOSED | VACUUM | PENGGUNA F2 | SS 22.59 BANK NEGARA F1 |  |  |  | C22596 |  |  | EPE | A1 (92) | 630.000 A | PENGGUNA 2 |  | Pass | null
378052904 | TNB | DISTRIBUTION | WP PUTRAJAYA & CYBERJAYA | Existing | VCBJ/PCE/J22202/MB22201 | 300454515 | 11 kV | CLOSED | VACUUM | CBJ22664 PE 22.66 PRIMA 9 (F2) | SS 22.20 FSBM (AXIS EUREKA) F2 |  |  |  | CBJ22204 |  |  | UNIVAC | A1 | 630.000 A | SS22.66 CBJ 22661 |  | Pass | null
378052906 | TNB | DISTRIBUTION | WP PUTRAJAYA & CYBERJAYA | Existing | VCBJ/PCE/J22202/MB22202 | 300454516 | 11 kV | CLOSED | VACUUM | CBJ22914 PE 22.91 SOHO (F2) | SS 22.20 FSBM (AXIS EUREKA) F2 |  |  |  | CBJ22205 |  |  | UNIVAC | A1 | 630.000 A | PE22.91 CBJ22914 |  | Pass | null
378052930 | TNB | DISTRIBUTION | WP PUTRAJAYA & CYBERJAYA | Existing | VCBJ/PCE/J22202/MB22203 | 300454517 | 11 kV | CLOSED | VACUUM | PENGGUNA F2 | SS 22.20 FSBM (AXIS EUREKA) F2 |  |  |  | CBJ22206 |  |  | UNIVAC | A1 | 630.000 A | PENGGUNA 2 |  | Pass | null
378052945 | TNB | DISTRIBUTION | WP PUTRAJAYA & CYBERJAYA | Existing | VCBJ/PCE/J22201/MB22202 | 300281798 | 11 kV | CLOSED | VACUUM | CBJ22911 PE 22.91 SOHO (F1) | SS 22.20 FSBM (AXIS EUREKA) F1 |  |  |  | C22202 | 27/11/2001 |  | UNIVAC | A1 | 630.000 A | SS22.58 CBJ22581 |  | Pass | null
378052947 | TNB | DISTRIBUTION | WP PUTRAJAYA & CYBERJAYA | Existing | VCBJ/PCE/J22201/MB22201 | 300281796 | 11 kV | CLOSED | VACUUM | CBJ22661 PE 22.66 PRIMA 9 (F1) | SS 22.20 FSBM (AXIS EUREKA) F1 |  |  |  | C22201 | 27/11/2001 |  | UNIVAC | A1 | 630.000 A | SS22.51 CBJ22513 |  | Pass | null
378052971 | TNB | DISTRIBUTION | WP PUTRAJAYA & CYBERJAYA | Existing | VCBJ/PCE/J22201/MB22203 | 300281799 | 11 kV | CLOSED | VACUUM |  | SS 22.20 FSBM (AXIS EUREKA) F1 |  |  |  | C22203 | 27/11/2001 |  | UNIVAC | A1 | 630.000 A | PENGGUNA 1 |  | Pass | null
378052986 | TNB | DISTRIBUTION | WP PUTRAJAYA & CYBERJAYA | Existing | VCBJ/PCE/J22662/MB22665 | 300281856 | 11 kV | CLOSED | VACUUM | CBJ22314 SS 22.31 CSF (F2) | SS 22.66 PRIMA 9 F2 |  |  |  | C22665 | 23/03/2009 |  | ITEM | A1 | 630.000 A | SS22.31 CBJ22314 |  | Pass | null
378052988 | TNB | DISTRIBUTION | WP PUTRAJAYA & CYBERJAYA | Existing | VCBJ/PCE/J22662/MB22666 | 300281857 | 11 kV | CLOSED | VACUUM | PENGGUNA F2 | SS 22.66 PRIMA 9 F2 |  |  |  | C22666 | 23/03/2009 |  | ITEM | A1 | 630.000 A | PENGGUNA F2 |  | Pass | null
378053007 | TNB | DISTRIBUTION | WP PUTRAJAYA & CYBERJAYA | Existing | VCBJ/PCE/J22662/MB22664 | 300281855 | 11 kV | CLOSED | VACUUM | CBJ22204 SS 22.20 (F2) | SS 22.66 PRIMA 9 F2 |  |  |  | C22664 | 23/03/2009 |  | ITEM | A1 | 630.000 A | SS22.20 CBJ22204 |  | Pass | null
378053027 | TNB | DISTRIBUTION | WP PUTRAJAYA & CYBERJAYA | Existing | VCBJ/PCE/J22661/MB22662 | 300281852 | 11 kV | CLOSED | VACUUM | CBJ22921 SS 22.92 PRIMA 12 (F1) | SS 22.66 PRIMA 9 F1 |  |  |  | C22662 | 21/03/2009 |  | ITEM | A1 | 630.000 A | SS22.92 CBJ22921 |  | Pass | null
378053029 | TNB | DISTRIBUTION | WP PUTRAJAYA & CYBERJAYA | Existing | VCBJ/PCE/J22661/MB22663 | 300281853 | 11 kV | CLOSED | VACUUM |  | SS 22.66 PRIMA 9 F1 |  |  |  | C22663 | 21/03/2009 |  | ITEM | A1 | 630.000 A | PENGGUNA F1 |  | Pass | null
378053048 | TNB | DISTRIBUTION | WP PUTRAJAYA & CYBERJAYA | Existing | VCBJ/PCE/J22661/MB22661 | 300281850 | 11 kV | CLOSED | VACUUM | CBJ22201 SS 22.20 ( FSBM ) | SS 22.66 PRIMA 9 F1 |  |  |  | C22661 | 21/03/2009 |  | ITEM | A1 | 630.000 A | SS22.20 CBJ22201 |  | Pass | null
378053092 | TNB | DISTRIBUTION | WP PUTRAJAYA & CYBERJAYA | Existing | VCBJ/PCE/J22311/MB22311 | 300281801 | 11 kV | OPEN | VACUUM |  | SS 22.31 CSF F1 |  |  |  | C22311 | 19/05/2003 |  | TAMCO | A1 | 630.000 A | SS22.92 CBJ22922 |  | Pass | null
378053094 | TNB | DISTRIBUTION | WP PUTRAJAYA & CYBERJAYA | Existing | VCBJ/PCE/J22311/MB22313 | 300281804 | 11 kV | CLOSED | VACUUM | PENGGUNA F1 | SS 22.31 CSF F1 |  |  |  | C22313 | 19/05/2003 |  | TAMCO | A1 | 630.000 A | PENGGUNA F1 |  | Pass | null
378053113 | TNB | DISTRIBUTION | WP PUTRAJAYA & CYBERJAYA | Existing | VCBJ/PCE/J22311/MB22312 | 300281803 | 11 kV | CLOSED | VACUUM | CBJ22513 SS 22.51 DELL R&D (F1) | SS 22.31 CSF F1 |  |  |  | C22312 | 19/05/2003 |  | TAMCO | A1 | 630.000 A | SS22.51 CBJ22513 |  | Pass | null
378053133 | TNB | DISTRIBUTION | WP PUTRAJAYA & CYBERJAYA | Existing | VCBJ/PCE/J22312/MB22314 | 300281808 | 11 kV | CLOSED | VACUUM | CBJ22665 PE 22.66 PRIMA 9 (F2) | SS 22.31 CSF F2 |  |  |  | C22314 | 19/05/2003 |  | TAMCO | A1 | 630.000 A | SS22.66 CBJ22665 |  | Pass | null
378053135 | TNB | DISTRIBUTION | WP PUTRAJAYA & CYBERJAYA | Existing | VCBJ/PCE/J22312/MB22316 | 300281812 | 11 kV | CLOSED | VACUUM | PENGGUNA F2 | SS 22.31 CSF F2 |  |  |  | C22316 | 19/05/2003 |  | TAMCO | A1 | 630.000 A | PENGGUNA F2 |  | Pass | null
378053154 | TNB | DISTRIBUTION | WP PUTRAJAYA & CYBERJAYA | Existing | VCBJ/PCE/J22312/MB22315 | 300281810 | 11 kV | CLOSED | VACUUM | CBJ22515 SS 22.51 DELL R&D (F2) | SS 22.31 CSF F2 |  |  |  | C22315 | 19/05/2003 |  | TAMCO | A1 | 630.000 A | SS22.51 CBJ22515 |  | Pass | null
378053667 | TNB | DISTRIBUTION | WP PUTRAJAYA & CYBERJAYA | Existing | VCBJ/PCE/J21621/MB21622 | 300281714 | 11 kV | CLOSED | VACUUM | CBJ21641 SS 21.64 (F1) | SS 21.62 BLOK A IT PARK F1 |  |  |  | C21622 | 20080603 |  | ITEM | A1 | 630.000 A | CBJ 21641 |  | Pass | null
378053669 | TNB | DISTRIBUTION | WP PUTRAJAYA & CYBERJAYA | Existing | VCBJ/PCE/J21621/MB21621 | 300281713 | 11 kV | CLOSED | VACUUM | PMU CBJN VCB 5 | SS 21.62 BLOK A IT PARK F1 |  |  |  | C21621 | 20080603 |  | ITEM | ZZZ | 630.000 A | PMU CBJN VCB 5 |  | Pass | null
378053688 | TNB | DISTRIBUTION | WP PUTRAJAYA & CYBERJAYA | Existing | VCBJ/PCE/J21621/MB21623 | 300281715 | 11 kV | CLOSED | VACUUM | PENGGUNA F1 | SS 21.62 BLOK A IT PARK F1 |  |  |  | C21623 | 20080603 |  | ITEM | A1 | 630.000 A | VCB PENGGUNA |  | Pass | null
378053708 | TNB | DISTRIBUTION | WP PUTRAJAYA & CYBERJAYA | Existing | VCBJ/PCE/J21622/MB21625 | 300281717 | 11 kV | CLOSED | VACUUM | CBJ21644 SS 21.64 (F2) | SS 21.62 BLOK A IT PARK F2 |  |  |  | C21625 | 20080603 |  | ITEM | A1 | 630.000 A | CBJ 21644 |  | Pass | null
378053710 | TNB | DISTRIBUTION | WP PUTRAJAYA & CYBERJAYA | Existing | VCBJ/PCE/J21622/MB21624 | 300281716 | 11 kV | CLOSED | VACUUM | PMU CBJN VCB 6 | SS 21.62 BLOK A IT PARK F2 |  |  |  | C21624 | 20080603 |  | ITEM | ZZZ | 630.000 A | PMU CBJN VCB 6 |  | Pass | null
378053729 | TNB | DISTRIBUTION | WP PUTRAJAYA & CYBERJAYA | Existing | VCBJ/PCE/J21622/MB21626 | 300281718 | 11 kV | CLOSED | VACUUM | PENGGUNA F2 | SS 21.62 BLOK A IT PARK F2 |  |  |  | C21626 | 20080603 |  | ITEM | A1 | 630.000 A | VCB PENGGUNA |  | Pass | null
378053758 | TNB | DISTRIBUTION | WP PUTRAJAYA & CYBERJAYA | Existing | VCBJ/PCE/J21642/MB21645 | 300281726 | 11 kV | CLOSED | VACUUM | CBJ21664 SS 21.66 (F2) | SS 21.64 BLOK B IT PARK F2 |  |  |  | C21645 | 14/06/2008 |  | EPE | 12A20 | 630.000 A | SS21.66 CBJ21664 |  | Pass | null
378053760 | TNB | DISTRIBUTION | WP PUTRAJAYA & CYBERJAYA | Existing | VCBJ/PCE/J21642/MB21644 | 300281725 | 11 kV | CLOSED | VACUUM | CBJ21625 SS 21.62 (F2) | SS 21.64 BLOK B IT PARK F2 |  |  |  | C21644 | 14/06/2008 |  | EPE | A1 | 630.000 A | SS21.62 CBJ21625 |  | Pass | null
378053779 | TNB | DISTRIBUTION | WP PUTRAJAYA & CYBERJAYA | Existing | VCBJ/PCE/J21642/MB21646 | 300281727 | 11 kV | CLOSED | VACUUM | PENGGUNA F1 | SS 21.64 BLOK B IT PARK F2 |  |  |  | C21646 | 14/06/2008 |  | EPE | 12A20 | 630.000 A | VCB PENGGUNA |  | Pass | null
378053799 | TNB | DISTRIBUTION | WP PUTRAJAYA & CYBERJAYA | Existing | VCBJ/PCE/J21641/MB21642 | 300281723 | 11 kV | CLOSED | VACUUM | CBJ21661 SS 21.66 (F1) | SS 21.64 BLOK B IT PARK F1 |  |  |  | C21642 | 14/06/2008 |  | EPE | 12A20 | 630.000 A | SS21.66 CBJ21661 |  | Pass | null
378053801 | TNB | DISTRIBUTION | WP PUTRAJAYA & CYBERJAYA | Existing | VCBJ/PCE/J21641/MB21641 | 300281721 | 11 kV | CLOSED | VACUUM | CBJ21622 SS 21.62 (F1) | SS 21.64 BLOK B IT PARK F1 |  |  |  | C21641 | 14/06/2008 |  | EPE | A1 | 630.000 A | CBJ21622 |  | Pass | null
378053820 | TNB | DISTRIBUTION | WP PUTRAJAYA & CYBERJAYA | Existing | VCBJ/PCE/J21641/MB21643 | 300281724 | 11 kV | CLOSED | VACUUM | PENGGUNA F1 | SS 21.64 BLOK B IT PARK F1 |  |  |  | C21643 | 14/06/2008 |  | EPE | 12A20 | 630.000 A | VCB PENGGUNA |  | Pass | null
378053857 | TNB | DISTRIBUTION | WP PUTRAJAYA & CYBERJAYA | Existing | VCBJ/PCE/J21661/MB21662 | 300281731 | 11 kV | CLOSED | VACUUM | CBJ 21671 SS 21.67 (F1) | SS 21.66 BLOK C IT PARK F1 |  |  |  | C21662 | 28/09/2009 |  | EPE | 12 A 20 | 630.000 A | SS21.67 CBJ21671 |  | Pass | null
378053859 | TNB | DISTRIBUTION | WP PUTRAJAYA & CYBERJAYA | Existing | VCBJ/PCE/J21661/MB21661 | 300281729 | 11 kV | CLOSED | VACUUM | CBJ21642 SS 21.64 (F1) | SS 21.66 BLOK C IT PARK F1 |  |  |  | C21661 | 28/09/2009 |  | EPE | A1 | 630.000 A | SS21.64 CBJ21642 |  | Pass | null
378053878 | TNB | DISTRIBUTION | WP PUTRAJAYA & CYBERJAYA | Existing | VCBJ/PCE/J21661/MB21663 | 300281732 | 11 kV | CLOSED | VACUUM | PENGGUNA F1 | SS 21.66 BLOK C IT PARK F1 |  |  |  | C21663 | 28/09/2009 |  | EPE | 12 A 20 | 630.000 A | VCB PENGGUNA |  | Pass | null
378053898 | TNB | DISTRIBUTION | WP PUTRAJAYA & CYBERJAYA | Existing | VCBJ/PCE/J21662/MB21665 | 300281734 | 11 kV | CLOSED | VACUUM | CBJ 21674 SS 21.67 (F2) | SS 21.66 BLOK C IT PARK F2 |  |  |  | C21665 | 30/09/2009 |  | EPE | 12 A 20 | 630.000 A | SS 21.67 CBJ 21674 |  | Pass | null
378053900 | TNB | DISTRIBUTION | WP PUTRAJAYA & CYBERJAYA | Existing | VCBJ/PCE/J21662/MB21664 | 300281733 | 11 kV | CLOSED | VACUUM | CBJ21645 SS 21.64 (F2) | SS 21.66 BLOK C IT PARK F2 |  |  |  | C21664 | 30/09/2009 |  | EPE | A1 | 630.000 A | SS21.64 CBJ21645 |  | Pass | null
378053919 | TNB | DISTRIBUTION | WP PUTRAJAYA & CYBERJAYA | Existing | VCBJ/PCE/J21662/MB21666 | 300281735 | 11 kV | CLOSED | VACUUM | PENGGUNA F2 | SS 21.66 BLOK C IT PARK F2 |  |  |  | C21666 | 30/09/2009 |  | EPE | 12 A 20 | 630.000 A | VCB PENGGUNA |  | Pass | null
378053956 | TNB | DISTRIBUTION | WP PUTRAJAYA & CYBERJAYA | Existing | VCBJ/PCE/J21671/MB21672 | 300288607 | 11 kV | CLOSED | VACUUM | CBJ 21701 PE 21.71 F1 | SS 21.67 BLOK D IT PARK F1 |  |  |  | C21672 | 20091211 |  | ITEM | 8BK88E-A1 | 630.000 A | SS 21.71 CBJ 21711 |  | Pass | null
378053958 | TNB | DISTRIBUTION | WP PUTRAJAYA & CYBERJAYA | Existing | VCBJ/PCE/J21671/MB21671 | 300288606 | 11 kV | CLOSED | VACUUM | CBJ21662 SS 21.66 (F1) | SS 21.67 BLOK D IT PARK F1 |  |  |  | C21671 | 20091211 |  | ITEM | ZZZ | 630.000 A | SS 21.66 CBJ 21662 |  | Pass | null
378053977 | TNB | DISTRIBUTION | WP PUTRAJAYA & CYBERJAYA | Existing | VCBJ/PCE/J21671/MB21673 | 300288608 | 11 kV | CLOSED | VACUUM | PENGGUNA F1 | SS 21.67 BLOK D IT PARK F1 |  |  |  | C21673 | 20091211 |  | ITEM | 8BK88E-A1 | 630.000 A | VCB PENGGUNA |  | Pass | null
378053997 | TNB | DISTRIBUTION | WP PUTRAJAYA & CYBERJAYA | Existing | VCBJ/PCE/J21672/MB21675 | 300288610 | 11 kV | CLOSED | VACUUM | CBJ 21714 PE 21.71 F2 | SS 21.67 BLOK D IT PARK F2 |  |  |  | C21675 | 20091211 |  | ITEM | 8BK88E-A1 | 630.000 A | SS 21.71 CBJ 21714 |  | Pass | null
378053999 | TNB | DISTRIBUTION | WP PUTRAJAYA & CYBERJAYA | Existing | VCBJ/PCE/J21672/MB21674 | 300288609 | 11 kV | CLOSED | VACUUM | CBJ21665 SS 21.66 (F2) | SS 21.67 BLOK D IT PARK F2 |  |  |  | C21674 | 20091211 |  | ITEM | ZZZ | 630.000 A | SS 21.66 CBJ 21665 |  | Pass | null
378054018 | TNB | DISTRIBUTION | WP PUTRAJAYA & CYBERJAYA | Existing | VCBJ/PCE/J21672/MB21676 | 300288611 | 11 kV | CLOSED | VACUUM | PENGGUNA F2 | SS 21.67 BLOK D IT PARK F2 |  |  |  | C21676 | 20091211 |  | ITEM | 8BK88E-A1 | 630.000 A | VCB PENGGUNA |  | Pass | null
378054040 | TNB | DISTRIBUTION | WP PUTRAJAYA & CYBERJAYA | Existing | VCBJ/PCE/J21711/MB21703 | 300454490 | 11 kV | CLOSED | VACUUM | TX1-1000KVA | PE 21.71 CAR PARK IT PARK F1 |  |  |  | C21713 |  |  | TAMCO | A1 | 630.000 A | TX1 |  | Pass | null
378054042 | TNB | DISTRIBUTION | WP PUTRAJAYA & CYBERJAYA | Existing | VCBJ/PCE/J21711/MB21701 | 300454487 | 11 kV | CLOSED | VACUUM | CBJ 21672 SS 21.67 (F1) | PE 21.71 CAR PARK IT PARK F1 |  |  |  | C21711 |  |  | TAMCO | A1 | 630.000 A | CBJ21672 |  | Pass | null
378054061 | TNB | DISTRIBUTION | WP PUTRAJAYA & CYBERJAYA | Existing | VCBJ/PCE/J21711/MB21702 | 300454489 | 11 kV | CLOSED | VACUUM | CBJ 21701 SS 21.70 F1 | PE 21.71 CAR PARK IT PARK F1 |  |  |  | C21712 |  |  | TAMCO | A1 | 630.000 A | CBJ21701 |  | Pass | null
378054081 | TNB | DISTRIBUTION | WP PUTRAJAYA & CYBERJAYA | Existing | VCBJ/PCE/J21712/MB21704 | 300454493 | 11 kV | CLOSED | VACUUM | CBJ 21675 SS 21.67 (F2) | PE 21.71 CAR PARK IT PARK F2 |  |  |  | C21714 |  |  | TAMCO | A1 | 630.000 A | CBJ21675 |  | Pass | null
378054083 | TNB | DISTRIBUTION | WP PUTRAJAYA & CYBERJAYA | Existing | VCBJ/PCE/J21712/MB21705 | 300454495 | 11 kV | CLOSED | VACUUM | CBJ21705 SS 21.70 f2 | PE 21.71 CAR PARK IT PARK F2 |  |  |  | C21715 |  |  | TAMCO | A1 | 630.000 A | CBJ21705 |  | Pass | null
378054102 | TNB | DISTRIBUTION | WP PUTRAJAYA & CYBERJAYA | Existing | VCBJ/PCE/J21712/MB21706 | 300454496 | 11 kV | CLOSED | VACUUM | TX2-1000KVA | PE 21.71 CAR PARK IT PARK F2 |  |  |  | C21716 |  |  | TAMCO | A1 | 630.000 A | TX2 |  | Pass | null
378054133 | TNB | DISTRIBUTION | WP PUTRAJAYA & CYBERJAYA | Existing | VCBJ/PCE/J21701/MB21701 | 300288146 | 11 kV | CLOSED | VACUUM | CBJ 21702 PE 21.71 F1 | SS 21.70 - IT PARK BLOK I & J F1 |  |  |  | C21701 | 23/12/2010 |  | TAMCO | A1 | 630.000 A | CBJ 21712 |  | Pass | null
378054135 | TNB | DISTRIBUTION | WP PUTRAJAYA & CYBERJAYA | Existing | VCBJ/PCE/J21701/MB21702 | 300288147 | 11 kV | CLOSED | VACUUM |  | SS 21.70 - IT PARK BLOK I & J F1 |  |  |  | C21702 | 23/12/2010 |  | TAMCO | A1 | 630.000 A | PPU CJ6 VCB 18 |  | Pass | null
378054154 | TNB | DISTRIBUTION | WP PUTRAJAYA & CYBERJAYA | Existing | VCBJ/PCE/J21701/MB21703 | 300288148 | 11 kV | CLOSED | VACUUM | PENGGUNA F1 | SS 21.70 - IT PARK BLOK I & J F1 |  |  |  | C21703 | 23/12/2010 |  | TAMCO | A1 | 630.000 A | VCB PENGGUNA |  | Pass | null
378054174 | TNB | DISTRIBUTION | WP PUTRAJAYA & CYBERJAYA | Existing | VCBJ/PCE/J21702/MB21705 | 300288150 | 11 kV | CLOSED | VACUUM | CBJ 21715 PE 21.71 F2 | SS 21.70 - IT PARK BLOK I & J F2 |  |  |  | C21705 | 23/12/2010 |  | TAMCO | A1 | 630.000 A | CBJ 21715 |  | Pass | null
378054176 | TNB | DISTRIBUTION | WP PUTRAJAYA & CYBERJAYA | Existing | VCBJ/PCE/J21702/MB21706 | 300288151 | 11 kV | CLOSED | VACUUM | PPU CBJ 6: VCB 17 | SS 21.70 - IT PARK BLOK I & J F2 |  |  |  | C21706 | 23/12/2010 |  | TAMCO | A1 | 630.000 A | PPU CJ6 VBC 17 |  | Pass | null
378054195 | TNB | DISTRIBUTION | WP PUTRAJAYA & CYBERJAYA | Existing | VCBJ/PCE/J21702/MB21704 | 300288149 | 11 kV | CLOSED | VACUUM | PENGGUNA F2 | SS 21.70 - IT PARK BLOK I & J F2 |  |  |  | CBJ21704 | 23/12/2010 |  | TAMCO | A1 | 630.000 A | VCB PENGGUNA |  | Pass | null
378054313 | TNB | DISTRIBUTION | WP PUTRAJAYA & CYBERJAYA | Existing | VCBJ/PCE/J21561/MB21561 | 300281706 | 11 kV | CLOSED | VACUUM |  | SS 21.56 MEASAT ASTRO F1 |  |  |  | C21561 | 23/08/2005 |  | EPE | A1 | 630.000 A | PE21.10 CBJ21102 |  | Pass | null
378054315 | TNB | DISTRIBUTION | WP PUTRAJAYA & CYBERJAYA | Existing | VCBJ/PCE/J21561/MB21563 | 300281708 | 11 kV | CLOSED | VACUUM | PENGGUNA F1 | SS 21.56 MEASAT ASTRO F1 |  |  |  | C21563 | 23/08/2005 |  | EPE | A1 | 630.000 A | PENGGUNA F1 |  | Pass | null
378054334 | TNB | DISTRIBUTION | WP PUTRAJAYA & CYBERJAYA | Existing | VCBJ/PCE/J21561/MB21562 | 300281707 | 11 kV | CLOSED | VACUUM |  | SS 21.56 MEASAT ASTRO F1 |  |  |  | C21562 | 23/08/2005 |  | EPE | A1 | 630.000 A | PE21.15 CBJ21151 |  | Pass | null
378054354 | TNB | DISTRIBUTION | WP PUTRAJAYA & CYBERJAYA | Existing | VCBJ/PCE/J21562/MB21565 | 300281710 | 11 kV | CLOSED | VACUUM |  | SS 21.56 MEASAT ASTRO F2 |  |  |  | C21565 | 23/08/2005 |  | EPE | A1 | 630.000 A | PE21.15 CBJ21154 |  | Pass | null
378054356 | TNB | DISTRIBUTION | WP PUTRAJAYA & CYBERJAYA | Existing | VCBJ/PCE/J21562/MB21564 | 300281709 | 11 kV | CLOSED | VACUUM |  | SS 21.56 MEASAT ASTRO F2 |  |  |  | C21564 | 23/08/2005 |  | EPE | A1 | 630.000 A | PE21.54 CBJ21545 |  | Pass | null
378054375 | TNB | DISTRIBUTION | WP PUTRAJAYA & CYBERJAYA | Existing | VCBJ/PCE/J21562/MB21566 | 300281711 | 11 kV | CLOSED | VACUUM | PENGGUNA F2 | SS 21.56 MEASAT ASTRO F2 |  |  |  | C21566 | 23/08/2005 |  | EPE | A1 | 630.000 A | PENGGUNA F2 |  | Pass | null
378056354 | TNB | DISTRIBUTION | WP PUTRAJAYA & CYBERJAYA | Existing | VCBJ/PCE/J23241/MB3 | 310370863 | 11 kV | CLOSED | VACUUM | PENGGUNA HT | SS 23.24 SOLTICE |  |  |  | C23243 |  |  | TAMCO |  | 630.000 A |  |  | Pass | null
378056356 | TNB | DISTRIBUTION | WP PUTRAJAYA & CYBERJAYA | Existing | VCBJ/PCE/J23241/MB1 | 310370861 | 11 kV | CLOSED | VACUUM | CBJ23241 | SS 23.24 SOLTICE |  |  |  | C23241 |  |  | TAMCO | A1 | 630.000 A | CBJ23182 |  | Pass | null
378056375 | TNB | DISTRIBUTION | WP PUTRAJAYA & CYBERJAYA | Existing | VCBJ/PCE/J23241/MB4 | 310370864 | 11 kV | CLOSED | VACUUM | PENGGUNA HT | SS 23.24 SOLTICE |  |  |  | C23244 |  |  | TAMCO | A1 | 630.000 A |  |  | Pass | null
378056380 | TNB | DISTRIBUTION | WP PUTRAJAYA & CYBERJAYA | Existing | VCBJ/PCE/J23241/MB2 | 310370862 | 11 kV | CLOSED | VACUUM | CBJ23242 | SS 23.24 SOLTICE |  |  |  | C23242 |  |  | TAMCO | A1 | 630.000 A | CBJ25281 |  | Pass | null
378056532 | TNB | DISTRIBUTION | WP PUTRAJAYA & CYBERJAYA | Existing | VCBJ/PCE/J00108/MB23251 | 310359120 | 11 kV | CLOSED | VACUUM | CBJ23251 | SS 23.25 MUTIARA VILLE 4 |  |  |  | C23251 |  |  | TAMCO | A1 | 630.000 A | CBJ23155 |  | Pass | null
378056534 | TNB | DISTRIBUTION | WP PUTRAJAYA & CYBERJAYA | Existing | VCBJ/PCE/J00108/MB23253 | 310359122 | 11 kV | CLOSED | VACUUM | PENGGUNA HT | SS 23.25 MUTIARA VILLE 4 |  |  |  | C23253 |  |  | TAMCO |  | 630.000 A | LANDLORD |  | Pass | null
378056553 | TNB | DISTRIBUTION | WP PUTRAJAYA & CYBERJAYA | Existing | VCBJ/PCE/J00108/MB23252 | 310359121 | 11 kV | CLOSED | VACUUM | CBJ23252 | SS 23.25 MUTIARA VILLE 4 |  |  |  | C23252 |  |  | TAMCO |  | 630.000 A | CBJ23171 |  | Pass | null
378056558 | TNB | DISTRIBUTION | WP PUTRAJAYA & CYBERJAYA | Existing | VCBJ/PCE/J00108/MB23254 | 310359123 | 11 kV | CLOSED | VACUUM | PENGGUNA HT | SS 23.25 MUTIARA VILLE 4 |  |  |  | C23254 |  |  | TAMCO |  | 630.000 A | TENANT |  | Pass | null
378056581 | TNB | DISTRIBUTION | WP PUTRAJAYA & CYBERJAYA | Existing | VCBJ/PCE/J23151/MB23152 | 310312948 | 11 kV | CLOSED | VACUUM | PENGGUNA F1 | SS 23.15 MUTIARA VILLE 3 F1 |  |  |  | C23152 |  |  | EPE |  | 630.000 A | SPARE |  | Pass | null
378056583 | TNB | DISTRIBUTION | WP PUTRAJAYA & CYBERJAYA | Existing | VCBJ/PCE/J23151/MB 23151 | 310312947 | 11 kV | CLOSED | VACUUM | CBJ23251 SS 23.25 | SS 23.15 MUTIARA VILLE 3 F1 |  |  |  | C23151 |  |  | EPE | VFT-12-106 | 630.000 A | OUTDOOR TMN SAINS J39962 |  | Pass | null
378056608 | TNB | DISTRIBUTION | WP PUTRAJAYA & CYBERJAYA | Existing | VCBJ/PCE/J23151/MB23153 | 310312949 | 11 kV | CLOSED | VACUUM | PENGGUNA F2 | SS 23.15 MUTIARA VILLE 3 F1 |  |  |  | C23153 |  |  | EPE |  | 630.000 A | PENGGUNA 1 |  | Pass | null
378056636 | TNB | DISTRIBUTION | WP PUTRAJAYA & CYBERJAYA | Existing |  |  | 11 kV | OPEN | VACUUM | J39962 PE TMN SAINS SELANGOR | SS 23.15 MUTIARA VILLE 3 F1 | [6 empty] | EPE | VFT-12-106 | 630.000 A |  |  | Pass | null
378059113 | TNB | DISTRIBUTION | WP PUTRAJAYA & CYBERJAYA | Existing | VPTJ/PCE/J02211/MB02211 | 300281427 | 11 kV | CLOSED | VACUUM | PTJ02211 | PE 2.21 S/Tenaga (F1) |  |  |  | P02211 | 16/09/2009 |  | EPE | U0702001AA | 630.000 A | PPU PJ17 VCB 7 |  | Pass | null
378059137 | TNB | DISTRIBUTION | WP PUTRAJAYA & CYBERJAYA | Existing | VPTJ/PCE/J02211/MB02212 | 300281428 | 11 kV | CLOSED | VACUUM | PTJ02212 | PE 2.21 S/Tenaga (F1) |  |  |  | P02212 | 16/09/2009 |  | EPE | A1 | 630.000 A | PE2.15 PTJ02151 |  | Pass | null
378059138 | TNB | DISTRIBUTION | WP PUTRAJAYA & CYBERJAYA | Existing | VPTJ/PCE/J02211/MB02213 | 300281429 | 11 kV | CLOSED | VACUUM | PTJ02213 | PE 2.21 S/Tenaga (F1) |  |  |  | P02213 | 16/09/2009 |  | EPE | A1 | 630.000 A | TX.1 |  | Pass | null
378059234 | TNB | DISTRIBUTION | WP PUTRAJAYA & CYBERJAYA | Existing | VPTJ/PCE/J02212/MB02214 | 300281432 | 11 kV | CLOSED | VACUUM | PTJ02214 | PE 2.21 S/Tenaga (F2) |  |  |  | P02214 | 16/09/2009 |  | EPE | U0702001AA | 630.000 A | PPU PJ17 VCB 8 |  | Pass | null
378059258 | TNB | DISTRIBUTION | WP PUTRAJAYA & CYBERJAYA | Existing | VPTJ/PCE/J02212/MB02215 | 300281430 | 11 kV | CLOSED | VACUUM | PTJ02215 | PE 2.21 S/Tenaga (F2) |  |  |  | P02215 | 16/09/2009 |  | EPE | A1 | 630.000 A | PE2.15 PTJ02155 |  | Pass | null
378059259 | TNB | DISTRIBUTION | WP PUTRAJAYA & CYBERJAYA | Existing | VPTJ/PCE/J02212/MB02216 | 300281431 | 11 kV | CLOSED | VACUUM | PTJ02216 | PE 2.21 S/Tenaga (F2) |  |  |  | P02216 | 16/09/2009 |  | EPE | A1 | 630.000 A | TX.1 |  | Pass | null
378059359 | TNB | DISTRIBUTION | WP PUTRAJAYA & CYBERJAYA | Existing | VPTJ/PCE/J02151/MB02152 | 300281883 | 11 kV | CLOSED | VACUUM | PTJ02152 | PE 2.15 2G4 (F1) |  |  |  | P02152 | 20031207 |  | EPE | VFT-12 | 630.000 A | PTJ 2141 |  | Pass | null
378059383 | TNB | DISTRIBUTION | WP PUTRAJAYA & CYBERJAYA | Existing | VPTJ/PCE/J02151/MB02153 | 300281884 | 11 kV | CLOSED | VACUUM | PTJ02153 | PE 2.15 2G4 (F1) |  |  |  | P02153 | 20031207 |  | EPE | VFT-12 | 630.000 A | PENGGUNA F1 |  | Pass | null
378059384 | TNB | DISTRIBUTION | WP PUTRAJAYA & CYBERJAYA | Existing | VPTJ/PCE/J02151/MB02154 | 300281885 | 11 kV | CLOSED | VACUUM | PTJ02154 | PE 2.15 2G4 (F1) |  |  |  | P02154 | 20031207 |  | EPE | VFT-12 | 630.000 A | TX 1 500 KVA |  | Pass | null
378059386 | TNB | DISTRIBUTION | WP PUTRAJAYA & CYBERJAYA | Existing | VPTJ/PCE/J02151/MB02151 | 300281882 | 11 kV | CLOSED | VACUUM | PTJ02151 | PE 2.15 2G4 (F1) |  |  |  | P02151 | 20031207 |  | EPE | VFT-12 | 630.000 A | PPU PJ 17 VCB 7 |  | Pass | null
378059478 | TNB | DISTRIBUTION | WP PUTRAJAYA & CYBERJAYA | Existing | VPTJ/PCE/J02152/MB02155 | 300281886 | 11 kV | CLOSED | VACUUM |  | PE 2.15 2G4 (F2) |  |  |  | P02155 | 20031207 |  | EPE | VFT-12 | 630.000 A | PPU PJ 17 VCB 8 |  | Pass | null
378059480 | TNB | DISTRIBUTION | WP PUTRAJAYA & CYBERJAYA | Existing | VPTJ/PCE/J02152/MB02156 | 300281887 | 11 kV | CLOSED | VACUUM |  | PE 2.15 2G4 (F2) |  |  |  | P02156 | 20031207 |  | EPE | VFT-12 | 630.000 A | PTJ 2144 |  | Pass | null
378059504 | TNB | DISTRIBUTION | WP PUTRAJAYA & CYBERJAYA | Existing | VPTJ/PCE/J02152/MB02157 | 300281888 | 11 kV | CLOSED | VACUUM |  | PE 2.15 2G4 (F2) |  |  |  | P02157 | 20031207 |  | EPE | VFT-12 | 630.000 A | PENGGUNA F2 |  | Pass | null
378059519 | TNB | DISTRIBUTION | WP PUTRAJAYA & CYBERJAYA | Existing | VPTJ/PCE/J02141/MB02141 | 300281876 | 11 kV | CLOSED | VACUUM | PTJ02141 | SS 2.14 2G3 (F1) |  |  |  | P02141 | 20031207 |  | TAMCO | VK 10J 25H | 630.000 A | PTJ 2152 |  | Pass | null
378059521 | TNB | DISTRIBUTION | WP PUTRAJAYA & CYBERJAYA | Existing | VPTJ/PCE/J02141/MB02142 | 300281877 | 11 kV | CLOSED | VACUUM | PTJ02142 | SS 2.14 2G3 (F1) |  |  |  | P02142 | 20031207 |  | TAMCO | VK 10J 25H | 630.000 A | SS 2.13 PTJ 02131 |  | Pass | null
378059545 | TNB | DISTRIBUTION | WP PUTRAJAYA & CYBERJAYA | Existing | VPTJ/PCE/J02141/MB02143 | 300281878 | 11 kV | CLOSED | VACUUM | PTJ02143 | SS 2.14 2G3 (F1) |  |  |  | P02143 | 20031207 |  | TAMCO | VK 10J 25H | 630.000 A | PENGGUNA F1 |  | Pass | null
378059560 | TNB | DISTRIBUTION | WP PUTRAJAYA & CYBERJAYA | Existing | VPTJ/PCE/J02142/MB02144 | 300281879 | 11 kV | CLOSED | VACUUM | PTJ02144 | SS 2.14 2G3 (F2) |  |  |  | P02144 | 20031207 |  | TAMCO | VK 10J 25H | 630.000 A | PTJ 2156 |  | Pass | null
378059562 | TNB | DISTRIBUTION | WP PUTRAJAYA & CYBERJAYA | Existing | VPTJ/PCE/J02142/MB02145 | 300281880 | 11 kV | CLOSED | VACUUM | PTJ02145 | SS 2.14 2G3 (F2) |  |  |  | P02145 | 20031207 |  | TAMCO | VK 10J 25H | 630.000 A | PTJ 2134 |  | Pass | null
378059586 | TNB | DISTRIBUTION | WP PUTRAJAYA & CYBERJAYA | Existing | VPTJ/PCE/J02142/MB02146 | 300281881 | 11 kV | CLOSED | VACUUM | PTJ02146 | SS 2.14 2G3 (F2) |  |  |  | P02146 | 20031207 |  | TAMCO | VK 10J 25H | 630.000 A | PENGGUNA F2 |  | Pass | null
378059608 | TNB | DISTRIBUTION | WP PUTRAJAYA & CYBERJAYA | Existing | VPTJ/PCE/J02131/MB02131 | 300281393 | 11 kV | CLOSED | VACUUM | PTJ02131 | SS 2.13 2G6 (F1) |  |  |  | P02131 | 20031204 |  | EPE | 12 A 20 | 630.000 A | SS2.14 PTJ02142 |  | Pass | null
378059610 | TNB | DISTRIBUTION | WP PUTRAJAYA & CYBERJAYA | Existing | VPTJ/PCE/J02131/MB02132 | 300281394 | 11 kV | CLOSED | VACUUM | PTJ02132 | SS 2.13 2G6 (F1) |  |  |  | P02132 | 20031204 |  | EPE | 12 A 20 | 630.000 A | PE2.12 PTJ02121 |  | Pass | null
378059634 | TNB | DISTRIBUTION | WP PUTRAJAYA & CYBERJAYA | Existing | VPTJ/PCE/J02131/MB02133 | 300281395 | 11 kV | CLOSED | VACUUM | PTJ02133 | SS 2.13 2G6 (F1) |  |  |  | P02133 | 20031204 |  | EPE | 12 A 20 | 630.000 A | PENGGUNA 1 |  | Pass | null
378059649 | TNB | DISTRIBUTION | WP PUTRAJAYA & CYBERJAYA | Existing | VPTJ/PCE/J02132/MB02134 | 300281396 | 11 kV | CLOSED | VACUUM | PTJ02134 | SS 2.13 2G6 (F2) |  |  |  | P02134 | 20031204 |  | EPE | 12 A 20 | 630.000 A | SS2.14 PTJ02145 |  | Pass | null
378059651 | TNB | DISTRIBUTION | WP PUTRAJAYA & CYBERJAYA | Existing | VPTJ/PCE/J02132/MB02135 | 300281397 | 11 kV | CLOSED | VACUUM | PTJ02135 | SS 2.13 2G6 (F2) |  |  |  | P02135 | 20031204 |  | EPE | 12 A 20 | 630.000 A | PE2.12 PTJ02125 |  | Pass | null
378059675 | TNB | DISTRIBUTION | WP PUTRAJAYA & CYBERJAYA | Existing | VPTJ/PCE/J02132/MB02136 | 300281398 | 11 kV | CLOSED | VACUUM | PTJ02136 | SS 2.13 2G6 (F2) |  |  |  | P02136 | 20031204 |  | EPE | 12 A 20 | 630.000 A | PENGGUNA F2 |  | Pass | null
378059707 | TNB | DISTRIBUTION | WP PUTRAJAYA & CYBERJAYA | Existing | VPTJ/PCE/J02121/MB02122 | 300281387 | 11 kV | CLOSED | VACUUM | PTJ02122 | PE 2.12 2G5 (F1) |  |  |  | P02122 | 20030104 |  | EPE | 12 A 20 | 630.000 A | SS3.09 PTJ03092 |  | Pass | null
378059731 | TNB | DISTRIBUTION | WP PUTRAJAYA & CYBERJAYA | Existing | VPTJ/PCE/J02121/MB02123 | 300281388 | 11 kV | CLOSED | VACUUM | PTJ02123 | PE 2.12 2G5 (F1) |  |  |  | P02123 | 20030104 |  | EPE | 12 A 20 | 630.000 A | PENGGUNA F1 |  | Pass | null
378059732 | TNB | DISTRIBUTION | WP PUTRAJAYA & CYBERJAYA | Existing | VPTJ/PCE/J02121/MB02124 | 300281389 | 11 kV | CLOSED | VACUUM | PTJ02124 | PE 2.12 2G5 (F1) |  |  |  | P02124 | 20030104 |  | EPE | HI CLAD 12A20 | 630.000 A | TX |  | Pass | null
378059734 | TNB | DISTRIBUTION | WP PUTRAJAYA & CYBERJAYA | Existing | VPTJ/PCE/J02121/MB02121 | 300281386 | 11 kV | OPEN | VACUUM | PTJ02121 | PE 2.12 2G5 (F1) |  |  |  | P02121 | 20030104 |  | EPE | HI CLAD 12A20 | 630.000 A | SS2.13 PTJ02132 |  | Pass | null
378059817 | TNB | DISTRIBUTION | WP PUTRAJAYA & CYBERJAYA | Existing | VPTJ/PCE/J02122/MB02125 | 300281390 | 11 kV | OPEN | VACUUM |  | PE 2.12 2G5 (F2) |  |  |  | P02125 | 20030104 |  | EPE | 12 A 20 | 630.000 A | SS2.13 PTJ02135 |  | Pass | null
378059819 | TNB | DISTRIBUTION | WP PUTRAJAYA & CYBERJAYA | Existing | VPTJ/PCE/J02122/MB02126 | 300281391 | 11 kV | CLOSED | VACUUM |  | PE 2.12 2G5 (F2) |  |  |  | P02126 | 20030104 |  | EPE | 12 A 20 | 630.000 A | SS3.09 PTJ03095 |  | Pass | null
378059843 | TNB | DISTRIBUTION | WP PUTRAJAYA & CYBERJAYA | Existing | VPTJ/PCE/J02122/MB02127 | 300281392 | 11 kV | CLOSED | VACUUM |  | PE 2.12 2G5 (F2) |  |  |  | P02127 | 20030104 |  | EPE | 12 A 20 | 630.000 A | PENGGUNA F2 |  | Pass | null
378059886 | TNB | DISTRIBUTION | WP PUTRAJAYA & CYBERJAYA | Existing | VPTJ/PCE/J03092/MB03091 | 300453488 | 11 kV | CLOSED | VACUUM | PTJ03094 | PE 3.09 3C5 (F2) |  |  |  | P03094 |  |  | ITEM | 8BK | 630.000 A | SS3.07 PTJ03075 |  | Pass | null
378059888 | TNB | DISTRIBUTION | WP PUTRAJAYA & CYBERJAYA | Existing | VPTJ/PCE/J03092/MB03092 | 300453489 | 11 kV | CLOSED | VACUUM | PTJ03095 | PE 3.09 3C5 (F2) |  |  |  | P03095 |  |  | ITEM | 8BK88EA1 | 630.000 A | PE2.12 PTJ02126 |  | Pass | null
378059912 | TNB | DISTRIBUTION | WP PUTRAJAYA & CYBERJAYA | Existing | VPTJ/PCE/J03092/MB03093 | 300453490 | 11 kV | CLOSED | VACUUM | PTJ03096 | PE 3.09 3C5 (F2) |  |  |  | P03096 |  |  | ITEM | 8BK88EA1 | 630.000 A | PENGGUNA 2 |  | Pass | null
378059927 | TNB | DISTRIBUTION | WP PUTRAJAYA & CYBERJAYA | Existing | VPTJ/PCE/J03091/MB03091 | 300453485 | 11 kV | CLOSED | VACUUM | PTJ03091 | SS 3.09 3C5 (F1) |  |  |  | P03091 |  |  | ITEM | 8BK | 630.000 A | SS3.07 PTJ03072 |  | Pass | null
378059929 | TNB | DISTRIBUTION | WP PUTRAJAYA & CYBERJAYA | Existing | VPTJ/PCE/J03091/MB03092 | 300453486 | 11 kV | CLOSED | VACUUM | PTJ03092 | SS 3.09 3C5 (F1) |  |  |  | P03092 |  |  | ITEM | 8BK88EA1 | 630.000 A | PE2.12 PTJ02122 |  | Pass | null
378059953 | TNB | DISTRIBUTION | WP PUTRAJAYA & CYBERJAYA | Existing | VPTJ/PCE/J03091/MB03093 | 300453487 | 11 kV | CLOSED | VACUUM | PTJ03093 | SS 3.09 3C5 (F1) |  |  |  | P03093 |  |  | ITEM | 8BK88EA1 | 630.000 A | PENGGUNA 1 |  | Pass | null
378059972 | TNB | DISTRIBUTION | WP PUTRAJAYA & CYBERJAYA | Existing | VPTJ/PCE/J03071/MB03071 | 300281491 | 11 kV | CLOSED | VACUUM |  | SS 3.07 3C6 (F1) |  |  |  | P03071 | 18/08/2009 |  | EPE | NA | 630.000 A | SS3.03 PTJ03032 |  | Pass | null
378059974 | TNB | DISTRIBUTION | WP PUTRAJAYA & CYBERJAYA | Existing | VPTJ/PCE/J03071/MB03072 | 300281492 | 11 kV | CLOSED | VACUUM |  | SS 3.07 3C6 (F1) |  |  |  | P03072 | 18/08/2009 |  | EPE | NA | 630.000 A | PE 3.09 PTJ03091 |  | Pass | null
378059998 | TNB | DISTRIBUTION | WP PUTRAJAYA & CYBERJAYA | Existing | VPTJ/PCE/J03071/MB03073 | 300281493 | 11 kV | CLOSED | VACUUM |  | SS 3.07 3C6 (F1) |  |  |  | P03073 | 18/08/2009 |  | EPE | NA | 630.000 A | PENGGUNA F1 |  | Pass | null
378060013 | TNB | DISTRIBUTION | WP PUTRAJAYA & CYBERJAYA | Existing | VPTJ/PCE/J03072/MB03074 | 300281494 | 11 kV | CLOSED | VACUUM |  | SS 3.07 3C6 (F2) |  |  |  | P03074 | 19/08/2009 |  | EPE | NA | 630.000 A | SS3.03 PTJ03035 |  | Pass | null
378060015 | TNB | DISTRIBUTION | WP PUTRAJAYA & CYBERJAYA | Existing | VPTJ/PCE/J03072/MB03075 | 300281495 | 11 kV | CLOSED | VACUUM |  | SS 3.07 3C6 (F2) |  |  |  | P03075 | 19/08/2009 |  | EPE | NA | 630.000 A | PE3.09 PTJ03094 |  | Pass | null
378060039 | TNB | DISTRIBUTION | WP PUTRAJAYA & CYBERJAYA | Existing | VPTJ/PCE/J03072/MB03076 | 300281496 | 11 kV | CLOSED | VACUUM |  | SS 3.07 3C6 (F2) |  |  |  | P03076 | 19/08/2009 |  | EPE | NA | 630.000 A | PENGGUNA F2 |  | Pass | null
378060117 | TNB | DISTRIBUTION | WP PUTRAJAYA & CYBERJAYA | Existing | VPTJ/PCE/J03081/MB03081 | 300454455 | 11 kV | CLOSED | VACUUM | PTJ03081 | SS 3.08 3C7 (F1) |  |  |  | P03081 |  |  | TAMCO | TYPE A1 | 630.000 A | PPU PTJ 17 VCB 9 |  | Pass | null
378060119 | TNB | DISTRIBUTION | WP PUTRAJAYA & CYBERJAYA | Existing | VPTJ/PCE/J03081/MB03082 | 300454456 | 11 kV | CLOSED | VACUUM | PTJ03082 | SS 3.08 3C7 (F1) |  |  |  | P03082 |  |  | TAMCO | A1 | 630.000 A | SS 3.04 PTJ 03041 |  | Pass | null
378060143 | TNB | DISTRIBUTION | WP PUTRAJAYA & CYBERJAYA | Existing | VPTJ/PCE/J03081/MB03083 | 300454457 | 11 kV | CLOSED | VACUUM | PTJ03083 | SS 3.08 3C7 (F1) |  |  |  | P03083 |  |  | TAMCO | A1 | 630.000 A | VCB PENGGUNA 1 |  | Pass | null
378060158 | TNB | DISTRIBUTION | WP PUTRAJAYA & CYBERJAYA | Existing | VPTJ/PCE/J03082/MB03081 | 300454458 | 11 kV | CLOSED | VACUUM | PTJ03084 | SS 3.08 3C7 (F2) |  |  |  | P03084 |  |  | TAMCO | TYPE A1 | 630.000 A | PPU PTJ 17 VCB 10 |  | Pass | null
378060160 | TNB | DISTRIBUTION | WP PUTRAJAYA & CYBERJAYA | Existing | VPTJ/PCE/J03082/MB03082 | 300454459 | 11 kV | CLOSED | VACUUM | PTJ03085 | SS 3.08 3C7 (F2) |  |  |  | P03085 |  |  | TAMCO | A1 | 630.000 A | SS 3.04 PTJ 03044 |  | Pass | null
378060184 | TNB | DISTRIBUTION | WP PUTRAJAYA & CYBERJAYA | Existing | VPTJ/PCE/J03082/MB03083 | 300454460 | 11 kV | CLOSED | VACUUM | PTJ03086 | SS 3.08 3C7 (F2) |  |  |  | P03086 |  |  | TAMCO | A1 | 630.000 A | VCB PENGGUNA 2 |  | Pass | null
378060215 | TNB | DISTRIBUTION | WP PUTRAJAYA & CYBERJAYA | Existing | VPTJ/PCE/J03041/MB03041 | 300281447 | 11 kV | CLOSED | VACUUM |  | SS 3.04 3G3 (F1) |  |  |  | P03041 | 15/07/2003 |  | TAMCO | TYPE A1 | 630.000 A | SS 3.08 PTJ03082 |  | Pass | null
378060217 | TNB | DISTRIBUTION | WP PUTRAJAYA & CYBERJAYA | Existing | VPTJ/PCE/J03041/MB03042 | 300281448 | 11 kV | CLOSED | VACUUM |  | SS 3.04 3G3 (F1) |  |  |  | P03042 | 15/07/2003 |  | TAMCO | NA | 630.000 A | SS4.04 PTJ04041 |  | Pass | null
378060241 | TNB | DISTRIBUTION | WP PUTRAJAYA & CYBERJAYA | Existing | VPTJ/PCE/J03041/MB03043 | 300281449 | 11 kV | CLOSED | VACUUM |  | SS 3.04 3G3 (F1) |  |  |  | P03043 | 15/07/2003 |  | TAMCO | NA | 630.000 A | PENGGUNA F1 |  | Pass | null
378060256 | TNB | DISTRIBUTION | WP PUTRAJAYA & CYBERJAYA | Existing | VPTJ/PCE/J03042/MB03044 | 300281450 | 11 kV | CLOSED | VACUUM |  | SS 3.04 3G3 (F2) |  |  |  | P03044 | 15/07/2003 |  | TAMCO | TYPE A1 | 630.000 A | SS 3.08 PTJ03085 |  | Pass | null
378060258 | TNB | DISTRIBUTION | WP PUTRAJAYA & CYBERJAYA | Existing | VPTJ/PCE/J03042/MB03045 | 300281451 | 11 kV | CLOSED | VACUUM |  | SS 3.04 3G3 (F2) |  |  |  | P03045 | 15/07/2003 |  | TAMCO | A1 | 630.000 A | SS4.04 PTJ04044 |  | Pass | null
378060282 | TNB | DISTRIBUTION | WP PUTRAJAYA & CYBERJAYA | Existing | VPTJ/PCE/J03042/MB03046 | 300281452 | 11 kV | CLOSED | VACUUM |  | SS 3.04 3G3 (F2) |  |  |  | P03046 | 15/07/2003 |  | TAMCO | A1 | 630.000 A | PENGGUNA F2 |  | Pass | null
378060327 | TNB | DISTRIBUTION | WP PUTRAJAYA & CYBERJAYA | Existing | VPTJ/PCE/J04041/MB04041 | 300281528 | 11 kV | CLOSED | VACUUM | PTJ04041 | SS 4.04 4G4 (F1) |  |  |  | P04041 | 18/12/2003 |  | TAMCO | A1 | 630.000 A | SS3.04 PTJ03042 |  | Pass | null
378060329 | TNB | DISTRIBUTION | WP PUTRAJAYA & CYBERJAYA | Existing | VPTJ/PCE/J04041/MB04042 | 300281529 | 11 kV | CLOSED | VACUUM | PTJ04042 | SS 4.04 4G4 (F1) |  |  |  | P04042 | 18/12/2003 |  | TAMCO | A1 | 630.000 A | PE4.20 PTJ04202 |  | Pass | null
378060353 | TNB | DISTRIBUTION | WP PUTRAJAYA & CYBERJAYA | Existing | VPTJ/PCE/J04041/MB04043 | 300281530 | 11 kV | CLOSED | VACUUM | PTJ04043 | SS 4.04 4G4 (F1) |  |  |  | P04043 | 18/12/2003 |  | TAMCO | A1 | 630.000 A | PENGGUNA F1 |  | Pass | null
378060368 | TNB | DISTRIBUTION | WP PUTRAJAYA & CYBERJAYA | Existing | VPTJ/PCE/J04042/MB04045 | 300281532 | 11 kV | CLOSED | VACUUM | PTJ04045 | SS 4.04 4G4 (F2) |  |  |  | P04045 | 18/12/2003 |  | TAMCO | VK 10J 25H | 630.000 A | SS 4.20 PTJ04204 |  | Pass | null
378060370 | TNB | DISTRIBUTION | WP PUTRAJAYA & CYBERJAYA | Existing | VPTJ/PCE/J04042/MB04046 | 300281533 | 11 kV | OPEN | VACUUM | PTJ04046 | SS 4.04 4G4 (F2) |  |  |  | P04046 | 18/12/2003 |  | TAMCO | VK 10J 25H | 630.000 A | PENGGUNA |  | Pass | null
378060389 | TNB | DISTRIBUTION | WP PUTRAJAYA & CYBERJAYA | Existing | VPTJ/PCE/J04042/MB04044 | 300281531 | 11 kV | CLOSED | VACUUM | PTJ04044 | SS 4.04 4G4 (F2) |  |  |  | P04044 | 18/12/2003 |  | TAMCO | A1 | 630.000 A | SS 3.04 PTJ03045 |  | Pass | null
378060394 | TNB | DISTRIBUTION | WP PUTRAJAYA & CYBERJAYA | Existing | VPTJ/PCE/J04042/MB04047 | 300281534 | 11 kV | CLOSED | VACUUM | PTJ04047 | SS 4.04 4G4 (F2) |  |  |  | P04047 | 18/12/2003 |  | TAMCO | NA | 630.000 A | PENGGUNA F2 |  | Pass | null
378060446 | TNB | DISTRIBUTION | WP PUTRAJAYA & CYBERJAYA | Existing | VPTJ/PCE/J04201/MB04201 | 300453004 | 11 kV | CLOSED | VACUUM | PTJ04201 | SS 4.20 4U2 GDC (F1) |  |  |  | P04201 |  |  | TAMCO | VK 10J 20H | 630.000 A | SS 4.04 PTJ04042 |  | Pass | null
378060448 | TNB | DISTRIBUTION | WP PUTRAJAYA & CYBERJAYA | Existing | VPTJ/PCE/J04201/MB04202 | 300453005 | 11 kV | CLOSED | VACUUM | PTJ04202 | SS 4.20 4U2 GDC (F1) |  |  |  | P04202 |  |  | TAMCO | VK 10J 20H | 630.000 A | SS 4.01 PTJ04011 |  | Pass | null
378060472 | TNB | DISTRIBUTION | WP PUTRAJAYA & CYBERJAYA | Existing | VPTJ/PCE/J04201/MB04203 | 300453006 | 11 kV | CLOSED | VACUUM | PTJ04203 | SS 4.20 4U2 GDC (F1) |  |  |  | P04203 |  |  | TAMCO | VK 10J 20H | 630.000 A | PENGGUNA 1 |  | Pass | null
378060487 | TNB | DISTRIBUTION | WP PUTRAJAYA & CYBERJAYA | Existing | VPTJ/PCE/J04202/MB04204 | 300453007 | 11 kV | CLOSED | VACUUM | PTJ04204 | SS 4.20 4U2 GDC (F2) |  |  |  | P04204 |  |  | TAMCO | VK 10J 20H | 630.000 A | SS 4.04 PTJ04045 |  | Pass | null
378060489 | TNB | DISTRIBUTION | WP PUTRAJAYA & CYBERJAYA | Existing | VPTJ/PCE/J04202/MB04205 | 300453008 | 11 kV | CLOSED | VACUUM | PTJ04205 | SS 4.20 4U2 GDC (F2) |  |  |  | P04205 |  |  | TAMCO | VK 10J 20H | 630.000 A | SS 4.01 PTJ04011\5 |  | Pass | null
378060513 | TNB | DISTRIBUTION | WP PUTRAJAYA & CYBERJAYA | Existing | VPTJ/PCE/J04202/MB04206 | 300453010 | 11 kV | CLOSED | VACUUM | PTJ04206 | SS 4.20 4U2 GDC (F2) |  |  |  | P04206 |  |  | TAMCO | VK 10J 20H | 630.000 A | PENGGUNA 2 |  | Pass | null
378060549 | TNB | DISTRIBUTION | WP PUTRAJAYA & CYBERJAYA | Existing | VPTJ/PCE/J04012/MB04016 | 300281503 | 11 kV | CLOSED | VACUUM | PTJ04016 | PE 4.01 4G3 (F2) |  |  |  | P04016 | 18/12/2003 |  | TAMCO | NA | 630.000 A | SS3.06 PTJ03064 |  | Pass | null
378060551 | TNB | DISTRIBUTION | WP PUTRAJAYA & CYBERJAYA | Existing | VPTJ/PCE/J04012/MB04017 | 300281504 | 11 kV | CLOSED | VACUUM | PTJ04017 | PE 4.01 4G3 (F2) |  |  |  | P04017 | 18/12/2003 |  | TAMCO | NA | 630.000 A | PENGGUNA F2 |  | Pass | null
378060570 | TNB | DISTRIBUTION | WP PUTRAJAYA & CYBERJAYA | Existing | VPTJ/PCE/J04012/MB04015 | 300281502 | 11 kV | OPEN | VACUUM | PTJ04015 | PE 4.01 4G3 (F2) |  |  |  | P04015 | 18/12/2003 |  | TAMCO | NA | 630.000 A | SS4.20 PTJ04205 |  | Pass | null
378060575 | TNB | DISTRIBUTION | WP PUTRAJAYA & CYBERJAYA | Existing | VPTJ/PCE/J04012/MB04018 | 300281505 | 11 kV | CLOSED | VACUUM | PTJ04018 | PE 4.01 4G3 (F2) |  |  |  | P04018 | 18/12/2003 |  | TAMCO | NA | 630.000 A | TX.2 |  | Pass | null
378060870 | TNB | DISTRIBUTION | WP PUTRAJAYA & CYBERJAYA | Existing | VPTJ/PCE/J02161/MB02161 | 300281399 | 11 kV | CLOSED | VACUUM | PTJ02161 | SS 2.16 MENARA PJH (2C1) (F1) |  |  |  | P02161 | 31/07/2003 |  | TAMCO | A1 | 630.000 A | PPU PJ17 VCB 11 |  | Pass | null
378060872 | TNB | DISTRIBUTION | WP PUTRAJAYA & CYBERJAYA | Existing | VPTJ/PCE/J02161/MB02162 | 300281400 | 11 kV | CLOSED | VACUUM | PTJ02162 | SS 2.16 MENARA PJH (2C1) (F1) |  |  |  | P02162 | 31/07/2003 |  | TAMCO | A1 | 630.000 A | SS2.09 PTJ02091 |  | Pass | null
378060896 | TNB | DISTRIBUTION | WP PUTRAJAYA & CYBERJAYA | Existing | VPTJ/PCE/J02161/MB02163 | 300281401 | 11 kV | CLOSED | VACUUM | PTJ02163 | SS 2.16 MENARA PJH (2C1) (F1) |  |  |  | P02163 | 31/07/2003 |  | TAMCO | A1 | 630.000 A | PENGGUNA 1 |  | Pass | null
378060911 | TNB | DISTRIBUTION | WP PUTRAJAYA & CYBERJAYA | Existing | VPTJ/PCE/J02162/MB02164 | 300281402 | 11 kV | CLOSED | VACUUM | PTJ02164 | SS 2.16 MENARA PJH (2C1) (F2) |  |  |  | P02164 | 31/07/2003 |  | TAMCO | A1 | 630.000 A | PPU PJ17 VCB 12 |  | Pass | null
378060913 | TNB | DISTRIBUTION | WP PUTRAJAYA & CYBERJAYA | Existing | VPTJ/PCE/J02162/MB02165 | 300281403 | 11 kV | CLOSED | VACUUM | PTJ02165 | SS 2.16 MENARA PJH (2C1) (F2) |  |  |  | P02165 | 31/07/2003 |  | TAMCO | A1 | 630.000 A | SS2.09 PTJ02094 |  | Pass | null
378069530 | TNB | DISTRIBUTION | WP PUTRAJAYA & CYBERJAYA | Existing | VCBJ/PCE/J22731/MB22732 | 300288613 | 11 kV | CLOSED | VACUUM | PTJ01262 | SS 22.73 - HP IT CAMPUS F1 |  |  |  | C22732 | 16/05/2010 |  | TAMCO | A1 | 630.000 A | PPU CJ9 VCB9 |  | Pass | null
378069532 | TNB | DISTRIBUTION | WP PUTRAJAYA & CYBERJAYA | Existing | VCBJ/PCE/J22731/MB22733 | 300288614 | 11 kV | CLOSED | VACUUM | PTJ01263 | SS 22.73 - HP IT CAMPUS F1 |  |  |  | C22733 | 16/05/2010 |  | TAMCO | A1 | 630.000 A | PENGGUNA 1 |  | Pass | null
378069551 | TNB | DISTRIBUTION | WP PUTRAJAYA & CYBERJAYA | Existing | VCBJ/PCE/J22731/MB22731 | 300288612 | 11 kV | CLOSED | VACUUM | PTJ01261 | SS 22.73 - HP IT CAMPUS F1 |  |  |  | C22731 | 16/05/2010 |  | TAMCO | A1 | 630.000 A | CBJ22782 |  | Pass | null
378069614 | TNB | DISTRIBUTION | WP PUTRAJAYA & CYBERJAYA | Existing | VCBJ/PCE/J22732/MB22734 | 300288615 | 11 kV | CLOSED | VACUUM |  | SS 22.73 - HP IT CAMPUS F2 |  |  |  | C22734 | 16/05/2010 |  | EPE | A1 | 630.000 A | CBJ22784 |  | Pass | null
378069616 | TNB | DISTRIBUTION | WP PUTRAJAYA & CYBERJAYA | Existing | VCBJ/PCE/J22732/MB22736 | 300288617 | 11 kV | CLOSED | VACUUM |  | SS 22.73 - HP IT CAMPUS F2 |  |  |  | C22736 | 16/05/2010 |  | TAMCO | A1 | 630.000 A | PENGGUNA 2 |  | Pass | null
378069635 | TNB | DISTRIBUTION | WP PUTRAJAYA & CYBERJAYA | Existing | VCBJ/PCE/J22732/MB22735 | 300288616 | 11 kV | CLOSED | VACUUM |  | SS 22.73 - HP IT CAMPUS F2 |  |  |  | C22735 | 16/05/2010 |  | TAMCO | A1 | 630.000 A | PPU CJ9 VCB10 |  | Pass | null
378069655 | TNB | DISTRIBUTION | WP PUTRAJAYA & CYBERJAYA | Existing | VCBJ/PCE/J22781/MB22782 | 300287544 | 11 kV | CLOSED | VACUUM |  | SS 22.78 LHDN F1 |  |  |  | C22782 | 20100310 |  | ITEM | 8BK-88E A1 | 630.000 A | CBJ22731 |  | Pass | null
378069657 | TNB | DISTRIBUTION | WP PUTRAJAYA & CYBERJAYA | Existing | VCBJ/PCE/J22781/MB22783 | 300287545 | 11 kV | CLOSED | VACUUM |  | SS 22.78 LHDN F1 |  |  |  | C22783 | 20100310 |  | ITEM | 8BK-88E A1 | 630.000 A | PENGGUNA 1 |  | Pass | null
378069676 | TNB | DISTRIBUTION | WP PUTRAJAYA & CYBERJAYA | Existing | VCBJ/PCE/J22781/MB22781 | 300287543 | 11 kV | CLOSED | VACUUM |  | SS 22.78 LHDN F1 |  |  |  | C22781 | 20100310 |  | ITEM | 8BK-88E A1 | 630.000 A | CBJ22401 |  | Pass | null
378070753 | TNB | DISTRIBUTION | WP PUTRAJAYA & CYBERJAYA | Existing | VCBJ/PCE/J22651/MB22651 | 300281845 | 11 kV | CLOSED | VACUUM |  | SS 22.65 BASIS BAY NO 2 |  |  |  | C22654 | 13/02/2009 |  | EPE | A1 | 630.000 A | PPU CJ7 VCB 15 |  | Pass | null
378070755 | TNB | DISTRIBUTION | WP PUTRAJAYA & CYBERJAYA | Existing | VCBJ/PCE/J22651/MB22652 | 300281846 | 11 kV | CLOSED | VACUUM |  | SS 22.65 BASIS BAY NO 2 |  |  |  | C22655 | 13/02/2009 |  | EPE | A1 | 630.000 A | PE22.88 CBJ22882 |  | Pass | null
378070774 | TNB | DISTRIBUTION | WP PUTRAJAYA & CYBERJAYA | Existing | VCBJ/PCE/J22651/MB22653 | 300281847 | 11 kV | CLOSED | VACUUM |  | SS 22.65 BASIS BAY NO 2 |  |  |  | C22656 | 13/02/2009 |  | EPE | A1 | 630.000 A | PENGGUNA F1 |  | Pass | null
378070794 | TNB | DISTRIBUTION | WP PUTRAJAYA & CYBERJAYA | Existing | VCBJ/PCE/J22551/MB22552 | 300281825 | 11 kV | CLOSED | VACUUM |  | SS 22.55 BASIS BAY NO 1 |  |  |  | C22552 | 20091102 |  | EPE | 12A20 | 630.000 A | PE22.88 CBJ22881 |  | Pass | null
378070796 | TNB | DISTRIBUTION | WP PUTRAJAYA & CYBERJAYA | Existing | VCBJ/PCE/J22551/MB22553 | 300281826 | 11 kV | CLOSED | VACUUM |  | SS 22.55 BASIS BAY NO 1 |  |  |  | C22553 | 20091102 |  | EPE | 12A20 | 630.000 A | PENGGUNA F1 |  | Pass | null
378070815 | TNB | DISTRIBUTION | WP PUTRAJAYA & CYBERJAYA | Existing | VCBJ/PCE/J22551/MB22551 | 300281824 | 11 kV | CLOSED | VACUUM |  | SS 22.55 BASIS BAY NO 1 |  |  |  | C22551 | 20091102 |  | EPE | 12A20 | 630.000 A | PPU CJ7 VCB 6 |  | Pass | null
378070840 | TNB | DISTRIBUTION | WP PUTRAJAYA & CYBERJAYA | Existing | VCBJ/PCE/J22371/MB22372 | 300281815 | 11 kV | OPEN | VACUUM | CBJ22372 | PE 22.37 BOMBA CJ F1 |  |  |  | C22372 | 20040804 |  | ITEM | GA | 630.000 A | PE20.02 CBJ20023 |  | Pass | null
378070842 | TNB | DISTRIBUTION | WP PUTRAJAYA & CYBERJAYA | Existing | VCBJ/PCE/J22371/MB22373 | 300281816 | 11 kV | CLOSED | VACUUM | CBJ22373 | PE 22.37 BOMBA CJ F1 |  |  |  | C22373 | 20040804 |  | ITEM | GA | 630.000 A | TX1 |  | Pass | null
378070861 | TNB | DISTRIBUTION | WP PUTRAJAYA & CYBERJAYA | Existing | VCBJ/PCE/J22371/MB22371 | 300281814 | 11 kV | CLOSED | VACUUM | CBJ22371 | PE 22.37 BOMBA CJ F1 |  |  |  | C22371 | 20040804 |  | ITEM | GA | 630.000 A | PPU CBJ 9 VCB 8 |  | Pass | null
378071151 | TNB | DISTRIBUTION | WP PUTRAJAYA & CYBERJAYA | Existing | VCBJ/PCE/J22372/MB22375 | 300281820 | 11 kV | CLOSED | VACUUM | CBJ22375 | PE 22.37 BOMBA CJ F2 |  |  |  | C22375 | 20040804 |  | ITEM | GA | 630.000 A | SS22.08 CBJ22088 |  | Pass | null
378071175 | TNB | DISTRIBUTION | WP PUTRAJAYA & CYBERJAYA | Existing | VCBJ/PCE/J22372/MB22376 | 300281821 | 11 kV | CLOSED | VACUUM | CBJ22376 | PE 22.37 BOMBA CJ F2 |  |  |  | C22376 | 20040804 |  | ITEM | GA | 630.000 A | TX.2 |  | Pass | null
378071178 | TNB | DISTRIBUTION | WP PUTRAJAYA & CYBERJAYA | Existing | VCBJ/PCE/J22372/MB22374 | 300281819 | 11 kV | CLOSED | VACUUM | CBJ22374 | PE 22.37 BOMBA CJ F2 |  |  |  | C22374 | 20040804 |  | ITEM | GA | 630.000 A | PPU CBJ 9 VCB 7 |  | Pass | null
378071275 | TNB | DISTRIBUTION | WP PUTRAJAYA & CYBERJAYA | Existing | VCBJ/PCE/J24231/MB2 | 300523118 | 11 kV | CLOSED | VACUUM | CBJ24232 | SS 24.23 STAR CENTRAL F1 |  |  |  | C24232 |  |  | TAMCO | N/A | 630.000 A | CBJ25104 |  | Pass | null
378071277 | TNB | DISTRIBUTION | WP PUTRAJAYA & CYBERJAYA | Existing | VCBJ/PCE/J24231/MB3 | 300523120 | 11 kV | CLOSED | VACUUM | CBJ24233 | SS 24.23 STAR CENTRAL F1 |  |  |  | C24233 |  |  | TAMCO | N/A | 630.000 A | PENGGUNA F1 |  | Pass | null
378071296 | TNB | DISTRIBUTION | WP PUTRAJAYA & CYBERJAYA | Existing | VCBJ/PCE/J24231/MB1 | 300523097 | 11 kV | CLOSED | VACUUM | CBJ24231 | SS 24.23 STAR CENTRAL F1 |  |  |  | C24231 |  |  | TAMCO | N/A | 630.000 A | CBJ24413 |  | Pass | null
378071316 | TNB | DISTRIBUTION | WP PUTRAJAYA & CYBERJAYA | Existing | VCBJ/PCE/J22791/MB22792 | 300452894 | 11 kV | CLOSED | VACUUM | CBJ24231 SS 24.23 (STAR CENTRAL) | SS 22.79 DCP2 F1 |  |  |  | C22792 |  |  | TAMCO | VK 10J 20H | 630.000 A | LOOP CBJ 22795 |  | Pass | null
378071318 | TNB | DISTRIBUTION | WP PUTRAJAYA & CYBERJAYA | Existing | VCBJ/PCE/J22791/MB22793 | 300452895 | 11 kV | CLOSED |  |  | SS 22.79 DCP2 F1 |  |  |  | C22793 |  |  | TAMCO | VK 10J 20H | 630.000 A | PENGGUNA |  | Fail | Please check "InsulationType"
378071337 | TNB | DISTRIBUTION | WP PUTRAJAYA & CYBERJAYA | Existing | VCBJ/PCE/J22791/MB22791 | 300452893 | 11 kV | CLOSED |  |  | SS 22.79 DCP2 F1 |  |  |  | C22791 |  |  | TAMCO | VK 10J 20H | 630.000 A | PPU CBJ 9 VCB1 |  | Fail | Please check "InsulationType"
378071357 | TNB | DISTRIBUTION | WP PUTRAJAYA & CYBERJAYA | Existing | VCBJ/PCE/J22792/MB22792 | 300452898 | 11 kV | CLOSED | VACUUM | CBJ24234 SS 24.23 F2 | SS 22.79 DCP2 F2 |  |  |  | C22795 |  |  | TAMCO | VK 10J 20H | 630.000 A | LOOP CBJ 22792 |  | Pass | null
378071359 | TNB | DISTRIBUTION | WP PUTRAJAYA & CYBERJAYA | Existing | VCBJ/PCE/J22792/MB22793 | 300452899 | 11 kV | CLOSED |  |  | SS 22.79 DCP2 F2 |  |  |  | C22796 |  |  | TAMCO | VK 10J 20H | 630.000 A | PENGGUNA |  | Fail | Please check "InsulationType"
378071378 | TNB | DISTRIBUTION | WP PUTRAJAYA & CYBERJAYA | Existing | VCBJ/PCE/J22792/MB22791 | 300452897 | 11 kV | CLOSED | VACUUM | PPU CYB9: VCB 1 | SS 22.79 DCP2 F2 |  |  |  | C22794 |  |  | TAMCO | VK 10J 20H | 630.000 A | PPU CBJ 9 VCB2 |  | Pass | null
378071417 | TNB | DISTRIBUTION | WP PUTRAJAYA & CYBERJAYA | Existing | VCBJ/PCE/J24232/MB2 | 300523096 | 11 kV | CLOSED | VACUUM | CBJ24235 | SS 24.23 STAR CENTRAL F2 |  |  |  | C24235 |  |  | TAMCO | N/A | 630.000 A | CBJ25101 |  | Pass | null
378071419 | TNB | DISTRIBUTION | WP PUTRAJAYA & CYBERJAYA | Existing | VCBJ/PCE/J24232/MB3 | 300516717 | 11 kV | CLOSED | VACUUM | CBJ24236 | SS 24.23 STAR CENTRAL F2 |  |  |  | C24236 |  |  | TAMCO | N/A | 630.000 A | PENGGUNA F2 |  | Pass | null
378071438 | TNB | DISTRIBUTION | WP PUTRAJAYA & CYBERJAYA | Existing | VCBJ/PCE/J24232/MB1 | 300516720 | 11 kV | CLOSED | VACUUM | CBJ24234 | SS 24.23 STAR CENTRAL F2 |  |  |  | C24234 |  |  | TAMCO | N/A | 630.000 A | CBJ22795 |  | Pass | null
378099654 | TNB | DISTRIBUTION | WP PUTRAJAYA & CYBERJAYA | Existing | VPTJ/PMU/G00003/NB12 | 300433206 | 11 kV | OPEN | VACUUM | CB 12 | PMU PUTRAJAYA CENTRAL 132/33/11 |  |  |  | VCB 12 | 20110905 |  | TAMCO | VK-10J-20D | 630.000 A | PE14.29 |  | Pass | null
378099655 | TNB | DISTRIBUTION | WP PUTRAJAYA & CYBERJAYA | Existing | VPTJ/PMU/G00003/NB2 | 300433211 | 11 kV | CLOSED | VACUUM | CB 2 | PMU PUTRAJAYA CENTRAL 132/33/11 |  |  |  | VCB 2 | 20110905 |  | TAMCO | VK-10J-20D | 630.000 A | SS SG.MERAB |  | Pass | null
378099657 | TNB | DISTRIBUTION | WP PUTRAJAYA & CYBERJAYA | Existing | VPTJ/PMU/G00003/MB9L5 | 300433196 | 33 kV | OPEN | VACUUM | 9L5 | PMU PUTRAJAYA CENTRAL 132/33/11 |  |  |  | VCB 9L5 | 20110905 |  | TAMCO | VY 30M 25D | 1250.000 A | PPU PJ4 3P5 |  | Pass | null
378099715 | TNB | DISTRIBUTION | WP PUTRAJAYA & CYBERJAYA | Existing | VPTJ/PMU/G00003/NB14 | 300433208 | 11 kV | OPEN | VACUUM | CB 14 | PMU PUTRAJAYA CENTRAL 132/33/11 |  |  |  | VCB 14 | 20110905 |  | TAMCO | VK-10J-20D | 630.000 A | SPARE |  | Pass | null
378099731 | TNB | DISTRIBUTION | WP PUTRAJAYA & CYBERJAYA | Existing | VPTJ/PMU/G00003/MB4L5 | 300433190 | 33 kV | CLOSED | VACUUM | 4L5 | PMU PUTRAJAYA CENTRAL 132/33/11 |  |  |  | VCB 4L5 | 20110905 |  | TAMCO | VY 30M 25D | 1250.000 A | PPU PJ2 4P5 |  | Pass | null
378099732 | TNB | DISTRIBUTION | WP PUTRAJAYA & CYBERJAYA | Existing |  |  | 33 kV | CLOSED |  |  | PMU PUTRAJAYA CENTRAL 132/33/11 | [11 empty] | Fail | Please check "InsulationType"
378099776 | TNB | DISTRIBUTION | WP PUTRAJAYA & CYBERJAYA | Existing | VPTJ/PMU/G00003/NB32 | 300433215 | 33 kV | CLOSED | VACUUM | CB 32 | PMU PUTRAJAYA CENTRAL 132/33/11 |  |  |  | VCB 32 | 20110905 |  | TAMCO | VK-10P-25D | 2000.000 A | TX2 |  | Pass | null
378099785 | TNB | DISTRIBUTION | WP PUTRAJAYA & CYBERJAYA | Existing | VPTJ/PMU/G00003/MB6L5 | 300433193 | 33 kV | CLOSED | VACUUM | 6L5 | PMU PUTRAJAYA CENTRAL 132/33/11 |  |  |  | VCB 6L5 | 20110905 |  | TAMCO | VY 30M 25D | 1250.000 A | SPARE |  | Pass | null
378099801 | TNB | DISTRIBUTION | WP PUTRAJAYA & CYBERJAYA | Existing | VPTJ/PMU/G00003/NB8 | 300433220 | 11 kV | OPEN | VACUUM | CB 8 | PMU PUTRAJAYA CENTRAL 132/33/11 |  |  |  | VCB 8 | 20110905 |  | TAMCO | VK-10J-20D | 630.000 A | PE16.03 PADAT |  | Pass | null
378099802 | TNB | DISTRIBUTION | WP PUTRAJAYA & CYBERJAYA | Existing | VPTJ/PMU/G00003/MB5L5 | 300433192 | 33 kV | CLOSED | VACUUM | 5L5 | PMU PUTRAJAYA CENTRAL 132/33/11 |  |  |  | VCB 5L5 | 20110905 |  | TAMCO | VY 30M 25D | 1250.000 A | SPARE |  | Pass | null
378099845 | TNB | DISTRIBUTION | WP PUTRAJAYA & CYBERJAYA | Existing | VPTJ/PMU/G00003/MB2TO | 300433187 | 33 kV | CLOSED | VACUUM | 2TO | PMU PUTRAJAYA CENTRAL 132/33/11 |  |  |  | VCB 3TO | 20110905 |  | TAMCO | VY 30P 25D | 2000.000 A | TX1 |  | Pass | null
378099860 | TNB | DISTRIBUTION | WP PUTRAJAYA & CYBERJAYA | Existing | VPTJ/PMU/G00003/NB1 | 300433203 | 11 kV | CLOSED | VACUUM | CB 1 | PMU PUTRAJAYA CENTRAL 132/33/11 |  |  |  | VCB 1 | 20110905 |  | TAMCO | VK-10J-20D | 630.000 A | PAT NO.2 KG. DABB |  | Pass | null
378099868 | TNB | DISTRIBUTION | WP PUTRAJAYA & CYBERJAYA | Existing | VPTJ/PMU/G00003/NB5 | 300433217 | 11 kV | CLOSED | VACUUM | CB 5 | PMU PUTRAJAYA CENTRAL 132/33/11 |  |  |  | VCB 5 | 20110905 |  | TAMCO | VK-10J-20D | 630.000 A | PE14.19 BLOK 6 |  | Pass | null
378099911 | TNB | DISTRIBUTION | WP PUTRAJAYA & CYBERJAYA | Existing |  |  | 33 kV | CLOSED |  |  | PMU PUTRAJAYA CENTRAL 132/33/11 | [11 empty] | Fail | Please check "InsulationType"
378099915 | TNB | DISTRIBUTION | WP PUTRAJAYA & CYBERJAYA | Existing | VPTJ/PMU/G00003/MB1L5 | 300433200 | 33 kV | CLOSED | VACUUM | 1L5 | PMU PUTRAJAYA CENTRAL 132/33/11 |  |  |  | VCB 1L5 | 20110905 |  | TAMCO | VY 30M 25D | 1250.000 A | PPU PJ6 3P5 |  | Pass | null
378099924 | TNB | DISTRIBUTION | WP PUTRAJAYA & CYBERJAYA | Existing | VPTJ/PMU/G00003/MB2L5 | 300433185 | 33 kV | CLOSED | VACUUM | 2L5 | PMU PUTRAJAYA CENTRAL 132/33/11 |  |  |  | VCB 2L5 | 20110905 |  | TAMCO | VY 30M 25D | 1250.000 A | PPU PJ6 2P5 |  | Pass | null
378099932 | TNB | DISTRIBUTION | WP PUTRAJAYA & CYBERJAYA | Existing | VPTJ/PMU/G00003/NB3 | 300433212 | 11 kV | CLOSED | VACUUM | CB3 | PMU PUTRAJAYA CENTRAL 132/33/11 |  |  |  | VCB 3 | 20110905 |  | TAMCO | VK-10J-20D | 630.000 A | TMN DESA SG.MERAB |  | Pass | null
378099941 | TNB | DISTRIBUTION | WP PUTRAJAYA & CYBERJAYA | Existing | VPTJ/PMU/G00003/NB7 | 300433219 | 11 kV | OPEN | VACUUM | CB 7 | PMU PUTRAJAYA CENTRAL 132/33/11 |  |  |  | VCB 7 | 20110905 |  | TAMCO | VK-10J-20D | 630.000 A | PE16.20 BLOK 1A |  | Pass | null
378099942 | TNB | DISTRIBUTION | WP PUTRAJAYA & CYBERJAYA | Existing | VPTJ/PMU/G00003/MB1TO | 300433183 | 33 kV | CLOSED | VACUUM | 1TO | PMU PUTRAJAYA CENTRAL 132/33/11 |  |  |  | VCB 3TO | 20110905 |  | TAMCO | VY 30P 25D | 2000.000 A | TX1 |  | Pass | null
378099973 | TNB | DISTRIBUTION | WP PUTRAJAYA & CYBERJAYA | Existing | VPTJ/PMU/G00003/NB11 | 300433205 | 11 kV | OPEN | VACUUM | CB 11 | PMU PUTRAJAYA CENTRAL 132/33/11 |  |  |  | VCB 11 | 20110905 |  | TAMCO | VK-10J-20D | 630.000 A | PE 14.29 |  | Pass | null
378099975 | TNB | DISTRIBUTION | WP PUTRAJAYA & CYBERJAYA | Existing | VPTJ/PMU/G00003/NB31 | 300433214 | 11 kV | CLOSED | VACUUM | CB 31 | PMU PUTRAJAYA CENTRAL 132/33/11 |  |  |  | VCB 31 | 20110905 |  | TAMCO | VK-10P-25D | 2000.000 A | TX1 |  | Pass | null
378100022 | TNB | DISTRIBUTION | WP PUTRAJAYA & CYBERJAYA | Existing | VPTJ/PMU/G00003/NB6 | 300433218 | 11 kV | OPEN | VACUUM | CB 6 | PMU PUTRAJAYA CENTRAL 132/33/11 |  |  |  | VCB 6 | 20110905 |  | TAMCO | VK-10J-20D | 630.000 A | PE14.19 BLOK E2 |  | Pass | null
378100026 | TNB | DISTRIBUTION | WP PUTRAJAYA & CYBERJAYA | Existing | VPTJ/PMU/G00003/NB10 | 300433204 | 11 kV | OPEN | VACUUM | CB 10 | PMU PUTRAJAYA CENTRAL 132/33/11 |  |  |  | VCB 10 | 20110905 |  | TAMCO | VK-10J-20D | 630.000 A | PE12.01 PADAT |  | Pass | null
378100039 | TNB | DISTRIBUTION | WP PUTRAJAYA & CYBERJAYA | Existing | VPTJ/PMU/G00003/MB10L5 | 300433197 | 33 kV | CLOSED | VACUUM | 10L5 | PMU PUTRAJAYA CENTRAL 132/33/11 |  |  |  | VCB 10L5 | 20110905 |  | TAMCO | VY 30M 25D | 1250.000 A | PPU PJ4 4P5 |  | Pass | null
378100065 | TNB | DISTRIBUTION | WP PUTRAJAYA & CYBERJAYA | Existing | VPTJ/PMU/G00003/NB4 | 300433216 | 11 kV | CLOSED | VACUUM | CB 4 | PMU PUTRAJAYA CENTRAL 132/33/11 |  |  |  | VCB 4 | 20110905 |  | TAMCO | VK-10J-20D | 630.000 A | PE LOJI AIR SG.MERAB |  | Pass | null
378100111 | TNB | DISTRIBUTION | WP PUTRAJAYA & CYBERJAYA | Existing | VPTJ/PMU/G00003/MB3L5 | 300433189 | 33 kV | CLOSED | VACUUM | 3L5 | PMU PUTRAJAYA CENTRAL 132/33/11 |  |  |  | VCB 3L5 | 20110905 |  | TAMCO | VY 30M 25D | 1250.000 A | SPARE |  | Pass | null
378100124 | TNB | DISTRIBUTION | WP PUTRAJAYA & CYBERJAYA | Existing | VPTJ/PMU/G00003/MB8L5 | 300433195 | 33 kV | CLOSED | VACUUM | 8L5 | PMU PUTRAJAYA CENTRAL 132/33/11 |  |  |  | VCB 8L5 | 20110905 |  | TAMCO | VY 30M 25D | 1250.000 A | SSU SONY 5S5 |  | Pass | null
378100156 | TNB | DISTRIBUTION | WP PUTRAJAYA & CYBERJAYA | Existing | VPTJ/PMU/G00003/MB7L5 | 300433194 | 33 kV | OPEN | VACUUM | 7L5 | PMU PUTRAJAYA CENTRAL 132/33/11 |  |  |  | VCB 7L5 | 20110905 |  | TAMCO | VY 30M 25D | 1250.000 A | SSU GDC 1 3S5 |  | Pass | null
378100181 | TNB | DISTRIBUTION | WP PUTRAJAYA & CYBERJAYA | Existing | VPTJ/PMU/G00003/NB9 | 300433221 | 11 kV | OPEN | VACUUM | CB 9 | PMU PUTRAJAYA CENTRAL 132/33/11 |  |  |  | VCB 9 | 20110905 |  | TAMCO | VK-10J-20D | 630.000 A | SPARE |  | Pass | null
378100221 | TNB | DISTRIBUTION | WP PUTRAJAYA & CYBERJAYA | Existing | VPTJ/PMU/G00003/NB13 | 300433207 | 11 kV | OPEN | VACUUM | CB 13 | PMU PUTRAJAYA CENTRAL 132/33/11 |  |  |  | VCB 13 | 20110905 |  | TAMCO | VK-10J-20D | 630.000 A | SPARE |  | Pass | null
378115375 | TNB | DISTRIBUTION | WP PUTRAJAYA & CYBERJAYA | Existing | VPTJ/PCE/J09231/MB09232 | 300281914 | 11 kV | CLOSED |  |  | PE 9.23 FLAT D (F1) |  |  |  | P09232 | 20160711 |  | TAMCO | HAMPAGAS | 630.000 A | PTJ09241 |  | Fail | Please check "InsulationType"
378115399 | TNB | DISTRIBUTION | WP PUTRAJAYA & CYBERJAYA | Existing | VPTJ/PCE/J09231/MB09233 | 300281915 | 11 kV | CLOSED |  |  | PE 9.23 FLAT D (F1) |  |  |  | P09233 | 20160711 |  | TAMCO | HAMPAGAS | 630.000 A | TX-11000KVA |  | Fail | Please check "InsulationType"
378115402 | TNB | DISTRIBUTION | WP PUTRAJAYA & CYBERJAYA | Existing | VPTJ/PCE/J09231/MB09231 | 300281913 | 11 kV | CLOSED |  |  | PE 9.23 FLAT D (F1) |  |  |  | P09231 | 20160711 |  | TAMCO | HAMPAGAS | 630.000 A | PTJ09202 |  | Fail | Please check "InsulationType"
378115494 | TNB | DISTRIBUTION | WP PUTRAJAYA & CYBERJAYA | Existing | VPTJ/PCE/J09232/MB09235 | 300281917 | 11 kV | CLOSED |  |  | PE 9.23 FLAT D (F2) |  |  |  | P09235 | 14/11/2016 |  | TAMCO | HAMPAGAS | 630.000 A | PTJ09244 |  | Fail | Please check "InsulationType"
378115518 | TNB | DISTRIBUTION | WP PUTRAJAYA & CYBERJAYA | Existing | VPTJ/PCE/J09232/MB09236 | 300281918 | 11 kV | CLOSED |  |  | PE 9.23 FLAT D (F2) |  |  |  | P09236 | 14/11/2016 |  | TAMCO | HAMPAGAS | 630.000 A | TX-11000KVA |  | Fail | Please check "InsulationType"
378115521 | TNB | DISTRIBUTION | WP PUTRAJAYA & CYBERJAYA | Existing | VPTJ/PCE/J09232/MB09234 | 300281916 | 11 kV | CLOSED |  |  | PE 9.23 FLAT D (F2) |  |  |  | P09234 | 14/11/2016 |  | TAMCO | HAMPAGAS | 630.000 A | PTJ09221 |  | Fail | Please check "InsulationType"
378116067 | TNB | DISTRIBUTION | WP PUTRAJAYA & CYBERJAYA | Existing | VPTJ/PCE/J09212/MB09214 | 300281910 | 11 kV | CLOSED |  |  | PE 9.21 P9D/1 TERES (F2) |  |  |  | P09214 | 20010308 |  | SIEMENS | A1 | 630.000 A | PTJ 9464 |  | Fail | Please check "InsulationType"
378116091 | TNB | DISTRIBUTION | WP PUTRAJAYA & CYBERJAYA | Existing | VPTJ/PCE/J09212/MB09216 | 300281912 | 11 kV | CLOSED |  |  | PE 9.21 P9D/1 TERES (F2) |  |  |  | P09216 | 20010308 |  | SIEMENS | A1 | 630.000 A | TX2 1000KVA |  | Fail | Please check "InsulationType"
378116094 | TNB | DISTRIBUTION | WP PUTRAJAYA & CYBERJAYA | Existing | VPTJ/PCE/J09212/MB09215 | 300281911 | 11 kV | CLOSED |  |  | PE 9.21 P9D/1 TERES (F2) |  |  |  | P09215 | 20010308 |  | SIEMENS | A1 | 630.000 A | PTJ 9194 |  | Fail | Please check "InsulationType"
378116184 | TNB | DISTRIBUTION | WP PUTRAJAYA & CYBERJAYA | Existing | VPTJ/PCE/J09211/MB09211 | 300281907 | 11 kV | CLOSED |  |  | PE 9.21 P9D/1 TERES (F1) |  |  |  | P09211 | 20010308 |  | SIEMENS | A1 | 630.000 A | PTJ 9461 |  | Fail | Please check "InsulationType"
378116208 | TNB | DISTRIBUTION | WP PUTRAJAYA & CYBERJAYA | Existing | VPTJ/PCE/J09211/MB09213 | 300281909 | 11 kV | CLOSED |  |  | PE 9.21 P9D/1 TERES (F1) |  |  |  | P09213 | 20010308 |  | SIEMENS | A1 | 630.000 A | TX1 1000 KVA |  | Fail | Please check "InsulationType"
378116211 | TNB | DISTRIBUTION | WP PUTRAJAYA & CYBERJAYA | Existing | VPTJ/PCE/J09211/MB09212 | 300281908 | 11 kV | CLOSED |  |  | PE 9.21 P9D/1 TERES (F1) |  |  |  | P09212 | 20010308 |  | SIEMENS | A1 | 630.000 A | PTJ 9191 |  | Fail | Please check "InsulationType"
378117141 | TNB | DISTRIBUTION | WP PUTRAJAYA & CYBERJAYA | Existing | VCBJ/PCE/J23081/MB23083 | 310317897 | 11 kV | CLOSED | VACUUM | CBJ23083 | SS 23.08 THE PLACE NO 1 |  |  |  | C23083 |  |  | SIEMENS |  | 630.000 A |  |  | Pass | null
378117143 | TNB | DISTRIBUTION | WP PUTRAJAYA & CYBERJAYA | Existing | VCBJ/PCE/J23081/MB23082 | 310317896 | 11 kV | CLOSED | VACUUM | CBJ23082 | SS 23.08 THE PLACE NO 1 |  |  |  | C23082 |  |  | SIEMENS |  | 630.000 A |  |  | Pass | null
378117162 | TNB | DISTRIBUTION | WP PUTRAJAYA & CYBERJAYA | Existing | VCBJ/PCE/J23081/MB23084 | 310317899 | 11 kV | CLOSED | VACUUM | CBJ23084 | SS 23.08 THE PLACE NO 1 |  |  |  | C23084 |  |  | SIEMENS |  | 630.000 A |  |  | Pass | null
378117167 | TNB | DISTRIBUTION | WP PUTRAJAYA & CYBERJAYA | Existing | VCBJ/PCE/J23081/MB 23081 | 310317895 | 11 kV | CLOSED | VACUUM | CBJ23081 | SS 23.08 THE PLACE NO 1 |  |  |  | C23081 |  |  | SIEMENS |  | 630.000 A |  |  | Pass | null
378118616 | TNB | DISTRIBUTION | WP PUTRAJAYA & CYBERJAYA | Existing | VCBJ/PPU/G00006/NB18 | 300307894 | 11 kV | OPEN | VACUUM | CBJ21702 SS 21.70 F1 | PPU CYBERJAYA NO 6 |  |  |  | VCB 18 | 19990107 |  | EPE | NA | 630.000 A | NA |  | Pass | null
378118629 | TNB | DISTRIBUTION | WP PUTRAJAYA & CYBERJAYA | Existing | VCBJ/PPU/G00006/NB17 | 300307893 | 11 kV | CLOSED | VACUUM | CBJ21706 SS 21.70 f2 | PPU CYBERJAYA NO 6 |  |  |  | VCB 17 | 19990107 |  | EPE | NA | 630.000 A | NA |  | Pass | null
378129641 | TNB | DISTRIBUTION | WP PUTRAJAYA & CYBERJAYA | Existing | VPTJ/PCE/J02162/MB02166 | 300281404 | 11 kV | CLOSED | VACUUM | PTJ02166 | SS 2.16 MENARA PJH (2C1) (F2) |  |  |  | P02166 | 31/07/2003 |  | TAMCO | A1 | 630.000 A | PENGGUNA 2 |  | Pass | null
378129656 | TNB | DISTRIBUTION | WP PUTRAJAYA & CYBERJAYA | Existing | VPTJ/PCE/J02221/MB02221 | 300452788 | 11 kV | CLOSED | VACUUM | PTJ02221 | SS 2.22 2C2 (F1) |  |  |  | P02221 |  |  | TAMCO | A1 | 630.000 A | SS2.16 PTJ02162 |  | Pass | null
378129658 | TNB | DISTRIBUTION | WP PUTRAJAYA & CYBERJAYA | Existing | VPTJ/PCE/J02221/MB02222 | 300452784 | 11 kV | CLOSED | VACUUM | PTJ02222 | SS 2.22 2C2 (F1) |  |  |  | P02222 |  |  | TAMCO | A1 | 630.000 A | SS2.09 PTJ02091 |  | Pass | null
378129682 | TNB | DISTRIBUTION | WP PUTRAJAYA & CYBERJAYA | Existing | VPTJ/PCE/J02221/MB02223 | 300452785 | 11 kV | CLOSED | VACUUM | PTJ02223 | SS 2.22 2C2 (F1) |  |  |  | P02223 |  |  | TAMCO | A1 | 630.000 A | VCB PENGGUNA 1 |  | Pass | null
378129697 | TNB | DISTRIBUTION | WP PUTRAJAYA & CYBERJAYA | Existing | VPTJ/PCE/J02222/MB02221 | 300452783 | 11 kV | CLOSED | VACUUM | PTJ02224 | SS 2.22 2C2 (F2) |  |  |  | P02224 |  |  | TAMCO | A1 | 630.000 A | SS2.16 PTJ02165 |  | Pass | null
378129699 | TNB | DISTRIBUTION | WP PUTRAJAYA & CYBERJAYA | Existing | VPTJ/PCE/J02222/MB02222 | 300452789 | 11 kV | CLOSED | VACUUM | PTJ02225 | SS 2.22 2C2 (F2) |  |  |  | P02225 |  |  | TAMCO | A1 | 630.000 A | SS2.09 PTJ02094 |  | Pass | null
378129723 | TNB | DISTRIBUTION | WP PUTRAJAYA & CYBERJAYA | Existing | VPTJ/PCE/J02222/MB02223 | 300452791 | 11 kV | CLOSED | VACUUM | PTJ02226 | SS 2.22 2C2 (F2) |  |  |  | P02226 |  |  | TAMCO | A1 | 630.000 A | VCB PENGGUNA 2 |  | Pass | null
378129765 | TNB | DISTRIBUTION | WP PUTRAJAYA & CYBERJAYA | Existing | VPTJ/PCE/J02091/MB02091 | 300281357 | 11 kV | CLOSED | VACUUM | PTJ02091 | SS 2.09 MOF 2G1 (F1) |  |  |  | P02091 | 15/01/2017 |  | TAMCO | 11KV VCB (A1) | 630.000 A | SS2.22 PTJ02222 |  | Pass | null
378129767 | TNB | DISTRIBUTION | WP PUTRAJAYA & CYBERJAYA | Existing | VPTJ/PCE/J02091/MB02092 | 300281358 | 11 kV | CLOSED | VACUUM | PTJ02092 | SS 2.09 MOF 2G1 (F1) |  |  |  | P02092 | 15/01/2017 |  | TAMCO | 11KV VCB (A1) | 630.000 A | SS2.10 PTJ02101 |  | Pass | null
378129791 | TNB | DISTRIBUTION | WP PUTRAJAYA & CYBERJAYA | Existing | VPTJ/PCE/J02091/MB02093 | 300281359 | 11 kV | CLOSED | VACUUM | PTJ02093 | SS 2.09 MOF 2G1 (F1) |  |  |  | P02093 | 15/01/2017 |  | TAMCO | 11KV VCB (A1) | 630.000 A | PENGGUNA F1 |  | Pass | null
378129806 | TNB | DISTRIBUTION | WP PUTRAJAYA & CYBERJAYA | Existing | VPTJ/PCE/J02092/MB02094 | 300281360 | 11 kV | CLOSED | VACUUM | PTJ02094 | SS 2.09 MOF 2G1 (F2) |  |  |  | P02094 | 22/01/2017 |  | TAMCO | 11KV VCB (A1) | 630.000 A | SS2.22 PTJ02225 |  | Pass | null
378129808 | TNB | DISTRIBUTION | WP PUTRAJAYA & CYBERJAYA | Existing | VPTJ/PCE/J02092/MB02095 | 300281361 | 11 kV | CLOSED | VACUUM | PTJ02095 | SS 2.09 MOF 2G1 (F2) |  |  |  | P02095 | 22/01/2017 |  | TAMCO | 11KV VCB (A1) | 630.000 A | SS2.10 PTJ02104 |  | Pass | null
378129832 | TNB | DISTRIBUTION | WP PUTRAJAYA & CYBERJAYA | Existing | VPTJ/PCE/J02092/MB02096 | 300281362 | 11 kV | CLOSED | VACUUM | PTJ02096 | SS 2.09 MOF 2G1 (F2) |  |  |  | P02096 | 22/01/2017 |  | TAMCO | 11KV VCB (A1) | 630.000 A | PENGGUNA F2 |  | Pass | null
378129873 | TNB | DISTRIBUTION | WP PUTRAJAYA & CYBERJAYA | Existing | VPTJ/PCE/J02101/MB02101 | 300281369 | 11 kV | CLOSED | VACUUM | PTJ02101 | SS 2.10 MOF 2G2 UTARA (F1) |  |  |  | P02101 | 20020402 |  | UNIVAC | A1 | 630.000 A | SS2.09 PTJ02092 |  | Pass | null
378129875 | TNB | DISTRIBUTION | WP PUTRAJAYA & CYBERJAYA | Existing | VPTJ/PCE/J02101/MB02102 | 300281370 | 11 kV | CLOSED | VACUUM | PTJ02102 | SS 2.10 MOF 2G2 UTARA (F1) |  |  |  | P02102 | 20020402 |  | UNIVAC | A1 | 630.000 A | SS2.11 PTJ02111 |  | Pass | null
378129899 | TNB | DISTRIBUTION | WP PUTRAJAYA & CYBERJAYA | Existing | VPTJ/PCE/J02101/MB02103 | 300281371 | 11 kV | CLOSED | VACUUM | PTJ02103 | SS 2.10 MOF 2G2 UTARA (F1) |  |  |  | P02103 | 20020402 |  | UNIVAC | A1 | 630.000 A | PENGGUNA 1 |  | Pass | null
378129914 | TNB | DISTRIBUTION | WP PUTRAJAYA & CYBERJAYA | Existing | VPTJ/PCE/J02102/MB02104 | 300281372 | 11 kV | CLOSED | VACUUM | PTJ02104 | SS 2.10 MOF 2G2 UTARA (F2) |  |  |  | P02104 | 20020402 |  | UNIVAC | A1 | 630.000 A | SS2.09 PTJ02095 |  | Pass | null
378129916 | TNB | DISTRIBUTION | WP PUTRAJAYA & CYBERJAYA | Existing | VPTJ/PCE/J02102/MB02105 | 300281373 | 11 kV | CLOSED | VACUUM | PTJ02105 | SS 2.10 MOF 2G2 UTARA (F2) |  |  |  | P02105 | 20020402 |  | UNIVAC | A1 | 630.000 A | SS2.11 PTJ02114 |  | Pass | null
378129940 | TNB | DISTRIBUTION | WP PUTRAJAYA & CYBERJAYA | Existing | VPTJ/PCE/J02102/MB02106 | 300281374 | 11 kV | CLOSED | VACUUM | PTJ02106 | SS 2.10 MOF 2G2 UTARA (F2) |  |  |  | P02106 | 20020402 |  | UNIVAC | A1 | 630.000 A | PENGGUNA 2 |  | Pass | null
378130000 | TNB | DISTRIBUTION | WP PUTRAJAYA & CYBERJAYA | Existing | VPTJ/PCE/J02112/MB02115 | 300281382 | 11 kV | OPEN | VACUUM | PTJ02115 | SS 2.11 MOF 2G2 SELATAN (F2) |  |  |  | P02115 | 20020402 |  | TAMCO | A1 | 630.000 A | SPARE |  | Pass | null
378130002 | TNB | DISTRIBUTION | WP PUTRAJAYA & CYBERJAYA | Existing | VPTJ/PCE/J02112/MB02116 | 300281383 | 11 kV | CLOSED | VACUUM | PTJ02116 | SS 2.11 MOF 2G2 SELATAN (F2) |  |  |  | P02116 | 20020402 |  | TAMCO | A1 | 630.000 A | SS2.20 PTJ02204 |  | Pass | null
378130021 | TNB | DISTRIBUTION | WP PUTRAJAYA & CYBERJAYA | Existing | VPTJ/PCE/J02112/MB02114 | 300281381 | 11 kV | OPEN | VACUUM | PTJ02114 | SS 2.11 MOF 2G2 SELATAN (F2) |  |  |  | PTJ02114 | 20020402 |  | UNIVAC | A1 | 630.000 A | SS2.10 PTJ02105 |  | Pass | null
378130026 | TNB | DISTRIBUTION | WP PUTRAJAYA & CYBERJAYA | Existing | VPTJ/PCE/J02112/MB02117 | 300281385 | 11 kV | CLOSED | VACUUM | PTJ02117 | SS 2.11 MOF 2G2 SELATAN (F2) |  |  |  | P02117 | 20020402 |  | UNIVAC | A1 | 630.000 A | PENGGUNA F2 |  | Pass | null
378130041 | TNB | DISTRIBUTION | WP PUTRAJAYA & CYBERJAYA | Existing | VPTJ/PCE/J02111/MB02112 | 300281376 | 11 kV | CLOSED | VACUUM | PTJ02112 | SS 2.11 MOF 2G2 SELATAN (F1) |  |  |  | P02112 | 20020402 |  | TAMCO | A1 | 630.000 A | SS2.20 PTJ02201 |  | Pass | null
378130043 | TNB | DISTRIBUTION | WP PUTRAJAYA & CYBERJAYA | Existing | VPTJ/PCE/J02111/MB02113 | 300281380 | 11 kV | CLOSED | VACUUM | PTJ02113 | SS 2.11 MOF 2G2 SELATAN (F1) |  |  |  | P02113 | 20020402 |  | TAMCO | A1 | 630.000 A | PENGGUNA F1 |  | Pass | null
378130062 | TNB | DISTRIBUTION | WP PUTRAJAYA & CYBERJAYA | Existing | VPTJ/PCE/J02111/MB02111 | 300281375 | 11 kV | OPEN | VACUUM | PTJ02111 | SS 2.11 MOF 2G2 SELATAN (F1) |  |  |  | P02111 | 20020402 |  | TAMCO | A1 | 630.000 A | SS2.10 PTJ02102 |  | Pass | null
378130086 | TNB | DISTRIBUTION | WP PUTRAJAYA & CYBERJAYA | Existing | VPTJ/PCE/J02201/MB02201 | 300281417 | 11 kV | CLOSED | VACUUM | PTJ02201 | SS 2.20 2M11 (F1) |  |  |  | P02201 | 28/10/2005 |  | TAMCO | VK10J25H | 630.000 A | SS2.11 PTJ02112 |  | Pass | null
378130088 | TNB | DISTRIBUTION | WP PUTRAJAYA & CYBERJAYA | Existing | VPTJ/PCE/J02201/MB02202 | 300281418 | 11 kV | CLOSED | VACUUM | PTJ02202 | SS 2.20 2M11 (F1) |  |  |  | P02202 | 28/10/2005 |  | TAMCO | VK10J25H | 630.000 A | SS2.19 PTJ02191 |  | Pass | null
378130112 | TNB | DISTRIBUTION | WP PUTRAJAYA & CYBERJAYA | Existing | VPTJ/PCE/J02201/MB02203 | 300281419 | 11 kV | CLOSED | VACUUM | PTJ02203 | SS 2.20 2M11 (F1) |  |  |  | P02203 | 28/10/2005 |  | TAMCO | VK10J25H | 630.000 A | PENGGUNA F1 |  | Pass | null
378130127 | TNB | DISTRIBUTION | WP PUTRAJAYA & CYBERJAYA | Existing | VPTJ/PCE/J02202/MB02204 | 300281420 | 11 kV | CLOSED | VACUUM | PTJ02204 | SS 2.20 2M11 (F2) |  |  |  | P02204 | 28/10/2005 |  | TAMCO | VK10J25H | 630.000 A | SS2.11 PTJ02116 |  | Pass | null
378130129 | TNB | DISTRIBUTION | WP PUTRAJAYA & CYBERJAYA | Existing | VPTJ/PCE/J02202/MB02205 | 300281422 | 11 kV | CLOSED | VACUUM | PTJ02205 | SS 2.20 2M11 (F2) |  |  |  | P02205 | 28/10/2005 |  | TAMCO | VK10J25H | 630.000 A | SS2.19 PTJ02194 |  | Pass | null
378130153 | TNB | DISTRIBUTION | WP PUTRAJAYA & CYBERJAYA | Existing | VPTJ/PCE/J02202/MB02206 | 300281423 | 11 kV | CLOSED | VACUUM | PTJ02206 | SS 2.20 2M11 (F2) |  |  |  | P02206 | 28/10/2005 |  | TAMCO | VK10J25H | 630.000 A | PENGGUNA F2 |  | Pass | null
378156075 | TNB | DISTRIBUTION | WP PUTRAJAYA & CYBERJAYA | Existing | VCBJ/PCE/J21291/MB21291 | 300281678 | 11 kV | CLOSED | VACUUM |  | SS 21.29 HSBC F1 |  |  |  | C21291 | 20030810 |  | EPE | 12 A 20 | 630.000 A | SS21.58 CBJ21582 |  | Pass | null
378156077 | TNB | DISTRIBUTION | WP PUTRAJAYA & CYBERJAYA | Existing | VCBJ/PCE/J21291/MB21293 | 300281680 | 11 kV | CLOSED | VACUUM |  | SS 21.29 HSBC F1 |  |  |  | C21293 | 20030810 |  | EPE | 12 A 20 | 630.000 A | PENGGUNA 1 |  | Pass | null
378156096 | TNB | DISTRIBUTION | WP PUTRAJAYA & CYBERJAYA | Existing | VCBJ/PCE/J21291/MB21292 | 300281679 | 11 kV | CLOSED | VACUUM |  | SS 21.29 HSBC F1 |  |  |  | C21292 | 20030810 |  | EPE | 12 A 20 | 630.000 A | PE22.42 CBJ22421 |  | Pass | null
378156116 | TNB | DISTRIBUTION | WP PUTRAJAYA & CYBERJAYA | Existing | VCBJ/PCE/J21292/MB21295 | 300281683 | 11 kV | CLOSED | VACUUM |  | SS 21.29 HSBC F2 |  |  |  | C21295 | 20030810 |  | EPE | 12 A 20 | 630.000 A | PE22.42 CBJ22424 |  | Pass | null
378156118 | TNB | DISTRIBUTION | WP PUTRAJAYA & CYBERJAYA | Existing | VCBJ/PCE/J21292/MB21296 | 300281685 | 11 kV | CLOSED | VACUUM |  | SS 21.29 HSBC F2 |  |  |  | C21296 | 20030810 |  | EPE | 12 A 20 | 630.000 A | PENGGUNA 2 |  | Pass | null
378156137 | TNB | DISTRIBUTION | WP PUTRAJAYA & CYBERJAYA | Existing | VCBJ/PCE/J21292/MB21294 | 300281682 | 11 kV | CLOSED | VACUUM |  | SS 21.29 HSBC F2 |  |  |  | C21294 | 20030810 |  | EPE | 12 A 20 | 630.000 A | SS21.58 CBJ21585 |  | Pass | null
378156401 | TNB | DISTRIBUTION | WP PUTRAJAYA & CYBERJAYA | Existing | VCBJ/PCE/J21991/MB21991 | 300454592 | 11 kV | CLOSED | VACUUM |  | SS 21.99 QUILL COMMERCIAL F1 |  |  |  | C21991 |  |  | EPE | 12A20 | 630.000 A | SS21.65 CBJ21653 |  | Pass | null
378156403 | TNB | DISTRIBUTION | WP PUTRAJAYA & CYBERJAYA | Existing | VCBJ/PCE/J21991/MB21993 | 300454600 | 11 kV | CLOSED | VACUUM |  | SS 21.99 QUILL COMMERCIAL F1 |  |  |  | C21993 |  |  | EPE | 12A20 | 630.000 A | PENGGUNA1 |  | Pass | null
378156422 | TNB | DISTRIBUTION | WP PUTRAJAYA & CYBERJAYA | Existing | VCBJ/PCE/J21991/MB21992 | 300454593 | 11 kV | CLOSED |  |  | SS 21.99 QUILL COMMERCIAL F1 |  |  |  | C21992 |  |  | EPE | 12A20 | 630.000 A | SS21.58 CBJ21581 |  | Fail | Please check "InsulationType"
378156442 | TNB | DISTRIBUTION | WP PUTRAJAYA & CYBERJAYA | Existing | VCBJ/PCE/J21992/MB21992 | 300454629 | 11 kV | CLOSED |  |  | SS 21.99 QUILL COMMERCIAL F2 |  |  |  | C21995 |  |  | EPE | 12A20 | 630.000 A | SS21.58 CBJ21584 |  | Fail | Please check "InsulationType"
378156444 | TNB | DISTRIBUTION | WP PUTRAJAYA & CYBERJAYA | Existing | VCBJ/PCE/J21992/MB21993 | 300454630 | 11 kV | CLOSED |  |  | SS 21.99 QUILL COMMERCIAL F2 |  |  |  | C21996 |  |  | EPE | 12A20 | 630.000 A | PENGGUNA 2 |  | Fail | Please check "InsulationType"
378156463 | TNB | DISTRIBUTION | WP PUTRAJAYA & CYBERJAYA | Existing | VCBJ/PCE/J21992/MB21991 | 300454628 | 11 kV | CLOSED |  |  | SS 21.99 QUILL COMMERCIAL F2 |  |  |  | C21994 |  |  | EPE | 12A20 | 630.000 A | SS21.65 CBJ21656 |  | Fail | Please check "InsulationType"
378186140 | TNB | DISTRIBUTION | WP PUTRAJAYA & CYBERJAYA | Existing | VCBJ/PCE/J25091/MB25092 | 300520614 | 11 kV | CLOSED | VACUUM | CBJ25112 PE 25.11 D'PLUZE F1 | SS 25.09 CDB 3B F1 |  |  |  | C25092 | 20140410 |  | TOSHIBA | HV 12 | 630.000 A | CBJ25112 PE 25.11 D'PLUZE F1 |  | Pass | null
378186142 | TNB | DISTRIBUTION | WP PUTRAJAYA & CYBERJAYA | Existing | VCBJ/PCE/J25091/MB25093 | 300520615 | 11 kV | CLOSED | VACUUM | PENGGUNA F1 | SS 25.09 CDB 3B F1 |  |  |  | C25093 | 20140410 |  | TOSHIBA | HV 12 | 630.000 A | PENGGUNA F1 |  | Pass | null
378186161 | TNB | DISTRIBUTION | WP PUTRAJAYA & CYBERJAYA | Existing | VCBJ/PCE/J25091/MB | 300520613 | 11 kV | CLOSED | VACUUM | CBJ25102 SS 25.10 CBD3 NO 2 | SS 25.09 CDB 3B F1 |  |  |  | CBJ 25091 | 20140410 |  | TOSHIBA | HV 12 |  | CBJ25102 SS 25.10 CBD3 NO 2 |  | Pass | null
378186181 | TNB | DISTRIBUTION | WP PUTRAJAYA & CYBERJAYA | Existing | VCBJ/PCE/J25092/MB 25094 | 300520616 | 11 kV | CLOSED | VACUUM | CBJ25105 SS 25.10 CBD NO 2 F2 | SS 25.09 CDB 3B F2 |  |  |  | C25094 | 20140410 |  | TOSHIBA | HV 12 | 630.000 A | CBJ25105 SS 25.10 CBD NO 2 F2 |  | Pass | null
378186183 | TNB | DISTRIBUTION | WP PUTRAJAYA & CYBERJAYA | Existing | VCBJ/PCE/J25091/MB25095 | 300520617 | 11 kV | CLOSED | VACUUM | CBJ25115 PE 25.11 D'PLUZE F2 | SS 25.09 CDB 3B F2 |  |  |  | CBJ 25095 | 20140410 |  | TOSHIBA | HV 12 |  | CBJ25115 PE 25.11 D'PLUZE F2 |  | Pass | null
378186202 | TNB | DISTRIBUTION | WP PUTRAJAYA & CYBERJAYA | Existing | VCBJ/PCE/J25092/MB 25096 | 300520618 | 11 kV | CLOSED | VACUUM | PENGGUNA F2 | SS 25.09 CDB 3B F2 |  |  |  | C25096 | 20140410 |  | TOSHIBA | HV 12 | 630.000 A |  |  | Pass | null
378186913 | TNB | DISTRIBUTION | WP PUTRAJAYA & CYBERJAYA | Existing | VCBJ/PCE/J21231/MB21231 | 300281672 | 11 kV | CLOSED | VACUUM | CBJ21112 PE 21.11 (F1) | SS 21.23 CENTURY SQUARE 2320 F1 |  |  |  | C21231 | 20000712 |  | EPE | SW/98/1999 | 630.000 A | PE21.21 CBJ21212 |  | Pass | null
378186915 | TNB | DISTRIBUTION | WP PUTRAJAYA & CYBERJAYA | Existing | VCBJ/PCE/J21231/MB21233 | 300281674 | 11 kV | CLOSED | VACUUM | PENGGUNA F1 | SS 21.23 CENTURY SQUARE 2320 F1 |  |  |  | C21233 | 20000712 |  | EPE | SW/98/1999 | 630.000 A | PENGGUNA F1 |  | Pass | null
378186934 | TNB | DISTRIBUTION | WP PUTRAJAYA & CYBERJAYA | Existing | VCBJ/PCE/J21231/MB21232 | 300281673 | 11 kV | CLOSED | VACUUM | CBJ21551 SS 21.55 SME (F1) | SS 21.23 CENTURY SQUARE 2320 F1 |  |  |  | C21232 | 20000712 |  | EPE | SW/98/1999 | 630.000 A | SS22.55 CBJ21551 |  | Pass | null
378186954 | TNB | DISTRIBUTION | WP PUTRAJAYA & CYBERJAYA | Existing | VCBJ/PCE/J21232/MB21235 | 300281676 | 11 kV | CLOSED | VACUUM | CBJ21555 SS 21.55 SME (F2) | SS 21.23 CENTURY SQUARE 2320 F2 |  |  |  | C21235 | 20000712 |  | EPE | SW/98/1999 | 630.000 A | SS21.55 CBJ21555 |  | Pass | null
378186956 | TNB | DISTRIBUTION | WP PUTRAJAYA & CYBERJAYA | Existing | VCBJ/PCE/J21232/MB21234 | 300281675 | 11 kV | CLOSED | VACUUM | CBJ21115 PE 21.11 (F2) | SS 21.23 CENTURY SQUARE 2320 F2 |  |  |  | C21234 | 20000712 |  | EPE | SW/98/1999 | 630.000 A | PE21.11 CBJ21115 |  | Pass | null
378186975 | TNB | DISTRIBUTION | WP PUTRAJAYA & CYBERJAYA | Existing | VCBJ/PCE/J21232/MB21236 | 300281677 | 11 kV | CLOSED | VACUUM | PENGGUNA F2 | SS 21.23 CENTURY SQUARE 2320 F2 |  |  |  | C21236 | 20000712 |  | EPE | SW/98/1999 | 630.000 A | PENGGUNA F2 |  | Pass | null
378188810 | TNB | DISTRIBUTION | WP PUTRAJAYA & CYBERJAYA | Existing | VCBJ/PCE/J22721/MB22723 | 300454524 | 11 kV | CLOSED | VACUUM | CBJ22621 PE 22.62 (F1) | PE 22.72 CYBERNEO 3 F1 |  |  |  | C22723 |  |  | EPE | 12A20 | 630.000 A | PENGGUNA 1 |  | Pass | null
378188812 | TNB | DISTRIBUTION | WP PUTRAJAYA & CYBERJAYA | Existing | VCBJ/PCE/J22721/MB22722 | 300454523 | 11 kV | CLOSED | VACUUM | TX1-1000KVA | PE 22.72 CYBERNEO 3 F1 |  |  |  | C22722 |  |  | EPE | 12A20 | 630.000 A | PE22.62 CBJ22621 |  | Pass | null
378188831 | TNB | DISTRIBUTION | WP PUTRAJAYA & CYBERJAYA | Existing | VCBJ/PCE/J22721/MB22721 | 300454522 | 11 kV | CLOSED | VACUUM | CBJ22862 PE 22.86 | PE 22.72 CYBERNEO 3 F1 |  |  |  | C22721 |  |  | EPE | A1 | 630.000 A | PE22.86 CBJ22861 |  | Pass | null
378188851 | TNB | DISTRIBUTION | WP PUTRAJAYA & CYBERJAYA | Existing | VCBJ/PCE/J22722/MB22722 | 300454501 | 11 kV | CLOSED | VACUUM | CBJ22624 PE 22.62 (F2) | PE 22.72 CYBERNEO 3 F2 |  |  |  | C22725 |  |  | EPE | 12A20 | 630.000 A | PE22.62 CBJ22624 |  | Pass | null
378188853 | TNB | DISTRIBUTION | WP PUTRAJAYA & CYBERJAYA | Existing | VCBJ/PCE/J22722/MB22723 | 300454503 | 11 kV | CLOSED | VACUUM | TX2-1000KVA | PE 22.72 CYBERNEO 3 F2 |  |  |  | C22726 |  |  | EPE | 12A20 | 630.000 A | PENGGUNA 2 |  | Pass | null
378188872 | TNB | DISTRIBUTION | WP PUTRAJAYA & CYBERJAYA | Existing | VCBJ/PCE/J22722/MB22721 | 300454500 | 11 kV | CLOSED | VACUUM | CBJ22616 PE 22.61(F2) | PE 22.72 CYBERNEO 3 F2 |  |  |  | C22724 |  |  | EPE | A1 | 630.000 A | PE22.61 CBJ22616 |  | Pass | null
378202688 | TNB | DISTRIBUTION | WP PUTRAJAYA & CYBERJAYA | Existing | VPTJ/PCE/J04211/MB04211 | 300448894 | 11 kV | CLOSED | VACUUM |  | SS 4.21 4G5 (F1) |  |  |  | P04211 | 20130111 |  | TAMCO | A1 | 630.000 A | PTJ04172 |  | Pass | null
378202690 | TNB | DISTRIBUTION | WP PUTRAJAYA & CYBERJAYA | Existing | VPTJ/PCE/J04211/MB04212 | 300448895 | 11 kV | CLOSED | VACUUM |  | SS 4.21 4G5 (F1) |  |  |  | P04212 | 20130111 |  | TAMCO | A1 | 630.000 A | PMU PJ CENTRAL VCB 6 |  | Pass | null
378202714 | TNB | DISTRIBUTION | WP PUTRAJAYA & CYBERJAYA | Existing | VPTJ/PCE/J04211/MB04213 | 300448896 | 11 kV | CLOSED | VACUUM |  | SS 4.21 4G5 (F1) |  |  |  | P04213 | 20130111 |  | TAMCO | A1 | 630.000 A | PENGGUNA F1 |  | Pass | null
378202729 | TNB | DISTRIBUTION | WP PUTRAJAYA & CYBERJAYA | Existing | VPTJ/PCE/J04212/MB04214 | 300448897 | 11 kV | CLOSED | VACUUM |  | SS 4.21 4G5 (F2) |  |  |  | P04214 | 20130111 |  | TAMCO | A1 | 630.000 A | PTJ04175 |  | Pass | null
378202731 | TNB | DISTRIBUTION | WP PUTRAJAYA & CYBERJAYA | Existing | VPTJ/PCE/J04212/MB04215 | 300448898 | 11 kV | CLOSED | VACUUM |  | SS 4.21 4G5 (F2) |  |  |  | P04215 | 20130111 |  | TAMCO | A1 | 630.000 A | PMU PJ CENTRAL VCB 5 |  | Pass | null
378202755 | TNB | DISTRIBUTION | WP PUTRAJAYA & CYBERJAYA | Existing | VPTJ/PCE/J04212/MB04216 | 300448899 | 11 kV | CLOSED | VACUUM |  | SS 4.21 4G5 (F2) |  |  |  | P04216 | 20130111 |  | TAMCO | A1 | 630.000 A | PENGGUNA F2 |  | Pass | null
378203159 | TNB | DISTRIBUTION | WP PUTRAJAYA & CYBERJAYA | Existing | VPTJ/PCE/J18121/MB18121 | 300281659 | 11 kV | CLOSED | VACUUM | PTJ18121 | PE 18.12 BLOK A (F1) |  |  |  | P18121 | 22/02/2007 |  | ITEM | ZZT | 630.000 A | PE18.13 PTJ18133 |  | Pass | null
378203161 | TNB | DISTRIBUTION | WP PUTRAJAYA & CYBERJAYA | Existing | VPTJ/PCE/J18121/MB18122 | 300281660 | 11 kV | CLOSED | VACUUM | PTJ18122 | PE 18.12 BLOK A (F1) |  |  |  | P18122 | 22/02/2007 |  | ITEM | 8BK-88A1 | 630.000 A | PE18.11 PTJ18111 |  | Pass | null
378203185 | TNB | DISTRIBUTION | WP PUTRAJAYA & CYBERJAYA | Existing | VPTJ/PCE/J18121/MB18123 | 300281661 | 11 kV | CLOSED | VACUUM | PTJ18123 | PE 18.12 BLOK A (F1) |  |  |  | P18123 | 22/02/2007 |  | ITEM | 8BK-88A1 | 630.000 A | TX.1 |  | Pass | null
378203209 | TNB | DISTRIBUTION | WP PUTRAJAYA & CYBERJAYA | Existing | VPTJ/PCE/J18122/MB18124 | 300281662 | 11 kV | CLOSED | VACUUM |  | PE 18.12 BLOK A (F2) |  |  |  | P18124 | 22/02/2007 |  | ITEM | ZZT | 630.000 A | PE18.13 PTJ18136 |  | Pass | null
378203233 | TNB | DISTRIBUTION | WP PUTRAJAYA & CYBERJAYA | Existing | VPTJ/PCE/J18122/MB18125 | 300281663 | 11 kV | CLOSED | VACUUM |  | PE 18.12 BLOK A (F2) |  |  |  | P18125 | 22/02/2007 |  | ITEM | 8BK-88A1 | 630.000 A | PE18.11 PTJ18114 |  | Pass | null
378203234 | TNB | DISTRIBUTION | WP PUTRAJAYA & CYBERJAYA | Existing | VPTJ/PCE/J18122/MB18126 | 300281664 | 11 kV | CLOSED | VACUUM |  | PE 18.12 BLOK A (F2) |  |  |  | P18126 | 22/02/2007 |  | ITEM | 8BK-88A1 | 630.000 A | TX.2 |  | Pass | null
378205894 | TNB | DISTRIBUTION | WP PUTRAJAYA & CYBERJAYA | Existing | VPTJ/PCE/J04171/MB04171 | 300288618 | 11 kV | CLOSED | VACUUM |  | SS 4.17 4G11 (F1) |  |  |  | P04171 | 22/02/2011 |  | TAMCO | A1 | 630.000 A | SS4.16 PTJ04162 |  | Pass | null
378205896 | TNB | DISTRIBUTION | WP PUTRAJAYA & CYBERJAYA | Existing | VPTJ/PCE/J04171/MB04172 | 300288619 | 11 kV | CLOSED | VACUUM |  | SS 4.17 4G11 (F1) |  |  |  | P04172 | 22/02/2011 |  | TAMCO | A1 | 630.000 A | SS4.21 PTJ04211 |  | Pass | null
378205920 | TNB | DISTRIBUTION | WP PUTRAJAYA & CYBERJAYA | Existing | VPTJ/PCE/J04171/MB04173 | 300288620 | 11 kV | CLOSED | VACUUM |  | SS 4.17 4G11 (F1) |  |  |  | P04173 | 22/02/2011 |  | TAMCO | A1 | 630.000 A | VCB PENGGUNA 1 |  | Pass | null
378205935 | TNB | DISTRIBUTION | WP PUTRAJAYA & CYBERJAYA | Existing | VPTJ/PCE/J04172/MB04174 | 300288621 | 11 kV | CLOSED | VACUUM |  | SS 4.17 4G11 (F2) |  |  |  | P04174 | 22/02/2011 |  | TAMCO | A1 | 630.000 A | PTJ04165 |  | Pass | null
378205937 | TNB | DISTRIBUTION | WP PUTRAJAYA & CYBERJAYA | Existing | VPTJ/PCE/J04172/MB04175 | 300288622 | 11 kV | CLOSED | VACUUM |  | SS 4.17 4G11 (F2) |  |  |  | P04175 | 22/02/2011 |  | TAMCO | A1 | 630.000 A | PTJ04214 |  | Pass | null
378205961 | TNB | DISTRIBUTION | WP PUTRAJAYA & CYBERJAYA | Existing | VPTJ/PCE/J04172/MB04176 | 300288623 | 11 kV | CLOSED | VACUUM |  | SS 4.17 4G11 (F2) |  |  |  | P04176 | 22/02/2011 |  | TAMCO | A1 | 630.000 A | VCB PENGGUNA 2 |  | Pass | null
378205976 | TNB | DISTRIBUTION | WP PUTRAJAYA & CYBERJAYA | Existing | VPTJ/PCE/J04161/MB04161 | 300288624 | 11 kV | CLOSED | VACUUM | PTJ04161 | SS 4.16 4G10 (F1) |  |  |  | P04161 | 22/02/2011 |  | TAMCO | A1 | 630.000 A | SS4.15 PTJ04152 |  | Pass | null
378205978 | TNB | DISTRIBUTION | WP PUTRAJAYA & CYBERJAYA | Existing | VPTJ/PCE/J04161/MB04162 | 300288625 | 11 kV | CLOSED | VACUUM | PTJ04162 | SS 4.16 4G10 (F1) |  |  |  | P04162 | 22/02/2011 |  | TAMCO | A1 | 630.000 A | SS4.17 PTJ04171 |  | Pass | null
378206002 | TNB | DISTRIBUTION | WP PUTRAJAYA & CYBERJAYA | Existing | VPTJ/PCE/J04161/MB04163 | 300288626 | 11 kV | CLOSED | VACUUM | PTJ04163 | SS 4.16 4G10 (F1) |  |  |  | P04163 | 22/02/2011 |  | TAMCO | A1 | 630.000 A | VCB PENGGUNA 1 |  | Pass | null
378206017 | TNB | DISTRIBUTION | WP PUTRAJAYA & CYBERJAYA | Existing | VPTJ/PCE/J04162/MB04164 | 300288627 | 11 kV | CLOSED | VACUUM | PTJ04164 | SS 4.16 4G10 (F2) |  |  |  | P04164 | 22/02/2011 |  | TAMCO | A1 | 630.000 A | SS4.15 PTJ04155 |  | Pass | null
378206019 | TNB | DISTRIBUTION | WP PUTRAJAYA & CYBERJAYA | Existing | VPTJ/PCE/J04162/MB04165 | 300288628 | 11 kV | CLOSED | VACUUM | PTJ04165 | SS 4.16 4G10 (F2) |  |  |  | P04165 | 22/02/2011 |  | TAMCO | A1 | 630.000 A | SS4.17 PTJ04174 |  | Pass | null
378206043 | TNB | DISTRIBUTION | WP PUTRAJAYA & CYBERJAYA | Existing | VPTJ/PCE/J04162/MB04166 | 300288629 | 11 kV | CLOSED | VACUUM | PTJ04166 | SS 4.16 4G10 (F2) |  |  |  | P04166 | 22/02/2011 |  | TAMCO | A1 | 630.000 A | VCB PENGGUNA 2 |  | Pass | null
378206074 | TNB | DISTRIBUTION | WP PUTRAJAYA & CYBERJAYA | Existing | VPTJ/PCE/J04151/MB04151 | 300288599 | 11 kV | CLOSED | VACUUM |  | SS 4.15 4G9 (F1) |  |  |  | P04151 | 20110702 |  | TAMCO | A1 | 630.000 A | SS4.14 PTJ04142 |  | Pass | null
378206076 | TNB | DISTRIBUTION | WP PUTRAJAYA & CYBERJAYA | Existing | VPTJ/PCE/J04151/MB04152 | 300288600 | 11 kV | CLOSED | VACUUM |  | SS 4.15 4G9 (F1) |  |  |  | P04152 | 20110702 |  | TAMCO | A1 | 630.000 A | SS4.16 PTJ04161 |  | Pass | null
378206100 | TNB | DISTRIBUTION | WP PUTRAJAYA & CYBERJAYA | Existing | VPTJ/PCE/J04151/MB04153 | 300288601 | 11 kV | CLOSED | VACUUM | PTJ04153 | SS 4.15 4G9 (F1) |  |  |  | P04153 | 20110702 |  | TAMCO | A1 | 630.000 A | VCB PENGGUNA 1 |  | Pass | null
378206115 | TNB | DISTRIBUTION | WP PUTRAJAYA & CYBERJAYA | Existing | VPTJ/PCE/J04152/MB04154 | 300288602 | 11 kV | CLOSED | VACUUM | PTJ04154 | SS 4.15 4G9 (F2) |  |  |  | P04154 | 20110702 |  | TAMCO | A1 | 630.000 A | SS4.14 PTJ04145 |  | Pass | null
378206117 | TNB | DISTRIBUTION | WP PUTRAJAYA & CYBERJAYA | Existing | VPTJ/PCE/J04152/MB04155 | 300288603 | 11 kV | CLOSED | VACUUM | PTJ04155 | SS 4.15 4G9 (F2) |  |  |  | P04155 | 20110702 |  | TAMCO | A1 | 630.000 A | SS4.16 PTJ04164 |  | Pass | null
378206141 | TNB | DISTRIBUTION | WP PUTRAJAYA & CYBERJAYA | Existing | VPTJ/PCE/J04152/MB04156 | 300288604 | 11 kV | CLOSED | VACUUM | PTJ04156 | SS 4.15 4G9 (F2) |  |  |  | P04156 | 20110702 |  | TAMCO | A1 | 630.000 A | VCB PENGGUNA 2 |  | Pass | null
378206279 | TNB | DISTRIBUTION | WP PUTRAJAYA & CYBERJAYA | Existing | VPTJ/PCE/J04141/MB04141 | 300288593 | 11 kV | CLOSED | VACUUM | PTJ04141 | SS 4.14 4G8 (F1) |  |  |  | P04141 | 20110702 |  | TAMCO | A1 | 630.000 A | PPU PTJ 24 VCB7 |  | Pass | null
378206281 | TNB | DISTRIBUTION | WP PUTRAJAYA & CYBERJAYA | Existing | VPTJ/PCE/J04141/MB04142 | 300288594 | 11 kV | CLOSED | VACUUM | PTJ04142 | SS 4.14 4G8 (F1) |  |  |  | P04142 | 20110702 |  | TAMCO | A1 | 630.000 A | SS4.15 PTJ04151 |  | Pass | null
378206305 | TNB | DISTRIBUTION | WP PUTRAJAYA & CYBERJAYA | Existing | VPTJ/PCE/J04141/MB04143 | 300288595 | 11 kV | CLOSED | VACUUM | PTJ04143 | SS 4.14 4G8 (F1) |  |  |  | P04143 | 20110702 |  | TAMCO | A1 | 630.000 A | VCB PENGGUNA |  | Pass | null
378206320 | TNB | DISTRIBUTION | WP PUTRAJAYA & CYBERJAYA | Existing | VPTJ/PCE/J04142/MB04144 | 300288596 | 11 kV | CLOSED | VACUUM | PTJ04144 | SS 4.14 4G8 (F2) |  |  |  | P04144 | 20110702 |  | TAMCO | A1 | 630.000 A | PPU PTJ24 VCB18 |  | Pass | null
378206322 | TNB | DISTRIBUTION | WP PUTRAJAYA & CYBERJAYA | Existing | VPTJ/PCE/J04142/MB04145 | 300288597 | 11 kV | CLOSED | VACUUM | PTJ04145 | SS 4.14 4G8 (F2) |  |  |  | P04145 | 20110702 |  | TAMCO | A1 | 630.000 A | SS4.15 PTJ04154 |  | Pass | null
378206346 | TNB | DISTRIBUTION | WP PUTRAJAYA & CYBERJAYA | Existing | VPTJ/PCE/J04142/MB04146 | 300288598 | 11 kV | CLOSED | VACUUM | PTJ04146 | SS 4.14 4G8 (F2) |  |  |  | P04146 | 20110702 |  | TAMCO | A1 | 630.000 A | VCB PENGGUNA 2 |  | Pass | null
378212841 | TNB | DISTRIBUTION | WP PUTRAJAYA & CYBERJAYA | Existing | VPTJ/PCE/J09401/MB09402 | 300281920 | 11 kV | CLOSED | VACUUM |  | PE 9.40 P'PURI BLOK C (F1) |  |  |  | P09402 | 22/07/2007 |  | EPE | VFT-12 | 630.000 A | PTJ 9391 |  | Pass | null
378212865 | TNB | DISTRIBUTION | WP PUTRAJAYA & CYBERJAYA | Existing | VPTJ/PCE/J09401/MB09403 | 300281921 | 11 kV | CLOSED | VACUUM |  | PE 9.40 P'PURI BLOK C (F1) |  |  |  | P09403 | 22/07/2007 |  | EPE | VFT-12 | 630.000 A | TX1 1000 KVA |  | Pass | null
378212868 | TNB | DISTRIBUTION | WP PUTRAJAYA & CYBERJAYA | Existing | VPTJ/PCE/J09401/MB09401 | 300281919 | 11 kV | CLOSED | VACUUM |  | PE 9.40 P'PURI BLOK C (F1) |  |  |  | P09401 | 22/07/2007 |  | EPE | VFT-12 | 630.000 A | PTJ 9413 |  | Pass | null
378212894 | TNB | DISTRIBUTION | WP PUTRAJAYA & CYBERJAYA | Existing | VPTJ/PCE/J09402/MB09405 | 300281923 | 11 kV | CLOSED | VACUUM |  | PE 9.40 P'PURI BLOK C (F2) |  |  |  | P09405 | 22/07/2007 |  | EPE | 12 A 20 | 630.000 A | PTJ 9394 PE 9.39 |  | Pass | null
378212918 | TNB | DISTRIBUTION | WP PUTRAJAYA & CYBERJAYA | Existing | VPTJ/PCE/J09402/MB09406 | 300281924 | 11 kV | CLOSED | VACUUM |  | PE 9.40 P'PURI BLOK C (F2) |  |  |  | P09406 | 22/07/2007 |  | EPE | 12 A 20 | 630.000 A | TX2 1000KVA |  | Pass | null
378212921 | TNB | DISTRIBUTION | WP PUTRAJAYA & CYBERJAYA | Existing | VPTJ/PCE/J09402/MB09404 | 300281922 | 11 kV | CLOSED | VACUUM |  | PE 9.40 P'PURI BLOK C (F2) |  |  |  | P09404 | 22/07/2007 |  | EPE | 12 A 20 | 630.000 A | PTJ 9416 PE 9.41 |  | Pass | null
378224918 | TNB | DISTRIBUTION | WP PUTRAJAYA & CYBERJAYA | Existing | VCBJ/PCE/J25081/MB25082 | 300453567 | 11 kV | CLOSED | VACUUM | CBJ21092 SS 21.09 CBJ 1 (F1) | SS 25.08 NTT 3 F1 |  |  |  | C25082 |  |  | EPE | A1 | 630.000 A | PE21.09 CBJ21095 |  | Pass | null
378224920 | TNB | DISTRIBUTION | WP PUTRAJAYA & CYBERJAYA | Existing | VCBJ/PCE/J25081/MB25083 | 300453568 | 11 kV | CLOSED | VACUUM | PENGGUNA F1 | SS 25.08 NTT 3 F1 |  |  |  | C25083 |  |  | EPE | A1 | 630.000 A | PENGGUNA 1 |  | Pass | null
378224939 | TNB | DISTRIBUTION | WP PUTRAJAYA & CYBERJAYA | Existing | VCBJ/PCE/J25081/MB25081 | 300453566 | 11 kV | CLOSED | VACUUM |  | SS 25.08 NTT 3 F1 |  |  |  | CBJ25081 |  |  | EPE | A1 | 630.000 A | PE21.92 CBJ21925 |  | Pass | null
378224959 | TNB | DISTRIBUTION | WP PUTRAJAYA & CYBERJAYA | Existing | VCBJ/PCE/J25082/MB25082 | 300453573 | 11 kV | CLOSED | VACUUM | CBJ21095 SS 21.09 CBJ 1 (F2) | SS 25.08 NTT 3 F2 |  |  |  | C25085 |  |  | EPE | A1 | 630.000 A | PE21.09 CBJ21092 |  | Pass | null
378224961 | TNB | DISTRIBUTION | WP PUTRAJAYA & CYBERJAYA | Existing | VCBJ/PCE/J25082/MB25083 | 300453574 | 11 kV | CLOSED | VACUUM | PENGGUNA F2 | SS 25.08 NTT 3 F2 |  |  |  | C25086 |  |  | EPE | A1 | 630.000 A | PENGGUNA 2 |  | Pass | null
378224980 | TNB | DISTRIBUTION | WP PUTRAJAYA & CYBERJAYA | Existing | VCBJ/PCE/J25082/MB25081 | 300453572 | 11 kV | CLOSED | VACUUM | CBJ21925 SS 21.92 (F2) | SS 25.08 NTT 3 F2 |  |  |  | C25084 |  |  | EPE | A1 | 630.000 A | PE21.09 CBJ21092 |  | Pass | null
378225206 | TNB | DISTRIBUTION | WP PUTRAJAYA & CYBERJAYA | Existing | VCBJ/SSU/G00003/MB6S5 | 300520232 | 33 kV | OPEN | VACUUM | VCB 1P5 PPU CYB9 | SSU GOOGLE | [6 empty] | TAMCO | GV30M25D |  |  |  | Pass | null
378225246 | TNB | DISTRIBUTION | WP PUTRAJAYA & CYBERJAYA | Existing | VCBJ/SSU/G00003/MB1S5 | 300520223 | 33 kV | CLOSED | VACUUM | CONSUMER 1 | SSU GOOGLE | [6 empty] | TAMCO | GV30M25D |  |  |  | Pass | null
378225289 | TNB | DISTRIBUTION | WP PUTRAJAYA & CYBERJAYA | Existing | VCBJ/SSU/G00003/MB4S5 | 300520230 | 33 kV | CLOSED | VACUUM | SPARE | SSU GOOGLE | [6 empty] | TAMCO | GV30M25D |  |  |  | Pass | null
378225296 | TNB | DISTRIBUTION | WP PUTRAJAYA & CYBERJAYA | Existing | VCBJ/SSU/G00003/MB5S5 | 300520231 | 33 kV | CLOSED | VACUUM | SPARE | SSU GOOGLE | [6 empty] | TAMCO | GV30M25D |  |  |  | Pass | null
378225339 | TNB | DISTRIBUTION | WP PUTRAJAYA & CYBERJAYA | Existing | VCBJ/SSU/G00003/MB3S5 | 300520229 | 33 kV | CLOSED | VACUUM | VCB 1P5 PPU CBJ 6 | SSU GOOGLE | [6 empty] | TAMCO | GV30M25D |  |  |  | Pass | null
378225341 | TNB | DISTRIBUTION | WP PUTRAJAYA & CYBERJAYA | Existing | VCBJ/SSU/G00003/MB2S5 | 300520228 | 33 kV | CLOSED | VACUUM | CONSUMER 2 | SSU GOOGLE | [6 empty] | TAMCO | GV30M25D |  |  |  | Pass | null
378288572 | TNB | DISTRIBUTION | WP PUTRAJAYA & CYBERJAYA | Existing | VCBJ/PPU/G00007/NB31 | 300278138 | 11 kV | CLOSED | VACUUM |  | PPU CYBERJAYA NO 7 |  |  |  | VCB 31 | 26/06/1997 |  | EPE | VFT12 | 2000.000 A | TX1 30MVA 33/11KV |  | Pass | null
378288677 | TNB | DISTRIBUTION | WP PUTRAJAYA & CYBERJAYA | Existing | VCBJ/PPU/G00007/NB7 | 300278143 | 33 kV | CLOSED | VACUUM |  | PPU CYBERJAYA NO 7 |  |  |  | VCB 7 | 26/06/1997 |  | EPE | VFT12 | 630.000 A | SS21.30 CBJ21304 |  | Pass | null
378288759 | TNB | DISTRIBUTION | WP PUTRAJAYA & CYBERJAYA | Existing | VCBJ/PPU/G00007/NB12 | 300278131 | 11 kV | CLOSED | VACUUM |  | PPU CYBERJAYA NO 7 |  |  |  | VCB 12 | 26/06/1997 |  | EPE | VFT12 | 630.000 A | PADAT 4 B15 |  | Pass | null
378288764 | TNB | DISTRIBUTION | WP PUTRAJAYA & CYBERJAYA | Existing | VCBJ/PPU/G00007/MB4P5 | 300278127 | 33 kV | CLOSED | VACUUM |  | PPU CYBERJAYA NO 7 |  |  |  | VCB 4P5 | 26/06/1997 |  | SIEMENS | 8DA10 | 1250.000 A | PMU CBJN 8L5 |  | Pass | null
378288903 | TNB | DISTRIBUTION | WP PUTRAJAYA & CYBERJAYA | Existing | VCBJ/PPU/G00007/MB1P5 | 300278122 | 33 kV | CLOSED | VACUUM |  | PPU CYBERJAYA NO 7 |  |  |  | VCB 1P5 | 26/06/1997 |  | SIEMENS | 8DA10 | 1250.000 A | PMU CBJN 7L5 |  | Pass | null
378288918 | TNB | DISTRIBUTION | WP PUTRAJAYA & CYBERJAYA | Existing | VCBJ/PPU/G00007/NB15 | 300282002 | 11 kV | OPEN | VACUUM |  | PPU CYBERJAYA NO 7 |  |  |  | VCB 13 | 26/06/1997 |  | EPE | VFT12 | 630.000 A | PE22.15 CBJ22152 |  | Pass | null
378288989 | TNB | DISTRIBUTION | WP PUTRAJAYA & CYBERJAYA | Existing | VCBJ/PPU/G00007/NB10 | 300278129 | 11 kV | OPEN | VACUUM |  | PPU CYBERJAYA NO 7 |  |  |  | VCB 10 | 26/06/1997 |  | EPE | VFT12 | 630.000 A | PE21.08 CBJ21081 |  | Pass | null
378289074 | TNB | DISTRIBUTION | WP PUTRAJAYA & CYBERJAYA | Existing | VCBJ/PPU/G00007/MB3P5 | 300278126 | 33 kV | CLOSED | VACUUM |  | PPU CYBERJAYA NO 7 |  |  |  | VCB 3P5 | 26/06/1997 |  | SIEMENS | 8DA10 | 1250.000 A | SSU CSF 2 (GOOGLE) |  | Pass | null
378289078 | TNB | DISTRIBUTION | WP PUTRAJAYA & CYBERJAYA | Existing | VCBJ/PPU/G00007/MB2HO | 300278124 | 33 kV | CLOSED | VACUUM |  | PPU CYBERJAYA NO 7 |  |  |  | VCB 2HO | 26/06/1997 |  | SIEMENS | 8DA10 | 1250.000 A | TX2 30MVA 33/11KV |  | Pass | null
378289166 | TNB | DISTRIBUTION | WP PUTRAJAYA & CYBERJAYA | Existing | VCBJ/PPU/G00007/NB32 | 300278139 | 11 kV | CLOSED | VACUUM |  | PPU CYBERJAYA NO 7 |  |  |  | VCB 32 | 26/06/1997 |  | EPE | VFT12 | 2000.000 A | TX2 30MVA 33/11KV |  | Pass | null
378289188 | TNB | DISTRIBUTION | WP PUTRAJAYA & CYBERJAYA | Existing | VCBJ/PPU/G00007/NB5 | 300278141 | 11 kV | CLOSED | VACUUM |  | PPU CYBERJAYA NO 7 |  |  |  | VCB 5 | 26/06/1997 |  | EPE | VFT12 | 630.000 A | PE21.22 CBJ21221 |  | Pass | null
378289207 | TNB | DISTRIBUTION | WP PUTRAJAYA & CYBERJAYA | Existing | VCBJ/PPU/G00007/MB2P5 | 300278125 | 33 kV | CLOSED | VACUUM |  | PPU CYBERJAYA NO 7 |  |  |  | VCB 2P5 | 26/06/1997 |  | SIEMENS | 8DA10 | 1250.000 A | SSU MMU 5S5 |  | Pass | null
378289243 | TNB | DISTRIBUTION | WP PUTRAJAYA & CYBERJAYA | Existing | VCBJ/PPU/G00007/NB14 | 300278133 | 11 kV | CLOSED | VACUUM |  | PPU CYBERJAYA NO 7 |  |  |  | VCB 14 | 26/06/1997 |  | EPE | VFT12 | 630.000 A | SS21.28 CBJ21281 |  | Pass | null
378289269 | TNB | DISTRIBUTION | WP PUTRAJAYA & CYBERJAYA | Existing | VCBJ/PPU/G00007/MB1HO | 300278121 | 33 kV | CLOSED | VACUUM |  | PPU CYBERJAYA NO 7 |  |  |  | VCB 1HO | 26/06/1997 |  | SIEMENS | 8DA10 | 1250.000 A | TX1 30MVA 33/11KV |  | Pass | null
378289408 | TNB | DISTRIBUTION | WP PUTRAJAYA & CYBERJAYA | Existing | VCBJ/PPU/G00007/NB3 | 300278136 | 11 kV | OPEN | VACUUM | SPARE | PPU CYBERJAYA NO 7 |  |  |  | VCB 3 | 26/06/1997 |  | EPE | VFT12 | 630.000 A | PE21.40 CBJ21403 |  | Pass | null
378289431 | TNB | DISTRIBUTION | WP PUTRAJAYA & CYBERJAYA | Existing | VCBJ/PPU/G00007/NB11 | 300278130 | 11 kV | CLOSED | VACUUM |  | PPU CYBERJAYA NO 7 |  |  |  | VCB 11 | 26/06/1997 |  | EPE | VFT12 | 630.000 A | PE21.08 CBJ21084 |  | Pass | null
378289812 | TNB | DISTRIBUTION | WP PUTRAJAYA & CYBERJAYA | Existing | VCBJ/PPU/G00007/NB9 | 300278145 | 11 kV | CLOSED | VACUUM |  | PPU CYBERJAYA NO 7 |  |  |  | VCB 9 | 26/06/1997 |  | EPE | VFT12 | 630.000 A | SS21.28 CBJ21284 |  | Pass | null
378289814 | TNB | DISTRIBUTION | WP PUTRAJAYA & CYBERJAYA | Existing | VCBJ/PPU/G00007/NB13 | 300278132 | 11 kV | CLOSED | VACUUM | CBJ22061 PE 22.06 PADAT B 15-5 | PPU CYBERJAYA NO 7 |  |  |  | VCB 13 | 26/06/1997 |  | EPE | VFT12 | 630.000 A | PE22.05 CBJ22051 |  | Pass | null
378289854 | TNB | DISTRIBUTION | WP PUTRAJAYA & CYBERJAYA | Existing | VCBJ/PPU/G00007/NB6 | 300278142 | 11 kV | CLOSED | VACUUM |  | PPU CYBERJAYA NO 7 |  |  |  | VCB 6 | 26/06/1997 |  | EPE | VFT12 | 630.000 A | SS22.55 CBJ22551 |  | Pass | null
378289997 | TNB | DISTRIBUTION | WP PUTRAJAYA & CYBERJAYA | Existing | VCBJ/PPU/G00007/NB16 | 300278134 | 11 kV | CLOSED | VACUUM |  | PPU CYBERJAYA NO 7 |  |  |  | VCB 16 | 26/06/1997 |  | EPE | VFT12 | 630.000 A | PE21.60 CBJ21601 |  | Pass | null
378290006 | TNB | DISTRIBUTION | WP PUTRAJAYA & CYBERJAYA | Existing | VCBJ/PPU/G00007/NB4 | 300278140 | 11 kV | CLOSED | VACUUM |  | PPU CYBERJAYA NO 7 |  |  |  | VCB 4 | 26/06/1997 |  | EPE | VFT12 | 630.000 A | PE21.13 CBJ21134 |  | Pass | null
378290132 | TNB | DISTRIBUTION | WP PUTRAJAYA & CYBERJAYA | Existing | VCBJ/PPU/G00007/NB1 | 300278128 | 11 kV | CLOSED | VACUUM |  | PPU CYBERJAYA NO 7 |  |  |  | VCB 1 | 26/06/1997 |  | EPE | VFT12 | 630.000 A | SS22.36 CBJ22364 |  | Pass | null
378290133 | TNB | DISTRIBUTION | WP PUTRAJAYA & CYBERJAYA | Existing | VCBJ/PPU/G00007/NB17 | 300307875 | 11 kV | CLOSED | VACUUM |  | PPU CYBERJAYA NO 7 |  |  |  | VCB 17 | 26/06/1997 |  | EPE | NA | 630.000 A | NA |  | Pass | null
378290134 | TNB | DISTRIBUTION | WP PUTRAJAYA & CYBERJAYA | Existing | VCBJ/PPU/G00007/NB2 | 300278135 | 11 kV | CLOSED | VACUUM |  | PPU CYBERJAYA NO 7 |  |  |  | VCB 2 | 26/06/1997 |  | EPE | VFT12 | 630.000 A | SS22.36 CBJ22361 |  | Pass | null
378290135 | TNB | DISTRIBUTION | WP PUTRAJAYA & CYBERJAYA | Existing | VCBJ/PPU/G00007/NB18 | 300307876 | 11 kV | CLOSED | VACUUM |  | PPU CYBERJAYA NO 7 |  |  |  | VCB 18 | 26/06/1997 |  | EPE | NA | 630.000 A | NA |  | Pass | null
378290330 | TNB | DISTRIBUTION | WP PUTRAJAYA & CYBERJAYA | Existing | VCBJ/SSU/G00004/MB6S5 | 300520111 | 33 kV | OPEN | VACUUM |  | SSU IDCB | [7 empty] | CPG1 |  |  |  | Pass | null
378290370 | TNB | DISTRIBUTION | WP PUTRAJAYA & CYBERJAYA | Existing | VCBJ/SSU/G00004/MB1S5 | 300520105 | 33 kV | CLOSED | VACUUM |  | SSU IDCB | [7 empty] | CPG1 |  |  |  | Pass | null
378290413 | TNB | DISTRIBUTION | WP PUTRAJAYA & CYBERJAYA | Existing | VCBJ/SSU/G00004/MB4S5 | 300520109 | 33 kV | CLOSED | VACUUM |  | SSU IDCB | [7 empty] | CPG1 |  |  |  | Pass | null
378290420 | TNB | DISTRIBUTION | WP PUTRAJAYA & CYBERJAYA | Existing | VCBJ/SSU/G00004/MB5S5 | 300520110 | 33 kV | CLOSED | VACUUM | SPARE | SSU IDCB | [7 empty] | CPG1 |  |  |  | Pass | null
378290463 | TNB | DISTRIBUTION | WP PUTRAJAYA & CYBERJAYA | Existing | VCBJ/SSU/G00004/MB3S5 | 300520108 | 33 kV | CLOSED | VACUUM |  | SSU IDCB | [7 empty] | CPG1 |  |  |  | Pass | null
378290465 | TNB | DISTRIBUTION | WP PUTRAJAYA & CYBERJAYA | Existing | VCBJ/SSU/G00004/MB2S5 | 300520107 | 33 kV | CLOSED | VACUUM |  | SSU IDCB | [7 empty] | CPG1 |  |  |  | Pass | null
378297112 | TNB | DISTRIBUTION | WP PUTRAJAYA & CYBERJAYA | Existing | VPTJ/PCE/J02191/MB02191 | 300281411 | 11 kV | CLOSED | VACUUM | PTJ02191 | SS 2.19 2M10 (F1) |  |  |  | P02191 | 28/10/2005 |  | TAMCO | VK10J25H | 630.000 A | SS2.20 PTJ02202 |  | Pass | null
378297114 | TNB | DISTRIBUTION | WP PUTRAJAYA & CYBERJAYA | Existing | VPTJ/PCE/J02191/MB02192 | 300281412 | 11 kV | CLOSED | VACUUM | PTJ02192 | SS 2.19 2M10 (F1) |  |  |  | P02192 | 28/10/2005 |  | TAMCO | VK10J25H | 630.000 A | PPU PJ24 VCB 1 |  | Pass | null
378297138 | TNB | DISTRIBUTION | WP PUTRAJAYA & CYBERJAYA | Existing | VPTJ/PCE/J02191/MB02193 | 300281413 | 11 kV | CLOSED | VACUUM | PTJ02193 | SS 2.19 2M10 (F1) |  |  |  | P02193 | 28/10/2005 |  | TAMCO | VK10J25H | 630.000 A | PENGGUNA 1 |  | Pass | null
378297153 | TNB | DISTRIBUTION | WP PUTRAJAYA & CYBERJAYA | Existing | VPTJ/PCE/J02192/MB02194 | 300281414 | 11 kV | CLOSED | VACUUM | PTJ02194 | SS 2.19 2M10 (F2) |  |  |  | P02194 | 28/10/2005 |  | TAMCO | VK10J25H | 630.000 A | SS2.20 PTJ02205 |  | Pass | null
378297155 | TNB | DISTRIBUTION | WP PUTRAJAYA & CYBERJAYA | Existing | VPTJ/PCE/J02192/MB02195 | 300281415 | 11 kV | CLOSED | VACUUM | PTJ02195 | SS 2.19 2M10 (F2) |  |  |  | P02195 | 28/10/2005 |  | TAMCO | VK10J25H | 630.000 A | PPU PJ24 VCB 2 |  | Pass | null
378297179 | TNB | DISTRIBUTION | WP PUTRAJAYA & CYBERJAYA | Existing | VPTJ/PCE/J02192/MB02196 | 300281416 | 11 kV | CLOSED | VACUUM | PTJ02196 | SS 2.19 2M10 (F2) |  |  |  | P02196 | 28/10/2005 |  | TAMCO | VK10J25H | 630.000 A | PENGGUNA 2 |  | Pass | null
378297194 | TNB | DISTRIBUTION | WP PUTRAJAYA & CYBERJAYA | Existing | VPTJ/PCE/J02231/MB02232 | 310283382 | 11 kV | CLOSED | VACUUM | PTJ02232 | PE 2.23 2C10 (F1) |  |  |  | P02232 |  |  | TOSHIBA |  | 630.000 A | SS2.19 PTJ02191 |  | Pass | null
378297196 | TNB | DISTRIBUTION | WP PUTRAJAYA & CYBERJAYA | Existing | VPTJ/PCE/J02231/MB02233 | 310283383 | 11 kV | CLOSED | VACUUM | PTJ02233 | PE 2.23 2C10 (F1) |  |  |  | P02233 |  |  | TOSHIBA |  | 630.000 A | PENGGUNA F1 |  | Pass | null
378297215 | TNB | DISTRIBUTION | WP PUTRAJAYA & CYBERJAYA | Existing | VPTJ/PCE/J02231/MB02231 | 310283381 | 11 kV | CLOSED | VACUUM | PTJ02231 | PE 2.23 2C10 (F1) |  |  |  | P02231 |  |  | TOSHIBA |  | 630.000 A | SS2.20 PTJ02202 |  | Pass | null
378297235 | TNB | DISTRIBUTION | WP PUTRAJAYA & CYBERJAYA | Existing | VPTJ/PCE/J02232/MB02235 | 310283385 | 11 kV | CLOSED | VACUUM | PTJ02235 | PE 2.23 2C10 (F2) |  |  |  | PTJ02235 |  |  | TOSHIBA |  | 630.000 A | PE2.19 PTJ02194 |  | Pass | null
378297237 | TNB | DISTRIBUTION | WP PUTRAJAYA & CYBERJAYA | Existing | VPTJ/PCE/J02232/MB02236 | 310283386 | 11 kV | CLOSED | VACUUM | PTJ02236 | PE 2.23 2C10 (F2) |  |  |  | PTJ02236 |  |  | TOSHIBA |  | 630.000 A | PENGGUNA F2 |  | Pass | null
378297256 | TNB | DISTRIBUTION | WP PUTRAJAYA & CYBERJAYA | Existing | VPTJ/PCE/J02232/MB02234 | 310283384 | 11 kV | CLOSED | VACUUM | PTJ02234 | PE 2.23 2C10 (F2) |  |  |  | PTJ02234 |  |  | TOSHIBA |  | 630.000 A | PE2.20 PTJ02205 |  | Pass | null
378297328 | TNB | DISTRIBUTION | WP PUTRAJAYA & CYBERJAYA | Existing | VPTJ/PCE/J03051/MB03052 | 300281890 | 11 kV | CLOSED | VACUUM | PTJ03052 | SS 3.05 KIBLAT WALK (F1) |  |  |  | P03052 | 20090403 |  | EPE | A1 | 630.000 A | PE 4.02 PTJ04021 |  | Pass | null
378297330 | TNB | DISTRIBUTION | WP PUTRAJAYA & CYBERJAYA | Existing | VPTJ/PCE/J03051/MB03053 | 300281891 | 11 kV | CLOSED | VACUUM | PTJ03053 | SS 3.05 KIBLAT WALK (F1) |  |  |  | P03053 | 20090403 |  | EPE | A1 | 630.000 A | PENGGUNA |  | Pass | null
378297349 | TNB | DISTRIBUTION | WP PUTRAJAYA & CYBERJAYA | Existing | VPTJ/PCE/J03051/MB03051 | 300281889 | 11 kV | CLOSED | VACUUM | PTJ03051 | SS 3.05 KIBLAT WALK (F1) |  |  |  | P03051 | 20090403 |  | EPE | 12A20 | 630.000 A | PPU PTJ 24 VCB 4 |  | Pass | null
378297369 | TNB | DISTRIBUTION | WP PUTRAJAYA & CYBERJAYA | Existing | VPTJ/PCE/J03052/MB03055 | 300281893 | 11 kV | CLOSED | VACUUM | PTJ03055 | SS 3.05 KIBLAT WALK (F2) |  |  |  | P03055 | 20090503 |  | EPE | A1 | 630.000 A | PE 4.02 PTJ04025 |  | Pass | null
378297371 | TNB | DISTRIBUTION | WP PUTRAJAYA & CYBERJAYA | Existing | VPTJ/PCE/J03052/MB03056 | 300281894 | 11 kV | CLOSED | VACUUM | PTJ03056 | SS 3.05 KIBLAT WALK (F2) |  |  |  | P03056 | 20090503 |  | EPE | A1 | 630.000 A | PENGGUNA |  | Pass | null
378297390 | TNB | DISTRIBUTION | WP PUTRAJAYA & CYBERJAYA | Existing | VPTJ/PCE/J03052/MB03054 | 300281892 | 11 kV | CLOSED | VACUUM | PTJ03054 | SS 3.05 KIBLAT WALK (F2) |  |  |  | P03054 | 20090503 |  | EPE | 12A20 | 630.000 A | PPU PTJ 24 VCB 3 |  | Pass | null
378301458 | TNB | DISTRIBUTION | WP PUTRAJAYA & CYBERJAYA | Existing | VCBJ/PCE/J24221/MB1000 | 300511561 | 11 kV | CLOSED | VACUUM |  | SS 24.22 POSH ATLANTIC F1 |  |  |  | C24221 |  |  | EPE | N/A | 630.000 A | CBJ22362 |  | Pass | null
378301460 | TNB | DISTRIBUTION | WP PUTRAJAYA & CYBERJAYA | Existing | VCBJ/PCE/J24221/MB1002 | 300512207 | 11 kV | CLOSED | VACUUM |  | SS 24.22 POSH ATLANTIC F1 |  |  |  | C24223 |  |  | EPE | N/A | 630.000 A | PENGGUNA |  | Pass | null
378301479 | TNB | DISTRIBUTION | WP PUTRAJAYA & CYBERJAYA | Existing | VCBJ/PCE/J24221/MB1001 | 300511588 | 11 kV | CLOSED | VACUUM | CBJ22131 PE 22.13 PADAT ROAD E1 | SS 24.22 POSH ATLANTIC F1 |  |  |  | C24222 |  |  | EPE | N/A | 630.000 A | CBJ22131 |  | Pass | null
378301499 | TNB | DISTRIBUTION | WP PUTRAJAYA & CYBERJAYA | Existing | VCBJ/PCE/J24222/MB1000 | 300512208 | 11 kV | CLOSED | VACUUM | CBJ22365 SS 22.36 SKMM (F2) | SS 24.22 POSH ATLANTIC F2 |  |  |  | C24224 |  |  | EPE | N/A | 630.000 A | CBJ22365131 |  | Pass | null
378301501 | TNB | DISTRIBUTION | WP PUTRAJAYA & CYBERJAYA | Existing | VCBJ/PCE/J24222/MB1002 | 310359635 | 11 kV | CLOSED | VACUUM | PENGGUNA HT | SS 24.22 POSH ATLANTIC F2 |  |  |  | C24226 |  |  | EPE |  | 630.000 A | PENGGUNA |  | Pass | null
378301520 | TNB | DISTRIBUTION | WP PUTRAJAYA & CYBERJAYA | Existing | VCBJ/PCE/J24222/MB1001 | 310359634 | 11 kV | CLOSED | VACUUM | CBJ22051 PE 22.05 PADAT ROAD E | SS 24.22 POSH ATLANTIC F2 |  |  |  | C24225 |  |  | EPE |  | 630.000 A | CBJ22051 |  | Pass | null
378301777 | TNB | DISTRIBUTION | WP PUTRAJAYA & CYBERJAYA | Existing | VCBJ/PCE/J00113/MB1 | 300511575 | 11 kV | CLOSED | VACUUM | CBJ22132 PE 22.13 PADAT ROAD E1 | SS 24.26 CYBERSQUARE 1 |  |  |  | C24261 |  |  | EPE | N/A | 630.000 A | CBJ22132 |  | Pass | null
378301779 | TNB | DISTRIBUTION | WP PUTRAJAYA & CYBERJAYA | Existing | VCBJ/PCE/J00113/MB3 | 300512206 | 11 kV | CLOSED | VACUUM | PENGGUNA HT | SS 24.26 CYBERSQUARE 1 |  |  |  | C24263 |  |  | EPE | N/A | 630.000 A | HT PENGGUNA |  | Pass | null
378301798 | TNB | DISTRIBUTION | WP PUTRAJAYA & CYBERJAYA | Existing | VCBJ/PCE/J00113/MB2 | 300511578 | 11 kV | CLOSED | VACUUM | CBJ24271 SS 24.27 | SS 24.26 CYBERSQUARE 1 |  |  |  | C24262 |  |  | EPE | N/A | 630.000 A | CBJ24271 |  | Pass | null
378301803 | TNB | DISTRIBUTION | WP PUTRAJAYA & CYBERJAYA | Existing | VCBJ/PCE/J00113/MB4 | 300512220 | 11 kV | CLOSED | VACUUM | PENGGUNA HT | SS 24.26 CYBERSQUARE 1 |  |  |  | C24264 |  |  | EPE | N/A | 630.000 A | HT PENGGUNA |  | Pass | null
378301818 | TNB | DISTRIBUTION | WP PUTRAJAYA & CYBERJAYA | Existing | VCBJ/PCE/J00341/MB3 | 300522044 | 11 kV | CLOSED | VACUUM | PENGGUNA HT | SS 24.28 CYBERSQUARE 3 |  |  |  | C24283 |  |  | TAMCO | N/A | 630.000 A | HT PENGGUNA MANAGEMENT |  | Pass | null
378301820 | TNB | DISTRIBUTION | WP PUTRAJAYA & CYBERJAYA | Existing | VCBJ/PCE/J00341/MB1 | 300513670 | 11 kV | CLOSED | VACUUM | CBJ22052 PE 22.05 PADAT ROAD E | SS 24.28 CYBERSQUARE 3 |  |  |  | C24281 |  |  | TAMCO | N/A | 630.000 A | CBJ22052 |  | Pass | null
378301839 | TNB | DISTRIBUTION | WP PUTRAJAYA & CYBERJAYA | Existing | VCBJ/PCE/J00341/MB4 | 300522052 | 11 kV | CLOSED | VACUUM | PENGGUNA HT | SS 24.28 CYBERSQUARE 3 |  |  |  | C24284 |  |  | TAMCO | N/A | 630.000 A | HT PENGGUNA RESIDENTAL |  | Pass | null
378301844 | TNB | DISTRIBUTION | WP PUTRAJAYA & CYBERJAYA | Existing | VCBJ/PCE/J00341/MB2 | 300521660 | 11 kV | CLOSED | VACUUM | CBJ24274 SS 24.27 F2 | SS 24.28 CYBERSQUARE 3 |  |  |  | C24282 |  |  | TAMCO | N/A | 630.000 A | CBJ24274 |  | Pass | null
378301859 | TNB | DISTRIBUTION | WP PUTRAJAYA & CYBERJAYA | Existing | VCBJ/PCE/J24271/MB2 | 300521041 | 11 kV | CLOSED | VACUUM | CBJ24081 SS 24.08 EMERALD DOMAIN | SS 24.27 CYBERSQUARE 2 F1 |  |  |  | C24272 |  |  | ITEM | 8BK-88E A1 | 630.000 A | CBJ24081 |  | Pass | null
378301861 | TNB | DISTRIBUTION | WP PUTRAJAYA & CYBERJAYA | Existing | VCBJ/PCE/J24271/MB1 | 300521040 | 11 kV | CLOSED | VACUUM | CBJ26262 SS 24.26 | SS 24.27 CYBERSQUARE 2 F1 |  |  |  | C24271 |  |  | ITEM | 8BK-88E A1 | 630.000 A | CBJ24262 |  | Pass | null
378301880 | TNB | DISTRIBUTION | WP PUTRAJAYA & CYBERJAYA | Existing | VCBJ/PCE/J24271/MB3 | 300519591 | 11 kV | CLOSED | VACUUM | PENGGUNA HT | SS 24.27 CYBERSQUARE 2 F1 |  |  |  | C24273 |  |  | ITEM | 8BK-88E A1 | 630.000 A | HT PENGGUNA RESIDENTAL |  | Pass | null
378301926 | TNB | DISTRIBUTION | WP PUTRAJAYA & CYBERJAYA | Existing | VCBJ/PCE/J24081/MB24082 | 300485119 | 11 kV | CLOSED | VACUUM | CBJ22601 SS 22.60 SATYAM (F1) | SS 24.08 EMERALD DOMAIN F1 |  |  |  | C24082 |  |  | TAMCO | A1 | 630.000 A | PE22.60 SATYAM (22601) |  | Pass | null
378301928 | TNB | DISTRIBUTION | WP PUTRAJAYA & CYBERJAYA | Existing | VCBJ/PCE/J24081/MB24081 | 300485110 | 11 kV | CLOSED | VACUUM | CBJ24272 SS 24.27 F1 | SS 24.08 EMERALD DOMAIN F1 |  |  |  | CBJ24081 |  |  | TAMCO | A1 | 630.000 A | PE22.13 PDT ROAD E1(22132) |  | Pass | null
378301947 | TNB | DISTRIBUTION | WP PUTRAJAYA & CYBERJAYA | Existing | VCBJ/PCE/J24081/MB24083 | 300485120 | 11 kV | CLOSED | VACUUM | PENGGUNA HT | SS 24.08 EMERALD DOMAIN F1 |  |  |  | C24083 |  |  | TAMCO | A1 | 630.000 A | PENGGUNA 1 |  | Pass | null
378301967 | TNB | DISTRIBUTION | WP PUTRAJAYA & CYBERJAYA | Existing | VCBJ/PCE/J24082/MB24085 | 310360643 | 11 kV | CLOSED | VACUUM | CBJ22604 SS 22.60 SATYAM (F2) | SS 24.08 EMERALD DOMAIN F2 |  |  |  | C24085 |  |  | TAMCO |  | 630.000 A | CBJ22604 |  | Pass | null
378301969 | TNB | DISTRIBUTION | WP PUTRAJAYA & CYBERJAYA | Existing | VCBJ/PCE/J24082/MB24084 | 310360642 | 11 kV | CLOSED | VACUUM | CBJ24275 SS 24.27 F2 | SS 24.08 EMERALD DOMAIN F2 |  |  |  | C24084 |  |  | TAMCO |  | 630.000 A | CBJ24245 |  | Pass | null
378301988 | TNB | DISTRIBUTION | WP PUTRAJAYA & CYBERJAYA | Existing | VCBJ/PCE/J24082/MB24086 | 310360644 | 11 kV | CLOSED | VACUUM | PENGGUNA HT | SS 24.08 EMERALD DOMAIN F2 |  |  |  | C24086 |  |  | TAMCO |  | 630.000 A | PENGGUNA F2 |  | Pass | null
378310877 | TNB | DISTRIBUTION | WP PUTRAJAYA & CYBERJAYA | Existing | VPTJ/PCE/J11031/MB11031 | 300281608 | 11 kV | CLOSED | VACUUM |  | PE 11.03 P11A1/12 TERES (F1) |  |  |  | P11031 | 27/02/2002 |  | EPE | 12A20 | 630.000 A | PE11.09 PTJ11092 |  | Pass | null
378310901 | TNB | DISTRIBUTION | WP PUTRAJAYA & CYBERJAYA | Existing | VPTJ/PCE/J11031/MB11033 | 300281610 | 11 kV | CLOSED | VACUUM |  | PE 11.03 P11A1/12 TERES (F1) |  |  |  | P11033 | 27/02/2002 |  | UNIVAC | UNIVAC 12 | 630.000 A | TX 1 |  | Pass | null
378310904 | TNB | DISTRIBUTION | WP PUTRAJAYA & CYBERJAYA | Existing | VPTJ/PCE/J11031/MB11032 | 300281609 | 11 kV | CLOSED | VACUUM |  | PE 11.03 P11A1/12 TERES (F1) |  |  |  | P11032 | 27/02/2002 |  | EPE | 12A20 | 630.000 A | PE11.02 PTJ11021 |  | Pass | null
378310993 | TNB | DISTRIBUTION | WP PUTRAJAYA & CYBERJAYA | Existing | VPTJ/PCE/J11032/MB11034 | 300281611 | 11 kV | CLOSED | VACUUM |  | PE 11.03 P11A1/12 TERES (F2) |  |  |  | P11034 | 27/02/2002 |  | UNIVAC | UNIVAC 12 | 630.000 A | PE11.09 PTJ11095 |  | Pass | null
378311017 | TNB | DISTRIBUTION | WP PUTRAJAYA & CYBERJAYA | Existing | VPTJ/PCE/J11032/MB11036 | 300281613 | 11 kV | CLOSED | VACUUM |  | PE 11.03 P11A1/12 TERES (F2) |  |  |  | P11036 | 27/02/2002 |  | UNIVAC | UNIVAC 12 | 630.000 A | TX 2 |  | Pass | null
378311020 | TNB | DISTRIBUTION | WP PUTRAJAYA & CYBERJAYA | Existing | VPTJ/PCE/J11032/MB11035 | 300281612 | 11 kV | CLOSED | VACUUM |  | PE 11.03 P11A1/12 TERES (F2) |  |  |  | P11035 | 27/02/2002 |  | UNIVAC | UNIVAC 12 | 630.000 A | PE11.02 PTJ11024 |  | Pass | null
378313762 | TNB | DISTRIBUTION | WP PUTRAJAYA & CYBERJAYA | Existing | VPTJ/PCE/J10051/MB10051 | 300281601 | 11 kV | CLOSED | VACUUM |  | PE 10.05 P10/7 BANGLOW (F1) |  |  |  | P10051 | 20000106 |  | TAMCO | VK10J25H | 630.000 A | PE10.04 PTJ10045 |  | Pass | null
378313786 | TNB | DISTRIBUTION | WP PUTRAJAYA & CYBERJAYA | Existing | VPTJ/PCE/J10051/MB10053 | 300281603 | 11 kV | CLOSED | VACUUM |  | PE 10.05 P10/7 BANGLOW (F1) |  |  |  | P10053 | 20000106 |  | TAMCO | A1 | 630.000 A | TX 1 |  | Pass | null
378313789 | TNB | DISTRIBUTION | WP PUTRAJAYA & CYBERJAYA | Existing | VPTJ/PCE/J10051/MB10052 | 300281602 | 11 kV | CLOSED | VACUUM |  | PE 10.05 P10/7 BANGLOW (F1) |  |  |  | P10052 | 20000106 |  | TAMCO | A1 | 630.000 A | PE10.06 PTJ10061 |  | Pass | null
378313810 | TNB | DISTRIBUTION | WP PUTRAJAYA & CYBERJAYA | Existing | VPTJ/PCE/J10052/MB10054 | 300281604 | 11 kV | CLOSED | VACUUM |  | PE 10.05 P10/7 BANGLOW (F2) |  |  |  | P10054 | 20000106 |  | TAMCO | A1 | 630.000 A | PE10.04 PTJ10042 |  | Pass | null
378313834 | TNB | DISTRIBUTION | WP PUTRAJAYA & CYBERJAYA | Existing | VPTJ/PCE/J10052/MB10056 | 300281607 | 11 kV | CLOSED | VACUUM |  | PE 10.05 P10/7 BANGLOW (F2) |  |  |  | P10056 | 20000106 |  | TAMCO | A1 | 630.000 A | TX 2 |  | Pass | null
378313837 | TNB | DISTRIBUTION | WP PUTRAJAYA & CYBERJAYA | Existing | VPTJ/PCE/J10052/MB10055 | 300281605 | 11 kV | CLOSED | VACUUM |  | PE 10.05 P10/7 BANGLOW (F2) |  |  |  | P10055 | 20000106 |  | TAMCO | A1 | 630.000 A | PE10.06, PTJ10064 |  | Pass | null
378353055 | TNB | DISTRIBUTION | WP PUTRAJAYA & CYBERJAYA | Existing | VPTJ/PCE/J04021/MB04022 | 300281514 | 11 kV | CLOSED | VACUUM | PTJ04022 | PE 4.02 4G2 (F1) |  |  |  | P04022 | 18/12/2003 |  | TAMCO | NA | 630.000 A | SS4.03 PTJ04031 |  | Pass | null
378353079 | TNB | DISTRIBUTION | WP PUTRAJAYA & CYBERJAYA | Existing | VPTJ/PCE/J04021/MB04023 | 300281515 | 11 kV | CLOSED | VACUUM | PTJ04023 | PE 4.02 4G2 (F1) |  |  |  | P04023 | 18/12/2003 |  | TAMCO | NA | 630.000 A | MSB PENGGUNA 1 |  | Pass | null
378353080 | TNB | DISTRIBUTION | WP PUTRAJAYA & CYBERJAYA | Existing | VPTJ/PCE/J04021/MB04024 | 300281516 | 11 kV | CLOSED | VACUUM | PTJ04024 | PE 4.02 4G2 (F1) |  |  |  | P04024 | 18/12/2003 |  | TAMCO | NA | 630.000 A | TX.1 |  | Pass | null
378353082 | TNB | DISTRIBUTION | WP PUTRAJAYA & CYBERJAYA | Existing | VPTJ/PCE/J04021/MB04021 | 300281513 | 11 kV | CLOSED | VACUUM | PTJ04021 | PE 4.02 4G2 (F1) |  |  |  | P04021 | 18/12/2003 |  | TAMCO | A1 | 630.000 A | SS3.05 PTJ03052 |  | Pass | null
378353176 | TNB | DISTRIBUTION | WP PUTRAJAYA & CYBERJAYA | Existing | VPTJ/PCE/J04022/MB04026 | 300281518 | 11 kV | CLOSED | VACUUM | PTJ04026 | PE 4.02 4G2 (F2) |  |  |  | P04026 | 18/12/2003 |  | TAMCO | A1 | 630.000 A | SS4.03 PTJ04034 |  | Pass | null
378353200 | TNB | DISTRIBUTION | WP PUTRAJAYA & CYBERJAYA | Existing | VPTJ/PCE/J04022/MB04027 | 300281519 | 11 kV | CLOSED | VACUUM | PTJ04027 | PE 4.02 4G2 (F2) |  |  |  | P04027 | 18/12/2003 |  | TAMCO | A1 | 630.000 A | MSB PENGGUNA 2 |  | Pass | null
378353201 | TNB | DISTRIBUTION | WP PUTRAJAYA & CYBERJAYA | Existing | VPTJ/PCE/J04022/MB04028 | 300281521 | 11 kV | CLOSED | VACUUM | PTJ04028 | PE 4.02 4G2 (F2) |  |  |  | P04028 | 18/12/2003 |  | TAMCO | A1 | 630.000 A | TX.2 |  | Pass | null
378353203 | TNB | DISTRIBUTION | WP PUTRAJAYA & CYBERJAYA | Existing | VPTJ/PCE/J04022/MB04025 | 300281517 | 11 kV | CLOSED | VACUUM | PTJ04025 | PE 4.02 4G2 (F2) |  |  |  | P04025 | 18/12/2003 |  | TAMCO | A1 | 630.000 A | SS3.05 PTJ03055 |  | Pass | null
378353334 | TNB | DISTRIBUTION | WP PUTRAJAYA & CYBERJAYA | Existing | VPTJ/PCE/J04031/MB04031 | 300281522 | 11 kV | CLOSED | VACUUM | PTJ04031 | SS 4.03 4G1 (F1) |  |  |  | P04031 | 21/08/2003 |  | TAMCO | A1 | 630.000 A | PE4.02 PTJ04022 |  | Pass | null
378353336 | TNB | DISTRIBUTION | WP PUTRAJAYA & CYBERJAYA | Existing | VPTJ/PCE/J04031/MB04032 | 300281523 | 11 kV | CLOSED | VACUUM | PTJ04032 | SS 4.03 4G1 (F1) |  |  |  | P04032 | 21/08/2003 |  | TAMCO | A1 | 630.000 A | SS3.06 PTJ03062 |  | Pass | null
378353360 | TNB | DISTRIBUTION | WP PUTRAJAYA & CYBERJAYA | Existing | VPTJ/PCE/J04031/MB04033 | 300281524 | 11 kV | CLOSED | VACUUM | PTJ04033 | SS 4.03 4G1 (F1) |  |  |  | P04033 | 21/08/2003 |  | TAMCO | A1 | 630.000 A | PENGGUNA F1 |  | Pass | null
378353375 | TNB | DISTRIBUTION | WP PUTRAJAYA & CYBERJAYA | Existing | VPTJ/PCE/J04032/MB04035 | 300281526 | 11 kV | CLOSED | VACUUM | PTJ04035 | SS 4.03 4G1 (F2) |  |  |  | P04035 | 21/08/2003 |  | TAMCO | A1 | 630.000 A | SS3.06 PTJ03065 |  | Pass | null
378353377 | TNB | DISTRIBUTION | WP PUTRAJAYA & CYBERJAYA | Existing | VPTJ/PCE/J04032/MB04036 | 300281527 | 11 kV | CLOSED | VACUUM | PTJ04036 | SS 4.03 4G1 (F2) |  |  |  | P04036 | 21/08/2003 |  | TAMCO | A1 | 630.000 A | PENGGUNA F2 |  | Pass | null
378353396 | TNB | DISTRIBUTION | WP PUTRAJAYA & CYBERJAYA | Existing | VPTJ/PCE/J04032/MB04034 | 300281525 | 11 kV | CLOSED | VACUUM | PTJ04034 | SS 4.03 4G1 (F2) |  |  |  | P04034 | 21/08/2003 |  | TAMCO | A1 | 630.000 A | PE4.02 PTJ04026 |  | Pass | null
378353426 | TNB | DISTRIBUTION | WP PUTRAJAYA & CYBERJAYA | Existing | VPTJ/PCE/J03061/MB03061 | 300281485 | 11 kV | CLOSED | VACUUM | PTJ03061 | SS 3.06 3C4 (F1) |  |  |  | P03061 | 26/07/2007 |  | ITEM | A1 | 630.000 A | PE4.01 PTJ04012 |  | Pass | null
378353428 | TNB | DISTRIBUTION | WP PUTRAJAYA & CYBERJAYA | Existing | VPTJ/PCE/J03061/MB03062 | 300281486 | 11 kV | CLOSED | VACUUM | PTJ03062 | SS 3.06 3C4 (F1) |  |  |  | P03062 | 26/07/2007 |  | ITEM | A1 | 630.000 A | SS4.03 PTJ04032 |  | Pass | null
378353452 | TNB | DISTRIBUTION | WP PUTRAJAYA & CYBERJAYA | Existing | VPTJ/PCE/J03061/MB03063 | 300281487 | 11 kV | CLOSED | VACUUM | PTJ03063 | SS 3.06 3C4 (F1) |  |  |  | P03063 | 26/07/2007 |  | ITEM | A1 | 630.000 A | PENGGUNA F1 |  | Pass | null
378353467 | TNB | DISTRIBUTION | WP PUTRAJAYA & CYBERJAYA | Existing | VPTJ/PCE/J03062/MB03064 | 300281488 | 11 kV | CLOSED | VACUUM | PTJ03064 | SS 3.06 3C4 (F2) |  |  |  | P03064 | 26/07/2007 |  | ITEM | A1 | 630.000 A | SS4.01 PTJ04016 |  | Pass | null
378353469 | TNB | DISTRIBUTION | WP PUTRAJAYA & CYBERJAYA | Existing | VPTJ/PCE/J03062/MB03065 | 300281489 | 11 kV | CLOSED | VACUUM | PTJ03065 | SS 3.06 3C4 (F2) |  |  |  | P03065 | 26/07/2007 |  | ITEM | A1 | 630.000 A | SS4.03 PTJ04035 |  | Pass | null
378353493 | TNB | DISTRIBUTION | WP PUTRAJAYA & CYBERJAYA | Existing | VPTJ/PCE/J03062/MB03066 | 300281490 | 11 kV | CLOSED | VACUUM | PTJ03066 | SS 3.06 3C4 (F2) |  |  |  | P03066 | 26/07/2007 |  | ITEM | A1 | 630.000 A | PENGGUNA F2 |  | Pass | null
378355318 | TNB | DISTRIBUTION | WP PUTRAJAYA & CYBERJAYA | Existing | VPTJ/PCE/J03021/MB03022 | 300281434 | 11 kV | CLOSED | VACUUM | PTJ03022 | PE 3.02 3G1 (F1) |  |  |  | P03022 | 20031108 |  | TAMCO | VK 10J 25H | 630.000 A | SS3.03 PTJ03031 |  | Pass | null
378355342 | TNB | DISTRIBUTION | WP PUTRAJAYA & CYBERJAYA | Existing | VPTJ/PCE/J03021/MB03024 | 300281436 | 11 kV | CLOSED | VACUUM | PTJ03024 | PE 3.02 3G1 (F1) |  |  |  | P03024 | 20031108 |  | TAMCO | ZZT | 630.000 A | TX.1 |  | Pass | null
378355343 | TNB | DISTRIBUTION | WP PUTRAJAYA & CYBERJAYA | Existing | VPTJ/PCE/J03021/MB03023 | 300281435 | 11 kV | CLOSED | VACUUM | PTJ03023 | PE 3.02 3G1 (F1) |  |  |  | P03023 | 20031108 |  | TAMCO | VK 10J 25H | 630.000 A | MSB PENGGUNA F1 |  | Pass | null
378355345 | TNB | DISTRIBUTION | WP PUTRAJAYA & CYBERJAYA | Existing | VPTJ/PCE/J03021/MB03021 | 300281433 | 11 kV | CLOSED | VACUUM | PTJ03021 | PE 3.02 3G1 (F1) |  |  |  | P03021 | 20031108 |  | TAMCO | ZZT | 630.000 A | PPU PJ24 VCB 14 |  | Pass | null
378355437 | TNB | DISTRIBUTION | WP PUTRAJAYA & CYBERJAYA | Existing | VPTJ/PCE/J03022/MB03026 | 300281438 | 11 kV | CLOSED | VACUUM | PTJ03026 | PE 3.02 3G1 (F2) |  |  |  | P03026 | 20031108 |  | TAMCO | A1 | 630.000 A | SS3.03 PTJ03034 |  | Pass | null
378355461 | TNB | DISTRIBUTION | WP PUTRAJAYA & CYBERJAYA | Existing | VPTJ/PCE/J03022/MB03028 | 300281440 | 11 kV | CLOSED | VACUUM | PTJ03028 | PE 3.02 3G1 (F2) |  |  |  | P03028 | 20031108 |  | TAMCO | A1 | 630.000 A | TX.2 |  | Pass | null
378355462 | TNB | DISTRIBUTION | WP PUTRAJAYA & CYBERJAYA | Existing | VPTJ/PCE/J03022/MB03027 | 300281439 | 11 kV | CLOSED | VACUUM | PTJ03027 | PE 3.02 3G1 (F2) |  |  |  | P03027 | 20031108 |  | TAMCO | A1 | 630.000 A | MSB PENGGUNA F2 |  | Pass | null
378355464 | TNB | DISTRIBUTION | WP PUTRAJAYA & CYBERJAYA | Existing | VPTJ/PCE/J03022/MB03025 | 300281437 | 11 kV | CLOSED | VACUUM | PTJ03025 | PE 3.02 3G1 (F2) |  |  |  | P03025 | 20031108 |  | TAMCO | A1 | 630.000 A | PPU PJ24 VCB 13 |  | Pass | null
378355680 | TNB | DISTRIBUTION | WP PUTRAJAYA & CYBERJAYA | Existing | VPTJ/PCE/J03031/MB03031 | 300281441 | 11 kV | CLOSED | VACUUM | PTJ03031 | SS 3.03 3G2 (F1) |  |  |  | P03031 | 21/02/2004 |  | SIEMENS | NA | 630.000 A | PE3.02 PTJ03022 |  | Pass | null
378355682 | TNB | DISTRIBUTION | WP PUTRAJAYA & CYBERJAYA | Existing | VPTJ/PCE/J03031/MB03032 | 300281442 | 11 kV | CLOSED | VACUUM | PTJ03032 | SS 3.03 3G2 (F1) |  |  |  | P03032 | 21/02/2004 |  | SIEMENS | NA | 630.000 A | SS3.07 PTJ03071 |  | Pass | null
378355705 | TNB | DISTRIBUTION | WP PUTRAJAYA & CYBERJAYA | Existing | VPTJ/PCE/J03031/MB03033 | 300281443 | 11 kV | CLOSED | VACUUM | PTJ03033 | SS 3.03 3G2 (F1) |  |  |  | P03033 | 21/02/2004 |  | SIEMENS | NA | 630.000 A | PENGGUNA F1 |  | Pass | null
378355721 | TNB | DISTRIBUTION | WP PUTRAJAYA & CYBERJAYA | Existing | VPTJ/PCE/J03032/MB03034 | 300281444 | 11 kV | CLOSED | VACUUM | PTJ03034 | SS 3.03 3G2 (F2) |  |  |  | P03034 | 21/02/2004 |  | SIEMENS | NA | 630.000 A | PE3.02 PTJ03026 |  | Pass | null
378355723 | TNB | DISTRIBUTION | WP PUTRAJAYA & CYBERJAYA | Existing | VPTJ/PCE/J03032/MB03035 | 300281445 | 11 kV | CLOSED | VACUUM | PTJ03035 | SS 3.03 3G2 (F2) |  |  |  | P03035 | 21/02/2004 |  | SIEMENS | NA | 630.000 A | SS3.07 PTJ03074 |  | Pass | null
378355746 | TNB | DISTRIBUTION | WP PUTRAJAYA & CYBERJAYA | Existing | VPTJ/PCE/J03032/MB03036 | 300281446 | 11 kV | CLOSED | VACUUM | PTJ03036 | SS 3.03 3G2 (F2) |  |  |  | P03036 | 21/02/2004 |  | SIEMENS | NA | 630.000 A | PENGGUNA F2 |  | Pass | null
378355769 | TNB | DISTRIBUTION | WP PUTRAJAYA & CYBERJAYA | Existing | VPTJ/PCE/J03141/MB03141 | 310283403 | 11 kV | CLOSED | VACUUM | PTJ03141 | SS 3.14 BLOK D (F1) |  |  |  | P03141 |  |  | TOSHIBA |  | 630.000 A | PPUPJ24 VCB9 |  | Pass | null
378355771 | TNB | DISTRIBUTION | WP PUTRAJAYA & CYBERJAYA | Existing | VPTJ/PCE/J03141/MB03142 | 310283404 | 11 kV | CLOSED | VACUUM | PTJ03142 | SS 3.14 BLOK D (F1) |  |  |  | P03142 |  |  | TOSHIBA |  | 630.000 A | PE3.13 PTJ03131 |  | Pass | null
378355794 | TNB | DISTRIBUTION | WP PUTRAJAYA & CYBERJAYA | Existing | VPTJ/PCE/J03141/MB03143 | 310283405 | 11 kV | CLOSED | VACUUM | PTJ03143 | SS 3.14 BLOK D (F1) |  |  |  | P03143 |  |  | TOSHIBA |  | 630.000 A | PENGGUNA F1 |  | Pass | null
378355810 | TNB | DISTRIBUTION | WP PUTRAJAYA & CYBERJAYA | Existing | VPTJ/PCE/J03142/MB03144 | 310283400 | 11 kV | CLOSED | VACUUM | PTJ03144 | SS 3.14 BLOK D (F2) |  |  |  | P03144 |  |  | TOSHIBA |  | 630.000 A | PPUPJ24 VCB12 |  | Pass | null
378355812 | TNB | DISTRIBUTION | WP PUTRAJAYA & CYBERJAYA | Existing | VPTJ/PCE/J03142/MB03145 | 310283401 | 11 kV | CLOSED | VACUUM | PTJ03145 | SS 3.14 BLOK D (F2) |  |  |  | P03145 |  |  | TOSHIBA |  | 630.000 A | PE3.13 PTJ03134 |  | Pass | null
378355835 | TNB | DISTRIBUTION | WP PUTRAJAYA & CYBERJAYA | Existing | VPTJ/PCE/J03142/MB03146 | 310283402 | 11 kV | CLOSED | VACUUM | PTJ03146 | SS 3.14 BLOK D (F2) |  |  |  | P03146 |  |  | TOSHIBA |  | 630.000 A | PENGGUNA F2 |  | Pass | null
378355859 | TNB | DISTRIBUTION | WP PUTRAJAYA & CYBERJAYA | Existing | VPTJ/PCE/J03131/MB03131 | 310374490 | 11 kV | CLOSED | VACUUM | PTJ03131 | SS 3.13 BLOK C (F1) |  |  |  | P03131 |  |  | TAMCO |  | 630.000 A | PTJ03142 |  | Pass | null
378355861 | TNB | DISTRIBUTION | WP PUTRAJAYA & CYBERJAYA | Existing | VPTJ/PCE/J03131/MB03132 | 310283391 | 11 kV | CLOSED | VACUUM | PTJ03132 | SS 3.13 BLOK C (F1) |  |  |  | P03132 |  |  | TAMCO |  | 630.000 A | PTJ03121 |  | Pass | null
378355884 | TNB | DISTRIBUTION | WP PUTRAJAYA & CYBERJAYA | Existing | VPTJ/PCE/J03131/MB03133 | 310283392 | 11 kV | CLOSED | VACUUM | PTJ03133 | SS 3.13 BLOK C (F1) |  |  |  | P03133 |  |  | TAMCO |  | 630.000 A | PENGGUNA 1 |  | Pass | null
378355900 | TNB | DISTRIBUTION | WP PUTRAJAYA & CYBERJAYA | Existing | VPTJ/PCE/J03132/MB03134 | 310283388 | 11 kV | CLOSED | VACUUM | PTJ03134 | SS 3.13 BLOK C (F2) |  |  |  | P03134 |  |  | TAMCO |  | 630.000 A | PE3.14 PTJ03145 |  | Pass | null
378355902 | TNB | DISTRIBUTION | WP PUTRAJAYA & CYBERJAYA | Existing | VPTJ/PCE/J03132/MB03135 | 310283389 | 11 kV | CLOSED | VACUUM | PTJ03135 | SS 3.13 BLOK C (F2) |  |  |  | P03135 |  |  | TAMCO |  | 630.000 A | PE3.12 PTJ03124 |  | Pass | null
378355925 | TNB | DISTRIBUTION | WP PUTRAJAYA & CYBERJAYA | Existing | VPTJ/PCE/J03132/MB03136 | 310283390 | 11 kV | CLOSED | VACUUM | PTJ03136 | SS 3.13 BLOK C (F2) |  |  |  | P03136 |  |  | TAMCO |  | 630.000 A | PENGGUNA 2 |  | Pass | null
378355949 | TNB | DISTRIBUTION | WP PUTRAJAYA & CYBERJAYA | Existing | VPTJ/PCE/J03121/MB03121 | 310283397 | 11 kV | CLOSED | VACUUM | PTJ03121 | SS 3.12 BLOK A&B (F1) |  |  |  | P03121 |  |  | ITEM | 8BK-88E-A1 | 630.000 A | PE3.13 PTJ03132 |  | Pass | null
378355951 | TNB | DISTRIBUTION | WP PUTRAJAYA & CYBERJAYA | Existing | VPTJ/PCE/J03121/MB03122 | 310283396 | 11 kV | CLOSED | VACUUM | PTJ03122 | SS 3.12 BLOK A&B (F1) |  |  |  | P03122 |  |  | ITEM | 8BK-88E-A1 | 630.000 A | PE4.13 PTJ04131 |  | Pass | null
378355974 | TNB | DISTRIBUTION | WP PUTRAJAYA & CYBERJAYA | Existing | VPTJ/PCE/J03121/MB03123 | 310283399 | 11 kV | CLOSED | VACUUM | PTJ03123 | SS 3.12 BLOK A&B (F1) |  |  |  | P03123 |  |  | ITEM | 8BK-88E-B2B | 630.000 A | PENGGUNA 1 |  | Pass | null
378355990 | TNB | DISTRIBUTION | WP PUTRAJAYA & CYBERJAYA | Existing | VPTJ/PCE/J03122/MB03124 | 310283395 | 11 kV | CLOSED | VACUUM | PTJ03124 | SS 3.12 BLOK A&B (F2) |  |  |  | P03124 |  |  | ITEM | 8BK-88E-A1 | 630.000 A | PE3.13 PTJ03135 |  | Pass | null
378355992 | TNB | DISTRIBUTION | WP PUTRAJAYA & CYBERJAYA | Existing | VPTJ/PCE/J03122/MB03125 | 310283394 | 11 kV | CLOSED | VACUUM | PTJ03125 | SS 3.12 BLOK A&B (F2) |  |  |  | P03125 |  |  | ITEM | 8BK-88E-A1 | 630.000 A | PE4.13 PTJ04134 |  | Pass | null
378356015 | TNB | DISTRIBUTION | WP PUTRAJAYA & CYBERJAYA | Existing | VPTJ/PCE/J03122/MB03126 | 310283393 | 11 kV | CLOSED | VACUUM | PTJ03126 | SS 3.12 BLOK A&B (F2) |  |  |  | P03126 |  |  | ITEM | 8BK-88E-B2B | 630.000 A | PENGGUNA 2 |  | Pass | null
378356047 | TNB | DISTRIBUTION | WP PUTRAJAYA & CYBERJAYA | Existing | VPTJ/PCE/J04131/MB04131 | 300281542 | 11 kV | CLOSED | VACUUM | PTJ04131 | SS 4.13 4G11 (F1) |  |  |  | P04131 | 20091106 |  | EPE | 12A20 | 630.000 A | PPU PJ24 VCB 9 |  | Pass | null
378356049 | TNB | DISTRIBUTION | WP PUTRAJAYA & CYBERJAYA | Existing | VPTJ/PCE/J04131/MB04132 | 300281543 | 11 kV | CLOSED | VACUUM | PTJ04132 | SS 4.13 4G11 (F1) |  |  |  | P04132 | 20091106 |  | EPE | 12A20 | 630.000 A | SS4.12 PTJ04121 |  | Pass | null
378356072 | TNB | DISTRIBUTION | WP PUTRAJAYA & CYBERJAYA | Existing | VPTJ/PCE/J04131/MB04133 | 300281544 | 11 kV | CLOSED | VACUUM | PTJ04133 | SS 4.13 4G11 (F1) |  |  |  | P04133 | 20091106 |  | EPE | 12A20 | 630.000 A | PENGGUNA 1 |  | Pass | null
378356088 | TNB | DISTRIBUTION | WP PUTRAJAYA & CYBERJAYA | Existing | VPTJ/PCE/J04132/MB04134 | 300281545 | 11 kV | CLOSED | VACUUM | PTJ04134 | SS 4.13 4G11 (F2) |  |  |  | P04134 | 20091106 |  | EPE | 12A20 | 630.000 A | PPU PJ24 VCB 12 |  | Pass | null
378356090 | TNB | DISTRIBUTION | WP PUTRAJAYA & CYBERJAYA | Existing | VPTJ/PCE/J04132/MB04135 | 300281546 | 11 kV | CLOSED | VACUUM | PTJ04135 | SS 4.13 4G11 (F2) |  |  |  | P04135 | 20091106 |  | EPE | 12A20 | 630.000 A | SS4.12 PTJ04124 |  | Pass | null
378356113 | TNB | DISTRIBUTION | WP PUTRAJAYA & CYBERJAYA | Existing | VPTJ/PCE/J04132/MB04136 | 300281547 | 11 kV | CLOSED | VACUUM | PTJ04136 | SS 4.13 4G11 (F2) |  |  |  | P04136 | 20091106 |  | EPE | 12A20 | 630.000 A | PENGGUNA 2 |  | Pass | null
378356129 | TNB | DISTRIBUTION | WP PUTRAJAYA & CYBERJAYA | Existing | VPTJ/PCE/J04121/MB04121 | 300281535 | 11 kV | CLOSED | VACUUM |  | SS 4.12 4G7 (F1) |  |  |  | P04121 | 17/12/2008 |  | TAMCO | A1 | 630.000 A | SS4.13 PTJ04132 |  | Pass | null
378356131 | TNB | DISTRIBUTION | WP PUTRAJAYA & CYBERJAYA | Existing | VPTJ/PCE/J04121/MB04122 | 300281536 | 11 kV | CLOSED | VACUUM |  | SS 4.12 4G7 (F1) |  |  |  | P04122 | 17/12/2008 |  | TAMCO | A1 | 630.000 A | SS5.01 PTJ05015 |  | Pass | null
378356154 | TNB | DISTRIBUTION | WP PUTRAJAYA & CYBERJAYA | Existing | VPTJ/PCE/J04121/MB04123 | 300281537 | 11 kV | CLOSED | VACUUM |  | SS 4.12 4G7 (F1) |  |  |  | P04123 | 17/12/2008 |  | TAMCO | A1 | 630.000 A | PENGGUNA 1 |  | Pass | null
378356170 | TNB | DISTRIBUTION | WP PUTRAJAYA & CYBERJAYA | Existing | VPTJ/PCE/J04122/MB04124 | 300281538 | 11 kV | CLOSED | VACUUM |  | SS 4.12 4G7 (F2) |  |  |  | P04124 | 17/12/2008 |  | TAMCO | A1 | 630.000 A | SS4.13 PTJ04135 |  | Pass | null
378356172 | TNB | DISTRIBUTION | WP PUTRAJAYA & CYBERJAYA | Existing | VPTJ/PCE/J04122/MB04125 | 300281539 | 11 kV | CLOSED | VACUUM |  | SS 4.12 4G7 (F2) |  |  |  | P04125 | 17/12/2008 |  | TAMCO | A1 | 630.000 A | SS5.01 PTJ05018 |  | Pass | null
378356195 | TNB | DISTRIBUTION | WP PUTRAJAYA & CYBERJAYA | Existing | VPTJ/PCE/J04122/MB04126 | 300281540 | 11 kV | CLOSED | VACUUM |  | SS 4.12 4G7 (F2) |  |  |  | P04126 | 17/12/2008 |  | TAMCO | A1 | 630.000 A | PENGGUNA 2 |  | Pass | null
378356228 | TNB | DISTRIBUTION | WP PUTRAJAYA & CYBERJAYA | Existing | VPTJ/PCE/J05011/MB05011 | 300281557 | 11 kV | CLOSED | VACUUM | PTJ05011 | SS 5.01 PUSAT CONVENTION (F1) |  |  |  | PTJ05011 | 23/12/2002 |  | ABB | A1 | 630.000 A | SS5.02 PTJ05022 |  | Pass | null
378356230 | TNB | DISTRIBUTION | WP PUTRAJAYA & CYBERJAYA | Existing | VPTJ/PCE/J05011/MB05012 | 300281558 | 11 kV | CLOSED | VACUUM | PTJ05012 | SS 5.01 PUSAT CONVENTION (F1) |  |  |  | PTJ05012 | 23/12/2002 |  | ABB | A1 | 630.000 A | PMU SSWW VCB 6 |  | Pass | null
378356253 | TNB | DISTRIBUTION | WP PUTRAJAYA & CYBERJAYA | Existing | VPTJ/PCE/J05011/MB05013 | 300281559 | 11 kV | CLOSED | VACUUM | PTJ05013 | SS 5.01 PUSAT CONVENTION (F1) |  |  |  | PTJ05013 | 23/12/2002 |  | ABB | A1 | 630.000 A | LOOP PTJ05019 |  | Pass | null
378356265 | TNB | DISTRIBUTION | WP PUTRAJAYA & CYBERJAYA | Existing | VPTJ/PCE/J05012/MB05016 | 300281561 | 11 kV | CLOSED | VACUUM |  | SS 5.01 PUSAT CONVENTION (F2) |  |  |  | PTJ05016 | 23/12/2002 |  | UNIVAC | A1 | 630.000 A | PENGGUNA F2 |  | Pass | null
378356267 | TNB | DISTRIBUTION | WP PUTRAJAYA & CYBERJAYA | Existing | VPTJ/PCE/J05012/MB05015 | 300281560 | 11 kV | CLOSED | VACUUM |  | SS 5.01 PUSAT CONVENTION (F2) |  |  |  | PTJ05015 | 23/12/2002 |  | UNIVAC | A1 | 630.000 A | PE4.12 PTJ04122 |  | Pass | null
378356292 | TNB | DISTRIBUTION | WP PUTRAJAYA & CYBERJAYA | Existing | VPTJ/PCE/J05012/MB05019 | 300281565 | 11 kV | CLOSED | VACUUM |  | SS 5.01 PUSAT CONVENTION (F2) |  |  |  | PTJ05019 | 23/12/2002 |  | UNIVAC | A1 | 630.000 A | PENGGUNA F2 |  | Pass | null
378356296 | TNB | DISTRIBUTION | WP PUTRAJAYA & CYBERJAYA | Existing | VPTJ/PCE/J05012/MB05014 | 300281566 | 11 kV | OPEN | VACUUM |  | SS 5.01 PUSAT CONVENTION (F2) |  |  |  | PTJ05014 | 23/12/2002 |  | UNIVAC | A1 | 630.000 A | PE4.12 PTJ04125 |  | Pass | null
378356320 | TNB | DISTRIBUTION | WP PUTRAJAYA & CYBERJAYA | Existing | VPTJ/PCE/J05012/MB05018 | 300281563 | 11 kV | CLOSED | VACUUM |  | SS 5.01 PUSAT CONVENTION (F2) |  |  |  | PTJ05018 | 23/12/2002 |  | UNIVAC | A1 | 630.000 A | LOOP PTJ05013 |  | Pass | null
378357210 | TNB | DISTRIBUTION | WP PUTRAJAYA & CYBERJAYA | Existing | VPTJ/PCE/J05021/MB05021 | 300281567 | 11 kV | OPEN | VACUUM | PTJ05021 | SS 5.02 STP2 (F1) |  |  |  | P05021 | 20030608 |  | TAMCO | A1 | 630.000 A | PE5.07 PTJ05071 |  | Pass | null
378357212 | TNB | DISTRIBUTION | WP PUTRAJAYA & CYBERJAYA | Existing | VPTJ/PCE/J05021/MB05022 | 300281568 | 11 kV | CLOSED | VACUUM | PTJ05022 | SS 5.02 STP2 (F1) |  |  |  | P05022 | 20030608 |  | TAMCO | A1 | 630.000 A | SS5.01 PTJ05011 |  | Pass | null
378358367 | TNB | DISTRIBUTION | WP PUTRAJAYA & CYBERJAYA | Existing | VPTJ/PCE/J09052/MB09055 | 300281905 | 11 kV | CLOSED | VACUUM |  | PE 9.05 P9 G1 TERES F2 |  |  |  | P09055 | 21/06/1999 |  | TAMCO | A1 | 630.000 A | PTJ 8172 |  | Pass | null
378358391 | TNB | DISTRIBUTION | WP PUTRAJAYA & CYBERJAYA | Existing | VPTJ/PCE/J09052/MB09056 | 300281906 | 11 kV | CLOSED | VACUUM |  | PE 9.05 P9 G1 TERES F2 |  |  |  | P09056 | 21/06/1999 |  | TAMCO | A1 | 630.000 A | TX2 1000KVA |  | Pass | null
378358394 | TNB | DISTRIBUTION | WP PUTRAJAYA & CYBERJAYA | Existing | VPTJ/PCE/J09052/MB09054 | 300281904 | 11 kV | CLOSED | VACUUM |  | PE 9.05 P9 G1 TERES F2 |  |  |  | P09054 | 21/06/1999 |  | TAMCO | A1 | 630.000 A | PTJ08045 |  | Pass | null
378358415 | TNB | DISTRIBUTION | WP PUTRAJAYA & CYBERJAYA | Existing | VPTJ/PCE/J09051/MB09052 | 300281902 | 11 kV | CLOSED | VACUUM |  | PE 9.05 P9 G1 TERES F1 |  |  |  | P09052 | 21/06/1999 |  | TAMCO | A1 | 630.000 A | PTJ 8061 |  | Pass | null
378358439 | TNB | DISTRIBUTION | WP PUTRAJAYA & CYBERJAYA | Existing | VPTJ/PCE/J09051/MB09053 | 300281903 | 11 kV | CLOSED | VACUUM |  | PE 9.05 P9 G1 TERES F1 |  |  |  | P09053 | 21/06/1999 |  | TAMCO | A1 | 630.000 A | TX 1000 KVA |  | Pass | null
378358442 | TNB | DISTRIBUTION | WP PUTRAJAYA & CYBERJAYA | Existing | VPTJ/PCE/J09051/MB09051 | 300281901 | 11 kV | CLOSED | VACUUM |  | PE 9.05 P9 G1 TERES F1 |  |  |  | P09051 | 21/06/1999 |  | TAMCO | A1 | 630.000 A | PTJ08042 |  | Pass | null
378365854 | TNB | DISTRIBUTION | WP PUTRAJAYA & CYBERJAYA | Existing | VPTJ/PCE/J16111/MB16111 | 300281640 | 11 kV | CLOSED |  |  | PE 16.11 DPMR P16/C (F1) |  |  |  | P16111 | 20000910 |  | EPE | HICLAD 12A2D | 630.000 A | PPU PJ1 VCB 8 |  | Fail | Please check "InsulationType"
378365878 | TNB | DISTRIBUTION | WP PUTRAJAYA & CYBERJAYA | Existing | VPTJ/PCE/J16111/MB16112 | 300281641 | 11 kV | CLOSED |  |  | PE 16.11 DPMR P16/C (F1) |  |  |  | P16112 | 20000910 |  | EPE | HICLAD 12A2D | 630.000 A | PE16.30 PTJ16301 |  | Fail | Please check "InsulationType"
378365879 | TNB | DISTRIBUTION | WP PUTRAJAYA & CYBERJAYA | Existing | VPTJ/PCE/J16111/MB16113 | 300281642 | 11 kV | CLOSED |  |  | PE 16.11 DPMR P16/C (F1) |  |  |  | P16113 | 20000910 |  | EPE | HICLAD 12A2D | 630.000 A | TX.1 |  | Fail | Please check "InsulationType"
378365975 | TNB | DISTRIBUTION | WP PUTRAJAYA & CYBERJAYA | Existing | VPTJ/PCE/J16112/MB16114 | 300281643 | 11 kV | CLOSED |  |  | PE 16.11 DPMR P16/C (F2) |  |  |  | P16114 | 20000910 |  | EPE | HICLAD 12A2D | 630.000 A | PPU PJ1 VCB 17 |  | Fail | Please check "InsulationType"
378365999 | TNB | DISTRIBUTION | WP PUTRAJAYA & CYBERJAYA | Existing | VPTJ/PCE/J16112/MB16115 | 300281644 | 11 kV | CLOSED |  |  | PE 16.11 DPMR P16/C (F2) |  |  |  | P16115 | 20000910 |  | EPE | HICLAD 12A2D | 630.000 A | PE16.30 PTJ16304 |  | Fail | Please check "InsulationType"
378366000 | TNB | DISTRIBUTION | WP PUTRAJAYA & CYBERJAYA | Existing | VPTJ/PCE/J16112/MB16116 | 300281645 | 11 kV | CLOSED |  |  | PE 16.11 DPMR P16/C (F2) |  |  |  | P16116 | 20000910 |  | EPE | HICLAD 12A2D | 630.000 A | TX.2 |  | Fail | Please check "InsulationType"
378383025 | TNB | DISTRIBUTION | WP PUTRAJAYA & CYBERJAYA | Existing | VCBJ/PCE/J24272/MB1 | 300521037 | 11 kV | CLOSED | VACUUM | CBJ24282 SS 24.28 | SS 24.27 CYBERSQUARE 2 F2 |  |  |  | C24274 |  |  | ITEM | 8BK-88E A1 | 630.000 A | CBJ24282 |  | Pass | null
378383027 | TNB | DISTRIBUTION | WP PUTRAJAYA & CYBERJAYA | Existing | VCBJ/PCE/J24272/MB3 | 300519589 | 11 kV | CLOSED | VACUUM | PENGGUNA HT | SS 24.27 CYBERSQUARE 2 F2 |  |  |  | C24276 |  |  | ITEM | 8BK-88E A1 | 630.000 A | HT PENGGUNA MANAGEMENT |  | Pass | null
378383046 | TNB | DISTRIBUTION | WP PUTRAJAYA & CYBERJAYA | Existing | VCBJ/PCE/J24272/MB2 | 300521039 | 11 kV | CLOSED | VACUUM | CBJ24084 SS 24.08 F2 | SS 24.27 CYBERSQUARE 2 F2 |  |  |  | C24275 |  |  | ITEM | 8BK-88E A1 | 630.000 A | CBJ24084 |  | Pass | null
378383082 | TNB | DISTRIBUTION | WP PUTRAJAYA & CYBERJAYA | Existing | VCBJ/PCE/J22601/MB22602 | 300281840 | 11 kV | CLOSED | VACUUM | PPU CYB9: VCB 3 | SS 22.60 SATYAM F1 |  |  |  | C22602 | 21/12/2008 |  | TAMCO | A1 | 630.000 A | PPU CJ 9 VCB 3 |  | Pass | null
378383084 | TNB | DISTRIBUTION | WP PUTRAJAYA & CYBERJAYA | Existing | VCBJ/PCE/J22601/MB22601 | 300281839 | 11 kV | CLOSED | VACUUM | CBJ24082 SS 24.08 | SS 22.60 SATYAM F1 |  |  |  | C22601 | 21/12/2008 |  | TAMCO | A1 | 630.000 A | PE22.13 CBJ22132 |  | Pass | null
378383103 | TNB | DISTRIBUTION | WP PUTRAJAYA & CYBERJAYA | Existing | VCBJ/PCE/J22601/MB22603 | 300281841 | 11 kV | CLOSED | VACUUM | PENGGUNA HT | SS 22.60 SATYAM F1 |  |  |  | C22603 | 21/12/2008 |  | TAMCO | A1 | 630.000 A | PENGGUNA 1 |  | Pass | null
378383123 | TNB | DISTRIBUTION | WP PUTRAJAYA & CYBERJAYA | Existing | VCBJ/PCE/J22602/MB22605 | 300281843 | 11 kV | CLOSED | VACUUM | PPU CYB9: VCB 6 | SS 22.60 SATYAM F2 |  |  |  | C22605 | 24/12/2008 |  | TAMCO | A1 | 630.000 A | PPU CJ 9 VCB 6 |  | Pass | null
378383125 | TNB | DISTRIBUTION | WP PUTRAJAYA & CYBERJAYA | Existing | VCBJ/PCE/J22602/MB22604 | 300281842 | 11 kV | OPEN | VACUUM | CBJ24085 SS 24.08 F2 | SS 22.60 SATYAM F2 |  |  |  | C22604 | 24/12/2008 |  | TAMCO | A1 | 630.000 A | PE22.05 CBJ22052 |  | Pass | null
378383144 | TNB | DISTRIBUTION | WP PUTRAJAYA & CYBERJAYA | Existing | VCBJ/PCE/J22602/MB22606 | 300281844 | 11 kV | CLOSED | VACUUM | PENGGUNA HT | SS 22.60 SATYAM F2 |  |  |  | C22606 | 24/12/2008 |  | TAMCO | A1 | 630.000 A | PENGGUNA2 |  | Pass | null
378383718 | TNB | DISTRIBUTION | WP PUTRAJAYA & CYBERJAYA | Existing | VCBJ/PCE/J21482/MB21485 | 300281934 | 11 kV | CLOSED | VACUUM | CBJ21305 SS 21.30 | SS 21.48 INVENT Q JAYA F2 |  |  |  | C21485 | 20030610 |  | EPE | A1 | 630.000 A | TIADA |  | Pass | null
378383720 | TNB | DISTRIBUTION | WP PUTRAJAYA & CYBERJAYA | Existing | VCBJ/PCE/J21482/MB21484 | 300281933 | 11 kV | CLOSED | VACUUM |  | SS 21.48 INVENT Q JAYA F2 |  |  |  | C21484 | 20030610 |  | EPE | A1 | 630.000 A | TIADA |  | Pass | null
378383739 | TNB | DISTRIBUTION | WP PUTRAJAYA & CYBERJAYA | Existing | VCBJ/PCE/J21482/MB21486 | 300281935 | 11 kV | CLOSED | VACUUM | PENGGUNA HT | SS 21.48 INVENT Q JAYA F2 |  |  |  | C21486 | 20030610 |  | EPE | A1 | 630.000 A | MSB F2 |  | Pass | null
378383767 | TNB | DISTRIBUTION | WP PUTRAJAYA & CYBERJAYA | Existing | VCBJ/PCE/J21481/MB21482 | 300281931 | 11 kV | CLOSED | VACUUM |  | SS 21.48 INVENT Q JAYA F1 |  |  |  | C21482 | 20030610 |  | EPE | A1 | 630.000 A | CBJ21091 |  | Pass | null
378383769 | TNB | DISTRIBUTION | WP PUTRAJAYA & CYBERJAYA | Existing | VCBJ/PCE/J21481/MB21481 | 300281930 | 11 kV | CLOSED | VACUUM | CBJ21302 SS 21.30 | SS 21.48 INVENT Q JAYA F1 |  |  |  | C21481 | 20030610 |  | EPE | A1 | 630.000 A | CBJ21302 |  | Pass | null
378383788 | TNB | DISTRIBUTION | WP PUTRAJAYA & CYBERJAYA | Existing | VCBJ/PCE/J21481/MB21483 | 300281932 | 11 kV | CLOSED | VACUUM | PENGGUNA HT | SS 21.48 INVENT Q JAYA F1 |  |  |  | C21483 | 20030610 |  | EPE | A1 | 630.000 A | MSB F1 |  | Pass | null
378383912 | TNB | DISTRIBUTION | WP PUTRAJAYA & CYBERJAYA | Existing | VCBJ/PCE/J21722/MB21722 | 300454511 | 11 kV | CLOSED | VACUUM | CBJ21654 PE 21.65 (F2) | SS 21.72 JOYFUL F2 |  |  |  | C21725 |  |  | EPE | A1 | 630.000 A | SS21.65 CBJ 21654 |  | Pass | null
378383914 | TNB | DISTRIBUTION | WP PUTRAJAYA & CYBERJAYA | Existing | VCBJ/PCE/J21722/MB21721 | 300454510 | 11 kV | CLOSED | VACUUM | CBJ23281 PE 23.28 | SS 21.72 JOYFUL F2 |  |  |  | C21724 |  |  | TAMCO | VHIH | 630.000 A | SS21.28 CBJ21282 |  | Pass | null
378383933 | TNB | DISTRIBUTION | WP PUTRAJAYA & CYBERJAYA | Existing | VCBJ/PCE/J21722/MB21723 | 300454512 | 11 kV | CLOSED | VACUUM | PENGGUNA HT | SS 21.72 JOYFUL F2 |  |  |  | C21726 |  |  | EPE | A1 | 630.000 A | PENGGUNA 2 |  | Pass | null
378383953 | TNB | DISTRIBUTION | WP PUTRAJAYA & CYBERJAYA | Existing | VCBJ/PCE/J21721/MB21722 | 300454506 | 11 kV | CLOSED | VACUUM | CBJ21651 PE 21.65 | SS 21.72 JOYFUL F1 |  |  |  | C21722 |  |  | EPE | A1 | 630.000 A | SS21.65 CBJ21651 |  | Pass | null
378383955 | TNB | DISTRIBUTION | WP PUTRAJAYA & CYBERJAYA | Existing | VCBJ/PCE/J21721/MB21721 | 300454505 | 11 kV | CLOSED | VACUUM | CBJ21482 SS 21.48 | SS 21.72 JOYFUL F1 |  |  |  | C21721 |  |  | TAMCO | VHIH | 630.000 A | PE21.84 CBJ21842 |  | Pass | null
378383974 | TNB | DISTRIBUTION | WP PUTRAJAYA & CYBERJAYA | Existing | VCBJ/PCE/J21721/MB21723 | 300454507 | 11 kV | CLOSED | VACUUM | PENGGUNA HT | SS 21.72 JOYFUL F1 |  |  |  | C21723 |  |  | EPE | A1 | 630.000 A | PENGGUNA 1 |  | Pass | null
378384909 | TNB | DISTRIBUTION | WP PUTRAJAYA & CYBERJAYA | Existing | VCBJ/PCE/J21122/MB21125 | 300281670 | 11 kV | CLOSED | VACUUM | CBJ21184 PE 21.18 (F2) | PE 21.12 CYBERIA SMARTHOMES F2 |  |  |  | C21125 | 21/05/2001 |  | EPE | A1 | 630.000 A | PE21.18 CBJ21184 |  | Pass | null
378384933 | TNB | DISTRIBUTION | WP PUTRAJAYA & CYBERJAYA | Existing | VCBJ/PCE/J21122/MB21126 | 300281671 | 11 kV | CLOSED | VACUUM | TX2-1000KVA | PE 21.12 CYBERIA SMARTHOMES F2 |  |  |  | C21126 | 21/05/2001 |  | EPE | A1 | 630.000 A | TX.2 |  | Pass | null
378384936 | TNB | DISTRIBUTION | WP PUTRAJAYA & CYBERJAYA | Existing | VCBJ/PCE/J21122/MB21124 | 300281669 | 11 kV | CLOSED | VACUUM | CBJ21165 PE 21.16 (F2) | PE 21.12 CYBERIA SMARTHOMES F2 |  |  |  | C21124 | 21/05/2001 |  | EPE | 12A20 | 630.000 A | PE21.16 CBJ21165 |  | Pass | null
378384957 | TNB | DISTRIBUTION | WP PUTRAJAYA & CYBERJAYA | Existing | VCBJ/PCE/J21121/MB21122 | 300281666 | 11 kV | CLOSED | VACUUM | CBJ21181 PE 21.18 (F1) | PE 21.12 CYBERIA SMARTHOMES F1 |  |  |  | C21122 | 21/05/2001 |  | EPE | A1 | 630.000 A | PE21.18 CBJ21181 |  | Pass | null
378384981 | TNB | DISTRIBUTION | WP PUTRAJAYA & CYBERJAYA | Existing | VCBJ/PCE/J21121/MB21121 | 300281665 | 11 kV | CLOSED | VACUUM | CBJ21162 PE 21.16 (F1) | PE 21.12 CYBERIA SMARTHOMES F1 |  |  |  | C21121 | 21/05/2001 |  | EPE | 12A20 | 630.000 A | PE21.16 CBJ21162 |  | Pass | null
378384984 | TNB | DISTRIBUTION | WP PUTRAJAYA & CYBERJAYA | Existing | VCBJ/PCE/J21121/MB21123 | 300281668 | 11 kV | CLOSED | VACUUM | TX1-1000KVA | PE 21.12 CYBERIA SMARTHOMES F1 |  |  |  | C21123 | 21/05/2001 |  | EPE | A1 | 630.000 A | TX.1 |  | Pass | null
378400566 | TNB | DISTRIBUTION | WP PUTRAJAYA & CYBERJAYA | Existing | VPTJ/PCE/J11402/MB11405 | 300281618 | 11 kV | CLOSED |  |  | PE 11.40 BLOK C (F2) |  |  |  | P11405 | 17/08/2004 |  | SIEMENS | 8 BK-88 (A1) | 630.000 A | PE11.40 PTJ11402 |  | Fail | Please check "InsulationType"
378400590 | TNB | DISTRIBUTION | WP PUTRAJAYA & CYBERJAYA | Existing | VPTJ/PCE/J11402/MB11406 | 300281619 | 11 kV | CLOSED |  |  | PE 11.40 BLOK C (F2) |  |  |  | P11406 | 17/08/2004 |  | SIEMENS | 8 BK-88 (A1) | 630.000 A | TX 2 |  | Fail | Please check "InsulationType"
378400593 | TNB | DISTRIBUTION | WP PUTRAJAYA & CYBERJAYA | Existing | VPTJ/PCE/J11402/MB11404 | 300281617 | 11 kV | CLOSED |  |  | PE 11.40 BLOK C (F2) |  |  |  | P11404 | 17/08/2004 |  | SIEMENS | 8 BK-88 (A1) | 630.000 A | PE11.39 PTJ11391 |  | Fail | Please check "InsulationType"
378400672 | TNB | DISTRIBUTION | WP PUTRAJAYA & CYBERJAYA | Existing | VPTJ/PCE/J11401/MB11402 | 300281615 | 11 kV | CLOSED |  |  | PE 11.40 BLOK C (F1) |  |  |  | P11402 | 17/08/2004 |  | SIEMENS | 8 BK-88 (A1) | 630.000 A | PE11.40 PTJ11405 |  | Fail | Please check "InsulationType"
378400696 | TNB | DISTRIBUTION | WP PUTRAJAYA & CYBERJAYA | Existing | VPTJ/PCE/J11401/MB11403 | 300281616 | 11 kV | CLOSED |  |  | PE 11.40 BLOK C (F1) |  |  |  | P11403 | 17/08/2004 |  | SIEMENS | 8 BK-88 (A1) | 630.000 A | TX 1 |  | Fail | Please check "InsulationType"
378400699 | TNB | DISTRIBUTION | WP PUTRAJAYA & CYBERJAYA | Existing | VPTJ/PCE/J11401/MB11401 | 300281614 | 11 kV | CLOSED |  |  | PE 11.40 BLOK C (F1) |  |  |  | P11401 | 17/08/2004 |  | SIEMENS | 8 BK-88 (A1) | 630.000 A | PE11.41 PTJ11412 |  | Fail | Please check "InsulationType"
378400840 | TNB | DISTRIBUTION | WP PUTRAJAYA & CYBERJAYA | Existing | VPTJ/PCE/J01451/MB01452 | 300281346 | 11 kV | CLOSED |  |  | SS 1.45 E8 (F1) |  |  |  | P01452 | 20030608 |  | TAMCO | NA | 630.000 A | SS1.50 PTJ01501 |  | Fail | Please check "InsulationType"
378400864 | TNB | DISTRIBUTION | WP PUTRAJAYA & CYBERJAYA | Existing | VPTJ/PCE/J01451/MB01453 | 300281347 | 11 kV | CLOSED |  |  | SS 1.45 E8 (F1) |  |  |  | P01453 | 20030608 |  | TAMCO | NA | 630.000 A | MSB PENGGUNA 1 |  | Fail | Please check "InsulationType"
378400867 | TNB | DISTRIBUTION | WP PUTRAJAYA & CYBERJAYA | Existing | VPTJ/PCE/J01451/MB01451 | 300281345 | 11 kV | CLOSED |  |  | SS 1.45 E8 (F1) |  |  |  | P01451 | 20030608 |  | TAMCO | NA | 630.000 A | SS1.46 PTJ01462 |  | Fail | Please check "InsulationType"
378400888 | TNB | DISTRIBUTION | WP PUTRAJAYA & CYBERJAYA | Existing | VPTJ/PCE/J01452/MB01455 | 300281349 | 11 kV | CLOSED |  |  | SS 1.45 E8 (F2) |  |  |  | P01455 | 20030608 |  | TAMCO | NA | 630.000 A | SS1.50 PTJ01504 |  | Fail | Please check "InsulationType"
378400912 | TNB | DISTRIBUTION | WP PUTRAJAYA & CYBERJAYA | Existing | VPTJ/PCE/J01452/MB01456 | 300281350 | 11 kV | CLOSED |  |  | SS 1.45 E8 (F2) |  |  |  | P01456 | 20030608 |  | TAMCO | NA | 630.000 A | MSB PENGGUNA 2 |  | Fail | Please check "InsulationType"
378400915 | TNB | DISTRIBUTION | WP PUTRAJAYA & CYBERJAYA | Existing | VPTJ/PCE/J01452/MB01454 | 300281348 | 11 kV | CLOSED |  |  | SS 1.45 E8 (F2) |  |  |  | P01454 | 20030608 |  | TAMCO | NA | 630.000 A | SS1.46 PTJ01465 |  | Fail | Please check "InsulationType"
378400988 | TNB | DISTRIBUTION | WP PUTRAJAYA & CYBERJAYA | Existing | VPTJ/PCE/J01491/MB01492 | 300281352 | 11 kV | CLOSED |  |  | SS 1.49 E12 (F1) |  |  |  | P01492 | 20030608 |  | TAMCO | GR1 | 630.000 A | SS1.48 PTJ01481 |  | Fail | Please check "InsulationType"
378401012 | TNB | DISTRIBUTION | WP PUTRAJAYA & CYBERJAYA | Existing | VPTJ/PCE/J01491/MB01493 | 300281353 | 11 kV | CLOSED |  |  | SS 1.49 E12 (F1) |  |  |  | P01493 | 20030608 |  | TAMCO | GR1 | 630.000 A | MSB PENGGUNA 1 |  | Fail | Please check "InsulationType"
378401015 | TNB | DISTRIBUTION | WP PUTRAJAYA & CYBERJAYA | Existing | VPTJ/PCE/J01491/MB01491 | 300281351 | 11 kV | CLOSED |  |  | SS 1.49 E12 (F1) |  |  |  | P01491 | 20030608 |  | TAMCO | GR1 | 630.000 A | SS1.50 PTJ01503 |  | Fail | Please check "InsulationType"
378401036 | TNB | DISTRIBUTION | WP PUTRAJAYA & CYBERJAYA | Existing | VPTJ/PCE/J01492/MB01495 | 300281355 | 11 kV | CLOSED |  |  | SS 1.49 E12 F2) |  |  |  | P01495 | 20030608 |  | TAMCO | GR1 | 630.000 A | SS1.48 PTJ01484 |  | Fail | Please check "InsulationType"
378401060 | TNB | DISTRIBUTION | WP PUTRAJAYA & CYBERJAYA | Existing | VPTJ/PCE/J01492/MB01496 | 300281356 | 11 kV | CLOSED |  |  | SS 1.49 E12 F2) |  |  |  | P01496 | 20030608 |  | TAMCO | GR1 | 630.000 A | MSB PENGGUNA 2 |  | Fail | Please check "InsulationType"
378401063 | TNB | DISTRIBUTION | WP PUTRAJAYA & CYBERJAYA | Existing | VPTJ/PCE/J01492/MB01494 | 300281354 | 11 kV | CLOSED |  |  | SS 1.49 E12 F2) |  |  |  | P01494 | 20030608 |  | TAMCO | GR1 | 630.000 A | SS1.50 PTJ01506 |  | Fail | Please check "InsulationType"
378401302 | TNB | DISTRIBUTION | WP PUTRAJAYA & CYBERJAYA | Existing | VPTJ/PCE/J01011/MB01012 | 300451110 | 11 kV | OPEN |  |  | SS 1.01 PMO (F1) |  |  |  | P01012 | 20090611 |  | ITEM | 8BK-88-A2 | 630.000 A | PPU PJ6 VCB 2 |  | Fail | Please check "InsulationType"
378401326 | TNB | DISTRIBUTION | WP PUTRAJAYA & CYBERJAYA | Existing | VPTJ/PCE/J01011/MB01013 | 300281329 | 11 kV | OPEN |  |  | SS 1.01 PMO (F1) |  |  |  | P01013 | 19980611 |  | ITEM | 8BK-88-A1 | 630.000 A | PENGGUNA |  | Fail | Please check "InsulationType"
378401329 | TNB | DISTRIBUTION | WP PUTRAJAYA & CYBERJAYA | Existing | VPTJ/PCE/J01011/MB01011 | 300281326 | 11 kV | CLOSED |  |  | SS 1.01 PMO (F1) |  |  |  | P01011 | 19980611 |  | ITEM | 8BK-88-A2 | 630.000 A | PPU PJ6 VCB 1 |  | Fail | Please check "InsulationType"
378404704 | TNB | DISTRIBUTION | WP PUTRAJAYA & CYBERJAYA | Existing | VPTJ/PCE/J01401/MB01402 | 300281340 | 11 kV | CLOSED |  |  | SS 1.40 E2 (F1) |  |  |  | P01402 | 28/01/2003 |  | UNIVAC | ZZZ | 630.000 A | SS1.39 PTJ01391 |  | Fail | Please check "InsulationType"
378404706 | TNB | DISTRIBUTION | WP PUTRAJAYA & CYBERJAYA | Existing | VPTJ/PCE/J01401/MB01403 | 300281341 | 11 kV | CLOSED |  |  | SS 1.40 E2 (F1) |  |  |  | P01403 | 28/01/2003 |  | UNIVAC | ZZZ | 630.000 A | MSB PENGGUNA 1 |  | Fail | Please check "InsulationType"
378404725 | TNB | DISTRIBUTION | WP PUTRAJAYA & CYBERJAYA | Existing | VPTJ/PCE/J01401/MB01401 | 300281339 | 11 kV | CLOSED |  |  | SS 1.40 E2 (F1) |  |  |  | P01401 | 28/01/2003 |  | UNIVAC | ZZZ | 630.000 A | PE1.41 PTJ01412 |  | Fail | Please check "InsulationType"
378404745 | TNB | DISTRIBUTION | WP PUTRAJAYA & CYBERJAYA | Existing | VPTJ/PCE/J01402/MB01405 | 300281343 | 11 kV | CLOSED |  |  | SS 1.40 E2 (F2) |  |  |  | P01405 | 28/01/2003 |  | UNIVAC | ZZZ | 630.000 A | SS1.39 PTJ01394 |  | Fail | Please check "InsulationType"
378404747 | TNB | DISTRIBUTION | WP PUTRAJAYA & CYBERJAYA | Existing | VPTJ/PCE/J01402/MB01406 | 300281344 | 11 kV | CLOSED |  |  | SS 1.40 E2 (F2) |  |  |  | P01406 | 28/01/2003 |  | UNIVAC | ZZZ | 630.000 A | MSB PENGGUNA 2 |  | Fail | Please check "InsulationType"
378404766 | TNB | DISTRIBUTION | WP PUTRAJAYA & CYBERJAYA | Existing | VPTJ/PCE/J01402/MB01404 | 300281342 | 11 kV | CLOSED |  |  | SS 1.40 E2 (F2) |  |  |  | P01404 | 28/01/2003 |  | UNIVAC | ZZZ | 630.000 A | PE1.41 PTJ01415 |  | Fail | Please check "InsulationType"
378404942 | TNB | DISTRIBUTION | WP PUTRAJAYA & CYBERJAYA | Existing | VPTJ/PCE/J01511/MB01512 | 300281364 | 11 kV | CLOSED |  |  | SS 1.51 E14 (F1) |  |  |  | P01512 | 20030807 |  | UNIVAC | NA | 630.000 A | SS1.52 PTJ01521 |  | Fail | Please check "InsulationType"
378404944 | TNB | DISTRIBUTION | WP PUTRAJAYA & CYBERJAYA | Existing | VPTJ/PCE/J01511/MB01513 | 300281365 | 11 kV | CLOSED |  |  | SS 1.51 E14 (F1) |  |  |  | P01513 | 20030807 |  | UNIVAC | NA | 630.000 A | MSB PENGGUNA 1 |  | Fail | Please check "InsulationType"
378404963 | TNB | DISTRIBUTION | WP PUTRAJAYA & CYBERJAYA | Existing | VPTJ/PCE/J01511/MB01511 | 300281363 | 11 kV | CLOSED |  |  | SS 1.51 E14 (F1) |  |  |  | P01511 | 20030807 |  | UNIVAC | NA | 630.000 A | PPU PJ1 VCB 1 |  | Fail | Please check "InsulationType"
378404983 | TNB | DISTRIBUTION | WP PUTRAJAYA & CYBERJAYA | Existing | VPTJ/PCE/J01512/MB01515 | 300281367 | 11 kV | CLOSED |  |  | SS 1.51 E14 (F2) |  |  |  | P01515 | 20030807 |  | UNIVAC | NA | 630.000 A | SS1.52 PTJ01524 |  | Fail | Please check "InsulationType"
378404985 | TNB | DISTRIBUTION | WP PUTRAJAYA & CYBERJAYA | Existing | VPTJ/PCE/J01512/MB01516 | 300281368 | 11 kV | CLOSED |  |  | SS 1.51 E14 (F2) |  |  |  | P01516 | 20030807 |  | UNIVAC | NA | 630.000 A | MSB PENGGUNA 2 |  | Fail | Please check "InsulationType"
378405004 | TNB | DISTRIBUTION | WP PUTRAJAYA & CYBERJAYA | Existing | VPTJ/PCE/J01512/MB01514 | 300281366 | 11 kV | CLOSED | VACUUM | PTJ01656 PE 1.65 F2 | SS 1.51 E14 (F2) |  |  |  | P01514 | 20030807 |  | UNIVAC | NA | 630.000 A | PPU PJ1 VCB 4 |  | Pass | null
378405846 | TNB | DISTRIBUTION | WP PUTRAJAYA & CYBERJAYA | Existing | VPTJ/PCE/J01261/MB01262 | 300281331 | 11 kV | CLOSED |  |  | SS 1.26 HOTEL SANGRI-LA (F1) |  |  |  | P01262 |  |  | EPE | 12A20 | 630.000 A | PPU PJ4 VCB 6 |  | Fail | Please check "InsulationType"
378405848 | TNB | DISTRIBUTION | WP PUTRAJAYA & CYBERJAYA | Existing | VPTJ/PCE/J01261/MB01263 | 300281332 | 11 kV | CLOSED |  |  | SS 1.26 HOTEL SANGRI-LA (F1) |  |  |  | P01263 |  |  | EPE | 12A20 | 630.000 A | MSB PENGGUNA 1 |  | Fail | Please check "InsulationType"
378405867 | TNB | DISTRIBUTION | WP PUTRAJAYA & CYBERJAYA | Existing | VPTJ/PCE/J01261/MB01261 | 300281330 | 11 kV | CLOSED |  |  | SS 1.26 HOTEL SANGRI-LA (F1) |  |  |  | P01261 |  |  | EPE | 12A20 | 630.000 A | PE1.38 PTJ01382 |  | Fail | Please check "InsulationType"
378405887 | TNB | DISTRIBUTION | WP PUTRAJAYA & CYBERJAYA | Existing | VPTJ/PCE/J01262/MB01265 | 300281334 | 11 kV | CLOSED |  |  | SS 1.26 HOTEL SANGRI-LA (F2) |  |  |  | P01265 |  |  | EPE | 12A20 | 630.000 A | PPU PJ4 VCB 5 |  | Fail | Please check "InsulationType"
378405889 | TNB | DISTRIBUTION | WP PUTRAJAYA & CYBERJAYA | Existing | VPTJ/PCE/J01262/MB01266 | 300281335 | 11 kV | CLOSED |  |  | SS 1.26 HOTEL SANGRI-LA (F2) |  |  |  | P01266 |  |  | EPE | 12A20 | 630.000 A | MSB PENGGUNA 2 |  | Fail | Please check "InsulationType"
378405908 | TNB | DISTRIBUTION | WP PUTRAJAYA & CYBERJAYA | Existing | VPTJ/PCE/J01262/MB01264 | 300281333 | 11 kV | CLOSED |  |  | SS 1.26 HOTEL SANGRI-LA (F2) |  |  |  | P01264 |  |  | EPE | 12A20 | 630.000 A | PE1.38 PTJ01386 |  | Fail | Please check "InsulationType"
378423066 | TNB | DISTRIBUTION | WP PUTRAJAYA & CYBERJAYA | Existing | VPTJ/PCE/J01301/MB01301 | 300281336 | 11 kV | CLOSED |  |  | PE 1.30 TAPAK SEMAIAN BOTANI |  |  |  | P01301 | 31/05/2001 |  | EPE | SW/98/199-A1(131) | 630.000 A | PE1.59 PTJ01593 |  | Fail | Please check "InsulationType"
378423090 | TNB | DISTRIBUTION | WP PUTRAJAYA & CYBERJAYA | Existing | VPTJ/PCE/J01301/MB01302 | 300281337 | 11 kV | CLOSED |  |  | PE 1.30 TAPAK SEMAIAN BOTANI |  |  |  | P01302 | 31/05/2001 |  | EPE | SW/98/199 A1(132) | 630.000 A | PE1.27 PTJ01272 |  | Fail | Please check "InsulationType"
378423091 | TNB | DISTRIBUTION | WP PUTRAJAYA & CYBERJAYA | Existing | VPTJ/PCE/J01301/MB01303 | 300281338 | 11 kV | CLOSED |  |  | PE 1.30 TAPAK SEMAIAN BOTANI |  |  |  | P01303 | 31/05/2001 |  | EPE | SW/98/199 B1(105) | 630.000 A | TX |  | Fail | Please check "InsulationType"
378424737 | TNB | DISTRIBUTION | WP PUTRAJAYA & CYBERJAYA | Existing | VPTJ/PCE/J02182/MB02185 | 300281409 | 11 kV | CLOSED |  |  | PE 2.18 TMN WAWASAN (WR) (F2) |  |  |  | P02185 | 20041003 |  | TAMCO | 8BK-88-A1 | 630.000 A | PE2.01 PTJ02014 |  | Fail | Please check "InsulationType"
378424761 | TNB | DISTRIBUTION | WP PUTRAJAYA & CYBERJAYA | Existing | VPTJ/PCE/J02182/MB02184 | 300281408 | 11 kV | CLOSED |  |  | PE 2.18 TMN WAWASAN (WR) (F2) |  |  |  | P02184 | 20041003 |  | TAMCO | 8BK-88-A1 | 630.000 A | PE2.17 PTJ02175 |  | Fail | Please check "InsulationType"
378424762 | TNB | DISTRIBUTION | WP PUTRAJAYA & CYBERJAYA | Existing | VPTJ/PCE/J02182/MB02186 | 300281410 | 11 kV | CLOSED |  |  | PE 2.18 TMN WAWASAN (WR) (F2) |  |  |  | P02186 | 20041003 |  | TAMCO | 8BK-88-A1 | 630.000 A | TX.2 |  | Fail | Please check "InsulationType"
378424858 | TNB | DISTRIBUTION | WP PUTRAJAYA & CYBERJAYA | Existing | VPTJ/PCE/J02181/MB02181 | 300281405 | 11 kV | CLOSED |  |  | PE 2.18 TMN WAWASAN (WR) (F1) |  |  |  | P02181 | 20041003 |  | ITEM | 8BK-88-A1 | 630.000 A | PE2.17 PTJ02172 |  | Fail | Please check "InsulationType"
378424882 | TNB | DISTRIBUTION | WP PUTRAJAYA & CYBERJAYA | Existing | VPTJ/PCE/J02181/MB02182 | 300281406 | 11 kV | CLOSED |  |  | PE 2.18 TMN WAWASAN (WR) (F1) |  |  |  | P02182 | 20041003 |  | ITEM | 8BK-88-A1 | 630.000 A | PE2.01 PTJ02011 |  | Fail | Please check "InsulationType"
378424883 | TNB | DISTRIBUTION | WP PUTRAJAYA & CYBERJAYA | Existing | VPTJ/PCE/J02181/MB02183 | 300281407 | 11 kV | CLOSED |  |  | PE 2.18 TMN WAWASAN (WR) (F1) |  |  |  | P02183 | 20041003 |  | ITEM | 8BK-88-A1 | 630.000 A | TX.1 |  | Fail | Please check "InsulationType"
378495321 | TNB | DISTRIBUTION | WP PUTRAJAYA & CYBERJAYA | Existing | VPTJ/PCE/J08051/MB08052 | 300281595 | 11 kV | CLOSED | VACUUM |  | PE 8.05 APT FASA 4A (B1) (F1) |  |  |  | P08052 | 19990712 |  | TAMCO | VK 10J 25H | 630.000 A | PE8.06 PTJ08061 |  | Pass | null
378495345 | TNB | DISTRIBUTION | WP PUTRAJAYA & CYBERJAYA | Existing | VPTJ/PCE/J08051/MB08053 | 300281596 | 11 kV | CLOSED | VACUUM |  | PE 8.05 APT FASA 4A (B1) (F1) |  |  |  | P08053 | 19990712 |  | TAMCO | VK 10J 25H | 630.000 A | TX.1 |  | Pass | null
378495348 | TNB | DISTRIBUTION | WP PUTRAJAYA & CYBERJAYA | Existing | VPTJ/PCE/J08051/MB08051 | 300281594 | 11 kV | CLOSED | VACUUM |  | PE 8.05 APT FASA 4A (B1) (F1) |  |  |  | P08051 | 19990712 |  | TAMCO | VK 10J 25H | 630.000 A | PE8.04 PTJ08042 |  | Pass | null
378495369 | TNB | DISTRIBUTION | WP PUTRAJAYA & CYBERJAYA | Existing | VPTJ/PCE/J08052/MB08055 | 300281598 | 11 kV | CLOSED | VACUUM |  | PE 8.05 APT FASA 4A (B1) (F2) |  |  |  | P08055 | 19990712 |  | TAMCO | VK 10J 25H | 630.000 A | PE8.17 PTJ08172 |  | Pass | null
378495393 | TNB | DISTRIBUTION | WP PUTRAJAYA & CYBERJAYA | Existing | VPTJ/PCE/J08052/MB08056 | 300281599 | 11 kV | CLOSED | VACUUM |  | PE 8.05 APT FASA 4A (B1) (F2) |  |  |  | P08056 | 19990712 |  | TAMCO | VK 10J 25H | 630.000 A | TX.2 |  | Pass | null
378495396 | TNB | DISTRIBUTION | WP PUTRAJAYA & CYBERJAYA | Existing | VPTJ/PCE/J08052/MB08054 | 300281597 | 11 kV | CLOSED | VACUUM |  | PE 8.05 APT FASA 4A (B1) (F2) |  |  |  | P08054 | 19990712 |  | TAMCO | VK 10J 25H | 630.000 A | PE8.04 PTJ08045 |  | Pass | null
378497328 | TNB | DISTRIBUTION | WP PUTRAJAYA & CYBERJAYA | Existing | VPTJ/PCE/J10012/MB10014 | 300281928 | 11 kV | CLOSED | VACUUM |  | SS 10.01 PMR (F2) |  |  |  | P10014 | 19991002 |  | SIEMENS | 8BK-88 | 630.000 A | PENGGUNA 1 |  | Pass | null
378497330 | TNB | DISTRIBUTION | WP PUTRAJAYA & CYBERJAYA | Existing | VPTJ/PCE/J10012/MB10015 | 300281929 | 11 kV | CLOSED | VACUUM |  | SS 10.01 PMR (F2) |  |  |  | P10015 | 19991002 |  | SIEMENS | 8BK-88 | 630.000 A | PPU PJ2 VCB 1 |  | Pass | null
378497353 | TNB | DISTRIBUTION | WP PUTRAJAYA & CYBERJAYA | Existing | VPTJ/PCE/J10012/MB10016 |  | 11 kV | CLOSED | VACUUM | F3 | SS 10.01 PMR (F2) | [11 empty] | Pass | null
378527213 | TNB | DISTRIBUTION | WP PUTRAJAYA & CYBERJAYA | Existing | VCBJ/PCE/J24141/MB24141 | 300454478 | 11 kV | CLOSED | VACUUM | CBJ21812 PE 21.81 (F1) | SS 24.14 SHAFTBURY BLOK D F1 |  |  |  | CBJ24141 |  |  | EPE | 12A20 | 630.000 A | PE21.81 CBJ21812 |  | Pass | null
378527237 | TNB | DISTRIBUTION | WP PUTRAJAYA & CYBERJAYA | Existing | VCBJ/PCE/J24141/MB24142 | 300454483 | 11 kV | CLOSED | VACUUM | CBJ21821 PE 21.82 (F1) | SS 24.14 SHAFTBURY BLOK D F1 |  |  |  | C24142 |  |  | EPE | 8BK-88E-A1 | 630.000 A | PE21.82 CBJ21821 |  | Pass | null
378527238 | TNB | DISTRIBUTION | WP PUTRAJAYA & CYBERJAYA | Existing | VCBJ/PCE/J24141/MB24143 | 300454484 | 11 kV | CLOSED | VACUUM |  | SS 24.14 SHAFTBURY BLOK D F1 |  |  |  | C24143 |  |  | EPE | 8BK-88E-A1 | 630.000 A | PENGGUNA 1 |  | Pass | null
378527324 | TNB | DISTRIBUTION | WP PUTRAJAYA & CYBERJAYA | Existing | VCBJ/PCE/J24142/MB24141 | 300453505 | 11 kV | CLOSED | VACUUM | CBJ21815 PE 21.81 (F2) | SS 24.14 SHAFBURY BLOK D F2 |  |  |  | C24144 |  |  | ITEM | 8BK88EA1 | 630.000 A | PE21.81 CBJ21815 |  | Pass | null
378527326 | TNB | DISTRIBUTION | WP PUTRAJAYA & CYBERJAYA | Existing | VCBJ/PCE/J24142/MB24142 | 300453506 | 11 kV | CLOSED | VACUUM | CBJ21824 PE 21.82 (F2) | SS 24.14 SHAFBURY BLOK D F2 |  |  |  | C24145 |  |  | ITEM | 8BK88EA1 | 630.000 A | PE21.82 CBJ21824 |  | Pass | null
378527349 | TNB | DISTRIBUTION | WP PUTRAJAYA & CYBERJAYA | Existing | VCBJ/PCE/J24142/MB24143 | 300453507 | 11 kV | CLOSED | VACUUM |  | SS 24.14 SHAFBURY BLOK D F2 |  |  |  | C24146 |  |  | ITEM | 8BK88EB2A | 630.000 A | PENGGUNA 2 |  | Pass | null
378567641 | TNB | DISTRIBUTION | WP PUTRAJAYA & CYBERJAYA | Existing | VPTJ/PCE/J05021/MB05023 | 300281569 | 11 kV | CLOSED | VACUUM | PTJ05023 | SS 5.02 STP2 (F1) |  |  |  | P05023 | 20030608 |  | TAMCO | A1 | 630.000 A | PENGGUNA F1 |  | Pass | null
378567657 | TNB | DISTRIBUTION | WP PUTRAJAYA & CYBERJAYA | Existing | VPTJ/PCE/J05022/MB05025 | 300281571 | 11 kV | CLOSED | VACUUM | PTJ05025 | SS 5.02 STP2 (F2) |  |  |  | P05025 | 20030608 |  | TAMCO | A1 | 630.000 A | PE5.07 PTJ05073 |  | Pass | null
378567659 | TNB | DISTRIBUTION | WP PUTRAJAYA & CYBERJAYA | Existing | VPTJ/PCE/J05022/MB05026 | 300281572 | 11 kV | OPEN | VACUUM | PTJ05026 | SS 5.02 STP2 (F2) |  |  |  | P05026 | 20030608 |  | TAMCO | A1 | 630.000 A | SIMPANAN |  | Pass | null
378567678 | TNB | DISTRIBUTION | WP PUTRAJAYA & CYBERJAYA | Existing | VPTJ/PCE/J05022/MB05024 | 300281570 | 132 kV | CLOSED | VACUUM | PTJ05024 | SS 5.02 STP2 (F2) |  |  |  | P05024 | 20030608 |  | TAMCO | A1 | 630.000 A | PE5.08 PTJ05082 |  | Fail | Please check "Operating Voltage"
378567682 | TNB | DISTRIBUTION | WP PUTRAJAYA & CYBERJAYA | Existing | VPTJ/PCE/J05022/MB05027 | 300281573 | 11 kV | CLOSED | VACUUM | PTJ05027 | SS 5.02 STP2 (F2) |  |  |  | P05027 | 20030608 |  | TAMCO | A1 | 630.000 A | PENGGUNA F2 |  | Pass | null
378573114 | TNB | DISTRIBUTION | WP PUTRAJAYA & CYBERJAYA | Existing | VCBJ/PCE/J22142/MB22144 | 300281792 | 11 kV | CLOSED | VACUUM | CBJ22486 PE 22.48 (F2) | PE 22.14 CYBER HEIGHT VILLA F2 |  |  |  | C22144 | 20020404 |  | UNIVAC | A1 | 630.000 A | PE22.48 CBJ22486 |  | Pass | null
378573138 | TNB | DISTRIBUTION | WP PUTRAJAYA & CYBERJAYA | Existing | VCBJ/PCE/J22142/MB22145 | 300281793 | 11 kV | CLOSED | VACUUM | CBJ22214 PE 22.21 (F2) | PE 22.14 CYBER HEIGHT VILLA F2 |  |  |  | C22145 | 20020404 |  | UNIVAC | A1 | 630.000 A | PE22.21 CBJ22214 |  | Pass | null
378573139 | TNB | DISTRIBUTION | WP PUTRAJAYA & CYBERJAYA | Existing | VCBJ/PCE/J22142/MB22146 | 300281794 | 11 kV | CLOSED | VACUUM | TX2-1000KVA | PE 22.14 CYBER HEIGHT VILLA F2 |  |  |  | C22146 | 20020404 |  | UNIVAC | B1 | 630.000 A | TX.2 |  | Pass | null
378573225 | TNB | DISTRIBUTION | WP PUTRAJAYA & CYBERJAYA | Existing | VCBJ/PCE/J22141/MB22141 | 300281783 | 11 kV | CLOSED | VACUUM | CBJ22171 PE 22.17 | PE 22.14 CYBER HEIGHT VILLA F1 |  |  |  | C22141 | 20020404 |  | UNIVAC | A1 | 630.000 A | PE22.17 CBJ22171 |  | Pass | null
378573249 | TNB | DISTRIBUTION | WP PUTRAJAYA & CYBERJAYA | Existing | VCBJ/PCE/J22141/MB22142 | 300281784 | 11 kV | CLOSED | VACUUM | CBJ22211 PE 22.21 (F1) | PE 22.14 CYBER HEIGHT VILLA F1 |  |  |  | C22142 | 20020404 |  | UNIVAC | A1 | 630.000 A | PE22.21 CBJ22211 |  | Pass | null
378573250 | TNB | DISTRIBUTION | WP PUTRAJAYA & CYBERJAYA | Existing | VCBJ/PCE/J22141/MB22143 | 300281791 | 11 kV | CLOSED | VACUUM | TX1-1000KVA | PE 22.14 CYBER HEIGHT VILLA F1 |  |  |  | C22143 | 20020404 |  | UNIVAC | B1 | 630.000 A | TX.1 |  | Pass | null
379379439 | TNB | DISTRIBUTION | WP PUTRAJAYA & CYBERJAYA | Existing |  |  | 33 kV | OPEN |  |  | PPU PUTRAJAYA NO 7 | [11 empty] | Fail | Please check "InsulationType"
379379749 | TNB | DISTRIBUTION | WP PUTRAJAYA & CYBERJAYA | Existing |  |  | 33 kV | OPEN |  |  | PPU PUTRAJAYA NO 7 | [11 empty] | Fail | Please check "InsulationType"
379381124 | TNB | DISTRIBUTION | WP PUTRAJAYA & CYBERJAYA | Existing | VPTJ/SSU/G00004/MB1S5 | 300278391 | 33 kV | CLOSED | VACUUM | 1S5 | SSU GDC NO2 PUTRAJAYA |  |  |  | VCB 1S5 | 20020102 |  | ABB | T1-ZV2-3612 | 1250.000 A | PENGGUNA 1 |  | Pass | null
379381134 | TNB | DISTRIBUTION | WP PUTRAJAYA & CYBERJAYA | Existing | VPTJ/SSU/G00004/MB4S5 | 300278396 | 33 kV | OPEN | VACUUM | 4S5 | SSU GDC NO2 PUTRAJAYA |  |  |  | VCB 4S5 | 20020102 |  | ABB | T1-ZV2-3612 | 1250.000 A | PPU PJ17 4P5 |  | Pass | null
379381167 | TNB | DISTRIBUTION | WP PUTRAJAYA & CYBERJAYA | Existing | VPTJ/SSU/G00004/MB2S5 | 300278394 | 33 kV | CLOSED | VACUUM | 2S5 | SSU GDC NO2 PUTRAJAYA |  |  |  | VCB 2S5 | 20020102 |  | ABB | T1-ZV2-3612 | 1250.000 A | PENGGUNA 2 |  | Pass | null
379381174 | TNB | DISTRIBUTION | WP PUTRAJAYA & CYBERJAYA | Existing | VPTJ/SSU/G00004/MB5S5 | 300278397 | 33 kV | CLOSED | VACUUM | 5S5 | SSU GDC NO2 PUTRAJAYA |  |  |  | VCB 5S5 | 20020102 |  | ABB | T1-ZV2-3612 | 1250.000 A | PPU PJ24 2P5 |  | Pass | null
379381217 | TNB | DISTRIBUTION | WP PUTRAJAYA & CYBERJAYA | Existing | VPTJ/SSU/G00004/MB3S5 | 300278395 | 33 kV | CLOSED | VACUUM | 3S5 | SSU GDC NO2 PUTRAJAYA |  |  |  | VCB 3S5 | 20020102 |  | ABB | T1-ZV2-3612 | 1250.000 A | PPU PJ17 3P5 |  | Pass | null
379381361 | TNB | DISTRIBUTION | WP PUTRAJAYA & CYBERJAYA | Existing | VPTJ/PPU/G00023/NB31 | 300519652 | 11 kV | CLOSED | VACUUM |  | PPU PUTRAJAYA NO 23 |  |  |  | VCB 31 | 20150407 |  | EPE | VFT-12 | 630.000 A |  |  | Pass | null
379381466 | TNB | DISTRIBUTION | WP PUTRAJAYA & CYBERJAYA | Existing | VPTJ/PPU/G00023/NB5 | 300519656 | 33 kV | OPEN | VACUUM |  | PPU PUTRAJAYA NO 23 |  |  |  | VCB 5 | 20150407 |  | EPE | VFT-12 | 630.000 A |  |  | Pass | null
379381470 | TNB | DISTRIBUTION | WP PUTRAJAYA & CYBERJAYA | Existing | VPTJ/PPU/G00023/NB6 | 300519657 | 11 kV | OPEN | VACUUM |  | PPU PUTRAJAYA NO 23 |  |  |  | VCB 6 | 20150407 |  | EPE | VFT-12 | 630.000 A |  |  | Pass | null
379381548 | TNB | DISTRIBUTION | WP PUTRAJAYA & CYBERJAYA | Existing | VPTJ/PPU/G00023/NB10 | 300519635 | 11 kV | OPEN | VACUUM |  | PPU PUTRAJAYA NO 23 |  |  |  | VCB 10 | 20150407 |  | EPE | VFT-12 | 630.000 A |  |  | Pass | null
379381553 | TNB | DISTRIBUTION | WP PUTRAJAYA & CYBERJAYA | Existing | VPTJ/PPU/G00023/MB4P5 | 300519630 | 33 kV | OPEN | VACUUM | 4P5 | PPU PUTRAJAYA NO 23 |  |  |  | VCB 4P5 | 24/06/2015 |  | ABB | ZX2 | 1250.000 A |  |  | Pass | null
379381692 | TNB | DISTRIBUTION | WP PUTRAJAYA & CYBERJAYA | Existing | VPTJ/PPU/G00023/MB1P5 | 300519624 | 33 kV | CLOSED | VACUUM | 1P5 | PPU PUTRAJAYA NO 23 |  |  |  | VCB 1P5 | 24/06/2015 |  | ABB | ZX2 | 1250.000 A | TX1 |  | Pass | null
379381707 | TNB | DISTRIBUTION | WP PUTRAJAYA & CYBERJAYA | Existing | VPTJ/PPU/G00023/NB13 | 300519641 | 11 kV | OPEN | VACUUM |  | PPU PUTRAJAYA NO 23 |  |  |  | VCB 13 | 20150407 |  | EPE | VFT-12 | 630.000 A |  |  | Pass | null
379381778 | TNB | DISTRIBUTION | WP PUTRAJAYA & CYBERJAYA | Existing | VPTJ/PPU/G00023/NB8 | 300519659 | 11 kV | OPEN | VACUUM |  | PPU PUTRAJAYA NO 23 |  |  |  | VCB 8 | 20150407 |  | EPE | VFT-12 | 630.000 A |  |  | Pass | null
379381863 | TNB | DISTRIBUTION | WP PUTRAJAYA & CYBERJAYA | Existing | VPTJ/PPU/G00023/MB3P5 | 300519629 | 33 kV | OPEN | VACUUM | 3P5 | PPU PUTRAJAYA NO 23 |  |  |  | VCB 3P5 | 24/06/2015 |  | ABB | ZX2 | 1250.000 A | TX1 |  | Pass | null
379381867 | TNB | DISTRIBUTION | WP PUTRAJAYA & CYBERJAYA | Existing | VPTJ/PPU/G00023/MB2HO | 300519627 | 33 kV | CLOSED | VACUUM |  | PPU PUTRAJAYA NO 23 |  |  |  | VCB 2HO | 24/06/2015 |  | ABB | ZX2 | 1250.000 A | TX2 |  | Pass | null
379381955 | TNB | DISTRIBUTION | WP PUTRAJAYA & CYBERJAYA | Existing | VPTJ/PPU/G00023/NB32 | 300519654 | 11 kV | CLOSED | VACUUM |  | PPU PUTRAJAYA NO 23 |  |  |  | VCB 32 | 20150407 |  | EPE | VFT-12 | 630.000 A |  |  | Pass | null
379381977 | TNB | DISTRIBUTION | WP PUTRAJAYA & CYBERJAYA | Existing | VPTJ/PPU/G00023/NB3 | 300519649 | 11 kV | CLOSED | VACUUM |  | PPU PUTRAJAYA NO 23 |  |  |  | VCB 3 | 20150407 |  | EPE | VFT-12 | 630.000 A |  |  | Pass | null
379381996 | TNB | DISTRIBUTION | WP PUTRAJAYA & CYBERJAYA | Existing | VPTJ/PPU/G00023/MB2P5 | 300519628 | 33 kV | CLOSED | VACUUM | 2P5 | PPU PUTRAJAYA NO 23 |  |  |  | VCB 2P5 | 24/06/2015 |  | ABB | ZX2 | 1250.000 A |  |  | Pass | null
379382032 | TNB | DISTRIBUTION | WP PUTRAJAYA & CYBERJAYA | Existing | VPTJ/PPU/G00023/NB12 | 300519639 | 11 kV | OPEN | VACUUM |  | PPU PUTRAJAYA NO 23 |  |  |  | VCB 12 | 20150407 |  | EPE | VFT-12 | 630.000 A |  |  | Pass | null
379382058 | TNB | DISTRIBUTION | WP PUTRAJAYA & CYBERJAYA | Existing | VPTJ/PPU/G00023/MB1HO | 300519623 | 33 kV | CLOSED | VACUUM |  | PPU PUTRAJAYA NO 23 |  |  |  | VCB 1HO |  |  | ABB | ZX2 | 1250.000 A | TX1 |  | Pass | null
379382197 | TNB | DISTRIBUTION | WP PUTRAJAYA & CYBERJAYA | Existing | VPTJ/PPU/G00023/NB1 | 300519634 | 11 kV | OPEN | VACUUM |  | PPU PUTRAJAYA NO 23 |  |  |  | VCB 1 | 20150407 |  | EPE | VFT-12 | 630.000 A | SS2.19 2M10 |  | Pass | null
379382220 | TNB | DISTRIBUTION | WP PUTRAJAYA & CYBERJAYA | Existing | VPTJ/PPU/G00023/NB9 | 300519660 | 11 kV | OPEN | VACUUM |  | PPU PUTRAJAYA NO 23 |  |  |  | VCB 9 | 20150407 |  | EPE | VFT-12 | 630.000 A |  |  | Pass | null
379382601 | TNB | DISTRIBUTION | WP PUTRAJAYA & CYBERJAYA | Existing | VPTJ/PPU/G00023/NB7 | 300519658 | 11 kV | OPEN | VACUUM |  | PPU PUTRAJAYA NO 23 |  |  |  | VCB 7 | 20150407 |  | EPE | VFT-12 | 630.000 A |  |  | Pass | null
379382603 | TNB | DISTRIBUTION | WP PUTRAJAYA & CYBERJAYA | Existing | VPTJ/PPU/G00023/NB11 | 300519636 | 11 kV | OPEN | VACUUM |  | PPU PUTRAJAYA NO 23 |  |  |  | VCB 11 | 20150407 |  | EPE | VFT-12 | 630.000 A |  |  | Pass | null
379382643 | TNB | DISTRIBUTION | WP PUTRAJAYA & CYBERJAYA | Existing | VPTJ/PPU/G00023/NB4 | 300519655 | 11 kV | CLOSED | VACUUM |  | PPU PUTRAJAYA NO 23 |  |  |  | VCB 4 | 20150407 |  | EPE | VFT-12 | 630.000 A |  |  | Pass | null
379382786 | TNB | DISTRIBUTION | WP PUTRAJAYA & CYBERJAYA | Existing | VPTJ/PPU/G00023/NB14 | 300519643 | 11 kV | OPEN | VACUUM |  | PPU PUTRAJAYA NO 23 |  |  |  | VCB 14 | 20150407 |  | EPE | VFT-12 | 630.000 A |  |  | Pass | null
379382795 | TNB | DISTRIBUTION | WP PUTRAJAYA & CYBERJAYA | Existing | VPTJ/PPU/G00023/NB2 | 300519648 | 11 kV | OPEN | VACUUM |  | PPU PUTRAJAYA NO 23 |  |  |  | VCB 2 | 20150407 |  | EPE | VFT-12 | 630.000 A |  |  | Pass | null
379387816 | TNB | DISTRIBUTION | WP PUTRAJAYA & CYBERJAYA | Existing | VCBJ/PMU/G00003/MB9L5 | 300278055 | 33 kV | CLOSED | VACUUM |  | PMU SERDANG 132/33KV |  |  |  | VCB 9L5 | 13/09/1990 |  | TAMCO | VY 30M 25D | 1250.000 A | PPU PJ5 5P5 |  | Pass | null
379387817 | TNB | DISTRIBUTION | WP PUTRAJAYA & CYBERJAYA | Existing | VCBJ/PMU/G00003/MB10L5 | 300278037 | 33 kV | CLOSED | VACUUM |  | PMU SERDANG 132/33KV |  |  |  | VCB 10L5 | 13/09/1990 |  | TAMCO | VY 30M 25D | 1250.000 A | PPU CJ6 1P5 |  | Pass | null
379387824 | TNB | DISTRIBUTION | WP PUTRAJAYA & CYBERJAYA | Existing | VCBJ/PMU/G00003/MB11L5 | 300278038 | 33 kV | OPEN | VACUUM |  | PMU SERDANG 132/33KV |  |  |  | VCB 11L5 | 13/09/1990 |  | TAMCO | VY 30M 25D | 1250.000 A | SPARE |  | Pass | null
379387838 | TNB | DISTRIBUTION | WP PUTRAJAYA & CYBERJAYA | Existing | VCBJ/PMU/G00003/MB4L5 | 300278050 | 33 kV | OPEN | VACUUM |  | PMU SERDANG 132/33KV |  |  |  | VCB 4L5 | 13/09/1990 |  | TAMCO | VY 30M 25D | 1250.000 A | PPU UPM 3P5 |  | Pass | null
379387839 | TNB | DISTRIBUTION | WP PUTRAJAYA & CYBERJAYA | Existing | VCBJ/PMU/G00003/MB2L5 | 300278046 | 33 kV | CLOSED | VACUUM |  | PMU SERDANG 132/33KV |  |  |  | VCB 2L5 | 13/09/1990 |  | TAMCO | VY 30M 25D | 1250.000 A | PPU PJ1 2P5 |  | Pass | null
379387861 | TNB | DISTRIBUTION | WP PUTRAJAYA & CYBERJAYA | Existing | VCBJ/PMU/G00003/MB7L5 | 300278053 | 33 kV | CLOSED | VACUUM |  | PMU SERDANG 132/33KV |  |  |  | VCB 7L5 | 13/09/1990 |  | TAMCO | VY 30M 25D | 1250.000 A | PPU PJ1 3P5 |  | Pass | null
379387876 | TNB | DISTRIBUTION | WP PUTRAJAYA & CYBERJAYA | Existing | VCBJ/PMU/G00003/MB8L5 | 300278054 | 33 kV | OPEN | VACUUM |  | PMU SERDANG 132/33KV |  |  |  | VCB 8L5 | 13/09/1990 |  | TAMCO | VY 30M 25D | 1250.000 A | PPU IKATAN H3 |  | Pass | null
379387877 | TNB | DISTRIBUTION | WP PUTRAJAYA & CYBERJAYA | Existing | VCBJ/PMU/G00003/MB1L5 | 300278041 | 33 kV | OPEN | VACUUM |  | PMU SERDANG 132/33KV |  |  |  | VCB 1L5 | 13/09/1990 |  | TAMCO | VY 30M 25D | 1250.000 A | SSU MAEPS 6S5 |  | Pass | null
379387895 | TNB | DISTRIBUTION | WP PUTRAJAYA & CYBERJAYA | Existing | VCBJ/PMU/G00003/MB12L5 | 300278040 | 33 kV | CLOSED | VACUUM |  | PMU SERDANG 132/33KV |  |  |  | VCB 12L5 | 13/09/1990 |  | TAMCO | VY 30M 25D | 1250.000 A | PPU PJ5 2P5 |  | Pass | null
379387917 | TNB | DISTRIBUTION | WP PUTRAJAYA & CYBERJAYA | Existing | VCBJ/PMU/G00003/MB5L5 | 300278051 | 33 kV | CLOSED | VACUUM |  | PMU SERDANG 132/33KV |  |  |  | VCB 5L5 | 13/09/1990 |  | TAMCO | VY 30M 25D | 1250.000 A | PPU CJ6 3P5 |  | Pass | null
379387937 | TNB | DISTRIBUTION | WP PUTRAJAYA & CYBERJAYA | Existing | VCBJ/PMU/G00003/MB6L5 | 300278052 | 33 kV | OPEN | VACUUM |  | PMU SERDANG 132/33KV |  |  |  | VCB 6L5 | 13/09/1990 |  | TAMCO | VY 30M 25D | 1250.000 A | AIR HITAM |  | Pass | null
379387949 | TNB | DISTRIBUTION | WP PUTRAJAYA & CYBERJAYA | Existing | VCBJ/PMU/G00003/MB3L5 | 300278048 | 33 kV | OPEN | VACUUM |  | PMU SERDANG 132/33KV |  |  |  | VCB 3L5 | 13/09/1990 |  | TAMCO | VY 30M 25D | 1250.000 A | PPU IKATAN H2 |  | Pass | null
379388197 | TNB | DISTRIBUTION | WP PUTRAJAYA & CYBERJAYA | Existing | VCBJ/SSU/G00002/MB1S5 | 300278377 | 33 kV | CLOSED | VACUUM |  | SSU MMU CYBERJAYA |  |  |  | VCB 1S5 | 20020102 |  | SIEMENS | 8DA10 | 1250.000 A | SPARE |  | Pass | null
379388202 | TNB | DISTRIBUTION | WP PUTRAJAYA & CYBERJAYA | Existing | VCBJ/SSU/G00002/MB4S5 | 300278381 | 33 kV | CLOSED | VACUUM |  | SSU MMU CYBERJAYA |  |  |  | VCB 4S5 | 20020102 |  | SIEMENS | 8DA10 | 1250.000 A | PENGGUNA 2 |  | Pass | null
379388233 | TNB | DISTRIBUTION | WP PUTRAJAYA & CYBERJAYA | Existing | VCBJ/SSU/G00002/MB5S5 | 300278382 | 33 kV | CLOSED | VACUUM |  | SSU MMU CYBERJAYA |  |  |  | VCB 5S5 | 20020102 |  | SIEMENS | 8DA10 | 1250.000 A | PPU CJ7 2P5 |  | Pass | null
379388234 | TNB | DISTRIBUTION | WP PUTRAJAYA & CYBERJAYA | Existing | VCBJ/SSU/G00002/MB3S5 | 300278380 | 33 kV | CLOSED | VACUUM |  | SSU MMU CYBERJAYA |  |  |  | VCB 3S5 | 20020102 |  | SIEMENS | 8DA10 | 1250.000 A | PENGGUNA 1 |  | Pass | null
379388244 | TNB | DISTRIBUTION | WP PUTRAJAYA & CYBERJAYA | Existing | VCBJ/SSU/G00002/MB6S5 | 300278383 | 33 kV | CLOSED | VACUUM |  | SSU MMU CYBERJAYA |  |  |  | VCB 6S5 | 20020102 |  | SIEMENS | 8DA10 | 1250.000 A | PPU CJ6 2P5 |  | Pass | null
379388245 | TNB | DISTRIBUTION | WP PUTRAJAYA & CYBERJAYA | Existing | VCBJ/SSU/G00002/MB2S5 | 300278379 | 33 kV | OPEN | VACUUM |  | SSU MMU CYBERJAYA |  |  |  | VCB 2S5 | 20020102 |  | SIEMENS | 8DA10 | 1250.000 A | SPARE |  | Pass | null
379388252 | TNB | DISTRIBUTION | WP PUTRAJAYA & CYBERJAYA | Existing |  |  | 33 kV | CLOSED | VACUUM | CONSUMER 33KV | SSU DCP1 MEGAJANA | [11 empty] | Pass | null
379388288 | TNB | DISTRIBUTION | WP PUTRAJAYA & CYBERJAYA | Existing |  |  | 33 kV | OPEN | VACUUM | SPARE | SSU DCP1 MEGAJANA | [11 empty] | Pass | null
379388299 | TNB | DISTRIBUTION | WP PUTRAJAYA & CYBERJAYA | Existing |  |  | 33 kV | OPEN | VACUUM | SPARE | SSU DCP1 MEGAJANA | [11 empty] | Pass | null
379388300 | TNB | DISTRIBUTION | WP PUTRAJAYA & CYBERJAYA | Existing |  |  | 33 kV | CLOSED | VACUUM | SSU GOOGLE CYBERJAYA : VCB 5S5 | SSU DCP1 MEGAJANA | [11 empty] | Pass | null
379388307 | TNB | DISTRIBUTION | WP PUTRAJAYA & CYBERJAYA | Existing |  |  | 33 kV | CLOSED | VACUUM | PPU CYB9: VCB 3P5 | SSU DCP1 MEGAJANA | [11 empty] | Pass | null
379388311 | TNB | DISTRIBUTION | WP PUTRAJAYA & CYBERJAYA | Existing |  |  | 33 kV | CLOSED | VACUUM | CONSUMER 33KV | SSU DCP1 MEGAJANA | [11 empty] | Pass | null
379388321 | TNB | DISTRIBUTION | WP PUTRAJAYA & CYBERJAYA | Existing | VPTJ/SSU/G00003/MB3S5 | 300278387 | 33 kV | CLOSED | VACUUM | PMU ABBA : VCB 7L5 | SSU GDC NO1 PUTRAJAYA |  |  |  | VCB 3S5 | 20020102 |  | SIEMENS | 8DA10 | 1250.000 A | PMU ABBA 7L5 |  | Pass | null
379388326 | TNB | DISTRIBUTION | WP PUTRAJAYA & CYBERJAYA | Existing | VPTJ/SSU/G00003/MB2S5 | 300278386 | 33 kV | CLOSED | VACUUM | CONSUMER 33KV | SSU GDC NO1 PUTRAJAYA |  |  |  | VCB 2S5 | 20020102 |  | SIEMENS | 8DA10 | 1250.000 A | PENGGUNA 2 |  | Pass | null
379388357 | TNB | DISTRIBUTION | WP PUTRAJAYA & CYBERJAYA | Existing | VPTJ/SSU/G00003/MB5S5 | 300278389 | 33 kV | OPEN | VACUUM | PPU PTJ6: VCB 4P5 | SSU GDC NO1 PUTRAJAYA |  |  |  | VCB 5S5 | 20020102 |  | SIEMENS | 8DA10 | 1250.000 A | PPU PJ6 4P5 |  | Pass | null
379388358 | TNB | DISTRIBUTION | WP PUTRAJAYA & CYBERJAYA | Existing | VPTJ/SSU/G00003/MB1S5 | 300278384 | 33 kV | CLOSED | VACUUM | CONSUMER 33KV | SSU GDC NO1 PUTRAJAYA |  |  |  | VCB 1S5 | 20020102 |  | SIEMENS | 8DA10 | 1250.000 A | PENGGUNA 1 |  | Pass | null
379388368 | TNB | DISTRIBUTION | WP PUTRAJAYA & CYBERJAYA | Existing | VPTJ/SSU/G00003/MB6S5 | 300278390 | 33 kV | OPEN | VACUUM |  | SSU GDC NO1 PUTRAJAYA |  |  |  | VCB 6S5 | 20020102 |  | SIEMENS | 8DA10 | 1250.000 A | PMU NUNI 5L5 |  | Pass | null
379388369 | TNB | DISTRIBUTION | WP PUTRAJAYA & CYBERJAYA | Existing | VPTJ/SSU/G00003/MB4S5 | 300278388 | 33 kV | CLOSED | VACUUM | PPU PTJ4: VCB 2P5 | SSU GDC NO1 PUTRAJAYA |  |  |  | VCB 4S5 | 20020102 |  | SIEMENS | 8DA10 | 1250.000 A | PPU PJ4 2P5 |  | Pass | null
379926111 | TNB | DISTRIBUTION | WP PUTRAJAYA & CYBERJAYA | Existing | VCBJ/PCE/J25071/MB25071 | 300453544 | 11 kV | CLOSED | VACUUM | CBJ25071 | SS 25.07 STESEN SATELIT BUMI F1 |  |  |  | CBJ25071 |  |  | EPE | A1 | 630.000 A | SS 21.56 CBJ21562 |  | Pass | null
379926113 | TNB | DISTRIBUTION | WP PUTRAJAYA & CYBERJAYA | Existing | VCBJ/PCE/J25071/MB25072 | 300453546 | 11 kV | CLOSED | VACUUM | CBJ25072 | SS 25.07 STESEN SATELIT BUMI F1 |  |  |  | C25072 |  |  | EPE | A1 | 630.000 A | PE 21.15 PTJ21151 |  | Pass | null
379926136 | TNB | DISTRIBUTION | WP PUTRAJAYA & CYBERJAYA | Existing | VCBJ/PCE/J25071/MB25073 | 300453548 | 11 kV | CLOSED | VACUUM | CBJ25073 | SS 25.07 STESEN SATELIT BUMI F1 |  |  |  | C25073 |  |  | EPE | A1 | 630.000 A | PENGGUNA 2 |  | Pass | null
379926152 | TNB | DISTRIBUTION | WP PUTRAJAYA & CYBERJAYA | Existing | VCBJ/PCE/J25072/MB25071 | 300453563 | 11 kV | CLOSED | VACUUM | CBJ25074 | SS 25.07 STESEN SATELIT BUMI F2 |  |  |  | C25074 |  |  | EPE | A1 | 630.000 A | PE 21.56 PTJ21565 |  | Pass | null
379926154 | TNB | DISTRIBUTION | WP PUTRAJAYA & CYBERJAYA | Existing | VCBJ/PCE/J25072/MB25072 | 300453564 | 11 kV | CLOSED | VACUUM | CBJ25075 | SS 25.07 STESEN SATELIT BUMI F2 |  |  |  | C25075 |  |  | EPE | A1 | 630.000 A | PE 21.15 CBJ21154 |  | Pass | null
379926177 | TNB | DISTRIBUTION | WP PUTRAJAYA & CYBERJAYA | Existing | VCBJ/PCE/J25072/MB25073 | 300453565 | 11 kV | CLOSED | VACUUM | CBJ25076 | SS 25.07 STESEN SATELIT BUMI F2 |  |  |  | C25076 |  |  | EPE | A1 | 630.000 A | PENGGUNA 2 |  | Pass | null
379926203 | TNB | DISTRIBUTION | WP PUTRAJAYA & CYBERJAYA | Existing | VCBJ/PCE/J23071/MB23071 | 310315875 | 11 kV | CLOSED | VACUUM | CBJ23071 | SS 23.07 MEASAT F1 |  |  |  | C23071 |  |  |  | 8BK88E A1 | 630.000 A | PE21.10 CBJ21102 |  | Pass | null
379926205 | TNB | DISTRIBUTION | WP PUTRAJAYA & CYBERJAYA | Existing | VCBJ/PCE/J23071/MB23072 | 310315876 | 11 kV | CLOSED | VACUUM | CBJ23072 | SS 23.07 MEASAT F1 |  |  |  | C23072 |  |  |  | 8BK88E A1 | 630.000 A | SS21.56 CBJ21561 |  | Pass | null
379926228 | TNB | DISTRIBUTION | WP PUTRAJAYA & CYBERJAYA | Existing | VCBJ/PCE/J23071/MB23073 | 310315877 | 11 kV | CLOSED | VACUUM | CBJ23073 | SS 23.07 MEASAT F1 |  |  |  | C23073 |  |  |  | 8BK88E A1 | 630.000 A | CONSUMER |  | Pass | null
379926244 | TNB | DISTRIBUTION | WP PUTRAJAYA & CYBERJAYA | Existing | VCBJ/PCE/J23072/MB23074 | 310315878 | 11 kV | CLOSED | VACUUM | CBJ23074 | SS 23.07 MEASAT F2 |  |  |  | C23074 |  |  |  | 8BK88E A1 | 630.000 A | PE21.54 CBJ21545 |  | Pass | null
379926246 | TNB | DISTRIBUTION | WP PUTRAJAYA & CYBERJAYA | Existing | VCBJ/PCE/J23072/MB23075 | 310315879 | 11 kV | CLOSED | VACUUM | CBJ23075 | SS 23.07 MEASAT F2 |  |  |  | C23075 |  |  |  | 8BK88E A1 | 630.000 A | SS21.56 CBJ21564 |  | Pass | null
379926269 | TNB | DISTRIBUTION | WP PUTRAJAYA & CYBERJAYA | Existing | VCBJ/PCE/J23072/MB23076 | 310315880 | 11 kV | CLOSED | VACUUM | CBJ23076 | SS 23.07 MEASAT F2 |  |  |  | C23076 |  |  |  | 8BK88E A1 | 630.000 A | CONSUMER |  | Pass | null
379926733 | TNB | DISTRIBUTION | WP PUTRAJAYA & CYBERJAYA | Existing | VCBJ/PCE/J00120/MB2 | 300525909 | 11 kV | CLOSED | VACUUM | CBJ24342 | SS 24.34 TAMARIND SQUARE F1 |  |  |  | C24342 |  |  | TAMCO | N/A | 630.000 A | CBJ23181 |  | Pass | null
379926735 | TNB | DISTRIBUTION | WP PUTRAJAYA & CYBERJAYA | Existing | VCBJ/PCE/J00120/MB3 | 300534205 | 11 kV | CLOSED | VACUUM | CBJ24343 | SS 24.34 TAMARIND SQUARE F1 |  |  |  | C24343 |  |  | TAMCO | N/A | 630.000 A | LANDLORD F1 |  | Pass | null
379926754 | TNB | DISTRIBUTION | WP PUTRAJAYA & CYBERJAYA | Existing | VCBJ/PCE/J00120/MB1 | 300525905 | 11 kV | CLOSED | VACUUM | CBJ24341 | SS 24.34 TAMARIND SQUARE F1 |  |  |  | C24341 |  |  | TAMCO | N/A | 630.000 A | CBJ23173 |  | Pass | null
379926758 | TNB | DISTRIBUTION | WP PUTRAJAYA & CYBERJAYA | Existing | VCBJ/PCE/J00120/MB4 | 300537940 | 11 kV | CLOSED | VACUUM | CBJ24344 | SS 24.34 TAMARIND SQUARE F1 |  |  |  | C24344 |  |  | TAMCO | N/A | 630.000 A | TENANT F1 |  | Pass | null
381079640 | TNB | DISTRIBUTION | WP PUTRAJAYA & CYBERJAYA | Existing | VCBJ/PCE/J25111/MB25112 | 310372345 | 11 kV | CLOSED | VACUUM | CBJ25112 | SS 25.11 D'PULZE F1 |  |  |  | C25112 |  |  |  | 8BK-88E-A1 | 630.000 A | CBJ25092 |  | Pass | null
381079664 | TNB | DISTRIBUTION | WP PUTRAJAYA & CYBERJAYA | Existing | VCBJ/PCE/J25111/MB25113 | 310372347 | 11 kV | CLOSED | VACUUM | CBJ25113 | SS 25.11 D'PULZE F1 |  |  |  | C25113 |  |  |  | 8BK-88E-B2B | 630.000 A | PENGGUNA 1 |  | Pass | null
381079667 | TNB | DISTRIBUTION | WP PUTRAJAYA & CYBERJAYA | Existing | VCBJ/PCE/J25111/MB25111 | 310372344 | 11 kV | CLOSED | VACUUM | CBJ25111 | SS 25.11 D'PULZE F1 |  |  |  | C25111 |  |  |  | 8BK-88E-A1 | 630.000 A | PPU CJ6 CB3 |  | Pass | null
381079782 | TNB | DISTRIBUTION | WP PUTRAJAYA & CYBERJAYA | Existing | VCBJ/PCE/J25112/MB25115 | 310372350 | 11 kV | CLOSED | VACUUM | CBJ25115 | SS 25.11 D'PULZE F2 |  |  |  | C25115 |  |  |  | 8BK-88E-A1 | 630.000 A | CBJ 25095 |  | Pass | null
381079806 | TNB | DISTRIBUTION | WP PUTRAJAYA & CYBERJAYA | Existing | VCBJ/PCE/J25112/MB25116 | 310372351 | 11 kV | CLOSED | VACUUM | CBJ25115 | SS 25.11 D'PULZE F2 |  |  |  | C25116 |  |  |  | 8BK-88E-B2B | 630.000 A | PENGGUNA 2 |  | Pass | null
381079809 | TNB | DISTRIBUTION | WP PUTRAJAYA & CYBERJAYA | Existing | VCBJ/PCE/J25112/MB25114 | 310372349 | 11 kV | CLOSED | VACUUM | CBJ25114 | SS 25.11 D'PULZE F2 |  |  |  | C25114 |  |  |  | 8BK-88E-A1 | 630.000 A | PPU CJ6 CB4 |  | Pass | null
381080374 | TNB | DISTRIBUTION | WP PUTRAJAYA & CYBERJAYA | Existing | VCBJ/PCE/J24181/MB24181 | 300455006 | 11 kV | CLOSED | VACUUM |  | SS 24.18 SHAFTBURY BLOK E F1 |  |  |  | C24181 |  |  |  | 8BK-88E-A1 | 630.000 A | SS22.84 CBJ22842 |  | Pass | null
381080376 | TNB | DISTRIBUTION | WP PUTRAJAYA & CYBERJAYA | Existing | VCBJ/PCE/J24181/MB24182 | 300455007 | 11 kV | CLOSED | VACUUM |  | SS 24.18 SHAFTBURY BLOK E F1 |  |  |  | C24182 |  |  |  | 8BK-88E-A1 | 630.000 A | SS22.85 CBJ22851 |  | Pass | null
381080399 | TNB | DISTRIBUTION | WP PUTRAJAYA & CYBERJAYA | Existing | VCBJ/PCE/J24181/MB24183 | 310384133 | 11 kV | CLOSED | VACUUM |  | SS 24.18 SHAFTBURY BLOK E F1 |  |  |  | C24183 |  |  |  | B2A | 630.000 A | PENGGUNA F1 |  | Pass | null
381080415 | TNB | DISTRIBUTION | WP PUTRAJAYA & CYBERJAYA | Existing | VCBJ/PCE/J24182/MB24184 | 310384154 | 11 kV | CLOSED | VACUUM |  | SS 24.18 SHAFTBURY BLOK E F2 |  |  |  | C24184 |  |  |  | 8BK-88E-A1 | 630.000 A | SS22.84 CBJ22845 |  | Pass | null
381080417 | TNB | DISTRIBUTION | WP PUTRAJAYA & CYBERJAYA | Existing | VCBJ/PCE/J24182/MB24185 | 310384155 | 11 kV | CLOSED | VACUUM |  | SS 24.18 SHAFTBURY BLOK E F2 |  |  |  | C24185 |  |  |  | 8BK-88E-A1 | 630.000 A | SS22.85 CBJ22854 |  | Pass | null
381080440 | TNB | DISTRIBUTION | WP PUTRAJAYA & CYBERJAYA | Existing | VCBJ/PCE/J24182/MB24186 | 310384156 | 11 kV | CLOSED | VACUUM |  | SS 24.18 SHAFTBURY BLOK E F2 |  |  |  | C24186 |  |  |  | 8BK-88E-A1 | 630.000 A | PENGGUNA F2 |  | Pass | null
381110867 | TNB | DISTRIBUTION | WP PUTRAJAYA & CYBERJAYA | Existing | VCBJ/PMU/J00002/MB3 | 300278066 | 11 kV | CLOSED | VACUUM |  | PMU CBJ NORTH 132/11KV |  |  |  | VCB 3 | 20060604 |  | EPE | VFT12D | 630.000 A | PE22.54 CBJ22542 |  | Pass | null
381110868 | TNB | DISTRIBUTION | WP PUTRAJAYA & CYBERJAYA | Existing | VCBJ/PMU/J00002/MB12 | 300278061 | 11 kV | CLOSED | VACUUM |  | PMU CBJ NORTH 132/11KV |  |  |  | VCB 12 | 20060604 |  | EPE | VFT12D | 630.000 A | SPARE |  | Pass | null
381110916 | TNB | DISTRIBUTION | WP PUTRAJAYA & CYBERJAYA | Existing | VCBJ/PMU/J00002/MB32 | 300278075 | 11 kV | CLOSED | VACUUM |  | PMU CBJ NORTH 132/11KV |  |  |  | VCB 32 | 20060604 |  | EPE | VFT12D | 2000.000 A | TX2 30MVA 132/11KV |  | Pass | null
381110946 | TNB | DISTRIBUTION | WP PUTRAJAYA & CYBERJAYA | Existing | VCBJ/PMU/J00002/MB9 | 300278072 | 11 kV | CLOSED | VACUUM |  | PMU CBJ NORTH 132/11KV |  |  |  | VCB 9 | 20060604 |  | EPE | VFT12D | 630.000 A | SS21.47 CBJ21471 |  | Pass | null
381110959 | TNB | DISTRIBUTION | WP PUTRAJAYA & CYBERJAYA | Existing | VCBJ/PMU/J00002/MB10 | 300278059 | 11 kV | CLOSED | VACUUM |  | PMU CBJ NORTH 132/11KV |  |  |  | VCB 10 | 20060604 |  | EPE | VFT12D | 630.000 A | PE21.15 CBJ21152 |  | Pass | null
381110963 | TNB | DISTRIBUTION | WP PUTRAJAYA & CYBERJAYA | Existing | VCBJ/PMU/J00002/MB1 | 300278058 | 11 kV | CLOSED | VACUUM |  | PMU CBJ NORTH 132/11KV |  |  |  | VCB 1 | 20060604 |  | EPE | VFT12D | 630.000 A | SS22.18 CBJ22181 |  | Pass | null
381110971 | TNB | DISTRIBUTION | WP PUTRAJAYA & CYBERJAYA | Existing | VCBJ/PMU/J00002/MB5 | 300278068 | 11 kV | CLOSED | VACUUM |  | PMU CBJ NORTH 132/11KV |  |  |  | VCB 5 | 20060604 |  | EPE | VFT12D | 630.000 A | SS21.62 CBJ21621 |  | Pass | null
381110976 | TNB | DISTRIBUTION | WP PUTRAJAYA & CYBERJAYA | Existing | VCBJ/PMU/J00002/MB2 | 300278065 | 11 kV | CLOSED | VACUUM |  | PMU CBJ NORTH 132/11KV |  |  |  | VCB 2 | 20060604 |  | EPE | VFT12D | 630.000 A | SS22.18 CBJ22184 |  | Pass | null
381111020 | TNB | DISTRIBUTION | WP PUTRAJAYA & CYBERJAYA | Existing | VCBJ/PMU/J00002/MB8 | 300278071 | 11 kV | CLOSED | VACUUM |  | PMU CBJ NORTH 132/11KV |  |  |  | VCB 8 | 20060604 |  | EPE | VFT12D | 630.000 A | PE21.15 CBJ21155 |  | Pass | null
381111026 | TNB | DISTRIBUTION | WP PUTRAJAYA & CYBERJAYA | Existing | VCBJ/PMU/J00002/MB4 | 300278067 | 11 kV | CLOSED | VACUUM |  | PMU CBJ NORTH 132/11KV |  |  |  | VCB 4 | 20060604 |  | EPE | VFT12D | 630.000 A | PE22.54 CBJ22545 |  | Pass | null
381111028 | TNB | DISTRIBUTION | WP PUTRAJAYA & CYBERJAYA | Existing | VCBJ/PMU/J00002/MB6 | 300278069 | 11 kV | OPEN | VACUUM |  | PMU CBJ NORTH 132/11KV |  |  |  | VCB 6 | 20060604 |  | EPE | VFT12D | 630.000 A | SS21.62 CBJ21624 |  | Pass | null
381111040 | TNB | DISTRIBUTION | WP PUTRAJAYA & CYBERJAYA | Existing | VCBJ/PMU/J00002/MB31 | 300278074 | 11 kV | CLOSED | VACUUM |  | PMU CBJ NORTH 132/11KV |  |  |  | VCB 31 | 20060604 |  | EPE | VFT12D | 2000.000 A | TX1 30MVA 132/11KV |  | Pass | null
381111041 | TNB | DISTRIBUTION | WP PUTRAJAYA & CYBERJAYA | Existing | VCBJ/PMU/J00002/MB11 | 300278060 | 11 kV | CLOSED | VACUUM |  | PMU CBJ NORTH 132/11KV |  |  |  | VCB 11 | 20060604 |  | EPE | VFT12D | 630.000 A | SPARE |  | Pass | null
381111078 | TNB | DISTRIBUTION | WP PUTRAJAYA & CYBERJAYA | Existing | VCBJ/PMU/J00002/MB7 | 300278070 | 11 kV | CLOSED | VACUUM |  | PMU CBJ NORTH 132/11KV |  |  |  | VCB 7 | 20060604 |  | EPE | VFT12D | 630.000 A | SS21.47 CBJ21474 |  | Pass | null
381111091 | TNB | DISTRIBUTION | WP PUTRAJAYA & CYBERJAYA | Existing | VCBJ/PMU/G00002/MB6L5 | 300278092 | 33 kV | CLOSED | VACUUM |  | PMU CBJ NORTH 132/33KV |  |  |  | VCB 6L5 | 13/10/2004 |  | ABB | T1-ZV2-3612 | 1250.000 A | SPARE |  | Pass | null
381111096 | TNB | DISTRIBUTION | WP PUTRAJAYA & CYBERJAYA | Existing | VCBJ/PMU/G00002/MB5L5 | 300278091 | 33 kV | CLOSED | VACUUM |  | PMU CBJ NORTH 132/33KV |  |  |  | VCB 5L5 | 13/10/2004 |  | ABB | T1-ZV2-3612 | 1250.000 A | SPARE |  | Pass | null
381111105 | TNB | DISTRIBUTION | WP PUTRAJAYA & CYBERJAYA | Existing | VCBJ/PMU/G00002/MB3TO | 300278088 | 33 kV | CLOSED | VACUUM |  | PMU CBJ NORTH 132/33KV |  |  |  | VCB 3TO | 13/10/2004 |  | ABB | T1-ZV2-3612 | 1250.000 A | TX3 90MVA 132/33KV |  | Pass | null
381111107 | TNB | DISTRIBUTION | WP PUTRAJAYA & CYBERJAYA | Existing | VCBJ/PMU/G00002/MB7L5 | 300278093 | 33 kV | CLOSED | VACUUM |  | PMU CBJ NORTH 132/33KV |  |  |  | VCB 7L5 | 13/10/2004 |  | ABB | T1-ZV2-3612 | 1250.000 A | PPU CJ7 1P5 |  | Pass | null
381111116 | TNB | DISTRIBUTION | WP PUTRAJAYA & CYBERJAYA | Existing | VCBJ/PMU/G00002/MB4L5 | 300278090 | 33 kV | OPEN | VACUUM |  | PMU CBJ NORTH 132/33KV |  |  |  | VCB 4L5 | 13/10/2004 |  | ABB | T1-ZV2-3612 | 1250.000 A | SPARE |  | Pass | null
381111130 | TNB | DISTRIBUTION | WP PUTRAJAYA & CYBERJAYA | Existing | VCBJ/PMU/G00002/MB4TO | 300278089 | 33 kV | CLOSED | VACUUM |  | PMU CBJ NORTH 132/33KV |  |  |  | VCB 4TO | 13/10/2004 |  | ABB | T1-ZV2-3612 | 1250.000 A | TX4 90MVA 132/33KV |  | Pass | null
381111160 | TNB | DISTRIBUTION | WP PUTRAJAYA & CYBERJAYA | Existing | VCBJ/PMU/G00002/MB10L5 | 300278079 | 33 kV | CLOSED | VACUUM |  | PMU CBJ NORTH 132/33KV |  |  |  | VCB 10L5 | 13/10/2004 |  | ABB | T1-ZV2-3612 | 1250.000 A | Q-CELL PENGGUNA |  | Pass | null
381111162 | TNB | DISTRIBUTION | WP PUTRAJAYA & CYBERJAYA | Existing | VCBJ/PMU/G00002/MB1L5 | 300278082 | 33 kV | OPEN | VACUUM |  | PMU CBJ NORTH 132/33KV |  |  |  | VCB 1L5 | 13/10/2004 |  | ABB | T1-ZV2-3612 | 1250.000 A | SPARE |  | Pass | null
381111166 | TNB | DISTRIBUTION | WP PUTRAJAYA & CYBERJAYA | Existing | VCBJ/PMU/G00002/MB12L5 | 300278081 | 33 kV | OPEN | VACUUM |  | PMU CBJ NORTH 132/33KV |  |  |  | VCB 12L5 | 13/10/2004 |  | ABB | T1-ZV2-3612 | 1250.000 A | SPARE |  | Pass | null
381111172 | TNB | DISTRIBUTION | WP PUTRAJAYA & CYBERJAYA | Existing | VCBJ/PMU/G00002/MB11L5 | 300278080 | 33 kV | CLOSED | VACUUM |  | PMU CBJ NORTH 132/33KV |  |  |  | VCB 11L5 | 13/10/2004 |  | ABB | T1-ZV2-3612 | 1250.000 A | Q-CELL PENGGUNA |  | Pass | null
381111182 | TNB | DISTRIBUTION | WP PUTRAJAYA & CYBERJAYA | Existing | VCBJ/PMU/G00002/MB2L5 | 300278085 | 33 kV | OPEN | VACUUM |  | PMU CBJ NORTH 132/33KV |  |  |  | VCB 2L5 | 13/10/2004 |  | ABB | T1-ZV2-3612 | 1250.000 A | SPARE |  | Pass | null
381111212 | TNB | DISTRIBUTION | WP PUTRAJAYA & CYBERJAYA | Existing | VCBJ/PMU/G00002/MB9L5 | 300278095 | 33 kV | OPEN | VACUUM |  | PMU CBJ NORTH 132/33KV |  |  |  | VCB 9L5 | 13/10/2004 |  | ABB | T1-ZV2-3612 | 1250.000 A | SPARE |  | Pass | null
381111218 | TNB | DISTRIBUTION | WP PUTRAJAYA & CYBERJAYA | Existing | VCBJ/PMU/G00002/MB3L5 | 300278087 | 33 kV | OPEN | VACUUM |  | PMU CBJ NORTH 132/33KV |  |  |  | VCB 3L5 | 13/10/2004 |  | ABB | T1-ZV2-3612 | 1250.000 A | SPARE |  | Pass | null
381111234 | TNB | DISTRIBUTION | WP PUTRAJAYA & CYBERJAYA | Existing | VCBJ/PMU/G00002/MB8L5 | 300278094 | 33 kV | CLOSED | VACUUM |  | PMU CBJ NORTH 132/33KV |  |  |  | VCB 8L5 | 13/10/2004 |  | ABB | T1-ZV2-3612 | 1250.000 A | PPU CJ7 4P5 |  | Pass | null
381526467 | TNB | DISTRIBUTION | WP PUTRAJAYA & CYBERJAYA | Existing | VCBJ/PCE/J00121/MB4 | 300537945 | 11 kV | CLOSED | VACUUM | CBJ24348 | SS 24.34 TAMARIND SQUARE F2 |  |  |  | C24348 |  |  | TAMCO | N/A | 630.000 A | TENANT F2 |  | Pass | null
381526472 | TNB | DISTRIBUTION | WP PUTRAJAYA & CYBERJAYA | Existing | VCBJ/PCE/J00121/MB2 | 300525995 | 11 kV | CLOSED | VACUUM | CBJ24346 | SS 24.34 TAMARIND SQUARE F2 |  |  |  | C24346 |  |  | TAMCO | N/A | 630.000 A | CBJ23051 |  | Pass | null
381526490 | TNB | DISTRIBUTION | WP PUTRAJAYA & CYBERJAYA | Existing | VCBJ/PCE/J00121/MB1 | 300525911 | 11 kV | CLOSED | VACUUM | CBJ24345 | SS 24.34 TAMARIND SQUARE F2 |  |  |  | C24345 |  |  | TAMCO | N/A | 630.000 A | CBJ23191 |  | Pass | null
381526492 | TNB | DISTRIBUTION | WP PUTRAJAYA & CYBERJAYA | Existing | VCBJ/PCE/J00121/MB3 | 300537941 | 11 kV | CLOSED | VACUUM | CBJ24347 | SS 24.34 TAMARIND SQUARE F2 |  |  |  | C24347 |  |  | TAMCO | N/A | 630.000 A | LANDLORD F2 |  | Pass | null
381526499 | TNB | DISTRIBUTION | WP PUTRAJAYA & CYBERJAYA | Existing | VCBJ/PCE/J23181/MB 23184 | 310314858 | 11 kV | CLOSED | VACUUM | CBJ23184 | SS 23.18 PARAGON |  |  |  | C23184 |  |  |  | BBK-881 A1 | 630.000 A |  |  | Pass | null
381526504 | TNB | DISTRIBUTION | WP PUTRAJAYA & CYBERJAYA | Existing | VCBJ/PCE/J23181/MB 23182 | 310314856 | 11 kV | CLOSED | VACUUM | CBJ23182 | SS 23.18 PARAGON |  |  |  | C23182 |  |  |  | BBK-881 A1 | 630.000 A |  |  | Pass | null
381526522 | TNB | DISTRIBUTION | WP PUTRAJAYA & CYBERJAYA | Existing | VCBJ/PCE/J23181/MB 23181 | 310314855 | 11 kV | CLOSED | VACUUM | PTJ23181 | SS 23.18 PARAGON |  |  |  | C23181 |  |  |  | BBK-881 A1 | 630.000 A |  |  | Pass | null
381526524 | TNB | DISTRIBUTION | WP PUTRAJAYA & CYBERJAYA | Existing | VCBJ/PCE/J23181/MB 23183 | 310314857 | 11 kV | CLOSED | VACUUM | CBJ23183 | SS 23.18 PARAGON |  |  |  | C23183 |  |  |  | BBK-881 A1 | 630.000 A |  |  | Pass | null
381526899 | TNB | DISTRIBUTION | WP PUTRAJAYA & CYBERJAYA | Existing | VCBJ/PCE/J23232/MB232310 | 310343051 | 11 kV | OPEN | VACUUM | CBJ232310 | SS 23.23 GARDEN PLAZA F2 |  |  |  | C232310 |  |  |  | 8BK-88E-A1 | 630.000 A | SPARE |  | Pass | null
381526904 | TNB | DISTRIBUTION | WP PUTRAJAYA & CYBERJAYA | Existing | VCBJ/PCE/J23232/MB23237 | 310343048 | 11 kV | CLOSED | VACUUM | CBJ23237 | SS 23.23 GARDEN PLAZA F2 |  |  |  | C23237 |  |  |  | 8BK-88E-A1 | 630.000 A | PPU PTJ5 |  | Pass | null
381526922 | TNB | DISTRIBUTION | WP PUTRAJAYA & CYBERJAYA | Existing | VCBJ/PCE/J23232/MB23238 | 310343049 | 11 kV | CLOSED | VACUUM | CBJ23238 | SS 23.23 GARDEN PLAZA F2 |  |  |  | C23238 |  |  |  | 8BK-88E-A1 | 630.000 A | LOOP CBJ23232 |  | Pass | null
381526924 | TNB | DISTRIBUTION | WP PUTRAJAYA & CYBERJAYA | Existing | VCBJ/PCE/J23232/MB23239 | 310343050 | 11 kV | OPEN | VACUUM | CBJ23239 | SS 23.23 GARDEN PLAZA F2 |  |  |  | C23239 |  |  |  | 8BK-88E-A1 | 630.000 A | SPARE |  | Pass | null
381526927 | TNB | DISTRIBUTION | WP PUTRAJAYA & CYBERJAYA | Existing | VCBJ/PCE/J23232/MB232312 | 310343053 | 11 kV | CLOSED | VACUUM | CBJ232312 | SS 23.23 GARDEN PLAZA F2 |  |  |  | C232312 |  |  |  | 8BK-88E-B2A | 630.000 A | HT PENGGUNA 2 |  | Pass | null
381526933 | TNB | DISTRIBUTION | WP PUTRAJAYA & CYBERJAYA | Existing | VCBJ/PCE/J23232/MB232311 | 310343052 | 11 kV | CLOSED | VACUUM | CBJ232311 | SS 23.23 GARDEN PLAZA F2 |  |  |  | C232311 |  |  |  | 8BK-88E-B2A | 630.000 A | HT PENGGUNA 1 |  | Pass | null
381526944 | TNB | DISTRIBUTION | WP PUTRAJAYA & CYBERJAYA | Existing | VCBJ/PCE/J23231/MB23236 | 310343047 | 11 kV | CLOSED | VACUUM | CBJ23236 | SS 23.23 GARDEN PLAZA F1 |  |  |  | C23236 |  |  |  | 8BK-88E-B2A | 630.000 A | HT PENGGUNA 2 |  | Pass | null
381526949 | TNB | DISTRIBUTION | WP PUTRAJAYA & CYBERJAYA | Existing | VCBJ/PCE/J23231/MB23234 | 310343045 | 11 kV | OPEN | VACUUM | CBJ23234 | SS 23.23 GARDEN PLAZA F1 |  |  |  | C23234 |  |  |  | 8BK-88E A1 | 630.000 A | SPARE |  | Pass | null
381526967 | TNB | DISTRIBUTION | WP PUTRAJAYA & CYBERJAYA | Existing | VCBJ/PCE/J23231/MB23233 | 310343042 | 11 kV | OPEN | VACUUM | CBJ23233 | SS 23.23 GARDEN PLAZA F1 |  |  |  | C23233 |  |  |  | 8BK-88E A1 | 630.000 A | SPARE |  | Pass | null
381526969 | TNB | DISTRIBUTION | WP PUTRAJAYA & CYBERJAYA | Existing | VCBJ/PCE/J23231/MB23235 | 310343046 | 11 kV | CLOSED | VACUUM | CBJ23235 | SS 23.23 GARDEN PLAZA F1 |  |  |  | C23235 |  |  |  | 8BK-88E-B2A | 630.000 A | HT PENGGUNA 1 |  | Pass | null
381526974 | TNB | DISTRIBUTION | WP PUTRAJAYA & CYBERJAYA | Existing | VCBJ/PCE/J23231/MB23232 | 310343041 | 11 kV | CLOSED | VACUUM | CBJ23232 | SS 23.23 GARDEN PLAZA F1 |  |  |  | C23232 |  |  |  | 8BK-88E-A1 | 630.000 A | LOOP CBJ23238 |  | Pass | null
381526975 | TNB | DISTRIBUTION | WP PUTRAJAYA & CYBERJAYA | Existing | VCBJ/PCE/J23231/MB23231 | 310343040 | 11 kV | CLOSED | VACUUM | CBJ23231 | SS 23.23 GARDEN PLAZA F1 |  |  |  | C23231 |  |  |  | 8BK-88E A1 | 630.000 A | PE21.89 CBJ21894 |  | Pass | null
383046779 | TNB | DISTRIBUTION | WP PUTRAJAYA & CYBERJAYA | Existing |  |  | 11 kV | CLOSED | GAS |  | D-CBJ-C16-0583 | [10 empty] | C23444 | Pass | null
383046784 | TNB | DISTRIBUTION | WP PUTRAJAYA & CYBERJAYA | Existing |  |  | 11 kV | CLOSED | GAS |  | D-CBJ-C16-0583 | [10 empty] | C23441 | Pass | null
383046802 | TNB | DISTRIBUTION | WP PUTRAJAYA & CYBERJAYA | Existing |  |  | 11 kV | CLOSED | GAS |  | D-CBJ-C16-0583 | [10 empty] | C23442 | Pass | null
383046804 | TNB | DISTRIBUTION | WP PUTRAJAYA & CYBERJAYA | Existing |  |  | 11 kV | CLOSED | GAS |  | D-CBJ-C16-0583 | [10 empty] | C23443 | Pass | null
383046815 | TNB | DISTRIBUTION | WP PUTRAJAYA & CYBERJAYA | Existing |  |  | 11 kV | CLOSED | GAS |  | D-CBJ-C17-0469 | [10 empty] | C23503 | Pass | null
383046820 | TNB | DISTRIBUTION | WP PUTRAJAYA & CYBERJAYA | Existing |  |  | 11 kV | CLOSED | GAS |  | D-CBJ-C17-0469 | [10 empty] | C23502 | Pass | null
383046838 | TNB | DISTRIBUTION | WP PUTRAJAYA & CYBERJAYA | Existing |  |  | 11 kV | CLOSED | GAS |  | D-CBJ-C17-0469 | [10 empty] | C23501 | Pass | null
383046840 | TNB | DISTRIBUTION | WP PUTRAJAYA & CYBERJAYA | Existing |  |  | 11 kV | CLOSED | GAS |  | D-CBJ-C17-0469 | [10 empty] | C23504 | Pass | null
383338272 | TNB | DISTRIBUTION | WP PUTRAJAYA & CYBERJAYA | Existing | VPTJ/PCE/J10011/MB10012 | 300281926 | 11 kV | CLOSED | VACUUM |  | SS 10.01 PMR (F1) |  |  |  | P10012 | 19991002 |  | SIEMENS | 8BK-88 | 630.000 A | PENGGUNA 2 |  | Pass | null
383338290 | TNB | DISTRIBUTION | WP PUTRAJAYA & CYBERJAYA | Existing | VPTJ/PCE/J10011/MB10011 | 300281925 | 11 kV | CLOSED | VACUUM |  | SS 10.01 PMR (F1) |  |  |  | P10011 | 19991002 |  | SIEMENS | 8BK-88 | 630.000 A | PPU 2 VCB2 |  | Pass | null
383338292 | TNB | DISTRIBUTION | WP PUTRAJAYA & CYBERJAYA | Existing | VPTJ/PCE/J10011/MB10013 | 300281927 | 11 kV | CLOSED | VACUUM |  | SS 10.01 PMR (F1) |  |  |  | P10013 | 19991002 |  | SIEMENS | 8BK-88 | 630.000 A | BUS SECTION |  | Pass | null
383338313 | TNB | DISTRIBUTION | WP PUTRAJAYA & CYBERJAYA | Existing | VPTJ/PPU/G00023/NB16 | 300519645 | 11 kV | CLOSED | VACUUM |  | PPU PUTRAJAYA NO 23 |  |  |  | VCB 16 | 20150407 |  | EPE | VFT-12 | 630.000 A |  |  | Pass | null
383621671 | TNB | DISTRIBUTION | WP PUTRAJAYA & CYBERJAYA | Existing | VPTJ/PCE/J02301/MB02303 | 310381111 | 11 kV | CLOSED | VACUUM | PTJ02303 | PE 2.30 2C5 PR2 PJ (F1) |  |  |  | P02303 |  |  | TAMCO | B2A 15015A | 630.000 A | MANAGEMENT 1A |  | Pass | null
383621676 | TNB | DISTRIBUTION | WP PUTRAJAYA & CYBERJAYA | Existing | VPTJ/PCE/J02301/MB02302 | 310381110 | 11 kV | CLOSED | VACUUM | PTJ02302 | PE 2.30 2C5 PR2 PJ (F1) |  |  |  | P02302 |  |  | TAMCO | A1 | 630.000 A | SS 2.13 PTJ02131 |  | Pass | null
383621694 | TNB | DISTRIBUTION | WP PUTRAJAYA & CYBERJAYA | Existing | VPTJ/PCE/J02301/MB02301 | 310381109 | 11 kV | CLOSED | VACUUM | PTJ02301 | PE 2.30 2C5 PR2 PJ (F1) |  |  |  | P02301 |  |  | TAMCO | A1 | 630.000 A | SS 2.14 PTJ02142 |  | Pass | null
383621696 | TNB | DISTRIBUTION | WP PUTRAJAYA & CYBERJAYA | Existing | VPTJ/PCE/J02301/MB02304 | 310472872 | 11 kV | CLOSED | VACUUM | PTJ02304 | PE 2.30 2C5 PR2 PJ (F1) |  |  |  | P02304 |  |  | TAMCO | B2A 15015A | 630.000 A | TENANT 1B |  | Pass | null
383621703 | TNB | DISTRIBUTION | WP PUTRAJAYA & CYBERJAYA | Existing | VPTJ/PCE/J02302/MB02308 | 310381105 | 11 kV | CLOSED | VACUUM | PTJ02308 | PE 2.30 2C5 PR2 PJ (F2) |  |  |  | P02308 |  |  | TAMCO | B2A 15015A | 630.000 A | TENANT 2B |  | Pass | null
383621708 | TNB | DISTRIBUTION | WP PUTRAJAYA & CYBERJAYA | Existing | VPTJ/PCE/J02302/MB02306 | 310381108 | 11 kV | CLOSED | VACUUM | PTJ02306 | PE 2.30 2C5 PR2 PJ (F2) |  |  |  | P02306 |  |  | TAMCO | A1 | 630.000 A | SS 2.13 PTJ02134 |  | Pass | null
383621726 | TNB | DISTRIBUTION | WP PUTRAJAYA & CYBERJAYA | Existing | VPTJ/PCE/J02302/MB02305 | 310381107 | 11 kV | CLOSED | VACUUM | PTJ02305 | PE 2.30 2C5 PR2 PJ (F2) |  |  |  | P02305 |  |  | TAMCO | A1 | 630.000 A | SS 2.14 PTJ 02143 |  | Pass | null
383621728 | TNB | DISTRIBUTION | WP PUTRAJAYA & CYBERJAYA | Existing | VPTJ/PCE/J02302/MB02307 | 310472874 | 11 kV | CLOSED | VACUUM | PTJ02307 | PE 2.30 2C5 PR2 PJ (F2) |  |  |  | P02307 |  |  | TAMCO | B2A 15015A | 630.000 A | TENANT 2B |  | Pass | null
384172116 | TNB | DISTRIBUTION | WP PUTRAJAYA & CYBERJAYA | Existing |  |  | 11 kV | CLOSED |  |  | D-CBJ-C15-0497 | [11 empty] | Fail | Please check "InsulationType"
384172137 | TNB | DISTRIBUTION | WP PUTRAJAYA & CYBERJAYA | Existing |  |  | 11 kV | CLOSED |  |  | D-CBJ-C15-0497 | [11 empty] | Fail | Please check "InsulationType"
384172139 | TNB | DISTRIBUTION | WP PUTRAJAYA & CYBERJAYA | Existing |  |  | 11 kV | CLOSED |  |  | D-CBJ-C15-0497 | [11 empty] | Fail | Please check "InsulationType"
384172245 | TNB | DISTRIBUTION | WP PUTRAJAYA & CYBERJAYA | Existing |  |  | 11 kV | CLOSED |  |  | D-CBJ-C15-0497 | [11 empty] | Fail | Please check "InsulationType"
384172266 | TNB | DISTRIBUTION | WP PUTRAJAYA & CYBERJAYA | Existing |  |  | 11 kV | CLOSED |  |  | D-CBJ-C15-0497 | [11 empty] | Fail | Please check "InsulationType"
384172268 | TNB | DISTRIBUTION | WP PUTRAJAYA & CYBERJAYA | Existing |  |  | 11 kV | CLOSED |  |  | D-CBJ-C15-0497 | [11 empty] | Fail | Please check "InsulationType"
384304549 | TNB | DISTRIBUTION | WP PUTRAJAYA & CYBERJAYA | Existing |  |  | 11 kV | CLOSED |  |  | D-CBJ-C16-0533 | [10 empty] | C24422 | Fail | Please check "InsulationType"
384304567 | TNB | DISTRIBUTION | WP PUTRAJAYA & CYBERJAYA | Existing |  |  | 11 kV | CLOSED |  |  | D-CBJ-C16-0533 | [10 empty] | C24421 | Fail | Please check "InsulationType"
384304569 | TNB | DISTRIBUTION | WP PUTRAJAYA & CYBERJAYA | Existing |  |  | 11 kV | CLOSED |  |  | D-CBJ-C16-0533 | [10 empty] | C24423 | Fail | Please check "InsulationType"
384304581 | TNB | DISTRIBUTION | WP PUTRAJAYA & CYBERJAYA | Existing |  |  | 11 kV | CLOSED |  |  | D-CBJ-C16-0533 | [10 empty] | C24425 | Fail | Please check "InsulationType"
384304599 | TNB | DISTRIBUTION | WP PUTRAJAYA & CYBERJAYA | Existing |  |  | 11 kV | CLOSED |  |  | D-CBJ-C16-0533 | [10 empty] | C24424 | Fail | Please check "InsulationType"
384304601 | TNB | DISTRIBUTION | WP PUTRAJAYA & CYBERJAYA | Existing |  |  | 11 kV | CLOSED |  |  | D-CBJ-C16-0533 | [11 empty] | Fail | Please check "InsulationType"
384304626 | TNB | DISTRIBUTION | WP PUTRAJAYA & CYBERJAYA | Existing |  |  | 11 kV | CLOSED |  |  | D-PTJ-C15-0992 | [10 empty] | P2322 | Fail | Please check "InsulationType"
384304644 | TNB | DISTRIBUTION | WP PUTRAJAYA & CYBERJAYA | Existing |  |  | 11 kV | CLOSED |  |  | D-PTJ-C15-0992 | [10 empty] | P2321 | Fail | Please check "InsulationType"
384304646 | TNB | DISTRIBUTION | WP PUTRAJAYA & CYBERJAYA | Existing |  |  | 11 kV | CLOSED |  |  | D-PTJ-C15-0992 | [11 empty] | Fail | Please check "InsulationType"
384304658 | TNB | DISTRIBUTION | WP PUTRAJAYA & CYBERJAYA | Existing |  |  | 11 kV | CLOSED |  |  | D-PTJ-C15-0992 | [10 empty] | P2325 | Fail | Please check "InsulationType"
384304676 | TNB | DISTRIBUTION | WP PUTRAJAYA & CYBERJAYA | Existing |  |  | 11 kV | CLOSED |  |  | D-PTJ-C15-0992 | [10 empty] | P2324 | Fail | Please check "InsulationType"
384304678 | TNB | DISTRIBUTION | WP PUTRAJAYA & CYBERJAYA | Existing |  |  | 11 kV | CLOSED |  |  | D-PTJ-C15-0992 | [10 empty] | P2326 | Fail | Please check "InsulationType"
384605883 | TNB | DISTRIBUTION | WP PUTRAJAYA & CYBERJAYA | Existing | VPTJ/PMU/G00002/MB6L5 | 300278031 | 33 kV | CLOSED | VACUUM | 6 | PMU DATO ABU BAKAR BAGINDA-ABBA 132/33KV |  |  |  | VCB 6L5 | 29/03/2000 |  | TAMCO | VY 30M 25D | 1.000 A | SPARE |  | Pass | null
384605915 | TNB | DISTRIBUTION | WP PUTRAJAYA & CYBERJAYA | Existing | VPTJ/PMU/G00002/MB3TO | 300278026 | 33 kV | CLOSED | VACUUM | 3TO | PMU DATO ABU BAKAR BAGINDA-ABBA 132/33KV |  |  |  | VCB 3TO | 29/03/2000 |  | TAMCO | VY 30P 25D | 2.000 A | TX1 |  | Pass | null
384605917 | TNB | DISTRIBUTION | WP PUTRAJAYA & CYBERJAYA | Existing | VPTJ/PMU/G00002/MB7L5 | 300278032 | 33 kV | CLOSED | VACUUM | 7 | PMU DATO ABU BAKAR BAGINDA-ABBA 132/33KV |  |  |  | VCB 7L5 | 29/03/2000 |  | TAMCO | VY 30M 25D | 1.000 A | SSU GDC 1 3S5 |  | Pass | null
384605935 | TNB | DISTRIBUTION | WP PUTRAJAYA & CYBERJAYA | Existing | VPTJ/PMU/G00002/MB4L5 | 300278027 | 33 kV | CLOSED | VACUUM | 4 | PMU DATO ABU BAKAR BAGINDA-ABBA 132/33KV |  |  |  | VCB 4L5 | 29/03/2000 |  | TAMCO | VY 30M 25D | 1.000 A | PPU PJ2 4P5 |  | Pass | null
384605955 | TNB | DISTRIBUTION | WP PUTRAJAYA & CYBERJAYA | Existing | VPTJ/PMU/G00002/MB4TO | 300278029 | 33 kV | CLOSED | VACUUM | 4TO | PMU DATO ABU BAKAR BAGINDA-ABBA 132/33KV |  |  |  | VCB 4TO | 29/03/2000 |  | TAMCO | VY 30P 25D | 2.000 A | TX2 |  | Pass | null
384605994 | TNB | DISTRIBUTION | WP PUTRAJAYA & CYBERJAYA | Existing | VPTJ/PMU/G00002/MB10L5 | 300433178 | 33 kV | CLOSED | VACUUM | 10 | PMU DATO ABU BAKAR BAGINDA-ABBA 132/33KV |  |  |  | VCB 10L5 | 29/03/2000 |  | TAMCO | VY 30M 25D | 1.000 A | PPU PJ4 4P5 |  | Pass | null
384605996 | TNB | DISTRIBUTION | WP PUTRAJAYA & CYBERJAYA | Existing | VPTJ/PMU/G00002/MB1L5 | 300433181 | 33 kV | CLOSED | VACUUM | 1 | PMU DATO ABU BAKAR BAGINDA-ABBA 132/33KV |  |  |  | VCB 1L5 | 29/03/2000 |  | TAMCO | VY 30M 25D | 1.000 A | PPU PJ6 3P5 |  | Pass | null
384606022 | TNB | DISTRIBUTION | WP PUTRAJAYA & CYBERJAYA | Existing | VPTJ/PMU/G00002/MB2L5 | 300278024 | 33 kV | CLOSED | VACUUM | 2 | PMU DATO ABU BAKAR BAGINDA-ABBA 132/33KV |  |  |  | VCB 2L5 | 29/03/2000 |  | TAMCO | VY 30M 25D | 1.000 A | PPU PJ6 2P5 |  | Pass | null
384606049 | TNB | DISTRIBUTION | WP PUTRAJAYA & CYBERJAYA | Existing | VPTJ/PMU/G00002/MB1WO | 300278023 | 33 kV | CLOSED | VACUUM | 1WO | PMU DATO ABU BAKAR BAGINDA-ABBA 132/33KV |  |  |  | VCB 1WO | 29/03/2000 |  | TAMCO | VY 30P 25D | 2.000 A | BUS COUPLER |  | Pass | null
384606065 | TNB | DISTRIBUTION | WP PUTRAJAYA & CYBERJAYA | Existing | VPTJ/PMU/G00002/MB9L5 | 300278034 | 33 kV | CLOSED | VACUUM | 9 | PMU DATO ABU BAKAR BAGINDA-ABBA 132/33KV |  |  |  | VCB 9L5 | 29/03/2000 |  | TAMCO | VY 30M 25D | 1.000 A | PPU PJ4 3P5 |  | Pass | null
384606071 | TNB | DISTRIBUTION | WP PUTRAJAYA & CYBERJAYA | Existing | VPTJ/PMU/G00002/MB3L5 | 300278025 | 33 kV | CLOSED | VACUUM | 3 | PMU DATO ABU BAKAR BAGINDA-ABBA 132/33KV |  |  |  | VCB 3L5 | 29/03/2000 |  | TAMCO | VY 30M 25D | 1.000 A | SPARE |  | Pass | null
384606099 | TNB | DISTRIBUTION | WP PUTRAJAYA & CYBERJAYA | Existing | VPTJ/PMU/G00002/MB8L5 | 300278033 | 33 kV | CLOSED | VACUUM | 8 | PMU DATO ABU BAKAR BAGINDA-ABBA 132/33KV |  |  |  | VCB 8L5 | 29/03/2000 |  | TAMCO | VY 30M 25D | 1.000 A | SSU SONY 5S5 |  | Pass | null
384606174 | TNB | DISTRIBUTION | WP PUTRAJAYA & CYBERJAYA | Existing |  |  | 33 kV | OPEN | VACUUM | 18 | PMU DATO ABU BAKAR BAGINDA-ABBA 132/33KV | [11 empty] | Pass | null
384606191 | TNB | DISTRIBUTION | WP PUTRAJAYA & CYBERJAYA | Existing |  |  | 33 kV | OPEN | VACUUM | 17 | PMU DATO ABU BAKAR BAGINDA-ABBA 132/33KV | [11 empty] | Pass | null
384606206 | TNB | DISTRIBUTION | WP PUTRAJAYA & CYBERJAYA | Existing |  |  | 33 kV | CLOSED | VACUUM | 5TO | PMU DATO ABU BAKAR BAGINDA-ABBA 132/33KV | [11 empty] | Pass | null
384606208 | TNB | DISTRIBUTION | WP PUTRAJAYA & CYBERJAYA | Existing |  |  | 33 kV | CLOSED | VACUUM | 19 | PMU DATO ABU BAKAR BAGINDA-ABBA 132/33KV | [11 empty] | Pass | null
384606226 | TNB | DISTRIBUTION | WP PUTRAJAYA & CYBERJAYA | Existing |  |  | 33 kV | OPEN | VACUUM | 16 | PMU DATO ABU BAKAR BAGINDA-ABBA 132/33KV | [11 empty] | Pass | null
384606246 | TNB | DISTRIBUTION | WP PUTRAJAYA & CYBERJAYA | Existing |  |  | 33 kV | CLOSED | VACUUM | 6TO | PMU DATO ABU BAKAR BAGINDA-ABBA 132/33KV | [11 empty] | Pass | null
384606285 | TNB | DISTRIBUTION | WP PUTRAJAYA & CYBERJAYA | Existing |  |  | 33 kV | OPEN | VACUUM | 22 | PMU DATO ABU BAKAR BAGINDA-ABBA 132/33KV | [11 empty] | Pass | null
384606287 | TNB | DISTRIBUTION | WP PUTRAJAYA & CYBERJAYA | Existing |  |  | 33 kV | OPEN | VACUUM | 13 | PMU DATO ABU BAKAR BAGINDA-ABBA 132/33KV | [11 empty] | Pass | null
384606291 | TNB | DISTRIBUTION | WP PUTRAJAYA & CYBERJAYA | Existing |  |  | 33 kV | OPEN | VACUUM | 24 | PMU DATO ABU BAKAR BAGINDA-ABBA 132/33KV | [11 empty] | Pass | null
384606296 | TNB | DISTRIBUTION | WP PUTRAJAYA & CYBERJAYA | Existing |  |  | 33 kV | CLOSED | VACUUM | 1SO | PMU DATO ABU BAKAR BAGINDA-ABBA 132/33KV | [11 empty] | Pass | null
384606297 | TNB | DISTRIBUTION | WP PUTRAJAYA & CYBERJAYA | Existing |  |  | 33 kV | OPEN | VACUUM | 23 | PMU DATO ABU BAKAR BAGINDA-ABBA 132/33KV | [11 empty] | Pass | null
384606313 | TNB | DISTRIBUTION | WP PUTRAJAYA & CYBERJAYA | Existing |  |  | 33 kV | OPEN | VACUUM | 14 | PMU DATO ABU BAKAR BAGINDA-ABBA 132/33KV | [11 empty] | Pass | null
384606340 | TNB | DISTRIBUTION | WP PUTRAJAYA & CYBERJAYA | Existing |  |  | 33 kV | CLOSED | VACUUM | 1WO | PMU DATO ABU BAKAR BAGINDA-ABBA 132/33KV | [11 empty] | Pass | null
384606356 | TNB | DISTRIBUTION | WP PUTRAJAYA & CYBERJAYA | Existing |  |  | 33 kV | OPEN | VACUUM | 21 | PMU DATO ABU BAKAR BAGINDA-ABBA 132/33KV | [11 empty] | Pass | null
384606362 | TNB | DISTRIBUTION | WP PUTRAJAYA & CYBERJAYA | Existing |  |  | 33 kV | OPEN | VACUUM | 15 | PMU DATO ABU BAKAR BAGINDA-ABBA 132/33KV | [11 empty] | Pass | null
384606390 | TNB | DISTRIBUTION | WP PUTRAJAYA & CYBERJAYA | Existing |  |  | 33 kV | OPEN | VACUUM | 20 | PMU DATO ABU BAKAR BAGINDA-ABBA 132/33KV | [11 empty] | Pass | null
384607080 | TNB | DISTRIBUTION | WP PUTRAJAYA & CYBERJAYA | Existing | VPTJ/PMU/J00002/MB8 | 300277990 | 11 kV | CLOSED | VACUUM | 8 | PMU DATO ABU BAKAR BAGINDA-ABBA 33/11KV |  |  |  | VCB 8 | 29/03/2000 |  | TAMCO | VK-10J-20D | 630.000 A | PE16.03 PADAT |  | Pass | null
384607083 | TNB | DISTRIBUTION | WP PUTRAJAYA & CYBERJAYA | Existing | VPTJ/PMU/J00002/MB30 | 300277968 | 11 kV | CLOSED | VACUUM | 30 | PMU DATO ABU BAKAR BAGINDA-ABBA 33/11KV |  |  |  | VCB 30 | 29/03/2000 |  | TAMCO | VK-10P-25D | 2.000 A | BUS SECTION |  | Pass | null
384607091 | TNB | DISTRIBUTION | WP PUTRAJAYA & CYBERJAYA | Existing | VPTJ/PMU/J00002/MB11 | 300277960 | 11 kV | CLOSED | VACUUM | 11 | PMU DATO ABU BAKAR BAGINDA-ABBA 33/11KV |  |  |  | VCB 11 | 29/03/2000 |  | TAMCO | VK-10J-20D | 630.000 A | PE 14.29 |  | Pass | null
384607096 | TNB | DISTRIBUTION | WP PUTRAJAYA & CYBERJAYA | Existing | VPTJ/PMU/J00002/MB9 | 300277991 | 11 kV | CLOSED | VACUUM | 9 | PMU DATO ABU BAKAR BAGINDA-ABBA 33/11KV |  |  |  | VCB 9 | 29/03/2000 |  | TAMCO | VK-10J-20D | 630.000 A | SPARE |  | Pass | null
384607155 | TNB | DISTRIBUTION | WP PUTRAJAYA & CYBERJAYA | Existing | VPTJ/PMU/J00002/MB5 | 300277972 | 11 kV | CLOSED | VACUUM | 5 | PMU DATO ABU BAKAR BAGINDA-ABBA 33/11KV |  |  |  | VCB 5 | 29/03/2000 |  | TAMCO | VK-10J-20D | 630.000 A | PE14.19 BLOK 6 |  | Pass | null
384607157 | TNB | DISTRIBUTION | WP PUTRAJAYA & CYBERJAYA | Existing | VPTJ/PMU/J00002/MB12 | 300277961 | 11 kV | CLOSED | VACUUM | 12 | PMU DATO ABU BAKAR BAGINDA-ABBA 33/11KV |  |  |  | VCB 12 | 29/03/2000 |  | TAMCO | VK-10J-20D | 630.000 A | PE14.29 |  | Pass | null
384607177 | TNB | DISTRIBUTION | WP PUTRAJAYA & CYBERJAYA | Existing | VPTJ/PMU/J00002/MB34 | 300279485 | 11 kV | CLOSED | VACUUM | 34 | PMU DATO ABU BAKAR BAGINDA-ABBA 33/11KV |  |  |  | VCB 34 | 29/03/2000 |  | TAMCO | VK-10P-25D | 2.000 A | BUS COUPLER |  | Pass | null
384607187 | TNB | DISTRIBUTION | WP PUTRAJAYA & CYBERJAYA | Existing | VPTJ/PMU/J00002/MB1 | 300277955 | 11 kV | CLOSED | VACUUM | 1 | PMU DATO ABU BAKAR BAGINDA-ABBA 33/11KV |  |  |  | VCB 1 | 29/03/2000 |  | TAMCO | VK-10J-20D | 630.000 A | PAT NO.2 KG. DABB |  | Pass | null
384607197 | TNB | DISTRIBUTION | WP PUTRAJAYA & CYBERJAYA | Existing | VPTJ/PMU/J00002/MB6 | 300277973 | 11 kV | CLOSED | VACUUM | 6 | PMU DATO ABU BAKAR BAGINDA-ABBA 33/11KV |  |  |  | VCB 6 | 29/03/2000 |  | TAMCO | VK-10J-20D | 630.000 A | PE14.19 BLOK E2 |  | Pass | null
384607236 | TNB | DISTRIBUTION | WP PUTRAJAYA & CYBERJAYA | Existing | VPTJ/PMU/J00002/MB10 | 300277957 | 11 kV | CLOSED | VACUUM | 10 | PMU DATO ABU BAKAR BAGINDA-ABBA 33/11KV |  |  |  | VCB 10 | 29/03/2000 |  | TAMCO | VK-10J-20D | 630.000 A | PE12.01 PADAT |  | Pass | null
384607249 | TNB | DISTRIBUTION | WP PUTRAJAYA & CYBERJAYA | Existing | VPTJ/PMU/J00002/MB13 | 300277963 | 11 kV | CLOSED | VACUUM | 13 | PMU DATO ABU BAKAR BAGINDA-ABBA 33/11KV |  |  |  | VCB 13 | 29/03/2000 |  | TAMCO | VK-10J-20D | 630.000 A | SPARE |  | Pass | null
384607251 | TNB | DISTRIBUTION | WP PUTRAJAYA & CYBERJAYA | Existing | VPTJ/PMU/J00002/MB7 | 300277974 | 11 kV | CLOSED | VACUUM | 7 | PMU DATO ABU BAKAR BAGINDA-ABBA 33/11KV |  |  |  | VCB 7 | 29/03/2000 |  | TAMCO | VK-10J-20D | 630.000 A | PE16.20 BLOK 1A |  | Pass | null
384607264 | TNB | DISTRIBUTION | WP PUTRAJAYA & CYBERJAYA | Existing | VPTJ/PMU/J00002/MB3 | 300277967 | 11 kV | CLOSED | VACUUM | 3 | PMU DATO ABU BAKAR BAGINDA-ABBA 33/11KV |  |  |  | VCB 3 | 29/03/2000 |  | TAMCO | VK-10J-20D | 630.000 A | TMN DESA SG.MERAB |  | Pass | null
384607307 | TNB | DISTRIBUTION | WP PUTRAJAYA & CYBERJAYA | Existing | VPTJ/PMU/J00002/MB4 | 300277971 | 11 kV | CLOSED | VACUUM | 4 | PMU DATO ABU BAKAR BAGINDA-ABBA 33/11KV |  |  |  | VCB 4 | 29/03/2000 |  | TAMCO | VK-10J-20D | 630.000 A | PE LOJI AIR SG.MERAB |  | Pass | null
384607310 | TNB | DISTRIBUTION | WP PUTRAJAYA & CYBERJAYA | Existing | VPTJ/PMU/J00002/MB32 | 300277970 | 11 kV | CLOSED | VACUUM | 32 | PMU DATO ABU BAKAR BAGINDA-ABBA 33/11KV |  |  |  | VCB 32 | 29/03/2000 |  | TAMCO | VK-10P-25D | 2.000 A | TX2 |  | Pass | null
384607339 | TNB | DISTRIBUTION | WP PUTRAJAYA & CYBERJAYA | Existing | VPTJ/PMU/J00002/MB2 | 300277966 | 11 kV | CLOSED | VACUUM | 2 | PMU DATO ABU BAKAR BAGINDA-ABBA 33/11KV |  |  |  | VCB 2 | 29/03/2000 |  | TAMCO | VK-10J-20D | 630.000 A | SS SG.MERAB |  | Pass | null
384607354 | TNB | DISTRIBUTION | WP PUTRAJAYA & CYBERJAYA | Existing | VPTJ/PMU/J00002/MB14 | 300277964 | 11 kV | CLOSED | VACUUM | 14 | PMU DATO ABU BAKAR BAGINDA-ABBA 33/11KV |  |  |  | VCB 14 | 29/03/2000 |  | TAMCO | VK-10J-20D | 630.000 A | SPARE |  | Pass | null
384607433 | TNB | DISTRIBUTION | WP PUTRAJAYA & CYBERJAYA | Existing | VPTJ/PMU/J00002/MB31 | 300277969 | 11 kV | CLOSED | VACUUM | 31 | PMU DATO ABU BAKAR BAGINDA-ABBA 33/11KV |  |  |  | VCB 31 | 29/03/2000 |  | TAMCO | VK-10P-25D | 2.000 A | TX1 |  | Pass | null
386017728 | TNB | DISTRIBUTION | WP PUTRAJAYA & CYBERJAYA | Existing |  |  | 11 kV | CLOSED | VACUUM | P2311 | D-PTJ-C16-1076 | [11 empty] | Pass | null
386017746 | TNB | DISTRIBUTION | WP PUTRAJAYA & CYBERJAYA | Existing |  |  | 11 kV | CLOSED | VACUUM | P2312 | D-PTJ-C16-1076 | [11 empty] | Pass | null
386017748 | TNB | DISTRIBUTION | WP PUTRAJAYA & CYBERJAYA | Existing |  |  | 11 kV | CLOSED | VACUUM | P2313 | D-PTJ-C16-1076 | [11 empty] | Pass | null
386017760 | TNB | DISTRIBUTION | WP PUTRAJAYA & CYBERJAYA | Existing |  |  | 11 kV | CLOSED | VACUUM | P2314 | D-PTJ-C16-1076 | [11 empty] | Pass | null
386017778 | TNB | DISTRIBUTION | WP PUTRAJAYA & CYBERJAYA | Existing |  |  | 11 kV | CLOSED | VACUUM | P2315 | D-PTJ-C16-1076 | [11 empty] | Pass | null
386017780 | TNB | DISTRIBUTION | WP PUTRAJAYA & CYBERJAYA | Existing |  |  | 11 kV | CLOSED | VACUUM | P2316 | D-PTJ-C16-1076 | [11 empty] | Pass | null