## Substation Fuse
Id | Owner Type | Owner Name | Operational Area | Status | ERMS Functional Location | ERMS Equipment No | Normal Status | Operating Voltage | Phasing | Substation Name | ERMS System Status | ERMS User Status | Switch Number | Manufacturer | Manufacturer [Old] | Model Number | Date Installed | Feeder Direction | Remarks
15475587 | TNB | DISTRIBUTION | WP PUTRAJAYA & CYBERJAYA | Existing | VPTJ/PCE/J11171/MB11171 | 300452982 | CLOSED | 11 kV | RYB | PE 11.17 ZON 7B (F1) |  |  | PTJ11173 |  | INDKOM | ZZT-O/D | 20/06/2011 | MSB Pengguna
15475603 | TNB | DISTRIBUTION | WP PUTRAJAYA & CYBERJAYA | Existing | VPTJ/PCE/J11172/MB11174 | 300452983 | CLOSED | 11 kV | RYB | PE 11.17 ZON 7B (F2) |  |  | PTJ11176 |  | INDKOM | ZZT-O/D | 21/06/2011 | TX 2
36722298 | TNB | DISTRIBUTION | WP PUTRAJAYA & CYBERJAYA | Existing | VCBJ/PCE/J21891/MB21891 | 300454631 | CLOSED | 11 kV | RYB | PE 21.89 MYVILLA P2 PARCEL B |  |  | CBJ21892 | TAMCO | TAMCO | GR1
36722313 | TNB | DISTRIBUTION | WP PUTRAJAYA & CYBERJAYA | Existing | VCBJ/PCE/J21881/MB21881 | 300455085 | CLOSED | 11 kV | RYB | PE 21.88 MYVILLA P2 PARCEL A |  |  | CBJ21882 |  | TAMCO | GR1
256930566 | TNB | DISTRIBUTION | WP PUTRAJAYA & CYBERJAYA | Existing | VPTJ/PCE/J11282/MB11285 | 300281055 | CLOSED | 11 kV | RYB | PE 11.28 APT ZON 6B (F2) |  |  | PTJ11287 |  | TAMCO | GR1 | 2009-03-09
256930576 | TNB | DISTRIBUTION | WP PUTRAJAYA & CYBERJAYA | Existing | VPTJ/PCE/J11282/MB11285 | 300281055 | CLOSED | 11 kV | RYB | PE 11.28 APT ZON 6B (F2) |  |  | PTJ11286 |  | TAMCO | GR1 | 2009-03-09
256930592 | TNB | DISTRIBUTION | WP PUTRAJAYA & CYBERJAYA | Existing | VPTJ/PCE/J11281/MB11281 | 300281054 | CLOSED | 11 kV | RYB | PE 11.28 APT ZON 6B (F1) |  |  | PTJ11282 |  | TAMCO | GR1 | 2009-03-09
256930593 | TNB | DISTRIBUTION | WP PUTRAJAYA & CYBERJAYA | Existing | VPTJ/PCE/J11281/MB11281 | 300281054 | CLOSED | 11 kV | RYB | PE 11.28 APT ZON 6B (F1) |  |  | PTJ11283 |  | TAMCO | GR1 | 2009-03-09
257015502 | TNB | DISTRIBUTION | WP PUTRAJAYA & CYBERJAYA | Existing | VPTJ/PCE/J14031/MB14031 | 300281106 | CLOSED | 11 kV | RYB | PE 14.03 C/S S/L |  |  | PTJ14032 |  | SCHNEIDER | RM6 | 14/03/2005
257015529 | TNB | DISTRIBUTION | WP PUTRAJAYA & CYBERJAYA | Existing | VPTJ/PCE/J15021/MB15021 | 300281144 | CLOSED | 11 kV | RYB | PE 15.02 RD F 1 |  |  | PTJ15022 |  | SCHNEIDER | ZZT | 1999-08-10
257017821 | TNB | DISTRIBUTION | WP PUTRAJAYA & CYBERJAYA | Existing | VPTJ/PCE/J11452/MB11454 | 300281088 | CLOSED | 11 kV | RYB | PE 11.45 SEK MEN (F2) |  |  | PTJ11456 |  | INDKOM | ZZT | 20/05/2004
257017826 | TNB | DISTRIBUTION | WP PUTRAJAYA & CYBERJAYA | Existing | VPTJ/PCE/J11451/MB11451 | 300281086 | CLOSED | 11 kV | RYB | PE 11.45 SEK MEN (F1) |  |  | PTJ11453 |  | INDKOM | ZZT | 20/05/2004
257021917 | TNB | DISTRIBUTION | WP PUTRAJAYA & CYBERJAYA | Existing | VPTJ/PCE/J11302/MB11304 | 300281057 | CLOSED | 11 kV | RYB | PE 11.30 SEK REN (EFI) (F2) |  |  | PTJ11306 |  | INDKOM | ZZT | 16/07/2002
257021934 | TNB | DISTRIBUTION | WP PUTRAJAYA & CYBERJAYA | Existing | VPTJ/PCE/J11301/MB11301 | 300281056 | CLOSED | 11 kV | RYB | PE 11.30 SEK REN (EFI) (F1) |  |  | PTJ11303 |  | INDKOM | ZZT | 16/07/2002
257030885 | TNB | DISTRIBUTION | WP PUTRAJAYA & CYBERJAYA | Existing | VPTJ/PCE/J02061/MB02061 | 300280633 | CLOSED | 11 kV | RYB | PE 2.06 PS 15 (F1) |  |  | PTJ02063 |  | INDKOM | ZZT | 2002-06-07
257039958 | TNB | DISTRIBUTION | WP PUTRAJAYA & CYBERJAYA | Existing | VPTJ/PCE/J14221/MB14221 | 300281130 | CLOSED | 11 kV | RYB | PE 14.22 KOMPLEKS SEK MEN (F1) |  |  | PTJ14222 |  | TAMCO | 2+1 | 2007-03-09
257204231 | TNB | DISTRIBUTION | WP PUTRAJAYA & CYBERJAYA | Existing | VCBJ/PCE/J22402/MB22404 | 300280500 | CLOSED | 11 kV | RYB | PE 22.40 POLIS CJ F2 |  |  | CBJ22405 |  | TAMCO | GR1 | 15/03/2005
257204240 | TNB | DISTRIBUTION | WP PUTRAJAYA & CYBERJAYA | Existing | VCBJ/PCE/J22401/MB22401 | 300280499 | CLOSED | 11 kV | RYB | PE 22.40 POLIS CJ F1 |  |  | CBJ22402 |  | TAMCO | GR1 | 15/03/2005
257353100 | TNB | DISTRIBUTION | WP PUTRAJAYA & CYBERJAYA | Existing | VPTJ/PCE/J11182/MB11184 | 300281037 | CLOSED | 11 kV | RYB | PE 11.18 P11 H/1 TERES (EFI) (F2) |  |  | PTJ11184 |  | INDKOM | ZZT | 30/01/2003
257353117 | TNB | DISTRIBUTION | WP PUTRAJAYA & CYBERJAYA | Existing | VPTJ/PCE/J00088/MB11183 |  | CLOSED | 11 kV | RYB | PE 11.18 P11 H/1 TERES (EFI) (F1) |  |  | P11183 |  | INDKOM | ZZT
257427464 | TNB | DISTRIBUTION | WP PUTRAJAYA & CYBERJAYA | Existing | VPTJ/PCE/J11362/MB11364 | 300281063 | CLOSED | 11 kV | RYB | PE 11.36 P11 K/13 TERES (F2) |  |  | PTJ11366 |  | INDKOM | ZZT | 2003-05-12
257427481 | TNB | DISTRIBUTION | WP PUTRAJAYA & CYBERJAYA | Existing | VPTJ/PCE/J11361/MB11361 | 300281062 | CLOSED | 11 kV | RYB | PE 11.36 P11 K/13 TERES (F1) |  |  | PTJ11363 |  | INDKOM | ZZT | 2003-05-12
257437227 | TNB | DISTRIBUTION | WP PUTRAJAYA & CYBERJAYA | Existing | VPTJ/PCE/J05031/MB05031 | 300280684 | CLOSED | 11 kV | RYB | PE 5.03 BR.6 S. GEMILANG |  |  | PTJ05032 |  | MERLIN GERIN | ZZT | 2003-02-10
257471794 | TNB | DISTRIBUTION | WP PUTRAJAYA & CYBERJAYA | Existing | VPTJ/PCE/J11352/MB11354 | 300281061 | CLOSED | 11 kV | RYB | PE 11.35 P11 K/3 TERES (EFI) (F2) |  |  | PTJ11356 |  | INDKOM | ZZT | 2003-04-12
257471803 | TNB | DISTRIBUTION | WP PUTRAJAYA & CYBERJAYA | Existing | VPTJ/PCE/J11351/MB11351 | 300281060 | CLOSED | 11 kV | RYB | PE 11.35 P11 K/3 TERES (EFI) (F1) |  |  | P11353 |  | INDKOM | ZZT | 2003-04-12
257471892 | TNB | DISTRIBUTION | WP PUTRAJAYA & CYBERJAYA | Existing | VPTJ/PCE/J11011/MB11011 | 300280963 | CLOSED | 11 kV | RYB | PE 11.01 RD 3 PER UTARA |  |  | PTJ11012 |  | TAMCO | GR1 | 30/07/1999
257475685 | TNB | DISTRIBUTION | WP PUTRAJAYA & CYBERJAYA | Existing | VPTJ/PCE/J18011/MB18011 | 300281208 | CLOSED | 11 kV | RYB | PE 18.01 WR2 |  |  | PTJ18013 |  | INDKOM | ZZT | 22/01/2003
376966278 | TNB | DISTRIBUTION | WP PUTRAJAYA & CYBERJAYA | Existing | VPTJ/PCE/J00414/MB1 | 310444753 | CLOSED | 11 kV | RYB | D-PTJ-C17-0998 |  |  | PTJ18293 |  | INDKOM | INS24 |  | TX-500KVA
376966393 | TNB | DISTRIBUTION | WP PUTRAJAYA & CYBERJAYA | Existing | VPTJ/PCE/J00415/MB1 | 310444757 | CLOSED | 11 kV | RYB | D-PTJ-C17-0998 |  |  | PTJ18296 |  | INDKOM | INS24 |  | TX-500KVA
376970319 | TNB | DISTRIBUTION | WP PUTRAJAYA & CYBERJAYA | Existing | VCBJ/PCE/J00150/MB1 | 310444760 | CLOSED | 11 kV | RYB | D-CBJ-C16-0568 |  |  | CBJ24393 |  | INDKOM | INS24
376970445 | TNB | DISTRIBUTION | WP PUTRAJAYA & CYBERJAYA | Existing |  |  | CLOSED | 11 kV | RYB | D-PTJ-C17-1095 |  |  | PTJ19042
376970603 | TNB | DISTRIBUTION | WP PUTRAJAYA & CYBERJAYA | Existing |  |  | CLOSED | 11 kV | RYB | D-CBJ-C16-0520 |  |  | CBJ23426
376970604 | TNB | DISTRIBUTION | WP PUTRAJAYA & CYBERJAYA | Existing |  |  | CLOSED | 11 kV | RYB | D-CBJ-C16-0520 |  |  | CBJ23427
376970795 | TNB | DISTRIBUTION | WP PUTRAJAYA & CYBERJAYA | Existing |  |  | CLOSED | 11 kV | RYB | D-CBJ-C16-0520 |  |  | CBJ23423
377653054 | TNB | DISTRIBUTION | WP PUTRAJAYA & CYBERJAYA | Existing | VCBJ/PCE/J21891/MB21891 | 300454631 | CLOSED | 11 kV | RYB | PE 21.89 MYVILLA P2 PARCEL B |  |  | CBJ21893 | TAMCO | TAMCO | GR1
377653143 | TNB | DISTRIBUTION | WP PUTRAJAYA & CYBERJAYA | Existing | VCBJ/PCE/J21881/MB21881 | 300455085 | CLOSED | 11 kV | RYB | PE 21.88 MYVILLA P2 PARCEL A |  |  | CBJ21883 |  | TAMCO | GR1
377654906 | TNB | DISTRIBUTION | WP PUTRAJAYA & CYBERJAYA | Existing | VCBJ/PCE/J21971/MB21971 | 310371011 | CLOSED | 11 kV | RYB | PE 21.97 MY VILLA PRESINT 4 |  |  | CBJ21971 |  | SCHNEIDER | NE-21Q
377654907 | TNB | DISTRIBUTION | WP PUTRAJAYA & CYBERJAYA | Existing | VCBJ/PCE/J21971/MB21971 | 310371011 | CLOSED | 11 kV | RYB | PE 21.97 MY VILLA PRESINT 4 |  |  | CBJ21973 |  | SCHNEIDER | NE-21Q
377671718 | TNB | DISTRIBUTION | WP PUTRAJAYA & CYBERJAYA | Existing | VCBJ/PCE/J22321/MB22321 | 300280507 | CLOSED | 11 kV | RYB | PE 22.32 MOTOROLA F1 |  |  | CBJ22323 |  | INDKOM | GA | 21/11/2003 | TX-1000KVA
377671741 | TNB | DISTRIBUTION | WP PUTRAJAYA & CYBERJAYA | Existing | VCBJ/PCE/J22322/MB22324 | 300280511 | CLOSED | 11 kV | RYB | PE 22.32 MOTOROLA F2 |  |  | CBJ22326 |  | INDKOM | GA | 21/11/2003 | TX2-1000KVA
377671859 | TNB | DISTRIBUTION | WP PUTRAJAYA & CYBERJAYA | Existing | VCBJ/PCE/J22351/MB22351 | 300280503 | CLOSED | 11 kV | RYB | PE 22.35 PRIMA PROP 2 F1 |  |  | CBJ22352 |  | TAMCO | GR1 | 2004-12-08 | TX1-1000KVA
377671860 | TNB | DISTRIBUTION | WP PUTRAJAYA & CYBERJAYA | Existing | VCBJ/PCE/J22351/MB22351 | 300280503 | CLOSED | 11 kV | RYB | PE 22.35 PRIMA PROP 2 F1 |  |  | CBJ22353 |  | TAMCO | GR1 | 2004-12-08 | TX2-1000KVA
377671888 | TNB | DISTRIBUTION | WP PUTRAJAYA & CYBERJAYA | Existing | VCBJ/PCE/J22352/MB22355 | 300280504 | CLOSED | 11 kV | RYB | PE 22.35 PRIMA PROP 2 F2 |  |  | CBJ22356 |  | TAMCO | GR1 | 2004-12-08
377671889 | TNB | DISTRIBUTION | WP PUTRAJAYA & CYBERJAYA | Existing | VCBJ/PCE/J22352/MB22355 | 300280504 | CLOSED | 11 kV | RYB | PE 22.35 PRIMA PROP 2 F2 |  |  | CBJ22357 |  | TAMCO | GR1 | 2004-12-08
377672190 | TNB | DISTRIBUTION | WP PUTRAJAYA & CYBERJAYA | Existing | VCBJ/PCE/J22091/MB22091 | 300280581 | CLOSED | 11 kV | RYB | PE 22.09 FUJITSU F1 |  |  | CBJ22094 |  | INDKOM | GA | 21/06/2001 | TX1-1000KVA
377672213 | TNB | DISTRIBUTION | WP PUTRAJAYA & CYBERJAYA | Existing | VCBJ/PCE/J22092/MB22094 | 300280583 | CLOSED | 11 kV | RYB | PE 22.09 FUJITSU F2 |  |  | CBJ22097 |  | INDKOM | GA | 21/06/2001
377672362 | TNB | DISTRIBUTION | WP PUTRAJAYA & CYBERJAYA | Existing | VCBJ/PCE/J22491/MB22491 | 300280470 | CLOSED | 11 kV | RYB | PE 22.49 LOT PT 12082 F1 |  |  | CBJ22492 |  | TAMCO | GR1 | 19/06/2008 | TX1-750KVA
377672385 | TNB | DISTRIBUTION | WP PUTRAJAYA & CYBERJAYA | Existing | VCBJ/PCE/J22492/MB22494 | 300280471 | CLOSED | 11 kV | RYB | PE 22.49 LOT PT 12082 F2 |  |  | CBJ22495 |  | TAMCO | GR1 | 19/06/2008 | TX2-1000KVA
377672597 | TNB | DISTRIBUTION | WP PUTRAJAYA & CYBERJAYA | Existing | VCBJ/PCE/J22151/MB22151 | 300280557 | CLOSED | 11 kV | RYB | PE 22.15 LOT12072 P.MULTIMEDIA F1 |  |  | CBJ22153 |  | INDKOM | ZZT | 2002-09-03 | TX1-1000KVA
377672691 | TNB | DISTRIBUTION | WP PUTRAJAYA & CYBERJAYA | Existing | VCBJ/PCE/J22152/MB22154 | 300280558 | CLOSED | 11 kV | RYB | PE 22.15 LOT 12072 P.MULTIMEDIA F2 |  |  | CBJ22156 |  | INDKOM | ZZT | 2002-09-03 | TX2-1000KVA
377679273 | TNB | DISTRIBUTION | WP PUTRAJAYA & CYBERJAYA | Existing | VPTJ/PCE/J05321/MB05321 | 300454748 | CLOSED | 11 kV | RYB | PE 5.32 SEK REN PRESINT 5 (F1) |  |  | PTJ05323 |  | INDKOM | ZZT
377679312 | TNB | DISTRIBUTION | WP PUTRAJAYA & CYBERJAYA | Existing | VPTJ/PCE/J05322/MB05324 | 300454751 | CLOSED | 11 kV | RYB | PE 5.32 SEK REN PRESINT 5 (F2) |  |  | PTJ05326 |  | INDKOM | ZZT
377679426 | TNB | DISTRIBUTION | WP PUTRAJAYA & CYBERJAYA | Existing | VPTJ/PCE/J05331/MB05331 | 300454742 | CLOSED | 11 kV | RYB | PE 5.33 SEK MEN PRESINT 5 (F1) |  |  | PTJ05333 |  | INDKOM | INS24 (ZZTID)
377679522 | TNB | DISTRIBUTION | WP PUTRAJAYA & CYBERJAYA | Existing | VPTJ/PCE/J05332/MB05334 | 300454745 | CLOSED | 11 kV | RYB | PE 5.33 SEK MEN PRESINT 5 (F2) |  |  | PTJ05336 |  | INDKOM | INS24 (ZZTID)
377679635 | TNB | DISTRIBUTION | WP PUTRAJAYA & CYBERJAYA | Existing | VPTJ/PCE/J05171/MB05171 | 300280700 | CLOSED | 11 kV | RYB | PE 5.17 BLOK C 5R3 (F1) |  |  | PTJ05173 |  | INDKOM | ZZT-I/D | 15/09/2008
377679724 | TNB | DISTRIBUTION | WP PUTRAJAYA & CYBERJAYA | Existing | VPTJ/PCE/J05172/MB05174 | 300280701 | CLOSED | 11 kV | RYB | PE 5.17 BLOK C 5R3 (F2) |  |  | PTJ05176 |  | INDKOM | ZZT-I/D | 15/09/2008
377679829 | TNB | DISTRIBUTION | WP PUTRAJAYA & CYBERJAYA | Existing | VPTJ/PCE/J05182/MB05184 | 300281264 | CLOSED | 11 kV | RYB | PE 5.18 BLOK D 5R3 (F2) |  |  | PTJ05185 |  | TAMCO | GR1 | 15/09/2008
377679960 | TNB | DISTRIBUTION | WP PUTRAJAYA & CYBERJAYA | Existing | VPTJ/PCE/J05181/MB05181 | 300281263 | CLOSED | 11 kV | RYB | PE 5.18 BLOK D 5R3 (F1) |  |  | PTJ05182 |  | TAMCO | GR1 | 15/09/2008
377680299 | TNB | DISTRIBUTION | WP PUTRAJAYA & CYBERJAYA | Existing | VPTJ/PCE/J05161/MB05161 | 300281261 | CLOSED | 11 kV | RYB | PE 5.16 BLOK B 5R3 (F1) |  |  | PTJ05162 |  | TAMCO | GR1-21-1D | 15/09/2008
377680390 | TNB | DISTRIBUTION | WP PUTRAJAYA & CYBERJAYA | Existing | VPTJ/PCE/J05162/MB05164 | 300281262 | CLOSED | 11 kV | RYB | PE 5.16 BLOK B 5R3 (F2) |  |  | PTJ05165 |  | TAMCO | GR1-21-1D | 15/09/2008
377680483 | TNB | DISTRIBUTION | WP PUTRAJAYA & CYBERJAYA | Existing | VPTJ/PCE/J05152/MB05154 | 300280699 | CLOSED | 11 kV | RYB | PE 5.15 BLOK A 5R3 (F2) |  |  | PTJ05156 |  | INDKOM | ZZT-I/D | 15/09/2008
377680581 | TNB | DISTRIBUTION | WP PUTRAJAYA & CYBERJAYA | Existing | VPTJ/PCE/J05151/MB05151 | 300280698 | CLOSED | 11 kV | RYB | PE 5.15 BLOK A 5R3 (F1) |  |  | PTJ05153 |  | INDKOM | ZZT-I/D | 15/09/2008
377680683 | TNB | DISTRIBUTION | WP PUTRAJAYA & CYBERJAYA | Existing | VPTJ/PCE/J06031/MB06031 | 310283387 | CLOSED | 11 kV | RYB | SS 6.03 TEMP 6R6 |  |  | PTJ06032 |  | TAMCO
377680784 | TNB | DISTRIBUTION | WP PUTRAJAYA & CYBERJAYA | Existing | VPTJ/PCE/J05142/MB05144 | 300281260 | CLOSED | 11 kV | RYB | PE 5.14 5R1 (F2) |  |  | PTJ05146 |  | INDKOM | ZZT | 15/09/2008
377680823 | TNB | DISTRIBUTION | WP PUTRAJAYA & CYBERJAYA | Existing | VPTJ/PCE/J05141/MB05141 | 300281259 | CLOSED | 11 kV | RYB | PE 5.14 5R1 (F1) |  |  | PTJ05143 |  | INDKOM | ZZT | 15/09/2008
377680973 | TNB | DISTRIBUTION | WP PUTRAJAYA & CYBERJAYA | Existing | VPTJ/PCE/J06021/MB06021 | 300280715 | CLOSED | 11 kV | RYB | PE 6.02 KOLAM RENANG (F1) |  |  | PTJ06022 |  | MERLIN GERIN | RM6 | 22/05/2007
377681071 | TNB | DISTRIBUTION | WP PUTRAJAYA & CYBERJAYA | Existing | VPTJ/PCE/J06022/MB06024 | 300280716 | CLOSED | 11 kV | RYB | PE 6.02 KOLAM RENANG (F2) |  |  | PTJ06025 |  | MERLIN GERIN | RM6 | 22/05/2007
377681168 | TNB | DISTRIBUTION | WP PUTRAJAYA & CYBERJAYA | Existing | VPTJ/PCE/J06011/MB06011 | 300280790 | CLOSED | 11 kV | RYB | PE 6.01 GRAND STAND (F1) |  |  | PTJ06012 |  | TAMCO | GR1 | 2005-08-12
377681264 | TNB | DISTRIBUTION | WP PUTRAJAYA & CYBERJAYA | Existing | VPTJ/PCE/J06012/MB06014 | 300280791 | CLOSED | 11 kV | RYB | PE 6.01 GRAND STAND (F2) |  |  | PTJ06016 |  | INDKOM | ZZT | 2005-08-12
377681382 | TNB | DISTRIBUTION | WP PUTRAJAYA & CYBERJAYA | Existing | VPTJ/PCE/J05261/MB05261 | 300280711 | CLOSED | 11 kV | RYB | PE 5.26 BLOK D2 APT 5R4 (F1) |  |  | PTJ05262 |  | TAMCO | GR1 | 14/01/2009
377681480 | TNB | DISTRIBUTION | WP PUTRAJAYA & CYBERJAYA | Existing | VPTJ/PCE/J05262/MB05264 | 300280712 | CLOSED | 11 kV | RYB | PE 5.26 BLOK D2 APT 5R4 (F1) |  |  | PTJ05265 |  | TAMCO | GR1 | 21/01/2009
377681580 | TNB | DISTRIBUTION | WP PUTRAJAYA & CYBERJAYA | Existing | VPTJ/PCE/J05252/MB05254 | 300280710 | CLOSED | 11 kV | RYB | PE 5.25 BLOK D1 APT 5R4 (F2) |  |  | PTJ05255 |  | TAMCO | GR1 | 21/01/2009
377681767 | TNB | DISTRIBUTION | WP PUTRAJAYA & CYBERJAYA | Existing | VPTJ/PCE/J05251/MB05251 | 300280709 | CLOSED | 11 kV | RYB | PE 5.25 BLOK D1 APT 5R4 (F1) |  |  | PTJ05252 |  | TAMCO | GR1 | 14/01/2009
377681961 | TNB | DISTRIBUTION | WP PUTRAJAYA & CYBERJAYA | Existing | VPTJ/PCE/J05242/MB05244 | 300280708 | CLOSED | 11 kV | RYB | PE 5.24 BLOK C APT 5R4 (F2) |  |  | PTJ05245 |  | TAMCO | GR1 | 13/01/2009
377682150 | TNB | DISTRIBUTION | WP PUTRAJAYA & CYBERJAYA | Existing | VPTJ/PCE/J05241/MB05241 | 300280707 | CLOSED | 11 kV | RYB | PE 5.24 BLOK C APT 5R4 (F1) |  |  | PTJ05242 |  | TAMCO | GR1 | 2009-12-01
377682251 | TNB | DISTRIBUTION | WP PUTRAJAYA & CYBERJAYA | Existing | VPTJ/PCE/J05231/MB05231 | 300280705 | CLOSED | 11 kV | RYB | PE 5.23 BLOK B APT 5R4 (F1) |  |  | PTJ05232 |  | TAMCO | GR1 | 2009-12-01
377682345 | TNB | DISTRIBUTION | WP PUTRAJAYA & CYBERJAYA | Existing | VPTJ/PCE/J05232/MB05234 | 300280706 | CLOSED | 11 kV | RYB | PE 5.23 BLOK B APT 5R4 (F2) |  |  | PTJ05235 |  | TAMCO | GR1 | 13/01/2009
377682447 | TNB | DISTRIBUTION | WP PUTRAJAYA & CYBERJAYA | Existing | VPTJ/PCE/J05221/MB05221 | 300280703 | CLOSED | 11 kV | RYB | PE 5.22 BLOK A APT 5R4 (F1) |  |  | PTJ05222 |  | TAMCO | GR1 | 2009-12-01
377682547 | TNB | DISTRIBUTION | WP PUTRAJAYA & CYBERJAYA | Existing | VPTJ/PCE/J05222/MB05224 | 300280704 | CLOSED | 11 kV | RYB | PE 5.22 BLOK A APT 5R4 (F2) |  |  | PTJ05225 |  | TAMCO | GR1 | 13/01/2009
377766189 | TNB | DISTRIBUTION | WP PUTRAJAYA & CYBERJAYA | Existing | VPTJ/PCE/J14191/MB14191 | 300281125 | CLOSED | 11 kV | RYB | PE 14.19 BLOK E2 (EFI) (F1) |  |  | PTJ14192 |  | TAMCO | ZZT | 2005-06-09
377766285 | TNB | DISTRIBUTION | WP PUTRAJAYA & CYBERJAYA | Existing | VPTJ/PCE/J14192/MB14194 | 300281126 | CLOSED | 11 kV | RYB | PE 14.19 BLOK E2 (EFI) (F2) |  |  | PTJ14196 |  | INDKOM | ZZT | 2005-06-09
377766391 | TNB | DISTRIBUTION | WP PUTRAJAYA & CYBERJAYA | Existing | VPTJ/PCE/J14181/MB14181 | 300281123 | CLOSED | 11 kV | RYB | PE 14.18 BLOK E1 (F1) |  |  | PTJ14183 |  | INDKOM | ZZT | 2005-06-09
377766420 | TNB | DISTRIBUTION | WP PUTRAJAYA & CYBERJAYA | Existing | VPTJ/PCE/J14182/MB14184 | 300281124 | CLOSED | 11 kV | RYB | PE 14.18 BLOK E1 (F2) |  |  | PTJ14186 |  | INDKOM | ZZT | 2005-06-09
377766513 | TNB | DISTRIBUTION | WP PUTRAJAYA & CYBERJAYA | Existing | VPTJ/PCE/J14171/MB14171 | 300281121 | CLOSED | 11 kV | RYB | PE 14.17 BLOK D (F1) |  |  | PTJ14172 |  | TAMCO | 2+1 | 2005-06-09
377766609 | TNB | DISTRIBUTION | WP PUTRAJAYA & CYBERJAYA | Existing | VPTJ/PCE/J14172/MB14174 | 300281122 | CLOSED | 11 kV | RYB | PE 14.17 BLOK D (F2) |  |  | PTJ14176 |  | INDKOM | ZZT | 2005-06-09
377766709 | TNB | DISTRIBUTION | WP PUTRAJAYA & CYBERJAYA | Existing | VPTJ/PCE/J14161/MB14161 | 300281119 | CLOSED | 11 kV | RYB | PE 14.16 BLOK C (EFI) (F1) |  |  | PTJ14162 |  |  | 1000 KVA | 2005-06-09
377766805 | TNB | DISTRIBUTION | WP PUTRAJAYA & CYBERJAYA | Existing | VPTJ/PCE/J14162/MB14164 | 300281120 | CLOSED | 11 kV | RYB | PE 14.16 BLOK C (EFI) (F2) |  |  | PTJ14166 |  |  | 1000 KVA | 2005-06-09
377766894 | TNB | DISTRIBUTION | WP PUTRAJAYA & CYBERJAYA | Existing | VPTJ/PCE/J14151/MB14151 | 300281117 | CLOSED | 11 kV | RYB | PE 14.15 BLOK B (F1) |  |  | PTJ14153 |  | INDKOM | ZZT | 2005-06-09
377766988 | TNB | DISTRIBUTION | WP PUTRAJAYA & CYBERJAYA | Existing | VPTJ/PCE/J14152/MB14154 | 300281118 | CLOSED | 11 kV | RYB | PE 14.15 BLOK B (F2) |  |  | PTJ14156 |  | INDKOM | ZZT | 2005-06-09
377767075 | TNB | DISTRIBUTION | WP PUTRAJAYA & CYBERJAYA | Existing | VPTJ/PCE/J14141/MB14141 | 300281115 | CLOSED | 11 kV | RYB | PE 14.14 BLOK A (EFI) (F1) |  |  | PTJ14143 |  | INDKOM | ZZT | 2005-06-09
377767171 | TNB | DISTRIBUTION | WP PUTRAJAYA & CYBERJAYA | Existing | VPTJ/PCE/J14142/MB14144 | 300281116 | CLOSED | 11 kV | RYB | PE 14.14 BLOK A (EFI) (F2) |  |  | PTJ14146 |  | INDKOM | ZZT | 2005-06-09
377767259 | TNB | DISTRIBUTION | WP PUTRAJAYA & CYBERJAYA | Existing | VPTJ/PCE/J14311/MB14311 | 300281141 | CLOSED | 11 kV | RYB | PE 14.31 P'PURI 14-12 BLOK B (F1) |  |  | PTJ14313 |  |  | ZZT | 25/06/2008
377767353 | TNB | DISTRIBUTION | WP PUTRAJAYA & CYBERJAYA | Existing | VPTJ/PCE/J14312/MB14314 | 300281142 | CLOSED | 11 kV | RYB | PE 14.31 P'PURI 14-12 BLOK B (F2) |  |  | PTJ14316 |  |  | ZZT | 25/06/2008
377767448 | TNB | DISTRIBUTION | WP PUTRAJAYA & CYBERJAYA | Existing | VPTJ/PCE/J14301/MB14301 | 300281139 | CLOSED | 11 kV | RYB | PE 14.30 P'PURI 14-12 BLOK A (EFI) (F1) |  |  | PTJ14303 |  | INDKOM | ZZT | 25/06/2008
377767542 | TNB | DISTRIBUTION | WP PUTRAJAYA & CYBERJAYA | Existing | VPTJ/PCE/J14302/MB14304 | 300281140 | CLOSED | 11 kV | RYB | PE 14.30 P'PURI 14-12 BLOK A (EFI) (F2) |  |  | PTJ14306 |  | INDKOM | ZZT | 25/06/2008
377767576 | TNB | DISTRIBUTION | WP PUTRAJAYA & CYBERJAYA | Existing | VPTJ/PCE/J14251/MB14251 | 300281133 | CLOSED | 11 kV | RYB | PE 14.25 KOMPLEKS SEK REN (EFI) (F1) |  |  | PTJ14253 |  | INDKOM | ZZT | 2007-03-09
377767670 | TNB | DISTRIBUTION | WP PUTRAJAYA & CYBERJAYA | Existing | VPTJ/PCE/J14252/MB14254 | 300281134 | CLOSED | 11 kV | RYB | PE 14.25 KOMPLEKS SEK REN (EFI) (F2) |  |  | PTJ14256 |  | INDKOM | ZZT | 2007-03-09
378018335 | TNB | DISTRIBUTION | WP PUTRAJAYA & CYBERJAYA | Existing | VCBJ/PCE/J00143/MB1 | 310402698 | CLOSED | 11 kV | RYB | D-CBJ-C14-0473 |  |  | C23372 |  |  | VRN 2A |  | TX1-1000KVA
378018456 | TNB | DISTRIBUTION | WP PUTRAJAYA & CYBERJAYA | Existing | VCBJ/PCE/J00144/MB1 | 310402697 | CLOSED | 11 kV | RYB | D-CBJ-C14-0473 |  |  | C23375 |  |  | VRN 2A |  | TX2-1000KVA
378018579 | TNB | DISTRIBUTION | WP PUTRAJAYA & CYBERJAYA | Existing | VCBJ/PCE/J00141/MB1 | 310425999 | CLOSED | 11 kV | RYB | D-CBJ-C17-0588 |  |  | C23392 |  | TAMCO | N/A |  | TX1-1000KVA
378018700 | TNB | DISTRIBUTION | WP PUTRAJAYA & CYBERJAYA | Existing | VCBJ/PCE/J00142/MB1 | 310425997 | CLOSED | 11 kV | RYB | D-CBJ-C17-0588 |  |  | C23395 |  | TAMCO | N/A |  | TX2-1000KVA
378018823 | TNB | DISTRIBUTION | WP PUTRAJAYA & CYBERJAYA | Existing | VCBJ/PCE/J00145/MB1 | 310425995 | CLOSED | 11 kV | RYB | D-CBJ-C14-0473 |  |  | C23382 |  | TAMCO | N/A |  | TX1-1000kVA
378018944 | TNB | DISTRIBUTION | WP PUTRAJAYA & CYBERJAYA | Existing | VCBJ/PCE/J00146/MB1 | 310425996 | CLOSED | 11 kV | RYB | D-CBJ-C14-0473 |  |  | C23385 |  | TAMCO | N/A |  | TX2-1000kVA
378019117 | TNB | DISTRIBUTION | WP PUTRAJAYA & CYBERJAYA | Existing | VCBJ/PCE/J00151/MB1 | 310438595 | CLOSED | 11 kV | RYB | D-CBJ-C15-0540 |  |  | C23433 |  | INDKOM | INS24 |  | TX1-1000kVA
378019118 | TNB | DISTRIBUTION | WP PUTRAJAYA & CYBERJAYA | Existing | VCBJ/PCE/J00151/MB1 | 310438595 | CLOSED | 11 kV | RYB | D-CBJ-C15-0540 |  |  | C23434 |  | INDKOM | INS24 |  | TX2-1000kVA
378043801 | TNB | DISTRIBUTION | WP PUTRAJAYA & CYBERJAYA | Existing | VPTJ/PCE/J14222/MB14224 | 300281132 | CLOSED | 11 kV | RYB | PE 14.22 KOMPLEKS SEK MEN (F2) |  |  | PTJ14225 |  | TAMCO | 2+1 | 2007-03-09
378043911 | TNB | DISTRIBUTION | WP PUTRAJAYA & CYBERJAYA | Existing | VPTJ/PCE/J14051/MB14051 | 300454833 | CLOSED | 11 kV | RYB | PE 14.05 PERUMAHAN 14-11 (F1) |  |  | PTJ14052 |  | SCHNEIDER | NE-2iQ
378043934 | TNB | DISTRIBUTION | WP PUTRAJAYA & CYBERJAYA | Existing | VPTJ/PCE/J14052/MB14054 | 300454838 | CLOSED | 11 kV | RYB | PE 14.05 PERUMAHAN 14-11 (F2) |  |  | PTJ14055 |  | SCHNEIDER | NE-2iQ
378043965 | TNB | DISTRIBUTION | WP PUTRAJAYA & CYBERJAYA | Existing | VPTJ/PCE/J14061/MB14061 | 300281107 | CLOSED | 11 kV | RYB | PE 14.06 PERUMAHAN 14-5A |  |  | PTJ14063 |  | INDKOM | ZZT | 26/05/2008
378044374 | TNB | DISTRIBUTION | WP PUTRAJAYA & CYBERJAYA | Existing | VPTJ/PCE/J14091/MB14091 | 300281110 | CLOSED | 11 kV | RYB | PE 14.09 PERUMAHAN 14-4 (F1) |  |  | PTJ14092 |  | MERLIN GERIN | NA | 2007-11-08
378044505 | TNB | DISTRIBUTION | WP PUTRAJAYA & CYBERJAYA | Existing | VPTJ/PCE/J14081/MB14081 | 300281108 | CLOSED | 11 kV | RYB | PE 14.08 Perumahan 14-10 (F1) |  |  | PTJ14082 |  | FALCON BETA | NA | 28/11/2008
378044528 | TNB | DISTRIBUTION | WP PUTRAJAYA & CYBERJAYA | Existing | VPTJ/PCE/J14082/MB14084 | 300281109 | CLOSED | 11 kV | RYB | PE 14.08 Perumahan 14-10 (F2) |  |  | PTJ14085 |  | TAMCO | GR1-21-10-17336 | 28/11/2008
378044631 | TNB | DISTRIBUTION | WP PUTRAJAYA & CYBERJAYA | Existing | VPTJ/PCE/J14131/MB14131 | 300281113 | CLOSED | 11 kV | RYB | PE 14.13 ERUMAHAN 14-9 (EFI) (F1) |  |  | PTJ14132 |  | TAMCO | GR1 | 2006-09-02
378044654 | TNB | DISTRIBUTION | WP PUTRAJAYA & CYBERJAYA | Existing | VPTJ/PCE/J14132/MB14134 | 300281114 | CLOSED | 11 kV | RYB | PE 14.13 ERUMAHAN 14-9 (EFI) (F2) |  |  | PTJ14135 |  | TAMCO | GR1 | 2006-09-02
378044756 | TNB | DISTRIBUTION | WP PUTRAJAYA & CYBERJAYA | Existing | VPTJ/PCE/J14021/MB14021 | 300281104 | CLOSED | 11 kV | RYB | PE 14.02 PERUMAHAN 14-1 (EFI) (F1) |  |  | PTJ14022 |  | TAMCO | GR1 | 25/02/2006
378044779 | TNB | DISTRIBUTION | WP PUTRAJAYA & CYBERJAYA | Existing | VPTJ/PCE/J14022/MB14024 | 300281105 | CLOSED | 11 kV | RYB | PE 14.02 PERUMAHAN 14-1 (EFI) (F2) |  |  | PTJ14025 |  | TAMCO | GR1 | 25/02/2006
378044882 | TNB | DISTRIBUTION | WP PUTRAJAYA & CYBERJAYA | Existing | VPTJ/PCE/J14111/MB14111 | 300281111 | CLOSED | 11 kV | RYB | PE 14.11 PERUMAHAN 14-1 (F1) |  |  | PTJ14112 |  | TAMCO | GR1 | 25/02/2006
378044905 | TNB | DISTRIBUTION | WP PUTRAJAYA & CYBERJAYA | Existing | VPTJ/PCE/J14112/MB14114 | 300281112 | CLOSED | 11 kV | RYB | PE 14.11 PERUMAHAN 14-1 (F2) |  |  | PTJ14115 |  | TAMCO | GR1 | 25/02/2006
378045002 | TNB | DISTRIBUTION | WP PUTRAJAYA & CYBERJAYA | Existing | VPTJ/PCE/J16031/MB16031 | 300281176 | CLOSED | 11 kV | RYB | PE 16.03 146 UNIT RUMAH TERES |  |  | PTJ16032 |  | MERLIN GERIN | NA | 2006-02-03
378045363 | TNB | DISTRIBUTION | WP PUTRAJAYA & CYBERJAYA | Existing | VPTJ/PCE/J01641/MB01641 | 300454866 | CLOSED | 11 kV | RYB | PE 1.64 PEJ HOTEL PZ 10 (F1) |  |  | PTJ01642 |  | INDKOM | VRN2a
378045389 | TNB | DISTRIBUTION | WP PUTRAJAYA & CYBERJAYA | Existing | VPTJ/PCE/J01642/MB01644 | 300454868 | CLOSED | 11 kV | RYB | PE 1.64 PEJ HOTEL PZ 10 (F2) |  |  | PTJ01646 |  | INDKOM | ZZT I/D
378045412 | TNB | DISTRIBUTION | WP PUTRAJAYA & CYBERJAYA | Existing | VPTJ/PCE/J16311/MB16311 | 310338862 | CLOSED | 11 kV | RYB | PE 16.31 TEMP PPA1M PR 16 |  |  | PTJ16312 |  | TAMCO | GRi
378045513 | TNB | DISTRIBUTION | WP PUTRAJAYA & CYBERJAYA | Existing | VPTJ/PCE/J16201/MB16201 | 300281195 | CLOSED | 11 kV | RYB | PE 16.20 APT A1 (EFI) (F1) |  |  | PTJ16203 |  | INDKOM | ZZT | 2000-03-11
378045536 | TNB | DISTRIBUTION | WP PUTRAJAYA & CYBERJAYA | Existing | VPTJ/PCE/J16202/MB16204 | 300281196 | CLOSED | 11 kV | RYB | PE 16.20 APT A1 (EFI) (F2) |  |  | PTJ16206 |  | INDKOM | ZZT | 2000-03-11
378045651 | TNB | DISTRIBUTION | WP PUTRAJAYA & CYBERJAYA | Existing | VPTJ/PCE/J16191/MB16191 | 300281193 | CLOSED | 11 kV | RYB | PE 16.19 APT A2 (F1) |  |  | PTJ16193 |  | INDKOM | ZZT | 2000-03-11
378045677 | TNB | DISTRIBUTION | WP PUTRAJAYA & CYBERJAYA | Existing | VPTJ/PCE/J16192/MB16194 | 300281194 | CLOSED | 11 kV | RYB | PE 16.19 APT A2 (F2) |  |  | PTJ16196 |  | INDKOM | ZZT | 2000-03-11
378045780 | TNB | DISTRIBUTION | WP PUTRAJAYA & CYBERJAYA | Existing | VPTJ/PCE/J16181/MB16181 | 300281191 | CLOSED | 11 kV | RYB | PE 16.18 APT A3 (EFI) (F1) |  |  | PTJ16183 |  | INDKOM | ZZT | 2000-03-11
378045807 | TNB | DISTRIBUTION | WP PUTRAJAYA & CYBERJAYA | Existing | VPTJ/PCE/J16182/MB16184 | 300281192 | CLOSED | 11 kV | RYB | PE 16.18 APT A3 (EFI) (F2) |  |  | PTJ16186 |  | INDKOM | GA-ZZT | 2000-03-11
378045908 | TNB | DISTRIBUTION | WP PUTRAJAYA & CYBERJAYA | Existing | VPTJ/PCE/J16151/MB16151 | 300281183 | CLOSED | 11 kV | RYB | PE 16.15 SEK. REN (F1) |  |  | PTJ16153 |  | INDKOM | ZZT | 2002-05-09
378045935 | TNB | DISTRIBUTION | WP PUTRAJAYA & CYBERJAYA | Existing | VPTJ/PCE/J16152/MB16154 | 300281184 | CLOSED | 11 kV | RYB | PE 16.15 SEK. REN (F2) |  |  | PTJ16156 |  | INDKOM | ZZT | 2002-05-09
378046495 | TNB | DISTRIBUTION | WP PUTRAJAYA & CYBERJAYA | Existing | VPTJ/PCE/J12021/MB12021 | 300454639 | CLOSED | 11 kV | RYB | PE 12.02 KUARTERS PEKERJA |  |  | PTJ12022 |  | INDKOM | INS24
378046521 | TNB | DISTRIBUTION | WP PUTRAJAYA & CYBERJAYA | Existing | VPTJ/PCE/J12011/MB12011 | 300281098 | CLOSED | 11 kV | RYB | PE 12.01 RF 2 P. UTARA |  |  | PTJ12013 |  | TAMCO | GR1 | 2000-11-07
378046625 | TNB | DISTRIBUTION | WP PUTRAJAYA & CYBERJAYA | Existing | VPTJ/PCE/J14291/MB14291 | 300281137 | CLOSED | 11 kV | RYB | PE 14.29 GUDANG (EFI) (F1) |  |  | PTJ14293 |  | INDKOM | GA 2K 1TS | 2008-08-01
378046686 | TNB | DISTRIBUTION | WP PUTRAJAYA & CYBERJAYA | Existing | VPTJ/PCE/J14292/MB14294 | 300281138 | CLOSED | 11 kV | RYB | PE 14.29 GUDANG (EFI) (F2) |  |  | PTJ14296 |  | INDKOM | GA 2K 1TS | 2008-08-01
378046918 | TNB | DISTRIBUTION | WP PUTRAJAYA & CYBERJAYA | Existing | VPTJ/PCE/J14271/MB14271 | 300281135 | CLOSED | 11 kV | RYB | PE 14.27 KOMP PJC SEMENTARA |  |  | PTJ14274 |  | INDKOM | INS24 | 1999-09-01
378046919 | TNB | DISTRIBUTION | WP PUTRAJAYA & CYBERJAYA | Existing | VPTJ/PCE/J14271/MB14271 | 300281135 | CLOSED | 11 kV | RYB | PE 14.27 KOMP PJC SEMENTARA |  |  | PTJ14273 |  | INDKOM | INS24 | 1999-09-01
378047080 | TNB | DISTRIBUTION | WP PUTRAJAYA & CYBERJAYA | Existing | VPTJ/PCE/J14281/MB14281 | 300281136 | CLOSED | 11 kV | RYB | PE 14.28 KOMPLEKS SEDLEY |  |  | PTJ14282 |  | SCHNEIDER | RM6 | 1999-09-01
378047198 | TNB | DISTRIBUTION | WP PUTRAJAYA & CYBERJAYA | Existing | VPTJ/PCE/J14041/MB14041 | 300281254 | CLOSED | 11 kV | RYB | PE 14.04 PADAT L/JALAN |  |  | PTJ14042 |  | INDKOM | INS24 | 14/03/2005
378047303 | TNB | DISTRIBUTION | WP PUTRAJAYA & CYBERJAYA | Existing | VPTJ/PCE/J15201/MB15201 | 300281153 | CLOSED | 11 kV | RYB | PE 15.20 VISITOR CENTER F1 |  |  | PTJ15203 |  | INDKOM | ZZT | 27/04/2004
378047514 | TNB | DISTRIBUTION | WP PUTRAJAYA & CYBERJAYA | Existing | VPTJ/PCE/J15251/MB15251 | 300454841 | CLOSED | 11 kV | RYB | PE 15.25 PJBT KEDUTAAN IRAQ (F1) |  |  | PTJ15252 |  | SCHNEIDER | NE-2iQ
378047608 | TNB | DISTRIBUTION | WP PUTRAJAYA & CYBERJAYA | Existing | VPTJ/PCE/J15252/MB15251 | 300454844 | CLOSED | 11 kV | RYB | PE 15.25 PJBT KEDUTAAN IRAQ (F2) |  |  | PTJ15255 |  | SCHNEIDER | RM6
378047704 | TNB | DISTRIBUTION | WP PUTRAJAYA & CYBERJAYA | Existing | VPTJ/PCE/J00330/MB1 | 300503038 | CLOSED | 11 kV | RYB | PE 15.53 KEDUTAAN BRUNEI F1 |  |  | PTJ15533 |  | INDKOM | ZZT
378047798 | TNB | DISTRIBUTION | WP PUTRAJAYA & CYBERJAYA | Existing | VPTJ/PCE/J15532/MB | 300502458 | CLOSED | 11 kV | RYB | PE 15.53 KEDUTAAN BRUNEI F2 |  |  | PTJ15536
378047894 | TNB | DISTRIBUTION | WP PUTRAJAYA & CYBERJAYA | Existing | VPTJ/PCE/J15202/MB15204 | 300281154 | CLOSED | 11 kV | RYB | PE 15.20 VISITOR CENTER (F2) |  |  | PTJ15206 |  | INDKOM | ZZT | 27/04/2004
378047965 | TNB | DISTRIBUTION | WP PUTRAJAYA & CYBERJAYA | Existing | VPTJ/PCE/J15231/MB15231 | 300281158 | CLOSED | 11 kV | RYB | PE 15.23 PROMENADE |  |  | PTJ15232 |  | SCHNEIDER | ZZT | 31/05/2006
378048067 | TNB | DISTRIBUTION | WP PUTRAJAYA & CYBERJAYA | Existing | VPTJ/PCE/J11142/MB11144 | 300280999 | CLOSED | 11 kV | RYB | PE 11.14 APT C (F2) |  |  | PTJ11146 |  | INDKOM | ZZT | 13/05/2003
378048165 | TNB | DISTRIBUTION | WP PUTRAJAYA & CYBERJAYA | Existing | VPTJ/PCE/J11141/MB11141 | 300280997 | CLOSED | 11 kV | RYB | PE 11.14 APT C (F1) |  |  | PTJ11143 |  | INDKOM | ZZT | 13/05/2003
378048363 | TNB | DISTRIBUTION | WP PUTRAJAYA & CYBERJAYA | Existing | VCBJ/PCE/J21831/MB21831 | 300452981 | CLOSED | 11 kV | RYB | PE 21.83 PS14 ROAD D |  |  | CBJ21833 |  | INDKOM | ZZT
378048513 | TNB | DISTRIBUTION | WP PUTRAJAYA & CYBERJAYA | Existing | VCBJ/PCE/J23101/MB | 300491147 | CLOSED | 11 kV | RYB | PE 23.10 CLOVER NO.1 |  |  | CBJ23104 |  | INDKOM | ZZT
378048514 | TNB | DISTRIBUTION | WP PUTRAJAYA & CYBERJAYA | Existing | VCBJ/PCE/J23101/MB | 300491147 | CLOSED | 11 kV | RYB | PE 23.10 CLOVER NO.1 |  |  | CBJ23104 |  | INDKOM | ZZT
378048696 | TNB | DISTRIBUTION | WP PUTRAJAYA & CYBERJAYA | Existing | VCBJ/PCE/J23121/MB23121 | 300520627 | CLOSED | 11 kV | RYB | PE 23.12 CLOVER NO.3 |  |  | CBJ23124 |  | INDKOM | INS24
378048697 | TNB | DISTRIBUTION | WP PUTRAJAYA & CYBERJAYA | Existing | VCBJ/PCE/J23121/MB23121 | 300520627 | CLOSED | 11 kV | RYB | PE 23.12 CLOVER NO.3 |  |  | CBJ23123 |  | INDKOM | INS24
378048902 | TNB | DISTRIBUTION | WP PUTRAJAYA & CYBERJAYA | Existing | VCBJ/PCE/J23111/MB23111 | 300520630 | CLOSED | 11 kV | RYB | PE 23.11 CLOVER NO.2 |  |  | CBJ23114 |  | INDKOM | INS24
378048903 | TNB | DISTRIBUTION | WP PUTRAJAYA & CYBERJAYA | Existing | VCBJ/PCE/J23111/MB23111 | 300520630 | CLOSED | 11 kV | RYB | PE 23.11 CLOVER NO.2 |  |  | CBJ23113 |  | INDKOM | INS24
378049303 | TNB | DISTRIBUTION | WP PUTRAJAYA & CYBERJAYA | Existing | VCBJ/PCE/J21851/MB21851 | 300450136 | CLOSED | 11 kV | RYB | PE 21.85 MYVILLA P1 PARCEL A |  |  | CBJ21854 |  | INDKOM | INS24
378049304 | TNB | DISTRIBUTION | WP PUTRAJAYA & CYBERJAYA | Existing | VCBJ/PCE/J21851/MB21851 | 300450136 | CLOSED | 11 kV | RYB | PE 21.85 MYVILLA P1 PARCEL A |  |  | CBJ21853 |  | INDKOM | INS24
378049467 | TNB | DISTRIBUTION | WP PUTRAJAYA & CYBERJAYA | Existing | VCBJ/PCE/J21861/MB21861 | 300450278 | CLOSED | 11 kV | RYB | PE 21.86 MYVILLA P1 PARCEL B |  |  | CBJ21863 |  | INDKOM | ZZT
378049669 | TNB | DISTRIBUTION | WP PUTRAJAYA & CYBERJAYA | Existing | VCBJ/PCE/J00103/MB1 | 300493850 | CLOSED | 11 kV | RYB | PE 23.22 SHOP LOT MYVILLA PRS 5 |  |  | CBJ23224 |  | INDKOM | N/A
378049670 | TNB | DISTRIBUTION | WP PUTRAJAYA & CYBERJAYA | Existing | VCBJ/PCE/J00103/MB1 | 300493850 | CLOSED | 11 kV | RYB | PE 23.22 SHOP LOT MYVILLA PRS 5 |  |  | CBJ23223 |  | INDKOM | N/A
378049846 | TNB | DISTRIBUTION | WP PUTRAJAYA & CYBERJAYA | Existing | VCBJ/PCE/J21931/MB21931 | 300454636 | CLOSED | 11 kV | RYB | PE 21.93 MYVILLA P3 PARCEL A |  |  | CBJ21934 |  | INDKOM | INS24
378049847 | TNB | DISTRIBUTION | WP PUTRAJAYA & CYBERJAYA | Existing | VCBJ/PCE/J21931/MB21931 | 300454636 | CLOSED | 11 kV | RYB | PE 21.93 MYVILLA P3 PARCEL A |  |  | CBJ21933 |  | INDKOM | INS24
378050043 | TNB | DISTRIBUTION | WP PUTRAJAYA & CYBERJAYA | Existing | VCBJ/PCE/J21941/MB21941 | 300454633 | CLOSED | 11 kV | RYB | PE 21.94 MYVILLA P3 PARCEL B |  |  | CBJ21944 |  | INDKOM | ZZTT 1/D
378050044 | TNB | DISTRIBUTION | WP PUTRAJAYA & CYBERJAYA | Existing | VCBJ/PCE/J21941/MB21941 | 300454633 | CLOSED | 11 kV | RYB | PE 21.94 MYVILLA P3 PARCEL B |  |  | CBJ21943 |  | INDKOM | ZZTT 1/D
378050631 | TNB | DISTRIBUTION | WP PUTRAJAYA & CYBERJAYA | Existing | VPTJ/PCE/J07021/MB07021 | 300281274 | CLOSED | 11 kV | RYB | PE 7.02 POLIS PUTRAJAYA (F1) |  |  | PTJ07023 |  | INDKOM | ZZT | 28/07/1999
378050730 | TNB | DISTRIBUTION | WP PUTRAJAYA & CYBERJAYA | Existing | VPTJ/PCE/J07022/MB07024 | 300281275 | CLOSED | 11 kV | RYB | PE 7.02 POLIS PUTRAJAYA (F2) |  |  | PTJ07026 |  | INDKOM | ZZT | 28/07/1999
378050833 | TNB | DISTRIBUTION | WP PUTRAJAYA & CYBERJAYA | Existing | VPTJ/PCE/J07011/MB07011 | 300281272 | CLOSED | 11 kV | RYB | PE 7.01 BOMBA PUTRAJAYA (F1) |  |  | PTJ07013 |  | MERLIN GERIN | NE-31Q | 28/07/1999
378050927 | TNB | DISTRIBUTION | WP PUTRAJAYA & CYBERJAYA | Existing | VPTJ/PCE/J07012/MB07014 | 300281273 | CLOSED | 11 kV | RYB | PE 7.01 IBU PEJABAT BOMBA (F2) |  |  | PTJ07014 |  | MERLIN GERIN | NE-31Q | 28/07/1999
378051048 | TNB | DISTRIBUTION | WP PUTRAJAYA & CYBERJAYA | Existing | VPTJ/PCE/J07081/MB07081 | 300280775 | CLOSED | 11 kV | RYB | PE 7.08 PARK & RIDE (F1) |  |  | PTJ07082 |  | TAMCO | GR1 | 2007-05-04
378051145 | TNB | DISTRIBUTION | WP PUTRAJAYA & CYBERJAYA | Existing | VPTJ/PCE/J07082/MB07084 | 300280776 | CLOSED | 11 kV | RYB | PE 7.08 PARK & RIDE (F2) |  |  | PTJ07085 |  | TAMCO | GR1 | 2007-05-04
378051245 | TNB | DISTRIBUTION | WP PUTRAJAYA & CYBERJAYA | Existing | VPTJ/PCE/J07062/MB07064 | 300281279 | CLOSED | 11 kV | RYB | PE 7.06 TPB (WTT) (F2) |  |  | PTJ07066 |  | INDKOM | ZZT | 13/06/2002
378051276 | TNB | DISTRIBUTION | WP PUTRAJAYA & CYBERJAYA | Existing | VPTJ/PCE/J07061/MB07061 | 300281278 | CLOSED | 11 kV | RYB | PE 7.06 TPB (WTT) (F1) |  |  | PTJ07063 |  | INDKOM | ZZT | 13/06/2002
378051481 | TNB | DISTRIBUTION | WP PUTRAJAYA & CYBERJAYA | Existing | VPTJ/PCE/J07051/MB07051 | 300281277 | CLOSED | 11 kV | RYB | PE 7.05 L SENTOSA (R2C) |  |  | PTJ07052 |  | MERLIN GERIN | RM6 | 2001-05-01
378051576 | TNB | DISTRIBUTION | WP PUTRAJAYA & CYBERJAYA | Existing | VPTJ/PCE/J07071/MB07071 | 300281280 | CLOSED | 11 kV | RYB | PE 7.07 PLF (F1) |  |  | PTJ07073 |  | INDKOM | ZZT | 27/07/1999
378051672 | TNB | DISTRIBUTION | WP PUTRAJAYA & CYBERJAYA | Existing | VPTJ/PCE/J07072/MB07074 | 300281281 | CLOSED | 11 kV | RYB | PE 7.07 PLF (F2) |  |  | PTJ07076 |  | INDKOM | ZZT | 27/07/2009
378051779 | TNB | DISTRIBUTION | WP PUTRAJAYA & CYBERJAYA | Existing | VPTJ/PCE/J08121/MB08121 | 300280797 | CLOSED | 11 kV | RYB | PE 8.12 INSIDE PPU 5 (F1) |  |  | PTJ08123 |  | INDKOM | ZZT | 2000-12-10
378051873 | TNB | DISTRIBUTION | WP PUTRAJAYA & CYBERJAYA | Existing | VPTJ/PCE/J08122/MB08124 | 300280798 | CLOSED | 11 kV | RYB | PE 8.12 INSIDE PPU 5 (F2) |  |  | PTJ08126 |  | INDKOM | ZZT | 2000-12-10
378051978 | TNB | DISTRIBUTION | WP PUTRAJAYA & CYBERJAYA | Existing | VPTJ/PCE/J08161/MB08161 | 300280800 | CLOSED | 11 kV | RYB | PE 8.16 RD 2B L. SENTOSA |  |  | PTJ08163 |  | INDKOM | ZZT | 15/11/1999
378052071 | TNB | DISTRIBUTION | WP PUTRAJAYA & CYBERJAYA | Existing | VPTJ/PCE/J08301/MB08301 | 300454757 | CLOSED | 11 kV | RYB | PE 8.30 8C1 (F1) |  |  | PTJ08303 |  | INDKOM | ZZT I/D
378052099 | TNB | DISTRIBUTION | WP PUTRAJAYA & CYBERJAYA | Existing | VPTJ/PCE/J08302/MB08304 | 300454760 | CLOSED | 11 kV | RYB | PE 8.30 8C1 (F2) |  |  | PTJ08306 |  | INDKOM | ZZT I/D
378052133 | TNB | DISTRIBUTION | WP PUTRAJAYA & CYBERJAYA | Existing | VPTJ/PCE/J08311/MB08311 | 300452993 | CLOSED | 11 kV | RYB | PE 8.31 8C3 F1 |  |  | PTJ08312 |  | SCHNEIDER | NE-2iQ
378052227 | TNB | DISTRIBUTION | WP PUTRAJAYA & CYBERJAYA | Existing | VPTJ/PCE/J08312/MB08314 | 300452995 | CLOSED | 11 kV | RYB | PE 8.31 8C3 F2 |  |  | PTJ08315 |  | SCHNEIDER | ZZT
378052360 | TNB | DISTRIBUTION | WP PUTRAJAYA & CYBERJAYA | Existing | VCBJ/PCE/J22541/MB22541 | 300280395 | CLOSED | 11 kV | RYB | PE 22.54 PRIMA 8 F1 |  |  | CBJ22543 |  | INDKOM | GA | 2008-03-06 | TX1-1000KVA
378052383 | TNB | DISTRIBUTION | WP PUTRAJAYA & CYBERJAYA | Existing | VCBJ/PCE/J22542/MB22544 | 300280396 | CLOSED | 11 kV | RYB | PE 22.54 PRIMA 8 F2 |  |  | CBJ22546 |  | INDKOM | GA | 2008-03-06 | TX2-1000KVA
378052477 | TNB | DISTRIBUTION | WP PUTRAJAYA & CYBERJAYA | Existing | VCBJ/PCE/J22531/MB22531 | 300280398 | CLOSED | 11 kV | RYB | PE 22.53 PRIMA 7 SPAN F1 |  |  | CBJ22532 |  | TAMCO | GR1 | 15/09/2007
378052500 | TNB | DISTRIBUTION | WP PUTRAJAYA & CYBERJAYA | Existing | VCBJ/PCE/J22532/MB22534 | 300280399 | CLOSED | 11 kV | RYB | PE 22.53 PRIMA 7 SPAN F2 |  |  | CBJ22535 |  | TAMCO | GR1 | 15/09/2007
378052594 | TNB | DISTRIBUTION | WP PUTRAJAYA & CYBERJAYA | Existing | VCBJ/PCE/J22501/MB22501 | 300280467 | CLOSED | 11 kV | RYB | PE 22.50 LOT PT 12092 F1 |  |  | CBJ22502 |  | TAMCO | GR1 | 20/06/2006
378052617 | TNB | DISTRIBUTION | WP PUTRAJAYA & CYBERJAYA | Existing | VCBJ/PCE/J22502/MB22504 | 300280469 | CLOSED | 11 kV | RYB | PE 22.50 LOT PT 12092 F2 |  |  | CBJ22505 |  | TAMCO | GR1 | 20/06/2006
378052851 | TNB | DISTRIBUTION | WP PUTRAJAYA & CYBERJAYA | Existing | VCBJ/PCE/J22911/MB22911 | 300452930 | CLOSED | 11 kV | RYB | PE 22.91 SOHO F1 |  |  | CBJ22912 |  | TAMCO | GR1 |  | TX1-1000KVA
378052874 | TNB | DISTRIBUTION | WP PUTRAJAYA & CYBERJAYA | Existing | VCBJ/PCE/J22912/MB22911 | 300452934 | CLOSED | 11 kV | RYB | PE 22.91 SOHO F2 |  |  | CBJ22915 |  | TAMCO | GR1 |  | TX2-1000KVA
378053074 | TNB | DISTRIBUTION | WP PUTRAJAYA & CYBERJAYA | Existing | VCBJ/PCE/J22921/MB22921 | 300452926 | CLOSED | 11 kV | RYB | PE 22.92 PRIMA 12 |  |  | CBJ22923 |  | INDKOM | ZZT I/D |  | TX1-1000KVA
378053296 | TNB | DISTRIBUTION | WP PUTRAJAYA & CYBERJAYA | Existing | VCBJ/PCE/J22752/MB22754 | 300288155 | CLOSED | 11 kV | RYB | PE 22.75 KWDI 4 F2 |  |  | CBJ22755 |  | TAMCO | GR1 | 20/12/2010 | TX2-1000KVA
378053319 | TNB | DISTRIBUTION | WP PUTRAJAYA & CYBERJAYA | Existing | VCBJ/PCE/J22751/MB22751 | 300288153 | CLOSED | 11 kV | RYB | PE 22.75 KWDI 4 F1 |  |  | CBJ22752 |  | TAMCO | GR1 | 19/12/2010 | TX1-1000KVA
378053373 | TNB | DISTRIBUTION | WP PUTRAJAYA & CYBERJAYA | Existing | VCBJ/PCE/J22742/MB22744 | 300288161 | CLOSED | 11 kV | RYB | PE 22.74 KWDI 3 F2 |  |  | CBJ22745 |  | TAMCO | GR1 | 20/12/2010 | TX2-1000KVA
378053396 | TNB | DISTRIBUTION | WP PUTRAJAYA & CYBERJAYA | Existing | VCBJ/PCE/J22741/MB22741 | 300288159 | CLOSED | 11 kV | RYB | PE 22.74 KWDI 3 F1 |  |  | CBJ22742 |  | TAMCO | GR1 | 19/12/2010 | TX1-1000KVA
378053446 | TNB | DISTRIBUTION | WP PUTRAJAYA & CYBERJAYA | Existing | VCBJ/PCE/J22672/MB22674 | 300280388 | CLOSED | 11 kV | RYB | PE 22.67 KWDI 1 F2 |  |  | CBJ22676 |  | INDKOM | INS24 | 2009-10-09 | TX2-1000KVA
378053469 | TNB | DISTRIBUTION | WP PUTRAJAYA & CYBERJAYA | Existing | VCBJ/PCE/J22671/MB22671 | 300280387 | CLOSED | 11 kV | RYB | PE 22.67 KWDI 1 F1 |  |  | CBJ22673 |  | INDKOM | INS24 | 2009-10-09 | TX1-1000KVA
378054248 | TNB | DISTRIBUTION | WP PUTRAJAYA & CYBERJAYA | Existing | VCBJ/PCE/J21151/MB21151 | 300281031 | CLOSED | 11 kV | RYB | PE 21.15 SATELIT TELEKOM CBJ 3 F1 |  |  | CBJ21153 |  | INDKOM | ZZT | 17/07/2002 | TX1-1000KVA
378054271 | TNB | DISTRIBUTION | WP PUTRAJAYA & CYBERJAYA | Existing | VCBJ/PCE/J21152/MB21154 | 300281029 | CLOSED | 11 kV | RYB | PE 21.15 SATELIT TELEKOM CBJ 3 F2 |  |  | CBJ21156 |  | INDKOM | ZZT | 17/07/2002 | TX2-1000KVA
378054406 | TNB | DISTRIBUTION | WP PUTRAJAYA & CYBERJAYA | Existing | VCBJ/PCE/J21101/MB21101 | 300281045 | CLOSED | 11 kV | RYB | PE 21.10 ELITE HIGHWAY NO. 3 |  |  | CBJ21103 |  | INDKOM | ZZT | 2000-10-02 | TX-1000KVA
378054491 | TNB | DISTRIBUTION | WP PUTRAJAYA & CYBERJAYA | Existing | VCBJ/PCE/J21541/MB21541 | 300280656 | CLOSED | 11 kV | RYB | PE 21.54 PS 3 F1 |  |  | CBJ21543 |  | INDKOM | ZZT | 16/06/2005 | TX1-500KVA
378054514 | TNB | DISTRIBUTION | WP PUTRAJAYA & CYBERJAYA | Existing | VCBJ/PCE/J21542/MB21544 | 300280654 | CLOSED | 11 kV | RYB | PE 21.54 PS 3 F2 |  |  | CBJ21546 |  | INDKOM | ZZT | 16/06/2005 | TX2-500KVA
378054664 | TNB | DISTRIBUTION | WP PUTRAJAYA & CYBERJAYA | Existing | VCBJ/PCE/J21401/MB21401 | 300281000 | CLOSED | 11 kV | RYB | PE 21.40 STP 1 |  |  | CBJ21402 |  | INDKOM | ZZT I/D | 15/12/2016 | TX-1000KVA
378054714 | TNB | DISTRIBUTION | WP PUTRAJAYA & CYBERJAYA | Existing | VCBJ/PCE/J23161/MB23161 | 310360664 | CLOSED | 11 kV | RYB | PE 23.16 MASJID CYBERJAYA |  |  | CBJ23164 |  | INDKOM | ZZTT 1/D
378054715 | TNB | DISTRIBUTION | WP PUTRAJAYA & CYBERJAYA | Existing | VCBJ/PCE/J23161/MB23161 | 310360664 | CLOSED | 11 kV | RYB | PE 23.16 MASJID CYBERJAYA |  |  | CBJ23163 |  | INDKOM | ZZTT 1/D
378054880 | TNB | DISTRIBUTION | WP PUTRAJAYA & CYBERJAYA | Existing | VCBJ/PCE/J21572/MB21574 | 300280643 | CLOSED | 11 kV | RYB | PE 21.57 CLUB HOUSE F2 |  |  | CBJ21575 |  | TAMCO | GR1 | 17/11/2007 | TX2-500KVA
378054903 | TNB | DISTRIBUTION | WP PUTRAJAYA & CYBERJAYA | Existing | VCBJ/PCE/J21571/MB21571 | 300280645 | CLOSED | 11 kV | RYB | PE 21.57 CLUB HOUSE F1 |  |  | CBJ21572 |  | TAMCO | GR1 | 17/11/2007 | TX1-500KVA
378055088 | TNB | DISTRIBUTION | WP PUTRAJAYA & CYBERJAYA | Existing | VCBJ/PCE/J21612/MB21615 | 300280627 | CLOSED | 11 kV | RYB | PE 21.61 MPS F2 |  |  | CBJ21617 |  |  | ZZTT | 23/02/2008 | TX3-1000KVA
378055089 | TNB | DISTRIBUTION | WP PUTRAJAYA & CYBERJAYA | Existing | VCBJ/PCE/J21612/MB21615 | 300280627 | CLOSED | 11 kV | RYB | PE 21.61 MPS F2 |  |  | CBJ21618 |  |  | ZZTT | 23/02/2008 | TX4-1000KVA
378055117 | TNB | DISTRIBUTION | WP PUTRAJAYA & CYBERJAYA | Existing | VCBJ/PCE/J21611/MB21611 | 300280629 | CLOSED | 11 kV | RYB | PE 21.61 MPS F1 |  |  | CBJ21613 |  |  | ZZTT | 23/02/2008 | TX1-1000KVA
378055118 | TNB | DISTRIBUTION | WP PUTRAJAYA & CYBERJAYA | Existing | VCBJ/PCE/J21611/MB21611 | 300280629 | CLOSED | 11 kV | RYB | PE 21.61 MPS F1 |  |  | CBJ21614 |  |  | ZZTT | 23/02/2008 | TX2-1000KVA
378055372 | TNB | DISTRIBUTION | WP PUTRAJAYA & CYBERJAYA | Existing | VCBJ/PCE/J21411/MB21411 | 300280998 | CLOSED | 11 kV | RYB | PE 21.41 TMN.CYBER |  |  | CBJ21413 |  | INDKOM | ZZT | 16/01/2003 | TX-500KVA
378055455 | TNB | DISTRIBUTION | WP PUTRAJAYA & CYBERJAYA | Existing | VCBJ/PCE/J00118/MB1 | 310338765 | CLOSED | 11 kV | RYB | PE 25.26 SETIA VILLA 6 |  |  | CBJ25263 |  | INDKOM | INS24 |  | TX-1000KVA
378055555 | TNB | DISTRIBUTION | WP PUTRAJAYA & CYBERJAYA | Existing | VCBJ/PCE/J00117/MB1 | 310338758 | CLOSED | 11 kV | RYB | PE 25.25 SETIA VILLA 5 |  |  | CBJ25253 |  | INDKOM | INS24 |  | TX-1000KVA
378055659 | TNB | DISTRIBUTION | WP PUTRAJAYA & CYBERJAYA | Existing | VCBJ/PCE/J00116/MB1 | 310338754 | CLOSED | 11 kV | RYB | PE 25.24 SETIA VILLA 4 |  |  | CBJ25243 |  | INDKOM | INS24 |  | TX-1000KVA
378055759 | TNB | DISTRIBUTION | WP PUTRAJAYA & CYBERJAYA | Existing | VCBJ/PCE/J00112/MB1 | 310359235 | CLOSED | 11 kV | RYB | PE 25.19 SETIA VILLA 3 |  |  | CBJ25193 |  | INDKOM | ZZTT 1/D |  | TX-1000KVA
378055858 | TNB | DISTRIBUTION | WP PUTRAJAYA & CYBERJAYA | Existing | VCBJ/PCE/J00110/MB1 | 310357944 | CLOSED | 11 kV | RYB | PE 25.18 SETIA VILLA 2 |  |  | CBJ25182 |  | INDKOM | INS24 |  | TX-1000KVA
378055963 | TNB | DISTRIBUTION | WP PUTRAJAYA & CYBERJAYA | Existing | VCBJ/PCE/J00109/MB1 | 310359230 | CLOSED | 11 kV | RYB | PE 25.17 SETIA VILLA 1 |  |  | CBJ25173 |  | INDKOM | INS24 |  | TX-1000KVA
378056059 | TNB | DISTRIBUTION | WP PUTRAJAYA & CYBERJAYA | Existing | VCBJ/PCE/J25221/MB25221 | 310339459 | CLOSED | 11 kV | RYB | PE 25.22 SETIA MARINA 3 |  |  | CBJ25222 |  | SCHNEIDER | NF-21Q |  | TX-1000KVA
378056159 | TNB | DISTRIBUTION | WP PUTRAJAYA & CYBERJAYA | Existing | VCBJ/PCE/J25211/MB25211 | 310339453 | CLOSED | 11 kV | RYB | PE 25.21 SETIA MARINA 2 |  |  | CBJ25212 |  | SCHNEIDER | NE-21Q |  | TX-1000KVA
378056264 | TNB | DISTRIBUTION | WP PUTRAJAYA & CYBERJAYA | Existing | VCBJ/PCE/J25201/MB25201 | 310339447 | CLOSED | 11 kV | RYB | PE 25.20 SETIA MARINA 1 |  |  | CBJ25202 |  | SCHNEIDER |  |  | TX-1000KVA
378056440 | TNB | DISTRIBUTION | WP PUTRAJAYA & CYBERJAYA | Existing | VCBJ/PCE/J23171/MB23171 | 310303841 | CLOSED | 11 kV | RYB | PE 23.17 TEMP SERI MUTIARA |  |  | CBJ23172 |  | TAMCO |  |  | TX-1000KVA
378056663 | TNB | DISTRIBUTION | WP PUTRAJAYA & CYBERJAYA | Existing | VPTJ/PCE/J02081/MB02081 | 300280646 | CLOSED | 11 kV | RYB | PE 2.08 TMN WAWASAN (F1) |  |  | PTJ02084 |  | INDKOM | ZZZT | 25/08/2002
378056803 | TNB | DISTRIBUTION | WP PUTRAJAYA & CYBERJAYA | Existing | VPTJ/PCE/J02082/MB02085 | 300280648 | CLOSED | 11 kV | RYB | PE 2.08 TMN WAWASAN (F2) |  |  | PTJ02088 |  | INDKOM | ZZZT | 25/08/2002
378056910 | TNB | DISTRIBUTION | WP PUTRAJAYA & CYBERJAYA | Existing | VPTJ/PCE/J02071/MB02071 | 300280639 | CLOSED | 11 kV | RYB | PE 2.07 INSIDE PPU 18 (F1) |  |  | PTJ02073 |  | INDKOM | ZZT | 23/09/2002
378057015 | TNB | DISTRIBUTION | WP PUTRAJAYA & CYBERJAYA | Existing | VPTJ/PCE/J02072/MB02074 | 300280642 | CLOSED | 11 kV | RYB | PE 2.07 INSIDE PPU 18 (F2) |  |  | PTJ02076 |  | INDKOM | ZZT | 23/09/2002
378057184 | TNB | DISTRIBUTION | WP PUTRAJAYA & CYBERJAYA | Existing | VPTJ/PCE/J02062/MB02064 | 300280636 | CLOSED | 11 kV | RYB | PE 2.06 PS 15 (F2) |  |  | PTJ02066 |  | INDKOM | ZZT | 2002-06-07
378057290 | TNB | DISTRIBUTION | WP PUTRAJAYA & CYBERJAYA | Existing | VPTJ/PCE/J02291/MB1 | 310308941 | CLOSED | 11 kV | RYB | PE 2.29 TEMP SKYRIDE |  |  | PTJ02292 |  | SCHNEIDER
378057404 | TNB | DISTRIBUTION | WP PUTRAJAYA & CYBERJAYA | Existing | VPTJ/PCE/J18251/MB18251 | 300281240 | CLOSED | 11 kV | RYB | PE 18.25 KOMPLEKS SEK FASA 3 |  |  | PTJ18253 |  | INDKOM | GA 2K 1TS | 27/05/2008
378057505 | TNB | DISTRIBUTION | WP PUTRAJAYA & CYBERJAYA | Existing | VPTJ/PCE/J18171/MB18171 | 300281224 | CLOSED | 11 kV | RYB | PE 18.17 BLOK H 18R12 (F1) |  |  | PTJ18172 |  | TAMCO | GR1 | 2007-01-03
378057601 | TNB | DISTRIBUTION | WP PUTRAJAYA & CYBERJAYA | Existing | VPTJ/PCE/J18172/MB18174 | 300281225 | CLOSED | 11 kV | RYB | PE 18.17 BLOK H 18R12 (F2) |  |  | PTJ18175 |  | TAMCO | GR1 | 2007-01-03
378057767 | TNB | DISTRIBUTION | WP PUTRAJAYA & CYBERJAYA | Existing | VPTJ/PCE/J18161/MB18161 | 300281221 | CLOSED | 11 kV | RYB | PE 18.16 BLOK G 18R12 (F1) |  |  | PTJ18162 |  | TAMCO | GR1 | 2007-01-03
378057863 | TNB | DISTRIBUTION | WP PUTRAJAYA & CYBERJAYA | Existing | VPTJ/PCE/J18162/MB18164 | 300281222 | CLOSED | 11 kV | RYB | PE 18.16 BLOK G 18R12 (F2) |  |  | PTJ18165 |  | TAMCO | GR1 | 2007-01-03
378057969 | TNB | DISTRIBUTION | WP PUTRAJAYA & CYBERJAYA | Existing | VPTJ/PCE/J18151/MB18151 | 300281219 | CLOSED | 11 kV | RYB | PE 18.15 BLOK E&F 18R12 (F1) |  |  | PTJ18152 |  | TAMCO | GR1 | 2007-01-03
378058067 | TNB | DISTRIBUTION | WP PUTRAJAYA & CYBERJAYA | Existing | VPTJ/PCE/J18152/MB18154 | 300281220 | CLOSED | 11 kV | RYB | PE 18.15 BLOK E&F 18R12 (F2) |  |  | PTJ18155 |  | TAMCO | GR1 | 2007-01-03
378058166 | TNB | DISTRIBUTION | WP PUTRAJAYA & CYBERJAYA | Existing | VPTJ/PCE/J18181/MB18181 | 300281226 | CLOSED | 11 kV | RYB | PE 18.18 BLOK C&D 18R12 (F1) |  |  | PTJ18182 |  | TAMCO | GR1 | 2007-01-03
378058260 | TNB | DISTRIBUTION | WP PUTRAJAYA & CYBERJAYA | Existing | VPTJ/PCE/J18182/MB18184 | 300281227 | CLOSED | 11 kV | RYB | PE 18.18 BLOK C&D 18R12 (F2) |  |  | PTJ18185 |  | TAMCO | GR1 | 2007-01-03
378058371 | TNB | DISTRIBUTION | WP PUTRAJAYA & CYBERJAYA | Existing | VPTJ/PCE/J18191/MB18191 | 300281228 | CLOSED | 11 kV | RYB | PE 18.19 BLOK A&B 18R12 (F1) |  |  | PTJ18192 |  | TAMCO | GR1 | 2007-01-03
378058465 | TNB | DISTRIBUTION | WP PUTRAJAYA & CYBERJAYA | Existing | VPTJ/PCE/J18192/MB18194 | 300281229 | CLOSED | 11 kV | RYB | PE 18.19 BLOK A&B 18R12 (F2) |  |  | PTJ18195 |  | TAMCO | GR1 | 2007-01-03
378058570 | TNB | DISTRIBUTION | WP PUTRAJAYA & CYBERJAYA | Existing | VPTJ/PCE/J18241/MB18241 | 300281238 | CLOSED | 11 kV | RYB | PE 18.24 BLOK D 18R13 (F1) |  |  | PTJ18242 |  | TAMCO | GR1 | 2007-01-03
378058664 | TNB | DISTRIBUTION | WP PUTRAJAYA & CYBERJAYA | Existing | VPTJ/PCE/J18242/MB18244 | 300281239 | CLOSED | 11 kV | RYB | PE 18.24 BLOK D 18R13 (F2) |  |  | PTJ18245 |  | TAMCO | GR1 | 2007-01-03
378058770 | TNB | DISTRIBUTION | WP PUTRAJAYA & CYBERJAYA | Existing | VPTJ/PCE/J18231/MB18231 | 300281236 | CLOSED | 11 kV | RYB | PE 18.23 BLOK C 18R13 (F1) |  |  | PTJ18232 |  | TAMCO | GR1 | 2007-01-03
378058864 | TNB | DISTRIBUTION | WP PUTRAJAYA & CYBERJAYA | Existing | VPTJ/PCE/J18232/MB18234 | 300281237 | CLOSED | 11 kV | RYB | PE 18.23 BLOK C 18R13 (F2) |  |  | PTJ18235 |  | TAMCO | GR1 | 2007-01-03
378069722 | TNB | DISTRIBUTION | WP PUTRAJAYA & CYBERJAYA | Existing | VCBJ/PCE/J22761/MB22761 | 300284811 | CLOSED | 11 kV | RYB | PE 22.76 - STP B F1 |  |  | CBJ22763 |  | INDKOM | ZZT | 2010-01-06
378069754 | TNB | DISTRIBUTION | WP PUTRAJAYA & CYBERJAYA | Existing | VCBJ/PCE/J22762/MB22764 | 300284812 | CLOSED | 11 kV | RYB | PE 22.76 - STP B F2 |  |  | CBJ22676 |  | INDKOM | ZZT | 2010-03-06
378069813 | TNB | DISTRIBUTION | WP PUTRAJAYA & CYBERJAYA | Existing | VCBJ/PCE/J22771/MB22771 | 300284815 | CLOSED | 11 kV | RYB | PE 22.77 - PS2-8 F1 |  |  | CBJ22772 |  | TAMCO | GR1-21-0D | 14/07/2010
378069909 | TNB | DISTRIBUTION | WP PUTRAJAYA & CYBERJAYA | Existing | VCBJ/PCE/J22772/MB22774 | 300284816 | CLOSED | 11 kV | RYB | PE 22.77 - PS2-8 F2 |  |  | CBJ22775 |  | TAMCO | GR1-21-0D | 15/07/2010
378070007 | TNB | DISTRIBUTION | WP PUTRAJAYA & CYBERJAYA | Existing | VCBJ/PCE/J22691/MB22691 | 300282014 | CLOSED | 11 kV | RYB | PE 22.69 KRU STUDIO F1 |  |  | CBJ22692 |  | EPE | VRN 2A | 26/01/2010
378070036 | TNB | DISTRIBUTION | WP PUTRAJAYA & CYBERJAYA | Existing | VCBJ/PCE/J24191 |  | CLOSED | 11 kV | RYB | PE 24.19 YAKIN INVEST F1 |  |  | CBJ24193
378070136 | TNB | DISTRIBUTION | WP PUTRAJAYA & CYBERJAYA | Existing | VCBJ/PCE/J22692/MB22694 | 300282015 | CLOSED | 11 kV | RYB | PE 22.69 KRU STUDIO F2 |  |  | CBJ22695 |  | EPE | VRN 2A | 27/01/2010
378070168 | TNB | DISTRIBUTION | WP PUTRAJAYA & CYBERJAYA | Existing | VCBJ/PCE/J24192/MB | 300498023 | CLOSED | 11 kV | RYB | PE 24.19 YAKIN INVEST F2 |  |  | CBJ24196
378070314 | TNB | DISTRIBUTION | WP PUTRAJAYA & CYBERJAYA | Existing | VCBJ/PCE/J22891/MB22891 | 300452960 | CLOSED | 11 kV | RYB | PE 22.89 MYTELEHAUS F1 |  |  | CBJ22893 |  | SCHNEIDER | NE-3I
378070414 | TNB | DISTRIBUTION | WP PUTRAJAYA & CYBERJAYA | Existing | VCBJ/PCE/J22892/MB22894 | 300452961 | CLOSED | 11 kV | RYB | PE 22.89 MYTELEHAUS F2 |  |  | CBJ22896 |  | SCHNEIDER | NE-3I
378070515 | TNB | DISTRIBUTION | WP PUTRAJAYA & CYBERJAYA | Existing | VCBJ/PCE/J22881/MB22881 | 300452937 | CLOSED | 11 kV | RYB | PE 22.88 SKY LEISURE F1 |  |  | CBJ22883 |  | INDKOM | NA
378070617 | TNB | DISTRIBUTION | WP PUTRAJAYA & CYBERJAYA | Existing | VCBJ/PCE/J22882/MB22884 | 300452941 | CLOSED | 11 kV | RYB | PE 22.88 SKY LEISURE F2 |  |  | CBJ22886 |  | INDKOM | NA
378071489 | TNB | DISTRIBUTION | WP PUTRAJAYA & CYBERJAYA | Existing | VCBJ/PCE/J22931/MB 22931 | 310361712 | CLOSED | 11 kV | RYB | PE 22.93 BLOK A TRIENTEL |  |  | CBJ22933 |  | ABB
378071490 | TNB | DISTRIBUTION | WP PUTRAJAYA & CYBERJAYA | Existing | VCBJ/PCE/J22931/MB 22931 | 310361712 | CLOSED | 11 kV | RYB | PE 22.93 BLOK A TRIENTEL |  |  | CBJ22934 |  | ABB
378071657 | TNB | DISTRIBUTION | WP PUTRAJAYA & CYBERJAYA | Existing | VCBJ/PCE/J22951/MB22951 | 300454989 | CLOSED | 11 kV | RYB | PE 22.95 TRIENTEL BLOK C |  |  | CBJ22953 |  | INDKOM | INS24
378071757 | TNB | DISTRIBUTION | WP PUTRAJAYA & CYBERJAYA | Existing | VCBJ/PCE/J22961/MB22961 | 300454997 | CLOSED | 11 kV | RYB | PE 22.96 TRIENTEL BLOK D |  |  | CBJ22963 |  | INDKOM | INS24
378071869 | TNB | DISTRIBUTION | WP PUTRAJAYA & CYBERJAYA | Existing | VCBJ/PCE/J22941/MB22941 | 310361704 | CLOSED | 11 kV | RYB | PE 22.94 TRIENTEL BLOK B |  |  | CBJ22943 |  | ABB
378071870 | TNB | DISTRIBUTION | WP PUTRAJAYA & CYBERJAYA | Existing | VCBJ/PCE/J22941/MB22941 | 310361704 | CLOSED | 11 kV | RYB | PE 22.94 TRIENTEL BLOK B |  |  | CBJ22944 |  | ABB
378072052 | TNB | DISTRIBUTION | WP PUTRAJAYA & CYBERJAYA | Existing | VCBJ/PCE/J21781/MB21781 | 300454995 | CLOSED | 11 kV | RYB | PE 21.78 GARDEN VIEW BLOK C |  |  | CBJ21783 |  | INDKOM | ZZT
378072147 | TNB | DISTRIBUTION | WP PUTRAJAYA & CYBERJAYA | Existing | VCBJ/PCE/J21771/MB21771 | 300454993 | CLOSED | 11 kV | RYB | PE 21.77 GARDEN VIEW BLOK B |  |  | CBJ21772 |  | TAMCO | ID10-004
378072244 | TNB | DISTRIBUTION | WP PUTRAJAYA & CYBERJAYA | Existing | VCBJ/PCE/J21761/MB21761 | 300454991 | CLOSED | 11 kV | RYB | PE 21.76 GARDEN VIEW BLOK A |  |  | CBJ21763 |  | INDKOM | ZZT
378072340 | TNB | DISTRIBUTION | WP PUTRAJAYA & CYBERJAYA | Existing | VCBJ/PCE/J21731/MB21731 | 300284821 | CLOSED | 11 kV | RYB | PE 21.73 - SEK. ANTARABANGSA F1 |  |  | CBJ21735 |  | TAMCO | 1D-10 | 17/07/2010
378072554 | TNB | DISTRIBUTION | WP PUTRAJAYA & CYBERJAYA | Existing | VCBJ/PCE/J21732/MB21734 | 300284822 | CLOSED | 11 kV | RYB | PE 21.73 - SEK. ANTARABANGSA F2 |  |  | CBJ21732 |  | TAMCO | 1D-10 | 18/07/2010
378072670 | TNB | DISTRIBUTION | WP PUTRAJAYA & CYBERJAYA | Existing | VCBJ/PCE/J22111/MB22111 | 300280572 | CLOSED | 11 kV | RYB | PE 22.11 THE STREET MALL F1 |  |  | CBJ22115 |  | INDKOM | ZZT | 18/02/2001
378072765 | TNB | DISTRIBUTION | WP PUTRAJAYA & CYBERJAYA | Existing | VCBJ/PCE/J22112/MB22114 | 300280573 | CLOSED | 11 kV | RYB | PE 22.11 THE STREET MALL F2 |  |  | CBJ22116 |  | INDKOM | ZZT | 18/02/2001
378072862 | TNB | DISTRIBUTION | WP PUTRAJAYA & CYBERJAYA | Existing | VCBJ/PCE/J22411/MB22411 | 300280497 | CLOSED | 11 kV | RYB | PE 22.41 32 UNIT S/LOT BLOK A F1 |  |  | CBJ22413 |  | INDKOM | ZZT | 26/10/2004
378072956 | TNB | DISTRIBUTION | WP PUTRAJAYA & CYBERJAYA | Existing | VCBJ/PCE/J22412/MB22414 | 300280498 | CLOSED | 11 kV | RYB | PE 22.41 32 UNIT S/LOT BLOK A F2 |  |  | CBJ22415 |  | TAMCO | GRI | 26/10/2004
378073332 | TNB | DISTRIBUTION | WP PUTRAJAYA & CYBERJAYA | Existing | VCBJ/PCE/J22421/MB22421 | 300281129 | CLOSED | 11 kV | RYB | PE 22.42 32 UNIT S/LOT BLOK B F1 |  |  | CBJ22423 |  | INDKOM | ZZT | 26/10/2004
378073439 | TNB | DISTRIBUTION | WP PUTRAJAYA & CYBERJAYA | Existing | VCBJ/PCE/J22422/MB22424 | 300281128 | CLOSED | 11 kV | RYB | PE 22.42 32 UNIT S/LOT BLOK B F2 |  |  | CBJ22425 |  | TAMCO | GR1 | 26/10/2004
378073537 | TNB | DISTRIBUTION | WP PUTRAJAYA & CYBERJAYA | Existing | VCBJ/PCE/J22701/MB22701 | 300450874 | CLOSED | 11 kV | RYB | PE 22.70 CBD PERDANA 2A F1 |  |  | CBJ22702 |  | TAMCO | GR1 | 17/09/2011
378073633 | TNB | DISTRIBUTION | WP PUTRAJAYA & CYBERJAYA | Existing | VCBJ/PCE/J22702/MB22704 | 300450876 | CLOSED | 11 kV | RYB | PE 22.70 CBD PERDANA 2A F2 |  |  | CBJ22705 |  | TAMCO | GR1 | 18/09/2011
378073749 | TNB | DISTRIBUTION | WP PUTRAJAYA & CYBERJAYA | Existing | VCBJ/PCE/J22711/MB22711 | 300450890 | CLOSED | 11 kV | RYB | PE 22.71 CBD PERDANA 2B F1 |  |  | CBJ22713 |  |  | ZZTT | 17/09/2011
378073750 | TNB | DISTRIBUTION | WP PUTRAJAYA & CYBERJAYA | Existing | VCBJ/PCE/J22711/MB22711 | 300450890 | CLOSED | 11 kV | RYB | PE 22.71 CBD PERDANA 2B F1 |  |  | CBJ22714 |  |  | ZZTT | 17/09/2011
378112565 | TNB | DISTRIBUTION | WP PUTRAJAYA & CYBERJAYA | Existing | VPTJ/PCE/J08372/MB08374 | 310339451 | CLOSED | 11 kV | RYB | PE 8.37 8R7 (F2) |  |  | PTJ08376 |  | INDKOM
378112659 | TNB | DISTRIBUTION | WP PUTRAJAYA & CYBERJAYA | Existing | VPTJ/PCE/J08371/MB08371 | 310339450 | CLOSED | 11 kV | RYB | PE 8.37 8R7 (F1) |  |  | PTJ08373 |  | INDKOM | ZZTT 1/D
378112761 | TNB | DISTRIBUTION | WP PUTRAJAYA & CYBERJAYA | Existing | VPTJ/PCE/J08211/MB08211 | 300280806 | CLOSED | 11 kV | RYB | PE 8.21 APT B (EFI) (F1) |  |  | PTJ08213 |  | INDKOM | ZZT | 2002-12-11
378112855 | TNB | DISTRIBUTION | WP PUTRAJAYA & CYBERJAYA | Existing | VPTJ/PCE/J08212/MB08214 | 300280807 | CLOSED | 11 kV | RYB | PE 8.21 APT B (EFI) (F2) |  |  | PTJ08216 |  | INDKOM | ZZT | 2002-12-11
378112967 | TNB | DISTRIBUTION | WP PUTRAJAYA & CYBERJAYA | Existing | VPTJ/PCE/J08201/MB08201 | 300280804 | CLOSED | 11 kV | RYB | PE 8.20 APT D (F1) |  |  | PTJ08203 |  | INDKOM | ZZT | 13/11/2002
378113064 | TNB | DISTRIBUTION | WP PUTRAJAYA & CYBERJAYA | Existing | VPTJ/PCE/J08202/MB08204 | 300280805 | CLOSED | 11 kV | RYB | PE 8.20 APT D (F2) |  |  | PTJ08206 |  | INDKOM | ZZT | 13/11/2002
378113163 | TNB | DISTRIBUTION | WP PUTRAJAYA & CYBERJAYA | Existing | VPTJ/PCE/J08191/MB08191 | 300280802 | CLOSED | 11 kV | RYB | PE 8.19 APT A (EFI) (F1) |  |  | PTJ08193 |  | INDKOM | ZZT | 13/11/2002
378113255 | TNB | DISTRIBUTION | WP PUTRAJAYA & CYBERJAYA | Existing | VPTJ/PCE/J08192/MB08194 | 300280803 | CLOSED | 11 kV | RYB | PE 8.19 APT A (EFI) (F2) |  |  | PTJ08196 |  | INDKOM | ZZT | 13/11/2002
378113369 | TNB | DISTRIBUTION | WP PUTRAJAYA & CYBERJAYA | Existing | VPTJ/PCE/J08271/MB08271 | 300284804 | CLOSED | 11 kV | RYB | PE 8.27 APT C5 (F1) |  |  | PTJ08272 |  | TAMCO | 2+1 ID | 18/06/2010
378113463 | TNB | DISTRIBUTION | WP PUTRAJAYA & CYBERJAYA | Existing | VPTJ/PCE/J08272/MB08274 | 300284805 | CLOSED | 11 kV | RYB | PE 8.27 APT C5 (F2) |  |  | PTJ08276 |  | TAMCO | 2+1 OD | 18/06/2010
378113568 | TNB | DISTRIBUTION | WP PUTRAJAYA & CYBERJAYA | Existing | VPTJ/PCE/J08281/MB08281 | 300284800 | CLOSED | 11 kV | RYB | PE 8.28 APT C6 F1 |  |  | PTJ08282 |  | TAMCO | GR1 | 18/06/2010
378113662 | TNB | DISTRIBUTION | WP PUTRAJAYA & CYBERJAYA | Existing | VPTJ/PCE/J08282/MB08284 | 300284801 | CLOSED | 11 kV | RYB | PE 8.28 APT C6 F2 |  |  | PTJ08286 |  | TAMCO | GR1 | 18/06/2010
378113770 | TNB | DISTRIBUTION | WP PUTRAJAYA & CYBERJAYA | Existing | VPTJ/PCE/J08231/MB08231 | 300280808 | CLOSED | 11 kV | RYB | PE 8.23 PS8 (F1) |  |  | PTJ08233 |  | INDKOM | ZZT | 30/07/2002
378113861 | TNB | DISTRIBUTION | WP PUTRAJAYA & CYBERJAYA | Existing | VPTJ/PCE/J08232/MB08234 | 300280809 | CLOSED | 11 kV | RYB | PE 8.23 PS8 (F2) |  |  | PTJ08236 |  | INDKOM | ZZT | 30/07/2002
378113955 | TNB | DISTRIBUTION | WP PUTRAJAYA & CYBERJAYA | Existing | VPTJ/PCE/J07131/MB07131 | 310339468 | CLOSED | 11 kV | RYB | PE 7.13 TEMP SPRM |  |  | PTJ07133 |  | TOSHIBA
378114054 | TNB | DISTRIBUTION | WP PUTRAJAYA & CYBERJAYA | Existing | VPTJ/PCE/J09291/MB09291 | 300280862 | CLOSED | 11 kV | RYB | PE 9.29 BAS DEPOH |  |  | PTJ09292 |  | TAMCO | GR1 | 27/07/2006
378114147 | TNB | DISTRIBUTION | WP PUTRAJAYA & CYBERJAYA | Existing | VPTJ/PCE/J09311/MB09311 | 300280865 | CLOSED | 11 kV | RYB | PE 9.31 RUMAH TERES (EFI) (F1) |  |  | PTJ09313 |  | INDKOM | ZZT | 15/10/2004
378114239 | TNB | DISTRIBUTION | WP PUTRAJAYA & CYBERJAYA | Existing | VPTJ/PCE/J09312/MB09314 | 300280866 | CLOSED | 11 kV | RYB | PE 9.31 RUMAH TERES (EFI) (F2) |  |  | PTJ09316 |  | INDKOM | ZZT | 15/10/2004
378114324 | TNB | DISTRIBUTION | WP PUTRAJAYA & CYBERJAYA | Existing | VPTJ/PCE/J09361/MB09361 | 300280917 | CLOSED | 11 kV | RYB | PE 9.36 SEK MEN FASA 3 (F1) |  |  | PTJ09362 |  | TAMCO | GR1 | 2006-10-11
378114415 | TNB | DISTRIBUTION | WP PUTRAJAYA & CYBERJAYA | Existing | VPTJ/PCE/J09362/MB09364 | 300280918 | CLOSED | 11 kV | RYB | PE 9.36 SEK MEN FASA 3 (F2) |  |  | PTJ09365 |  | TAMCO | GR1 | 2006-10-11
378114506 | TNB | DISTRIBUTION | WP PUTRAJAYA & CYBERJAYA | Existing | VPTJ/PCE/J09301/MB09301 | 300280863 | CLOSED | 11 kV | RYB | PE 9.30 SEK REN FASA 2 (F1) |  |  | PTJ09303 |  | INDKOM | ZZT | 23/06/2004
378114597 | TNB | DISTRIBUTION | WP PUTRAJAYA & CYBERJAYA | Existing | VPTJ/PCE/J09302/MB09304 | 300280864 | CLOSED | 11 kV | RYB | PE 9.30 SEK REN FASA 2 (F2) |  |  | PTJ09306 |  | INDKOM | ZZT | 23/06/2004
378114751 | TNB | DISTRIBUTION | WP PUTRAJAYA & CYBERJAYA | Existing | VPTJ/PCE/J09261/MB09261 | 300280856 | CLOSED | 11 kV | RYB | PE 9.26 FLAT B (F1) |  |  | PTJ09263 |  | INDKOM | ZZT | 2001-08-08
378114774 | TNB | DISTRIBUTION | WP PUTRAJAYA & CYBERJAYA | Existing | VPTJ/PCE/J09262/MB09264 | 300280857 | CLOSED | 11 kV | RYB | PE 9.26 FLAT B (F2) |  |  | PTJ09266 |  | INDKOM | ZZT | 2001-08-08
378114875 | TNB | DISTRIBUTION | WP PUTRAJAYA & CYBERJAYA | Existing | VPTJ/PCE/J09251/MB09251 | 300280854 | CLOSED | 11 kV | RYB | PE 9.25 FLAT A (F1) |  |  | PTJ09253 |  | INDKOM | ZZT | 2001-08-08
378114904 | TNB | DISTRIBUTION | WP PUTRAJAYA & CYBERJAYA | Existing | VPTJ/PCE/J09252/MB09254 | 300280855 | CLOSED | 11 kV | RYB | PE 9.25 FLAT A (F2) |  |  | PTJ09256 |  | INDKOM | ZZT | 2001-08-08
378115119 | TNB | DISTRIBUTION | WP PUTRAJAYA & CYBERJAYA | Existing | VPTJ/PCE/J09241/MB09241 | 300280852 | CLOSED | 11 kV | RYB | PE 9.24 FLAT C (F1) |  |  | PTJ09243 |  | INDKOM | ZZT | 2001-10-10
378115213 | TNB | DISTRIBUTION | WP PUTRAJAYA & CYBERJAYA | Existing | VPTJ/PCE/J09242/MB09244 | 300280853 | CLOSED | 11 kV | RYB | PE 9.24 FLAT C (F2) |  |  | PTJ09246 |  | INDKOM | ZZT | 2001-10-10
378115607 | TNB | DISTRIBUTION | WP PUTRAJAYA & CYBERJAYA | Existing | VPTJ/PCE/J09221/MB09221 | 300280851 | CLOSED | 11 kV | RYB | PE 9.22 PS 2 |  |  | PTJ09223 |  | INDKOM | ZZT | 13/12/1999
378115698 | TNB | DISTRIBUTION | WP PUTRAJAYA & CYBERJAYA | Existing | VPTJ/PCE/J09201/MB09201 | 300280849 | CLOSED | 11 kV | RYB | PE 9.20 P9B1 (EFI) (F1) |  |  | PTJ09203 |  | INDKOM | ZZT | 29/06/2004
378115790 | TNB | DISTRIBUTION | WP PUTRAJAYA & CYBERJAYA | Existing | VPTJ/PCE/J09202/MB09204 | 300280850 | CLOSED | 11 kV | RYB | PE 9.20 P9B1 (EFI) (F2) |  |  | PTJ09206 |  | INDKOM | ZZT | 29/06/2004
378115882 | TNB | DISTRIBUTION | WP PUTRAJAYA & CYBERJAYA | Existing | VPTJ/PCE/J09192/MB09194 | 300280848 | CLOSED | 11 kV | RYB | PE 9.19 P9B1 TERES (F2) |  |  | PTJ09196 |  | INDKOM | ZZT | 2001-06-08
378115973 | TNB | DISTRIBUTION | WP PUTRAJAYA & CYBERJAYA | Existing | VPTJ/PCE/J09191/MB09191 | 300280847 | CLOSED | 11 kV | RYB | PE 9.19 P9B1 TERES (F1) |  |  | PTJ09193 |  | INDKOM | ZZT | 2001-06-08
378116298 | TNB | DISTRIBUTION | WP PUTRAJAYA & CYBERJAYA | Existing | VPTJ/PCE/J09461/MB09461 | 300280935 | CLOSED | 11 kV | RYB | PE 9.46 P'PURI P7 BLOK B3 (EFI) (F1) |  |  | PTJ09463 |  | OMAZABAL | GA 2K 1TS | 23/02/2008
378116390 | TNB | DISTRIBUTION | WP PUTRAJAYA & CYBERJAYA | Existing | VPTJ/PCE/J09462/MB09464 | 300280936 | CLOSED | 11 kV | RYB | PE 9.46 P'PURI P7 BLOK B3 (EFI) (F2) |  |  | PTJ09466 |  | OMAZABAL | GA 2K 1TS | 23/02/2008
378116482 | TNB | DISTRIBUTION | WP PUTRAJAYA & CYBERJAYA | Existing | VPTJ/PCE/J09451/MB09451 | 300280933 | CLOSED | 11 kV | RYB | PE 9.45 P'PURI P7 BLOK B1 (F1) |  |  | PTJ09453 |  | OMAZABAL | GA 2K 1TS | 23/02/2008
378116575 | TNB | DISTRIBUTION | WP PUTRAJAYA & CYBERJAYA | Existing | VPTJ/PCE/J09452/MB09454 | 300280934 | CLOSED | 11 kV | RYB | PE 9.45 P'PURI P7 BLOK B1 (F2) |  |  | PTJ09456 |  | OMAZABAL | GA 2K 1TS | 23/02/2008
378116667 | TNB | DISTRIBUTION | WP PUTRAJAYA & CYBERJAYA | Existing | VPTJ/PCE/J09441/MB09441 | 300280931 | CLOSED | 11 kV | RYB | PE 9.44 P'PURI P7 BLOK A2 (EFI) (F1) |  |  | PTJ09443 |  | OMAZABAL | GA 2K 1TS | 23/02/2008
378116771 | TNB | DISTRIBUTION | WP PUTRAJAYA & CYBERJAYA | Existing | VCBJ/PCE/J25231/MB25231 | 310339464 | CLOSED | 11 kV | RYB | PE 25.23 SALES OFFICE ECOGLADE GALERY |  |  | CBJ25233 |  |  |  |  | TX-1000KVA
378116985 | TNB | DISTRIBUTION | WP PUTRAJAYA & CYBERJAYA | Existing | VCBJ/PCE/J23091/MB 23091 | 310317900 | CLOSED | 11 kV | RYB | PE 23.09 THE PLACE NO 2 |  |  | CBJ23093 |  | INDKOM | INS24 |  | TX1-1000KVA
378116986 | TNB | DISTRIBUTION | WP PUTRAJAYA & CYBERJAYA | Existing | VCBJ/PCE/J23091/MB 23091 | 310317900 | CLOSED | 11 kV | RYB | PE 23.09 THE PLACE NO 2 |  |  | CBJ23094 |  | INDKOM | INS24 |  | TX2-1000KVA
378117196 | TNB | DISTRIBUTION | WP PUTRAJAYA & CYBERJAYA | Existing | VCBJ/PCE/J21981/MB21981 | 300455174 | CLOSED | 11 kV | RYB | PE 21.98 PADAT PETRONAS CYBER 3 |  |  | CBJ21983 |  | INDKOM | ZZTT I/D |  | TX-1000KVA
378117322 | TNB | DISTRIBUTION | WP PUTRAJAYA & CYBERJAYA | Existing | VCBJ/PCE/J21011/MB21011 | 300281087 | CLOSED | 11 kV | RYB | PE 21.01 NTT F1 |  |  | CBJ21014 |  | INDKOM | ZZZ | 17/06/1999 | TX1-1000KVA
378117345 | TNB | DISTRIBUTION | WP PUTRAJAYA & CYBERJAYA | Existing | VCBJ/PCE/J21012/MB21015 | 300281084 | CLOSED | 11 kV | RYB | PE 21.01 NTT F2 |  |  | CBJ21018 |  | INDKOM | ZZZT | 17/06/1999 | TX2-1000KVA
378117579 | TNB | DISTRIBUTION | WP PUTRAJAYA & CYBERJAYA | Existing | VCBJ/PCE/J00107/MB1 | 310426379 | CLOSED | 11 kV | RYB | PE25.16 SETIA RIMBA 4 |  |  | CBJ25163 |  | INDKOM | INS24 |  | TX-1000KVA
378117673 | TNB | DISTRIBUTION | WP PUTRAJAYA & CYBERJAYA | Existing | VCBJ/PCE/J00106/MB1 | 310426376 | CLOSED | 11 kV | RYB | PE25.15 SETIA RIMBA 3 |  |  | CBJ25153 |  | INDKOM | ZZT |  | TX-1000KVA
378117767 | TNB | DISTRIBUTION | WP PUTRAJAYA & CYBERJAYA | Existing | VCBJ/PCE/J00105/MB1 | 310426373 | CLOSED | 11 kV | RYB | PE25.14 SETIA RIMBA 2 |  |  | CBJ25143 |  | INDKOM | ZZTT 1/D |  | TX-1000KVA
378117861 | TNB | DISTRIBUTION | WP PUTRAJAYA & CYBERJAYA | Existing | VCBJ/PCE/J00104/MB1 | 310359115 | CLOSED | 11 kV | RYB | PE 25.13 SETIA RIMBA 1 |  |  | CBJ25133 |  | INDKOM |  |  | TX-1000KVA
378117955 | TNB | DISTRIBUTION | WP PUTRAJAYA & CYBERJAYA | Existing | VCBJ/PCE/J23061/MB23061 | 310360674 | CLOSED | 11 kV | RYB | PE 23.06 TEMP OSK |  |  | CBJ23063 |  | INDKOM | ZZTT 1/D |  | TX-1000KVA
378118157 | TNB | DISTRIBUTION | WP PUTRAJAYA & CYBERJAYA | Existing | VCBJ/PCE/J23191/MB23191 | 310317883 | CLOSED | 11 kV | RYB | PE 23.19 AUTOVILLE NO1 |  |  | CBJ23193 |  | INDKOM | INS24 |  | TX1-1000KVA
378118158 | TNB | DISTRIBUTION | WP PUTRAJAYA & CYBERJAYA | Existing | VCBJ/PCE/J23191/MB23191 | 310317883 | CLOSED | 11 kV | RYB | PE 23.19 AUTOVILLE NO1 |  |  | CBJ23194 |  | INDKOM | INS24 |  | TX2-1000KVA
378118328 | TNB | DISTRIBUTION | WP PUTRAJAYA & CYBERJAYA | Existing | VCBJ/PCE/J23201/MB23201 | 310386516 | CLOSED | 11 kV | RYB | PE 23.20 AUTOVILLE 2 |  |  | CBJ23203 |  | INDKOM | ZZTT1/D |  | TX-1000KVA
378118329 | TNB | DISTRIBUTION | WP PUTRAJAYA & CYBERJAYA | Existing | VCBJ/PCE/J23201/MB23201 | 310386516 | CLOSED | 11 kV | RYB | PE 23.20 AUTOVILLE 2 |  |  | CBJ23204 |  | INDKOM | ZZTT1/D |  | TX2-1000KVA
378130179 | TNB | DISTRIBUTION | WP PUTRAJAYA & CYBERJAYA | Existing | VPTJ/PCE/J18201/MB18201 | 300281230 | CLOSED | 11 kV | RYB | PE 18.20 TMN PANCARONA (F1) |  |  | PTJ18202 |  | TAMCO | GR1 | 17/08/2006
378130273 | TNB | DISTRIBUTION | WP PUTRAJAYA & CYBERJAYA | Existing | VPTJ/PCE/J18202/MB18204 | 300281231 | CLOSED | 11 kV | RYB | PE 18.20 TMN PANCARONA (F2) |  |  | PTJ18205 |  | TAMCO | GR1 | 17/08/2006
378130375 | TNB | DISTRIBUTION | WP PUTRAJAYA & CYBERJAYA | Existing | VPTJ/PCE/J03011/MB03011 | 300280673 | CLOSED | 11 kV | RYB | PE 3.01 3M5 S/LIGHTING |  |  | PTJ03012 |  | MERLIN GERIN | ZZT | 22/08/2003
378130429 | TNB | DISTRIBUTION | WP PUTRAJAYA & CYBERJAYA | Existing | VPTJ/PCE/J04062/MB04064 | 300280676 | CLOSED | 11 kV | RYB | PE 4.06 PADAT S/L (F2) |  |  | PTJ04065 |  | MERLIN GERIN | NA | 22/08/2003
378130535 | TNB | DISTRIBUTION | WP PUTRAJAYA & CYBERJAYA | Existing | VPTJ/PCE/J04061/MB04061 | 300280675 | CLOSED | 11 kV | RYB | PE 4.06 S/LIGHTING (F1) |  |  | PTJ04062 |  | MERLIN GERIN | NA | 22/08/2003
378130683 | TNB | DISTRIBUTION | WP PUTRAJAYA & CYBERJAYA | Existing | VPTJ/PCE/J04101/MB04101 | 300280680 | CLOSED | 11 kV | RYB | PE 4.10 S/LIGHTING |  |  | PTJ04103 |  | INDKOM | ZZT | 22/08/2003
378130712 | TNB | DISTRIBUTION | WP PUTRAJAYA & CYBERJAYA | Existing | VPTJ/PCE/J17021/MB17021 | 300281202 | CLOSED | 11 kV | RYB | PE 17.02 R8B |  |  | PTJ17023 |  | INDKOM | ZZT | 18/01/2005
378130818 | TNB | DISTRIBUTION | WP PUTRAJAYA & CYBERJAYA | Existing | VPTJ/PCE/J19011/MB19011 | 300281248 | CLOSED | 11 kV | RYB | PE 19.01 R8C |  |  | PTJ19013 |  | INDKOM | GA-ZZT | 18/01/2005
378130862 | TNB | DISTRIBUTION | WP PUTRAJAYA & CYBERJAYA | Existing | VPTJ/PCE/J19021/MB19021 | 300281249 | CLOSED | 11 kV | RYB | PE 19.02 JLB 3 |  |  | PTJ19022 |  | MERLIN GERIN | RM6 | 28/08/2007
378130993 | TNB | DISTRIBUTION | WP PUTRAJAYA & CYBERJAYA | Existing | VPTJ/PCE/J18031/MB18031 | 300281209 | CLOSED | 11 kV | RYB | PE 18.03 PS 12 |  |  | PTJ18033 |  | INDKOM | ZZT | 2004-12-01
378131163 | TNB | DISTRIBUTION | WP PUTRAJAYA & CYBERJAYA | Existing | VPTJ/PCE/J18211/MB18211 | 300281232 | CLOSED | 11 kV | RYB | PE 18.21 BLOK A 18R13 (F1) |  |  | PTJ18212 |  | TAMCO | GR1 | 2007-01-03
378131257 | TNB | DISTRIBUTION | WP PUTRAJAYA & CYBERJAYA | Existing | VPTJ/PCE/J18212/MB18214 | 300281233 | CLOSED | 11 kV | RYB | PE 18.21 BLOK A 18R13 (F2) |  |  | PTJ18215 |  | TAMCO | GR1 | 2007-01-03
378131368 | TNB | DISTRIBUTION | WP PUTRAJAYA & CYBERJAYA | Existing | VPTJ/PCE/J02251/MB02251 | 300485089 | CLOSED | 11 kV | RYB | PE 2.25 C/S FORMULA E 1 |  |  | PTJ02253 |  | INDKOM | INS24 | 30/06/2014
378131472 | TNB | DISTRIBUTION | WP PUTRAJAYA & CYBERJAYA | Existing | VPTJ/PCE/J02271/MB02271 | 300485247 | CLOSED | 11 kV | RYB | PE 2.27 C/S FORMULA E 3 |  |  | PTJ02273 |  | INDKOM | SF6
378155508 | TNB | DISTRIBUTION | WP PUTRAJAYA & CYBERJAYA | Existing | VCBJ/PCE/J22712/MB22714 | 300450896 | CLOSED | 11 kV | RYB | PE 22.71 CBD PERDANA 2B F2 |  |  | CBJ22717 |  |  | ZZTT.I/D | 18/09/2011
378155509 | TNB | DISTRIBUTION | WP PUTRAJAYA & CYBERJAYA | Existing | VCBJ/PCE/J22712/MB22714 | 300450896 | CLOSED | 11 kV | RYB | PE 22.71 CBD PERDANA 2B F2 |  |  | CBJ22718 |  |  | ZZTT.I/D | 18/09/2011
378155672 | TNB | DISTRIBUTION | WP PUTRAJAYA & CYBERJAYA | Existing | VCBJ/PCE/J22822/MB22824 | 300450891 | CLOSED | 11 kV | RYB | PE 22.82 CBD PERDANA 2C F2 |  |  | CBJ22826 |  |  | ZZT 1/D | 16/02/2012
378155766 | TNB | DISTRIBUTION | WP PUTRAJAYA & CYBERJAYA | Existing | VCBJ/PCE/J22821/MB22821 | 300450875 | CLOSED | 11 kV | RYB | PE 22.82 CBD PERDANA 2C F1 |  |  | CBJ22823 |  |  | ZZT 1/D | 16/02/2012
378155869 | TNB | DISTRIBUTION | WP PUTRAJAYA & CYBERJAYA | Existing | VCBJ/PCE/J22831/MB22831 | 300454999 | CLOSED | 11 kV | RYB | PE 22.83 CBD PERDANA 2D F1 |  |  | CBJ22833 | INDKOM | INDKOM | INS24
378155963 | TNB | DISTRIBUTION | WP PUTRAJAYA & CYBERJAYA | Existing | VCBJ/PCE/J22832/MB22834 | 300455001 | CLOSED | 11 kV | RYB | PE 22.83 CBD PERDANA 2D F2 |  |  | CBJ22826 |  | INDKOM | INS24
378156489 | TNB | DISTRIBUTION | WP PUTRAJAYA & CYBERJAYA | Existing | VCBJ/PCE/J21651/MB21651 | 300280620 | CLOSED | 11 kV | RYB | PE 21.65 EMERIO F1 |  |  | CBJ21652 |  | TAMCO | ZZT | 24/09/2008
378156583 | TNB | DISTRIBUTION | WP PUTRAJAYA & CYBERJAYA | Existing | VCBJ/PCE/J21652/MB21654 | 300280618 | CLOSED | 11 kV | RYB | PE 21.65 EMERIO F2 |  |  | CBJ21655 |  | TAMCO | GR1 | 24/09/2008
378186660 | TNB | DISTRIBUTION | WP PUTRAJAYA & CYBERJAYA | Existing | VCBJ/PCE/J21261/MB21261 | 300281015 | CLOSED | 11 kV | RYB | PE 21.26 PUSAT KAWAL SELIA F1 |  |  | CBJ21263 |  | INDKOM | ZZT | 17/05/2002 | TX1-1000KVA
378186683 | TNB | DISTRIBUTION | WP PUTRAJAYA & CYBERJAYA | Existing | VCBJ/PCE/J21262/MB21264 | 300281013 | CLOSED | 11 kV | RYB | PE 21.26 PUSAT KAWAL SELIA F2 |  |  | CBJ21266 |  | INDKOM | ZZT | 17/05/2002 | TX2-1000KVA
378187001 | TNB | DISTRIBUTION | WP PUTRAJAYA & CYBERJAYA | Existing | VCBJ/PCE/J21111/MB21111 | 300281043 | CLOSED | 11 kV | RYB | PE 21.11 CENTURY SQUARE 2310 F1 |  |  | CBJ21113 |  | INDKOM | ZZT | 2000-09-03 | TX1-1000KVA
378187024 | TNB | DISTRIBUTION | WP PUTRAJAYA & CYBERJAYA | Existing | VCBJ/PCE/J21112/MB21114 | 300281040 | CLOSED | 11 kV | RYB | PE 21.11 CENTURY SQUARE 2310 F2 |  |  | CBJ21116 |  | INDKOM | ZZT | 2000-09-03 | TX2-1000KVA
378187188 | TNB | DISTRIBUTION | WP PUTRAJAYA & CYBERJAYA | Existing | VCBJ/PCE/J21081/MB21081 | 300281059 | CLOSED | 11 kV | RYB | PE 21.08 CENTURY SQUARE 2300 F1 |  |  | CBJ21083 |  | INDKOM | ZZT | 16/02/2000 | TX1-1000KVA
378187211 | TNB | DISTRIBUTION | WP PUTRAJAYA & CYBERJAYA | Existing | VCBJ/PCE/J21082/MB21084 | 300281058 | CLOSED | 11 kV | RYB | PE 21.08 CENTURY SQUARE 2300 F2 |  |  | CBJ21086 |  | INDKOM | ZZT | 16/02/2000 | TX2-1000KVA
378187423 | TNB | DISTRIBUTION | WP PUTRAJAYA & CYBERJAYA | Existing | VCBJ/PCE/J22901/MB22901 | 300454643 | CLOSED | 11 kV | RYB | PE 22.90 SHAFBURY APT BLOK B |  |  | CBJ22903 |  | INDKOM | INS24 |  | TX-1000KVA
378187519 | TNB | DISTRIBUTION | WP PUTRAJAYA & CYBERJAYA | Existing | VCBJ/PCE/J22851/MB22851 | 300454905 | CLOSED | 11 kV | RYB | SS 22.85 SHAFTBURY CHILLER PLANT F1 |  |  | CBJ22853 |  | INDKOM | INS24 |  | TX1-1000KVA
378187613 | TNB | DISTRIBUTION | WP PUTRAJAYA & CYBERJAYA | Existing | VCBJ/PCE/J22852/MB22851 | 300454908 | CLOSED | 11 kV | RYB | SS 22.85 SHAFTBURY CHILLER PLANT F2 |  |  | CBJ22856 |  | INDKOM | INS24 |  | TX2-1000KVA
378187764 | TNB | DISTRIBUTION | WP PUTRAJAYA & CYBERJAYA | Existing | VCBJ/PCE/J22981/MB22981 | 300454646 | CLOSED | 11 kV | RYB | PE 22.98 SHAFBURY APT A |  |  | CBJ22983 |  | INDKOM | INS24 |  | TX-1000KVA
378187994 | TNB | DISTRIBUTION | WP PUTRAJAYA & CYBERJAYA | Existing | VCBJ/PCE/J00344/MB1 | 300512196 | CLOSED | 11 kV | RYB | PE 24.31 CRISTAL TERES |  |  | CBJ24313 |  | EPE | N/A |  | TX-1000KVA
378188101 | TNB | DISTRIBUTION | WP PUTRAJAYA & CYBERJAYA | Existing | VCBJ/PCE/J00343/MB1 | 300520966 | CLOSED | 11 kV | RYB | PE 24.30 CRYSTAL BLOK B |  |  | CBJ24304 |  | EPE | 8DJH |  | TX2-500KVA
378188102 | TNB | DISTRIBUTION | WP PUTRAJAYA & CYBERJAYA | Existing | VCBJ/PCE/J00343/MB1 | 300520966 | CLOSED | 11 kV | RYB | PE 24.30 CRYSTAL BLOK B |  |  | CBJ24302 |  | EPE | 8DJH |  | TX1-1000KVA
378188272 | TNB | DISTRIBUTION | WP PUTRAJAYA & CYBERJAYA | Existing | VCBJ/PCE/J00342/MB1 | 300511721 | CLOSED | 11 kV | RYB | PE 24.29 CRYSTAL BLOK A |  |  | CBJ24291 |  | SIEMENS | N/A |  | TX1-1000KVA
378188273 | TNB | DISTRIBUTION | WP PUTRAJAYA & CYBERJAYA | Existing | VCBJ/PCE/J00342/MB1 | 300511721 | CLOSED | 11 kV | RYB | PE 24.29 CRYSTAL BLOK A |  |  | CBJ24294 |  | SIEMENS | N/A |  | TX2-500KVA
378188460 | TNB | DISTRIBUTION | WP PUTRAJAYA & CYBERJAYA | Existing | VCBJ/PCE/J22341/MB22341 | 300280505 | CLOSED | 11 kV | RYB | PE 22.34 STREET MALL 2 F1 |  |  | CBJ22343 |  | INDKOM | ZZT | 17/05/2004 | TX1-1000KVA
378188483 | TNB | DISTRIBUTION | WP PUTRAJAYA & CYBERJAYA | Existing | VCBJ/PCE/J22342/MB22344 | 300280508 | CLOSED | 11 kV | RYB | PE 22.34 STREET MALL 2 F2 |  |  | CBJ22346 |  | INDKOM | ZZT | 17/05/2004 | TX2-1000KVA
378188648 | TNB | DISTRIBUTION | WP PUTRAJAYA & CYBERJAYA | Existing | VCBJ/PCE/J22621/MB22621 | 300280391 | CLOSED | 11 kV | RYB | PE 22.62 8 BLOK KEDAI PEJ 2B F1 |  |  | CBJ22622 |  | TAMCO | GR1 | 29/04/2009 | TX1-1000KVA
378188671 | TNB | DISTRIBUTION | WP PUTRAJAYA & CYBERJAYA | Existing | VCBJ/PCE/J22622/MB22624 | 300280392 | CLOSED | 11 kV | RYB | PE 22.62 8 BLOK KEDAI PEJ 2B F2 |  |  | CBJ22625 |  | TAMCO | GR1 | 29/04/2009 | TX2-1000KVA
378189042 | TNB | DISTRIBUTION | WP PUTRAJAYA & CYBERJAYA | Existing | VCBJ/PCE/J22861/MB22861 | 300454739 | CLOSED | 11 kV | RYB | PE 22.86 NEO CYBER BLOK D |  |  | CBJ22863 |  | INDKOM | ZZTT |  | TX-1000KVA
378189132 | TNB | DISTRIBUTION | WP PUTRAJAYA & CYBERJAYA | Existing | VCBJ/PCE/J22611/MB22611 | 300280393 | CLOSED | 11 kV | RYB | PE 22.61 8 BLOK KEDAI PEJ 2A F1 |  |  | CBJ22612 |  | TAMCO | GR1 | 29/04/2009 | TX1-1000KVA
378189155 | TNB | DISTRIBUTION | WP PUTRAJAYA & CYBERJAYA | Existing | VCBJ/PCE/J22612/MB22614 | 300280394 | CLOSED | 11 kV | RYB | PE 22.61 8 BLOK KEDAI PEJ 2A F2 |  |  | CBJ22615 |  | TAMCO | GR1 | 29/04/2009 | TX2-1000KVA
378189369 | TNB | DISTRIBUTION | WP PUTRAJAYA & CYBERJAYA | Existing | VCBJ/PCE/J22521/MB22521 | 300280458 | CLOSED | 11 kV | RYB | PE 22.52 58 UNITS SHOP LOT F1 |  |  | CBJ22523 |  | INDKOM | GA 2K 2TS | 2008-03-01 | TX1-1000KVA
378189370 | TNB | DISTRIBUTION | WP PUTRAJAYA & CYBERJAYA | Existing | VCBJ/PCE/J22521/MB22521 | 300280458 | CLOSED | 11 kV | RYB | PE 22.52 58 UNITS SHOP LOT F1 |  |  | CBJ22524 |  | INDKOM | GA 2K 2TS | 2008-03-01 | TX2-1000KVA
378189398 | TNB | DISTRIBUTION | WP PUTRAJAYA & CYBERJAYA | Existing | VCBJ/PCE/J22522/MB22524 | 300280460 | CLOSED | 11 kV | RYB | PE 22.52 58 UNITS SHOP LOT F2 |  |  | CBJ22527 |  | INDKOM | GA 2K 2TS | 2008-03-01 | TX3-1000KVA
378189399 | TNB | DISTRIBUTION | WP PUTRAJAYA & CYBERJAYA | Existing | VCBJ/PCE/J22522/MB22524 | 300280460 | CLOSED | 11 kV | RYB | PE 22.52 58 UNITS SHOP LOT F2 |  |  | CBJ22528 |  | INDKOM | GA 2K 2TS | 2008-03-01 | TX4-1000KVA
378189696 | TNB | DISTRIBUTION | WP PUTRAJAYA & CYBERJAYA | Existing | VCBJ/PCE/J22801/MB22801 | 300452908 | CLOSED | 11 kV | RYB | PE 22.80 APT NEO CYBER BLOK A |  |  | CBJ22803 |  | TAMCO | ZZTT |  | TX1-1000KVA
378189697 | TNB | DISTRIBUTION | WP PUTRAJAYA & CYBERJAYA | Existing | VCBJ/PCE/J22801/MB22801 | 300452908 | CLOSED | 11 kV | RYB | PE 22.80 APT NEO CYBER BLOK A |  |  | CBJ22804 |  | TAMCO | ZZTT |  | TX2-1000KVA
378202799 | TNB | DISTRIBUTION | WP PUTRAJAYA & CYBERJAYA | Existing | VPTJ/PCE/J18141/MB18141 | 300281217 | CLOSED | 11 kV | RYB | PE 18.14 BLOK D&E (F1) |  |  | PTJ18142 |  | TAMCO | GR1 | 22/02/2007
378202824 | TNB | DISTRIBUTION | WP PUTRAJAYA & CYBERJAYA | Existing | VPTJ/PCE/J18142/MB18144 | 300281218 | CLOSED | 11 kV | RYB | PE 18.14 BLOK D&E (F2) |  |  | PTJ18145 |  | TAMCO | GR1 | 22/02/2007
378202963 | TNB | DISTRIBUTION | WP PUTRAJAYA & CYBERJAYA | Existing | VPTJ/PCE/J18131/MB18131 | 300281215 | CLOSED | 11 kV | RYB | PE 18.13 BLOK F (F1) |  |  | PTJ18132 |  | TAMCO | GR1 | 22/02/2007
378203064 | TNB | DISTRIBUTION | WP PUTRAJAYA & CYBERJAYA | Existing | VPTJ/PCE/J18132/MB18134 | 300281216 | CLOSED | 11 kV | RYB | PE 18.13 BLOK F (F2) |  |  | PTJ18135 |  | TAMCO | ZZT | 22/02/2007
378203342 | TNB | DISTRIBUTION | WP PUTRAJAYA & CYBERJAYA | Existing | VPTJ/PCE/J18111/MB18111 | 300281213 | CLOSED | 11 kV | RYB | E 18.11 BLOK B&C (F1) |  |  | PTJ18112 |  | TAMCO | ZZT | 22/02/2007
378203438 | TNB | DISTRIBUTION | WP PUTRAJAYA & CYBERJAYA | Existing | VPTJ/PCE/J18112/MB18114 | 300281214 | CLOSED | 11 kV | RYB | PE 18.11 BLOK B&C (F2) |  |  | PTJ18115 |  | TAMCO | ZZT | 22/02/2007
378203580 | TNB | DISTRIBUTION | WP PUTRAJAYA & CYBERJAYA | Existing | VPTJ/PCE/J18101/MB18101 | 300281212 | CLOSED | 11 kV | RYB | PE 18.10 PADAT SL |  |  | PTJ18102 |  | MERLIN GERIN | RM6 | 2005-11-04
378203700 | TNB | DISTRIBUTION | WP PUTRAJAYA & CYBERJAYA | Existing | VPTJ/PCE/J18041/MB18041 | 300281210 | CLOSED | 11 kV | RYB | PE 18.04 PERUMAHAN 18R7 |  |  | PTJ18042 |  | MERLIN GERIN | RM6 | 2007-03-03
378203806 | TNB | DISTRIBUTION | WP PUTRAJAYA & CYBERJAYA | Existing | VPTJ/PCE/J18051/MB18051 | 300454891 | CLOSED | 11 kV | RYB | PE 18.05 PERUMAHAN 18R5 Fasa 2(F1) |  |  | PTJ18052 |  | SCHNEIDER | RM 6
378203914 | TNB | DISTRIBUTION | WP PUTRAJAYA & CYBERJAYA | Existing | VPTJ/PCE/J18052/MB18501 | 300454894 | CLOSED | 11 kV | RYB | PE 18.05 PERUMAHAN 18R5 Fasa 2(F2) |  |  | PTJ18055 |  | SCHNEIDER | RM 6
378204021 | TNB | DISTRIBUTION | WP PUTRAJAYA & CYBERJAYA | Existing | VPTJ/PCE/J18281/MB18281 | 300452921 | CLOSED | 11 kV | RYB | PE 18.28 SEK KEB (2) (F1) |  |  | PTJ18282 |  | TAMCO | GR1
378204115 | TNB | DISTRIBUTION | WP PUTRAJAYA & CYBERJAYA | Existing | VPTJ/PCE/J18282/MB18281 | 300452924 | CLOSED | 11 kV | RYB | PE 18.28 SEK KEB (2) (F2) |  |  | PTJ18285 |  | TAMCO | GR1
378204228 | TNB | DISTRIBUTION | WP PUTRAJAYA & CYBERJAYA | Existing | VPTJ/PCE/J18062/MB18064 | 300288499 | CLOSED | 11 kV | RYB | PE 18.06 18R5 (F2) |  |  | PTJ18065 |  | SCHNEIDER | NE-2iQ | 22/12/2010
378204332 | TNB | DISTRIBUTION | WP PUTRAJAYA & CYBERJAYA | Existing | VPTJ/PCE/J18061/MB18061 | 300288496 | CLOSED | 11 kV | RYB | PE 18.06 18R5 (F1) |  |  | PTJ18062 |  | SCHNEIDER | NE-2iQ | 15/12/2010
378204473 | TNB | DISTRIBUTION | WP PUTRAJAYA & CYBERJAYA | Existing | VPTJ/PCE/J18261/MB18261 | 300281244 | CLOSED | 11 kV | RYB | PE 18.26 APT. 18R4 (F1) |  |  | PTJ18264 |  | OMAZABAL | GA 2K 2TS | 17/06/2008
378204474 | TNB | DISTRIBUTION | WP PUTRAJAYA & CYBERJAYA | Existing | VPTJ/PCE/J18261/MB18261 | 300281244 | CLOSED | 11 kV | RYB | PE 18.26 APT. 18R4 (F1) |  |  | PTJ18263 |  | OMAZABAL | GA 2K 2TS | 17/06/2008
378204862 | TNB | DISTRIBUTION | WP PUTRAJAYA & CYBERJAYA | Existing | VPTJ/PCE/J18091/MB18091 | 300281211 | CLOSED | 11 kV | RYB | PE 18.09 PADAT SL |  |  | PTJ18092 |  | MERLIN GERIN | RM | 2005-11-04
378204988 | TNB | DISTRIBUTION | WP PUTRAJAYA & CYBERJAYA | Existing | VPTJ/PCE/J18262/MB18264 | 300281247 | CLOSED | 11 kV | RYB | PE 18.26 APT. 18R4 (F2) |  |  | PTJ18268 |  | OMAZABAL | GA 2K 2TS | 17/06/2008
378204989 | TNB | DISTRIBUTION | WP PUTRAJAYA & CYBERJAYA | Existing | VPTJ/PCE/J18262/MB18264 | 300281247 | CLOSED | 11 kV | RYB | PE 18.26 APT. 18R4 (F2) |  |  | PTJ18267 |  | OMAZABAL | GA 2K 2TS | 17/06/2008
378205154 | TNB | DISTRIBUTION | WP PUTRAJAYA & CYBERJAYA | Existing | VPTJ/PCE/J18271/MB18271 | 300452910 | CLOSED | 11 kV | RYB | PE 18.27 KLINIK KESIHATAN (F1) |  |  | PTJ18273 |  | INDKOM | ZZT-I/D
378205248 | TNB | DISTRIBUTION | WP PUTRAJAYA & CYBERJAYA | Existing | VPTJ/PCE/J18272/MB18271 | 300452918 | CLOSED | 11 kV | RYB | PE 18.27 KLINIK KESIHATAN (F2) |  |  | PTJ18276 |  | INDKOM | ZZT-I/D
378205353 | TNB | DISTRIBUTION | WP PUTRAJAYA & CYBERJAYA | Existing | VPTJ/PCE/J18081/MB18081 | 300454881 | CLOSED | 11 kV | RYB | PE 18.08 18R1 (F1) |  |  | PTJ18082 |  | SCHNEIDER | ZZT
378205457 | TNB | DISTRIBUTION | WP PUTRAJAYA & CYBERJAYA | Existing | VPTJ/PCE/J18082/MB18084 | 300454883 | CLOSED | 11 kV | RYB | PE 18.08 18R1 (F2) |  |  | PTJ18086 |  | INDKOM | ZZT
378205568 | TNB | DISTRIBUTION | WP PUTRAJAYA & CYBERJAYA | Existing | VPTJ/PCE/J18221/MB18221 | 300281234 | CLOSED | 11 kV | RYB | PE 18.22 BLOK B 18R13 (F1) |  |  | PTJ18222 |  | TAMCO | GR1 | 2007-01-03
378205666 | TNB | DISTRIBUTION | WP PUTRAJAYA & CYBERJAYA | Existing | VPTJ/PCE/J18222/MB18224 | 300281235 | CLOSED | 11 kV | RYB | PE 18.22 BLOK B 18R13 (F2) |  |  | PTJ18225 |  | TAMCO | GR1 | 2007-01-03
378211229 | TNB | DISTRIBUTION | WP PUTRAJAYA & CYBERJAYA | Existing | VPTJ/PCE/J09442/MB09444 | 300280932 | CLOSED | 11 kV | RYB | PE 9.44 P'PURI P7 BLOK A2 (EFI) (F2) |  |  | PTJ09446 |  | OMAZABAL | GA 2K 1TS | 23/02/2008
378211326 | TNB | DISTRIBUTION | WP PUTRAJAYA & CYBERJAYA | Existing | VPTJ/PCE/J09431/MB09431 | 300280929 | CLOSED | 11 kV | RYB | PE 9.43 P'PURI P7 BLOK A1 (F1) |  |  | PTJ09433 |  | OMAZABAL | GA 2K 1TS | 23/02/2008
378211416 | TNB | DISTRIBUTION | WP PUTRAJAYA & CYBERJAYA | Existing | VPTJ/PCE/J09432/MB09434 | 300280930 | CLOSED | 11 kV | RYB | PE 9.43 P'PURI P7 BLOK A1 (F2) |  |  | PTJ09436 |  | OMAZABAL | GA 2K 1TS | 23/02/2008
378211507 | TNB | DISTRIBUTION | WP PUTRAJAYA & CYBERJAYA | Existing | VPTJ/PCE/J09351/MB09351 | 300280915 | CLOSED | 11 kV | RYB | PE 9.35 P'PURI BLOK A1 (EFI) (F1) |  |  | PTJ09353 |  | INDKOM | ZZT | 24/08/2005
378211599 | TNB | DISTRIBUTION | WP PUTRAJAYA & CYBERJAYA | Existing | VPTJ/PCE/J09352/MB09354 | 300280916 | CLOSED | 11 kV | RYB | PE 9.35 P'PURI BLOK A1 (EFI) (F2) |  |  | PTJ09356 |  | INDKOM | ZZT | 24/08/2005
378211694 | TNB | DISTRIBUTION | WP PUTRAJAYA & CYBERJAYA | Existing | VPTJ/PCE/J09341/MB09341 | 300280871 | CLOSED | 11 kV | RYB | PE 9.34 P'PURI BLOK A3 (F1) |  |  | PTJ09343 |  | INDKOM | ZZT | 24/08/2005
378211786 | TNB | DISTRIBUTION | WP PUTRAJAYA & CYBERJAYA | Existing | VPTJ/PCE/J09342/MB09344 | 300280872 | CLOSED | 11 kV | RYB | PE 9.34 P'PURI BLOK A3 (F2) |  |  | PTJ09346 |  | INDKOM | ZZT | 24/08/2005
378211882 | TNB | DISTRIBUTION | WP PUTRAJAYA & CYBERJAYA | Existing | VPTJ/PCE/J09331/MB09331 | 300280869 | CLOSED | 11 kV | RYB | PE 9.33 P'PURI BLOK B1 (EFI) (F1) |  |  | PTJ09333 |  | INDKOM | ZZT | 24/08/2005
378211974 | TNB | DISTRIBUTION | WP PUTRAJAYA & CYBERJAYA | Existing | VPTJ/PCE/J09332/MB09334 | 300280870 | CLOSED | 11 kV | RYB | PE 9.33 P'PURI BLOK B1 (EFI) (F2) |  |  | PTJ09336 |  | INDKOM | ZZT | 24/08/2005
378212067 | TNB | DISTRIBUTION | WP PUTRAJAYA & CYBERJAYA | Existing | VPTJ/PCE/J09321/MB09321 | 300280867 | CLOSED | 11 kV | RYB | PE 9.32 P'PURI BLOK B3 (F1) |  |  | PTJ09322 |  | TAMCO | GR1 | 24/08/2005
378212111 | TNB | DISTRIBUTION | WP PUTRAJAYA & CYBERJAYA | Existing | VPTJ/PCE/J09322/MB09324 | 300280868 | CLOSED | 11 kV | RYB | PE 9.32 P'PURI BLOK B3 (F2) |  |  | PTJ09326 |  | INDKOM | ZZT | 24/08/2005
378212197 | TNB | DISTRIBUTION | WP PUTRAJAYA & CYBERJAYA | Existing | VPTJ/PCE/J09371/MB09371 | 300280919 | CLOSED | 11 kV | RYB | PE 9.37 P'PURI BLOK A1 (EFI) (F1) |  |  | PTJ09372 |  | TAMCO | GR1 | 22/07/2007
378212350 | TNB | DISTRIBUTION | WP PUTRAJAYA & CYBERJAYA | Existing | VPTJ/PCE/J09372/MB09374 | 300280920 | CLOSED | 11 kV | RYB | PE 9.37 P'PURI BLOK A1 (EFI) (F2) |  |  | PTJ09375 |  | TAMCO | GR1 | 22/07/2007
378212379 | TNB | DISTRIBUTION | WP PUTRAJAYA & CYBERJAYA | Existing | VPTJ/PCE/J09381/MB09381 | 300280921 | CLOSED | 11 kV | RYB | PE 9.38 P'PURI BLOK A3 (F1) |  |  | PTJ09382 |  | TAMCO | GR1 | 22/07/2007
378212410 | TNB | DISTRIBUTION | WP PUTRAJAYA & CYBERJAYA | Existing | VPTJ/PCE/J09382/MB09384 | 300280922 | CLOSED | 11 kV | RYB | PE 9.38 P'PURI BLOK A3 (F2) |  |  | PTJ09385 |  | TAMCO | GR1 | 22/07/2007
378212565 | TNB | DISTRIBUTION | WP PUTRAJAYA & CYBERJAYA | Existing | VPTJ/PCE/J09392/MB09394 | 300280924 | CLOSED | 11 kV | RYB | PE 9.39 P'PURI BLOK B3 (EFI) (F2) |  |  | PTJ09395 |  | TAMCO | GR1 | 22/07/2007
378212588 | TNB | DISTRIBUTION | WP PUTRAJAYA & CYBERJAYA | Existing | VPTJ/PCE/J09391/MB09391 | 300280923 | CLOSED | 11 kV | RYB | PE 9.39 P'PURI BLOK B3 (EFI) (F1) |  |  | PTJ09392 |  | TAMCO | GR1 | 22/07/2007
378213008 | TNB | DISTRIBUTION | WP PUTRAJAYA & CYBERJAYA | Existing | VPTJ/PCE/J09411/MB09411 | 300280925 | CLOSED | 11 kV | RYB | PE 9.41 P'PURI BLOK E3 (F1) |  |  | PTJ09412 |  | TAMCO | GR1 | 22/07/2007
378213105 | TNB | DISTRIBUTION | WP PUTRAJAYA & CYBERJAYA | Existing | VPTJ/PCE/J09412/MB09414 | 300280926 | CLOSED | 11 kV | RYB | PE 9.41 P'PURI BLOK E3 (F2) |  |  | PTJ09415 |  | TAMCO | GR1 | 22/07/2007
378213200 | TNB | DISTRIBUTION | WP PUTRAJAYA & CYBERJAYA | Existing | VPTJ/PCE/J09421/MB09421 | 300280927 | CLOSED | 11 kV | RYB | PE 9.42 P'PURI BLOK E1 (EFI) (F1) |  |  | PTJ09422 |  | TAMCO | GR1 | 22/07/2007
378213290 | TNB | DISTRIBUTION | WP PUTRAJAYA & CYBERJAYA | Existing | VPTJ/PCE/J09422/MB09424 | 300280928 | CLOSED | 11 kV | RYB | PE 9.42 P'PURI BLOK E1 (EFI) (F2) |  |  | PTJ09425 |  | TAMCO | GR1 | 22/07/2007
378213381 | TNB | DISTRIBUTION | WP PUTRAJAYA & CYBERJAYA | Existing | VPTJ/PCE/J09481/MB09481 | 300280939 | CLOSED | 11 kV | RYB | PE 9.48 P'PURI BLOK C&D (EFI) (F1) |  |  | PTJ09482 |  | TAMCO | GR1 | 31/10/2007
378213474 | TNB | DISTRIBUTION | WP PUTRAJAYA & CYBERJAYA | Existing | VPTJ/PCE/J09482/MB09484 | 300280940 | CLOSED | 11 kV | RYB | PE 9.48 P'PURI BLOK C&D (EFI) (F2) |  |  | PTJ09485 |  | TAMCO | GR1 | 31/10/2007
378213565 | TNB | DISTRIBUTION | WP PUTRAJAYA & CYBERJAYA | Existing | VPTJ/PCE/J09471/MB09471 | 300280937 | CLOSED | 11 kV | RYB | PE 9.47 P'PURI BLOK A&B (F1) |  |  | PTJ09472 |  | TAMCO | GR1 | 31/10/2007
378213650 | TNB | DISTRIBUTION | WP PUTRAJAYA & CYBERJAYA | Existing | VPTJ/PCE/J09472/MB09474 | 300280938 | CLOSED | 11 kV | RYB | PE 9.47 P'PURI BLOK A&B (F2) |  |  | PTJ09475 |  | TAMCO | GR1 | 31/10/2007
378213749 | TNB | DISTRIBUTION | WP PUTRAJAYA & CYBERJAYA | Existing | VPTJ/PCE/J09141/MB09141 | 300280835 | CLOSED | 11 kV | RYB | PE 9.14 K.KEJIRANAN (F1) |  |  | PTJ09143 |  | INDKOM | ZZT | 19/11/2002
378213841 | TNB | DISTRIBUTION | WP PUTRAJAYA & CYBERJAYA | Existing | VPTJ/PCE/J09142/MB09144 | 300280836 | CLOSED | 11 kV | RYB | PE 9.14 K.KEJIRANAN (F2) |  |  | PTJ09146 |  | INDKOM | ZZT | 19/11/2002
378213936 | TNB | DISTRIBUTION | WP PUTRAJAYA & CYBERJAYA | Existing | VPTJ/PCE/J10132/MB10134 | 300280959 | CLOSED | 11 kV | RYB | PE 10.13 PUSPANITA (F2) |  |  | PTJ10136 |  | INDKOM | ZZT | 21/10/2004
378213959 | TNB | DISTRIBUTION | WP PUTRAJAYA & CYBERJAYA | Existing | VPTJ/PCE/J10131/MB10131 | 300280958 | CLOSED | 11 kV | RYB | PE 10.13 PUSPANITA (F1) |  |  | PTJ10133 |  | INDKOM | ZZT | 21/10/2004
378214122 | TNB | DISTRIBUTION | WP PUTRAJAYA & CYBERJAYA | Existing | VPTJ/PCE/J02041/MB02041 | 300280626 | CLOSED | 11 kV | RYB | PE 2.04 W.F PROMENADE (F1) |  |  | PTJ02042 |  | INDKOM | ZZZT | 30/01/2003
378214214 | TNB | DISTRIBUTION | WP PUTRAJAYA & CYBERJAYA | Existing | VPTJ/PCE/J02042/MB02045 | 300280628 | CLOSED | 11 kV | RYB | PE 2.04 W.F PROMENADE (F2) |  |  | PTJ02044 |  | INDKOM | ZZT | 30/01/2003
378214308 | TNB | DISTRIBUTION | WP PUTRAJAYA & CYBERJAYA | Existing | VPTJ/PCE/J02051/MB02051 | 300280630 | CLOSED | 11 kV | RYB | PE 2.05 PADAT CUT |  |  | PTJ02053 |  | INDKOM | ZZT | 22/08/2002
378214398 | TNB | DISTRIBUTION | WP PUTRAJAYA & CYBERJAYA | Existing | VPTJ/PCE/J02261/MB02261 | 300485137 | CLOSED | 11 kV | RYB | PE 2.26 C/S FORMULA E 2 |  |  | PTJ02263 |  | INDKOM | SF6 | 2014-08-04
378214509 | TNB | DISTRIBUTION | WP PUTRAJAYA & CYBERJAYA | Existing | VPTJ/PCE/J02241/MB02241 | 310303856 | CLOSED | 11 kV | RYB | PE 2.24 TEMP 2C5 |  |  | PTJ02243 |  | INDKOM
378214618 | TNB | DISTRIBUTION | WP PUTRAJAYA & CYBERJAYA | Existing | VPTJ/PCE/J02281/MB02281 | 300485554 | CLOSED | 11 kV | RYB | PE 2.28 C/S FORMULA E 4 |  |  | PTJ02273 |  | INDKOM | SF6
378219885 | TNB | DISTRIBUTION | WP PUTRAJAYA & CYBERJAYA | Existing | VPTJ/PCE/J15071/MB15071 | 300281151 | CLOSED | 11 kV | RYB | PE 15.07 BLOK D3 (EFI) (F1) |  |  | PTJ15072 |  | TAMCO | ZZT | 18/02/2006
378219908 | TNB | DISTRIBUTION | WP PUTRAJAYA & CYBERJAYA | Existing | VPTJ/PCE/J15072/MB15074 | 300281152 | CLOSED | 11 kV | RYB | PE 15.07 BLOK D3 (EFI) (F2) |  |  | PTJ15075 |  | TAMCO | ZZT | 18/02/2006
378219937 | TNB | DISTRIBUTION | WP PUTRAJAYA & CYBERJAYA | Existing | VPTJ/PCE/J15331/MM15331 | 300453012 | CLOSED | 11 kV | RYB | PE 15.33 PDT KEDIAMAN KEDUTAAN IRAQ (F1) |  |  | PTJ15332 |  | SCHNEIDER | NE-2iQ
378220041 | TNB | DISTRIBUTION | WP PUTRAJAYA & CYBERJAYA | Existing | VPTJ/PCE/J15332/MB15334 | 310338860 | CLOSED | 11 kV | RYB | PE 15.33 PDT KEDIAMAN KEDUTAAN IRAQ (F2) |  |  | PTJ15336 |  | INDKOM | ZZT
378220152 | TNB | DISTRIBUTION | WP PUTRAJAYA & CYBERJAYA | Existing | VPTJ/PCE/J15051/MB15051 | 300281147 | CLOSED | 11 kV | RYB | PE 15.05 BLOK D2 (1) (EFI) (F1) |  |  | PTJ15052 |  | TAMCO | ZZT | 18/02/2006
378220198 | TNB | DISTRIBUTION | WP PUTRAJAYA & CYBERJAYA | Existing | VPTJ/PCE/J15052/MB15054 | 300281148 | CLOSED | 11 kV | RYB | PE 15.05 BLOK D2 (1) (EFI) (F2) |  |  | PTJ15055 |  | TAMCO | ZZT | 18/02/2006
378220294 | TNB | DISTRIBUTION | WP PUTRAJAYA & CYBERJAYA | Existing | VPTJ/PCE/J15061/MB15061 | 300281149 | CLOSED | 11 kV | RYB | PE 15.06 BLOK D2 (2) (F1) |  |  | PTJ15062 |  | TAMCO | ZZT | 18/02/2006
378220390 | TNB | DISTRIBUTION | WP PUTRAJAYA & CYBERJAYA | Existing | VPTJ/PCE/J15062/MB15064 | 300281150 | CLOSED | 11 kV | RYB | PE 15.06 BLOK D2 (2) (F2) |  |  | PTJ15065 |  | TAMCO | ZZT | 18/02/2006
378224300 | TNB | DISTRIBUTION | WP PUTRAJAYA & CYBERJAYA | Existing | VCBJ/PCE/J24251/MB24251 | 310332980 | CLOSED | 11 kV | RYB | PE 24.25 CRYSTAL VILLE 2 |  |  | CBJ24253 |  | INDKOM | ZZTT 1D |  | TX-1000KVA
378224766 | TNB | DISTRIBUTION | WP PUTRAJAYA & CYBERJAYA | Existing | VCBJ/PCE/J24241/MB24241 | 310332974 | CLOSED | 11 kV | RYB | PE 24.24 CRYSTAL VILLE 1 |  |  | CBJ24241 |  | ITEM | 8DJH TRRT |  | TX1-1000KVA
378224767 | TNB | DISTRIBUTION | WP PUTRAJAYA & CYBERJAYA | Existing | VCBJ/PCE/J24241/MB24241 | 310332974 | CLOSED | 11 kV | RYB | PE 24.24 CRYSTAL VILLE 1 |  |  | CBJ24244 |  | ITEM | 8DJH TRRT |  | TX2-1000KVA
378225017 | TNB | DISTRIBUTION | WP PUTRAJAYA & CYBERJAYA | Existing | VCBJ/PCE/J21341/MB21341 | 300281004 | CLOSED | 11 kV | RYB | PE 21.34 PS5 F1 |  |  | CBJ21342 |  | TAMCO | GR1 | 24/05/2009 | TX1-500KVA
378225040 | TNB | DISTRIBUTION | WP PUTRAJAYA & CYBERJAYA | Existing | VCBJ/PCE/J21342/MB21344 | 300281003 | CLOSED | 11 kV | RYB | PE 21.34 PS5 F2 |  |  | CBJ21345 |  | TAMCO | GR1 | 24/05/2009 | TX2-500KVA
378284249 | TNB | DISTRIBUTION | WP PUTRAJAYA & CYBERJAYA | Existing | VPTJ/PCE/J01071/MB01071 | 300280373 | CLOSED | 11 kV | RYB | SS 1.07 JPM B1 JPM B8 (F1) |  |  | PTJ1078 |  | INDKOM | ZZZZ | 1999-09-04
378284250 | TNB | DISTRIBUTION | WP PUTRAJAYA & CYBERJAYA | Existing | VPTJ/PCE/J01071/MB01071 | 300280373 | CLOSED | 11 kV | RYB | SS 1.07 JPM B1 JPM B8 (F1) |  |  | PTJ1077 |  | INDKOM | ZZZZ | 1999-09-04
378284420 | TNB | DISTRIBUTION | WP PUTRAJAYA & CYBERJAYA | Existing | VPTJ/PCE/J01072/MB01075 | 300280374 | CLOSED | 11 kV | RYB | SS 1.07 JPM B1 JPM B8 (F2) |  |  | PTJ1074 |  | INDKOM | ZZZZ | 1999-09-04
378284421 | TNB | DISTRIBUTION | WP PUTRAJAYA & CYBERJAYA | Existing | VPTJ/PCE/J01072/MB01075 | 300280374 | CLOSED | 11 kV | RYB | SS 1.07 JPM B1 JPM B8 (F2) |  |  | PTJ1073 |  | INDKOM | ZZZZ | 1999-09-04
378284595 | TNB | DISTRIBUTION | WP PUTRAJAYA & CYBERJAYA | Existing | VPTJ/PCE/J01061/MB01061 | 300280371 | CLOSED | 11 kV | RYB | SS 1.06 JPM B6 JPM B7 (F1) |  |  | PTJ1064 |  | INDKOM | ZZZZ | 20/05/1999
378284596 | TNB | DISTRIBUTION | WP PUTRAJAYA & CYBERJAYA | Existing | VPTJ/PCE/J01061/MB01061 | 300280371 | CLOSED | 11 kV | RYB | SS 1.06 JPM B6 JPM B7 (F1) |  |  | PTJ1061 |  | INDKOM | ZZZZ | 20/05/1999
378284624 | TNB | DISTRIBUTION | WP PUTRAJAYA & CYBERJAYA | Existing | VPTJ/PCE/J01062/MB01065 | 300280372 | CLOSED | 11 kV | RYB | SS 1.06 JPM B6 JPM B7 (F2) |  |  | PTJ1065 |  | INDKOM | ZZZZ | 20/05/1999
378284625 | TNB | DISTRIBUTION | WP PUTRAJAYA & CYBERJAYA | Existing | VPTJ/PCE/J01062/MB01065 | 300280372 | CLOSED | 11 kV | RYB | SS 1.06 JPM B6 JPM B7 (F2) |  |  | PTJ1068 |  | INDKOM | ZZZZ | 20/05/1999
378284640 | TNB | DISTRIBUTION | WP PUTRAJAYA & CYBERJAYA | Existing | VPTJ/PCE/J01051/MB01051 | 300280369 | CLOSED | 11 kV | RYB | SS 1.05 JPM B5 (F1) |  |  | PTJ1056 |  | INDKOM | ZZZ | 29/07/1999
378284692 | TNB | DISTRIBUTION | WP PUTRAJAYA & CYBERJAYA | Existing | VPTJ/PCE/J01052/MB01054 | 300280370 | CLOSED | 11 kV | RYB | SS 1.05 JPM B5 (F2) |  |  | PTJ1053 |  | INDKOM | ZZZ | 29/07/1999
378284761 | TNB | DISTRIBUTION | WP PUTRAJAYA & CYBERJAYA | Existing | VPTJ/PCE/J01081/MB01081 | 300280375 | CLOSED | 11 kV | RYB | SS 1.08 C4 (F1) |  |  | PTJ1086 |  | INDKOM | ZZZ | 1999-10-09
378284855 | TNB | DISTRIBUTION | WP PUTRAJAYA & CYBERJAYA | Existing | VPTJ/PCE/J01082/MB01084 | 300280378 | CLOSED | 11 kV | RYB | SS 1.08 C4 (F2) |  |  | PTJ1083 |  | INDKOM | ZZZ | 1999-10-09
378284901 | TNB | DISTRIBUTION | WP PUTRAJAYA & CYBERJAYA | Existing | VPTJ/PCE/J01091/MB01091 | 300280404 | CLOSED | 11 kV | RYB | SS 1.09 C3 (F1) |  |  | PTJ1096 |  | INDKOM | ZZZ | 1999-11-09
378284995 | TNB | DISTRIBUTION | WP PUTRAJAYA & CYBERJAYA | Existing | VPTJ/PCE/J01092/MB01094 | 300280405 | CLOSED | 11 kV | RYB | SS 1.09 C3 (F2) |  |  | PTJ1093 |  | INDKOM | ZZZ | 1999-11-09
378285018 | TNB | DISTRIBUTION | WP PUTRAJAYA & CYBERJAYA | Existing | VPTJ/PCE/J01101/MB01101 | 300280406 | CLOSED | 11 kV | RYB | SS 1.10 C2 (F1) |  |  | PTJ1106 |  | INDKOM | ZZZ | 1999-11-09
378285041 | TNB | DISTRIBUTION | WP PUTRAJAYA & CYBERJAYA | Existing | VPTJ/PCE/J01102/MB01104 | 300280407 | CLOSED | 11 kV | RYB | SS 1.10 C2 (F2) |  |  | PTJ1103 |  | INDKOM | ZZZ | 1999-11-09
378285065 | TNB | DISTRIBUTION | WP PUTRAJAYA & CYBERJAYA | Existing | VPTJ/PCE/J01111/MB01111 | 300280408 | CLOSED | 11 kV | RYB | SS 1.11 C1 (F1) |  |  | PTJ1116 |  | INDKOM | ZZZ | 1999-11-09
378285088 | TNB | DISTRIBUTION | WP PUTRAJAYA & CYBERJAYA | Existing | VPTJ/PCE/J01112/MB01114 | 300280409 | CLOSED | 11 kV | RYB | SS 1.11 C1 (F2) |  |  | PTJ1113 |  | INDKOM | ZZZ | 1999-11-09
378285111 | TNB | DISTRIBUTION | WP PUTRAJAYA & CYBERJAYA | Existing | VPTJ/PCE/J01121/MB01121 | 300280410 | CLOSED | 11 kV | RYB | SS 1.12 C7 (F1) |  |  | PTJ1126 |  | INDKOM | ZZZ | 1999-11-09
378285134 | TNB | DISTRIBUTION | WP PUTRAJAYA & CYBERJAYA | Existing | VPTJ/PCE/J01122/MB01124 | 300280411 | CLOSED | 11 kV | RYB | SS 1.12 C7 (F2) |  |  | PTJ1123 |  | INDKOM | ZZZ | 1999-11-09
378285157 | TNB | DISTRIBUTION | WP PUTRAJAYA & CYBERJAYA | Existing | VPTJ/PCE/J01131/MB01131 | 300280412 | CLOSED | 11 kV | RYB | SS 1.13 C6 (F1) |  |  | PTJ1136 |  | INDKOM | ZZZ | 1999-10-09
378285180 | TNB | DISTRIBUTION | WP PUTRAJAYA & CYBERJAYA | Existing | VPTJ/PCE/J01132/MB01134 | 300280413 | CLOSED | 11 kV | RYB | SS 1.13 C6 (F2) |  |  | PTJ1133 |  | INDKOM | ZZZ | 1999-10-09
378285203 | TNB | DISTRIBUTION | WP PUTRAJAYA & CYBERJAYA | Existing | VPTJ/PCE/J01141/MB01141 | 300280414 | CLOSED | 11 kV | RYB | SS 1.14 C5 (F1) |  |  | PTJ1146 |  | INDKOM | ZZZ | 1999-10-09
378285226 | TNB | DISTRIBUTION | WP PUTRAJAYA & CYBERJAYA | Existing | VPTJ/PCE/J01142/MB01144 | 300280415 | CLOSED | 11 kV | RYB | SS 1.14 C5 (F2) |  |  | PTJ1143 |  | INDKOM | ZZZ | 1999-10-09
378285249 | TNB | DISTRIBUTION | WP PUTRAJAYA & CYBERJAYA | Existing | VPTJ/PCE/J01362/MB01365 | 300280450 | CLOSED | 11 kV | RYB | PE 1.36 DATARAN PUTRA (F2) |  |  | PTJ01368 |  | INDKOM | NA | 13/11/1999 | TX-1000KVA
378285281 | TNB | DISTRIBUTION | WP PUTRAJAYA & CYBERJAYA | Existing | VPTJ/PCE/J01361/MB01361 | 300280449 | CLOSED | 11 kV | RYB | PE 1.36 DATARAN PUTRA (F1) |  |  | PTJ01364 |  | INDKOM | ZZZT | 13/11/1999 | TX-1000KVA
378285619 | TNB | DISTRIBUTION | WP PUTRAJAYA & CYBERJAYA | Existing | VPTJ/PCE/J01321/MB01321 | 300280440 | CLOSED | 11 kV | RYB | PE 1.32 INSIDE PPU6 S/L OVAL |  |  | PTJ1322 |  | TAMCO | ZZT | 13/06/1999
378285760 | TNB | DISTRIBUTION | WP PUTRAJAYA & CYBERJAYA | Existing | VPTJ/PCE/J13011/MB13011 | 300281100 | CLOSED | 11 kV | RYB | PE 13.01 WETLAND PUMP 250KW |  |  | PTJ13013 |  | INDKOM | 08425065 | 31/07/1999
378285957 | TNB | DISTRIBUTION | WP PUTRAJAYA & CYBERJAYA | Existing | VPTJ/PCE/J13021/MB13021 | 300281101 | CLOSED | 11 kV | RYB | PE 13.02 WETLAND NIC 85KW |  |  | PTJ13023 |  | INDKOM | ZZT | 1999-02-08
378285984 | TNB | DISTRIBUTION | WP PUTRAJAYA & CYBERJAYA | Existing | VPTJ/PCE/J13031/MB13031 | 300281102 | CLOSED | 11 kV | RYB | PE 13.03 WETLAND NURSERY 85KW |  |  | PTJ13034 |  | INDKOM | ZZT | 25/09/1999
378286147 | TNB | DISTRIBUTION | WP PUTRAJAYA & CYBERJAYA | Existing | VPTJ/PCE/J11261/MB11261 | 300281051 | CLOSED | 11 kV | RYB | PE 11.26 TERES 11A & 11B |  |  | PTJ11262 |  | SCHNEIDER | RM6 | 17/08/2009
378286288 | TNB | DISTRIBUTION | WP PUTRAJAYA & CYBERJAYA | Existing | VPTJ/PCE/J11271/MB11271 | 300281053 | CLOSED | 11 kV | RYB | PE 11.27 SEMI D 11A & 11B |  |  | PTJ11272 |  | SCHNEIDER | RM6 | 17/08/2009
378286371 | TNB | DISTRIBUTION | WP PUTRAJAYA & CYBERJAYA | Existing | VPTJ/PCE/J11431/MB11431 | 300281081 | CLOSED | 11 kV | RYB | PE 11.43 SEK. MEN. FASA 2 (F1) |  |  | PTJ11432 |  | TAMCO | GR1 | 15/11/2007
378286453 | TNB | DISTRIBUTION | WP PUTRAJAYA & CYBERJAYA | Existing | VPTJ/PCE/J11432/MB11434 | 300281082 | CLOSED | 11 kV | RYB | PE 11.43 SEK. MEN. FASA 2 (F2) |  |  | PTJ11435 |  | TAMCO | GR1 | 15/11/2007
378286539 | TNB | DISTRIBUTION | WP PUTRAJAYA & CYBERJAYA | Existing | VPTJ/PCE/J11441/MB11441 | 300281083 | CLOSED | 11 kV | RYB | PE 11.44 SEK. REN. FASA 2 (F1) |  |  | PTJ14445 |  | TAMCO | GR1 | 15/11/2007
378286620 | TNB | DISTRIBUTION | WP PUTRAJAYA & CYBERJAYA | Existing | VPTJ/PCE/J11442/MB11444 | 300281085 | CLOSED | 11 kV | RYB | PE 11.44 SEK. REN. FASA 2 (F2) |  |  | PTJ11442 |  | TAMCO | GR1 | 15/11/2007
378286710 | TNB | DISTRIBUTION | WP PUTRAJAYA & CYBERJAYA | Existing | VPTJ/PCE/J11691/MB11691 | 300454772 | CLOSED | 11 kV | RYB | PE 11.69 ZON 10A (F1) |  |  | PTJ11696 |  | TAMCO | VRN2a
378286733 | TNB | DISTRIBUTION | WP PUTRAJAYA & CYBERJAYA | Existing | VPTJ/PCE/J11692/MB11694 | 300455134 | CLOSED | 11 kV | RYB | PE 11.69 ZON 10A (F2) |  |  | PTJ11692 |  | MERLIN GERIN | RM6
378286764 | TNB | DISTRIBUTION | WP PUTRAJAYA & CYBERJAYA | Existing | VPTJ/PCE/J11221/MB11221 | 300281042 | CLOSED | 11 kV | RYB | PE 11.22 ZON 10B (F1) |  |  | PTJ11225 |  | TAMCO | GR1 | 21/07/2006
378286787 | TNB | DISTRIBUTION | WP PUTRAJAYA & CYBERJAYA | Existing | VPTJ/PCE/J11222/MB11224 | 300281044 | CLOSED | 11 kV | RYB | PE 11.22 ZON 10B (F2) |  |  | PTJ11222 |  | TAMCO | GR1 | 21/07/2006
378286930 | TNB | DISTRIBUTION | WP PUTRAJAYA & CYBERJAYA | Existing | VPTJ/PCE/J11231/MB11231 | 300281047 | CLOSED | 11 kV | RYB | PE 11.23 TERES ZON 12B (F1) |  |  | PTJ11235 |  | TAMCO | GR1-21-1D-08153 | 30/04/2009
378286953 | TNB | DISTRIBUTION | WP PUTRAJAYA & CYBERJAYA | Existing | VPTJ/PCE/J11232/MB11234 | 300281048 | CLOSED | 11 kV | RYB | PE 11.23 TERES ZON 12B (F2) |  |  | PTJ11232 |  | TAMCO | GR1-21-1D-08155 | 30/04/2009
378286984 | TNB | DISTRIBUTION | WP PUTRAJAYA & CYBERJAYA | Existing | VPTJ/PCE/J11721/MB11721 | 300520604 | CLOSED | 11 kV | RYB | PE 11.72 PRIMA BLOK B (F1) |  |  | PTJ11722 |  |  | VRN 6A | 2014-06-12
378287078 | TNB | DISTRIBUTION | WP PUTRAJAYA & CYBERJAYA | Existing | VPTJ/PCE/J11722/MB11721 | 310286416 | CLOSED | 11 kV | RYB | PE 11.72 PRIMA BLOK B (F2) |  |  | PTJ11725 |  |  | VRN6a | 2014-06-12
378287181 | TNB | DISTRIBUTION | WP PUTRAJAYA & CYBERJAYA | Existing | VPTJ/PCE/J11732/MB11731 | 310283408 | CLOSED | 11 kV | RYB | PE 11.73 PRIMA BLOK C (F2) |  |  | PTJ11732 |  |  | VRN6a
378287275 | TNB | DISTRIBUTION | WP PUTRAJAYA & CYBERJAYA | Existing | VPTJ/PCE/J11731/MB11731 | 300520608 | CLOSED | 11 kV | RYB | PE 11.73 PRIMA BLOK C (F1) |  |  | PTJ11735 |  |  | VRN 6A | 2014-06-12
378287383 | TNB | DISTRIBUTION | WP PUTRAJAYA & CYBERJAYA | Existing | VPTJ/PCE/J11712/MB11711 | 310286453 | CLOSED | 11 kV | RYB | PE 11.71 PRIMA BLOK A (F2) |  |  | PTJ11712 |  |  | VRN6a
378287477 | TNB | DISTRIBUTION | WP PUTRAJAYA & CYBERJAYA | Existing | VPTJ/PCE/J11711/MB09171 | 300520598 | CLOSED | 11 kV | RYB | PE 11.71 PRIMA BLOK A (F1) |  |  | PTJ11715 |  |  | VRN 6A | 2014-06-12
378287586 | TNB | DISTRIBUTION | WP PUTRAJAYA & CYBERJAYA | Existing | VPTJ/PCE/J11751/MB11751 | 310286424 | CLOSED | 11 kV | RYB | PE 11.75 TEMP PPA1M PR 11 |  |  | PTJ11752 |  | SCHNEIDER
378287685 | TNB | DISTRIBUTION | WP PUTRAJAYA & CYBERJAYA | Existing | VPTJ/PCE/J11241/MB11241 | 300281049 | CLOSED | 11 kV | RYB | PE 11.24 TERES ZON 9A (F1) |  |  | PTJ11246 |  | OMAZABAL | GA 2K 1TS | 14/03/2009
378287708 | TNB | DISTRIBUTION | WP PUTRAJAYA & CYBERJAYA | Existing | VPTJ/PCE/J11242/MB11244 | 300281050 | CLOSED | 11 kV | RYB | PE 11.24 TERES ZON 9A (F2) |  |  | PTJ11243 |  | OMAZABAL | GA 2K 1TS | 30/04/2009
378287874 | TNB | DISTRIBUTION | WP PUTRAJAYA & CYBERJAYA | Existing | VPTJ/PCE/J11601/MB1 | 310370955 | CLOSED | 11 kV | RYB | PE 11.60 TERES ZON 9B (F1) |  |  | PTJ11602
378287968 | TNB | DISTRIBUTION | WP PUTRAJAYA & CYBERJAYA | Existing | VPTJ/PCE/J11602/MB11604 | 310338884 | CLOSED | 11 kV | RYB | PE 11.60 TERES ZON 9B (F2) |  |  | PTJ11606 |  | INDKOM
378288074 | TNB | DISTRIBUTION | WP PUTRAJAYA & CYBERJAYA | Existing | VPTJ/PCE/J11742/MB11744 | 310338777 | CLOSED | 11 kV | RYB | PE 11.74 TERES ZON C (F2) |  |  | PTJ11746 |  | INDKOM | INS24
378288168 | TNB | DISTRIBUTION | WP PUTRAJAYA & CYBERJAYA | Existing | VPTJ/PCE/J11741/MB11741 | 310338880 | CLOSED | 11 kV | RYB | PE 11.74 TERES ZON C (F1) |  |  | PTJ11743 |  | INDKOM | INS24
378288270 | TNB | DISTRIBUTION | WP PUTRAJAYA & CYBERJAYA | Existing | VPTJ/PCE/J11371/MB11371 | 300281064 | CLOSED | 11 kV | RYB | PE 11.37 SEK REN FASA 2 (F1) |  |  | PTJ11376 |  | INDKOM | ZZT | 18/10/2004
378288366 | TNB | DISTRIBUTION | WP PUTRAJAYA & CYBERJAYA | Existing | VPTJ/PCE/J11372/MB11374 | 300281066 | CLOSED | 11 kV | RYB | PE 11.37 SEK REN FASA 2 (F2) |  |  | PTJ11373 |  | INDKOM | ZZT | 18/10/2004
378301575 | TNB | DISTRIBUTION | WP PUTRAJAYA & CYBERJAYA | Existing | VCBJ/PCE/J22051/MB22051 | 300280594 | CLOSED | 11 kV | RYB | PE 22.05 PADAT ROAD E |  |  | CBJ22053 |  | INDKOM | ZZT | 2000-05-05 | TX-1000KVA
378301679 | TNB | DISTRIBUTION | WP PUTRAJAYA & CYBERJAYA | Existing | VCBJ/PCE/J22131/MB22131 | 300280560 | CLOSED | 11 kV | RYB | PE 22.13 PADAT ROAD E1 |  |  | CBJ22133 |  | INDKOM | GR1 | 2000-11-11 | TX-1000KVA
378302027 | TNB | DISTRIBUTION | WP PUTRAJAYA & CYBERJAYA | Existing | VCBJ/PCE/J21221/MB21221 | 300281020 | CLOSED | 11 kV | RYB | PE 21.22 CYBERVIEW NO.1 |  |  | CBJ21224 |  | INDKOM | ZZTT | 31/01/1999
378302028 | TNB | DISTRIBUTION | WP PUTRAJAYA & CYBERJAYA | Existing | VCBJ/PCE/J21221/MB21221 | 300281020 | CLOSED | 11 kV | RYB | PE 21.22 CYBERVIEW NO.1 |  |  | CBJ21223 |  | INDKOM | ZZTT | 31/01/1999
378310023 | TNB | DISTRIBUTION | WP PUTRAJAYA & CYBERJAYA | Existing | VPTJ/PCE/J11071/MB11071 | 300282013 | CLOSED | 11 kV | RYB | PE 11.07 PADAT ZON 1 |  |  | PTJ11072 |  | SCHNEIDER | NE-IQI | 22/11/2009
378310119 | TNB | DISTRIBUTION | WP PUTRAJAYA & CYBERJAYA | Existing | VPTJ/PCE/J11041/MB11041 | 300280968 | CLOSED | 11 kV | RYB | PE 11.04 P11A1/12 TERES (EFI) (F1) |  |  | PTJ11043 |  | INDKOM | GA | 15/10/2002
378310210 | TNB | DISTRIBUTION | WP PUTRAJAYA & CYBERJAYA | Existing | VPTJ/PCE/J11042/MB11044 | 300280969 | CLOSED | 11 kV | RYB | PE 11.04 P11A1/12 TERES (EFI) (F2) |  |  | PTJ11046 |  | INDKOM | GA | 15/10/2002
378310304 | TNB | DISTRIBUTION | WP PUTRAJAYA & CYBERJAYA | Existing | VPTJ/PCE/J11081/MB11081 | 300280972 | CLOSED | 11 kV | RYB | PE 11.08 P11A2/5 TERES (EFI) (F1) |  |  | PTJ11083 |  | INDKOM | ZZT | 2002-04-09
378310396 | TNB | DISTRIBUTION | WP PUTRAJAYA & CYBERJAYA | Existing | VPTJ/PCE/J11082/MB11084 | 300280973 | CLOSED | 11 kV | RYB | PE 11.08 P11A2/5 TERES (EFI) (F2) |  |  | PTJ11086 |  | INDKOM | ZZT | 2002-04-09
378310430 | TNB | DISTRIBUTION | WP PUTRAJAYA & CYBERJAYA | Existing | VPTJ/PCE/J11671/MB11671 | 300281095 | CLOSED | 11 kV | RYB | PE 11.67 PS9 (F1) |  |  | PTJ11673 |  | INDKOM | ZZT | 2002-10-06
378310551 | TNB | DISTRIBUTION | WP PUTRAJAYA & CYBERJAYA | Existing | VPTJ/PCE/J11672/MB11674 | 300281097 | CLOSED | 11 kV | RYB | PE 11.67 PS9 (F2) |  |  | PTJ11676 |  | INDKOM | ZZT | 2002-10-06
378310650 | TNB | DISTRIBUTION | WP PUTRAJAYA & CYBERJAYA | Existing | VPTJ/PCE/J11091/MB11091 | 300280974 | CLOSED | 11 kV | RYB | PE 11.09 P11A2/5 TERES (EFI) (F1) |  |  | PTJ11093 |  | INDKOM | ZZT | 2002-07-09
378310748 | TNB | DISTRIBUTION | WP PUTRAJAYA & CYBERJAYA | Existing | VPTJ/PCE/J11092/MB11094 | 300280977 | CLOSED | 11 kV | RYB | PE 11.09 P11A2/5 TERES (EFI) (F2) |  |  | PTJ11096 |  | INDKOM | ZZT | 2002-07-09
378311108 | TNB | DISTRIBUTION | WP PUTRAJAYA & CYBERJAYA | Existing | VPTJ/PCE/J11021/MB11021 | 300280964 | CLOSED | 11 kV | RYB | PE 11.02 BLOK 3A (F1) |  |  | PTJ11022 |  | TAMCO | GR1 | 2005-07-06
378311326 | TNB | DISTRIBUTION | WP PUTRAJAYA & CYBERJAYA | Existing | VPTJ/PCE/J11022/MB11024 | 300280966 | CLOSED | 11 kV | RYB | PE 11.02 BLOK 3A (F2) |  |  | PTJ11025 |  | TAMCO | GR1 | 2005-07-06
378311734 | TNB | DISTRIBUTION | WP PUTRAJAYA & CYBERJAYA | Existing | VPTJ/PCE/J11201/MB11201 | 300281038 | CLOSED | 11 kV | RYB | PE 11.20 WR5 |  |  | PTJ11202 |  | MERLIN GERIN | RM 6 | 2004-11-08
378311843 | TNB | DISTRIBUTION | WP PUTRAJAYA & CYBERJAYA | Existing | VPTJ/PCE/J11481/MB11481 | 300281090 | CLOSED | 11 kV | RYB | PE 11.48 BALAI POLIS |  |  | PTJ11482 |  | TAMCO | GR1 | 2007-07-03
378311934 | TNB | DISTRIBUTION | WP PUTRAJAYA & CYBERJAYA | Existing | VPTJ/PCE/J11101/MB11101 | 300280978 | CLOSED | 11 kV | RYB | PE 11.10 P11B1/6 SEMI-D (EFI) (F1) |  |  | PTJ11103 |  | INDKOM | ZZT | 20/03/2002
378312027 | TNB | DISTRIBUTION | WP PUTRAJAYA & CYBERJAYA | Existing | VPTJ/PCE/J11102/MB11104 | 300280980 | CLOSED | 11 kV | RYB | PE 11.10 P11B1/6 SEMI-D (EFI) (F2) |  |  | PTJ11106 |  | INDKOM | ZZT | 20/03/2002
378312117 | TNB | DISTRIBUTION | WP PUTRAJAYA & CYBERJAYA | Existing | VPTJ/PCE/J11121/MB11121 | 300280983 | CLOSED | 11 kV | RYB | PE 11.12 APT A (F1) |  |  | PTJ11123 |  | INDKOM | ZZT | 2003-08-05
378312140 | TNB | DISTRIBUTION | WP PUTRAJAYA & CYBERJAYA | Existing | VPTJ/PCE/J11122/MB11124 | 300280984 | CLOSED | 11 kV | RYB | PE 11.12 APT A (F2) |  |  | PTJ11126 |  | INDKOM | ZZT | 2003-08-05
378312304 | TNB | DISTRIBUTION | WP PUTRAJAYA & CYBERJAYA | Existing | VPTJ/PCE/J11131/MB11131 | 300280994 | CLOSED | 11 kV | RYB | PE 11.13 APT B (F1) |  |  | PTJ11133 |  | INDKOM | ZZT | 2003-08-05
378312327 | TNB | DISTRIBUTION | WP PUTRAJAYA & CYBERJAYA | Existing | VPTJ/PCE/J11132/MB11134 | 300280996 | CLOSED | 11 kV | RYB | PE 11.13 APT B (F2) |  |  | PTJ11136 |  | INDKOM | ZZT | 2003-08-05
378312501 | TNB | DISTRIBUTION | WP PUTRAJAYA & CYBERJAYA | Existing | VPTJ/PCE/J11112/MB11114 | 300280993 | CLOSED | 11 kV | RYB | PE 11.11 (EFI) (F2) |  |  | PTJ11116 |  | INDKOM | ZZT | 24/08/2004
378312593 | TNB | DISTRIBUTION | WP PUTRAJAYA & CYBERJAYA | Existing | VPTJ/PCE/J11111/MB11111 | 300280991 | CLOSED | 11 kV | RYB | PE 11.11 (EFI) (F1) |  |  | PTJ11113 |  | INDKOM | ZZT | 24/08/2004
378312685 | TNB | DISTRIBUTION | WP PUTRAJAYA & CYBERJAYA | Existing | VPTJ/PCE/J11161/MB11161 | 300281005 | CLOSED | 11 kV | RYB | PE 11.16 APT E (F1) |  |  | PTJ11163 |  | INDKOM | ZZT | 13/05/2003
378312782 | TNB | DISTRIBUTION | WP PUTRAJAYA & CYBERJAYA | Existing | VPTJ/PCE/J11162/MB11164 | 300281007 | CLOSED | 11 kV | RYB | PE 11.16 APT E (F2) |  |  | PTJ11166 |  | INDKOM | ZZT | 13/05/2003
378312886 | TNB | DISTRIBUTION | WP PUTRAJAYA & CYBERJAYA | Existing | VPTJ/PCE/J11152/MB11154 | 300281002 | CLOSED | 11 kV | RYB | PE 11.15 APT D (EFI) (F2) |  |  | PTJ11156 |  | INDKOM | ZZT | 2003-07-01
378312982 | TNB | DISTRIBUTION | WP PUTRAJAYA & CYBERJAYA | Existing | VPTJ/PCE/J11151/MB11151 | 300281001 | CLOSED | 11 kV | RYB | PE 11.15 APT D (EFI) (F1) |  |  | PTJ11153 |  | TAMCO | ZZT | 2003-07-01
378313076 | TNB | DISTRIBUTION | WP PUTRAJAYA & CYBERJAYA | Existing | VPTJ/PCE/J10022/MB10024 | 300280942 | CLOSED | 11 kV | RYB | PE 10.02 INSIDE PPU2 (F2) |  |  | PTJ10026 |  | INDKOM | ZZT | 15/02/2000
378313169 | TNB | DISTRIBUTION | WP PUTRAJAYA & CYBERJAYA | Existing | VPTJ/PCE/J10021/MB10021 | 300280941 | CLOSED | 11 kV | RYB | PE 10.02 INSIDE PPU2 (F1) |  |  | PTJ10023 |  | INDKOM | GR1 | 15/02/2000
378313266 | TNB | DISTRIBUTION | WP PUTRAJAYA & CYBERJAYA | Existing | VPTJ/PCE/J10031/MB10031 | 300280948 | CLOSED | 11 kV | RYB | PE 10.03 P10 C BANGLOW (F1) |  |  | PTJ10033 |  |  | GR1 | 2000-01-06
378313358 | TNB | DISTRIBUTION | WP PUTRAJAYA & CYBERJAYA | Existing | VPTJ/PCE/J10032/MB10034 | 300280949 | CLOSED | 11 kV | RYB | PE 10.03 P10 C BANGLOW (F2) |  |  | PTJ10036 |  |  | GA | 2000-01-06
378313473 | TNB | DISTRIBUTION | WP PUTRAJAYA & CYBERJAYA | Existing | VPTJ/PCE/J10151/MB10151 | 300287552 | CLOSED | 11 kV | RYB | PE 10.15 MINI GOLF |  |  | PTJ01313 |  | INDKOM | GR1 | 2010-06-10
378313569 | TNB | DISTRIBUTION | WP PUTRAJAYA & CYBERJAYA | Existing | VPTJ/PCE/J10041/MB10041 | 300280950 | CLOSED | 11 kV | RYB | PE 10.04 P10 D BANGLO (F1) |  |  | PTJ10043 |  |  | GR1 | 2000-01-06
378313660 | TNB | DISTRIBUTION | WP PUTRAJAYA & CYBERJAYA | Existing | VPTJ/PCE/J10042/MB10044 | 300280951 | CLOSED | 11 kV | RYB | PE 10.04 P10 D BANGLO (F2) |  |  | PTJ10046 |  |  | GA | 2000-01-06
378313996 | TNB | DISTRIBUTION | WP PUTRAJAYA & CYBERJAYA | Existing | VPTJ/PCE/J10062/MB10064 | 300280955 | CLOSED | 11 kV | RYB | PE 10.06 JLN P10B (F2) |  |  | PTJ10066 |  | OMAZABAL | SF 6 | 31/03/2008
378314089 | TNB | DISTRIBUTION | WP PUTRAJAYA & CYBERJAYA | Existing | VPTJ/PCE/J10061/MB10061 | 300280953 | CLOSED | 11 kV | RYB | PE 10.06 JLN P10B (F1) |  |  | PTJ10063 |  | OMAZABAL | SF 6 | 31/03/2008
378353518 | TNB | DISTRIBUTION | WP PUTRAJAYA & CYBERJAYA | Existing | VPTJ/PCE/J05121/MB05121 | 300280695 | CLOSED | 11 kV | RYB | PE 5.12 EQUESTRIAN PARK (F1) |  |  | PTJ05122 |  | TAMCO | GR1 | 25/06/2005
378353612 | TNB | DISTRIBUTION | WP PUTRAJAYA & CYBERJAYA | Existing | VPTJ/PCE/J05122/MB05124 | 300280697 | CLOSED | 11 kV | RYB | PE 5.12 EQUESTRIAN PARK (F2) |  |  | PTJ05126 |  | INDKOM | ZZT | 25/06/2005
378353767 | TNB | DISTRIBUTION | WP PUTRAJAYA & CYBERJAYA | Existing | VPTJ/PCE/J05301/MB05301 | 300281269 | CLOSED | 11 kV | RYB | PE 5.30 BLOK D APT 5R6 (F1) |  |  | PTJ05303 |  |  | ZZT | 30/12/2008
378353861 | TNB | DISTRIBUTION | WP PUTRAJAYA & CYBERJAYA | Existing | VPTJ/PCE/J05302/MB05304 | 300281270 | CLOSED | 11 kV | RYB | PE 5.30 BLOK D APT 5R6 (F2) |  |  | PTJ05306 |  |  | ZZT | 31/12/2008
378353967 | TNB | DISTRIBUTION | WP PUTRAJAYA & CYBERJAYA | Existing | VPTJ/PCE/J05291/MB05291 | 300281267 | CLOSED | 11 kV | RYB | PE 5.29 BLOK C APT 5R6 (F1) |  |  | PTJ05293 |  |  | ZZT | 30/12/2008
378354061 | TNB | DISTRIBUTION | WP PUTRAJAYA & CYBERJAYA | Existing | VPTJ/PCE/J05292/MB05294 | 300281268 | CLOSED | 11 kV | RYB | PE 5.29 BLOK C APT 5R6 (F2) |  |  | PTJ05296 |  |  | ZZT | 31/12/2008
378354172 | TNB | DISTRIBUTION | WP PUTRAJAYA & CYBERJAYA | Existing | VPTJ/PCE/J05271/MB05271 | 300281265 | CLOSED | 11 kV | RYB | PE 5.27 BLOK A APT 5R6 (F1) |  |  | PTJ05273 |  |  | ZZT | 30/12/2008
378354266 | TNB | DISTRIBUTION | WP PUTRAJAYA & CYBERJAYA | Existing | VPTJ/PCE/J05272/MB05274 | 300281266 | CLOSED | 11 kV | RYB | PE 5.27 BLOK A APT 5R6 (F2) |  |  | PTJ05276 |  |  | ZZT | 31/12/2008
378354364 | TNB | DISTRIBUTION | WP PUTRAJAYA & CYBERJAYA | Existing | VPTJ/PCE/J05281/MB05281 | 300280713 | CLOSED | 11 kV | RYB | PE 5.28 BLOK B APT 5R6 (F1) |  |  | PTJ05283 |  |  | ZZT | 30/12/2008
378354458 | TNB | DISTRIBUTION | WP PUTRAJAYA & CYBERJAYA | Existing | VPTJ/PCE/J05282/MB05284 | 300280714 | CLOSED | 11 kV | RYB | PE 5.28 BLOK B APT 5R6 (F2) |  |  | PTJ05286 |  |  | ZZT | 31/12/2008
378354659 | TNB | DISTRIBUTION | WP PUTRAJAYA & CYBERJAYA | Existing | VPTJ/PCE/J04051/MB04051 | 300280674 | CLOSED | 11 kV | RYB | PE 4.05 S/LIGHTING |  |  | PTJ04053 |  | INDKOM | INS24 | 2004-10-10
378354761 | TNB | DISTRIBUTION | WP PUTRAJAYA & CYBERJAYA | Existing | VPTJ/PCE/J04081/MB04081 | 300280677 | CLOSED | 11 kV | RYB | PE 4.08 S/LIGHTING |  |  | PTJ04083 |  | INDKOM | ZZT | 2004-10-10
378354865 | TNB | DISTRIBUTION | WP PUTRAJAYA & CYBERJAYA | Existing | VPTJ/PCE/J04221/MB04221 | 300453429 | CLOSED | 11 kV | RYB | PE 4.22 4P5 (F1) |  |  | PTJ04223 |  | INDKOM | ZZT
378354959 | TNB | DISTRIBUTION | WP PUTRAJAYA & CYBERJAYA | Existing | VPTJ/PCE/J04222/MB04221 | 300453433 | CLOSED | 11 kV | RYB | PE 4.22 4P5 (F2) |  |  | PTJ04226 |  | INDKOM | ZZT
378355080 | TNB | DISTRIBUTION | WP PUTRAJAYA & CYBERJAYA | Existing | VPTJ/PCE/J04092/MB04094 | 300280679 | CLOSED | 11 kV | RYB | PE 4.09 S/LIGHTING (F2) |  |  | PTJ04095 |  | MERLIN GERIN | ZZT | 22/08/2003
378355184 | TNB | DISTRIBUTION | WP PUTRAJAYA & CYBERJAYA | Existing | VPTJ/PCE/J04091/MB04091 | 300280678 | CLOSED | 11 kV | RYB | PE 4.09 S/LIGHTING (F1) |  |  | PTJ04092 |  | MERLIN GERIN | ZZT | 22/08/2003
378356405 | TNB | DISTRIBUTION | WP PUTRAJAYA & CYBERJAYA | Existing | VPTJ/PCE/J20041/MB20041 | 300281253 | CLOSED | 11 kV | RYB | PE 20.04 PADAT CHALLENGE PARK |  |  | PTJ20042 |  | SCHNEIDER | RM6 | 2006-12-09
378356517 | TNB | DISTRIBUTION | WP PUTRAJAYA & CYBERJAYA | Existing | VPTJ/PCE/J20011/MB20011 | 300281250 | CLOSED | 11 kV | RYB | PE 20.01 DEPOH SENGGARAAN |  |  | PTJ20013 |  | TAMCO | GR1 | 24/12/2003
378356718 | TNB | DISTRIBUTION | WP PUTRAJAYA & CYBERJAYA | Existing | VPTJ/PCE/J20051/MB | 300498425 | CLOSED | 11 kV | RYB | PE 20.05 PUSARA NEGARA F1 |  |  | PTJ20053
378356812 | TNB | DISTRIBUTION | WP PUTRAJAYA & CYBERJAYA | Existing | VPTJ/PCE/J20052/MB | 300501721 | CLOSED | 11 kV | RYB | PE 20.05 PUSARA NEGARA F2 |  |  | PTJ20056
378357009 | TNB | DISTRIBUTION | WP PUTRAJAYA & CYBERJAYA | Existing | VPTJ/PCE/J20021/MB20021 | 300281251 | CLOSED | 11 kV | RYB | PE 20.02 CREMATORIUM |  |  | PTJ20022 |  | TAMCO | GR1 | 18/09/2003
378357113 | TNB | DISTRIBUTION | WP PUTRAJAYA & CYBERJAYA | Existing | VPTJ/PCE/J20031/MB20031 | 300281252 | CLOSED | 11 kV | RYB | PE 20.03 PUMP HSE |  |  | PTJ20032 |  | SCHNEIDER | RM6 | 18/08/2004
378357288 | TNB | DISTRIBUTION | WP PUTRAJAYA & CYBERJAYA | Existing | VPTJ/PCE/J10141/MB10141 | 300280960 | CLOSED | 11 kV | RYB | PE 10.14 P10 A1 (F1) |  |  | PTJ10143 |  | INDKOM | ZZT | 2004-01-12
378357382 | TNB | DISTRIBUTION | WP PUTRAJAYA & CYBERJAYA | Existing | VPTJ/PCE/J10142/MB10144 | 300280961 | CLOSED | 11 kV | RYB | PE 10.14 P10 A1 (F2) |  |  | PTJ10146 |  | INDKOM | ZZT | 2004-01-12
378357487 | TNB | DISTRIBUTION | WP PUTRAJAYA & CYBERJAYA | Existing | VPTJ/PCE/J10121/MB10121 | 300280957 | CLOSED | 11 kV | RYB | PE 10.12 P10 A SEMI-D |  |  | PTJ10123 |  | INDKOM | GA | 28/08/2001
378357594 | TNB | DISTRIBUTION | WP PUTRAJAYA & CYBERJAYA | Existing | VPTJ/PCE/J09011/MB09011 | 300280813 | CLOSED | 11 kV | RYB | PE 9.01 APT 4A (EFI) (F1) |  |  | PTJ09013 |  | INDKOM | ZZT | 2000-11-10
378357684 | TNB | DISTRIBUTION | WP PUTRAJAYA & CYBERJAYA | Existing | VPTJ/PCE/J09012/MB09014 | 300280814 | CLOSED | 11 kV | RYB | PE 9.01 APT 4A (EFI) (F2) |  |  | PTJ09016 |  | INDKOM | ZZT | 2000-11-10
378357775 | TNB | DISTRIBUTION | WP PUTRAJAYA & CYBERJAYA | Existing | VPTJ/PCE/J09021/MB09021 | 300280815 | CLOSED | 11 kV | RYB | PE 9.02 APT 4E (F1) |  |  | PTJ09023 |  | INDKOM | ZZT | 2000-11-10
378357875 | TNB | DISTRIBUTION | WP PUTRAJAYA & CYBERJAYA | Existing | VPTJ/PCE/J09022/MB09024 | 300280816 | CLOSED | 11 kV | RYB | PE 9.02 APT 4E (F2) |  |  | PTJ09026 |  | INDKOM | ZZT | 2000-11-10
378357974 | TNB | DISTRIBUTION | WP PUTRAJAYA & CYBERJAYA | Existing | VPTJ/PCE/J09031/MB09031 | 300280817 | CLOSED | 11 kV | RYB | PE 9.03 APT 3C (F1) |  |  | PTJ09033 |  | INDKOM | ZZT | 2000-09-11
378358067 | TNB | DISTRIBUTION | WP PUTRAJAYA & CYBERJAYA | Existing | VPTJ/PCE/J09032/MB09034 | 300280818 | CLOSED | 11 kV | RYB | PE 9.03 APT 3C (F2) |  |  | PTJ09036 |  | INDKOM | ZZT | 2000-09-11
378358165 | TNB | DISTRIBUTION | WP PUTRAJAYA & CYBERJAYA | Existing | VPTJ/PCE/J09041/MB09041 | 300280819 | CLOSED | 11 kV | RYB | PE 9.04 APT 3B (EFI) (F1) |  |  | PTJ09043 |  | INDKOM | ZZT | 2000-09-11
378358259 | TNB | DISTRIBUTION | WP PUTRAJAYA & CYBERJAYA | Existing | VPTJ/PCE/J09042/MB09044 | 300280820 | CLOSED | 11 kV | RYB | PE 9.04 APT 3B (EFI) (F2) |  |  | PTJ09046 |  | INDKOM | ZZT | 2000-09-11
378358598 | TNB | DISTRIBUTION | WP PUTRAJAYA & CYBERJAYA | Existing | VPTJ/PCE/J09061/MB09061 | 300280821 | CLOSED | 11 kV | RYB | PE 9.06 APT 2E (F1) |  |  | PTJ09063 |  | INDKOM | ZZT | 1999-06-12
378358621 | TNB | DISTRIBUTION | WP PUTRAJAYA & CYBERJAYA | Existing | VPTJ/PCE/J09062/MB09064 | 300280823 | CLOSED | 11 kV | RYB | PE 9.06 APT 2E (F2) |  |  | PTJ09066 |  | INDKOM | ZZT | 1999-06-12
378358784 | TNB | DISTRIBUTION | WP PUTRAJAYA & CYBERJAYA | Existing | VPTJ/PCE/J09071/MB09071 | 300280824 | CLOSED | 11 kV | RYB | PE 9.07 APT 2A (EFI) (F1) |  |  | PTJ09073 |  | INDKOM | ZZT | 1999-06-12
378358878 | TNB | DISTRIBUTION | WP PUTRAJAYA & CYBERJAYA | Existing | VPTJ/PCE/J09072/MB09074 | 300280825 | CLOSED | 11 kV | RYB | PE 9.07 APT 2A (EFI) (F2) |  |  | PTJ09076 |  | INDKOM | ZZT | 1999-06-12
378358981 | TNB | DISTRIBUTION | WP PUTRAJAYA & CYBERJAYA | Existing | VPTJ/PCE/J09081/MB09081 | 300280826 | CLOSED | 11 kV | RYB | PE 9.08 P9G TERES (F1) |  |  | PTJ09083 |  | INDKOM | ZZT | 21/06/1999
378359072 | TNB | DISTRIBUTION | WP PUTRAJAYA & CYBERJAYA | Existing | VPTJ/PCE/J09082/MB09084 | 300280827 | CLOSED | 11 kV | RYB | PE 9.08 P9G TERES (F2) |  |  | PTJ09086 |  | INDKOM | ZZT | 21/06/1999
378359165 | TNB | DISTRIBUTION | WP PUTRAJAYA & CYBERJAYA | Existing | VPTJ/PCE/J09091/MB09091 | 300280828 | CLOSED | 11 kV | RYB | PE 9.09 APT A1 (EFI) (F1) |  |  | PTJ09093 |  | INDKOM | ZZT | 1999-04-12
378359259 | TNB | DISTRIBUTION | WP PUTRAJAYA & CYBERJAYA | Existing | VPTJ/PCE/J09092/MB09094 | 300280829 | CLOSED | 11 kV | RYB | PE 9.09 APT A1 (EFI) (F2) |  |  | PTJ09096 |  | INDKOM | ZZT | 1999-04-12
378359361 | TNB | DISTRIBUTION | WP PUTRAJAYA & CYBERJAYA | Existing | VPTJ/PCE/J09101/MB09101 | 300280830 | CLOSED | 11 kV | RYB | PE 9.10 PS 1 |  |  | PTJ09103 |  | INDKOM | ZZT | 13/12/1999
378359465 | TNB | DISTRIBUTION | WP PUTRAJAYA & CYBERJAYA | Existing | VPTJ/PCE/J09151/MB09151 | 300280839 | CLOSED | 11 kV | RYB | PE 9.15 APT 6D (EFI) (F1) |  |  | PTJ09153 |  | INDKOM | ZZT | 2002-12-07
378359548 | TNB | DISTRIBUTION | WP PUTRAJAYA & CYBERJAYA | Existing | VPTJ/PCE/J09152/MB09154 | 300280840 | CLOSED | 11 kV | RYB | PE 9.15 APT 6D (EFI) (F2) |  |  | PTJ09156 |  | INDKOM | ZZT | 2002-12-07
378359640 | TNB | DISTRIBUTION | WP PUTRAJAYA & CYBERJAYA | Existing | VPTJ/PCE/J09161/MB09161 | 300280841 | CLOSED | 11 kV | RYB | PE 9.16 APT 6F (F1) |  |  | PTJ09163 |  | INDKOM | ZZT | 2002-12-07
378359736 | TNB | DISTRIBUTION | WP PUTRAJAYA & CYBERJAYA | Existing | VPTJ/PCE/J09162/MB09164 | 300280842 | CLOSED | 11 kV | RYB | PE 9.16 APT 6F (F2) |  |  | PTJ09166 |  | INDKOM | ZZT | 2002-12-07
378359838 | TNB | DISTRIBUTION | WP PUTRAJAYA & CYBERJAYA | Existing | VPTJ/PCE/J09171/MB09171 | 300280843 | CLOSED | 11 kV | RYB | PE 9.17 APT 5A (EFI) (F1) |  |  | PTJ09173 |  | INDKOM | ZZT | 2002-12-07
378359863 | TNB | DISTRIBUTION | WP PUTRAJAYA & CYBERJAYA | Existing | VPTJ/PCE/J09172/MB09174 | 300280844 | CLOSED | 11 kV | RYB | PE 9.17 APT 5A (EFI) (F2) |  |  | PTJ09176 |  | INDKOM | ZZT | 2002-12-07
378360024 | TNB | DISTRIBUTION | WP PUTRAJAYA & CYBERJAYA | Existing | VPTJ/PCE/J09181/MB09181 | 300280845 | CLOSED | 11 kV | RYB | PE 9.18 APT 5C (F1) |  |  | PTJ09183 |  | INDKOM | ZZT | 2002-12-07
378360047 | TNB | DISTRIBUTION | WP PUTRAJAYA & CYBERJAYA | Existing | VPTJ/PCE/J09182/MB09184 | 300280846 | CLOSED | 11 kV | RYB | PE 9.18 APT 5C (F2) |  |  | PTJ09186 |  | INDKOM | ZZT | 2002-12-07
378360206 | TNB | DISTRIBUTION | WP PUTRAJAYA & CYBERJAYA | Existing | VPTJ/PCE/J09111/MB09111 | 300280831 | CLOSED | 11 kV | RYB | PE 9.11 KLINIK (F1) |  |  | PTJ09113 |  | INDKOM | ZZT | 15/02/1999
378360229 | TNB | DISTRIBUTION | WP PUTRAJAYA & CYBERJAYA | Existing | VPTJ/PCE/J09112/MB09114 | 300280832 | CLOSED | 11 kV | RYB | PE 9.11 KLINIK (F2) |  |  | PTJ09116 |  | INDKOM | ZZT | 15/02/1999
378360390 | TNB | DISTRIBUTION | WP PUTRAJAYA & CYBERJAYA | Existing | VPTJ/PCE/J09122/MB09124 | 300280834 | CLOSED | 11 kV | RYB | PE 9.12 SEK REN (F2) |  |  | PTJ09126 |  | INDKOM | ZZT | 16/10/1999
378360481 | TNB | DISTRIBUTION | WP PUTRAJAYA & CYBERJAYA | Existing | VPTJ/PCE/J09121/MB09121 | 300280833 | CLOSED | 11 kV | RYB | PE 9.12 SEK REN (F1) |  |  | PTJ09123 |  | INDKOM | ZZT | 16/10/1999
378360574 | TNB | DISTRIBUTION | WP PUTRAJAYA & CYBERJAYA | Existing | VPTJ/PCE/J09131/MB09131 | 300280837 | CLOSED | 11 kV | RYB | PE 9.13 SEK MEN (EFI) (F1) |  |  | PTJ09133 |  | INDKOM | ZZT | 2002-11-01
378360668 | TNB | DISTRIBUTION | WP PUTRAJAYA & CYBERJAYA | Existing | VPTJ/PCE/J09132/MB09134 | 300280838 | CLOSED | 11 kV | RYB | PE 9.13 SEK MEN (EFI) (F2) |  |  | PTJ09136 |  | INDKOM | ZZT | 2002-11-01
378360770 | TNB | DISTRIBUTION | WP PUTRAJAYA & CYBERJAYA | Existing | VPTJ/PCE/J09271/MB09271 | 300280858 | CLOSED | 11 kV | RYB | PE 9.27 APT 11A (F1) |  |  | PTJ09272 |  | ABB | IEC 298 | 2003-08-12
378360864 | TNB | DISTRIBUTION | WP PUTRAJAYA & CYBERJAYA | Existing | VPTJ/PCE/J09272/MB09274 | 300280859 | CLOSED | 11 kV | RYB | PE 9.27 APT 11A (F2) |  |  | PTJ09275 |  | ABB | IEC 298 | 2003-08-12
378360964 | TNB | DISTRIBUTION | WP PUTRAJAYA & CYBERJAYA | Existing | VPTJ/PCE/J09281/MB09281 | 300280860 | CLOSED | 11 kV | RYB | PE 9.28 APT 11C (EFI) (F1) |  |  | PTJ09282 |  | ABB | IEC 298 | 2003-08-12
378361060 | TNB | DISTRIBUTION | WP PUTRAJAYA & CYBERJAYA | Existing | VPTJ/PCE/J09282/MB09284 | 300280861 | CLOSED | 11 kV | RYB | PE 9.28 APT 11C (EFI) (F2) |  |  | PTJ09285 |  | TAMCO | RM6 | 2003-08-12
378361160 | TNB | DISTRIBUTION | WP PUTRAJAYA & CYBERJAYA | Existing | VPTJ/PCE/J07031/MB07031 | 300281276 | CLOSED | 11 kV | RYB | PE 7.03 STESEN PAM PS3 |  |  | PTJ07033 |  | INDKOM | ZZT | 27/07/1999
378361324 | TNB | DISTRIBUTION | WP PUTRAJAYA & CYBERJAYA | Existing | VPTJ/PCE/J08241/MB08241 | 300280810 | CLOSED | 11 kV | RYB | PE 8.24 SERI SAUJANA (BR 8) |  |  | PTJ08242 |  | MERLIN GERIN | RM6 | 23/01/2003
378361366 | TNB | DISTRIBUTION | WP PUTRAJAYA & CYBERJAYA | Existing | VPTJ/PCE/J08151/MB08151 | 300280799 | CLOSED | 11 kV | RYB | PE 8.15 RD2A L. SENTOSA |  |  | PTJ08153 |  | INDKOM | ZZT | 1999-08-07
378361457 | TNB | DISTRIBUTION | WP PUTRAJAYA & CYBERJAYA | Existing | VPTJ/PCE/J08011/MB08011 | 300280777 | CLOSED | 11 kV | RYB | PE 8.01 PS 10 (EFI) (F1) |  |  | PTJ08013 |  | INDKOM | ZZT | 23/07/1999
378366358 | TNB | DISTRIBUTION | WP PUTRAJAYA & CYBERJAYA | Existing | VPTJ/PCE/J16301/MB16301 | 300454871 | CLOSED | 11 kV | RYB | PE 16.30 PERUMAHAN P16A (F1) |  |  | PTJ16303 |  | INDKOM | INS24
378366464 | TNB | DISTRIBUTION | WP PUTRAJAYA & CYBERJAYA | Existing | VPTJ/PCE/J16302/MB16301 | 300454878 | CLOSED | 11 kV | RYB | PE 16.30 PERUMAHAN P16A (F2) |  |  | PTJ16305 |  | SCHNEIDER | NE-2iQ
378366620 | TNB | DISTRIBUTION | WP PUTRAJAYA & CYBERJAYA | Existing | VPTJ/PCE/J16281/MB16281 | 300281198 | CLOSED | 11 kV | RYB | PE 16.28 TAMAN WARISAN (F1) |  |  | PTJ16283 |  | INDKOM | ZZT | 2002-01-12
378366714 | TNB | DISTRIBUTION | WP PUTRAJAYA & CYBERJAYA | Existing | VPTJ/PCE/J16282/MB16284 | 300281199 | CLOSED | 11 kV | RYB | PE 16.28 TAMAN WARISAN (F2) |  |  | PTJ16286 |  | INDKOM | ZZT | 2002-01-12
378366818 | TNB | DISTRIBUTION | WP PUTRAJAYA & CYBERJAYA | Existing | VPTJ/PCE/J16061/MB16061 | 300281177 | CLOSED | 11 kV | RYB | PE 16.06 SEK REN F2 (F1) |  |  | PTJ16063 |  | INDKOM | ZZT | 16/02/2004
378366914 | TNB | DISTRIBUTION | WP PUTRAJAYA & CYBERJAYA | Existing | VPTJ/PCE/J16062/MB16064 | 300281178 | CLOSED | 11 kV | RYB | PE 16.06 SEK REN F2 (F2) |  |  | PTJ16066 |  | INDKOM | ZZT | 16/02/2004
378367015 | TNB | DISTRIBUTION | WP PUTRAJAYA & CYBERJAYA | Existing | VPTJ/PCE/J16071/MB16071 | 300281179 | CLOSED | 11 kV | RYB | PE 16.07 22 UNIT TERES (EFI) (F1) |  |  | PTJ16073 |  | INDKOM | ZZT | 2009-10-08
378367111 | TNB | DISTRIBUTION | WP PUTRAJAYA & CYBERJAYA | Existing | VPTJ/PCE/J16072/MB16074 | 300281180 | CLOSED | 11 kV | RYB | PE 16.07 22 UNIT TERES (EFI) (F2) |  |  | PTJ16076 |  | INDKOM | ZZT | 2009-11-08
378367217 | TNB | DISTRIBUTION | WP PUTRAJAYA & CYBERJAYA | Existing | VPTJ/PCE/J16292/MB16294 | 300281201 | CLOSED | 11 kV | RYB | PE 16.29 25 UNIT (EFI) (F2) |  |  | PTJ16296 |  | INDKOM | ZZT | 2009-11-08
378367311 | TNB | DISTRIBUTION | WP PUTRAJAYA & CYBERJAYA | Existing | VPTJ/PCE/J16291/MB16291 | 300281200 | CLOSED | 11 kV | RYB | PE 16.29 25 UNIT (EFI) (F1) |  |  | PTJ16293 |  | INDKOM | ZZT | 2009-10-08
378367536 | TNB | DISTRIBUTION | WP PUTRAJAYA & CYBERJAYA | Existing | VPTJ/PCE/J16271/MB16271 | 300281197 | CLOSED | 11 kV | RYB | PE 16.27 UPPER BISA |  |  | PTJ16273 |  | INDKOM | ZZT | 19/04/2000
378367632 | TNB | DISTRIBUTION | WP PUTRAJAYA & CYBERJAYA | Existing | VPTJ/PCE/J16141/MB16141 | 300281181 | CLOSED | 11 kV | RYB | PE 16.14 SEMI D (EFI) (F1) |  |  | PTJ16143 |  | INDKOM | ZZT | 13/01/2002
378367726 | TNB | DISTRIBUTION | WP PUTRAJAYA & CYBERJAYA | Existing | VPTJ/PCE/J16142/MB16144 | 300281182 | CLOSED | 11 kV | RYB | PE 16.14 SEMI D (EFI) (F2) |  |  | PTJ16146 |  | INDKOM | ZZT | 13/01/2002
378367830 | TNB | DISTRIBUTION | WP PUTRAJAYA & CYBERJAYA | Existing | VPTJ/PCE/J16161/MB16161 | 300281185 | CLOSED | 11 kV | RYB | PE 16.16 PUSAT KEJIRANAN (F1) |  |  | PTJ16163 |  | INDKOM | ZZT | 27/02/2002
378367924 | TNB | DISTRIBUTION | WP PUTRAJAYA & CYBERJAYA | Existing | VPTJ/PCE/J16162/MB16164 | 300281186 | CLOSED | 11 kV | RYB | PE 16.16 PUSAT KEJIRANAN (F2) |  |  | PTJ16166 |  | INDKOM | ZZT | 27/02/2002
378368185 | TNB | DISTRIBUTION | WP PUTRAJAYA & CYBERJAYA | Existing | VPTJ/PCE/J01242/MB01244 | 300280435 | CLOSED | 11 kV | RYB | PE 1.24 BOT PUMP (F2) |  |  | PTJ01246 |  | INDKOM | ZZT | 24/08/2000
378368283 | TNB | DISTRIBUTION | WP PUTRAJAYA & CYBERJAYA | Existing | VPTJ/PCE/J01241/MB01241 | 300280434 | CLOSED | 11 kV | RYB | PE 1.24 BOT PUMP (F1) |  |  | PTJ01243 |  | INDKOM | ZZT | 24/08/2000
378368386 | TNB | DISTRIBUTION | WP PUTRAJAYA & CYBERJAYA | Existing | VPTJ/PCE/J01251/MB01251 | 300280436 | CLOSED | 11 kV | RYB | PE 1.25 BOT ADMIN (F1) |  |  | PTJ01253 |  | INDKOM | ZZT | 24/08/2000
378368482 | TNB | DISTRIBUTION | WP PUTRAJAYA & CYBERJAYA | Existing | VPTJ/PCE/J01252/MB01254 | 300280437 | CLOSED | 11 kV | RYB | PE 1.25 BOT ADMIN (F2) |  |  | PTJ01256 |  | INDKOM | ZZT | 24/08/2000
378368611 | TNB | DISTRIBUTION | WP PUTRAJAYA & CYBERJAYA | Existing | VPTJ/PCE/J01601/MB01601 | 300280593 | CLOSED | 11 kV | RYB | PE 1.60 L/S TPP |  |  | PTJ01602 |  | MERLIN GERIN | RM6 | 16/07/2003
378368769 | TNB | DISTRIBUTION | WP PUTRAJAYA & CYBERJAYA | Existing | VPTJ/PCE/J01341/MB01341 | 300280441 | CLOSED | 11 kV | RYB | PE 1.34 PROMENADE |  |  | PTJ01342 |  | TAMCO | GR1 | 1999-12-11
378368877 | TNB | DISTRIBUTION | WP PUTRAJAYA & CYBERJAYA | Existing | VPTJ/PCE/J15031/MB15031 | 300281145 | CLOSED | 11 kV | RYB | PE 15.03 WR 3 |  |  | PTJ15032 |  | SCHNEIDER | RM6 | 20/01/2000
378368983 | TNB | DISTRIBUTION | WP PUTRAJAYA & CYBERJAYA | Existing | VPTJ/PCE/J15041/MB15041 | 300281146 | CLOSED | 11 kV | RYB | PE 15.04 STABLE KOMPLEKS |  |  | PTJ15042 |  | MERLIN GERIN | RM 6 | 1990-01-01
378369089 | TNB | DISTRIBUTION | WP PUTRAJAYA & CYBERJAYA | Existing | VPTJ/PCE/J01671/MB01671 | 310308944 | CLOSED | 11 kV | RYB | SS 1.67 TEMP PARCEL F |  |  | PTJ01673 |  | INDKOM | INS24 ZZTID
378369315 | TNB | DISTRIBUTION | WP PUTRAJAYA & CYBERJAYA | Existing | VPTJ/PCE/J12031/MB12031 | 310338762 | CLOSED | 11 kV | RYB | PE 12.03 SPINE ROAD NO 1 |  |  | PTJ12033 |  | INDKOM | INS24
378369692 | TNB | DISTRIBUTION | WP PUTRAJAYA & CYBERJAYA | Existing | VPTJ/PCE/J17041/MB17041 | 300281204 | CLOSED | 11 kV | RYB | PE 17.04 RK 1-1 (F1) |  |  | PTJ17043 |  | TAMCO | GR2 | 13/03/2007
378369693 | TNB | DISTRIBUTION | WP PUTRAJAYA & CYBERJAYA | Existing | VPTJ/PCE/J17041/MB17041 | 300281204 | CLOSED | 11 kV | RYB | PE 17.04 RK 1-1 (F1) |  |  | PTJ17042 |  | TAMCO | GR2 | 13/03/2007
378369908 | TNB | DISTRIBUTION | WP PUTRAJAYA & CYBERJAYA | Existing | VPTJ/PCE/J17042/MB17044 | 300281205 | CLOSED | 11 kV | RYB | PE 17.04 RK 1-1 (F2) |  |  | PTJ17046 |  | TAMCO | GR1 | 13/03/2007
378369909 | TNB | DISTRIBUTION | WP PUTRAJAYA & CYBERJAYA | Existing | VPTJ/PCE/J17042/MB17044 | 300281205 | CLOSED | 11 kV | RYB | PE 17.04 RK 1-1 (F2) |  |  | PTJ17047 |  | TAMCO | GR1 | 13/03/2007
378370083 | TNB | DISTRIBUTION | WP PUTRAJAYA & CYBERJAYA | Existing | VPTJ/PCE/J17051/MB17051 | 300281206 | CLOSED | 11 kV | RYB | PE 17.05 RK 1-2 (F1) |  |  | PTJ17052 |  | TAMCO | GR1 | 13/03/2007
378370084 | TNB | DISTRIBUTION | WP PUTRAJAYA & CYBERJAYA | Existing | VPTJ/PCE/J17051/MB17051 | 300281206 | CLOSED | 11 kV | RYB | PE 17.05 RK 1-2 (F1) |  |  | PTJ17053 |  | TAMCO | GR1 | 13/03/2007
378383240 | TNB | DISTRIBUTION | WP PUTRAJAYA & CYBERJAYA | Existing | VCBJ/PCE/J21841/MB21841 | 300452904 | CLOSED | 11 kV | RYB | PE 21.84 GLOMAC |  |  | CBJ21843 |  | INDKOM | ZZT I/D |  | TX1-1000KVA
378383241 | TNB | DISTRIBUTION | WP PUTRAJAYA & CYBERJAYA | Existing | VCBJ/PCE/J21841/MB21841 | 300452904 | CLOSED | 11 kV | RYB | PE 21.84 GLOMAC |  |  | CBJ21844 |  | INDKOM | ZZT I/D |  | TX2-1000KVA
378383405 | TNB | DISTRIBUTION | WP PUTRAJAYA & CYBERJAYA | Existing | VCBJ/PCE/J23141/MB23141 | 300485608 | CLOSED | 11 kV | RYB | PE 23.14 GLOMAC 2B |  |  | CBJ23143 |  |  | INS 24 | 30/11/2014 | TX-1000KVA
378383514 | TNB | DISTRIBUTION | WP PUTRAJAYA & CYBERJAYA | Existing | VCBJ/PCE/J23131/MB23131 | 300485222 | CLOSED | 11 kV | RYB | PE 23.13 GLOMAC 2A |  |  | CBJ23133 |  |  | INS 24 | 29/11/2014 | TX-1000KVA
378383818 | TNB | DISTRIBUTION | WP PUTRAJAYA & CYBERJAYA | Existing | VCBJ/PCE/J23281/MB1 | 310338782 | CLOSED | 11 kV | RYB | PE 23.28 SITE OFFICE PERSONA METRO |  |  | CBJ23283 |  | TAMCO |  |  | TX-1000KVA
378384019 | TNB | DISTRIBUTION | WP PUTRAJAYA & CYBERJAYA | Existing | VCBJ/PCE/J21601/MB21601 | 300280631 | CLOSED | 11 kV | RYB | PE 21.60 PADAT PPN CJ7 |  |  | CBJ21602 |  | INDKOM | ZZT | 28/10/2008 | TX-1000KVA
378384127 | TNB | DISTRIBUTION | WP PUTRAJAYA & CYBERJAYA | Existing | VCBJ/PCE/J22101/MB22101 | 300280576 | CLOSED | 11 kV | RYB | PE 22.10 D' MELOR F1 |  |  | CBJ22103 |  | INDKOM | ZZT | 24/03/2001 | TX1-1000KVA
378384150 | TNB | DISTRIBUTION | WP PUTRAJAYA & CYBERJAYA | Existing | VCBJ/PCE/J22102/MB22104 | 300280578 | CLOSED | 11 kV | RYB | PE 22.10 D' MELOR F2 |  |  | CBJ22106 |  | INDKOM | ZZT | 24/03/2001 | TX2-1000KVA
378384343 | TNB | DISTRIBUTION | WP PUTRAJAYA & CYBERJAYA | Existing | VCBJ/PCE/J21141/MB21141 | 300281033 | CLOSED | 11 kV | RYB | PE 21.14 PUSAT REKREASI SMART HOME F1 |  |  | CBJ21143 |  | INDKOM | ZZT | 2003-05-06 | TX1-1000KVA
378384366 | TNB | DISTRIBUTION | WP PUTRAJAYA & CYBERJAYA | Existing | VCBJ/PCE/J21142/MB21144 | 300281032 | CLOSED | 11 kV | RYB | PE 21.14 PUSAT REKREASI SMART HOME F2 |  |  | CBJ21146 |  | INDKOM | ZZT | 2003-05-06 | TX2-1000KVA
378384718 | TNB | DISTRIBUTION | WP PUTRAJAYA & CYBERJAYA | Existing | VCBJ/PCE/J21161/MB21161 | 300281028 | CLOSED | 11 kV | RYB | PE 21.16 SMART HOMES F1 |  |  | CBJ21163 |  | INDKOM | ZZT | 27/09/2004 | TX1-1000KVA
378384741 | TNB | DISTRIBUTION | WP PUTRAJAYA & CYBERJAYA | Existing | VCBJ/PCE/J21162/MB21164 | 300281027 | CLOSED | 11 kV | RYB | PE 21.16 SMART HOMES F2 |  |  | CBJ21166 |  | INDKOM | ZZT | 27/09/2004 | TX2-1000KVA
378385410 | TNB | DISTRIBUTION | WP PUTRAJAYA & CYBERJAYA | Existing | VCBJ/PCE/J21181/MB21181 | 300281024 | CLOSED | 11 kV | RYB | PE 21.18 CONDO A1 CYBERIA F1 |  |  | CBJ21183 |  | INDKOM | ZZT | 25/11/2001 | TX1-1000KVA
378385433 | TNB | DISTRIBUTION | WP PUTRAJAYA & CYBERJAYA | Existing | VCBJ/PCE/J21182/MB21184 | 300281023 | CLOSED | 11 kV | RYB | PE 21.18 CONDO A1 CYBERIA F2 |  |  | CBJ21186 |  | INDKOM | ZZT | 25/11/2001 | TX2-1000KVA
378385600 | TNB | DISTRIBUTION | WP PUTRAJAYA & CYBERJAYA | Existing | VCBJ/PCE/J21172/MB21174 | 300281025 | CLOSED | 11 kV | RYB | PE 21.17 CONDO A3 CYBERIA F2 |  |  | CBJ21176 |  | INDKOM | ZZT | 25/11/2001 | TX2-1000KVA
378385686 | TNB | DISTRIBUTION | WP PUTRAJAYA & CYBERJAYA | Existing | VCBJ/PCE/J21171/MB21171 | 300281026 | CLOSED | 11 kV | RYB | PE 21.17 CONDO A3 CYBERIA F1 |  |  | CBJ21173 |  | INDKOM | ZZT | 25/11/2001 | TX1-1000KVA
378385781 | TNB | DISTRIBUTION | WP PUTRAJAYA & CYBERJAYA | Existing | VCBJ/PCE/J21492/MB21494 | 300280971 | CLOSED | 11 kV | RYB | PE 21.49 CONDO B2 F2 |  |  | CBJ21496 |  | INDKOM | ZZT | 2004-08-01 | TX2-1000KVA
378385873 | TNB | DISTRIBUTION | WP PUTRAJAYA & CYBERJAYA | Existing | VCBJ/PCE/J21491/MB21491 | 300280976 | CLOSED | 11 kV | RYB | PE 21.49 CONDO B2 F1 |  |  | CBJ21493 |  | INDKOM | ZZT | 2004-08-01 | TX1-1000KVA
378385969 | TNB | DISTRIBUTION | WP PUTRAJAYA & CYBERJAYA | Existing | VCBJ/PCE/J21512/MB21514 | 300280967 | CLOSED | 11 kV | RYB | PE 21.51 CONDO C1 F2 |  |  | CBJ21516 |  | INDKOM | ZZT | 2004-05-10 | TX2-1000KVA
378386060 | TNB | DISTRIBUTION | WP PUTRAJAYA & CYBERJAYA | Existing | VCBJ/PCE/J21511/MB21511 | 300280970 | CLOSED | 11 kV | RYB | PE 21.51 CONDO C1 F1 |  |  | CBJ21513 |  | INDKOM | ZZT | 2004-05-10 | TX1-1000KVA
378386164 | TNB | DISTRIBUTION | WP PUTRAJAYA & CYBERJAYA | Existing | VCBJ/PCE/J21522/MB21524 | 300280962 | CLOSED | 11 kV | RYB | PE 21.52 CONDO C3 F2 |  |  | CBJ21526 |  | INDKOM | ZZT | 2004-05-10 | TX2-1000KVA
378386260 | TNB | DISTRIBUTION | WP PUTRAJAYA & CYBERJAYA | Existing | VCBJ/PCE/J21521/MB21521 | 300280965 | CLOSED | 11 kV | RYB | PE 21.52 CONDO C3 F1 |  |  | CBJ21523 |  | INDKOM | ZZT | 2004-05-10 | TX1-1000KVA
378386385 | TNB | DISTRIBUTION | WP PUTRAJAYA & CYBERJAYA | Existing | VCBJ/PCE/J25051/MB25051 | 310371337 | CLOSED | 11 kV | RYB | PE 25.05 HOSTEL BLOK 1D |  |  | CBJ25053 |  | INDKOM | INS24 |  | TX1-1000KVA
378386386 | TNB | DISTRIBUTION | WP PUTRAJAYA & CYBERJAYA | Existing | VCBJ/PCE/J25051/MB25051 | 310371337 | CLOSED | 11 kV | RYB | PE 25.05 HOSTEL BLOK 1D |  |  | CBJ25054 |  | INDKOM | INS24 |  | TX2-1000KVA
378386556 | TNB | DISTRIBUTION | WP PUTRAJAYA & CYBERJAYA | Existing | VCBJ/PCE/J25041/MB25041 | 310339238 | CLOSED | 11 kV | RYB | PE 25.04 HOSTEL BLOK 1C |  |  | CBJ25043 |  | INDKOM |  |  | TX1-1000KVA
378386557 | TNB | DISTRIBUTION | WP PUTRAJAYA & CYBERJAYA | Existing | VCBJ/PCE/J25041/MB25041 | 310339238 | CLOSED | 11 kV | RYB | PE 25.04 HOSTEL BLOK 1C |  |  | CBJ25044 |  | INDKOM |  |  | TX2-1000KVA
378386767 | TNB | DISTRIBUTION | WP PUTRAJAYA & CYBERJAYA | Existing | VCBJ/PCE/J25031/MB25031 | 300453483 | CLOSED | 11 kV | RYB | PE 25.03 HOSTEL BLOK 1B |  |  | CBJ25033 |  | INDKOM | INS24 |  | TX1-1000KVA
378386861 | TNB | DISTRIBUTION | WP PUTRAJAYA & CYBERJAYA | Existing | VCBJ/PCE/J25021/MB25021 | 300454737 | CLOSED | 11 kV | RYB | PE 25.02 HOSTEL BLOK 1A |  |  | CBJ25023 |  | INDKOM | INS24 |  | TX1-1000KVA
378386959 | TNB | DISTRIBUTION | WP PUTRAJAYA & CYBERJAYA | Existing | VCBJ/PCE/J23031/MB23031 | 300454682 | CLOSED | 11 kV | RYB | PE 23.03 MUTIARA VILLE 1 |  |  | CBJ23033 |  | INDKOM | ZZT |  | TX-1000KVA
378387053 | TNB | DISTRIBUTION | WP PUTRAJAYA & CYBERJAYA | Existing | VCBJ/PCE/J23041/MB23041 | 300454734 | CLOSED | 11 kV | RYB | PE 23.04 MUTIARA VILLE 2 |  |  | CBJ23043 |  | INDKOM | ZZT |  | TX-1000KVA
378387224 | TNB | DISTRIBUTION | WP PUTRAJAYA & CYBERJAYA | Existing | VCBJ/PCE/J23011/MB23011 | 300280382 | CLOSED | 11 kV | RYB | PE 23.01 PS 2-9 F1 |  |  | CBJ23012 |  | TAMCO | ID-0233 | 2006-12-12 | TX1-1000KVA
378387247 | TNB | DISTRIBUTION | WP PUTRAJAYA & CYBERJAYA | Existing | VCBJ/PCE/J23012/MB23014 | 300280383 | CLOSED | 11 kV | RYB | PE 23.01 PS 2-9 F2 |  |  | CBJ23015 |  | TAMCO | ID-0235 | 2006-12-12 | TX2-1000KVA
378400221 | TNB | DISTRIBUTION | WP PUTRAJAYA & CYBERJAYA | Existing | VPTJ/PCE/J11211/MB11211 | 300281039 | CLOSED | 11 kV | RYB | PE 11.21 PUSAT KEJIRANAN (F1) |  |  | PTJ11215 |  | TAMCO | GR1 | 30/05/2006
378400302 | TNB | DISTRIBUTION | WP PUTRAJAYA & CYBERJAYA | Existing | VPTJ/PCE/J11212/MB11214 | 300281041 | CLOSED | 11 kV | RYB | PE 11.21 PUSAT KEJIRANAN (F2) |  |  | PTJ11212 |  | TAMCO | GR1 | 30/05/2006
378400386 | TNB | DISTRIBUTION | WP PUTRAJAYA & CYBERJAYA | Existing | VPTJ/PCE/J11381/MB11381 | 300281070 | CLOSED | 11 kV | RYB | PE 11.38 PS 13 |  |  | PTJ11382 |  | MERLIN GERIN | RM 6 | 26/08/2004
378400479 | TNB | DISTRIBUTION | WP PUTRAJAYA & CYBERJAYA | Existing | VPTJ/PCE/J11391/MB11391 | 300281071 | CLOSED | 11 kV | RYB | PE 11.39 BLOK A |  |  | PTJ11393 |  | INDKOM | ZZT | 17/08/2004
378404468 | TNB | DISTRIBUTION | WP PUTRAJAYA & CYBERJAYA | Existing | VPTJ/PCE/J01371/MB01371 | 300280451 | CLOSED | 11 kV | RYB | PE 1.37 E16 ANJUNG (F1) |  |  | PTJ01373 |  | INDKOM | ZZT | 20/01/2001
378404562 | TNB | DISTRIBUTION | WP PUTRAJAYA & CYBERJAYA | Existing | VPTJ/PCE/J01372/MB01374 | 300280454 | CLOSED | 11 kV | RYB | PE 1.37 E16 ANJUNG (F2) |  |  | PTJ01376 |  | INDKOM | ZZT | 20/01/2001
378405030 | TNB | DISTRIBUTION | WP PUTRAJAYA & CYBERJAYA | Existing | VPTJ/PCE/J01561/MB01561 | 300280571 | CLOSED | 11 kV | RYB | PE 1.56 SEK.MEN. A/SHAH (F1) |  |  | PTJ01563 |  | INDKOM | ZZT | 2003-08-01
378405124 | TNB | DISTRIBUTION | WP PUTRAJAYA & CYBERJAYA | Existing | VPTJ/PCE/J01562/MB01564 | 300280574 | CLOSED | 11 kV | RYB | PE 1.56 SEK.MEN. A/SHAH (F2) |  |  | PTJ01566 |  | INDKOM | ZZT | 2003-08-01
378405220 | TNB | DISTRIBUTION | WP PUTRAJAYA & CYBERJAYA | Existing | VPTJ/PCE/J01571/MB01571 | 300280577 | CLOSED | 11 kV | RYB | PE 1.57 SEK.MEN. A/SHAH (F1) |  |  | PTJ01573 |  | INDKOM | ZZT | 2003-08-01
378405316 | TNB | DISTRIBUTION | WP PUTRAJAYA & CYBERJAYA | Existing | VPTJ/PCE/J01572/MB01574 | 300280579 | CLOSED | 11 kV | RYB | PE 1.57 SEK.MEN. A/SHAH (F2) |  |  | PTJ01576 |  | INDKOM | ZZT | 2003-08-01
378405566 | TNB | DISTRIBUTION | WP PUTRAJAYA & CYBERJAYA | Existing | VPTJ/PCE/J01531/MB01531 | 300280554 | CLOSED | 11 kV | RYB | PE 1.53 NORTH DEPT (F1) |  |  | PTJ01534 |  | INDKOM | GA | 2004-10-01
378405671 | TNB | DISTRIBUTION | WP PUTRAJAYA & CYBERJAYA | Existing | VPTJ/PCE/J01541/MB01541 | 300280559 | CLOSED | 11 kV | RYB | PE 1.54 SOUTH DEPT (F1) |  |  | PTJ01544 |  | INDKOM | ZZZT | 2004-10-01
378405934 | TNB | DISTRIBUTION | WP PUTRAJAYA & CYBERJAYA | Existing | VPTJ/PCE/J01381/MB01381 | 300280461 | CLOSED | 11 kV | RYB | PE 1.38 TAMAN PUTRA PERDANA (F1) |  |  | PTJ01384 |  | INDKOM | ZZT | 24/08/2000
378406037 | TNB | DISTRIBUTION | WP PUTRAJAYA & CYBERJAYA | Existing | VPTJ/PCE/J01382/MB01385 | 300280462 | CLOSED | 11 kV | RYB | PE 1.38 TAMAN PUTRA PERDANA (F2) |  |  | PTJ01387 |  | INDKOM | ZZT | 24/08/2000
378406348 | TNB | DISTRIBUTION | WP PUTRAJAYA & CYBERJAYA | Existing | VPTJ/PCE/J15221/MB15221 | 300281157 | CLOSED | 11 kV | RYB | PE 15.22 PADAT WR 6 |  |  | PTJ15222 |  | SCHNEIDER | RM6 | 27/08/2005
378406546 | TNB | DISTRIBUTION | WP PUTRAJAYA & CYBERJAYA | Existing | VPTJ/PCE/J15452/MB15454 | 300281172 | CLOSED | 11 kV | RYB | PE 15.45 Blok C1 15-12B (F2) |  |  | PTJ15456 |  | INDKOM | ZZT | 2009-10-10
378406640 | TNB | DISTRIBUTION | WP PUTRAJAYA & CYBERJAYA | Existing | VPTJ/PCE/J15451/MB15451 | 300281171 | CLOSED | 11 kV | RYB | PE 15.45 Blok C1 15-12B (F1) |  |  | PTJ15453 |  | INDKOM | ZZT | 2009-10-10
378406734 | TNB | DISTRIBUTION | WP PUTRAJAYA & CYBERJAYA | Existing | VPTJ/PCE/J15461/MB15461 | 300281173 | CLOSED | 11 kV | RYB | PE 15.46 Blok C2 15-12B (F1) |  |  | PTJ15462 |  | EPE | VRN 2A | 2009-10-10
378406828 | TNB | DISTRIBUTION | WP PUTRAJAYA & CYBERJAYA | Existing | VPTJ/PCE/J15462/MB15464 | 300281174 | CLOSED | 11 kV | RYB | PE 15.46 Blok C2 15-12B (F2) |  |  | PTJ15465 |  | EPE | VRN 2A | 2009-10-10
378406924 | TNB | DISTRIBUTION | WP PUTRAJAYA & CYBERJAYA | Existing | VPTJ/PCE/J15441/MB15441 | 300281169 | CLOSED | 11 kV | RYB | PE 15.44 Blok A3 15-12B (F1) |  |  | PTJ15442 |  | EPE | VRN 2A | 2009-10-10
378407018 | TNB | DISTRIBUTION | WP PUTRAJAYA & CYBERJAYA | Existing | VPTJ/PCE/J15442/MB15444 | 300281170 | CLOSED | 11 kV | RYB | PE 15.44 Blok A3 15-12B (F2) |  |  | PTJ15445 |  | EPE | VRN 2A | 2009-10-10
378407114 | TNB | DISTRIBUTION | WP PUTRAJAYA & CYBERJAYA | Existing | VPTJ/PCE/J15431/MB15431 | 300281167 | CLOSED | 11 kV | RYB | PE 15.43 BLOK A2 15-12B (F1) |  |  | PTJ15432 |  | EPE | VRN 2A | 2009-10-10
378407208 | TNB | DISTRIBUTION | WP PUTRAJAYA & CYBERJAYA | Existing | VPTJ/PCE/J15432/MB15434 | 300281168 | CLOSED | 11 kV | RYB | PE 15.43 BLOK A2 15-12B (F2) |  |  | PTJ15435 |  | EPE | VRN 2A | 2009-10-10
378407356 | TNB | DISTRIBUTION | WP PUTRAJAYA & CYBERJAYA | Existing | VPTJ/PCE/J15421/MB15421 | 300281165 | CLOSED | 11 kV | RYB | PE 15.42 P/PURI 15-12 BLOK C (F1) |  |  | PTJ15422 |  | EPE | VRN 2A | 2009-06-01
378407452 | TNB | DISTRIBUTION | WP PUTRAJAYA & CYBERJAYA | Existing | VPTJ/PCE/J15422/MB15424 | 300281166 | CLOSED | 11 kV | RYB | PE 15.42 P/PURI 15-12 BLOK C (F2) |  |  | PTJ15425 |  | EPE | VRN 2A | 2009-07-01
378407548 | TNB | DISTRIBUTION | WP PUTRAJAYA & CYBERJAYA | Existing | VPTJ/PCE/J15411/MB15411 | 300281163 | CLOSED | 11 kV | RYB | PE 15.41 P/PURI 15-12 BLOK B (F1) |  |  | PTJ15412 |  | EPE | VRN 2A | 2009-06-01
378407644 | TNB | DISTRIBUTION | WP PUTRAJAYA & CYBERJAYA | Existing | VPTJ/PCE/J15412/MB15414 | 300281164 | CLOSED | 11 kV | RYB | PE 15.41 P/PURI 15-12 BLOK B (F2) |  |  | PTJ15415 |  | EPE | VRN 2A | 2009-07-01
378407740 | TNB | DISTRIBUTION | WP PUTRAJAYA & CYBERJAYA | Existing | VPTJ/PCE/J15401/MB15401 | 300281161 | CLOSED | 11 kV | RYB | PE 15.40 P/PURI 15-12 BLOK A (F1) |  |  | PTJ15402 |  | EPE | VRN 2A | 2009-06-01
378407834 | TNB | DISTRIBUTION | WP PUTRAJAYA & CYBERJAYA | Existing | VPTJ/PCE/J15402/MB15404 | 300281162 | CLOSED | 11 kV | RYB | PE 15.40 P/PURI 15-12 BLOK A (F2) |  |  | PTJ15405 |  | EPE | VRN 2A | 2009-07-01
378407930 | TNB | DISTRIBUTION | WP PUTRAJAYA & CYBERJAYA | Existing | VPTJ/PCE/J15471/MB15471 | 300454849 | CLOSED | 11 kV | RYB | PE 15.47 APARTMENT ALAM DESA (F1) |  |  | PTJ15473 |  | INDKOM | ZZT
378408026 | TNB | DISTRIBUTION | WP PUTRAJAYA & CYBERJAYA | Existing | VPTJ/PCE/J15472/MB15474 | 300454861 | CLOSED | 11 kV | RYB | PE 15.47 APARTMENT ALAM DESA (F2) |  |  | PTJ15476 |  | INDKOM | ZZT
378408122 | TNB | DISTRIBUTION | WP PUTRAJAYA & CYBERJAYA | Existing | VPTJ/PCE/J15351/MB15351 | 300282003 | CLOSED | 11 kV | RYB | PE 15.35 FASA 15-1A (F1) |  |  | PTJ15352 |  | EPE | VRN2A | 14/11/2009
378408216 | TNB | DISTRIBUTION | WP PUTRAJAYA & CYBERJAYA | Existing | VPTJ/PCE/J15352/MB15354 | 300282004 | CLOSED | 11 kV | RYB | PE 15.35 FASA 15-1A (F2) |  |  | PTJ15355 |  | EPE | VRN2A | 15/11/2009
378408312 | TNB | DISTRIBUTION | WP PUTRAJAYA & CYBERJAYA | Existing | VPTJ/PCE/J15361/MB15361 | 300282005 | CLOSED | 11 kV | RYB | PE 15.36 FASA 15-1B (F1) |  |  | PTJ15363 |  | INDKOM | ZZT | 14/11/2009
378408406 | TNB | DISTRIBUTION | WP PUTRAJAYA & CYBERJAYA | Existing | VPTJ/PCE/J15362/MB15364 | 300282006 | CLOSED | 11 kV | RYB | PE 15.36 FASA 15-1B(F2) |  |  | PTJ15366 |  | INDKOM | ZZT | 15/11/2009
378408502 | TNB | DISTRIBUTION | WP PUTRAJAYA & CYBERJAYA | Existing | VPTJ/PCE/J15381/MB15381 | 300282009 | CLOSED | 11 kV | RYB | PE 15.38 FASA 15-3B (F1) |  |  | PTJ15383 |  | INDKOM | ZZT | 14/11/2009
378408596 | TNB | DISTRIBUTION | WP PUTRAJAYA & CYBERJAYA | Existing | VPTJ/PCE/J15382/MB15384 | 300282010 | CLOSED | 11 kV | RYB | PE 15.38 FASA 15-3B (F2) |  |  | PTJ15386 |  | INDKOM | ZZT | 15/11/2009
378408692 | TNB | DISTRIBUTION | WP PUTRAJAYA & CYBERJAYA | Existing | VPTJ/PCE/J15391/MB15391 | 300282011 | CLOSED | 11 kV | RYB | PE 15.39 FASA 15-3A (F1) |  |  | PTJ15393 |  | INDKOM | ZZT | 14/11/2009
378421957 | TNB | DISTRIBUTION | WP PUTRAJAYA & CYBERJAYA | Existing | VPTJ/PCE/J17052/MB17054 | 300281207 | CLOSED | 11 kV | RYB | PE 17.05 RK 1-2 (F2) |  |  | PTJ17056 |  | TAMCO | GR1 | 13/03/2007
378421958 | TNB | DISTRIBUTION | WP PUTRAJAYA & CYBERJAYA | Existing | VPTJ/PCE/J17052/MB17054 | 300281207 | CLOSED | 11 kV | RYB | PE 17.05 RK 1-2 (F2) |  |  | PTJ17057 |  | TAMCO | GR1 | 13/03/2007
378422119 | TNB | DISTRIBUTION | WP PUTRAJAYA & CYBERJAYA | Existing | VPTJ/PCE/J17081/MB17081 | 300288173 | CLOSED | 11 kV | RYB | PE 17.08 BLOK E 17RK2 (F1) |  |  | PTJ17083 |  | INDKOM | ZZT | 27/12/2010
378422403 | TNB | DISTRIBUTION | WP PUTRAJAYA & CYBERJAYA | Existing | VPTJ/PCE/J17072/MB17074 | 300288171 | CLOSED | 11 kV | RYB | PE 17.07 BLOK C 17RK2 (F2) |  |  | PTJ17076 |  | INDKOM | INS24 (ZZTID) | 28/12/2010
378422497 | TNB | DISTRIBUTION | WP PUTRAJAYA & CYBERJAYA | Existing | VPTJ/PCE/J17071/MB17071 | 300288169 | CLOSED | 11 kV | RYB | PE 17.07 BLOK C 17RK2 (F1) |  |  | PTJ17073 |  | INDKOM | INS24 (ZZTID) | 27/12/2010
378422593 | TNB | DISTRIBUTION | WP PUTRAJAYA & CYBERJAYA | Existing | VPTJ/PCE/J17091/MB17091 | 310288765 | CLOSED | 11 kV | RYB | PE 17.09 SEK REN PRESINT 17 F1 |  |  | PTJ17092 |  |  | VRN6a
378422687 | TNB | DISTRIBUTION | WP PUTRAJAYA & CYBERJAYA | Existing | VPTJ/PCE/J17092/MB17094 | 310288779 | CLOSED | 11 kV | RYB | PE 17.09 SEK REN PRESINT 17 (F2) |  |  | PTJ17095 |  |  | VRN6a
378422783 | TNB | DISTRIBUTION | WP PUTRAJAYA & CYBERJAYA | Existing | VPTJ/PCE/J01311/MB01311 | 300280439 | CLOSED | 11 kV | RYB | PE 1.31 PADAT PERSIARAN PERDANA |  |  | PTJ01313 |  | INDKOM | ZZT | 15/04/1999
378422954 | TNB | DISTRIBUTION | WP PUTRAJAYA & CYBERJAYA | Existing | VPTJ/PCE/J01271/MB01271 | 300280438 | CLOSED | 11 kV | RYB | PE 1.27 PADAT PERSIARAN PERSEKUTUAN |  |  | PTJ01273 |  | INDKOM | ZZT | 25/05/1999
378423184 | TNB | DISTRIBUTION | WP PUTRAJAYA & CYBERJAYA | Existing | VPTJ/PCE/J01591/MB01591 | 300280588 | CLOSED | 11 kV | RYB | PE 1.59 WETLAND MANAGEMENT |  |  | PTJ01593 |  | SCHNEIDER | NA | 29/07/2003
378423350 | TNB | DISTRIBUTION | WP PUTRAJAYA & CYBERJAYA | Existing | VPTJ/PCE/J13041/MB13041 | 300281103 | CLOSED | 11 kV | RYB | PE 13.04 UGS PERSEKUTUAN |  |  | PTJ13043 |  | INDKOM | ZZT | 15/04/1999
378423562 | TNB | DISTRIBUTION | WP PUTRAJAYA & CYBERJAYA | Existing | VPTJ/PCE/J01331/MB01331 | 300280445 | CLOSED | 11 kV | RYB | PE 1.33 INSIDE PPU 1 S/L OVAL |  |  | PTJ01333 |  | MERLIN GERIN | ZZT | 17/06/1999
378423668 | TNB | DISTRIBUTION | WP PUTRAJAYA & CYBERJAYA | Existing | VPTJ/PCE/J01291/MB01291 | 300280444 | CLOSED | 11 kV | RYB | PE 1.29 PERDANA WALK |  |  | PTJ01294 |  | MERLIN GERIN | RM6 | 30/06/1999
378423778 | TNB | DISTRIBUTION | WP PUTRAJAYA & CYBERJAYA | Existing | VPTJ/PCE/J01351/MB01351 | 300280442 | CLOSED | 11 kV | RYB | PE 1.35 MOSQUE (F1) |  |  | PTJ01353 |  | INDKOM | ZZT | 1999-12-05
378423872 | TNB | DISTRIBUTION | WP PUTRAJAYA & CYBERJAYA | Existing | VPTJ/PCE/J01352/MB01354 | 300280447 | CLOSED | 11 kV | RYB | PE 1.35 MOSQUE (F2) |  |  | PTJ01356 |  | INDKOM | ZZT | 1999-12-05
378424011 | TNB | DISTRIBUTION | WP PUTRAJAYA & CYBERJAYA | Existing | VPTJ/PCE/J17082/MB17084 | 300288175 | CLOSED | 11 kV | RYB | PE 17.08 BLOK E 17RK2 (F2) |  |  | PTJ17086 |  | INDKOM | ZZT | 28/12/2010
378424069 | TNB | DISTRIBUTION | WP PUTRAJAYA & CYBERJAYA | Existing | VPTJ/PCE/J17061/MB17061 | 300288162 | CLOSED | 11 kV | RYB | PE 17.06 BLOK A 17RK2 (F1) |  |  | PTJ17063 |  | INDKOM | INS24 (ZZTID) | 27/12/2010
378424163 | TNB | DISTRIBUTION | WP PUTRAJAYA & CYBERJAYA | Existing | VPTJ/PCE/J17062/MB17064 | 300288166 | CLOSED | 11 kV | RYB | PE 17.06 BLOK A 17RK2 (F2) |  |  | PTJ17066 |  | INDKOM | INS24 (ZZTID) | 28/12/2010
378424272 | TNB | DISTRIBUTION | WP PUTRAJAYA & CYBERJAYA | Existing | VPTJ/PCE/J02032/MB02034 | 300280613 | CLOSED | 11 kV | RYB | PE 2.03 RUMAH PAM (F2) |  |  | PTJ02036 |  | INDKOM | ZZT | 2001-05-02
378424368 | TNB | DISTRIBUTION | WP PUTRAJAYA & CYBERJAYA | Existing | VPTJ/PCE/J02031/MB02031 | 300280611 | CLOSED | 11 kV | RYB | PE 2.03 RUMAH PAM (F1) |  |  | PTJ02033 |  | INDKOM | ZZT | 2001-05-02
378424528 | TNB | DISTRIBUTION | WP PUTRAJAYA & CYBERJAYA | Existing | VPTJ/PCE/J02172/MB02174 | 300280672 | CLOSED | 11 kV | RYB | PE 2.17 TMN WAWASAN (P.H) (F2) |  |  | PTJ02176 |  | INDKOM | ZZT | 2004-10-03
378424624 | TNB | DISTRIBUTION | WP PUTRAJAYA & CYBERJAYA | Existing | VPTJ/PCE/J02171/MB02171 | 300280671 | CLOSED | 11 kV | RYB | PE 2.17 TMN WAWASAN (P.H) (F1) |  |  | PTJ02173 |  | INDKOM | ZZT | 2004-10-03
378425027 | TNB | DISTRIBUTION | WP PUTRAJAYA & CYBERJAYA | Existing | VPTJ/PCE/J01621/MB01621 | 300452954 | CLOSED | 11 kV | RYB | PE 1.62 INSIDE PPU PJ1 |  |  | PTJ01622 |  | TAMCO | NA
378425154 | TNB | DISTRIBUTION | WP PUTRAJAYA & CYBERJAYA | Existing | VPTJ/PCE/J01651/MB1651 | 300494280 | CLOSED | 11 kV | RYB | PE 1.65 DATARAN PAHLAWAN F1 |  |  | PTJ01652 |  |  | N/A
378425248 | TNB | DISTRIBUTION | WP PUTRAJAYA & CYBERJAYA | Existing | VPTJ/PCE/J01652/MB01654 | 300494281 | CLOSED | 11 kV | RYB | PE 1.65 DATARAN PAHLAWAN F2 |  |  | PTJ01655 |  |  | VRN6a
378443167 | TNB | DISTRIBUTION | WP PUTRAJAYA & CYBERJAYA | Existing | VPTJ/PCE/J15392/MB15394 | 300282012 | CLOSED | 11 kV | RYB | PE 15.39 FASA 15-3A (F2) |  |  | PTJ15396 |  | INDKOM | ZZT | 15/11/2009
378443263 | TNB | DISTRIBUTION | WP PUTRAJAYA & CYBERJAYA | Existing | VPTJ/PCE/J15371/MB15371 | 300282007 | CLOSED | 11 kV | RYB | PE 15.37 FASA 15-2 (F1) |  |  | PTJ15373 |  | INDKOM | ZZT | 14/11/2009
378443359 | TNB | DISTRIBUTION | WP PUTRAJAYA & CYBERJAYA | Existing | VPTJ/PCE/J15372/MB15374 | 300282008 | CLOSED | 11 kV | RYB | PE 15.37 FASA 15-2 (F2) |  |  | PTJ15376 |  | INDKOM | ZZT | 15/11/2009
378464177 | TNB | DISTRIBUTION | WP PUTRAJAYA & CYBERJAYA | Existing | VPTJ/PCE/J15562/MB15564 | 300509253 | CLOSED | 11 kV | RYB | PE 15.56 DWIPUTRA NO 3 (F2) |  |  | PTJ15565 |  | INDKOM | VRN2a
378464271 | TNB | DISTRIBUTION | WP PUTRAJAYA & CYBERJAYA | Existing | VPTJ/PCE/J00341/MB1 | 300509244 | CLOSED | 11 kV | RYB | PE 15.56 DWIPUTRA NO 3 (F1) |  |  | PTJ15562 |  | INDKOM | INS24
378464367 | TNB | DISTRIBUTION | WP PUTRAJAYA & CYBERJAYA | Existing | VPTJ/PCE/J00340/MB1 | 300510549 | CLOSED | 11 kV | RYB | PE 15.55 DWIPUTRA NO 2 (F1) |  |  | PTJ15552
378464461 | TNB | DISTRIBUTION | WP PUTRAJAYA & CYBERJAYA | Existing | VPTJ/PCE/J15552/MB15554 | 310372419 | CLOSED | 11 kV | RYB | PE 15.55 DWIPUTRA NO 2 (F2) |  |  | PTJ15555 |  |  | VRN2a
378464555 | TNB | DISTRIBUTION | WP PUTRAJAYA & CYBERJAYA | Existing | VPTJ/PCE/J00339/MB1 | 300510413 | CLOSED | 11 kV | RYB | PE 15.54 DWIPUTRA NO 1 (F1) |  |  | PTJ15542 |  |  | VRN2a
378494665 | TNB | DISTRIBUTION | WP PUTRAJAYA & CYBERJAYA | Existing | VPTJ/PCE/J08012/MB08014 | 300280778 | CLOSED | 11 kV | RYB | PE 8.01 PS 10 (EFI) (F2) |  |  | PTJ08016 |  | INDKOM | ZZT | 23/07/1999
378494769 | TNB | DISTRIBUTION | WP PUTRAJAYA & CYBERJAYA | Existing | VPTJ/PCE/J08021/MB08021 | 300280779 | CLOSED | 11 kV | RYB | PE 8.02 P8A SEMI D (F1) |  |  | PTJ08023 |  | INDKOM | ZZT | 2000-05-03
378494859 | TNB | DISTRIBUTION | WP PUTRAJAYA & CYBERJAYA | Existing | VPTJ/PCE/J08022/MB08024 | 300280780 | CLOSED | 11 kV | RYB | PE 8.02 P8A SEMI D (F2) |  |  | PTJ08026 |  | INDKOM | ZZT | 2000-05-03
378494951 | TNB | DISTRIBUTION | WP PUTRAJAYA & CYBERJAYA | Existing | VPTJ/PCE/J08031/MB08031 | 300280781 | CLOSED | 11 kV | RYB | PE 8.03 SEK REN (EFI) (F1) |  |  | PTJ08033 |  | INDKOM | ZZT | 16/11/1999
378495042 | TNB | DISTRIBUTION | WP PUTRAJAYA & CYBERJAYA | Existing | VPTJ/PCE/J08032/MB08034 | 300280782 | CLOSED | 11 kV | RYB | PE 8.03 SEK REN (EFI) (F2) |  |  | PTJ08036 |  | INDKOM | ZZT | 16/11/1999
378495135 | TNB | DISTRIBUTION | WP PUTRAJAYA & CYBERJAYA | Existing | VPTJ/PCE/J08041/MB08041 | 300280783 | CLOSED | 11 kV | RYB | PE 8.04 SEK MEN (F1) |  |  | PTJ08043 |  | INDKOM | ZZT | 16/11/1999
378495226 | TNB | DISTRIBUTION | WP PUTRAJAYA & CYBERJAYA | Existing | VPTJ/PCE/J08042/MB08044 | 300280784 | CLOSED | 11 kV | RYB | PE 8.04 SEK MEN (F2) |  |  | PTJ08046 |  | INDKOM | ZZT | 16/11/1999
378495553 | TNB | DISTRIBUTION | WP PUTRAJAYA & CYBERJAYA | Existing | VPTJ/PCE/J08171/MB08171 | 300280801 | CLOSED | 11 kV | RYB | PE 8.17 P.KEJIRANAN (EFI) |  |  | PTJ08173 |  | INDKOM | ZZT | 2000-03-08
378495647 | TNB | DISTRIBUTION | WP PUTRAJAYA & CYBERJAYA | Existing | VPTJ/PCE/J08061/MB08061 | 300280785 | CLOSED | 11 kV | RYB | PE 8.06 DEWAN SERBAGUNA (EFI) (F1) |  |  | PTJ08063 |  | INDKOM | ZZT | 18/09/2000
378495738 | TNB | DISTRIBUTION | WP PUTRAJAYA & CYBERJAYA | Existing | VPTJ/PCE/J08062/MB08064 | 300280786 | CLOSED | 11 kV | RYB | PE 8.06 DEWAN SERBAGUNA (EFI) (F2) |  |  | PTJ08066 |  | INDKOM | ZZT | 18/09/2000
378495831 | TNB | DISTRIBUTION | WP PUTRAJAYA & CYBERJAYA | Existing | VPTJ/PCE/J08361/MB08361 | 310303858 | CLOSED | 11 kV | RYB | PE 8.36 TEMP 8-4F |  |  | PTJ08362 |  | SCHNEIDER | RM 6
378495933 | TNB | DISTRIBUTION | WP PUTRAJAYA & CYBERJAYA | Existing | VPTJ/PCE/J08112/MB08114 | 300280796 | CLOSED | 11 kV | RYB | PE 8.11 JLN P8E TERES (EFI) (F2) |  |  | PTJ08116 |  | INDKOM | ZZT | 27/03/2002
378495956 | TNB | DISTRIBUTION | WP PUTRAJAYA & CYBERJAYA | Existing | VPTJ/PCE/J08111/MB08111 | 300280795 | CLOSED | 11 kV | RYB | PE 8.11 JLN P8E TERES (EFI) (F1) |  |  | PTJ08113 |  | INDKOM | ZZT | 27/03/2002
378496117 | TNB | DISTRIBUTION | WP PUTRAJAYA & CYBERJAYA | Existing | VPTJ/PCE/J08251/MB08251 | 300280811 | CLOSED | 11 kV | RYB | PE 8.25 ISTANA DARUL EHSAN (F1) |  |  | PTJ08253 |  | INDKOM | ZZT | 28/05/2003
378496208 | TNB | DISTRIBUTION | WP PUTRAJAYA & CYBERJAYA | Existing | VPTJ/PCE/J08252/MB08254 | 300280812 | CLOSED | 11 kV | RYB | PE 8.25 ISTANA DARUL EHSAN (F2) |  |  | PTJ08256 |  | INDKOM | ZZT | 28/05/2003
378496301 | TNB | DISTRIBUTION | WP PUTRAJAYA & CYBERJAYA | Existing | VPTJ/PCE/J08321/MB08321 | 300452987 | CLOSED | 11 kV | RYB | PE 8.32 TERES 8-4H (F1) |  |  | PTJ08323 |  | INDKOM | ZZT - I/D
378496395 | TNB | DISTRIBUTION | WP PUTRAJAYA & CYBERJAYA | Existing | VPTJ/PCE/J08331/MB08331 | 300453447 | CLOSED | 11 kV | RYB | PE 8.33 8NC2 PADAT NO.1 |  |  | PTJ08332 |  | SCHNEIDER | NE-2iQ
378496489 | TNB | DISTRIBUTION | WP PUTRAJAYA & CYBERJAYA | Existing | VPTJ/PCE/J08341/MB08341 | 300453452 | CLOSED | 11 kV | RYB | PE 8.34 8NC2 PADAT NO.2 |  |  | PTJ08345 |  | SCHNEIDER | NE-2iQ
378496605 | TNB | DISTRIBUTION | WP PUTRAJAYA & CYBERJAYA | Existing | VPTJ/PCE/J08322/MB08324 | 300452990 | CLOSED | 11 kV | RYB | PE 8.32 TERES 8-4H (F2) |  |  | PTJ08326 |  | INDKOM | ZZT - I/D
378496724 | TNB | DISTRIBUTION | WP PUTRAJAYA & CYBERJAYA | Existing | VPTJ/PCE/J08091/MB08091 | 300280789 | CLOSED | 11 kV | RYB | PE 8.09 JLN P8E2TERES (F1) |  |  | PTJ08093 |  | INDKOM | ZZT | 21/06/2004
378496813 | TNB | DISTRIBUTION | WP PUTRAJAYA & CYBERJAYA | Existing | VPTJ/PCE/J08092/MB08094 | 300280792 | CLOSED | 11 kV | RYB | PE 8.09 JLN P8E2TERES (F2) |  |  | PTJ08096 |  | INDKOM | ZZT | 21/06/2004
378496907 | TNB | DISTRIBUTION | WP PUTRAJAYA & CYBERJAYA | Existing | VPTJ/PCE/J08101/MB08101 | 300280793 | CLOSED | 11 kV | RYB | PE 8.10 SEK REN FASA 2 |  |  | PTJ08103 |  | INDKOM | ZZT | 2004-10-11
378496999 | TNB | DISTRIBUTION | WP PUTRAJAYA & CYBERJAYA | Existing | VPTJ/PCE/J08071/MB08071 | 300280787 | CLOSED | 11 kV | RYB | PE 8.07 APT FASA 4B (B2) (F1) |  |  | PTJ08073 |  | INDKOM | ZZT | 1999-09-12
378497090 | TNB | DISTRIBUTION | WP PUTRAJAYA & CYBERJAYA | Existing | VPTJ/PCE/J08072/MB08074 | 300280788 | CLOSED | 11 kV | RYB | PE 8.07 APT FASA 4B (B2) (F2) |  |  | PTJ08076 |  | INDKOM | ZZT | 1999-09-12
378524844 | TNB | DISTRIBUTION | WP PUTRAJAYA & CYBERJAYA | Existing | VCBJ/PCE/J24011/MB24011 | 300453042 | CLOSED | 11 kV | RYB | PE 24.01 SYMPHONY HILLS 8 |  |  | CBJ24012 |  | TAMCO | GR1 |  | TX1-1000KVA
378524845 | TNB | DISTRIBUTION | WP PUTRAJAYA & CYBERJAYA | Existing | VCBJ/PCE/J24011/MB24011 | 300453042 | CLOSED | 11 kV | RYB | PE 24.01 SYMPHONY HILLS 8 |  |  | CBJ24013 |  | TAMCO | GR1 |  | TX2-1000KVA
378525002 | TNB | DISTRIBUTION | WP PUTRAJAYA & CYBERJAYA | Existing | VCBJ/PCE/J24121/MB24121 | 310338844 | CLOSED | 11 kV | RYB | PE 24.12 SEJATI HOMES 2 |  |  | CBJ24122 |  | SCHNEIDER |  |  | TX-1000KVA
378525213 | TNB | DISTRIBUTION | WP PUTRAJAYA & CYBERJAYA | Existing | VCBJ/PCE/J24131/MB24131 | 310338850 | CLOSED | 11 kV | RYB | PE 24.13 SYMPHONY HILLS 2 |  |  | CBJ24133 |  | INDKOM | INS24 |  | TX1-1000KVA
378525214 | TNB | DISTRIBUTION | WP PUTRAJAYA & CYBERJAYA | Existing | VCBJ/PCE/J24131/MB24131 | 310338850 | CLOSED | 11 kV | RYB | PE 24.13 SYMPHONY HILLS 2 |  |  | CBJ24134 |  | INDKOM | INS24 |  | TX2-1000KVA
378525381 | TNB | DISTRIBUTION | WP PUTRAJAYA & CYBERJAYA | Existing | VCBJ/PCE/J24051/MB24052 | 300454676 | CLOSED | 11 kV | RYB | PE 24.05 SYMPHONY HILLS 3 |  |  | CBJ24051 |  | SCHNEIDER | ID-0233 |  | TX1-1000KVA
378525475 | TNB | DISTRIBUTION | WP PUTRAJAYA & CYBERJAYA | Existing | VCBJ/PCE/J24161/MB24161 | 310317893 | CLOSED | 11 kV | RYB | PE 24.16 PADAT PERUMAHAN 1 |  |  | CBJ24163 |  | INDKOM | INS24 |  | TX-1000KVA
378525569 | TNB | DISTRIBUTION | WP PUTRAJAYA & CYBERJAYA | Existing | VCBJ/PCE/J00340/MB1 | 300507882 | CLOSED | 11 kV | RYB | SS 24.32 NADAYU 99 |  |  | CBJ24324 |  | INDKOM | INS24 |  | TX-1000KVA
378525672 | TNB | DISTRIBUTION | WP PUTRAJAYA & CYBERJAYA | Existing | VCBJ/PCE/J22121/MB22121 | 300280565 | CLOSED | 11 kV | RYB | PE 22.12 SEK MEN KEB CJ1 F1 |  |  | CBJ22123 |  | INDKOM | GA | 19/02/2004 | TX-1000KVA
378525695 | TNB | DISTRIBUTION | WP PUTRAJAYA & CYBERJAYA | Existing | VCBJ/PCE/J22122/MB22124 | 300280570 | CLOSED | 11 kV | RYB | PE 22.12 SEK MEN KEB CJ1 F2 |  |  | CBJ22126 |  | INDKOM | GA | 19/02/2004 | TX2-1000KVA
378525882 | TNB | DISTRIBUTION | WP PUTRAJAYA & CYBERJAYA | Existing | VCBJ/PCE/J24061/MB24062 | 300454672 | CLOSED | 11 kV | RYB | PE 24.06 SYMPHONY HILLS 1 |  |  | CBJ24061 |  | SCHNEIDER | NE-2iQ |  | TX-500KVA
378526103 | TNB | DISTRIBUTION | WP PUTRAJAYA & CYBERJAYA | Existing | VCBJ/PCE/J24211/MB24211 | 310314866 | CLOSED | 11 kV | RYB | PE 24.21 SITE OFFICE SYMPHONY HILLS |  |  | CBJ24211 |  | TOSHIBA |  |  | TX-1000KVA
378526210 | TNB | DISTRIBUTION | WP PUTRAJAYA & CYBERJAYA | Existing | VCBJ/PCE/J22451/MB22451 | 300280484 | CLOSED | 11 kV | RYB | PE 22.45 KONDOMINIUM F1 |  |  | CBJ22452 |  | TAMCO | GR1-21-1D-0017 | 27/01/2006 | TX1-750KVA
378526233 | TNB | DISTRIBUTION | WP PUTRAJAYA & CYBERJAYA | Existing | VCBJ/PCE/J22452/MB22454 | 300280486 | CLOSED | 11 kV | RYB | PE 22.45 KONDOMINIUM F2 |  |  | CBJ22455 |  | TAMCO | GR1-21-1D | 27/01/2006 | TX2-750KVA
378526444 | TNB | DISTRIBUTION | WP PUTRAJAYA & CYBERJAYA | Existing | VCBJ/PCE/J22461/MB22461 | 300280481 | CLOSED | 11 kV | RYB | PE 22.46 TOWN HOUSE F1 |  |  | CBJ22462 |  | TAMCO | GR1 | 27/01/2006 | TX1-750KVA
378526467 | TNB | DISTRIBUTION | WP PUTRAJAYA & CYBERJAYA | Existing | VCBJ/PCE/J22462/MB22464 | 300280483 | CLOSED | 11 kV | RYB | PE 22.46 TOWN HOUSE F2 |  |  | CBJ22465 |  | TAMCO | GR1 | 27/01/2006 | TX2-750KVA
378526876 | TNB | DISTRIBUTION | WP PUTRAJAYA & CYBERJAYA | Existing | VCBJ/PCE/J22441/MB22441 | 300280490 | CLOSED | 11 kV | RYB | PE 22.44 PANGSAPURI PT 12067 F1 |  |  | CBJ22442 |  | TAMCO | GR1 | 28/11/2006 | TX1-1000KVA
378526918 | TNB | DISTRIBUTION | WP PUTRAJAYA & CYBERJAYA | Existing | VCBJ/PCE/J21021/MB21021 | 300281079 | CLOSED | 11 kV | RYB | PE 21.02 INCUBATOR F1 |  |  | CBJ21023 |  | INDKOM | ZZT | 15/07/1999 | TX1-1000KVA
378526942 | TNB | DISTRIBUTION | WP PUTRAJAYA & CYBERJAYA | Existing | VCBJ/PCE/J21022/MB21024 | 300281078 | CLOSED | 11 kV | RYB | PE 21.02 INCUBATOR F2 |  |  | CBJ21026 |  | INDKOM | ZZT | 15/07/1999 | TX1-1000KVA
378527109 | TNB | DISTRIBUTION | WP PUTRAJAYA & CYBERJAYA | Existing | VCBJ/PCE/J22442/MB22444 | 300280492 | CLOSED | 11 kV | RYB | PE 22.44 PANGSAPURI PT 12057 F2 |  |  | CBJ22445 |  | TAMCO | GR1 | 28/11/2006 | TX2-1000KVA
378527412 | TNB | DISTRIBUTION | WP PUTRAJAYA & CYBERJAYA | Existing | VCBJ/PCE/J21821/MB21821 | 300454967 | CLOSED | 11 kV | RYB | SS 21.82 SHAFBURY BLOK C F1 |  |  | CBJ21823 |  | INDKOM | INS24 |  | TX1-1000KVA
378527506 | TNB | DISTRIBUTION | WP PUTRAJAYA & CYBERJAYA | Existing | VCBJ/PCE/J21822/MB21824 | 300454971 | CLOSED | 11 kV | RYB | SS 21.82 SHAFBURY BLOK C F2 |  |  | CBJ21826 |  | INDKOM | INS24 |  | TX2-1000KVA
378527625 | TNB | DISTRIBUTION | WP PUTRAJAYA & CYBERJAYA | Existing | VCBJ/PCE/J21131/MB21131 | 300281036 | CLOSED | 11 kV | RYB | PE 21.13 CYBERVIEW NO. 2 ( MDC ) F1 |  |  | CBJ21133 |  | INDKOM | ZZT | 2002-05-01 | TX1-1000KVA
378527741 | TNB | DISTRIBUTION | WP PUTRAJAYA & CYBERJAYA | Existing | VCBJ/PCE/J21132/MB21134 | 300281034 | CLOSED | 11 kV | RYB | PE 21.13 CYBERVIEW NO. 2 ( MDC ) F2 |  |  | CBJ21136 |  | INDKOM | ZZT | 2002-05-01 | TX2-1000KVA
378527838 | TNB | DISTRIBUTION | WP PUTRAJAYA & CYBERJAYA | Existing | VCBJ/PCE/J22031/MB22031 | 300280609 | CLOSED | 11 kV | RYB | PE 22.03 CYBERVIEW GARDENS F1 |  |  | CBJ22034 |  | INDKOM | ZZZT | 1998-06-11 | TX1-1000KVA
378527870 | TNB | DISTRIBUTION | WP PUTRAJAYA & CYBERJAYA | Existing | VCBJ/PCE/J22032/MB22034 | 300280608 | CLOSED | 11 kV | RYB | PE 22.03 CYBERVIEW GARDENS F2 |  |  | CBJ22038 |  | INDKOM | ZZZT | 1998-06-11 | TX2-1000KVA
378528164 | TNB | DISTRIBUTION | WP PUTRAJAYA & CYBERJAYA | Existing | VCBJ/PCE/J21451/MB21451 | 300280987 | CLOSED | 11 kV | RYB | PE 21.45 CYBERVILLAGE SERENITY 1 F1 |  |  | CBJ21452 |  | ABB | VRN2A | 28/02/2017 | TX1-1000KVA
378528187 | TNB | DISTRIBUTION | WP PUTRAJAYA & CYBERJAYA | Existing | VCBJ/PCE/J21452/MB21454 | 300280986 | CLOSED | 11 kV | RYB | PE 21.45 CYBERVILLAGE SERENITY 1 F2 |  |  | CBJ21455 |  | ABB | VRN2A | 2017-01-03 | TX2-1000KVA
378528389 | TNB | DISTRIBUTION | WP PUTRAJAYA & CYBERJAYA | Existing | VCBJ/PCE/J21961/MB21961 | 300452963 | CLOSED | 11 kV | RYB | PE 21.96 SUBANG ALAM |  |  | CBJ21963 |  | INDKOM | ZZZT |  | TX1-1000KVA
378528390 | TNB | DISTRIBUTION | WP PUTRAJAYA & CYBERJAYA | Existing | VCBJ/PCE/J21961/MB21961 | 300452963 | CLOSED | 11 kV | RYB | PE 21.96 SUBANG ALAM |  |  | CBJ21964 |  | INDKOM | ZZZT |  | TX2-1000KVA
378528789 | TNB | DISTRIBUTION | WP PUTRAJAYA & CYBERJAYA | Existing | VCBJ/PCE/J21431/MB21431 | 300280990 | CLOSED | 11 kV | RYB | PE 21.43 CYBERVILLAGE SERENITY 3 F1 |  |  | CBJ21432 |  | SIEMENS | 8DJH RRT | 21/11/2016 | TX1-1000KVA
378528883 | TNB | DISTRIBUTION | WP PUTRAJAYA & CYBERJAYA | Existing | VCBJ/PCE/J21432/MB21434 | 300280989 | CLOSED | 11 kV | RYB | PE 21.43 CYBERVILLAGE SERENITY 3 F2 |  |  | CBJ21435 |  | SIEMENS | 8DJH RRT | 22/11/2016 | TX2-1000KVA
378559117 | TNB | DISTRIBUTION | WP PUTRAJAYA & CYBERJAYA | Existing | VPTJ/PCE/J15542/MB15544 | 300509251 | CLOSED | 11 kV | RYB | PE 15.54 DWIPUTRA NO 1 (F2) |  |  | PTJ15545 |  |  | VRN 2A
378567709 | TNB | DISTRIBUTION | WP PUTRAJAYA & CYBERJAYA | Existing | VPTJ/PCE/J05071/MB05071 | 300281258 | CLOSED | 11 kV | RYB | PE 5.07 JLB1 |  |  | PTJ05072 |  | MERLIN GERIN | ZZT | 2003-07-10
378567817 | TNB | DISTRIBUTION | WP PUTRAJAYA & CYBERJAYA | Existing | VPTJ/PCE/J05081/MB05081 | 300280693 | CLOSED | 11 kV | RYB | PE 5.08 JLB2 |  |  | PTJ05083 |  | INDKOM | ZZT | 2003-07-10
378567929 | TNB | DISTRIBUTION | WP PUTRAJAYA & CYBERJAYA | Existing | VPTJ/PCE/J05051/MB05051 | 300281256 | CLOSED | 11 kV | RYB | PE 5.05 C/S S/L |  |  | PTJ05052 |  | MERLIN GERIN | RM6 | 23/04/2005
378568046 | TNB | DISTRIBUTION | WP PUTRAJAYA & CYBERJAYA | Existing | VPTJ/PCE/J05061/MB05061 | 300281257 | CLOSED | 11 kV | RYB | PE 5.06 C/S S/L |  |  | PTJ05062 |  | SCHNEIDER | ZZT | 25/10/2004
378568087 | TNB | DISTRIBUTION | WP PUTRAJAYA & CYBERJAYA | Existing | VPTJ/PCE/J05041/MB05041 | 300280687 | CLOSED | 11 kV | RYB | PE 5.04 C/S S/L |  |  | PTJ05043 |  | MERLIN GERIN | ZZT | 2003-02-10
378572010 | TNB | DISTRIBUTION | WP PUTRAJAYA & CYBERJAYA | Existing | VCBJ/PCE/J21421/MB21421 | 300280995 | CLOSED | 11 kV | RYB | PE 21.42 CYBERVILLAGE SERENITY 4 F1 |  |  | CBJ21423 |  | INDKOM | ZZT | 30/03/2004 | TX1-1000KVA
378572033 | TNB | DISTRIBUTION | WP PUTRAJAYA & CYBERJAYA | Existing | VCBJ/PCE/J21422/MB21424 | 300280992 | CLOSED | 11 kV | RYB | PE 21.42 CYBERVILLAGE SERENITY 4 F2 |  |  | CBJ21426 |  | INDKOM | ZZT | 30/03/2004 | TX2-1000KVA
378572202 | TNB | DISTRIBUTION | WP PUTRAJAYA & CYBERJAYA | Existing | VCBJ/PCE/J21461/MB21461 | 300280985 | CLOSED | 11 kV | RYB | PE 21.46 PS 12 |  |  | CBJ21462 |  | INDKOM | ZZT I/D | 22/12/2016 | TX1-500KVA
378572290 | TNB | DISTRIBUTION | WP PUTRAJAYA & CYBERJAYA | Existing | VCBJ/PCE/J24031/MB24031 | 310360646 | CLOSED | 11 kV | RYB | PE 24.03 JELANG VISTA 2 |  |  | CBJ24033 |  | INDKOM | INS24 |  | TX1-1000KVA
378572384 | TNB | DISTRIBUTION | WP PUTRAJAYA & CYBERJAYA | Existing | VCBJ/PCE/J24021/MB 24021 | 310303824 | CLOSED | 11 kV | RYB | PE 24.02 JELANG VISTA 1 |  |  | CBJ24023 |  | INDKOM | ZZTT.OD |  | TX-1000KVA
378572507 | TNB | DISTRIBUTION | WP PUTRAJAYA & CYBERJAYA | Existing | VCBJ/PCE/J21751/MB21751 | 300454652 | CLOSED | 11 kV | RYB | PE 21.75 LAKEVIEW WEST 1 |  |  | CBJ21753 |  | TAMCO | GR1 |  | TX1-1000KVA
378572601 | TNB | DISTRIBUTION | WP PUTRAJAYA & CYBERJAYA | Existing | VCBJ/PCE/J21741/MB21741 | 300454650 | CLOSED | 11 kV | RYB | PE 21.74 LAKE VIEW WEST 2 |  |  | CBJ22443 | TAMCO | TAMCO | GR1 |  | TX-1000KVA
378572783 | TNB | DISTRIBUTION | WP PUTRAJAYA & CYBERJAYA | Existing | VCBJ/PCE/J22481/MB22481 | 300280473 | CLOSED | 11 kV | RYB | PE 22.48 LOT 12082 FASA 1B F1 |  |  | CBJ22483 |  | INDKOM | ZZT | 19/12/2005 | TX-1000KVA
378572869 | TNB | DISTRIBUTION | WP PUTRAJAYA & CYBERJAYA | Existing | VCBJ/PCE/J22482/MB22484 | 300280474 | CLOSED | 11 kV | RYB | PE 22.48 LOT 12082 FASA 1B F2 |  |  | CBJ22485 |  | TAMCO | GR1 | 19/12/2005 | TX2-1000KVA
378573016 | TNB | DISTRIBUTION | WP PUTRAJAYA & CYBERJAYA | Existing | VCBJ/PCE/J22171/MB22171 | 300280556 | CLOSED | 11 kV | RYB | PE 22.17 PADAT STP 4 |  |  | CBJ22173 |  | INDKOM | ZZT | 13/05/2002 | TX-500KVA
378573410 | TNB | DISTRIBUTION | WP PUTRAJAYA & CYBERJAYA | Existing | VCBJ/PCE/J22211/MB22211 | 300280540 | CLOSED | 11 kV | RYB | PE 22.21 CYBER HEIGHT VILLA F1 |  |  | CBJ22213 |  | INDKOM | GA | 2002-08-05 | TX1-1000KVA
378573518 | TNB | DISTRIBUTION | WP PUTRAJAYA & CYBERJAYA | Existing | VCBJ/PCE/J22212/MB22214 | 300280542 | CLOSED | 11 kV | RYB | PE 22.21 CYBER HEIGHT VILLA F2 |  |  | CBJ22216 |  | INDKOM | GA | 2002-08-05 | TX2-1000KVA
378573741 | TNB | DISTRIBUTION | WP PUTRAJAYA & CYBERJAYA | Existing | VCBJ/PCE/J22222/MB22224 | 300280535 | CLOSED | 11 kV | RYB | PE 22.22 CYBER HEIGHT VILLA F2 |  |  | CBJ22226 |  | INDKOM | GA | 2004-12-01 | TX2-1000KVA
378573764 | TNB | DISTRIBUTION | WP PUTRAJAYA & CYBERJAYA | Existing | VCBJ/PCE/J22221/MB22221 | 300280533 | CLOSED | 11 kV | RYB | PE 22.22 CYBER HEIGHT VILLA F1 |  |  | CBJ22223 |  | INDKOM | GA | 2004-12-01 | TX1-1000KVA
378573943 | TNB | DISTRIBUTION | WP PUTRAJAYA & CYBERJAYA | Existing | VCBJ/PCE/J24151/MB24151 | 310338853 | CLOSED | 11 kV | RYB | PE 24.15 APARTMENT TINDAK MURNI |  |  | CBJ24153 |  | INDKOM | INS24 |  | TX1-750KVA
378573944 | TNB | DISTRIBUTION | WP PUTRAJAYA & CYBERJAYA | Existing | VCBJ/PCE/J24151/MB24151 | 310338853 | CLOSED | 11 kV | RYB | PE 24.15 APARTMENT TINDAK MURNI |  |  | CBJ24154 |  | INDKOM | INS24 |  | TX2-750KVA
378574139 | TNB | DISTRIBUTION | WP PUTRAJAYA & CYBERJAYA | Existing | VCBJ/PCE/J22252/MB22254 | 300280523 | CLOSED | 11 kV | RYB | PE 22.25 CYBER HEIGHT VILLA F2 |  |  | CBJ22256 |  | INDKOM | ZZT | 13/12/2003 | TX2-1000KVA
378574218 | TNB | DISTRIBUTION | WP PUTRAJAYA & CYBERJAYA | Existing | VCBJ/PCE/J22251/MB22251 | 300280518 | CLOSED | 11 kV | RYB | PE 22.25 CYBER HEIGHT VILLA F1 |  |  | CBJ22253 |  | INDKOM | ZZT | 13/12/2003 | TX1-1000KVA
378574366 | TNB | DISTRIBUTION | WP PUTRAJAYA & CYBERJAYA | Existing | VCBJ/PCE/J22232/MB22234 | 300280529 | CLOSED | 11 kV | RYB | PE 22.23 SEK. SRI PUTERI F2 |  |  | CBJ22236 |  | INDKOM | GA | 26/11/2002 | TX2-1000KVA
378574447 | TNB | DISTRIBUTION | WP PUTRAJAYA & CYBERJAYA | Existing | VCBJ/PCE/J22231/MB22231 | 300280527 | CLOSED | 11 kV | RYB | PE 22.23 SEK. SRI PUTERI F1 |  |  | CBJ22233 |  | INDKOM | GA | 26/11/2002 | TX1-1000KVA
378574587 | TNB | DISTRIBUTION | WP PUTRAJAYA & CYBERJAYA | Existing | VCBJ/PCE/J22242/MB22244 | 300280526 | CLOSED | 11 kV | RYB | PE 22.24 SEK. SRI PUTERI F2 |  |  | CBJ22247 |  | INDKOM | ZZT | 26/11/2002 | TX2-750KVA
378574673 | TNB | DISTRIBUTION | WP PUTRAJAYA & CYBERJAYA | Existing | VCBJ/PCE/J22241/MB22241 | 300280525 | CLOSED | 11 kV | RYB | PE 22.24 SEK. SRI PUTERI F1 |  |  | CBJ22244 |  | INDKOM | ZZZT | 26/11/2002 | TX1-750KVA
378574784 | TNB | DISTRIBUTION | WP PUTRAJAYA & CYBERJAYA | Existing | VCBJ/PCE/J21811/MB21811 | 300454935 | CLOSED | 11 kV | RYB | SS 21.81 SHAFBURY-MLCP CAR PARK F1 |  |  | CBJ21813 |  | INDKOM | ZZT |  | TX1-1000KVA
378574878 | TNB | DISTRIBUTION | WP PUTRAJAYA & CYBERJAYA | Existing | VCBJ/PCE/J21812/MB21814 | 300454938 | CLOSED | 11 kV | RYB | SS 21.81 SHAFBURY-MLCP CAR PARK F2 |  |  | CBJ21816 |  | INDKOM | ZZT |  | TX2-1000KVA
378574994 | TNB | DISTRIBUTION | WP PUTRAJAYA & CYBERJAYA | Existing | VCBJ/PCE/J21061/MB21061 | 300281072 | CLOSED | 11 kV | RYB | PE 21.06 PADAT B 15-4 |  |  | CBJ21062 |  | TAMCO | ZTZ | 28/06/1999 | TX1-1000KVA
378575134 | TNB | DISTRIBUTION | WP PUTRAJAYA & CYBERJAYA | Existing | VCBJ/PCE/J21051/MB21051 | 300281075 | CLOSED | 11 kV | RYB | PE 21.05 B15-3 |  |  | CBJ21052 |  | SIEMENS | 8DJ10.16 | 28/06/1999 | TX-1000KVA
378575221 | TNB | DISTRIBUTION | WP PUTRAJAYA & CYBERJAYA | Existing | VCBJ/PCE/J21071/MB21071 | 300281068 | CLOSED | 11 kV | RYB | PE 21.07 P.APEC |  |  | CBJ21072 |  | INDKOM | ZZT | 1999-07-07 | TX-1000KVA
378575378 | TNB | DISTRIBUTION | WP PUTRAJAYA & CYBERJAYA | Existing | VCBJ/PCE/J21041/MB21041 | 300281076 | CLOSED | 11 kV | RYB | PE 21.04 B15-2 |  |  | CBJ21042 |  | TAMCO | GR1 | 28/06/1999 | TX-1000KVA
378575534 | TNB | DISTRIBUTION | WP PUTRAJAYA & CYBERJAYA | Existing | VPTJ/PCE/J11491/MB11491 | 300281092 | CLOSED | 11 kV | RYB | PE 11.49 KANTIN KVDT |  |  | PTJ11492 |  | TAMCO | GR1 | 24/06/2007 | TX-1000KVA
378575648 | TNB | DISTRIBUTION | WP PUTRAJAYA & CYBERJAYA | Existing | VCBJ/PCE/J21031/MB21031 | 300281077 | CLOSED | 11 kV | RYB | PE 21.03 B15-1 |  |  | CBJ21032 |  | TAMCO | GR1 | 28/06/1999 | TX-1000KVA
378575796 | TNB | DISTRIBUTION | WP PUTRAJAYA & CYBERJAYA | Existing | VPTJ/PCE/J11421/MB11421 | 300281073 | CLOSED | 11 kV | RYB | PE 11.42 BLOK G (F1) |  |  | PTJ11423 |  | INDKOM | ZZT | 17/08/2004 | TX1-1000KVA
378575916 | TNB | DISTRIBUTION | WP PUTRAJAYA & CYBERJAYA | Existing | VPTJ/PCE/J11422/MB11424 | 300281074 | CLOSED | 11 kV | RYB | PE 11.42 BLOK G (F2) |  |  | PTJ11426 |  | INDKOM | ZZT | 17/08/2004 | TX2-1000KVA
378576009 | TNB | DISTRIBUTION | WP PUTRAJAYA & CYBERJAYA | Existing | VPTJ/PCE/J11411/MB11411 | 300281080 | CLOSED | 11 kV | RYB | PE 11.41 BLOK F |  |  | PTJ11413 |  | INDKOM | ZZT | 17/08/2004 | TX1-1000KVA
378607021 | TNB | DISTRIBUTION | WP PUTRAJAYA & CYBERJAYA | Existing | VCBJ/PCE/J21681/MB21681 | 300455072 | CLOSED | 11 kV | RYB | PE 21.68 Padat Elite 4 |  |  | CBJ21682 |  | SCHNEIDER | NE-1Q1
378607141 | TNB | DISTRIBUTION | WP PUTRAJAYA & CYBERJAYA | Existing | VCBJ/PCE/J21201/MB21201 | 300281021 | CLOSED | 11 kV | RYB | PE 21.20 ELITE HIGHWAY NO. 2 |  |  | CBJ21203 |  | INDKOM | ZZT | 28/02/2000
378607351 | TNB | DISTRIBUTION | WP PUTRAJAYA & CYBERJAYA | Existing | VCBJ/PCE/J21191/MB21191 | 300281022 | CLOSED | 11 kV | RYB | PE 21.19 ELITE HIGHWAY NO. 1 |  |  | CBJ21193 |  | INDKOM | ZZT | 31/12/1999
379452217 | TNB | DISTRIBUTION | WP PUTRAJAYA & CYBERJAYA | Existing | VCBJ/PCE/J22061/MB22061 | 300280591 | CLOSED | 11 kV | RYB | PE 22.06 PADAT B 15-5 |  |  | CBJ22063 |  | INDKOM | ZZT | 25/04/2000 | TX-1000KVA
379452369 | TNB | DISTRIBUTION | WP PUTRAJAYA & CYBERJAYA | Existing | VCBJ/PCE/J22071/MB22071 | 300280587 | CLOSED | 11 kV | RYB | PE 22.07 PADAT B 15-6 |  |  | CBJ22072 |  | MERLIN GERIN | ZZT | 30/05/2000 | TX-1000KVA
379907368 | TNB | DISTRIBUTION | WP PUTRAJAYA & CYBERJAYA | Existing | VPTJ/PCE/J00355/MB1 | 310376044 | CLOSED | 11 kV | RYB | PE 15.57 DWIPUTRA NO 4 (F2) |  |  | PTJ15575 |  |  | VRN2a
379907464 | TNB | DISTRIBUTION | WP PUTRAJAYA & CYBERJAYA | Existing | VPTJ/PCE/J00350/MB1 | 309895385 | CLOSED | 11 kV | RYB | PE 15.57 DWIPUTRA NO 4 (F1) |  |  | PTJ15572 |  |  | VRN 2A
379907563 | TNB | DISTRIBUTION | WP PUTRAJAYA & CYBERJAYA | Existing | VPTJ/PCE/J00354/MB1 | 300537442 | CLOSED | 11 kV | RYB | PE 15.59 DWIPUTRA NO 6 (F2) |  |  | PTJ15595 |  |  | VRN 2A
379907657 | TNB | DISTRIBUTION | WP PUTRAJAYA & CYBERJAYA | Existing | VPTJ/PCE/J00352/MB1 | 300554401 | CLOSED | 11 kV | RYB | PE 15.59 DWIPUTRA NO 6 (F1) |  |  | PTJ15592 |  |  | VRN 2A
379907769 | TNB | DISTRIBUTION | WP PUTRAJAYA & CYBERJAYA | Existing | VPTJ/PCE/J00353/MB1 | 300537441 | CLOSED | 11 kV | RYB | PE 15.58 DWIPUTRA NO 5 (F2) |  |  | PTJ15585 |  |  | VRN2a
379907863 | TNB | DISTRIBUTION | WP PUTRAJAYA & CYBERJAYA | Existing | VPTJ/PCE/J00351/MB1 | 300554406 | CLOSED | 11 kV | RYB | PE 15.58 DWIPUTRA NO 5 (F1) |  |  | PTJ15582 |  |  | VRN 2A
379907998 | TNB | DISTRIBUTION | WP PUTRAJAYA & CYBERJAYA | Existing | VPTJ/PCE/J08402/MB08404 | 310375499 | CLOSED | 11 kV | RYB | PE 8.40 8R4 BLOK C F2 |  |  | PTJ08403 |  |  | VRN29
379908121 | TNB | DISTRIBUTION | WP PUTRAJAYA & CYBERJAYA | Existing | VPTJ/PCE/J08401/MB08401 | 310375494 | CLOSED | 11 kV | RYB | PE 8.40 8R4 BLOK C F1 |  |  | PTJ08405 |  | EPE | CCTI TYPE:2S+1F
379908217 | TNB | DISTRIBUTION | WP PUTRAJAYA & CYBERJAYA | Existing | VPTJ/PCE/J08411/MB08411 | 310375504 | CLOSED | 11 kV | RYB | PE 8.41 8R4 BLOK D F1 |  |  | PTJ08413 |  | EPE | CCTI TYPE:2S+1F
379908311 | TNB | DISTRIBUTION | WP PUTRAJAYA & CYBERJAYA | Existing | VPTJ/PCE/J08412/MB08414 | 300454909 | CLOSED | 11 kV | RYB | PE 8.41 BLOK D 8R4 F2 |  |  | PTJ08415 |  |  | VRN29
379908429 | TNB | DISTRIBUTION | WP PUTRAJAYA & CYBERJAYA | Existing | VPTJ/PCE/J08382/MB08384 | 310375517 | CLOSED | 11 kV | RYB | PE 8.38 8R4 BLOK A F2 |  |  | PTJ08385 |  |  | VRN29
379908523 | TNB | DISTRIBUTION | WP PUTRAJAYA & CYBERJAYA | Existing | VPTJ/PCE/J08381/MB08381 | 310375510 | CLOSED | 11 kV | RYB | PE 8.38 8R4 BLOK A F1 |  |  | PTJ08383 |  | EPE
379908619 | TNB | DISTRIBUTION | WP PUTRAJAYA & CYBERJAYA | Existing | VPTJ/PCE/J08391/MB08391 | 310375522 | CLOSED | 11 kV | RYB | PE 8.39 8R4 BLOK B F1 |  |  | PTJ08393 |  | INDKOM | INS24
379908713 | TNB | DISTRIBUTION | WP PUTRAJAYA & CYBERJAYA | Existing | VPTJ/PCE/J08392/MB08394 | 310338736 | CLOSED | 11 kV | RYB | PE 8.39 BLOK B 8R4 F2 |  |  | PTJ08396 |  | INDKOM
379908868 | TNB | DISTRIBUTION | WP PUTRAJAYA & CYBERJAYA | Existing | VPTJ/PCE/J00356/MB1 | 310286482 | CLOSED | 11 kV | RYB | PE 11.76 TERES ZON 9D (1) (F1) |  |  | PTJ11763 |  | INDKOM | INS24
379908972 | TNB | DISTRIBUTION | WP PUTRAJAYA & CYBERJAYA | Existing | VPTJ/PCE/J00359/MB1 | 310371017 | CLOSED | 11 kV | RYB | PE 11.76 TERES ZON 9D (1) (F2) |  |  | PTJ11766 |  | INDKOM | INS24
379909078 | TNB | DISTRIBUTION | WP PUTRAJAYA & CYBERJAYA | Existing | VPTJ/PCE/J00357/MB1 | 310371019 | CLOSED | 11 kV | RYB | PE 11.77 TERES ZON 9D (2) (F1) |  |  | PTJ11773 |  | INDKOM | INS24
379909184 | TNB | DISTRIBUTION | WP PUTRAJAYA & CYBERJAYA | Existing | VPTJ/PCE/J00358/MB1 | 310286485 | CLOSED | 11 kV | RYB | PE 11.77 TERES ZON 9D (2) (F2) |  |  | PTJ11776 |  | INDKOM | INS24
379909315 | TNB | DISTRIBUTION | WP PUTRAJAYA & CYBERJAYA | Existing | VPTJ/PCE/J00398/MB1 | 310159639 | CLOSED | 11 kV | RYB | Grp: Substation Comp. 1 PE11.78 F1 |  |  | PTJ11782 |  |  | VRN 2A
379909409 | TNB | DISTRIBUTION | WP PUTRAJAYA & CYBERJAYA | Existing | VPTJ/PCE/J00399/MB1 | 310159659 | CLOSED | 11 kV | RYB | E 11.78 PPA1M PALMA (F2) |  |  | PTJ11785 |  |  | VRN 2A | 17/11/2016
379909518 | TNB | DISTRIBUTION | WP PUTRAJAYA & CYBERJAYA | Existing | VPTJ/PCE/J05351/MB05351 | 310375513 | CLOSED | 11 kV | RYB | PE 5.35 TEMP 5R5 |  |  | PTJ05353 |  | INDKOM | ZZTT 1D
379909819 | TNB | DISTRIBUTION | WP PUTRAJAYA & CYBERJAYA | Existing | VCBJ/PCE/J24361/MB24361 | 310386506 | CLOSED | 11 kV | RYB | PE 24.36 VERDI CONDO BLOK 2 |  |  | CBJ24364 |  | INDKOM | ZZTT1D
379909820 | TNB | DISTRIBUTION | WP PUTRAJAYA & CYBERJAYA | Existing | VCBJ/PCE/J24361/MB24361 | 310386506 | CLOSED | 11 kV | RYB | PE 24.36 VERDI CONDO BLOK 2 |  |  | CBJ24363 |  | INDKOM | ZZTT1D
379910002 | TNB | DISTRIBUTION | WP PUTRAJAYA & CYBERJAYA | Existing | VCBJ/PCE/J24351/MB24351 | 310386491 | CLOSED | 11 kV | RYB | PE 24.35 VERDI CONDO BLOK 1 |  |  | CBJ24354 |  | INDKOM | ZZTT1D
379910003 | TNB | DISTRIBUTION | WP PUTRAJAYA & CYBERJAYA | Existing | VCBJ/PCE/J24351/MB24351 | 310386491 | CLOSED | 11 kV | RYB | PE 24.35 VERDI CONDO BLOK 1 |  |  | CBJ24353 |  | INDKOM | ZZTT1D
379924544 | TNB | DISTRIBUTION | WP PUTRAJAYA & CYBERJAYA | Existing | VPTJ/PCE/J00347/MB1 | 310371235 | CLOSED | 11 kV | RYB | PE 12.04 SPINE ROAD NO 2 (F2) |  |  | PTJ12046
379924645 | TNB | DISTRIBUTION | WP PUTRAJAYA & CYBERJAYA | Existing | VPTJ/PCE/J00347/MB1 | 310371232 | CLOSED | 11 kV | RYB | PE 12.04 SPINE ROAD NO 2 (F1) |  |  | PTJ12043 |  | INDKOM | INS24
379924739 | TNB | DISTRIBUTION | WP PUTRAJAYA & CYBERJAYA | Existing | VPTJ/PCE/J00348/MB1 | 310372346 | CLOSED | 11 kV | RYB | PE 12.05 PS 19 (F2) |  |  | PTJ12055 |  | SCHNEIDER
379924833 | TNB | DISTRIBUTION | WP PUTRAJAYA & CYBERJAYA | Existing | VPTJ/PCE/J00346/MB1 | 310372341 | CLOSED | 11 kV | RYB | PE 12.05 PS 19 (F1) |  |  | PTJ12052 |  | SCHNEIDER
379925004 | TNB | DISTRIBUTION | WP PUTRAJAYA & CYBERJAYA | Existing | VPTJ/PCE/J00335/MB1 | 310332995 | CLOSED | 11 kV | RYB | PE 15.49 NADI 15 (1) (F1) |  |  | PTJ15493 |  | INDKOM | ZZT ID
379925098 | TNB | DISTRIBUTION | WP PUTRAJAYA & CYBERJAYA | Existing | VPTJ/PCE/J15492/MB15494 | 310332998 | CLOSED | 11 kV | RYB | PE 15.49 NADI 15 (1) (F2) |  |  | PTJ15496 |  | INDKOM
379925194 | TNB | DISTRIBUTION | WP PUTRAJAYA & CYBERJAYA | Existing | VPTJ/PCE/J00336/MB1 | 300520274 | CLOSED | 11 kV | RYB | PE 15.50 NADI 15 (2) (F1) |  |  | PTJ15503 |  | INDKOM | INS24
379925288 | TNB | DISTRIBUTION | WP PUTRAJAYA & CYBERJAYA | Existing | VPTJ/PCE/J15502/MB15504 | 300522664 | CLOSED | 11 kV | RYB | PE 15.50 NADI 15 (2) (F2) |  |  | PTJ15506 |  | INDKOM | INS24
379925384 | TNB | DISTRIBUTION | WP PUTRAJAYA & CYBERJAYA | Existing | VPTJ/PCE/J00334/MB1 | 300520263 | CLOSED | 11 kV | RYB | PE 15.51 NADI 15 (3) (F1) |  |  | PTJ15513 |  | INDKOM | INS24
379925478 | TNB | DISTRIBUTION | WP PUTRAJAYA & CYBERJAYA | Existing | VPTJ/PCE/J15512/MB15514 | 300522668 | CLOSED | 11 kV | RYB | PE 15.51 NADI 15 (3) (F2) |  |  | PTJ15516 |  | INDKOM | INS24
379925863 | TNB | DISTRIBUTION | WP PUTRAJAYA & CYBERJAYA | Existing | VPTJ/PCE/J00372/MB1 | 310376046 | CLOSED | 11 kV | RYB | PE 14.34 DUTA VILLA (EFI) (F1) |  |  | PTJ14343 |  | INDKOM | INS24
379925967 | TNB | DISTRIBUTION | WP PUTRAJAYA & CYBERJAYA | Existing | VPTJ/PCE/J00374/MB1 | 310376049 | CLOSED | 11 kV | RYB | PE 14.34 DUTA VILLA (EFI) (F2) |  |  | PTJ14346 |  | INDKOM | INS24
379926319 | TNB | DISTRIBUTION | WP PUTRAJAYA & CYBERJAYA | Existing | VCBJ/PCE/J00130/MB1 | 310375552 | CLOSED | 11 kV | RYB | PE 25.30 GLADE 3-3 |  |  | CBJ25302 |  | SCHNEIDER | NE-21Q
379926413 | TNB | DISTRIBUTION | WP PUTRAJAYA & CYBERJAYA | Existing | VCBJ/PCE/J00129/MB1 | 310389792 | CLOSED | 11 kV | RYB | PE 25.29 GLADE 3-2 |  |  | CBJ25292 |  | SCHNEIDER | NE-21Q
379926507 | TNB | DISTRIBUTION | WP PUTRAJAYA & CYBERJAYA | Existing | VCBJ/PCE/J00124/MB1 | 310389790 | CLOSED | 11 kV | RYB | PE 25.28 GLADE 3-1 |  |  | CBJ25282 |  | MERLIN GERIN | NE-21Q
379926844 | TNB | DISTRIBUTION | WP PUTRAJAYA & CYBERJAYA | Existing | VCBJ/PCE/J23211/MB23211 | 310303828 | CLOSED | 11 kV | RYB | PE 23.21 EASTERN CORIDOR |  |  | CBJ23212 |  | SCHNEIDER | NE-21Q
379926955 | TNB | DISTRIBUTION | WP PUTRAJAYA & CYBERJAYA | Existing | VCBJ/PCE/J00132/MB1 | 310386417 | CLOSED | 11 kV | RYB | PE 23.31 TEMP AXVENTURE |  |  | CBJ23312 |  | MERLIN GERIN | NE-21Q
380663146 | TNB | DISTRIBUTION | WP PUTRAJAYA & CYBERJAYA | Existing | VPTJ/PCE/J00442/MB1 | 310554291 | CLOSED | 11 kV | RYB | D-PTJ-C15-0989 |  |  | P17152 |  | SIEMENS | 8DJH |  | TX-1000kVA
380663267 | TNB | DISTRIBUTION | WP PUTRAJAYA & CYBERJAYA | Existing | VPTJ/PCE/J00443/MB1 | 310554274 | CLOSED | 11 kV | RYB | D-PTJ-C15-0989 |  |  | P17156 |  | SIEMENS | 8DJH
380663390 | TNB | DISTRIBUTION | WP PUTRAJAYA & CYBERJAYA | Existing | VPTJ/PCE/J00444/MB1 | 310554333 | CLOSED | 11 kV | RYB | D-PTJ-C15-0989 |  |  | P17163 |  |  | VRN 2A |  | TX-1000kVA
380663511 | TNB | DISTRIBUTION | WP PUTRAJAYA & CYBERJAYA | Existing | VPTJ/PCE/J00445/MB1 | 310543647 | CLOSED | 11 kV | RYB | D-PTJ-C15-0989 |  |  | P17166 |  |  | RM6 |  | TX-1000kVA
381401680 | TNB | DISTRIBUTION | WP PUTRAJAYA & CYBERJAYA | Existing |  |  | CLOSED | 11 kV | RYB | D-PTJ-C16-0948 |  |  | PTJ12095
381401794 | TNB | DISTRIBUTION | WP PUTRAJAYA & CYBERJAYA | Existing |  |  | CLOSED | 11 kV | RYB | D-PTJ-C16-0948 |  |  | PTJ12092
381401916 | TNB | DISTRIBUTION | WP PUTRAJAYA & CYBERJAYA | Existing |  |  | CLOSED | 11 kV | RYB | D-PTJ-C16-0948 |  |  | PTJ12105
381402030 | TNB | DISTRIBUTION | WP PUTRAJAYA & CYBERJAYA | Existing |  |  | CLOSED | 11 kV | RYB | D-PTJ-C16-0948 |  |  | PTJ12102
381402200 | TNB | DISTRIBUTION | WP PUTRAJAYA & CYBERJAYA | Existing | VPTJ/PCE/J00400/MB1 | 310294512 | CLOSED | 11 kV | RYB | D-PTJ-C15-0944 |  |  | PTJ17112 |  |  | VRN 2A
381402314 | TNB | DISTRIBUTION | WP PUTRAJAYA & CYBERJAYA | Existing | VPTJ/PCE/J00401/MB1 | 310294517 | CLOSED | 11 kV | RYB | D-PTJ-C15-0944 |  |  | PTJ17115 |  |  | VRN 2A
381402430 | TNB | DISTRIBUTION | WP PUTRAJAYA & CYBERJAYA | Existing | VPTJ/PCE/J00406/MB1 | 310294511 | CLOSED | 11 kV | RYB | D-PTJ-C16-1074 |  |  | PTJ17142 |  |  | VRN 2A
381402544 | TNB | DISTRIBUTION | WP PUTRAJAYA & CYBERJAYA | Existing | VPTJ/PCE/J00407/MB1 | 310294509 | CLOSED | 11 kV | RYB | D-PTJ-C16-1074 |  |  | PTJ17145 |  |  | VRN 2A
381402694 | TNB | DISTRIBUTION | WP PUTRAJAYA & CYBERJAYA | Existing | VPTJ/PCE/J00404/MB1 | 310294518 | CLOSED | 11 kV | RYB | D-PTJ-C16-1074 |  |  | PTJ17132 |  |  | VRN 2A
381402810 | TNB | DISTRIBUTION | WP PUTRAJAYA & CYBERJAYA | Existing | VPTJ/PCE/J00405/MB1 | 310294510 | CLOSED | 11 kV | RYB | D-PTJ-C16-1074 |  |  | PTJ17135 |  |  | VRN 2A
381402955 | TNB | DISTRIBUTION | WP PUTRAJAYA & CYBERJAYA | Existing | VPTJ/PCE/J00402/MB1 | 310294514 | CLOSED | 11 kV | RYB | D-PTJ-C15-0944 |  |  | PTJ17122 |  |  | VRN 2A
381403069 | TNB | DISTRIBUTION | WP PUTRAJAYA & CYBERJAYA | Existing | VPTJ/PCE/J00403/MB1 | 310294516 | CLOSED | 11 kV | RYB | D-PTJ-C15-0944 |  |  | PTJ17125 |  |  | VRN 2A
381405974 | TNB | DISTRIBUTION | WP PUTRAJAYA & CYBERJAYA | Existing | VPTJ/PCE/J00375/MB1 | 310425312 | CLOSED | 11 kV | RYB | PE 7.14 ELECTRIC SQC 1 |  |  | PTJ07142 |  | SCHNEIDER | NE-2iQ |  | TX-1000KVA
381406088 | TNB | DISTRIBUTION | WP PUTRAJAYA & CYBERJAYA | Existing | VPTJ/PCE/J00377/MB1 | 310425309 | CLOSED | 11 kV | RYB | PE 7.15 ELECTRIC SQC 2 |  |  | PTJ07152 |  | SCHNEIDER | NE-2iQ |  | TX-1000KVA
381406211 | TNB | DISTRIBUTION | WP PUTRAJAYA & CYBERJAYA | Existing | VPTJ/PCE/J00378/MB1 | 310425307 | CLOSED | 11 kV | RYB | PE 9.50 DEPOH VSQC |  |  | PTJ09502 |  | SCHNEIDER | NE-2iQ |  | TX-1000KVA
381406342 | TNB | DISTRIBUTION | WP PUTRAJAYA & CYBERJAYA | Existing |  |  | CLOSED | 11 kV | RYB | PE 23.30 EAST GARDEN |  |  | CBJ23303 |  |  |  |  | TX1-1000KVA
381406343 | TNB | DISTRIBUTION | WP PUTRAJAYA & CYBERJAYA | Existing |  |  | CLOSED | 11 kV | RYB | PE 23.30 EAST GARDEN |  |  | CBJ23304 |  |  |  |  | TX2-1000KVA
381406595 | TNB | DISTRIBUTION | WP PUTRAJAYA & CYBERJAYA | Existing | VCBJ/PCE/J00131/MB1 | 310024037 | CLOSED | 11 kV | RYB | PE 24.40 LAMAN VIEW |  |  | CBJ24403 |  | INDKOM | INS24 |  | TX-1000KVA
381406596 | TNB | DISTRIBUTION | WP PUTRAJAYA & CYBERJAYA | Existing | VCBJ/PCE/J00131/MB1 | 310024037 | CLOSED | 11 kV | RYB | PE 24.40 LAMAN VIEW |  |  | CBJ24404 |  | INDKOM | INS24 |  | TX2-1000KVA
381406811 | TNB | DISTRIBUTION | WP PUTRAJAYA & CYBERJAYA | Existing | VPTJ/PCE/J00388/MB1 | 310213597 | CLOSED | 11 kV | RYB | PE 6.07 BLOK 7 PPA1M (F1) |  |  | PTJ06073 |  | EPE | N/A |  | TX-1000KVA
381406932 | TNB | DISTRIBUTION | WP PUTRAJAYA & CYBERJAYA | Existing | VPTJ/PCE/J00389/MB1 | 310213598 | CLOSED | 11 kV | RYB | PE 6.07 BLOK 7 PPA1M (F2) |  |  | PTJ06076 |  | EPE | N/A |  | TX-1000KVA
381407059 | TNB | DISTRIBUTION | WP PUTRAJAYA & CYBERJAYA | Existing | VPTJ/PCE/J00393/MB1 | 310251082 | CLOSED | 11 kV | RYB | PE 6.11 BLOK 4 PPA1M (F2) |  |  | PTJ06116 |  | EPE | CCTI |  | TX-1000KVA
381407180 | TNB | DISTRIBUTION | WP PUTRAJAYA & CYBERJAYA | Existing | VPTJ/PCE/J00392/MB1 | 310213599 | CLOSED | 11 kV | RYB | PE 6.11 BLOK 4 PPA1M (F1) |  |  | PTJ06113 |  | EPE | N/A |  | TX1-1000KVA
381407317 | TNB | DISTRIBUTION | WP PUTRAJAYA & CYBERJAYA | Existing | VPTJ/PCE/J00390/MB1 | 310213605 | CLOSED | 11 kV | RYB | PE 6.10 BLOK 6B PPA1M (F1) |  |  | PTJ06103 |  | EPE | CCTI |  | TX-1000KVA
381407438 | TNB | DISTRIBUTION | WP PUTRAJAYA & CYBERJAYA | Existing | VPTJ/PCE/J00391/MB1 | 310251080 | CLOSED | 11 kV | RYB | PE 6.10 BLOK 6B PPA1M (F2) |  |  | PTJ06106 |  | EPE | CCTI |  | TX-1000KVA
381407561 | TNB | DISTRIBUTION | WP PUTRAJAYA & CYBERJAYA | Existing | VPTJ/PCE/J00397/MB1 | 310213609 | CLOSED | 11 kV | RYB | PE 6.09 BLOK 6A PPA1M (F2) |  |  | PTJ06096 |  | EPE | CCTI
381407682 | TNB | DISTRIBUTION | WP PUTRAJAYA & CYBERJAYA | Existing | VPTJ/PCE/J00396/MB1 | 310213600 | CLOSED | 11 kV | RYB | PE 6.09 BLOK 6A PPA1M (F1) |  |  | PTJ06093 |  | EPE | N/A |  | TX-1000KVA
381407805 | TNB | DISTRIBUTION | WP PUTRAJAYA & CYBERJAYA | Existing | VPTJ/PCE/J00394/MB1 | 310213608 | CLOSED | 11 kV | RYB | PE 6.08 BLOK 3 PPA1M (F1) |  |  | PTJ06082 |  | EPE | SSE-VRN2a |  | TX-1000KVA
381407926 | TNB | DISTRIBUTION | WP PUTRAJAYA & CYBERJAYA | Existing | VPTJ/PCE/J00395/MB1 | 310213602 | CLOSED | 11 kV | RYB | PE 6.08 BLOK 3 PPA1M (F2) |  |  | PTJ06085 |  | EPE | SSE-VRN2a |  | TX-1000KVA
381408049 | TNB | DISTRIBUTION | WP PUTRAJAYA & CYBERJAYA | Existing | VPTJ/PCE/J00386/MB1 | 309997435 | CLOSED | 11 kV | RYB | PE 6.06 BLOK 5B PPA1M (F1) |  |  | PTJ06063 |  | EPE | N/A |  | TX-1000KVA
381408170 | TNB | DISTRIBUTION | WP PUTRAJAYA & CYBERJAYA | Existing | VPTJ/PCE/J00387/MB1 | 309997437 | CLOSED | 11 kV | RYB | PE 6.06 BLOK 5B PPA1M (F2) |  |  | PTJ06066 |  | EPE | N/A |  | TX-1000KVA
381526228 | TNB | DISTRIBUTION | WP PUTRAJAYA & CYBERJAYA | Existing | VCBJ/PCE/J23291/MB1 | 300545693 | CLOSED | 11 kV | RYB | PE 23.29 PERUMAHAN CERIA RESIDENT |  |  | CBJ23293 |  | INDKOM | INS24 |  | TX-1000KVA
381526229 | TNB | DISTRIBUTION | WP PUTRAJAYA & CYBERJAYA | Existing | VCBJ/PCE/J23291/MB1 | 300545693 | CLOSED | 11 kV | RYB | PE 23.29 PERUMAHAN CERIA RESIDENT |  |  | CBJ23294 |  | INDKOM | INS24 |  | TX-1000KVA
381526550 | TNB | DISTRIBUTION | WP PUTRAJAYA & CYBERJAYA | Existing | VCBJ/PCE/J21441/MB21441 | 310370043 | CLOSED | 11 kV | RYB | PE 21.44 CYBERVILLAGE SERENITY 2 |  |  | CBJ21443 |  | TAMCO
381526551 | TNB | DISTRIBUTION | WP PUTRAJAYA & CYBERJAYA | Existing | VCBJ/PCE/J21441/MB21441 | 310370043 | CLOSED | 11 kV | RYB | PE 21.44 CYBERVILLAGE SERENITY 2 |  |  | CBJ21442 |  | TAMCO
381526761 | TNB | DISTRIBUTION | WP PUTRAJAYA & CYBERJAYA | Existing | VCBJ/PCE/J24031/MB24031 | 310360646 | CLOSED | 11 kV | RYB | PE 24.03 JELANG VISTA 2 |  |  | CBJ24034 |  | INDKOM | INS24 |  | TX1-1000KVA
381527222 | TNB | DISTRIBUTION | WP PUTRAJAYA & CYBERJAYA | Existing | VCBJ/PCE/J24111/MB24111 | 310360641 | CLOSED | 11 kV | RYB | PE 24.11 SEJATI HOMES 1 |  |  | CBJ24114 |  | ABB | CCFF
381527223 | TNB | DISTRIBUTION | WP PUTRAJAYA & CYBERJAYA | Existing | VCBJ/PCE/J24111/MB24111 | 310360641 | CLOSED | 11 kV | RYB | PE 24.11 SEJATI HOMES 1 |  |  | CBJ24113 |  | ABB | CCFF
382986166 | TNB | DISTRIBUTION | WP PUTRAJAYA & CYBERJAYA | Existing | VPTJ/PCE/J14331/MB14331 | 310338739 | CLOSED | 11 kV | RYB | PE 14.33 PERUMAHAN 14-6 NO 2 (F1) |  |  | PTJ14333 |  | INDKOM | INS24 |  | TX1-1000KVA
382986287 | TNB | DISTRIBUTION | WP PUTRAJAYA & CYBERJAYA | Existing | VPTJ/PCE/J14332/MB14334 | 310338743 | CLOSED | 11 kV | RYB | PE 14.33 PERUMAHAN 14-6 NO 2 (F2) |  |  | PTJ14335 |  | INDKOM | INS24 |  | TX2-1000KVA
382986420 | TNB | DISTRIBUTION | WP PUTRAJAYA & CYBERJAYA | Existing | VPTJ/PCE/J14321/MB14321 | 310338752 | CLOSED | 11 kV | RYB | PE 14.32 PERUMAHAN 14-6 NO 1 (F1) |  |  | PTJ14323 |  | INDKOM | INS24 |  | TX-1000KVA
382986541 | TNB | DISTRIBUTION | WP PUTRAJAYA & CYBERJAYA | Existing | VPTJ/PCE/J14322/MB14324 | 310338747 | CLOSED | 11 kV | RYB | PE 14.32 PERUMAHAN 14-6 NO 1 (F2) |  |  | PTJ14325 |  | SCHNEIDER | NE-2iQ |  | TX2-1000KVA
382986695 | TNB | DISTRIBUTION | WP PUTRAJAYA & CYBERJAYA | Existing | VCBJ/PCE/J00127/MB1 | 310212579 | CLOSED | 11 kV | RYB | PE 24.37 KANVAS TOWER A |  |  | CBJ24374 |  | SIEMENS | 8DJH TRRT |  | TX2-1000KVA
382986696 | TNB | DISTRIBUTION | WP PUTRAJAYA & CYBERJAYA | Existing | VCBJ/PCE/J00127/MB1 | 310212579 | CLOSED | 11 kV | RYB | PE 24.37 KANVAS TOWER A |  |  | CBJ24371 |  | SIEMENS | 8DJH TRRT |  | TX-1000KVA
382986917 | TNB | DISTRIBUTION | WP PUTRAJAYA & CYBERJAYA | Existing | VCBJ/PCE/J00128/MB1 | 310158556 | CLOSED | 11 kV | RYB | PE 24.38 KANVAS TOWER B |  |  | CBJ24384 |  | INDKOM | ZZTT1D |  | TX2-1000KVA
382986918 | TNB | DISTRIBUTION | WP PUTRAJAYA & CYBERJAYA | Existing | VCBJ/PCE/J00128/MB1 | 310158556 | CLOSED | 11 kV | RYB | PE 24.38 KANVAS TOWER B |  |  | CBJ24383 |  | INDKOM | ZZTT1D |  | TX1-1000KVA
382987151 | TNB | DISTRIBUTION | WP PUTRAJAYA & CYBERJAYA | Existing | VCBJ/PCE/J23261/MB23261 | 310425257 | CLOSED | 11 kV | RYB | PE 23.26 V RESIDENCE |  |  | CBJ23261 |  | SIEMENS | 8DJH TRRT |  | TX1-1000KVA
382987152 | TNB | DISTRIBUTION | WP PUTRAJAYA & CYBERJAYA | Existing | VCBJ/PCE/J23261/MB23261 | 310425257 | CLOSED | 11 kV | RYB | PE 23.26 V RESIDENCE |  |  | CBJ23264 |  | SIEMENS | 8DJH TRRT |  | TX2-1000KVA
382987363 | TNB | DISTRIBUTION | WP PUTRAJAYA & CYBERJAYA | Existing | VCBJ/PCE/J23271/MB23271 | 310425266 | CLOSED | 11 kV | RYB | PE 23.27 V RESIDENCE 1 |  |  | CBJ23272 |  |  | VRN 2A |  | TX-750KVA
382987623 | TNB | DISTRIBUTION | WP PUTRAJAYA & CYBERJAYA | Existing | VCBJ/PCE/J00133/MB1 | 310158581 | CLOSED | 11 kV | RYB | PE 24.41 MAGIC VILLAGE |  |  | CBJ24412 |  |  | VRN 2A |  | TX-750KVA
383003392 | TNB | DISTRIBUTION | WP PUTRAJAYA & CYBERJAYA | Existing | VPTJ/PCE/J00383/MB1 | 310159885 | CLOSED | 11 kV | RYB | PE 6.05 BLOK 5A PPA1M (F2) |  |  | PTJ06056 |  | EPE | CCTI
383003513 | TNB | DISTRIBUTION | WP PUTRAJAYA & CYBERJAYA | Existing | VPTJ/PCE/J00382/MB1 | 310159653 | CLOSED | 11 kV | RYB | PE 6.05 BLOK 5A PPA1M (F1) |  |  | PTJ06053 |  | EPE | CCTI
383003636 | TNB | DISTRIBUTION | WP PUTRAJAYA & CYBERJAYA | Existing | VPTJ/PCE/J00381/MB1 | 310213610 | CLOSED | 11 kV | RYB | PE 6.04 BLOK 1 PPA1M (F2) |  |  | PTJ06046 |  | EPE | CCTI
383003757 | TNB | DISTRIBUTION | WP PUTRAJAYA & CYBERJAYA | Existing | VPTJ/PCE/J00380/MB1 | 310213607 | CLOSED | 11 kV | RYB | PE 6.04 BLOK 1 PPA1M (F1) |  |  | PTJ06043 |  | EPE | CCTI
383003918 | TNB | DISTRIBUTION | WP PUTRAJAYA & CYBERJAYA | Existing | VPTJ/PCE/J16321/MB16321 | 310471639 | CLOSED | 11 kV | RYB | PE 16.32 TEMP PPA1M P16D |  |  | PTJ16322 |  | SCHNEIDER | NE-2iQ
383004178 | TNB | DISTRIBUTION | WP PUTRAJAYA & CYBERJAYA | Existing | VPTJ/PCE/J01681/MB01681 | 310372353 | CLOSED | 11 kV | RYB | PE 1.68 TEMP PLOT Z1 & Z2 |  |  | PTJ01682 |  | TAMCO | NA
383004453 | TNB | DISTRIBUTION | WP PUTRAJAYA & CYBERJAYA | Existing | VPTJ/PCE/J11641/MB11641 | 300281093 | CLOSED | 11 kV | RYB | PE 11.64 ZON 10A (F1) |  |  | PTJ11642 |  | TAMCO | GR1-21-1D-08301 | 21/07/2009
383004568 | TNB | DISTRIBUTION | WP PUTRAJAYA & CYBERJAYA | Existing | VPTJ/PCE/J11642/MB11644 | 300454762 | CLOSED | 11 kV | RYB | PE 11.64 ZON 10A (F2) |  |  | PTJ11645 |  | TAMCO | GR1-21-1D-08308
383004688 | TNB | DISTRIBUTION | WP PUTRAJAYA & CYBERJAYA | Existing | VPTJ/PCE/J11651/MB11651 | 300451360 | CLOSED | 11 kV | RYB | PE 11.65 ZON 10A2 (F1) |  |  | PTJ11653 |  | INDKOM | ZZT
383004803 | TNB | DISTRIBUTION | WP PUTRAJAYA & CYBERJAYA | Existing | VPTJ/PCE/J11652/MB11654 | 300281094 | CLOSED | 11 kV | RYB | PE 11.65 ZON 10A2 (F2) |  |  | PTJ11656 |  | INDKOM | ZZT | 13/08/2009
383046385 | TNB | DISTRIBUTION | WP PUTRAJAYA & CYBERJAYA | Existing |  |  | CLOSED | 11 kV | RYB | BE KE PEMBANGUNAN PUSAT PENGAJIAN PERTAH |  |  | P1663
383046499 | TNB | DISTRIBUTION | WP PUTRAJAYA & CYBERJAYA | Existing |  |  | CLOSED | 11 kV | RYB |  |  |  | P1666
383046625 | TNB | DISTRIBUTION | WP PUTRAJAYA & CYBERJAYA | Existing | VCBJ/PCE/J00164/MB1 | 310580315 | CLOSED | 11 kV | RYB | D-CBJ-C17-0519 |  |  | C23452 | LUCY |  | VRN 2A
383046865 | TNB | DISTRIBUTION | WP PUTRAJAYA & CYBERJAYA | Existing |  |  | CLOSED | 11 kV | RYB | D-CBJ-C16-0576 |  |  | C25312
383046979 | TNB | DISTRIBUTION | WP PUTRAJAYA & CYBERJAYA | Existing |  |  | CLOSED | 11 kV | RYB | D-CBJ-C16-0576 |  |  | C25322
383047093 | TNB | DISTRIBUTION | WP PUTRAJAYA & CYBERJAYA | Existing |  |  | CLOSED | 11 kV | RYB | D-CBJ-C16-0576 |  |  | C25332
383338333 | TNB | DISTRIBUTION | WP PUTRAJAYA & CYBERJAYA | Existing | VCBJ/PCE/J00139/MB1 | 310386607 | CLOSED | 11 kV | RYB | D-CBJ-C15-0468 |  |  | CBJ23404 |  | INDKOM | INS24 |  | TX2-1000KVA
383338334 | TNB | DISTRIBUTION | WP PUTRAJAYA & CYBERJAYA | Existing | VCBJ/PCE/J00139/MB1 | 310386607 | CLOSED | 11 kV | RYB | D-CBJ-C15-0468 |  |  | CBJ23403 |  | INDKOM | INS24 |  | TX1-1000KVA
383338552 | TNB | DISTRIBUTION | WP PUTRAJAYA & CYBERJAYA | Existing | VCBJ/PCE/J00140/MB1 | 310341678 | CLOSED | 11 kV | RYB | D-CBJ-C15-0468 |  |  | CBJ23413 |  | TAMCO | SF6 RMU GR1 |  | TX2-1000KVA
383338553 | TNB | DISTRIBUTION | WP PUTRAJAYA & CYBERJAYA | Existing | VCBJ/PCE/J00140/MB1 | 310341678 | CLOSED | 11 kV | RYB | D-CBJ-C15-0468 |  |  | CBJ23412 |  | TAMCO | SF6 RMU GR1 |  | TX1-1000KVA
383347044 | TNB | DISTRIBUTION | WP PUTRAJAYA & CYBERJAYA | Existing | VCBJ/PCE/J24021/MB 24021 | 310303824 | CLOSED | 11 kV | RYB | PE 24.02 JELANG VISTA 1 |  |  | CBJ24024 |  | INDKOM | ZZTT.OD |  | TX-1000KVA
384171310 | TNB | DISTRIBUTION | WP PUTRAJAYA & CYBERJAYA | Existing | VCBJ/PCE/J00152 |  | CLOSED | 11 kV | RYB | D-CBJ-C16-0439 |  |  | C25063
384171442 | TNB | DISTRIBUTION | WP PUTRAJAYA & CYBERJAYA | Existing |  |  | CLOSED | 11 kV | RYB | PE 24.45 CERIA CONDO B |  |  | C24453
384171443 | TNB | DISTRIBUTION | WP PUTRAJAYA & CYBERJAYA | Existing |  |  | CLOSED | 11 kV | RYB | PE 24.45 CERIA CONDO B |  |  | C24452
384171653 | TNB | DISTRIBUTION | WP PUTRAJAYA & CYBERJAYA | Existing |  |  | CLOSED | 11 kV | RYB | PE 24.44 CERIA CONDO A |  |  | C24443
384171654 | TNB | DISTRIBUTION | WP PUTRAJAYA & CYBERJAYA | Existing |  |  | CLOSED | 11 kV | RYB | PE 24.44 CERIA CONDO A |  |  | C24442
384172001 | TNB | DISTRIBUTION | WP PUTRAJAYA & CYBERJAYA | Existing |  |  | CLOSED | 11 kV | RYB | D-CBJ-C15-0497 |  |  | N/A
384304424 | TNB | DISTRIBUTION | WP PUTRAJAYA & CYBERJAYA | Existing |  |  | CLOSED | 11 kV | RYB | D-CBJ-C16-0532 |  |  | C21392
385025816 | TNB | DISTRIBUTION | WP PUTRAJAYA & CYBERJAYA | Existing |  |  | CLOSED | 11 kV | RYB |  |  |  | 17233
385026650 | TNB | DISTRIBUTION | WP PUTRAJAYA & CYBERJAYA | Existing |  |  | CLOSED | 11 kV | RYB | D-CBJ-C16-0566 |  |  | 24432
385026651 | TNB | DISTRIBUTION | WP PUTRAJAYA & CYBERJAYA | Existing |  |  | CLOSED | 11 kV | RYB | D-CBJ-C16-0566 |  |  | 24433
388861013 | TNB | DISTRIBUTION | WP PUTRAJAYA & CYBERJAYA | Existing | VCBJ/PCE/J24051/MB24052 | 300454676 | CLOSED | 11 kV | RYB | PE 24.05 SYMPHONY HILLS 3 |  |  | CBJ24053 |  | SCHNEIDER | ID-0233 |  | TX2-1000KVA
389013166 | TNB | DISTRIBUTION | WP PUTRAJAYA & CYBERJAYA | Existing | VCBJ/PCE/J24061/MB24062 | 300454672 | CLOSED | 11 kV | RYB | PE 24.06 SYMPHONY HILLS 1 |  |  | CBJ24063 |  | SCHNEIDER | NE-2iQ |  | TX-500KVA
389013194 | TNB | DISTRIBUTION | WP PUTRAJAYA & CYBERJAYA | Existing |  |  | CLOSED | 11 kV | RYB | PE 24.06 SYMPHONY HILLS 1 |  |  | N/A
389013195 | TNB | DISTRIBUTION | WP PUTRAJAYA & CYBERJAYA | Existing |  |  | CLOSED | 11 kV | RYB | PE 24.06 SYMPHONY HILLS 1 |  |  | N/A
389470106 | TNB | DISTRIBUTION | WP PUTRAJAYA & CYBERJAYA | Existing |  |  | CLOSED | 11 kV | RYB | D-CBJ-C15-0506 |  |  | CBJ24503
389527738 | TNB | DISTRIBUTION | WP PUTRAJAYA & CYBERJAYA | Existing | VCBJ/PCE/J21751/MB21751 | 300454652 | CLOSED | 11 kV | RYB | PE 21.75 LAKEVIEW WEST 1 |  |  | CBJ21752 |  | TAMCO | GR1 |  | TX1-1000KVA
389528364 | TNB | DISTRIBUTION | WP PUTRAJAYA & CYBERJAYA | Existing | VCBJ/PCE/J21741/MB21741 | 300454650 | CLOSED | 11 kV | RYB | PE 21.74 LAKE VIEW WEST 2 |  |  | CBJ22442 |  | TAMCO | GR1 |  | TX-1000KVA
390114628 | TNB | DISTRIBUTION | WP PUTRAJAYA & CYBERJAYA | Existing | VPTJ/PCE/J14092/MB14094 | 300455138 | CLOSED | 11 kV | RYB | PE 14.09 PERUMAHAN 14-4 (F2) |  |  | PTJ14095 | SCHNEIDER |  | RM6
390320307 | TNB | DISTRIBUTION | WP PUTRAJAYA & CYBERJAYA | Existing | VCBJ/PCE/J22861/MB22861 | 300454739 | CLOSED | 11 kV | RYB | PE 22.86 NEO CYBER BLOK D |  |  | CBJ22864 | INDKOM | INDKOM | ZZTT |  | TX-1000KVA
390865656 | TNB | DISTRIBUTION | WP PUTRAJAYA & CYBERJAYA | Existing |  |  | CLOSED | 11 kV | RYB |  |  |  | P11793
15475587 | TNB | DISTRIBUTION | WP PUTRAJAYA & CYBERJAYA | Existing | VPTJ/PCE/J11171/MB11171 | 300452982 | CLOSED | 11 kV | RYB | PE 11.17 ZON 7B (F1) |  |  | PTJ11173 |  | INDKOM | ZZT-O/D | 20/06/2011 | MSB Pengguna |  | Pass | null
15475603 | TNB | DISTRIBUTION | WP PUTRAJAYA & CYBERJAYA | Existing | VPTJ/PCE/J11172/MB11174 | 300452983 | CLOSED | 11 kV | RYB | PE 11.17 ZON 7B (F2) |  |  | PTJ11176 |  | INDKOM | ZZT-O/D | 21/06/2011 | TX 2 |  | Pass | null
36722298 | TNB | DISTRIBUTION | WP PUTRAJAYA & CYBERJAYA | Existing | VCBJ/PCE/J21891/MB21891 | 300454631 | CLOSED | 11 kV | RYB | PE 21.89 MYVILLA P2 PARCEL B |  |  | CBJ21892 | TAMCO | TAMCO | GR1 |  |  |  | Pass | null
36722313 | TNB | DISTRIBUTION | WP PUTRAJAYA & CYBERJAYA | Existing | VCBJ/PCE/J21881/MB21881 | 300455085 | CLOSED | 11 kV | RYB | PE 21.88 MYVILLA P2 PARCEL A |  |  | CBJ21882 |  | TAMCO | GR1 |  |  |  | Pass | null
256930566 | TNB | DISTRIBUTION | WP PUTRAJAYA & CYBERJAYA | Existing | VPTJ/PCE/J11282/MB11285 | 300281055 | CLOSED | 11 kV | RYB | PE 11.28 APT ZON 6B (F2) |  |  | PTJ11287 |  | TAMCO | GR1 | 20090309 |  |  | Pass | null
256930576 | TNB | DISTRIBUTION | WP PUTRAJAYA & CYBERJAYA | Existing | VPTJ/PCE/J11282/MB11285 | 300281055 | CLOSED | 11 kV | RYB | PE 11.28 APT ZON 6B (F2) |  |  | PTJ11286 |  | TAMCO | GR1 | 20090309 |  |  | Pass | null
256930592 | TNB | DISTRIBUTION | WP PUTRAJAYA & CYBERJAYA | Existing | VPTJ/PCE/J11281/MB11281 | 300281054 | CLOSED | 11 kV | RYB | PE 11.28 APT ZON 6B (F1) |  |  | PTJ11282 |  | TAMCO | GR1 | 20090309 |  |  | Pass | null
256930593 | TNB | DISTRIBUTION | WP PUTRAJAYA & CYBERJAYA | Existing | VPTJ/PCE/J11281/MB11281 | 300281054 | CLOSED | 11 kV | RYB | PE 11.28 APT ZON 6B (F1) |  |  | PTJ11283 |  | TAMCO | GR1 | 20090309 |  |  | Pass | null
257015502 | TNB | DISTRIBUTION | WP PUTRAJAYA & CYBERJAYA | Existing | VPTJ/PCE/J14031/MB14031 | 300281106 | CLOSED | 11 kV | RYB | PE 14.03 C/S S/L |  |  | PTJ14032 |  | SCHNEIDER | RM6 | 14/03/2005 |  |  | Pass | null
257015529 | TNB | DISTRIBUTION | WP PUTRAJAYA & CYBERJAYA | Existing | VPTJ/PCE/J15021/MB15021 | 300281144 | CLOSED | 11 kV | RYB | PE 15.02 RD F 1 |  |  | PTJ15022 |  | SCHNEIDER | ZZT | 19990810 |  |  | Pass | null
257017821 | TNB | DISTRIBUTION | WP PUTRAJAYA & CYBERJAYA | Existing | VPTJ/PCE/J11452/MB11454 | 300281088 | CLOSED | 11 kV | RYB | PE 11.45 SEK MEN (F2) |  |  | PTJ11456 |  | INDKOM | ZZT | 20/05/2004 |  |  | Pass | null
257017826 | TNB | DISTRIBUTION | WP PUTRAJAYA & CYBERJAYA | Existing | VPTJ/PCE/J11451/MB11451 | 300281086 | CLOSED | 11 kV | RYB | PE 11.45 SEK MEN (F1) |  |  | PTJ11453 |  | INDKOM | ZZT | 20/05/2004 |  |  | Pass | null
257021917 | TNB | DISTRIBUTION | WP PUTRAJAYA & CYBERJAYA | Existing | VPTJ/PCE/J11302/MB11304 | 300281057 | CLOSED | 11 kV | RYB | PE 11.30 SEK REN (EFI) (F2) |  |  | PTJ11306 |  | INDKOM | ZZT | 16/07/2002 |  |  | Pass | null
257021934 | TNB | DISTRIBUTION | WP PUTRAJAYA & CYBERJAYA | Existing | VPTJ/PCE/J11301/MB11301 | 300281056 | CLOSED | 11 kV | RYB | PE 11.30 SEK REN (EFI) (F1) |  |  | PTJ11303 |  | INDKOM | ZZT | 16/07/2002 |  |  | Pass | null
257030885 | TNB | DISTRIBUTION | WP PUTRAJAYA & CYBERJAYA | Existing | VPTJ/PCE/J02061/MB02061 | 300280633 | CLOSED | 11 kV | RYB | PE 2.06 PS 15 (F1) |  |  | PTJ02063 |  | INDKOM | ZZT | 20020607 |  |  | Pass | null
257039958 | TNB | DISTRIBUTION | WP PUTRAJAYA & CYBERJAYA | Existing | VPTJ/PCE/J14221/MB14221 | 300281130 | CLOSED | 11 kV | RYB | PE 14.22 KOMPLEKS SEK MEN (F1) |  |  | PTJ14222 |  | TAMCO | 2+1 | 20070309 |  |  | Pass | null
257204231 | TNB | DISTRIBUTION | WP PUTRAJAYA & CYBERJAYA | Existing | VCBJ/PCE/J22402/MB22404 | 300280500 | CLOSED | 11 kV | RYB | PE 22.40 POLIS CJ F2 |  |  | CBJ22405 |  | TAMCO | GR1 | 15/03/2005 |  |  | Pass | null
257204240 | TNB | DISTRIBUTION | WP PUTRAJAYA & CYBERJAYA | Existing | VCBJ/PCE/J22401/MB22401 | 300280499 | CLOSED | 11 kV | RYB | PE 22.40 POLIS CJ F1 |  |  | CBJ22402 |  | TAMCO | GR1 | 15/03/2005 |  |  | Pass | null
257353100 | TNB | DISTRIBUTION | WP PUTRAJAYA & CYBERJAYA | Existing | VPTJ/PCE/J11182/MB11184 | 300281037 | CLOSED | 11 kV | RYB | PE 11.18 P11 H/1 TERES (EFI) (F2) |  |  | PTJ11184 |  | INDKOM | ZZT | 30/01/2003 |  |  | Pass | null
257353117 | TNB | DISTRIBUTION | WP PUTRAJAYA & CYBERJAYA | Existing | VPTJ/PCE/J00088/MB11183 |  | CLOSED | 11 kV | RYB | PE 11.18 P11 H/1 TERES (EFI) (F1) |  |  | P11183 |  | INDKOM | ZZT |  |  |  | Pass | null
257427464 | TNB | DISTRIBUTION | WP PUTRAJAYA & CYBERJAYA | Existing | VPTJ/PCE/J11362/MB11364 | 300281063 | CLOSED | 11 kV | RYB | PE 11.36 P11 K/13 TERES (F2) |  |  | PTJ11366 |  | INDKOM | ZZT | 20030512 |  |  | Pass | null
257427481 | TNB | DISTRIBUTION | WP PUTRAJAYA & CYBERJAYA | Existing | VPTJ/PCE/J11361/MB11361 | 300281062 | CLOSED | 11 kV | RYB | PE 11.36 P11 K/13 TERES (F1) |  |  | PTJ11363 |  | INDKOM | ZZT | 20030512 |  |  | Pass | null
257437227 | TNB | DISTRIBUTION | WP PUTRAJAYA & CYBERJAYA | Existing | VPTJ/PCE/J05031/MB05031 | 300280684 | CLOSED | 11 kV | RYB | PE 5.03 BR.6 S. GEMILANG |  |  | PTJ05032 |  | MERLIN GERIN | ZZT | 20030210 |  |  | Pass | null
257471794 | TNB | DISTRIBUTION | WP PUTRAJAYA & CYBERJAYA | Existing | VPTJ/PCE/J11352/MB11354 | 300281061 | CLOSED | 11 kV | RYB | PE 11.35 P11 K/3 TERES (EFI) (F2) |  |  | PTJ11356 |  | INDKOM | ZZT | 20030412 |  |  | Pass | null
257471803 | TNB | DISTRIBUTION | WP PUTRAJAYA & CYBERJAYA | Existing | VPTJ/PCE/J11351/MB11351 | 300281060 | CLOSED | 11 kV | RYB | PE 11.35 P11 K/3 TERES (EFI) (F1) |  |  | P11353 |  | INDKOM | ZZT | 20030412 |  |  | Pass | null
257471892 | TNB | DISTRIBUTION | WP PUTRAJAYA & CYBERJAYA | Existing | VPTJ/PCE/J11011/MB11011 | 300280963 | CLOSED | 11 kV | RYB | PE 11.01 RD 3 PER UTARA |  |  | PTJ11012 |  | TAMCO | GR1 | 30/07/1999 |  |  | Pass | null
257475685 | TNB | DISTRIBUTION | WP PUTRAJAYA & CYBERJAYA | Existing | VPTJ/PCE/J18011/MB18011 | 300281208 | CLOSED | 11 kV | RYB | PE 18.01 WR2 |  |  | PTJ18013 |  | INDKOM | ZZT | 22/01/2003 |  |  | Pass | null
376966278 | TNB | DISTRIBUTION | WP PUTRAJAYA & CYBERJAYA | Existing | VPTJ/PCE/J00414/MB1 | 310444753 | CLOSED | 11 kV | RYB | D-PTJ-C17-0998 |  |  | PTJ18293 |  | INDKOM | INS24 |  | TX-500KVA |  | Pass | null
376966393 | TNB | DISTRIBUTION | WP PUTRAJAYA & CYBERJAYA | Existing | VPTJ/PCE/J00415/MB1 | 310444757 | CLOSED | 11 kV | RYB | D-PTJ-C17-0998 |  |  | PTJ18296 |  | INDKOM | INS24 |  | TX-500KVA |  | Pass | null
376970319 | TNB | DISTRIBUTION | WP PUTRAJAYA & CYBERJAYA | Existing | VCBJ/PCE/J00150/MB1 | 310444760 | CLOSED | 11 kV | RYB | D-CBJ-C16-0568 |  |  | CBJ24393 |  | INDKOM | INS24 |  |  |  | Pass | null
376970445 | TNB | DISTRIBUTION | WP PUTRAJAYA & CYBERJAYA | Existing |  |  | CLOSED | 11 kV | RYB | D-PTJ-C17-1095 |  |  | PTJ19042 | [6 empty] | Pass | null
376970603 | TNB | DISTRIBUTION | WP PUTRAJAYA & CYBERJAYA | Existing |  |  | CLOSED | 11 kV | RYB | D-CBJ-C16-0520 |  |  | CBJ23426 | [6 empty] | Pass | null
376970604 | TNB | DISTRIBUTION | WP PUTRAJAYA & CYBERJAYA | Existing |  |  | CLOSED | 11 kV | RYB | D-CBJ-C16-0520 |  |  | CBJ23427 | [6 empty] | Pass | null
376970795 | TNB | DISTRIBUTION | WP PUTRAJAYA & CYBERJAYA | Existing |  |  | CLOSED | 11 kV | RYB | D-CBJ-C16-0520 |  |  | CBJ23423 | [6 empty] | Pass | null
377653054 | TNB | DISTRIBUTION | WP PUTRAJAYA & CYBERJAYA | Existing | VCBJ/PCE/J21891/MB21891 | 300454631 | CLOSED | 11 kV | RYB | PE 21.89 MYVILLA P2 PARCEL B |  |  | CBJ21893 | TAMCO | TAMCO | GR1 |  |  |  | Pass | null
377653143 | TNB | DISTRIBUTION | WP PUTRAJAYA & CYBERJAYA | Existing | VCBJ/PCE/J21881/MB21881 | 300455085 | CLOSED | 11 kV | RYB | PE 21.88 MYVILLA P2 PARCEL A |  |  | CBJ21883 |  | TAMCO | GR1 |  |  |  | Pass | null
377654906 | TNB | DISTRIBUTION | WP PUTRAJAYA & CYBERJAYA | Existing | VCBJ/PCE/J21971/MB21971 | 310371011 | CLOSED | 11 kV | RYB | PE 21.97 MY VILLA PRESINT 4 |  |  | CBJ21971 |  | SCHNEIDER | NE-21Q |  |  |  | Pass | null
377654907 | TNB | DISTRIBUTION | WP PUTRAJAYA & CYBERJAYA | Existing | VCBJ/PCE/J21971/MB21971 | 310371011 | CLOSED | 11 kV | RYB | PE 21.97 MY VILLA PRESINT 4 |  |  | CBJ21973 |  | SCHNEIDER | NE-21Q |  |  |  | Pass | null
377671718 | TNB | DISTRIBUTION | WP PUTRAJAYA & CYBERJAYA | Existing | VCBJ/PCE/J22321/MB22321 | 300280507 | CLOSED | 11 kV | RYB | PE 22.32 MOTOROLA F1 |  |  | CBJ22323 |  | INDKOM | GA | 21/11/2003 | TX-1000KVA |  | Pass | null
377671741 | TNB | DISTRIBUTION | WP PUTRAJAYA & CYBERJAYA | Existing | VCBJ/PCE/J22322/MB22324 | 300280511 | CLOSED | 11 kV | RYB | PE 22.32 MOTOROLA F2 |  |  | CBJ22326 |  | INDKOM | GA | 21/11/2003 | TX2-1000KVA |  | Pass | null
377671859 | TNB | DISTRIBUTION | WP PUTRAJAYA & CYBERJAYA | Existing | VCBJ/PCE/J22351/MB22351 | 300280503 | CLOSED | 11 kV | RYB | PE 22.35 PRIMA PROP 2 F1 |  |  | CBJ22352 |  | TAMCO | GR1 | 20041208 | TX1-1000KVA |  | Pass | null
377671860 | TNB | DISTRIBUTION | WP PUTRAJAYA & CYBERJAYA | Existing | VCBJ/PCE/J22351/MB22351 | 300280503 | CLOSED | 11 kV | RYB | PE 22.35 PRIMA PROP 2 F1 |  |  | CBJ22353 |  | TAMCO | GR1 | 20041208 | TX2-1000KVA |  | Pass | null
377671888 | TNB | DISTRIBUTION | WP PUTRAJAYA & CYBERJAYA | Existing | VCBJ/PCE/J22352/MB22355 | 300280504 | CLOSED | 11 kV | RYB | PE 22.35 PRIMA PROP 2 F2 |  |  | CBJ22356 |  | TAMCO | GR1 | 20041208 |  |  | Pass | null
377671889 | TNB | DISTRIBUTION | WP PUTRAJAYA & CYBERJAYA | Existing | VCBJ/PCE/J22352/MB22355 | 300280504 | CLOSED | 11 kV | RYB | PE 22.35 PRIMA PROP 2 F2 |  |  | CBJ22357 |  | TAMCO | GR1 | 20041208 |  |  | Pass | null
377672190 | TNB | DISTRIBUTION | WP PUTRAJAYA & CYBERJAYA | Existing | VCBJ/PCE/J22091/MB22091 | 300280581 | CLOSED | 11 kV | RYB | PE 22.09 FUJITSU F1 |  |  | CBJ22094 |  | INDKOM | GA | 21/06/2001 | TX1-1000KVA |  | Pass | null
377672213 | TNB | DISTRIBUTION | WP PUTRAJAYA & CYBERJAYA | Existing | VCBJ/PCE/J22092/MB22094 | 300280583 | CLOSED | 11 kV | RYB | PE 22.09 FUJITSU F2 |  |  | CBJ22097 |  | INDKOM | GA | 21/06/2001 |  |  | Pass | null
377672362 | TNB | DISTRIBUTION | WP PUTRAJAYA & CYBERJAYA | Existing | VCBJ/PCE/J22491/MB22491 | 300280470 | CLOSED | 11 kV | RYB | PE 22.49 LOT PT 12082 F1 |  |  | CBJ22492 |  | TAMCO | GR1 | 19/06/2008 | TX1-750KVA |  | Pass | null
377672385 | TNB | DISTRIBUTION | WP PUTRAJAYA & CYBERJAYA | Existing | VCBJ/PCE/J22492/MB22494 | 300280471 | CLOSED | 11 kV | RYB | PE 22.49 LOT PT 12082 F2 |  |  | CBJ22495 |  | TAMCO | GR1 | 19/06/2008 | TX2-1000KVA |  | Pass | null
377672597 | TNB | DISTRIBUTION | WP PUTRAJAYA & CYBERJAYA | Existing | VCBJ/PCE/J22151/MB22151 | 300280557 | CLOSED | 11 kV | RYB | PE 22.15 LOT12072 P.MULTIMEDIA F1 |  |  | CBJ22153 |  | INDKOM | ZZT | 20020903 | TX1-1000KVA |  | Pass | null
377672691 | TNB | DISTRIBUTION | WP PUTRAJAYA & CYBERJAYA | Existing | VCBJ/PCE/J22152/MB22154 | 300280558 | CLOSED | 11 kV | RYB | PE 22.15 LOT 12072 P.MULTIMEDIA F2 |  |  | CBJ22156 |  | INDKOM | ZZT | 20020903 | TX2-1000KVA |  | Pass | null
377679273 | TNB | DISTRIBUTION | WP PUTRAJAYA & CYBERJAYA | Existing | VPTJ/PCE/J05321/MB05321 | 300454748 | CLOSED | 11 kV | RYB | PE 5.32 SEK REN PRESINT 5 (F1) |  |  | PTJ05323 |  | INDKOM | ZZT |  |  |  | Pass | null
377679312 | TNB | DISTRIBUTION | WP PUTRAJAYA & CYBERJAYA | Existing | VPTJ/PCE/J05322/MB05324 | 300454751 | CLOSED | 11 kV | RYB | PE 5.32 SEK REN PRESINT 5 (F2) |  |  | PTJ05326 |  | INDKOM | ZZT |  |  |  | Pass | null
377679426 | TNB | DISTRIBUTION | WP PUTRAJAYA & CYBERJAYA | Existing | VPTJ/PCE/J05331/MB05331 | 300454742 | CLOSED | 11 kV | RYB | PE 5.33 SEK MEN PRESINT 5 (F1) |  |  | PTJ05333 |  | INDKOM | INS24 (ZZTID) |  |  |  | Pass | null
377679522 | TNB | DISTRIBUTION | WP PUTRAJAYA & CYBERJAYA | Existing | VPTJ/PCE/J05332/MB05334 | 300454745 | CLOSED | 11 kV | RYB | PE 5.33 SEK MEN PRESINT 5 (F2) |  |  | PTJ05336 |  | INDKOM | INS24 (ZZTID) |  |  |  | Pass | null
377679635 | TNB | DISTRIBUTION | WP PUTRAJAYA & CYBERJAYA | Existing | VPTJ/PCE/J05171/MB05171 | 300280700 | CLOSED | 11 kV | RYB | PE 5.17 BLOK C 5R3 (F1) |  |  | PTJ05173 |  | INDKOM | ZZT-I/D | 15/09/2008 |  |  | Pass | null
377679724 | TNB | DISTRIBUTION | WP PUTRAJAYA & CYBERJAYA | Existing | VPTJ/PCE/J05172/MB05174 | 300280701 | CLOSED | 11 kV | RYB | PE 5.17 BLOK C 5R3 (F2) |  |  | PTJ05176 |  | INDKOM | ZZT-I/D | 15/09/2008 |  |  | Pass | null
377679829 | TNB | DISTRIBUTION | WP PUTRAJAYA & CYBERJAYA | Existing | VPTJ/PCE/J05182/MB05184 | 300281264 | CLOSED | 11 kV | RYB | PE 5.18 BLOK D 5R3 (F2) |  |  | PTJ05185 |  | TAMCO | GR1 | 15/09/2008 |  |  | Pass | null
377679960 | TNB | DISTRIBUTION | WP PUTRAJAYA & CYBERJAYA | Existing | VPTJ/PCE/J05181/MB05181 | 300281263 | CLOSED | 11 kV | RYB | PE 5.18 BLOK D 5R3 (F1) |  |  | PTJ05182 |  | TAMCO | GR1 | 15/09/2008 |  |  | Pass | null
377680299 | TNB | DISTRIBUTION | WP PUTRAJAYA & CYBERJAYA | Existing | VPTJ/PCE/J05161/MB05161 | 300281261 | CLOSED | 11 kV | RYB | PE 5.16 BLOK B 5R3 (F1) |  |  | PTJ05162 |  | TAMCO | GR1-21-1D | 15/09/2008 |  |  | Pass | null
377680390 | TNB | DISTRIBUTION | WP PUTRAJAYA & CYBERJAYA | Existing | VPTJ/PCE/J05162/MB05164 | 300281262 | CLOSED | 11 kV | RYB | PE 5.16 BLOK B 5R3 (F2) |  |  | PTJ05165 |  | TAMCO | GR1-21-1D | 15/09/2008 |  |  | Pass | null
377680483 | TNB | DISTRIBUTION | WP PUTRAJAYA & CYBERJAYA | Existing | VPTJ/PCE/J05152/MB05154 | 300280699 | CLOSED | 11 kV | RYB | PE 5.15 BLOK A 5R3 (F2) |  |  | PTJ05156 |  | INDKOM | ZZT-I/D | 15/09/2008 |  |  | Pass | null
377680581 | TNB | DISTRIBUTION | WP PUTRAJAYA & CYBERJAYA | Existing | VPTJ/PCE/J05151/MB05151 | 300280698 | CLOSED | 11 kV | RYB | PE 5.15 BLOK A 5R3 (F1) |  |  | PTJ05153 |  | INDKOM | ZZT-I/D | 15/09/2008 |  |  | Pass | null
377680683 | TNB | DISTRIBUTION | WP PUTRAJAYA & CYBERJAYA | Existing | VPTJ/PCE/J06031/MB06031 | 310283387 | CLOSED | 11 kV | RYB | SS 6.03 TEMP 6R6 |  |  | PTJ06032 |  | TAMCO |  |  |  |  | Pass | null
377680784 | TNB | DISTRIBUTION | WP PUTRAJAYA & CYBERJAYA | Existing | VPTJ/PCE/J05142/MB05144 | 300281260 | CLOSED | 11 kV | RYB | PE 5.14 5R1 (F2) |  |  | PTJ05146 |  | INDKOM | ZZT | 15/09/2008 |  |  | Pass | null
377680823 | TNB | DISTRIBUTION | WP PUTRAJAYA & CYBERJAYA | Existing | VPTJ/PCE/J05141/MB05141 | 300281259 | CLOSED | 11 kV | RYB | PE 5.14 5R1 (F1) |  |  | PTJ05143 |  | INDKOM | ZZT | 15/09/2008 |  |  | Pass | null
377680973 | TNB | DISTRIBUTION | WP PUTRAJAYA & CYBERJAYA | Existing | VPTJ/PCE/J06021/MB06021 | 300280715 | CLOSED | 11 kV | RYB | PE 6.02 KOLAM RENANG (F1) |  |  | PTJ06022 |  | MERLIN GERIN | RM6 | 22/05/2007 |  |  | Pass | null
377681071 | TNB | DISTRIBUTION | WP PUTRAJAYA & CYBERJAYA | Existing | VPTJ/PCE/J06022/MB06024 | 300280716 | CLOSED | 11 kV | RYB | PE 6.02 KOLAM RENANG (F2) |  |  | PTJ06025 |  | MERLIN GERIN | RM6 | 22/05/2007 |  |  | Pass | null
377681168 | TNB | DISTRIBUTION | WP PUTRAJAYA & CYBERJAYA | Existing | VPTJ/PCE/J06011/MB06011 | 300280790 | CLOSED | 11 kV | RYB | PE 6.01 GRAND STAND (F1) |  |  | PTJ06012 |  | TAMCO | GR1 | 20050812 |  |  | Pass | null
377681264 | TNB | DISTRIBUTION | WP PUTRAJAYA & CYBERJAYA | Existing | VPTJ/PCE/J06012/MB06014 | 300280791 | CLOSED | 11 kV | RYB | PE 6.01 GRAND STAND (F2) |  |  | PTJ06016 |  | INDKOM | ZZT | 20050812 |  |  | Pass | null
377681382 | TNB | DISTRIBUTION | WP PUTRAJAYA & CYBERJAYA | Existing | VPTJ/PCE/J05261/MB05261 | 300280711 | CLOSED | 11 kV | RYB | PE 5.26 BLOK D2 APT 5R4 (F1) |  |  | PTJ05262 |  | TAMCO | GR1 | 14/01/2009 |  |  | Pass | null
377681480 | TNB | DISTRIBUTION | WP PUTRAJAYA & CYBERJAYA | Existing | VPTJ/PCE/J05262/MB05264 | 300280712 | CLOSED | 11 kV | RYB | PE 5.26 BLOK D2 APT 5R4 (F1) |  |  | PTJ05265 |  | TAMCO | GR1 | 21/01/2009 |  |  | Pass | null
377681580 | TNB | DISTRIBUTION | WP PUTRAJAYA & CYBERJAYA | Existing | VPTJ/PCE/J05252/MB05254 | 300280710 | CLOSED | 11 kV | RYB | PE 5.25 BLOK D1 APT 5R4 (F2) |  |  | PTJ05255 |  | TAMCO | GR1 | 21/01/2009 |  |  | Pass | null
377681767 | TNB | DISTRIBUTION | WP PUTRAJAYA & CYBERJAYA | Existing | VPTJ/PCE/J05251/MB05251 | 300280709 | CLOSED | 11 kV | RYB | PE 5.25 BLOK D1 APT 5R4 (F1) |  |  | PTJ05252 |  | TAMCO | GR1 | 14/01/2009 |  |  | Pass | null
377681961 | TNB | DISTRIBUTION | WP PUTRAJAYA & CYBERJAYA | Existing | VPTJ/PCE/J05242/MB05244 | 300280708 | CLOSED | 11 kV | RYB | PE 5.24 BLOK C APT 5R4 (F2) |  |  | PTJ05245 |  | TAMCO | GR1 | 13/01/2009 |  |  | Pass | null
377682150 | TNB | DISTRIBUTION | WP PUTRAJAYA & CYBERJAYA | Existing | VPTJ/PCE/J05241/MB05241 | 300280707 | CLOSED | 11 kV | RYB | PE 5.24 BLOK C APT 5R4 (F1) |  |  | PTJ05242 |  | TAMCO | GR1 | 20091201 |  |  | Pass | null
377682251 | TNB | DISTRIBUTION | WP PUTRAJAYA & CYBERJAYA | Existing | VPTJ/PCE/J05231/MB05231 | 300280705 | CLOSED | 11 kV | RYB | PE 5.23 BLOK B APT 5R4 (F1) |  |  | PTJ05232 |  | TAMCO | GR1 | 20091201 |  |  | Pass | null
377682345 | TNB | DISTRIBUTION | WP PUTRAJAYA & CYBERJAYA | Existing | VPTJ/PCE/J05232/MB05234 | 300280706 | CLOSED | 11 kV | RYB | PE 5.23 BLOK B APT 5R4 (F2) |  |  | PTJ05235 |  | TAMCO | GR1 | 13/01/2009 |  |  | Pass | null
377682447 | TNB | DISTRIBUTION | WP PUTRAJAYA & CYBERJAYA | Existing | VPTJ/PCE/J05221/MB05221 | 300280703 | CLOSED | 11 kV | RYB | PE 5.22 BLOK A APT 5R4 (F1) |  |  | PTJ05222 |  | TAMCO | GR1 | 20091201 |  |  | Pass | null
377682547 | TNB | DISTRIBUTION | WP PUTRAJAYA & CYBERJAYA | Existing | VPTJ/PCE/J05222/MB05224 | 300280704 | CLOSED | 11 kV | RYB | PE 5.22 BLOK A APT 5R4 (F2) |  |  | PTJ05225 |  | TAMCO | GR1 | 13/01/2009 |  |  | Pass | null
377766189 | TNB | DISTRIBUTION | WP PUTRAJAYA & CYBERJAYA | Existing | VPTJ/PCE/J14191/MB14191 | 300281125 | CLOSED | 11 kV | RYB | PE 14.19 BLOK E2 (EFI) (F1) |  |  | PTJ14192 |  | TAMCO | ZZT | 20050609 |  |  | Pass | null
377766285 | TNB | DISTRIBUTION | WP PUTRAJAYA & CYBERJAYA | Existing | VPTJ/PCE/J14192/MB14194 | 300281126 | CLOSED | 11 kV | RYB | PE 14.19 BLOK E2 (EFI) (F2) |  |  | PTJ14196 |  | INDKOM | ZZT | 20050609 |  |  | Pass | null
377766391 | TNB | DISTRIBUTION | WP PUTRAJAYA & CYBERJAYA | Existing | VPTJ/PCE/J14181/MB14181 | 300281123 | CLOSED | 11 kV | RYB | PE 14.18 BLOK E1 (F1) |  |  | PTJ14183 |  | INDKOM | ZZT | 20050609 |  |  | Pass | null
377766420 | TNB | DISTRIBUTION | WP PUTRAJAYA & CYBERJAYA | Existing | VPTJ/PCE/J14182/MB14184 | 300281124 | CLOSED | 11 kV | RYB | PE 14.18 BLOK E1 (F2) |  |  | PTJ14186 |  | INDKOM | ZZT | 20050609 |  |  | Pass | null
377766513 | TNB | DISTRIBUTION | WP PUTRAJAYA & CYBERJAYA | Existing | VPTJ/PCE/J14171/MB14171 | 300281121 | CLOSED | 11 kV | RYB | PE 14.17 BLOK D (F1) |  |  | PTJ14172 |  | TAMCO | 2+1 | 20050609 |  |  | Pass | null
377766609 | TNB | DISTRIBUTION | WP PUTRAJAYA & CYBERJAYA | Existing | VPTJ/PCE/J14172/MB14174 | 300281122 | CLOSED | 11 kV | RYB | PE 14.17 BLOK D (F2) |  |  | PTJ14176 |  | INDKOM | ZZT | 20050609 |  |  | Pass | null
377766709 | TNB | DISTRIBUTION | WP PUTRAJAYA & CYBERJAYA | Existing | VPTJ/PCE/J14161/MB14161 | 300281119 | CLOSED | 11 kV | RYB | PE 14.16 BLOK C (EFI) (F1) |  |  | PTJ14162 |  |  | 1000 KVA | 20050609 |  |  | Pass | null
377766805 | TNB | DISTRIBUTION | WP PUTRAJAYA & CYBERJAYA | Existing | VPTJ/PCE/J14162/MB14164 | 300281120 | CLOSED | 11 kV | RYB | PE 14.16 BLOK C (EFI) (F2) |  |  | PTJ14166 |  |  | 1000 KVA | 20050609 |  |  | Pass | null
377766894 | TNB | DISTRIBUTION | WP PUTRAJAYA & CYBERJAYA | Existing | VPTJ/PCE/J14151/MB14151 | 300281117 | CLOSED | 11 kV | RYB | PE 14.15 BLOK B (F1) |  |  | PTJ14153 |  | INDKOM | ZZT | 20050609 |  |  | Pass | null
377766988 | TNB | DISTRIBUTION | WP PUTRAJAYA & CYBERJAYA | Existing | VPTJ/PCE/J14152/MB14154 | 300281118 | CLOSED | 11 kV | RYB | PE 14.15 BLOK B (F2) |  |  | PTJ14156 |  | INDKOM | ZZT | 20050609 |  |  | Pass | null
377767075 | TNB | DISTRIBUTION | WP PUTRAJAYA & CYBERJAYA | Existing | VPTJ/PCE/J14141/MB14141 | 300281115 | CLOSED | 11 kV | RYB | PE 14.14 BLOK A (EFI) (F1) |  |  | PTJ14143 |  | INDKOM | ZZT | 20050609 |  |  | Pass | null
377767171 | TNB | DISTRIBUTION | WP PUTRAJAYA & CYBERJAYA | Existing | VPTJ/PCE/J14142/MB14144 | 300281116 | CLOSED | 11 kV | RYB | PE 14.14 BLOK A (EFI) (F2) |  |  | PTJ14146 |  | INDKOM | ZZT | 20050609 |  |  | Pass | null
377767259 | TNB | DISTRIBUTION | WP PUTRAJAYA & CYBERJAYA | Existing | VPTJ/PCE/J14311/MB14311 | 300281141 | CLOSED | 11 kV | RYB | PE 14.31 P'PURI 14-12 BLOK B (F1) |  |  | PTJ14313 |  |  | ZZT | 25/06/2008 |  |  | Pass | null
377767353 | TNB | DISTRIBUTION | WP PUTRAJAYA & CYBERJAYA | Existing | VPTJ/PCE/J14312/MB14314 | 300281142 | CLOSED | 11 kV | RYB | PE 14.31 P'PURI 14-12 BLOK B (F2) |  |  | PTJ14316 |  |  | ZZT | 25/06/2008 |  |  | Pass | null
377767448 | TNB | DISTRIBUTION | WP PUTRAJAYA & CYBERJAYA | Existing | VPTJ/PCE/J14301/MB14301 | 300281139 | CLOSED | 11 kV | RYB | PE 14.30 P'PURI 14-12 BLOK A (EFI) (F1) |  |  | PTJ14303 |  | INDKOM | ZZT | 25/06/2008 |  |  | Pass | null
377767542 | TNB | DISTRIBUTION | WP PUTRAJAYA & CYBERJAYA | Existing | VPTJ/PCE/J14302/MB14304 | 300281140 | CLOSED | 11 kV | RYB | PE 14.30 P'PURI 14-12 BLOK A (EFI) (F2) |  |  | PTJ14306 |  | INDKOM | ZZT | 25/06/2008 |  |  | Pass | null
377767576 | TNB | DISTRIBUTION | WP PUTRAJAYA & CYBERJAYA | Existing | VPTJ/PCE/J14251/MB14251 | 300281133 | CLOSED | 11 kV | RYB | PE 14.25 KOMPLEKS SEK REN (EFI) (F1) |  |  | PTJ14253 |  | INDKOM | ZZT | 20070309 |  |  | Pass | null
377767670 | TNB | DISTRIBUTION | WP PUTRAJAYA & CYBERJAYA | Existing | VPTJ/PCE/J14252/MB14254 | 300281134 | CLOSED | 11 kV | RYB | PE 14.25 KOMPLEKS SEK REN (EFI) (F2) |  |  | PTJ14256 |  | INDKOM | ZZT | 20070309 |  |  | Pass | null
378018335 | TNB | DISTRIBUTION | WP PUTRAJAYA & CYBERJAYA | Existing | VCBJ/PCE/J00143/MB1 | 310402698 | CLOSED | 11 kV | RYB | D-CBJ-C14-0473 |  |  | C23372 |  |  | VRN 2A |  | TX1-1000KVA |  | Pass | null
378018456 | TNB | DISTRIBUTION | WP PUTRAJAYA & CYBERJAYA | Existing | VCBJ/PCE/J00144/MB1 | 310402697 | CLOSED | 11 kV | RYB | D-CBJ-C14-0473 |  |  | C23375 |  |  | VRN 2A |  | TX2-1000KVA |  | Pass | null
378018579 | TNB | DISTRIBUTION | WP PUTRAJAYA & CYBERJAYA | Existing | VCBJ/PCE/J00141/MB1 | 310425999 | CLOSED | 11 kV | RYB | D-CBJ-C17-0588 |  |  | C23392 |  | TAMCO | N/A |  | TX1-1000KVA |  | Pass | null
378018700 | TNB | DISTRIBUTION | WP PUTRAJAYA & CYBERJAYA | Existing | VCBJ/PCE/J00142/MB1 | 310425997 | CLOSED | 11 kV | RYB | D-CBJ-C17-0588 |  |  | C23395 |  | TAMCO | N/A |  | TX2-1000KVA |  | Pass | null
378018823 | TNB | DISTRIBUTION | WP PUTRAJAYA & CYBERJAYA | Existing | VCBJ/PCE/J00145/MB1 | 310425995 | CLOSED | 11 kV | RYB | D-CBJ-C14-0473 |  |  | C23382 |  | TAMCO | N/A |  | TX1-1000kVA |  | Pass | null
378018944 | TNB | DISTRIBUTION | WP PUTRAJAYA & CYBERJAYA | Existing | VCBJ/PCE/J00146/MB1 | 310425996 | CLOSED | 11 kV | RYB | D-CBJ-C14-0473 |  |  | C23385 |  | TAMCO | N/A |  | TX2-1000kVA |  | Pass | null
378019117 | TNB | DISTRIBUTION | WP PUTRAJAYA & CYBERJAYA | Existing | VCBJ/PCE/J00151/MB1 | 310438595 | CLOSED | 11 kV | RYB | D-CBJ-C15-0540 |  |  | C23433 |  | INDKOM | INS24 |  | TX1-1000kVA |  | Pass | null
378019118 | TNB | DISTRIBUTION | WP PUTRAJAYA & CYBERJAYA | Existing | VCBJ/PCE/J00151/MB1 | 310438595 | CLOSED | 11 kV | RYB | D-CBJ-C15-0540 |  |  | C23434 |  | INDKOM | INS24 |  | TX2-1000kVA |  | Pass | null
378043801 | TNB | DISTRIBUTION | WP PUTRAJAYA & CYBERJAYA | Existing | VPTJ/PCE/J14222/MB14224 | 300281132 | CLOSED | 11 kV | RYB | PE 14.22 KOMPLEKS SEK MEN (F2) |  |  | PTJ14225 |  | TAMCO | 2+1 | 20070309 |  |  | Pass | null
378043911 | TNB | DISTRIBUTION | WP PUTRAJAYA & CYBERJAYA | Existing | VPTJ/PCE/J14051/MB14051 | 300454833 | CLOSED | 11 kV | RYB | PE 14.05 PERUMAHAN 14-11 (F1) |  |  | PTJ14052 |  | SCHNEIDER | NE-2iQ |  |  |  | Pass | null
378043934 | TNB | DISTRIBUTION | WP PUTRAJAYA & CYBERJAYA | Existing | VPTJ/PCE/J14052/MB14054 | 300454838 | CLOSED | 11 kV | RYB | PE 14.05 PERUMAHAN 14-11 (F2) |  |  | PTJ14055 |  | SCHNEIDER | NE-2iQ |  |  |  | Pass | null
378043965 | TNB | DISTRIBUTION | WP PUTRAJAYA & CYBERJAYA | Existing | VPTJ/PCE/J14061/MB14061 | 300281107 | CLOSED | 11 kV | RYB | PE 14.06 PERUMAHAN 14-5A |  |  | PTJ14063 |  | INDKOM | ZZT | 26/05/2008 |  |  | Pass | null
378044374 | TNB | DISTRIBUTION | WP PUTRAJAYA & CYBERJAYA | Existing | VPTJ/PCE/J14091/MB14091 | 300281110 | CLOSED | 11 kV | RYB | PE 14.09 PERUMAHAN 14-4 (F1) |  |  | PTJ14092 |  | MERLIN GERIN | NA | 20071108 |  |  | Pass | null
378044505 | TNB | DISTRIBUTION | WP PUTRAJAYA & CYBERJAYA | Existing | VPTJ/PCE/J14081/MB14081 | 300281108 | CLOSED | 11 kV | RYB | PE 14.08 Perumahan 14-10 (F1) |  |  | PTJ14082 |  | FALCON BETA | NA | 28/11/2008 |  |  | Pass | null
378044528 | TNB | DISTRIBUTION | WP PUTRAJAYA & CYBERJAYA | Existing | VPTJ/PCE/J14082/MB14084 | 300281109 | CLOSED | 11 kV | RYB | PE 14.08 Perumahan 14-10 (F2) |  |  | PTJ14085 |  | TAMCO | GR1-21-10-17336 | 28/11/2008 |  |  | Pass | null
378044631 | TNB | DISTRIBUTION | WP PUTRAJAYA & CYBERJAYA | Existing | VPTJ/PCE/J14131/MB14131 | 300281113 | CLOSED | 11 kV | RYB | PE 14.13 ERUMAHAN 14-9 (EFI) (F1) |  |  | PTJ14132 |  | TAMCO | GR1 | 20060902 |  |  | Pass | null
378044654 | TNB | DISTRIBUTION | WP PUTRAJAYA & CYBERJAYA | Existing | VPTJ/PCE/J14132/MB14134 | 300281114 | CLOSED | 11 kV | RYB | PE 14.13 ERUMAHAN 14-9 (EFI) (F2) |  |  | PTJ14135 |  | TAMCO | GR1 | 20060902 |  |  | Pass | null
378044756 | TNB | DISTRIBUTION | WP PUTRAJAYA & CYBERJAYA | Existing | VPTJ/PCE/J14021/MB14021 | 300281104 | CLOSED | 11 kV | RYB | PE 14.02 PERUMAHAN 14-1 (EFI) (F1) |  |  | PTJ14022 |  | TAMCO | GR1 | 25/02/2006 |  |  | Pass | null
378044779 | TNB | DISTRIBUTION | WP PUTRAJAYA & CYBERJAYA | Existing | VPTJ/PCE/J14022/MB14024 | 300281105 | CLOSED | 11 kV | RYB | PE 14.02 PERUMAHAN 14-1 (EFI) (F2) |  |  | PTJ14025 |  | TAMCO | GR1 | 25/02/2006 |  |  | Pass | null
378044882 | TNB | DISTRIBUTION | WP PUTRAJAYA & CYBERJAYA | Existing | VPTJ/PCE/J14111/MB14111 | 300281111 | CLOSED | 11 kV | RYB | PE 14.11 PERUMAHAN 14-1 (F1) |  |  | PTJ14112 |  | TAMCO | GR1 | 25/02/2006 |  |  | Pass | null
378044905 | TNB | DISTRIBUTION | WP PUTRAJAYA & CYBERJAYA | Existing | VPTJ/PCE/J14112/MB14114 | 300281112 | CLOSED | 11 kV | RYB | PE 14.11 PERUMAHAN 14-1 (F2) |  |  | PTJ14115 |  | TAMCO | GR1 | 25/02/2006 |  |  | Pass | null
378045002 | TNB | DISTRIBUTION | WP PUTRAJAYA & CYBERJAYA | Existing | VPTJ/PCE/J16031/MB16031 | 300281176 | CLOSED | 11 kV | RYB | PE 16.03 146 UNIT RUMAH TERES |  |  | PTJ16032 |  | MERLIN GERIN | NA | 20060203 |  |  | Pass | null
378045363 | TNB | DISTRIBUTION | WP PUTRAJAYA & CYBERJAYA | Existing | VPTJ/PCE/J01641/MB01641 | 300454866 | CLOSED | 11 kV | RYB | PE 1.64 PEJ HOTEL PZ 10 (F1) |  |  | PTJ01642 |  | INDKOM | VRN2a |  |  |  | Pass | null
378045389 | TNB | DISTRIBUTION | WP PUTRAJAYA & CYBERJAYA | Existing | VPTJ/PCE/J01642/MB01644 | 300454868 | CLOSED | 11 kV | RYB | PE 1.64 PEJ HOTEL PZ 10 (F2) |  |  | PTJ01646 |  | INDKOM | ZZT I/D |  |  |  | Pass | null
378045412 | TNB | DISTRIBUTION | WP PUTRAJAYA & CYBERJAYA | Existing | VPTJ/PCE/J16311/MB16311 | 310338862 | CLOSED | 11 kV | RYB | PE 16.31 TEMP PPA1M PR 16 |  |  | PTJ16312 |  | TAMCO | GRi |  |  |  | Pass | null
378045513 | TNB | DISTRIBUTION | WP PUTRAJAYA & CYBERJAYA | Existing | VPTJ/PCE/J16201/MB16201 | 300281195 | CLOSED | 11 kV | RYB | PE 16.20 APT A1 (EFI) (F1) |  |  | PTJ16203 |  | INDKOM | ZZT | 20000311 |  |  | Pass | null
378045536 | TNB | DISTRIBUTION | WP PUTRAJAYA & CYBERJAYA | Existing | VPTJ/PCE/J16202/MB16204 | 300281196 | CLOSED | 11 kV | RYB | PE 16.20 APT A1 (EFI) (F2) |  |  | PTJ16206 |  | INDKOM | ZZT | 20000311 |  |  | Pass | null
378045651 | TNB | DISTRIBUTION | WP PUTRAJAYA & CYBERJAYA | Existing | VPTJ/PCE/J16191/MB16191 | 300281193 | CLOSED | 11 kV | RYB | PE 16.19 APT A2 (F1) |  |  | PTJ16193 |  | INDKOM | ZZT | 20000311 |  |  | Pass | null
378045677 | TNB | DISTRIBUTION | WP PUTRAJAYA & CYBERJAYA | Existing | VPTJ/PCE/J16192/MB16194 | 300281194 | CLOSED | 11 kV | RYB | PE 16.19 APT A2 (F2) |  |  | PTJ16196 |  | INDKOM | ZZT | 20000311 |  |  | Pass | null
378045780 | TNB | DISTRIBUTION | WP PUTRAJAYA & CYBERJAYA | Existing | VPTJ/PCE/J16181/MB16181 | 300281191 | CLOSED | 11 kV | RYB | PE 16.18 APT A3 (EFI) (F1) |  |  | PTJ16183 |  | INDKOM | ZZT | 20000311 |  |  | Pass | null
378045807 | TNB | DISTRIBUTION | WP PUTRAJAYA & CYBERJAYA | Existing | VPTJ/PCE/J16182/MB16184 | 300281192 | CLOSED | 11 kV | RYB | PE 16.18 APT A3 (EFI) (F2) |  |  | PTJ16186 |  | INDKOM | GA-ZZT | 20000311 |  |  | Pass | null
378045908 | TNB | DISTRIBUTION | WP PUTRAJAYA & CYBERJAYA | Existing | VPTJ/PCE/J16151/MB16151 | 300281183 | CLOSED | 11 kV | RYB | PE 16.15 SEK. REN (F1) |  |  | PTJ16153 |  | INDKOM | ZZT | 20020509 |  |  | Pass | null
378045935 | TNB | DISTRIBUTION | WP PUTRAJAYA & CYBERJAYA | Existing | VPTJ/PCE/J16152/MB16154 | 300281184 | CLOSED | 11 kV | RYB | PE 16.15 SEK. REN (F2) |  |  | PTJ16156 |  | INDKOM | ZZT | 20020509 |  |  | Pass | null
378046495 | TNB | DISTRIBUTION | WP PUTRAJAYA & CYBERJAYA | Existing | VPTJ/PCE/J12021/MB12021 | 300454639 | CLOSED | 11 kV | RYB | PE 12.02 KUARTERS PEKERJA |  |  | PTJ12022 |  | INDKOM | INS24 |  |  |  | Pass | null
378046521 | TNB | DISTRIBUTION | WP PUTRAJAYA & CYBERJAYA | Existing | VPTJ/PCE/J12011/MB12011 | 300281098 | CLOSED | 11 kV | RYB | PE 12.01 RF 2 P. UTARA |  |  | PTJ12013 |  | TAMCO | GR1 | 20001107 |  |  | Pass | null
378046625 | TNB | DISTRIBUTION | WP PUTRAJAYA & CYBERJAYA | Existing | VPTJ/PCE/J14291/MB14291 | 300281137 | CLOSED | 11 kV | RYB | PE 14.29 GUDANG (EFI) (F1) |  |  | PTJ14293 |  | INDKOM | GA 2K 1TS | 20080801 |  |  | Pass | null
378046686 | TNB | DISTRIBUTION | WP PUTRAJAYA & CYBERJAYA | Existing | VPTJ/PCE/J14292/MB14294 | 300281138 | CLOSED | 11 kV | RYB | PE 14.29 GUDANG (EFI) (F2) |  |  | PTJ14296 |  | INDKOM | GA 2K 1TS | 20080801 |  |  | Pass | null
378046918 | TNB | DISTRIBUTION | WP PUTRAJAYA & CYBERJAYA | Existing | VPTJ/PCE/J14271/MB14271 | 300281135 | CLOSED | 11 kV | RYB | PE 14.27 KOMP PJC SEMENTARA |  |  | PTJ14274 |  | INDKOM | INS24 | 19990901 |  |  | Pass | null
378046919 | TNB | DISTRIBUTION | WP PUTRAJAYA & CYBERJAYA | Existing | VPTJ/PCE/J14271/MB14271 | 300281135 | CLOSED | 11 kV | RYB | PE 14.27 KOMP PJC SEMENTARA |  |  | PTJ14273 |  | INDKOM | INS24 | 19990901 |  |  | Pass | null
378047080 | TNB | DISTRIBUTION | WP PUTRAJAYA & CYBERJAYA | Existing | VPTJ/PCE/J14281/MB14281 | 300281136 | CLOSED | 11 kV | RYB | PE 14.28 KOMPLEKS SEDLEY |  |  | PTJ14282 |  | SCHNEIDER | RM6 | 19990901 |  |  | Pass | null
378047198 | TNB | DISTRIBUTION | WP PUTRAJAYA & CYBERJAYA | Existing | VPTJ/PCE/J14041/MB14041 | 300281254 | CLOSED | 11 kV | RYB | PE 14.04 PADAT L/JALAN |  |  | PTJ14042 |  | INDKOM | INS24 | 14/03/2005 |  |  | Pass | null
378047303 | TNB | DISTRIBUTION | WP PUTRAJAYA & CYBERJAYA | Existing | VPTJ/PCE/J15201/MB15201 | 300281153 | CLOSED | 11 kV | RYB | PE 15.20 VISITOR CENTER F1 |  |  | PTJ15203 |  | INDKOM | ZZT | 27/04/2004 |  |  | Pass | null
378047514 | TNB | DISTRIBUTION | WP PUTRAJAYA & CYBERJAYA | Existing | VPTJ/PCE/J15251/MB15251 | 300454841 | CLOSED | 11 kV | RYB | PE 15.25 PJBT KEDUTAAN IRAQ (F1) |  |  | PTJ15252 |  | SCHNEIDER | NE-2iQ |  |  |  | Pass | null
378047608 | TNB | DISTRIBUTION | WP PUTRAJAYA & CYBERJAYA | Existing | VPTJ/PCE/J15252/MB15251 | 300454844 | CLOSED | 11 kV | RYB | PE 15.25 PJBT KEDUTAAN IRAQ (F2) |  |  | PTJ15255 |  | SCHNEIDER | RM6 |  |  |  | Pass | null
378047704 | TNB | DISTRIBUTION | WP PUTRAJAYA & CYBERJAYA | Existing | VPTJ/PCE/J00330/MB1 | 300503038 | CLOSED | 11 kV | RYB | PE 15.53 KEDUTAAN BRUNEI F1 |  |  | PTJ15533 |  | INDKOM | ZZT |  |  |  | Pass | null
378047798 | TNB | DISTRIBUTION | WP PUTRAJAYA & CYBERJAYA | Existing | VPTJ/PCE/J15532/MB | 300502458 | CLOSED | 11 kV | RYB | PE 15.53 KEDUTAAN BRUNEI F2 |  |  | PTJ15536 | [6 empty] | Pass | null
378047894 | TNB | DISTRIBUTION | WP PUTRAJAYA & CYBERJAYA | Existing | VPTJ/PCE/J15202/MB15204 | 300281154 | CLOSED | 11 kV | RYB | PE 15.20 VISITOR CENTER (F2) |  |  | PTJ15206 |  | INDKOM | ZZT | 27/04/2004 |  |  | Pass | null
378047965 | TNB | DISTRIBUTION | WP PUTRAJAYA & CYBERJAYA | Existing | VPTJ/PCE/J15231/MB15231 | 300281158 | CLOSED | 11 kV | RYB | PE 15.23 PROMENADE |  |  | PTJ15232 |  | SCHNEIDER | ZZT | 31/05/2006 |  |  | Pass | null
378048067 | TNB | DISTRIBUTION | WP PUTRAJAYA & CYBERJAYA | Existing | VPTJ/PCE/J11142/MB11144 | 300280999 | CLOSED | 11 kV | RYB | PE 11.14 APT C (F2) |  |  | PTJ11146 |  | INDKOM | ZZT | 13/05/2003 |  |  | Pass | null
378048165 | TNB | DISTRIBUTION | WP PUTRAJAYA & CYBERJAYA | Existing | VPTJ/PCE/J11141/MB11141 | 300280997 | CLOSED | 11 kV | RYB | PE 11.14 APT C (F1) |  |  | PTJ11143 |  | INDKOM | ZZT | 13/05/2003 |  |  | Pass | null
378048363 | TNB | DISTRIBUTION | WP PUTRAJAYA & CYBERJAYA | Existing | VCBJ/PCE/J21831/MB21831 | 300452981 | CLOSED | 11 kV | RYB | PE 21.83 PS14 ROAD D |  |  | CBJ21833 |  | INDKOM | ZZT |  |  |  | Pass | null
378048513 | TNB | DISTRIBUTION | WP PUTRAJAYA & CYBERJAYA | Existing | VCBJ/PCE/J23101/MB | 300491147 | CLOSED | 11 kV | RYB | PE 23.10 CLOVER NO.1 |  |  | CBJ23104 |  | INDKOM | ZZT |  |  |  | Pass | null
378048514 | TNB | DISTRIBUTION | WP PUTRAJAYA & CYBERJAYA | Existing | VCBJ/PCE/J23101/MB | 300491147 | CLOSED | 11 kV | RYB | PE 23.10 CLOVER NO.1 |  |  | CBJ23104 |  | INDKOM | ZZT |  |  |  | Pass | null
378048696 | TNB | DISTRIBUTION | WP PUTRAJAYA & CYBERJAYA | Existing | VCBJ/PCE/J23121/MB23121 | 300520627 | CLOSED | 11 kV | RYB | PE 23.12 CLOVER NO.3 |  |  | CBJ23124 |  | INDKOM | INS24 |  |  |  | Pass | null
378048697 | TNB | DISTRIBUTION | WP PUTRAJAYA & CYBERJAYA | Existing | VCBJ/PCE/J23121/MB23121 | 300520627 | CLOSED | 11 kV | RYB | PE 23.12 CLOVER NO.3 |  |  | CBJ23123 |  | INDKOM | INS24 |  |  |  | Pass | null
378048902 | TNB | DISTRIBUTION | WP PUTRAJAYA & CYBERJAYA | Existing | VCBJ/PCE/J23111/MB23111 | 300520630 | CLOSED | 11 kV | RYB | PE 23.11 CLOVER NO.2 |  |  | CBJ23114 |  | INDKOM | INS24 |  |  |  | Pass | null
378048903 | TNB | DISTRIBUTION | WP PUTRAJAYA & CYBERJAYA | Existing | VCBJ/PCE/J23111/MB23111 | 300520630 | CLOSED | 11 kV | RYB | PE 23.11 CLOVER NO.2 |  |  | CBJ23113 |  | INDKOM | INS24 |  |  |  | Pass | null
378049303 | TNB | DISTRIBUTION | WP PUTRAJAYA & CYBERJAYA | Existing | VCBJ/PCE/J21851/MB21851 | 300450136 | CLOSED | 11 kV | RYB | PE 21.85 MYVILLA P1 PARCEL A |  |  | CBJ21854 |  | INDKOM | INS24 |  |  |  | Pass | null
378049304 | TNB | DISTRIBUTION | WP PUTRAJAYA & CYBERJAYA | Existing | VCBJ/PCE/J21851/MB21851 | 300450136 | CLOSED | 11 kV | RYB | PE 21.85 MYVILLA P1 PARCEL A |  |  | CBJ21853 |  | INDKOM | INS24 |  |  |  | Pass | null
378049467 | TNB | DISTRIBUTION | WP PUTRAJAYA & CYBERJAYA | Existing | VCBJ/PCE/J21861/MB21861 | 300450278 | CLOSED | 11 kV | RYB | PE 21.86 MYVILLA P1 PARCEL B |  |  | CBJ21863 |  | INDKOM | ZZT |  |  |  | Pass | null
378049669 | TNB | DISTRIBUTION | WP PUTRAJAYA & CYBERJAYA | Existing | VCBJ/PCE/J00103/MB1 | 300493850 | CLOSED | 11 kV | RYB | PE 23.22 SHOP LOT MYVILLA PRS 5 |  |  | CBJ23224 |  | INDKOM | N/A |  |  |  | Pass | null
378049670 | TNB | DISTRIBUTION | WP PUTRAJAYA & CYBERJAYA | Existing | VCBJ/PCE/J00103/MB1 | 300493850 | CLOSED | 11 kV | RYB | PE 23.22 SHOP LOT MYVILLA PRS 5 |  |  | CBJ23223 |  | INDKOM | N/A |  |  |  | Pass | null
378049846 | TNB | DISTRIBUTION | WP PUTRAJAYA & CYBERJAYA | Existing | VCBJ/PCE/J21931/MB21931 | 300454636 | CLOSED | 11 kV | RYB | PE 21.93 MYVILLA P3 PARCEL A |  |  | CBJ21934 |  | INDKOM | INS24 |  |  |  | Pass | null
378049847 | TNB | DISTRIBUTION | WP PUTRAJAYA & CYBERJAYA | Existing | VCBJ/PCE/J21931/MB21931 | 300454636 | CLOSED | 11 kV | RYB | PE 21.93 MYVILLA P3 PARCEL A |  |  | CBJ21933 |  | INDKOM | INS24 |  |  |  | Pass | null
378050043 | TNB | DISTRIBUTION | WP PUTRAJAYA & CYBERJAYA | Existing | VCBJ/PCE/J21941/MB21941 | 300454633 | CLOSED | 11 kV | RYB | PE 21.94 MYVILLA P3 PARCEL B |  |  | CBJ21944 |  | INDKOM | ZZTT 1/D |  |  |  | Pass | null
378050044 | TNB | DISTRIBUTION | WP PUTRAJAYA & CYBERJAYA | Existing | VCBJ/PCE/J21941/MB21941 | 300454633 | CLOSED | 11 kV | RYB | PE 21.94 MYVILLA P3 PARCEL B |  |  | CBJ21943 |  | INDKOM | ZZTT 1/D |  |  |  | Pass | null
378050631 | TNB | DISTRIBUTION | WP PUTRAJAYA & CYBERJAYA | Existing | VPTJ/PCE/J07021/MB07021 | 300281274 | CLOSED | 11 kV | RYB | PE 7.02 POLIS PUTRAJAYA (F1) |  |  | PTJ07023 |  | INDKOM | ZZT | 28/07/1999 |  |  | Pass | null
378050730 | TNB | DISTRIBUTION | WP PUTRAJAYA & CYBERJAYA | Existing | VPTJ/PCE/J07022/MB07024 | 300281275 | CLOSED | 11 kV | RYB | PE 7.02 POLIS PUTRAJAYA (F2) |  |  | PTJ07026 |  | INDKOM | ZZT | 28/07/1999 |  |  | Pass | null
378050833 | TNB | DISTRIBUTION | WP PUTRAJAYA & CYBERJAYA | Existing | VPTJ/PCE/J07011/MB07011 | 300281272 | CLOSED | 11 kV | RYB | PE 7.01 BOMBA PUTRAJAYA (F1) |  |  | PTJ07013 |  | MERLIN GERIN | NE-31Q | 28/07/1999 |  |  | Pass | null
378050927 | TNB | DISTRIBUTION | WP PUTRAJAYA & CYBERJAYA | Existing | VPTJ/PCE/J07012/MB07014 | 300281273 | CLOSED | 11 kV | RYB | PE 7.01 IBU PEJABAT BOMBA (F2) |  |  | PTJ07014 |  | MERLIN GERIN | NE-31Q | 28/07/1999 |  |  | Pass | null
378051048 | TNB | DISTRIBUTION | WP PUTRAJAYA & CYBERJAYA | Existing | VPTJ/PCE/J07081/MB07081 | 300280775 | CLOSED | 11 kV | RYB | PE 7.08 PARK & RIDE (F1) |  |  | PTJ07082 |  | TAMCO | GR1 | 20070504 |  |  | Pass | null
378051145 | TNB | DISTRIBUTION | WP PUTRAJAYA & CYBERJAYA | Existing | VPTJ/PCE/J07082/MB07084 | 300280776 | CLOSED | 11 kV | RYB | PE 7.08 PARK & RIDE (F2) |  |  | PTJ07085 |  | TAMCO | GR1 | 20070504 |  |  | Pass | null
378051245 | TNB | DISTRIBUTION | WP PUTRAJAYA & CYBERJAYA | Existing | VPTJ/PCE/J07062/MB07064 | 300281279 | CLOSED | 11 kV | RYB | PE 7.06 TPB (WTT) (F2) |  |  | PTJ07066 |  | INDKOM | ZZT | 13/06/2002 |  |  | Pass | null
378051276 | TNB | DISTRIBUTION | WP PUTRAJAYA & CYBERJAYA | Existing | VPTJ/PCE/J07061/MB07061 | 300281278 | CLOSED | 11 kV | RYB | PE 7.06 TPB (WTT) (F1) |  |  | PTJ07063 |  | INDKOM | ZZT | 13/06/2002 |  |  | Pass | null
378051481 | TNB | DISTRIBUTION | WP PUTRAJAYA & CYBERJAYA | Existing | VPTJ/PCE/J07051/MB07051 | 300281277 | CLOSED | 11 kV | RYB | PE 7.05 L SENTOSA (R2C) |  |  | PTJ07052 |  | MERLIN GERIN | RM6 | 20010501 |  |  | Pass | null
378051576 | TNB | DISTRIBUTION | WP PUTRAJAYA & CYBERJAYA | Existing | VPTJ/PCE/J07071/MB07071 | 300281280 | CLOSED | 11 kV | RYB | PE 7.07 PLF (F1) |  |  | PTJ07073 |  | INDKOM | ZZT | 27/07/1999 |  |  | Pass | null
378051672 | TNB | DISTRIBUTION | WP PUTRAJAYA & CYBERJAYA | Existing | VPTJ/PCE/J07072/MB07074 | 300281281 | CLOSED | 11 kV | RYB | PE 7.07 PLF (F2) |  |  | PTJ07076 |  | INDKOM | ZZT | 27/07/2009 |  |  | Pass | null
378051779 | TNB | DISTRIBUTION | WP PUTRAJAYA & CYBERJAYA | Existing | VPTJ/PCE/J08121/MB08121 | 300280797 | CLOSED | 11 kV | RYB | PE 8.12 INSIDE PPU 5 (F1) |  |  | PTJ08123 |  | INDKOM | ZZT | 20001210 |  |  | Pass | null
378051873 | TNB | DISTRIBUTION | WP PUTRAJAYA & CYBERJAYA | Existing | VPTJ/PCE/J08122/MB08124 | 300280798 | CLOSED | 11 kV | RYB | PE 8.12 INSIDE PPU 5 (F2) |  |  | PTJ08126 |  | INDKOM | ZZT | 20001210 |  |  | Pass | null
378051978 | TNB | DISTRIBUTION | WP PUTRAJAYA & CYBERJAYA | Existing | VPTJ/PCE/J08161/MB08161 | 300280800 | CLOSED | 11 kV | RYB | PE 8.16 RD 2B L. SENTOSA |  |  | PTJ08163 |  | INDKOM | ZZT | 15/11/1999 |  |  | Pass | null
378052071 | TNB | DISTRIBUTION | WP PUTRAJAYA & CYBERJAYA | Existing | VPTJ/PCE/J08301/MB08301 | 300454757 | CLOSED | 11 kV | RYB | PE 8.30 8C1 (F1) |  |  | PTJ08303 |  | INDKOM | ZZT I/D |  |  |  | Pass | null
378052099 | TNB | DISTRIBUTION | WP PUTRAJAYA & CYBERJAYA | Existing | VPTJ/PCE/J08302/MB08304 | 300454760 | CLOSED | 11 kV | RYB | PE 8.30 8C1 (F2) |  |  | PTJ08306 |  | INDKOM | ZZT I/D |  |  |  | Pass | null
378052133 | TNB | DISTRIBUTION | WP PUTRAJAYA & CYBERJAYA | Existing | VPTJ/PCE/J08311/MB08311 | 300452993 | CLOSED | 11 kV | RYB | PE 8.31 8C3 F1 |  |  | PTJ08312 |  | SCHNEIDER | NE-2iQ |  |  |  | Pass | null
378052227 | TNB | DISTRIBUTION | WP PUTRAJAYA & CYBERJAYA | Existing | VPTJ/PCE/J08312/MB08314 | 300452995 | CLOSED | 11 kV | RYB | PE 8.31 8C3 F2 |  |  | PTJ08315 |  | SCHNEIDER | ZZT |  |  |  | Pass | null
378052360 | TNB | DISTRIBUTION | WP PUTRAJAYA & CYBERJAYA | Existing | VCBJ/PCE/J22541/MB22541 | 300280395 | CLOSED | 11 kV | RYB | PE 22.54 PRIMA 8 F1 |  |  | CBJ22543 |  | INDKOM | GA | 20080306 | TX1-1000KVA |  | Pass | null
378052383 | TNB | DISTRIBUTION | WP PUTRAJAYA & CYBERJAYA | Existing | VCBJ/PCE/J22542/MB22544 | 300280396 | CLOSED | 11 kV | RYB | PE 22.54 PRIMA 8 F2 |  |  | CBJ22546 |  | INDKOM | GA | 20080306 | TX2-1000KVA |  | Pass | null
378052477 | TNB | DISTRIBUTION | WP PUTRAJAYA & CYBERJAYA | Existing | VCBJ/PCE/J22531/MB22531 | 300280398 | CLOSED | 11 kV | RYB | PE 22.53 PRIMA 7 SPAN F1 |  |  | CBJ22532 |  | TAMCO | GR1 | 15/09/2007 |  |  | Pass | null
378052500 | TNB | DISTRIBUTION | WP PUTRAJAYA & CYBERJAYA | Existing | VCBJ/PCE/J22532/MB22534 | 300280399 | CLOSED | 11 kV | RYB | PE 22.53 PRIMA 7 SPAN F2 |  |  | CBJ22535 |  | TAMCO | GR1 | 15/09/2007 |  |  | Pass | null
378052594 | TNB | DISTRIBUTION | WP PUTRAJAYA & CYBERJAYA | Existing | VCBJ/PCE/J22501/MB22501 | 300280467 | CLOSED | 11 kV | RYB | PE 22.50 LOT PT 12092 F1 |  |  | CBJ22502 |  | TAMCO | GR1 | 20/06/2006 |  |  | Pass | null
378052617 | TNB | DISTRIBUTION | WP PUTRAJAYA & CYBERJAYA | Existing | VCBJ/PCE/J22502/MB22504 | 300280469 | CLOSED | 11 kV | RYB | PE 22.50 LOT PT 12092 F2 |  |  | CBJ22505 |  | TAMCO | GR1 | 20/06/2006 |  |  | Pass | null
378052851 | TNB | DISTRIBUTION | WP PUTRAJAYA & CYBERJAYA | Existing | VCBJ/PCE/J22911/MB22911 | 300452930 | CLOSED | 11 kV | RYB | PE 22.91 SOHO F1 |  |  | CBJ22912 |  | TAMCO | GR1 |  | TX1-1000KVA |  | Pass | null
378052874 | TNB | DISTRIBUTION | WP PUTRAJAYA & CYBERJAYA | Existing | VCBJ/PCE/J22912/MB22911 | 300452934 | CLOSED | 11 kV | RYB | PE 22.91 SOHO F2 |  |  | CBJ22915 |  | TAMCO | GR1 |  | TX2-1000KVA |  | Pass | null
378053074 | TNB | DISTRIBUTION | WP PUTRAJAYA & CYBERJAYA | Existing | VCBJ/PCE/J22921/MB22921 | 300452926 | CLOSED | 11 kV | RYB | PE 22.92 PRIMA 12 |  |  | CBJ22923 |  | INDKOM | ZZT I/D |  | TX1-1000KVA |  | Pass | null
378053296 | TNB | DISTRIBUTION | WP PUTRAJAYA & CYBERJAYA | Existing | VCBJ/PCE/J22752/MB22754 | 300288155 | CLOSED | 11 kV | RYB | PE 22.75 KWDI 4 F2 |  |  | CBJ22755 |  | TAMCO | GR1 | 20/12/2010 | TX2-1000KVA |  | Pass | null
378053319 | TNB | DISTRIBUTION | WP PUTRAJAYA & CYBERJAYA | Existing | VCBJ/PCE/J22751/MB22751 | 300288153 | CLOSED | 11 kV | RYB | PE 22.75 KWDI 4 F1 |  |  | CBJ22752 |  | TAMCO | GR1 | 19/12/2010 | TX1-1000KVA |  | Pass | null
378053373 | TNB | DISTRIBUTION | WP PUTRAJAYA & CYBERJAYA | Existing | VCBJ/PCE/J22742/MB22744 | 300288161 | CLOSED | 11 kV | RYB | PE 22.74 KWDI 3 F2 |  |  | CBJ22745 |  | TAMCO | GR1 | 20/12/2010 | TX2-1000KVA |  | Pass | null
378053396 | TNB | DISTRIBUTION | WP PUTRAJAYA & CYBERJAYA | Existing | VCBJ/PCE/J22741/MB22741 | 300288159 | CLOSED | 11 kV | RYB | PE 22.74 KWDI 3 F1 |  |  | CBJ22742 |  | TAMCO | GR1 | 19/12/2010 | TX1-1000KVA |  | Pass | null
378053446 | TNB | DISTRIBUTION | WP PUTRAJAYA & CYBERJAYA | Existing | VCBJ/PCE/J22672/MB22674 | 300280388 | CLOSED | 11 kV | RYB | PE 22.67 KWDI 1 F2 |  |  | CBJ22676 |  | INDKOM | INS24 | 20091009 | TX2-1000KVA |  | Pass | null
378053469 | TNB | DISTRIBUTION | WP PUTRAJAYA & CYBERJAYA | Existing | VCBJ/PCE/J22671/MB22671 | 300280387 | CLOSED | 11 kV | RYB | PE 22.67 KWDI 1 F1 |  |  | CBJ22673 |  | INDKOM | INS24 | 20091009 | TX1-1000KVA |  | Pass | null
378054248 | TNB | DISTRIBUTION | WP PUTRAJAYA & CYBERJAYA | Existing | VCBJ/PCE/J21151/MB21151 | 300281031 | CLOSED | 11 kV | RYB | PE 21.15 SATELIT TELEKOM CBJ 3 F1 |  |  | CBJ21153 |  | INDKOM | ZZT | 17/07/2002 | TX1-1000KVA |  | Pass | null
378054271 | TNB | DISTRIBUTION | WP PUTRAJAYA & CYBERJAYA | Existing | VCBJ/PCE/J21152/MB21154 | 300281029 | CLOSED | 11 kV | RYB | PE 21.15 SATELIT TELEKOM CBJ 3 F2 |  |  | CBJ21156 |  | INDKOM | ZZT | 17/07/2002 | TX2-1000KVA |  | Pass | null
378054406 | TNB | DISTRIBUTION | WP PUTRAJAYA & CYBERJAYA | Existing | VCBJ/PCE/J21101/MB21101 | 300281045 | CLOSED | 11 kV | RYB | PE 21.10 ELITE HIGHWAY NO. 3 |  |  | CBJ21103 |  | INDKOM | ZZT | 20001002 | TX-1000KVA |  | Pass | null
378054491 | TNB | DISTRIBUTION | WP PUTRAJAYA & CYBERJAYA | Existing | VCBJ/PCE/J21541/MB21541 | 300280656 | CLOSED | 11 kV | RYB | PE 21.54 PS 3 F1 |  |  | CBJ21543 |  | INDKOM | ZZT | 16/06/2005 | TX1-500KVA |  | Pass | null
378054514 | TNB | DISTRIBUTION | WP PUTRAJAYA & CYBERJAYA | Existing | VCBJ/PCE/J21542/MB21544 | 300280654 | CLOSED | 11 kV | RYB | PE 21.54 PS 3 F2 |  |  | CBJ21546 |  | INDKOM | ZZT | 16/06/2005 | TX2-500KVA |  | Pass | null
378054664 | TNB | DISTRIBUTION | WP PUTRAJAYA & CYBERJAYA | Existing | VCBJ/PCE/J21401/MB21401 | 300281000 | CLOSED | 11 kV | RYB | PE 21.40 STP 1 |  |  | CBJ21402 |  | INDKOM | ZZT I/D | 15/12/2016 | TX-1000KVA |  | Pass | null
378054714 | TNB | DISTRIBUTION | WP PUTRAJAYA & CYBERJAYA | Existing | VCBJ/PCE/J23161/MB23161 | 310360664 | CLOSED | 11 kV | RYB | PE 23.16 MASJID CYBERJAYA |  |  | CBJ23164 |  | INDKOM | ZZTT 1/D |  |  |  | Pass | null
378054715 | TNB | DISTRIBUTION | WP PUTRAJAYA & CYBERJAYA | Existing | VCBJ/PCE/J23161/MB23161 | 310360664 | CLOSED | 11 kV | RYB | PE 23.16 MASJID CYBERJAYA |  |  | CBJ23163 |  | INDKOM | ZZTT 1/D |  |  |  | Pass | null
378054880 | TNB | DISTRIBUTION | WP PUTRAJAYA & CYBERJAYA | Existing | VCBJ/PCE/J21572/MB21574 | 300280643 | CLOSED | 11 kV | RYB | PE 21.57 CLUB HOUSE F2 |  |  | CBJ21575 |  | TAMCO | GR1 | 17/11/2007 | TX2-500KVA |  | Pass | null
378054903 | TNB | DISTRIBUTION | WP PUTRAJAYA & CYBERJAYA | Existing | VCBJ/PCE/J21571/MB21571 | 300280645 | CLOSED | 11 kV | RYB | PE 21.57 CLUB HOUSE F1 |  |  | CBJ21572 |  | TAMCO | GR1 | 17/11/2007 | TX1-500KVA |  | Pass | null
378055088 | TNB | DISTRIBUTION | WP PUTRAJAYA & CYBERJAYA | Existing | VCBJ/PCE/J21612/MB21615 | 300280627 | CLOSED | 11 kV | RYB | PE 21.61 MPS F2 |  |  | CBJ21617 |  |  | ZZTT | 23/02/2008 | TX3-1000KVA |  | Pass | null
378055089 | TNB | DISTRIBUTION | WP PUTRAJAYA & CYBERJAYA | Existing | VCBJ/PCE/J21612/MB21615 | 300280627 | CLOSED | 11 kV | RYB | PE 21.61 MPS F2 |  |  | CBJ21618 |  |  | ZZTT | 23/02/2008 | TX4-1000KVA |  | Pass | null
378055117 | TNB | DISTRIBUTION | WP PUTRAJAYA & CYBERJAYA | Existing | VCBJ/PCE/J21611/MB21611 | 300280629 | CLOSED | 11 kV | RYB | PE 21.61 MPS F1 |  |  | CBJ21613 |  |  | ZZTT | 23/02/2008 | TX1-1000KVA |  | Pass | null
378055118 | TNB | DISTRIBUTION | WP PUTRAJAYA & CYBERJAYA | Existing | VCBJ/PCE/J21611/MB21611 | 300280629 | CLOSED | 11 kV | RYB | PE 21.61 MPS F1 |  |  | CBJ21614 |  |  | ZZTT | 23/02/2008 | TX2-1000KVA |  | Pass | null
378055372 | TNB | DISTRIBUTION | WP PUTRAJAYA & CYBERJAYA | Existing | VCBJ/PCE/J21411/MB21411 | 300280998 | CLOSED | 11 kV | RYB | PE 21.41 TMN.CYBER |  |  | CBJ21413 |  | INDKOM | ZZT | 16/01/2003 | TX-500KVA |  | Pass | null
378055455 | TNB | DISTRIBUTION | WP PUTRAJAYA & CYBERJAYA | Existing | VCBJ/PCE/J00118/MB1 | 310338765 | CLOSED | 11 kV | RYB | PE 25.26 SETIA VILLA 6 |  |  | CBJ25263 |  | INDKOM | INS24 |  | TX-1000KVA |  | Pass | null
378055555 | TNB | DISTRIBUTION | WP PUTRAJAYA & CYBERJAYA | Existing | VCBJ/PCE/J00117/MB1 | 310338758 | CLOSED | 11 kV | RYB | PE 25.25 SETIA VILLA 5 |  |  | CBJ25253 |  | INDKOM | INS24 |  | TX-1000KVA |  | Pass | null
378055659 | TNB | DISTRIBUTION | WP PUTRAJAYA & CYBERJAYA | Existing | VCBJ/PCE/J00116/MB1 | 310338754 | CLOSED | 11 kV | RYB | PE 25.24 SETIA VILLA 4 |  |  | CBJ25243 |  | INDKOM | INS24 |  | TX-1000KVA |  | Pass | null
378055759 | TNB | DISTRIBUTION | WP PUTRAJAYA & CYBERJAYA | Existing | VCBJ/PCE/J00112/MB1 | 310359235 | CLOSED | 11 kV | RYB | PE 25.19 SETIA VILLA 3 |  |  | CBJ25193 |  | INDKOM | ZZTT 1/D |  | TX-1000KVA |  | Pass | null
378055858 | TNB | DISTRIBUTION | WP PUTRAJAYA & CYBERJAYA | Existing | VCBJ/PCE/J00110/MB1 | 310357944 | CLOSED | 11 kV | RYB | PE 25.18 SETIA VILLA 2 |  |  | CBJ25182 |  | INDKOM | INS24 |  | TX-1000KVA |  | Pass | null
378055963 | TNB | DISTRIBUTION | WP PUTRAJAYA & CYBERJAYA | Existing | VCBJ/PCE/J00109/MB1 | 310359230 | CLOSED | 11 kV | RYB | PE 25.17 SETIA VILLA 1 |  |  | CBJ25173 |  | INDKOM | INS24 |  | TX-1000KVA |  | Pass | null
378056059 | TNB | DISTRIBUTION | WP PUTRAJAYA & CYBERJAYA | Existing | VCBJ/PCE/J25221/MB25221 | 310339459 | CLOSED | 11 kV | RYB | PE 25.22 SETIA MARINA 3 |  |  | CBJ25222 |  | SCHNEIDER | NF-21Q |  | TX-1000KVA |  | Pass | null
378056159 | TNB | DISTRIBUTION | WP PUTRAJAYA & CYBERJAYA | Existing | VCBJ/PCE/J25211/MB25211 | 310339453 | CLOSED | 11 kV | RYB | PE 25.21 SETIA MARINA 2 |  |  | CBJ25212 |  | SCHNEIDER | NE-21Q |  | TX-1000KVA |  | Pass | null
378056264 | TNB | DISTRIBUTION | WP PUTRAJAYA & CYBERJAYA | Existing | VCBJ/PCE/J25201/MB25201 | 310339447 | CLOSED | 11 kV | RYB | PE 25.20 SETIA MARINA 1 |  |  | CBJ25202 |  | SCHNEIDER |  |  | TX-1000KVA |  | Pass | null
378056440 | TNB | DISTRIBUTION | WP PUTRAJAYA & CYBERJAYA | Existing | VCBJ/PCE/J23171/MB23171 | 310303841 | CLOSED | 11 kV | RYB | PE 23.17 TEMP SERI MUTIARA |  |  | CBJ23172 |  | TAMCO |  |  | TX-1000KVA |  | Pass | null
378056663 | TNB | DISTRIBUTION | WP PUTRAJAYA & CYBERJAYA | Existing | VPTJ/PCE/J02081/MB02081 | 300280646 | CLOSED | 11 kV | RYB | PE 2.08 TMN WAWASAN (F1) |  |  | PTJ02084 |  | INDKOM | ZZZT | 25/08/2002 |  |  | Pass | null
378056803 | TNB | DISTRIBUTION | WP PUTRAJAYA & CYBERJAYA | Existing | VPTJ/PCE/J02082/MB02085 | 300280648 | CLOSED | 11 kV | RYB | PE 2.08 TMN WAWASAN (F2) |  |  | PTJ02088 |  | INDKOM | ZZZT | 25/08/2002 |  |  | Pass | null
378056910 | TNB | DISTRIBUTION | WP PUTRAJAYA & CYBERJAYA | Existing | VPTJ/PCE/J02071/MB02071 | 300280639 | CLOSED | 11 kV | RYB | PE 2.07 INSIDE PPU 18 (F1) |  |  | PTJ02073 |  | INDKOM | ZZT | 23/09/2002 |  |  | Pass | null
378057015 | TNB | DISTRIBUTION | WP PUTRAJAYA & CYBERJAYA | Existing | VPTJ/PCE/J02072/MB02074 | 300280642 | CLOSED | 11 kV | RYB | PE 2.07 INSIDE PPU 18 (F2) |  |  | PTJ02076 |  | INDKOM | ZZT | 23/09/2002 |  |  | Pass | null
378057184 | TNB | DISTRIBUTION | WP PUTRAJAYA & CYBERJAYA | Existing | VPTJ/PCE/J02062/MB02064 | 300280636 | CLOSED | 11 kV | RYB | PE 2.06 PS 15 (F2) |  |  | PTJ02066 |  | INDKOM | ZZT | 20020607 |  |  | Pass | null
378057290 | TNB | DISTRIBUTION | WP PUTRAJAYA & CYBERJAYA | Existing | VPTJ/PCE/J02291/MB1 | 310308941 | CLOSED | 11 kV | RYB | PE 2.29 TEMP SKYRIDE |  |  | PTJ02292 |  | SCHNEIDER |  |  |  |  | Pass | null
378057404 | TNB | DISTRIBUTION | WP PUTRAJAYA & CYBERJAYA | Existing | VPTJ/PCE/J18251/MB18251 | 300281240 | CLOSED | 11 kV | RYB | PE 18.25 KOMPLEKS SEK FASA 3 |  |  | PTJ18253 |  | INDKOM | GA 2K 1TS | 27/05/2008 |  |  | Pass | null
378057505 | TNB | DISTRIBUTION | WP PUTRAJAYA & CYBERJAYA | Existing | VPTJ/PCE/J18171/MB18171 | 300281224 | CLOSED | 11 kV | RYB | PE 18.17 BLOK H 18R12 (F1) |  |  | PTJ18172 |  | TAMCO | GR1 | 20070103 |  |  | Pass | null
378057601 | TNB | DISTRIBUTION | WP PUTRAJAYA & CYBERJAYA | Existing | VPTJ/PCE/J18172/MB18174 | 300281225 | CLOSED | 11 kV | RYB | PE 18.17 BLOK H 18R12 (F2) |  |  | PTJ18175 |  | TAMCO | GR1 | 20070103 |  |  | Pass | null
378057767 | TNB | DISTRIBUTION | WP PUTRAJAYA & CYBERJAYA | Existing | VPTJ/PCE/J18161/MB18161 | 300281221 | CLOSED | 11 kV | RYB | PE 18.16 BLOK G 18R12 (F1) |  |  | PTJ18162 |  | TAMCO | GR1 | 20070103 |  |  | Pass | null
378057863 | TNB | DISTRIBUTION | WP PUTRAJAYA & CYBERJAYA | Existing | VPTJ/PCE/J18162/MB18164 | 300281222 | CLOSED | 11 kV | RYB | PE 18.16 BLOK G 18R12 (F2) |  |  | PTJ18165 |  | TAMCO | GR1 | 20070103 |  |  | Pass | null
378057969 | TNB | DISTRIBUTION | WP PUTRAJAYA & CYBERJAYA | Existing | VPTJ/PCE/J18151/MB18151 | 300281219 | CLOSED | 11 kV | RYB | PE 18.15 BLOK E&F 18R12 (F1) |  |  | PTJ18152 |  | TAMCO | GR1 | 20070103 |  |  | Pass | null
378058067 | TNB | DISTRIBUTION | WP PUTRAJAYA & CYBERJAYA | Existing | VPTJ/PCE/J18152/MB18154 | 300281220 | CLOSED | 11 kV | RYB | PE 18.15 BLOK E&F 18R12 (F2) |  |  | PTJ18155 |  | TAMCO | GR1 | 20070103 |  |  | Pass | null
378058166 | TNB | DISTRIBUTION | WP PUTRAJAYA & CYBERJAYA | Existing | VPTJ/PCE/J18181/MB18181 | 300281226 | CLOSED | 11 kV | RYB | PE 18.18 BLOK C&D 18R12 (F1) |  |  | PTJ18182 |  | TAMCO | GR1 | 20070103 |  |  | Pass | null
378058260 | TNB | DISTRIBUTION | WP PUTRAJAYA & CYBERJAYA | Existing | VPTJ/PCE/J18182/MB18184 | 300281227 | CLOSED | 11 kV | RYB | PE 18.18 BLOK C&D 18R12 (F2) |  |  | PTJ18185 |  | TAMCO | GR1 | 20070103 |  |  | Pass | null
378058371 | TNB | DISTRIBUTION | WP PUTRAJAYA & CYBERJAYA | Existing | VPTJ/PCE/J18191/MB18191 | 300281228 | CLOSED | 11 kV | RYB | PE 18.19 BLOK A&B 18R12 (F1) |  |  | PTJ18192 |  | TAMCO | GR1 | 20070103 |  |  | Pass | null
378058465 | TNB | DISTRIBUTION | WP PUTRAJAYA & CYBERJAYA | Existing | VPTJ/PCE/J18192/MB18194 | 300281229 | CLOSED | 11 kV | RYB | PE 18.19 BLOK A&B 18R12 (F2) |  |  | PTJ18195 |  | TAMCO | GR1 | 20070103 |  |  | Pass | null
378058570 | TNB | DISTRIBUTION | WP PUTRAJAYA & CYBERJAYA | Existing | VPTJ/PCE/J18241/MB18241 | 300281238 | CLOSED | 11 kV | RYB | PE 18.24 BLOK D 18R13 (F1) |  |  | PTJ18242 |  | TAMCO | GR1 | 20070103 |  |  | Pass | null
378058664 | TNB | DISTRIBUTION | WP PUTRAJAYA & CYBERJAYA | Existing | VPTJ/PCE/J18242/MB18244 | 300281239 | CLOSED | 11 kV | RYB | PE 18.24 BLOK D 18R13 (F2) |  |  | PTJ18245 |  | TAMCO | GR1 | 20070103 |  |  | Pass | null
378058770 | TNB | DISTRIBUTION | WP PUTRAJAYA & CYBERJAYA | Existing | VPTJ/PCE/J18231/MB18231 | 300281236 | CLOSED | 11 kV | RYB | PE 18.23 BLOK C 18R13 (F1) |  |  | PTJ18232 |  | TAMCO | GR1 | 20070103 |  |  | Pass | null
378058864 | TNB | DISTRIBUTION | WP PUTRAJAYA & CYBERJAYA | Existing | VPTJ/PCE/J18232/MB18234 | 300281237 | CLOSED | 11 kV | RYB | PE 18.23 BLOK C 18R13 (F2) |  |  | PTJ18235 |  | TAMCO | GR1 | 20070103 |  |  | Pass | null
378069722 | TNB | DISTRIBUTION | WP PUTRAJAYA & CYBERJAYA | Existing | VCBJ/PCE/J22761/MB22761 | 300284811 | CLOSED | 11 kV | RYB | PE 22.76 - STP B F1 |  |  | CBJ22763 |  | INDKOM | ZZT | 20100106 |  |  | Pass | null
378069754 | TNB | DISTRIBUTION | WP PUTRAJAYA & CYBERJAYA | Existing | VCBJ/PCE/J22762/MB22764 | 300284812 | CLOSED | 11 kV | RYB | PE 22.76 - STP B F2 |  |  | CBJ22676 |  | INDKOM | ZZT | 20100306 |  |  | Pass | null
378069813 | TNB | DISTRIBUTION | WP PUTRAJAYA & CYBERJAYA | Existing | VCBJ/PCE/J22771/MB22771 | 300284815 | CLOSED | 11 kV | RYB | PE 22.77 - PS2-8 F1 |  |  | CBJ22772 |  | TAMCO | GR1-21-0D | 14/07/2010 |  |  | Pass | null
378069909 | TNB | DISTRIBUTION | WP PUTRAJAYA & CYBERJAYA | Existing | VCBJ/PCE/J22772/MB22774 | 300284816 | CLOSED | 11 kV | RYB | PE 22.77 - PS2-8 F2 |  |  | CBJ22775 |  | TAMCO | GR1-21-0D | 15/07/2010 |  |  | Pass | null
378070007 | TNB | DISTRIBUTION | WP PUTRAJAYA & CYBERJAYA | Existing | VCBJ/PCE/J22691/MB22691 | 300282014 | CLOSED | 11 kV | RYB | PE 22.69 KRU STUDIO F1 |  |  | CBJ22692 |  | EPE | VRN 2A | 26/01/2010 |  |  | Pass | null
378070036 | TNB | DISTRIBUTION | WP PUTRAJAYA & CYBERJAYA | Existing | VCBJ/PCE/J24191 |  | CLOSED | 11 kV | RYB | PE 24.19 YAKIN INVEST F1 |  |  | CBJ24193 | [6 empty] | Pass | null
378070136 | TNB | DISTRIBUTION | WP PUTRAJAYA & CYBERJAYA | Existing | VCBJ/PCE/J22692/MB22694 | 300282015 | CLOSED | 11 kV | RYB | PE 22.69 KRU STUDIO F2 |  |  | CBJ22695 |  | EPE | VRN 2A | 27/01/2010 |  |  | Pass | null
378070168 | TNB | DISTRIBUTION | WP PUTRAJAYA & CYBERJAYA | Existing | VCBJ/PCE/J24192/MB | 300498023 | CLOSED | 11 kV | RYB | PE 24.19 YAKIN INVEST F2 |  |  | CBJ24196 | [6 empty] | Pass | null
378070314 | TNB | DISTRIBUTION | WP PUTRAJAYA & CYBERJAYA | Existing | VCBJ/PCE/J22891/MB22891 | 300452960 | CLOSED | 11 kV | RYB | PE 22.89 MYTELEHAUS F1 |  |  | CBJ22893 |  | SCHNEIDER | NE-3I |  |  |  | Pass | null
378070414 | TNB | DISTRIBUTION | WP PUTRAJAYA & CYBERJAYA | Existing | VCBJ/PCE/J22892/MB22894 | 300452961 | CLOSED | 11 kV | RYB | PE 22.89 MYTELEHAUS F2 |  |  | CBJ22896 |  | SCHNEIDER | NE-3I |  |  |  | Pass | null
378070515 | TNB | DISTRIBUTION | WP PUTRAJAYA & CYBERJAYA | Existing | VCBJ/PCE/J22881/MB22881 | 300452937 | CLOSED | 11 kV | RYB | PE 22.88 SKY LEISURE F1 |  |  | CBJ22883 |  | INDKOM | NA |  |  |  | Pass | null
378070617 | TNB | DISTRIBUTION | WP PUTRAJAYA & CYBERJAYA | Existing | VCBJ/PCE/J22882/MB22884 | 300452941 | CLOSED | 11 kV | RYB | PE 22.88 SKY LEISURE F2 |  |  | CBJ22886 |  | INDKOM | NA |  |  |  | Pass | null
378071489 | TNB | DISTRIBUTION | WP PUTRAJAYA & CYBERJAYA | Existing | VCBJ/PCE/J22931/MB 22931 | 310361712 | CLOSED | 11 kV | RYB | PE 22.93 BLOK A TRIENTEL |  |  | CBJ22933 |  | ABB |  |  |  |  | Pass | null
378071490 | TNB | DISTRIBUTION | WP PUTRAJAYA & CYBERJAYA | Existing | VCBJ/PCE/J22931/MB 22931 | 310361712 | CLOSED | 11 kV | RYB | PE 22.93 BLOK A TRIENTEL |  |  | CBJ22934 |  | ABB |  |  |  |  | Pass | null
378071657 | TNB | DISTRIBUTION | WP PUTRAJAYA & CYBERJAYA | Existing | VCBJ/PCE/J22951/MB22951 | 300454989 | CLOSED | 11 kV | RYB | PE 22.95 TRIENTEL BLOK C |  |  | CBJ22953 |  | INDKOM | INS24 |  |  |  | Pass | null
378071757 | TNB | DISTRIBUTION | WP PUTRAJAYA & CYBERJAYA | Existing | VCBJ/PCE/J22961/MB22961 | 300454997 | CLOSED | 11 kV | RYB | PE 22.96 TRIENTEL BLOK D |  |  | CBJ22963 |  | INDKOM | INS24 |  |  |  | Pass | null
378071869 | TNB | DISTRIBUTION | WP PUTRAJAYA & CYBERJAYA | Existing | VCBJ/PCE/J22941/MB22941 | 310361704 | CLOSED | 11 kV | RYB | PE 22.94 TRIENTEL BLOK B |  |  | CBJ22943 |  | ABB |  |  |  |  | Pass | null
378071870 | TNB | DISTRIBUTION | WP PUTRAJAYA & CYBERJAYA | Existing | VCBJ/PCE/J22941/MB22941 | 310361704 | CLOSED | 11 kV | RYB | PE 22.94 TRIENTEL BLOK B |  |  | CBJ22944 |  | ABB |  |  |  |  | Pass | null
378072052 | TNB | DISTRIBUTION | WP PUTRAJAYA & CYBERJAYA | Existing | VCBJ/PCE/J21781/MB21781 | 300454995 | CLOSED | 11 kV | RYB | PE 21.78 GARDEN VIEW BLOK C |  |  | CBJ21783 |  | INDKOM | ZZT |  |  |  | Pass | null
378072147 | TNB | DISTRIBUTION | WP PUTRAJAYA & CYBERJAYA | Existing | VCBJ/PCE/J21771/MB21771 | 300454993 | CLOSED | 11 kV | RYB | PE 21.77 GARDEN VIEW BLOK B |  |  | CBJ21772 |  | TAMCO | ID10-004 |  |  |  | Pass | null
378072244 | TNB | DISTRIBUTION | WP PUTRAJAYA & CYBERJAYA | Existing | VCBJ/PCE/J21761/MB21761 | 300454991 | CLOSED | 11 kV | RYB | PE 21.76 GARDEN VIEW BLOK A |  |  | CBJ21763 |  | INDKOM | ZZT |  |  |  | Pass | null
378072340 | TNB | DISTRIBUTION | WP PUTRAJAYA & CYBERJAYA | Existing | VCBJ/PCE/J21731/MB21731 | 300284821 | CLOSED | 11 kV | RYB | PE 21.73 - SEK. ANTARABANGSA F1 |  |  | CBJ21735 |  | TAMCO | 1D-10 | 17/07/2010 |  |  | Pass | null
378072554 | TNB | DISTRIBUTION | WP PUTRAJAYA & CYBERJAYA | Existing | VCBJ/PCE/J21732/MB21734 | 300284822 | CLOSED | 11 kV | RYB | PE 21.73 - SEK. ANTARABANGSA F2 |  |  | CBJ21732 |  | TAMCO | 1D-10 | 18/07/2010 |  |  | Pass | null
378072670 | TNB | DISTRIBUTION | WP PUTRAJAYA & CYBERJAYA | Existing | VCBJ/PCE/J22111/MB22111 | 300280572 | CLOSED | 11 kV | RYB | PE 22.11 THE STREET MALL F1 |  |  | CBJ22115 |  | INDKOM | ZZT | 18/02/2001 |  |  | Pass | null
378072765 | TNB | DISTRIBUTION | WP PUTRAJAYA & CYBERJAYA | Existing | VCBJ/PCE/J22112/MB22114 | 300280573 | CLOSED | 11 kV | RYB | PE 22.11 THE STREET MALL F2 |  |  | CBJ22116 |  | INDKOM | ZZT | 18/02/2001 |  |  | Pass | null
378072862 | TNB | DISTRIBUTION | WP PUTRAJAYA & CYBERJAYA | Existing | VCBJ/PCE/J22411/MB22411 | 300280497 | CLOSED | 11 kV | RYB | PE 22.41 32 UNIT S/LOT BLOK A F1 |  |  | CBJ22413 |  | INDKOM | ZZT | 26/10/2004 |  |  | Pass | null
378072956 | TNB | DISTRIBUTION | WP PUTRAJAYA & CYBERJAYA | Existing | VCBJ/PCE/J22412/MB22414 | 300280498 | CLOSED | 11 kV | RYB | PE 22.41 32 UNIT S/LOT BLOK A F2 |  |  | CBJ22415 |  | TAMCO | GRI | 26/10/2004 |  |  | Pass | null
378073332 | TNB | DISTRIBUTION | WP PUTRAJAYA & CYBERJAYA | Existing | VCBJ/PCE/J22421/MB22421 | 300281129 | CLOSED | 11 kV | RYB | PE 22.42 32 UNIT S/LOT BLOK B F1 |  |  | CBJ22423 |  | INDKOM | ZZT | 26/10/2004 |  |  | Pass | null
378073439 | TNB | DISTRIBUTION | WP PUTRAJAYA & CYBERJAYA | Existing | VCBJ/PCE/J22422/MB22424 | 300281128 | CLOSED | 11 kV | RYB | PE 22.42 32 UNIT S/LOT BLOK B F2 |  |  | CBJ22425 |  | TAMCO | GR1 | 26/10/2004 |  |  | Pass | null
378073537 | TNB | DISTRIBUTION | WP PUTRAJAYA & CYBERJAYA | Existing | VCBJ/PCE/J22701/MB22701 | 300450874 | CLOSED | 11 kV | RYB | PE 22.70 CBD PERDANA 2A F1 |  |  | CBJ22702 |  | TAMCO | GR1 | 17/09/2011 |  |  | Pass | null
378073633 | TNB | DISTRIBUTION | WP PUTRAJAYA & CYBERJAYA | Existing | VCBJ/PCE/J22702/MB22704 | 300450876 | CLOSED | 11 kV | RYB | PE 22.70 CBD PERDANA 2A F2 |  |  | CBJ22705 |  | TAMCO | GR1 | 18/09/2011 |  |  | Pass | null
378073749 | TNB | DISTRIBUTION | WP PUTRAJAYA & CYBERJAYA | Existing | VCBJ/PCE/J22711/MB22711 | 300450890 | CLOSED | 11 kV | RYB | PE 22.71 CBD PERDANA 2B F1 |  |  | CBJ22713 |  |  | ZZTT | 17/09/2011 |  |  | Pass | null
378073750 | TNB | DISTRIBUTION | WP PUTRAJAYA & CYBERJAYA | Existing | VCBJ/PCE/J22711/MB22711 | 300450890 | CLOSED | 11 kV | RYB | PE 22.71 CBD PERDANA 2B F1 |  |  | CBJ22714 |  |  | ZZTT | 17/09/2011 |  |  | Pass | null
378112565 | TNB | DISTRIBUTION | WP PUTRAJAYA & CYBERJAYA | Existing | VPTJ/PCE/J08372/MB08374 | 310339451 | CLOSED | 11 kV | RYB | PE 8.37 8R7 (F2) |  |  | PTJ08376 |  | INDKOM |  |  |  |  | Pass | null
378112659 | TNB | DISTRIBUTION | WP PUTRAJAYA & CYBERJAYA | Existing | VPTJ/PCE/J08371/MB08371 | 310339450 | CLOSED | 11 kV | RYB | PE 8.37 8R7 (F1) |  |  | PTJ08373 |  | INDKOM | ZZTT 1/D |  |  |  | Pass | null
378112761 | TNB | DISTRIBUTION | WP PUTRAJAYA & CYBERJAYA | Existing | VPTJ/PCE/J08211/MB08211 | 300280806 | CLOSED | 11 kV | RYB | PE 8.21 APT B (EFI) (F1) |  |  | PTJ08213 |  | INDKOM | ZZT | 20021211 |  |  | Pass | null
378112855 | TNB | DISTRIBUTION | WP PUTRAJAYA & CYBERJAYA | Existing | VPTJ/PCE/J08212/MB08214 | 300280807 | CLOSED | 11 kV | RYB | PE 8.21 APT B (EFI) (F2) |  |  | PTJ08216 |  | INDKOM | ZZT | 20021211 |  |  | Pass | null
378112967 | TNB | DISTRIBUTION | WP PUTRAJAYA & CYBERJAYA | Existing | VPTJ/PCE/J08201/MB08201 | 300280804 | CLOSED | 11 kV | RYB | PE 8.20 APT D (F1) |  |  | PTJ08203 |  | INDKOM | ZZT | 13/11/2002 |  |  | Pass | null
378113064 | TNB | DISTRIBUTION | WP PUTRAJAYA & CYBERJAYA | Existing | VPTJ/PCE/J08202/MB08204 | 300280805 | CLOSED | 11 kV | RYB | PE 8.20 APT D (F2) |  |  | PTJ08206 |  | INDKOM | ZZT | 13/11/2002 |  |  | Pass | null
378113163 | TNB | DISTRIBUTION | WP PUTRAJAYA & CYBERJAYA | Existing | VPTJ/PCE/J08191/MB08191 | 300280802 | CLOSED | 11 kV | RYB | PE 8.19 APT A (EFI) (F1) |  |  | PTJ08193 |  | INDKOM | ZZT | 13/11/2002 |  |  | Pass | null
378113255 | TNB | DISTRIBUTION | WP PUTRAJAYA & CYBERJAYA | Existing | VPTJ/PCE/J08192/MB08194 | 300280803 | CLOSED | 11 kV | RYB | PE 8.19 APT A (EFI) (F2) |  |  | PTJ08196 |  | INDKOM | ZZT | 13/11/2002 |  |  | Pass | null
378113369 | TNB | DISTRIBUTION | WP PUTRAJAYA & CYBERJAYA | Existing | VPTJ/PCE/J08271/MB08271 | 300284804 | CLOSED | 11 kV | RYB | PE 8.27 APT C5 (F1) |  |  | PTJ08272 |  | TAMCO | 2+1 ID | 18/06/2010 |  |  | Pass | null
378113463 | TNB | DISTRIBUTION | WP PUTRAJAYA & CYBERJAYA | Existing | VPTJ/PCE/J08272/MB08274 | 300284805 | CLOSED | 11 kV | RYB | PE 8.27 APT C5 (F2) |  |  | PTJ08276 |  | TAMCO | 2+1 OD | 18/06/2010 |  |  | Pass | null
378113568 | TNB | DISTRIBUTION | WP PUTRAJAYA & CYBERJAYA | Existing | VPTJ/PCE/J08281/MB08281 | 300284800 | CLOSED | 11 kV | RYB | PE 8.28 APT C6 F1 |  |  | PTJ08282 |  | TAMCO | GR1 | 18/06/2010 |  |  | Pass | null
378113662 | TNB | DISTRIBUTION | WP PUTRAJAYA & CYBERJAYA | Existing | VPTJ/PCE/J08282/MB08284 | 300284801 | CLOSED | 11 kV | RYB | PE 8.28 APT C6 F2 |  |  | PTJ08286 |  | TAMCO | GR1 | 18/06/2010 |  |  | Pass | null
378113770 | TNB | DISTRIBUTION | WP PUTRAJAYA & CYBERJAYA | Existing | VPTJ/PCE/J08231/MB08231 | 300280808 | CLOSED | 11 kV | RYB | PE 8.23 PS8 (F1) |  |  | PTJ08233 |  | INDKOM | ZZT | 30/07/2002 |  |  | Pass | null
378113861 | TNB | DISTRIBUTION | WP PUTRAJAYA & CYBERJAYA | Existing | VPTJ/PCE/J08232/MB08234 | 300280809 | CLOSED | 11 kV | RYB | PE 8.23 PS8 (F2) |  |  | PTJ08236 |  | INDKOM | ZZT | 30/07/2002 |  |  | Pass | null
378113955 | TNB | DISTRIBUTION | WP PUTRAJAYA & CYBERJAYA | Existing | VPTJ/PCE/J07131/MB07131 | 310339468 | CLOSED | 11 kV | RYB | PE 7.13 TEMP SPRM |  |  | PTJ07133 |  | TOSHIBA |  |  |  |  | Pass | null
378114054 | TNB | DISTRIBUTION | WP PUTRAJAYA & CYBERJAYA | Existing | VPTJ/PCE/J09291/MB09291 | 300280862 | CLOSED | 11 kV | RYB | PE 9.29 BAS DEPOH |  |  | PTJ09292 |  | TAMCO | GR1 | 27/07/2006 |  |  | Pass | null
378114147 | TNB | DISTRIBUTION | WP PUTRAJAYA & CYBERJAYA | Existing | VPTJ/PCE/J09311/MB09311 | 300280865 | CLOSED | 11 kV | RYB | PE 9.31 RUMAH TERES (EFI) (F1) |  |  | PTJ09313 |  | INDKOM | ZZT | 15/10/2004 |  |  | Pass | null
378114239 | TNB | DISTRIBUTION | WP PUTRAJAYA & CYBERJAYA | Existing | VPTJ/PCE/J09312/MB09314 | 300280866 | CLOSED | 11 kV | RYB | PE 9.31 RUMAH TERES (EFI) (F2) |  |  | PTJ09316 |  | INDKOM | ZZT | 15/10/2004 |  |  | Pass | null
378114324 | TNB | DISTRIBUTION | WP PUTRAJAYA & CYBERJAYA | Existing | VPTJ/PCE/J09361/MB09361 | 300280917 | CLOSED | 11 kV | RYB | PE 9.36 SEK MEN FASA 3 (F1) |  |  | PTJ09362 |  | TAMCO | GR1 | 20061011 |  |  | Pass | null
378114415 | TNB | DISTRIBUTION | WP PUTRAJAYA & CYBERJAYA | Existing | VPTJ/PCE/J09362/MB09364 | 300280918 | CLOSED | 11 kV | RYB | PE 9.36 SEK MEN FASA 3 (F2) |  |  | PTJ09365 |  | TAMCO | GR1 | 20061011 |  |  | Pass | null
378114506 | TNB | DISTRIBUTION | WP PUTRAJAYA & CYBERJAYA | Existing | VPTJ/PCE/J09301/MB09301 | 300280863 | CLOSED | 11 kV | RYB | PE 9.30 SEK REN FASA 2 (F1) |  |  | PTJ09303 |  | INDKOM | ZZT | 23/06/2004 |  |  | Pass | null
378114597 | TNB | DISTRIBUTION | WP PUTRAJAYA & CYBERJAYA | Existing | VPTJ/PCE/J09302/MB09304 | 300280864 | CLOSED | 11 kV | RYB | PE 9.30 SEK REN FASA 2 (F2) |  |  | PTJ09306 |  | INDKOM | ZZT | 23/06/2004 |  |  | Pass | null
378114751 | TNB | DISTRIBUTION | WP PUTRAJAYA & CYBERJAYA | Existing | VPTJ/PCE/J09261/MB09261 | 300280856 | CLOSED | 11 kV | RYB | PE 9.26 FLAT B (F1) |  |  | PTJ09263 |  | INDKOM | ZZT | 20010808 |  |  | Pass | null
378114774 | TNB | DISTRIBUTION | WP PUTRAJAYA & CYBERJAYA | Existing | VPTJ/PCE/J09262/MB09264 | 300280857 | CLOSED | 11 kV | RYB | PE 9.26 FLAT B (F2) |  |  | PTJ09266 |  | INDKOM | ZZT | 20010808 |  |  | Pass | null
378114875 | TNB | DISTRIBUTION | WP PUTRAJAYA & CYBERJAYA | Existing | VPTJ/PCE/J09251/MB09251 | 300280854 | CLOSED | 11 kV | RYB | PE 9.25 FLAT A (F1) |  |  | PTJ09253 |  | INDKOM | ZZT | 20010808 |  |  | Pass | null
378114904 | TNB | DISTRIBUTION | WP PUTRAJAYA & CYBERJAYA | Existing | VPTJ/PCE/J09252/MB09254 | 300280855 | CLOSED | 11 kV | RYB | PE 9.25 FLAT A (F2) |  |  | PTJ09256 |  | INDKOM | ZZT | 20010808 |  |  | Pass | null
378115119 | TNB | DISTRIBUTION | WP PUTRAJAYA & CYBERJAYA | Existing | VPTJ/PCE/J09241/MB09241 | 300280852 | CLOSED | 11 kV | RYB | PE 9.24 FLAT C (F1) |  |  | PTJ09243 |  | INDKOM | ZZT | 20011010 |  |  | Pass | null
378115213 | TNB | DISTRIBUTION | WP PUTRAJAYA & CYBERJAYA | Existing | VPTJ/PCE/J09242/MB09244 | 300280853 | CLOSED | 11 kV | RYB | PE 9.24 FLAT C (F2) |  |  | PTJ09246 |  | INDKOM | ZZT | 20011010 |  |  | Pass | null
378115607 | TNB | DISTRIBUTION | WP PUTRAJAYA & CYBERJAYA | Existing | VPTJ/PCE/J09221/MB09221 | 300280851 | CLOSED | 11 kV | RYB | PE 9.22 PS 2 |  |  | PTJ09223 |  | INDKOM | ZZT | 13/12/1999 |  |  | Pass | null
378115698 | TNB | DISTRIBUTION | WP PUTRAJAYA & CYBERJAYA | Existing | VPTJ/PCE/J09201/MB09201 | 300280849 | CLOSED | 11 kV | RYB | PE 9.20 P9B1 (EFI) (F1) |  |  | PTJ09203 |  | INDKOM | ZZT | 29/06/2004 |  |  | Pass | null
378115790 | TNB | DISTRIBUTION | WP PUTRAJAYA & CYBERJAYA | Existing | VPTJ/PCE/J09202/MB09204 | 300280850 | CLOSED | 11 kV | RYB | PE 9.20 P9B1 (EFI) (F2) |  |  | PTJ09206 |  | INDKOM | ZZT | 29/06/2004 |  |  | Pass | null
378115882 | TNB | DISTRIBUTION | WP PUTRAJAYA & CYBERJAYA | Existing | VPTJ/PCE/J09192/MB09194 | 300280848 | CLOSED | 11 kV | RYB | PE 9.19 P9B1 TERES (F2) |  |  | PTJ09196 |  | INDKOM | ZZT | 20010608 |  |  | Pass | null
378115973 | TNB | DISTRIBUTION | WP PUTRAJAYA & CYBERJAYA | Existing | VPTJ/PCE/J09191/MB09191 | 300280847 | CLOSED | 11 kV | RYB | PE 9.19 P9B1 TERES (F1) |  |  | PTJ09193 |  | INDKOM | ZZT | 20010608 |  |  | Pass | null
378116298 | TNB | DISTRIBUTION | WP PUTRAJAYA & CYBERJAYA | Existing | VPTJ/PCE/J09461/MB09461 | 300280935 | CLOSED | 11 kV | RYB | PE 9.46 P'PURI P7 BLOK B3 (EFI) (F1) |  |  | PTJ09463 |  | OMAZABAL | GA 2K 1TS | 23/02/2008 |  |  | Pass | null
378116390 | TNB | DISTRIBUTION | WP PUTRAJAYA & CYBERJAYA | Existing | VPTJ/PCE/J09462/MB09464 | 300280936 | CLOSED | 11 kV | RYB | PE 9.46 P'PURI P7 BLOK B3 (EFI) (F2) |  |  | PTJ09466 |  | OMAZABAL | GA 2K 1TS | 23/02/2008 |  |  | Pass | null
378116482 | TNB | DISTRIBUTION | WP PUTRAJAYA & CYBERJAYA | Existing | VPTJ/PCE/J09451/MB09451 | 300280933 | CLOSED | 11 kV | RYB | PE 9.45 P'PURI P7 BLOK B1 (F1) |  |  | PTJ09453 |  | OMAZABAL | GA 2K 1TS | 23/02/2008 |  |  | Pass | null
378116575 | TNB | DISTRIBUTION | WP PUTRAJAYA & CYBERJAYA | Existing | VPTJ/PCE/J09452/MB09454 | 300280934 | CLOSED | 11 kV | RYB | PE 9.45 P'PURI P7 BLOK B1 (F2) |  |  | PTJ09456 |  | OMAZABAL | GA 2K 1TS | 23/02/2008 |  |  | Pass | null
378116667 | TNB | DISTRIBUTION | WP PUTRAJAYA & CYBERJAYA | Existing | VPTJ/PCE/J09441/MB09441 | 300280931 | CLOSED | 11 kV | RYB | PE 9.44 P'PURI P7 BLOK A2 (EFI) (F1) |  |  | PTJ09443 |  | OMAZABAL | GA 2K 1TS | 23/02/2008 |  |  | Pass | null
378116771 | TNB | DISTRIBUTION | WP PUTRAJAYA & CYBERJAYA | Existing | VCBJ/PCE/J25231/MB25231 | 310339464 | CLOSED | 11 kV | RYB | PE 25.23 SALES OFFICE ECOGLADE GALERY |  |  | CBJ25233 |  |  |  |  | TX-1000KVA |  | Pass | null
378116985 | TNB | DISTRIBUTION | WP PUTRAJAYA & CYBERJAYA | Existing | VCBJ/PCE/J23091/MB 23091 | 310317900 | CLOSED | 11 kV | RYB | PE 23.09 THE PLACE NO 2 |  |  | CBJ23093 |  | INDKOM | INS24 |  | TX1-1000KVA |  | Pass | null
378116986 | TNB | DISTRIBUTION | WP PUTRAJAYA & CYBERJAYA | Existing | VCBJ/PCE/J23091/MB 23091 | 310317900 | CLOSED | 11 kV | RYB | PE 23.09 THE PLACE NO 2 |  |  | CBJ23094 |  | INDKOM | INS24 |  | TX2-1000KVA |  | Pass | null
378117196 | TNB | DISTRIBUTION | WP PUTRAJAYA & CYBERJAYA | Existing | VCBJ/PCE/J21981/MB21981 | 300455174 | CLOSED | 11 kV | RYB | PE 21.98 PADAT PETRONAS CYBER 3 |  |  | CBJ21983 |  | INDKOM | ZZTT I/D |  | TX-1000KVA |  | Pass | null
378117322 | TNB | DISTRIBUTION | WP PUTRAJAYA & CYBERJAYA | Existing | VCBJ/PCE/J21011/MB21011 | 300281087 | CLOSED | 11 kV | RYB | PE 21.01 NTT F1 |  |  | CBJ21014 |  | INDKOM | ZZZ | 17/06/1999 | TX1-1000KVA |  | Pass | null
378117345 | TNB | DISTRIBUTION | WP PUTRAJAYA & CYBERJAYA | Existing | VCBJ/PCE/J21012/MB21015 | 300281084 | CLOSED | 11 kV | RYB | PE 21.01 NTT F2 |  |  | CBJ21018 |  | INDKOM | ZZZT | 17/06/1999 | TX2-1000KVA |  | Pass | null
378117579 | TNB | DISTRIBUTION | WP PUTRAJAYA & CYBERJAYA | Existing | VCBJ/PCE/J00107/MB1 | 310426379 | CLOSED | 11 kV | RYB | PE25.16 SETIA RIMBA 4 |  |  | CBJ25163 |  | INDKOM | INS24 |  | TX-1000KVA |  | Pass | null
378117673 | TNB | DISTRIBUTION | WP PUTRAJAYA & CYBERJAYA | Existing | VCBJ/PCE/J00106/MB1 | 310426376 | CLOSED | 11 kV | RYB | PE25.15 SETIA RIMBA 3 |  |  | CBJ25153 |  | INDKOM | ZZT |  | TX-1000KVA |  | Pass | null
378117767 | TNB | DISTRIBUTION | WP PUTRAJAYA & CYBERJAYA | Existing | VCBJ/PCE/J00105/MB1 | 310426373 | CLOSED | 11 kV | RYB | PE25.14 SETIA RIMBA 2 |  |  | CBJ25143 |  | INDKOM | ZZTT 1/D |  | TX-1000KVA |  | Pass | null
378117861 | TNB | DISTRIBUTION | WP PUTRAJAYA & CYBERJAYA | Existing | VCBJ/PCE/J00104/MB1 | 310359115 | CLOSED | 11 kV | RYB | PE 25.13 SETIA RIMBA 1 |  |  | CBJ25133 |  | INDKOM |  |  | TX-1000KVA |  | Pass | null
378117955 | TNB | DISTRIBUTION | WP PUTRAJAYA & CYBERJAYA | Existing | VCBJ/PCE/J23061/MB23061 | 310360674 | CLOSED | 11 kV | RYB | PE 23.06 TEMP OSK |  |  | CBJ23063 |  | INDKOM | ZZTT 1/D |  | TX-1000KVA |  | Pass | null
378118157 | TNB | DISTRIBUTION | WP PUTRAJAYA & CYBERJAYA | Existing | VCBJ/PCE/J23191/MB23191 | 310317883 | CLOSED | 11 kV | RYB | PE 23.19 AUTOVILLE NO1 |  |  | CBJ23193 |  | INDKOM | INS24 |  | TX1-1000KVA |  | Pass | null
378118158 | TNB | DISTRIBUTION | WP PUTRAJAYA & CYBERJAYA | Existing | VCBJ/PCE/J23191/MB23191 | 310317883 | CLOSED | 11 kV | RYB | PE 23.19 AUTOVILLE NO1 |  |  | CBJ23194 |  | INDKOM | INS24 |  | TX2-1000KVA |  | Pass | null
378118328 | TNB | DISTRIBUTION | WP PUTRAJAYA & CYBERJAYA | Existing | VCBJ/PCE/J23201/MB23201 | 310386516 | CLOSED | 11 kV | RYB | PE 23.20 AUTOVILLE 2 |  |  | CBJ23203 |  | INDKOM | ZZTT1/D |  | TX-1000KVA |  | Pass | null
378118329 | TNB | DISTRIBUTION | WP PUTRAJAYA & CYBERJAYA | Existing | VCBJ/PCE/J23201/MB23201 | 310386516 | CLOSED | 11 kV | RYB | PE 23.20 AUTOVILLE 2 |  |  | CBJ23204 |  | INDKOM | ZZTT1/D |  | TX2-1000KVA |  | Pass | null
378130179 | TNB | DISTRIBUTION | WP PUTRAJAYA & CYBERJAYA | Existing | VPTJ/PCE/J18201/MB18201 | 300281230 | CLOSED | 11 kV | RYB | PE 18.20 TMN PANCARONA (F1) |  |  | PTJ18202 |  | TAMCO | GR1 | 17/08/2006 |  |  | Pass | null
378130273 | TNB | DISTRIBUTION | WP PUTRAJAYA & CYBERJAYA | Existing | VPTJ/PCE/J18202/MB18204 | 300281231 | CLOSED | 11 kV | RYB | PE 18.20 TMN PANCARONA (F2) |  |  | PTJ18205 |  | TAMCO | GR1 | 17/08/2006 |  |  | Pass | null
378130375 | TNB | DISTRIBUTION | WP PUTRAJAYA & CYBERJAYA | Existing | VPTJ/PCE/J03011/MB03011 | 300280673 | CLOSED | 11 kV | RYB | PE 3.01 3M5 S/LIGHTING |  |  | PTJ03012 |  | MERLIN GERIN | ZZT | 22/08/2003 |  |  | Pass | null
378130429 | TNB | DISTRIBUTION | WP PUTRAJAYA & CYBERJAYA | Existing | VPTJ/PCE/J04062/MB04064 | 300280676 | CLOSED | 11 kV | RYB | PE 4.06 PADAT S/L (F2) |  |  | PTJ04065 |  | MERLIN GERIN | NA | 22/08/2003 |  |  | Pass | null
378130535 | TNB | DISTRIBUTION | WP PUTRAJAYA & CYBERJAYA | Existing | VPTJ/PCE/J04061/MB04061 | 300280675 | CLOSED | 11 kV | RYB | PE 4.06 S/LIGHTING (F1) |  |  | PTJ04062 |  | MERLIN GERIN | NA | 22/08/2003 |  |  | Pass | null
378130683 | TNB | DISTRIBUTION | WP PUTRAJAYA & CYBERJAYA | Existing | VPTJ/PCE/J04101/MB04101 | 300280680 | CLOSED | 11 kV | RYB | PE 4.10 S/LIGHTING |  |  | PTJ04103 |  | INDKOM | ZZT | 22/08/2003 |  |  | Pass | null
378130712 | TNB | DISTRIBUTION | WP PUTRAJAYA & CYBERJAYA | Existing | VPTJ/PCE/J17021/MB17021 | 300281202 | CLOSED | 11 kV | RYB | PE 17.02 R8B |  |  | PTJ17023 |  | INDKOM | ZZT | 18/01/2005 |  |  | Pass | null
378130818 | TNB | DISTRIBUTION | WP PUTRAJAYA & CYBERJAYA | Existing | VPTJ/PCE/J19011/MB19011 | 300281248 | CLOSED | 11 kV | RYB | PE 19.01 R8C |  |  | PTJ19013 |  | INDKOM | GA-ZZT | 18/01/2005 |  |  | Pass | null
378130862 | TNB | DISTRIBUTION | WP PUTRAJAYA & CYBERJAYA | Existing | VPTJ/PCE/J19021/MB19021 | 300281249 | CLOSED | 11 kV | RYB | PE 19.02 JLB 3 |  |  | PTJ19022 |  | MERLIN GERIN | RM6 | 28/08/2007 |  |  | Pass | null
378130993 | TNB | DISTRIBUTION | WP PUTRAJAYA & CYBERJAYA | Existing | VPTJ/PCE/J18031/MB18031 | 300281209 | CLOSED | 11 kV | RYB | PE 18.03 PS 12 |  |  | PTJ18033 |  | INDKOM | ZZT | 20041201 |  |  | Pass | null
378131163 | TNB | DISTRIBUTION | WP PUTRAJAYA & CYBERJAYA | Existing | VPTJ/PCE/J18211/MB18211 | 300281232 | CLOSED | 11 kV | RYB | PE 18.21 BLOK A 18R13 (F1) |  |  | PTJ18212 |  | TAMCO | GR1 | 20070103 |  |  | Pass | null
378131257 | TNB | DISTRIBUTION | WP PUTRAJAYA & CYBERJAYA | Existing | VPTJ/PCE/J18212/MB18214 | 300281233 | CLOSED | 11 kV | RYB | PE 18.21 BLOK A 18R13 (F2) |  |  | PTJ18215 |  | TAMCO | GR1 | 20070103 |  |  | Pass | null
378131368 | TNB | DISTRIBUTION | WP PUTRAJAYA & CYBERJAYA | Existing | VPTJ/PCE/J02251/MB02251 | 300485089 | CLOSED | 11 kV | RYB | PE 2.25 C/S FORMULA E 1 |  |  | PTJ02253 |  | INDKOM | INS24 | 30/06/2014 |  |  | Pass | null
378131472 | TNB | DISTRIBUTION | WP PUTRAJAYA & CYBERJAYA | Existing | VPTJ/PCE/J02271/MB02271 | 300485247 | CLOSED | 11 kV | RYB | PE 2.27 C/S FORMULA E 3 |  |  | PTJ02273 |  | INDKOM | SF6 |  |  |  | Pass | null
378155508 | TNB | DISTRIBUTION | WP PUTRAJAYA & CYBERJAYA | Existing | VCBJ/PCE/J22712/MB22714 | 300450896 | CLOSED | 11 kV | RYB | PE 22.71 CBD PERDANA 2B F2 |  |  | CBJ22717 |  |  | ZZTT.I/D | 18/09/2011 |  |  | Pass | null
378155509 | TNB | DISTRIBUTION | WP PUTRAJAYA & CYBERJAYA | Existing | VCBJ/PCE/J22712/MB22714 | 300450896 | CLOSED | 11 kV | RYB | PE 22.71 CBD PERDANA 2B F2 |  |  | CBJ22718 |  |  | ZZTT.I/D | 18/09/2011 |  |  | Pass | null
378155672 | TNB | DISTRIBUTION | WP PUTRAJAYA & CYBERJAYA | Existing | VCBJ/PCE/J22822/MB22824 | 300450891 | CLOSED | 11 kV | RYB | PE 22.82 CBD PERDANA 2C F2 |  |  | CBJ22826 |  |  | ZZT 1/D | 16/02/2012 |  |  | Pass | null
378155766 | TNB | DISTRIBUTION | WP PUTRAJAYA & CYBERJAYA | Existing | VCBJ/PCE/J22821/MB22821 | 300450875 | CLOSED | 11 kV | RYB | PE 22.82 CBD PERDANA 2C F1 |  |  | CBJ22823 |  |  | ZZT 1/D | 16/02/2012 |  |  | Pass | null
378155869 | TNB | DISTRIBUTION | WP PUTRAJAYA & CYBERJAYA | Existing | VCBJ/PCE/J22831/MB22831 | 300454999 | CLOSED | 11 kV | RYB | PE 22.83 CBD PERDANA 2D F1 |  |  | CBJ22833 | INDKOM | INDKOM | INS24 |  |  |  | Pass | null
378155963 | TNB | DISTRIBUTION | WP PUTRAJAYA & CYBERJAYA | Existing | VCBJ/PCE/J22832/MB22834 | 300455001 | CLOSED | 11 kV | RYB | PE 22.83 CBD PERDANA 2D F2 |  |  | CBJ22826 |  | INDKOM | INS24 |  |  |  | Pass | null
378156489 | TNB | DISTRIBUTION | WP PUTRAJAYA & CYBERJAYA | Existing | VCBJ/PCE/J21651/MB21651 | 300280620 | CLOSED | 11 kV | RYB | PE 21.65 EMERIO F1 |  |  | CBJ21652 |  | TAMCO | ZZT | 24/09/2008 |  |  | Pass | null
378156583 | TNB | DISTRIBUTION | WP PUTRAJAYA & CYBERJAYA | Existing | VCBJ/PCE/J21652/MB21654 | 300280618 | CLOSED | 11 kV | RYB | PE 21.65 EMERIO F2 |  |  | CBJ21655 |  | TAMCO | GR1 | 24/09/2008 |  |  | Pass | null
378186660 | TNB | DISTRIBUTION | WP PUTRAJAYA & CYBERJAYA | Existing | VCBJ/PCE/J21261/MB21261 | 300281015 | CLOSED | 11 kV | RYB | PE 21.26 PUSAT KAWAL SELIA F1 |  |  | CBJ21263 |  | INDKOM | ZZT | 17/05/2002 | TX1-1000KVA |  | Pass | null
378186683 | TNB | DISTRIBUTION | WP PUTRAJAYA & CYBERJAYA | Existing | VCBJ/PCE/J21262/MB21264 | 300281013 | CLOSED | 11 kV | RYB | PE 21.26 PUSAT KAWAL SELIA F2 |  |  | CBJ21266 |  | INDKOM | ZZT | 17/05/2002 | TX2-1000KVA |  | Pass | null
378187001 | TNB | DISTRIBUTION | WP PUTRAJAYA & CYBERJAYA | Existing | VCBJ/PCE/J21111/MB21111 | 300281043 | CLOSED | 11 kV | RYB | PE 21.11 CENTURY SQUARE 2310 F1 |  |  | CBJ21113 |  | INDKOM | ZZT | 20000903 | TX1-1000KVA |  | Pass | null
378187024 | TNB | DISTRIBUTION | WP PUTRAJAYA & CYBERJAYA | Existing | VCBJ/PCE/J21112/MB21114 | 300281040 | CLOSED | 11 kV | RYB | PE 21.11 CENTURY SQUARE 2310 F2 |  |  | CBJ21116 |  | INDKOM | ZZT | 20000903 | TX2-1000KVA |  | Pass | null
378187188 | TNB | DISTRIBUTION | WP PUTRAJAYA & CYBERJAYA | Existing | VCBJ/PCE/J21081/MB21081 | 300281059 | CLOSED | 11 kV | RYB | PE 21.08 CENTURY SQUARE 2300 F1 |  |  | CBJ21083 |  | INDKOM | ZZT | 16/02/2000 | TX1-1000KVA |  | Pass | null
378187211 | TNB | DISTRIBUTION | WP PUTRAJAYA & CYBERJAYA | Existing | VCBJ/PCE/J21082/MB21084 | 300281058 | CLOSED | 11 kV | RYB | PE 21.08 CENTURY SQUARE 2300 F2 |  |  | CBJ21086 |  | INDKOM | ZZT | 16/02/2000 | TX2-1000KVA |  | Pass | null
378187423 | TNB | DISTRIBUTION | WP PUTRAJAYA & CYBERJAYA | Existing | VCBJ/PCE/J22901/MB22901 | 300454643 | CLOSED | 11 kV | RYB | PE 22.90 SHAFBURY APT BLOK B |  |  | CBJ22903 |  | INDKOM | INS24 |  | TX-1000KVA |  | Pass | null
378187519 | TNB | DISTRIBUTION | WP PUTRAJAYA & CYBERJAYA | Existing | VCBJ/PCE/J22851/MB22851 | 300454905 | CLOSED | 11 kV | RYB | SS 22.85 SHAFTBURY CHILLER PLANT F1 |  |  | CBJ22853 |  | INDKOM | INS24 |  | TX1-1000KVA |  | Pass | null
378187613 | TNB | DISTRIBUTION | WP PUTRAJAYA & CYBERJAYA | Existing | VCBJ/PCE/J22852/MB22851 | 300454908 | CLOSED | 11 kV | RYB | SS 22.85 SHAFTBURY CHILLER PLANT F2 |  |  | CBJ22856 |  | INDKOM | INS24 |  | TX2-1000KVA |  | Pass | null
378187764 | TNB | DISTRIBUTION | WP PUTRAJAYA & CYBERJAYA | Existing | VCBJ/PCE/J22981/MB22981 | 300454646 | CLOSED | 11 kV | RYB | PE 22.98 SHAFBURY APT A |  |  | CBJ22983 |  | INDKOM | INS24 |  | TX-1000KVA |  | Pass | null
378187994 | TNB | DISTRIBUTION | WP PUTRAJAYA & CYBERJAYA | Existing | VCBJ/PCE/J00344/MB1 | 300512196 | CLOSED | 11 kV | RYB | PE 24.31 CRISTAL TERES |  |  | CBJ24313 |  | EPE | N/A |  | TX-1000KVA |  | Pass | null
378188101 | TNB | DISTRIBUTION | WP PUTRAJAYA & CYBERJAYA | Existing | VCBJ/PCE/J00343/MB1 | 300520966 | CLOSED | 11 kV | RYB | PE 24.30 CRYSTAL BLOK B |  |  | CBJ24304 |  | EPE | 8DJH |  | TX2-500KVA |  | Pass | null
378188102 | TNB | DISTRIBUTION | WP PUTRAJAYA & CYBERJAYA | Existing | VCBJ/PCE/J00343/MB1 | 300520966 | CLOSED | 11 kV | RYB | PE 24.30 CRYSTAL BLOK B |  |  | CBJ24302 |  | EPE | 8DJH |  | TX1-1000KVA |  | Pass | null
378188272 | TNB | DISTRIBUTION | WP PUTRAJAYA & CYBERJAYA | Existing | VCBJ/PCE/J00342/MB1 | 300511721 | CLOSED | 11 kV | RYB | PE 24.29 CRYSTAL BLOK A |  |  | CBJ24291 |  | SIEMENS | N/A |  | TX1-1000KVA |  | Pass | null
378188273 | TNB | DISTRIBUTION | WP PUTRAJAYA & CYBERJAYA | Existing | VCBJ/PCE/J00342/MB1 | 300511721 | CLOSED | 11 kV | RYB | PE 24.29 CRYSTAL BLOK A |  |  | CBJ24294 |  | SIEMENS | N/A |  | TX2-500KVA |  | Pass | null
378188460 | TNB | DISTRIBUTION | WP PUTRAJAYA & CYBERJAYA | Existing | VCBJ/PCE/J22341/MB22341 | 300280505 | CLOSED | 11 kV | RYB | PE 22.34 STREET MALL 2 F1 |  |  | CBJ22343 |  | INDKOM | ZZT | 17/05/2004 | TX1-1000KVA |  | Pass | null
378188483 | TNB | DISTRIBUTION | WP PUTRAJAYA & CYBERJAYA | Existing | VCBJ/PCE/J22342/MB22344 | 300280508 | CLOSED | 11 kV | RYB | PE 22.34 STREET MALL 2 F2 |  |  | CBJ22346 |  | INDKOM | ZZT | 17/05/2004 | TX2-1000KVA |  | Pass | null
378188648 | TNB | DISTRIBUTION | WP PUTRAJAYA & CYBERJAYA | Existing | VCBJ/PCE/J22621/MB22621 | 300280391 | CLOSED | 11 kV | RYB | PE 22.62 8 BLOK KEDAI PEJ 2B F1 |  |  | CBJ22622 |  | TAMCO | GR1 | 29/04/2009 | TX1-1000KVA |  | Pass | null
378188671 | TNB | DISTRIBUTION | WP PUTRAJAYA & CYBERJAYA | Existing | VCBJ/PCE/J22622/MB22624 | 300280392 | CLOSED | 11 kV | RYB | PE 22.62 8 BLOK KEDAI PEJ 2B F2 |  |  | CBJ22625 |  | TAMCO | GR1 | 29/04/2009 | TX2-1000KVA |  | Pass | null
378189042 | TNB | DISTRIBUTION | WP PUTRAJAYA & CYBERJAYA | Existing | VCBJ/PCE/J22861/MB22861 | 300454739 | CLOSED | 11 kV | RYB | PE 22.86 NEO CYBER BLOK D |  |  | CBJ22863 |  | INDKOM | ZZTT |  | TX-1000KVA |  | Pass | null
378189132 | TNB | DISTRIBUTION | WP PUTRAJAYA & CYBERJAYA | Existing | VCBJ/PCE/J22611/MB22611 | 300280393 | CLOSED | 11 kV | RYB | PE 22.61 8 BLOK KEDAI PEJ 2A F1 |  |  | CBJ22612 |  | TAMCO | GR1 | 29/04/2009 | TX1-1000KVA |  | Pass | null
378189155 | TNB | DISTRIBUTION | WP PUTRAJAYA & CYBERJAYA | Existing | VCBJ/PCE/J22612/MB22614 | 300280394 | CLOSED | 11 kV | RYB | PE 22.61 8 BLOK KEDAI PEJ 2A F2 |  |  | CBJ22615 |  | TAMCO | GR1 | 29/04/2009 | TX2-1000KVA |  | Pass | null
378189369 | TNB | DISTRIBUTION | WP PUTRAJAYA & CYBERJAYA | Existing | VCBJ/PCE/J22521/MB22521 | 300280458 | CLOSED | 11 kV | RYB | PE 22.52 58 UNITS SHOP LOT F1 |  |  | CBJ22523 |  | INDKOM | GA 2K 2TS | 20080301 | TX1-1000KVA |  | Pass | null
378189370 | TNB | DISTRIBUTION | WP PUTRAJAYA & CYBERJAYA | Existing | VCBJ/PCE/J22521/MB22521 | 300280458 | CLOSED | 11 kV | RYB | PE 22.52 58 UNITS SHOP LOT F1 |  |  | CBJ22524 |  | INDKOM | GA 2K 2TS | 20080301 | TX2-1000KVA |  | Pass | null
378189398 | TNB | DISTRIBUTION | WP PUTRAJAYA & CYBERJAYA | Existing | VCBJ/PCE/J22522/MB22524 | 300280460 | CLOSED | 11 kV | RYB | PE 22.52 58 UNITS SHOP LOT F2 |  |  | CBJ22527 |  | INDKOM | GA 2K 2TS | 20080301 | TX3-1000KVA |  | Pass | null
378189399 | TNB | DISTRIBUTION | WP PUTRAJAYA & CYBERJAYA | Existing | VCBJ/PCE/J22522/MB22524 | 300280460 | CLOSED | 11 kV | RYB | PE 22.52 58 UNITS SHOP LOT F2 |  |  | CBJ22528 |  | INDKOM | GA 2K 2TS | 20080301 | TX4-1000KVA |  | Pass | null
378189696 | TNB | DISTRIBUTION | WP PUTRAJAYA & CYBERJAYA | Existing | VCBJ/PCE/J22801/MB22801 | 300452908 | CLOSED | 11 kV | RYB | PE 22.80 APT NEO CYBER BLOK A |  |  | CBJ22803 |  | TAMCO | ZZTT |  | TX1-1000KVA |  | Pass | null
378189697 | TNB | DISTRIBUTION | WP PUTRAJAYA & CYBERJAYA | Existing | VCBJ/PCE/J22801/MB22801 | 300452908 | CLOSED | 11 kV | RYB | PE 22.80 APT NEO CYBER BLOK A |  |  | CBJ22804 |  | TAMCO | ZZTT |  | TX2-1000KVA |  | Pass | null
378202799 | TNB | DISTRIBUTION | WP PUTRAJAYA & CYBERJAYA | Existing | VPTJ/PCE/J18141/MB18141 | 300281217 | CLOSED | 11 kV | RYB | PE 18.14 BLOK D&E (F1) |  |  | PTJ18142 |  | TAMCO | GR1 | 22/02/2007 |  |  | Pass | null
378202824 | TNB | DISTRIBUTION | WP PUTRAJAYA & CYBERJAYA | Existing | VPTJ/PCE/J18142/MB18144 | 300281218 | CLOSED | 11 kV | RYB | PE 18.14 BLOK D&E (F2) |  |  | PTJ18145 |  | TAMCO | GR1 | 22/02/2007 |  |  | Pass | null
378202963 | TNB | DISTRIBUTION | WP PUTRAJAYA & CYBERJAYA | Existing | VPTJ/PCE/J18131/MB18131 | 300281215 | CLOSED | 11 kV | RYB | PE 18.13 BLOK F (F1) |  |  | PTJ18132 |  | TAMCO | GR1 | 22/02/2007 |  |  | Pass | null
378203064 | TNB | DISTRIBUTION | WP PUTRAJAYA & CYBERJAYA | Existing | VPTJ/PCE/J18132/MB18134 | 300281216 | CLOSED | 11 kV | RYB | PE 18.13 BLOK F (F2) |  |  | PTJ18135 |  | TAMCO | ZZT | 22/02/2007 |  |  | Pass | null
378203342 | TNB | DISTRIBUTION | WP PUTRAJAYA & CYBERJAYA | Existing | VPTJ/PCE/J18111/MB18111 | 300281213 | CLOSED | 11 kV | RYB | E 18.11 BLOK B&C (F1) |  |  | PTJ18112 |  | TAMCO | ZZT | 22/02/2007 |  |  | Pass | null
378203438 | TNB | DISTRIBUTION | WP PUTRAJAYA & CYBERJAYA | Existing | VPTJ/PCE/J18112/MB18114 | 300281214 | CLOSED | 11 kV | RYB | PE 18.11 BLOK B&C (F2) |  |  | PTJ18115 |  | TAMCO | ZZT | 22/02/2007 |  |  | Pass | null
378203580 | TNB | DISTRIBUTION | WP PUTRAJAYA & CYBERJAYA | Existing | VPTJ/PCE/J18101/MB18101 | 300281212 | CLOSED | 11 kV | RYB | PE 18.10 PADAT SL |  |  | PTJ18102 |  | MERLIN GERIN | RM6 | 20051104 |  |  | Pass | null
378203700 | TNB | DISTRIBUTION | WP PUTRAJAYA & CYBERJAYA | Existing | VPTJ/PCE/J18041/MB18041 | 300281210 | CLOSED | 11 kV | RYB | PE 18.04 PERUMAHAN 18R7 |  |  | PTJ18042 |  | MERLIN GERIN | RM6 | 20070303 |  |  | Pass | null
378203806 | TNB | DISTRIBUTION | WP PUTRAJAYA & CYBERJAYA | Existing | VPTJ/PCE/J18051/MB18051 | 300454891 | CLOSED | 11 kV | RYB | PE 18.05 PERUMAHAN 18R5 Fasa 2(F1) |  |  | PTJ18052 |  | SCHNEIDER | RM 6 |  |  |  | Pass | null
378203914 | TNB | DISTRIBUTION | WP PUTRAJAYA & CYBERJAYA | Existing | VPTJ/PCE/J18052/MB18501 | 300454894 | CLOSED | 11 kV | RYB | PE 18.05 PERUMAHAN 18R5 Fasa 2(F2) |  |  | PTJ18055 |  | SCHNEIDER | RM 6 |  |  |  | Pass | null
378204021 | TNB | DISTRIBUTION | WP PUTRAJAYA & CYBERJAYA | Existing | VPTJ/PCE/J18281/MB18281 | 300452921 | CLOSED | 11 kV | RYB | PE 18.28 SEK KEB (2) (F1) |  |  | PTJ18282 |  | TAMCO | GR1 |  |  |  | Pass | null
378204115 | TNB | DISTRIBUTION | WP PUTRAJAYA & CYBERJAYA | Existing | VPTJ/PCE/J18282/MB18281 | 300452924 | CLOSED | 11 kV | RYB | PE 18.28 SEK KEB (2) (F2) |  |  | PTJ18285 |  | TAMCO | GR1 |  |  |  | Pass | null
378204228 | TNB | DISTRIBUTION | WP PUTRAJAYA & CYBERJAYA | Existing | VPTJ/PCE/J18062/MB18064 | 300288499 | CLOSED | 11 kV | RYB | PE 18.06 18R5 (F2) |  |  | PTJ18065 |  | SCHNEIDER | NE-2iQ | 22/12/2010 |  |  | Pass | null
378204332 | TNB | DISTRIBUTION | WP PUTRAJAYA & CYBERJAYA | Existing | VPTJ/PCE/J18061/MB18061 | 300288496 | CLOSED | 11 kV | RYB | PE 18.06 18R5 (F1) |  |  | PTJ18062 |  | SCHNEIDER | NE-2iQ | 15/12/2010 |  |  | Pass | null
378204473 | TNB | DISTRIBUTION | WP PUTRAJAYA & CYBERJAYA | Existing | VPTJ/PCE/J18261/MB18261 | 300281244 | CLOSED | 11 kV | RYB | PE 18.26 APT. 18R4 (F1) |  |  | PTJ18264 |  | OMAZABAL | GA 2K 2TS | 17/06/2008 |  |  | Pass | null
378204474 | TNB | DISTRIBUTION | WP PUTRAJAYA & CYBERJAYA | Existing | VPTJ/PCE/J18261/MB18261 | 300281244 | CLOSED | 11 kV | RYB | PE 18.26 APT. 18R4 (F1) |  |  | PTJ18263 |  | OMAZABAL | GA 2K 2TS | 17/06/2008 |  |  | Pass | null
378204862 | TNB | DISTRIBUTION | WP PUTRAJAYA & CYBERJAYA | Existing | VPTJ/PCE/J18091/MB18091 | 300281211 | CLOSED | 11 kV | RYB | PE 18.09 PADAT SL |  |  | PTJ18092 |  | MERLIN GERIN | RM | 20051104 |  |  | Pass | null
378204988 | TNB | DISTRIBUTION | WP PUTRAJAYA & CYBERJAYA | Existing | VPTJ/PCE/J18262/MB18264 | 300281247 | CLOSED | 11 kV | RYB | PE 18.26 APT. 18R4 (F2) |  |  | PTJ18268 |  | OMAZABAL | GA 2K 2TS | 17/06/2008 |  |  | Pass | null
378204989 | TNB | DISTRIBUTION | WP PUTRAJAYA & CYBERJAYA | Existing | VPTJ/PCE/J18262/MB18264 | 300281247 | CLOSED | 11 kV | RYB | PE 18.26 APT. 18R4 (F2) |  |  | PTJ18267 |  | OMAZABAL | GA 2K 2TS | 17/06/2008 |  |  | Pass | null
378205154 | TNB | DISTRIBUTION | WP PUTRAJAYA & CYBERJAYA | Existing | VPTJ/PCE/J18271/MB18271 | 300452910 | CLOSED | 11 kV | RYB | PE 18.27 KLINIK KESIHATAN (F1) |  |  | PTJ18273 |  | INDKOM | ZZT-I/D |  |  |  | Pass | null
378205248 | TNB | DISTRIBUTION | WP PUTRAJAYA & CYBERJAYA | Existing | VPTJ/PCE/J18272/MB18271 | 300452918 | CLOSED | 11 kV | RYB | PE 18.27 KLINIK KESIHATAN (F2) |  |  | PTJ18276 |  | INDKOM | ZZT-I/D |  |  |  | Pass | null
378205353 | TNB | DISTRIBUTION | WP PUTRAJAYA & CYBERJAYA | Existing | VPTJ/PCE/J18081/MB18081 | 300454881 | CLOSED | 11 kV | RYB | PE 18.08 18R1 (F1) |  |  | PTJ18082 |  | SCHNEIDER | ZZT |  |  |  | Pass | null
378205457 | TNB | DISTRIBUTION | WP PUTRAJAYA & CYBERJAYA | Existing | VPTJ/PCE/J18082/MB18084 | 300454883 | CLOSED | 11 kV | RYB | PE 18.08 18R1 (F2) |  |  | PTJ18086 |  | INDKOM | ZZT |  |  |  | Pass | null
378205568 | TNB | DISTRIBUTION | WP PUTRAJAYA & CYBERJAYA | Existing | VPTJ/PCE/J18221/MB18221 | 300281234 | CLOSED | 11 kV | RYB | PE 18.22 BLOK B 18R13 (F1) |  |  | PTJ18222 |  | TAMCO | GR1 | 20070103 |  |  | Pass | null
378205666 | TNB | DISTRIBUTION | WP PUTRAJAYA & CYBERJAYA | Existing | VPTJ/PCE/J18222/MB18224 | 300281235 | CLOSED | 11 kV | RYB | PE 18.22 BLOK B 18R13 (F2) |  |  | PTJ18225 |  | TAMCO | GR1 | 20070103 |  |  | Pass | null
378211229 | TNB | DISTRIBUTION | WP PUTRAJAYA & CYBERJAYA | Existing | VPTJ/PCE/J09442/MB09444 | 300280932 | CLOSED | 11 kV | RYB | PE 9.44 P'PURI P7 BLOK A2 (EFI) (F2) |  |  | PTJ09446 |  | OMAZABAL | GA 2K 1TS | 23/02/2008 |  |  | Pass | null
378211326 | TNB | DISTRIBUTION | WP PUTRAJAYA & CYBERJAYA | Existing | VPTJ/PCE/J09431/MB09431 | 300280929 | CLOSED | 11 kV | RYB | PE 9.43 P'PURI P7 BLOK A1 (F1) |  |  | PTJ09433 |  | OMAZABAL | GA 2K 1TS | 23/02/2008 |  |  | Pass | null
378211416 | TNB | DISTRIBUTION | WP PUTRAJAYA & CYBERJAYA | Existing | VPTJ/PCE/J09432/MB09434 | 300280930 | CLOSED | 11 kV | RYB | PE 9.43 P'PURI P7 BLOK A1 (F2) |  |  | PTJ09436 |  | OMAZABAL | GA 2K 1TS | 23/02/2008 |  |  | Pass | null
378211507 | TNB | DISTRIBUTION | WP PUTRAJAYA & CYBERJAYA | Existing | VPTJ/PCE/J09351/MB09351 | 300280915 | CLOSED | 11 kV | RYB | PE 9.35 P'PURI BLOK A1 (EFI) (F1) |  |  | PTJ09353 |  | INDKOM | ZZT | 24/08/2005 |  |  | Pass | null
378211599 | TNB | DISTRIBUTION | WP PUTRAJAYA & CYBERJAYA | Existing | VPTJ/PCE/J09352/MB09354 | 300280916 | CLOSED | 11 kV | RYB | PE 9.35 P'PURI BLOK A1 (EFI) (F2) |  |  | PTJ09356 |  | INDKOM | ZZT | 24/08/2005 |  |  | Pass | null
378211694 | TNB | DISTRIBUTION | WP PUTRAJAYA & CYBERJAYA | Existing | VPTJ/PCE/J09341/MB09341 | 300280871 | CLOSED | 11 kV | RYB | PE 9.34 P'PURI BLOK A3 (F1) |  |  | PTJ09343 |  | INDKOM | ZZT | 24/08/2005 |  |  | Pass | null
378211786 | TNB | DISTRIBUTION | WP PUTRAJAYA & CYBERJAYA | Existing | VPTJ/PCE/J09342/MB09344 | 300280872 | CLOSED | 11 kV | RYB | PE 9.34 P'PURI BLOK A3 (F2) |  |  | PTJ09346 |  | INDKOM | ZZT | 24/08/2005 |  |  | Pass | null
378211882 | TNB | DISTRIBUTION | WP PUTRAJAYA & CYBERJAYA | Existing | VPTJ/PCE/J09331/MB09331 | 300280869 | CLOSED | 11 kV | RYB | PE 9.33 P'PURI BLOK B1 (EFI) (F1) |  |  | PTJ09333 |  | INDKOM | ZZT | 24/08/2005 |  |  | Pass | null
378211974 | TNB | DISTRIBUTION | WP PUTRAJAYA & CYBERJAYA | Existing | VPTJ/PCE/J09332/MB09334 | 300280870 | CLOSED | 11 kV | RYB | PE 9.33 P'PURI BLOK B1 (EFI) (F2) |  |  | PTJ09336 |  | INDKOM | ZZT | 24/08/2005 |  |  | Pass | null
378212067 | TNB | DISTRIBUTION | WP PUTRAJAYA & CYBERJAYA | Existing | VPTJ/PCE/J09321/MB09321 | 300280867 | CLOSED | 11 kV | RYB | PE 9.32 P'PURI BLOK B3 (F1) |  |  | PTJ09322 |  | TAMCO | GR1 | 24/08/2005 |  |  | Pass | null
378212111 | TNB | DISTRIBUTION | WP PUTRAJAYA & CYBERJAYA | Existing | VPTJ/PCE/J09322/MB09324 | 300280868 | CLOSED | 11 kV | RYB | PE 9.32 P'PURI BLOK B3 (F2) |  |  | PTJ09326 |  | INDKOM | ZZT | 24/08/2005 |  |  | Pass | null
378212197 | TNB | DISTRIBUTION | WP PUTRAJAYA & CYBERJAYA | Existing | VPTJ/PCE/J09371/MB09371 | 300280919 | CLOSED | 11 kV | RYB | PE 9.37 P'PURI BLOK A1 (EFI) (F1) |  |  | PTJ09372 |  | TAMCO | GR1 | 22/07/2007 |  |  | Pass | null
378212350 | TNB | DISTRIBUTION | WP PUTRAJAYA & CYBERJAYA | Existing | VPTJ/PCE/J09372/MB09374 | 300280920 | CLOSED | 11 kV | RYB | PE 9.37 P'PURI BLOK A1 (EFI) (F2) |  |  | PTJ09375 |  | TAMCO | GR1 | 22/07/2007 |  |  | Pass | null
378212379 | TNB | DISTRIBUTION | WP PUTRAJAYA & CYBERJAYA | Existing | VPTJ/PCE/J09381/MB09381 | 300280921 | CLOSED | 11 kV | RYB | PE 9.38 P'PURI BLOK A3 (F1) |  |  | PTJ09382 |  | TAMCO | GR1 | 22/07/2007 |  |  | Pass | null
378212410 | TNB | DISTRIBUTION | WP PUTRAJAYA & CYBERJAYA | Existing | VPTJ/PCE/J09382/MB09384 | 300280922 | CLOSED | 11 kV | RYB | PE 9.38 P'PURI BLOK A3 (F2) |  |  | PTJ09385 |  | TAMCO | GR1 | 22/07/2007 |  |  | Pass | null
378212565 | TNB | DISTRIBUTION | WP PUTRAJAYA & CYBERJAYA | Existing | VPTJ/PCE/J09392/MB09394 | 300280924 | CLOSED | 11 kV | RYB | PE 9.39 P'PURI BLOK B3 (EFI) (F2) |  |  | PTJ09395 |  | TAMCO | GR1 | 22/07/2007 |  |  | Pass | null
378212588 | TNB | DISTRIBUTION | WP PUTRAJAYA & CYBERJAYA | Existing | VPTJ/PCE/J09391/MB09391 | 300280923 | CLOSED | 11 kV | RYB | PE 9.39 P'PURI BLOK B3 (EFI) (F1) |  |  | PTJ09392 |  | TAMCO | GR1 | 22/07/2007 |  |  | Pass | null
378213008 | TNB | DISTRIBUTION | WP PUTRAJAYA & CYBERJAYA | Existing | VPTJ/PCE/J09411/MB09411 | 300280925 | CLOSED | 11 kV | RYB | PE 9.41 P'PURI BLOK E3 (F1) |  |  | PTJ09412 |  | TAMCO | GR1 | 22/07/2007 |  |  | Pass | null
378213105 | TNB | DISTRIBUTION | WP PUTRAJAYA & CYBERJAYA | Existing | VPTJ/PCE/J09412/MB09414 | 300280926 | CLOSED | 11 kV | RYB | PE 9.41 P'PURI BLOK E3 (F2) |  |  | PTJ09415 |  | TAMCO | GR1 | 22/07/2007 |  |  | Pass | null
378213200 | TNB | DISTRIBUTION | WP PUTRAJAYA & CYBERJAYA | Existing | VPTJ/PCE/J09421/MB09421 | 300280927 | CLOSED | 11 kV | RYB | PE 9.42 P'PURI BLOK E1 (EFI) (F1) |  |  | PTJ09422 |  | TAMCO | GR1 | 22/07/2007 |  |  | Pass | null
378213290 | TNB | DISTRIBUTION | WP PUTRAJAYA & CYBERJAYA | Existing | VPTJ/PCE/J09422/MB09424 | 300280928 | CLOSED | 11 kV | RYB | PE 9.42 P'PURI BLOK E1 (EFI) (F2) |  |  | PTJ09425 |  | TAMCO | GR1 | 22/07/2007 |  |  | Pass | null
378213381 | TNB | DISTRIBUTION | WP PUTRAJAYA & CYBERJAYA | Existing | VPTJ/PCE/J09481/MB09481 | 300280939 | CLOSED | 11 kV | RYB | PE 9.48 P'PURI BLOK C&D (EFI) (F1) |  |  | PTJ09482 |  | TAMCO | GR1 | 31/10/2007 |  |  | Pass | null
378213474 | TNB | DISTRIBUTION | WP PUTRAJAYA & CYBERJAYA | Existing | VPTJ/PCE/J09482/MB09484 | 300280940 | CLOSED | 11 kV | RYB | PE 9.48 P'PURI BLOK C&D (EFI) (F2) |  |  | PTJ09485 |  | TAMCO | GR1 | 31/10/2007 |  |  | Pass | null
378213565 | TNB | DISTRIBUTION | WP PUTRAJAYA & CYBERJAYA | Existing | VPTJ/PCE/J09471/MB09471 | 300280937 | CLOSED | 11 kV | RYB | PE 9.47 P'PURI BLOK A&B (F1) |  |  | PTJ09472 |  | TAMCO | GR1 | 31/10/2007 |  |  | Pass | null
378213650 | TNB | DISTRIBUTION | WP PUTRAJAYA & CYBERJAYA | Existing | VPTJ/PCE/J09472/MB09474 | 300280938 | CLOSED | 11 kV | RYB | PE 9.47 P'PURI BLOK A&B (F2) |  |  | PTJ09475 |  | TAMCO | GR1 | 31/10/2007 |  |  | Pass | null
378213749 | TNB | DISTRIBUTION | WP PUTRAJAYA & CYBERJAYA | Existing | VPTJ/PCE/J09141/MB09141 | 300280835 | CLOSED | 11 kV | RYB | PE 9.14 K.KEJIRANAN (F1) |  |  | PTJ09143 |  | INDKOM | ZZT | 19/11/2002 |  |  | Pass | null
378213841 | TNB | DISTRIBUTION | WP PUTRAJAYA & CYBERJAYA | Existing | VPTJ/PCE/J09142/MB09144 | 300280836 | CLOSED | 11 kV | RYB | PE 9.14 K.KEJIRANAN (F2) |  |  | PTJ09146 |  | INDKOM | ZZT | 19/11/2002 |  |  | Pass | null
378213936 | TNB | DISTRIBUTION | WP PUTRAJAYA & CYBERJAYA | Existing | VPTJ/PCE/J10132/MB10134 | 300280959 | CLOSED | 11 kV | RYB | PE 10.13 PUSPANITA (F2) |  |  | PTJ10136 |  | INDKOM | ZZT | 21/10/2004 |  |  | Pass | null
378213959 | TNB | DISTRIBUTION | WP PUTRAJAYA & CYBERJAYA | Existing | VPTJ/PCE/J10131/MB10131 | 300280958 | CLOSED | 11 kV | RYB | PE 10.13 PUSPANITA (F1) |  |  | PTJ10133 |  | INDKOM | ZZT | 21/10/2004 |  |  | Pass | null
378214122 | TNB | DISTRIBUTION | WP PUTRAJAYA & CYBERJAYA | Existing | VPTJ/PCE/J02041/MB02041 | 300280626 | CLOSED | 11 kV | RYB | PE 2.04 W.F PROMENADE (F1) |  |  | PTJ02042 |  | INDKOM | ZZZT | 30/01/2003 |  |  | Pass | null
378214214 | TNB | DISTRIBUTION | WP PUTRAJAYA & CYBERJAYA | Existing | VPTJ/PCE/J02042/MB02045 | 300280628 | CLOSED | 11 kV | RYB | PE 2.04 W.F PROMENADE (F2) |  |  | PTJ02044 |  | INDKOM | ZZT | 30/01/2003 |  |  | Pass | null
378214308 | TNB | DISTRIBUTION | WP PUTRAJAYA & CYBERJAYA | Existing | VPTJ/PCE/J02051/MB02051 | 300280630 | CLOSED | 11 kV | RYB | PE 2.05 PADAT CUT |  |  | PTJ02053 |  | INDKOM | ZZT | 22/08/2002 |  |  | Pass | null
378214398 | TNB | DISTRIBUTION | WP PUTRAJAYA & CYBERJAYA | Existing | VPTJ/PCE/J02261/MB02261 | 300485137 | CLOSED | 11 kV | RYB | PE 2.26 C/S FORMULA E 2 |  |  | PTJ02263 |  | INDKOM | SF6 | 20140804 |  |  | Pass | null
378214509 | TNB | DISTRIBUTION | WP PUTRAJAYA & CYBERJAYA | Existing | VPTJ/PCE/J02241/MB02241 | 310303856 | CLOSED | 11 kV | RYB | PE 2.24 TEMP 2C5 |  |  | PTJ02243 |  | INDKOM |  |  |  |  | Pass | null
378214618 | TNB | DISTRIBUTION | WP PUTRAJAYA & CYBERJAYA | Existing | VPTJ/PCE/J02281/MB02281 | 300485554 | CLOSED | 11 kV | RYB | PE 2.28 C/S FORMULA E 4 |  |  | PTJ02273 |  | INDKOM | SF6 |  |  |  | Pass | null
378219885 | TNB | DISTRIBUTION | WP PUTRAJAYA & CYBERJAYA | Existing | VPTJ/PCE/J15071/MB15071 | 300281151 | CLOSED | 11 kV | RYB | PE 15.07 BLOK D3 (EFI) (F1) |  |  | PTJ15072 |  | TAMCO | ZZT | 18/02/2006 |  |  | Pass | null
378219908 | TNB | DISTRIBUTION | WP PUTRAJAYA & CYBERJAYA | Existing | VPTJ/PCE/J15072/MB15074 | 300281152 | CLOSED | 11 kV | RYB | PE 15.07 BLOK D3 (EFI) (F2) |  |  | PTJ15075 |  | TAMCO | ZZT | 18/02/2006 |  |  | Pass | null
378219937 | TNB | DISTRIBUTION | WP PUTRAJAYA & CYBERJAYA | Existing | VPTJ/PCE/J15331/MM15331 | 300453012 | CLOSED | 11 kV | RYB | PE 15.33 PDT KEDIAMAN KEDUTAAN IRAQ (F1) |  |  | PTJ15332 |  | SCHNEIDER | NE-2iQ |  |  |  | Pass | null
378220041 | TNB | DISTRIBUTION | WP PUTRAJAYA & CYBERJAYA | Existing | VPTJ/PCE/J15332/MB15334 | 310338860 | CLOSED | 11 kV | RYB | PE 15.33 PDT KEDIAMAN KEDUTAAN IRAQ (F2) |  |  | PTJ15336 |  | INDKOM | ZZT |  |  |  | Pass | null
378220152 | TNB | DISTRIBUTION | WP PUTRAJAYA & CYBERJAYA | Existing | VPTJ/PCE/J15051/MB15051 | 300281147 | CLOSED | 11 kV | RYB | PE 15.05 BLOK D2 (1) (EFI) (F1) |  |  | PTJ15052 |  | TAMCO | ZZT | 18/02/2006 |  |  | Pass | null
378220198 | TNB | DISTRIBUTION | WP PUTRAJAYA & CYBERJAYA | Existing | VPTJ/PCE/J15052/MB15054 | 300281148 | CLOSED | 11 kV | RYB | PE 15.05 BLOK D2 (1) (EFI) (F2) |  |  | PTJ15055 |  | TAMCO | ZZT | 18/02/2006 |  |  | Pass | null
378220294 | TNB | DISTRIBUTION | WP PUTRAJAYA & CYBERJAYA | Existing | VPTJ/PCE/J15061/MB15061 | 300281149 | CLOSED | 11 kV | RYB | PE 15.06 BLOK D2 (2) (F1) |  |  | PTJ15062 |  | TAMCO | ZZT | 18/02/2006 |  |  | Pass | null
378220390 | TNB | DISTRIBUTION | WP PUTRAJAYA & CYBERJAYA | Existing | VPTJ/PCE/J15062/MB15064 | 300281150 | CLOSED | 11 kV | RYB | PE 15.06 BLOK D2 (2) (F2) |  |  | PTJ15065 |  | TAMCO | ZZT | 18/02/2006 |  |  | Pass | null
378224300 | TNB | DISTRIBUTION | WP PUTRAJAYA & CYBERJAYA | Existing | VCBJ/PCE/J24251/MB24251 | 310332980 | CLOSED | 11 kV | RYB | PE 24.25 CRYSTAL VILLE 2 |  |  | CBJ24253 |  | INDKOM | ZZTT 1D |  | TX-1000KVA |  | Pass | null
378224766 | TNB | DISTRIBUTION | WP PUTRAJAYA & CYBERJAYA | Existing | VCBJ/PCE/J24241/MB24241 | 310332974 | CLOSED | 11 kV | RYB | PE 24.24 CRYSTAL VILLE 1 |  |  | CBJ24241 |  | ITEM | 8DJH TRRT |  | TX1-1000KVA |  | Pass | null
378224767 | TNB | DISTRIBUTION | WP PUTRAJAYA & CYBERJAYA | Existing | VCBJ/PCE/J24241/MB24241 | 310332974 | CLOSED | 11 kV | RYB | PE 24.24 CRYSTAL VILLE 1 |  |  | CBJ24244 |  | ITEM | 8DJH TRRT |  | TX2-1000KVA |  | Pass | null
378225017 | TNB | DISTRIBUTION | WP PUTRAJAYA & CYBERJAYA | Existing | VCBJ/PCE/J21341/MB21341 | 300281004 | CLOSED | 11 kV | RYB | PE 21.34 PS5 F1 |  |  | CBJ21342 |  | TAMCO | GR1 | 24/05/2009 | TX1-500KVA |  | Pass | null
378225040 | TNB | DISTRIBUTION | WP PUTRAJAYA & CYBERJAYA | Existing | VCBJ/PCE/J21342/MB21344 | 300281003 | CLOSED | 11 kV | RYB | PE 21.34 PS5 F2 |  |  | CBJ21345 |  | TAMCO | GR1 | 24/05/2009 | TX2-500KVA |  | Pass | null
378284249 | TNB | DISTRIBUTION | WP PUTRAJAYA & CYBERJAYA | Existing | VPTJ/PCE/J01071/MB01071 | 300280373 | CLOSED | 11 kV | RYB | SS 1.07 JPM B1 JPM B8 (F1) |  |  | PTJ1078 |  | INDKOM | ZZZZ | 19990904 |  |  | Pass | null
378284250 | TNB | DISTRIBUTION | WP PUTRAJAYA & CYBERJAYA | Existing | VPTJ/PCE/J01071/MB01071 | 300280373 | CLOSED | 11 kV | RYB | SS 1.07 JPM B1 JPM B8 (F1) |  |  | PTJ1077 |  | INDKOM | ZZZZ | 19990904 |  |  | Pass | null
378284420 | TNB | DISTRIBUTION | WP PUTRAJAYA & CYBERJAYA | Existing | VPTJ/PCE/J01072/MB01075 | 300280374 | CLOSED | 11 kV | RYB | SS 1.07 JPM B1 JPM B8 (F2) |  |  | PTJ1074 |  | INDKOM | ZZZZ | 19990904 |  |  | Pass | null
378284421 | TNB | DISTRIBUTION | WP PUTRAJAYA & CYBERJAYA | Existing | VPTJ/PCE/J01072/MB01075 | 300280374 | CLOSED | 11 kV | RYB | SS 1.07 JPM B1 JPM B8 (F2) |  |  | PTJ1073 |  | INDKOM | ZZZZ | 19990904 |  |  | Pass | null
378284595 | TNB | DISTRIBUTION | WP PUTRAJAYA & CYBERJAYA | Existing | VPTJ/PCE/J01061/MB01061 | 300280371 | CLOSED | 11 kV | RYB | SS 1.06 JPM B6 JPM B7 (F1) |  |  | PTJ1064 |  | INDKOM | ZZZZ | 20/05/1999 |  |  | Pass | null
378284596 | TNB | DISTRIBUTION | WP PUTRAJAYA & CYBERJAYA | Existing | VPTJ/PCE/J01061/MB01061 | 300280371 | CLOSED | 11 kV | RYB | SS 1.06 JPM B6 JPM B7 (F1) |  |  | PTJ1061 |  | INDKOM | ZZZZ | 20/05/1999 |  |  | Pass | null
378284624 | TNB | DISTRIBUTION | WP PUTRAJAYA & CYBERJAYA | Existing | VPTJ/PCE/J01062/MB01065 | 300280372 | CLOSED | 11 kV | RYB | SS 1.06 JPM B6 JPM B7 (F2) |  |  | PTJ1065 |  | INDKOM | ZZZZ | 20/05/1999 |  |  | Pass | null
378284625 | TNB | DISTRIBUTION | WP PUTRAJAYA & CYBERJAYA | Existing | VPTJ/PCE/J01062/MB01065 | 300280372 | CLOSED | 11 kV | RYB | SS 1.06 JPM B6 JPM B7 (F2) |  |  | PTJ1068 |  | INDKOM | ZZZZ | 20/05/1999 |  |  | Pass | null
378284640 | TNB | DISTRIBUTION | WP PUTRAJAYA & CYBERJAYA | Existing | VPTJ/PCE/J01051/MB01051 | 300280369 | CLOSED | 11 kV | RYB | SS 1.05 JPM B5 (F1) |  |  | PTJ1056 |  | INDKOM | ZZZ | 29/07/1999 |  |  | Pass | null
378284692 | TNB | DISTRIBUTION | WP PUTRAJAYA & CYBERJAYA | Existing | VPTJ/PCE/J01052/MB01054 | 300280370 | CLOSED | 11 kV | RYB | SS 1.05 JPM B5 (F2) |  |  | PTJ1053 |  | INDKOM | ZZZ | 29/07/1999 |  |  | Pass | null
378284761 | TNB | DISTRIBUTION | WP PUTRAJAYA & CYBERJAYA | Existing | VPTJ/PCE/J01081/MB01081 | 300280375 | CLOSED | 11 kV | RYB | SS 1.08 C4 (F1) |  |  | PTJ1086 |  | INDKOM | ZZZ | 19991009 |  |  | Pass | null
378284855 | TNB | DISTRIBUTION | WP PUTRAJAYA & CYBERJAYA | Existing | VPTJ/PCE/J01082/MB01084 | 300280378 | CLOSED | 11 kV | RYB | SS 1.08 C4 (F2) |  |  | PTJ1083 |  | INDKOM | ZZZ | 19991009 |  |  | Pass | null
378284901 | TNB | DISTRIBUTION | WP PUTRAJAYA & CYBERJAYA | Existing | VPTJ/PCE/J01091/MB01091 | 300280404 | CLOSED | 11 kV | RYB | SS 1.09 C3 (F1) |  |  | PTJ1096 |  | INDKOM | ZZZ | 19991109 |  |  | Pass | null
378284995 | TNB | DISTRIBUTION | WP PUTRAJAYA & CYBERJAYA | Existing | VPTJ/PCE/J01092/MB01094 | 300280405 | CLOSED | 11 kV | RYB | SS 1.09 C3 (F2) |  |  | PTJ1093 |  | INDKOM | ZZZ | 19991109 |  |  | Pass | null
378285018 | TNB | DISTRIBUTION | WP PUTRAJAYA & CYBERJAYA | Existing | VPTJ/PCE/J01101/MB01101 | 300280406 | CLOSED | 11 kV | RYB | SS 1.10 C2 (F1) |  |  | PTJ1106 |  | INDKOM | ZZZ | 19991109 |  |  | Pass | null
378285041 | TNB | DISTRIBUTION | WP PUTRAJAYA & CYBERJAYA | Existing | VPTJ/PCE/J01102/MB01104 | 300280407 | CLOSED | 11 kV | RYB | SS 1.10 C2 (F2) |  |  | PTJ1103 |  | INDKOM | ZZZ | 19991109 |  |  | Pass | null
378285065 | TNB | DISTRIBUTION | WP PUTRAJAYA & CYBERJAYA | Existing | VPTJ/PCE/J01111/MB01111 | 300280408 | CLOSED | 11 kV | RYB | SS 1.11 C1 (F1) |  |  | PTJ1116 |  | INDKOM | ZZZ | 19991109 |  |  | Pass | null
378285088 | TNB | DISTRIBUTION | WP PUTRAJAYA & CYBERJAYA | Existing | VPTJ/PCE/J01112/MB01114 | 300280409 | CLOSED | 11 kV | RYB | SS 1.11 C1 (F2) |  |  | PTJ1113 |  | INDKOM | ZZZ | 19991109 |  |  | Pass | null
378285111 | TNB | DISTRIBUTION | WP PUTRAJAYA & CYBERJAYA | Existing | VPTJ/PCE/J01121/MB01121 | 300280410 | CLOSED | 11 kV | RYB | SS 1.12 C7 (F1) |  |  | PTJ1126 |  | INDKOM | ZZZ | 19991109 |  |  | Pass | null
378285134 | TNB | DISTRIBUTION | WP PUTRAJAYA & CYBERJAYA | Existing | VPTJ/PCE/J01122/MB01124 | 300280411 | CLOSED | 11 kV | RYB | SS 1.12 C7 (F2) |  |  | PTJ1123 |  | INDKOM | ZZZ | 19991109 |  |  | Pass | null
378285157 | TNB | DISTRIBUTION | WP PUTRAJAYA & CYBERJAYA | Existing | VPTJ/PCE/J01131/MB01131 | 300280412 | CLOSED | 11 kV | RYB | SS 1.13 C6 (F1) |  |  | PTJ1136 |  | INDKOM | ZZZ | 19991009 |  |  | Pass | null
378285180 | TNB | DISTRIBUTION | WP PUTRAJAYA & CYBERJAYA | Existing | VPTJ/PCE/J01132/MB01134 | 300280413 | CLOSED | 11 kV | RYB | SS 1.13 C6 (F2) |  |  | PTJ1133 |  | INDKOM | ZZZ | 19991009 |  |  | Pass | null
378285203 | TNB | DISTRIBUTION | WP PUTRAJAYA & CYBERJAYA | Existing | VPTJ/PCE/J01141/MB01141 | 300280414 | CLOSED | 11 kV | RYB | SS 1.14 C5 (F1) |  |  | PTJ1146 |  | INDKOM | ZZZ | 19991009 |  |  | Pass | null
378285226 | TNB | DISTRIBUTION | WP PUTRAJAYA & CYBERJAYA | Existing | VPTJ/PCE/J01142/MB01144 | 300280415 | CLOSED | 11 kV | RYB | SS 1.14 C5 (F2) |  |  | PTJ1143 |  | INDKOM | ZZZ | 19991009 |  |  | Pass | null
378285249 | TNB | DISTRIBUTION | WP PUTRAJAYA & CYBERJAYA | Existing | VPTJ/PCE/J01362/MB01365 | 300280450 | CLOSED | 11 kV | RYB | PE 1.36 DATARAN PUTRA (F2) |  |  | PTJ01368 |  | INDKOM | NA | 13/11/1999 | TX-1000KVA |  | Pass | null
378285281 | TNB | DISTRIBUTION | WP PUTRAJAYA & CYBERJAYA | Existing | VPTJ/PCE/J01361/MB01361 | 300280449 | CLOSED | 11 kV | RYB | PE 1.36 DATARAN PUTRA (F1) |  |  | PTJ01364 |  | INDKOM | ZZZT | 13/11/1999 | TX-1000KVA |  | Pass | null
378285619 | TNB | DISTRIBUTION | WP PUTRAJAYA & CYBERJAYA | Existing | VPTJ/PCE/J01321/MB01321 | 300280440 | CLOSED | 11 kV | RYB | PE 1.32 INSIDE PPU6 S/L OVAL |  |  | PTJ1322 |  | TAMCO | ZZT | 13/06/1999 |  |  | Pass | null
378285760 | TNB | DISTRIBUTION | WP PUTRAJAYA & CYBERJAYA | Existing | VPTJ/PCE/J13011/MB13011 | 300281100 | CLOSED | 11 kV | RYB | PE 13.01 WETLAND PUMP 250KW |  |  | PTJ13013 |  | INDKOM | 08425065 | 31/07/1999 |  |  | Pass | null
378285957 | TNB | DISTRIBUTION | WP PUTRAJAYA & CYBERJAYA | Existing | VPTJ/PCE/J13021/MB13021 | 300281101 | CLOSED | 11 kV | RYB | PE 13.02 WETLAND NIC 85KW |  |  | PTJ13023 |  | INDKOM | ZZT | 19990208 |  |  | Pass | null
378285984 | TNB | DISTRIBUTION | WP PUTRAJAYA & CYBERJAYA | Existing | VPTJ/PCE/J13031/MB13031 | 300281102 | CLOSED | 11 kV | RYB | PE 13.03 WETLAND NURSERY 85KW |  |  | PTJ13034 |  | INDKOM | ZZT | 25/09/1999 |  |  | Pass | null
378286147 | TNB | DISTRIBUTION | WP PUTRAJAYA & CYBERJAYA | Existing | VPTJ/PCE/J11261/MB11261 | 300281051 | CLOSED | 11 kV | RYB | PE 11.26 TERES 11A & 11B |  |  | PTJ11262 |  | SCHNEIDER | RM6 | 17/08/2009 |  |  | Pass | null
378286288 | TNB | DISTRIBUTION | WP PUTRAJAYA & CYBERJAYA | Existing | VPTJ/PCE/J11271/MB11271 | 300281053 | CLOSED | 11 kV | RYB | PE 11.27 SEMI D 11A & 11B |  |  | PTJ11272 |  | SCHNEIDER | RM6 | 17/08/2009 |  |  | Pass | null
378286371 | TNB | DISTRIBUTION | WP PUTRAJAYA & CYBERJAYA | Existing | VPTJ/PCE/J11431/MB11431 | 300281081 | CLOSED | 11 kV | RYB | PE 11.43 SEK. MEN. FASA 2 (F1) |  |  | PTJ11432 |  | TAMCO | GR1 | 15/11/2007 |  |  | Pass | null
378286453 | TNB | DISTRIBUTION | WP PUTRAJAYA & CYBERJAYA | Existing | VPTJ/PCE/J11432/MB11434 | 300281082 | CLOSED | 11 kV | RYB | PE 11.43 SEK. MEN. FASA 2 (F2) |  |  | PTJ11435 |  | TAMCO | GR1 | 15/11/2007 |  |  | Pass | null
378286539 | TNB | DISTRIBUTION | WP PUTRAJAYA & CYBERJAYA | Existing | VPTJ/PCE/J11441/MB11441 | 300281083 | CLOSED | 11 kV | RYB | PE 11.44 SEK. REN. FASA 2 (F1) |  |  | PTJ14445 |  | TAMCO | GR1 | 15/11/2007 |  |  | Pass | null
378286620 | TNB | DISTRIBUTION | WP PUTRAJAYA & CYBERJAYA | Existing | VPTJ/PCE/J11442/MB11444 | 300281085 | CLOSED | 11 kV | RYB | PE 11.44 SEK. REN. FASA 2 (F2) |  |  | PTJ11442 |  | TAMCO | GR1 | 15/11/2007 |  |  | Pass | null
378286710 | TNB | DISTRIBUTION | WP PUTRAJAYA & CYBERJAYA | Existing | VPTJ/PCE/J11691/MB11691 | 300454772 | CLOSED | 11 kV | RYB | PE 11.69 ZON 10A (F1) |  |  | PTJ11696 |  | TAMCO | VRN2a |  |  |  | Pass | null
378286733 | TNB | DISTRIBUTION | WP PUTRAJAYA & CYBERJAYA | Existing | VPTJ/PCE/J11692/MB11694 | 300455134 | CLOSED | 11 kV | RYB | PE 11.69 ZON 10A (F2) |  |  | PTJ11692 |  | MERLIN GERIN | RM6 |  |  |  | Pass | null
378286764 | TNB | DISTRIBUTION | WP PUTRAJAYA & CYBERJAYA | Existing | VPTJ/PCE/J11221/MB11221 | 300281042 | CLOSED | 11 kV | RYB | PE 11.22 ZON 10B (F1) |  |  | PTJ11225 |  | TAMCO | GR1 | 21/07/2006 |  |  | Pass | null
378286787 | TNB | DISTRIBUTION | WP PUTRAJAYA & CYBERJAYA | Existing | VPTJ/PCE/J11222/MB11224 | 300281044 | CLOSED | 11 kV | RYB | PE 11.22 ZON 10B (F2) |  |  | PTJ11222 |  | TAMCO | GR1 | 21/07/2006 |  |  | Pass | null
378286930 | TNB | DISTRIBUTION | WP PUTRAJAYA & CYBERJAYA | Existing | VPTJ/PCE/J11231/MB11231 | 300281047 | CLOSED | 11 kV | RYB | PE 11.23 TERES ZON 12B (F1) |  |  | PTJ11235 |  | TAMCO | GR1-21-1D-08153 | 30/04/2009 |  |  | Pass | null
378286953 | TNB | DISTRIBUTION | WP PUTRAJAYA & CYBERJAYA | Existing | VPTJ/PCE/J11232/MB11234 | 300281048 | CLOSED | 11 kV | RYB | PE 11.23 TERES ZON 12B (F2) |  |  | PTJ11232 |  | TAMCO | GR1-21-1D-08155 | 30/04/2009 |  |  | Pass | null
378286984 | TNB | DISTRIBUTION | WP PUTRAJAYA & CYBERJAYA | Existing | VPTJ/PCE/J11721/MB11721 | 300520604 | CLOSED | 11 kV | RYB | PE 11.72 PRIMA BLOK B (F1) |  |  | PTJ11722 |  |  | VRN 6A | 20140612 |  |  | Pass | null
378287078 | TNB | DISTRIBUTION | WP PUTRAJAYA & CYBERJAYA | Existing | VPTJ/PCE/J11722/MB11721 | 310286416 | CLOSED | 11 kV | RYB | PE 11.72 PRIMA BLOK B (F2) |  |  | PTJ11725 |  |  | VRN6a | 20140612 |  |  | Pass | null
378287181 | TNB | DISTRIBUTION | WP PUTRAJAYA & CYBERJAYA | Existing | VPTJ/PCE/J11732/MB11731 | 310283408 | CLOSED | 11 kV | RYB | PE 11.73 PRIMA BLOK C (F2) |  |  | PTJ11732 |  |  | VRN6a |  |  |  | Pass | null
378287275 | TNB | DISTRIBUTION | WP PUTRAJAYA & CYBERJAYA | Existing | VPTJ/PCE/J11731/MB11731 | 300520608 | CLOSED | 11 kV | RYB | PE 11.73 PRIMA BLOK C (F1) |  |  | PTJ11735 |  |  | VRN 6A | 20140612 |  |  | Pass | null
378287383 | TNB | DISTRIBUTION | WP PUTRAJAYA & CYBERJAYA | Existing | VPTJ/PCE/J11712/MB11711 | 310286453 | CLOSED | 11 kV | RYB | PE 11.71 PRIMA BLOK A (F2) |  |  | PTJ11712 |  |  | VRN6a |  |  |  | Pass | null
378287477 | TNB | DISTRIBUTION | WP PUTRAJAYA & CYBERJAYA | Existing | VPTJ/PCE/J11711/MB09171 | 300520598 | CLOSED | 11 kV | RYB | PE 11.71 PRIMA BLOK A (F1) |  |  | PTJ11715 |  |  | VRN 6A | 20140612 |  |  | Pass | null
378287586 | TNB | DISTRIBUTION | WP PUTRAJAYA & CYBERJAYA | Existing | VPTJ/PCE/J11751/MB11751 | 310286424 | CLOSED | 11 kV | RYB | PE 11.75 TEMP PPA1M PR 11 |  |  | PTJ11752 |  | SCHNEIDER |  |  |  |  | Pass | null
378287685 | TNB | DISTRIBUTION | WP PUTRAJAYA & CYBERJAYA | Existing | VPTJ/PCE/J11241/MB11241 | 300281049 | CLOSED | 11 kV | RYB | PE 11.24 TERES ZON 9A (F1) |  |  | PTJ11246 |  | OMAZABAL | GA 2K 1TS | 14/03/2009 |  |  | Pass | null
378287708 | TNB | DISTRIBUTION | WP PUTRAJAYA & CYBERJAYA | Existing | VPTJ/PCE/J11242/MB11244 | 300281050 | CLOSED | 11 kV | RYB | PE 11.24 TERES ZON 9A (F2) |  |  | PTJ11243 |  | OMAZABAL | GA 2K 1TS | 30/04/2009 |  |  | Pass | null
378287874 | TNB | DISTRIBUTION | WP PUTRAJAYA & CYBERJAYA | Existing | VPTJ/PCE/J11601/MB1 | 310370955 | CLOSED | 11 kV | RYB | PE 11.60 TERES ZON 9B (F1) |  |  | PTJ11602 | [6 empty] | Pass | null
378287968 | TNB | DISTRIBUTION | WP PUTRAJAYA & CYBERJAYA | Existing | VPTJ/PCE/J11602/MB11604 | 310338884 | CLOSED | 11 kV | RYB | PE 11.60 TERES ZON 9B (F2) |  |  | PTJ11606 |  | INDKOM |  |  |  |  | Pass | null
378288074 | TNB | DISTRIBUTION | WP PUTRAJAYA & CYBERJAYA | Existing | VPTJ/PCE/J11742/MB11744 | 310338777 | CLOSED | 11 kV | RYB | PE 11.74 TERES ZON C (F2) |  |  | PTJ11746 |  | INDKOM | INS24 |  |  |  | Pass | null
378288168 | TNB | DISTRIBUTION | WP PUTRAJAYA & CYBERJAYA | Existing | VPTJ/PCE/J11741/MB11741 | 310338880 | CLOSED | 11 kV | RYB | PE 11.74 TERES ZON C (F1) |  |  | PTJ11743 |  | INDKOM | INS24 |  |  |  | Pass | null
378288270 | TNB | DISTRIBUTION | WP PUTRAJAYA & CYBERJAYA | Existing | VPTJ/PCE/J11371/MB11371 | 300281064 | CLOSED | 11 kV | RYB | PE 11.37 SEK REN FASA 2 (F1) |  |  | PTJ11376 |  | INDKOM | ZZT | 18/10/2004 |  |  | Pass | null
378288366 | TNB | DISTRIBUTION | WP PUTRAJAYA & CYBERJAYA | Existing | VPTJ/PCE/J11372/MB11374 | 300281066 | CLOSED | 11 kV | RYB | PE 11.37 SEK REN FASA 2 (F2) |  |  | PTJ11373 |  | INDKOM | ZZT | 18/10/2004 |  |  | Pass | null
378301575 | TNB | DISTRIBUTION | WP PUTRAJAYA & CYBERJAYA | Existing | VCBJ/PCE/J22051/MB22051 | 300280594 | CLOSED | 11 kV | RYB | PE 22.05 PADAT ROAD E |  |  | CBJ22053 |  | INDKOM | ZZT | 20000505 | TX-1000KVA |  | Pass | null
378301679 | TNB | DISTRIBUTION | WP PUTRAJAYA & CYBERJAYA | Existing | VCBJ/PCE/J22131/MB22131 | 300280560 | CLOSED | 11 kV | RYB | PE 22.13 PADAT ROAD E1 |  |  | CBJ22133 |  | INDKOM | GR1 | 20001111 | TX-1000KVA |  | Pass | null
378302027 | TNB | DISTRIBUTION | WP PUTRAJAYA & CYBERJAYA | Existing | VCBJ/PCE/J21221/MB21221 | 300281020 | CLOSED | 11 kV | RYB | PE 21.22 CYBERVIEW NO.1 |  |  | CBJ21224 |  | INDKOM | ZZTT | 31/01/1999 |  |  | Pass | null
378302028 | TNB | DISTRIBUTION | WP PUTRAJAYA & CYBERJAYA | Existing | VCBJ/PCE/J21221/MB21221 | 300281020 | CLOSED | 11 kV | RYB | PE 21.22 CYBERVIEW NO.1 |  |  | CBJ21223 |  | INDKOM | ZZTT | 31/01/1999 |  |  | Pass | null
378310023 | TNB | DISTRIBUTION | WP PUTRAJAYA & CYBERJAYA | Existing | VPTJ/PCE/J11071/MB11071 | 300282013 | CLOSED | 11 kV | RYB | PE 11.07 PADAT ZON 1 |  |  | PTJ11072 |  | SCHNEIDER | NE-IQI | 22/11/2009 |  |  | Pass | null
378310119 | TNB | DISTRIBUTION | WP PUTRAJAYA & CYBERJAYA | Existing | VPTJ/PCE/J11041/MB11041 | 300280968 | CLOSED | 11 kV | RYB | PE 11.04 P11A1/12 TERES (EFI) (F1) |  |  | PTJ11043 |  | INDKOM | GA | 15/10/2002 |  |  | Pass | null
378310210 | TNB | DISTRIBUTION | WP PUTRAJAYA & CYBERJAYA | Existing | VPTJ/PCE/J11042/MB11044 | 300280969 | CLOSED | 11 kV | RYB | PE 11.04 P11A1/12 TERES (EFI) (F2) |  |  | PTJ11046 |  | INDKOM | GA | 15/10/2002 |  |  | Pass | null
378310304 | TNB | DISTRIBUTION | WP PUTRAJAYA & CYBERJAYA | Existing | VPTJ/PCE/J11081/MB11081 | 300280972 | CLOSED | 11 kV | RYB | PE 11.08 P11A2/5 TERES (EFI) (F1) |  |  | PTJ11083 |  | INDKOM | ZZT | 20020409 |  |  | Pass | null
378310396 | TNB | DISTRIBUTION | WP PUTRAJAYA & CYBERJAYA | Existing | VPTJ/PCE/J11082/MB11084 | 300280973 | CLOSED | 11 kV | RYB | PE 11.08 P11A2/5 TERES (EFI) (F2) |  |  | PTJ11086 |  | INDKOM | ZZT | 20020409 |  |  | Pass | null
378310430 | TNB | DISTRIBUTION | WP PUTRAJAYA & CYBERJAYA | Existing | VPTJ/PCE/J11671/MB11671 | 300281095 | CLOSED | 11 kV | RYB | PE 11.67 PS9 (F1) |  |  | PTJ11673 |  | INDKOM | ZZT | 20021006 |  |  | Pass | null
378310551 | TNB | DISTRIBUTION | WP PUTRAJAYA & CYBERJAYA | Existing | VPTJ/PCE/J11672/MB11674 | 300281097 | CLOSED | 11 kV | RYB | PE 11.67 PS9 (F2) |  |  | PTJ11676 |  | INDKOM | ZZT | 20021006 |  |  | Pass | null
378310650 | TNB | DISTRIBUTION | WP PUTRAJAYA & CYBERJAYA | Existing | VPTJ/PCE/J11091/MB11091 | 300280974 | CLOSED | 11 kV | RYB | PE 11.09 P11A2/5 TERES (EFI) (F1) |  |  | PTJ11093 |  | INDKOM | ZZT | 20020709 |  |  | Pass | null
378310748 | TNB | DISTRIBUTION | WP PUTRAJAYA & CYBERJAYA | Existing | VPTJ/PCE/J11092/MB11094 | 300280977 | CLOSED | 11 kV | RYB | PE 11.09 P11A2/5 TERES (EFI) (F2) |  |  | PTJ11096 |  | INDKOM | ZZT | 20020709 |  |  | Pass | null
378311108 | TNB | DISTRIBUTION | WP PUTRAJAYA & CYBERJAYA | Existing | VPTJ/PCE/J11021/MB11021 | 300280964 | CLOSED | 11 kV | RYB | PE 11.02 BLOK 3A (F1) |  |  | PTJ11022 |  | TAMCO | GR1 | 20050706 |  |  | Pass | null
378311326 | TNB | DISTRIBUTION | WP PUTRAJAYA & CYBERJAYA | Existing | VPTJ/PCE/J11022/MB11024 | 300280966 | CLOSED | 11 kV | RYB | PE 11.02 BLOK 3A (F2) |  |  | PTJ11025 |  | TAMCO | GR1 | 20050706 |  |  | Pass | null
378311734 | TNB | DISTRIBUTION | WP PUTRAJAYA & CYBERJAYA | Existing | VPTJ/PCE/J11201/MB11201 | 300281038 | CLOSED | 11 kV | RYB | PE 11.20 WR5 |  |  | PTJ11202 |  | MERLIN GERIN | RM 6 | 20041108 |  |  | Pass | null
378311843 | TNB | DISTRIBUTION | WP PUTRAJAYA & CYBERJAYA | Existing | VPTJ/PCE/J11481/MB11481 | 300281090 | CLOSED | 11 kV | RYB | PE 11.48 BALAI POLIS |  |  | PTJ11482 |  | TAMCO | GR1 | 20070703 |  |  | Pass | null
378311934 | TNB | DISTRIBUTION | WP PUTRAJAYA & CYBERJAYA | Existing | VPTJ/PCE/J11101/MB11101 | 300280978 | CLOSED | 11 kV | RYB | PE 11.10 P11B1/6 SEMI-D (EFI) (F1) |  |  | PTJ11103 |  | INDKOM | ZZT | 20/03/2002 |  |  | Pass | null
378312027 | TNB | DISTRIBUTION | WP PUTRAJAYA & CYBERJAYA | Existing | VPTJ/PCE/J11102/MB11104 | 300280980 | CLOSED | 11 kV | RYB | PE 11.10 P11B1/6 SEMI-D (EFI) (F2) |  |  | PTJ11106 |  | INDKOM | ZZT | 20/03/2002 |  |  | Pass | null
378312117 | TNB | DISTRIBUTION | WP PUTRAJAYA & CYBERJAYA | Existing | VPTJ/PCE/J11121/MB11121 | 300280983 | CLOSED | 11 kV | RYB | PE 11.12 APT A (F1) |  |  | PTJ11123 |  | INDKOM | ZZT | 20030805 |  |  | Pass | null
378312140 | TNB | DISTRIBUTION | WP PUTRAJAYA & CYBERJAYA | Existing | VPTJ/PCE/J11122/MB11124 | 300280984 | CLOSED | 11 kV | RYB | PE 11.12 APT A (F2) |  |  | PTJ11126 |  | INDKOM | ZZT | 20030805 |  |  | Pass | null
378312304 | TNB | DISTRIBUTION | WP PUTRAJAYA & CYBERJAYA | Existing | VPTJ/PCE/J11131/MB11131 | 300280994 | CLOSED | 11 kV | RYB | PE 11.13 APT B (F1) |  |  | PTJ11133 |  | INDKOM | ZZT | 20030805 |  |  | Pass | null
378312327 | TNB | DISTRIBUTION | WP PUTRAJAYA & CYBERJAYA | Existing | VPTJ/PCE/J11132/MB11134 | 300280996 | CLOSED | 11 kV | RYB | PE 11.13 APT B (F2) |  |  | PTJ11136 |  | INDKOM | ZZT | 20030805 |  |  | Pass | null
378312501 | TNB | DISTRIBUTION | WP PUTRAJAYA & CYBERJAYA | Existing | VPTJ/PCE/J11112/MB11114 | 300280993 | CLOSED | 11 kV | RYB | PE 11.11 (EFI) (F2) |  |  | PTJ11116 |  | INDKOM | ZZT | 24/08/2004 |  |  | Pass | null
378312593 | TNB | DISTRIBUTION | WP PUTRAJAYA & CYBERJAYA | Existing | VPTJ/PCE/J11111/MB11111 | 300280991 | CLOSED | 11 kV | RYB | PE 11.11 (EFI) (F1) |  |  | PTJ11113 |  | INDKOM | ZZT | 24/08/2004 |  |  | Pass | null
378312685 | TNB | DISTRIBUTION | WP PUTRAJAYA & CYBERJAYA | Existing | VPTJ/PCE/J11161/MB11161 | 300281005 | CLOSED | 11 kV | RYB | PE 11.16 APT E (F1) |  |  | PTJ11163 |  | INDKOM | ZZT | 13/05/2003 |  |  | Pass | null
378312782 | TNB | DISTRIBUTION | WP PUTRAJAYA & CYBERJAYA | Existing | VPTJ/PCE/J11162/MB11164 | 300281007 | CLOSED | 11 kV | RYB | PE 11.16 APT E (F2) |  |  | PTJ11166 |  | INDKOM | ZZT | 13/05/2003 |  |  | Pass | null
378312886 | TNB | DISTRIBUTION | WP PUTRAJAYA & CYBERJAYA | Existing | VPTJ/PCE/J11152/MB11154 | 300281002 | CLOSED | 11 kV | RYB | PE 11.15 APT D (EFI) (F2) |  |  | PTJ11156 |  | INDKOM | ZZT | 20030701 |  |  | Pass | null
378312982 | TNB | DISTRIBUTION | WP PUTRAJAYA & CYBERJAYA | Existing | VPTJ/PCE/J11151/MB11151 | 300281001 | CLOSED | 11 kV | RYB | PE 11.15 APT D (EFI) (F1) |  |  | PTJ11153 |  | TAMCO | ZZT | 20030701 |  |  | Pass | null
378313076 | TNB | DISTRIBUTION | WP PUTRAJAYA & CYBERJAYA | Existing | VPTJ/PCE/J10022/MB10024 | 300280942 | CLOSED | 11 kV | RYB | PE 10.02 INSIDE PPU2 (F2) |  |  | PTJ10026 |  | INDKOM | ZZT | 15/02/2000 |  |  | Pass | null
378313169 | TNB | DISTRIBUTION | WP PUTRAJAYA & CYBERJAYA | Existing | VPTJ/PCE/J10021/MB10021 | 300280941 | CLOSED | 11 kV | RYB | PE 10.02 INSIDE PPU2 (F1) |  |  | PTJ10023 |  | INDKOM | GR1 | 15/02/2000 |  |  | Pass | null
378313266 | TNB | DISTRIBUTION | WP PUTRAJAYA & CYBERJAYA | Existing | VPTJ/PCE/J10031/MB10031 | 300280948 | CLOSED | 11 kV | RYB | PE 10.03 P10 C BANGLOW (F1) |  |  | PTJ10033 |  |  | GR1 | 20000106 |  |  | Pass | null
378313358 | TNB | DISTRIBUTION | WP PUTRAJAYA & CYBERJAYA | Existing | VPTJ/PCE/J10032/MB10034 | 300280949 | CLOSED | 11 kV | RYB | PE 10.03 P10 C BANGLOW (F2) |  |  | PTJ10036 |  |  | GA | 20000106 |  |  | Pass | null
378313473 | TNB | DISTRIBUTION | WP PUTRAJAYA & CYBERJAYA | Existing | VPTJ/PCE/J10151/MB10151 | 300287552 | CLOSED | 11 kV | RYB | PE 10.15 MINI GOLF |  |  | PTJ01313 |  | INDKOM | GR1 | 20100610 |  |  | Pass | null
378313569 | TNB | DISTRIBUTION | WP PUTRAJAYA & CYBERJAYA | Existing | VPTJ/PCE/J10041/MB10041 | 300280950 | CLOSED | 11 kV | RYB | PE 10.04 P10 D BANGLO (F1) |  |  | PTJ10043 |  |  | GR1 | 20000106 |  |  | Pass | null
378313660 | TNB | DISTRIBUTION | WP PUTRAJAYA & CYBERJAYA | Existing | VPTJ/PCE/J10042/MB10044 | 300280951 | CLOSED | 11 kV | RYB | PE 10.04 P10 D BANGLO (F2) |  |  | PTJ10046 |  |  | GA | 20000106 |  |  | Pass | null
378313996 | TNB | DISTRIBUTION | WP PUTRAJAYA & CYBERJAYA | Existing | VPTJ/PCE/J10062/MB10064 | 300280955 | CLOSED | 11 kV | RYB | PE 10.06 JLN P10B (F2) |  |  | PTJ10066 |  | OMAZABAL | SF 6 | 31/03/2008 |  |  | Pass | null
378314089 | TNB | DISTRIBUTION | WP PUTRAJAYA & CYBERJAYA | Existing | VPTJ/PCE/J10061/MB10061 | 300280953 | CLOSED | 11 kV | RYB | PE 10.06 JLN P10B (F1) |  |  | PTJ10063 |  | OMAZABAL | SF 6 | 31/03/2008 |  |  | Pass | null
378353518 | TNB | DISTRIBUTION | WP PUTRAJAYA & CYBERJAYA | Existing | VPTJ/PCE/J05121/MB05121 | 300280695 | CLOSED | 11 kV | RYB | PE 5.12 EQUESTRIAN PARK (F1) |  |  | PTJ05122 |  | TAMCO | GR1 | 25/06/2005 |  |  | Pass | null
378353612 | TNB | DISTRIBUTION | WP PUTRAJAYA & CYBERJAYA | Existing | VPTJ/PCE/J05122/MB05124 | 300280697 | CLOSED | 11 kV | RYB | PE 5.12 EQUESTRIAN PARK (F2) |  |  | PTJ05126 |  | INDKOM | ZZT | 25/06/2005 |  |  | Pass | null
378353767 | TNB | DISTRIBUTION | WP PUTRAJAYA & CYBERJAYA | Existing | VPTJ/PCE/J05301/MB05301 | 300281269 | CLOSED | 11 kV | RYB | PE 5.30 BLOK D APT 5R6 (F1) |  |  | PTJ05303 |  |  | ZZT | 30/12/2008 |  |  | Pass | null
378353861 | TNB | DISTRIBUTION | WP PUTRAJAYA & CYBERJAYA | Existing | VPTJ/PCE/J05302/MB05304 | 300281270 | CLOSED | 11 kV | RYB | PE 5.30 BLOK D APT 5R6 (F2) |  |  | PTJ05306 |  |  | ZZT | 31/12/2008 |  |  | Pass | null
378353967 | TNB | DISTRIBUTION | WP PUTRAJAYA & CYBERJAYA | Existing | VPTJ/PCE/J05291/MB05291 | 300281267 | CLOSED | 11 kV | RYB | PE 5.29 BLOK C APT 5R6 (F1) |  |  | PTJ05293 |  |  | ZZT | 30/12/2008 |  |  | Pass | null
378354061 | TNB | DISTRIBUTION | WP PUTRAJAYA & CYBERJAYA | Existing | VPTJ/PCE/J05292/MB05294 | 300281268 | CLOSED | 11 kV | RYB | PE 5.29 BLOK C APT 5R6 (F2) |  |  | PTJ05296 |  |  | ZZT | 31/12/2008 |  |  | Pass | null
378354172 | TNB | DISTRIBUTION | WP PUTRAJAYA & CYBERJAYA | Existing | VPTJ/PCE/J05271/MB05271 | 300281265 | CLOSED | 11 kV | RYB | PE 5.27 BLOK A APT 5R6 (F1) |  |  | PTJ05273 |  |  | ZZT | 30/12/2008 |  |  | Pass | null
378354266 | TNB | DISTRIBUTION | WP PUTRAJAYA & CYBERJAYA | Existing | VPTJ/PCE/J05272/MB05274 | 300281266 | CLOSED | 11 kV | RYB | PE 5.27 BLOK A APT 5R6 (F2) |  |  | PTJ05276 |  |  | ZZT | 31/12/2008 |  |  | Pass | null
378354364 | TNB | DISTRIBUTION | WP PUTRAJAYA & CYBERJAYA | Existing | VPTJ/PCE/J05281/MB05281 | 300280713 | CLOSED | 11 kV | RYB | PE 5.28 BLOK B APT 5R6 (F1) |  |  | PTJ05283 |  |  | ZZT | 30/12/2008 |  |  | Pass | null
378354458 | TNB | DISTRIBUTION | WP PUTRAJAYA & CYBERJAYA | Existing | VPTJ/PCE/J05282/MB05284 | 300280714 | CLOSED | 11 kV | RYB | PE 5.28 BLOK B APT 5R6 (F2) |  |  | PTJ05286 |  |  | ZZT | 31/12/2008 |  |  | Pass | null
378354659 | TNB | DISTRIBUTION | WP PUTRAJAYA & CYBERJAYA | Existing | VPTJ/PCE/J04051/MB04051 | 300280674 | CLOSED | 11 kV | RYB | PE 4.05 S/LIGHTING |  |  | PTJ04053 |  | INDKOM | INS24 | 20041010 |  |  | Pass | null
378354761 | TNB | DISTRIBUTION | WP PUTRAJAYA & CYBERJAYA | Existing | VPTJ/PCE/J04081/MB04081 | 300280677 | CLOSED | 11 kV | RYB | PE 4.08 S/LIGHTING |  |  | PTJ04083 |  | INDKOM | ZZT | 20041010 |  |  | Pass | null
378354865 | TNB | DISTRIBUTION | WP PUTRAJAYA & CYBERJAYA | Existing | VPTJ/PCE/J04221/MB04221 | 300453429 | CLOSED | 11 kV | RYB | PE 4.22 4P5 (F1) |  |  | PTJ04223 |  | INDKOM | ZZT |  |  |  | Pass | null
378354959 | TNB | DISTRIBUTION | WP PUTRAJAYA & CYBERJAYA | Existing | VPTJ/PCE/J04222/MB04221 | 300453433 | CLOSED | 11 kV | RYB | PE 4.22 4P5 (F2) |  |  | PTJ04226 |  | INDKOM | ZZT |  |  |  | Pass | null
378355080 | TNB | DISTRIBUTION | WP PUTRAJAYA & CYBERJAYA | Existing | VPTJ/PCE/J04092/MB04094 | 300280679 | CLOSED | 11 kV | RYB | PE 4.09 S/LIGHTING (F2) |  |  | PTJ04095 |  | MERLIN GERIN | ZZT | 22/08/2003 |  |  | Pass | null
378355184 | TNB | DISTRIBUTION | WP PUTRAJAYA & CYBERJAYA | Existing | VPTJ/PCE/J04091/MB04091 | 300280678 | CLOSED | 11 kV | RYB | PE 4.09 S/LIGHTING (F1) |  |  | PTJ04092 |  | MERLIN GERIN | ZZT | 22/08/2003 |  |  | Pass | null
378356405 | TNB | DISTRIBUTION | WP PUTRAJAYA & CYBERJAYA | Existing | VPTJ/PCE/J20041/MB20041 | 300281253 | CLOSED | 11 kV | RYB | PE 20.04 PADAT CHALLENGE PARK |  |  | PTJ20042 |  | SCHNEIDER | RM6 | 20061209 |  |  | Pass | null
378356517 | TNB | DISTRIBUTION | WP PUTRAJAYA & CYBERJAYA | Existing | VPTJ/PCE/J20011/MB20011 | 300281250 | CLOSED | 11 kV | RYB | PE 20.01 DEPOH SENGGARAAN |  |  | PTJ20013 |  | TAMCO | GR1 | 24/12/2003 |  |  | Pass | null
378356718 | TNB | DISTRIBUTION | WP PUTRAJAYA & CYBERJAYA | Existing | VPTJ/PCE/J20051/MB | 300498425 | CLOSED | 11 kV | RYB | PE 20.05 PUSARA NEGARA F1 |  |  | PTJ20053 | [6 empty] | Pass | null
378356812 | TNB | DISTRIBUTION | WP PUTRAJAYA & CYBERJAYA | Existing | VPTJ/PCE/J20052/MB | 300501721 | CLOSED | 11 kV | RYB | PE 20.05 PUSARA NEGARA F2 |  |  | PTJ20056 | [6 empty] | Pass | null
378357009 | TNB | DISTRIBUTION | WP PUTRAJAYA & CYBERJAYA | Existing | VPTJ/PCE/J20021/MB20021 | 300281251 | CLOSED | 11 kV | RYB | PE 20.02 CREMATORIUM |  |  | PTJ20022 |  | TAMCO | GR1 | 18/09/2003 |  |  | Pass | null
378357113 | TNB | DISTRIBUTION | WP PUTRAJAYA & CYBERJAYA | Existing | VPTJ/PCE/J20031/MB20031 | 300281252 | CLOSED | 11 kV | RYB | PE 20.03 PUMP HSE |  |  | PTJ20032 |  | SCHNEIDER | RM6 | 18/08/2004 |  |  | Pass | null
378357288 | TNB | DISTRIBUTION | WP PUTRAJAYA & CYBERJAYA | Existing | VPTJ/PCE/J10141/MB10141 | 300280960 | CLOSED | 11 kV | RYB | PE 10.14 P10 A1 (F1) |  |  | PTJ10143 |  | INDKOM | ZZT | 20040112 |  |  | Pass | null
378357382 | TNB | DISTRIBUTION | WP PUTRAJAYA & CYBERJAYA | Existing | VPTJ/PCE/J10142/MB10144 | 300280961 | CLOSED | 11 kV | RYB | PE 10.14 P10 A1 (F2) |  |  | PTJ10146 |  | INDKOM | ZZT | 20040112 |  |  | Pass | null
378357487 | TNB | DISTRIBUTION | WP PUTRAJAYA & CYBERJAYA | Existing | VPTJ/PCE/J10121/MB10121 | 300280957 | CLOSED | 11 kV | RYB | PE 10.12 P10 A SEMI-D |  |  | PTJ10123 |  | INDKOM | GA | 28/08/2001 |  |  | Pass | null
378357594 | TNB | DISTRIBUTION | WP PUTRAJAYA & CYBERJAYA | Existing | VPTJ/PCE/J09011/MB09011 | 300280813 | CLOSED | 11 kV | RYB | PE 9.01 APT 4A (EFI) (F1) |  |  | PTJ09013 |  | INDKOM | ZZT | 20001110 |  |  | Pass | null
378357684 | TNB | DISTRIBUTION | WP PUTRAJAYA & CYBERJAYA | Existing | VPTJ/PCE/J09012/MB09014 | 300280814 | CLOSED | 11 kV | RYB | PE 9.01 APT 4A (EFI) (F2) |  |  | PTJ09016 |  | INDKOM | ZZT | 20001110 |  |  | Pass | null
378357775 | TNB | DISTRIBUTION | WP PUTRAJAYA & CYBERJAYA | Existing | VPTJ/PCE/J09021/MB09021 | 300280815 | CLOSED | 11 kV | RYB | PE 9.02 APT 4E (F1) |  |  | PTJ09023 |  | INDKOM | ZZT | 20001110 |  |  | Pass | null
378357875 | TNB | DISTRIBUTION | WP PUTRAJAYA & CYBERJAYA | Existing | VPTJ/PCE/J09022/MB09024 | 300280816 | CLOSED | 11 kV | RYB | PE 9.02 APT 4E (F2) |  |  | PTJ09026 |  | INDKOM | ZZT | 20001110 |  |  | Pass | null
378357974 | TNB | DISTRIBUTION | WP PUTRAJAYA & CYBERJAYA | Existing | VPTJ/PCE/J09031/MB09031 | 300280817 | CLOSED | 11 kV | RYB | PE 9.03 APT 3C (F1) |  |  | PTJ09033 |  | INDKOM | ZZT | 20000911 |  |  | Pass | null
378358067 | TNB | DISTRIBUTION | WP PUTRAJAYA & CYBERJAYA | Existing | VPTJ/PCE/J09032/MB09034 | 300280818 | CLOSED | 11 kV | RYB | PE 9.03 APT 3C (F2) |  |  | PTJ09036 |  | INDKOM | ZZT | 20000911 |  |  | Pass | null
378358165 | TNB | DISTRIBUTION | WP PUTRAJAYA & CYBERJAYA | Existing | VPTJ/PCE/J09041/MB09041 | 300280819 | CLOSED | 11 kV | RYB | PE 9.04 APT 3B (EFI) (F1) |  |  | PTJ09043 |  | INDKOM | ZZT | 20000911 |  |  | Pass | null
378358259 | TNB | DISTRIBUTION | WP PUTRAJAYA & CYBERJAYA | Existing | VPTJ/PCE/J09042/MB09044 | 300280820 | CLOSED | 11 kV | RYB | PE 9.04 APT 3B (EFI) (F2) |  |  | PTJ09046 |  | INDKOM | ZZT | 20000911 |  |  | Pass | null
378358598 | TNB | DISTRIBUTION | WP PUTRAJAYA & CYBERJAYA | Existing | VPTJ/PCE/J09061/MB09061 | 300280821 | CLOSED | 11 kV | RYB | PE 9.06 APT 2E (F1) |  |  | PTJ09063 |  | INDKOM | ZZT | 19990612 |  |  | Pass | null
378358621 | TNB | DISTRIBUTION | WP PUTRAJAYA & CYBERJAYA | Existing | VPTJ/PCE/J09062/MB09064 | 300280823 | CLOSED | 11 kV | RYB | PE 9.06 APT 2E (F2) |  |  | PTJ09066 |  | INDKOM | ZZT | 19990612 |  |  | Pass | null
378358784 | TNB | DISTRIBUTION | WP PUTRAJAYA & CYBERJAYA | Existing | VPTJ/PCE/J09071/MB09071 | 300280824 | CLOSED | 11 kV | RYB | PE 9.07 APT 2A (EFI) (F1) |  |  | PTJ09073 |  | INDKOM | ZZT | 19990612 |  |  | Pass | null
378358878 | TNB | DISTRIBUTION | WP PUTRAJAYA & CYBERJAYA | Existing | VPTJ/PCE/J09072/MB09074 | 300280825 | CLOSED | 11 kV | RYB | PE 9.07 APT 2A (EFI) (F2) |  |  | PTJ09076 |  | INDKOM | ZZT | 19990612 |  |  | Pass | null
378358981 | TNB | DISTRIBUTION | WP PUTRAJAYA & CYBERJAYA | Existing | VPTJ/PCE/J09081/MB09081 | 300280826 | CLOSED | 11 kV | RYB | PE 9.08 P9G TERES (F1) |  |  | PTJ09083 |  | INDKOM | ZZT | 21/06/1999 |  |  | Pass | null
378359072 | TNB | DISTRIBUTION | WP PUTRAJAYA & CYBERJAYA | Existing | VPTJ/PCE/J09082/MB09084 | 300280827 | CLOSED | 11 kV | RYB | PE 9.08 P9G TERES (F2) |  |  | PTJ09086 |  | INDKOM | ZZT | 21/06/1999 |  |  | Pass | null
378359165 | TNB | DISTRIBUTION | WP PUTRAJAYA & CYBERJAYA | Existing | VPTJ/PCE/J09091/MB09091 | 300280828 | CLOSED | 11 kV | RYB | PE 9.09 APT A1 (EFI) (F1) |  |  | PTJ09093 |  | INDKOM | ZZT | 19990412 |  |  | Pass | null
378359259 | TNB | DISTRIBUTION | WP PUTRAJAYA & CYBERJAYA | Existing | VPTJ/PCE/J09092/MB09094 | 300280829 | CLOSED | 11 kV | RYB | PE 9.09 APT A1 (EFI) (F2) |  |  | PTJ09096 |  | INDKOM | ZZT | 19990412 |  |  | Pass | null
378359361 | TNB | DISTRIBUTION | WP PUTRAJAYA & CYBERJAYA | Existing | VPTJ/PCE/J09101/MB09101 | 300280830 | CLOSED | 11 kV | RYB | PE 9.10 PS 1 |  |  | PTJ09103 |  | INDKOM | ZZT | 13/12/1999 |  |  | Pass | null
378359465 | TNB | DISTRIBUTION | WP PUTRAJAYA & CYBERJAYA | Existing | VPTJ/PCE/J09151/MB09151 | 300280839 | CLOSED | 11 kV | RYB | PE 9.15 APT 6D (EFI) (F1) |  |  | PTJ09153 |  | INDKOM | ZZT | 20021207 |  |  | Pass | null
378359548 | TNB | DISTRIBUTION | WP PUTRAJAYA & CYBERJAYA | Existing | VPTJ/PCE/J09152/MB09154 | 300280840 | CLOSED | 11 kV | RYB | PE 9.15 APT 6D (EFI) (F2) |  |  | PTJ09156 |  | INDKOM | ZZT | 20021207 |  |  | Pass | null
378359640 | TNB | DISTRIBUTION | WP PUTRAJAYA & CYBERJAYA | Existing | VPTJ/PCE/J09161/MB09161 | 300280841 | CLOSED | 11 kV | RYB | PE 9.16 APT 6F (F1) |  |  | PTJ09163 |  | INDKOM | ZZT | 20021207 |  |  | Pass | null
378359736 | TNB | DISTRIBUTION | WP PUTRAJAYA & CYBERJAYA | Existing | VPTJ/PCE/J09162/MB09164 | 300280842 | CLOSED | 11 kV | RYB | PE 9.16 APT 6F (F2) |  |  | PTJ09166 |  | INDKOM | ZZT | 20021207 |  |  | Pass | null
378359838 | TNB | DISTRIBUTION | WP PUTRAJAYA & CYBERJAYA | Existing | VPTJ/PCE/J09171/MB09171 | 300280843 | CLOSED | 11 kV | RYB | PE 9.17 APT 5A (EFI) (F1) |  |  | PTJ09173 |  | INDKOM | ZZT | 20021207 |  |  | Pass | null
378359863 | TNB | DISTRIBUTION | WP PUTRAJAYA & CYBERJAYA | Existing | VPTJ/PCE/J09172/MB09174 | 300280844 | CLOSED | 11 kV | RYB | PE 9.17 APT 5A (EFI) (F2) |  |  | PTJ09176 |  | INDKOM | ZZT | 20021207 |  |  | Pass | null
378360024 | TNB | DISTRIBUTION | WP PUTRAJAYA & CYBERJAYA | Existing | VPTJ/PCE/J09181/MB09181 | 300280845 | CLOSED | 11 kV | RYB | PE 9.18 APT 5C (F1) |  |  | PTJ09183 |  | INDKOM | ZZT | 20021207 |  |  | Pass | null
378360047 | TNB | DISTRIBUTION | WP PUTRAJAYA & CYBERJAYA | Existing | VPTJ/PCE/J09182/MB09184 | 300280846 | CLOSED | 11 kV | RYB | PE 9.18 APT 5C (F2) |  |  | PTJ09186 |  | INDKOM | ZZT | 20021207 |  |  | Pass | null
378360206 | TNB | DISTRIBUTION | WP PUTRAJAYA & CYBERJAYA | Existing | VPTJ/PCE/J09111/MB09111 | 300280831 | CLOSED | 11 kV | RYB | PE 9.11 KLINIK (F1) |  |  | PTJ09113 |  | INDKOM | ZZT | 15/02/1999 |  |  | Pass | null
378360229 | TNB | DISTRIBUTION | WP PUTRAJAYA & CYBERJAYA | Existing | VPTJ/PCE/J09112/MB09114 | 300280832 | CLOSED | 11 kV | RYB | PE 9.11 KLINIK (F2) |  |  | PTJ09116 |  | INDKOM | ZZT | 15/02/1999 |  |  | Pass | null
378360390 | TNB | DISTRIBUTION | WP PUTRAJAYA & CYBERJAYA | Existing | VPTJ/PCE/J09122/MB09124 | 300280834 | CLOSED | 11 kV | RYB | PE 9.12 SEK REN (F2) |  |  | PTJ09126 |  | INDKOM | ZZT | 16/10/1999 |  |  | Pass | null
378360481 | TNB | DISTRIBUTION | WP PUTRAJAYA & CYBERJAYA | Existing | VPTJ/PCE/J09121/MB09121 | 300280833 | CLOSED | 11 kV | RYB | PE 9.12 SEK REN (F1) |  |  | PTJ09123 |  | INDKOM | ZZT | 16/10/1999 |  |  | Pass | null
378360574 | TNB | DISTRIBUTION | WP PUTRAJAYA & CYBERJAYA | Existing | VPTJ/PCE/J09131/MB09131 | 300280837 | CLOSED | 11 kV | RYB | PE 9.13 SEK MEN (EFI) (F1) |  |  | PTJ09133 |  | INDKOM | ZZT | 20021101 |  |  | Pass | null
378360668 | TNB | DISTRIBUTION | WP PUTRAJAYA & CYBERJAYA | Existing | VPTJ/PCE/J09132/MB09134 | 300280838 | CLOSED | 11 kV | RYB | PE 9.13 SEK MEN (EFI) (F2) |  |  | PTJ09136 |  | INDKOM | ZZT | 20021101 |  |  | Pass | null
378360770 | TNB | DISTRIBUTION | WP PUTRAJAYA & CYBERJAYA | Existing | VPTJ/PCE/J09271/MB09271 | 300280858 | CLOSED | 11 kV | RYB | PE 9.27 APT 11A (F1) |  |  | PTJ09272 |  | ABB | IEC 298 | 20030812 |  |  | Pass | null
378360864 | TNB | DISTRIBUTION | WP PUTRAJAYA & CYBERJAYA | Existing | VPTJ/PCE/J09272/MB09274 | 300280859 | CLOSED | 11 kV | RYB | PE 9.27 APT 11A (F2) |  |  | PTJ09275 |  | ABB | IEC 298 | 20030812 |  |  | Pass | null
378360964 | TNB | DISTRIBUTION | WP PUTRAJAYA & CYBERJAYA | Existing | VPTJ/PCE/J09281/MB09281 | 300280860 | CLOSED | 11 kV | RYB | PE 9.28 APT 11C (EFI) (F1) |  |  | PTJ09282 |  | ABB | IEC 298 | 20030812 |  |  | Pass | null
378361060 | TNB | DISTRIBUTION | WP PUTRAJAYA & CYBERJAYA | Existing | VPTJ/PCE/J09282/MB09284 | 300280861 | CLOSED | 11 kV | RYB | PE 9.28 APT 11C (EFI) (F2) |  |  | PTJ09285 |  | TAMCO | RM6 | 20030812 |  |  | Pass | null
378361160 | TNB | DISTRIBUTION | WP PUTRAJAYA & CYBERJAYA | Existing | VPTJ/PCE/J07031/MB07031 | 300281276 | CLOSED | 11 kV | RYB | PE 7.03 STESEN PAM PS3 |  |  | PTJ07033 |  | INDKOM | ZZT | 27/07/1999 |  |  | Pass | null
378361324 | TNB | DISTRIBUTION | WP PUTRAJAYA & CYBERJAYA | Existing | VPTJ/PCE/J08241/MB08241 | 300280810 | CLOSED | 11 kV | RYB | PE 8.24 SERI SAUJANA (BR 8) |  |  | PTJ08242 |  | MERLIN GERIN | RM6 | 23/01/2003 |  |  | Pass | null
378361366 | TNB | DISTRIBUTION | WP PUTRAJAYA & CYBERJAYA | Existing | VPTJ/PCE/J08151/MB08151 | 300280799 | CLOSED | 11 kV | RYB | PE 8.15 RD2A L. SENTOSA |  |  | PTJ08153 |  | INDKOM | ZZT | 19990807 |  |  | Pass | null
378361457 | TNB | DISTRIBUTION | WP PUTRAJAYA & CYBERJAYA | Existing | VPTJ/PCE/J08011/MB08011 | 300280777 | CLOSED | 11 kV | RYB | PE 8.01 PS 10 (EFI) (F1) |  |  | PTJ08013 |  | INDKOM | ZZT | 23/07/1999 |  |  | Pass | null
378366358 | TNB | DISTRIBUTION | WP PUTRAJAYA & CYBERJAYA | Existing | VPTJ/PCE/J16301/MB16301 | 300454871 | CLOSED | 11 kV | RYB | PE 16.30 PERUMAHAN P16A (F1) |  |  | PTJ16303 |  | INDKOM | INS24 |  |  |  | Pass | null
378366464 | TNB | DISTRIBUTION | WP PUTRAJAYA & CYBERJAYA | Existing | VPTJ/PCE/J16302/MB16301 | 300454878 | CLOSED | 11 kV | RYB | PE 16.30 PERUMAHAN P16A (F2) |  |  | PTJ16305 |  | SCHNEIDER | NE-2iQ |  |  |  | Pass | null
378366620 | TNB | DISTRIBUTION | WP PUTRAJAYA & CYBERJAYA | Existing | VPTJ/PCE/J16281/MB16281 | 300281198 | CLOSED | 11 kV | RYB | PE 16.28 TAMAN WARISAN (F1) |  |  | PTJ16283 |  | INDKOM | ZZT | 20020112 |  |  | Pass | null
378366714 | TNB | DISTRIBUTION | WP PUTRAJAYA & CYBERJAYA | Existing | VPTJ/PCE/J16282/MB16284 | 300281199 | CLOSED | 11 kV | RYB | PE 16.28 TAMAN WARISAN (F2) |  |  | PTJ16286 |  | INDKOM | ZZT | 20020112 |  |  | Pass | null
378366818 | TNB | DISTRIBUTION | WP PUTRAJAYA & CYBERJAYA | Existing | VPTJ/PCE/J16061/MB16061 | 300281177 | CLOSED | 11 kV | RYB | PE 16.06 SEK REN F2 (F1) |  |  | PTJ16063 |  | INDKOM | ZZT | 16/02/2004 |  |  | Pass | null
378366914 | TNB | DISTRIBUTION | WP PUTRAJAYA & CYBERJAYA | Existing | VPTJ/PCE/J16062/MB16064 | 300281178 | CLOSED | 11 kV | RYB | PE 16.06 SEK REN F2 (F2) |  |  | PTJ16066 |  | INDKOM | ZZT | 16/02/2004 |  |  | Pass | null
378367015 | TNB | DISTRIBUTION | WP PUTRAJAYA & CYBERJAYA | Existing | VPTJ/PCE/J16071/MB16071 | 300281179 | CLOSED | 11 kV | RYB | PE 16.07 22 UNIT TERES (EFI) (F1) |  |  | PTJ16073 |  | INDKOM | ZZT | 20091008 |  |  | Pass | null
378367111 | TNB | DISTRIBUTION | WP PUTRAJAYA & CYBERJAYA | Existing | VPTJ/PCE/J16072/MB16074 | 300281180 | CLOSED | 11 kV | RYB | PE 16.07 22 UNIT TERES (EFI) (F2) |  |  | PTJ16076 |  | INDKOM | ZZT | 20091108 |  |  | Pass | null
378367217 | TNB | DISTRIBUTION | WP PUTRAJAYA & CYBERJAYA | Existing | VPTJ/PCE/J16292/MB16294 | 300281201 | CLOSED | 11 kV | RYB | PE 16.29 25 UNIT (EFI) (F2) |  |  | PTJ16296 |  | INDKOM | ZZT | 20091108 |  |  | Pass | null
378367311 | TNB | DISTRIBUTION | WP PUTRAJAYA & CYBERJAYA | Existing | VPTJ/PCE/J16291/MB16291 | 300281200 | CLOSED | 11 kV | RYB | PE 16.29 25 UNIT (EFI) (F1) |  |  | PTJ16293 |  | INDKOM | ZZT | 20091008 |  |  | Pass | null
378367536 | TNB | DISTRIBUTION | WP PUTRAJAYA & CYBERJAYA | Existing | VPTJ/PCE/J16271/MB16271 | 300281197 | CLOSED | 11 kV | RYB | PE 16.27 UPPER BISA |  |  | PTJ16273 |  | INDKOM | ZZT | 19/04/2000 |  |  | Pass | null
378367632 | TNB | DISTRIBUTION | WP PUTRAJAYA & CYBERJAYA | Existing | VPTJ/PCE/J16141/MB16141 | 300281181 | CLOSED | 11 kV | RYB | PE 16.14 SEMI D (EFI) (F1) |  |  | PTJ16143 |  | INDKOM | ZZT | 13/01/2002 |  |  | Pass | null
378367726 | TNB | DISTRIBUTION | WP PUTRAJAYA & CYBERJAYA | Existing | VPTJ/PCE/J16142/MB16144 | 300281182 | CLOSED | 11 kV | RYB | PE 16.14 SEMI D (EFI) (F2) |  |  | PTJ16146 |  | INDKOM | ZZT | 13/01/2002 |  |  | Pass | null
378367830 | TNB | DISTRIBUTION | WP PUTRAJAYA & CYBERJAYA | Existing | VPTJ/PCE/J16161/MB16161 | 300281185 | CLOSED | 11 kV | RYB | PE 16.16 PUSAT KEJIRANAN (F1) |  |  | PTJ16163 |  | INDKOM | ZZT | 27/02/2002 |  |  | Pass | null
378367924 | TNB | DISTRIBUTION | WP PUTRAJAYA & CYBERJAYA | Existing | VPTJ/PCE/J16162/MB16164 | 300281186 | CLOSED | 11 kV | RYB | PE 16.16 PUSAT KEJIRANAN (F2) |  |  | PTJ16166 |  | INDKOM | ZZT | 27/02/2002 |  |  | Pass | null
378368185 | TNB | DISTRIBUTION | WP PUTRAJAYA & CYBERJAYA | Existing | VPTJ/PCE/J01242/MB01244 | 300280435 | CLOSED | 11 kV | RYB | PE 1.24 BOT PUMP (F2) |  |  | PTJ01246 |  | INDKOM | ZZT | 24/08/2000 |  |  | Pass | null
378368283 | TNB | DISTRIBUTION | WP PUTRAJAYA & CYBERJAYA | Existing | VPTJ/PCE/J01241/MB01241 | 300280434 | CLOSED | 11 kV | RYB | PE 1.24 BOT PUMP (F1) |  |  | PTJ01243 |  | INDKOM | ZZT | 24/08/2000 |  |  | Pass | null
378368386 | TNB | DISTRIBUTION | WP PUTRAJAYA & CYBERJAYA | Existing | VPTJ/PCE/J01251/MB01251 | 300280436 | CLOSED | 11 kV | RYB | PE 1.25 BOT ADMIN (F1) |  |  | PTJ01253 |  | INDKOM | ZZT | 24/08/2000 |  |  | Pass | null
378368482 | TNB | DISTRIBUTION | WP PUTRAJAYA & CYBERJAYA | Existing | VPTJ/PCE/J01252/MB01254 | 300280437 | CLOSED | 11 kV | RYB | PE 1.25 BOT ADMIN (F2) |  |  | PTJ01256 |  | INDKOM | ZZT | 24/08/2000 |  |  | Pass | null
378368611 | TNB | DISTRIBUTION | WP PUTRAJAYA & CYBERJAYA | Existing | VPTJ/PCE/J01601/MB01601 | 300280593 | CLOSED | 11 kV | RYB | PE 1.60 L/S TPP |  |  | PTJ01602 |  | MERLIN GERIN | RM6 | 16/07/2003 |  |  | Pass | null
378368769 | TNB | DISTRIBUTION | WP PUTRAJAYA & CYBERJAYA | Existing | VPTJ/PCE/J01341/MB01341 | 300280441 | CLOSED | 11 kV | RYB | PE 1.34 PROMENADE |  |  | PTJ01342 |  | TAMCO | GR1 | 19991211 |  |  | Pass | null
378368877 | TNB | DISTRIBUTION | WP PUTRAJAYA & CYBERJAYA | Existing | VPTJ/PCE/J15031/MB15031 | 300281145 | CLOSED | 11 kV | RYB | PE 15.03 WR 3 |  |  | PTJ15032 |  | SCHNEIDER | RM6 | 20/01/2000 |  |  | Pass | null
378368983 | TNB | DISTRIBUTION | WP PUTRAJAYA & CYBERJAYA | Existing | VPTJ/PCE/J15041/MB15041 | 300281146 | CLOSED | 11 kV | RYB | PE 15.04 STABLE KOMPLEKS |  |  | PTJ15042 |  | MERLIN GERIN | RM 6 | 19900101 |  |  | Pass | null
378369089 | TNB | DISTRIBUTION | WP PUTRAJAYA & CYBERJAYA | Existing | VPTJ/PCE/J01671/MB01671 | 310308944 | CLOSED | 11 kV | RYB | SS 1.67 TEMP PARCEL F |  |  | PTJ01673 |  | INDKOM | INS24 ZZTID |  |  |  | Pass | null
378369315 | TNB | DISTRIBUTION | WP PUTRAJAYA & CYBERJAYA | Existing | VPTJ/PCE/J12031/MB12031 | 310338762 | CLOSED | 11 kV | RYB | PE 12.03 SPINE ROAD NO 1 |  |  | PTJ12033 |  | INDKOM | INS24 |  |  |  | Pass | null
378369692 | TNB | DISTRIBUTION | WP PUTRAJAYA & CYBERJAYA | Existing | VPTJ/PCE/J17041/MB17041 | 300281204 | CLOSED | 11 kV | RYB | PE 17.04 RK 1-1 (F1) |  |  | PTJ17043 |  | TAMCO | GR2 | 13/03/2007 |  |  | Pass | null
378369693 | TNB | DISTRIBUTION | WP PUTRAJAYA & CYBERJAYA | Existing | VPTJ/PCE/J17041/MB17041 | 300281204 | CLOSED | 11 kV | RYB | PE 17.04 RK 1-1 (F1) |  |  | PTJ17042 |  | TAMCO | GR2 | 13/03/2007 |  |  | Pass | null
378369908 | TNB | DISTRIBUTION | WP PUTRAJAYA & CYBERJAYA | Existing | VPTJ/PCE/J17042/MB17044 | 300281205 | CLOSED | 11 kV | RYB | PE 17.04 RK 1-1 (F2) |  |  | PTJ17046 |  | TAMCO | GR1 | 13/03/2007 |  |  | Pass | null
378369909 | TNB | DISTRIBUTION | WP PUTRAJAYA & CYBERJAYA | Existing | VPTJ/PCE/J17042/MB17044 | 300281205 | CLOSED | 11 kV | RYB | PE 17.04 RK 1-1 (F2) |  |  | PTJ17047 |  | TAMCO | GR1 | 13/03/2007 |  |  | Pass | null
378370083 | TNB | DISTRIBUTION | WP PUTRAJAYA & CYBERJAYA | Existing | VPTJ/PCE/J17051/MB17051 | 300281206 | CLOSED | 11 kV | RYB | PE 17.05 RK 1-2 (F1) |  |  | PTJ17052 |  | TAMCO | GR1 | 13/03/2007 |  |  | Pass | null
378370084 | TNB | DISTRIBUTION | WP PUTRAJAYA & CYBERJAYA | Existing | VPTJ/PCE/J17051/MB17051 | 300281206 | CLOSED | 11 kV | RYB | PE 17.05 RK 1-2 (F1) |  |  | PTJ17053 |  | TAMCO | GR1 | 13/03/2007 |  |  | Pass | null
378383240 | TNB | DISTRIBUTION | WP PUTRAJAYA & CYBERJAYA | Existing | VCBJ/PCE/J21841/MB21841 | 300452904 | CLOSED | 11 kV | RYB | PE 21.84 GLOMAC |  |  | CBJ21843 |  | INDKOM | ZZT I/D |  | TX1-1000KVA |  | Pass | null
378383241 | TNB | DISTRIBUTION | WP PUTRAJAYA & CYBERJAYA | Existing | VCBJ/PCE/J21841/MB21841 | 300452904 | CLOSED | 11 kV | RYB | PE 21.84 GLOMAC |  |  | CBJ21844 |  | INDKOM | ZZT I/D |  | TX2-1000KVA |  | Pass | null
378383405 | TNB | DISTRIBUTION | WP PUTRAJAYA & CYBERJAYA | Existing | VCBJ/PCE/J23141/MB23141 | 300485608 | CLOSED | 11 kV | RYB | PE 23.14 GLOMAC 2B |  |  | CBJ23143 |  |  | INS 24 | 30/11/2014 | TX-1000KVA |  | Pass | null
378383514 | TNB | DISTRIBUTION | WP PUTRAJAYA & CYBERJAYA | Existing | VCBJ/PCE/J23131/MB23131 | 300485222 | CLOSED | 11 kV | RYB | PE 23.13 GLOMAC 2A |  |  | CBJ23133 |  |  | INS 24 | 29/11/2014 | TX-1000KVA |  | Pass | null
378383818 | TNB | DISTRIBUTION | WP PUTRAJAYA & CYBERJAYA | Existing | VCBJ/PCE/J23281/MB1 | 310338782 | CLOSED | 11 kV | RYB | PE 23.28 SITE OFFICE PERSONA METRO |  |  | CBJ23283 |  | TAMCO |  |  | TX-1000KVA |  | Pass | null
378384019 | TNB | DISTRIBUTION | WP PUTRAJAYA & CYBERJAYA | Existing | VCBJ/PCE/J21601/MB21601 | 300280631 | CLOSED | 11 kV | RYB | PE 21.60 PADAT PPN CJ7 |  |  | CBJ21602 |  | INDKOM | ZZT | 28/10/2008 | TX-1000KVA |  | Pass | null
378384127 | TNB | DISTRIBUTION | WP PUTRAJAYA & CYBERJAYA | Existing | VCBJ/PCE/J22101/MB22101 | 300280576 | CLOSED | 11 kV | RYB | PE 22.10 D' MELOR F1 |  |  | CBJ22103 |  | INDKOM | ZZT | 24/03/2001 | TX1-1000KVA |  | Pass | null
378384150 | TNB | DISTRIBUTION | WP PUTRAJAYA & CYBERJAYA | Existing | VCBJ/PCE/J22102/MB22104 | 300280578 | CLOSED | 11 kV | RYB | PE 22.10 D' MELOR F2 |  |  | CBJ22106 |  | INDKOM | ZZT | 24/03/2001 | TX2-1000KVA |  | Pass | null
378384343 | TNB | DISTRIBUTION | WP PUTRAJAYA & CYBERJAYA | Existing | VCBJ/PCE/J21141/MB21141 | 300281033 | CLOSED | 11 kV | RYB | PE 21.14 PUSAT REKREASI SMART HOME F1 |  |  | CBJ21143 |  | INDKOM | ZZT | 20030506 | TX1-1000KVA |  | Pass | null
378384366 | TNB | DISTRIBUTION | WP PUTRAJAYA & CYBERJAYA | Existing | VCBJ/PCE/J21142/MB21144 | 300281032 | CLOSED | 11 kV | RYB | PE 21.14 PUSAT REKREASI SMART HOME F2 |  |  | CBJ21146 |  | INDKOM | ZZT | 20030506 | TX2-1000KVA |  | Pass | null
378384718 | TNB | DISTRIBUTION | WP PUTRAJAYA & CYBERJAYA | Existing | VCBJ/PCE/J21161/MB21161 | 300281028 | CLOSED | 11 kV | RYB | PE 21.16 SMART HOMES F1 |  |  | CBJ21163 |  | INDKOM | ZZT | 27/09/2004 | TX1-1000KVA |  | Pass | null
378384741 | TNB | DISTRIBUTION | WP PUTRAJAYA & CYBERJAYA | Existing | VCBJ/PCE/J21162/MB21164 | 300281027 | CLOSED | 11 kV | RYB | PE 21.16 SMART HOMES F2 |  |  | CBJ21166 |  | INDKOM | ZZT | 27/09/2004 | TX2-1000KVA |  | Pass | null
378385410 | TNB | DISTRIBUTION | WP PUTRAJAYA & CYBERJAYA | Existing | VCBJ/PCE/J21181/MB21181 | 300281024 | CLOSED | 11 kV | RYB | PE 21.18 CONDO A1 CYBERIA F1 |  |  | CBJ21183 |  | INDKOM | ZZT | 25/11/2001 | TX1-1000KVA |  | Pass | null
378385433 | TNB | DISTRIBUTION | WP PUTRAJAYA & CYBERJAYA | Existing | VCBJ/PCE/J21182/MB21184 | 300281023 | CLOSED | 11 kV | RYB | PE 21.18 CONDO A1 CYBERIA F2 |  |  | CBJ21186 |  | INDKOM | ZZT | 25/11/2001 | TX2-1000KVA |  | Pass | null
378385600 | TNB | DISTRIBUTION | WP PUTRAJAYA & CYBERJAYA | Existing | VCBJ/PCE/J21172/MB21174 | 300281025 | CLOSED | 11 kV | RYB | PE 21.17 CONDO A3 CYBERIA F2 |  |  | CBJ21176 |  | INDKOM | ZZT | 25/11/2001 | TX2-1000KVA |  | Pass | null
378385686 | TNB | DISTRIBUTION | WP PUTRAJAYA & CYBERJAYA | Existing | VCBJ/PCE/J21171/MB21171 | 300281026 | CLOSED | 11 kV | RYB | PE 21.17 CONDO A3 CYBERIA F1 |  |  | CBJ21173 |  | INDKOM | ZZT | 25/11/2001 | TX1-1000KVA |  | Pass | null
378385781 | TNB | DISTRIBUTION | WP PUTRAJAYA & CYBERJAYA | Existing | VCBJ/PCE/J21492/MB21494 | 300280971 | CLOSED | 11 kV | RYB | PE 21.49 CONDO B2 F2 |  |  | CBJ21496 |  | INDKOM | ZZT | 20040801 | TX2-1000KVA |  | Pass | null
378385873 | TNB | DISTRIBUTION | WP PUTRAJAYA & CYBERJAYA | Existing | VCBJ/PCE/J21491/MB21491 | 300280976 | CLOSED | 11 kV | RYB | PE 21.49 CONDO B2 F1 |  |  | CBJ21493 |  | INDKOM | ZZT | 20040801 | TX1-1000KVA |  | Pass | null
378385969 | TNB | DISTRIBUTION | WP PUTRAJAYA & CYBERJAYA | Existing | VCBJ/PCE/J21512/MB21514 | 300280967 | CLOSED | 11 kV | RYB | PE 21.51 CONDO C1 F2 |  |  | CBJ21516 |  | INDKOM | ZZT | 20040510 | TX2-1000KVA |  | Pass | null
378386060 | TNB | DISTRIBUTION | WP PUTRAJAYA & CYBERJAYA | Existing | VCBJ/PCE/J21511/MB21511 | 300280970 | CLOSED | 11 kV | RYB | PE 21.51 CONDO C1 F1 |  |  | CBJ21513 |  | INDKOM | ZZT | 20040510 | TX1-1000KVA |  | Pass | null
378386164 | TNB | DISTRIBUTION | WP PUTRAJAYA & CYBERJAYA | Existing | VCBJ/PCE/J21522/MB21524 | 300280962 | CLOSED | 11 kV | RYB | PE 21.52 CONDO C3 F2 |  |  | CBJ21526 |  | INDKOM | ZZT | 20040510 | TX2-1000KVA |  | Pass | null
378386260 | TNB | DISTRIBUTION | WP PUTRAJAYA & CYBERJAYA | Existing | VCBJ/PCE/J21521/MB21521 | 300280965 | CLOSED | 11 kV | RYB | PE 21.52 CONDO C3 F1 |  |  | CBJ21523 |  | INDKOM | ZZT | 20040510 | TX1-1000KVA |  | Pass | null
378386385 | TNB | DISTRIBUTION | WP PUTRAJAYA & CYBERJAYA | Existing | VCBJ/PCE/J25051/MB25051 | 310371337 | CLOSED | 11 kV | RYB | PE 25.05 HOSTEL BLOK 1D |  |  | CBJ25053 |  | INDKOM | INS24 |  | TX1-1000KVA |  | Pass | null
378386386 | TNB | DISTRIBUTION | WP PUTRAJAYA & CYBERJAYA | Existing | VCBJ/PCE/J25051/MB25051 | 310371337 | CLOSED | 11 kV | RYB | PE 25.05 HOSTEL BLOK 1D |  |  | CBJ25054 |  | INDKOM | INS24 |  | TX2-1000KVA |  | Pass | null
378386556 | TNB | DISTRIBUTION | WP PUTRAJAYA & CYBERJAYA | Existing | VCBJ/PCE/J25041/MB25041 | 310339238 | CLOSED | 11 kV | RYB | PE 25.04 HOSTEL BLOK 1C |  |  | CBJ25043 |  | INDKOM |  |  | TX1-1000KVA |  | Pass | null
378386557 | TNB | DISTRIBUTION | WP PUTRAJAYA & CYBERJAYA | Existing | VCBJ/PCE/J25041/MB25041 | 310339238 | CLOSED | 11 kV | RYB | PE 25.04 HOSTEL BLOK 1C |  |  | CBJ25044 |  | INDKOM |  |  | TX2-1000KVA |  | Pass | null
378386767 | TNB | DISTRIBUTION | WP PUTRAJAYA & CYBERJAYA | Existing | VCBJ/PCE/J25031/MB25031 | 300453483 | CLOSED | 11 kV | RYB | PE 25.03 HOSTEL BLOK 1B |  |  | CBJ25033 |  | INDKOM | INS24 |  | TX1-1000KVA |  | Pass | null
378386861 | TNB | DISTRIBUTION | WP PUTRAJAYA & CYBERJAYA | Existing | VCBJ/PCE/J25021/MB25021 | 300454737 | CLOSED | 11 kV | RYB | PE 25.02 HOSTEL BLOK 1A |  |  | CBJ25023 |  | INDKOM | INS24 |  | TX1-1000KVA |  | Pass | null
378386959 | TNB | DISTRIBUTION | WP PUTRAJAYA & CYBERJAYA | Existing | VCBJ/PCE/J23031/MB23031 | 300454682 | CLOSED | 11 kV | RYB | PE 23.03 MUTIARA VILLE 1 |  |  | CBJ23033 |  | INDKOM | ZZT |  | TX-1000KVA |  | Pass | null
378387053 | TNB | DISTRIBUTION | WP PUTRAJAYA & CYBERJAYA | Existing | VCBJ/PCE/J23041/MB23041 | 300454734 | CLOSED | 11 kV | RYB | PE 23.04 MUTIARA VILLE 2 |  |  | CBJ23043 |  | INDKOM | ZZT |  | TX-1000KVA |  | Pass | null
378387224 | TNB | DISTRIBUTION | WP PUTRAJAYA & CYBERJAYA | Existing | VCBJ/PCE/J23011/MB23011 | 300280382 | CLOSED | 11 kV | RYB | PE 23.01 PS 2-9 F1 |  |  | CBJ23012 |  | TAMCO | ID-0233 | 20061212 | TX1-1000KVA |  | Pass | null
378387247 | TNB | DISTRIBUTION | WP PUTRAJAYA & CYBERJAYA | Existing | VCBJ/PCE/J23012/MB23014 | 300280383 | CLOSED | 11 kV | RYB | PE 23.01 PS 2-9 F2 |  |  | CBJ23015 |  | TAMCO | ID-0235 | 20061212 | TX2-1000KVA |  | Pass | null
378400221 | TNB | DISTRIBUTION | WP PUTRAJAYA & CYBERJAYA | Existing | VPTJ/PCE/J11211/MB11211 | 300281039 | CLOSED | 11 kV | RYB | PE 11.21 PUSAT KEJIRANAN (F1) |  |  | PTJ11215 |  | TAMCO | GR1 | 30/05/2006 |  |  | Pass | null
378400302 | TNB | DISTRIBUTION | WP PUTRAJAYA & CYBERJAYA | Existing | VPTJ/PCE/J11212/MB11214 | 300281041 | CLOSED | 11 kV | RYB | PE 11.21 PUSAT KEJIRANAN (F2) |  |  | PTJ11212 |  | TAMCO | GR1 | 30/05/2006 |  |  | Pass | null
378400386 | TNB | DISTRIBUTION | WP PUTRAJAYA & CYBERJAYA | Existing | VPTJ/PCE/J11381/MB11381 | 300281070 | CLOSED | 11 kV | RYB | PE 11.38 PS 13 |  |  | PTJ11382 |  | MERLIN GERIN | RM 6 | 26/08/2004 |  |  | Pass | null
378400479 | TNB | DISTRIBUTION | WP PUTRAJAYA & CYBERJAYA | Existing | VPTJ/PCE/J11391/MB11391 | 300281071 | CLOSED | 11 kV | RYB | PE 11.39 BLOK A |  |  | PTJ11393 |  | INDKOM | ZZT | 17/08/2004 |  |  | Pass | null
378404468 | TNB | DISTRIBUTION | WP PUTRAJAYA & CYBERJAYA | Existing | VPTJ/PCE/J01371/MB01371 | 300280451 | CLOSED | 11 kV | RYB | PE 1.37 E16 ANJUNG (F1) |  |  | PTJ01373 |  | INDKOM | ZZT | 20/01/2001 |  |  | Pass | null
378404562 | TNB | DISTRIBUTION | WP PUTRAJAYA & CYBERJAYA | Existing | VPTJ/PCE/J01372/MB01374 | 300280454 | CLOSED | 11 kV | RYB | PE 1.37 E16 ANJUNG (F2) |  |  | PTJ01376 |  | INDKOM | ZZT | 20/01/2001 |  |  | Pass | null
378405030 | TNB | DISTRIBUTION | WP PUTRAJAYA & CYBERJAYA | Existing | VPTJ/PCE/J01561/MB01561 | 300280571 | CLOSED | 11 kV | RYB | PE 1.56 SEK.MEN. A/SHAH (F1) |  |  | PTJ01563 |  | INDKOM | ZZT | 20030801 |  |  | Pass | null
378405124 | TNB | DISTRIBUTION | WP PUTRAJAYA & CYBERJAYA | Existing | VPTJ/PCE/J01562/MB01564 | 300280574 | CLOSED | 11 kV | RYB | PE 1.56 SEK.MEN. A/SHAH (F2) |  |  | PTJ01566 |  | INDKOM | ZZT | 20030801 |  |  | Pass | null
378405220 | TNB | DISTRIBUTION | WP PUTRAJAYA & CYBERJAYA | Existing | VPTJ/PCE/J01571/MB01571 | 300280577 | CLOSED | 11 kV | RYB | PE 1.57 SEK.MEN. A/SHAH (F1) |  |  | PTJ01573 |  | INDKOM | ZZT | 20030801 |  |  | Pass | null
378405316 | TNB | DISTRIBUTION | WP PUTRAJAYA & CYBERJAYA | Existing | VPTJ/PCE/J01572/MB01574 | 300280579 | CLOSED | 11 kV | RYB | PE 1.57 SEK.MEN. A/SHAH (F2) |  |  | PTJ01576 |  | INDKOM | ZZT | 20030801 |  |  | Pass | null
378405566 | TNB | DISTRIBUTION | WP PUTRAJAYA & CYBERJAYA | Existing | VPTJ/PCE/J01531/MB01531 | 300280554 | CLOSED | 11 kV | RYB | PE 1.53 NORTH DEPT (F1) |  |  | PTJ01534 |  | INDKOM | GA | 20041001 |  |  | Pass | null
378405671 | TNB | DISTRIBUTION | WP PUTRAJAYA & CYBERJAYA | Existing | VPTJ/PCE/J01541/MB01541 | 300280559 | CLOSED | 11 kV | RYB | PE 1.54 SOUTH DEPT (F1) |  |  | PTJ01544 |  | INDKOM | ZZZT | 20041001 |  |  | Pass | null
378405934 | TNB | DISTRIBUTION | WP PUTRAJAYA & CYBERJAYA | Existing | VPTJ/PCE/J01381/MB01381 | 300280461 | CLOSED | 11 kV | RYB | PE 1.38 TAMAN PUTRA PERDANA (F1) |  |  | PTJ01384 |  | INDKOM | ZZT | 24/08/2000 |  |  | Pass | null
378406037 | TNB | DISTRIBUTION | WP PUTRAJAYA & CYBERJAYA | Existing | VPTJ/PCE/J01382/MB01385 | 300280462 | CLOSED | 11 kV | RYB | PE 1.38 TAMAN PUTRA PERDANA (F2) |  |  | PTJ01387 |  | INDKOM | ZZT | 24/08/2000 |  |  | Pass | null
378406348 | TNB | DISTRIBUTION | WP PUTRAJAYA & CYBERJAYA | Existing | VPTJ/PCE/J15221/MB15221 | 300281157 | CLOSED | 11 kV | RYB | PE 15.22 PADAT WR 6 |  |  | PTJ15222 |  | SCHNEIDER | RM6 | 27/08/2005 |  |  | Pass | null
378406546 | TNB | DISTRIBUTION | WP PUTRAJAYA & CYBERJAYA | Existing | VPTJ/PCE/J15452/MB15454 | 300281172 | CLOSED | 11 kV | RYB | PE 15.45 Blok C1 15-12B (F2) |  |  | PTJ15456 |  | INDKOM | ZZT | 20091010 |  |  | Pass | null
378406640 | TNB | DISTRIBUTION | WP PUTRAJAYA & CYBERJAYA | Existing | VPTJ/PCE/J15451/MB15451 | 300281171 | CLOSED | 11 kV | RYB | PE 15.45 Blok C1 15-12B (F1) |  |  | PTJ15453 |  | INDKOM | ZZT | 20091010 |  |  | Pass | null
378406734 | TNB | DISTRIBUTION | WP PUTRAJAYA & CYBERJAYA | Existing | VPTJ/PCE/J15461/MB15461 | 300281173 | CLOSED | 11 kV | RYB | PE 15.46 Blok C2 15-12B (F1) |  |  | PTJ15462 |  | EPE | VRN 2A | 20091010 |  |  | Pass | null
378406828 | TNB | DISTRIBUTION | WP PUTRAJAYA & CYBERJAYA | Existing | VPTJ/PCE/J15462/MB15464 | 300281174 | CLOSED | 11 kV | RYB | PE 15.46 Blok C2 15-12B (F2) |  |  | PTJ15465 |  | EPE | VRN 2A | 20091010 |  |  | Pass | null
378406924 | TNB | DISTRIBUTION | WP PUTRAJAYA & CYBERJAYA | Existing | VPTJ/PCE/J15441/MB15441 | 300281169 | CLOSED | 11 kV | RYB | PE 15.44 Blok A3 15-12B (F1) |  |  | PTJ15442 |  | EPE | VRN 2A | 20091010 |  |  | Pass | null
378407018 | TNB | DISTRIBUTION | WP PUTRAJAYA & CYBERJAYA | Existing | VPTJ/PCE/J15442/MB15444 | 300281170 | CLOSED | 11 kV | RYB | PE 15.44 Blok A3 15-12B (F2) |  |  | PTJ15445 |  | EPE | VRN 2A | 20091010 |  |  | Pass | null
378407114 | TNB | DISTRIBUTION | WP PUTRAJAYA & CYBERJAYA | Existing | VPTJ/PCE/J15431/MB15431 | 300281167 | CLOSED | 11 kV | RYB | PE 15.43 BLOK A2 15-12B (F1) |  |  | PTJ15432 |  | EPE | VRN 2A | 20091010 |  |  | Pass | null
378407208 | TNB | DISTRIBUTION | WP PUTRAJAYA & CYBERJAYA | Existing | VPTJ/PCE/J15432/MB15434 | 300281168 | CLOSED | 11 kV | RYB | PE 15.43 BLOK A2 15-12B (F2) |  |  | PTJ15435 |  | EPE | VRN 2A | 20091010 |  |  | Pass | null
378407356 | TNB | DISTRIBUTION | WP PUTRAJAYA & CYBERJAYA | Existing | VPTJ/PCE/J15421/MB15421 | 300281165 | CLOSED | 11 kV | RYB | PE 15.42 P/PURI 15-12 BLOK C (F1) |  |  | PTJ15422 |  | EPE | VRN 2A | 20090601 |  |  | Pass | null
378407452 | TNB | DISTRIBUTION | WP PUTRAJAYA & CYBERJAYA | Existing | VPTJ/PCE/J15422/MB15424 | 300281166 | CLOSED | 11 kV | RYB | PE 15.42 P/PURI 15-12 BLOK C (F2) |  |  | PTJ15425 |  | EPE | VRN 2A | 20090701 |  |  | Pass | null
378407548 | TNB | DISTRIBUTION | WP PUTRAJAYA & CYBERJAYA | Existing | VPTJ/PCE/J15411/MB15411 | 300281163 | CLOSED | 11 kV | RYB | PE 15.41 P/PURI 15-12 BLOK B (F1) |  |  | PTJ15412 |  | EPE | VRN 2A | 20090601 |  |  | Pass | null
378407644 | TNB | DISTRIBUTION | WP PUTRAJAYA & CYBERJAYA | Existing | VPTJ/PCE/J15412/MB15414 | 300281164 | CLOSED | 11 kV | RYB | PE 15.41 P/PURI 15-12 BLOK B (F2) |  |  | PTJ15415 |  | EPE | VRN 2A | 20090701 |  |  | Pass | null
378407740 | TNB | DISTRIBUTION | WP PUTRAJAYA & CYBERJAYA | Existing | VPTJ/PCE/J15401/MB15401 | 300281161 | CLOSED | 11 kV | RYB | PE 15.40 P/PURI 15-12 BLOK A (F1) |  |  | PTJ15402 |  | EPE | VRN 2A | 20090601 |  |  | Pass | null
378407834 | TNB | DISTRIBUTION | WP PUTRAJAYA & CYBERJAYA | Existing | VPTJ/PCE/J15402/MB15404 | 300281162 | CLOSED | 11 kV | RYB | PE 15.40 P/PURI 15-12 BLOK A (F2) |  |  | PTJ15405 |  | EPE | VRN 2A | 20090701 |  |  | Pass | null
378407930 | TNB | DISTRIBUTION | WP PUTRAJAYA & CYBERJAYA | Existing | VPTJ/PCE/J15471/MB15471 | 300454849 | CLOSED | 11 kV | RYB | PE 15.47 APARTMENT ALAM DESA (F1) |  |  | PTJ15473 |  | INDKOM | ZZT |  |  |  | Pass | null
378408026 | TNB | DISTRIBUTION | WP PUTRAJAYA & CYBERJAYA | Existing | VPTJ/PCE/J15472/MB15474 | 300454861 | CLOSED | 11 kV | RYB | PE 15.47 APARTMENT ALAM DESA (F2) |  |  | PTJ15476 |  | INDKOM | ZZT |  |  |  | Pass | null
378408122 | TNB | DISTRIBUTION | WP PUTRAJAYA & CYBERJAYA | Existing | VPTJ/PCE/J15351/MB15351 | 300282003 | CLOSED | 11 kV | RYB | PE 15.35 FASA 15-1A (F1) |  |  | PTJ15352 |  | EPE | VRN2A | 14/11/2009 |  |  | Pass | null
378408216 | TNB | DISTRIBUTION | WP PUTRAJAYA & CYBERJAYA | Existing | VPTJ/PCE/J15352/MB15354 | 300282004 | CLOSED | 11 kV | RYB | PE 15.35 FASA 15-1A (F2) |  |  | PTJ15355 |  | EPE | VRN2A | 15/11/2009 |  |  | Pass | null
378408312 | TNB | DISTRIBUTION | WP PUTRAJAYA & CYBERJAYA | Existing | VPTJ/PCE/J15361/MB15361 | 300282005 | CLOSED | 11 kV | RYB | PE 15.36 FASA 15-1B (F1) |  |  | PTJ15363 |  | INDKOM | ZZT | 14/11/2009 |  |  | Pass | null
378408406 | TNB | DISTRIBUTION | WP PUTRAJAYA & CYBERJAYA | Existing | VPTJ/PCE/J15362/MB15364 | 300282006 | CLOSED | 11 kV | RYB | PE 15.36 FASA 15-1B(F2) |  |  | PTJ15366 |  | INDKOM | ZZT | 15/11/2009 |  |  | Pass | null
378408502 | TNB | DISTRIBUTION | WP PUTRAJAYA & CYBERJAYA | Existing | VPTJ/PCE/J15381/MB15381 | 300282009 | CLOSED | 11 kV | RYB | PE 15.38 FASA 15-3B (F1) |  |  | PTJ15383 |  | INDKOM | ZZT | 14/11/2009 |  |  | Pass | null
378408596 | TNB | DISTRIBUTION | WP PUTRAJAYA & CYBERJAYA | Existing | VPTJ/PCE/J15382/MB15384 | 300282010 | CLOSED | 11 kV | RYB | PE 15.38 FASA 15-3B (F2) |  |  | PTJ15386 |  | INDKOM | ZZT | 15/11/2009 |  |  | Pass | null
378408692 | TNB | DISTRIBUTION | WP PUTRAJAYA & CYBERJAYA | Existing | VPTJ/PCE/J15391/MB15391 | 300282011 | CLOSED | 11 kV | RYB | PE 15.39 FASA 15-3A (F1) |  |  | PTJ15393 |  | INDKOM | ZZT | 14/11/2009 |  |  | Pass | null
378421957 | TNB | DISTRIBUTION | WP PUTRAJAYA & CYBERJAYA | Existing | VPTJ/PCE/J17052/MB17054 | 300281207 | CLOSED | 11 kV | RYB | PE 17.05 RK 1-2 (F2) |  |  | PTJ17056 |  | TAMCO | GR1 | 13/03/2007 |  |  | Pass | null
378421958 | TNB | DISTRIBUTION | WP PUTRAJAYA & CYBERJAYA | Existing | VPTJ/PCE/J17052/MB17054 | 300281207 | CLOSED | 11 kV | RYB | PE 17.05 RK 1-2 (F2) |  |  | PTJ17057 |  | TAMCO | GR1 | 13/03/2007 |  |  | Pass | null
378422119 | TNB | DISTRIBUTION | WP PUTRAJAYA & CYBERJAYA | Existing | VPTJ/PCE/J17081/MB17081 | 300288173 | CLOSED | 11 kV | RYB | PE 17.08 BLOK E 17RK2 (F1) |  |  | PTJ17083 |  | INDKOM | ZZT | 27/12/2010 |  |  | Pass | null
378422403 | TNB | DISTRIBUTION | WP PUTRAJAYA & CYBERJAYA | Existing | VPTJ/PCE/J17072/MB17074 | 300288171 | CLOSED | 11 kV | RYB | PE 17.07 BLOK C 17RK2 (F2) |  |  | PTJ17076 |  | INDKOM | INS24 (ZZTID) | 28/12/2010 |  |  | Pass | null
378422497 | TNB | DISTRIBUTION | WP PUTRAJAYA & CYBERJAYA | Existing | VPTJ/PCE/J17071/MB17071 | 300288169 | CLOSED | 11 kV | RYB | PE 17.07 BLOK C 17RK2 (F1) |  |  | PTJ17073 |  | INDKOM | INS24 (ZZTID) | 27/12/2010 |  |  | Pass | null
378422593 | TNB | DISTRIBUTION | WP PUTRAJAYA & CYBERJAYA | Existing | VPTJ/PCE/J17091/MB17091 | 310288765 | CLOSED | 11 kV | RYB | PE 17.09 SEK REN PRESINT 17 F1 |  |  | PTJ17092 |  |  | VRN6a |  |  |  | Pass | null
378422687 | TNB | DISTRIBUTION | WP PUTRAJAYA & CYBERJAYA | Existing | VPTJ/PCE/J17092/MB17094 | 310288779 | CLOSED | 11 kV | RYB | PE 17.09 SEK REN PRESINT 17 (F2) |  |  | PTJ17095 |  |  | VRN6a |  |  |  | Pass | null
378422783 | TNB | DISTRIBUTION | WP PUTRAJAYA & CYBERJAYA | Existing | VPTJ/PCE/J01311/MB01311 | 300280439 | CLOSED | 11 kV | RYB | PE 1.31 PADAT PERSIARAN PERDANA |  |  | PTJ01313 |  | INDKOM | ZZT | 15/04/1999 |  |  | Pass | null
378422954 | TNB | DISTRIBUTION | WP PUTRAJAYA & CYBERJAYA | Existing | VPTJ/PCE/J01271/MB01271 | 300280438 | CLOSED | 11 kV | RYB | PE 1.27 PADAT PERSIARAN PERSEKUTUAN |  |  | PTJ01273 |  | INDKOM | ZZT | 25/05/1999 |  |  | Pass | null
378423184 | TNB | DISTRIBUTION | WP PUTRAJAYA & CYBERJAYA | Existing | VPTJ/PCE/J01591/MB01591 | 300280588 | CLOSED | 11 kV | RYB | PE 1.59 WETLAND MANAGEMENT |  |  | PTJ01593 |  | SCHNEIDER | NA | 29/07/2003 |  |  | Pass | null
378423350 | TNB | DISTRIBUTION | WP PUTRAJAYA & CYBERJAYA | Existing | VPTJ/PCE/J13041/MB13041 | 300281103 | CLOSED | 11 kV | RYB | PE 13.04 UGS PERSEKUTUAN |  |  | PTJ13043 |  | INDKOM | ZZT | 15/04/1999 |  |  | Pass | null
378423562 | TNB | DISTRIBUTION | WP PUTRAJAYA & CYBERJAYA | Existing | VPTJ/PCE/J01331/MB01331 | 300280445 | CLOSED | 11 kV | RYB | PE 1.33 INSIDE PPU 1 S/L OVAL |  |  | PTJ01333 |  | MERLIN GERIN | ZZT | 17/06/1999 |  |  | Pass | null
378423668 | TNB | DISTRIBUTION | WP PUTRAJAYA & CYBERJAYA | Existing | VPTJ/PCE/J01291/MB01291 | 300280444 | CLOSED | 11 kV | RYB | PE 1.29 PERDANA WALK |  |  | PTJ01294 |  | MERLIN GERIN | RM6 | 30/06/1999 |  |  | Pass | null
378423778 | TNB | DISTRIBUTION | WP PUTRAJAYA & CYBERJAYA | Existing | VPTJ/PCE/J01351/MB01351 | 300280442 | CLOSED | 11 kV | RYB | PE 1.35 MOSQUE (F1) |  |  | PTJ01353 |  | INDKOM | ZZT | 19991205 |  |  | Pass | null
378423872 | TNB | DISTRIBUTION | WP PUTRAJAYA & CYBERJAYA | Existing | VPTJ/PCE/J01352/MB01354 | 300280447 | CLOSED | 11 kV | RYB | PE 1.35 MOSQUE (F2) |  |  | PTJ01356 |  | INDKOM | ZZT | 19991205 |  |  | Pass | null
378424011 | TNB | DISTRIBUTION | WP PUTRAJAYA & CYBERJAYA | Existing | VPTJ/PCE/J17082/MB17084 | 300288175 | CLOSED | 11 kV | RYB | PE 17.08 BLOK E 17RK2 (F2) |  |  | PTJ17086 |  | INDKOM | ZZT | 28/12/2010 |  |  | Pass | null
378424069 | TNB | DISTRIBUTION | WP PUTRAJAYA & CYBERJAYA | Existing | VPTJ/PCE/J17061/MB17061 | 300288162 | CLOSED | 11 kV | RYB | PE 17.06 BLOK A 17RK2 (F1) |  |  | PTJ17063 |  | INDKOM | INS24 (ZZTID) | 27/12/2010 |  |  | Pass | null
378424163 | TNB | DISTRIBUTION | WP PUTRAJAYA & CYBERJAYA | Existing | VPTJ/PCE/J17062/MB17064 | 300288166 | CLOSED | 11 kV | RYB | PE 17.06 BLOK A 17RK2 (F2) |  |  | PTJ17066 |  | INDKOM | INS24 (ZZTID) | 28/12/2010 |  |  | Pass | null
378424272 | TNB | DISTRIBUTION | WP PUTRAJAYA & CYBERJAYA | Existing | VPTJ/PCE/J02032/MB02034 | 300280613 | CLOSED | 11 kV | RYB | PE 2.03 RUMAH PAM (F2) |  |  | PTJ02036 |  | INDKOM | ZZT | 20010502 |  |  | Pass | null
378424368 | TNB | DISTRIBUTION | WP PUTRAJAYA & CYBERJAYA | Existing | VPTJ/PCE/J02031/MB02031 | 300280611 | CLOSED | 11 kV | RYB | PE 2.03 RUMAH PAM (F1) |  |  | PTJ02033 |  | INDKOM | ZZT | 20010502 |  |  | Pass | null
378424528 | TNB | DISTRIBUTION | WP PUTRAJAYA & CYBERJAYA | Existing | VPTJ/PCE/J02172/MB02174 | 300280672 | CLOSED | 11 kV | RYB | PE 2.17 TMN WAWASAN (P.H) (F2) |  |  | PTJ02176 |  | INDKOM | ZZT | 20041003 |  |  | Pass | null
378424624 | TNB | DISTRIBUTION | WP PUTRAJAYA & CYBERJAYA | Existing | VPTJ/PCE/J02171/MB02171 | 300280671 | CLOSED | 11 kV | RYB | PE 2.17 TMN WAWASAN (P.H) (F1) |  |  | PTJ02173 |  | INDKOM | ZZT | 20041003 |  |  | Pass | null
378425027 | TNB | DISTRIBUTION | WP PUTRAJAYA & CYBERJAYA | Existing | VPTJ/PCE/J01621/MB01621 | 300452954 | CLOSED | 11 kV | RYB | PE 1.62 INSIDE PPU PJ1 |  |  | PTJ01622 |  | TAMCO | NA |  |  |  | Pass | null
378425154 | TNB | DISTRIBUTION | WP PUTRAJAYA & CYBERJAYA | Existing | VPTJ/PCE/J01651/MB1651 | 300494280 | CLOSED | 11 kV | RYB | PE 1.65 DATARAN PAHLAWAN F1 |  |  | PTJ01652 |  |  | N/A |  |  |  | Pass | null
378425248 | TNB | DISTRIBUTION | WP PUTRAJAYA & CYBERJAYA | Existing | VPTJ/PCE/J01652/MB01654 | 300494281 | CLOSED | 11 kV | RYB | PE 1.65 DATARAN PAHLAWAN F2 |  |  | PTJ01655 |  |  | VRN6a |  |  |  | Pass | null
378443167 | TNB | DISTRIBUTION | WP PUTRAJAYA & CYBERJAYA | Existing | VPTJ/PCE/J15392/MB15394 | 300282012 | CLOSED | 11 kV | RYB | PE 15.39 FASA 15-3A (F2) |  |  | PTJ15396 |  | INDKOM | ZZT | 15/11/2009 |  |  | Pass | null
378443263 | TNB | DISTRIBUTION | WP PUTRAJAYA & CYBERJAYA | Existing | VPTJ/PCE/J15371/MB15371 | 300282007 | CLOSED | 11 kV | RYB | PE 15.37 FASA 15-2 (F1) |  |  | PTJ15373 |  | INDKOM | ZZT | 14/11/2009 |  |  | Pass | null
378443359 | TNB | DISTRIBUTION | WP PUTRAJAYA & CYBERJAYA | Existing | VPTJ/PCE/J15372/MB15374 | 300282008 | CLOSED | 11 kV | RYB | PE 15.37 FASA 15-2 (F2) |  |  | PTJ15376 |  | INDKOM | ZZT | 15/11/2009 |  |  | Pass | null
378464177 | TNB | DISTRIBUTION | WP PUTRAJAYA & CYBERJAYA | Existing | VPTJ/PCE/J15562/MB15564 | 300509253 | CLOSED | 11 kV | RYB | PE 15.56 DWIPUTRA NO 3 (F2) |  |  | PTJ15565 |  | INDKOM | VRN2a |  |  |  | Pass | null
378464271 | TNB | DISTRIBUTION | WP PUTRAJAYA & CYBERJAYA | Existing | VPTJ/PCE/J00341/MB1 | 300509244 | CLOSED | 11 kV | RYB | PE 15.56 DWIPUTRA NO 3 (F1) |  |  | PTJ15562 |  | INDKOM | INS24 |  |  |  | Pass | null
378464367 | TNB | DISTRIBUTION | WP PUTRAJAYA & CYBERJAYA | Existing | VPTJ/PCE/J00340/MB1 | 300510549 | CLOSED | 11 kV | RYB | PE 15.55 DWIPUTRA NO 2 (F1) |  |  | PTJ15552 | [6 empty] | Pass | null
378464461 | TNB | DISTRIBUTION | WP PUTRAJAYA & CYBERJAYA | Existing | VPTJ/PCE/J15552/MB15554 | 310372419 | CLOSED | 11 kV | RYB | PE 15.55 DWIPUTRA NO 2 (F2) |  |  | PTJ15555 |  |  | VRN2a |  |  |  | Pass | null
378464555 | TNB | DISTRIBUTION | WP PUTRAJAYA & CYBERJAYA | Existing | VPTJ/PCE/J00339/MB1 | 300510413 | CLOSED | 11 kV | RYB | PE 15.54 DWIPUTRA NO 1 (F1) |  |  | PTJ15542 |  |  | VRN2a |  |  |  | Pass | null
378494665 | TNB | DISTRIBUTION | WP PUTRAJAYA & CYBERJAYA | Existing | VPTJ/PCE/J08012/MB08014 | 300280778 | CLOSED | 11 kV | RYB | PE 8.01 PS 10 (EFI) (F2) |  |  | PTJ08016 |  | INDKOM | ZZT | 23/07/1999 |  |  | Pass | null
378494769 | TNB | DISTRIBUTION | WP PUTRAJAYA & CYBERJAYA | Existing | VPTJ/PCE/J08021/MB08021 | 300280779 | CLOSED | 11 kV | RYB | PE 8.02 P8A SEMI D (F1) |  |  | PTJ08023 |  | INDKOM | ZZT | 20000503 |  |  | Pass | null
378494859 | TNB | DISTRIBUTION | WP PUTRAJAYA & CYBERJAYA | Existing | VPTJ/PCE/J08022/MB08024 | 300280780 | CLOSED | 11 kV | RYB | PE 8.02 P8A SEMI D (F2) |  |  | PTJ08026 |  | INDKOM | ZZT | 20000503 |  |  | Pass | null
378494951 | TNB | DISTRIBUTION | WP PUTRAJAYA & CYBERJAYA | Existing | VPTJ/PCE/J08031/MB08031 | 300280781 | CLOSED | 11 kV | RYB | PE 8.03 SEK REN (EFI) (F1) |  |  | PTJ08033 |  | INDKOM | ZZT | 16/11/1999 |  |  | Pass | null
378495042 | TNB | DISTRIBUTION | WP PUTRAJAYA & CYBERJAYA | Existing | VPTJ/PCE/J08032/MB08034 | 300280782 | CLOSED | 11 kV | RYB | PE 8.03 SEK REN (EFI) (F2) |  |  | PTJ08036 |  | INDKOM | ZZT | 16/11/1999 |  |  | Pass | null
378495135 | TNB | DISTRIBUTION | WP PUTRAJAYA & CYBERJAYA | Existing | VPTJ/PCE/J08041/MB08041 | 300280783 | CLOSED | 11 kV | RYB | PE 8.04 SEK MEN (F1) |  |  | PTJ08043 |  | INDKOM | ZZT | 16/11/1999 |  |  | Pass | null
378495226 | TNB | DISTRIBUTION | WP PUTRAJAYA & CYBERJAYA | Existing | VPTJ/PCE/J08042/MB08044 | 300280784 | CLOSED | 11 kV | RYB | PE 8.04 SEK MEN (F2) |  |  | PTJ08046 |  | INDKOM | ZZT | 16/11/1999 |  |  | Pass | null
378495553 | TNB | DISTRIBUTION | WP PUTRAJAYA & CYBERJAYA | Existing | VPTJ/PCE/J08171/MB08171 | 300280801 | CLOSED | 11 kV | RYB | PE 8.17 P.KEJIRANAN (EFI) |  |  | PTJ08173 |  | INDKOM | ZZT | 20000308 |  |  | Pass | null
378495647 | TNB | DISTRIBUTION | WP PUTRAJAYA & CYBERJAYA | Existing | VPTJ/PCE/J08061/MB08061 | 300280785 | CLOSED | 11 kV | RYB | PE 8.06 DEWAN SERBAGUNA (EFI) (F1) |  |  | PTJ08063 |  | INDKOM | ZZT | 18/09/2000 |  |  | Pass | null
378495738 | TNB | DISTRIBUTION | WP PUTRAJAYA & CYBERJAYA | Existing | VPTJ/PCE/J08062/MB08064 | 300280786 | CLOSED | 11 kV | RYB | PE 8.06 DEWAN SERBAGUNA (EFI) (F2) |  |  | PTJ08066 |  | INDKOM | ZZT | 18/09/2000 |  |  | Pass | null
378495831 | TNB | DISTRIBUTION | WP PUTRAJAYA & CYBERJAYA | Existing | VPTJ/PCE/J08361/MB08361 | 310303858 | CLOSED | 11 kV | RYB | PE 8.36 TEMP 8-4F |  |  | PTJ08362 |  | SCHNEIDER | RM 6 |  |  |  | Pass | null
378495933 | TNB | DISTRIBUTION | WP PUTRAJAYA & CYBERJAYA | Existing | VPTJ/PCE/J08112/MB08114 | 300280796 | CLOSED | 11 kV | RYB | PE 8.11 JLN P8E TERES (EFI) (F2) |  |  | PTJ08116 |  | INDKOM | ZZT | 27/03/2002 |  |  | Pass | null
378495956 | TNB | DISTRIBUTION | WP PUTRAJAYA & CYBERJAYA | Existing | VPTJ/PCE/J08111/MB08111 | 300280795 | CLOSED | 11 kV | RYB | PE 8.11 JLN P8E TERES (EFI) (F1) |  |  | PTJ08113 |  | INDKOM | ZZT | 27/03/2002 |  |  | Pass | null
378496117 | TNB | DISTRIBUTION | WP PUTRAJAYA & CYBERJAYA | Existing | VPTJ/PCE/J08251/MB08251 | 300280811 | CLOSED | 11 kV | RYB | PE 8.25 ISTANA DARUL EHSAN (F1) |  |  | PTJ08253 |  | INDKOM | ZZT | 28/05/2003 |  |  | Pass | null
378496208 | TNB | DISTRIBUTION | WP PUTRAJAYA & CYBERJAYA | Existing | VPTJ/PCE/J08252/MB08254 | 300280812 | CLOSED | 11 kV | RYB | PE 8.25 ISTANA DARUL EHSAN (F2) |  |  | PTJ08256 |  | INDKOM | ZZT | 28/05/2003 |  |  | Pass | null
378496301 | TNB | DISTRIBUTION | WP PUTRAJAYA & CYBERJAYA | Existing | VPTJ/PCE/J08321/MB08321 | 300452987 | CLOSED | 11 kV | RYB | PE 8.32 TERES 8-4H (F1) |  |  | PTJ08323 |  | INDKOM | ZZT - I/D |  |  |  | Pass | null
378496395 | TNB | DISTRIBUTION | WP PUTRAJAYA & CYBERJAYA | Existing | VPTJ/PCE/J08331/MB08331 | 300453447 | CLOSED | 11 kV | RYB | PE 8.33 8NC2 PADAT NO.1 |  |  | PTJ08332 |  | SCHNEIDER | NE-2iQ |  |  |  | Pass | null
378496489 | TNB | DISTRIBUTION | WP PUTRAJAYA & CYBERJAYA | Existing | VPTJ/PCE/J08341/MB08341 | 300453452 | CLOSED | 11 kV | RYB | PE 8.34 8NC2 PADAT NO.2 |  |  | PTJ08345 |  | SCHNEIDER | NE-2iQ |  |  |  | Pass | null
378496605 | TNB | DISTRIBUTION | WP PUTRAJAYA & CYBERJAYA | Existing | VPTJ/PCE/J08322/MB08324 | 300452990 | CLOSED | 11 kV | RYB | PE 8.32 TERES 8-4H (F2) |  |  | PTJ08326 |  | INDKOM | ZZT - I/D |  |  |  | Pass | null
378496724 | TNB | DISTRIBUTION | WP PUTRAJAYA & CYBERJAYA | Existing | VPTJ/PCE/J08091/MB08091 | 300280789 | CLOSED | 11 kV | RYB | PE 8.09 JLN P8E2TERES (F1) |  |  | PTJ08093 |  | INDKOM | ZZT | 21/06/2004 |  |  | Pass | null
378496813 | TNB | DISTRIBUTION | WP PUTRAJAYA & CYBERJAYA | Existing | VPTJ/PCE/J08092/MB08094 | 300280792 | CLOSED | 11 kV | RYB | PE 8.09 JLN P8E2TERES (F2) |  |  | PTJ08096 |  | INDKOM | ZZT | 21/06/2004 |  |  | Pass | null
378496907 | TNB | DISTRIBUTION | WP PUTRAJAYA & CYBERJAYA | Existing | VPTJ/PCE/J08101/MB08101 | 300280793 | CLOSED | 11 kV | RYB | PE 8.10 SEK REN FASA 2 |  |  | PTJ08103 |  | INDKOM | ZZT | 20041011 |  |  | Pass | null
378496999 | TNB | DISTRIBUTION | WP PUTRAJAYA & CYBERJAYA | Existing | VPTJ/PCE/J08071/MB08071 | 300280787 | CLOSED | 11 kV | RYB | PE 8.07 APT FASA 4B (B2) (F1) |  |  | PTJ08073 |  | INDKOM | ZZT | 19990912 |  |  | Pass | null
378497090 | TNB | DISTRIBUTION | WP PUTRAJAYA & CYBERJAYA | Existing | VPTJ/PCE/J08072/MB08074 | 300280788 | CLOSED | 11 kV | RYB | PE 8.07 APT FASA 4B (B2) (F2) |  |  | PTJ08076 |  | INDKOM | ZZT | 19990912 |  |  | Pass | null
378524844 | TNB | DISTRIBUTION | WP PUTRAJAYA & CYBERJAYA | Existing | VCBJ/PCE/J24011/MB24011 | 300453042 | CLOSED | 11 kV | RYB | PE 24.01 SYMPHONY HILLS 8 |  |  | CBJ24012 |  | TAMCO | GR1 |  | TX1-1000KVA |  | Pass | null
378524845 | TNB | DISTRIBUTION | WP PUTRAJAYA & CYBERJAYA | Existing | VCBJ/PCE/J24011/MB24011 | 300453042 | CLOSED | 11 kV | RYB | PE 24.01 SYMPHONY HILLS 8 |  |  | CBJ24013 |  | TAMCO | GR1 |  | TX2-1000KVA |  | Pass | null
378525002 | TNB | DISTRIBUTION | WP PUTRAJAYA & CYBERJAYA | Existing | VCBJ/PCE/J24121/MB24121 | 310338844 | CLOSED | 11 kV | RYB | PE 24.12 SEJATI HOMES 2 |  |  | CBJ24122 |  | SCHNEIDER |  |  | TX-1000KVA |  | Pass | null
378525213 | TNB | DISTRIBUTION | WP PUTRAJAYA & CYBERJAYA | Existing | VCBJ/PCE/J24131/MB24131 | 310338850 | CLOSED | 11 kV | RYB | PE 24.13 SYMPHONY HILLS 2 |  |  | CBJ24133 |  | INDKOM | INS24 |  | TX1-1000KVA |  | Pass | null
378525214 | TNB | DISTRIBUTION | WP PUTRAJAYA & CYBERJAYA | Existing | VCBJ/PCE/J24131/MB24131 | 310338850 | CLOSED | 11 kV | RYB | PE 24.13 SYMPHONY HILLS 2 |  |  | CBJ24134 |  | INDKOM | INS24 |  | TX2-1000KVA |  | Pass | null
378525381 | TNB | DISTRIBUTION | WP PUTRAJAYA & CYBERJAYA | Existing | VCBJ/PCE/J24051/MB24052 | 300454676 | CLOSED | 11 kV | RYB | PE 24.05 SYMPHONY HILLS 3 |  |  | CBJ24051 |  | SCHNEIDER | ID-0233 |  | TX1-1000KVA |  | Pass | null
378525475 | TNB | DISTRIBUTION | WP PUTRAJAYA & CYBERJAYA | Existing | VCBJ/PCE/J24161/MB24161 | 310317893 | CLOSED | 11 kV | RYB | PE 24.16 PADAT PERUMAHAN 1 |  |  | CBJ24163 |  | INDKOM | INS24 |  | TX-1000KVA |  | Pass | null
378525569 | TNB | DISTRIBUTION | WP PUTRAJAYA & CYBERJAYA | Existing | VCBJ/PCE/J00340/MB1 | 300507882 | CLOSED | 11 kV | RYB | SS 24.32 NADAYU 99 |  |  | CBJ24324 |  | INDKOM | INS24 |  | TX-1000KVA |  | Pass | null
378525672 | TNB | DISTRIBUTION | WP PUTRAJAYA & CYBERJAYA | Existing | VCBJ/PCE/J22121/MB22121 | 300280565 | CLOSED | 11 kV | RYB | PE 22.12 SEK MEN KEB CJ1 F1 |  |  | CBJ22123 |  | INDKOM | GA | 19/02/2004 | TX-1000KVA |  | Pass | null
378525695 | TNB | DISTRIBUTION | WP PUTRAJAYA & CYBERJAYA | Existing | VCBJ/PCE/J22122/MB22124 | 300280570 | CLOSED | 11 kV | RYB | PE 22.12 SEK MEN KEB CJ1 F2 |  |  | CBJ22126 |  | INDKOM | GA | 19/02/2004 | TX2-1000KVA |  | Pass | null
378525882 | TNB | DISTRIBUTION | WP PUTRAJAYA & CYBERJAYA | Existing | VCBJ/PCE/J24061/MB24062 | 300454672 | CLOSED | 11 kV | RYB | PE 24.06 SYMPHONY HILLS 1 |  |  | CBJ24061 |  | SCHNEIDER | NE-2iQ |  | TX-500KVA |  | Pass | null
378526103 | TNB | DISTRIBUTION | WP PUTRAJAYA & CYBERJAYA | Existing | VCBJ/PCE/J24211/MB24211 | 310314866 | CLOSED | 11 kV | RYB | PE 24.21 SITE OFFICE SYMPHONY HILLS |  |  | CBJ24211 |  | TOSHIBA |  |  | TX-1000KVA |  | Pass | null
378526210 | TNB | DISTRIBUTION | WP PUTRAJAYA & CYBERJAYA | Existing | VCBJ/PCE/J22451/MB22451 | 300280484 | CLOSED | 11 kV | RYB | PE 22.45 KONDOMINIUM F1 |  |  | CBJ22452 |  | TAMCO | GR1-21-1D-0017 | 27/01/2006 | TX1-750KVA |  | Pass | null
378526233 | TNB | DISTRIBUTION | WP PUTRAJAYA & CYBERJAYA | Existing | VCBJ/PCE/J22452/MB22454 | 300280486 | CLOSED | 11 kV | RYB | PE 22.45 KONDOMINIUM F2 |  |  | CBJ22455 |  | TAMCO | GR1-21-1D | 27/01/2006 | TX2-750KVA |  | Pass | null
378526444 | TNB | DISTRIBUTION | WP PUTRAJAYA & CYBERJAYA | Existing | VCBJ/PCE/J22461/MB22461 | 300280481 | CLOSED | 11 kV | RYB | PE 22.46 TOWN HOUSE F1 |  |  | CBJ22462 |  | TAMCO | GR1 | 27/01/2006 | TX1-750KVA |  | Pass | null
378526467 | TNB | DISTRIBUTION | WP PUTRAJAYA & CYBERJAYA | Existing | VCBJ/PCE/J22462/MB22464 | 300280483 | CLOSED | 11 kV | RYB | PE 22.46 TOWN HOUSE F2 |  |  | CBJ22465 |  | TAMCO | GR1 | 27/01/2006 | TX2-750KVA |  | Pass | null
378526876 | TNB | DISTRIBUTION | WP PUTRAJAYA & CYBERJAYA | Existing | VCBJ/PCE/J22441/MB22441 | 300280490 | CLOSED | 11 kV | RYB | PE 22.44 PANGSAPURI PT 12067 F1 |  |  | CBJ22442 |  | TAMCO | GR1 | 28/11/2006 | TX1-1000KVA |  | Pass | null
378526918 | TNB | DISTRIBUTION | WP PUTRAJAYA & CYBERJAYA | Existing | VCBJ/PCE/J21021/MB21021 | 300281079 | CLOSED | 11 kV | RYB | PE 21.02 INCUBATOR F1 |  |  | CBJ21023 |  | INDKOM | ZZT | 15/07/1999 | TX1-1000KVA |  | Pass | null
378526942 | TNB | DISTRIBUTION | WP PUTRAJAYA & CYBERJAYA | Existing | VCBJ/PCE/J21022/MB21024 | 300281078 | CLOSED | 11 kV | RYB | PE 21.02 INCUBATOR F2 |  |  | CBJ21026 |  | INDKOM | ZZT | 15/07/1999 | TX1-1000KVA |  | Pass | null
378527109 | TNB | DISTRIBUTION | WP PUTRAJAYA & CYBERJAYA | Existing | VCBJ/PCE/J22442/MB22444 | 300280492 | CLOSED | 11 kV | RYB | PE 22.44 PANGSAPURI PT 12057 F2 |  |  | CBJ22445 |  | TAMCO | GR1 | 28/11/2006 | TX2-1000KVA |  | Pass | null
378527412 | TNB | DISTRIBUTION | WP PUTRAJAYA & CYBERJAYA | Existing | VCBJ/PCE/J21821/MB21821 | 300454967 | CLOSED | 11 kV | RYB | SS 21.82 SHAFBURY BLOK C F1 |  |  | CBJ21823 |  | INDKOM | INS24 |  | TX1-1000KVA |  | Pass | null
378527506 | TNB | DISTRIBUTION | WP PUTRAJAYA & CYBERJAYA | Existing | VCBJ/PCE/J21822/MB21824 | 300454971 | CLOSED | 11 kV | RYB | SS 21.82 SHAFBURY BLOK C F2 |  |  | CBJ21826 |  | INDKOM | INS24 |  | TX2-1000KVA |  | Pass | null
378527625 | TNB | DISTRIBUTION | WP PUTRAJAYA & CYBERJAYA | Existing | VCBJ/PCE/J21131/MB21131 | 300281036 | CLOSED | 11 kV | RYB | PE 21.13 CYBERVIEW NO. 2 ( MDC ) F1 |  |  | CBJ21133 |  | INDKOM | ZZT | 20020501 | TX1-1000KVA |  | Pass | null
378527741 | TNB | DISTRIBUTION | WP PUTRAJAYA & CYBERJAYA | Existing | VCBJ/PCE/J21132/MB21134 | 300281034 | CLOSED | 11 kV | RYB | PE 21.13 CYBERVIEW NO. 2 ( MDC ) F2 |  |  | CBJ21136 |  | INDKOM | ZZT | 20020501 | TX2-1000KVA |  | Pass | null
378527838 | TNB | DISTRIBUTION | WP PUTRAJAYA & CYBERJAYA | Existing | VCBJ/PCE/J22031/MB22031 | 300280609 | CLOSED | 11 kV | RYB | PE 22.03 CYBERVIEW GARDENS F1 |  |  | CBJ22034 |  | INDKOM | ZZZT | 19980611 | TX1-1000KVA |  | Pass | null
378527870 | TNB | DISTRIBUTION | WP PUTRAJAYA & CYBERJAYA | Existing | VCBJ/PCE/J22032/MB22034 | 300280608 | CLOSED | 11 kV | RYB | PE 22.03 CYBERVIEW GARDENS F2 |  |  | CBJ22038 |  | INDKOM | ZZZT | 19980611 | TX2-1000KVA |  | Pass | null
378528164 | TNB | DISTRIBUTION | WP PUTRAJAYA & CYBERJAYA | Existing | VCBJ/PCE/J21451/MB21451 | 300280987 | CLOSED | 11 kV | RYB | PE 21.45 CYBERVILLAGE SERENITY 1 F1 |  |  | CBJ21452 |  | ABB | VRN2A | 28/02/2017 | TX1-1000KVA |  | Pass | null
378528187 | TNB | DISTRIBUTION | WP PUTRAJAYA & CYBERJAYA | Existing | VCBJ/PCE/J21452/MB21454 | 300280986 | CLOSED | 11 kV | RYB | PE 21.45 CYBERVILLAGE SERENITY 1 F2 |  |  | CBJ21455 |  | ABB | VRN2A | 20170103 | TX2-1000KVA |  | Pass | null
378528389 | TNB | DISTRIBUTION | WP PUTRAJAYA & CYBERJAYA | Existing | VCBJ/PCE/J21961/MB21961 | 300452963 | CLOSED | 11 kV | RYB | PE 21.96 SUBANG ALAM |  |  | CBJ21963 |  | INDKOM | ZZZT |  | TX1-1000KVA |  | Pass | null
378528390 | TNB | DISTRIBUTION | WP PUTRAJAYA & CYBERJAYA | Existing | VCBJ/PCE/J21961/MB21961 | 300452963 | CLOSED | 11 kV | RYB | PE 21.96 SUBANG ALAM |  |  | CBJ21964 |  | INDKOM | ZZZT |  | TX2-1000KVA |  | Pass | null
378528789 | TNB | DISTRIBUTION | WP PUTRAJAYA & CYBERJAYA | Existing | VCBJ/PCE/J21431/MB21431 | 300280990 | CLOSED | 11 kV | RYB | PE 21.43 CYBERVILLAGE SERENITY 3 F1 |  |  | CBJ21432 |  | SIEMENS | 8DJH RRT | 21/11/2016 | TX1-1000KVA |  | Pass | null
378528883 | TNB | DISTRIBUTION | WP PUTRAJAYA & CYBERJAYA | Existing | VCBJ/PCE/J21432/MB21434 | 300280989 | CLOSED | 11 kV | RYB | PE 21.43 CYBERVILLAGE SERENITY 3 F2 |  |  | CBJ21435 |  | SIEMENS | 8DJH RRT | 22/11/2016 | TX2-1000KVA |  | Pass | null
378559117 | TNB | DISTRIBUTION | WP PUTRAJAYA & CYBERJAYA | Existing | VPTJ/PCE/J15542/MB15544 | 300509251 | CLOSED | 11 kV | RYB | PE 15.54 DWIPUTRA NO 1 (F2) |  |  | PTJ15545 |  |  | VRN 2A |  |  |  | Pass | null
378567709 | TNB | DISTRIBUTION | WP PUTRAJAYA & CYBERJAYA | Existing | VPTJ/PCE/J05071/MB05071 | 300281258 | CLOSED | 11 kV | RYB | PE 5.07 JLB1 |  |  | PTJ05072 |  | MERLIN GERIN | ZZT | 20030710 |  |  | Pass | null
378567817 | TNB | DISTRIBUTION | WP PUTRAJAYA & CYBERJAYA | Existing | VPTJ/PCE/J05081/MB05081 | 300280693 | CLOSED | 11 kV | RYB | PE 5.08 JLB2 |  |  | PTJ05083 |  | INDKOM | ZZT | 20030710 |  |  | Pass | null
378567929 | TNB | DISTRIBUTION | WP PUTRAJAYA & CYBERJAYA | Existing | VPTJ/PCE/J05051/MB05051 | 300281256 | CLOSED | 11 kV | RYB | PE 5.05 C/S S/L |  |  | PTJ05052 |  | MERLIN GERIN | RM6 | 23/04/2005 |  |  | Pass | null
378568046 | TNB | DISTRIBUTION | WP PUTRAJAYA & CYBERJAYA | Existing | VPTJ/PCE/J05061/MB05061 | 300281257 | CLOSED | 11 kV | RYB | PE 5.06 C/S S/L |  |  | PTJ05062 |  | SCHNEIDER | ZZT | 25/10/2004 |  |  | Pass | null
378568087 | TNB | DISTRIBUTION | WP PUTRAJAYA & CYBERJAYA | Existing | VPTJ/PCE/J05041/MB05041 | 300280687 | CLOSED | 11 kV | RYB | PE 5.04 C/S S/L |  |  | PTJ05043 |  | MERLIN GERIN | ZZT | 20030210 |  |  | Pass | null
378572010 | TNB | DISTRIBUTION | WP PUTRAJAYA & CYBERJAYA | Existing | VCBJ/PCE/J21421/MB21421 | 300280995 | CLOSED | 11 kV | RYB | PE 21.42 CYBERVILLAGE SERENITY 4 F1 |  |  | CBJ21423 |  | INDKOM | ZZT | 30/03/2004 | TX1-1000KVA |  | Pass | null
378572033 | TNB | DISTRIBUTION | WP PUTRAJAYA & CYBERJAYA | Existing | VCBJ/PCE/J21422/MB21424 | 300280992 | CLOSED | 11 kV | RYB | PE 21.42 CYBERVILLAGE SERENITY 4 F2 |  |  | CBJ21426 |  | INDKOM | ZZT | 30/03/2004 | TX2-1000KVA |  | Pass | null
378572202 | TNB | DISTRIBUTION | WP PUTRAJAYA & CYBERJAYA | Existing | VCBJ/PCE/J21461/MB21461 | 300280985 | CLOSED | 11 kV | RYB | PE 21.46 PS 12 |  |  | CBJ21462 |  | INDKOM | ZZT I/D | 22/12/2016 | TX1-500KVA |  | Pass | null
378572290 | TNB | DISTRIBUTION | WP PUTRAJAYA & CYBERJAYA | Existing | VCBJ/PCE/J24031/MB24031 | 310360646 | CLOSED | 11 kV | RYB | PE 24.03 JELANG VISTA 2 |  |  | CBJ24033 |  | INDKOM | INS24 |  | TX1-1000KVA |  | Pass | null
378572384 | TNB | DISTRIBUTION | WP PUTRAJAYA & CYBERJAYA | Existing | VCBJ/PCE/J24021/MB 24021 | 310303824 | CLOSED | 11 kV | RYB | PE 24.02 JELANG VISTA 1 |  |  | CBJ24023 |  | INDKOM | ZZTT.OD |  | TX-1000KVA |  | Pass | null
378572507 | TNB | DISTRIBUTION | WP PUTRAJAYA & CYBERJAYA | Existing | VCBJ/PCE/J21751/MB21751 | 300454652 | CLOSED | 11 kV | RYB | PE 21.75 LAKEVIEW WEST 1 |  |  | CBJ21753 |  | TAMCO | GR1 |  | TX1-1000KVA |  | Pass | null
378572601 | TNB | DISTRIBUTION | WP PUTRAJAYA & CYBERJAYA | Existing | VCBJ/PCE/J21741/MB21741 | 300454650 | CLOSED | 11 kV | RYB | PE 21.74 LAKE VIEW WEST 2 |  |  | CBJ22443 | TAMCO | TAMCO | GR1 |  | TX-1000KVA |  | Pass | null
378572783 | TNB | DISTRIBUTION | WP PUTRAJAYA & CYBERJAYA | Existing | VCBJ/PCE/J22481/MB22481 | 300280473 | CLOSED | 11 kV | RYB | PE 22.48 LOT 12082 FASA 1B F1 |  |  | CBJ22483 |  | INDKOM | ZZT | 19/12/2005 | TX-1000KVA |  | Pass | null
378572869 | TNB | DISTRIBUTION | WP PUTRAJAYA & CYBERJAYA | Existing | VCBJ/PCE/J22482/MB22484 | 300280474 | CLOSED | 11 kV | RYB | PE 22.48 LOT 12082 FASA 1B F2 |  |  | CBJ22485 |  | TAMCO | GR1 | 19/12/2005 | TX2-1000KVA |  | Pass | null
378573016 | TNB | DISTRIBUTION | WP PUTRAJAYA & CYBERJAYA | Existing | VCBJ/PCE/J22171/MB22171 | 300280556 | CLOSED | 11 kV | RYB | PE 22.17 PADAT STP 4 |  |  | CBJ22173 |  | INDKOM | ZZT | 13/05/2002 | TX-500KVA |  | Pass | null
378573410 | TNB | DISTRIBUTION | WP PUTRAJAYA & CYBERJAYA | Existing | VCBJ/PCE/J22211/MB22211 | 300280540 | CLOSED | 11 kV | RYB | PE 22.21 CYBER HEIGHT VILLA F1 |  |  | CBJ22213 |  | INDKOM | GA | 20020805 | TX1-1000KVA |  | Pass | null
378573518 | TNB | DISTRIBUTION | WP PUTRAJAYA & CYBERJAYA | Existing | VCBJ/PCE/J22212/MB22214 | 300280542 | CLOSED | 11 kV | RYB | PE 22.21 CYBER HEIGHT VILLA F2 |  |  | CBJ22216 |  | INDKOM | GA | 20020805 | TX2-1000KVA |  | Pass | null
378573741 | TNB | DISTRIBUTION | WP PUTRAJAYA & CYBERJAYA | Existing | VCBJ/PCE/J22222/MB22224 | 300280535 | CLOSED | 11 kV | RYB | PE 22.22 CYBER HEIGHT VILLA F2 |  |  | CBJ22226 |  | INDKOM | GA | 20041201 | TX2-1000KVA |  | Pass | null
378573764 | TNB | DISTRIBUTION | WP PUTRAJAYA & CYBERJAYA | Existing | VCBJ/PCE/J22221/MB22221 | 300280533 | CLOSED | 11 kV | RYB | PE 22.22 CYBER HEIGHT VILLA F1 |  |  | CBJ22223 |  | INDKOM | GA | 20041201 | TX1-1000KVA |  | Pass | null
378573943 | TNB | DISTRIBUTION | WP PUTRAJAYA & CYBERJAYA | Existing | VCBJ/PCE/J24151/MB24151 | 310338853 | CLOSED | 11 kV | RYB | PE 24.15 APARTMENT TINDAK MURNI |  |  | CBJ24153 |  | INDKOM | INS24 |  | TX1-750KVA |  | Pass | null
378573944 | TNB | DISTRIBUTION | WP PUTRAJAYA & CYBERJAYA | Existing | VCBJ/PCE/J24151/MB24151 | 310338853 | CLOSED | 11 kV | RYB | PE 24.15 APARTMENT TINDAK MURNI |  |  | CBJ24154 |  | INDKOM | INS24 |  | TX2-750KVA |  | Pass | null
378574139 | TNB | DISTRIBUTION | WP PUTRAJAYA & CYBERJAYA | Existing | VCBJ/PCE/J22252/MB22254 | 300280523 | CLOSED | 11 kV | RYB | PE 22.25 CYBER HEIGHT VILLA F2 |  |  | CBJ22256 |  | INDKOM | ZZT | 13/12/2003 | TX2-1000KVA |  | Pass | null
378574218 | TNB | DISTRIBUTION | WP PUTRAJAYA & CYBERJAYA | Existing | VCBJ/PCE/J22251/MB22251 | 300280518 | CLOSED | 11 kV | RYB | PE 22.25 CYBER HEIGHT VILLA F1 |  |  | CBJ22253 |  | INDKOM | ZZT | 13/12/2003 | TX1-1000KVA |  | Pass | null
378574366 | TNB | DISTRIBUTION | WP PUTRAJAYA & CYBERJAYA | Existing | VCBJ/PCE/J22232/MB22234 | 300280529 | CLOSED | 11 kV | RYB | PE 22.23 SEK. SRI PUTERI F2 |  |  | CBJ22236 |  | INDKOM | GA | 26/11/2002 | TX2-1000KVA |  | Pass | null
378574447 | TNB | DISTRIBUTION | WP PUTRAJAYA & CYBERJAYA | Existing | VCBJ/PCE/J22231/MB22231 | 300280527 | CLOSED | 11 kV | RYB | PE 22.23 SEK. SRI PUTERI F1 |  |  | CBJ22233 |  | INDKOM | GA | 26/11/2002 | TX1-1000KVA |  | Pass | null
378574587 | TNB | DISTRIBUTION | WP PUTRAJAYA & CYBERJAYA | Existing | VCBJ/PCE/J22242/MB22244 | 300280526 | CLOSED | 11 kV | RYB | PE 22.24 SEK. SRI PUTERI F2 |  |  | CBJ22247 |  | INDKOM | ZZT | 26/11/2002 | TX2-750KVA |  | Pass | null
378574673 | TNB | DISTRIBUTION | WP PUTRAJAYA & CYBERJAYA | Existing | VCBJ/PCE/J22241/MB22241 | 300280525 | CLOSED | 11 kV | RYB | PE 22.24 SEK. SRI PUTERI F1 |  |  | CBJ22244 |  | INDKOM | ZZZT | 26/11/2002 | TX1-750KVA |  | Pass | null
378574784 | TNB | DISTRIBUTION | WP PUTRAJAYA & CYBERJAYA | Existing | VCBJ/PCE/J21811/MB21811 | 300454935 | CLOSED | 11 kV | RYB | SS 21.81 SHAFBURY-MLCP CAR PARK F1 |  |  | CBJ21813 |  | INDKOM | ZZT |  | TX1-1000KVA |  | Pass | null
378574878 | TNB | DISTRIBUTION | WP PUTRAJAYA & CYBERJAYA | Existing | VCBJ/PCE/J21812/MB21814 | 300454938 | CLOSED | 11 kV | RYB | SS 21.81 SHAFBURY-MLCP CAR PARK F2 |  |  | CBJ21816 |  | INDKOM | ZZT |  | TX2-1000KVA |  | Pass | null
378574994 | TNB | DISTRIBUTION | WP PUTRAJAYA & CYBERJAYA | Existing | VCBJ/PCE/J21061/MB21061 | 300281072 | CLOSED | 11 kV | RYB | PE 21.06 PADAT B 15-4 |  |  | CBJ21062 |  | TAMCO | ZTZ | 28/06/1999 | TX1-1000KVA |  | Pass | null
378575134 | TNB | DISTRIBUTION | WP PUTRAJAYA & CYBERJAYA | Existing | VCBJ/PCE/J21051/MB21051 | 300281075 | CLOSED | 11 kV | RYB | PE 21.05 B15-3 |  |  | CBJ21052 |  | SIEMENS | 8DJ10.16 | 28/06/1999 | TX-1000KVA |  | Pass | null
378575221 | TNB | DISTRIBUTION | WP PUTRAJAYA & CYBERJAYA | Existing | VCBJ/PCE/J21071/MB21071 | 300281068 | CLOSED | 11 kV | RYB | PE 21.07 P.APEC |  |  | CBJ21072 |  | INDKOM | ZZT | 19990707 | TX-1000KVA |  | Pass | null
378575378 | TNB | DISTRIBUTION | WP PUTRAJAYA & CYBERJAYA | Existing | VCBJ/PCE/J21041/MB21041 | 300281076 | CLOSED | 11 kV | RYB | PE 21.04 B15-2 |  |  | CBJ21042 |  | TAMCO | GR1 | 28/06/1999 | TX-1000KVA |  | Pass | null
378575534 | TNB | DISTRIBUTION | WP PUTRAJAYA & CYBERJAYA | Existing | VPTJ/PCE/J11491/MB11491 | 300281092 | CLOSED | 11 kV | RYB | PE 11.49 KANTIN KVDT |  |  | PTJ11492 |  | TAMCO | GR1 | 24/06/2007 | TX-1000KVA |  | Pass | null
378575648 | TNB | DISTRIBUTION | WP PUTRAJAYA & CYBERJAYA | Existing | VCBJ/PCE/J21031/MB21031 | 300281077 | CLOSED | 11 kV | RYB | PE 21.03 B15-1 |  |  | CBJ21032 |  | TAMCO | GR1 | 28/06/1999 | TX-1000KVA |  | Pass | null
378575796 | TNB | DISTRIBUTION | WP PUTRAJAYA & CYBERJAYA | Existing | VPTJ/PCE/J11421/MB11421 | 300281073 | CLOSED | 11 kV | RYB | PE 11.42 BLOK G (F1) |  |  | PTJ11423 |  | INDKOM | ZZT | 17/08/2004 | TX1-1000KVA |  | Pass | null
378575916 | TNB | DISTRIBUTION | WP PUTRAJAYA & CYBERJAYA | Existing | VPTJ/PCE/J11422/MB11424 | 300281074 | CLOSED | 11 kV | RYB | PE 11.42 BLOK G (F2) |  |  | PTJ11426 |  | INDKOM | ZZT | 17/08/2004 | TX2-1000KVA |  | Pass | null
378576009 | TNB | DISTRIBUTION | WP PUTRAJAYA & CYBERJAYA | Existing | VPTJ/PCE/J11411/MB11411 | 300281080 | CLOSED | 11 kV | RYB | PE 11.41 BLOK F |  |  | PTJ11413 |  | INDKOM | ZZT | 17/08/2004 | TX1-1000KVA |  | Pass | null
378607021 | TNB | DISTRIBUTION | WP PUTRAJAYA & CYBERJAYA | Existing | VCBJ/PCE/J21681/MB21681 | 300455072 | CLOSED | 11 kV | RYB | PE 21.68 Padat Elite 4 |  |  | CBJ21682 |  | SCHNEIDER | NE-1Q1 |  |  |  | Pass | null
378607141 | TNB | DISTRIBUTION | WP PUTRAJAYA & CYBERJAYA | Existing | VCBJ/PCE/J21201/MB21201 | 300281021 | CLOSED | 11 kV | RYB | PE 21.20 ELITE HIGHWAY NO. 2 |  |  | CBJ21203 |  | INDKOM | ZZT | 28/02/2000 |  |  | Pass | null
378607351 | TNB | DISTRIBUTION | WP PUTRAJAYA & CYBERJAYA | Existing | VCBJ/PCE/J21191/MB21191 | 300281022 | CLOSED | 11 kV | RYB | PE 21.19 ELITE HIGHWAY NO. 1 |  |  | CBJ21193 |  | INDKOM | ZZT | 31/12/1999 |  |  | Pass | null
379452217 | TNB | DISTRIBUTION | WP PUTRAJAYA & CYBERJAYA | Existing | VCBJ/PCE/J22061/MB22061 | 300280591 | CLOSED | 11 kV | RYB | PE 22.06 PADAT B 15-5 |  |  | CBJ22063 |  | INDKOM | ZZT | 25/04/2000 | TX-1000KVA |  | Pass | null
379452369 | TNB | DISTRIBUTION | WP PUTRAJAYA & CYBERJAYA | Existing | VCBJ/PCE/J22071/MB22071 | 300280587 | CLOSED | 11 kV | RYB | PE 22.07 PADAT B 15-6 |  |  | CBJ22072 |  | MERLIN GERIN | ZZT | 30/05/2000 | TX-1000KVA |  | Pass | null
379907368 | TNB | DISTRIBUTION | WP PUTRAJAYA & CYBERJAYA | Existing | VPTJ/PCE/J00355/MB1 | 310376044 | CLOSED | 11 kV | RYB | PE 15.57 DWIPUTRA NO 4 (F2) |  |  | PTJ15575 |  |  | VRN2a |  |  |  | Pass | null
379907464 | TNB | DISTRIBUTION | WP PUTRAJAYA & CYBERJAYA | Existing | VPTJ/PCE/J00350/MB1 | 309895385 | CLOSED | 11 kV | RYB | PE 15.57 DWIPUTRA NO 4 (F1) |  |  | PTJ15572 |  |  | VRN 2A |  |  |  | Pass | null
379907563 | TNB | DISTRIBUTION | WP PUTRAJAYA & CYBERJAYA | Existing | VPTJ/PCE/J00354/MB1 | 300537442 | CLOSED | 11 kV | RYB | PE 15.59 DWIPUTRA NO 6 (F2) |  |  | PTJ15595 |  |  | VRN 2A |  |  |  | Pass | null
379907657 | TNB | DISTRIBUTION | WP PUTRAJAYA & CYBERJAYA | Existing | VPTJ/PCE/J00352/MB1 | 300554401 | CLOSED | 11 kV | RYB | PE 15.59 DWIPUTRA NO 6 (F1) |  |  | PTJ15592 |  |  | VRN 2A |  |  |  | Pass | null
379907769 | TNB | DISTRIBUTION | WP PUTRAJAYA & CYBERJAYA | Existing | VPTJ/PCE/J00353/MB1 | 300537441 | CLOSED | 11 kV | RYB | PE 15.58 DWIPUTRA NO 5 (F2) |  |  | PTJ15585 |  |  | VRN2a |  |  |  | Pass | null
379907863 | TNB | DISTRIBUTION | WP PUTRAJAYA & CYBERJAYA | Existing | VPTJ/PCE/J00351/MB1 | 300554406 | CLOSED | 11 kV | RYB | PE 15.58 DWIPUTRA NO 5 (F1) |  |  | PTJ15582 |  |  | VRN 2A |  |  |  | Pass | null
379907998 | TNB | DISTRIBUTION | WP PUTRAJAYA & CYBERJAYA | Existing | VPTJ/PCE/J08402/MB08404 | 310375499 | CLOSED | 11 kV | RYB | PE 8.40 8R4 BLOK C F2 |  |  | PTJ08403 |  |  | VRN29 |  |  |  | Pass | null
379908121 | TNB | DISTRIBUTION | WP PUTRAJAYA & CYBERJAYA | Existing | VPTJ/PCE/J08401/MB08401 | 310375494 | CLOSED | 11 kV | RYB | PE 8.40 8R4 BLOK C F1 |  |  | PTJ08405 |  | EPE | CCTI TYPE:2S+1F |  |  |  | Pass | null
379908217 | TNB | DISTRIBUTION | WP PUTRAJAYA & CYBERJAYA | Existing | VPTJ/PCE/J08411/MB08411 | 310375504 | CLOSED | 11 kV | RYB | PE 8.41 8R4 BLOK D F1 |  |  | PTJ08413 |  | EPE | CCTI TYPE:2S+1F |  |  |  | Pass | null
379908311 | TNB | DISTRIBUTION | WP PUTRAJAYA & CYBERJAYA | Existing | VPTJ/PCE/J08412/MB08414 | 300454909 | CLOSED | 11 kV | RYB | PE 8.41 BLOK D 8R4 F2 |  |  | PTJ08415 |  |  | VRN29 |  |  |  | Pass | null
379908429 | TNB | DISTRIBUTION | WP PUTRAJAYA & CYBERJAYA | Existing | VPTJ/PCE/J08382/MB08384 | 310375517 | CLOSED | 11 kV | RYB | PE 8.38 8R4 BLOK A F2 |  |  | PTJ08385 |  |  | VRN29 |  |  |  | Pass | null
379908523 | TNB | DISTRIBUTION | WP PUTRAJAYA & CYBERJAYA | Existing | VPTJ/PCE/J08381/MB08381 | 310375510 | CLOSED | 11 kV | RYB | PE 8.38 8R4 BLOK A F1 |  |  | PTJ08383 |  | EPE |  |  |  |  | Pass | null
379908619 | TNB | DISTRIBUTION | WP PUTRAJAYA & CYBERJAYA | Existing | VPTJ/PCE/J08391/MB08391 | 310375522 | CLOSED | 11 kV | RYB | PE 8.39 8R4 BLOK B F1 |  |  | PTJ08393 |  | INDKOM | INS24 |  |  |  | Pass | null
379908713 | TNB | DISTRIBUTION | WP PUTRAJAYA & CYBERJAYA | Existing | VPTJ/PCE/J08392/MB08394 | 310338736 | CLOSED | 11 kV | RYB | PE 8.39 BLOK B 8R4 F2 |  |  | PTJ08396 |  | INDKOM |  |  |  |  | Pass | null
379908868 | TNB | DISTRIBUTION | WP PUTRAJAYA & CYBERJAYA | Existing | VPTJ/PCE/J00356/MB1 | 310286482 | CLOSED | 11 kV | RYB | PE 11.76 TERES ZON 9D (1) (F1) |  |  | PTJ11763 |  | INDKOM | INS24 |  |  |  | Pass | null
379908972 | TNB | DISTRIBUTION | WP PUTRAJAYA & CYBERJAYA | Existing | VPTJ/PCE/J00359/MB1 | 310371017 | CLOSED | 11 kV | RYB | PE 11.76 TERES ZON 9D (1) (F2) |  |  | PTJ11766 |  | INDKOM | INS24 |  |  |  | Pass | null
379909078 | TNB | DISTRIBUTION | WP PUTRAJAYA & CYBERJAYA | Existing | VPTJ/PCE/J00357/MB1 | 310371019 | CLOSED | 11 kV | RYB | PE 11.77 TERES ZON 9D (2) (F1) |  |  | PTJ11773 |  | INDKOM | INS24 |  |  |  | Pass | null
379909184 | TNB | DISTRIBUTION | WP PUTRAJAYA & CYBERJAYA | Existing | VPTJ/PCE/J00358/MB1 | 310286485 | CLOSED | 11 kV | RYB | PE 11.77 TERES ZON 9D (2) (F2) |  |  | PTJ11776 |  | INDKOM | INS24 |  |  |  | Pass | null
379909315 | TNB | DISTRIBUTION | WP PUTRAJAYA & CYBERJAYA | Existing | VPTJ/PCE/J00398/MB1 | 310159639 | CLOSED | 11 kV | RYB | Grp: Substation Comp. 1 PE11.78 F1 |  |  | PTJ11782 |  |  | VRN 2A |  |  |  | Pass | null
379909409 | TNB | DISTRIBUTION | WP PUTRAJAYA & CYBERJAYA | Existing | VPTJ/PCE/J00399/MB1 | 310159659 | CLOSED | 11 kV | RYB | E 11.78 PPA1M PALMA (F2) |  |  | PTJ11785 |  |  | VRN 2A | 17/11/2016 |  |  | Pass | null
379909518 | TNB | DISTRIBUTION | WP PUTRAJAYA & CYBERJAYA | Existing | VPTJ/PCE/J05351/MB05351 | 310375513 | CLOSED | 11 kV | RYB | PE 5.35 TEMP 5R5 |  |  | PTJ05353 |  | INDKOM | ZZTT 1D |  |  |  | Pass | null
379909819 | TNB | DISTRIBUTION | WP PUTRAJAYA & CYBERJAYA | Existing | VCBJ/PCE/J24361/MB24361 | 310386506 | CLOSED | 11 kV | RYB | PE 24.36 VERDI CONDO BLOK 2 |  |  | CBJ24364 |  | INDKOM | ZZTT1D |  |  |  | Pass | null
379909820 | TNB | DISTRIBUTION | WP PUTRAJAYA & CYBERJAYA | Existing | VCBJ/PCE/J24361/MB24361 | 310386506 | CLOSED | 11 kV | RYB | PE 24.36 VERDI CONDO BLOK 2 |  |  | CBJ24363 |  | INDKOM | ZZTT1D |  |  |  | Pass | null
379910002 | TNB | DISTRIBUTION | WP PUTRAJAYA & CYBERJAYA | Existing | VCBJ/PCE/J24351/MB24351 | 310386491 | CLOSED | 11 kV | RYB | PE 24.35 VERDI CONDO BLOK 1 |  |  | CBJ24354 |  | INDKOM | ZZTT1D |  |  |  | Pass | null
379910003 | TNB | DISTRIBUTION | WP PUTRAJAYA & CYBERJAYA | Existing | VCBJ/PCE/J24351/MB24351 | 310386491 | CLOSED | 11 kV | RYB | PE 24.35 VERDI CONDO BLOK 1 |  |  | CBJ24353 |  | INDKOM | ZZTT1D |  |  |  | Pass | null
379924544 | TNB | DISTRIBUTION | WP PUTRAJAYA & CYBERJAYA | Existing | VPTJ/PCE/J00347/MB1 | 310371235 | CLOSED | 11 kV | RYB | PE 12.04 SPINE ROAD NO 2 (F2) |  |  | PTJ12046 | [6 empty] | Pass | null
379924645 | TNB | DISTRIBUTION | WP PUTRAJAYA & CYBERJAYA | Existing | VPTJ/PCE/J00347/MB1 | 310371232 | CLOSED | 11 kV | RYB | PE 12.04 SPINE ROAD NO 2 (F1) |  |  | PTJ12043 |  | INDKOM | INS24 |  |  |  | Pass | null
379924739 | TNB | DISTRIBUTION | WP PUTRAJAYA & CYBERJAYA | Existing | VPTJ/PCE/J00348/MB1 | 310372346 | CLOSED | 11 kV | RYB | PE 12.05 PS 19 (F2) |  |  | PTJ12055 |  | SCHNEIDER |  |  |  |  | Pass | null
379924833 | TNB | DISTRIBUTION | WP PUTRAJAYA & CYBERJAYA | Existing | VPTJ/PCE/J00346/MB1 | 310372341 | CLOSED | 11 kV | RYB | PE 12.05 PS 19 (F1) |  |  | PTJ12052 |  | SCHNEIDER |  |  |  |  | Pass | null
379925004 | TNB | DISTRIBUTION | WP PUTRAJAYA & CYBERJAYA | Existing | VPTJ/PCE/J00335/MB1 | 310332995 | CLOSED | 11 kV | RYB | PE 15.49 NADI 15 (1) (F1) |  |  | PTJ15493 |  | INDKOM | ZZT ID |  |  |  | Pass | null
379925098 | TNB | DISTRIBUTION | WP PUTRAJAYA & CYBERJAYA | Existing | VPTJ/PCE/J15492/MB15494 | 310332998 | CLOSED | 11 kV | RYB | PE 15.49 NADI 15 (1) (F2) |  |  | PTJ15496 |  | INDKOM |  |  |  |  | Pass | null
379925194 | TNB | DISTRIBUTION | WP PUTRAJAYA & CYBERJAYA | Existing | VPTJ/PCE/J00336/MB1 | 300520274 | CLOSED | 11 kV | RYB | PE 15.50 NADI 15 (2) (F1) |  |  | PTJ15503 |  | INDKOM | INS24 |  |  |  | Pass | null
379925288 | TNB | DISTRIBUTION | WP PUTRAJAYA & CYBERJAYA | Existing | VPTJ/PCE/J15502/MB15504 | 300522664 | CLOSED | 11 kV | RYB | PE 15.50 NADI 15 (2) (F2) |  |  | PTJ15506 |  | INDKOM | INS24 |  |  |  | Pass | null
379925384 | TNB | DISTRIBUTION | WP PUTRAJAYA & CYBERJAYA | Existing | VPTJ/PCE/J00334/MB1 | 300520263 | CLOSED | 11 kV | RYB | PE 15.51 NADI 15 (3) (F1) |  |  | PTJ15513 |  | INDKOM | INS24 |  |  |  | Pass | null
379925478 | TNB | DISTRIBUTION | WP PUTRAJAYA & CYBERJAYA | Existing | VPTJ/PCE/J15512/MB15514 | 300522668 | CLOSED | 11 kV | RYB | PE 15.51 NADI 15 (3) (F2) |  |  | PTJ15516 |  | INDKOM | INS24 |  |  |  | Pass | null
379925863 | TNB | DISTRIBUTION | WP PUTRAJAYA & CYBERJAYA | Existing | VPTJ/PCE/J00372/MB1 | 310376046 | CLOSED | 11 kV | RYB | PE 14.34 DUTA VILLA (EFI) (F1) |  |  | PTJ14343 |  | INDKOM | INS24 |  |  |  | Pass | null
379925967 | TNB | DISTRIBUTION | WP PUTRAJAYA & CYBERJAYA | Existing | VPTJ/PCE/J00374/MB1 | 310376049 | CLOSED | 11 kV | RYB | PE 14.34 DUTA VILLA (EFI) (F2) |  |  | PTJ14346 |  | INDKOM | INS24 |  |  |  | Pass | null
379926319 | TNB | DISTRIBUTION | WP PUTRAJAYA & CYBERJAYA | Existing | VCBJ/PCE/J00130/MB1 | 310375552 | CLOSED | 11 kV | RYB | PE 25.30 GLADE 3-3 |  |  | CBJ25302 |  | SCHNEIDER | NE-21Q |  |  |  | Pass | null
379926413 | TNB | DISTRIBUTION | WP PUTRAJAYA & CYBERJAYA | Existing | VCBJ/PCE/J00129/MB1 | 310389792 | CLOSED | 11 kV | RYB | PE 25.29 GLADE 3-2 |  |  | CBJ25292 |  | SCHNEIDER | NE-21Q |  |  |  | Pass | null
379926507 | TNB | DISTRIBUTION | WP PUTRAJAYA & CYBERJAYA | Existing | VCBJ/PCE/J00124/MB1 | 310389790 | CLOSED | 11 kV | RYB | PE 25.28 GLADE 3-1 |  |  | CBJ25282 |  | MERLIN GERIN | NE-21Q |  |  |  | Pass | null
379926844 | TNB | DISTRIBUTION | WP PUTRAJAYA & CYBERJAYA | Existing | VCBJ/PCE/J23211/MB23211 | 310303828 | CLOSED | 11 kV | RYB | PE 23.21 EASTERN CORIDOR |  |  | CBJ23212 |  | SCHNEIDER | NE-21Q |  |  |  | Pass | null
379926955 | TNB | DISTRIBUTION | WP PUTRAJAYA & CYBERJAYA | Existing | VCBJ/PCE/J00132/MB1 | 310386417 | CLOSED | 11 kV | RYB | PE 23.31 TEMP AXVENTURE |  |  | CBJ23312 |  | MERLIN GERIN | NE-21Q |  |  |  | Pass | null
380663146 | TNB | DISTRIBUTION | WP PUTRAJAYA & CYBERJAYA | Existing | VPTJ/PCE/J00442/MB1 | 310554291 | CLOSED | 11 kV | RYB | D-PTJ-C15-0989 |  |  | P17152 |  | SIEMENS | 8DJH |  | TX-1000kVA |  | Pass | null
380663267 | TNB | DISTRIBUTION | WP PUTRAJAYA & CYBERJAYA | Existing | VPTJ/PCE/J00443/MB1 | 310554274 | CLOSED | 11 kV | RYB | D-PTJ-C15-0989 |  |  | P17156 |  | SIEMENS | 8DJH |  |  |  | Pass | null
380663390 | TNB | DISTRIBUTION | WP PUTRAJAYA & CYBERJAYA | Existing | VPTJ/PCE/J00444/MB1 | 310554333 | CLOSED | 11 kV | RYB | D-PTJ-C15-0989 |  |  | P17163 |  |  | VRN 2A |  | TX-1000kVA |  | Pass | null
380663511 | TNB | DISTRIBUTION | WP PUTRAJAYA & CYBERJAYA | Existing | VPTJ/PCE/J00445/MB1 | 310543647 | CLOSED | 11 kV | RYB | D-PTJ-C15-0989 |  |  | P17166 |  |  | RM6 |  | TX-1000kVA |  | Pass | null
381401680 | TNB | DISTRIBUTION | WP PUTRAJAYA & CYBERJAYA | Existing |  |  | CLOSED | 11 kV | RYB | D-PTJ-C16-0948 |  |  | PTJ12095 | [6 empty] | Pass | null
381401794 | TNB | DISTRIBUTION | WP PUTRAJAYA & CYBERJAYA | Existing |  |  | CLOSED | 11 kV | RYB | D-PTJ-C16-0948 |  |  | PTJ12092 | [6 empty] | Pass | null
381401916 | TNB | DISTRIBUTION | WP PUTRAJAYA & CYBERJAYA | Existing |  |  | CLOSED | 11 kV | RYB | D-PTJ-C16-0948 |  |  | PTJ12105 | [6 empty] | Pass | null
381402030 | TNB | DISTRIBUTION | WP PUTRAJAYA & CYBERJAYA | Existing |  |  | CLOSED | 11 kV | RYB | D-PTJ-C16-0948 |  |  | PTJ12102 | [6 empty] | Pass | null
381402200 | TNB | DISTRIBUTION | WP PUTRAJAYA & CYBERJAYA | Existing | VPTJ/PCE/J00400/MB1 | 310294512 | CLOSED | 11 kV | RYB | D-PTJ-C15-0944 |  |  | PTJ17112 |  |  | VRN 2A |  |  |  | Pass | null
381402314 | TNB | DISTRIBUTION | WP PUTRAJAYA & CYBERJAYA | Existing | VPTJ/PCE/J00401/MB1 | 310294517 | CLOSED | 11 kV | RYB | D-PTJ-C15-0944 |  |  | PTJ17115 |  |  | VRN 2A |  |  |  | Pass | null
381402430 | TNB | DISTRIBUTION | WP PUTRAJAYA & CYBERJAYA | Existing | VPTJ/PCE/J00406/MB1 | 310294511 | CLOSED | 11 kV | RYB | D-PTJ-C16-1074 |  |  | PTJ17142 |  |  | VRN 2A |  |  |  | Pass | null
381402544 | TNB | DISTRIBUTION | WP PUTRAJAYA & CYBERJAYA | Existing | VPTJ/PCE/J00407/MB1 | 310294509 | CLOSED | 11 kV | RYB | D-PTJ-C16-1074 |  |  | PTJ17145 |  |  | VRN 2A |  |  |  | Pass | null
381402694 | TNB | DISTRIBUTION | WP PUTRAJAYA & CYBERJAYA | Existing | VPTJ/PCE/J00404/MB1 | 310294518 | CLOSED | 11 kV | RYB | D-PTJ-C16-1074 |  |  | PTJ17132 |  |  | VRN 2A |  |  |  | Pass | null
381402810 | TNB | DISTRIBUTION | WP PUTRAJAYA & CYBERJAYA | Existing | VPTJ/PCE/J00405/MB1 | 310294510 | CLOSED | 11 kV | RYB | D-PTJ-C16-1074 |  |  | PTJ17135 |  |  | VRN 2A |  |  |  | Pass | null
381402955 | TNB | DISTRIBUTION | WP PUTRAJAYA & CYBERJAYA | Existing | VPTJ/PCE/J00402/MB1 | 310294514 | CLOSED | 11 kV | RYB | D-PTJ-C15-0944 |  |  | PTJ17122 |  |  | VRN 2A |  |  |  | Pass | null
381403069 | TNB | DISTRIBUTION | WP PUTRAJAYA & CYBERJAYA | Existing | VPTJ/PCE/J00403/MB1 | 310294516 | CLOSED | 11 kV | RYB | D-PTJ-C15-0944 |  |  | PTJ17125 |  |  | VRN 2A |  |  |  | Pass | null
381405974 | TNB | DISTRIBUTION | WP PUTRAJAYA & CYBERJAYA | Existing | VPTJ/PCE/J00375/MB1 | 310425312 | CLOSED | 11 kV | RYB | PE 7.14 ELECTRIC SQC 1 |  |  | PTJ07142 |  | SCHNEIDER | NE-2iQ |  | TX-1000KVA |  | Pass | null
381406088 | TNB | DISTRIBUTION | WP PUTRAJAYA & CYBERJAYA | Existing | VPTJ/PCE/J00377/MB1 | 310425309 | CLOSED | 11 kV | RYB | PE 7.15 ELECTRIC SQC 2 |  |  | PTJ07152 |  | SCHNEIDER | NE-2iQ |  | TX-1000KVA |  | Pass | null
381406211 | TNB | DISTRIBUTION | WP PUTRAJAYA & CYBERJAYA | Existing | VPTJ/PCE/J00378/MB1 | 310425307 | CLOSED | 11 kV | RYB | PE 9.50 DEPOH VSQC |  |  | PTJ09502 |  | SCHNEIDER | NE-2iQ |  | TX-1000KVA |  | Pass | null
381406342 | TNB | DISTRIBUTION | WP PUTRAJAYA & CYBERJAYA | Existing |  |  | CLOSED | 11 kV | RYB | PE 23.30 EAST GARDEN |  |  | CBJ23303 |  |  |  |  | TX1-1000KVA |  | Pass | null
381406343 | TNB | DISTRIBUTION | WP PUTRAJAYA & CYBERJAYA | Existing |  |  | CLOSED | 11 kV | RYB | PE 23.30 EAST GARDEN |  |  | CBJ23304 |  |  |  |  | TX2-1000KVA |  | Pass | null
381406595 | TNB | DISTRIBUTION | WP PUTRAJAYA & CYBERJAYA | Existing | VCBJ/PCE/J00131/MB1 | 310024037 | CLOSED | 11 kV | RYB | PE 24.40 LAMAN VIEW |  |  | CBJ24403 |  | INDKOM | INS24 |  | TX-1000KVA |  | Pass | null
381406596 | TNB | DISTRIBUTION | WP PUTRAJAYA & CYBERJAYA | Existing | VCBJ/PCE/J00131/MB1 | 310024037 | CLOSED | 11 kV | RYB | PE 24.40 LAMAN VIEW |  |  | CBJ24404 |  | INDKOM | INS24 |  | TX2-1000KVA |  | Pass | null
381406811 | TNB | DISTRIBUTION | WP PUTRAJAYA & CYBERJAYA | Existing | VPTJ/PCE/J00388/MB1 | 310213597 | CLOSED | 11 kV | RYB | PE 6.07 BLOK 7 PPA1M (F1) |  |  | PTJ06073 |  | EPE | N/A |  | TX-1000KVA |  | Pass | null
381406932 | TNB | DISTRIBUTION | WP PUTRAJAYA & CYBERJAYA | Existing | VPTJ/PCE/J00389/MB1 | 310213598 | CLOSED | 11 kV | RYB | PE 6.07 BLOK 7 PPA1M (F2) |  |  | PTJ06076 |  | EPE | N/A |  | TX-1000KVA |  | Pass | null
381407059 | TNB | DISTRIBUTION | WP PUTRAJAYA & CYBERJAYA | Existing | VPTJ/PCE/J00393/MB1 | 310251082 | CLOSED | 11 kV | RYB | PE 6.11 BLOK 4 PPA1M (F2) |  |  | PTJ06116 |  | EPE | CCTI |  | TX-1000KVA |  | Pass | null
381407180 | TNB | DISTRIBUTION | WP PUTRAJAYA & CYBERJAYA | Existing | VPTJ/PCE/J00392/MB1 | 310213599 | CLOSED | 11 kV | RYB | PE 6.11 BLOK 4 PPA1M (F1) |  |  | PTJ06113 |  | EPE | N/A |  | TX1-1000KVA |  | Pass | null
381407317 | TNB | DISTRIBUTION | WP PUTRAJAYA & CYBERJAYA | Existing | VPTJ/PCE/J00390/MB1 | 310213605 | CLOSED | 11 kV | RYB | PE 6.10 BLOK 6B PPA1M (F1) |  |  | PTJ06103 |  | EPE | CCTI |  | TX-1000KVA |  | Pass | null
381407438 | TNB | DISTRIBUTION | WP PUTRAJAYA & CYBERJAYA | Existing | VPTJ/PCE/J00391/MB1 | 310251080 | CLOSED | 11 kV | RYB | PE 6.10 BLOK 6B PPA1M (F2) |  |  | PTJ06106 |  | EPE | CCTI |  | TX-1000KVA |  | Pass | null
381407561 | TNB | DISTRIBUTION | WP PUTRAJAYA & CYBERJAYA | Existing | VPTJ/PCE/J00397/MB1 | 310213609 | CLOSED | 11 kV | RYB | PE 6.09 BLOK 6A PPA1M (F2) |  |  | PTJ06096 |  | EPE | CCTI |  |  |  | Pass | null
381407682 | TNB | DISTRIBUTION | WP PUTRAJAYA & CYBERJAYA | Existing | VPTJ/PCE/J00396/MB1 | 310213600 | CLOSED | 11 kV | RYB | PE 6.09 BLOK 6A PPA1M (F1) |  |  | PTJ06093 |  | EPE | N/A |  | TX-1000KVA |  | Pass | null
381407805 | TNB | DISTRIBUTION | WP PUTRAJAYA & CYBERJAYA | Existing | VPTJ/PCE/J00394/MB1 | 310213608 | CLOSED | 11 kV | RYB | PE 6.08 BLOK 3 PPA1M (F1) |  |  | PTJ06082 |  | EPE | SSE-VRN2a |  | TX-1000KVA |  | Pass | null
381407926 | TNB | DISTRIBUTION | WP PUTRAJAYA & CYBERJAYA | Existing | VPTJ/PCE/J00395/MB1 | 310213602 | CLOSED | 11 kV | RYB | PE 6.08 BLOK 3 PPA1M (F2) |  |  | PTJ06085 |  | EPE | SSE-VRN2a |  | TX-1000KVA |  | Pass | null
381408049 | TNB | DISTRIBUTION | WP PUTRAJAYA & CYBERJAYA | Existing | VPTJ/PCE/J00386/MB1 | 309997435 | CLOSED | 11 kV | RYB | PE 6.06 BLOK 5B PPA1M (F1) |  |  | PTJ06063 |  | EPE | N/A |  | TX-1000KVA |  | Pass | null
381408170 | TNB | DISTRIBUTION | WP PUTRAJAYA & CYBERJAYA | Existing | VPTJ/PCE/J00387/MB1 | 309997437 | CLOSED | 11 kV | RYB | PE 6.06 BLOK 5B PPA1M (F2) |  |  | PTJ06066 |  | EPE | N/A |  | TX-1000KVA |  | Pass | null
381526228 | TNB | DISTRIBUTION | WP PUTRAJAYA & CYBERJAYA | Existing | VCBJ/PCE/J23291/MB1 | 300545693 | CLOSED | 11 kV | RYB | PE 23.29 PERUMAHAN CERIA RESIDENT |  |  | CBJ23293 |  | INDKOM | INS24 |  | TX-1000KVA |  | Pass | null
381526229 | TNB | DISTRIBUTION | WP PUTRAJAYA & CYBERJAYA | Existing | VCBJ/PCE/J23291/MB1 | 300545693 | CLOSED | 11 kV | RYB | PE 23.29 PERUMAHAN CERIA RESIDENT |  |  | CBJ23294 |  | INDKOM | INS24 |  | TX-1000KVA |  | Pass | null
381526550 | TNB | DISTRIBUTION | WP PUTRAJAYA & CYBERJAYA | Existing | VCBJ/PCE/J21441/MB21441 | 310370043 | CLOSED | 11 kV | RYB | PE 21.44 CYBERVILLAGE SERENITY 2 |  |  | CBJ21443 |  | TAMCO |  |  |  |  | Pass | null
381526551 | TNB | DISTRIBUTION | WP PUTRAJAYA & CYBERJAYA | Existing | VCBJ/PCE/J21441/MB21441 | 310370043 | CLOSED | 11 kV | RYB | PE 21.44 CYBERVILLAGE SERENITY 2 |  |  | CBJ21442 |  | TAMCO |  |  |  |  | Pass | null
381526761 | TNB | DISTRIBUTION | WP PUTRAJAYA & CYBERJAYA | Existing | VCBJ/PCE/J24031/MB24031 | 310360646 | CLOSED | 11 kV | RYB | PE 24.03 JELANG VISTA 2 |  |  | CBJ24034 |  | INDKOM | INS24 |  | TX1-1000KVA |  | Pass | null
381527222 | TNB | DISTRIBUTION | WP PUTRAJAYA & CYBERJAYA | Existing | VCBJ/PCE/J24111/MB24111 | 310360641 | CLOSED | 11 kV | RYB | PE 24.11 SEJATI HOMES 1 |  |  | CBJ24114 |  | ABB | CCFF |  |  |  | Pass | null
381527223 | TNB | DISTRIBUTION | WP PUTRAJAYA & CYBERJAYA | Existing | VCBJ/PCE/J24111/MB24111 | 310360641 | CLOSED | 11 kV | RYB | PE 24.11 SEJATI HOMES 1 |  |  | CBJ24113 |  | ABB | CCFF |  |  |  | Pass | null
382986166 | TNB | DISTRIBUTION | WP PUTRAJAYA & CYBERJAYA | Existing | VPTJ/PCE/J14331/MB14331 | 310338739 | CLOSED | 11 kV | RYB | PE 14.33 PERUMAHAN 14-6 NO 2 (F1) |  |  | PTJ14333 |  | INDKOM | INS24 |  | TX1-1000KVA |  | Pass | null
382986287 | TNB | DISTRIBUTION | WP PUTRAJAYA & CYBERJAYA | Existing | VPTJ/PCE/J14332/MB14334 | 310338743 | CLOSED | 11 kV | RYB | PE 14.33 PERUMAHAN 14-6 NO 2 (F2) |  |  | PTJ14335 |  | INDKOM | INS24 |  | TX2-1000KVA |  | Pass | null
382986420 | TNB | DISTRIBUTION | WP PUTRAJAYA & CYBERJAYA | Existing | VPTJ/PCE/J14321/MB14321 | 310338752 | CLOSED | 11 kV | RYB | PE 14.32 PERUMAHAN 14-6 NO 1 (F1) |  |  | PTJ14323 |  | INDKOM | INS24 |  | TX-1000KVA |  | Pass | null
382986541 | TNB | DISTRIBUTION | WP PUTRAJAYA & CYBERJAYA | Existing | VPTJ/PCE/J14322/MB14324 | 310338747 | CLOSED | 11 kV | RYB | PE 14.32 PERUMAHAN 14-6 NO 1 (F2) |  |  | PTJ14325 |  | SCHNEIDER | NE-2iQ |  | TX2-1000KVA |  | Pass | null
382986695 | TNB | DISTRIBUTION | WP PUTRAJAYA & CYBERJAYA | Existing | VCBJ/PCE/J00127/MB1 | 310212579 | CLOSED | 11 kV | RYB | PE 24.37 KANVAS TOWER A |  |  | CBJ24374 |  | SIEMENS | 8DJH TRRT |  | TX2-1000KVA |  | Pass | null
382986696 | TNB | DISTRIBUTION | WP PUTRAJAYA & CYBERJAYA | Existing | VCBJ/PCE/J00127/MB1 | 310212579 | CLOSED | 11 kV | RYB | PE 24.37 KANVAS TOWER A |  |  | CBJ24371 |  | SIEMENS | 8DJH TRRT |  | TX-1000KVA |  | Pass | null
382986917 | TNB | DISTRIBUTION | WP PUTRAJAYA & CYBERJAYA | Existing | VCBJ/PCE/J00128/MB1 | 310158556 | CLOSED | 11 kV | RYB | PE 24.38 KANVAS TOWER B |  |  | CBJ24384 |  | INDKOM | ZZTT1D |  | TX2-1000KVA |  | Pass | null
382986918 | TNB | DISTRIBUTION | WP PUTRAJAYA & CYBERJAYA | Existing | VCBJ/PCE/J00128/MB1 | 310158556 | CLOSED | 11 kV | RYB | PE 24.38 KANVAS TOWER B |  |  | CBJ24383 |  | INDKOM | ZZTT1D |  | TX1-1000KVA |  | Pass | null
382987151 | TNB | DISTRIBUTION | WP PUTRAJAYA & CYBERJAYA | Existing | VCBJ/PCE/J23261/MB23261 | 310425257 | CLOSED | 11 kV | RYB | PE 23.26 V RESIDENCE |  |  | CBJ23261 |  | SIEMENS | 8DJH TRRT |  | TX1-1000KVA |  | Pass | null
382987152 | TNB | DISTRIBUTION | WP PUTRAJAYA & CYBERJAYA | Existing | VCBJ/PCE/J23261/MB23261 | 310425257 | CLOSED | 11 kV | RYB | PE 23.26 V RESIDENCE |  |  | CBJ23264 |  | SIEMENS | 8DJH TRRT |  | TX2-1000KVA |  | Pass | null
382987363 | TNB | DISTRIBUTION | WP PUTRAJAYA & CYBERJAYA | Existing | VCBJ/PCE/J23271/MB23271 | 310425266 | CLOSED | 11 kV | RYB | PE 23.27 V RESIDENCE 1 |  |  | CBJ23272 |  |  | VRN 2A |  | TX-750KVA |  | Pass | null
382987623 | TNB | DISTRIBUTION | WP PUTRAJAYA & CYBERJAYA | Existing | VCBJ/PCE/J00133/MB1 | 310158581 | CLOSED | 11 kV | RYB | PE 24.41 MAGIC VILLAGE |  |  | CBJ24412 |  |  | VRN 2A |  | TX-750KVA |  | Pass | null
383003392 | TNB | DISTRIBUTION | WP PUTRAJAYA & CYBERJAYA | Existing | VPTJ/PCE/J00383/MB1 | 310159885 | CLOSED | 11 kV | RYB | PE 6.05 BLOK 5A PPA1M (F2) |  |  | PTJ06056 |  | EPE | CCTI |  |  |  | Pass | null
383003513 | TNB | DISTRIBUTION | WP PUTRAJAYA & CYBERJAYA | Existing | VPTJ/PCE/J00382/MB1 | 310159653 | CLOSED | 11 kV | RYB | PE 6.05 BLOK 5A PPA1M (F1) |  |  | PTJ06053 |  | EPE | CCTI |  |  |  | Pass | null
383003636 | TNB | DISTRIBUTION | WP PUTRAJAYA & CYBERJAYA | Existing | VPTJ/PCE/J00381/MB1 | 310213610 | CLOSED | 11 kV | RYB | PE 6.04 BLOK 1 PPA1M (F2) |  |  | PTJ06046 |  | EPE | CCTI |  |  |  | Pass | null
383003757 | TNB | DISTRIBUTION | WP PUTRAJAYA & CYBERJAYA | Existing | VPTJ/PCE/J00380/MB1 | 310213607 | CLOSED | 11 kV | RYB | PE 6.04 BLOK 1 PPA1M (F1) |  |  | PTJ06043 |  | EPE | CCTI |  |  |  | Pass | null
383003918 | TNB | DISTRIBUTION | WP PUTRAJAYA & CYBERJAYA | Existing | VPTJ/PCE/J16321/MB16321 | 310471639 | CLOSED | 11 kV | RYB | PE 16.32 TEMP PPA1M P16D |  |  | PTJ16322 |  | SCHNEIDER | NE-2iQ |  |  |  | Pass | null
383004178 | TNB | DISTRIBUTION | WP PUTRAJAYA & CYBERJAYA | Existing | VPTJ/PCE/J01681/MB01681 | 310372353 | CLOSED | 11 kV | RYB | PE 1.68 TEMP PLOT Z1 & Z2 |  |  | PTJ01682 |  | TAMCO | NA |  |  |  | Pass | null
383004453 | TNB | DISTRIBUTION | WP PUTRAJAYA & CYBERJAYA | Existing | VPTJ/PCE/J11641/MB11641 | 300281093 | CLOSED | 11 kV | RYB | PE 11.64 ZON 10A (F1) |  |  | PTJ11642 |  | TAMCO | GR1-21-1D-08301 | 21/07/2009 |  |  | Pass | null
383004568 | TNB | DISTRIBUTION | WP PUTRAJAYA & CYBERJAYA | Existing | VPTJ/PCE/J11642/MB11644 | 300454762 | CLOSED | 11 kV | RYB | PE 11.64 ZON 10A (F2) |  |  | PTJ11645 |  | TAMCO | GR1-21-1D-08308 |  |  |  | Pass | null
383004688 | TNB | DISTRIBUTION | WP PUTRAJAYA & CYBERJAYA | Existing | VPTJ/PCE/J11651/MB11651 | 300451360 | CLOSED | 11 kV | RYB | PE 11.65 ZON 10A2 (F1) |  |  | PTJ11653 |  | INDKOM | ZZT |  |  |  | Pass | null
383004803 | TNB | DISTRIBUTION | WP PUTRAJAYA & CYBERJAYA | Existing | VPTJ/PCE/J11652/MB11654 | 300281094 | CLOSED | 11 kV | RYB | PE 11.65 ZON 10A2 (F2) |  |  | PTJ11656 |  | INDKOM | ZZT | 13/08/2009 |  |  | Pass | null
383046385 | TNB | DISTRIBUTION | WP PUTRAJAYA & CYBERJAYA | Existing |  |  | CLOSED | 11 kV | RYB | BE KE PEMBANGUNAN PUSAT PENGAJIAN PERTAH |  |  | P1663 | [6 empty] | Pass | null
383046499 | TNB | DISTRIBUTION | WP PUTRAJAYA & CYBERJAYA | Existing |  |  | CLOSED | 11 kV | RYB |  |  |  | P1666 | [6 empty] | Pass | null
383046625 | TNB | DISTRIBUTION | WP PUTRAJAYA & CYBERJAYA | Existing | VCBJ/PCE/J00164/MB1 | 310580315 | CLOSED | 11 kV | RYB | D-CBJ-C17-0519 |  |  | C23452 | LUCY |  | VRN 2A |  |  |  | Pass | null
383046865 | TNB | DISTRIBUTION | WP PUTRAJAYA & CYBERJAYA | Existing |  |  | CLOSED | 11 kV | RYB | D-CBJ-C16-0576 |  |  | C25312 | [6 empty] | Pass | null
383046979 | TNB | DISTRIBUTION | WP PUTRAJAYA & CYBERJAYA | Existing |  |  | CLOSED | 11 kV | RYB | D-CBJ-C16-0576 |  |  | C25322 | [6 empty] | Pass | null
383047093 | TNB | DISTRIBUTION | WP PUTRAJAYA & CYBERJAYA | Existing |  |  | CLOSED | 11 kV | RYB | D-CBJ-C16-0576 |  |  | C25332 | [6 empty] | Pass | null
383338333 | TNB | DISTRIBUTION | WP PUTRAJAYA & CYBERJAYA | Existing | VCBJ/PCE/J00139/MB1 | 310386607 | CLOSED | 11 kV | RYB | D-CBJ-C15-0468 |  |  | CBJ23404 |  | INDKOM | INS24 |  | TX2-1000KVA |  | Pass | null
383338334 | TNB | DISTRIBUTION | WP PUTRAJAYA & CYBERJAYA | Existing | VCBJ/PCE/J00139/MB1 | 310386607 | CLOSED | 11 kV | RYB | D-CBJ-C15-0468 |  |  | CBJ23403 |  | INDKOM | INS24 |  | TX1-1000KVA |  | Pass | null
383338552 | TNB | DISTRIBUTION | WP PUTRAJAYA & CYBERJAYA | Existing | VCBJ/PCE/J00140/MB1 | 310341678 | CLOSED | 11 kV | RYB | D-CBJ-C15-0468 |  |  | CBJ23413 |  | TAMCO | SF6 RMU GR1 |  | TX2-1000KVA |  | Pass | null
383338553 | TNB | DISTRIBUTION | WP PUTRAJAYA & CYBERJAYA | Existing | VCBJ/PCE/J00140/MB1 | 310341678 | CLOSED | 11 kV | RYB | D-CBJ-C15-0468 |  |  | CBJ23412 |  | TAMCO | SF6 RMU GR1 |  | TX1-1000KVA |  | Pass | null
383347044 | TNB | DISTRIBUTION | WP PUTRAJAYA & CYBERJAYA | Existing | VCBJ/PCE/J24021/MB 24021 | 310303824 | CLOSED | 11 kV | RYB | PE 24.02 JELANG VISTA 1 |  |  | CBJ24024 |  | INDKOM | ZZTT.OD |  | TX-1000KVA |  | Pass | null
384171310 | TNB | DISTRIBUTION | WP PUTRAJAYA & CYBERJAYA | Existing | VCBJ/PCE/J00152 |  | CLOSED | 11 kV | RYB | D-CBJ-C16-0439 |  |  | C25063 | [6 empty] | Pass | null
384171442 | TNB | DISTRIBUTION | WP PUTRAJAYA & CYBERJAYA | Existing |  |  | CLOSED | 11 kV | RYB | PE 24.45 CERIA CONDO B |  |  | C24453 | [6 empty] | Pass | null
384171443 | TNB | DISTRIBUTION | WP PUTRAJAYA & CYBERJAYA | Existing |  |  | CLOSED | 11 kV | RYB | PE 24.45 CERIA CONDO B |  |  | C24452 | [6 empty] | Pass | null
384171653 | TNB | DISTRIBUTION | WP PUTRAJAYA & CYBERJAYA | Existing |  |  | CLOSED | 11 kV | RYB | PE 24.44 CERIA CONDO A |  |  | C24443 | [6 empty] | Pass | null
384171654 | TNB | DISTRIBUTION | WP PUTRAJAYA & CYBERJAYA | Existing |  |  | CLOSED | 11 kV | RYB | PE 24.44 CERIA CONDO A |  |  | C24442 | [6 empty] | Pass | null
384172001 | TNB | DISTRIBUTION | WP PUTRAJAYA & CYBERJAYA | Existing |  |  | CLOSED | 11 kV | RYB | D-CBJ-C15-0497 |  |  | N/A | [6 empty] | Pass | null
384304424 | TNB | DISTRIBUTION | WP PUTRAJAYA & CYBERJAYA | Existing |  |  | CLOSED | 11 kV | RYB | D-CBJ-C16-0532 |  |  | C21392 | [6 empty] | Pass | null
385025816 | TNB | DISTRIBUTION | WP PUTRAJAYA & CYBERJAYA | Existing |  |  | CLOSED | 11 kV | RYB |  |  |  | 17233 | [6 empty] | Pass | null
385026650 | TNB | DISTRIBUTION | WP PUTRAJAYA & CYBERJAYA | Existing |  |  | CLOSED | 11 kV | RYB | D-CBJ-C16-0566 |  |  | 24432 | [6 empty] | Pass | null
385026651 | TNB | DISTRIBUTION | WP PUTRAJAYA & CYBERJAYA | Existing |  |  | CLOSED | 11 kV | RYB | D-CBJ-C16-0566 |  |  | 24433 | [6 empty] | Pass | null
388861013 | TNB | DISTRIBUTION | WP PUTRAJAYA & CYBERJAYA | Existing | VCBJ/PCE/J24051/MB24052 | 300454676 | CLOSED | 11 kV | RYB | PE 24.05 SYMPHONY HILLS 3 |  |  | CBJ24053 |  | SCHNEIDER | ID-0233 |  | TX2-1000KVA |  | Pass | null
389013166 | TNB | DISTRIBUTION | WP PUTRAJAYA & CYBERJAYA | Existing | VCBJ/PCE/J24061/MB24062 | 300454672 | CLOSED | 11 kV | RYB | PE 24.06 SYMPHONY HILLS 1 |  |  | CBJ24063 |  | SCHNEIDER | NE-2iQ |  | TX-500KVA |  | Pass | null
389013194 | TNB | DISTRIBUTION | WP PUTRAJAYA & CYBERJAYA | Existing |  |  | CLOSED | 11 kV | RYB | PE 24.06 SYMPHONY HILLS 1 |  |  | N/A | [6 empty] | Pass | null
389013195 | TNB | DISTRIBUTION | WP PUTRAJAYA & CYBERJAYA | Existing |  |  | CLOSED | 11 kV | RYB | PE 24.06 SYMPHONY HILLS 1 |  |  | N/A | [6 empty] | Pass | null
389470106 | TNB | DISTRIBUTION | WP PUTRAJAYA & CYBERJAYA | Existing |  |  | CLOSED | 11 kV | RYB | D-CBJ-C15-0506 |  |  | CBJ24503 | [6 empty] | Pass | null
389527738 | TNB | DISTRIBUTION | WP PUTRAJAYA & CYBERJAYA | Existing | VCBJ/PCE/J21751/MB21751 | 300454652 | CLOSED | 11 kV | RYB | PE 21.75 LAKEVIEW WEST 1 |  |  | CBJ21752 |  | TAMCO | GR1 |  | TX1-1000KVA |  | Pass | null
389528364 | TNB | DISTRIBUTION | WP PUTRAJAYA & CYBERJAYA | Existing | VCBJ/PCE/J21741/MB21741 | 300454650 | CLOSED | 11 kV | RYB | PE 21.74 LAKE VIEW WEST 2 |  |  | CBJ22442 |  | TAMCO | GR1 |  | TX-1000KVA |  | Pass | null
390114628 | TNB | DISTRIBUTION | WP PUTRAJAYA & CYBERJAYA | Existing | VPTJ/PCE/J14092/MB14094 | 300455138 | CLOSED | 11 kV | RYB | PE 14.09 PERUMAHAN 14-4 (F2) |  |  | PTJ14095 | SCHNEIDER |  | RM6 |  |  |  | Pass | null
390320307 | TNB | DISTRIBUTION | WP PUTRAJAYA & CYBERJAYA | Existing | VCBJ/PCE/J22861/MB22861 | 300454739 | CLOSED | 11 kV | RYB | PE 22.86 NEO CYBER BLOK D |  |  | CBJ22864 | INDKOM | INDKOM | ZZTT |  | TX-1000KVA |  | Pass | null
390865656 | TNB | DISTRIBUTION | WP PUTRAJAYA & CYBERJAYA | Existing |  |  | CLOSED | 11 kV | RYB |  |  |  | P11793 | [6 empty] | Pass | null
15475587 | TNB | DISTRIBUTION | WP PUTRAJAYA & CYBERJAYA | Existing | VPTJ/PCE/J11171/MB11171 | 300452982 | CLOSED | 11 kV | RYB | PE 11.17 ZON 7B (F1) |  |  | PTJ11173 |  | INDKOM | ZZT-O/D | 20/06/2011 | MSB Pengguna |  | Pass | null
15475603 | TNB | DISTRIBUTION | WP PUTRAJAYA & CYBERJAYA | Existing | VPTJ/PCE/J11172/MB11174 | 300452983 | CLOSED | 11 kV | RYB | PE 11.17 ZON 7B (F2) |  |  | PTJ11176 |  | INDKOM | ZZT-O/D | 21/06/2011 | TX 2 |  | Pass | null
36722298 | TNB | DISTRIBUTION | WP PUTRAJAYA & CYBERJAYA | Existing | VCBJ/PCE/J21891/MB21891 | 300454631 | CLOSED | 11 kV | RYB | PE 21.89 MYVILLA P2 PARCEL B |  |  | CBJ21892 | TAMCO | TAMCO | GR1 |  |  |  | Pass | null
36722313 | TNB | DISTRIBUTION | WP PUTRAJAYA & CYBERJAYA | Existing | VCBJ/PCE/J21881/MB21881 | 300455085 | CLOSED | 11 kV | RYB | PE 21.88 MYVILLA P2 PARCEL A |  |  | CBJ21882 |  | TAMCO | GR1 |  |  |  | Pass | null
256930566 | TNB | DISTRIBUTION | WP PUTRAJAYA & CYBERJAYA | Existing | VPTJ/PCE/J11282/MB11285 | 300281055 | CLOSED | 11 kV | RYB | PE 11.28 APT ZON 6B (F2) |  |  | PTJ11287 |  | TAMCO | GR1 | 20090309 |  |  | Pass | null
256930576 | TNB | DISTRIBUTION | WP PUTRAJAYA & CYBERJAYA | Existing | VPTJ/PCE/J11282/MB11285 | 300281055 | CLOSED | 11 kV | RYB | PE 11.28 APT ZON 6B (F2) |  |  | PTJ11286 |  | TAMCO | GR1 | 20090309 |  |  | Pass | null
256930592 | TNB | DISTRIBUTION | WP PUTRAJAYA & CYBERJAYA | Existing | VPTJ/PCE/J11281/MB11281 | 300281054 | CLOSED | 11 kV | RYB | PE 11.28 APT ZON 6B (F1) |  |  | PTJ11282 |  | TAMCO | GR1 | 20090309 |  |  | Pass | null
256930593 | TNB | DISTRIBUTION | WP PUTRAJAYA & CYBERJAYA | Existing | VPTJ/PCE/J11281/MB11281 | 300281054 | CLOSED | 11 kV | RYB | PE 11.28 APT ZON 6B (F1) |  |  | PTJ11283 |  | TAMCO | GR1 | 20090309 |  |  | Pass | null
257015502 | TNB | DISTRIBUTION | WP PUTRAJAYA & CYBERJAYA | Existing | VPTJ/PCE/J14031/MB14031 | 300281106 | CLOSED | 11 kV | RYB | PE 14.03 C/S S/L |  |  | PTJ14032 |  | SCHNEIDER | RM6 | 14/03/2005 |  |  | Pass | null
257015529 | TNB | DISTRIBUTION | WP PUTRAJAYA & CYBERJAYA | Existing | VPTJ/PCE/J15021/MB15021 | 300281144 | CLOSED | 11 kV | RYB | PE 15.02 RD F 1 |  |  | PTJ15022 |  | SCHNEIDER | ZZT | 19990810 |  |  | Pass | null
257017821 | TNB | DISTRIBUTION | WP PUTRAJAYA & CYBERJAYA | Existing | VPTJ/PCE/J11452/MB11454 | 300281088 | CLOSED | 11 kV | RYB | PE 11.45 SEK MEN (F2) |  |  | PTJ11456 |  | INDKOM | ZZT | 20/05/2004 |  |  | Pass | null
257017826 | TNB | DISTRIBUTION | WP PUTRAJAYA & CYBERJAYA | Existing | VPTJ/PCE/J11451/MB11451 | 300281086 | CLOSED | 11 kV | RYB | PE 11.45 SEK MEN (F1) |  |  | PTJ11453 |  | INDKOM | ZZT | 20/05/2004 |  |  | Pass | null
257021917 | TNB | DISTRIBUTION | WP PUTRAJAYA & CYBERJAYA | Existing | VPTJ/PCE/J11302/MB11304 | 300281057 | CLOSED | 11 kV | RYB | PE 11.30 SEK REN (EFI) (F2) |  |  | PTJ11306 |  | INDKOM | ZZT | 16/07/2002 |  |  | Pass | null
257021934 | TNB | DISTRIBUTION | WP PUTRAJAYA & CYBERJAYA | Existing | VPTJ/PCE/J11301/MB11301 | 300281056 | CLOSED | 11 kV | RYB | PE 11.30 SEK REN (EFI) (F1) |  |  | PTJ11303 |  | INDKOM | ZZT | 16/07/2002 |  |  | Pass | null
257030885 | TNB | DISTRIBUTION | WP PUTRAJAYA & CYBERJAYA | Existing | VPTJ/PCE/J02061/MB02061 | 300280633 | CLOSED | 11 kV | RYB | PE 2.06 PS 15 (F1) |  |  | PTJ02063 |  | INDKOM | ZZT | 20020607 |  |  | Pass | null
257039958 | TNB | DISTRIBUTION | WP PUTRAJAYA & CYBERJAYA | Existing | VPTJ/PCE/J14221/MB14221 | 300281130 | CLOSED | 11 kV | RYB | PE 14.22 KOMPLEKS SEK MEN (F1) |  |  | PTJ14222 |  | TAMCO | 2+1 | 20070309 |  |  | Pass | null
257204231 | TNB | DISTRIBUTION | WP PUTRAJAYA & CYBERJAYA | Existing | VCBJ/PCE/J22402/MB22404 | 300280500 | CLOSED | 11 kV | RYB | PE 22.40 POLIS CJ F2 |  |  | CBJ22405 |  | TAMCO | GR1 | 15/03/2005 |  |  | Pass | null
257204240 | TNB | DISTRIBUTION | WP PUTRAJAYA & CYBERJAYA | Existing | VCBJ/PCE/J22401/MB22401 | 300280499 | CLOSED | 11 kV | RYB | PE 22.40 POLIS CJ F1 |  |  | CBJ22402 |  | TAMCO | GR1 | 15/03/2005 |  |  | Pass | null
257353100 | TNB | DISTRIBUTION | WP PUTRAJAYA & CYBERJAYA | Existing | VPTJ/PCE/J11182/MB11184 | 300281037 | CLOSED | 11 kV | RYB | PE 11.18 P11 H/1 TERES (EFI) (F2) |  |  | PTJ11184 |  | INDKOM | ZZT | 30/01/2003 |  |  | Pass | null
257353117 | TNB | DISTRIBUTION | WP PUTRAJAYA & CYBERJAYA | Existing | VPTJ/PCE/J00088/MB11183 |  | CLOSED | 11 kV | RYB | PE 11.18 P11 H/1 TERES (EFI) (F1) |  |  | P11183 |  | INDKOM | ZZT |  |  |  | Pass | null
257427464 | TNB | DISTRIBUTION | WP PUTRAJAYA & CYBERJAYA | Existing | VPTJ/PCE/J11362/MB11364 | 300281063 | CLOSED | 11 kV | RYB | PE 11.36 P11 K/13 TERES (F2) |  |  | PTJ11366 |  | INDKOM | ZZT | 20030512 |  |  | Pass | null
257427481 | TNB | DISTRIBUTION | WP PUTRAJAYA & CYBERJAYA | Existing | VPTJ/PCE/J11361/MB11361 | 300281062 | CLOSED | 11 kV | RYB | PE 11.36 P11 K/13 TERES (F1) |  |  | PTJ11363 |  | INDKOM | ZZT | 20030512 |  |  | Pass | null
257437227 | TNB | DISTRIBUTION | WP PUTRAJAYA & CYBERJAYA | Existing | VPTJ/PCE/J05031/MB05031 | 300280684 | CLOSED | 11 kV | RYB | PE 5.03 BR.6 S. GEMILANG |  |  | PTJ05032 |  | MERLIN GERIN | ZZT | 20030210 |  |  | Pass | null
257471794 | TNB | DISTRIBUTION | WP PUTRAJAYA & CYBERJAYA | Existing | VPTJ/PCE/J11352/MB11354 | 300281061 | CLOSED | 11 kV | RYB | PE 11.35 P11 K/3 TERES (EFI) (F2) |  |  | PTJ11356 |  | INDKOM | ZZT | 20030412 |  |  | Pass | null
257471803 | TNB | DISTRIBUTION | WP PUTRAJAYA & CYBERJAYA | Existing | VPTJ/PCE/J11351/MB11351 | 300281060 | CLOSED | 11 kV | RYB | PE 11.35 P11 K/3 TERES (EFI) (F1) |  |  | P11353 |  | INDKOM | ZZT | 20030412 |  |  | Pass | null
257471892 | TNB | DISTRIBUTION | WP PUTRAJAYA & CYBERJAYA | Existing | VPTJ/PCE/J11011/MB11011 | 300280963 | CLOSED | 11 kV | RYB | PE 11.01 RD 3 PER UTARA |  |  | PTJ11012 |  | TAMCO | GR1 | 30/07/1999 |  |  | Pass | null
257475685 | TNB | DISTRIBUTION | WP PUTRAJAYA & CYBERJAYA | Existing | VPTJ/PCE/J18011/MB18011 | 300281208 | CLOSED | 11 kV | RYB | PE 18.01 WR2 |  |  | PTJ18013 |  | INDKOM | ZZT | 22/01/2003 |  |  | Pass | null
376966278 | TNB | DISTRIBUTION | WP PUTRAJAYA & CYBERJAYA | Existing | VPTJ/PCE/J00414/MB1 | 310444753 | CLOSED | 11 kV | RYB | D-PTJ-C17-0998 |  |  | PTJ18293 |  | INDKOM | INS24 |  | TX-500KVA |  | Pass | null
376966393 | TNB | DISTRIBUTION | WP PUTRAJAYA & CYBERJAYA | Existing | VPTJ/PCE/J00415/MB1 | 310444757 | CLOSED | 11 kV | RYB | D-PTJ-C17-0998 |  |  | PTJ18296 |  | INDKOM | INS24 |  | TX-500KVA |  | Pass | null
376970319 | TNB | DISTRIBUTION | WP PUTRAJAYA & CYBERJAYA | Existing | VCBJ/PCE/J00150/MB1 | 310444760 | CLOSED | 11 kV | RYB | D-CBJ-C16-0568 |  |  | CBJ24393 |  | INDKOM | INS24 |  |  |  | Pass | null
376970445 | TNB | DISTRIBUTION | WP PUTRAJAYA & CYBERJAYA | Existing |  |  | CLOSED | 11 kV | RYB | D-PTJ-C17-1095 |  |  | PTJ19042 | [6 empty] | Pass | null
376970603 | TNB | DISTRIBUTION | WP PUTRAJAYA & CYBERJAYA | Existing |  |  | CLOSED | 11 kV | RYB | D-CBJ-C16-0520 |  |  | CBJ23426 | [6 empty] | Pass | null
376970604 | TNB | DISTRIBUTION | WP PUTRAJAYA & CYBERJAYA | Existing |  |  | CLOSED | 11 kV | RYB | D-CBJ-C16-0520 |  |  | CBJ23427 | [6 empty] | Pass | null
376970795 | TNB | DISTRIBUTION | WP PUTRAJAYA & CYBERJAYA | Existing |  |  | CLOSED | 11 kV | RYB | D-CBJ-C16-0520 |  |  | CBJ23423 | [6 empty] | Pass | null
377653054 | TNB | DISTRIBUTION | WP PUTRAJAYA & CYBERJAYA | Existing | VCBJ/PCE/J21891/MB21891 | 300454631 | CLOSED | 11 kV | RYB | PE 21.89 MYVILLA P2 PARCEL B |  |  | CBJ21893 | TAMCO | TAMCO | GR1 |  |  |  | Pass | null
377653143 | TNB | DISTRIBUTION | WP PUTRAJAYA & CYBERJAYA | Existing | VCBJ/PCE/J21881/MB21881 | 300455085 | CLOSED | 11 kV | RYB | PE 21.88 MYVILLA P2 PARCEL A |  |  | CBJ21883 |  | TAMCO | GR1 |  |  |  | Pass | null
377654906 | TNB | DISTRIBUTION | WP PUTRAJAYA & CYBERJAYA | Existing | VCBJ/PCE/J21971/MB21971 | 310371011 | CLOSED | 11 kV | RYB | PE 21.97 MY VILLA PRESINT 4 |  |  | CBJ21971 |  | SCHNEIDER | NE-21Q |  |  |  | Pass | null
377654907 | TNB | DISTRIBUTION | WP PUTRAJAYA & CYBERJAYA | Existing | VCBJ/PCE/J21971/MB21971 | 310371011 | CLOSED | 11 kV | RYB | PE 21.97 MY VILLA PRESINT 4 |  |  | CBJ21973 |  | SCHNEIDER | NE-21Q |  |  |  | Pass | null
377671718 | TNB | DISTRIBUTION | WP PUTRAJAYA & CYBERJAYA | Existing | VCBJ/PCE/J22321/MB22321 | 300280507 | CLOSED | 11 kV | RYB | PE 22.32 MOTOROLA F1 |  |  | CBJ22323 |  | INDKOM | GA | 21/11/2003 | TX-1000KVA |  | Pass | null
377671741 | TNB | DISTRIBUTION | WP PUTRAJAYA & CYBERJAYA | Existing | VCBJ/PCE/J22322/MB22324 | 300280511 | CLOSED | 11 kV | RYB | PE 22.32 MOTOROLA F2 |  |  | CBJ22326 |  | INDKOM | GA | 21/11/2003 | TX2-1000KVA |  | Pass | null
377671859 | TNB | DISTRIBUTION | WP PUTRAJAYA & CYBERJAYA | Existing | VCBJ/PCE/J22351/MB22351 | 300280503 | CLOSED | 11 kV | RYB | PE 22.35 PRIMA PROP 2 F1 |  |  | CBJ22352 |  | TAMCO | GR1 | 20041208 | TX1-1000KVA |  | Pass | null
377671860 | TNB | DISTRIBUTION | WP PUTRAJAYA & CYBERJAYA | Existing | VCBJ/PCE/J22351/MB22351 | 300280503 | CLOSED | 11 kV | RYB | PE 22.35 PRIMA PROP 2 F1 |  |  | CBJ22353 |  | TAMCO | GR1 | 20041208 | TX2-1000KVA |  | Pass | null
377671888 | TNB | DISTRIBUTION | WP PUTRAJAYA & CYBERJAYA | Existing | VCBJ/PCE/J22352/MB22355 | 300280504 | CLOSED | 11 kV | RYB | PE 22.35 PRIMA PROP 2 F2 |  |  | CBJ22356 |  | TAMCO | GR1 | 20041208 |  |  | Pass | null
377671889 | TNB | DISTRIBUTION | WP PUTRAJAYA & CYBERJAYA | Existing | VCBJ/PCE/J22352/MB22355 | 300280504 | CLOSED | 11 kV | RYB | PE 22.35 PRIMA PROP 2 F2 |  |  | CBJ22357 |  | TAMCO | GR1 | 20041208 |  |  | Pass | null
377672190 | TNB | DISTRIBUTION | WP PUTRAJAYA & CYBERJAYA | Existing | VCBJ/PCE/J22091/MB22091 | 300280581 | CLOSED | 11 kV | RYB | PE 22.09 FUJITSU F1 |  |  | CBJ22094 |  | INDKOM | GA | 21/06/2001 | TX1-1000KVA |  | Pass | null
377672213 | TNB | DISTRIBUTION | WP PUTRAJAYA & CYBERJAYA | Existing | VCBJ/PCE/J22092/MB22094 | 300280583 | CLOSED | 11 kV | RYB | PE 22.09 FUJITSU F2 |  |  | CBJ22097 |  | INDKOM | GA | 21/06/2001 |  |  | Pass | null
377672362 | TNB | DISTRIBUTION | WP PUTRAJAYA & CYBERJAYA | Existing | VCBJ/PCE/J22491/MB22491 | 300280470 | CLOSED | 11 kV | RYB | PE 22.49 LOT PT 12082 F1 |  |  | CBJ22492 |  | TAMCO | GR1 | 19/06/2008 | TX1-750KVA |  | Pass | null
377672385 | TNB | DISTRIBUTION | WP PUTRAJAYA & CYBERJAYA | Existing | VCBJ/PCE/J22492/MB22494 | 300280471 | CLOSED | 11 kV | RYB | PE 22.49 LOT PT 12082 F2 |  |  | CBJ22495 |  | TAMCO | GR1 | 19/06/2008 | TX2-1000KVA |  | Pass | null
377672597 | TNB | DISTRIBUTION | WP PUTRAJAYA & CYBERJAYA | Existing | VCBJ/PCE/J22151/MB22151 | 300280557 | CLOSED | 11 kV | RYB | PE 22.15 LOT12072 P.MULTIMEDIA F1 |  |  | CBJ22153 |  | INDKOM | ZZT | 20020903 | TX1-1000KVA |  | Pass | null
377672691 | TNB | DISTRIBUTION | WP PUTRAJAYA & CYBERJAYA | Existing | VCBJ/PCE/J22152/MB22154 | 300280558 | CLOSED | 11 kV | RYB | PE 22.15 LOT 12072 P.MULTIMEDIA F2 |  |  | CBJ22156 |  | INDKOM | ZZT | 20020903 | TX2-1000KVA |  | Pass | null
377679273 | TNB | DISTRIBUTION | WP PUTRAJAYA & CYBERJAYA | Existing | VPTJ/PCE/J05321/MB05321 | 300454748 | CLOSED | 11 kV | RYB | PE 5.32 SEK REN PRESINT 5 (F1) |  |  | PTJ05323 |  | INDKOM | ZZT |  |  |  | Pass | null
377679312 | TNB | DISTRIBUTION | WP PUTRAJAYA & CYBERJAYA | Existing | VPTJ/PCE/J05322/MB05324 | 300454751 | CLOSED | 11 kV | RYB | PE 5.32 SEK REN PRESINT 5 (F2) |  |  | PTJ05326 |  | INDKOM | ZZT |  |  |  | Pass | null
377679426 | TNB | DISTRIBUTION | WP PUTRAJAYA & CYBERJAYA | Existing | VPTJ/PCE/J05331/MB05331 | 300454742 | CLOSED | 11 kV | RYB | PE 5.33 SEK MEN PRESINT 5 (F1) |  |  | PTJ05333 |  | INDKOM | INS24 (ZZTID) |  |  |  | Pass | null
377679522 | TNB | DISTRIBUTION | WP PUTRAJAYA & CYBERJAYA | Existing | VPTJ/PCE/J05332/MB05334 | 300454745 | CLOSED | 11 kV | RYB | PE 5.33 SEK MEN PRESINT 5 (F2) |  |  | PTJ05336 |  | INDKOM | INS24 (ZZTID) |  |  |  | Pass | null
377679635 | TNB | DISTRIBUTION | WP PUTRAJAYA & CYBERJAYA | Existing | VPTJ/PCE/J05171/MB05171 | 300280700 | CLOSED | 11 kV | RYB | PE 5.17 BLOK C 5R3 (F1) |  |  | PTJ05173 |  | INDKOM | ZZT-I/D | 15/09/2008 |  |  | Pass | null
377679724 | TNB | DISTRIBUTION | WP PUTRAJAYA & CYBERJAYA | Existing | VPTJ/PCE/J05172/MB05174 | 300280701 | CLOSED | 11 kV | RYB | PE 5.17 BLOK C 5R3 (F2) |  |  | PTJ05176 |  | INDKOM | ZZT-I/D | 15/09/2008 |  |  | Pass | null
377679829 | TNB | DISTRIBUTION | WP PUTRAJAYA & CYBERJAYA | Existing | VPTJ/PCE/J05182/MB05184 | 300281264 | CLOSED | 11 kV | RYB | PE 5.18 BLOK D 5R3 (F2) |  |  | PTJ05185 |  | TAMCO | GR1 | 15/09/2008 |  |  | Pass | null
377679960 | TNB | DISTRIBUTION | WP PUTRAJAYA & CYBERJAYA | Existing | VPTJ/PCE/J05181/MB05181 | 300281263 | CLOSED | 11 kV | RYB | PE 5.18 BLOK D 5R3 (F1) |  |  | PTJ05182 |  | TAMCO | GR1 | 15/09/2008 |  |  | Pass | null
377680299 | TNB | DISTRIBUTION | WP PUTRAJAYA & CYBERJAYA | Existing | VPTJ/PCE/J05161/MB05161 | 300281261 | CLOSED | 11 kV | RYB | PE 5.16 BLOK B 5R3 (F1) |  |  | PTJ05162 |  | TAMCO | GR1-21-1D | 15/09/2008 |  |  | Pass | null
377680390 | TNB | DISTRIBUTION | WP PUTRAJAYA & CYBERJAYA | Existing | VPTJ/PCE/J05162/MB05164 | 300281262 | CLOSED | 11 kV | RYB | PE 5.16 BLOK B 5R3 (F2) |  |  | PTJ05165 |  | TAMCO | GR1-21-1D | 15/09/2008 |  |  | Pass | null
377680483 | TNB | DISTRIBUTION | WP PUTRAJAYA & CYBERJAYA | Existing | VPTJ/PCE/J05152/MB05154 | 300280699 | CLOSED | 11 kV | RYB | PE 5.15 BLOK A 5R3 (F2) |  |  | PTJ05156 |  | INDKOM | ZZT-I/D | 15/09/2008 |  |  | Pass | null
377680581 | TNB | DISTRIBUTION | WP PUTRAJAYA & CYBERJAYA | Existing | VPTJ/PCE/J05151/MB05151 | 300280698 | CLOSED | 11 kV | RYB | PE 5.15 BLOK A 5R3 (F1) |  |  | PTJ05153 |  | INDKOM | ZZT-I/D | 15/09/2008 |  |  | Pass | null
377680683 | TNB | DISTRIBUTION | WP PUTRAJAYA & CYBERJAYA | Existing | VPTJ/PCE/J06031/MB06031 | 310283387 | CLOSED | 11 kV | RYB | SS 6.03 TEMP 6R6 |  |  | PTJ06032 |  | TAMCO |  |  |  |  | Pass | null
377680784 | TNB | DISTRIBUTION | WP PUTRAJAYA & CYBERJAYA | Existing | VPTJ/PCE/J05142/MB05144 | 300281260 | CLOSED | 11 kV | RYB | PE 5.14 5R1 (F2) |  |  | PTJ05146 |  | INDKOM | ZZT | 15/09/2008 |  |  | Pass | null
377680823 | TNB | DISTRIBUTION | WP PUTRAJAYA & CYBERJAYA | Existing | VPTJ/PCE/J05141/MB05141 | 300281259 | CLOSED | 11 kV | RYB | PE 5.14 5R1 (F1) |  |  | PTJ05143 |  | INDKOM | ZZT | 15/09/2008 |  |  | Pass | null
377680973 | TNB | DISTRIBUTION | WP PUTRAJAYA & CYBERJAYA | Existing | VPTJ/PCE/J06021/MB06021 | 300280715 | CLOSED | 11 kV | RYB | PE 6.02 KOLAM RENANG (F1) |  |  | PTJ06022 |  | MERLIN GERIN | RM6 | 22/05/2007 |  |  | Pass | null
377681071 | TNB | DISTRIBUTION | WP PUTRAJAYA & CYBERJAYA | Existing | VPTJ/PCE/J06022/MB06024 | 300280716 | CLOSED | 11 kV | RYB | PE 6.02 KOLAM RENANG (F2) |  |  | PTJ06025 |  | MERLIN GERIN | RM6 | 22/05/2007 |  |  | Pass | null
377681168 | TNB | DISTRIBUTION | WP PUTRAJAYA & CYBERJAYA | Existing | VPTJ/PCE/J06011/MB06011 | 300280790 | CLOSED | 11 kV | RYB | PE 6.01 GRAND STAND (F1) |  |  | PTJ06012 |  | TAMCO | GR1 | 20050812 |  |  | Pass | null
377681264 | TNB | DISTRIBUTION | WP PUTRAJAYA & CYBERJAYA | Existing | VPTJ/PCE/J06012/MB06014 | 300280791 | CLOSED | 11 kV | RYB | PE 6.01 GRAND STAND (F2) |  |  | PTJ06016 |  | INDKOM | ZZT | 20050812 |  |  | Pass | null
377681382 | TNB | DISTRIBUTION | WP PUTRAJAYA & CYBERJAYA | Existing | VPTJ/PCE/J05261/MB05261 | 300280711 | CLOSED | 11 kV | RYB | PE 5.26 BLOK D2 APT 5R4 (F1) |  |  | PTJ05262 |  | TAMCO | GR1 | 14/01/2009 |  |  | Pass | null
377681480 | TNB | DISTRIBUTION | WP PUTRAJAYA & CYBERJAYA | Existing | VPTJ/PCE/J05262/MB05264 | 300280712 | CLOSED | 11 kV | RYB | PE 5.26 BLOK D2 APT 5R4 (F1) |  |  | PTJ05265 |  | TAMCO | GR1 | 21/01/2009 |  |  | Pass | null
377681580 | TNB | DISTRIBUTION | WP PUTRAJAYA & CYBERJAYA | Existing | VPTJ/PCE/J05252/MB05254 | 300280710 | CLOSED | 11 kV | RYB | PE 5.25 BLOK D1 APT 5R4 (F2) |  |  | PTJ05255 |  | TAMCO | GR1 | 21/01/2009 |  |  | Pass | null
377681767 | TNB | DISTRIBUTION | WP PUTRAJAYA & CYBERJAYA | Existing | VPTJ/PCE/J05251/MB05251 | 300280709 | CLOSED | 11 kV | RYB | PE 5.25 BLOK D1 APT 5R4 (F1) |  |  | PTJ05252 |  | TAMCO | GR1 | 14/01/2009 |  |  | Pass | null
377681961 | TNB | DISTRIBUTION | WP PUTRAJAYA & CYBERJAYA | Existing | VPTJ/PCE/J05242/MB05244 | 300280708 | CLOSED | 11 kV | RYB | PE 5.24 BLOK C APT 5R4 (F2) |  |  | PTJ05245 |  | TAMCO | GR1 | 13/01/2009 |  |  | Pass | null
377682150 | TNB | DISTRIBUTION | WP PUTRAJAYA & CYBERJAYA | Existing | VPTJ/PCE/J05241/MB05241 | 300280707 | CLOSED | 11 kV | RYB | PE 5.24 BLOK C APT 5R4 (F1) |  |  | PTJ05242 |  | TAMCO | GR1 | 20091201 |  |  | Pass | null
377682251 | TNB | DISTRIBUTION | WP PUTRAJAYA & CYBERJAYA | Existing | VPTJ/PCE/J05231/MB05231 | 300280705 | CLOSED | 11 kV | RYB | PE 5.23 BLOK B APT 5R4 (F1) |  |  | PTJ05232 |  | TAMCO | GR1 | 20091201 |  |  | Pass | null
377682345 | TNB | DISTRIBUTION | WP PUTRAJAYA & CYBERJAYA | Existing | VPTJ/PCE/J05232/MB05234 | 300280706 | CLOSED | 11 kV | RYB | PE 5.23 BLOK B APT 5R4 (F2) |  |  | PTJ05235 |  | TAMCO | GR1 | 13/01/2009 |  |  | Pass | null
377682447 | TNB | DISTRIBUTION | WP PUTRAJAYA & CYBERJAYA | Existing | VPTJ/PCE/J05221/MB05221 | 300280703 | CLOSED | 11 kV | RYB | PE 5.22 BLOK A APT 5R4 (F1) |  |  | PTJ05222 |  | TAMCO | GR1 | 20091201 |  |  | Pass | null
377682547 | TNB | DISTRIBUTION | WP PUTRAJAYA & CYBERJAYA | Existing | VPTJ/PCE/J05222/MB05224 | 300280704 | CLOSED | 11 kV | RYB | PE 5.22 BLOK A APT 5R4 (F2) |  |  | PTJ05225 |  | TAMCO | GR1 | 13/01/2009 |  |  | Pass | null
377766189 | TNB | DISTRIBUTION | WP PUTRAJAYA & CYBERJAYA | Existing | VPTJ/PCE/J14191/MB14191 | 300281125 | CLOSED | 11 kV | RYB | PE 14.19 BLOK E2 (EFI) (F1) |  |  | PTJ14192 |  | TAMCO | ZZT | 20050609 |  |  | Pass | null
377766285 | TNB | DISTRIBUTION | WP PUTRAJAYA & CYBERJAYA | Existing | VPTJ/PCE/J14192/MB14194 | 300281126 | CLOSED | 11 kV | RYB | PE 14.19 BLOK E2 (EFI) (F2) |  |  | PTJ14196 |  | INDKOM | ZZT | 20050609 |  |  | Pass | null
377766391 | TNB | DISTRIBUTION | WP PUTRAJAYA & CYBERJAYA | Existing | VPTJ/PCE/J14181/MB14181 | 300281123 | CLOSED | 11 kV | RYB | PE 14.18 BLOK E1 (F1) |  |  | PTJ14183 |  | INDKOM | ZZT | 20050609 |  |  | Pass | null
377766420 | TNB | DISTRIBUTION | WP PUTRAJAYA & CYBERJAYA | Existing | VPTJ/PCE/J14182/MB14184 | 300281124 | CLOSED | 11 kV | RYB | PE 14.18 BLOK E1 (F2) |  |  | PTJ14186 |  | INDKOM | ZZT | 20050609 |  |  | Pass | null
377766513 | TNB | DISTRIBUTION | WP PUTRAJAYA & CYBERJAYA | Existing | VPTJ/PCE/J14171/MB14171 | 300281121 | CLOSED | 11 kV | RYB | PE 14.17 BLOK D (F1) |  |  | PTJ14172 |  | TAMCO | 2+1 | 20050609 |  |  | Pass | null
377766609 | TNB | DISTRIBUTION | WP PUTRAJAYA & CYBERJAYA | Existing | VPTJ/PCE/J14172/MB14174 | 300281122 | CLOSED | 11 kV | RYB | PE 14.17 BLOK D (F2) |  |  | PTJ14176 |  | INDKOM | ZZT | 20050609 |  |  | Pass | null
377766709 | TNB | DISTRIBUTION | WP PUTRAJAYA & CYBERJAYA | Existing | VPTJ/PCE/J14161/MB14161 | 300281119 | CLOSED | 11 kV | RYB | PE 14.16 BLOK C (EFI) (F1) |  |  | PTJ14162 |  |  | 1000 KVA | 20050609 |  |  | Pass | null
377766805 | TNB | DISTRIBUTION | WP PUTRAJAYA & CYBERJAYA | Existing | VPTJ/PCE/J14162/MB14164 | 300281120 | CLOSED | 11 kV | RYB | PE 14.16 BLOK C (EFI) (F2) |  |  | PTJ14166 |  |  | 1000 KVA | 20050609 |  |  | Pass | null
377766894 | TNB | DISTRIBUTION | WP PUTRAJAYA & CYBERJAYA | Existing | VPTJ/PCE/J14151/MB14151 | 300281117 | CLOSED | 11 kV | RYB | PE 14.15 BLOK B (F1) |  |  | PTJ14153 |  | INDKOM | ZZT | 20050609 |  |  | Pass | null
377766988 | TNB | DISTRIBUTION | WP PUTRAJAYA & CYBERJAYA | Existing | VPTJ/PCE/J14152/MB14154 | 300281118 | CLOSED | 11 kV | RYB | PE 14.15 BLOK B (F2) |  |  | PTJ14156 |  | INDKOM | ZZT | 20050609 |  |  | Pass | null
377767075 | TNB | DISTRIBUTION | WP PUTRAJAYA & CYBERJAYA | Existing | VPTJ/PCE/J14141/MB14141 | 300281115 | CLOSED | 11 kV | RYB | PE 14.14 BLOK A (EFI) (F1) |  |  | PTJ14143 |  | INDKOM | ZZT | 20050609 |  |  | Pass | null
377767171 | TNB | DISTRIBUTION | WP PUTRAJAYA & CYBERJAYA | Existing | VPTJ/PCE/J14142/MB14144 | 300281116 | CLOSED | 11 kV | RYB | PE 14.14 BLOK A (EFI) (F2) |  |  | PTJ14146 |  | INDKOM | ZZT | 20050609 |  |  | Pass | null
377767259 | TNB | DISTRIBUTION | WP PUTRAJAYA & CYBERJAYA | Existing | VPTJ/PCE/J14311/MB14311 | 300281141 | CLOSED | 11 kV | RYB | PE 14.31 P'PURI 14-12 BLOK B (F1) |  |  | PTJ14313 |  |  | ZZT | 25/06/2008 |  |  | Pass | null
377767353 | TNB | DISTRIBUTION | WP PUTRAJAYA & CYBERJAYA | Existing | VPTJ/PCE/J14312/MB14314 | 300281142 | CLOSED | 11 kV | RYB | PE 14.31 P'PURI 14-12 BLOK B (F2) |  |  | PTJ14316 |  |  | ZZT | 25/06/2008 |  |  | Pass | null
377767448 | TNB | DISTRIBUTION | WP PUTRAJAYA & CYBERJAYA | Existing | VPTJ/PCE/J14301/MB14301 | 300281139 | CLOSED | 11 kV | RYB | PE 14.30 P'PURI 14-12 BLOK A (EFI) (F1) |  |  | PTJ14303 |  | INDKOM | ZZT | 25/06/2008 |  |  | Pass | null
377767542 | TNB | DISTRIBUTION | WP PUTRAJAYA & CYBERJAYA | Existing | VPTJ/PCE/J14302/MB14304 | 300281140 | CLOSED | 11 kV | RYB | PE 14.30 P'PURI 14-12 BLOK A (EFI) (F2) |  |  | PTJ14306 |  | INDKOM | ZZT | 25/06/2008 |  |  | Pass | null
377767576 | TNB | DISTRIBUTION | WP PUTRAJAYA & CYBERJAYA | Existing | VPTJ/PCE/J14251/MB14251 | 300281133 | CLOSED | 11 kV | RYB | PE 14.25 KOMPLEKS SEK REN (EFI) (F1) |  |  | PTJ14253 |  | INDKOM | ZZT | 20070309 |  |  | Pass | null
377767670 | TNB | DISTRIBUTION | WP PUTRAJAYA & CYBERJAYA | Existing | VPTJ/PCE/J14252/MB14254 | 300281134 | CLOSED | 11 kV | RYB | PE 14.25 KOMPLEKS SEK REN (EFI) (F2) |  |  | PTJ14256 |  | INDKOM | ZZT | 20070309 |  |  | Pass | null
378018335 | TNB | DISTRIBUTION | WP PUTRAJAYA & CYBERJAYA | Existing | VCBJ/PCE/J00143/MB1 | 310402698 | CLOSED | 11 kV | RYB | D-CBJ-C14-0473 |  |  | C23372 |  |  | VRN 2A |  | TX1-1000KVA |  | Pass | null
378018456 | TNB | DISTRIBUTION | WP PUTRAJAYA & CYBERJAYA | Existing | VCBJ/PCE/J00144/MB1 | 310402697 | CLOSED | 11 kV | RYB | D-CBJ-C14-0473 |  |  | C23375 |  |  | VRN 2A |  | TX2-1000KVA |  | Pass | null
378018579 | TNB | DISTRIBUTION | WP PUTRAJAYA & CYBERJAYA | Existing | VCBJ/PCE/J00141/MB1 | 310425999 | CLOSED | 11 kV | RYB | D-CBJ-C17-0588 |  |  | C23392 |  | TAMCO | N/A |  | TX1-1000KVA |  | Pass | null
378018700 | TNB | DISTRIBUTION | WP PUTRAJAYA & CYBERJAYA | Existing | VCBJ/PCE/J00142/MB1 | 310425997 | CLOSED | 11 kV | RYB | D-CBJ-C17-0588 |  |  | C23395 |  | TAMCO | N/A |  | TX2-1000KVA |  | Pass | null
378018823 | TNB | DISTRIBUTION | WP PUTRAJAYA & CYBERJAYA | Existing | VCBJ/PCE/J00145/MB1 | 310425995 | CLOSED | 11 kV | RYB | D-CBJ-C14-0473 |  |  | C23382 |  | TAMCO | N/A |  | TX1-1000kVA |  | Pass | null
378018944 | TNB | DISTRIBUTION | WP PUTRAJAYA & CYBERJAYA | Existing | VCBJ/PCE/J00146/MB1 | 310425996 | CLOSED | 11 kV | RYB | D-CBJ-C14-0473 |  |  | C23385 |  | TAMCO | N/A |  | TX2-1000kVA |  | Pass | null
378019117 | TNB | DISTRIBUTION | WP PUTRAJAYA & CYBERJAYA | Existing | VCBJ/PCE/J00151/MB1 | 310438595 | CLOSED | 11 kV | RYB | D-CBJ-C15-0540 |  |  | C23433 |  | INDKOM | INS24 |  | TX1-1000kVA |  | Pass | null
378019118 | TNB | DISTRIBUTION | WP PUTRAJAYA & CYBERJAYA | Existing | VCBJ/PCE/J00151/MB1 | 310438595 | CLOSED | 11 kV | RYB | D-CBJ-C15-0540 |  |  | C23434 |  | INDKOM | INS24 |  | TX2-1000kVA |  | Pass | null
378043801 | TNB | DISTRIBUTION | WP PUTRAJAYA & CYBERJAYA | Existing | VPTJ/PCE/J14222/MB14224 | 300281132 | CLOSED | 11 kV | RYB | PE 14.22 KOMPLEKS SEK MEN (F2) |  |  | PTJ14225 |  | TAMCO | 2+1 | 20070309 |  |  | Pass | null
378043911 | TNB | DISTRIBUTION | WP PUTRAJAYA & CYBERJAYA | Existing | VPTJ/PCE/J14051/MB14051 | 300454833 | CLOSED | 11 kV | RYB | PE 14.05 PERUMAHAN 14-11 (F1) |  |  | PTJ14052 |  | SCHNEIDER | NE-2iQ |  |  |  | Pass | null
378043934 | TNB | DISTRIBUTION | WP PUTRAJAYA & CYBERJAYA | Existing | VPTJ/PCE/J14052/MB14054 | 300454838 | CLOSED | 11 kV | RYB | PE 14.05 PERUMAHAN 14-11 (F2) |  |  | PTJ14055 |  | SCHNEIDER | NE-2iQ |  |  |  | Pass | null
378043965 | TNB | DISTRIBUTION | WP PUTRAJAYA & CYBERJAYA | Existing | VPTJ/PCE/J14061/MB14061 | 300281107 | CLOSED | 11 kV | RYB | PE 14.06 PERUMAHAN 14-5A |  |  | PTJ14063 |  | INDKOM | ZZT | 26/05/2008 |  |  | Pass | null
378044374 | TNB | DISTRIBUTION | WP PUTRAJAYA & CYBERJAYA | Existing | VPTJ/PCE/J14091/MB14091 | 300281110 | CLOSED | 11 kV | RYB | PE 14.09 PERUMAHAN 14-4 (F1) |  |  | PTJ14092 |  | MERLIN GERIN | NA | 20071108 |  |  | Pass | null
378044505 | TNB | DISTRIBUTION | WP PUTRAJAYA & CYBERJAYA | Existing | VPTJ/PCE/J14081/MB14081 | 300281108 | CLOSED | 11 kV | RYB | PE 14.08 Perumahan 14-10 (F1) |  |  | PTJ14082 |  | FALCON BETA | NA | 28/11/2008 |  |  | Pass | null
378044528 | TNB | DISTRIBUTION | WP PUTRAJAYA & CYBERJAYA | Existing | VPTJ/PCE/J14082/MB14084 | 300281109 | CLOSED | 11 kV | RYB | PE 14.08 Perumahan 14-10 (F2) |  |  | PTJ14085 |  | TAMCO | GR1-21-10-17336 | 28/11/2008 |  |  | Pass | null
378044631 | TNB | DISTRIBUTION | WP PUTRAJAYA & CYBERJAYA | Existing | VPTJ/PCE/J14131/MB14131 | 300281113 | CLOSED | 11 kV | RYB | PE 14.13 ERUMAHAN 14-9 (EFI) (F1) |  |  | PTJ14132 |  | TAMCO | GR1 | 20060902 |  |  | Pass | null
378044654 | TNB | DISTRIBUTION | WP PUTRAJAYA & CYBERJAYA | Existing | VPTJ/PCE/J14132/MB14134 | 300281114 | CLOSED | 11 kV | RYB | PE 14.13 ERUMAHAN 14-9 (EFI) (F2) |  |  | PTJ14135 |  | TAMCO | GR1 | 20060902 |  |  | Pass | null
378044756 | TNB | DISTRIBUTION | WP PUTRAJAYA & CYBERJAYA | Existing | VPTJ/PCE/J14021/MB14021 | 300281104 | CLOSED | 11 kV | RYB | PE 14.02 PERUMAHAN 14-1 (EFI) (F1) |  |  | PTJ14022 |  | TAMCO | GR1 | 25/02/2006 |  |  | Pass | null
378044779 | TNB | DISTRIBUTION | WP PUTRAJAYA & CYBERJAYA | Existing | VPTJ/PCE/J14022/MB14024 | 300281105 | CLOSED | 11 kV | RYB | PE 14.02 PERUMAHAN 14-1 (EFI) (F2) |  |  | PTJ14025 |  | TAMCO | GR1 | 25/02/2006 |  |  | Pass | null
378044882 | TNB | DISTRIBUTION | WP PUTRAJAYA & CYBERJAYA | Existing | VPTJ/PCE/J14111/MB14111 | 300281111 | CLOSED | 11 kV | RYB | PE 14.11 PERUMAHAN 14-1 (F1) |  |  | PTJ14112 |  | TAMCO | GR1 | 25/02/2006 |  |  | Pass | null
378044905 | TNB | DISTRIBUTION | WP PUTRAJAYA & CYBERJAYA | Existing | VPTJ/PCE/J14112/MB14114 | 300281112 | CLOSED | 11 kV | RYB | PE 14.11 PERUMAHAN 14-1 (F2) |  |  | PTJ14115 |  | TAMCO | GR1 | 25/02/2006 |  |  | Pass | null
378045002 | TNB | DISTRIBUTION | WP PUTRAJAYA & CYBERJAYA | Existing | VPTJ/PCE/J16031/MB16031 | 300281176 | CLOSED | 11 kV | RYB | PE 16.03 146 UNIT RUMAH TERES |  |  | PTJ16032 |  | MERLIN GERIN | NA | 20060203 |  |  | Pass | null
378045363 | TNB | DISTRIBUTION | WP PUTRAJAYA & CYBERJAYA | Existing | VPTJ/PCE/J01641/MB01641 | 300454866 | CLOSED | 11 kV | RYB | PE 1.64 PEJ HOTEL PZ 10 (F1) |  |  | PTJ01642 |  | INDKOM | VRN2a |  |  |  | Pass | null
378045389 | TNB | DISTRIBUTION | WP PUTRAJAYA & CYBERJAYA | Existing | VPTJ/PCE/J01642/MB01644 | 300454868 | CLOSED | 11 kV | RYB | PE 1.64 PEJ HOTEL PZ 10 (F2) |  |  | PTJ01646 |  | INDKOM | ZZT I/D |  |  |  | Pass | null
378045412 | TNB | DISTRIBUTION | WP PUTRAJAYA & CYBERJAYA | Existing | VPTJ/PCE/J16311/MB16311 | 310338862 | CLOSED | 11 kV | RYB | PE 16.31 TEMP PPA1M PR 16 |  |  | PTJ16312 |  | TAMCO | GRi |  |  |  | Pass | null
378045513 | TNB | DISTRIBUTION | WP PUTRAJAYA & CYBERJAYA | Existing | VPTJ/PCE/J16201/MB16201 | 300281195 | CLOSED | 11 kV | RYB | PE 16.20 APT A1 (EFI) (F1) |  |  | PTJ16203 |  | INDKOM | ZZT | 20000311 |  |  | Pass | null
378045536 | TNB | DISTRIBUTION | WP PUTRAJAYA & CYBERJAYA | Existing | VPTJ/PCE/J16202/MB16204 | 300281196 | CLOSED | 11 kV | RYB | PE 16.20 APT A1 (EFI) (F2) |  |  | PTJ16206 |  | INDKOM | ZZT | 20000311 |  |  | Pass | null
378045651 | TNB | DISTRIBUTION | WP PUTRAJAYA & CYBERJAYA | Existing | VPTJ/PCE/J16191/MB16191 | 300281193 | CLOSED | 11 kV | RYB | PE 16.19 APT A2 (F1) |  |  | PTJ16193 |  | INDKOM | ZZT | 20000311 |  |  | Pass | null
378045677 | TNB | DISTRIBUTION | WP PUTRAJAYA & CYBERJAYA | Existing | VPTJ/PCE/J16192/MB16194 | 300281194 | CLOSED | 11 kV | RYB | PE 16.19 APT A2 (F2) |  |  | PTJ16196 |  | INDKOM | ZZT | 20000311 |  |  | Pass | null
378045780 | TNB | DISTRIBUTION | WP PUTRAJAYA & CYBERJAYA | Existing | VPTJ/PCE/J16181/MB16181 | 300281191 | CLOSED | 11 kV | RYB | PE 16.18 APT A3 (EFI) (F1) |  |  | PTJ16183 |  | INDKOM | ZZT | 20000311 |  |  | Pass | null
378045807 | TNB | DISTRIBUTION | WP PUTRAJAYA & CYBERJAYA | Existing | VPTJ/PCE/J16182/MB16184 | 300281192 | CLOSED | 11 kV | RYB | PE 16.18 APT A3 (EFI) (F2) |  |  | PTJ16186 |  | INDKOM | GA-ZZT | 20000311 |  |  | Pass | null
378045908 | TNB | DISTRIBUTION | WP PUTRAJAYA & CYBERJAYA | Existing | VPTJ/PCE/J16151/MB16151 | 300281183 | CLOSED | 11 kV | RYB | PE 16.15 SEK. REN (F1) |  |  | PTJ16153 |  | INDKOM | ZZT | 20020509 |  |  | Pass | null
378045935 | TNB | DISTRIBUTION | WP PUTRAJAYA & CYBERJAYA | Existing | VPTJ/PCE/J16152/MB16154 | 300281184 | CLOSED | 11 kV | RYB | PE 16.15 SEK. REN (F2) |  |  | PTJ16156 |  | INDKOM | ZZT | 20020509 |  |  | Pass | null
378046495 | TNB | DISTRIBUTION | WP PUTRAJAYA & CYBERJAYA | Existing | VPTJ/PCE/J12021/MB12021 | 300454639 | CLOSED | 11 kV | RYB | PE 12.02 KUARTERS PEKERJA |  |  | PTJ12022 |  | INDKOM | INS24 |  |  |  | Pass | null
378046521 | TNB | DISTRIBUTION | WP PUTRAJAYA & CYBERJAYA | Existing | VPTJ/PCE/J12011/MB12011 | 300281098 | CLOSED | 11 kV | RYB | PE 12.01 RF 2 P. UTARA |  |  | PTJ12013 |  | TAMCO | GR1 | 20001107 |  |  | Pass | null
378046625 | TNB | DISTRIBUTION | WP PUTRAJAYA & CYBERJAYA | Existing | VPTJ/PCE/J14291/MB14291 | 300281137 | CLOSED | 11 kV | RYB | PE 14.29 GUDANG (EFI) (F1) |  |  | PTJ14293 |  | INDKOM | GA 2K 1TS | 20080801 |  |  | Pass | null
378046686 | TNB | DISTRIBUTION | WP PUTRAJAYA & CYBERJAYA | Existing | VPTJ/PCE/J14292/MB14294 | 300281138 | CLOSED | 11 kV | RYB | PE 14.29 GUDANG (EFI) (F2) |  |  | PTJ14296 |  | INDKOM | GA 2K 1TS | 20080801 |  |  | Pass | null
378046918 | TNB | DISTRIBUTION | WP PUTRAJAYA & CYBERJAYA | Existing | VPTJ/PCE/J14271/MB14271 | 300281135 | CLOSED | 11 kV | RYB | PE 14.27 KOMP PJC SEMENTARA |  |  | PTJ14274 |  | INDKOM | INS24 | 19990901 |  |  | Pass | null
378046919 | TNB | DISTRIBUTION | WP PUTRAJAYA & CYBERJAYA | Existing | VPTJ/PCE/J14271/MB14271 | 300281135 | CLOSED | 11 kV | RYB | PE 14.27 KOMP PJC SEMENTARA |  |  | PTJ14273 |  | INDKOM | INS24 | 19990901 |  |  | Pass | null
378047080 | TNB | DISTRIBUTION | WP PUTRAJAYA & CYBERJAYA | Existing | VPTJ/PCE/J14281/MB14281 | 300281136 | CLOSED | 11 kV | RYB | PE 14.28 KOMPLEKS SEDLEY |  |  | PTJ14282 |  | SCHNEIDER | RM6 | 19990901 |  |  | Pass | null
378047198 | TNB | DISTRIBUTION | WP PUTRAJAYA & CYBERJAYA | Existing | VPTJ/PCE/J14041/MB14041 | 300281254 | CLOSED | 11 kV | RYB | PE 14.04 PADAT L/JALAN |  |  | PTJ14042 |  | INDKOM | INS24 | 14/03/2005 |  |  | Pass | null
378047303 | TNB | DISTRIBUTION | WP PUTRAJAYA & CYBERJAYA | Existing | VPTJ/PCE/J15201/MB15201 | 300281153 | CLOSED | 11 kV | RYB | PE 15.20 VISITOR CENTER F1 |  |  | PTJ15203 |  | INDKOM | ZZT | 27/04/2004 |  |  | Pass | null
378047514 | TNB | DISTRIBUTION | WP PUTRAJAYA & CYBERJAYA | Existing | VPTJ/PCE/J15251/MB15251 | 300454841 | CLOSED | 11 kV | RYB | PE 15.25 PJBT KEDUTAAN IRAQ (F1) |  |  | PTJ15252 |  | SCHNEIDER | NE-2iQ |  |  |  | Pass | null
378047608 | TNB | DISTRIBUTION | WP PUTRAJAYA & CYBERJAYA | Existing | VPTJ/PCE/J15252/MB15251 | 300454844 | CLOSED | 11 kV | RYB | PE 15.25 PJBT KEDUTAAN IRAQ (F2) |  |  | PTJ15255 |  | SCHNEIDER | RM6 |  |  |  | Pass | null
378047704 | TNB | DISTRIBUTION | WP PUTRAJAYA & CYBERJAYA | Existing | VPTJ/PCE/J00330/MB1 | 300503038 | CLOSED | 11 kV | RYB | PE 15.53 KEDUTAAN BRUNEI F1 |  |  | PTJ15533 |  | INDKOM | ZZT |  |  |  | Pass | null
378047798 | TNB | DISTRIBUTION | WP PUTRAJAYA & CYBERJAYA | Existing | VPTJ/PCE/J15532/MB | 300502458 | CLOSED | 11 kV | RYB | PE 15.53 KEDUTAAN BRUNEI F2 |  |  | PTJ15536 | [6 empty] | Pass | null
378047894 | TNB | DISTRIBUTION | WP PUTRAJAYA & CYBERJAYA | Existing | VPTJ/PCE/J15202/MB15204 | 300281154 | CLOSED | 11 kV | RYB | PE 15.20 VISITOR CENTER (F2) |  |  | PTJ15206 |  | INDKOM | ZZT | 27/04/2004 |  |  | Pass | null
378047965 | TNB | DISTRIBUTION | WP PUTRAJAYA & CYBERJAYA | Existing | VPTJ/PCE/J15231/MB15231 | 300281158 | CLOSED | 11 kV | RYB | PE 15.23 PROMENADE |  |  | PTJ15232 |  | SCHNEIDER | ZZT | 31/05/2006 |  |  | Pass | null
378048067 | TNB | DISTRIBUTION | WP PUTRAJAYA & CYBERJAYA | Existing | VPTJ/PCE/J11142/MB11144 | 300280999 | CLOSED | 11 kV | RYB | PE 11.14 APT C (F2) |  |  | PTJ11146 |  | INDKOM | ZZT | 13/05/2003 |  |  | Pass | null
378048165 | TNB | DISTRIBUTION | WP PUTRAJAYA & CYBERJAYA | Existing | VPTJ/PCE/J11141/MB11141 | 300280997 | CLOSED | 11 kV | RYB | PE 11.14 APT C (F1) |  |  | PTJ11143 |  | INDKOM | ZZT | 13/05/2003 |  |  | Pass | null
378048363 | TNB | DISTRIBUTION | WP PUTRAJAYA & CYBERJAYA | Existing | VCBJ/PCE/J21831/MB21831 | 300452981 | CLOSED | 11 kV | RYB | PE 21.83 PS14 ROAD D |  |  | CBJ21833 |  | INDKOM | ZZT |  |  |  | Pass | null
378048513 | TNB | DISTRIBUTION | WP PUTRAJAYA & CYBERJAYA | Existing | VCBJ/PCE/J23101/MB | 300491147 | CLOSED | 11 kV | RYB | PE 23.10 CLOVER NO.1 |  |  | CBJ23104 |  | INDKOM | ZZT |  |  |  | Pass | null
378048514 | TNB | DISTRIBUTION | WP PUTRAJAYA & CYBERJAYA | Existing | VCBJ/PCE/J23101/MB | 300491147 | CLOSED | 11 kV | RYB | PE 23.10 CLOVER NO.1 |  |  | CBJ23104 |  | INDKOM | ZZT |  |  |  | Pass | null
378048696 | TNB | DISTRIBUTION | WP PUTRAJAYA & CYBERJAYA | Existing | VCBJ/PCE/J23121/MB23121 | 300520627 | CLOSED | 11 kV | RYB | PE 23.12 CLOVER NO.3 |  |  | CBJ23124 |  | INDKOM | INS24 |  |  |  | Pass | null
378048697 | TNB | DISTRIBUTION | WP PUTRAJAYA & CYBERJAYA | Existing | VCBJ/PCE/J23121/MB23121 | 300520627 | CLOSED | 11 kV | RYB | PE 23.12 CLOVER NO.3 |  |  | CBJ23123 |  | INDKOM | INS24 |  |  |  | Pass | null
378048902 | TNB | DISTRIBUTION | WP PUTRAJAYA & CYBERJAYA | Existing | VCBJ/PCE/J23111/MB23111 | 300520630 | CLOSED | 11 kV | RYB | PE 23.11 CLOVER NO.2 |  |  | CBJ23114 |  | INDKOM | INS24 |  |  |  | Pass | null
378048903 | TNB | DISTRIBUTION | WP PUTRAJAYA & CYBERJAYA | Existing | VCBJ/PCE/J23111/MB23111 | 300520630 | CLOSED | 11 kV | RYB | PE 23.11 CLOVER NO.2 |  |  | CBJ23113 |  | INDKOM | INS24 |  |  |  | Pass | null
378049303 | TNB | DISTRIBUTION | WP PUTRAJAYA & CYBERJAYA | Existing | VCBJ/PCE/J21851/MB21851 | 300450136 | CLOSED | 11 kV | RYB | PE 21.85 MYVILLA P1 PARCEL A |  |  | CBJ21854 |  | INDKOM | INS24 |  |  |  | Pass | null
378049304 | TNB | DISTRIBUTION | WP PUTRAJAYA & CYBERJAYA | Existing | VCBJ/PCE/J21851/MB21851 | 300450136 | CLOSED | 11 kV | RYB | PE 21.85 MYVILLA P1 PARCEL A |  |  | CBJ21853 |  | INDKOM | INS24 |  |  |  | Pass | null
378049467 | TNB | DISTRIBUTION | WP PUTRAJAYA & CYBERJAYA | Existing | VCBJ/PCE/J21861/MB21861 | 300450278 | CLOSED | 11 kV | RYB | PE 21.86 MYVILLA P1 PARCEL B |  |  | CBJ21863 |  | INDKOM | ZZT |  |  |  | Pass | null
378049669 | TNB | DISTRIBUTION | WP PUTRAJAYA & CYBERJAYA | Existing | VCBJ/PCE/J00103/MB1 | 300493850 | CLOSED | 11 kV | RYB | PE 23.22 SHOP LOT MYVILLA PRS 5 |  |  | CBJ23224 |  | INDKOM | N/A |  |  |  | Pass | null
378049670 | TNB | DISTRIBUTION | WP PUTRAJAYA & CYBERJAYA | Existing | VCBJ/PCE/J00103/MB1 | 300493850 | CLOSED | 11 kV | RYB | PE 23.22 SHOP LOT MYVILLA PRS 5 |  |  | CBJ23223 |  | INDKOM | N/A |  |  |  | Pass | null
378049846 | TNB | DISTRIBUTION | WP PUTRAJAYA & CYBERJAYA | Existing | VCBJ/PCE/J21931/MB21931 | 300454636 | CLOSED | 11 kV | RYB | PE 21.93 MYVILLA P3 PARCEL A |  |  | CBJ21934 |  | INDKOM | INS24 |  |  |  | Pass | null
378049847 | TNB | DISTRIBUTION | WP PUTRAJAYA & CYBERJAYA | Existing | VCBJ/PCE/J21931/MB21931 | 300454636 | CLOSED | 11 kV | RYB | PE 21.93 MYVILLA P3 PARCEL A |  |  | CBJ21933 |  | INDKOM | INS24 |  |  |  | Pass | null
378050043 | TNB | DISTRIBUTION | WP PUTRAJAYA & CYBERJAYA | Existing | VCBJ/PCE/J21941/MB21941 | 300454633 | CLOSED | 11 kV | RYB | PE 21.94 MYVILLA P3 PARCEL B |  |  | CBJ21944 |  | INDKOM | ZZTT 1/D |  |  |  | Pass | null
378050044 | TNB | DISTRIBUTION | WP PUTRAJAYA & CYBERJAYA | Existing | VCBJ/PCE/J21941/MB21941 | 300454633 | CLOSED | 11 kV | RYB | PE 21.94 MYVILLA P3 PARCEL B |  |  | CBJ21943 |  | INDKOM | ZZTT 1/D |  |  |  | Pass | null
378050631 | TNB | DISTRIBUTION | WP PUTRAJAYA & CYBERJAYA | Existing | VPTJ/PCE/J07021/MB07021 | 300281274 | CLOSED | 11 kV | RYB | PE 7.02 POLIS PUTRAJAYA (F1) |  |  | PTJ07023 |  | INDKOM | ZZT | 28/07/1999 |  |  | Pass | null
378050730 | TNB | DISTRIBUTION | WP PUTRAJAYA & CYBERJAYA | Existing | VPTJ/PCE/J07022/MB07024 | 300281275 | CLOSED | 11 kV | RYB | PE 7.02 POLIS PUTRAJAYA (F2) |  |  | PTJ07026 |  | INDKOM | ZZT | 28/07/1999 |  |  | Pass | null
378050833 | TNB | DISTRIBUTION | WP PUTRAJAYA & CYBERJAYA | Existing | VPTJ/PCE/J07011/MB07011 | 300281272 | CLOSED | 11 kV | RYB | PE 7.01 BOMBA PUTRAJAYA (F1) |  |  | PTJ07013 |  | MERLIN GERIN | NE-31Q | 28/07/1999 |  |  | Pass | null
378050927 | TNB | DISTRIBUTION | WP PUTRAJAYA & CYBERJAYA | Existing | VPTJ/PCE/J07012/MB07014 | 300281273 | CLOSED | 11 kV | RYB | PE 7.01 IBU PEJABAT BOMBA (F2) |  |  | PTJ07014 |  | MERLIN GERIN | NE-31Q | 28/07/1999 |  |  | Pass | null
378051048 | TNB | DISTRIBUTION | WP PUTRAJAYA & CYBERJAYA | Existing | VPTJ/PCE/J07081/MB07081 | 300280775 | CLOSED | 11 kV | RYB | PE 7.08 PARK & RIDE (F1) |  |  | PTJ07082 |  | TAMCO | GR1 | 20070504 |  |  | Pass | null
378051145 | TNB | DISTRIBUTION | WP PUTRAJAYA & CYBERJAYA | Existing | VPTJ/PCE/J07082/MB07084 | 300280776 | CLOSED | 11 kV | RYB | PE 7.08 PARK & RIDE (F2) |  |  | PTJ07085 |  | TAMCO | GR1 | 20070504 |  |  | Pass | null
378051245 | TNB | DISTRIBUTION | WP PUTRAJAYA & CYBERJAYA | Existing | VPTJ/PCE/J07062/MB07064 | 300281279 | CLOSED | 11 kV | RYB | PE 7.06 TPB (WTT) (F2) |  |  | PTJ07066 |  | INDKOM | ZZT | 13/06/2002 |  |  | Pass | null
378051276 | TNB | DISTRIBUTION | WP PUTRAJAYA & CYBERJAYA | Existing | VPTJ/PCE/J07061/MB07061 | 300281278 | CLOSED | 11 kV | RYB | PE 7.06 TPB (WTT) (F1) |  |  | PTJ07063 |  | INDKOM | ZZT | 13/06/2002 |  |  | Pass | null
378051481 | TNB | DISTRIBUTION | WP PUTRAJAYA & CYBERJAYA | Existing | VPTJ/PCE/J07051/MB07051 | 300281277 | CLOSED | 11 kV | RYB | PE 7.05 L SENTOSA (R2C) |  |  | PTJ07052 |  | MERLIN GERIN | RM6 | 20010501 |  |  | Pass | null
378051576 | TNB | DISTRIBUTION | WP PUTRAJAYA & CYBERJAYA | Existing | VPTJ/PCE/J07071/MB07071 | 300281280 | CLOSED | 11 kV | RYB | PE 7.07 PLF (F1) |  |  | PTJ07073 |  | INDKOM | ZZT | 27/07/1999 |  |  | Pass | null
378051672 | TNB | DISTRIBUTION | WP PUTRAJAYA & CYBERJAYA | Existing | VPTJ/PCE/J07072/MB07074 | 300281281 | CLOSED | 11 kV | RYB | PE 7.07 PLF (F2) |  |  | PTJ07076 |  | INDKOM | ZZT | 27/07/2009 |  |  | Pass | null
378051779 | TNB | DISTRIBUTION | WP PUTRAJAYA & CYBERJAYA | Existing | VPTJ/PCE/J08121/MB08121 | 300280797 | CLOSED | 11 kV | RYB | PE 8.12 INSIDE PPU 5 (F1) |  |  | PTJ08123 |  | INDKOM | ZZT | 20001210 |  |  | Pass | null
378051873 | TNB | DISTRIBUTION | WP PUTRAJAYA & CYBERJAYA | Existing | VPTJ/PCE/J08122/MB08124 | 300280798 | CLOSED | 11 kV | RYB | PE 8.12 INSIDE PPU 5 (F2) |  |  | PTJ08126 |  | INDKOM | ZZT | 20001210 |  |  | Pass | null
378051978 | TNB | DISTRIBUTION | WP PUTRAJAYA & CYBERJAYA | Existing | VPTJ/PCE/J08161/MB08161 | 300280800 | CLOSED | 11 kV | RYB | PE 8.16 RD 2B L. SENTOSA |  |  | PTJ08163 |  | INDKOM | ZZT | 15/11/1999 |  |  | Pass | null
378052071 | TNB | DISTRIBUTION | WP PUTRAJAYA & CYBERJAYA | Existing | VPTJ/PCE/J08301/MB08301 | 300454757 | CLOSED | 11 kV | RYB | PE 8.30 8C1 (F1) |  |  | PTJ08303 |  | INDKOM | ZZT I/D |  |  |  | Pass | null
378052099 | TNB | DISTRIBUTION | WP PUTRAJAYA & CYBERJAYA | Existing | VPTJ/PCE/J08302/MB08304 | 300454760 | CLOSED | 11 kV | RYB | PE 8.30 8C1 (F2) |  |  | PTJ08306 |  | INDKOM | ZZT I/D |  |  |  | Pass | null
378052133 | TNB | DISTRIBUTION | WP PUTRAJAYA & CYBERJAYA | Existing | VPTJ/PCE/J08311/MB08311 | 300452993 | CLOSED | 11 kV | RYB | PE 8.31 8C3 F1 |  |  | PTJ08312 |  | SCHNEIDER | NE-2iQ |  |  |  | Pass | null
378052227 | TNB | DISTRIBUTION | WP PUTRAJAYA & CYBERJAYA | Existing | VPTJ/PCE/J08312/MB08314 | 300452995 | CLOSED | 11 kV | RYB | PE 8.31 8C3 F2 |  |  | PTJ08315 |  | SCHNEIDER | ZZT |  |  |  | Pass | null
378052360 | TNB | DISTRIBUTION | WP PUTRAJAYA & CYBERJAYA | Existing | VCBJ/PCE/J22541/MB22541 | 300280395 | CLOSED | 11 kV | RYB | PE 22.54 PRIMA 8 F1 |  |  | CBJ22543 |  | INDKOM | GA | 20080306 | TX1-1000KVA |  | Pass | null
378052383 | TNB | DISTRIBUTION | WP PUTRAJAYA & CYBERJAYA | Existing | VCBJ/PCE/J22542/MB22544 | 300280396 | CLOSED | 11 kV | RYB | PE 22.54 PRIMA 8 F2 |  |  | CBJ22546 |  | INDKOM | GA | 20080306 | TX2-1000KVA |  | Pass | null
378052477 | TNB | DISTRIBUTION | WP PUTRAJAYA & CYBERJAYA | Existing | VCBJ/PCE/J22531/MB22531 | 300280398 | CLOSED | 11 kV | RYB | PE 22.53 PRIMA 7 SPAN F1 |  |  | CBJ22532 |  | TAMCO | GR1 | 15/09/2007 |  |  | Pass | null
378052500 | TNB | DISTRIBUTION | WP PUTRAJAYA & CYBERJAYA | Existing | VCBJ/PCE/J22532/MB22534 | 300280399 | CLOSED | 11 kV | RYB | PE 22.53 PRIMA 7 SPAN F2 |  |  | CBJ22535 |  | TAMCO | GR1 | 15/09/2007 |  |  | Pass | null
378052594 | TNB | DISTRIBUTION | WP PUTRAJAYA & CYBERJAYA | Existing | VCBJ/PCE/J22501/MB22501 | 300280467 | CLOSED | 11 kV | RYB | PE 22.50 LOT PT 12092 F1 |  |  | CBJ22502 |  | TAMCO | GR1 | 20/06/2006 |  |  | Pass | null
378052617 | TNB | DISTRIBUTION | WP PUTRAJAYA & CYBERJAYA | Existing | VCBJ/PCE/J22502/MB22504 | 300280469 | CLOSED | 11 kV | RYB | PE 22.50 LOT PT 12092 F2 |  |  | CBJ22505 |  | TAMCO | GR1 | 20/06/2006 |  |  | Pass | null
378052851 | TNB | DISTRIBUTION | WP PUTRAJAYA & CYBERJAYA | Existing | VCBJ/PCE/J22911/MB22911 | 300452930 | CLOSED | 11 kV | RYB | PE 22.91 SOHO F1 |  |  | CBJ22912 |  | TAMCO | GR1 |  | TX1-1000KVA |  | Pass | null
378052874 | TNB | DISTRIBUTION | WP PUTRAJAYA & CYBERJAYA | Existing | VCBJ/PCE/J22912/MB22911 | 300452934 | CLOSED | 11 kV | RYB | PE 22.91 SOHO F2 |  |  | CBJ22915 |  | TAMCO | GR1 |  | TX2-1000KVA |  | Pass | null
378053074 | TNB | DISTRIBUTION | WP PUTRAJAYA & CYBERJAYA | Existing | VCBJ/PCE/J22921/MB22921 | 300452926 | CLOSED | 11 kV | RYB | PE 22.92 PRIMA 12 |  |  | CBJ22923 |  | INDKOM | ZZT I/D |  | TX1-1000KVA |  | Pass | null
378053296 | TNB | DISTRIBUTION | WP PUTRAJAYA & CYBERJAYA | Existing | VCBJ/PCE/J22752/MB22754 | 300288155 | CLOSED | 11 kV | RYB | PE 22.75 KWDI 4 F2 |  |  | CBJ22755 |  | TAMCO | GR1 | 20/12/2010 | TX2-1000KVA |  | Pass | null
378053319 | TNB | DISTRIBUTION | WP PUTRAJAYA & CYBERJAYA | Existing | VCBJ/PCE/J22751/MB22751 | 300288153 | CLOSED | 11 kV | RYB | PE 22.75 KWDI 4 F1 |  |  | CBJ22752 |  | TAMCO | GR1 | 19/12/2010 | TX1-1000KVA |  | Pass | null
378053373 | TNB | DISTRIBUTION | WP PUTRAJAYA & CYBERJAYA | Existing | VCBJ/PCE/J22742/MB22744 | 300288161 | CLOSED | 11 kV | RYB | PE 22.74 KWDI 3 F2 |  |  | CBJ22745 |  | TAMCO | GR1 | 20/12/2010 | TX2-1000KVA |  | Pass | null
378053396 | TNB | DISTRIBUTION | WP PUTRAJAYA & CYBERJAYA | Existing | VCBJ/PCE/J22741/MB22741 | 300288159 | CLOSED | 11 kV | RYB | PE 22.74 KWDI 3 F1 |  |  | CBJ22742 |  | TAMCO | GR1 | 19/12/2010 | TX1-1000KVA |  | Pass | null
378053446 | TNB | DISTRIBUTION | WP PUTRAJAYA & CYBERJAYA | Existing | VCBJ/PCE/J22672/MB22674 | 300280388 | CLOSED | 11 kV | RYB | PE 22.67 KWDI 1 F2 |  |  | CBJ22676 |  | INDKOM | INS24 | 20091009 | TX2-1000KVA |  | Pass | null
378053469 | TNB | DISTRIBUTION | WP PUTRAJAYA & CYBERJAYA | Existing | VCBJ/PCE/J22671/MB22671 | 300280387 | CLOSED | 11 kV | RYB | PE 22.67 KWDI 1 F1 |  |  | CBJ22673 |  | INDKOM | INS24 | 20091009 | TX1-1000KVA |  | Pass | null
378054248 | TNB | DISTRIBUTION | WP PUTRAJAYA & CYBERJAYA | Existing | VCBJ/PCE/J21151/MB21151 | 300281031 | CLOSED | 11 kV | RYB | PE 21.15 SATELIT TELEKOM CBJ 3 F1 |  |  | CBJ21153 |  | INDKOM | ZZT | 17/07/2002 | TX1-1000KVA |  | Pass | null
378054271 | TNB | DISTRIBUTION | WP PUTRAJAYA & CYBERJAYA | Existing | VCBJ/PCE/J21152/MB21154 | 300281029 | CLOSED | 11 kV | RYB | PE 21.15 SATELIT TELEKOM CBJ 3 F2 |  |  | CBJ21156 |  | INDKOM | ZZT | 17/07/2002 | TX2-1000KVA |  | Pass | null
378054406 | TNB | DISTRIBUTION | WP PUTRAJAYA & CYBERJAYA | Existing | VCBJ/PCE/J21101/MB21101 | 300281045 | CLOSED | 11 kV | RYB | PE 21.10 ELITE HIGHWAY NO. 3 |  |  | CBJ21103 |  | INDKOM | ZZT | 20001002 | TX-1000KVA |  | Pass | null
378054491 | TNB | DISTRIBUTION | WP PUTRAJAYA & CYBERJAYA | Existing | VCBJ/PCE/J21541/MB21541 | 300280656 | CLOSED | 11 kV | RYB | PE 21.54 PS 3 F1 |  |  | CBJ21543 |  | INDKOM | ZZT | 16/06/2005 | TX1-500KVA |  | Pass | null
378054514 | TNB | DISTRIBUTION | WP PUTRAJAYA & CYBERJAYA | Existing | VCBJ/PCE/J21542/MB21544 | 300280654 | CLOSED | 11 kV | RYB | PE 21.54 PS 3 F2 |  |  | CBJ21546 |  | INDKOM | ZZT | 16/06/2005 | TX2-500KVA |  | Pass | null
378054664 | TNB | DISTRIBUTION | WP PUTRAJAYA & CYBERJAYA | Existing | VCBJ/PCE/J21401/MB21401 | 300281000 | CLOSED | 11 kV | RYB | PE 21.40 STP 1 |  |  | CBJ21402 |  | INDKOM | ZZT I/D | 15/12/2016 | TX-1000KVA |  | Pass | null
378054714 | TNB | DISTRIBUTION | WP PUTRAJAYA & CYBERJAYA | Existing | VCBJ/PCE/J23161/MB23161 | 310360664 | CLOSED | 11 kV | RYB | PE 23.16 MASJID CYBERJAYA |  |  | CBJ23164 |  | INDKOM | ZZTT 1/D |  |  |  | Pass | null
378054715 | TNB | DISTRIBUTION | WP PUTRAJAYA & CYBERJAYA | Existing | VCBJ/PCE/J23161/MB23161 | 310360664 | CLOSED | 11 kV | RYB | PE 23.16 MASJID CYBERJAYA |  |  | CBJ23163 |  | INDKOM | ZZTT 1/D |  |  |  | Pass | null
378054880 | TNB | DISTRIBUTION | WP PUTRAJAYA & CYBERJAYA | Existing | VCBJ/PCE/J21572/MB21574 | 300280643 | CLOSED | 11 kV | RYB | PE 21.57 CLUB HOUSE F2 |  |  | CBJ21575 |  | TAMCO | GR1 | 17/11/2007 | TX2-500KVA |  | Pass | null
378054903 | TNB | DISTRIBUTION | WP PUTRAJAYA & CYBERJAYA | Existing | VCBJ/PCE/J21571/MB21571 | 300280645 | CLOSED | 11 kV | RYB | PE 21.57 CLUB HOUSE F1 |  |  | CBJ21572 |  | TAMCO | GR1 | 17/11/2007 | TX1-500KVA |  | Pass | null
378055088 | TNB | DISTRIBUTION | WP PUTRAJAYA & CYBERJAYA | Existing | VCBJ/PCE/J21612/MB21615 | 300280627 | CLOSED | 11 kV | RYB | PE 21.61 MPS F2 |  |  | CBJ21617 |  |  | ZZTT | 23/02/2008 | TX3-1000KVA |  | Pass | null
378055089 | TNB | DISTRIBUTION | WP PUTRAJAYA & CYBERJAYA | Existing | VCBJ/PCE/J21612/MB21615 | 300280627 | CLOSED | 11 kV | RYB | PE 21.61 MPS F2 |  |  | CBJ21618 |  |  | ZZTT | 23/02/2008 | TX4-1000KVA |  | Pass | null
378055117 | TNB | DISTRIBUTION | WP PUTRAJAYA & CYBERJAYA | Existing | VCBJ/PCE/J21611/MB21611 | 300280629 | CLOSED | 11 kV | RYB | PE 21.61 MPS F1 |  |  | CBJ21613 |  |  | ZZTT | 23/02/2008 | TX1-1000KVA |  | Pass | null
378055118 | TNB | DISTRIBUTION | WP PUTRAJAYA & CYBERJAYA | Existing | VCBJ/PCE/J21611/MB21611 | 300280629 | CLOSED | 11 kV | RYB | PE 21.61 MPS F1 |  |  | CBJ21614 |  |  | ZZTT | 23/02/2008 | TX2-1000KVA |  | Pass | null
378055372 | TNB | DISTRIBUTION | WP PUTRAJAYA & CYBERJAYA | Existing | VCBJ/PCE/J21411/MB21411 | 300280998 | CLOSED | 11 kV | RYB | PE 21.41 TMN.CYBER |  |  | CBJ21413 |  | INDKOM | ZZT | 16/01/2003 | TX-500KVA |  | Pass | null
378055455 | TNB | DISTRIBUTION | WP PUTRAJAYA & CYBERJAYA | Existing | VCBJ/PCE/J00118/MB1 | 310338765 | CLOSED | 11 kV | RYB | PE 25.26 SETIA VILLA 6 |  |  | CBJ25263 |  | INDKOM | INS24 |  | TX-1000KVA |  | Pass | null
378055555 | TNB | DISTRIBUTION | WP PUTRAJAYA & CYBERJAYA | Existing | VCBJ/PCE/J00117/MB1 | 310338758 | CLOSED | 11 kV | RYB | PE 25.25 SETIA VILLA 5 |  |  | CBJ25253 |  | INDKOM | INS24 |  | TX-1000KVA |  | Pass | null
378055659 | TNB | DISTRIBUTION | WP PUTRAJAYA & CYBERJAYA | Existing | VCBJ/PCE/J00116/MB1 | 310338754 | CLOSED | 11 kV | RYB | PE 25.24 SETIA VILLA 4 |  |  | CBJ25243 |  | INDKOM | INS24 |  | TX-1000KVA |  | Pass | null
378055759 | TNB | DISTRIBUTION | WP PUTRAJAYA & CYBERJAYA | Existing | VCBJ/PCE/J00112/MB1 | 310359235 | CLOSED | 11 kV | RYB | PE 25.19 SETIA VILLA 3 |  |  | CBJ25193 |  | INDKOM | ZZTT 1/D |  | TX-1000KVA |  | Pass | null
378055858 | TNB | DISTRIBUTION | WP PUTRAJAYA & CYBERJAYA | Existing | VCBJ/PCE/J00110/MB1 | 310357944 | CLOSED | 11 kV | RYB | PE 25.18 SETIA VILLA 2 |  |  | CBJ25182 |  | INDKOM | INS24 |  | TX-1000KVA |  | Pass | null
378055963 | TNB | DISTRIBUTION | WP PUTRAJAYA & CYBERJAYA | Existing | VCBJ/PCE/J00109/MB1 | 310359230 | CLOSED | 11 kV | RYB | PE 25.17 SETIA VILLA 1 |  |  | CBJ25173 |  | INDKOM | INS24 |  | TX-1000KVA |  | Pass | null
378056059 | TNB | DISTRIBUTION | WP PUTRAJAYA & CYBERJAYA | Existing | VCBJ/PCE/J25221/MB25221 | 310339459 | CLOSED | 11 kV | RYB | PE 25.22 SETIA MARINA 3 |  |  | CBJ25222 |  | SCHNEIDER | NF-21Q |  | TX-1000KVA |  | Pass | null
378056159 | TNB | DISTRIBUTION | WP PUTRAJAYA & CYBERJAYA | Existing | VCBJ/PCE/J25211/MB25211 | 310339453 | CLOSED | 11 kV | RYB | PE 25.21 SETIA MARINA 2 |  |  | CBJ25212 |  | SCHNEIDER | NE-21Q |  | TX-1000KVA |  | Pass | null
378056264 | TNB | DISTRIBUTION | WP PUTRAJAYA & CYBERJAYA | Existing | VCBJ/PCE/J25201/MB25201 | 310339447 | CLOSED | 11 kV | RYB | PE 25.20 SETIA MARINA 1 |  |  | CBJ25202 |  | SCHNEIDER |  |  | TX-1000KVA |  | Pass | null
378056440 | TNB | DISTRIBUTION | WP PUTRAJAYA & CYBERJAYA | Existing | VCBJ/PCE/J23171/MB23171 | 310303841 | CLOSED | 11 kV | RYB | PE 23.17 TEMP SERI MUTIARA |  |  | CBJ23172 |  | TAMCO |  |  | TX-1000KVA |  | Pass | null
378056663 | TNB | DISTRIBUTION | WP PUTRAJAYA & CYBERJAYA | Existing | VPTJ/PCE/J02081/MB02081 | 300280646 | CLOSED | 11 kV | RYB | PE 2.08 TMN WAWASAN (F1) |  |  | PTJ02084 |  | INDKOM | ZZZT | 25/08/2002 |  |  | Pass | null
378056803 | TNB | DISTRIBUTION | WP PUTRAJAYA & CYBERJAYA | Existing | VPTJ/PCE/J02082/MB02085 | 300280648 | CLOSED | 11 kV | RYB | PE 2.08 TMN WAWASAN (F2) |  |  | PTJ02088 |  | INDKOM | ZZZT | 25/08/2002 |  |  | Pass | null
378056910 | TNB | DISTRIBUTION | WP PUTRAJAYA & CYBERJAYA | Existing | VPTJ/PCE/J02071/MB02071 | 300280639 | CLOSED | 11 kV | RYB | PE 2.07 INSIDE PPU 18 (F1) |  |  | PTJ02073 |  | INDKOM | ZZT | 23/09/2002 |  |  | Pass | null
378057015 | TNB | DISTRIBUTION | WP PUTRAJAYA & CYBERJAYA | Existing | VPTJ/PCE/J02072/MB02074 | 300280642 | CLOSED | 11 kV | RYB | PE 2.07 INSIDE PPU 18 (F2) |  |  | PTJ02076 |  | INDKOM | ZZT | 23/09/2002 |  |  | Pass | null
378057184 | TNB | DISTRIBUTION | WP PUTRAJAYA & CYBERJAYA | Existing | VPTJ/PCE/J02062/MB02064 | 300280636 | CLOSED | 11 kV | RYB | PE 2.06 PS 15 (F2) |  |  | PTJ02066 |  | INDKOM | ZZT | 20020607 |  |  | Pass | null
378057290 | TNB | DISTRIBUTION | WP PUTRAJAYA & CYBERJAYA | Existing | VPTJ/PCE/J02291/MB1 | 310308941 | CLOSED | 11 kV | RYB | PE 2.29 TEMP SKYRIDE |  |  | PTJ02292 |  | SCHNEIDER |  |  |  |  | Pass | null
378057404 | TNB | DISTRIBUTION | WP PUTRAJAYA & CYBERJAYA | Existing | VPTJ/PCE/J18251/MB18251 | 300281240 | CLOSED | 11 kV | RYB | PE 18.25 KOMPLEKS SEK FASA 3 |  |  | PTJ18253 |  | INDKOM | GA 2K 1TS | 27/05/2008 |  |  | Pass | null
378057505 | TNB | DISTRIBUTION | WP PUTRAJAYA & CYBERJAYA | Existing | VPTJ/PCE/J18171/MB18171 | 300281224 | CLOSED | 11 kV | RYB | PE 18.17 BLOK H 18R12 (F1) |  |  | PTJ18172 |  | TAMCO | GR1 | 20070103 |  |  | Pass | null
378057601 | TNB | DISTRIBUTION | WP PUTRAJAYA & CYBERJAYA | Existing | VPTJ/PCE/J18172/MB18174 | 300281225 | CLOSED | 11 kV | RYB | PE 18.17 BLOK H 18R12 (F2) |  |  | PTJ18175 |  | TAMCO | GR1 | 20070103 |  |  | Pass | null
378057767 | TNB | DISTRIBUTION | WP PUTRAJAYA & CYBERJAYA | Existing | VPTJ/PCE/J18161/MB18161 | 300281221 | CLOSED | 11 kV | RYB | PE 18.16 BLOK G 18R12 (F1) |  |  | PTJ18162 |  | TAMCO | GR1 | 20070103 |  |  | Pass | null
378057863 | TNB | DISTRIBUTION | WP PUTRAJAYA & CYBERJAYA | Existing | VPTJ/PCE/J18162/MB18164 | 300281222 | CLOSED | 11 kV | RYB | PE 18.16 BLOK G 18R12 (F2) |  |  | PTJ18165 |  | TAMCO | GR1 | 20070103 |  |  | Pass | null
378057969 | TNB | DISTRIBUTION | WP PUTRAJAYA & CYBERJAYA | Existing | VPTJ/PCE/J18151/MB18151 | 300281219 | CLOSED | 11 kV | RYB | PE 18.15 BLOK E&F 18R12 (F1) |  |  | PTJ18152 |  | TAMCO | GR1 | 20070103 |  |  | Pass | null
378058067 | TNB | DISTRIBUTION | WP PUTRAJAYA & CYBERJAYA | Existing | VPTJ/PCE/J18152/MB18154 | 300281220 | CLOSED | 11 kV | RYB | PE 18.15 BLOK E&F 18R12 (F2) |  |  | PTJ18155 |  | TAMCO | GR1 | 20070103 |  |  | Pass | null
378058166 | TNB | DISTRIBUTION | WP PUTRAJAYA & CYBERJAYA | Existing | VPTJ/PCE/J18181/MB18181 | 300281226 | CLOSED | 11 kV | RYB | PE 18.18 BLOK C&D 18R12 (F1) |  |  | PTJ18182 |  | TAMCO | GR1 | 20070103 |  |  | Pass | null
378058260 | TNB | DISTRIBUTION | WP PUTRAJAYA & CYBERJAYA | Existing | VPTJ/PCE/J18182/MB18184 | 300281227 | CLOSED | 11 kV | RYB | PE 18.18 BLOK C&D 18R12 (F2) |  |  | PTJ18185 |  | TAMCO | GR1 | 20070103 |  |  | Pass | null
378058371 | TNB | DISTRIBUTION | WP PUTRAJAYA & CYBERJAYA | Existing | VPTJ/PCE/J18191/MB18191 | 300281228 | CLOSED | 11 kV | RYB | PE 18.19 BLOK A&B 18R12 (F1) |  |  | PTJ18192 |  | TAMCO | GR1 | 20070103 |  |  | Pass | null
378058465 | TNB | DISTRIBUTION | WP PUTRAJAYA & CYBERJAYA | Existing | VPTJ/PCE/J18192/MB18194 | 300281229 | CLOSED | 11 kV | RYB | PE 18.19 BLOK A&B 18R12 (F2) |  |  | PTJ18195 |  | TAMCO | GR1 | 20070103 |  |  | Pass | null
378058570 | TNB | DISTRIBUTION | WP PUTRAJAYA & CYBERJAYA | Existing | VPTJ/PCE/J18241/MB18241 | 300281238 | CLOSED | 11 kV | RYB | PE 18.24 BLOK D 18R13 (F1) |  |  | PTJ18242 |  | TAMCO | GR1 | 20070103 |  |  | Pass | null
378058664 | TNB | DISTRIBUTION | WP PUTRAJAYA & CYBERJAYA | Existing | VPTJ/PCE/J18242/MB18244 | 300281239 | CLOSED | 11 kV | RYB | PE 18.24 BLOK D 18R13 (F2) |  |  | PTJ18245 |  | TAMCO | GR1 | 20070103 |  |  | Pass | null
378058770 | TNB | DISTRIBUTION | WP PUTRAJAYA & CYBERJAYA | Existing | VPTJ/PCE/J18231/MB18231 | 300281236 | CLOSED | 11 kV | RYB | PE 18.23 BLOK C 18R13 (F1) |  |  | PTJ18232 |  | TAMCO | GR1 | 20070103 |  |  | Pass | null
378058864 | TNB | DISTRIBUTION | WP PUTRAJAYA & CYBERJAYA | Existing | VPTJ/PCE/J18232/MB18234 | 300281237 | CLOSED | 11 kV | RYB | PE 18.23 BLOK C 18R13 (F2) |  |  | PTJ18235 |  | TAMCO | GR1 | 20070103 |  |  | Pass | null
378069722 | TNB | DISTRIBUTION | WP PUTRAJAYA & CYBERJAYA | Existing | VCBJ/PCE/J22761/MB22761 | 300284811 | CLOSED | 11 kV | RYB | PE 22.76 - STP B F1 |  |  | CBJ22763 |  | INDKOM | ZZT | 20100106 |  |  | Pass | null
378069754 | TNB | DISTRIBUTION | WP PUTRAJAYA & CYBERJAYA | Existing | VCBJ/PCE/J22762/MB22764 | 300284812 | CLOSED | 11 kV | RYB | PE 22.76 - STP B F2 |  |  | CBJ22676 |  | INDKOM | ZZT | 20100306 |  |  | Pass | null
378069813 | TNB | DISTRIBUTION | WP PUTRAJAYA & CYBERJAYA | Existing | VCBJ/PCE/J22771/MB22771 | 300284815 | CLOSED | 11 kV | RYB | PE 22.77 - PS2-8 F1 |  |  | CBJ22772 |  | TAMCO | GR1-21-0D | 14/07/2010 |  |  | Pass | null
378069909 | TNB | DISTRIBUTION | WP PUTRAJAYA & CYBERJAYA | Existing | VCBJ/PCE/J22772/MB22774 | 300284816 | CLOSED | 11 kV | RYB | PE 22.77 - PS2-8 F2 |  |  | CBJ22775 |  | TAMCO | GR1-21-0D | 15/07/2010 |  |  | Pass | null
378070007 | TNB | DISTRIBUTION | WP PUTRAJAYA & CYBERJAYA | Existing | VCBJ/PCE/J22691/MB22691 | 300282014 | CLOSED | 11 kV | RYB | PE 22.69 KRU STUDIO F1 |  |  | CBJ22692 |  | EPE | VRN 2A | 26/01/2010 |  |  | Pass | null
378070036 | TNB | DISTRIBUTION | WP PUTRAJAYA & CYBERJAYA | Existing | VCBJ/PCE/J24191 |  | CLOSED | 11 kV | RYB | PE 24.19 YAKIN INVEST F1 |  |  | CBJ24193 | [6 empty] | Pass | null
378070136 | TNB | DISTRIBUTION | WP PUTRAJAYA & CYBERJAYA | Existing | VCBJ/PCE/J22692/MB22694 | 300282015 | CLOSED | 11 kV | RYB | PE 22.69 KRU STUDIO F2 |  |  | CBJ22695 |  | EPE | VRN 2A | 27/01/2010 |  |  | Pass | null
378070168 | TNB | DISTRIBUTION | WP PUTRAJAYA & CYBERJAYA | Existing | VCBJ/PCE/J24192/MB | 300498023 | CLOSED | 11 kV | RYB | PE 24.19 YAKIN INVEST F2 |  |  | CBJ24196 | [6 empty] | Pass | null
378070314 | TNB | DISTRIBUTION | WP PUTRAJAYA & CYBERJAYA | Existing | VCBJ/PCE/J22891/MB22891 | 300452960 | CLOSED | 11 kV | RYB | PE 22.89 MYTELEHAUS F1 |  |  | CBJ22893 |  | SCHNEIDER | NE-3I |  |  |  | Pass | null
378070414 | TNB | DISTRIBUTION | WP PUTRAJAYA & CYBERJAYA | Existing | VCBJ/PCE/J22892/MB22894 | 300452961 | CLOSED | 11 kV | RYB | PE 22.89 MYTELEHAUS F2 |  |  | CBJ22896 |  | SCHNEIDER | NE-3I |  |  |  | Pass | null
378070515 | TNB | DISTRIBUTION | WP PUTRAJAYA & CYBERJAYA | Existing | VCBJ/PCE/J22881/MB22881 | 300452937 | CLOSED | 11 kV | RYB | PE 22.88 SKY LEISURE F1 |  |  | CBJ22883 |  | INDKOM | NA |  |  |  | Pass | null
378070617 | TNB | DISTRIBUTION | WP PUTRAJAYA & CYBERJAYA | Existing | VCBJ/PCE/J22882/MB22884 | 300452941 | CLOSED | 11 kV | RYB | PE 22.88 SKY LEISURE F2 |  |  | CBJ22886 |  | INDKOM | NA |  |  |  | Pass | null
378071489 | TNB | DISTRIBUTION | WP PUTRAJAYA & CYBERJAYA | Existing | VCBJ/PCE/J22931/MB 22931 | 310361712 | CLOSED | 11 kV | RYB | PE 22.93 BLOK A TRIENTEL |  |  | CBJ22933 |  | ABB |  |  |  |  | Pass | null
378071490 | TNB | DISTRIBUTION | WP PUTRAJAYA & CYBERJAYA | Existing | VCBJ/PCE/J22931/MB 22931 | 310361712 | CLOSED | 11 kV | RYB | PE 22.93 BLOK A TRIENTEL |  |  | CBJ22934 |  | ABB |  |  |  |  | Pass | null
378071657 | TNB | DISTRIBUTION | WP PUTRAJAYA & CYBERJAYA | Existing | VCBJ/PCE/J22951/MB22951 | 300454989 | CLOSED | 11 kV | RYB | PE 22.95 TRIENTEL BLOK C |  |  | CBJ22953 |  | INDKOM | INS24 |  |  |  | Pass | null
378071757 | TNB | DISTRIBUTION | WP PUTRAJAYA & CYBERJAYA | Existing | VCBJ/PCE/J22961/MB22961 | 300454997 | CLOSED | 11 kV | RYB | PE 22.96 TRIENTEL BLOK D |  |  | CBJ22963 |  | INDKOM | INS24 |  |  |  | Pass | null
378071869 | TNB | DISTRIBUTION | WP PUTRAJAYA & CYBERJAYA | Existing | VCBJ/PCE/J22941/MB22941 | 310361704 | CLOSED | 11 kV | RYB | PE 22.94 TRIENTEL BLOK B |  |  | CBJ22943 |  | ABB |  |  |  |  | Pass | null
378071870 | TNB | DISTRIBUTION | WP PUTRAJAYA & CYBERJAYA | Existing | VCBJ/PCE/J22941/MB22941 | 310361704 | CLOSED | 11 kV | RYB | PE 22.94 TRIENTEL BLOK B |  |  | CBJ22944 |  | ABB |  |  |  |  | Pass | null
378072052 | TNB | DISTRIBUTION | WP PUTRAJAYA & CYBERJAYA | Existing | VCBJ/PCE/J21781/MB21781 | 300454995 | CLOSED | 11 kV | RYB | PE 21.78 GARDEN VIEW BLOK C |  |  | CBJ21783 |  | INDKOM | ZZT |  |  |  | Pass | null
378072147 | TNB | DISTRIBUTION | WP PUTRAJAYA & CYBERJAYA | Existing | VCBJ/PCE/J21771/MB21771 | 300454993 | CLOSED | 11 kV | RYB | PE 21.77 GARDEN VIEW BLOK B |  |  | CBJ21772 |  | TAMCO | ID10-004 |  |  |  | Pass | null
378072244 | TNB | DISTRIBUTION | WP PUTRAJAYA & CYBERJAYA | Existing | VCBJ/PCE/J21761/MB21761 | 300454991 | CLOSED | 11 kV | RYB | PE 21.76 GARDEN VIEW BLOK A |  |  | CBJ21763 |  | INDKOM | ZZT |  |  |  | Pass | null
378072340 | TNB | DISTRIBUTION | WP PUTRAJAYA & CYBERJAYA | Existing | VCBJ/PCE/J21731/MB21731 | 300284821 | CLOSED | 11 kV | RYB | PE 21.73 - SEK. ANTARABANGSA F1 |  |  | CBJ21735 |  | TAMCO | 1D-10 | 17/07/2010 |  |  | Pass | null
378072554 | TNB | DISTRIBUTION | WP PUTRAJAYA & CYBERJAYA | Existing | VCBJ/PCE/J21732/MB21734 | 300284822 | CLOSED | 11 kV | RYB | PE 21.73 - SEK. ANTARABANGSA F2 |  |  | CBJ21732 |  | TAMCO | 1D-10 | 18/07/2010 |  |  | Pass | null
378072670 | TNB | DISTRIBUTION | WP PUTRAJAYA & CYBERJAYA | Existing | VCBJ/PCE/J22111/MB22111 | 300280572 | CLOSED | 11 kV | RYB | PE 22.11 THE STREET MALL F1 |  |  | CBJ22115 |  | INDKOM | ZZT | 18/02/2001 |  |  | Pass | null
378072765 | TNB | DISTRIBUTION | WP PUTRAJAYA & CYBERJAYA | Existing | VCBJ/PCE/J22112/MB22114 | 300280573 | CLOSED | 11 kV | RYB | PE 22.11 THE STREET MALL F2 |  |  | CBJ22116 |  | INDKOM | ZZT | 18/02/2001 |  |  | Pass | null
378072862 | TNB | DISTRIBUTION | WP PUTRAJAYA & CYBERJAYA | Existing | VCBJ/PCE/J22411/MB22411 | 300280497 | CLOSED | 11 kV | RYB | PE 22.41 32 UNIT S/LOT BLOK A F1 |  |  | CBJ22413 |  | INDKOM | ZZT | 26/10/2004 |  |  | Pass | null
378072956 | TNB | DISTRIBUTION | WP PUTRAJAYA & CYBERJAYA | Existing | VCBJ/PCE/J22412/MB22414 | 300280498 | CLOSED | 11 kV | RYB | PE 22.41 32 UNIT S/LOT BLOK A F2 |  |  | CBJ22415 |  | TAMCO | GRI | 26/10/2004 |  |  | Pass | null
378073332 | TNB | DISTRIBUTION | WP PUTRAJAYA & CYBERJAYA | Existing | VCBJ/PCE/J22421/MB22421 | 300281129 | CLOSED | 11 kV | RYB | PE 22.42 32 UNIT S/LOT BLOK B F1 |  |  | CBJ22423 |  | INDKOM | ZZT | 26/10/2004 |  |  | Pass | null
378073439 | TNB | DISTRIBUTION | WP PUTRAJAYA & CYBERJAYA | Existing | VCBJ/PCE/J22422/MB22424 | 300281128 | CLOSED | 11 kV | RYB | PE 22.42 32 UNIT S/LOT BLOK B F2 |  |  | CBJ22425 |  | TAMCO | GR1 | 26/10/2004 |  |  | Pass | null
378073537 | TNB | DISTRIBUTION | WP PUTRAJAYA & CYBERJAYA | Existing | VCBJ/PCE/J22701/MB22701 | 300450874 | CLOSED | 11 kV | RYB | PE 22.70 CBD PERDANA 2A F1 |  |  | CBJ22702 |  | TAMCO | GR1 | 17/09/2011 |  |  | Pass | null
378073633 | TNB | DISTRIBUTION | WP PUTRAJAYA & CYBERJAYA | Existing | VCBJ/PCE/J22702/MB22704 | 300450876 | CLOSED | 11 kV | RYB | PE 22.70 CBD PERDANA 2A F2 |  |  | CBJ22705 |  | TAMCO | GR1 | 18/09/2011 |  |  | Pass | null
378073749 | TNB | DISTRIBUTION | WP PUTRAJAYA & CYBERJAYA | Existing | VCBJ/PCE/J22711/MB22711 | 300450890 | CLOSED | 11 kV | RYB | PE 22.71 CBD PERDANA 2B F1 |  |  | CBJ22713 |  |  | ZZTT | 17/09/2011 |  |  | Pass | null
378073750 | TNB | DISTRIBUTION | WP PUTRAJAYA & CYBERJAYA | Existing | VCBJ/PCE/J22711/MB22711 | 300450890 | CLOSED | 11 kV | RYB | PE 22.71 CBD PERDANA 2B F1 |  |  | CBJ22714 |  |  | ZZTT | 17/09/2011 |  |  | Pass | null
378112565 | TNB | DISTRIBUTION | WP PUTRAJAYA & CYBERJAYA | Existing | VPTJ/PCE/J08372/MB08374 | 310339451 | CLOSED | 11 kV | RYB | PE 8.37 8R7 (F2) |  |  | PTJ08376 |  | INDKOM |  |  |  |  | Pass | null
378112659 | TNB | DISTRIBUTION | WP PUTRAJAYA & CYBERJAYA | Existing | VPTJ/PCE/J08371/MB08371 | 310339450 | CLOSED | 11 kV | RYB | PE 8.37 8R7 (F1) |  |  | PTJ08373 |  | INDKOM | ZZTT 1/D |  |  |  | Pass | null
378112761 | TNB | DISTRIBUTION | WP PUTRAJAYA & CYBERJAYA | Existing | VPTJ/PCE/J08211/MB08211 | 300280806 | CLOSED | 11 kV | RYB | PE 8.21 APT B (EFI) (F1) |  |  | PTJ08213 |  | INDKOM | ZZT | 20021211 |  |  | Pass | null
378112855 | TNB | DISTRIBUTION | WP PUTRAJAYA & CYBERJAYA | Existing | VPTJ/PCE/J08212/MB08214 | 300280807 | CLOSED | 11 kV | RYB | PE 8.21 APT B (EFI) (F2) |  |  | PTJ08216 |  | INDKOM | ZZT | 20021211 |  |  | Pass | null
378112967 | TNB | DISTRIBUTION | WP PUTRAJAYA & CYBERJAYA | Existing | VPTJ/PCE/J08201/MB08201 | 300280804 | CLOSED | 11 kV | RYB | PE 8.20 APT D (F1) |  |  | PTJ08203 |  | INDKOM | ZZT | 13/11/2002 |  |  | Pass | null
378113064 | TNB | DISTRIBUTION | WP PUTRAJAYA & CYBERJAYA | Existing | VPTJ/PCE/J08202/MB08204 | 300280805 | CLOSED | 11 kV | RYB | PE 8.20 APT D (F2) |  |  | PTJ08206 |  | INDKOM | ZZT | 13/11/2002 |  |  | Pass | null
378113163 | TNB | DISTRIBUTION | WP PUTRAJAYA & CYBERJAYA | Existing | VPTJ/PCE/J08191/MB08191 | 300280802 | CLOSED | 11 kV | RYB | PE 8.19 APT A (EFI) (F1) |  |  | PTJ08193 |  | INDKOM | ZZT | 13/11/2002 |  |  | Pass | null
378113255 | TNB | DISTRIBUTION | WP PUTRAJAYA & CYBERJAYA | Existing | VPTJ/PCE/J08192/MB08194 | 300280803 | CLOSED | 11 kV | RYB | PE 8.19 APT A (EFI) (F2) |  |  | PTJ08196 |  | INDKOM | ZZT | 13/11/2002 |  |  | Pass | null
378113369 | TNB | DISTRIBUTION | WP PUTRAJAYA & CYBERJAYA | Existing | VPTJ/PCE/J08271/MB08271 | 300284804 | CLOSED | 11 kV | RYB | PE 8.27 APT C5 (F1) |  |  | PTJ08272 |  | TAMCO | 2+1 ID | 18/06/2010 |  |  | Pass | null
378113463 | TNB | DISTRIBUTION | WP PUTRAJAYA & CYBERJAYA | Existing | VPTJ/PCE/J08272/MB08274 | 300284805 | CLOSED | 11 kV | RYB | PE 8.27 APT C5 (F2) |  |  | PTJ08276 |  | TAMCO | 2+1 OD | 18/06/2010 |  |  | Pass | null
378113568 | TNB | DISTRIBUTION | WP PUTRAJAYA & CYBERJAYA | Existing | VPTJ/PCE/J08281/MB08281 | 300284800 | CLOSED | 11 kV | RYB | PE 8.28 APT C6 F1 |  |  | PTJ08282 |  | TAMCO | GR1 | 18/06/2010 |  |  | Pass | null
378113662 | TNB | DISTRIBUTION | WP PUTRAJAYA & CYBERJAYA | Existing | VPTJ/PCE/J08282/MB08284 | 300284801 | CLOSED | 11 kV | RYB | PE 8.28 APT C6 F2 |  |  | PTJ08286 |  | TAMCO | GR1 | 18/06/2010 |  |  | Pass | null
378113770 | TNB | DISTRIBUTION | WP PUTRAJAYA & CYBERJAYA | Existing | VPTJ/PCE/J08231/MB08231 | 300280808 | CLOSED | 11 kV | RYB | PE 8.23 PS8 (F1) |  |  | PTJ08233 |  | INDKOM | ZZT | 30/07/2002 |  |  | Pass | null
378113861 | TNB | DISTRIBUTION | WP PUTRAJAYA & CYBERJAYA | Existing | VPTJ/PCE/J08232/MB08234 | 300280809 | CLOSED | 11 kV | RYB | PE 8.23 PS8 (F2) |  |  | PTJ08236 |  | INDKOM | ZZT | 30/07/2002 |  |  | Pass | null
378113955 | TNB | DISTRIBUTION | WP PUTRAJAYA & CYBERJAYA | Existing | VPTJ/PCE/J07131/MB07131 | 310339468 | CLOSED | 11 kV | RYB | PE 7.13 TEMP SPRM |  |  | PTJ07133 |  | TOSHIBA |  |  |  |  | Pass | null
378114054 | TNB | DISTRIBUTION | WP PUTRAJAYA & CYBERJAYA | Existing | VPTJ/PCE/J09291/MB09291 | 300280862 | CLOSED | 11 kV | RYB | PE 9.29 BAS DEPOH |  |  | PTJ09292 |  | TAMCO | GR1 | 27/07/2006 |  |  | Pass | null
378114147 | TNB | DISTRIBUTION | WP PUTRAJAYA & CYBERJAYA | Existing | VPTJ/PCE/J09311/MB09311 | 300280865 | CLOSED | 11 kV | RYB | PE 9.31 RUMAH TERES (EFI) (F1) |  |  | PTJ09313 |  | INDKOM | ZZT | 15/10/2004 |  |  | Pass | null
378114239 | TNB | DISTRIBUTION | WP PUTRAJAYA & CYBERJAYA | Existing | VPTJ/PCE/J09312/MB09314 | 300280866 | CLOSED | 11 kV | RYB | PE 9.31 RUMAH TERES (EFI) (F2) |  |  | PTJ09316 |  | INDKOM | ZZT | 15/10/2004 |  |  | Pass | null
378114324 | TNB | DISTRIBUTION | WP PUTRAJAYA & CYBERJAYA | Existing | VPTJ/PCE/J09361/MB09361 | 300280917 | CLOSED | 11 kV | RYB | PE 9.36 SEK MEN FASA 3 (F1) |  |  | PTJ09362 |  | TAMCO | GR1 | 20061011 |  |  | Pass | null
378114415 | TNB | DISTRIBUTION | WP PUTRAJAYA & CYBERJAYA | Existing | VPTJ/PCE/J09362/MB09364 | 300280918 | CLOSED | 11 kV | RYB | PE 9.36 SEK MEN FASA 3 (F2) |  |  | PTJ09365 |  | TAMCO | GR1 | 20061011 |  |  | Pass | null
378114506 | TNB | DISTRIBUTION | WP PUTRAJAYA & CYBERJAYA | Existing | VPTJ/PCE/J09301/MB09301 | 300280863 | CLOSED | 11 kV | RYB | PE 9.30 SEK REN FASA 2 (F1) |  |  | PTJ09303 |  | INDKOM | ZZT | 23/06/2004 |  |  | Pass | null
378114597 | TNB | DISTRIBUTION | WP PUTRAJAYA & CYBERJAYA | Existing | VPTJ/PCE/J09302/MB09304 | 300280864 | CLOSED | 11 kV | RYB | PE 9.30 SEK REN FASA 2 (F2) |  |  | PTJ09306 |  | INDKOM | ZZT | 23/06/2004 |  |  | Pass | null
378114751 | TNB | DISTRIBUTION | WP PUTRAJAYA & CYBERJAYA | Existing | VPTJ/PCE/J09261/MB09261 | 300280856 | CLOSED | 11 kV | RYB | PE 9.26 FLAT B (F1) |  |  | PTJ09263 |  | INDKOM | ZZT | 20010808 |  |  | Pass | null
378114774 | TNB | DISTRIBUTION | WP PUTRAJAYA & CYBERJAYA | Existing | VPTJ/PCE/J09262/MB09264 | 300280857 | CLOSED | 11 kV | RYB | PE 9.26 FLAT B (F2) |  |  | PTJ09266 |  | INDKOM | ZZT | 20010808 |  |  | Pass | null
378114875 | TNB | DISTRIBUTION | WP PUTRAJAYA & CYBERJAYA | Existing | VPTJ/PCE/J09251/MB09251 | 300280854 | CLOSED | 11 kV | RYB | PE 9.25 FLAT A (F1) |  |  | PTJ09253 |  | INDKOM | ZZT | 20010808 |  |  | Pass | null
378114904 | TNB | DISTRIBUTION | WP PUTRAJAYA & CYBERJAYA | Existing | VPTJ/PCE/J09252/MB09254 | 300280855 | CLOSED | 11 kV | RYB | PE 9.25 FLAT A (F2) |  |  | PTJ09256 |  | INDKOM | ZZT | 20010808 |  |  | Pass | null
378115119 | TNB | DISTRIBUTION | WP PUTRAJAYA & CYBERJAYA | Existing | VPTJ/PCE/J09241/MB09241 | 300280852 | CLOSED | 11 kV | RYB | PE 9.24 FLAT C (F1) |  |  | PTJ09243 |  | INDKOM | ZZT | 20011010 |  |  | Pass | null
378115213 | TNB | DISTRIBUTION | WP PUTRAJAYA & CYBERJAYA | Existing | VPTJ/PCE/J09242/MB09244 | 300280853 | CLOSED | 11 kV | RYB | PE 9.24 FLAT C (F2) |  |  | PTJ09246 |  | INDKOM | ZZT | 20011010 |  |  | Pass | null
378115607 | TNB | DISTRIBUTION | WP PUTRAJAYA & CYBERJAYA | Existing | VPTJ/PCE/J09221/MB09221 | 300280851 | CLOSED | 11 kV | RYB | PE 9.22 PS 2 |  |  | PTJ09223 |  | INDKOM | ZZT | 13/12/1999 |  |  | Pass | null
378115698 | TNB | DISTRIBUTION | WP PUTRAJAYA & CYBERJAYA | Existing | VPTJ/PCE/J09201/MB09201 | 300280849 | CLOSED | 11 kV | RYB | PE 9.20 P9B1 (EFI) (F1) |  |  | PTJ09203 |  | INDKOM | ZZT | 29/06/2004 |  |  | Pass | null
378115790 | TNB | DISTRIBUTION | WP PUTRAJAYA & CYBERJAYA | Existing | VPTJ/PCE/J09202/MB09204 | 300280850 | CLOSED | 11 kV | RYB | PE 9.20 P9B1 (EFI) (F2) |  |  | PTJ09206 |  | INDKOM | ZZT | 29/06/2004 |  |  | Pass | null
378115882 | TNB | DISTRIBUTION | WP PUTRAJAYA & CYBERJAYA | Existing | VPTJ/PCE/J09192/MB09194 | 300280848 | CLOSED | 11 kV | RYB | PE 9.19 P9B1 TERES (F2) |  |  | PTJ09196 |  | INDKOM | ZZT | 20010608 |  |  | Pass | null
378115973 | TNB | DISTRIBUTION | WP PUTRAJAYA & CYBERJAYA | Existing | VPTJ/PCE/J09191/MB09191 | 300280847 | CLOSED | 11 kV | RYB | PE 9.19 P9B1 TERES (F1) |  |  | PTJ09193 |  | INDKOM | ZZT | 20010608 |  |  | Pass | null
378116298 | TNB | DISTRIBUTION | WP PUTRAJAYA & CYBERJAYA | Existing | VPTJ/PCE/J09461/MB09461 | 300280935 | CLOSED | 11 kV | RYB | PE 9.46 P'PURI P7 BLOK B3 (EFI) (F1) |  |  | PTJ09463 |  | OMAZABAL | GA 2K 1TS | 23/02/2008 |  |  | Pass | null
378116390 | TNB | DISTRIBUTION | WP PUTRAJAYA & CYBERJAYA | Existing | VPTJ/PCE/J09462/MB09464 | 300280936 | CLOSED | 11 kV | RYB | PE 9.46 P'PURI P7 BLOK B3 (EFI) (F2) |  |  | PTJ09466 |  | OMAZABAL | GA 2K 1TS | 23/02/2008 |  |  | Pass | null
378116482 | TNB | DISTRIBUTION | WP PUTRAJAYA & CYBERJAYA | Existing | VPTJ/PCE/J09451/MB09451 | 300280933 | CLOSED | 11 kV | RYB | PE 9.45 P'PURI P7 BLOK B1 (F1) |  |  | PTJ09453 |  | OMAZABAL | GA 2K 1TS | 23/02/2008 |  |  | Pass | null
378116575 | TNB | DISTRIBUTION | WP PUTRAJAYA & CYBERJAYA | Existing | VPTJ/PCE/J09452/MB09454 | 300280934 | CLOSED | 11 kV | RYB | PE 9.45 P'PURI P7 BLOK B1 (F2) |  |  | PTJ09456 |  | OMAZABAL | GA 2K 1TS | 23/02/2008 |  |  | Pass | null
378116667 | TNB | DISTRIBUTION | WP PUTRAJAYA & CYBERJAYA | Existing | VPTJ/PCE/J09441/MB09441 | 300280931 | CLOSED | 11 kV | RYB | PE 9.44 P'PURI P7 BLOK A2 (EFI) (F1) |  |  | PTJ09443 |  | OMAZABAL | GA 2K 1TS | 23/02/2008 |  |  | Pass | null
378116771 | TNB | DISTRIBUTION | WP PUTRAJAYA & CYBERJAYA | Existing | VCBJ/PCE/J25231/MB25231 | 310339464 | CLOSED | 11 kV | RYB | PE 25.23 SALES OFFICE ECOGLADE GALERY |  |  | CBJ25233 |  |  |  |  | TX-1000KVA |  | Pass | null
378116985 | TNB | DISTRIBUTION | WP PUTRAJAYA & CYBERJAYA | Existing | VCBJ/PCE/J23091/MB 23091 | 310317900 | CLOSED | 11 kV | RYB | PE 23.09 THE PLACE NO 2 |  |  | CBJ23093 |  | INDKOM | INS24 |  | TX1-1000KVA |  | Pass | null
378116986 | TNB | DISTRIBUTION | WP PUTRAJAYA & CYBERJAYA | Existing | VCBJ/PCE/J23091/MB 23091 | 310317900 | CLOSED | 11 kV | RYB | PE 23.09 THE PLACE NO 2 |  |  | CBJ23094 |  | INDKOM | INS24 |  | TX2-1000KVA |  | Pass | null
378117196 | TNB | DISTRIBUTION | WP PUTRAJAYA & CYBERJAYA | Existing | VCBJ/PCE/J21981/MB21981 | 300455174 | CLOSED | 11 kV | RYB | PE 21.98 PADAT PETRONAS CYBER 3 |  |  | CBJ21983 |  | INDKOM | ZZTT I/D |  | TX-1000KVA |  | Pass | null
378117322 | TNB | DISTRIBUTION | WP PUTRAJAYA & CYBERJAYA | Existing | VCBJ/PCE/J21011/MB21011 | 300281087 | CLOSED | 11 kV | RYB | PE 21.01 NTT F1 |  |  | CBJ21014 |  | INDKOM | ZZZ | 17/06/1999 | TX1-1000KVA |  | Pass | null
378117345 | TNB | DISTRIBUTION | WP PUTRAJAYA & CYBERJAYA | Existing | VCBJ/PCE/J21012/MB21015 | 300281084 | CLOSED | 11 kV | RYB | PE 21.01 NTT F2 |  |  | CBJ21018 |  | INDKOM | ZZZT | 17/06/1999 | TX2-1000KVA |  | Pass | null
378117579 | TNB | DISTRIBUTION | WP PUTRAJAYA & CYBERJAYA | Existing | VCBJ/PCE/J00107/MB1 | 310426379 | CLOSED | 11 kV | RYB | PE25.16 SETIA RIMBA 4 |  |  | CBJ25163 |  | INDKOM | INS24 |  | TX-1000KVA |  | Pass | null
378117673 | TNB | DISTRIBUTION | WP PUTRAJAYA & CYBERJAYA | Existing | VCBJ/PCE/J00106/MB1 | 310426376 | CLOSED | 11 kV | RYB | PE25.15 SETIA RIMBA 3 |  |  | CBJ25153 |  | INDKOM | ZZT |  | TX-1000KVA |  | Pass | null
378117767 | TNB | DISTRIBUTION | WP PUTRAJAYA & CYBERJAYA | Existing | VCBJ/PCE/J00105/MB1 | 310426373 | CLOSED | 11 kV | RYB | PE25.14 SETIA RIMBA 2 |  |  | CBJ25143 |  | INDKOM | ZZTT 1/D |  | TX-1000KVA |  | Pass | null
378117861 | TNB | DISTRIBUTION | WP PUTRAJAYA & CYBERJAYA | Existing | VCBJ/PCE/J00104/MB1 | 310359115 | CLOSED | 11 kV | RYB | PE 25.13 SETIA RIMBA 1 |  |  | CBJ25133 |  | INDKOM |  |  | TX-1000KVA |  | Pass | null
378117955 | TNB | DISTRIBUTION | WP PUTRAJAYA & CYBERJAYA | Existing | VCBJ/PCE/J23061/MB23061 | 310360674 | CLOSED | 11 kV | RYB | PE 23.06 TEMP OSK |  |  | CBJ23063 |  | INDKOM | ZZTT 1/D |  | TX-1000KVA |  | Pass | null
378118157 | TNB | DISTRIBUTION | WP PUTRAJAYA & CYBERJAYA | Existing | VCBJ/PCE/J23191/MB23191 | 310317883 | CLOSED | 11 kV | RYB | PE 23.19 AUTOVILLE NO1 |  |  | CBJ23193 |  | INDKOM | INS24 |  | TX1-1000KVA |  | Pass | null
378118158 | TNB | DISTRIBUTION | WP PUTRAJAYA & CYBERJAYA | Existing | VCBJ/PCE/J23191/MB23191 | 310317883 | CLOSED | 11 kV | RYB | PE 23.19 AUTOVILLE NO1 |  |  | CBJ23194 |  | INDKOM | INS24 |  | TX2-1000KVA |  | Pass | null
378118328 | TNB | DISTRIBUTION | WP PUTRAJAYA & CYBERJAYA | Existing | VCBJ/PCE/J23201/MB23201 | 310386516 | CLOSED | 11 kV | RYB | PE 23.20 AUTOVILLE 2 |  |  | CBJ23203 |  | INDKOM | ZZTT1/D |  | TX-1000KVA |  | Pass | null
378118329 | TNB | DISTRIBUTION | WP PUTRAJAYA & CYBERJAYA | Existing | VCBJ/PCE/J23201/MB23201 | 310386516 | CLOSED | 11 kV | RYB | PE 23.20 AUTOVILLE 2 |  |  | CBJ23204 |  | INDKOM | ZZTT1/D |  | TX2-1000KVA |  | Pass | null
378130179 | TNB | DISTRIBUTION | WP PUTRAJAYA & CYBERJAYA | Existing | VPTJ/PCE/J18201/MB18201 | 300281230 | CLOSED | 11 kV | RYB | PE 18.20 TMN PANCARONA (F1) |  |  | PTJ18202 |  | TAMCO | GR1 | 17/08/2006 |  |  | Pass | null
378130273 | TNB | DISTRIBUTION | WP PUTRAJAYA & CYBERJAYA | Existing | VPTJ/PCE/J18202/MB18204 | 300281231 | CLOSED | 11 kV | RYB | PE 18.20 TMN PANCARONA (F2) |  |  | PTJ18205 |  | TAMCO | GR1 | 17/08/2006 |  |  | Pass | null
378130375 | TNB | DISTRIBUTION | WP PUTRAJAYA & CYBERJAYA | Existing | VPTJ/PCE/J03011/MB03011 | 300280673 | CLOSED | 11 kV | RYB | PE 3.01 3M5 S/LIGHTING |  |  | PTJ03012 |  | MERLIN GERIN | ZZT | 22/08/2003 |  |  | Pass | null
378130429 | TNB | DISTRIBUTION | WP PUTRAJAYA & CYBERJAYA | Existing | VPTJ/PCE/J04062/MB04064 | 300280676 | CLOSED | 11 kV | RYB | PE 4.06 PADAT S/L (F2) |  |  | PTJ04065 |  | MERLIN GERIN | NA | 22/08/2003 |  |  | Pass | null
378130535 | TNB | DISTRIBUTION | WP PUTRAJAYA & CYBERJAYA | Existing | VPTJ/PCE/J04061/MB04061 | 300280675 | CLOSED | 11 kV | RYB | PE 4.06 S/LIGHTING (F1) |  |  | PTJ04062 |  | MERLIN GERIN | NA | 22/08/2003 |  |  | Pass | null
378130683 | TNB | DISTRIBUTION | WP PUTRAJAYA & CYBERJAYA | Existing | VPTJ/PCE/J04101/MB04101 | 300280680 | CLOSED | 11 kV | RYB | PE 4.10 S/LIGHTING |  |  | PTJ04103 |  | INDKOM | ZZT | 22/08/2003 |  |  | Pass | null
378130712 | TNB | DISTRIBUTION | WP PUTRAJAYA & CYBERJAYA | Existing | VPTJ/PCE/J17021/MB17021 | 300281202 | CLOSED | 11 kV | RYB | PE 17.02 R8B |  |  | PTJ17023 |  | INDKOM | ZZT | 18/01/2005 |  |  | Pass | null
378130818 | TNB | DISTRIBUTION | WP PUTRAJAYA & CYBERJAYA | Existing | VPTJ/PCE/J19011/MB19011 | 300281248 | CLOSED | 11 kV | RYB | PE 19.01 R8C |  |  | PTJ19013 |  | INDKOM | GA-ZZT | 18/01/2005 |  |  | Pass | null
378130862 | TNB | DISTRIBUTION | WP PUTRAJAYA & CYBERJAYA | Existing | VPTJ/PCE/J19021/MB19021 | 300281249 | CLOSED | 11 kV | RYB | PE 19.02 JLB 3 |  |  | PTJ19022 |  | MERLIN GERIN | RM6 | 28/08/2007 |  |  | Pass | null
378130993 | TNB | DISTRIBUTION | WP PUTRAJAYA & CYBERJAYA | Existing | VPTJ/PCE/J18031/MB18031 | 300281209 | CLOSED | 11 kV | RYB | PE 18.03 PS 12 |  |  | PTJ18033 |  | INDKOM | ZZT | 20041201 |  |  | Pass | null
378131163 | TNB | DISTRIBUTION | WP PUTRAJAYA & CYBERJAYA | Existing | VPTJ/PCE/J18211/MB18211 | 300281232 | CLOSED | 11 kV | RYB | PE 18.21 BLOK A 18R13 (F1) |  |  | PTJ18212 |  | TAMCO | GR1 | 20070103 |  |  | Pass | null
378131257 | TNB | DISTRIBUTION | WP PUTRAJAYA & CYBERJAYA | Existing | VPTJ/PCE/J18212/MB18214 | 300281233 | CLOSED | 11 kV | RYB | PE 18.21 BLOK A 18R13 (F2) |  |  | PTJ18215 |  | TAMCO | GR1 | 20070103 |  |  | Pass | null
378131368 | TNB | DISTRIBUTION | WP PUTRAJAYA & CYBERJAYA | Existing | VPTJ/PCE/J02251/MB02251 | 300485089 | CLOSED | 11 kV | RYB | PE 2.25 C/S FORMULA E 1 |  |  | PTJ02253 |  | INDKOM | INS24 | 30/06/2014 |  |  | Pass | null
378131472 | TNB | DISTRIBUTION | WP PUTRAJAYA & CYBERJAYA | Existing | VPTJ/PCE/J02271/MB02271 | 300485247 | CLOSED | 11 kV | RYB | PE 2.27 C/S FORMULA E 3 |  |  | PTJ02273 |  | INDKOM | SF6 |  |  |  | Pass | null
378155508 | TNB | DISTRIBUTION | WP PUTRAJAYA & CYBERJAYA | Existing | VCBJ/PCE/J22712/MB22714 | 300450896 | CLOSED | 11 kV | RYB | PE 22.71 CBD PERDANA 2B F2 |  |  | CBJ22717 |  |  | ZZTT.I/D | 18/09/2011 |  |  | Pass | null
378155509 | TNB | DISTRIBUTION | WP PUTRAJAYA & CYBERJAYA | Existing | VCBJ/PCE/J22712/MB22714 | 300450896 | CLOSED | 11 kV | RYB | PE 22.71 CBD PERDANA 2B F2 |  |  | CBJ22718 |  |  | ZZTT.I/D | 18/09/2011 |  |  | Pass | null
378155672 | TNB | DISTRIBUTION | WP PUTRAJAYA & CYBERJAYA | Existing | VCBJ/PCE/J22822/MB22824 | 300450891 | CLOSED | 11 kV | RYB | PE 22.82 CBD PERDANA 2C F2 |  |  | CBJ22826 |  |  | ZZT 1/D | 16/02/2012 |  |  | Pass | null
378155766 | TNB | DISTRIBUTION | WP PUTRAJAYA & CYBERJAYA | Existing | VCBJ/PCE/J22821/MB22821 | 300450875 | CLOSED | 11 kV | RYB | PE 22.82 CBD PERDANA 2C F1 |  |  | CBJ22823 |  |  | ZZT 1/D | 16/02/2012 |  |  | Pass | null
378155869 | TNB | DISTRIBUTION | WP PUTRAJAYA & CYBERJAYA | Existing | VCBJ/PCE/J22831/MB22831 | 300454999 | CLOSED | 11 kV | RYB | PE 22.83 CBD PERDANA 2D F1 |  |  | CBJ22833 | INDKOM | INDKOM | INS24 |  |  |  | Pass | null
378155963 | TNB | DISTRIBUTION | WP PUTRAJAYA & CYBERJAYA | Existing | VCBJ/PCE/J22832/MB22834 | 300455001 | CLOSED | 11 kV | RYB | PE 22.83 CBD PERDANA 2D F2 |  |  | CBJ22826 |  | INDKOM | INS24 |  |  |  | Pass | null
378156489 | TNB | DISTRIBUTION | WP PUTRAJAYA & CYBERJAYA | Existing | VCBJ/PCE/J21651/MB21651 | 300280620 | CLOSED | 11 kV | RYB | PE 21.65 EMERIO F1 |  |  | CBJ21652 |  | TAMCO | ZZT | 24/09/2008 |  |  | Pass | null
378156583 | TNB | DISTRIBUTION | WP PUTRAJAYA & CYBERJAYA | Existing | VCBJ/PCE/J21652/MB21654 | 300280618 | CLOSED | 11 kV | RYB | PE 21.65 EMERIO F2 |  |  | CBJ21655 |  | TAMCO | GR1 | 24/09/2008 |  |  | Pass | null
378186660 | TNB | DISTRIBUTION | WP PUTRAJAYA & CYBERJAYA | Existing | VCBJ/PCE/J21261/MB21261 | 300281015 | CLOSED | 11 kV | RYB | PE 21.26 PUSAT KAWAL SELIA F1 |  |  | CBJ21263 |  | INDKOM | ZZT | 17/05/2002 | TX1-1000KVA |  | Pass | null
378186683 | TNB | DISTRIBUTION | WP PUTRAJAYA & CYBERJAYA | Existing | VCBJ/PCE/J21262/MB21264 | 300281013 | CLOSED | 11 kV | RYB | PE 21.26 PUSAT KAWAL SELIA F2 |  |  | CBJ21266 |  | INDKOM | ZZT | 17/05/2002 | TX2-1000KVA |  | Pass | null
378187001 | TNB | DISTRIBUTION | WP PUTRAJAYA & CYBERJAYA | Existing | VCBJ/PCE/J21111/MB21111 | 300281043 | CLOSED | 11 kV | RYB | PE 21.11 CENTURY SQUARE 2310 F1 |  |  | CBJ21113 |  | INDKOM | ZZT | 20000903 | TX1-1000KVA |  | Pass | null
378187024 | TNB | DISTRIBUTION | WP PUTRAJAYA & CYBERJAYA | Existing | VCBJ/PCE/J21112/MB21114 | 300281040 | CLOSED | 11 kV | RYB | PE 21.11 CENTURY SQUARE 2310 F2 |  |  | CBJ21116 |  | INDKOM | ZZT | 20000903 | TX2-1000KVA |  | Pass | null
378187188 | TNB | DISTRIBUTION | WP PUTRAJAYA & CYBERJAYA | Existing | VCBJ/PCE/J21081/MB21081 | 300281059 | CLOSED | 11 kV | RYB | PE 21.08 CENTURY SQUARE 2300 F1 |  |  | CBJ21083 |  | INDKOM | ZZT | 16/02/2000 | TX1-1000KVA |  | Pass | null
378187211 | TNB | DISTRIBUTION | WP PUTRAJAYA & CYBERJAYA | Existing | VCBJ/PCE/J21082/MB21084 | 300281058 | CLOSED | 11 kV | RYB | PE 21.08 CENTURY SQUARE 2300 F2 |  |  | CBJ21086 |  | INDKOM | ZZT | 16/02/2000 | TX2-1000KVA |  | Pass | null
378187423 | TNB | DISTRIBUTION | WP PUTRAJAYA & CYBERJAYA | Existing | VCBJ/PCE/J22901/MB22901 | 300454643 | CLOSED | 11 kV | RYB | PE 22.90 SHAFBURY APT BLOK B |  |  | CBJ22903 |  | INDKOM | INS24 |  | TX-1000KVA |  | Pass | null
378187519 | TNB | DISTRIBUTION | WP PUTRAJAYA & CYBERJAYA | Existing | VCBJ/PCE/J22851/MB22851 | 300454905 | CLOSED | 11 kV | RYB | SS 22.85 SHAFTBURY CHILLER PLANT F1 |  |  | CBJ22853 |  | INDKOM | INS24 |  | TX1-1000KVA |  | Pass | null
378187613 | TNB | DISTRIBUTION | WP PUTRAJAYA & CYBERJAYA | Existing | VCBJ/PCE/J22852/MB22851 | 300454908 | CLOSED | 11 kV | RYB | SS 22.85 SHAFTBURY CHILLER PLANT F2 |  |  | CBJ22856 |  | INDKOM | INS24 |  | TX2-1000KVA |  | Pass | null
378187764 | TNB | DISTRIBUTION | WP PUTRAJAYA & CYBERJAYA | Existing | VCBJ/PCE/J22981/MB22981 | 300454646 | CLOSED | 11 kV | RYB | PE 22.98 SHAFBURY APT A |  |  | CBJ22983 |  | INDKOM | INS24 |  | TX-1000KVA |  | Pass | null
378187994 | TNB | DISTRIBUTION | WP PUTRAJAYA & CYBERJAYA | Existing | VCBJ/PCE/J00344/MB1 | 300512196 | CLOSED | 11 kV | RYB | PE 24.31 CRISTAL TERES |  |  | CBJ24313 |  | EPE | N/A |  | TX-1000KVA |  | Pass | null
378188101 | TNB | DISTRIBUTION | WP PUTRAJAYA & CYBERJAYA | Existing | VCBJ/PCE/J00343/MB1 | 300520966 | CLOSED | 11 kV | RYB | PE 24.30 CRYSTAL BLOK B |  |  | CBJ24304 |  | EPE | 8DJH |  | TX2-500KVA |  | Pass | null
378188102 | TNB | DISTRIBUTION | WP PUTRAJAYA & CYBERJAYA | Existing | VCBJ/PCE/J00343/MB1 | 300520966 | CLOSED | 11 kV | RYB | PE 24.30 CRYSTAL BLOK B |  |  | CBJ24302 |  | EPE | 8DJH |  | TX1-1000KVA |  | Pass | null
378188272 | TNB | DISTRIBUTION | WP PUTRAJAYA & CYBERJAYA | Existing | VCBJ/PCE/J00342/MB1 | 300511721 | CLOSED | 11 kV | RYB | PE 24.29 CRYSTAL BLOK A |  |  | CBJ24291 |  | SIEMENS | N/A |  | TX1-1000KVA |  | Pass | null
378188273 | TNB | DISTRIBUTION | WP PUTRAJAYA & CYBERJAYA | Existing | VCBJ/PCE/J00342/MB1 | 300511721 | CLOSED | 11 kV | RYB | PE 24.29 CRYSTAL BLOK A |  |  | CBJ24294 |  | SIEMENS | N/A |  | TX2-500KVA |  | Pass | null
378188460 | TNB | DISTRIBUTION | WP PUTRAJAYA & CYBERJAYA | Existing | VCBJ/PCE/J22341/MB22341 | 300280505 | CLOSED | 11 kV | RYB | PE 22.34 STREET MALL 2 F1 |  |  | CBJ22343 |  | INDKOM | ZZT | 17/05/2004 | TX1-1000KVA |  | Pass | null
378188483 | TNB | DISTRIBUTION | WP PUTRAJAYA & CYBERJAYA | Existing | VCBJ/PCE/J22342/MB22344 | 300280508 | CLOSED | 11 kV | RYB | PE 22.34 STREET MALL 2 F2 |  |  | CBJ22346 |  | INDKOM | ZZT | 17/05/2004 | TX2-1000KVA |  | Pass | null
378188648 | TNB | DISTRIBUTION | WP PUTRAJAYA & CYBERJAYA | Existing | VCBJ/PCE/J22621/MB22621 | 300280391 | CLOSED | 11 kV | RYB | PE 22.62 8 BLOK KEDAI PEJ 2B F1 |  |  | CBJ22622 |  | TAMCO | GR1 | 29/04/2009 | TX1-1000KVA |  | Pass | null
378188671 | TNB | DISTRIBUTION | WP PUTRAJAYA & CYBERJAYA | Existing | VCBJ/PCE/J22622/MB22624 | 300280392 | CLOSED | 11 kV | RYB | PE 22.62 8 BLOK KEDAI PEJ 2B F2 |  |  | CBJ22625 |  | TAMCO | GR1 | 29/04/2009 | TX2-1000KVA |  | Pass | null
378189042 | TNB | DISTRIBUTION | WP PUTRAJAYA & CYBERJAYA | Existing | VCBJ/PCE/J22861/MB22861 | 300454739 | CLOSED | 11 kV | RYB | PE 22.86 NEO CYBER BLOK D |  |  | CBJ22863 |  | INDKOM | ZZTT |  | TX-1000KVA |  | Pass | null
378189132 | TNB | DISTRIBUTION | WP PUTRAJAYA & CYBERJAYA | Existing | VCBJ/PCE/J22611/MB22611 | 300280393 | CLOSED | 11 kV | RYB | PE 22.61 8 BLOK KEDAI PEJ 2A F1 |  |  | CBJ22612 |  | TAMCO | GR1 | 29/04/2009 | TX1-1000KVA |  | Pass | null
378189155 | TNB | DISTRIBUTION | WP PUTRAJAYA & CYBERJAYA | Existing | VCBJ/PCE/J22612/MB22614 | 300280394 | CLOSED | 11 kV | RYB | PE 22.61 8 BLOK KEDAI PEJ 2A F2 |  |  | CBJ22615 |  | TAMCO | GR1 | 29/04/2009 | TX2-1000KVA |  | Pass | null
378189369 | TNB | DISTRIBUTION | WP PUTRAJAYA & CYBERJAYA | Existing | VCBJ/PCE/J22521/MB22521 | 300280458 | CLOSED | 11 kV | RYB | PE 22.52 58 UNITS SHOP LOT F1 |  |  | CBJ22523 |  | INDKOM | GA 2K 2TS | 20080301 | TX1-1000KVA |  | Pass | null
378189370 | TNB | DISTRIBUTION | WP PUTRAJAYA & CYBERJAYA | Existing | VCBJ/PCE/J22521/MB22521 | 300280458 | CLOSED | 11 kV | RYB | PE 22.52 58 UNITS SHOP LOT F1 |  |  | CBJ22524 |  | INDKOM | GA 2K 2TS | 20080301 | TX2-1000KVA |  | Pass | null
378189398 | TNB | DISTRIBUTION | WP PUTRAJAYA & CYBERJAYA | Existing | VCBJ/PCE/J22522/MB22524 | 300280460 | CLOSED | 11 kV | RYB | PE 22.52 58 UNITS SHOP LOT F2 |  |  | CBJ22527 |  | INDKOM | GA 2K 2TS | 20080301 | TX3-1000KVA |  | Pass | null
378189399 | TNB | DISTRIBUTION | WP PUTRAJAYA & CYBERJAYA | Existing | VCBJ/PCE/J22522/MB22524 | 300280460 | CLOSED | 11 kV | RYB | PE 22.52 58 UNITS SHOP LOT F2 |  |  | CBJ22528 |  | INDKOM | GA 2K 2TS | 20080301 | TX4-1000KVA |  | Pass | null
378189696 | TNB | DISTRIBUTION | WP PUTRAJAYA & CYBERJAYA | Existing | VCBJ/PCE/J22801/MB22801 | 300452908 | CLOSED | 11 kV | RYB | PE 22.80 APT NEO CYBER BLOK A |  |  | CBJ22803 |  | TAMCO | ZZTT |  | TX1-1000KVA |  | Pass | null
378189697 | TNB | DISTRIBUTION | WP PUTRAJAYA & CYBERJAYA | Existing | VCBJ/PCE/J22801/MB22801 | 300452908 | CLOSED | 11 kV | RYB | PE 22.80 APT NEO CYBER BLOK A |  |  | CBJ22804 |  | TAMCO | ZZTT |  | TX2-1000KVA |  | Pass | null
378202799 | TNB | DISTRIBUTION | WP PUTRAJAYA & CYBERJAYA | Existing | VPTJ/PCE/J18141/MB18141 | 300281217 | CLOSED | 11 kV | RYB | PE 18.14 BLOK D&E (F1) |  |  | PTJ18142 |  | TAMCO | GR1 | 22/02/2007 |  |  | Pass | null
378202824 | TNB | DISTRIBUTION | WP PUTRAJAYA & CYBERJAYA | Existing | VPTJ/PCE/J18142/MB18144 | 300281218 | CLOSED | 11 kV | RYB | PE 18.14 BLOK D&E (F2) |  |  | PTJ18145 |  | TAMCO | GR1 | 22/02/2007 |  |  | Pass | null
378202963 | TNB | DISTRIBUTION | WP PUTRAJAYA & CYBERJAYA | Existing | VPTJ/PCE/J18131/MB18131 | 300281215 | CLOSED | 11 kV | RYB | PE 18.13 BLOK F (F1) |  |  | PTJ18132 |  | TAMCO | GR1 | 22/02/2007 |  |  | Pass | null
378203064 | TNB | DISTRIBUTION | WP PUTRAJAYA & CYBERJAYA | Existing | VPTJ/PCE/J18132/MB18134 | 300281216 | CLOSED | 11 kV | RYB | PE 18.13 BLOK F (F2) |  |  | PTJ18135 |  | TAMCO | ZZT | 22/02/2007 |  |  | Pass | null
378203342 | TNB | DISTRIBUTION | WP PUTRAJAYA & CYBERJAYA | Existing | VPTJ/PCE/J18111/MB18111 | 300281213 | CLOSED | 11 kV | RYB | E 18.11 BLOK B&C (F1) |  |  | PTJ18112 |  | TAMCO | ZZT | 22/02/2007 |  |  | Pass | null
378203438 | TNB | DISTRIBUTION | WP PUTRAJAYA & CYBERJAYA | Existing | VPTJ/PCE/J18112/MB18114 | 300281214 | CLOSED | 11 kV | RYB | PE 18.11 BLOK B&C (F2) |  |  | PTJ18115 |  | TAMCO | ZZT | 22/02/2007 |  |  | Pass | null
378203580 | TNB | DISTRIBUTION | WP PUTRAJAYA & CYBERJAYA | Existing | VPTJ/PCE/J18101/MB18101 | 300281212 | CLOSED | 11 kV | RYB | PE 18.10 PADAT SL |  |  | PTJ18102 |  | MERLIN GERIN | RM6 | 20051104 |  |  | Pass | null
378203700 | TNB | DISTRIBUTION | WP PUTRAJAYA & CYBERJAYA | Existing | VPTJ/PCE/J18041/MB18041 | 300281210 | CLOSED | 11 kV | RYB | PE 18.04 PERUMAHAN 18R7 |  |  | PTJ18042 |  | MERLIN GERIN | RM6 | 20070303 |  |  | Pass | null
378203806 | TNB | DISTRIBUTION | WP PUTRAJAYA & CYBERJAYA | Existing | VPTJ/PCE/J18051/MB18051 | 300454891 | CLOSED | 11 kV | RYB | PE 18.05 PERUMAHAN 18R5 Fasa 2(F1) |  |  | PTJ18052 |  | SCHNEIDER | RM 6 |  |  |  | Pass | null
378203914 | TNB | DISTRIBUTION | WP PUTRAJAYA & CYBERJAYA | Existing | VPTJ/PCE/J18052/MB18501 | 300454894 | CLOSED | 11 kV | RYB | PE 18.05 PERUMAHAN 18R5 Fasa 2(F2) |  |  | PTJ18055 |  | SCHNEIDER | RM 6 |  |  |  | Pass | null
378204021 | TNB | DISTRIBUTION | WP PUTRAJAYA & CYBERJAYA | Existing | VPTJ/PCE/J18281/MB18281 | 300452921 | CLOSED | 11 kV | RYB | PE 18.28 SEK KEB (2) (F1) |  |  | PTJ18282 |  | TAMCO | GR1 |  |  |  | Pass | null
378204115 | TNB | DISTRIBUTION | WP PUTRAJAYA & CYBERJAYA | Existing | VPTJ/PCE/J18282/MB18281 | 300452924 | CLOSED | 11 kV | RYB | PE 18.28 SEK KEB (2) (F2) |  |  | PTJ18285 |  | TAMCO | GR1 |  |  |  | Pass | null
378204228 | TNB | DISTRIBUTION | WP PUTRAJAYA & CYBERJAYA | Existing | VPTJ/PCE/J18062/MB18064 | 300288499 | CLOSED | 11 kV | RYB | PE 18.06 18R5 (F2) |  |  | PTJ18065 |  | SCHNEIDER | NE-2iQ | 22/12/2010 |  |  | Pass | null
378204332 | TNB | DISTRIBUTION | WP PUTRAJAYA & CYBERJAYA | Existing | VPTJ/PCE/J18061/MB18061 | 300288496 | CLOSED | 11 kV | RYB | PE 18.06 18R5 (F1) |  |  | PTJ18062 |  | SCHNEIDER | NE-2iQ | 15/12/2010 |  |  | Pass | null
378204473 | TNB | DISTRIBUTION | WP PUTRAJAYA & CYBERJAYA | Existing | VPTJ/PCE/J18261/MB18261 | 300281244 | CLOSED | 11 kV | RYB | PE 18.26 APT. 18R4 (F1) |  |  | PTJ18264 |  | OMAZABAL | GA 2K 2TS | 17/06/2008 |  |  | Pass | null
378204474 | TNB | DISTRIBUTION | WP PUTRAJAYA & CYBERJAYA | Existing | VPTJ/PCE/J18261/MB18261 | 300281244 | CLOSED | 11 kV | RYB | PE 18.26 APT. 18R4 (F1) |  |  | PTJ18263 |  | OMAZABAL | GA 2K 2TS | 17/06/2008 |  |  | Pass | null
378204862 | TNB | DISTRIBUTION | WP PUTRAJAYA & CYBERJAYA | Existing | VPTJ/PCE/J18091/MB18091 | 300281211 | CLOSED | 11 kV | RYB | PE 18.09 PADAT SL |  |  | PTJ18092 |  | MERLIN GERIN | RM | 20051104 |  |  | Pass | null
378204988 | TNB | DISTRIBUTION | WP PUTRAJAYA & CYBERJAYA | Existing | VPTJ/PCE/J18262/MB18264 | 300281247 | CLOSED | 11 kV | RYB | PE 18.26 APT. 18R4 (F2) |  |  | PTJ18268 |  | OMAZABAL | GA 2K 2TS | 17/06/2008 |  |  | Pass | null
378204989 | TNB | DISTRIBUTION | WP PUTRAJAYA & CYBERJAYA | Existing | VPTJ/PCE/J18262/MB18264 | 300281247 | CLOSED | 11 kV | RYB | PE 18.26 APT. 18R4 (F2) |  |  | PTJ18267 |  | OMAZABAL | GA 2K 2TS | 17/06/2008 |  |  | Pass | null
378205154 | TNB | DISTRIBUTION | WP PUTRAJAYA & CYBERJAYA | Existing | VPTJ/PCE/J18271/MB18271 | 300452910 | CLOSED | 11 kV | RYB | PE 18.27 KLINIK KESIHATAN (F1) |  |  | PTJ18273 |  | INDKOM | ZZT-I/D |  |  |  | Pass | null
378205248 | TNB | DISTRIBUTION | WP PUTRAJAYA & CYBERJAYA | Existing | VPTJ/PCE/J18272/MB18271 | 300452918 | CLOSED | 11 kV | RYB | PE 18.27 KLINIK KESIHATAN (F2) |  |  | PTJ18276 |  | INDKOM | ZZT-I/D |  |  |  | Pass | null
378205353 | TNB | DISTRIBUTION | WP PUTRAJAYA & CYBERJAYA | Existing | VPTJ/PCE/J18081/MB18081 | 300454881 | CLOSED | 11 kV | RYB | PE 18.08 18R1 (F1) |  |  | PTJ18082 |  | SCHNEIDER | ZZT |  |  |  | Pass | null
378205457 | TNB | DISTRIBUTION | WP PUTRAJAYA & CYBERJAYA | Existing | VPTJ/PCE/J18082/MB18084 | 300454883 | CLOSED | 11 kV | RYB | PE 18.08 18R1 (F2) |  |  | PTJ18086 |  | INDKOM | ZZT |  |  |  | Pass | null
378205568 | TNB | DISTRIBUTION | WP PUTRAJAYA & CYBERJAYA | Existing | VPTJ/PCE/J18221/MB18221 | 300281234 | CLOSED | 11 kV | RYB | PE 18.22 BLOK B 18R13 (F1) |  |  | PTJ18222 |  | TAMCO | GR1 | 20070103 |  |  | Pass | null
378205666 | TNB | DISTRIBUTION | WP PUTRAJAYA & CYBERJAYA | Existing | VPTJ/PCE/J18222/MB18224 | 300281235 | CLOSED | 11 kV | RYB | PE 18.22 BLOK B 18R13 (F2) |  |  | PTJ18225 |  | TAMCO | GR1 | 20070103 |  |  | Pass | null
378211229 | TNB | DISTRIBUTION | WP PUTRAJAYA & CYBERJAYA | Existing | VPTJ/PCE/J09442/MB09444 | 300280932 | CLOSED | 11 kV | RYB | PE 9.44 P'PURI P7 BLOK A2 (EFI) (F2) |  |  | PTJ09446 |  | OMAZABAL | GA 2K 1TS | 23/02/2008 |  |  | Pass | null
378211326 | TNB | DISTRIBUTION | WP PUTRAJAYA & CYBERJAYA | Existing | VPTJ/PCE/J09431/MB09431 | 300280929 | CLOSED | 11 kV | RYB | PE 9.43 P'PURI P7 BLOK A1 (F1) |  |  | PTJ09433 |  | OMAZABAL | GA 2K 1TS | 23/02/2008 |  |  | Pass | null
378211416 | TNB | DISTRIBUTION | WP PUTRAJAYA & CYBERJAYA | Existing | VPTJ/PCE/J09432/MB09434 | 300280930 | CLOSED | 11 kV | RYB | PE 9.43 P'PURI P7 BLOK A1 (F2) |  |  | PTJ09436 |  | OMAZABAL | GA 2K 1TS | 23/02/2008 |  |  | Pass | null
378211507 | TNB | DISTRIBUTION | WP PUTRAJAYA & CYBERJAYA | Existing | VPTJ/PCE/J09351/MB09351 | 300280915 | CLOSED | 11 kV | RYB | PE 9.35 P'PURI BLOK A1 (EFI) (F1) |  |  | PTJ09353 |  | INDKOM | ZZT | 24/08/2005 |  |  | Pass | null
378211599 | TNB | DISTRIBUTION | WP PUTRAJAYA & CYBERJAYA | Existing | VPTJ/PCE/J09352/MB09354 | 300280916 | CLOSED | 11 kV | RYB | PE 9.35 P'PURI BLOK A1 (EFI) (F2) |  |  | PTJ09356 |  | INDKOM | ZZT | 24/08/2005 |  |  | Pass | null
378211694 | TNB | DISTRIBUTION | WP PUTRAJAYA & CYBERJAYA | Existing | VPTJ/PCE/J09341/MB09341 | 300280871 | CLOSED | 11 kV | RYB | PE 9.34 P'PURI BLOK A3 (F1) |  |  | PTJ09343 |  | INDKOM | ZZT | 24/08/2005 |  |  | Pass | null
378211786 | TNB | DISTRIBUTION | WP PUTRAJAYA & CYBERJAYA | Existing | VPTJ/PCE/J09342/MB09344 | 300280872 | CLOSED | 11 kV | RYB | PE 9.34 P'PURI BLOK A3 (F2) |  |  | PTJ09346 |  | INDKOM | ZZT | 24/08/2005 |  |  | Pass | null
378211882 | TNB | DISTRIBUTION | WP PUTRAJAYA & CYBERJAYA | Existing | VPTJ/PCE/J09331/MB09331 | 300280869 | CLOSED | 11 kV | RYB | PE 9.33 P'PURI BLOK B1 (EFI) (F1) |  |  | PTJ09333 |  | INDKOM | ZZT | 24/08/2005 |  |  | Pass | null
378211974 | TNB | DISTRIBUTION | WP PUTRAJAYA & CYBERJAYA | Existing | VPTJ/PCE/J09332/MB09334 | 300280870 | CLOSED | 11 kV | RYB | PE 9.33 P'PURI BLOK B1 (EFI) (F2) |  |  | PTJ09336 |  | INDKOM | ZZT | 24/08/2005 |  |  | Pass | null
378212067 | TNB | DISTRIBUTION | WP PUTRAJAYA & CYBERJAYA | Existing | VPTJ/PCE/J09321/MB09321 | 300280867 | CLOSED | 11 kV | RYB | PE 9.32 P'PURI BLOK B3 (F1) |  |  | PTJ09322 |  | TAMCO | GR1 | 24/08/2005 |  |  | Pass | null
378212111 | TNB | DISTRIBUTION | WP PUTRAJAYA & CYBERJAYA | Existing | VPTJ/PCE/J09322/MB09324 | 300280868 | CLOSED | 11 kV | RYB | PE 9.32 P'PURI BLOK B3 (F2) |  |  | PTJ09326 |  | INDKOM | ZZT | 24/08/2005 |  |  | Pass | null
378212197 | TNB | DISTRIBUTION | WP PUTRAJAYA & CYBERJAYA | Existing | VPTJ/PCE/J09371/MB09371 | 300280919 | CLOSED | 11 kV | RYB | PE 9.37 P'PURI BLOK A1 (EFI) (F1) |  |  | PTJ09372 |  | TAMCO | GR1 | 22/07/2007 |  |  | Pass | null
378212350 | TNB | DISTRIBUTION | WP PUTRAJAYA & CYBERJAYA | Existing | VPTJ/PCE/J09372/MB09374 | 300280920 | CLOSED | 11 kV | RYB | PE 9.37 P'PURI BLOK A1 (EFI) (F2) |  |  | PTJ09375 |  | TAMCO | GR1 | 22/07/2007 |  |  | Pass | null
378212379 | TNB | DISTRIBUTION | WP PUTRAJAYA & CYBERJAYA | Existing | VPTJ/PCE/J09381/MB09381 | 300280921 | CLOSED | 11 kV | RYB | PE 9.38 P'PURI BLOK A3 (F1) |  |  | PTJ09382 |  | TAMCO | GR1 | 22/07/2007 |  |  | Pass | null
378212410 | TNB | DISTRIBUTION | WP PUTRAJAYA & CYBERJAYA | Existing | VPTJ/PCE/J09382/MB09384 | 300280922 | CLOSED | 11 kV | RYB | PE 9.38 P'PURI BLOK A3 (F2) |  |  | PTJ09385 |  | TAMCO | GR1 | 22/07/2007 |  |  | Pass | null
378212565 | TNB | DISTRIBUTION | WP PUTRAJAYA & CYBERJAYA | Existing | VPTJ/PCE/J09392/MB09394 | 300280924 | CLOSED | 11 kV | RYB | PE 9.39 P'PURI BLOK B3 (EFI) (F2) |  |  | PTJ09395 |  | TAMCO | GR1 | 22/07/2007 |  |  | Pass | null
378212588 | TNB | DISTRIBUTION | WP PUTRAJAYA & CYBERJAYA | Existing | VPTJ/PCE/J09391/MB09391 | 300280923 | CLOSED | 11 kV | RYB | PE 9.39 P'PURI BLOK B3 (EFI) (F1) |  |  | PTJ09392 |  | TAMCO | GR1 | 22/07/2007 |  |  | Pass | null
378213008 | TNB | DISTRIBUTION | WP PUTRAJAYA & CYBERJAYA | Existing | VPTJ/PCE/J09411/MB09411 | 300280925 | CLOSED | 11 kV | RYB | PE 9.41 P'PURI BLOK E3 (F1) |  |  | PTJ09412 |  | TAMCO | GR1 | 22/07/2007 |  |  | Pass | null
378213105 | TNB | DISTRIBUTION | WP PUTRAJAYA & CYBERJAYA | Existing | VPTJ/PCE/J09412/MB09414 | 300280926 | CLOSED | 11 kV | RYB | PE 9.41 P'PURI BLOK E3 (F2) |  |  | PTJ09415 |  | TAMCO | GR1 | 22/07/2007 |  |  | Pass | null
378213200 | TNB | DISTRIBUTION | WP PUTRAJAYA & CYBERJAYA | Existing | VPTJ/PCE/J09421/MB09421 | 300280927 | CLOSED | 11 kV | RYB | PE 9.42 P'PURI BLOK E1 (EFI) (F1) |  |  | PTJ09422 |  | TAMCO | GR1 | 22/07/2007 |  |  | Pass | null
378213290 | TNB | DISTRIBUTION | WP PUTRAJAYA & CYBERJAYA | Existing | VPTJ/PCE/J09422/MB09424 | 300280928 | CLOSED | 11 kV | RYB | PE 9.42 P'PURI BLOK E1 (EFI) (F2) |  |  | PTJ09425 |  | TAMCO | GR1 | 22/07/2007 |  |  | Pass | null
378213381 | TNB | DISTRIBUTION | WP PUTRAJAYA & CYBERJAYA | Existing | VPTJ/PCE/J09481/MB09481 | 300280939 | CLOSED | 11 kV | RYB | PE 9.48 P'PURI BLOK C&D (EFI) (F1) |  |  | PTJ09482 |  | TAMCO | GR1 | 31/10/2007 |  |  | Pass | null
378213474 | TNB | DISTRIBUTION | WP PUTRAJAYA & CYBERJAYA | Existing | VPTJ/PCE/J09482/MB09484 | 300280940 | CLOSED | 11 kV | RYB | PE 9.48 P'PURI BLOK C&D (EFI) (F2) |  |  | PTJ09485 |  | TAMCO | GR1 | 31/10/2007 |  |  | Pass | null
378213565 | TNB | DISTRIBUTION | WP PUTRAJAYA & CYBERJAYA | Existing | VPTJ/PCE/J09471/MB09471 | 300280937 | CLOSED | 11 kV | RYB | PE 9.47 P'PURI BLOK A&B (F1) |  |  | PTJ09472 |  | TAMCO | GR1 | 31/10/2007 |  |  | Pass | null
378213650 | TNB | DISTRIBUTION | WP PUTRAJAYA & CYBERJAYA | Existing | VPTJ/PCE/J09472/MB09474 | 300280938 | CLOSED | 11 kV | RYB | PE 9.47 P'PURI BLOK A&B (F2) |  |  | PTJ09475 |  | TAMCO | GR1 | 31/10/2007 |  |  | Pass | null
378213749 | TNB | DISTRIBUTION | WP PUTRAJAYA & CYBERJAYA | Existing | VPTJ/PCE/J09141/MB09141 | 300280835 | CLOSED | 11 kV | RYB | PE 9.14 K.KEJIRANAN (F1) |  |  | PTJ09143 |  | INDKOM | ZZT | 19/11/2002 |  |  | Pass | null
378213841 | TNB | DISTRIBUTION | WP PUTRAJAYA & CYBERJAYA | Existing | VPTJ/PCE/J09142/MB09144 | 300280836 | CLOSED | 11 kV | RYB | PE 9.14 K.KEJIRANAN (F2) |  |  | PTJ09146 |  | INDKOM | ZZT | 19/11/2002 |  |  | Pass | null
378213936 | TNB | DISTRIBUTION | WP PUTRAJAYA & CYBERJAYA | Existing | VPTJ/PCE/J10132/MB10134 | 300280959 | CLOSED | 11 kV | RYB | PE 10.13 PUSPANITA (F2) |  |  | PTJ10136 |  | INDKOM | ZZT | 21/10/2004 |  |  | Pass | null
378213959 | TNB | DISTRIBUTION | WP PUTRAJAYA & CYBERJAYA | Existing | VPTJ/PCE/J10131/MB10131 | 300280958 | CLOSED | 11 kV | RYB | PE 10.13 PUSPANITA (F1) |  |  | PTJ10133 |  | INDKOM | ZZT | 21/10/2004 |  |  | Pass | null
378214122 | TNB | DISTRIBUTION | WP PUTRAJAYA & CYBERJAYA | Existing | VPTJ/PCE/J02041/MB02041 | 300280626 | CLOSED | 11 kV | RYB | PE 2.04 W.F PROMENADE (F1) |  |  | PTJ02042 |  | INDKOM | ZZZT | 30/01/2003 |  |  | Pass | null
378214214 | TNB | DISTRIBUTION | WP PUTRAJAYA & CYBERJAYA | Existing | VPTJ/PCE/J02042/MB02045 | 300280628 | CLOSED | 11 kV | RYB | PE 2.04 W.F PROMENADE (F2) |  |  | PTJ02044 |  | INDKOM | ZZT | 30/01/2003 |  |  | Pass | null
378214308 | TNB | DISTRIBUTION | WP PUTRAJAYA & CYBERJAYA | Existing | VPTJ/PCE/J02051/MB02051 | 300280630 | CLOSED | 11 kV | RYB | PE 2.05 PADAT CUT |  |  | PTJ02053 |  | INDKOM | ZZT | 22/08/2002 |  |  | Pass | null
378214398 | TNB | DISTRIBUTION | WP PUTRAJAYA & CYBERJAYA | Existing | VPTJ/PCE/J02261/MB02261 | 300485137 | CLOSED | 11 kV | RYB | PE 2.26 C/S FORMULA E 2 |  |  | PTJ02263 |  | INDKOM | SF6 | 20140804 |  |  | Pass | null
378214509 | TNB | DISTRIBUTION | WP PUTRAJAYA & CYBERJAYA | Existing | VPTJ/PCE/J02241/MB02241 | 310303856 | CLOSED | 11 kV | RYB | PE 2.24 TEMP 2C5 |  |  | PTJ02243 |  | INDKOM |  |  |  |  | Pass | null
378214618 | TNB | DISTRIBUTION | WP PUTRAJAYA & CYBERJAYA | Existing | VPTJ/PCE/J02281/MB02281 | 300485554 | CLOSED | 11 kV | RYB | PE 2.28 C/S FORMULA E 4 |  |  | PTJ02273 |  | INDKOM | SF6 |  |  |  | Pass | null
378219885 | TNB | DISTRIBUTION | WP PUTRAJAYA & CYBERJAYA | Existing | VPTJ/PCE/J15071/MB15071 | 300281151 | CLOSED | 11 kV | RYB | PE 15.07 BLOK D3 (EFI) (F1) |  |  | PTJ15072 |  | TAMCO | ZZT | 18/02/2006 |  |  | Pass | null
378219908 | TNB | DISTRIBUTION | WP PUTRAJAYA & CYBERJAYA | Existing | VPTJ/PCE/J15072/MB15074 | 300281152 | CLOSED | 11 kV | RYB | PE 15.07 BLOK D3 (EFI) (F2) |  |  | PTJ15075 |  | TAMCO | ZZT | 18/02/2006 |  |  | Pass | null
378219937 | TNB | DISTRIBUTION | WP PUTRAJAYA & CYBERJAYA | Existing | VPTJ/PCE/J15331/MM15331 | 300453012 | CLOSED | 11 kV | RYB | PE 15.33 PDT KEDIAMAN KEDUTAAN IRAQ (F1) |  |  | PTJ15332 |  | SCHNEIDER | NE-2iQ |  |  |  | Pass | null
378220041 | TNB | DISTRIBUTION | WP PUTRAJAYA & CYBERJAYA | Existing | VPTJ/PCE/J15332/MB15334 | 310338860 | CLOSED | 11 kV | RYB | PE 15.33 PDT KEDIAMAN KEDUTAAN IRAQ (F2) |  |  | PTJ15336 |  | INDKOM | ZZT |  |  |  | Pass | null
378220152 | TNB | DISTRIBUTION | WP PUTRAJAYA & CYBERJAYA | Existing | VPTJ/PCE/J15051/MB15051 | 300281147 | CLOSED | 11 kV | RYB | PE 15.05 BLOK D2 (1) (EFI) (F1) |  |  | PTJ15052 |  | TAMCO | ZZT | 18/02/2006 |  |  | Pass | null
378220198 | TNB | DISTRIBUTION | WP PUTRAJAYA & CYBERJAYA | Existing | VPTJ/PCE/J15052/MB15054 | 300281148 | CLOSED | 11 kV | RYB | PE 15.05 BLOK D2 (1) (EFI) (F2) |  |  | PTJ15055 |  | TAMCO | ZZT | 18/02/2006 |  |  | Pass | null
378220294 | TNB | DISTRIBUTION | WP PUTRAJAYA & CYBERJAYA | Existing | VPTJ/PCE/J15061/MB15061 | 300281149 | CLOSED | 11 kV | RYB | PE 15.06 BLOK D2 (2) (F1) |  |  | PTJ15062 |  | TAMCO | ZZT | 18/02/2006 |  |  | Pass | null
378220390 | TNB | DISTRIBUTION | WP PUTRAJAYA & CYBERJAYA | Existing | VPTJ/PCE/J15062/MB15064 | 300281150 | CLOSED | 11 kV | RYB | PE 15.06 BLOK D2 (2) (F2) |  |  | PTJ15065 |  | TAMCO | ZZT | 18/02/2006 |  |  | Pass | null
378224300 | TNB | DISTRIBUTION | WP PUTRAJAYA & CYBERJAYA | Existing | VCBJ/PCE/J24251/MB24251 | 310332980 | CLOSED | 11 kV | RYB | PE 24.25 CRYSTAL VILLE 2 |  |  | CBJ24253 |  | INDKOM | ZZTT 1D |  | TX-1000KVA |  | Pass | null
378224766 | TNB | DISTRIBUTION | WP PUTRAJAYA & CYBERJAYA | Existing | VCBJ/PCE/J24241/MB24241 | 310332974 | CLOSED | 11 kV | RYB | PE 24.24 CRYSTAL VILLE 1 |  |  | CBJ24241 |  | ITEM | 8DJH TRRT |  | TX1-1000KVA |  | Pass | null
378224767 | TNB | DISTRIBUTION | WP PUTRAJAYA & CYBERJAYA | Existing | VCBJ/PCE/J24241/MB24241 | 310332974 | CLOSED | 11 kV | RYB | PE 24.24 CRYSTAL VILLE 1 |  |  | CBJ24244 |  | ITEM | 8DJH TRRT |  | TX2-1000KVA |  | Pass | null
378225017 | TNB | DISTRIBUTION | WP PUTRAJAYA & CYBERJAYA | Existing | VCBJ/PCE/J21341/MB21341 | 300281004 | CLOSED | 11 kV | RYB | PE 21.34 PS5 F1 |  |  | CBJ21342 |  | TAMCO | GR1 | 24/05/2009 | TX1-500KVA |  | Pass | null
378225040 | TNB | DISTRIBUTION | WP PUTRAJAYA & CYBERJAYA | Existing | VCBJ/PCE/J21342/MB21344 | 300281003 | CLOSED | 11 kV | RYB | PE 21.34 PS5 F2 |  |  | CBJ21345 |  | TAMCO | GR1 | 24/05/2009 | TX2-500KVA |  | Pass | null
378284249 | TNB | DISTRIBUTION | WP PUTRAJAYA & CYBERJAYA | Existing | VPTJ/PCE/J01071/MB01071 | 300280373 | CLOSED | 11 kV | RYB | SS 1.07 JPM B1 JPM B8 (F1) |  |  | PTJ1078 |  | INDKOM | ZZZZ | 19990904 |  |  | Pass | null
378284250 | TNB | DISTRIBUTION | WP PUTRAJAYA & CYBERJAYA | Existing | VPTJ/PCE/J01071/MB01071 | 300280373 | CLOSED | 11 kV | RYB | SS 1.07 JPM B1 JPM B8 (F1) |  |  | PTJ1077 |  | INDKOM | ZZZZ | 19990904 |  |  | Pass | null
378284420 | TNB | DISTRIBUTION | WP PUTRAJAYA & CYBERJAYA | Existing | VPTJ/PCE/J01072/MB01075 | 300280374 | CLOSED | 11 kV | RYB | SS 1.07 JPM B1 JPM B8 (F2) |  |  | PTJ1074 |  | INDKOM | ZZZZ | 19990904 |  |  | Pass | null
378284421 | TNB | DISTRIBUTION | WP PUTRAJAYA & CYBERJAYA | Existing | VPTJ/PCE/J01072/MB01075 | 300280374 | CLOSED | 11 kV | RYB | SS 1.07 JPM B1 JPM B8 (F2) |  |  | PTJ1073 |  | INDKOM | ZZZZ | 19990904 |  |  | Pass | null
378284595 | TNB | DISTRIBUTION | WP PUTRAJAYA & CYBERJAYA | Existing | VPTJ/PCE/J01061/MB01061 | 300280371 | CLOSED | 11 kV | RYB | SS 1.06 JPM B6 JPM B7 (F1) |  |  | PTJ1064 |  | INDKOM | ZZZZ | 20/05/1999 |  |  | Pass | null
378284596 | TNB | DISTRIBUTION | WP PUTRAJAYA & CYBERJAYA | Existing | VPTJ/PCE/J01061/MB01061 | 300280371 | CLOSED | 11 kV | RYB | SS 1.06 JPM B6 JPM B7 (F1) |  |  | PTJ1061 |  | INDKOM | ZZZZ | 20/05/1999 |  |  | Pass | null
378284624 | TNB | DISTRIBUTION | WP PUTRAJAYA & CYBERJAYA | Existing | VPTJ/PCE/J01062/MB01065 | 300280372 | CLOSED | 11 kV | RYB | SS 1.06 JPM B6 JPM B7 (F2) |  |  | PTJ1065 |  | INDKOM | ZZZZ | 20/05/1999 |  |  | Pass | null
378284625 | TNB | DISTRIBUTION | WP PUTRAJAYA & CYBERJAYA | Existing | VPTJ/PCE/J01062/MB01065 | 300280372 | CLOSED | 11 kV | RYB | SS 1.06 JPM B6 JPM B7 (F2) |  |  | PTJ1068 |  | INDKOM | ZZZZ | 20/05/1999 |  |  | Pass | null
378284640 | TNB | DISTRIBUTION | WP PUTRAJAYA & CYBERJAYA | Existing | VPTJ/PCE/J01051/MB01051 | 300280369 | CLOSED | 11 kV | RYB | SS 1.05 JPM B5 (F1) |  |  | PTJ1056 |  | INDKOM | ZZZ | 29/07/1999 |  |  | Pass | null
378284692 | TNB | DISTRIBUTION | WP PUTRAJAYA & CYBERJAYA | Existing | VPTJ/PCE/J01052/MB01054 | 300280370 | CLOSED | 11 kV | RYB | SS 1.05 JPM B5 (F2) |  |  | PTJ1053 |  | INDKOM | ZZZ | 29/07/1999 |  |  | Pass | null
378284761 | TNB | DISTRIBUTION | WP PUTRAJAYA & CYBERJAYA | Existing | VPTJ/PCE/J01081/MB01081 | 300280375 | CLOSED | 11 kV | RYB | SS 1.08 C4 (F1) |  |  | PTJ1086 |  | INDKOM | ZZZ | 19991009 |  |  | Pass | null
378284855 | TNB | DISTRIBUTION | WP PUTRAJAYA & CYBERJAYA | Existing | VPTJ/PCE/J01082/MB01084 | 300280378 | CLOSED | 11 kV | RYB | SS 1.08 C4 (F2) |  |  | PTJ1083 |  | INDKOM | ZZZ | 19991009 |  |  | Pass | null
378284901 | TNB | DISTRIBUTION | WP PUTRAJAYA & CYBERJAYA | Existing | VPTJ/PCE/J01091/MB01091 | 300280404 | CLOSED | 11 kV | RYB | SS 1.09 C3 (F1) |  |  | PTJ1096 |  | INDKOM | ZZZ | 19991109 |  |  | Pass | null
378284995 | TNB | DISTRIBUTION | WP PUTRAJAYA & CYBERJAYA | Existing | VPTJ/PCE/J01092/MB01094 | 300280405 | CLOSED | 11 kV | RYB | SS 1.09 C3 (F2) |  |  | PTJ1093 |  | INDKOM | ZZZ | 19991109 |  |  | Pass | null
378285018 | TNB | DISTRIBUTION | WP PUTRAJAYA & CYBERJAYA | Existing | VPTJ/PCE/J01101/MB01101 | 300280406 | CLOSED | 11 kV | RYB | SS 1.10 C2 (F1) |  |  | PTJ1106 |  | INDKOM | ZZZ | 19991109 |  |  | Pass | null
378285041 | TNB | DISTRIBUTION | WP PUTRAJAYA & CYBERJAYA | Existing | VPTJ/PCE/J01102/MB01104 | 300280407 | CLOSED | 11 kV | RYB | SS 1.10 C2 (F2) |  |  | PTJ1103 |  | INDKOM | ZZZ | 19991109 |  |  | Pass | null
378285065 | TNB | DISTRIBUTION | WP PUTRAJAYA & CYBERJAYA | Existing | VPTJ/PCE/J01111/MB01111 | 300280408 | CLOSED | 11 kV | RYB | SS 1.11 C1 (F1) |  |  | PTJ1116 |  | INDKOM | ZZZ | 19991109 |  |  | Pass | null
378285088 | TNB | DISTRIBUTION | WP PUTRAJAYA & CYBERJAYA | Existing | VPTJ/PCE/J01112/MB01114 | 300280409 | CLOSED | 11 kV | RYB | SS 1.11 C1 (F2) |  |  | PTJ1113 |  | INDKOM | ZZZ | 19991109 |  |  | Pass | null
378285111 | TNB | DISTRIBUTION | WP PUTRAJAYA & CYBERJAYA | Existing | VPTJ/PCE/J01121/MB01121 | 300280410 | CLOSED | 11 kV | RYB | SS 1.12 C7 (F1) |  |  | PTJ1126 |  | INDKOM | ZZZ | 19991109 |  |  | Pass | null
378285134 | TNB | DISTRIBUTION | WP PUTRAJAYA & CYBERJAYA | Existing | VPTJ/PCE/J01122/MB01124 | 300280411 | CLOSED | 11 kV | RYB | SS 1.12 C7 (F2) |  |  | PTJ1123 |  | INDKOM | ZZZ | 19991109 |  |  | Pass | null
378285157 | TNB | DISTRIBUTION | WP PUTRAJAYA & CYBERJAYA | Existing | VPTJ/PCE/J01131/MB01131 | 300280412 | CLOSED | 11 kV | RYB | SS 1.13 C6 (F1) |  |  | PTJ1136 |  | INDKOM | ZZZ | 19991009 |  |  | Pass | null
378285180 | TNB | DISTRIBUTION | WP PUTRAJAYA & CYBERJAYA | Existing | VPTJ/PCE/J01132/MB01134 | 300280413 | CLOSED | 11 kV | RYB | SS 1.13 C6 (F2) |  |  | PTJ1133 |  | INDKOM | ZZZ | 19991009 |  |  | Pass | null
378285203 | TNB | DISTRIBUTION | WP PUTRAJAYA & CYBERJAYA | Existing | VPTJ/PCE/J01141/MB01141 | 300280414 | CLOSED | 11 kV | RYB | SS 1.14 C5 (F1) |  |  | PTJ1146 |  | INDKOM | ZZZ | 19991009 |  |  | Pass | null
378285226 | TNB | DISTRIBUTION | WP PUTRAJAYA & CYBERJAYA | Existing | VPTJ/PCE/J01142/MB01144 | 300280415 | CLOSED | 11 kV | RYB | SS 1.14 C5 (F2) |  |  | PTJ1143 |  | INDKOM | ZZZ | 19991009 |  |  | Pass | null
378285249 | TNB | DISTRIBUTION | WP PUTRAJAYA & CYBERJAYA | Existing | VPTJ/PCE/J01362/MB01365 | 300280450 | CLOSED | 11 kV | RYB | PE 1.36 DATARAN PUTRA (F2) |  |  | PTJ01368 |  | INDKOM | NA | 13/11/1999 | TX-1000KVA |  | Pass | null
378285281 | TNB | DISTRIBUTION | WP PUTRAJAYA & CYBERJAYA | Existing | VPTJ/PCE/J01361/MB01361 | 300280449 | CLOSED | 11 kV | RYB | PE 1.36 DATARAN PUTRA (F1) |  |  | PTJ01364 |  | INDKOM | ZZZT | 13/11/1999 | TX-1000KVA |  | Pass | null
378285619 | TNB | DISTRIBUTION | WP PUTRAJAYA & CYBERJAYA | Existing | VPTJ/PCE/J01321/MB01321 | 300280440 | CLOSED | 11 kV | RYB | PE 1.32 INSIDE PPU6 S/L OVAL |  |  | PTJ1322 |  | TAMCO | ZZT | 13/06/1999 |  |  | Pass | null
378285760 | TNB | DISTRIBUTION | WP PUTRAJAYA & CYBERJAYA | Existing | VPTJ/PCE/J13011/MB13011 | 300281100 | CLOSED | 11 kV | RYB | PE 13.01 WETLAND PUMP 250KW |  |  | PTJ13013 |  | INDKOM | 08425065 | 31/07/1999 |  |  | Pass | null
378285957 | TNB | DISTRIBUTION | WP PUTRAJAYA & CYBERJAYA | Existing | VPTJ/PCE/J13021/MB13021 | 300281101 | CLOSED | 11 kV | RYB | PE 13.02 WETLAND NIC 85KW |  |  | PTJ13023 |  | INDKOM | ZZT | 19990208 |  |  | Pass | null
378285984 | TNB | DISTRIBUTION | WP PUTRAJAYA & CYBERJAYA | Existing | VPTJ/PCE/J13031/MB13031 | 300281102 | CLOSED | 11 kV | RYB | PE 13.03 WETLAND NURSERY 85KW |  |  | PTJ13034 |  | INDKOM | ZZT | 25/09/1999 |  |  | Pass | null
378286147 | TNB | DISTRIBUTION | WP PUTRAJAYA & CYBERJAYA | Existing | VPTJ/PCE/J11261/MB11261 | 300281051 | CLOSED | 11 kV | RYB | PE 11.26 TERES 11A & 11B |  |  | PTJ11262 |  | SCHNEIDER | RM6 | 17/08/2009 |  |  | Pass | null
378286288 | TNB | DISTRIBUTION | WP PUTRAJAYA & CYBERJAYA | Existing | VPTJ/PCE/J11271/MB11271 | 300281053 | CLOSED | 11 kV | RYB | PE 11.27 SEMI D 11A & 11B |  |  | PTJ11272 |  | SCHNEIDER | RM6 | 17/08/2009 |  |  | Pass | null
378286371 | TNB | DISTRIBUTION | WP PUTRAJAYA & CYBERJAYA | Existing | VPTJ/PCE/J11431/MB11431 | 300281081 | CLOSED | 11 kV | RYB | PE 11.43 SEK. MEN. FASA 2 (F1) |  |  | PTJ11432 |  | TAMCO | GR1 | 15/11/2007 |  |  | Pass | null
378286453 | TNB | DISTRIBUTION | WP PUTRAJAYA & CYBERJAYA | Existing | VPTJ/PCE/J11432/MB11434 | 300281082 | CLOSED | 11 kV | RYB | PE 11.43 SEK. MEN. FASA 2 (F2) |  |  | PTJ11435 |  | TAMCO | GR1 | 15/11/2007 |  |  | Pass | null
378286539 | TNB | DISTRIBUTION | WP PUTRAJAYA & CYBERJAYA | Existing | VPTJ/PCE/J11441/MB11441 | 300281083 | CLOSED | 11 kV | RYB | PE 11.44 SEK. REN. FASA 2 (F1) |  |  | PTJ14445 |  | TAMCO | GR1 | 15/11/2007 |  |  | Pass | null
378286620 | TNB | DISTRIBUTION | WP PUTRAJAYA & CYBERJAYA | Existing | VPTJ/PCE/J11442/MB11444 | 300281085 | CLOSED | 11 kV | RYB | PE 11.44 SEK. REN. FASA 2 (F2) |  |  | PTJ11442 |  | TAMCO | GR1 | 15/11/2007 |  |  | Pass | null
378286710 | TNB | DISTRIBUTION | WP PUTRAJAYA & CYBERJAYA | Existing | VPTJ/PCE/J11691/MB11691 | 300454772 | CLOSED | 11 kV | RYB | PE 11.69 ZON 10A (F1) |  |  | PTJ11696 |  | TAMCO | VRN2a |  |  |  | Pass | null
378286733 | TNB | DISTRIBUTION | WP PUTRAJAYA & CYBERJAYA | Existing | VPTJ/PCE/J11692/MB11694 | 300455134 | CLOSED | 11 kV | RYB | PE 11.69 ZON 10A (F2) |  |  | PTJ11692 |  | MERLIN GERIN | RM6 |  |  |  | Pass | null
378286764 | TNB | DISTRIBUTION | WP PUTRAJAYA & CYBERJAYA | Existing | VPTJ/PCE/J11221/MB11221 | 300281042 | CLOSED | 11 kV | RYB | PE 11.22 ZON 10B (F1) |  |  | PTJ11225 |  | TAMCO | GR1 | 21/07/2006 |  |  | Pass | null
378286787 | TNB | DISTRIBUTION | WP PUTRAJAYA & CYBERJAYA | Existing | VPTJ/PCE/J11222/MB11224 | 300281044 | CLOSED | 11 kV | RYB | PE 11.22 ZON 10B (F2) |  |  | PTJ11222 |  | TAMCO | GR1 | 21/07/2006 |  |  | Pass | null
378286930 | TNB | DISTRIBUTION | WP PUTRAJAYA & CYBERJAYA | Existing | VPTJ/PCE/J11231/MB11231 | 300281047 | CLOSED | 11 kV | RYB | PE 11.23 TERES ZON 12B (F1) |  |  | PTJ11235 |  | TAMCO | GR1-21-1D-08153 | 30/04/2009 |  |  | Pass | null
378286953 | TNB | DISTRIBUTION | WP PUTRAJAYA & CYBERJAYA | Existing | VPTJ/PCE/J11232/MB11234 | 300281048 | CLOSED | 11 kV | RYB | PE 11.23 TERES ZON 12B (F2) |  |  | PTJ11232 |  | TAMCO | GR1-21-1D-08155 | 30/04/2009 |  |  | Pass | null
378286984 | TNB | DISTRIBUTION | WP PUTRAJAYA & CYBERJAYA | Existing | VPTJ/PCE/J11721/MB11721 | 300520604 | CLOSED | 11 kV | RYB | PE 11.72 PRIMA BLOK B (F1) |  |  | PTJ11722 |  |  | VRN 6A | 20140612 |  |  | Pass | null
378287078 | TNB | DISTRIBUTION | WP PUTRAJAYA & CYBERJAYA | Existing | VPTJ/PCE/J11722/MB11721 | 310286416 | CLOSED | 11 kV | RYB | PE 11.72 PRIMA BLOK B (F2) |  |  | PTJ11725 |  |  | VRN6a | 20140612 |  |  | Pass | null
378287181 | TNB | DISTRIBUTION | WP PUTRAJAYA & CYBERJAYA | Existing | VPTJ/PCE/J11732/MB11731 | 310283408 | CLOSED | 11 kV | RYB | PE 11.73 PRIMA BLOK C (F2) |  |  | PTJ11732 |  |  | VRN6a |  |  |  | Pass | null
378287275 | TNB | DISTRIBUTION | WP PUTRAJAYA & CYBERJAYA | Existing | VPTJ/PCE/J11731/MB11731 | 300520608 | CLOSED | 11 kV | RYB | PE 11.73 PRIMA BLOK C (F1) |  |  | PTJ11735 |  |  | VRN 6A | 20140612 |  |  | Pass | null
378287383 | TNB | DISTRIBUTION | WP PUTRAJAYA & CYBERJAYA | Existing | VPTJ/PCE/J11712/MB11711 | 310286453 | CLOSED | 11 kV | RYB | PE 11.71 PRIMA BLOK A (F2) |  |  | PTJ11712 |  |  | VRN6a |  |  |  | Pass | null
378287477 | TNB | DISTRIBUTION | WP PUTRAJAYA & CYBERJAYA | Existing | VPTJ/PCE/J11711/MB09171 | 300520598 | CLOSED | 11 kV | RYB | PE 11.71 PRIMA BLOK A (F1) |  |  | PTJ11715 |  |  | VRN 6A | 20140612 |  |  | Pass | null
378287586 | TNB | DISTRIBUTION | WP PUTRAJAYA & CYBERJAYA | Existing | VPTJ/PCE/J11751/MB11751 | 310286424 | CLOSED | 11 kV | RYB | PE 11.75 TEMP PPA1M PR 11 |  |  | PTJ11752 |  | SCHNEIDER |  |  |  |  | Pass | null
378287685 | TNB | DISTRIBUTION | WP PUTRAJAYA & CYBERJAYA | Existing | VPTJ/PCE/J11241/MB11241 | 300281049 | CLOSED | 11 kV | RYB | PE 11.24 TERES ZON 9A (F1) |  |  | PTJ11246 |  | OMAZABAL | GA 2K 1TS | 14/03/2009 |  |  | Pass | null
378287708 | TNB | DISTRIBUTION | WP PUTRAJAYA & CYBERJAYA | Existing | VPTJ/PCE/J11242/MB11244 | 300281050 | CLOSED | 11 kV | RYB | PE 11.24 TERES ZON 9A (F2) |  |  | PTJ11243 |  | OMAZABAL | GA 2K 1TS | 30/04/2009 |  |  | Pass | null
378287874 | TNB | DISTRIBUTION | WP PUTRAJAYA & CYBERJAYA | Existing | VPTJ/PCE/J11601/MB1 | 310370955 | CLOSED | 11 kV | RYB | PE 11.60 TERES ZON 9B (F1) |  |  | PTJ11602 | [6 empty] | Pass | null
378287968 | TNB | DISTRIBUTION | WP PUTRAJAYA & CYBERJAYA | Existing | VPTJ/PCE/J11602/MB11604 | 310338884 | CLOSED | 11 kV | RYB | PE 11.60 TERES ZON 9B (F2) |  |  | PTJ11606 |  | INDKOM |  |  |  |  | Pass | null
378288074 | TNB | DISTRIBUTION | WP PUTRAJAYA & CYBERJAYA | Existing | VPTJ/PCE/J11742/MB11744 | 310338777 | CLOSED | 11 kV | RYB | PE 11.74 TERES ZON C (F2) |  |  | PTJ11746 |  | INDKOM | INS24 |  |  |  | Pass | null
378288168 | TNB | DISTRIBUTION | WP PUTRAJAYA & CYBERJAYA | Existing | VPTJ/PCE/J11741/MB11741 | 310338880 | CLOSED | 11 kV | RYB | PE 11.74 TERES ZON C (F1) |  |  | PTJ11743 |  | INDKOM | INS24 |  |  |  | Pass | null
378288270 | TNB | DISTRIBUTION | WP PUTRAJAYA & CYBERJAYA | Existing | VPTJ/PCE/J11371/MB11371 | 300281064 | CLOSED | 11 kV | RYB | PE 11.37 SEK REN FASA 2 (F1) |  |  | PTJ11376 |  | INDKOM | ZZT | 18/10/2004 |  |  | Pass | null
378288366 | TNB | DISTRIBUTION | WP PUTRAJAYA & CYBERJAYA | Existing | VPTJ/PCE/J11372/MB11374 | 300281066 | CLOSED | 11 kV | RYB | PE 11.37 SEK REN FASA 2 (F2) |  |  | PTJ11373 |  | INDKOM | ZZT | 18/10/2004 |  |  | Pass | null
378301575 | TNB | DISTRIBUTION | WP PUTRAJAYA & CYBERJAYA | Existing | VCBJ/PCE/J22051/MB22051 | 300280594 | CLOSED | 11 kV | RYB | PE 22.05 PADAT ROAD E |  |  | CBJ22053 |  | INDKOM | ZZT | 20000505 | TX-1000KVA |  | Pass | null
378301679 | TNB | DISTRIBUTION | WP PUTRAJAYA & CYBERJAYA | Existing | VCBJ/PCE/J22131/MB22131 | 300280560 | CLOSED | 11 kV | RYB | PE 22.13 PADAT ROAD E1 |  |  | CBJ22133 |  | INDKOM | GR1 | 20001111 | TX-1000KVA |  | Pass | null
378302027 | TNB | DISTRIBUTION | WP PUTRAJAYA & CYBERJAYA | Existing | VCBJ/PCE/J21221/MB21221 | 300281020 | CLOSED | 11 kV | RYB | PE 21.22 CYBERVIEW NO.1 |  |  | CBJ21224 |  | INDKOM | ZZTT | 31/01/1999 |  |  | Pass | null
378302028 | TNB | DISTRIBUTION | WP PUTRAJAYA & CYBERJAYA | Existing | VCBJ/PCE/J21221/MB21221 | 300281020 | CLOSED | 11 kV | RYB | PE 21.22 CYBERVIEW NO.1 |  |  | CBJ21223 |  | INDKOM | ZZTT | 31/01/1999 |  |  | Pass | null
378310023 | TNB | DISTRIBUTION | WP PUTRAJAYA & CYBERJAYA | Existing | VPTJ/PCE/J11071/MB11071 | 300282013 | CLOSED | 11 kV | RYB | PE 11.07 PADAT ZON 1 |  |  | PTJ11072 |  | SCHNEIDER | NE-IQI | 22/11/2009 |  |  | Pass | null
378310119 | TNB | DISTRIBUTION | WP PUTRAJAYA & CYBERJAYA | Existing | VPTJ/PCE/J11041/MB11041 | 300280968 | CLOSED | 11 kV | RYB | PE 11.04 P11A1/12 TERES (EFI) (F1) |  |  | PTJ11043 |  | INDKOM | GA | 15/10/2002 |  |  | Pass | null
378310210 | TNB | DISTRIBUTION | WP PUTRAJAYA & CYBERJAYA | Existing | VPTJ/PCE/J11042/MB11044 | 300280969 | CLOSED | 11 kV | RYB | PE 11.04 P11A1/12 TERES (EFI) (F2) |  |  | PTJ11046 |  | INDKOM | GA | 15/10/2002 |  |  | Pass | null
378310304 | TNB | DISTRIBUTION | WP PUTRAJAYA & CYBERJAYA | Existing | VPTJ/PCE/J11081/MB11081 | 300280972 | CLOSED | 11 kV | RYB | PE 11.08 P11A2/5 TERES (EFI) (F1) |  |  | PTJ11083 |  | INDKOM | ZZT | 20020409 |  |  | Pass | null
378310396 | TNB | DISTRIBUTION | WP PUTRAJAYA & CYBERJAYA | Existing | VPTJ/PCE/J11082/MB11084 | 300280973 | CLOSED | 11 kV | RYB | PE 11.08 P11A2/5 TERES (EFI) (F2) |  |  | PTJ11086 |  | INDKOM | ZZT | 20020409 |  |  | Pass | null
378310430 | TNB | DISTRIBUTION | WP PUTRAJAYA & CYBERJAYA | Existing | VPTJ/PCE/J11671/MB11671 | 300281095 | CLOSED | 11 kV | RYB | PE 11.67 PS9 (F1) |  |  | PTJ11673 |  | INDKOM | ZZT | 20021006 |  |  | Pass | null
378310551 | TNB | DISTRIBUTION | WP PUTRAJAYA & CYBERJAYA | Existing | VPTJ/PCE/J11672/MB11674 | 300281097 | CLOSED | 11 kV | RYB | PE 11.67 PS9 (F2) |  |  | PTJ11676 |  | INDKOM | ZZT | 20021006 |  |  | Pass | null
378310650 | TNB | DISTRIBUTION | WP PUTRAJAYA & CYBERJAYA | Existing | VPTJ/PCE/J11091/MB11091 | 300280974 | CLOSED | 11 kV | RYB | PE 11.09 P11A2/5 TERES (EFI) (F1) |  |  | PTJ11093 |  | INDKOM | ZZT | 20020709 |  |  | Pass | null
378310748 | TNB | DISTRIBUTION | WP PUTRAJAYA & CYBERJAYA | Existing | VPTJ/PCE/J11092/MB11094 | 300280977 | CLOSED | 11 kV | RYB | PE 11.09 P11A2/5 TERES (EFI) (F2) |  |  | PTJ11096 |  | INDKOM | ZZT | 20020709 |  |  | Pass | null
378311108 | TNB | DISTRIBUTION | WP PUTRAJAYA & CYBERJAYA | Existing | VPTJ/PCE/J11021/MB11021 | 300280964 | CLOSED | 11 kV | RYB | PE 11.02 BLOK 3A (F1) |  |  | PTJ11022 |  | TAMCO | GR1 | 20050706 |  |  | Pass | null
378311326 | TNB | DISTRIBUTION | WP PUTRAJAYA & CYBERJAYA | Existing | VPTJ/PCE/J11022/MB11024 | 300280966 | CLOSED | 11 kV | RYB | PE 11.02 BLOK 3A (F2) |  |  | PTJ11025 |  | TAMCO | GR1 | 20050706 |  |  | Pass | null
378311734 | TNB | DISTRIBUTION | WP PUTRAJAYA & CYBERJAYA | Existing | VPTJ/PCE/J11201/MB11201 | 300281038 | CLOSED | 11 kV | RYB | PE 11.20 WR5 |  |  | PTJ11202 |  | MERLIN GERIN | RM 6 | 20041108 |  |  | Pass | null
378311843 | TNB | DISTRIBUTION | WP PUTRAJAYA & CYBERJAYA | Existing | VPTJ/PCE/J11481/MB11481 | 300281090 | CLOSED | 11 kV | RYB | PE 11.48 BALAI POLIS |  |  | PTJ11482 |  | TAMCO | GR1 | 20070703 |  |  | Pass | null
378311934 | TNB | DISTRIBUTION | WP PUTRAJAYA & CYBERJAYA | Existing | VPTJ/PCE/J11101/MB11101 | 300280978 | CLOSED | 11 kV | RYB | PE 11.10 P11B1/6 SEMI-D (EFI) (F1) |  |  | PTJ11103 |  | INDKOM | ZZT | 20/03/2002 |  |  | Pass | null
378312027 | TNB | DISTRIBUTION | WP PUTRAJAYA & CYBERJAYA | Existing | VPTJ/PCE/J11102/MB11104 | 300280980 | CLOSED | 11 kV | RYB | PE 11.10 P11B1/6 SEMI-D (EFI) (F2) |  |  | PTJ11106 |  | INDKOM | ZZT | 20/03/2002 |  |  | Pass | null
378312117 | TNB | DISTRIBUTION | WP PUTRAJAYA & CYBERJAYA | Existing | VPTJ/PCE/J11121/MB11121 | 300280983 | CLOSED | 11 kV | RYB | PE 11.12 APT A (F1) |  |  | PTJ11123 |  | INDKOM | ZZT | 20030805 |  |  | Pass | null
378312140 | TNB | DISTRIBUTION | WP PUTRAJAYA & CYBERJAYA | Existing | VPTJ/PCE/J11122/MB11124 | 300280984 | CLOSED | 11 kV | RYB | PE 11.12 APT A (F2) |  |  | PTJ11126 |  | INDKOM | ZZT | 20030805 |  |  | Pass | null
378312304 | TNB | DISTRIBUTION | WP PUTRAJAYA & CYBERJAYA | Existing | VPTJ/PCE/J11131/MB11131 | 300280994 | CLOSED | 11 kV | RYB | PE 11.13 APT B (F1) |  |  | PTJ11133 |  | INDKOM | ZZT | 20030805 |  |  | Pass | null
378312327 | TNB | DISTRIBUTION | WP PUTRAJAYA & CYBERJAYA | Existing | VPTJ/PCE/J11132/MB11134 | 300280996 | CLOSED | 11 kV | RYB | PE 11.13 APT B (F2) |  |  | PTJ11136 |  | INDKOM | ZZT | 20030805 |  |  | Pass | null
378312501 | TNB | DISTRIBUTION | WP PUTRAJAYA & CYBERJAYA | Existing | VPTJ/PCE/J11112/MB11114 | 300280993 | CLOSED | 11 kV | RYB | PE 11.11 (EFI) (F2) |  |  | PTJ11116 |  | INDKOM | ZZT | 24/08/2004 |  |  | Pass | null
378312593 | TNB | DISTRIBUTION | WP PUTRAJAYA & CYBERJAYA | Existing | VPTJ/PCE/J11111/MB11111 | 300280991 | CLOSED | 11 kV | RYB | PE 11.11 (EFI) (F1) |  |  | PTJ11113 |  | INDKOM | ZZT | 24/08/2004 |  |  | Pass | null
378312685 | TNB | DISTRIBUTION | WP PUTRAJAYA & CYBERJAYA | Existing | VPTJ/PCE/J11161/MB11161 | 300281005 | CLOSED | 11 kV | RYB | PE 11.16 APT E (F1) |  |  | PTJ11163 |  | INDKOM | ZZT | 13/05/2003 |  |  | Pass | null
378312782 | TNB | DISTRIBUTION | WP PUTRAJAYA & CYBERJAYA | Existing | VPTJ/PCE/J11162/MB11164 | 300281007 | CLOSED | 11 kV | RYB | PE 11.16 APT E (F2) |  |  | PTJ11166 |  | INDKOM | ZZT | 13/05/2003 |  |  | Pass | null
378312886 | TNB | DISTRIBUTION | WP PUTRAJAYA & CYBERJAYA | Existing | VPTJ/PCE/J11152/MB11154 | 300281002 | CLOSED | 11 kV | RYB | PE 11.15 APT D (EFI) (F2) |  |  | PTJ11156 |  | INDKOM | ZZT | 20030701 |  |  | Pass | null
378312982 | TNB | DISTRIBUTION | WP PUTRAJAYA & CYBERJAYA | Existing | VPTJ/PCE/J11151/MB11151 | 300281001 | CLOSED | 11 kV | RYB | PE 11.15 APT D (EFI) (F1) |  |  | PTJ11153 |  | TAMCO | ZZT | 20030701 |  |  | Pass | null
378313076 | TNB | DISTRIBUTION | WP PUTRAJAYA & CYBERJAYA | Existing | VPTJ/PCE/J10022/MB10024 | 300280942 | CLOSED | 11 kV | RYB | PE 10.02 INSIDE PPU2 (F2) |  |  | PTJ10026 |  | INDKOM | ZZT | 15/02/2000 |  |  | Pass | null
378313169 | TNB | DISTRIBUTION | WP PUTRAJAYA & CYBERJAYA | Existing | VPTJ/PCE/J10021/MB10021 | 300280941 | CLOSED | 11 kV | RYB | PE 10.02 INSIDE PPU2 (F1) |  |  | PTJ10023 |  | INDKOM | GR1 | 15/02/2000 |  |  | Pass | null
378313266 | TNB | DISTRIBUTION | WP PUTRAJAYA & CYBERJAYA | Existing | VPTJ/PCE/J10031/MB10031 | 300280948 | CLOSED | 11 kV | RYB | PE 10.03 P10 C BANGLOW (F1) |  |  | PTJ10033 |  |  | GR1 | 20000106 |  |  | Pass | null
378313358 | TNB | DISTRIBUTION | WP PUTRAJAYA & CYBERJAYA | Existing | VPTJ/PCE/J10032/MB10034 | 300280949 | CLOSED | 11 kV | RYB | PE 10.03 P10 C BANGLOW (F2) |  |  | PTJ10036 |  |  | GA | 20000106 |  |  | Pass | null
378313473 | TNB | DISTRIBUTION | WP PUTRAJAYA & CYBERJAYA | Existing | VPTJ/PCE/J10151/MB10151 | 300287552 | CLOSED | 11 kV | RYB | PE 10.15 MINI GOLF |  |  | PTJ01313 |  | INDKOM | GR1 | 20100610 |  |  | Pass | null
378313569 | TNB | DISTRIBUTION | WP PUTRAJAYA & CYBERJAYA | Existing | VPTJ/PCE/J10041/MB10041 | 300280950 | CLOSED | 11 kV | RYB | PE 10.04 P10 D BANGLO (F1) |  |  | PTJ10043 |  |  | GR1 | 20000106 |  |  | Pass | null
378313660 | TNB | DISTRIBUTION | WP PUTRAJAYA & CYBERJAYA | Existing | VPTJ/PCE/J10042/MB10044 | 300280951 | CLOSED | 11 kV | RYB | PE 10.04 P10 D BANGLO (F2) |  |  | PTJ10046 |  |  | GA | 20000106 |  |  | Pass | null
378313996 | TNB | DISTRIBUTION | WP PUTRAJAYA & CYBERJAYA | Existing | VPTJ/PCE/J10062/MB10064 | 300280955 | CLOSED | 11 kV | RYB | PE 10.06 JLN P10B (F2) |  |  | PTJ10066 |  | OMAZABAL | SF 6 | 31/03/2008 |  |  | Pass | null
378314089 | TNB | DISTRIBUTION | WP PUTRAJAYA & CYBERJAYA | Existing | VPTJ/PCE/J10061/MB10061 | 300280953 | CLOSED | 11 kV | RYB | PE 10.06 JLN P10B (F1) |  |  | PTJ10063 |  | OMAZABAL | SF 6 | 31/03/2008 |  |  | Pass | null
378353518 | TNB | DISTRIBUTION | WP PUTRAJAYA & CYBERJAYA | Existing | VPTJ/PCE/J05121/MB05121 | 300280695 | CLOSED | 11 kV | RYB | PE 5.12 EQUESTRIAN PARK (F1) |  |  | PTJ05122 |  | TAMCO | GR1 | 25/06/2005 |  |  | Pass | null
378353612 | TNB | DISTRIBUTION | WP PUTRAJAYA & CYBERJAYA | Existing | VPTJ/PCE/J05122/MB05124 | 300280697 | CLOSED | 11 kV | RYB | PE 5.12 EQUESTRIAN PARK (F2) |  |  | PTJ05126 |  | INDKOM | ZZT | 25/06/2005 |  |  | Pass | null
378353767 | TNB | DISTRIBUTION | WP PUTRAJAYA & CYBERJAYA | Existing | VPTJ/PCE/J05301/MB05301 | 300281269 | CLOSED | 11 kV | RYB | PE 5.30 BLOK D APT 5R6 (F1) |  |  | PTJ05303 |  |  | ZZT | 30/12/2008 |  |  | Pass | null
378353861 | TNB | DISTRIBUTION | WP PUTRAJAYA & CYBERJAYA | Existing | VPTJ/PCE/J05302/MB05304 | 300281270 | CLOSED | 11 kV | RYB | PE 5.30 BLOK D APT 5R6 (F2) |  |  | PTJ05306 |  |  | ZZT | 31/12/2008 |  |  | Pass | null
378353967 | TNB | DISTRIBUTION | WP PUTRAJAYA & CYBERJAYA | Existing | VPTJ/PCE/J05291/MB05291 | 300281267 | CLOSED | 11 kV | RYB | PE 5.29 BLOK C APT 5R6 (F1) |  |  | PTJ05293 |  |  | ZZT | 30/12/2008 |  |  | Pass | null
378354061 | TNB | DISTRIBUTION | WP PUTRAJAYA & CYBERJAYA | Existing | VPTJ/PCE/J05292/MB05294 | 300281268 | CLOSED | 11 kV | RYB | PE 5.29 BLOK C APT 5R6 (F2) |  |  | PTJ05296 |  |  | ZZT | 31/12/2008 |  |  | Pass | null
378354172 | TNB | DISTRIBUTION | WP PUTRAJAYA & CYBERJAYA | Existing | VPTJ/PCE/J05271/MB05271 | 300281265 | CLOSED | 11 kV | RYB | PE 5.27 BLOK A APT 5R6 (F1) |  |  | PTJ05273 |  |  | ZZT | 30/12/2008 |  |  | Pass | null
378354266 | TNB | DISTRIBUTION | WP PUTRAJAYA & CYBERJAYA | Existing | VPTJ/PCE/J05272/MB05274 | 300281266 | CLOSED | 11 kV | RYB | PE 5.27 BLOK A APT 5R6 (F2) |  |  | PTJ05276 |  |  | ZZT | 31/12/2008 |  |  | Pass | null
378354364 | TNB | DISTRIBUTION | WP PUTRAJAYA & CYBERJAYA | Existing | VPTJ/PCE/J05281/MB05281 | 300280713 | CLOSED | 11 kV | RYB | PE 5.28 BLOK B APT 5R6 (F1) |  |  | PTJ05283 |  |  | ZZT | 30/12/2008 |  |  | Pass | null
378354458 | TNB | DISTRIBUTION | WP PUTRAJAYA & CYBERJAYA | Existing | VPTJ/PCE/J05282/MB05284 | 300280714 | CLOSED | 11 kV | RYB | PE 5.28 BLOK B APT 5R6 (F2) |  |  | PTJ05286 |  |  | ZZT | 31/12/2008 |  |  | Pass | null
378354659 | TNB | DISTRIBUTION | WP PUTRAJAYA & CYBERJAYA | Existing | VPTJ/PCE/J04051/MB04051 | 300280674 | CLOSED | 11 kV | RYB | PE 4.05 S/LIGHTING |  |  | PTJ04053 |  | INDKOM | INS24 | 20041010 |  |  | Pass | null
378354761 | TNB | DISTRIBUTION | WP PUTRAJAYA & CYBERJAYA | Existing | VPTJ/PCE/J04081/MB04081 | 300280677 | CLOSED | 11 kV | RYB | PE 4.08 S/LIGHTING |  |  | PTJ04083 |  | INDKOM | ZZT | 20041010 |  |  | Pass | null
378354865 | TNB | DISTRIBUTION | WP PUTRAJAYA & CYBERJAYA | Existing | VPTJ/PCE/J04221/MB04221 | 300453429 | CLOSED | 11 kV | RYB | PE 4.22 4P5 (F1) |  |  | PTJ04223 |  | INDKOM | ZZT |  |  |  | Pass | null
378354959 | TNB | DISTRIBUTION | WP PUTRAJAYA & CYBERJAYA | Existing | VPTJ/PCE/J04222/MB04221 | 300453433 | CLOSED | 11 kV | RYB | PE 4.22 4P5 (F2) |  |  | PTJ04226 |  | INDKOM | ZZT |  |  |  | Pass | null
378355080 | TNB | DISTRIBUTION | WP PUTRAJAYA & CYBERJAYA | Existing | VPTJ/PCE/J04092/MB04094 | 300280679 | CLOSED | 11 kV | RYB | PE 4.09 S/LIGHTING (F2) |  |  | PTJ04095 |  | MERLIN GERIN | ZZT | 22/08/2003 |  |  | Pass | null
378355184 | TNB | DISTRIBUTION | WP PUTRAJAYA & CYBERJAYA | Existing | VPTJ/PCE/J04091/MB04091 | 300280678 | CLOSED | 11 kV | RYB | PE 4.09 S/LIGHTING (F1) |  |  | PTJ04092 |  | MERLIN GERIN | ZZT | 22/08/2003 |  |  | Pass | null
378356405 | TNB | DISTRIBUTION | WP PUTRAJAYA & CYBERJAYA | Existing | VPTJ/PCE/J20041/MB20041 | 300281253 | CLOSED | 11 kV | RYB | PE 20.04 PADAT CHALLENGE PARK |  |  | PTJ20042 |  | SCHNEIDER | RM6 | 20061209 |  |  | Pass | null
378356517 | TNB | DISTRIBUTION | WP PUTRAJAYA & CYBERJAYA | Existing | VPTJ/PCE/J20011/MB20011 | 300281250 | CLOSED | 11 kV | RYB | PE 20.01 DEPOH SENGGARAAN |  |  | PTJ20013 |  | TAMCO | GR1 | 24/12/2003 |  |  | Pass | null
378356718 | TNB | DISTRIBUTION | WP PUTRAJAYA & CYBERJAYA | Existing | VPTJ/PCE/J20051/MB | 300498425 | CLOSED | 11 kV | RYB | PE 20.05 PUSARA NEGARA F1 |  |  | PTJ20053 | [6 empty] | Pass | null
378356812 | TNB | DISTRIBUTION | WP PUTRAJAYA & CYBERJAYA | Existing | VPTJ/PCE/J20052/MB | 300501721 | CLOSED | 11 kV | RYB | PE 20.05 PUSARA NEGARA F2 |  |  | PTJ20056 | [6 empty] | Pass | null
378357009 | TNB | DISTRIBUTION | WP PUTRAJAYA & CYBERJAYA | Existing | VPTJ/PCE/J20021/MB20021 | 300281251 | CLOSED | 11 kV | RYB | PE 20.02 CREMATORIUM |  |  | PTJ20022 |  | TAMCO | GR1 | 18/09/2003 |  |  | Pass | null
378357113 | TNB | DISTRIBUTION | WP PUTRAJAYA & CYBERJAYA | Existing | VPTJ/PCE/J20031/MB20031 | 300281252 | CLOSED | 11 kV | RYB | PE 20.03 PUMP HSE |  |  | PTJ20032 |  | SCHNEIDER | RM6 | 18/08/2004 |  |  | Pass | null
378357288 | TNB | DISTRIBUTION | WP PUTRAJAYA & CYBERJAYA | Existing | VPTJ/PCE/J10141/MB10141 | 300280960 | CLOSED | 11 kV | RYB | PE 10.14 P10 A1 (F1) |  |  | PTJ10143 |  | INDKOM | ZZT | 20040112 |  |  | Pass | null
378357382 | TNB | DISTRIBUTION | WP PUTRAJAYA & CYBERJAYA | Existing | VPTJ/PCE/J10142/MB10144 | 300280961 | CLOSED | 11 kV | RYB | PE 10.14 P10 A1 (F2) |  |  | PTJ10146 |  | INDKOM | ZZT | 20040112 |  |  | Pass | null
378357487 | TNB | DISTRIBUTION | WP PUTRAJAYA & CYBERJAYA | Existing | VPTJ/PCE/J10121/MB10121 | 300280957 | CLOSED | 11 kV | RYB | PE 10.12 P10 A SEMI-D |  |  | PTJ10123 |  | INDKOM | GA | 28/08/2001 |  |  | Pass | null
378357594 | TNB | DISTRIBUTION | WP PUTRAJAYA & CYBERJAYA | Existing | VPTJ/PCE/J09011/MB09011 | 300280813 | CLOSED | 11 kV | RYB | PE 9.01 APT 4A (EFI) (F1) |  |  | PTJ09013 |  | INDKOM | ZZT | 20001110 |  |  | Pass | null
378357684 | TNB | DISTRIBUTION | WP PUTRAJAYA & CYBERJAYA | Existing | VPTJ/PCE/J09012/MB09014 | 300280814 | CLOSED | 11 kV | RYB | PE 9.01 APT 4A (EFI) (F2) |  |  | PTJ09016 |  | INDKOM | ZZT | 20001110 |  |  | Pass | null
378357775 | TNB | DISTRIBUTION | WP PUTRAJAYA & CYBERJAYA | Existing | VPTJ/PCE/J09021/MB09021 | 300280815 | CLOSED | 11 kV | RYB | PE 9.02 APT 4E (F1) |  |  | PTJ09023 |  | INDKOM | ZZT | 20001110 |  |  | Pass | null
378357875 | TNB | DISTRIBUTION | WP PUTRAJAYA & CYBERJAYA | Existing | VPTJ/PCE/J09022/MB09024 | 300280816 | CLOSED | 11 kV | RYB | PE 9.02 APT 4E (F2) |  |  | PTJ09026 |  | INDKOM | ZZT | 20001110 |  |  | Pass | null
378357974 | TNB | DISTRIBUTION | WP PUTRAJAYA & CYBERJAYA | Existing | VPTJ/PCE/J09031/MB09031 | 300280817 | CLOSED | 11 kV | RYB | PE 9.03 APT 3C (F1) |  |  | PTJ09033 |  | INDKOM | ZZT | 20000911 |  |  | Pass | null
378358067 | TNB | DISTRIBUTION | WP PUTRAJAYA & CYBERJAYA | Existing | VPTJ/PCE/J09032/MB09034 | 300280818 | CLOSED | 11 kV | RYB | PE 9.03 APT 3C (F2) |  |  | PTJ09036 |  | INDKOM | ZZT | 20000911 |  |  | Pass | null
378358165 | TNB | DISTRIBUTION | WP PUTRAJAYA & CYBERJAYA | Existing | VPTJ/PCE/J09041/MB09041 | 300280819 | CLOSED | 11 kV | RYB | PE 9.04 APT 3B (EFI) (F1) |  |  | PTJ09043 |  | INDKOM | ZZT | 20000911 |  |  | Pass | null
378358259 | TNB | DISTRIBUTION | WP PUTRAJAYA & CYBERJAYA | Existing | VPTJ/PCE/J09042/MB09044 | 300280820 | CLOSED | 11 kV | RYB | PE 9.04 APT 3B (EFI) (F2) |  |  | PTJ09046 |  | INDKOM | ZZT | 20000911 |  |  | Pass | null
378358598 | TNB | DISTRIBUTION | WP PUTRAJAYA & CYBERJAYA | Existing | VPTJ/PCE/J09061/MB09061 | 300280821 | CLOSED | 11 kV | RYB | PE 9.06 APT 2E (F1) |  |  | PTJ09063 |  | INDKOM | ZZT | 19990612 |  |  | Pass | null
378358621 | TNB | DISTRIBUTION | WP PUTRAJAYA & CYBERJAYA | Existing | VPTJ/PCE/J09062/MB09064 | 300280823 | CLOSED | 11 kV | RYB | PE 9.06 APT 2E (F2) |  |  | PTJ09066 |  | INDKOM | ZZT | 19990612 |  |  | Pass | null
378358784 | TNB | DISTRIBUTION | WP PUTRAJAYA & CYBERJAYA | Existing | VPTJ/PCE/J09071/MB09071 | 300280824 | CLOSED | 11 kV | RYB | PE 9.07 APT 2A (EFI) (F1) |  |  | PTJ09073 |  | INDKOM | ZZT | 19990612 |  |  | Pass | null
378358878 | TNB | DISTRIBUTION | WP PUTRAJAYA & CYBERJAYA | Existing | VPTJ/PCE/J09072/MB09074 | 300280825 | CLOSED | 11 kV | RYB | PE 9.07 APT 2A (EFI) (F2) |  |  | PTJ09076 |  | INDKOM | ZZT | 19990612 |  |  | Pass | null
378358981 | TNB | DISTRIBUTION | WP PUTRAJAYA & CYBERJAYA | Existing | VPTJ/PCE/J09081/MB09081 | 300280826 | CLOSED | 11 kV | RYB | PE 9.08 P9G TERES (F1) |  |  | PTJ09083 |  | INDKOM | ZZT | 21/06/1999 |  |  | Pass | null
378359072 | TNB | DISTRIBUTION | WP PUTRAJAYA & CYBERJAYA | Existing | VPTJ/PCE/J09082/MB09084 | 300280827 | CLOSED | 11 kV | RYB | PE 9.08 P9G TERES (F2) |  |  | PTJ09086 |  | INDKOM | ZZT | 21/06/1999 |  |  | Pass | null
378359165 | TNB | DISTRIBUTION | WP PUTRAJAYA & CYBERJAYA | Existing | VPTJ/PCE/J09091/MB09091 | 300280828 | CLOSED | 11 kV | RYB | PE 9.09 APT A1 (EFI) (F1) |  |  | PTJ09093 |  | INDKOM | ZZT | 19990412 |  |  | Pass | null
378359259 | TNB | DISTRIBUTION | WP PUTRAJAYA & CYBERJAYA | Existing | VPTJ/PCE/J09092/MB09094 | 300280829 | CLOSED | 11 kV | RYB | PE 9.09 APT A1 (EFI) (F2) |  |  | PTJ09096 |  | INDKOM | ZZT | 19990412 |  |  | Pass | null
378359361 | TNB | DISTRIBUTION | WP PUTRAJAYA & CYBERJAYA | Existing | VPTJ/PCE/J09101/MB09101 | 300280830 | CLOSED | 11 kV | RYB | PE 9.10 PS 1 |  |  | PTJ09103 |  | INDKOM | ZZT | 13/12/1999 |  |  | Pass | null
378359465 | TNB | DISTRIBUTION | WP PUTRAJAYA & CYBERJAYA | Existing | VPTJ/PCE/J09151/MB09151 | 300280839 | CLOSED | 11 kV | RYB | PE 9.15 APT 6D (EFI) (F1) |  |  | PTJ09153 |  | INDKOM | ZZT | 20021207 |  |  | Pass | null
378359548 | TNB | DISTRIBUTION | WP PUTRAJAYA & CYBERJAYA | Existing | VPTJ/PCE/J09152/MB09154 | 300280840 | CLOSED | 11 kV | RYB | PE 9.15 APT 6D (EFI) (F2) |  |  | PTJ09156 |  | INDKOM | ZZT | 20021207 |  |  | Pass | null
378359640 | TNB | DISTRIBUTION | WP PUTRAJAYA & CYBERJAYA | Existing | VPTJ/PCE/J09161/MB09161 | 300280841 | CLOSED | 11 kV | RYB | PE 9.16 APT 6F (F1) |  |  | PTJ09163 |  | INDKOM | ZZT | 20021207 |  |  | Pass | null
378359736 | TNB | DISTRIBUTION | WP PUTRAJAYA & CYBERJAYA | Existing | VPTJ/PCE/J09162/MB09164 | 300280842 | CLOSED | 11 kV | RYB | PE 9.16 APT 6F (F2) |  |  | PTJ09166 |  | INDKOM | ZZT | 20021207 |  |  | Pass | null
378359838 | TNB | DISTRIBUTION | WP PUTRAJAYA & CYBERJAYA | Existing | VPTJ/PCE/J09171/MB09171 | 300280843 | CLOSED | 11 kV | RYB | PE 9.17 APT 5A (EFI) (F1) |  |  | PTJ09173 |  | INDKOM | ZZT | 20021207 |  |  | Pass | null
378359863 | TNB | DISTRIBUTION | WP PUTRAJAYA & CYBERJAYA | Existing | VPTJ/PCE/J09172/MB09174 | 300280844 | CLOSED | 11 kV | RYB | PE 9.17 APT 5A (EFI) (F2) |  |  | PTJ09176 |  | INDKOM | ZZT | 20021207 |  |  | Pass | null
378360024 | TNB | DISTRIBUTION | WP PUTRAJAYA & CYBERJAYA | Existing | VPTJ/PCE/J09181/MB09181 | 300280845 | CLOSED | 11 kV | RYB | PE 9.18 APT 5C (F1) |  |  | PTJ09183 |  | INDKOM | ZZT | 20021207 |  |  | Pass | null
378360047 | TNB | DISTRIBUTION | WP PUTRAJAYA & CYBERJAYA | Existing | VPTJ/PCE/J09182/MB09184 | 300280846 | CLOSED | 11 kV | RYB | PE 9.18 APT 5C (F2) |  |  | PTJ09186 |  | INDKOM | ZZT | 20021207 |  |  | Pass | null
378360206 | TNB | DISTRIBUTION | WP PUTRAJAYA & CYBERJAYA | Existing | VPTJ/PCE/J09111/MB09111 | 300280831 | CLOSED | 11 kV | RYB | PE 9.11 KLINIK (F1) |  |  | PTJ09113 |  | INDKOM | ZZT | 15/02/1999 |  |  | Pass | null
378360229 | TNB | DISTRIBUTION | WP PUTRAJAYA & CYBERJAYA | Existing | VPTJ/PCE/J09112/MB09114 | 300280832 | CLOSED | 11 kV | RYB | PE 9.11 KLINIK (F2) |  |  | PTJ09116 |  | INDKOM | ZZT | 15/02/1999 |  |  | Pass | null
378360390 | TNB | DISTRIBUTION | WP PUTRAJAYA & CYBERJAYA | Existing | VPTJ/PCE/J09122/MB09124 | 300280834 | CLOSED | 11 kV | RYB | PE 9.12 SEK REN (F2) |  |  | PTJ09126 |  | INDKOM | ZZT | 16/10/1999 |  |  | Pass | null
378360481 | TNB | DISTRIBUTION | WP PUTRAJAYA & CYBERJAYA | Existing | VPTJ/PCE/J09121/MB09121 | 300280833 | CLOSED | 11 kV | RYB | PE 9.12 SEK REN (F1) |  |  | PTJ09123 |  | INDKOM | ZZT | 16/10/1999 |  |  | Pass | null
378360574 | TNB | DISTRIBUTION | WP PUTRAJAYA & CYBERJAYA | Existing | VPTJ/PCE/J09131/MB09131 | 300280837 | CLOSED | 11 kV | RYB | PE 9.13 SEK MEN (EFI) (F1) |  |  | PTJ09133 |  | INDKOM | ZZT | 20021101 |  |  | Pass | null
378360668 | TNB | DISTRIBUTION | WP PUTRAJAYA & CYBERJAYA | Existing | VPTJ/PCE/J09132/MB09134 | 300280838 | CLOSED | 11 kV | RYB | PE 9.13 SEK MEN (EFI) (F2) |  |  | PTJ09136 |  | INDKOM | ZZT | 20021101 |  |  | Pass | null
378360770 | TNB | DISTRIBUTION | WP PUTRAJAYA & CYBERJAYA | Existing | VPTJ/PCE/J09271/MB09271 | 300280858 | CLOSED | 11 kV | RYB | PE 9.27 APT 11A (F1) |  |  | PTJ09272 |  | ABB | IEC 298 | 20030812 |  |  | Pass | null
378360864 | TNB | DISTRIBUTION | WP PUTRAJAYA & CYBERJAYA | Existing | VPTJ/PCE/J09272/MB09274 | 300280859 | CLOSED | 11 kV | RYB | PE 9.27 APT 11A (F2) |  |  | PTJ09275 |  | ABB | IEC 298 | 20030812 |  |  | Pass | null
378360964 | TNB | DISTRIBUTION | WP PUTRAJAYA & CYBERJAYA | Existing | VPTJ/PCE/J09281/MB09281 | 300280860 | CLOSED | 11 kV | RYB | PE 9.28 APT 11C (EFI) (F1) |  |  | PTJ09282 |  | ABB | IEC 298 | 20030812 |  |  | Pass | null
378361060 | TNB | DISTRIBUTION | WP PUTRAJAYA & CYBERJAYA | Existing | VPTJ/PCE/J09282/MB09284 | 300280861 | CLOSED | 11 kV | RYB | PE 9.28 APT 11C (EFI) (F2) |  |  | PTJ09285 |  | TAMCO | RM6 | 20030812 |  |  | Pass | null
378361160 | TNB | DISTRIBUTION | WP PUTRAJAYA & CYBERJAYA | Existing | VPTJ/PCE/J07031/MB07031 | 300281276 | CLOSED | 11 kV | RYB | PE 7.03 STESEN PAM PS3 |  |  | PTJ07033 |  | INDKOM | ZZT | 27/07/1999 |  |  | Pass | null
378361324 | TNB | DISTRIBUTION | WP PUTRAJAYA & CYBERJAYA | Existing | VPTJ/PCE/J08241/MB08241 | 300280810 | CLOSED | 11 kV | RYB | PE 8.24 SERI SAUJANA (BR 8) |  |  | PTJ08242 |  | MERLIN GERIN | RM6 | 23/01/2003 |  |  | Pass | null
378361366 | TNB | DISTRIBUTION | WP PUTRAJAYA & CYBERJAYA | Existing | VPTJ/PCE/J08151/MB08151 | 300280799 | CLOSED | 11 kV | RYB | PE 8.15 RD2A L. SENTOSA |  |  | PTJ08153 |  | INDKOM | ZZT | 19990807 |  |  | Pass | null
378361457 | TNB | DISTRIBUTION | WP PUTRAJAYA & CYBERJAYA | Existing | VPTJ/PCE/J08011/MB08011 | 300280777 | CLOSED | 11 kV | RYB | PE 8.01 PS 10 (EFI) (F1) |  |  | PTJ08013 |  | INDKOM | ZZT | 23/07/1999 |  |  | Pass | null
378366358 | TNB | DISTRIBUTION | WP PUTRAJAYA & CYBERJAYA | Existing | VPTJ/PCE/J16301/MB16301 | 300454871 | CLOSED | 11 kV | RYB | PE 16.30 PERUMAHAN P16A (F1) |  |  | PTJ16303 |  | INDKOM | INS24 |  |  |  | Pass | null
378366464 | TNB | DISTRIBUTION | WP PUTRAJAYA & CYBERJAYA | Existing | VPTJ/PCE/J16302/MB16301 | 300454878 | CLOSED | 11 kV | RYB | PE 16.30 PERUMAHAN P16A (F2) |  |  | PTJ16305 |  | SCHNEIDER | NE-2iQ |  |  |  | Pass | null
378366620 | TNB | DISTRIBUTION | WP PUTRAJAYA & CYBERJAYA | Existing | VPTJ/PCE/J16281/MB16281 | 300281198 | CLOSED | 11 kV | RYB | PE 16.28 TAMAN WARISAN (F1) |  |  | PTJ16283 |  | INDKOM | ZZT | 20020112 |  |  | Pass | null
378366714 | TNB | DISTRIBUTION | WP PUTRAJAYA & CYBERJAYA | Existing | VPTJ/PCE/J16282/MB16284 | 300281199 | CLOSED | 11 kV | RYB | PE 16.28 TAMAN WARISAN (F2) |  |  | PTJ16286 |  | INDKOM | ZZT | 20020112 |  |  | Pass | null
378366818 | TNB | DISTRIBUTION | WP PUTRAJAYA & CYBERJAYA | Existing | VPTJ/PCE/J16061/MB16061 | 300281177 | CLOSED | 11 kV | RYB | PE 16.06 SEK REN F2 (F1) |  |  | PTJ16063 |  | INDKOM | ZZT | 16/02/2004 |  |  | Pass | null
378366914 | TNB | DISTRIBUTION | WP PUTRAJAYA & CYBERJAYA | Existing | VPTJ/PCE/J16062/MB16064 | 300281178 | CLOSED | 11 kV | RYB | PE 16.06 SEK REN F2 (F2) |  |  | PTJ16066 |  | INDKOM | ZZT | 16/02/2004 |  |  | Pass | null
378367015 | TNB | DISTRIBUTION | WP PUTRAJAYA & CYBERJAYA | Existing | VPTJ/PCE/J16071/MB16071 | 300281179 | CLOSED | 11 kV | RYB | PE 16.07 22 UNIT TERES (EFI) (F1) |  |  | PTJ16073 |  | INDKOM | ZZT | 20091008 |  |  | Pass | null
378367111 | TNB | DISTRIBUTION | WP PUTRAJAYA & CYBERJAYA | Existing | VPTJ/PCE/J16072/MB16074 | 300281180 | CLOSED | 11 kV | RYB | PE 16.07 22 UNIT TERES (EFI) (F2) |  |  | PTJ16076 |  | INDKOM | ZZT | 20091108 |  |  | Pass | null
378367217 | TNB | DISTRIBUTION | WP PUTRAJAYA & CYBERJAYA | Existing | VPTJ/PCE/J16292/MB16294 | 300281201 | CLOSED | 11 kV | RYB | PE 16.29 25 UNIT (EFI) (F2) |  |  | PTJ16296 |  | INDKOM | ZZT | 20091108 |  |  | Pass | null
378367311 | TNB | DISTRIBUTION | WP PUTRAJAYA & CYBERJAYA | Existing | VPTJ/PCE/J16291/MB16291 | 300281200 | CLOSED | 11 kV | RYB | PE 16.29 25 UNIT (EFI) (F1) |  |  | PTJ16293 |  | INDKOM | ZZT | 20091008 |  |  | Pass | null
378367536 | TNB | DISTRIBUTION | WP PUTRAJAYA & CYBERJAYA | Existing | VPTJ/PCE/J16271/MB16271 | 300281197 | CLOSED | 11 kV | RYB | PE 16.27 UPPER BISA |  |  | PTJ16273 |  | INDKOM | ZZT | 19/04/2000 |  |  | Pass | null
378367632 | TNB | DISTRIBUTION | WP PUTRAJAYA & CYBERJAYA | Existing | VPTJ/PCE/J16141/MB16141 | 300281181 | CLOSED | 11 kV | RYB | PE 16.14 SEMI D (EFI) (F1) |  |  | PTJ16143 |  | INDKOM | ZZT | 13/01/2002 |  |  | Pass | null
378367726 | TNB | DISTRIBUTION | WP PUTRAJAYA & CYBERJAYA | Existing | VPTJ/PCE/J16142/MB16144 | 300281182 | CLOSED | 11 kV | RYB | PE 16.14 SEMI D (EFI) (F2) |  |  | PTJ16146 |  | INDKOM | ZZT | 13/01/2002 |  |  | Pass | null
378367830 | TNB | DISTRIBUTION | WP PUTRAJAYA & CYBERJAYA | Existing | VPTJ/PCE/J16161/MB16161 | 300281185 | CLOSED | 11 kV | RYB | PE 16.16 PUSAT KEJIRANAN (F1) |  |  | PTJ16163 |  | INDKOM | ZZT | 27/02/2002 |  |  | Pass | null
378367924 | TNB | DISTRIBUTION | WP PUTRAJAYA & CYBERJAYA | Existing | VPTJ/PCE/J16162/MB16164 | 300281186 | CLOSED | 11 kV | RYB | PE 16.16 PUSAT KEJIRANAN (F2) |  |  | PTJ16166 |  | INDKOM | ZZT | 27/02/2002 |  |  | Pass | null
378368185 | TNB | DISTRIBUTION | WP PUTRAJAYA & CYBERJAYA | Existing | VPTJ/PCE/J01242/MB01244 | 300280435 | CLOSED | 11 kV | RYB | PE 1.24 BOT PUMP (F2) |  |  | PTJ01246 |  | INDKOM | ZZT | 24/08/2000 |  |  | Pass | null
378368283 | TNB | DISTRIBUTION | WP PUTRAJAYA & CYBERJAYA | Existing | VPTJ/PCE/J01241/MB01241 | 300280434 | CLOSED | 11 kV | RYB | PE 1.24 BOT PUMP (F1) |  |  | PTJ01243 |  | INDKOM | ZZT | 24/08/2000 |  |  | Pass | null
378368386 | TNB | DISTRIBUTION | WP PUTRAJAYA & CYBERJAYA | Existing | VPTJ/PCE/J01251/MB01251 | 300280436 | CLOSED | 11 kV | RYB | PE 1.25 BOT ADMIN (F1) |  |  | PTJ01253 |  | INDKOM | ZZT | 24/08/2000 |  |  | Pass | null
378368482 | TNB | DISTRIBUTION | WP PUTRAJAYA & CYBERJAYA | Existing | VPTJ/PCE/J01252/MB01254 | 300280437 | CLOSED | 11 kV | RYB | PE 1.25 BOT ADMIN (F2) |  |  | PTJ01256 |  | INDKOM | ZZT | 24/08/2000 |  |  | Pass | null
378368611 | TNB | DISTRIBUTION | WP PUTRAJAYA & CYBERJAYA | Existing | VPTJ/PCE/J01601/MB01601 | 300280593 | CLOSED | 11 kV | RYB | PE 1.60 L/S TPP |  |  | PTJ01602 |  | MERLIN GERIN | RM6 | 16/07/2003 |  |  | Pass | null
378368769 | TNB | DISTRIBUTION | WP PUTRAJAYA & CYBERJAYA | Existing | VPTJ/PCE/J01341/MB01341 | 300280441 | CLOSED | 11 kV | RYB | PE 1.34 PROMENADE |  |  | PTJ01342 |  | TAMCO | GR1 | 19991211 |  |  | Pass | null
378368877 | TNB | DISTRIBUTION | WP PUTRAJAYA & CYBERJAYA | Existing | VPTJ/PCE/J15031/MB15031 | 300281145 | CLOSED | 11 kV | RYB | PE 15.03 WR 3 |  |  | PTJ15032 |  | SCHNEIDER | RM6 | 20/01/2000 |  |  | Pass | null
378368983 | TNB | DISTRIBUTION | WP PUTRAJAYA & CYBERJAYA | Existing | VPTJ/PCE/J15041/MB15041 | 300281146 | CLOSED | 11 kV | RYB | PE 15.04 STABLE KOMPLEKS |  |  | PTJ15042 |  | MERLIN GERIN | RM 6 | 19900101 |  |  | Pass | null
378369089 | TNB | DISTRIBUTION | WP PUTRAJAYA & CYBERJAYA | Existing | VPTJ/PCE/J01671/MB01671 | 310308944 | CLOSED | 11 kV | RYB | SS 1.67 TEMP PARCEL F |  |  | PTJ01673 |  | INDKOM | INS24 ZZTID |  |  |  | Pass | null
378369315 | TNB | DISTRIBUTION | WP PUTRAJAYA & CYBERJAYA | Existing | VPTJ/PCE/J12031/MB12031 | 310338762 | CLOSED | 11 kV | RYB | PE 12.03 SPINE ROAD NO 1 |  |  | PTJ12033 |  | INDKOM | INS24 |  |  |  | Pass | null
378369692 | TNB | DISTRIBUTION | WP PUTRAJAYA & CYBERJAYA | Existing | VPTJ/PCE/J17041/MB17041 | 300281204 | CLOSED | 11 kV | RYB | PE 17.04 RK 1-1 (F1) |  |  | PTJ17043 |  | TAMCO | GR2 | 13/03/2007 |  |  | Pass | null
378369693 | TNB | DISTRIBUTION | WP PUTRAJAYA & CYBERJAYA | Existing | VPTJ/PCE/J17041/MB17041 | 300281204 | CLOSED | 11 kV | RYB | PE 17.04 RK 1-1 (F1) |  |  | PTJ17042 |  | TAMCO | GR2 | 13/03/2007 |  |  | Pass | null
378369908 | TNB | DISTRIBUTION | WP PUTRAJAYA & CYBERJAYA | Existing | VPTJ/PCE/J17042/MB17044 | 300281205 | CLOSED | 11 kV | RYB | PE 17.04 RK 1-1 (F2) |  |  | PTJ17046 |  | TAMCO | GR1 | 13/03/2007 |  |  | Pass | null
378369909 | TNB | DISTRIBUTION | WP PUTRAJAYA & CYBERJAYA | Existing | VPTJ/PCE/J17042/MB17044 | 300281205 | CLOSED | 11 kV | RYB | PE 17.04 RK 1-1 (F2) |  |  | PTJ17047 |  | TAMCO | GR1 | 13/03/2007 |  |  | Pass | null
378370083 | TNB | DISTRIBUTION | WP PUTRAJAYA & CYBERJAYA | Existing | VPTJ/PCE/J17051/MB17051 | 300281206 | CLOSED | 11 kV | RYB | PE 17.05 RK 1-2 (F1) |  |  | PTJ17052 |  | TAMCO | GR1 | 13/03/2007 |  |  | Pass | null
378370084 | TNB | DISTRIBUTION | WP PUTRAJAYA & CYBERJAYA | Existing | VPTJ/PCE/J17051/MB17051 | 300281206 | CLOSED | 11 kV | RYB | PE 17.05 RK 1-2 (F1) |  |  | PTJ17053 |  | TAMCO | GR1 | 13/03/2007 |  |  | Pass | null
378383240 | TNB | DISTRIBUTION | WP PUTRAJAYA & CYBERJAYA | Existing | VCBJ/PCE/J21841/MB21841 | 300452904 | CLOSED | 11 kV | RYB | PE 21.84 GLOMAC |  |  | CBJ21843 |  | INDKOM | ZZT I/D |  | TX1-1000KVA |  | Pass | null
378383241 | TNB | DISTRIBUTION | WP PUTRAJAYA & CYBERJAYA | Existing | VCBJ/PCE/J21841/MB21841 | 300452904 | CLOSED | 11 kV | RYB | PE 21.84 GLOMAC |  |  | CBJ21844 |  | INDKOM | ZZT I/D |  | TX2-1000KVA |  | Pass | null
378383405 | TNB | DISTRIBUTION | WP PUTRAJAYA & CYBERJAYA | Existing | VCBJ/PCE/J23141/MB23141 | 300485608 | CLOSED | 11 kV | RYB | PE 23.14 GLOMAC 2B |  |  | CBJ23143 |  |  | INS 24 | 30/11/2014 | TX-1000KVA |  | Pass | null
378383514 | TNB | DISTRIBUTION | WP PUTRAJAYA & CYBERJAYA | Existing | VCBJ/PCE/J23131/MB23131 | 300485222 | CLOSED | 11 kV | RYB | PE 23.13 GLOMAC 2A |  |  | CBJ23133 |  |  | INS 24 | 29/11/2014 | TX-1000KVA |  | Pass | null
378383818 | TNB | DISTRIBUTION | WP PUTRAJAYA & CYBERJAYA | Existing | VCBJ/PCE/J23281/MB1 | 310338782 | CLOSED | 11 kV | RYB | PE 23.28 SITE OFFICE PERSONA METRO |  |  | CBJ23283 |  | TAMCO |  |  | TX-1000KVA |  | Pass | null
378384019 | TNB | DISTRIBUTION | WP PUTRAJAYA & CYBERJAYA | Existing | VCBJ/PCE/J21601/MB21601 | 300280631 | CLOSED | 11 kV | RYB | PE 21.60 PADAT PPN CJ7 |  |  | CBJ21602 |  | INDKOM | ZZT | 28/10/2008 | TX-1000KVA |  | Pass | null
378384127 | TNB | DISTRIBUTION | WP PUTRAJAYA & CYBERJAYA | Existing | VCBJ/PCE/J22101/MB22101 | 300280576 | CLOSED | 11 kV | RYB | PE 22.10 D' MELOR F1 |  |  | CBJ22103 |  | INDKOM | ZZT | 24/03/2001 | TX1-1000KVA |  | Pass | null
378384150 | TNB | DISTRIBUTION | WP PUTRAJAYA & CYBERJAYA | Existing | VCBJ/PCE/J22102/MB22104 | 300280578 | CLOSED | 11 kV | RYB | PE 22.10 D' MELOR F2 |  |  | CBJ22106 |  | INDKOM | ZZT | 24/03/2001 | TX2-1000KVA |  | Pass | null
378384343 | TNB | DISTRIBUTION | WP PUTRAJAYA & CYBERJAYA | Existing | VCBJ/PCE/J21141/MB21141 | 300281033 | CLOSED | 11 kV | RYB | PE 21.14 PUSAT REKREASI SMART HOME F1 |  |  | CBJ21143 |  | INDKOM | ZZT | 20030506 | TX1-1000KVA |  | Pass | null
378384366 | TNB | DISTRIBUTION | WP PUTRAJAYA & CYBERJAYA | Existing | VCBJ/PCE/J21142/MB21144 | 300281032 | CLOSED | 11 kV | RYB | PE 21.14 PUSAT REKREASI SMART HOME F2 |  |  | CBJ21146 |  | INDKOM | ZZT | 20030506 | TX2-1000KVA |  | Pass | null
378384718 | TNB | DISTRIBUTION | WP PUTRAJAYA & CYBERJAYA | Existing | VCBJ/PCE/J21161/MB21161 | 300281028 | CLOSED | 11 kV | RYB | PE 21.16 SMART HOMES F1 |  |  | CBJ21163 |  | INDKOM | ZZT | 27/09/2004 | TX1-1000KVA |  | Pass | null
378384741 | TNB | DISTRIBUTION | WP PUTRAJAYA & CYBERJAYA | Existing | VCBJ/PCE/J21162/MB21164 | 300281027 | CLOSED | 11 kV | RYB | PE 21.16 SMART HOMES F2 |  |  | CBJ21166 |  | INDKOM | ZZT | 27/09/2004 | TX2-1000KVA |  | Pass | null
378385410 | TNB | DISTRIBUTION | WP PUTRAJAYA & CYBERJAYA | Existing | VCBJ/PCE/J21181/MB21181 | 300281024 | CLOSED | 11 kV | RYB | PE 21.18 CONDO A1 CYBERIA F1 |  |  | CBJ21183 |  | INDKOM | ZZT | 25/11/2001 | TX1-1000KVA |  | Pass | null
378385433 | TNB | DISTRIBUTION | WP PUTRAJAYA & CYBERJAYA | Existing | VCBJ/PCE/J21182/MB21184 | 300281023 | CLOSED | 11 kV | RYB | PE 21.18 CONDO A1 CYBERIA F2 |  |  | CBJ21186 |  | INDKOM | ZZT | 25/11/2001 | TX2-1000KVA |  | Pass | null
378385600 | TNB | DISTRIBUTION | WP PUTRAJAYA & CYBERJAYA | Existing | VCBJ/PCE/J21172/MB21174 | 300281025 | CLOSED | 11 kV | RYB | PE 21.17 CONDO A3 CYBERIA F2 |  |  | CBJ21176 |  | INDKOM | ZZT | 25/11/2001 | TX2-1000KVA |  | Pass | null
378385686 | TNB | DISTRIBUTION | WP PUTRAJAYA & CYBERJAYA | Existing | VCBJ/PCE/J21171/MB21171 | 300281026 | CLOSED | 11 kV | RYB | PE 21.17 CONDO A3 CYBERIA F1 |  |  | CBJ21173 |  | INDKOM | ZZT | 25/11/2001 | TX1-1000KVA |  | Pass | null
378385781 | TNB | DISTRIBUTION | WP PUTRAJAYA & CYBERJAYA | Existing | VCBJ/PCE/J21492/MB21494 | 300280971 | CLOSED | 11 kV | RYB | PE 21.49 CONDO B2 F2 |  |  | CBJ21496 |  | INDKOM | ZZT | 20040801 | TX2-1000KVA |  | Pass | null
378385873 | TNB | DISTRIBUTION | WP PUTRAJAYA & CYBERJAYA | Existing | VCBJ/PCE/J21491/MB21491 | 300280976 | CLOSED | 11 kV | RYB | PE 21.49 CONDO B2 F1 |  |  | CBJ21493 |  | INDKOM | ZZT | 20040801 | TX1-1000KVA |  | Pass | null
378385969 | TNB | DISTRIBUTION | WP PUTRAJAYA & CYBERJAYA | Existing | VCBJ/PCE/J21512/MB21514 | 300280967 | CLOSED | 11 kV | RYB | PE 21.51 CONDO C1 F2 |  |  | CBJ21516 |  | INDKOM | ZZT | 20040510 | TX2-1000KVA |  | Pass | null
378386060 | TNB | DISTRIBUTION | WP PUTRAJAYA & CYBERJAYA | Existing | VCBJ/PCE/J21511/MB21511 | 300280970 | CLOSED | 11 kV | RYB | PE 21.51 CONDO C1 F1 |  |  | CBJ21513 |  | INDKOM | ZZT | 20040510 | TX1-1000KVA |  | Pass | null
378386164 | TNB | DISTRIBUTION | WP PUTRAJAYA & CYBERJAYA | Existing | VCBJ/PCE/J21522/MB21524 | 300280962 | CLOSED | 11 kV | RYB | PE 21.52 CONDO C3 F2 |  |  | CBJ21526 |  | INDKOM | ZZT | 20040510 | TX2-1000KVA |  | Pass | null
378386260 | TNB | DISTRIBUTION | WP PUTRAJAYA & CYBERJAYA | Existing | VCBJ/PCE/J21521/MB21521 | 300280965 | CLOSED | 11 kV | RYB | PE 21.52 CONDO C3 F1 |  |  | CBJ21523 |  | INDKOM | ZZT | 20040510 | TX1-1000KVA |  | Pass | null
378386385 | TNB | DISTRIBUTION | WP PUTRAJAYA & CYBERJAYA | Existing | VCBJ/PCE/J25051/MB25051 | 310371337 | CLOSED | 11 kV | RYB | PE 25.05 HOSTEL BLOK 1D |  |  | CBJ25053 |  | INDKOM | INS24 |  | TX1-1000KVA |  | Pass | null
378386386 | TNB | DISTRIBUTION | WP PUTRAJAYA & CYBERJAYA | Existing | VCBJ/PCE/J25051/MB25051 | 310371337 | CLOSED | 11 kV | RYB | PE 25.05 HOSTEL BLOK 1D |  |  | CBJ25054 |  | INDKOM | INS24 |  | TX2-1000KVA |  | Pass | null
378386556 | TNB | DISTRIBUTION | WP PUTRAJAYA & CYBERJAYA | Existing | VCBJ/PCE/J25041/MB25041 | 310339238 | CLOSED | 11 kV | RYB | PE 25.04 HOSTEL BLOK 1C |  |  | CBJ25043 |  | INDKOM |  |  | TX1-1000KVA |  | Pass | null
378386557 | TNB | DISTRIBUTION | WP PUTRAJAYA & CYBERJAYA | Existing | VCBJ/PCE/J25041/MB25041 | 310339238 | CLOSED | 11 kV | RYB | PE 25.04 HOSTEL BLOK 1C |  |  | CBJ25044 |  | INDKOM |  |  | TX2-1000KVA |  | Pass | null
378386767 | TNB | DISTRIBUTION | WP PUTRAJAYA & CYBERJAYA | Existing | VCBJ/PCE/J25031/MB25031 | 300453483 | CLOSED | 11 kV | RYB | PE 25.03 HOSTEL BLOK 1B |  |  | CBJ25033 |  | INDKOM | INS24 |  | TX1-1000KVA |  | Pass | null
378386861 | TNB | DISTRIBUTION | WP PUTRAJAYA & CYBERJAYA | Existing | VCBJ/PCE/J25021/MB25021 | 300454737 | CLOSED | 11 kV | RYB | PE 25.02 HOSTEL BLOK 1A |  |  | CBJ25023 |  | INDKOM | INS24 |  | TX1-1000KVA |  | Pass | null
378386959 | TNB | DISTRIBUTION | WP PUTRAJAYA & CYBERJAYA | Existing | VCBJ/PCE/J23031/MB23031 | 300454682 | CLOSED | 11 kV | RYB | PE 23.03 MUTIARA VILLE 1 |  |  | CBJ23033 |  | INDKOM | ZZT |  | TX-1000KVA |  | Pass | null
378387053 | TNB | DISTRIBUTION | WP PUTRAJAYA & CYBERJAYA | Existing | VCBJ/PCE/J23041/MB23041 | 300454734 | CLOSED | 11 kV | RYB | PE 23.04 MUTIARA VILLE 2 |  |  | CBJ23043 |  | INDKOM | ZZT |  | TX-1000KVA |  | Pass | null
378387224 | TNB | DISTRIBUTION | WP PUTRAJAYA & CYBERJAYA | Existing | VCBJ/PCE/J23011/MB23011 | 300280382 | CLOSED | 11 kV | RYB | PE 23.01 PS 2-9 F1 |  |  | CBJ23012 |  | TAMCO | ID-0233 | 20061212 | TX1-1000KVA |  | Pass | null
378387247 | TNB | DISTRIBUTION | WP PUTRAJAYA & CYBERJAYA | Existing | VCBJ/PCE/J23012/MB23014 | 300280383 | CLOSED | 11 kV | RYB | PE 23.01 PS 2-9 F2 |  |  | CBJ23015 |  | TAMCO | ID-0235 | 20061212 | TX2-1000KVA |  | Pass | null
378400221 | TNB | DISTRIBUTION | WP PUTRAJAYA & CYBERJAYA | Existing | VPTJ/PCE/J11211/MB11211 | 300281039 | CLOSED | 11 kV | RYB | PE 11.21 PUSAT KEJIRANAN (F1) |  |  | PTJ11215 |  | TAMCO | GR1 | 30/05/2006 |  |  | Pass | null
378400302 | TNB | DISTRIBUTION | WP PUTRAJAYA & CYBERJAYA | Existing | VPTJ/PCE/J11212/MB11214 | 300281041 | CLOSED | 11 kV | RYB | PE 11.21 PUSAT KEJIRANAN (F2) |  |  | PTJ11212 |  | TAMCO | GR1 | 30/05/2006 |  |  | Pass | null
378400386 | TNB | DISTRIBUTION | WP PUTRAJAYA & CYBERJAYA | Existing | VPTJ/PCE/J11381/MB11381 | 300281070 | CLOSED | 11 kV | RYB | PE 11.38 PS 13 |  |  | PTJ11382 |  | MERLIN GERIN | RM 6 | 26/08/2004 |  |  | Pass | null
378400479 | TNB | DISTRIBUTION | WP PUTRAJAYA & CYBERJAYA | Existing | VPTJ/PCE/J11391/MB11391 | 300281071 | CLOSED | 11 kV | RYB | PE 11.39 BLOK A |  |  | PTJ11393 |  | INDKOM | ZZT | 17/08/2004 |  |  | Pass | null
378404468 | TNB | DISTRIBUTION | WP PUTRAJAYA & CYBERJAYA | Existing | VPTJ/PCE/J01371/MB01371 | 300280451 | CLOSED | 11 kV | RYB | PE 1.37 E16 ANJUNG (F1) |  |  | PTJ01373 |  | INDKOM | ZZT | 20/01/2001 |  |  | Pass | null
378404562 | TNB | DISTRIBUTION | WP PUTRAJAYA & CYBERJAYA | Existing | VPTJ/PCE/J01372/MB01374 | 300280454 | CLOSED | 11 kV | RYB | PE 1.37 E16 ANJUNG (F2) |  |  | PTJ01376 |  | INDKOM | ZZT | 20/01/2001 |  |  | Pass | null
378405030 | TNB | DISTRIBUTION | WP PUTRAJAYA & CYBERJAYA | Existing | VPTJ/PCE/J01561/MB01561 | 300280571 | CLOSED | 11 kV | RYB | PE 1.56 SEK.MEN. A/SHAH (F1) |  |  | PTJ01563 |  | INDKOM | ZZT | 20030801 |  |  | Pass | null
378405124 | TNB | DISTRIBUTION | WP PUTRAJAYA & CYBERJAYA | Existing | VPTJ/PCE/J01562/MB01564 | 300280574 | CLOSED | 11 kV | RYB | PE 1.56 SEK.MEN. A/SHAH (F2) |  |  | PTJ01566 |  | INDKOM | ZZT | 20030801 |  |  | Pass | null
378405220 | TNB | DISTRIBUTION | WP PUTRAJAYA & CYBERJAYA | Existing | VPTJ/PCE/J01571/MB01571 | 300280577 | CLOSED | 11 kV | RYB | PE 1.57 SEK.MEN. A/SHAH (F1) |  |  | PTJ01573 |  | INDKOM | ZZT | 20030801 |  |  | Pass | null
378405316 | TNB | DISTRIBUTION | WP PUTRAJAYA & CYBERJAYA | Existing | VPTJ/PCE/J01572/MB01574 | 300280579 | CLOSED | 11 kV | RYB | PE 1.57 SEK.MEN. A/SHAH (F2) |  |  | PTJ01576 |  | INDKOM | ZZT | 20030801 |  |  | Pass | null
378405566 | TNB | DISTRIBUTION | WP PUTRAJAYA & CYBERJAYA | Existing | VPTJ/PCE/J01531/MB01531 | 300280554 | CLOSED | 11 kV | RYB | PE 1.53 NORTH DEPT (F1) |  |  | PTJ01534 |  | INDKOM | GA | 20041001 |  |  | Pass | null
378405671 | TNB | DISTRIBUTION | WP PUTRAJAYA & CYBERJAYA | Existing | VPTJ/PCE/J01541/MB01541 | 300280559 | CLOSED | 11 kV | RYB | PE 1.54 SOUTH DEPT (F1) |  |  | PTJ01544 |  | INDKOM | ZZZT | 20041001 |  |  | Pass | null
378405934 | TNB | DISTRIBUTION | WP PUTRAJAYA & CYBERJAYA | Existing | VPTJ/PCE/J01381/MB01381 | 300280461 | CLOSED | 11 kV | RYB | PE 1.38 TAMAN PUTRA PERDANA (F1) |  |  | PTJ01384 |  | INDKOM | ZZT | 24/08/2000 |  |  | Pass | null
378406037 | TNB | DISTRIBUTION | WP PUTRAJAYA & CYBERJAYA | Existing | VPTJ/PCE/J01382/MB01385 | 300280462 | CLOSED | 11 kV | RYB | PE 1.38 TAMAN PUTRA PERDANA (F2) |  |  | PTJ01387 |  | INDKOM | ZZT | 24/08/2000 |  |  | Pass | null
378406348 | TNB | DISTRIBUTION | WP PUTRAJAYA & CYBERJAYA | Existing | VPTJ/PCE/J15221/MB15221 | 300281157 | CLOSED | 11 kV | RYB | PE 15.22 PADAT WR 6 |  |  | PTJ15222 |  | SCHNEIDER | RM6 | 27/08/2005 |  |  | Pass | null
378406546 | TNB | DISTRIBUTION | WP PUTRAJAYA & CYBERJAYA | Existing | VPTJ/PCE/J15452/MB15454 | 300281172 | CLOSED | 11 kV | RYB | PE 15.45 Blok C1 15-12B (F2) |  |  | PTJ15456 |  | INDKOM | ZZT | 20091010 |  |  | Pass | null
378406640 | TNB | DISTRIBUTION | WP PUTRAJAYA & CYBERJAYA | Existing | VPTJ/PCE/J15451/MB15451 | 300281171 | CLOSED | 11 kV | RYB | PE 15.45 Blok C1 15-12B (F1) |  |  | PTJ15453 |  | INDKOM | ZZT | 20091010 |  |  | Pass | null
378406734 | TNB | DISTRIBUTION | WP PUTRAJAYA & CYBERJAYA | Existing | VPTJ/PCE/J15461/MB15461 | 300281173 | CLOSED | 11 kV | RYB | PE 15.46 Blok C2 15-12B (F1) |  |  | PTJ15462 |  | EPE | VRN 2A | 20091010 |  |  | Pass | null
378406828 | TNB | DISTRIBUTION | WP PUTRAJAYA & CYBERJAYA | Existing | VPTJ/PCE/J15462/MB15464 | 300281174 | CLOSED | 11 kV | RYB | PE 15.46 Blok C2 15-12B (F2) |  |  | PTJ15465 |  | EPE | VRN 2A | 20091010 |  |  | Pass | null
378406924 | TNB | DISTRIBUTION | WP PUTRAJAYA & CYBERJAYA | Existing | VPTJ/PCE/J15441/MB15441 | 300281169 | CLOSED | 11 kV | RYB | PE 15.44 Blok A3 15-12B (F1) |  |  | PTJ15442 |  | EPE | VRN 2A | 20091010 |  |  | Pass | null
378407018 | TNB | DISTRIBUTION | WP PUTRAJAYA & CYBERJAYA | Existing | VPTJ/PCE/J15442/MB15444 | 300281170 | CLOSED | 11 kV | RYB | PE 15.44 Blok A3 15-12B (F2) |  |  | PTJ15445 |  | EPE | VRN 2A | 20091010 |  |  | Pass | null
378407114 | TNB | DISTRIBUTION | WP PUTRAJAYA & CYBERJAYA | Existing | VPTJ/PCE/J15431/MB15431 | 300281167 | CLOSED | 11 kV | RYB | PE 15.43 BLOK A2 15-12B (F1) |  |  | PTJ15432 |  | EPE | VRN 2A | 20091010 |  |  | Pass | null
378407208 | TNB | DISTRIBUTION | WP PUTRAJAYA & CYBERJAYA | Existing | VPTJ/PCE/J15432/MB15434 | 300281168 | CLOSED | 11 kV | RYB | PE 15.43 BLOK A2 15-12B (F2) |  |  | PTJ15435 |  | EPE | VRN 2A | 20091010 |  |  | Pass | null
378407356 | TNB | DISTRIBUTION | WP PUTRAJAYA & CYBERJAYA | Existing | VPTJ/PCE/J15421/MB15421 | 300281165 | CLOSED | 11 kV | RYB | PE 15.42 P/PURI 15-12 BLOK C (F1) |  |  | PTJ15422 |  | EPE | VRN 2A | 20090601 |  |  | Pass | null
378407452 | TNB | DISTRIBUTION | WP PUTRAJAYA & CYBERJAYA | Existing | VPTJ/PCE/J15422/MB15424 | 300281166 | CLOSED | 11 kV | RYB | PE 15.42 P/PURI 15-12 BLOK C (F2) |  |  | PTJ15425 |  | EPE | VRN 2A | 20090701 |  |  | Pass | null
378407548 | TNB | DISTRIBUTION | WP PUTRAJAYA & CYBERJAYA | Existing | VPTJ/PCE/J15411/MB15411 | 300281163 | CLOSED | 11 kV | RYB | PE 15.41 P/PURI 15-12 BLOK B (F1) |  |  | PTJ15412 |  | EPE | VRN 2A | 20090601 |  |  | Pass | null
378407644 | TNB | DISTRIBUTION | WP PUTRAJAYA & CYBERJAYA | Existing | VPTJ/PCE/J15412/MB15414 | 300281164 | CLOSED | 11 kV | RYB | PE 15.41 P/PURI 15-12 BLOK B (F2) |  |  | PTJ15415 |  | EPE | VRN 2A | 20090701 |  |  | Pass | null
378407740 | TNB | DISTRIBUTION | WP PUTRAJAYA & CYBERJAYA | Existing | VPTJ/PCE/J15401/MB15401 | 300281161 | CLOSED | 11 kV | RYB | PE 15.40 P/PURI 15-12 BLOK A (F1) |  |  | PTJ15402 |  | EPE | VRN 2A | 20090601 |  |  | Pass | null
378407834 | TNB | DISTRIBUTION | WP PUTRAJAYA & CYBERJAYA | Existing | VPTJ/PCE/J15402/MB15404 | 300281162 | CLOSED | 11 kV | RYB | PE 15.40 P/PURI 15-12 BLOK A (F2) |  |  | PTJ15405 |  | EPE | VRN 2A | 20090701 |  |  | Pass | null
378407930 | TNB | DISTRIBUTION | WP PUTRAJAYA & CYBERJAYA | Existing | VPTJ/PCE/J15471/MB15471 | 300454849 | CLOSED | 11 kV | RYB | PE 15.47 APARTMENT ALAM DESA (F1) |  |  | PTJ15473 |  | INDKOM | ZZT |  |  |  | Pass | null
378408026 | TNB | DISTRIBUTION | WP PUTRAJAYA & CYBERJAYA | Existing | VPTJ/PCE/J15472/MB15474 | 300454861 | CLOSED | 11 kV | RYB | PE 15.47 APARTMENT ALAM DESA (F2) |  |  | PTJ15476 |  | INDKOM | ZZT |  |  |  | Pass | null
378408122 | TNB | DISTRIBUTION | WP PUTRAJAYA & CYBERJAYA | Existing | VPTJ/PCE/J15351/MB15351 | 300282003 | CLOSED | 11 kV | RYB | PE 15.35 FASA 15-1A (F1) |  |  | PTJ15352 |  | EPE | VRN2A | 14/11/2009 |  |  | Pass | null
378408216 | TNB | DISTRIBUTION | WP PUTRAJAYA & CYBERJAYA | Existing | VPTJ/PCE/J15352/MB15354 | 300282004 | CLOSED | 11 kV | RYB | PE 15.35 FASA 15-1A (F2) |  |  | PTJ15355 |  | EPE | VRN2A | 15/11/2009 |  |  | Pass | null
378408312 | TNB | DISTRIBUTION | WP PUTRAJAYA & CYBERJAYA | Existing | VPTJ/PCE/J15361/MB15361 | 300282005 | CLOSED | 11 kV | RYB | PE 15.36 FASA 15-1B (F1) |  |  | PTJ15363 |  | INDKOM | ZZT | 14/11/2009 |  |  | Pass | null
378408406 | TNB | DISTRIBUTION | WP PUTRAJAYA & CYBERJAYA | Existing | VPTJ/PCE/J15362/MB15364 | 300282006 | CLOSED | 11 kV | RYB | PE 15.36 FASA 15-1B(F2) |  |  | PTJ15366 |  | INDKOM | ZZT | 15/11/2009 |  |  | Pass | null
378408502 | TNB | DISTRIBUTION | WP PUTRAJAYA & CYBERJAYA | Existing | VPTJ/PCE/J15381/MB15381 | 300282009 | CLOSED | 11 kV | RYB | PE 15.38 FASA 15-3B (F1) |  |  | PTJ15383 |  | INDKOM | ZZT | 14/11/2009 |  |  | Pass | null
378408596 | TNB | DISTRIBUTION | WP PUTRAJAYA & CYBERJAYA | Existing | VPTJ/PCE/J15382/MB15384 | 300282010 | CLOSED | 11 kV | RYB | PE 15.38 FASA 15-3B (F2) |  |  | PTJ15386 |  | INDKOM | ZZT | 15/11/2009 |  |  | Pass | null
378408692 | TNB | DISTRIBUTION | WP PUTRAJAYA & CYBERJAYA | Existing | VPTJ/PCE/J15391/MB15391 | 300282011 | CLOSED | 11 kV | RYB | PE 15.39 FASA 15-3A (F1) |  |  | PTJ15393 |  | INDKOM | ZZT | 14/11/2009 |  |  | Pass | null
378421957 | TNB | DISTRIBUTION | WP PUTRAJAYA & CYBERJAYA | Existing | VPTJ/PCE/J17052/MB17054 | 300281207 | CLOSED | 11 kV | RYB | PE 17.05 RK 1-2 (F2) |  |  | PTJ17056 |  | TAMCO | GR1 | 13/03/2007 |  |  | Pass | null
378421958 | TNB | DISTRIBUTION | WP PUTRAJAYA & CYBERJAYA | Existing | VPTJ/PCE/J17052/MB17054 | 300281207 | CLOSED | 11 kV | RYB | PE 17.05 RK 1-2 (F2) |  |  | PTJ17057 |  | TAMCO | GR1 | 13/03/2007 |  |  | Pass | null
378422119 | TNB | DISTRIBUTION | WP PUTRAJAYA & CYBERJAYA | Existing | VPTJ/PCE/J17081/MB17081 | 300288173 | CLOSED | 11 kV | RYB | PE 17.08 BLOK E 17RK2 (F1) |  |  | PTJ17083 |  | INDKOM | ZZT | 27/12/2010 |  |  | Pass | null
378422403 | TNB | DISTRIBUTION | WP PUTRAJAYA & CYBERJAYA | Existing | VPTJ/PCE/J17072/MB17074 | 300288171 | CLOSED | 11 kV | RYB | PE 17.07 BLOK C 17RK2 (F2) |  |  | PTJ17076 |  | INDKOM | INS24 (ZZTID) | 28/12/2010 |  |  | Pass | null
378422497 | TNB | DISTRIBUTION | WP PUTRAJAYA & CYBERJAYA | Existing | VPTJ/PCE/J17071/MB17071 | 300288169 | CLOSED | 11 kV | RYB | PE 17.07 BLOK C 17RK2 (F1) |  |  | PTJ17073 |  | INDKOM | INS24 (ZZTID) | 27/12/2010 |  |  | Pass | null
378422593 | TNB | DISTRIBUTION | WP PUTRAJAYA & CYBERJAYA | Existing | VPTJ/PCE/J17091/MB17091 | 310288765 | CLOSED | 11 kV | RYB | PE 17.09 SEK REN PRESINT 17 F1 |  |  | PTJ17092 |  |  | VRN6a |  |  |  | Pass | null
378422687 | TNB | DISTRIBUTION | WP PUTRAJAYA & CYBERJAYA | Existing | VPTJ/PCE/J17092/MB17094 | 310288779 | CLOSED | 11 kV | RYB | PE 17.09 SEK REN PRESINT 17 (F2) |  |  | PTJ17095 |  |  | VRN6a |  |  |  | Pass | null
378422783 | TNB | DISTRIBUTION | WP PUTRAJAYA & CYBERJAYA | Existing | VPTJ/PCE/J01311/MB01311 | 300280439 | CLOSED | 11 kV | RYB | PE 1.31 PADAT PERSIARAN PERDANA |  |  | PTJ01313 |  | INDKOM | ZZT | 15/04/1999 |  |  | Pass | null
378422954 | TNB | DISTRIBUTION | WP PUTRAJAYA & CYBERJAYA | Existing | VPTJ/PCE/J01271/MB01271 | 300280438 | CLOSED | 11 kV | RYB | PE 1.27 PADAT PERSIARAN PERSEKUTUAN |  |  | PTJ01273 |  | INDKOM | ZZT | 25/05/1999 |  |  | Pass | null
378423184 | TNB | DISTRIBUTION | WP PUTRAJAYA & CYBERJAYA | Existing | VPTJ/PCE/J01591/MB01591 | 300280588 | CLOSED | 11 kV | RYB | PE 1.59 WETLAND MANAGEMENT |  |  | PTJ01593 |  | SCHNEIDER | NA | 29/07/2003 |  |  | Pass | null
378423350 | TNB | DISTRIBUTION | WP PUTRAJAYA & CYBERJAYA | Existing | VPTJ/PCE/J13041/MB13041 | 300281103 | CLOSED | 11 kV | RYB | PE 13.04 UGS PERSEKUTUAN |  |  | PTJ13043 |  | INDKOM | ZZT | 15/04/1999 |  |  | Pass | null
378423562 | TNB | DISTRIBUTION | WP PUTRAJAYA & CYBERJAYA | Existing | VPTJ/PCE/J01331/MB01331 | 300280445 | CLOSED | 11 kV | RYB | PE 1.33 INSIDE PPU 1 S/L OVAL |  |  | PTJ01333 |  | MERLIN GERIN | ZZT | 17/06/1999 |  |  | Pass | null
378423668 | TNB | DISTRIBUTION | WP PUTRAJAYA & CYBERJAYA | Existing | VPTJ/PCE/J01291/MB01291 | 300280444 | CLOSED | 11 kV | RYB | PE 1.29 PERDANA WALK |  |  | PTJ01294 |  | MERLIN GERIN | RM6 | 30/06/1999 |  |  | Pass | null
378423778 | TNB | DISTRIBUTION | WP PUTRAJAYA & CYBERJAYA | Existing | VPTJ/PCE/J01351/MB01351 | 300280442 | CLOSED | 11 kV | RYB | PE 1.35 MOSQUE (F1) |  |  | PTJ01353 |  | INDKOM | ZZT | 19991205 |  |  | Pass | null
378423872 | TNB | DISTRIBUTION | WP PUTRAJAYA & CYBERJAYA | Existing | VPTJ/PCE/J01352/MB01354 | 300280447 | CLOSED | 11 kV | RYB | PE 1.35 MOSQUE (F2) |  |  | PTJ01356 |  | INDKOM | ZZT | 19991205 |  |  | Pass | null
378424011 | TNB | DISTRIBUTION | WP PUTRAJAYA & CYBERJAYA | Existing | VPTJ/PCE/J17082/MB17084 | 300288175 | CLOSED | 11 kV | RYB | PE 17.08 BLOK E 17RK2 (F2) |  |  | PTJ17086 |  | INDKOM | ZZT | 28/12/2010 |  |  | Pass | null
378424069 | TNB | DISTRIBUTION | WP PUTRAJAYA & CYBERJAYA | Existing | VPTJ/PCE/J17061/MB17061 | 300288162 | CLOSED | 11 kV | RYB | PE 17.06 BLOK A 17RK2 (F1) |  |  | PTJ17063 |  | INDKOM | INS24 (ZZTID) | 27/12/2010 |  |  | Pass | null
378424163 | TNB | DISTRIBUTION | WP PUTRAJAYA & CYBERJAYA | Existing | VPTJ/PCE/J17062/MB17064 | 300288166 | CLOSED | 11 kV | RYB | PE 17.06 BLOK A 17RK2 (F2) |  |  | PTJ17066 |  | INDKOM | INS24 (ZZTID) | 28/12/2010 |  |  | Pass | null
378424272 | TNB | DISTRIBUTION | WP PUTRAJAYA & CYBERJAYA | Existing | VPTJ/PCE/J02032/MB02034 | 300280613 | CLOSED | 11 kV | RYB | PE 2.03 RUMAH PAM (F2) |  |  | PTJ02036 |  | INDKOM | ZZT | 20010502 |  |  | Pass | null
378424368 | TNB | DISTRIBUTION | WP PUTRAJAYA & CYBERJAYA | Existing | VPTJ/PCE/J02031/MB02031 | 300280611 | CLOSED | 11 kV | RYB | PE 2.03 RUMAH PAM (F1) |  |  | PTJ02033 |  | INDKOM | ZZT | 20010502 |  |  | Pass | null
378424528 | TNB | DISTRIBUTION | WP PUTRAJAYA & CYBERJAYA | Existing | VPTJ/PCE/J02172/MB02174 | 300280672 | CLOSED | 11 kV | RYB | PE 2.17 TMN WAWASAN (P.H) (F2) |  |  | PTJ02176 |  | INDKOM | ZZT | 20041003 |  |  | Pass | null
378424624 | TNB | DISTRIBUTION | WP PUTRAJAYA & CYBERJAYA | Existing | VPTJ/PCE/J02171/MB02171 | 300280671 | CLOSED | 11 kV | RYB | PE 2.17 TMN WAWASAN (P.H) (F1) |  |  | PTJ02173 |  | INDKOM | ZZT | 20041003 |  |  | Pass | null
378425027 | TNB | DISTRIBUTION | WP PUTRAJAYA & CYBERJAYA | Existing | VPTJ/PCE/J01621/MB01621 | 300452954 | CLOSED | 11 kV | RYB | PE 1.62 INSIDE PPU PJ1 |  |  | PTJ01622 |  | TAMCO | NA |  |  |  | Pass | null
378425154 | TNB | DISTRIBUTION | WP PUTRAJAYA & CYBERJAYA | Existing | VPTJ/PCE/J01651/MB1651 | 300494280 | CLOSED | 11 kV | RYB | PE 1.65 DATARAN PAHLAWAN F1 |  |  | PTJ01652 |  |  | N/A |  |  |  | Pass | null
378425248 | TNB | DISTRIBUTION | WP PUTRAJAYA & CYBERJAYA | Existing | VPTJ/PCE/J01652/MB01654 | 300494281 | CLOSED | 11 kV | RYB | PE 1.65 DATARAN PAHLAWAN F2 |  |  | PTJ01655 |  |  | VRN6a |  |  |  | Pass | null
378443167 | TNB | DISTRIBUTION | WP PUTRAJAYA & CYBERJAYA | Existing | VPTJ/PCE/J15392/MB15394 | 300282012 | CLOSED | 11 kV | RYB | PE 15.39 FASA 15-3A (F2) |  |  | PTJ15396 |  | INDKOM | ZZT | 15/11/2009 |  |  | Pass | null
378443263 | TNB | DISTRIBUTION | WP PUTRAJAYA & CYBERJAYA | Existing | VPTJ/PCE/J15371/MB15371 | 300282007 | CLOSED | 11 kV | RYB | PE 15.37 FASA 15-2 (F1) |  |  | PTJ15373 |  | INDKOM | ZZT | 14/11/2009 |  |  | Pass | null
378443359 | TNB | DISTRIBUTION | WP PUTRAJAYA & CYBERJAYA | Existing | VPTJ/PCE/J15372/MB15374 | 300282008 | CLOSED | 11 kV | RYB | PE 15.37 FASA 15-2 (F2) |  |  | PTJ15376 |  | INDKOM | ZZT | 15/11/2009 |  |  | Pass | null
378464177 | TNB | DISTRIBUTION | WP PUTRAJAYA & CYBERJAYA | Existing | VPTJ/PCE/J15562/MB15564 | 300509253 | CLOSED | 11 kV | RYB | PE 15.56 DWIPUTRA NO 3 (F2) |  |  | PTJ15565 |  | INDKOM | VRN2a |  |  |  | Pass | null
378464271 | TNB | DISTRIBUTION | WP PUTRAJAYA & CYBERJAYA | Existing | VPTJ/PCE/J00341/MB1 | 300509244 | CLOSED | 11 kV | RYB | PE 15.56 DWIPUTRA NO 3 (F1) |  |  | PTJ15562 |  | INDKOM | INS24 |  |  |  | Pass | null
378464367 | TNB | DISTRIBUTION | WP PUTRAJAYA & CYBERJAYA | Existing | VPTJ/PCE/J00340/MB1 | 300510549 | CLOSED | 11 kV | RYB | PE 15.55 DWIPUTRA NO 2 (F1) |  |  | PTJ15552 | [6 empty] | Pass | null
378464461 | TNB | DISTRIBUTION | WP PUTRAJAYA & CYBERJAYA | Existing | VPTJ/PCE/J15552/MB15554 | 310372419 | CLOSED | 11 kV | RYB | PE 15.55 DWIPUTRA NO 2 (F2) |  |  | PTJ15555 |  |  | VRN2a |  |  |  | Pass | null
378464555 | TNB | DISTRIBUTION | WP PUTRAJAYA & CYBERJAYA | Existing | VPTJ/PCE/J00339/MB1 | 300510413 | CLOSED | 11 kV | RYB | PE 15.54 DWIPUTRA NO 1 (F1) |  |  | PTJ15542 |  |  | VRN2a |  |  |  | Pass | null
378494665 | TNB | DISTRIBUTION | WP PUTRAJAYA & CYBERJAYA | Existing | VPTJ/PCE/J08012/MB08014 | 300280778 | CLOSED | 11 kV | RYB | PE 8.01 PS 10 (EFI) (F2) |  |  | PTJ08016 |  | INDKOM | ZZT | 23/07/1999 |  |  | Pass | null
378494769 | TNB | DISTRIBUTION | WP PUTRAJAYA & CYBERJAYA | Existing | VPTJ/PCE/J08021/MB08021 | 300280779 | CLOSED | 11 kV | RYB | PE 8.02 P8A SEMI D (F1) |  |  | PTJ08023 |  | INDKOM | ZZT | 20000503 |  |  | Pass | null
378494859 | TNB | DISTRIBUTION | WP PUTRAJAYA & CYBERJAYA | Existing | VPTJ/PCE/J08022/MB08024 | 300280780 | CLOSED | 11 kV | RYB | PE 8.02 P8A SEMI D (F2) |  |  | PTJ08026 |  | INDKOM | ZZT | 20000503 |  |  | Pass | null
378494951 | TNB | DISTRIBUTION | WP PUTRAJAYA & CYBERJAYA | Existing | VPTJ/PCE/J08031/MB08031 | 300280781 | CLOSED | 11 kV | RYB | PE 8.03 SEK REN (EFI) (F1) |  |  | PTJ08033 |  | INDKOM | ZZT | 16/11/1999 |  |  | Pass | null
378495042 | TNB | DISTRIBUTION | WP PUTRAJAYA & CYBERJAYA | Existing | VPTJ/PCE/J08032/MB08034 | 300280782 | CLOSED | 11 kV | RYB | PE 8.03 SEK REN (EFI) (F2) |  |  | PTJ08036 |  | INDKOM | ZZT | 16/11/1999 |  |  | Pass | null
378495135 | TNB | DISTRIBUTION | WP PUTRAJAYA & CYBERJAYA | Existing | VPTJ/PCE/J08041/MB08041 | 300280783 | CLOSED | 11 kV | RYB | PE 8.04 SEK MEN (F1) |  |  | PTJ08043 |  | INDKOM | ZZT | 16/11/1999 |  |  | Pass | null
378495226 | TNB | DISTRIBUTION | WP PUTRAJAYA & CYBERJAYA | Existing | VPTJ/PCE/J08042/MB08044 | 300280784 | CLOSED | 11 kV | RYB | PE 8.04 SEK MEN (F2) |  |  | PTJ08046 |  | INDKOM | ZZT | 16/11/1999 |  |  | Pass | null
378495553 | TNB | DISTRIBUTION | WP PUTRAJAYA & CYBERJAYA | Existing | VPTJ/PCE/J08171/MB08171 | 300280801 | CLOSED | 11 kV | RYB | PE 8.17 P.KEJIRANAN (EFI) |  |  | PTJ08173 |  | INDKOM | ZZT | 20000308 |  |  | Pass | null
378495647 | TNB | DISTRIBUTION | WP PUTRAJAYA & CYBERJAYA | Existing | VPTJ/PCE/J08061/MB08061 | 300280785 | CLOSED | 11 kV | RYB | PE 8.06 DEWAN SERBAGUNA (EFI) (F1) |  |  | PTJ08063 |  | INDKOM | ZZT | 18/09/2000 |  |  | Pass | null
378495738 | TNB | DISTRIBUTION | WP PUTRAJAYA & CYBERJAYA | Existing | VPTJ/PCE/J08062/MB08064 | 300280786 | CLOSED | 11 kV | RYB | PE 8.06 DEWAN SERBAGUNA (EFI) (F2) |  |  | PTJ08066 |  | INDKOM | ZZT | 18/09/2000 |  |  | Pass | null
378495831 | TNB | DISTRIBUTION | WP PUTRAJAYA & CYBERJAYA | Existing | VPTJ/PCE/J08361/MB08361 | 310303858 | CLOSED | 11 kV | RYB | PE 8.36 TEMP 8-4F |  |  | PTJ08362 |  | SCHNEIDER | RM 6 |  |  |  | Pass | null
378495933 | TNB | DISTRIBUTION | WP PUTRAJAYA & CYBERJAYA | Existing | VPTJ/PCE/J08112/MB08114 | 300280796 | CLOSED | 11 kV | RYB | PE 8.11 JLN P8E TERES (EFI) (F2) |  |  | PTJ08116 |  | INDKOM | ZZT | 27/03/2002 |  |  | Pass | null
378495956 | TNB | DISTRIBUTION | WP PUTRAJAYA & CYBERJAYA | Existing | VPTJ/PCE/J08111/MB08111 | 300280795 | CLOSED | 11 kV | RYB | PE 8.11 JLN P8E TERES (EFI) (F1) |  |  | PTJ08113 |  | INDKOM | ZZT | 27/03/2002 |  |  | Pass | null
378496117 | TNB | DISTRIBUTION | WP PUTRAJAYA & CYBERJAYA | Existing | VPTJ/PCE/J08251/MB08251 | 300280811 | CLOSED | 11 kV | RYB | PE 8.25 ISTANA DARUL EHSAN (F1) |  |  | PTJ08253 |  | INDKOM | ZZT | 28/05/2003 |  |  | Pass | null
378496208 | TNB | DISTRIBUTION | WP PUTRAJAYA & CYBERJAYA | Existing | VPTJ/PCE/J08252/MB08254 | 300280812 | CLOSED | 11 kV | RYB | PE 8.25 ISTANA DARUL EHSAN (F2) |  |  | PTJ08256 |  | INDKOM | ZZT | 28/05/2003 |  |  | Pass | null
378496301 | TNB | DISTRIBUTION | WP PUTRAJAYA & CYBERJAYA | Existing | VPTJ/PCE/J08321/MB08321 | 300452987 | CLOSED | 11 kV | RYB | PE 8.32 TERES 8-4H (F1) |  |  | PTJ08323 |  | INDKOM | ZZT - I/D |  |  |  | Pass | null
378496395 | TNB | DISTRIBUTION | WP PUTRAJAYA & CYBERJAYA | Existing | VPTJ/PCE/J08331/MB08331 | 300453447 | CLOSED | 11 kV | RYB | PE 8.33 8NC2 PADAT NO.1 |  |  | PTJ08332 |  | SCHNEIDER | NE-2iQ |  |  |  | Pass | null
378496489 | TNB | DISTRIBUTION | WP PUTRAJAYA & CYBERJAYA | Existing | VPTJ/PCE/J08341/MB08341 | 300453452 | CLOSED | 11 kV | RYB | PE 8.34 8NC2 PADAT NO.2 |  |  | PTJ08345 |  | SCHNEIDER | NE-2iQ |  |  |  | Pass | null
378496605 | TNB | DISTRIBUTION | WP PUTRAJAYA & CYBERJAYA | Existing | VPTJ/PCE/J08322/MB08324 | 300452990 | CLOSED | 11 kV | RYB | PE 8.32 TERES 8-4H (F2) |  |  | PTJ08326 |  | INDKOM | ZZT - I/D |  |  |  | Pass | null
378496724 | TNB | DISTRIBUTION | WP PUTRAJAYA & CYBERJAYA | Existing | VPTJ/PCE/J08091/MB08091 | 300280789 | CLOSED | 11 kV | RYB | PE 8.09 JLN P8E2TERES (F1) |  |  | PTJ08093 |  | INDKOM | ZZT | 21/06/2004 |  |  | Pass | null
378496813 | TNB | DISTRIBUTION | WP PUTRAJAYA & CYBERJAYA | Existing | VPTJ/PCE/J08092/MB08094 | 300280792 | CLOSED | 11 kV | RYB | PE 8.09 JLN P8E2TERES (F2) |  |  | PTJ08096 |  | INDKOM | ZZT | 21/06/2004 |  |  | Pass | null
378496907 | TNB | DISTRIBUTION | WP PUTRAJAYA & CYBERJAYA | Existing | VPTJ/PCE/J08101/MB08101 | 300280793 | CLOSED | 11 kV | RYB | PE 8.10 SEK REN FASA 2 |  |  | PTJ08103 |  | INDKOM | ZZT | 20041011 |  |  | Pass | null
378496999 | TNB | DISTRIBUTION | WP PUTRAJAYA & CYBERJAYA | Existing | VPTJ/PCE/J08071/MB08071 | 300280787 | CLOSED | 11 kV | RYB | PE 8.07 APT FASA 4B (B2) (F1) |  |  | PTJ08073 |  | INDKOM | ZZT | 19990912 |  |  | Pass | null
378497090 | TNB | DISTRIBUTION | WP PUTRAJAYA & CYBERJAYA | Existing | VPTJ/PCE/J08072/MB08074 | 300280788 | CLOSED | 11 kV | RYB | PE 8.07 APT FASA 4B (B2) (F2) |  |  | PTJ08076 |  | INDKOM | ZZT | 19990912 |  |  | Pass | null
378524844 | TNB | DISTRIBUTION | WP PUTRAJAYA & CYBERJAYA | Existing | VCBJ/PCE/J24011/MB24011 | 300453042 | CLOSED | 11 kV | RYB | PE 24.01 SYMPHONY HILLS 8 |  |  | CBJ24012 |  | TAMCO | GR1 |  | TX1-1000KVA |  | Pass | null
378524845 | TNB | DISTRIBUTION | WP PUTRAJAYA & CYBERJAYA | Existing | VCBJ/PCE/J24011/MB24011 | 300453042 | CLOSED | 11 kV | RYB | PE 24.01 SYMPHONY HILLS 8 |  |  | CBJ24013 |  | TAMCO | GR1 |  | TX2-1000KVA |  | Pass | null
378525002 | TNB | DISTRIBUTION | WP PUTRAJAYA & CYBERJAYA | Existing | VCBJ/PCE/J24121/MB24121 | 310338844 | CLOSED | 11 kV | RYB | PE 24.12 SEJATI HOMES 2 |  |  | CBJ24122 |  | SCHNEIDER |  |  | TX-1000KVA |  | Pass | null
378525213 | TNB | DISTRIBUTION | WP PUTRAJAYA & CYBERJAYA | Existing | VCBJ/PCE/J24131/MB24131 | 310338850 | CLOSED | 11 kV | RYB | PE 24.13 SYMPHONY HILLS 2 |  |  | CBJ24133 |  | INDKOM | INS24 |  | TX1-1000KVA |  | Pass | null
378525214 | TNB | DISTRIBUTION | WP PUTRAJAYA & CYBERJAYA | Existing | VCBJ/PCE/J24131/MB24131 | 310338850 | CLOSED | 11 kV | RYB | PE 24.13 SYMPHONY HILLS 2 |  |  | CBJ24134 |  | INDKOM | INS24 |  | TX2-1000KVA |  | Pass | null
378525381 | TNB | DISTRIBUTION | WP PUTRAJAYA & CYBERJAYA | Existing | VCBJ/PCE/J24051/MB24052 | 300454676 | CLOSED | 11 kV | RYB | PE 24.05 SYMPHONY HILLS 3 |  |  | CBJ24051 |  | SCHNEIDER | ID-0233 |  | TX1-1000KVA |  | Pass | null
378525475 | TNB | DISTRIBUTION | WP PUTRAJAYA & CYBERJAYA | Existing | VCBJ/PCE/J24161/MB24161 | 310317893 | CLOSED | 11 kV | RYB | PE 24.16 PADAT PERUMAHAN 1 |  |  | CBJ24163 |  | INDKOM | INS24 |  | TX-1000KVA |  | Pass | null
378525569 | TNB | DISTRIBUTION | WP PUTRAJAYA & CYBERJAYA | Existing | VCBJ/PCE/J00340/MB1 | 300507882 | CLOSED | 11 kV | RYB | SS 24.32 NADAYU 99 |  |  | CBJ24324 |  | INDKOM | INS24 |  | TX-1000KVA |  | Pass | null
378525672 | TNB | DISTRIBUTION | WP PUTRAJAYA & CYBERJAYA | Existing | VCBJ/PCE/J22121/MB22121 | 300280565 | CLOSED | 11 kV | RYB | PE 22.12 SEK MEN KEB CJ1 F1 |  |  | CBJ22123 |  | INDKOM | GA | 19/02/2004 | TX-1000KVA |  | Pass | null
378525695 | TNB | DISTRIBUTION | WP PUTRAJAYA & CYBERJAYA | Existing | VCBJ/PCE/J22122/MB22124 | 300280570 | CLOSED | 11 kV | RYB | PE 22.12 SEK MEN KEB CJ1 F2 |  |  | CBJ22126 |  | INDKOM | GA | 19/02/2004 | TX2-1000KVA |  | Pass | null
378525882 | TNB | DISTRIBUTION | WP PUTRAJAYA & CYBERJAYA | Existing | VCBJ/PCE/J24061/MB24062 | 300454672 | CLOSED | 11 kV | RYB | PE 24.06 SYMPHONY HILLS 1 |  |  | CBJ24061 |  | SCHNEIDER | NE-2iQ |  | TX-500KVA |  | Pass | null
378526103 | TNB | DISTRIBUTION | WP PUTRAJAYA & CYBERJAYA | Existing | VCBJ/PCE/J24211/MB24211 | 310314866 | CLOSED | 11 kV | RYB | PE 24.21 SITE OFFICE SYMPHONY HILLS |  |  | CBJ24211 |  | TOSHIBA |  |  | TX-1000KVA |  | Pass | null
378526210 | TNB | DISTRIBUTION | WP PUTRAJAYA & CYBERJAYA | Existing | VCBJ/PCE/J22451/MB22451 | 300280484 | CLOSED | 11 kV | RYB | PE 22.45 KONDOMINIUM F1 |  |  | CBJ22452 |  | TAMCO | GR1-21-1D-0017 | 27/01/2006 | TX1-750KVA |  | Pass | null
378526233 | TNB | DISTRIBUTION | WP PUTRAJAYA & CYBERJAYA | Existing | VCBJ/PCE/J22452/MB22454 | 300280486 | CLOSED | 11 kV | RYB | PE 22.45 KONDOMINIUM F2 |  |  | CBJ22455 |  | TAMCO | GR1-21-1D | 27/01/2006 | TX2-750KVA |  | Pass | null
378526444 | TNB | DISTRIBUTION | WP PUTRAJAYA & CYBERJAYA | Existing | VCBJ/PCE/J22461/MB22461 | 300280481 | CLOSED | 11 kV | RYB | PE 22.46 TOWN HOUSE F1 |  |  | CBJ22462 |  | TAMCO | GR1 | 27/01/2006 | TX1-750KVA |  | Pass | null
378526467 | TNB | DISTRIBUTION | WP PUTRAJAYA & CYBERJAYA | Existing | VCBJ/PCE/J22462/MB22464 | 300280483 | CLOSED | 11 kV | RYB | PE 22.46 TOWN HOUSE F2 |  |  | CBJ22465 |  | TAMCO | GR1 | 27/01/2006 | TX2-750KVA |  | Pass | null
378526876 | TNB | DISTRIBUTION | WP PUTRAJAYA & CYBERJAYA | Existing | VCBJ/PCE/J22441/MB22441 | 300280490 | CLOSED | 11 kV | RYB | PE 22.44 PANGSAPURI PT 12067 F1 |  |  | CBJ22442 |  | TAMCO | GR1 | 28/11/2006 | TX1-1000KVA |  | Pass | null
378526918 | TNB | DISTRIBUTION | WP PUTRAJAYA & CYBERJAYA | Existing | VCBJ/PCE/J21021/MB21021 | 300281079 | CLOSED | 11 kV | RYB | PE 21.02 INCUBATOR F1 |  |  | CBJ21023 |  | INDKOM | ZZT | 15/07/1999 | TX1-1000KVA |  | Pass | null
378526942 | TNB | DISTRIBUTION | WP PUTRAJAYA & CYBERJAYA | Existing | VCBJ/PCE/J21022/MB21024 | 300281078 | CLOSED | 11 kV | RYB | PE 21.02 INCUBATOR F2 |  |  | CBJ21026 |  | INDKOM | ZZT | 15/07/1999 | TX1-1000KVA |  | Pass | null
378527109 | TNB | DISTRIBUTION | WP PUTRAJAYA & CYBERJAYA | Existing | VCBJ/PCE/J22442/MB22444 | 300280492 | CLOSED | 11 kV | RYB | PE 22.44 PANGSAPURI PT 12057 F2 |  |  | CBJ22445 |  | TAMCO | GR1 | 28/11/2006 | TX2-1000KVA |  | Pass | null
378527412 | TNB | DISTRIBUTION | WP PUTRAJAYA & CYBERJAYA | Existing | VCBJ/PCE/J21821/MB21821 | 300454967 | CLOSED | 11 kV | RYB | SS 21.82 SHAFBURY BLOK C F1 |  |  | CBJ21823 |  | INDKOM | INS24 |  | TX1-1000KVA |  | Pass | null
378527506 | TNB | DISTRIBUTION | WP PUTRAJAYA & CYBERJAYA | Existing | VCBJ/PCE/J21822/MB21824 | 300454971 | CLOSED | 11 kV | RYB | SS 21.82 SHAFBURY BLOK C F2 |  |  | CBJ21826 |  | INDKOM | INS24 |  | TX2-1000KVA |  | Pass | null
378527625 | TNB | DISTRIBUTION | WP PUTRAJAYA & CYBERJAYA | Existing | VCBJ/PCE/J21131/MB21131 | 300281036 | CLOSED | 11 kV | RYB | PE 21.13 CYBERVIEW NO. 2 ( MDC ) F1 |  |  | CBJ21133 |  | INDKOM | ZZT | 20020501 | TX1-1000KVA |  | Pass | null
378527741 | TNB | DISTRIBUTION | WP PUTRAJAYA & CYBERJAYA | Existing | VCBJ/PCE/J21132/MB21134 | 300281034 | CLOSED | 11 kV | RYB | PE 21.13 CYBERVIEW NO. 2 ( MDC ) F2 |  |  | CBJ21136 |  | INDKOM | ZZT | 20020501 | TX2-1000KVA |  | Pass | null
378527838 | TNB | DISTRIBUTION | WP PUTRAJAYA & CYBERJAYA | Existing | VCBJ/PCE/J22031/MB22031 | 300280609 | CLOSED | 11 kV | RYB | PE 22.03 CYBERVIEW GARDENS F1 |  |  | CBJ22034 |  | INDKOM | ZZZT | 19980611 | TX1-1000KVA |  | Pass | null
378527870 | TNB | DISTRIBUTION | WP PUTRAJAYA & CYBERJAYA | Existing | VCBJ/PCE/J22032/MB22034 | 300280608 | CLOSED | 11 kV | RYB | PE 22.03 CYBERVIEW GARDENS F2 |  |  | CBJ22038 |  | INDKOM | ZZZT | 19980611 | TX2-1000KVA |  | Pass | null
378528164 | TNB | DISTRIBUTION | WP PUTRAJAYA & CYBERJAYA | Existing | VCBJ/PCE/J21451/MB21451 | 300280987 | CLOSED | 11 kV | RYB | PE 21.45 CYBERVILLAGE SERENITY 1 F1 |  |  | CBJ21452 |  | ABB | VRN2A | 28/02/2017 | TX1-1000KVA |  | Pass | null
378528187 | TNB | DISTRIBUTION | WP PUTRAJAYA & CYBERJAYA | Existing | VCBJ/PCE/J21452/MB21454 | 300280986 | CLOSED | 11 kV | RYB | PE 21.45 CYBERVILLAGE SERENITY 1 F2 |  |  | CBJ21455 |  | ABB | VRN2A | 20170103 | TX2-1000KVA |  | Pass | null
378528389 | TNB | DISTRIBUTION | WP PUTRAJAYA & CYBERJAYA | Existing | VCBJ/PCE/J21961/MB21961 | 300452963 | CLOSED | 11 kV | RYB | PE 21.96 SUBANG ALAM |  |  | CBJ21963 |  | INDKOM | ZZZT |  | TX1-1000KVA |  | Pass | null
378528390 | TNB | DISTRIBUTION | WP PUTRAJAYA & CYBERJAYA | Existing | VCBJ/PCE/J21961/MB21961 | 300452963 | CLOSED | 11 kV | RYB | PE 21.96 SUBANG ALAM |  |  | CBJ21964 |  | INDKOM | ZZZT |  | TX2-1000KVA |  | Pass | null
378528789 | TNB | DISTRIBUTION | WP PUTRAJAYA & CYBERJAYA | Existing | VCBJ/PCE/J21431/MB21431 | 300280990 | CLOSED | 11 kV | RYB | PE 21.43 CYBERVILLAGE SERENITY 3 F1 |  |  | CBJ21432 |  | SIEMENS | 8DJH RRT | 21/11/2016 | TX1-1000KVA |  | Pass | null
378528883 | TNB | DISTRIBUTION | WP PUTRAJAYA & CYBERJAYA | Existing | VCBJ/PCE/J21432/MB21434 | 300280989 | CLOSED | 11 kV | RYB | PE 21.43 CYBERVILLAGE SERENITY 3 F2 |  |  | CBJ21435 |  | SIEMENS | 8DJH RRT | 22/11/2016 | TX2-1000KVA |  | Pass | null
378559117 | TNB | DISTRIBUTION | WP PUTRAJAYA & CYBERJAYA | Existing | VPTJ/PCE/J15542/MB15544 | 300509251 | CLOSED | 11 kV | RYB | PE 15.54 DWIPUTRA NO 1 (F2) |  |  | PTJ15545 |  |  | VRN 2A |  |  |  | Pass | null
378567709 | TNB | DISTRIBUTION | WP PUTRAJAYA & CYBERJAYA | Existing | VPTJ/PCE/J05071/MB05071 | 300281258 | CLOSED | 11 kV | RYB | PE 5.07 JLB1 |  |  | PTJ05072 |  | MERLIN GERIN | ZZT | 20030710 |  |  | Pass | null
378567817 | TNB | DISTRIBUTION | WP PUTRAJAYA & CYBERJAYA | Existing | VPTJ/PCE/J05081/MB05081 | 300280693 | CLOSED | 11 kV | RYB | PE 5.08 JLB2 |  |  | PTJ05083 |  | INDKOM | ZZT | 20030710 |  |  | Pass | null
378567929 | TNB | DISTRIBUTION | WP PUTRAJAYA & CYBERJAYA | Existing | VPTJ/PCE/J05051/MB05051 | 300281256 | CLOSED | 11 kV | RYB | PE 5.05 C/S S/L |  |  | PTJ05052 |  | MERLIN GERIN | RM6 | 23/04/2005 |  |  | Pass | null
378568046 | TNB | DISTRIBUTION | WP PUTRAJAYA & CYBERJAYA | Existing | VPTJ/PCE/J05061/MB05061 | 300281257 | CLOSED | 11 kV | RYB | PE 5.06 C/S S/L |  |  | PTJ05062 |  | SCHNEIDER | ZZT | 25/10/2004 |  |  | Pass | null
378568087 | TNB | DISTRIBUTION | WP PUTRAJAYA & CYBERJAYA | Existing | VPTJ/PCE/J05041/MB05041 | 300280687 | CLOSED | 11 kV | RYB | PE 5.04 C/S S/L |  |  | PTJ05043 |  | MERLIN GERIN | ZZT | 20030210 |  |  | Pass | null
378572010 | TNB | DISTRIBUTION | WP PUTRAJAYA & CYBERJAYA | Existing | VCBJ/PCE/J21421/MB21421 | 300280995 | CLOSED | 11 kV | RYB | PE 21.42 CYBERVILLAGE SERENITY 4 F1 |  |  | CBJ21423 |  | INDKOM | ZZT | 30/03/2004 | TX1-1000KVA |  | Pass | null
378572033 | TNB | DISTRIBUTION | WP PUTRAJAYA & CYBERJAYA | Existing | VCBJ/PCE/J21422/MB21424 | 300280992 | CLOSED | 11 kV | RYB | PE 21.42 CYBERVILLAGE SERENITY 4 F2 |  |  | CBJ21426 |  | INDKOM | ZZT | 30/03/2004 | TX2-1000KVA |  | Pass | null
378572202 | TNB | DISTRIBUTION | WP PUTRAJAYA & CYBERJAYA | Existing | VCBJ/PCE/J21461/MB21461 | 300280985 | CLOSED | 11 kV | RYB | PE 21.46 PS 12 |  |  | CBJ21462 |  | INDKOM | ZZT I/D | 22/12/2016 | TX1-500KVA |  | Pass | null
378572290 | TNB | DISTRIBUTION | WP PUTRAJAYA & CYBERJAYA | Existing | VCBJ/PCE/J24031/MB24031 | 310360646 | CLOSED | 11 kV | RYB | PE 24.03 JELANG VISTA 2 |  |  | CBJ24033 |  | INDKOM | INS24 |  | TX1-1000KVA |  | Pass | null
378572384 | TNB | DISTRIBUTION | WP PUTRAJAYA & CYBERJAYA | Existing | VCBJ/PCE/J24021/MB 24021 | 310303824 | CLOSED | 11 kV | RYB | PE 24.02 JELANG VISTA 1 |  |  | CBJ24023 |  | INDKOM | ZZTT.OD |  | TX-1000KVA |  | Pass | null
378572507 | TNB | DISTRIBUTION | WP PUTRAJAYA & CYBERJAYA | Existing | VCBJ/PCE/J21751/MB21751 | 300454652 | CLOSED | 11 kV | RYB | PE 21.75 LAKEVIEW WEST 1 |  |  | CBJ21753 |  | TAMCO | GR1 |  | TX1-1000KVA |  | Pass | null
378572601 | TNB | DISTRIBUTION | WP PUTRAJAYA & CYBERJAYA | Existing | VCBJ/PCE/J21741/MB21741 | 300454650 | CLOSED | 11 kV | RYB | PE 21.74 LAKE VIEW WEST 2 |  |  | CBJ22443 | TAMCO | TAMCO | GR1 |  | TX-1000KVA |  | Pass | null
378572783 | TNB | DISTRIBUTION | WP PUTRAJAYA & CYBERJAYA | Existing | VCBJ/PCE/J22481/MB22481 | 300280473 | CLOSED | 11 kV | RYB | PE 22.48 LOT 12082 FASA 1B F1 |  |  | CBJ22483 |  | INDKOM | ZZT | 19/12/2005 | TX-1000KVA |  | Pass | null
378572869 | TNB | DISTRIBUTION | WP PUTRAJAYA & CYBERJAYA | Existing | VCBJ/PCE/J22482/MB22484 | 300280474 | CLOSED | 11 kV | RYB | PE 22.48 LOT 12082 FASA 1B F2 |  |  | CBJ22485 |  | TAMCO | GR1 | 19/12/2005 | TX2-1000KVA |  | Pass | null
378573016 | TNB | DISTRIBUTION | WP PUTRAJAYA & CYBERJAYA | Existing | VCBJ/PCE/J22171/MB22171 | 300280556 | CLOSED | 11 kV | RYB | PE 22.17 PADAT STP 4 |  |  | CBJ22173 |  | INDKOM | ZZT | 13/05/2002 | TX-500KVA |  | Pass | null
378573410 | TNB | DISTRIBUTION | WP PUTRAJAYA & CYBERJAYA | Existing | VCBJ/PCE/J22211/MB22211 | 300280540 | CLOSED | 11 kV | RYB | PE 22.21 CYBER HEIGHT VILLA F1 |  |  | CBJ22213 |  | INDKOM | GA | 20020805 | TX1-1000KVA |  | Pass | null
378573518 | TNB | DISTRIBUTION | WP PUTRAJAYA & CYBERJAYA | Existing | VCBJ/PCE/J22212/MB22214 | 300280542 | CLOSED | 11 kV | RYB | PE 22.21 CYBER HEIGHT VILLA F2 |  |  | CBJ22216 |  | INDKOM | GA | 20020805 | TX2-1000KVA |  | Pass | null
378573741 | TNB | DISTRIBUTION | WP PUTRAJAYA & CYBERJAYA | Existing | VCBJ/PCE/J22222/MB22224 | 300280535 | CLOSED | 11 kV | RYB | PE 22.22 CYBER HEIGHT VILLA F2 |  |  | CBJ22226 |  | INDKOM | GA | 20041201 | TX2-1000KVA |  | Pass | null
378573764 | TNB | DISTRIBUTION | WP PUTRAJAYA & CYBERJAYA | Existing | VCBJ/PCE/J22221/MB22221 | 300280533 | CLOSED | 11 kV | RYB | PE 22.22 CYBER HEIGHT VILLA F1 |  |  | CBJ22223 |  | INDKOM | GA | 20041201 | TX1-1000KVA |  | Pass | null
378573943 | TNB | DISTRIBUTION | WP PUTRAJAYA & CYBERJAYA | Existing | VCBJ/PCE/J24151/MB24151 | 310338853 | CLOSED | 11 kV | RYB | PE 24.15 APARTMENT TINDAK MURNI |  |  | CBJ24153 |  | INDKOM | INS24 |  | TX1-750KVA |  | Pass | null
378573944 | TNB | DISTRIBUTION | WP PUTRAJAYA & CYBERJAYA | Existing | VCBJ/PCE/J24151/MB24151 | 310338853 | CLOSED | 11 kV | RYB | PE 24.15 APARTMENT TINDAK MURNI |  |  | CBJ24154 |  | INDKOM | INS24 |  | TX2-750KVA |  | Pass | null
378574139 | TNB | DISTRIBUTION | WP PUTRAJAYA & CYBERJAYA | Existing | VCBJ/PCE/J22252/MB22254 | 300280523 | CLOSED | 11 kV | RYB | PE 22.25 CYBER HEIGHT VILLA F2 |  |  | CBJ22256 |  | INDKOM | ZZT | 13/12/2003 | TX2-1000KVA |  | Pass | null
378574218 | TNB | DISTRIBUTION | WP PUTRAJAYA & CYBERJAYA | Existing | VCBJ/PCE/J22251/MB22251 | 300280518 | CLOSED | 11 kV | RYB | PE 22.25 CYBER HEIGHT VILLA F1 |  |  | CBJ22253 |  | INDKOM | ZZT | 13/12/2003 | TX1-1000KVA |  | Pass | null
378574366 | TNB | DISTRIBUTION | WP PUTRAJAYA & CYBERJAYA | Existing | VCBJ/PCE/J22232/MB22234 | 300280529 | CLOSED | 11 kV | RYB | PE 22.23 SEK. SRI PUTERI F2 |  |  | CBJ22236 |  | INDKOM | GA | 26/11/2002 | TX2-1000KVA |  | Pass | null
378574447 | TNB | DISTRIBUTION | WP PUTRAJAYA & CYBERJAYA | Existing | VCBJ/PCE/J22231/MB22231 | 300280527 | CLOSED | 11 kV | RYB | PE 22.23 SEK. SRI PUTERI F1 |  |  | CBJ22233 |  | INDKOM | GA | 26/11/2002 | TX1-1000KVA |  | Pass | null
378574587 | TNB | DISTRIBUTION | WP PUTRAJAYA & CYBERJAYA | Existing | VCBJ/PCE/J22242/MB22244 | 300280526 | CLOSED | 11 kV | RYB | PE 22.24 SEK. SRI PUTERI F2 |  |  | CBJ22247 |  | INDKOM | ZZT | 26/11/2002 | TX2-750KVA |  | Pass | null
378574673 | TNB | DISTRIBUTION | WP PUTRAJAYA & CYBERJAYA | Existing | VCBJ/PCE/J22241/MB22241 | 300280525 | CLOSED | 11 kV | RYB | PE 22.24 SEK. SRI PUTERI F1 |  |  | CBJ22244 |  | INDKOM | ZZZT | 26/11/2002 | TX1-750KVA |  | Pass | null
378574784 | TNB | DISTRIBUTION | WP PUTRAJAYA & CYBERJAYA | Existing | VCBJ/PCE/J21811/MB21811 | 300454935 | CLOSED | 11 kV | RYB | SS 21.81 SHAFBURY-MLCP CAR PARK F1 |  |  | CBJ21813 |  | INDKOM | ZZT |  | TX1-1000KVA |  | Pass | null
378574878 | TNB | DISTRIBUTION | WP PUTRAJAYA & CYBERJAYA | Existing | VCBJ/PCE/J21812/MB21814 | 300454938 | CLOSED | 11 kV | RYB | SS 21.81 SHAFBURY-MLCP CAR PARK F2 |  |  | CBJ21816 |  | INDKOM | ZZT |  | TX2-1000KVA |  | Pass | null
378574994 | TNB | DISTRIBUTION | WP PUTRAJAYA & CYBERJAYA | Existing | VCBJ/PCE/J21061/MB21061 | 300281072 | CLOSED | 11 kV | RYB | PE 21.06 PADAT B 15-4 |  |  | CBJ21062 |  | TAMCO | ZTZ | 28/06/1999 | TX1-1000KVA |  | Pass | null
378575134 | TNB | DISTRIBUTION | WP PUTRAJAYA & CYBERJAYA | Existing | VCBJ/PCE/J21051/MB21051 | 300281075 | CLOSED | 11 kV | RYB | PE 21.05 B15-3 |  |  | CBJ21052 |  | SIEMENS | 8DJ10.16 | 28/06/1999 | TX-1000KVA |  | Pass | null
378575221 | TNB | DISTRIBUTION | WP PUTRAJAYA & CYBERJAYA | Existing | VCBJ/PCE/J21071/MB21071 | 300281068 | CLOSED | 11 kV | RYB | PE 21.07 P.APEC |  |  | CBJ21072 |  | INDKOM | ZZT | 19990707 | TX-1000KVA |  | Pass | null
378575378 | TNB | DISTRIBUTION | WP PUTRAJAYA & CYBERJAYA | Existing | VCBJ/PCE/J21041/MB21041 | 300281076 | CLOSED | 11 kV | RYB | PE 21.04 B15-2 |  |  | CBJ21042 |  | TAMCO | GR1 | 28/06/1999 | TX-1000KVA |  | Pass | null
378575534 | TNB | DISTRIBUTION | WP PUTRAJAYA & CYBERJAYA | Existing | VPTJ/PCE/J11491/MB11491 | 300281092 | CLOSED | 11 kV | RYB | PE 11.49 KANTIN KVDT |  |  | PTJ11492 |  | TAMCO | GR1 | 24/06/2007 | TX-1000KVA |  | Pass | null
378575648 | TNB | DISTRIBUTION | WP PUTRAJAYA & CYBERJAYA | Existing | VCBJ/PCE/J21031/MB21031 | 300281077 | CLOSED | 11 kV | RYB | PE 21.03 B15-1 |  |  | CBJ21032 |  | TAMCO | GR1 | 28/06/1999 | TX-1000KVA |  | Pass | null
378575796 | TNB | DISTRIBUTION | WP PUTRAJAYA & CYBERJAYA | Existing | VPTJ/PCE/J11421/MB11421 | 300281073 | CLOSED | 11 kV | RYB | PE 11.42 BLOK G (F1) |  |  | PTJ11423 |  | INDKOM | ZZT | 17/08/2004 | TX1-1000KVA |  | Pass | null
378575916 | TNB | DISTRIBUTION | WP PUTRAJAYA & CYBERJAYA | Existing | VPTJ/PCE/J11422/MB11424 | 300281074 | CLOSED | 11 kV | RYB | PE 11.42 BLOK G (F2) |  |  | PTJ11426 |  | INDKOM | ZZT | 17/08/2004 | TX2-1000KVA |  | Pass | null
378576009 | TNB | DISTRIBUTION | WP PUTRAJAYA & CYBERJAYA | Existing | VPTJ/PCE/J11411/MB11411 | 300281080 | CLOSED | 11 kV | RYB | PE 11.41 BLOK F |  |  | PTJ11413 |  | INDKOM | ZZT | 17/08/2004 | TX1-1000KVA |  | Pass | null
378607021 | TNB | DISTRIBUTION | WP PUTRAJAYA & CYBERJAYA | Existing | VCBJ/PCE/J21681/MB21681 | 300455072 | CLOSED | 11 kV | RYB | PE 21.68 Padat Elite 4 |  |  | CBJ21682 |  | SCHNEIDER | NE-1Q1 |  |  |  | Pass | null
378607141 | TNB | DISTRIBUTION | WP PUTRAJAYA & CYBERJAYA | Existing | VCBJ/PCE/J21201/MB21201 | 300281021 | CLOSED | 11 kV | RYB | PE 21.20 ELITE HIGHWAY NO. 2 |  |  | CBJ21203 |  | INDKOM | ZZT | 28/02/2000 |  |  | Pass | null
378607351 | TNB | DISTRIBUTION | WP PUTRAJAYA & CYBERJAYA | Existing | VCBJ/PCE/J21191/MB21191 | 300281022 | CLOSED | 11 kV | RYB | PE 21.19 ELITE HIGHWAY NO. 1 |  |  | CBJ21193 |  | INDKOM | ZZT | 31/12/1999 |  |  | Pass | null
379452217 | TNB | DISTRIBUTION | WP PUTRAJAYA & CYBERJAYA | Existing | VCBJ/PCE/J22061/MB22061 | 300280591 | CLOSED | 11 kV | RYB | PE 22.06 PADAT B 15-5 |  |  | CBJ22063 |  | INDKOM | ZZT | 25/04/2000 | TX-1000KVA |  | Pass | null
379452369 | TNB | DISTRIBUTION | WP PUTRAJAYA & CYBERJAYA | Existing | VCBJ/PCE/J22071/MB22071 | 300280587 | CLOSED | 11 kV | RYB | PE 22.07 PADAT B 15-6 |  |  | CBJ22072 |  | MERLIN GERIN | ZZT | 30/05/2000 | TX-1000KVA |  | Pass | null
379907368 | TNB | DISTRIBUTION | WP PUTRAJAYA & CYBERJAYA | Existing | VPTJ/PCE/J00355/MB1 | 310376044 | CLOSED | 11 kV | RYB | PE 15.57 DWIPUTRA NO 4 (F2) |  |  | PTJ15575 |  |  | VRN2a |  |  |  | Pass | null
379907464 | TNB | DISTRIBUTION | WP PUTRAJAYA & CYBERJAYA | Existing | VPTJ/PCE/J00350/MB1 | 309895385 | CLOSED | 11 kV | RYB | PE 15.57 DWIPUTRA NO 4 (F1) |  |  | PTJ15572 |  |  | VRN 2A |  |  |  | Pass | null
379907563 | TNB | DISTRIBUTION | WP PUTRAJAYA & CYBERJAYA | Existing | VPTJ/PCE/J00354/MB1 | 300537442 | CLOSED | 11 kV | RYB | PE 15.59 DWIPUTRA NO 6 (F2) |  |  | PTJ15595 |  |  | VRN 2A |  |  |  | Pass | null
379907657 | TNB | DISTRIBUTION | WP PUTRAJAYA & CYBERJAYA | Existing | VPTJ/PCE/J00352/MB1 | 300554401 | CLOSED | 11 kV | RYB | PE 15.59 DWIPUTRA NO 6 (F1) |  |  | PTJ15592 |  |  | VRN 2A |  |  |  | Pass | null
379907769 | TNB | DISTRIBUTION | WP PUTRAJAYA & CYBERJAYA | Existing | VPTJ/PCE/J00353/MB1 | 300537441 | CLOSED | 11 kV | RYB | PE 15.58 DWIPUTRA NO 5 (F2) |  |  | PTJ15585 |  |  | VRN2a |  |  |  | Pass | null
379907863 | TNB | DISTRIBUTION | WP PUTRAJAYA & CYBERJAYA | Existing | VPTJ/PCE/J00351/MB1 | 300554406 | CLOSED | 11 kV | RYB | PE 15.58 DWIPUTRA NO 5 (F1) |  |  | PTJ15582 |  |  | VRN 2A |  |  |  | Pass | null
379907998 | TNB | DISTRIBUTION | WP PUTRAJAYA & CYBERJAYA | Existing | VPTJ/PCE/J08402/MB08404 | 310375499 | CLOSED | 11 kV | RYB | PE 8.40 8R4 BLOK C F2 |  |  | PTJ08403 |  |  | VRN29 |  |  |  | Pass | null
379908121 | TNB | DISTRIBUTION | WP PUTRAJAYA & CYBERJAYA | Existing | VPTJ/PCE/J08401/MB08401 | 310375494 | CLOSED | 11 kV | RYB | PE 8.40 8R4 BLOK C F1 |  |  | PTJ08405 |  | EPE | CCTI TYPE:2S+1F |  |  |  | Pass | null
379908217 | TNB | DISTRIBUTION | WP PUTRAJAYA & CYBERJAYA | Existing | VPTJ/PCE/J08411/MB08411 | 310375504 | CLOSED | 11 kV | RYB | PE 8.41 8R4 BLOK D F1 |  |  | PTJ08413 |  | EPE | CCTI TYPE:2S+1F |  |  |  | Pass | null
379908311 | TNB | DISTRIBUTION | WP PUTRAJAYA & CYBERJAYA | Existing | VPTJ/PCE/J08412/MB08414 | 300454909 | CLOSED | 11 kV | RYB | PE 8.41 BLOK D 8R4 F2 |  |  | PTJ08415 |  |  | VRN29 |  |  |  | Pass | null
379908429 | TNB | DISTRIBUTION | WP PUTRAJAYA & CYBERJAYA | Existing | VPTJ/PCE/J08382/MB08384 | 310375517 | CLOSED | 11 kV | RYB | PE 8.38 8R4 BLOK A F2 |  |  | PTJ08385 |  |  | VRN29 |  |  |  | Pass | null
379908523 | TNB | DISTRIBUTION | WP PUTRAJAYA & CYBERJAYA | Existing | VPTJ/PCE/J08381/MB08381 | 310375510 | CLOSED | 11 kV | RYB | PE 8.38 8R4 BLOK A F1 |  |  | PTJ08383 |  | EPE |  |  |  |  | Pass | null
379908619 | TNB | DISTRIBUTION | WP PUTRAJAYA & CYBERJAYA | Existing | VPTJ/PCE/J08391/MB08391 | 310375522 | CLOSED | 11 kV | RYB | PE 8.39 8R4 BLOK B F1 |  |  | PTJ08393 |  | INDKOM | INS24 |  |  |  | Pass | null
379908713 | TNB | DISTRIBUTION | WP PUTRAJAYA & CYBERJAYA | Existing | VPTJ/PCE/J08392/MB08394 | 310338736 | CLOSED | 11 kV | RYB | PE 8.39 BLOK B 8R4 F2 |  |  | PTJ08396 |  | INDKOM |  |  |  |  | Pass | null
379908868 | TNB | DISTRIBUTION | WP PUTRAJAYA & CYBERJAYA | Existing | VPTJ/PCE/J00356/MB1 | 310286482 | CLOSED | 11 kV | RYB | PE 11.76 TERES ZON 9D (1) (F1) |  |  | PTJ11763 |  | INDKOM | INS24 |  |  |  | Pass | null
379908972 | TNB | DISTRIBUTION | WP PUTRAJAYA & CYBERJAYA | Existing | VPTJ/PCE/J00359/MB1 | 310371017 | CLOSED | 11 kV | RYB | PE 11.76 TERES ZON 9D (1) (F2) |  |  | PTJ11766 |  | INDKOM | INS24 |  |  |  | Pass | null
379909078 | TNB | DISTRIBUTION | WP PUTRAJAYA & CYBERJAYA | Existing | VPTJ/PCE/J00357/MB1 | 310371019 | CLOSED | 11 kV | RYB | PE 11.77 TERES ZON 9D (2) (F1) |  |  | PTJ11773 |  | INDKOM | INS24 |  |  |  | Pass | null
379909184 | TNB | DISTRIBUTION | WP PUTRAJAYA & CYBERJAYA | Existing | VPTJ/PCE/J00358/MB1 | 310286485 | CLOSED | 11 kV | RYB | PE 11.77 TERES ZON 9D (2) (F2) |  |  | PTJ11776 |  | INDKOM | INS24 |  |  |  | Pass | null
379909315 | TNB | DISTRIBUTION | WP PUTRAJAYA & CYBERJAYA | Existing | VPTJ/PCE/J00398/MB1 | 310159639 | CLOSED | 11 kV | RYB | Grp: Substation Comp. 1 PE11.78 F1 |  |  | PTJ11782 |  |  | VRN 2A |  |  |  | Pass | null
379909409 | TNB | DISTRIBUTION | WP PUTRAJAYA & CYBERJAYA | Existing | VPTJ/PCE/J00399/MB1 | 310159659 | CLOSED | 11 kV | RYB | E 11.78 PPA1M PALMA (F2) |  |  | PTJ11785 |  |  | VRN 2A | 17/11/2016 |  |  | Pass | null
379909518 | TNB | DISTRIBUTION | WP PUTRAJAYA & CYBERJAYA | Existing | VPTJ/PCE/J05351/MB05351 | 310375513 | CLOSED | 11 kV | RYB | PE 5.35 TEMP 5R5 |  |  | PTJ05353 |  | INDKOM | ZZTT 1D |  |  |  | Pass | null
379909819 | TNB | DISTRIBUTION | WP PUTRAJAYA & CYBERJAYA | Existing | VCBJ/PCE/J24361/MB24361 | 310386506 | CLOSED | 11 kV | RYB | PE 24.36 VERDI CONDO BLOK 2 |  |  | CBJ24364 |  | INDKOM | ZZTT1D |  |  |  | Pass | null
379909820 | TNB | DISTRIBUTION | WP PUTRAJAYA & CYBERJAYA | Existing | VCBJ/PCE/J24361/MB24361 | 310386506 | CLOSED | 11 kV | RYB | PE 24.36 VERDI CONDO BLOK 2 |  |  | CBJ24363 |  | INDKOM | ZZTT1D |  |  |  | Pass | null
379910002 | TNB | DISTRIBUTION | WP PUTRAJAYA & CYBERJAYA | Existing | VCBJ/PCE/J24351/MB24351 | 310386491 | CLOSED | 11 kV | RYB | PE 24.35 VERDI CONDO BLOK 1 |  |  | CBJ24354 |  | INDKOM | ZZTT1D |  |  |  | Pass | null
379910003 | TNB | DISTRIBUTION | WP PUTRAJAYA & CYBERJAYA | Existing | VCBJ/PCE/J24351/MB24351 | 310386491 | CLOSED | 11 kV | RYB | PE 24.35 VERDI CONDO BLOK 1 |  |  | CBJ24353 |  | INDKOM | ZZTT1D |  |  |  | Pass | null
379924544 | TNB | DISTRIBUTION | WP PUTRAJAYA & CYBERJAYA | Existing | VPTJ/PCE/J00347/MB1 | 310371235 | CLOSED | 11 kV | RYB | PE 12.04 SPINE ROAD NO 2 (F2) |  |  | PTJ12046 | [6 empty] | Pass | null
379924645 | TNB | DISTRIBUTION | WP PUTRAJAYA & CYBERJAYA | Existing | VPTJ/PCE/J00347/MB1 | 310371232 | CLOSED | 11 kV | RYB | PE 12.04 SPINE ROAD NO 2 (F1) |  |  | PTJ12043 |  | INDKOM | INS24 |  |  |  | Pass | null
379924739 | TNB | DISTRIBUTION | WP PUTRAJAYA & CYBERJAYA | Existing | VPTJ/PCE/J00348/MB1 | 310372346 | CLOSED | 11 kV | RYB | PE 12.05 PS 19 (F2) |  |  | PTJ12055 |  | SCHNEIDER |  |  |  |  | Pass | null
379924833 | TNB | DISTRIBUTION | WP PUTRAJAYA & CYBERJAYA | Existing | VPTJ/PCE/J00346/MB1 | 310372341 | CLOSED | 11 kV | RYB | PE 12.05 PS 19 (F1) |  |  | PTJ12052 |  | SCHNEIDER |  |  |  |  | Pass | null
379925004 | TNB | DISTRIBUTION | WP PUTRAJAYA & CYBERJAYA | Existing | VPTJ/PCE/J00335/MB1 | 310332995 | CLOSED | 11 kV | RYB | PE 15.49 NADI 15 (1) (F1) |  |  | PTJ15493 |  | INDKOM | ZZT ID |  |  |  | Pass | null
379925098 | TNB | DISTRIBUTION | WP PUTRAJAYA & CYBERJAYA | Existing | VPTJ/PCE/J15492/MB15494 | 310332998 | CLOSED | 11 kV | RYB | PE 15.49 NADI 15 (1) (F2) |  |  | PTJ15496 |  | INDKOM |  |  |  |  | Pass | null
379925194 | TNB | DISTRIBUTION | WP PUTRAJAYA & CYBERJAYA | Existing | VPTJ/PCE/J00336/MB1 | 300520274 | CLOSED | 11 kV | RYB | PE 15.50 NADI 15 (2) (F1) |  |  | PTJ15503 |  | INDKOM | INS24 |  |  |  | Pass | null
379925288 | TNB | DISTRIBUTION | WP PUTRAJAYA & CYBERJAYA | Existing | VPTJ/PCE/J15502/MB15504 | 300522664 | CLOSED | 11 kV | RYB | PE 15.50 NADI 15 (2) (F2) |  |  | PTJ15506 |  | INDKOM | INS24 |  |  |  | Pass | null
379925384 | TNB | DISTRIBUTION | WP PUTRAJAYA & CYBERJAYA | Existing | VPTJ/PCE/J00334/MB1 | 300520263 | CLOSED | 11 kV | RYB | PE 15.51 NADI 15 (3) (F1) |  |  | PTJ15513 |  | INDKOM | INS24 |  |  |  | Pass | null
379925478 | TNB | DISTRIBUTION | WP PUTRAJAYA & CYBERJAYA | Existing | VPTJ/PCE/J15512/MB15514 | 300522668 | CLOSED | 11 kV | RYB | PE 15.51 NADI 15 (3) (F2) |  |  | PTJ15516 |  | INDKOM | INS24 |  |  |  | Pass | null
379925863 | TNB | DISTRIBUTION | WP PUTRAJAYA & CYBERJAYA | Existing | VPTJ/PCE/J00372/MB1 | 310376046 | CLOSED | 11 kV | RYB | PE 14.34 DUTA VILLA (EFI) (F1) |  |  | PTJ14343 |  | INDKOM | INS24 |  |  |  | Pass | null
379925967 | TNB | DISTRIBUTION | WP PUTRAJAYA & CYBERJAYA | Existing | VPTJ/PCE/J00374/MB1 | 310376049 | CLOSED | 11 kV | RYB | PE 14.34 DUTA VILLA (EFI) (F2) |  |  | PTJ14346 |  | INDKOM | INS24 |  |  |  | Pass | null
379926319 | TNB | DISTRIBUTION | WP PUTRAJAYA & CYBERJAYA | Existing | VCBJ/PCE/J00130/MB1 | 310375552 | CLOSED | 11 kV | RYB | PE 25.30 GLADE 3-3 |  |  | CBJ25302 |  | SCHNEIDER | NE-21Q |  |  |  | Pass | null
379926413 | TNB | DISTRIBUTION | WP PUTRAJAYA & CYBERJAYA | Existing | VCBJ/PCE/J00129/MB1 | 310389792 | CLOSED | 11 kV | RYB | PE 25.29 GLADE 3-2 |  |  | CBJ25292 |  | SCHNEIDER | NE-21Q |  |  |  | Pass | null
379926507 | TNB | DISTRIBUTION | WP PUTRAJAYA & CYBERJAYA | Existing | VCBJ/PCE/J00124/MB1 | 310389790 | CLOSED | 11 kV | RYB | PE 25.28 GLADE 3-1 |  |  | CBJ25282 |  | MERLIN GERIN | NE-21Q |  |  |  | Pass | null
379926844 | TNB | DISTRIBUTION | WP PUTRAJAYA & CYBERJAYA | Existing | VCBJ/PCE/J23211/MB23211 | 310303828 | CLOSED | 11 kV | RYB | PE 23.21 EASTERN CORIDOR |  |  | CBJ23212 |  | SCHNEIDER | NE-21Q |  |  |  | Pass | null
379926955 | TNB | DISTRIBUTION | WP PUTRAJAYA & CYBERJAYA | Existing | VCBJ/PCE/J00132/MB1 | 310386417 | CLOSED | 11 kV | RYB | PE 23.31 TEMP AXVENTURE |  |  | CBJ23312 |  | MERLIN GERIN | NE-21Q |  |  |  | Pass | null
380663146 | TNB | DISTRIBUTION | WP PUTRAJAYA & CYBERJAYA | Existing | VPTJ/PCE/J00442/MB1 | 310554291 | CLOSED | 11 kV | RYB | D-PTJ-C15-0989 |  |  | P17152 |  | SIEMENS | 8DJH |  | TX-1000kVA |  | Pass | null
380663267 | TNB | DISTRIBUTION | WP PUTRAJAYA & CYBERJAYA | Existing | VPTJ/PCE/J00443/MB1 | 310554274 | CLOSED | 11 kV | RYB | D-PTJ-C15-0989 |  |  | P17156 |  | SIEMENS | 8DJH |  |  |  | Pass | null
380663390 | TNB | DISTRIBUTION | WP PUTRAJAYA & CYBERJAYA | Existing | VPTJ/PCE/J00444/MB1 | 310554333 | CLOSED | 11 kV | RYB | D-PTJ-C15-0989 |  |  | P17163 |  |  | VRN 2A |  | TX-1000kVA |  | Pass | null
380663511 | TNB | DISTRIBUTION | WP PUTRAJAYA & CYBERJAYA | Existing | VPTJ/PCE/J00445/MB1 | 310543647 | CLOSED | 11 kV | RYB | D-PTJ-C15-0989 |  |  | P17166 |  |  | RM6 |  | TX-1000kVA |  | Pass | null
381401680 | TNB | DISTRIBUTION | WP PUTRAJAYA & CYBERJAYA | Existing |  |  | CLOSED | 11 kV | RYB | D-PTJ-C16-0948 |  |  | PTJ12095 | [6 empty] | Pass | null
381401794 | TNB | DISTRIBUTION | WP PUTRAJAYA & CYBERJAYA | Existing |  |  | CLOSED | 11 kV | RYB | D-PTJ-C16-0948 |  |  | PTJ12092 | [6 empty] | Pass | null
381401916 | TNB | DISTRIBUTION | WP PUTRAJAYA & CYBERJAYA | Existing |  |  | CLOSED | 11 kV | RYB | D-PTJ-C16-0948 |  |  | PTJ12105 | [6 empty] | Pass | null
381402030 | TNB | DISTRIBUTION | WP PUTRAJAYA & CYBERJAYA | Existing |  |  | CLOSED | 11 kV | RYB | D-PTJ-C16-0948 |  |  | PTJ12102 | [6 empty] | Pass | null
381402200 | TNB | DISTRIBUTION | WP PUTRAJAYA & CYBERJAYA | Existing | VPTJ/PCE/J00400/MB1 | 310294512 | CLOSED | 11 kV | RYB | D-PTJ-C15-0944 |  |  | PTJ17112 |  |  | VRN 2A |  |  |  | Pass | null
381402314 | TNB | DISTRIBUTION | WP PUTRAJAYA & CYBERJAYA | Existing | VPTJ/PCE/J00401/MB1 | 310294517 | CLOSED | 11 kV | RYB | D-PTJ-C15-0944 |  |  | PTJ17115 |  |  | VRN 2A |  |  |  | Pass | null
381402430 | TNB | DISTRIBUTION | WP PUTRAJAYA & CYBERJAYA | Existing | VPTJ/PCE/J00406/MB1 | 310294511 | CLOSED | 11 kV | RYB | D-PTJ-C16-1074 |  |  | PTJ17142 |  |  | VRN 2A |  |  |  | Pass | null
381402544 | TNB | DISTRIBUTION | WP PUTRAJAYA & CYBERJAYA | Existing | VPTJ/PCE/J00407/MB1 | 310294509 | CLOSED | 11 kV | RYB | D-PTJ-C16-1074 |  |  | PTJ17145 |  |  | VRN 2A |  |  |  | Pass | null
381402694 | TNB | DISTRIBUTION | WP PUTRAJAYA & CYBERJAYA | Existing | VPTJ/PCE/J00404/MB1 | 310294518 | CLOSED | 11 kV | RYB | D-PTJ-C16-1074 |  |  | PTJ17132 |  |  | VRN 2A |  |  |  | Pass | null
381402810 | TNB | DISTRIBUTION | WP PUTRAJAYA & CYBERJAYA | Existing | VPTJ/PCE/J00405/MB1 | 310294510 | CLOSED | 11 kV | RYB | D-PTJ-C16-1074 |  |  | PTJ17135 |  |  | VRN 2A |  |  |  | Pass | null
381402955 | TNB | DISTRIBUTION | WP PUTRAJAYA & CYBERJAYA | Existing | VPTJ/PCE/J00402/MB1 | 310294514 | CLOSED | 11 kV | RYB | D-PTJ-C15-0944 |  |  | PTJ17122 |  |  | VRN 2A |  |  |  | Pass | null
381403069 | TNB | DISTRIBUTION | WP PUTRAJAYA & CYBERJAYA | Existing | VPTJ/PCE/J00403/MB1 | 310294516 | CLOSED | 11 kV | RYB | D-PTJ-C15-0944 |  |  | PTJ17125 |  |  | VRN 2A |  |  |  | Pass | null
381405974 | TNB | DISTRIBUTION | WP PUTRAJAYA & CYBERJAYA | Existing | VPTJ/PCE/J00375/MB1 | 310425312 | CLOSED | 11 kV | RYB | PE 7.14 ELECTRIC SQC 1 |  |  | PTJ07142 |  | SCHNEIDER | NE-2iQ |  | TX-1000KVA |  | Pass | null
381406088 | TNB | DISTRIBUTION | WP PUTRAJAYA & CYBERJAYA | Existing | VPTJ/PCE/J00377/MB1 | 310425309 | CLOSED | 11 kV | RYB | PE 7.15 ELECTRIC SQC 2 |  |  | PTJ07152 |  | SCHNEIDER | NE-2iQ |  | TX-1000KVA |  | Pass | null
381406211 | TNB | DISTRIBUTION | WP PUTRAJAYA & CYBERJAYA | Existing | VPTJ/PCE/J00378/MB1 | 310425307 | CLOSED | 11 kV | RYB | PE 9.50 DEPOH VSQC |  |  | PTJ09502 |  | SCHNEIDER | NE-2iQ |  | TX-1000KVA |  | Pass | null
381406342 | TNB | DISTRIBUTION | WP PUTRAJAYA & CYBERJAYA | Existing |  |  | CLOSED | 11 kV | RYB | PE 23.30 EAST GARDEN |  |  | CBJ23303 |  |  |  |  | TX1-1000KVA |  | Pass | null
381406343 | TNB | DISTRIBUTION | WP PUTRAJAYA & CYBERJAYA | Existing |  |  | CLOSED | 11 kV | RYB | PE 23.30 EAST GARDEN |  |  | CBJ23304 |  |  |  |  | TX2-1000KVA |  | Pass | null
381406595 | TNB | DISTRIBUTION | WP PUTRAJAYA & CYBERJAYA | Existing | VCBJ/PCE/J00131/MB1 | 310024037 | CLOSED | 11 kV | RYB | PE 24.40 LAMAN VIEW |  |  | CBJ24403 |  | INDKOM | INS24 |  | TX-1000KVA |  | Pass | null
381406596 | TNB | DISTRIBUTION | WP PUTRAJAYA & CYBERJAYA | Existing | VCBJ/PCE/J00131/MB1 | 310024037 | CLOSED | 11 kV | RYB | PE 24.40 LAMAN VIEW |  |  | CBJ24404 |  | INDKOM | INS24 |  | TX2-1000KVA |  | Pass | null
381406811 | TNB | DISTRIBUTION | WP PUTRAJAYA & CYBERJAYA | Existing | VPTJ/PCE/J00388/MB1 | 310213597 | CLOSED | 11 kV | RYB | PE 6.07 BLOK 7 PPA1M (F1) |  |  | PTJ06073 |  | EPE | N/A |  | TX-1000KVA |  | Pass | null
381406932 | TNB | DISTRIBUTION | WP PUTRAJAYA & CYBERJAYA | Existing | VPTJ/PCE/J00389/MB1 | 310213598 | CLOSED | 11 kV | RYB | PE 6.07 BLOK 7 PPA1M (F2) |  |  | PTJ06076 |  | EPE | N/A |  | TX-1000KVA |  | Pass | null
381407059 | TNB | DISTRIBUTION | WP PUTRAJAYA & CYBERJAYA | Existing | VPTJ/PCE/J00393/MB1 | 310251082 | CLOSED | 11 kV | RYB | PE 6.11 BLOK 4 PPA1M (F2) |  |  | PTJ06116 |  | EPE | CCTI |  | TX-1000KVA |  | Pass | null
381407180 | TNB | DISTRIBUTION | WP PUTRAJAYA & CYBERJAYA | Existing | VPTJ/PCE/J00392/MB1 | 310213599 | CLOSED | 11 kV | RYB | PE 6.11 BLOK 4 PPA1M (F1) |  |  | PTJ06113 |  | EPE | N/A |  | TX1-1000KVA |  | Pass | null
381407317 | TNB | DISTRIBUTION | WP PUTRAJAYA & CYBERJAYA | Existing | VPTJ/PCE/J00390/MB1 | 310213605 | CLOSED | 11 kV | RYB | PE 6.10 BLOK 6B PPA1M (F1) |  |  | PTJ06103 |  | EPE | CCTI |  | TX-1000KVA |  | Pass | null
381407438 | TNB | DISTRIBUTION | WP PUTRAJAYA & CYBERJAYA | Existing | VPTJ/PCE/J00391/MB1 | 310251080 | CLOSED | 11 kV | RYB | PE 6.10 BLOK 6B PPA1M (F2) |  |  | PTJ06106 |  | EPE | CCTI |  | TX-1000KVA |  | Pass | null
381407561 | TNB | DISTRIBUTION | WP PUTRAJAYA & CYBERJAYA | Existing | VPTJ/PCE/J00397/MB1 | 310213609 | CLOSED | 11 kV | RYB | PE 6.09 BLOK 6A PPA1M (F2) |  |  | PTJ06096 |  | EPE | CCTI |  |  |  | Pass | null
381407682 | TNB | DISTRIBUTION | WP PUTRAJAYA & CYBERJAYA | Existing | VPTJ/PCE/J00396/MB1 | 310213600 | CLOSED | 11 kV | RYB | PE 6.09 BLOK 6A PPA1M (F1) |  |  | PTJ06093 |  | EPE | N/A |  | TX-1000KVA |  | Pass | null
381407805 | TNB | DISTRIBUTION | WP PUTRAJAYA & CYBERJAYA | Existing | VPTJ/PCE/J00394/MB1 | 310213608 | CLOSED | 11 kV | RYB | PE 6.08 BLOK 3 PPA1M (F1) |  |  | PTJ06082 |  | EPE | SSE-VRN2a |  | TX-1000KVA |  | Pass | null
381407926 | TNB | DISTRIBUTION | WP PUTRAJAYA & CYBERJAYA | Existing | VPTJ/PCE/J00395/MB1 | 310213602 | CLOSED | 11 kV | RYB | PE 6.08 BLOK 3 PPA1M (F2) |  |  | PTJ06085 |  | EPE | SSE-VRN2a |  | TX-1000KVA |  | Pass | null
381408049 | TNB | DISTRIBUTION | WP PUTRAJAYA & CYBERJAYA | Existing | VPTJ/PCE/J00386/MB1 | 309997435 | CLOSED | 11 kV | RYB | PE 6.06 BLOK 5B PPA1M (F1) |  |  | PTJ06063 |  | EPE | N/A |  | TX-1000KVA |  | Pass | null
381408170 | TNB | DISTRIBUTION | WP PUTRAJAYA & CYBERJAYA | Existing | VPTJ/PCE/J00387/MB1 | 309997437 | CLOSED | 11 kV | RYB | PE 6.06 BLOK 5B PPA1M (F2) |  |  | PTJ06066 |  | EPE | N/A |  | TX-1000KVA |  | Pass | null
381526228 | TNB | DISTRIBUTION | WP PUTRAJAYA & CYBERJAYA | Existing | VCBJ/PCE/J23291/MB1 | 300545693 | CLOSED | 11 kV | RYB | PE 23.29 PERUMAHAN CERIA RESIDENT |  |  | CBJ23293 |  | INDKOM | INS24 |  | TX-1000KVA |  | Pass | null
381526229 | TNB | DISTRIBUTION | WP PUTRAJAYA & CYBERJAYA | Existing | VCBJ/PCE/J23291/MB1 | 300545693 | CLOSED | 11 kV | RYB | PE 23.29 PERUMAHAN CERIA RESIDENT |  |  | CBJ23294 |  | INDKOM | INS24 |  | TX-1000KVA |  | Pass | null
381526550 | TNB | DISTRIBUTION | WP PUTRAJAYA & CYBERJAYA | Existing | VCBJ/PCE/J21441/MB21441 | 310370043 | CLOSED | 11 kV | RYB | PE 21.44 CYBERVILLAGE SERENITY 2 |  |  | CBJ21443 |  | TAMCO |  |  |  |  | Pass | null
381526551 | TNB | DISTRIBUTION | WP PUTRAJAYA & CYBERJAYA | Existing | VCBJ/PCE/J21441/MB21441 | 310370043 | CLOSED | 11 kV | RYB | PE 21.44 CYBERVILLAGE SERENITY 2 |  |  | CBJ21442 |  | TAMCO |  |  |  |  | Pass | null
381526761 | TNB | DISTRIBUTION | WP PUTRAJAYA & CYBERJAYA | Existing | VCBJ/PCE/J24031/MB24031 | 310360646 | CLOSED | 11 kV | RYB | PE 24.03 JELANG VISTA 2 |  |  | CBJ24034 |  | INDKOM | INS24 |  | TX1-1000KVA |  | Pass | null
381527222 | TNB | DISTRIBUTION | WP PUTRAJAYA & CYBERJAYA | Existing | VCBJ/PCE/J24111/MB24111 | 310360641 | CLOSED | 11 kV | RYB | PE 24.11 SEJATI HOMES 1 |  |  | CBJ24114 |  | ABB | CCFF |  |  |  | Pass | null
381527223 | TNB | DISTRIBUTION | WP PUTRAJAYA & CYBERJAYA | Existing | VCBJ/PCE/J24111/MB24111 | 310360641 | CLOSED | 11 kV | RYB | PE 24.11 SEJATI HOMES 1 |  |  | CBJ24113 |  | ABB | CCFF |  |  |  | Pass | null
382986166 | TNB | DISTRIBUTION | WP PUTRAJAYA & CYBERJAYA | Existing | VPTJ/PCE/J14331/MB14331 | 310338739 | CLOSED | 11 kV | RYB | PE 14.33 PERUMAHAN 14-6 NO 2 (F1) |  |  | PTJ14333 |  | INDKOM | INS24 |  | TX1-1000KVA |  | Pass | null
382986287 | TNB | DISTRIBUTION | WP PUTRAJAYA & CYBERJAYA | Existing | VPTJ/PCE/J14332/MB14334 | 310338743 | CLOSED | 11 kV | RYB | PE 14.33 PERUMAHAN 14-6 NO 2 (F2) |  |  | PTJ14335 |  | INDKOM | INS24 |  | TX2-1000KVA |  | Pass | null
382986420 | TNB | DISTRIBUTION | WP PUTRAJAYA & CYBERJAYA | Existing | VPTJ/PCE/J14321/MB14321 | 310338752 | CLOSED | 11 kV | RYB | PE 14.32 PERUMAHAN 14-6 NO 1 (F1) |  |  | PTJ14323 |  | INDKOM | INS24 |  | TX-1000KVA |  | Pass | null
382986541 | TNB | DISTRIBUTION | WP PUTRAJAYA & CYBERJAYA | Existing | VPTJ/PCE/J14322/MB14324 | 310338747 | CLOSED | 11 kV | RYB | PE 14.32 PERUMAHAN 14-6 NO 1 (F2) |  |  | PTJ14325 |  | SCHNEIDER | NE-2iQ |  | TX2-1000KVA |  | Pass | null
382986695 | TNB | DISTRIBUTION | WP PUTRAJAYA & CYBERJAYA | Existing | VCBJ/PCE/J00127/MB1 | 310212579 | CLOSED | 11 kV | RYB | PE 24.37 KANVAS TOWER A |  |  | CBJ24374 |  | SIEMENS | 8DJH TRRT |  | TX2-1000KVA |  | Pass | null
382986696 | TNB | DISTRIBUTION | WP PUTRAJAYA & CYBERJAYA | Existing | VCBJ/PCE/J00127/MB1 | 310212579 | CLOSED | 11 kV | RYB | PE 24.37 KANVAS TOWER A |  |  | CBJ24371 |  | SIEMENS | 8DJH TRRT |  | TX-1000KVA |  | Pass | null
382986917 | TNB | DISTRIBUTION | WP PUTRAJAYA & CYBERJAYA | Existing | VCBJ/PCE/J00128/MB1 | 310158556 | CLOSED | 11 kV | RYB | PE 24.38 KANVAS TOWER B |  |  | CBJ24384 |  | INDKOM | ZZTT1D |  | TX2-1000KVA |  | Pass | null
382986918 | TNB | DISTRIBUTION | WP PUTRAJAYA & CYBERJAYA | Existing | VCBJ/PCE/J00128/MB1 | 310158556 | CLOSED | 11 kV | RYB | PE 24.38 KANVAS TOWER B |  |  | CBJ24383 |  | INDKOM | ZZTT1D |  | TX1-1000KVA |  | Pass | null
382987151 | TNB | DISTRIBUTION | WP PUTRAJAYA & CYBERJAYA | Existing | VCBJ/PCE/J23261/MB23261 | 310425257 | CLOSED | 11 kV | RYB | PE 23.26 V RESIDENCE |  |  | CBJ23261 |  | SIEMENS | 8DJH TRRT |  | TX1-1000KVA |  | Pass | null
382987152 | TNB | DISTRIBUTION | WP PUTRAJAYA & CYBERJAYA | Existing | VCBJ/PCE/J23261/MB23261 | 310425257 | CLOSED | 11 kV | RYB | PE 23.26 V RESIDENCE |  |  | CBJ23264 |  | SIEMENS | 8DJH TRRT |  | TX2-1000KVA |  | Pass | null
382987363 | TNB | DISTRIBUTION | WP PUTRAJAYA & CYBERJAYA | Existing | VCBJ/PCE/J23271/MB23271 | 310425266 | CLOSED | 11 kV | RYB | PE 23.27 V RESIDENCE 1 |  |  | CBJ23272 |  |  | VRN 2A |  | TX-750KVA |  | Pass | null
382987623 | TNB | DISTRIBUTION | WP PUTRAJAYA & CYBERJAYA | Existing | VCBJ/PCE/J00133/MB1 | 310158581 | CLOSED | 11 kV | RYB | PE 24.41 MAGIC VILLAGE |  |  | CBJ24412 |  |  | VRN 2A |  | TX-750KVA |  | Pass | null
383003392 | TNB | DISTRIBUTION | WP PUTRAJAYA & CYBERJAYA | Existing | VPTJ/PCE/J00383/MB1 | 310159885 | CLOSED | 11 kV | RYB | PE 6.05 BLOK 5A PPA1M (F2) |  |  | PTJ06056 |  | EPE | CCTI |  |  |  | Pass | null
383003513 | TNB | DISTRIBUTION | WP PUTRAJAYA & CYBERJAYA | Existing | VPTJ/PCE/J00382/MB1 | 310159653 | CLOSED | 11 kV | RYB | PE 6.05 BLOK 5A PPA1M (F1) |  |  | PTJ06053 |  | EPE | CCTI |  |  |  | Pass | null
383003636 | TNB | DISTRIBUTION | WP PUTRAJAYA & CYBERJAYA | Existing | VPTJ/PCE/J00381/MB1 | 310213610 | CLOSED | 11 kV | RYB | PE 6.04 BLOK 1 PPA1M (F2) |  |  | PTJ06046 |  | EPE | CCTI |  |  |  | Pass | null
383003757 | TNB | DISTRIBUTION | WP PUTRAJAYA & CYBERJAYA | Existing | VPTJ/PCE/J00380/MB1 | 310213607 | CLOSED | 11 kV | RYB | PE 6.04 BLOK 1 PPA1M (F1) |  |  | PTJ06043 |  | EPE | CCTI |  |  |  | Pass | null
383003918 | TNB | DISTRIBUTION | WP PUTRAJAYA & CYBERJAYA | Existing | VPTJ/PCE/J16321/MB16321 | 310471639 | CLOSED | 11 kV | RYB | PE 16.32 TEMP PPA1M P16D |  |  | PTJ16322 |  | SCHNEIDER | NE-2iQ |  |  |  | Pass | null
383004178 | TNB | DISTRIBUTION | WP PUTRAJAYA & CYBERJAYA | Existing | VPTJ/PCE/J01681/MB01681 | 310372353 | CLOSED | 11 kV | RYB | PE 1.68 TEMP PLOT Z1 & Z2 |  |  | PTJ01682 |  | TAMCO | NA |  |  |  | Pass | null
383004453 | TNB | DISTRIBUTION | WP PUTRAJAYA & CYBERJAYA | Existing | VPTJ/PCE/J11641/MB11641 | 300281093 | CLOSED | 11 kV | RYB | PE 11.64 ZON 10A (F1) |  |  | PTJ11642 |  | TAMCO | GR1-21-1D-08301 | 21/07/2009 |  |  | Pass | null
383004568 | TNB | DISTRIBUTION | WP PUTRAJAYA & CYBERJAYA | Existing | VPTJ/PCE/J11642/MB11644 | 300454762 | CLOSED | 11 kV | RYB | PE 11.64 ZON 10A (F2) |  |  | PTJ11645 |  | TAMCO | GR1-21-1D-08308 |  |  |  | Pass | null
383004688 | TNB | DISTRIBUTION | WP PUTRAJAYA & CYBERJAYA | Existing | VPTJ/PCE/J11651/MB11651 | 300451360 | CLOSED | 11 kV | RYB | PE 11.65 ZON 10A2 (F1) |  |  | PTJ11653 |  | INDKOM | ZZT |  |  |  | Pass | null
383004803 | TNB | DISTRIBUTION | WP PUTRAJAYA & CYBERJAYA | Existing | VPTJ/PCE/J11652/MB11654 | 300281094 | CLOSED | 11 kV | RYB | PE 11.65 ZON 10A2 (F2) |  |  | PTJ11656 |  | INDKOM | ZZT | 13/08/2009 |  |  | Pass | null
383046385 | TNB | DISTRIBUTION | WP PUTRAJAYA & CYBERJAYA | Existing |  |  | CLOSED | 11 kV | RYB | BE KE PEMBANGUNAN PUSAT PENGAJIAN PERTAH |  |  | P1663 | [6 empty] | Pass | null
383046499 | TNB | DISTRIBUTION | WP PUTRAJAYA & CYBERJAYA | Existing |  |  | CLOSED | 11 kV | RYB |  |  |  | P1666 | [6 empty] | Pass | null
383046625 | TNB | DISTRIBUTION | WP PUTRAJAYA & CYBERJAYA | Existing | VCBJ/PCE/J00164/MB1 | 310580315 | CLOSED | 11 kV | RYB | D-CBJ-C17-0519 |  |  | C23452 | LUCY |  | VRN 2A |  |  |  | Pass | null
383046865 | TNB | DISTRIBUTION | WP PUTRAJAYA & CYBERJAYA | Existing |  |  | CLOSED | 11 kV | RYB | D-CBJ-C16-0576 |  |  | C25312 | [6 empty] | Pass | null
383046979 | TNB | DISTRIBUTION | WP PUTRAJAYA & CYBERJAYA | Existing |  |  | CLOSED | 11 kV | RYB | D-CBJ-C16-0576 |  |  | C25322 | [6 empty] | Pass | null
383047093 | TNB | DISTRIBUTION | WP PUTRAJAYA & CYBERJAYA | Existing |  |  | CLOSED | 11 kV | RYB | D-CBJ-C16-0576 |  |  | C25332 | [6 empty] | Pass | null
383338333 | TNB | DISTRIBUTION | WP PUTRAJAYA & CYBERJAYA | Existing | VCBJ/PCE/J00139/MB1 | 310386607 | CLOSED | 11 kV | RYB | D-CBJ-C15-0468 |  |  | CBJ23404 |  | INDKOM | INS24 |  | TX2-1000KVA |  | Pass | null
383338334 | TNB | DISTRIBUTION | WP PUTRAJAYA & CYBERJAYA | Existing | VCBJ/PCE/J00139/MB1 | 310386607 | CLOSED | 11 kV | RYB | D-CBJ-C15-0468 |  |  | CBJ23403 |  | INDKOM | INS24 |  | TX1-1000KVA |  | Pass | null
383338552 | TNB | DISTRIBUTION | WP PUTRAJAYA & CYBERJAYA | Existing | VCBJ/PCE/J00140/MB1 | 310341678 | CLOSED | 11 kV | RYB | D-CBJ-C15-0468 |  |  | CBJ23413 |  | TAMCO | SF6 RMU GR1 |  | TX2-1000KVA |  | Pass | null
383338553 | TNB | DISTRIBUTION | WP PUTRAJAYA & CYBERJAYA | Existing | VCBJ/PCE/J00140/MB1 | 310341678 | CLOSED | 11 kV | RYB | D-CBJ-C15-0468 |  |  | CBJ23412 |  | TAMCO | SF6 RMU GR1 |  | TX1-1000KVA |  | Pass | null
383347044 | TNB | DISTRIBUTION | WP PUTRAJAYA & CYBERJAYA | Existing | VCBJ/PCE/J24021/MB 24021 | 310303824 | CLOSED | 11 kV | RYB | PE 24.02 JELANG VISTA 1 |  |  | CBJ24024 |  | INDKOM | ZZTT.OD |  | TX-1000KVA |  | Pass | null
384171310 | TNB | DISTRIBUTION | WP PUTRAJAYA & CYBERJAYA | Existing | VCBJ/PCE/J00152 |  | CLOSED | 11 kV | RYB | D-CBJ-C16-0439 |  |  | C25063 | [6 empty] | Pass | null
384171442 | TNB | DISTRIBUTION | WP PUTRAJAYA & CYBERJAYA | Existing |  |  | CLOSED | 11 kV | RYB | PE 24.45 CERIA CONDO B |  |  | C24453 | [6 empty] | Pass | null
384171443 | TNB | DISTRIBUTION | WP PUTRAJAYA & CYBERJAYA | Existing |  |  | CLOSED | 11 kV | RYB | PE 24.45 CERIA CONDO B |  |  | C24452 | [6 empty] | Pass | null
384171653 | TNB | DISTRIBUTION | WP PUTRAJAYA & CYBERJAYA | Existing |  |  | CLOSED | 11 kV | RYB | PE 24.44 CERIA CONDO A |  |  | C24443 | [6 empty] | Pass | null
384171654 | TNB | DISTRIBUTION | WP PUTRAJAYA & CYBERJAYA | Existing |  |  | CLOSED | 11 kV | RYB | PE 24.44 CERIA CONDO A |  |  | C24442 | [6 empty] | Pass | null
384172001 | TNB | DISTRIBUTION | WP PUTRAJAYA & CYBERJAYA | Existing |  |  | CLOSED | 11 kV | RYB | D-CBJ-C15-0497 |  |  | N/A | [6 empty] | Pass | null
384304424 | TNB | DISTRIBUTION | WP PUTRAJAYA & CYBERJAYA | Existing |  |  | CLOSED | 11 kV | RYB | D-CBJ-C16-0532 |  |  | C21392 | [6 empty] | Pass | null
385025816 | TNB | DISTRIBUTION | WP PUTRAJAYA & CYBERJAYA | Existing |  |  | CLOSED | 11 kV | RYB |  |  |  | 17233 | [6 empty] | Pass | null
385026650 | TNB | DISTRIBUTION | WP PUTRAJAYA & CYBERJAYA | Existing |  |  | CLOSED | 11 kV | RYB | D-CBJ-C16-0566 |  |  | 24432 | [6 empty] | Pass | null
385026651 | TNB | DISTRIBUTION | WP PUTRAJAYA & CYBERJAYA | Existing |  |  | CLOSED | 11 kV | RYB | D-CBJ-C16-0566 |  |  | 24433 | [6 empty] | Pass | null
388861013 | TNB | DISTRIBUTION | WP PUTRAJAYA & CYBERJAYA | Existing | VCBJ/PCE/J24051/MB24052 | 300454676 | CLOSED | 11 kV | RYB | PE 24.05 SYMPHONY HILLS 3 |  |  | CBJ24053 |  | SCHNEIDER | ID-0233 |  | TX2-1000KVA |  | Pass | null
389013166 | TNB | DISTRIBUTION | WP PUTRAJAYA & CYBERJAYA | Existing | VCBJ/PCE/J24061/MB24062 | 300454672 | CLOSED | 11 kV | RYB | PE 24.06 SYMPHONY HILLS 1 |  |  | CBJ24063 |  | SCHNEIDER | NE-2iQ |  | TX-500KVA |  | Pass | null
389013194 | TNB | DISTRIBUTION | WP PUTRAJAYA & CYBERJAYA | Existing |  |  | CLOSED | 11 kV | RYB | PE 24.06 SYMPHONY HILLS 1 |  |  | N/A | [6 empty] | Pass | null
389013195 | TNB | DISTRIBUTION | WP PUTRAJAYA & CYBERJAYA | Existing |  |  | CLOSED | 11 kV | RYB | PE 24.06 SYMPHONY HILLS 1 |  |  | N/A | [6 empty] | Pass | null
389470106 | TNB | DISTRIBUTION | WP PUTRAJAYA & CYBERJAYA | Existing |  |  | CLOSED | 11 kV | RYB | D-CBJ-C15-0506 |  |  | CBJ24503 | [6 empty] | Pass | null
389527738 | TNB | DISTRIBUTION | WP PUTRAJAYA & CYBERJAYA | Existing | VCBJ/PCE/J21751/MB21751 | 300454652 | CLOSED | 11 kV | RYB | PE 21.75 LAKEVIEW WEST 1 |  |  | CBJ21752 |  | TAMCO | GR1 |  | TX1-1000KVA |  | Pass | null
389528364 | TNB | DISTRIBUTION | WP PUTRAJAYA & CYBERJAYA | Existing | VCBJ/PCE/J21741/MB21741 | 300454650 | CLOSED | 11 kV | RYB | PE 21.74 LAKE VIEW WEST 2 |  |  | CBJ22442 |  | TAMCO | GR1 |  | TX-1000KVA |  | Pass | null
390114628 | TNB | DISTRIBUTION | WP PUTRAJAYA & CYBERJAYA | Existing | VPTJ/PCE/J14092/MB14094 | 300455138 | CLOSED | 11 kV | RYB | PE 14.09 PERUMAHAN 14-4 (F2) |  |  | PTJ14095 | SCHNEIDER |  | RM6 |  |  |  | Pass | null
390320307 | TNB | DISTRIBUTION | WP PUTRAJAYA & CYBERJAYA | Existing | VCBJ/PCE/J22861/MB22861 | 300454739 | CLOSED | 11 kV | RYB | PE 22.86 NEO CYBER BLOK D |  |  | CBJ22864 | INDKOM | INDKOM | ZZTT |  | TX-1000KVA |  | Pass | null
390865656 | TNB | DISTRIBUTION | WP PUTRAJAYA & CYBERJAYA | Existing |  |  | CLOSED | 11 kV | RYB |  |  |  | P11793 | [6 empty] | Pass | null
15475587 | TNB | DISTRIBUTION | WP PUTRAJAYA & CYBERJAYA | Existing | VPTJ/PCE/J11171/MB11171 | 300452982 | CLOSED | 11 kV | RYB | PE 11.17 ZON 7B (F1) |  |  | PTJ11173 |  | INDKOM | ZZT-O/D | 20/06/2011 | MSB Pengguna |  | Pass | null
15475603 | TNB | DISTRIBUTION | WP PUTRAJAYA & CYBERJAYA | Existing | VPTJ/PCE/J11172/MB11174 | 300452983 | CLOSED | 11 kV | RYB | PE 11.17 ZON 7B (F2) |  |  | PTJ11176 |  | INDKOM | ZZT-O/D | 21/06/2011 | TX 2 |  | Pass | null
36722298 | TNB | DISTRIBUTION | WP PUTRAJAYA & CYBERJAYA | Existing | VCBJ/PCE/J21891/MB21891 | 300454631 | CLOSED | 11 kV | RYB | PE 21.89 MYVILLA P2 PARCEL B |  |  | CBJ21892 | TAMCO | TAMCO | GR1 |  |  |  | Pass | null
36722313 | TNB | DISTRIBUTION | WP PUTRAJAYA & CYBERJAYA | Existing | VCBJ/PCE/J21881/MB21881 | 300455085 | CLOSED | 11 kV | RYB | PE 21.88 MYVILLA P2 PARCEL A |  |  | CBJ21882 |  | TAMCO | GR1 |  |  |  | Pass | null
256930566 | TNB | DISTRIBUTION | WP PUTRAJAYA & CYBERJAYA | Existing | VPTJ/PCE/J11282/MB11285 | 300281055 | CLOSED | 11 kV | RYB | PE 11.28 APT ZON 6B (F2) |  |  | PTJ11287 |  | TAMCO | GR1 | 20090309 |  |  | Pass | null
256930576 | TNB | DISTRIBUTION | WP PUTRAJAYA & CYBERJAYA | Existing | VPTJ/PCE/J11282/MB11285 | 300281055 | CLOSED | 11 kV | RYB | PE 11.28 APT ZON 6B (F2) |  |  | PTJ11286 |  | TAMCO | GR1 | 20090309 |  |  | Pass | null
256930592 | TNB | DISTRIBUTION | WP PUTRAJAYA & CYBERJAYA | Existing | VPTJ/PCE/J11281/MB11281 | 300281054 | CLOSED | 11 kV | RYB | PE 11.28 APT ZON 6B (F1) |  |  | PTJ11282 |  | TAMCO | GR1 | 20090309 |  |  | Pass | null
256930593 | TNB | DISTRIBUTION | WP PUTRAJAYA & CYBERJAYA | Existing | VPTJ/PCE/J11281/MB11281 | 300281054 | CLOSED | 11 kV | RYB | PE 11.28 APT ZON 6B (F1) |  |  | PTJ11283 |  | TAMCO | GR1 | 20090309 |  |  | Pass | null
257015502 | TNB | DISTRIBUTION | WP PUTRAJAYA & CYBERJAYA | Existing | VPTJ/PCE/J14031/MB14031 | 300281106 | CLOSED | 11 kV | RYB | PE 14.03 C/S S/L |  |  | PTJ14032 |  | SCHNEIDER | RM6 | 14/03/2005 |  |  | Pass | null
257015529 | TNB | DISTRIBUTION | WP PUTRAJAYA & CYBERJAYA | Existing | VPTJ/PCE/J15021/MB15021 | 300281144 | CLOSED | 11 kV | RYB | PE 15.02 RD F 1 |  |  | PTJ15022 |  | SCHNEIDER | ZZT | 19990810 |  |  | Pass | null
257017821 | TNB | DISTRIBUTION | WP PUTRAJAYA & CYBERJAYA | Existing | VPTJ/PCE/J11452/MB11454 | 300281088 | CLOSED | 11 kV | RYB | PE 11.45 SEK MEN (F2) |  |  | PTJ11456 |  | INDKOM | ZZT | 20/05/2004 |  |  | Pass | null
257017826 | TNB | DISTRIBUTION | WP PUTRAJAYA & CYBERJAYA | Existing | VPTJ/PCE/J11451/MB11451 | 300281086 | CLOSED | 11 kV | RYB | PE 11.45 SEK MEN (F1) |  |  | PTJ11453 |  | INDKOM | ZZT | 20/05/2004 |  |  | Pass | null
257021917 | TNB | DISTRIBUTION | WP PUTRAJAYA & CYBERJAYA | Existing | VPTJ/PCE/J11302/MB11304 | 300281057 | CLOSED | 11 kV | RYB | PE 11.30 SEK REN (EFI) (F2) |  |  | PTJ11306 |  | INDKOM | ZZT | 16/07/2002 |  |  | Pass | null
257021934 | TNB | DISTRIBUTION | WP PUTRAJAYA & CYBERJAYA | Existing | VPTJ/PCE/J11301/MB11301 | 300281056 | CLOSED | 11 kV | RYB | PE 11.30 SEK REN (EFI) (F1) |  |  | PTJ11303 |  | INDKOM | ZZT | 16/07/2002 |  |  | Pass | null
257030885 | TNB | DISTRIBUTION | WP PUTRAJAYA & CYBERJAYA | Existing | VPTJ/PCE/J02061/MB02061 | 300280633 | CLOSED | 11 kV | RYB | PE 2.06 PS 15 (F1) |  |  | PTJ02063 |  | INDKOM | ZZT | 20020607 |  |  | Pass | null
257039958 | TNB | DISTRIBUTION | WP PUTRAJAYA & CYBERJAYA | Existing | VPTJ/PCE/J14221/MB14221 | 300281130 | CLOSED | 11 kV | RYB | PE 14.22 KOMPLEKS SEK MEN (F1) |  |  | PTJ14222 |  | TAMCO | 2+1 | 20070309 |  |  | Pass | null
257204231 | TNB | DISTRIBUTION | WP PUTRAJAYA & CYBERJAYA | Existing | VCBJ/PCE/J22402/MB22404 | 300280500 | CLOSED | 11 kV | RYB | PE 22.40 POLIS CJ F2 |  |  | CBJ22405 |  | TAMCO | GR1 | 15/03/2005 |  |  | Pass | null
257204240 | TNB | DISTRIBUTION | WP PUTRAJAYA & CYBERJAYA | Existing | VCBJ/PCE/J22401/MB22401 | 300280499 | CLOSED | 11 kV | RYB | PE 22.40 POLIS CJ F1 |  |  | CBJ22402 |  | TAMCO | GR1 | 15/03/2005 |  |  | Pass | null
257353100 | TNB | DISTRIBUTION | WP PUTRAJAYA & CYBERJAYA | Existing | VPTJ/PCE/J11182/MB11184 | 300281037 | CLOSED | 11 kV | RYB | PE 11.18 P11 H/1 TERES (EFI) (F2) |  |  | PTJ11184 |  | INDKOM | ZZT | 30/01/2003 |  |  | Pass | null
257353117 | TNB | DISTRIBUTION | WP PUTRAJAYA & CYBERJAYA | Existing | VPTJ/PCE/J00088/MB11183 |  | CLOSED | 11 kV | RYB | PE 11.18 P11 H/1 TERES (EFI) (F1) |  |  | P11183 |  | INDKOM | ZZT |  |  |  | Pass | null
257427464 | TNB | DISTRIBUTION | WP PUTRAJAYA & CYBERJAYA | Existing | VPTJ/PCE/J11362/MB11364 | 300281063 | CLOSED | 11 kV | RYB | PE 11.36 P11 K/13 TERES (F2) |  |  | PTJ11366 |  | INDKOM | ZZT | 20030512 |  |  | Pass | null
257427481 | TNB | DISTRIBUTION | WP PUTRAJAYA & CYBERJAYA | Existing | VPTJ/PCE/J11361/MB11361 | 300281062 | CLOSED | 11 kV | RYB | PE 11.36 P11 K/13 TERES (F1) |  |  | PTJ11363 |  | INDKOM | ZZT | 20030512 |  |  | Pass | null
257437227 | TNB | DISTRIBUTION | WP PUTRAJAYA & CYBERJAYA | Existing | VPTJ/PCE/J05031/MB05031 | 300280684 | CLOSED | 11 kV | RYB | PE 5.03 BR.6 S. GEMILANG |  |  | PTJ05032 |  | MERLIN GERIN | ZZT | 20030210 |  |  | Pass | null
257471794 | TNB | DISTRIBUTION | WP PUTRAJAYA & CYBERJAYA | Existing | VPTJ/PCE/J11352/MB11354 | 300281061 | CLOSED | 11 kV | RYB | PE 11.35 P11 K/3 TERES (EFI) (F2) |  |  | PTJ11356 |  | INDKOM | ZZT | 20030412 |  |  | Pass | null
257471803 | TNB | DISTRIBUTION | WP PUTRAJAYA & CYBERJAYA | Existing | VPTJ/PCE/J11351/MB11351 | 300281060 | CLOSED | 11 kV | RYB | PE 11.35 P11 K/3 TERES (EFI) (F1) |  |  | P11353 |  | INDKOM | ZZT | 20030412 |  |  | Pass | null
257471892 | TNB | DISTRIBUTION | WP PUTRAJAYA & CYBERJAYA | Existing | VPTJ/PCE/J11011/MB11011 | 300280963 | CLOSED | 11 kV | RYB | PE 11.01 RD 3 PER UTARA |  |  | PTJ11012 |  | TAMCO | GR1 | 30/07/1999 |  |  | Pass | null
257475685 | TNB | DISTRIBUTION | WP PUTRAJAYA & CYBERJAYA | Existing | VPTJ/PCE/J18011/MB18011 | 300281208 | CLOSED | 11 kV | RYB | PE 18.01 WR2 |  |  | PTJ18013 |  | INDKOM | ZZT | 22/01/2003 |  |  | Pass | null
376966278 | TNB | DISTRIBUTION | WP PUTRAJAYA & CYBERJAYA | Existing | VPTJ/PCE/J00414/MB1 | 310444753 | CLOSED | 11 kV | RYB | D-PTJ-C17-0998 |  |  | PTJ18293 |  | INDKOM | INS24 |  | TX-500KVA |  | Pass | null
376966393 | TNB | DISTRIBUTION | WP PUTRAJAYA & CYBERJAYA | Existing | VPTJ/PCE/J00415/MB1 | 310444757 | CLOSED | 11 kV | RYB | D-PTJ-C17-0998 |  |  | PTJ18296 |  | INDKOM | INS24 |  | TX-500KVA |  | Pass | null
376970319 | TNB | DISTRIBUTION | WP PUTRAJAYA & CYBERJAYA | Existing | VCBJ/PCE/J00150/MB1 | 310444760 | CLOSED | 11 kV | RYB | D-CBJ-C16-0568 |  |  | CBJ24393 |  | INDKOM | INS24 |  |  |  | Pass | null
376970445 | TNB | DISTRIBUTION | WP PUTRAJAYA & CYBERJAYA | Existing |  |  | CLOSED | 11 kV | RYB | D-PTJ-C17-1095 |  |  | PTJ19042 | [6 empty] | Pass | null
376970603 | TNB | DISTRIBUTION | WP PUTRAJAYA & CYBERJAYA | Existing |  |  | CLOSED | 11 kV | RYB | D-CBJ-C16-0520 |  |  | CBJ23426 | [6 empty] | Pass | null
376970604 | TNB | DISTRIBUTION | WP PUTRAJAYA & CYBERJAYA | Existing |  |  | CLOSED | 11 kV | RYB | D-CBJ-C16-0520 |  |  | CBJ23427 | [6 empty] | Pass | null
376970795 | TNB | DISTRIBUTION | WP PUTRAJAYA & CYBERJAYA | Existing |  |  | CLOSED | 11 kV | RYB | D-CBJ-C16-0520 |  |  | CBJ23423 | [6 empty] | Pass | null
377653054 | TNB | DISTRIBUTION | WP PUTRAJAYA & CYBERJAYA | Existing | VCBJ/PCE/J21891/MB21891 | 300454631 | CLOSED | 11 kV | RYB | PE 21.89 MYVILLA P2 PARCEL B |  |  | CBJ21893 | TAMCO | TAMCO | GR1 |  |  |  | Pass | null
377653143 | TNB | DISTRIBUTION | WP PUTRAJAYA & CYBERJAYA | Existing | VCBJ/PCE/J21881/MB21881 | 300455085 | CLOSED | 11 kV | RYB | PE 21.88 MYVILLA P2 PARCEL A |  |  | CBJ21883 |  | TAMCO | GR1 |  |  |  | Pass | null
377654906 | TNB | DISTRIBUTION | WP PUTRAJAYA & CYBERJAYA | Existing | VCBJ/PCE/J21971/MB21971 | 310371011 | CLOSED | 11 kV | RYB | PE 21.97 MY VILLA PRESINT 4 |  |  | CBJ21971 |  | SCHNEIDER | NE-21Q |  |  |  | Pass | null
377654907 | TNB | DISTRIBUTION | WP PUTRAJAYA & CYBERJAYA | Existing | VCBJ/PCE/J21971/MB21971 | 310371011 | CLOSED | 11 kV | RYB | PE 21.97 MY VILLA PRESINT 4 |  |  | CBJ21973 |  | SCHNEIDER | NE-21Q |  |  |  | Pass | null
377671718 | TNB | DISTRIBUTION | WP PUTRAJAYA & CYBERJAYA | Existing | VCBJ/PCE/J22321/MB22321 | 300280507 | CLOSED | 11 kV | RYB | PE 22.32 MOTOROLA F1 |  |  | CBJ22323 |  | INDKOM | GA | 21/11/2003 | TX-1000KVA |  | Pass | null
377671741 | TNB | DISTRIBUTION | WP PUTRAJAYA & CYBERJAYA | Existing | VCBJ/PCE/J22322/MB22324 | 300280511 | CLOSED | 11 kV | RYB | PE 22.32 MOTOROLA F2 |  |  | CBJ22326 |  | INDKOM | GA | 21/11/2003 | TX2-1000KVA |  | Pass | null
377671859 | TNB | DISTRIBUTION | WP PUTRAJAYA & CYBERJAYA | Existing | VCBJ/PCE/J22351/MB22351 | 300280503 | CLOSED | 11 kV | RYB | PE 22.35 PRIMA PROP 2 F1 |  |  | CBJ22352 |  | TAMCO | GR1 | 20041208 | TX1-1000KVA |  | Pass | null
377671860 | TNB | DISTRIBUTION | WP PUTRAJAYA & CYBERJAYA | Existing | VCBJ/PCE/J22351/MB22351 | 300280503 | CLOSED | 11 kV | RYB | PE 22.35 PRIMA PROP 2 F1 |  |  | CBJ22353 |  | TAMCO | GR1 | 20041208 | TX2-1000KVA |  | Pass | null
377671888 | TNB | DISTRIBUTION | WP PUTRAJAYA & CYBERJAYA | Existing | VCBJ/PCE/J22352/MB22355 | 300280504 | CLOSED | 11 kV | RYB | PE 22.35 PRIMA PROP 2 F2 |  |  | CBJ22356 |  | TAMCO | GR1 | 20041208 |  |  | Pass | null
377671889 | TNB | DISTRIBUTION | WP PUTRAJAYA & CYBERJAYA | Existing | VCBJ/PCE/J22352/MB22355 | 300280504 | CLOSED | 11 kV | RYB | PE 22.35 PRIMA PROP 2 F2 |  |  | CBJ22357 |  | TAMCO | GR1 | 20041208 |  |  | Pass | null
377672190 | TNB | DISTRIBUTION | WP PUTRAJAYA & CYBERJAYA | Existing | VCBJ/PCE/J22091/MB22091 | 300280581 | CLOSED | 11 kV | RYB | PE 22.09 FUJITSU F1 |  |  | CBJ22094 |  | INDKOM | GA | 21/06/2001 | TX1-1000KVA |  | Pass | null
377672213 | TNB | DISTRIBUTION | WP PUTRAJAYA & CYBERJAYA | Existing | VCBJ/PCE/J22092/MB22094 | 300280583 | CLOSED | 11 kV | RYB | PE 22.09 FUJITSU F2 |  |  | CBJ22097 |  | INDKOM | GA | 21/06/2001 |  |  | Pass | null
377672362 | TNB | DISTRIBUTION | WP PUTRAJAYA & CYBERJAYA | Existing | VCBJ/PCE/J22491/MB22491 | 300280470 | CLOSED | 11 kV | RYB | PE 22.49 LOT PT 12082 F1 |  |  | CBJ22492 |  | TAMCO | GR1 | 19/06/2008 | TX1-750KVA |  | Pass | null
377672385 | TNB | DISTRIBUTION | WP PUTRAJAYA & CYBERJAYA | Existing | VCBJ/PCE/J22492/MB22494 | 300280471 | CLOSED | 11 kV | RYB | PE 22.49 LOT PT 12082 F2 |  |  | CBJ22495 |  | TAMCO | GR1 | 19/06/2008 | TX2-1000KVA |  | Pass | null
377672597 | TNB | DISTRIBUTION | WP PUTRAJAYA & CYBERJAYA | Existing | VCBJ/PCE/J22151/MB22151 | 300280557 | CLOSED | 11 kV | RYB | PE 22.15 LOT12072 P.MULTIMEDIA F1 |  |  | CBJ22153 |  | INDKOM | ZZT | 20020903 | TX1-1000KVA |  | Pass | null
377672691 | TNB | DISTRIBUTION | WP PUTRAJAYA & CYBERJAYA | Existing | VCBJ/PCE/J22152/MB22154 | 300280558 | CLOSED | 11 kV | RYB | PE 22.15 LOT 12072 P.MULTIMEDIA F2 |  |  | CBJ22156 |  | INDKOM | ZZT | 20020903 | TX2-1000KVA |  | Pass | null
377679273 | TNB | DISTRIBUTION | WP PUTRAJAYA & CYBERJAYA | Existing | VPTJ/PCE/J05321/MB05321 | 300454748 | CLOSED | 11 kV | RYB | PE 5.32 SEK REN PRESINT 5 (F1) |  |  | PTJ05323 |  | INDKOM | ZZT |  |  |  | Pass | null
377679312 | TNB | DISTRIBUTION | WP PUTRAJAYA & CYBERJAYA | Existing | VPTJ/PCE/J05322/MB05324 | 300454751 | CLOSED | 11 kV | RYB | PE 5.32 SEK REN PRESINT 5 (F2) |  |  | PTJ05326 |  | INDKOM | ZZT |  |  |  | Pass | null
377679426 | TNB | DISTRIBUTION | WP PUTRAJAYA & CYBERJAYA | Existing | VPTJ/PCE/J05331/MB05331 | 300454742 | CLOSED | 11 kV | RYB | PE 5.33 SEK MEN PRESINT 5 (F1) |  |  | PTJ05333 |  | INDKOM | INS24 (ZZTID) |  |  |  | Pass | null
377679522 | TNB | DISTRIBUTION | WP PUTRAJAYA & CYBERJAYA | Existing | VPTJ/PCE/J05332/MB05334 | 300454745 | CLOSED | 11 kV | RYB | PE 5.33 SEK MEN PRESINT 5 (F2) |  |  | PTJ05336 |  | INDKOM | INS24 (ZZTID) |  |  |  | Pass | null
377679635 | TNB | DISTRIBUTION | WP PUTRAJAYA & CYBERJAYA | Existing | VPTJ/PCE/J05171/MB05171 | 300280700 | CLOSED | 11 kV | RYB | PE 5.17 BLOK C 5R3 (F1) |  |  | PTJ05173 |  | INDKOM | ZZT-I/D | 15/09/2008 |  |  | Pass | null
377679724 | TNB | DISTRIBUTION | WP PUTRAJAYA & CYBERJAYA | Existing | VPTJ/PCE/J05172/MB05174 | 300280701 | CLOSED | 11 kV | RYB | PE 5.17 BLOK C 5R3 (F2) |  |  | PTJ05176 |  | INDKOM | ZZT-I/D | 15/09/2008 |  |  | Pass | null
377679829 | TNB | DISTRIBUTION | WP PUTRAJAYA & CYBERJAYA | Existing | VPTJ/PCE/J05182/MB05184 | 300281264 | CLOSED | 11 kV | RYB | PE 5.18 BLOK D 5R3 (F2) |  |  | PTJ05185 |  | TAMCO | GR1 | 15/09/2008 |  |  | Pass | null
377679960 | TNB | DISTRIBUTION | WP PUTRAJAYA & CYBERJAYA | Existing | VPTJ/PCE/J05181/MB05181 | 300281263 | CLOSED | 11 kV | RYB | PE 5.18 BLOK D 5R3 (F1) |  |  | PTJ05182 |  | TAMCO | GR1 | 15/09/2008 |  |  | Pass | null
377680299 | TNB | DISTRIBUTION | WP PUTRAJAYA & CYBERJAYA | Existing | VPTJ/PCE/J05161/MB05161 | 300281261 | CLOSED | 11 kV | RYB | PE 5.16 BLOK B 5R3 (F1) |  |  | PTJ05162 |  | TAMCO | GR1-21-1D | 15/09/2008 |  |  | Pass | null
377680390 | TNB | DISTRIBUTION | WP PUTRAJAYA & CYBERJAYA | Existing | VPTJ/PCE/J05162/MB05164 | 300281262 | CLOSED | 11 kV | RYB | PE 5.16 BLOK B 5R3 (F2) |  |  | PTJ05165 |  | TAMCO | GR1-21-1D | 15/09/2008 |  |  | Pass | null
377680483 | TNB | DISTRIBUTION | WP PUTRAJAYA & CYBERJAYA | Existing | VPTJ/PCE/J05152/MB05154 | 300280699 | CLOSED | 11 kV | RYB | PE 5.15 BLOK A 5R3 (F2) |  |  | PTJ05156 |  | INDKOM | ZZT-I/D | 15/09/2008 |  |  | Pass | null
377680581 | TNB | DISTRIBUTION | WP PUTRAJAYA & CYBERJAYA | Existing | VPTJ/PCE/J05151/MB05151 | 300280698 | CLOSED | 11 kV | RYB | PE 5.15 BLOK A 5R3 (F1) |  |  | PTJ05153 |  | INDKOM | ZZT-I/D | 15/09/2008 |  |  | Pass | null
377680683 | TNB | DISTRIBUTION | WP PUTRAJAYA & CYBERJAYA | Existing | VPTJ/PCE/J06031/MB06031 | 310283387 | CLOSED | 11 kV | RYB | SS 6.03 TEMP 6R6 |  |  | PTJ06032 |  | TAMCO |  |  |  |  | Pass | null
377680784 | TNB | DISTRIBUTION | WP PUTRAJAYA & CYBERJAYA | Existing | VPTJ/PCE/J05142/MB05144 | 300281260 | CLOSED | 11 kV | RYB | PE 5.14 5R1 (F2) |  |  | PTJ05146 |  | INDKOM | ZZT | 15/09/2008 |  |  | Pass | null
377680823 | TNB | DISTRIBUTION | WP PUTRAJAYA & CYBERJAYA | Existing | VPTJ/PCE/J05141/MB05141 | 300281259 | CLOSED | 11 kV | RYB | PE 5.14 5R1 (F1) |  |  | PTJ05143 |  | INDKOM | ZZT | 15/09/2008 |  |  | Pass | null
377680973 | TNB | DISTRIBUTION | WP PUTRAJAYA & CYBERJAYA | Existing | VPTJ/PCE/J06021/MB06021 | 300280715 | CLOSED | 11 kV | RYB | PE 6.02 KOLAM RENANG (F1) |  |  | PTJ06022 |  | MERLIN GERIN | RM6 | 22/05/2007 |  |  | Pass | null
377681071 | TNB | DISTRIBUTION | WP PUTRAJAYA & CYBERJAYA | Existing | VPTJ/PCE/J06022/MB06024 | 300280716 | CLOSED | 11 kV | RYB | PE 6.02 KOLAM RENANG (F2) |  |  | PTJ06025 |  | MERLIN GERIN | RM6 | 22/05/2007 |  |  | Pass | null
377681168 | TNB | DISTRIBUTION | WP PUTRAJAYA & CYBERJAYA | Existing | VPTJ/PCE/J06011/MB06011 | 300280790 | CLOSED | 11 kV | RYB | PE 6.01 GRAND STAND (F1) |  |  | PTJ06012 |  | TAMCO | GR1 | 20050812 |  |  | Pass | null
377681264 | TNB | DISTRIBUTION | WP PUTRAJAYA & CYBERJAYA | Existing | VPTJ/PCE/J06012/MB06014 | 300280791 | CLOSED | 11 kV | RYB | PE 6.01 GRAND STAND (F2) |  |  | PTJ06016 |  | INDKOM | ZZT | 20050812 |  |  | Pass | null
377681382 | TNB | DISTRIBUTION | WP PUTRAJAYA & CYBERJAYA | Existing | VPTJ/PCE/J05261/MB05261 | 300280711 | CLOSED | 11 kV | RYB | PE 5.26 BLOK D2 APT 5R4 (F1) |  |  | PTJ05262 |  | TAMCO | GR1 | 14/01/2009 |  |  | Pass | null
377681480 | TNB | DISTRIBUTION | WP PUTRAJAYA & CYBERJAYA | Existing | VPTJ/PCE/J05262/MB05264 | 300280712 | CLOSED | 11 kV | RYB | PE 5.26 BLOK D2 APT 5R4 (F1) |  |  | PTJ05265 |  | TAMCO | GR1 | 21/01/2009 |  |  | Pass | null
377681580 | TNB | DISTRIBUTION | WP PUTRAJAYA & CYBERJAYA | Existing | VPTJ/PCE/J05252/MB05254 | 300280710 | CLOSED | 11 kV | RYB | PE 5.25 BLOK D1 APT 5R4 (F2) |  |  | PTJ05255 |  | TAMCO | GR1 | 21/01/2009 |  |  | Pass | null
377681767 | TNB | DISTRIBUTION | WP PUTRAJAYA & CYBERJAYA | Existing | VPTJ/PCE/J05251/MB05251 | 300280709 | CLOSED | 11 kV | RYB | PE 5.25 BLOK D1 APT 5R4 (F1) |  |  | PTJ05252 |  | TAMCO | GR1 | 14/01/2009 |  |  | Pass | null
377681961 | TNB | DISTRIBUTION | WP PUTRAJAYA & CYBERJAYA | Existing | VPTJ/PCE/J05242/MB05244 | 300280708 | CLOSED | 11 kV | RYB | PE 5.24 BLOK C APT 5R4 (F2) |  |  | PTJ05245 |  | TAMCO | GR1 | 13/01/2009 |  |  | Pass | null
377682150 | TNB | DISTRIBUTION | WP PUTRAJAYA & CYBERJAYA | Existing | VPTJ/PCE/J05241/MB05241 | 300280707 | CLOSED | 11 kV | RYB | PE 5.24 BLOK C APT 5R4 (F1) |  |  | PTJ05242 |  | TAMCO | GR1 | 20091201 |  |  | Pass | null
377682251 | TNB | DISTRIBUTION | WP PUTRAJAYA & CYBERJAYA | Existing | VPTJ/PCE/J05231/MB05231 | 300280705 | CLOSED | 11 kV | RYB | PE 5.23 BLOK B APT 5R4 (F1) |  |  | PTJ05232 |  | TAMCO | GR1 | 20091201 |  |  | Pass | null
377682345 | TNB | DISTRIBUTION | WP PUTRAJAYA & CYBERJAYA | Existing | VPTJ/PCE/J05232/MB05234 | 300280706 | CLOSED | 11 kV | RYB | PE 5.23 BLOK B APT 5R4 (F2) |  |  | PTJ05235 |  | TAMCO | GR1 | 13/01/2009 |  |  | Pass | null
377682447 | TNB | DISTRIBUTION | WP PUTRAJAYA & CYBERJAYA | Existing | VPTJ/PCE/J05221/MB05221 | 300280703 | CLOSED | 11 kV | RYB | PE 5.22 BLOK A APT 5R4 (F1) |  |  | PTJ05222 |  | TAMCO | GR1 | 20091201 |  |  | Pass | null
377682547 | TNB | DISTRIBUTION | WP PUTRAJAYA & CYBERJAYA | Existing | VPTJ/PCE/J05222/MB05224 | 300280704 | CLOSED | 11 kV | RYB | PE 5.22 BLOK A APT 5R4 (F2) |  |  | PTJ05225 |  | TAMCO | GR1 | 13/01/2009 |  |  | Pass | null
377766189 | TNB | DISTRIBUTION | WP PUTRAJAYA & CYBERJAYA | Existing | VPTJ/PCE/J14191/MB14191 | 300281125 | CLOSED | 11 kV | RYB | PE 14.19 BLOK E2 (EFI) (F1) |  |  | PTJ14192 |  | TAMCO | ZZT | 20050609 |  |  | Pass | null
377766285 | TNB | DISTRIBUTION | WP PUTRAJAYA & CYBERJAYA | Existing | VPTJ/PCE/J14192/MB14194 | 300281126 | CLOSED | 11 kV | RYB | PE 14.19 BLOK E2 (EFI) (F2) |  |  | PTJ14196 |  | INDKOM | ZZT | 20050609 |  |  | Pass | null
377766391 | TNB | DISTRIBUTION | WP PUTRAJAYA & CYBERJAYA | Existing | VPTJ/PCE/J14181/MB14181 | 300281123 | CLOSED | 11 kV | RYB | PE 14.18 BLOK E1 (F1) |  |  | PTJ14183 |  | INDKOM | ZZT | 20050609 |  |  | Pass | null
377766420 | TNB | DISTRIBUTION | WP PUTRAJAYA & CYBERJAYA | Existing | VPTJ/PCE/J14182/MB14184 | 300281124 | CLOSED | 11 kV | RYB | PE 14.18 BLOK E1 (F2) |  |  | PTJ14186 |  | INDKOM | ZZT | 20050609 |  |  | Pass | null
377766513 | TNB | DISTRIBUTION | WP PUTRAJAYA & CYBERJAYA | Existing | VPTJ/PCE/J14171/MB14171 | 300281121 | CLOSED | 11 kV | RYB | PE 14.17 BLOK D (F1) |  |  | PTJ14172 |  | TAMCO | 2+1 | 20050609 |  |  | Pass | null
377766609 | TNB | DISTRIBUTION | WP PUTRAJAYA & CYBERJAYA | Existing | VPTJ/PCE/J14172/MB14174 | 300281122 | CLOSED | 11 kV | RYB | PE 14.17 BLOK D (F2) |  |  | PTJ14176 |  | INDKOM | ZZT | 20050609 |  |  | Pass | null
377766709 | TNB | DISTRIBUTION | WP PUTRAJAYA & CYBERJAYA | Existing | VPTJ/PCE/J14161/MB14161 | 300281119 | CLOSED | 11 kV | RYB | PE 14.16 BLOK C (EFI) (F1) |  |  | PTJ14162 |  |  | 1000 KVA | 20050609 |  |  | Pass | null
377766805 | TNB | DISTRIBUTION | WP PUTRAJAYA & CYBERJAYA | Existing | VPTJ/PCE/J14162/MB14164 | 300281120 | CLOSED | 11 kV | RYB | PE 14.16 BLOK C (EFI) (F2) |  |  | PTJ14166 |  |  | 1000 KVA | 20050609 |  |  | Pass | null
377766894 | TNB | DISTRIBUTION | WP PUTRAJAYA & CYBERJAYA | Existing | VPTJ/PCE/J14151/MB14151 | 300281117 | CLOSED | 11 kV | RYB | PE 14.15 BLOK B (F1) |  |  | PTJ14153 |  | INDKOM | ZZT | 20050609 |  |  | Pass | null
377766988 | TNB | DISTRIBUTION | WP PUTRAJAYA & CYBERJAYA | Existing | VPTJ/PCE/J14152/MB14154 | 300281118 | CLOSED | 11 kV | RYB | PE 14.15 BLOK B (F2) |  |  | PTJ14156 |  | INDKOM | ZZT | 20050609 |  |  | Pass | null
377767075 | TNB | DISTRIBUTION | WP PUTRAJAYA & CYBERJAYA | Existing | VPTJ/PCE/J14141/MB14141 | 300281115 | CLOSED | 11 kV | RYB | PE 14.14 BLOK A (EFI) (F1) |  |  | PTJ14143 |  | INDKOM | ZZT | 20050609 |  |  | Pass | null
377767171 | TNB | DISTRIBUTION | WP PUTRAJAYA & CYBERJAYA | Existing | VPTJ/PCE/J14142/MB14144 | 300281116 | CLOSED | 11 kV | RYB | PE 14.14 BLOK A (EFI) (F2) |  |  | PTJ14146 |  | INDKOM | ZZT | 20050609 |  |  | Pass | null
377767259 | TNB | DISTRIBUTION | WP PUTRAJAYA & CYBERJAYA | Existing | VPTJ/PCE/J14311/MB14311 | 300281141 | CLOSED | 11 kV | RYB | PE 14.31 P'PURI 14-12 BLOK B (F1) |  |  | PTJ14313 |  |  | ZZT | 25/06/2008 |  |  | Pass | null
377767353 | TNB | DISTRIBUTION | WP PUTRAJAYA & CYBERJAYA | Existing | VPTJ/PCE/J14312/MB14314 | 300281142 | CLOSED | 11 kV | RYB | PE 14.31 P'PURI 14-12 BLOK B (F2) |  |  | PTJ14316 |  |  | ZZT | 25/06/2008 |  |  | Pass | null
377767448 | TNB | DISTRIBUTION | WP PUTRAJAYA & CYBERJAYA | Existing | VPTJ/PCE/J14301/MB14301 | 300281139 | CLOSED | 11 kV | RYB | PE 14.30 P'PURI 14-12 BLOK A (EFI) (F1) |  |  | PTJ14303 |  | INDKOM | ZZT | 25/06/2008 |  |  | Pass | null
377767542 | TNB | DISTRIBUTION | WP PUTRAJAYA & CYBERJAYA | Existing | VPTJ/PCE/J14302/MB14304 | 300281140 | CLOSED | 11 kV | RYB | PE 14.30 P'PURI 14-12 BLOK A (EFI) (F2) |  |  | PTJ14306 |  | INDKOM | ZZT | 25/06/2008 |  |  | Pass | null
377767576 | TNB | DISTRIBUTION | WP PUTRAJAYA & CYBERJAYA | Existing | VPTJ/PCE/J14251/MB14251 | 300281133 | CLOSED | 11 kV | RYB | PE 14.25 KOMPLEKS SEK REN (EFI) (F1) |  |  | PTJ14253 |  | INDKOM | ZZT | 20070309 |  |  | Pass | null
377767670 | TNB | DISTRIBUTION | WP PUTRAJAYA & CYBERJAYA | Existing | VPTJ/PCE/J14252/MB14254 | 300281134 | CLOSED | 11 kV | RYB | PE 14.25 KOMPLEKS SEK REN (EFI) (F2) |  |  | PTJ14256 |  | INDKOM | ZZT | 20070309 |  |  | Pass | null
378018335 | TNB | DISTRIBUTION | WP PUTRAJAYA & CYBERJAYA | Existing | VCBJ/PCE/J00143/MB1 | 310402698 | CLOSED | 11 kV | RYB | D-CBJ-C14-0473 |  |  | C23372 |  |  | VRN 2A |  | TX1-1000KVA |  | Pass | null
378018456 | TNB | DISTRIBUTION | WP PUTRAJAYA & CYBERJAYA | Existing | VCBJ/PCE/J00144/MB1 | 310402697 | CLOSED | 11 kV | RYB | D-CBJ-C14-0473 |  |  | C23375 |  |  | VRN 2A |  | TX2-1000KVA |  | Pass | null
378018579 | TNB | DISTRIBUTION | WP PUTRAJAYA & CYBERJAYA | Existing | VCBJ/PCE/J00141/MB1 | 310425999 | CLOSED | 11 kV | RYB | D-CBJ-C17-0588 |  |  | C23392 |  | TAMCO | N/A |  | TX1-1000KVA |  | Pass | null
378018700 | TNB | DISTRIBUTION | WP PUTRAJAYA & CYBERJAYA | Existing | VCBJ/PCE/J00142/MB1 | 310425997 | CLOSED | 11 kV | RYB | D-CBJ-C17-0588 |  |  | C23395 |  | TAMCO | N/A |  | TX2-1000KVA |  | Pass | null
378018823 | TNB | DISTRIBUTION | WP PUTRAJAYA & CYBERJAYA | Existing | VCBJ/PCE/J00145/MB1 | 310425995 | CLOSED | 11 kV | RYB | D-CBJ-C14-0473 |  |  | C23382 |  | TAMCO | N/A |  | TX1-1000kVA |  | Pass | null
378018944 | TNB | DISTRIBUTION | WP PUTRAJAYA & CYBERJAYA | Existing | VCBJ/PCE/J00146/MB1 | 310425996 | CLOSED | 11 kV | RYB | D-CBJ-C14-0473 |  |  | C23385 |  | TAMCO | N/A |  | TX2-1000kVA |  | Pass | null
378019117 | TNB | DISTRIBUTION | WP PUTRAJAYA & CYBERJAYA | Existing | VCBJ/PCE/J00151/MB1 | 310438595 | CLOSED | 11 kV | RYB | D-CBJ-C15-0540 |  |  | C23433 |  | INDKOM | INS24 |  | TX1-1000kVA |  | Pass | null
378019118 | TNB | DISTRIBUTION | WP PUTRAJAYA & CYBERJAYA | Existing | VCBJ/PCE/J00151/MB1 | 310438595 | CLOSED | 11 kV | RYB | D-CBJ-C15-0540 |  |  | C23434 |  | INDKOM | INS24 |  | TX2-1000kVA |  | Pass | null
378043801 | TNB | DISTRIBUTION | WP PUTRAJAYA & CYBERJAYA | Existing | VPTJ/PCE/J14222/MB14224 | 300281132 | CLOSED | 11 kV | RYB | PE 14.22 KOMPLEKS SEK MEN (F2) |  |  | PTJ14225 |  | TAMCO | 2+1 | 20070309 |  |  | Pass | null
378043911 | TNB | DISTRIBUTION | WP PUTRAJAYA & CYBERJAYA | Existing | VPTJ/PCE/J14051/MB14051 | 300454833 | CLOSED | 11 kV | RYB | PE 14.05 PERUMAHAN 14-11 (F1) |  |  | PTJ14052 |  | SCHNEIDER | NE-2iQ |  |  |  | Pass | null
378043934 | TNB | DISTRIBUTION | WP PUTRAJAYA & CYBERJAYA | Existing | VPTJ/PCE/J14052/MB14054 | 300454838 | CLOSED | 11 kV | RYB | PE 14.05 PERUMAHAN 14-11 (F2) |  |  | PTJ14055 |  | SCHNEIDER | NE-2iQ |  |  |  | Pass | null
378043965 | TNB | DISTRIBUTION | WP PUTRAJAYA & CYBERJAYA | Existing | VPTJ/PCE/J14061/MB14061 | 300281107 | CLOSED | 11 kV | RYB | PE 14.06 PERUMAHAN 14-5A |  |  | PTJ14063 |  | INDKOM | ZZT | 26/05/2008 |  |  | Pass | null
378044374 | TNB | DISTRIBUTION | WP PUTRAJAYA & CYBERJAYA | Existing | VPTJ/PCE/J14091/MB14091 | 300281110 | CLOSED | 11 kV | RYB | PE 14.09 PERUMAHAN 14-4 (F1) |  |  | PTJ14092 |  | MERLIN GERIN | NA | 20071108 |  |  | Pass | null
378044505 | TNB | DISTRIBUTION | WP PUTRAJAYA & CYBERJAYA | Existing | VPTJ/PCE/J14081/MB14081 | 300281108 | CLOSED | 11 kV | RYB | PE 14.08 Perumahan 14-10 (F1) |  |  | PTJ14082 |  | FALCON BETA | NA | 28/11/2008 |  |  | Pass | null
378044528 | TNB | DISTRIBUTION | WP PUTRAJAYA & CYBERJAYA | Existing | VPTJ/PCE/J14082/MB14084 | 300281109 | CLOSED | 11 kV | RYB | PE 14.08 Perumahan 14-10 (F2) |  |  | PTJ14085 |  | TAMCO | GR1-21-10-17336 | 28/11/2008 |  |  | Pass | null
378044631 | TNB | DISTRIBUTION | WP PUTRAJAYA & CYBERJAYA | Existing | VPTJ/PCE/J14131/MB14131 | 300281113 | CLOSED | 11 kV | RYB | PE 14.13 ERUMAHAN 14-9 (EFI) (F1) |  |  | PTJ14132 |  | TAMCO | GR1 | 20060902 |  |  | Pass | null
378044654 | TNB | DISTRIBUTION | WP PUTRAJAYA & CYBERJAYA | Existing | VPTJ/PCE/J14132/MB14134 | 300281114 | CLOSED | 11 kV | RYB | PE 14.13 ERUMAHAN 14-9 (EFI) (F2) |  |  | PTJ14135 |  | TAMCO | GR1 | 20060902 |  |  | Pass | null
378044756 | TNB | DISTRIBUTION | WP PUTRAJAYA & CYBERJAYA | Existing | VPTJ/PCE/J14021/MB14021 | 300281104 | CLOSED | 11 kV | RYB | PE 14.02 PERUMAHAN 14-1 (EFI) (F1) |  |  | PTJ14022 |  | TAMCO | GR1 | 25/02/2006 |  |  | Pass | null
378044779 | TNB | DISTRIBUTION | WP PUTRAJAYA & CYBERJAYA | Existing | VPTJ/PCE/J14022/MB14024 | 300281105 | CLOSED | 11 kV | RYB | PE 14.02 PERUMAHAN 14-1 (EFI) (F2) |  |  | PTJ14025 |  | TAMCO | GR1 | 25/02/2006 |  |  | Pass | null
378044882 | TNB | DISTRIBUTION | WP PUTRAJAYA & CYBERJAYA | Existing | VPTJ/PCE/J14111/MB14111 | 300281111 | CLOSED | 11 kV | RYB | PE 14.11 PERUMAHAN 14-1 (F1) |  |  | PTJ14112 |  | TAMCO | GR1 | 25/02/2006 |  |  | Pass | null
378044905 | TNB | DISTRIBUTION | WP PUTRAJAYA & CYBERJAYA | Existing | VPTJ/PCE/J14112/MB14114 | 300281112 | CLOSED | 11 kV | RYB | PE 14.11 PERUMAHAN 14-1 (F2) |  |  | PTJ14115 |  | TAMCO | GR1 | 25/02/2006 |  |  | Pass | null
378045002 | TNB | DISTRIBUTION | WP PUTRAJAYA & CYBERJAYA | Existing | VPTJ/PCE/J16031/MB16031 | 300281176 | CLOSED | 11 kV | RYB | PE 16.03 146 UNIT RUMAH TERES |  |  | PTJ16032 |  | MERLIN GERIN | NA | 20060203 |  |  | Pass | null
378045363 | TNB | DISTRIBUTION | WP PUTRAJAYA & CYBERJAYA | Existing | VPTJ/PCE/J01641/MB01641 | 300454866 | CLOSED | 11 kV | RYB | PE 1.64 PEJ HOTEL PZ 10 (F1) |  |  | PTJ01642 |  | INDKOM | VRN2a |  |  |  | Pass | null
378045389 | TNB | DISTRIBUTION | WP PUTRAJAYA & CYBERJAYA | Existing | VPTJ/PCE/J01642/MB01644 | 300454868 | CLOSED | 11 kV | RYB | PE 1.64 PEJ HOTEL PZ 10 (F2) |  |  | PTJ01646 |  | INDKOM | ZZT I/D |  |  |  | Pass | null
378045412 | TNB | DISTRIBUTION | WP PUTRAJAYA & CYBERJAYA | Existing | VPTJ/PCE/J16311/MB16311 | 310338862 | CLOSED | 11 kV | RYB | PE 16.31 TEMP PPA1M PR 16 |  |  | PTJ16312 |  | TAMCO | GRi |  |  |  | Pass | null
378045513 | TNB | DISTRIBUTION | WP PUTRAJAYA & CYBERJAYA | Existing | VPTJ/PCE/J16201/MB16201 | 300281195 | CLOSED | 11 kV | RYB | PE 16.20 APT A1 (EFI) (F1) |  |  | PTJ16203 |  | INDKOM | ZZT | 20000311 |  |  | Pass | null
378045536 | TNB | DISTRIBUTION | WP PUTRAJAYA & CYBERJAYA | Existing | VPTJ/PCE/J16202/MB16204 | 300281196 | CLOSED | 11 kV | RYB | PE 16.20 APT A1 (EFI) (F2) |  |  | PTJ16206 |  | INDKOM | ZZT | 20000311 |  |  | Pass | null
378045651 | TNB | DISTRIBUTION | WP PUTRAJAYA & CYBERJAYA | Existing | VPTJ/PCE/J16191/MB16191 | 300281193 | CLOSED | 11 kV | RYB | PE 16.19 APT A2 (F1) |  |  | PTJ16193 |  | INDKOM | ZZT | 20000311 |  |  | Pass | null
378045677 | TNB | DISTRIBUTION | WP PUTRAJAYA & CYBERJAYA | Existing | VPTJ/PCE/J16192/MB16194 | 300281194 | CLOSED | 11 kV | RYB | PE 16.19 APT A2 (F2) |  |  | PTJ16196 |  | INDKOM | ZZT | 20000311 |  |  | Pass | null
378045780 | TNB | DISTRIBUTION | WP PUTRAJAYA & CYBERJAYA | Existing | VPTJ/PCE/J16181/MB16181 | 300281191 | CLOSED | 11 kV | RYB | PE 16.18 APT A3 (EFI) (F1) |  |  | PTJ16183 |  | INDKOM | ZZT | 20000311 |  |  | Pass | null
378045807 | TNB | DISTRIBUTION | WP PUTRAJAYA & CYBERJAYA | Existing | VPTJ/PCE/J16182/MB16184 | 300281192 | CLOSED | 11 kV | RYB | PE 16.18 APT A3 (EFI) (F2) |  |  | PTJ16186 |  | INDKOM | GA-ZZT | 20000311 |  |  | Pass | null
378045908 | TNB | DISTRIBUTION | WP PUTRAJAYA & CYBERJAYA | Existing | VPTJ/PCE/J16151/MB16151 | 300281183 | CLOSED | 11 kV | RYB | PE 16.15 SEK. REN (F1) |  |  | PTJ16153 |  | INDKOM | ZZT | 20020509 |  |  | Pass | null
378045935 | TNB | DISTRIBUTION | WP PUTRAJAYA & CYBERJAYA | Existing | VPTJ/PCE/J16152/MB16154 | 300281184 | CLOSED | 11 kV | RYB | PE 16.15 SEK. REN (F2) |  |  | PTJ16156 |  | INDKOM | ZZT | 20020509 |  |  | Pass | null
378046495 | TNB | DISTRIBUTION | WP PUTRAJAYA & CYBERJAYA | Existing | VPTJ/PCE/J12021/MB12021 | 300454639 | CLOSED | 11 kV | RYB | PE 12.02 KUARTERS PEKERJA |  |  | PTJ12022 |  | INDKOM | INS24 |  |  |  | Pass | null
378046521 | TNB | DISTRIBUTION | WP PUTRAJAYA & CYBERJAYA | Existing | VPTJ/PCE/J12011/MB12011 | 300281098 | CLOSED | 11 kV | RYB | PE 12.01 RF 2 P. UTARA |  |  | PTJ12013 |  | TAMCO | GR1 | 20001107 |  |  | Pass | null
378046625 | TNB | DISTRIBUTION | WP PUTRAJAYA & CYBERJAYA | Existing | VPTJ/PCE/J14291/MB14291 | 300281137 | CLOSED | 11 kV | RYB | PE 14.29 GUDANG (EFI) (F1) |  |  | PTJ14293 |  | INDKOM | GA 2K 1TS | 20080801 |  |  | Pass | null
378046686 | TNB | DISTRIBUTION | WP PUTRAJAYA & CYBERJAYA | Existing | VPTJ/PCE/J14292/MB14294 | 300281138 | CLOSED | 11 kV | RYB | PE 14.29 GUDANG (EFI) (F2) |  |  | PTJ14296 |  | INDKOM | GA 2K 1TS | 20080801 |  |  | Pass | null
378046918 | TNB | DISTRIBUTION | WP PUTRAJAYA & CYBERJAYA | Existing | VPTJ/PCE/J14271/MB14271 | 300281135 | CLOSED | 11 kV | RYB | PE 14.27 KOMP PJC SEMENTARA |  |  | PTJ14274 |  | INDKOM | INS24 | 19990901 |  |  | Pass | null
378046919 | TNB | DISTRIBUTION | WP PUTRAJAYA & CYBERJAYA | Existing | VPTJ/PCE/J14271/MB14271 | 300281135 | CLOSED | 11 kV | RYB | PE 14.27 KOMP PJC SEMENTARA |  |  | PTJ14273 |  | INDKOM | INS24 | 19990901 |  |  | Pass | null
378047080 | TNB | DISTRIBUTION | WP PUTRAJAYA & CYBERJAYA | Existing | VPTJ/PCE/J14281/MB14281 | 300281136 | CLOSED | 11 kV | RYB | PE 14.28 KOMPLEKS SEDLEY |  |  | PTJ14282 |  | SCHNEIDER | RM6 | 19990901 |  |  | Pass | null
378047198 | TNB | DISTRIBUTION | WP PUTRAJAYA & CYBERJAYA | Existing | VPTJ/PCE/J14041/MB14041 | 300281254 | CLOSED | 11 kV | RYB | PE 14.04 PADAT L/JALAN |  |  | PTJ14042 |  | INDKOM | INS24 | 14/03/2005 |  |  | Pass | null
378047303 | TNB | DISTRIBUTION | WP PUTRAJAYA & CYBERJAYA | Existing | VPTJ/PCE/J15201/MB15201 | 300281153 | CLOSED | 11 kV | RYB | PE 15.20 VISITOR CENTER F1 |  |  | PTJ15203 |  | INDKOM | ZZT | 27/04/2004 |  |  | Pass | null
378047514 | TNB | DISTRIBUTION | WP PUTRAJAYA & CYBERJAYA | Existing | VPTJ/PCE/J15251/MB15251 | 300454841 | CLOSED | 11 kV | RYB | PE 15.25 PJBT KEDUTAAN IRAQ (F1) |  |  | PTJ15252 |  | SCHNEIDER | NE-2iQ |  |  |  | Pass | null
378047608 | TNB | DISTRIBUTION | WP PUTRAJAYA & CYBERJAYA | Existing | VPTJ/PCE/J15252/MB15251 | 300454844 | CLOSED | 11 kV | RYB | PE 15.25 PJBT KEDUTAAN IRAQ (F2) |  |  | PTJ15255 |  | SCHNEIDER | RM6 |  |  |  | Pass | null
378047704 | TNB | DISTRIBUTION | WP PUTRAJAYA & CYBERJAYA | Existing | VPTJ/PCE/J00330/MB1 | 300503038 | CLOSED | 11 kV | RYB | PE 15.53 KEDUTAAN BRUNEI F1 |  |  | PTJ15533 |  | INDKOM | ZZT |  |  |  | Pass | null
378047798 | TNB | DISTRIBUTION | WP PUTRAJAYA & CYBERJAYA | Existing | VPTJ/PCE/J15532/MB | 300502458 | CLOSED | 11 kV | RYB | PE 15.53 KEDUTAAN BRUNEI F2 |  |  | PTJ15536 | [6 empty] | Pass | null
378047894 | TNB | DISTRIBUTION | WP PUTRAJAYA & CYBERJAYA | Existing | VPTJ/PCE/J15202/MB15204 | 300281154 | CLOSED | 11 kV | RYB | PE 15.20 VISITOR CENTER (F2) |  |  | PTJ15206 |  | INDKOM | ZZT | 27/04/2004 |  |  | Pass | null
378047965 | TNB | DISTRIBUTION | WP PUTRAJAYA & CYBERJAYA | Existing | VPTJ/PCE/J15231/MB15231 | 300281158 | CLOSED | 11 kV | RYB | PE 15.23 PROMENADE |  |  | PTJ15232 |  | SCHNEIDER | ZZT | 31/05/2006 |  |  | Pass | null
378048067 | TNB | DISTRIBUTION | WP PUTRAJAYA & CYBERJAYA | Existing | VPTJ/PCE/J11142/MB11144 | 300280999 | CLOSED | 11 kV | RYB | PE 11.14 APT C (F2) |  |  | PTJ11146 |  | INDKOM | ZZT | 13/05/2003 |  |  | Pass | null
378048165 | TNB | DISTRIBUTION | WP PUTRAJAYA & CYBERJAYA | Existing | VPTJ/PCE/J11141/MB11141 | 300280997 | CLOSED | 11 kV | RYB | PE 11.14 APT C (F1) |  |  | PTJ11143 |  | INDKOM | ZZT | 13/05/2003 |  |  | Pass | null
378048363 | TNB | DISTRIBUTION | WP PUTRAJAYA & CYBERJAYA | Existing | VCBJ/PCE/J21831/MB21831 | 300452981 | CLOSED | 11 kV | RYB | PE 21.83 PS14 ROAD D |  |  | CBJ21833 |  | INDKOM | ZZT |  |  |  | Pass | null
378048513 | TNB | DISTRIBUTION | WP PUTRAJAYA & CYBERJAYA | Existing | VCBJ/PCE/J23101/MB | 300491147 | CLOSED | 11 kV | RYB | PE 23.10 CLOVER NO.1 |  |  | CBJ23104 |  | INDKOM | ZZT |  |  |  | Pass | null
378048514 | TNB | DISTRIBUTION | WP PUTRAJAYA & CYBERJAYA | Existing | VCBJ/PCE/J23101/MB | 300491147 | CLOSED | 11 kV | RYB | PE 23.10 CLOVER NO.1 |  |  | CBJ23104 |  | INDKOM | ZZT |  |  |  | Pass | null
378048696 | TNB | DISTRIBUTION | WP PUTRAJAYA & CYBERJAYA | Existing | VCBJ/PCE/J23121/MB23121 | 300520627 | CLOSED | 11 kV | RYB | PE 23.12 CLOVER NO.3 |  |  | CBJ23124 |  | INDKOM | INS24 |  |  |  | Pass | null
378048697 | TNB | DISTRIBUTION | WP PUTRAJAYA & CYBERJAYA | Existing | VCBJ/PCE/J23121/MB23121 | 300520627 | CLOSED | 11 kV | RYB | PE 23.12 CLOVER NO.3 |  |  | CBJ23123 |  | INDKOM | INS24 |  |  |  | Pass | null
378048902 | TNB | DISTRIBUTION | WP PUTRAJAYA & CYBERJAYA | Existing | VCBJ/PCE/J23111/MB23111 | 300520630 | CLOSED | 11 kV | RYB | PE 23.11 CLOVER NO.2 |  |  | CBJ23114 |  | INDKOM | INS24 |  |  |  | Pass | null
378048903 | TNB | DISTRIBUTION | WP PUTRAJAYA & CYBERJAYA | Existing | VCBJ/PCE/J23111/MB23111 | 300520630 | CLOSED | 11 kV | RYB | PE 23.11 CLOVER NO.2 |  |  | CBJ23113 |  | INDKOM | INS24 |  |  |  | Pass | null
378049303 | TNB | DISTRIBUTION | WP PUTRAJAYA & CYBERJAYA | Existing | VCBJ/PCE/J21851/MB21851 | 300450136 | CLOSED | 11 kV | RYB | PE 21.85 MYVILLA P1 PARCEL A |  |  | CBJ21854 |  | INDKOM | INS24 |  |  |  | Pass | null
378049304 | TNB | DISTRIBUTION | WP PUTRAJAYA & CYBERJAYA | Existing | VCBJ/PCE/J21851/MB21851 | 300450136 | CLOSED | 11 kV | RYB | PE 21.85 MYVILLA P1 PARCEL A |  |  | CBJ21853 |  | INDKOM | INS24 |  |  |  | Pass | null
378049467 | TNB | DISTRIBUTION | WP PUTRAJAYA & CYBERJAYA | Existing | VCBJ/PCE/J21861/MB21861 | 300450278 | CLOSED | 11 kV | RYB | PE 21.86 MYVILLA P1 PARCEL B |  |  | CBJ21863 |  | INDKOM | ZZT |  |  |  | Pass | null
378049669 | TNB | DISTRIBUTION | WP PUTRAJAYA & CYBERJAYA | Existing | VCBJ/PCE/J00103/MB1 | 300493850 | CLOSED | 11 kV | RYB | PE 23.22 SHOP LOT MYVILLA PRS 5 |  |  | CBJ23224 |  | INDKOM | N/A |  |  |  | Pass | null
378049670 | TNB | DISTRIBUTION | WP PUTRAJAYA & CYBERJAYA | Existing | VCBJ/PCE/J00103/MB1 | 300493850 | CLOSED | 11 kV | RYB | PE 23.22 SHOP LOT MYVILLA PRS 5 |  |  | CBJ23223 |  | INDKOM | N/A |  |  |  | Pass | null
378049846 | TNB | DISTRIBUTION | WP PUTRAJAYA & CYBERJAYA | Existing | VCBJ/PCE/J21931/MB21931 | 300454636 | CLOSED | 11 kV | RYB | PE 21.93 MYVILLA P3 PARCEL A |  |  | CBJ21934 |  | INDKOM | INS24 |  |  |  | Pass | null
378049847 | TNB | DISTRIBUTION | WP PUTRAJAYA & CYBERJAYA | Existing | VCBJ/PCE/J21931/MB21931 | 300454636 | CLOSED | 11 kV | RYB | PE 21.93 MYVILLA P3 PARCEL A |  |  | CBJ21933 |  | INDKOM | INS24 |  |  |  | Pass | null
378050043 | TNB | DISTRIBUTION | WP PUTRAJAYA & CYBERJAYA | Existing | VCBJ/PCE/J21941/MB21941 | 300454633 | CLOSED | 11 kV | RYB | PE 21.94 MYVILLA P3 PARCEL B |  |  | CBJ21944 |  | INDKOM | ZZTT 1/D |  |  |  | Pass | null
378050044 | TNB | DISTRIBUTION | WP PUTRAJAYA & CYBERJAYA | Existing | VCBJ/PCE/J21941/MB21941 | 300454633 | CLOSED | 11 kV | RYB | PE 21.94 MYVILLA P3 PARCEL B |  |  | CBJ21943 |  | INDKOM | ZZTT 1/D |  |  |  | Pass | null
378050631 | TNB | DISTRIBUTION | WP PUTRAJAYA & CYBERJAYA | Existing | VPTJ/PCE/J07021/MB07021 | 300281274 | CLOSED | 11 kV | RYB | PE 7.02 POLIS PUTRAJAYA (F1) |  |  | PTJ07023 |  | INDKOM | ZZT | 28/07/1999 |  |  | Pass | null
378050730 | TNB | DISTRIBUTION | WP PUTRAJAYA & CYBERJAYA | Existing | VPTJ/PCE/J07022/MB07024 | 300281275 | CLOSED | 11 kV | RYB | PE 7.02 POLIS PUTRAJAYA (F2) |  |  | PTJ07026 |  | INDKOM | ZZT | 28/07/1999 |  |  | Pass | null
378050833 | TNB | DISTRIBUTION | WP PUTRAJAYA & CYBERJAYA | Existing | VPTJ/PCE/J07011/MB07011 | 300281272 | CLOSED | 11 kV | RYB | PE 7.01 BOMBA PUTRAJAYA (F1) |  |  | PTJ07013 |  | MERLIN GERIN | NE-31Q | 28/07/1999 |  |  | Pass | null
378050927 | TNB | DISTRIBUTION | WP PUTRAJAYA & CYBERJAYA | Existing | VPTJ/PCE/J07012/MB07014 | 300281273 | CLOSED | 11 kV | RYB | PE 7.01 IBU PEJABAT BOMBA (F2) |  |  | PTJ07014 |  | MERLIN GERIN | NE-31Q | 28/07/1999 |  |  | Pass | null
378051048 | TNB | DISTRIBUTION | WP PUTRAJAYA & CYBERJAYA | Existing | VPTJ/PCE/J07081/MB07081 | 300280775 | CLOSED | 11 kV | RYB | PE 7.08 PARK & RIDE (F1) |  |  | PTJ07082 |  | TAMCO | GR1 | 20070504 |  |  | Pass | null
378051145 | TNB | DISTRIBUTION | WP PUTRAJAYA & CYBERJAYA | Existing | VPTJ/PCE/J07082/MB07084 | 300280776 | CLOSED | 11 kV | RYB | PE 7.08 PARK & RIDE (F2) |  |  | PTJ07085 |  | TAMCO | GR1 | 20070504 |  |  | Pass | null
378051245 | TNB | DISTRIBUTION | WP PUTRAJAYA & CYBERJAYA | Existing | VPTJ/PCE/J07062/MB07064 | 300281279 | CLOSED | 11 kV | RYB | PE 7.06 TPB (WTT) (F2) |  |  | PTJ07066 |  | INDKOM | ZZT | 13/06/2002 |  |  | Pass | null
378051276 | TNB | DISTRIBUTION | WP PUTRAJAYA & CYBERJAYA | Existing | VPTJ/PCE/J07061/MB07061 | 300281278 | CLOSED | 11 kV | RYB | PE 7.06 TPB (WTT) (F1) |  |  | PTJ07063 |  | INDKOM | ZZT | 13/06/2002 |  |  | Pass | null
378051481 | TNB | DISTRIBUTION | WP PUTRAJAYA & CYBERJAYA | Existing | VPTJ/PCE/J07051/MB07051 | 300281277 | CLOSED | 11 kV | RYB | PE 7.05 L SENTOSA (R2C) |  |  | PTJ07052 |  | MERLIN GERIN | RM6 | 20010501 |  |  | Pass | null
378051576 | TNB | DISTRIBUTION | WP PUTRAJAYA & CYBERJAYA | Existing | VPTJ/PCE/J07071/MB07071 | 300281280 | CLOSED | 11 kV | RYB | PE 7.07 PLF (F1) |  |  | PTJ07073 |  | INDKOM | ZZT | 27/07/1999 |  |  | Pass | null
378051672 | TNB | DISTRIBUTION | WP PUTRAJAYA & CYBERJAYA | Existing | VPTJ/PCE/J07072/MB07074 | 300281281 | CLOSED | 11 kV | RYB | PE 7.07 PLF (F2) |  |  | PTJ07076 |  | INDKOM | ZZT | 27/07/2009 |  |  | Pass | null
378051779 | TNB | DISTRIBUTION | WP PUTRAJAYA & CYBERJAYA | Existing | VPTJ/PCE/J08121/MB08121 | 300280797 | CLOSED | 11 kV | RYB | PE 8.12 INSIDE PPU 5 (F1) |  |  | PTJ08123 |  | INDKOM | ZZT | 20001210 |  |  | Pass | null
378051873 | TNB | DISTRIBUTION | WP PUTRAJAYA & CYBERJAYA | Existing | VPTJ/PCE/J08122/MB08124 | 300280798 | CLOSED | 11 kV | RYB | PE 8.12 INSIDE PPU 5 (F2) |  |  | PTJ08126 |  | INDKOM | ZZT | 20001210 |  |  | Pass | null
378051978 | TNB | DISTRIBUTION | WP PUTRAJAYA & CYBERJAYA | Existing | VPTJ/PCE/J08161/MB08161 | 300280800 | CLOSED | 11 kV | RYB | PE 8.16 RD 2B L. SENTOSA |  |  | PTJ08163 |  | INDKOM | ZZT | 15/11/1999 |  |  | Pass | null
378052071 | TNB | DISTRIBUTION | WP PUTRAJAYA & CYBERJAYA | Existing | VPTJ/PCE/J08301/MB08301 | 300454757 | CLOSED | 11 kV | RYB | PE 8.30 8C1 (F1) |  |  | PTJ08303 |  | INDKOM | ZZT I/D |  |  |  | Pass | null
378052099 | TNB | DISTRIBUTION | WP PUTRAJAYA & CYBERJAYA | Existing | VPTJ/PCE/J08302/MB08304 | 300454760 | CLOSED | 11 kV | RYB | PE 8.30 8C1 (F2) |  |  | PTJ08306 |  | INDKOM | ZZT I/D |  |  |  | Pass | null
378052133 | TNB | DISTRIBUTION | WP PUTRAJAYA & CYBERJAYA | Existing | VPTJ/PCE/J08311/MB08311 | 300452993 | CLOSED | 11 kV | RYB | PE 8.31 8C3 F1 |  |  | PTJ08312 |  | SCHNEIDER | NE-2iQ |  |  |  | Pass | null
378052227 | TNB | DISTRIBUTION | WP PUTRAJAYA & CYBERJAYA | Existing | VPTJ/PCE/J08312/MB08314 | 300452995 | CLOSED | 11 kV | RYB | PE 8.31 8C3 F2 |  |  | PTJ08315 |  | SCHNEIDER | ZZT |  |  |  | Pass | null
378052360 | TNB | DISTRIBUTION | WP PUTRAJAYA & CYBERJAYA | Existing | VCBJ/PCE/J22541/MB22541 | 300280395 | CLOSED | 11 kV | RYB | PE 22.54 PRIMA 8 F1 |  |  | CBJ22543 |  | INDKOM | GA | 20080306 | TX1-1000KVA |  | Pass | null
378052383 | TNB | DISTRIBUTION | WP PUTRAJAYA & CYBERJAYA | Existing | VCBJ/PCE/J22542/MB22544 | 300280396 | CLOSED | 11 kV | RYB | PE 22.54 PRIMA 8 F2 |  |  | CBJ22546 |  | INDKOM | GA | 20080306 | TX2-1000KVA |  | Pass | null
378052477 | TNB | DISTRIBUTION | WP PUTRAJAYA & CYBERJAYA | Existing | VCBJ/PCE/J22531/MB22531 | 300280398 | CLOSED | 11 kV | RYB | PE 22.53 PRIMA 7 SPAN F1 |  |  | CBJ22532 |  | TAMCO | GR1 | 15/09/2007 |  |  | Pass | null
378052500 | TNB | DISTRIBUTION | WP PUTRAJAYA & CYBERJAYA | Existing | VCBJ/PCE/J22532/MB22534 | 300280399 | CLOSED | 11 kV | RYB | PE 22.53 PRIMA 7 SPAN F2 |  |  | CBJ22535 |  | TAMCO | GR1 | 15/09/2007 |  |  | Pass | null
378052594 | TNB | DISTRIBUTION | WP PUTRAJAYA & CYBERJAYA | Existing | VCBJ/PCE/J22501/MB22501 | 300280467 | CLOSED | 11 kV | RYB | PE 22.50 LOT PT 12092 F1 |  |  | CBJ22502 |  | TAMCO | GR1 | 20/06/2006 |  |  | Pass | null
378052617 | TNB | DISTRIBUTION | WP PUTRAJAYA & CYBERJAYA | Existing | VCBJ/PCE/J22502/MB22504 | 300280469 | CLOSED | 11 kV | RYB | PE 22.50 LOT PT 12092 F2 |  |  | CBJ22505 |  | TAMCO | GR1 | 20/06/2006 |  |  | Pass | null
378052851 | TNB | DISTRIBUTION | WP PUTRAJAYA & CYBERJAYA | Existing | VCBJ/PCE/J22911/MB22911 | 300452930 | CLOSED | 11 kV | RYB | PE 22.91 SOHO F1 |  |  | CBJ22912 |  | TAMCO | GR1 |  | TX1-1000KVA |  | Pass | null
378052874 | TNB | DISTRIBUTION | WP PUTRAJAYA & CYBERJAYA | Existing | VCBJ/PCE/J22912/MB22911 | 300452934 | CLOSED | 11 kV | RYB | PE 22.91 SOHO F2 |  |  | CBJ22915 |  | TAMCO | GR1 |  | TX2-1000KVA |  | Pass | null
378053074 | TNB | DISTRIBUTION | WP PUTRAJAYA & CYBERJAYA | Existing | VCBJ/PCE/J22921/MB22921 | 300452926 | CLOSED | 11 kV | RYB | PE 22.92 PRIMA 12 |  |  | CBJ22923 |  | INDKOM | ZZT I/D |  | TX1-1000KVA |  | Pass | null
378053296 | TNB | DISTRIBUTION | WP PUTRAJAYA & CYBERJAYA | Existing | VCBJ/PCE/J22752/MB22754 | 300288155 | CLOSED | 11 kV | RYB | PE 22.75 KWDI 4 F2 |  |  | CBJ22755 |  | TAMCO | GR1 | 20/12/2010 | TX2-1000KVA |  | Pass | null
378053319 | TNB | DISTRIBUTION | WP PUTRAJAYA & CYBERJAYA | Existing | VCBJ/PCE/J22751/MB22751 | 300288153 | CLOSED | 11 kV | RYB | PE 22.75 KWDI 4 F1 |  |  | CBJ22752 |  | TAMCO | GR1 | 19/12/2010 | TX1-1000KVA |  | Pass | null
378053373 | TNB | DISTRIBUTION | WP PUTRAJAYA & CYBERJAYA | Existing | VCBJ/PCE/J22742/MB22744 | 300288161 | CLOSED | 11 kV | RYB | PE 22.74 KWDI 3 F2 |  |  | CBJ22745 |  | TAMCO | GR1 | 20/12/2010 | TX2-1000KVA |  | Pass | null
378053396 | TNB | DISTRIBUTION | WP PUTRAJAYA & CYBERJAYA | Existing | VCBJ/PCE/J22741/MB22741 | 300288159 | CLOSED | 11 kV | RYB | PE 22.74 KWDI 3 F1 |  |  | CBJ22742 |  | TAMCO | GR1 | 19/12/2010 | TX1-1000KVA |  | Pass | null
378053446 | TNB | DISTRIBUTION | WP PUTRAJAYA & CYBERJAYA | Existing | VCBJ/PCE/J22672/MB22674 | 300280388 | CLOSED | 11 kV | RYB | PE 22.67 KWDI 1 F2 |  |  | CBJ22676 |  | INDKOM | INS24 | 20091009 | TX2-1000KVA |  | Pass | null
378053469 | TNB | DISTRIBUTION | WP PUTRAJAYA & CYBERJAYA | Existing | VCBJ/PCE/J22671/MB22671 | 300280387 | CLOSED | 11 kV | RYB | PE 22.67 KWDI 1 F1 |  |  | CBJ22673 |  | INDKOM | INS24 | 20091009 | TX1-1000KVA |  | Pass | null
378054248 | TNB | DISTRIBUTION | WP PUTRAJAYA & CYBERJAYA | Existing | VCBJ/PCE/J21151/MB21151 | 300281031 | CLOSED | 11 kV | RYB | PE 21.15 SATELIT TELEKOM CBJ 3 F1 |  |  | CBJ21153 |  | INDKOM | ZZT | 17/07/2002 | TX1-1000KVA |  | Pass | null
378054271 | TNB | DISTRIBUTION | WP PUTRAJAYA & CYBERJAYA | Existing | VCBJ/PCE/J21152/MB21154 | 300281029 | CLOSED | 11 kV | RYB | PE 21.15 SATELIT TELEKOM CBJ 3 F2 |  |  | CBJ21156 |  | INDKOM | ZZT | 17/07/2002 | TX2-1000KVA |  | Pass | null
378054406 | TNB | DISTRIBUTION | WP PUTRAJAYA & CYBERJAYA | Existing | VCBJ/PCE/J21101/MB21101 | 300281045 | CLOSED | 11 kV | RYB | PE 21.10 ELITE HIGHWAY NO. 3 |  |  | CBJ21103 |  | INDKOM | ZZT | 20001002 | TX-1000KVA |  | Pass | null
378054491 | TNB | DISTRIBUTION | WP PUTRAJAYA & CYBERJAYA | Existing | VCBJ/PCE/J21541/MB21541 | 300280656 | CLOSED | 11 kV | RYB | PE 21.54 PS 3 F1 |  |  | CBJ21543 |  | INDKOM | ZZT | 16/06/2005 | TX1-500KVA |  | Pass | null
378054514 | TNB | DISTRIBUTION | WP PUTRAJAYA & CYBERJAYA | Existing | VCBJ/PCE/J21542/MB21544 | 300280654 | CLOSED | 11 kV | RYB | PE 21.54 PS 3 F2 |  |  | CBJ21546 |  | INDKOM | ZZT | 16/06/2005 | TX2-500KVA |  | Pass | null
378054664 | TNB | DISTRIBUTION | WP PUTRAJAYA & CYBERJAYA | Existing | VCBJ/PCE/J21401/MB21401 | 300281000 | CLOSED | 11 kV | RYB | PE 21.40 STP 1 |  |  | CBJ21402 |  | INDKOM | ZZT I/D | 15/12/2016 | TX-1000KVA |  | Pass | null
378054714 | TNB | DISTRIBUTION | WP PUTRAJAYA & CYBERJAYA | Existing | VCBJ/PCE/J23161/MB23161 | 310360664 | CLOSED | 11 kV | RYB | PE 23.16 MASJID CYBERJAYA |  |  | CBJ23164 |  | INDKOM | ZZTT 1/D |  |  |  | Pass | null
378054715 | TNB | DISTRIBUTION | WP PUTRAJAYA & CYBERJAYA | Existing | VCBJ/PCE/J23161/MB23161 | 310360664 | CLOSED | 11 kV | RYB | PE 23.16 MASJID CYBERJAYA |  |  | CBJ23163 |  | INDKOM | ZZTT 1/D |  |  |  | Pass | null
378054880 | TNB | DISTRIBUTION | WP PUTRAJAYA & CYBERJAYA | Existing | VCBJ/PCE/J21572/MB21574 | 300280643 | CLOSED | 11 kV | RYB | PE 21.57 CLUB HOUSE F2 |  |  | CBJ21575 |  | TAMCO | GR1 | 17/11/2007 | TX2-500KVA |  | Pass | null
378054903 | TNB | DISTRIBUTION | WP PUTRAJAYA & CYBERJAYA | Existing | VCBJ/PCE/J21571/MB21571 | 300280645 | CLOSED | 11 kV | RYB | PE 21.57 CLUB HOUSE F1 |  |  | CBJ21572 |  | TAMCO | GR1 | 17/11/2007 | TX1-500KVA |  | Pass | null
378055088 | TNB | DISTRIBUTION | WP PUTRAJAYA & CYBERJAYA | Existing | VCBJ/PCE/J21612/MB21615 | 300280627 | CLOSED | 11 kV | RYB | PE 21.61 MPS F2 |  |  | CBJ21617 |  |  | ZZTT | 23/02/2008 | TX3-1000KVA |  | Pass | null
378055089 | TNB | DISTRIBUTION | WP PUTRAJAYA & CYBERJAYA | Existing | VCBJ/PCE/J21612/MB21615 | 300280627 | CLOSED | 11 kV | RYB | PE 21.61 MPS F2 |  |  | CBJ21618 |  |  | ZZTT | 23/02/2008 | TX4-1000KVA |  | Pass | null
378055117 | TNB | DISTRIBUTION | WP PUTRAJAYA & CYBERJAYA | Existing | VCBJ/PCE/J21611/MB21611 | 300280629 | CLOSED | 11 kV | RYB | PE 21.61 MPS F1 |  |  | CBJ21613 |  |  | ZZTT | 23/02/2008 | TX1-1000KVA |  | Pass | null
378055118 | TNB | DISTRIBUTION | WP PUTRAJAYA & CYBERJAYA | Existing | VCBJ/PCE/J21611/MB21611 | 300280629 | CLOSED | 11 kV | RYB | PE 21.61 MPS F1 |  |  | CBJ21614 |  |  | ZZTT | 23/02/2008 | TX2-1000KVA |  | Pass | null
378055372 | TNB | DISTRIBUTION | WP PUTRAJAYA & CYBERJAYA | Existing | VCBJ/PCE/J21411/MB21411 | 300280998 | CLOSED | 11 kV | RYB | PE 21.41 TMN.CYBER |  |  | CBJ21413 |  | INDKOM | ZZT | 16/01/2003 | TX-500KVA |  | Pass | null
378055455 | TNB | DISTRIBUTION | WP PUTRAJAYA & CYBERJAYA | Existing | VCBJ/PCE/J00118/MB1 | 310338765 | CLOSED | 11 kV | RYB | PE 25.26 SETIA VILLA 6 |  |  | CBJ25263 |  | INDKOM | INS24 |  | TX-1000KVA |  | Pass | null
378055555 | TNB | DISTRIBUTION | WP PUTRAJAYA & CYBERJAYA | Existing | VCBJ/PCE/J00117/MB1 | 310338758 | CLOSED | 11 kV | RYB | PE 25.25 SETIA VILLA 5 |  |  | CBJ25253 |  | INDKOM | INS24 |  | TX-1000KVA |  | Pass | null
378055659 | TNB | DISTRIBUTION | WP PUTRAJAYA & CYBERJAYA | Existing | VCBJ/PCE/J00116/MB1 | 310338754 | CLOSED | 11 kV | RYB | PE 25.24 SETIA VILLA 4 |  |  | CBJ25243 |  | INDKOM | INS24 |  | TX-1000KVA |  | Pass | null
378055759 | TNB | DISTRIBUTION | WP PUTRAJAYA & CYBERJAYA | Existing | VCBJ/PCE/J00112/MB1 | 310359235 | CLOSED | 11 kV | RYB | PE 25.19 SETIA VILLA 3 |  |  | CBJ25193 |  | INDKOM | ZZTT 1/D |  | TX-1000KVA |  | Pass | null
378055858 | TNB | DISTRIBUTION | WP PUTRAJAYA & CYBERJAYA | Existing | VCBJ/PCE/J00110/MB1 | 310357944 | CLOSED | 11 kV | RYB | PE 25.18 SETIA VILLA 2 |  |  | CBJ25182 |  | INDKOM | INS24 |  | TX-1000KVA |  | Pass | null
378055963 | TNB | DISTRIBUTION | WP PUTRAJAYA & CYBERJAYA | Existing | VCBJ/PCE/J00109/MB1 | 310359230 | CLOSED | 11 kV | RYB | PE 25.17 SETIA VILLA 1 |  |  | CBJ25173 |  | INDKOM | INS24 |  | TX-1000KVA |  | Pass | null
378056059 | TNB | DISTRIBUTION | WP PUTRAJAYA & CYBERJAYA | Existing | VCBJ/PCE/J25221/MB25221 | 310339459 | CLOSED | 11 kV | RYB | PE 25.22 SETIA MARINA 3 |  |  | CBJ25222 |  | SCHNEIDER | NF-21Q |  | TX-1000KVA |  | Pass | null
378056159 | TNB | DISTRIBUTION | WP PUTRAJAYA & CYBERJAYA | Existing | VCBJ/PCE/J25211/MB25211 | 310339453 | CLOSED | 11 kV | RYB | PE 25.21 SETIA MARINA 2 |  |  | CBJ25212 |  | SCHNEIDER | NE-21Q |  | TX-1000KVA |  | Pass | null
378056264 | TNB | DISTRIBUTION | WP PUTRAJAYA & CYBERJAYA | Existing | VCBJ/PCE/J25201/MB25201 | 310339447 | CLOSED | 11 kV | RYB | PE 25.20 SETIA MARINA 1 |  |  | CBJ25202 |  | SCHNEIDER |  |  | TX-1000KVA |  | Pass | null
378056440 | TNB | DISTRIBUTION | WP PUTRAJAYA & CYBERJAYA | Existing | VCBJ/PCE/J23171/MB23171 | 310303841 | CLOSED | 11 kV | RYB | PE 23.17 TEMP SERI MUTIARA |  |  | CBJ23172 |  | TAMCO |  |  | TX-1000KVA |  | Pass | null
378056663 | TNB | DISTRIBUTION | WP PUTRAJAYA & CYBERJAYA | Existing | VPTJ/PCE/J02081/MB02081 | 300280646 | CLOSED | 11 kV | RYB | PE 2.08 TMN WAWASAN (F1) |  |  | PTJ02084 |  | INDKOM | ZZZT | 25/08/2002 |  |  | Pass | null
378056803 | TNB | DISTRIBUTION | WP PUTRAJAYA & CYBERJAYA | Existing | VPTJ/PCE/J02082/MB02085 | 300280648 | CLOSED | 11 kV | RYB | PE 2.08 TMN WAWASAN (F2) |  |  | PTJ02088 |  | INDKOM | ZZZT | 25/08/2002 |  |  | Pass | null
378056910 | TNB | DISTRIBUTION | WP PUTRAJAYA & CYBERJAYA | Existing | VPTJ/PCE/J02071/MB02071 | 300280639 | CLOSED | 11 kV | RYB | PE 2.07 INSIDE PPU 18 (F1) |  |  | PTJ02073 |  | INDKOM | ZZT | 23/09/2002 |  |  | Pass | null
378057015 | TNB | DISTRIBUTION | WP PUTRAJAYA & CYBERJAYA | Existing | VPTJ/PCE/J02072/MB02074 | 300280642 | CLOSED | 11 kV | RYB | PE 2.07 INSIDE PPU 18 (F2) |  |  | PTJ02076 |  | INDKOM | ZZT | 23/09/2002 |  |  | Pass | null
378057184 | TNB | DISTRIBUTION | WP PUTRAJAYA & CYBERJAYA | Existing | VPTJ/PCE/J02062/MB02064 | 300280636 | CLOSED | 11 kV | RYB | PE 2.06 PS 15 (F2) |  |  | PTJ02066 |  | INDKOM | ZZT | 20020607 |  |  | Pass | null
378057290 | TNB | DISTRIBUTION | WP PUTRAJAYA & CYBERJAYA | Existing | VPTJ/PCE/J02291/MB1 | 310308941 | CLOSED | 11 kV | RYB | PE 2.29 TEMP SKYRIDE |  |  | PTJ02292 |  | SCHNEIDER |  |  |  |  | Pass | null
378057404 | TNB | DISTRIBUTION | WP PUTRAJAYA & CYBERJAYA | Existing | VPTJ/PCE/J18251/MB18251 | 300281240 | CLOSED | 11 kV | RYB | PE 18.25 KOMPLEKS SEK FASA 3 |  |  | PTJ18253 |  | INDKOM | GA 2K 1TS | 27/05/2008 |  |  | Pass | null
378057505 | TNB | DISTRIBUTION | WP PUTRAJAYA & CYBERJAYA | Existing | VPTJ/PCE/J18171/MB18171 | 300281224 | CLOSED | 11 kV | RYB | PE 18.17 BLOK H 18R12 (F1) |  |  | PTJ18172 |  | TAMCO | GR1 | 20070103 |  |  | Pass | null
378057601 | TNB | DISTRIBUTION | WP PUTRAJAYA & CYBERJAYA | Existing | VPTJ/PCE/J18172/MB18174 | 300281225 | CLOSED | 11 kV | RYB | PE 18.17 BLOK H 18R12 (F2) |  |  | PTJ18175 |  | TAMCO | GR1 | 20070103 |  |  | Pass | null
378057767 | TNB | DISTRIBUTION | WP PUTRAJAYA & CYBERJAYA | Existing | VPTJ/PCE/J18161/MB18161 | 300281221 | CLOSED | 11 kV | RYB | PE 18.16 BLOK G 18R12 (F1) |  |  | PTJ18162 |  | TAMCO | GR1 | 20070103 |  |  | Pass | null
378057863 | TNB | DISTRIBUTION | WP PUTRAJAYA & CYBERJAYA | Existing | VPTJ/PCE/J18162/MB18164 | 300281222 | CLOSED | 11 kV | RYB | PE 18.16 BLOK G 18R12 (F2) |  |  | PTJ18165 |  | TAMCO | GR1 | 20070103 |  |  | Pass | null
378057969 | TNB | DISTRIBUTION | WP PUTRAJAYA & CYBERJAYA | Existing | VPTJ/PCE/J18151/MB18151 | 300281219 | CLOSED | 11 kV | RYB | PE 18.15 BLOK E&F 18R12 (F1) |  |  | PTJ18152 |  | TAMCO | GR1 | 20070103 |  |  | Pass | null
378058067 | TNB | DISTRIBUTION | WP PUTRAJAYA & CYBERJAYA | Existing | VPTJ/PCE/J18152/MB18154 | 300281220 | CLOSED | 11 kV | RYB | PE 18.15 BLOK E&F 18R12 (F2) |  |  | PTJ18155 |  | TAMCO | GR1 | 20070103 |  |  | Pass | null
378058166 | TNB | DISTRIBUTION | WP PUTRAJAYA & CYBERJAYA | Existing | VPTJ/PCE/J18181/MB18181 | 300281226 | CLOSED | 11 kV | RYB | PE 18.18 BLOK C&D 18R12 (F1) |  |  | PTJ18182 |  | TAMCO | GR1 | 20070103 |  |  | Pass | null
378058260 | TNB | DISTRIBUTION | WP PUTRAJAYA & CYBERJAYA | Existing | VPTJ/PCE/J18182/MB18184 | 300281227 | CLOSED | 11 kV | RYB | PE 18.18 BLOK C&D 18R12 (F2) |  |  | PTJ18185 |  | TAMCO | GR1 | 20070103 |  |  | Pass | null
378058371 | TNB | DISTRIBUTION | WP PUTRAJAYA & CYBERJAYA | Existing | VPTJ/PCE/J18191/MB18191 | 300281228 | CLOSED | 11 kV | RYB | PE 18.19 BLOK A&B 18R12 (F1) |  |  | PTJ18192 |  | TAMCO | GR1 | 20070103 |  |  | Pass | null
378058465 | TNB | DISTRIBUTION | WP PUTRAJAYA & CYBERJAYA | Existing | VPTJ/PCE/J18192/MB18194 | 300281229 | CLOSED | 11 kV | RYB | PE 18.19 BLOK A&B 18R12 (F2) |  |  | PTJ18195 |  | TAMCO | GR1 | 20070103 |  |  | Pass | null
378058570 | TNB | DISTRIBUTION | WP PUTRAJAYA & CYBERJAYA | Existing | VPTJ/PCE/J18241/MB18241 | 300281238 | CLOSED | 11 kV | RYB | PE 18.24 BLOK D 18R13 (F1) |  |  | PTJ18242 |  | TAMCO | GR1 | 20070103 |  |  | Pass | null
378058664 | TNB | DISTRIBUTION | WP PUTRAJAYA & CYBERJAYA | Existing | VPTJ/PCE/J18242/MB18244 | 300281239 | CLOSED | 11 kV | RYB | PE 18.24 BLOK D 18R13 (F2) |  |  | PTJ18245 |  | TAMCO | GR1 | 20070103 |  |  | Pass | null
378058770 | TNB | DISTRIBUTION | WP PUTRAJAYA & CYBERJAYA | Existing | VPTJ/PCE/J18231/MB18231 | 300281236 | CLOSED | 11 kV | RYB | PE 18.23 BLOK C 18R13 (F1) |  |  | PTJ18232 |  | TAMCO | GR1 | 20070103 |  |  | Pass | null
378058864 | TNB | DISTRIBUTION | WP PUTRAJAYA & CYBERJAYA | Existing | VPTJ/PCE/J18232/MB18234 | 300281237 | CLOSED | 11 kV | RYB | PE 18.23 BLOK C 18R13 (F2) |  |  | PTJ18235 |  | TAMCO | GR1 | 20070103 |  |  | Pass | null
378069722 | TNB | DISTRIBUTION | WP PUTRAJAYA & CYBERJAYA | Existing | VCBJ/PCE/J22761/MB22761 | 300284811 | CLOSED | 11 kV | RYB | PE 22.76 - STP B F1 |  |  | CBJ22763 |  | INDKOM | ZZT | 20100106 |  |  | Pass | null
378069754 | TNB | DISTRIBUTION | WP PUTRAJAYA & CYBERJAYA | Existing | VCBJ/PCE/J22762/MB22764 | 300284812 | CLOSED | 11 kV | RYB | PE 22.76 - STP B F2 |  |  | CBJ22676 |  | INDKOM | ZZT | 20100306 |  |  | Pass | null
378069813 | TNB | DISTRIBUTION | WP PUTRAJAYA & CYBERJAYA | Existing | VCBJ/PCE/J22771/MB22771 | 300284815 | CLOSED | 11 kV | RYB | PE 22.77 - PS2-8 F1 |  |  | CBJ22772 |  | TAMCO | GR1-21-0D | 14/07/2010 |  |  | Pass | null
378069909 | TNB | DISTRIBUTION | WP PUTRAJAYA & CYBERJAYA | Existing | VCBJ/PCE/J22772/MB22774 | 300284816 | CLOSED | 11 kV | RYB | PE 22.77 - PS2-8 F2 |  |  | CBJ22775 |  | TAMCO | GR1-21-0D | 15/07/2010 |  |  | Pass | null
378070007 | TNB | DISTRIBUTION | WP PUTRAJAYA & CYBERJAYA | Existing | VCBJ/PCE/J22691/MB22691 | 300282014 | CLOSED | 11 kV | RYB | PE 22.69 KRU STUDIO F1 |  |  | CBJ22692 |  | EPE | VRN 2A | 26/01/2010 |  |  | Pass | null
378070036 | TNB | DISTRIBUTION | WP PUTRAJAYA & CYBERJAYA | Existing | VCBJ/PCE/J24191 |  | CLOSED | 11 kV | RYB | PE 24.19 YAKIN INVEST F1 |  |  | CBJ24193 | [6 empty] | Pass | null
378070136 | TNB | DISTRIBUTION | WP PUTRAJAYA & CYBERJAYA | Existing | VCBJ/PCE/J22692/MB22694 | 300282015 | CLOSED | 11 kV | RYB | PE 22.69 KRU STUDIO F2 |  |  | CBJ22695 |  | EPE | VRN 2A | 27/01/2010 |  |  | Pass | null
378070168 | TNB | DISTRIBUTION | WP PUTRAJAYA & CYBERJAYA | Existing | VCBJ/PCE/J24192/MB | 300498023 | CLOSED | 11 kV | RYB | PE 24.19 YAKIN INVEST F2 |  |  | CBJ24196 | [6 empty] | Pass | null
378070314 | TNB | DISTRIBUTION | WP PUTRAJAYA & CYBERJAYA | Existing | VCBJ/PCE/J22891/MB22891 | 300452960 | CLOSED | 11 kV | RYB | PE 22.89 MYTELEHAUS F1 |  |  | CBJ22893 |  | SCHNEIDER | NE-3I |  |  |  | Pass | null
378070414 | TNB | DISTRIBUTION | WP PUTRAJAYA & CYBERJAYA | Existing | VCBJ/PCE/J22892/MB22894 | 300452961 | CLOSED | 11 kV | RYB | PE 22.89 MYTELEHAUS F2 |  |  | CBJ22896 |  | SCHNEIDER | NE-3I |  |  |  | Pass | null
378070515 | TNB | DISTRIBUTION | WP PUTRAJAYA & CYBERJAYA | Existing | VCBJ/PCE/J22881/MB22881 | 300452937 | CLOSED | 11 kV | RYB | PE 22.88 SKY LEISURE F1 |  |  | CBJ22883 |  | INDKOM | NA |  |  |  | Pass | null
378070617 | TNB | DISTRIBUTION | WP PUTRAJAYA & CYBERJAYA | Existing | VCBJ/PCE/J22882/MB22884 | 300452941 | CLOSED | 11 kV | RYB | PE 22.88 SKY LEISURE F2 |  |  | CBJ22886 |  | INDKOM | NA |  |  |  | Pass | null
378071489 | TNB | DISTRIBUTION | WP PUTRAJAYA & CYBERJAYA | Existing | VCBJ/PCE/J22931/MB 22931 | 310361712 | CLOSED | 11 kV | RYB | PE 22.93 BLOK A TRIENTEL |  |  | CBJ22933 |  | ABB |  |  |  |  | Pass | null
378071490 | TNB | DISTRIBUTION | WP PUTRAJAYA & CYBERJAYA | Existing | VCBJ/PCE/J22931/MB 22931 | 310361712 | CLOSED | 11 kV | RYB | PE 22.93 BLOK A TRIENTEL |  |  | CBJ22934 |  | ABB |  |  |  |  | Pass | null
378071657 | TNB | DISTRIBUTION | WP PUTRAJAYA & CYBERJAYA | Existing | VCBJ/PCE/J22951/MB22951 | 300454989 | CLOSED | 11 kV | RYB | PE 22.95 TRIENTEL BLOK C |  |  | CBJ22953 |  | INDKOM | INS24 |  |  |  | Pass | null
378071757 | TNB | DISTRIBUTION | WP PUTRAJAYA & CYBERJAYA | Existing | VCBJ/PCE/J22961/MB22961 | 300454997 | CLOSED | 11 kV | RYB | PE 22.96 TRIENTEL BLOK D |  |  | CBJ22963 |  | INDKOM | INS24 |  |  |  | Pass | null
378071869 | TNB | DISTRIBUTION | WP PUTRAJAYA & CYBERJAYA | Existing | VCBJ/PCE/J22941/MB22941 | 310361704 | CLOSED | 11 kV | RYB | PE 22.94 TRIENTEL BLOK B |  |  | CBJ22943 |  | ABB |  |  |  |  | Pass | null
378071870 | TNB | DISTRIBUTION | WP PUTRAJAYA & CYBERJAYA | Existing | VCBJ/PCE/J22941/MB22941 | 310361704 | CLOSED | 11 kV | RYB | PE 22.94 TRIENTEL BLOK B |  |  | CBJ22944 |  | ABB |  |  |  |  | Pass | null
378072052 | TNB | DISTRIBUTION | WP PUTRAJAYA & CYBERJAYA | Existing | VCBJ/PCE/J21781/MB21781 | 300454995 | CLOSED | 11 kV | RYB | PE 21.78 GARDEN VIEW BLOK C |  |  | CBJ21783 |  | INDKOM | ZZT |  |  |  | Pass | null
378072147 | TNB | DISTRIBUTION | WP PUTRAJAYA & CYBERJAYA | Existing | VCBJ/PCE/J21771/MB21771 | 300454993 | CLOSED | 11 kV | RYB | PE 21.77 GARDEN VIEW BLOK B |  |  | CBJ21772 |  | TAMCO | ID10-004 |  |  |  | Pass | null
378072244 | TNB | DISTRIBUTION | WP PUTRAJAYA & CYBERJAYA | Existing | VCBJ/PCE/J21761/MB21761 | 300454991 | CLOSED | 11 kV | RYB | PE 21.76 GARDEN VIEW BLOK A |  |  | CBJ21763 |  | INDKOM | ZZT |  |  |  | Pass | null
378072340 | TNB | DISTRIBUTION | WP PUTRAJAYA & CYBERJAYA | Existing | VCBJ/PCE/J21731/MB21731 | 300284821 | CLOSED | 11 kV | RYB | PE 21.73 - SEK. ANTARABANGSA F1 |  |  | CBJ21735 |  | TAMCO | 1D-10 | 17/07/2010 |  |  | Pass | null
378072554 | TNB | DISTRIBUTION | WP PUTRAJAYA & CYBERJAYA | Existing | VCBJ/PCE/J21732/MB21734 | 300284822 | CLOSED | 11 kV | RYB | PE 21.73 - SEK. ANTARABANGSA F2 |  |  | CBJ21732 |  | TAMCO | 1D-10 | 18/07/2010 |  |  | Pass | null
378072670 | TNB | DISTRIBUTION | WP PUTRAJAYA & CYBERJAYA | Existing | VCBJ/PCE/J22111/MB22111 | 300280572 | CLOSED | 11 kV | RYB | PE 22.11 THE STREET MALL F1 |  |  | CBJ22115 |  | INDKOM | ZZT | 18/02/2001 |  |  | Pass | null
378072765 | TNB | DISTRIBUTION | WP PUTRAJAYA & CYBERJAYA | Existing | VCBJ/PCE/J22112/MB22114 | 300280573 | CLOSED | 11 kV | RYB | PE 22.11 THE STREET MALL F2 |  |  | CBJ22116 |  | INDKOM | ZZT | 18/02/2001 |  |  | Pass | null
378072862 | TNB | DISTRIBUTION | WP PUTRAJAYA & CYBERJAYA | Existing | VCBJ/PCE/J22411/MB22411 | 300280497 | CLOSED | 11 kV | RYB | PE 22.41 32 UNIT S/LOT BLOK A F1 |  |  | CBJ22413 |  | INDKOM | ZZT | 26/10/2004 |  |  | Pass | null
378072956 | TNB | DISTRIBUTION | WP PUTRAJAYA & CYBERJAYA | Existing | VCBJ/PCE/J22412/MB22414 | 300280498 | CLOSED | 11 kV | RYB | PE 22.41 32 UNIT S/LOT BLOK A F2 |  |  | CBJ22415 |  | TAMCO | GRI | 26/10/2004 |  |  | Pass | null
378073332 | TNB | DISTRIBUTION | WP PUTRAJAYA & CYBERJAYA | Existing | VCBJ/PCE/J22421/MB22421 | 300281129 | CLOSED | 11 kV | RYB | PE 22.42 32 UNIT S/LOT BLOK B F1 |  |  | CBJ22423 |  | INDKOM | ZZT | 26/10/2004 |  |  | Pass | null
378073439 | TNB | DISTRIBUTION | WP PUTRAJAYA & CYBERJAYA | Existing | VCBJ/PCE/J22422/MB22424 | 300281128 | CLOSED | 11 kV | RYB | PE 22.42 32 UNIT S/LOT BLOK B F2 |  |  | CBJ22425 |  | TAMCO | GR1 | 26/10/2004 |  |  | Pass | null
378073537 | TNB | DISTRIBUTION | WP PUTRAJAYA & CYBERJAYA | Existing | VCBJ/PCE/J22701/MB22701 | 300450874 | CLOSED | 11 kV | RYB | PE 22.70 CBD PERDANA 2A F1 |  |  | CBJ22702 |  | TAMCO | GR1 | 17/09/2011 |  |  | Pass | null
378073633 | TNB | DISTRIBUTION | WP PUTRAJAYA & CYBERJAYA | Existing | VCBJ/PCE/J22702/MB22704 | 300450876 | CLOSED | 11 kV | RYB | PE 22.70 CBD PERDANA 2A F2 |  |  | CBJ22705 |  | TAMCO | GR1 | 18/09/2011 |  |  | Pass | null
378073749 | TNB | DISTRIBUTION | WP PUTRAJAYA & CYBERJAYA | Existing | VCBJ/PCE/J22711/MB22711 | 300450890 | CLOSED | 11 kV | RYB | PE 22.71 CBD PERDANA 2B F1 |  |  | CBJ22713 |  |  | ZZTT | 17/09/2011 |  |  | Pass | null
378073750 | TNB | DISTRIBUTION | WP PUTRAJAYA & CYBERJAYA | Existing | VCBJ/PCE/J22711/MB22711 | 300450890 | CLOSED | 11 kV | RYB | PE 22.71 CBD PERDANA 2B F1 |  |  | CBJ22714 |  |  | ZZTT | 17/09/2011 |  |  | Pass | null
378112565 | TNB | DISTRIBUTION | WP PUTRAJAYA & CYBERJAYA | Existing | VPTJ/PCE/J08372/MB08374 | 310339451 | CLOSED | 11 kV | RYB | PE 8.37 8R7 (F2) |  |  | PTJ08376 |  | INDKOM |  |  |  |  | Pass | null
378112659 | TNB | DISTRIBUTION | WP PUTRAJAYA & CYBERJAYA | Existing | VPTJ/PCE/J08371/MB08371 | 310339450 | CLOSED | 11 kV | RYB | PE 8.37 8R7 (F1) |  |  | PTJ08373 |  | INDKOM | ZZTT 1/D |  |  |  | Pass | null
378112761 | TNB | DISTRIBUTION | WP PUTRAJAYA & CYBERJAYA | Existing | VPTJ/PCE/J08211/MB08211 | 300280806 | CLOSED | 11 kV | RYB | PE 8.21 APT B (EFI) (F1) |  |  | PTJ08213 |  | INDKOM | ZZT | 20021211 |  |  | Pass | null
378112855 | TNB | DISTRIBUTION | WP PUTRAJAYA & CYBERJAYA | Existing | VPTJ/PCE/J08212/MB08214 | 300280807 | CLOSED | 11 kV | RYB | PE 8.21 APT B (EFI) (F2) |  |  | PTJ08216 |  | INDKOM | ZZT | 20021211 |  |  | Pass | null
378112967 | TNB | DISTRIBUTION | WP PUTRAJAYA & CYBERJAYA | Existing | VPTJ/PCE/J08201/MB08201 | 300280804 | CLOSED | 11 kV | RYB | PE 8.20 APT D (F1) |  |  | PTJ08203 |  | INDKOM | ZZT | 13/11/2002 |  |  | Pass | null
378113064 | TNB | DISTRIBUTION | WP PUTRAJAYA & CYBERJAYA | Existing | VPTJ/PCE/J08202/MB08204 | 300280805 | CLOSED | 11 kV | RYB | PE 8.20 APT D (F2) |  |  | PTJ08206 |  | INDKOM | ZZT | 13/11/2002 |  |  | Pass | null
378113163 | TNB | DISTRIBUTION | WP PUTRAJAYA & CYBERJAYA | Existing | VPTJ/PCE/J08191/MB08191 | 300280802 | CLOSED | 11 kV | RYB | PE 8.19 APT A (EFI) (F1) |  |  | PTJ08193 |  | INDKOM | ZZT | 13/11/2002 |  |  | Pass | null
378113255 | TNB | DISTRIBUTION | WP PUTRAJAYA & CYBERJAYA | Existing | VPTJ/PCE/J08192/MB08194 | 300280803 | CLOSED | 11 kV | RYB | PE 8.19 APT A (EFI) (F2) |  |  | PTJ08196 |  | INDKOM | ZZT | 13/11/2002 |  |  | Pass | null
378113369 | TNB | DISTRIBUTION | WP PUTRAJAYA & CYBERJAYA | Existing | VPTJ/PCE/J08271/MB08271 | 300284804 | CLOSED | 11 kV | RYB | PE 8.27 APT C5 (F1) |  |  | PTJ08272 |  | TAMCO | 2+1 ID | 18/06/2010 |  |  | Pass | null
378113463 | TNB | DISTRIBUTION | WP PUTRAJAYA & CYBERJAYA | Existing | VPTJ/PCE/J08272/MB08274 | 300284805 | CLOSED | 11 kV | RYB | PE 8.27 APT C5 (F2) |  |  | PTJ08276 |  | TAMCO | 2+1 OD | 18/06/2010 |  |  | Pass | null
378113568 | TNB | DISTRIBUTION | WP PUTRAJAYA & CYBERJAYA | Existing | VPTJ/PCE/J08281/MB08281 | 300284800 | CLOSED | 11 kV | RYB | PE 8.28 APT C6 F1 |  |  | PTJ08282 |  | TAMCO | GR1 | 18/06/2010 |  |  | Pass | null
378113662 | TNB | DISTRIBUTION | WP PUTRAJAYA & CYBERJAYA | Existing | VPTJ/PCE/J08282/MB08284 | 300284801 | CLOSED | 11 kV | RYB | PE 8.28 APT C6 F2 |  |  | PTJ08286 |  | TAMCO | GR1 | 18/06/2010 |  |  | Pass | null
378113770 | TNB | DISTRIBUTION | WP PUTRAJAYA & CYBERJAYA | Existing | VPTJ/PCE/J08231/MB08231 | 300280808 | CLOSED | 11 kV | RYB | PE 8.23 PS8 (F1) |  |  | PTJ08233 |  | INDKOM | ZZT | 30/07/2002 |  |  | Pass | null
378113861 | TNB | DISTRIBUTION | WP PUTRAJAYA & CYBERJAYA | Existing | VPTJ/PCE/J08232/MB08234 | 300280809 | CLOSED | 11 kV | RYB | PE 8.23 PS8 (F2) |  |  | PTJ08236 |  | INDKOM | ZZT | 30/07/2002 |  |  | Pass | null
378113955 | TNB | DISTRIBUTION | WP PUTRAJAYA & CYBERJAYA | Existing | VPTJ/PCE/J07131/MB07131 | 310339468 | CLOSED | 11 kV | RYB | PE 7.13 TEMP SPRM |  |  | PTJ07133 |  | TOSHIBA |  |  |  |  | Pass | null
378114054 | TNB | DISTRIBUTION | WP PUTRAJAYA & CYBERJAYA | Existing | VPTJ/PCE/J09291/MB09291 | 300280862 | CLOSED | 11 kV | RYB | PE 9.29 BAS DEPOH |  |  | PTJ09292 |  | TAMCO | GR1 | 27/07/2006 |  |  | Pass | null
378114147 | TNB | DISTRIBUTION | WP PUTRAJAYA & CYBERJAYA | Existing | VPTJ/PCE/J09311/MB09311 | 300280865 | CLOSED | 11 kV | RYB | PE 9.31 RUMAH TERES (EFI) (F1) |  |  | PTJ09313 |  | INDKOM | ZZT | 15/10/2004 |  |  | Pass | null
378114239 | TNB | DISTRIBUTION | WP PUTRAJAYA & CYBERJAYA | Existing | VPTJ/PCE/J09312/MB09314 | 300280866 | CLOSED | 11 kV | RYB | PE 9.31 RUMAH TERES (EFI) (F2) |  |  | PTJ09316 |  | INDKOM | ZZT | 15/10/2004 |  |  | Pass | null
378114324 | TNB | DISTRIBUTION | WP PUTRAJAYA & CYBERJAYA | Existing | VPTJ/PCE/J09361/MB09361 | 300280917 | CLOSED | 11 kV | RYB | PE 9.36 SEK MEN FASA 3 (F1) |  |  | PTJ09362 |  | TAMCO | GR1 | 20061011 |  |  | Pass | null
378114415 | TNB | DISTRIBUTION | WP PUTRAJAYA & CYBERJAYA | Existing | VPTJ/PCE/J09362/MB09364 | 300280918 | CLOSED | 11 kV | RYB | PE 9.36 SEK MEN FASA 3 (F2) |  |  | PTJ09365 |  | TAMCO | GR1 | 20061011 |  |  | Pass | null
378114506 | TNB | DISTRIBUTION | WP PUTRAJAYA & CYBERJAYA | Existing | VPTJ/PCE/J09301/MB09301 | 300280863 | CLOSED | 11 kV | RYB | PE 9.30 SEK REN FASA 2 (F1) |  |  | PTJ09303 |  | INDKOM | ZZT | 23/06/2004 |  |  | Pass | null
378114597 | TNB | DISTRIBUTION | WP PUTRAJAYA & CYBERJAYA | Existing | VPTJ/PCE/J09302/MB09304 | 300280864 | CLOSED | 11 kV | RYB | PE 9.30 SEK REN FASA 2 (F2) |  |  | PTJ09306 |  | INDKOM | ZZT | 23/06/2004 |  |  | Pass | null
378114751 | TNB | DISTRIBUTION | WP PUTRAJAYA & CYBERJAYA | Existing | VPTJ/PCE/J09261/MB09261 | 300280856 | CLOSED | 11 kV | RYB | PE 9.26 FLAT B (F1) |  |  | PTJ09263 |  | INDKOM | ZZT | 20010808 |  |  | Pass | null
378114774 | TNB | DISTRIBUTION | WP PUTRAJAYA & CYBERJAYA | Existing | VPTJ/PCE/J09262/MB09264 | 300280857 | CLOSED | 11 kV | RYB | PE 9.26 FLAT B (F2) |  |  | PTJ09266 |  | INDKOM | ZZT | 20010808 |  |  | Pass | null
378114875 | TNB | DISTRIBUTION | WP PUTRAJAYA & CYBERJAYA | Existing | VPTJ/PCE/J09251/MB09251 | 300280854 | CLOSED | 11 kV | RYB | PE 9.25 FLAT A (F1) |  |  | PTJ09253 |  | INDKOM | ZZT | 20010808 |  |  | Pass | null
378114904 | TNB | DISTRIBUTION | WP PUTRAJAYA & CYBERJAYA | Existing | VPTJ/PCE/J09252/MB09254 | 300280855 | CLOSED | 11 kV | RYB | PE 9.25 FLAT A (F2) |  |  | PTJ09256 |  | INDKOM | ZZT | 20010808 |  |  | Pass | null
378115119 | TNB | DISTRIBUTION | WP PUTRAJAYA & CYBERJAYA | Existing | VPTJ/PCE/J09241/MB09241 | 300280852 | CLOSED | 11 kV | RYB | PE 9.24 FLAT C (F1) |  |  | PTJ09243 |  | INDKOM | ZZT | 20011010 |  |  | Pass | null
378115213 | TNB | DISTRIBUTION | WP PUTRAJAYA & CYBERJAYA | Existing | VPTJ/PCE/J09242/MB09244 | 300280853 | CLOSED | 11 kV | RYB | PE 9.24 FLAT C (F2) |  |  | PTJ09246 |  | INDKOM | ZZT | 20011010 |  |  | Pass | null
378115607 | TNB | DISTRIBUTION | WP PUTRAJAYA & CYBERJAYA | Existing | VPTJ/PCE/J09221/MB09221 | 300280851 | CLOSED | 11 kV | RYB | PE 9.22 PS 2 |  |  | PTJ09223 |  | INDKOM | ZZT | 13/12/1999 |  |  | Pass | null
378115698 | TNB | DISTRIBUTION | WP PUTRAJAYA & CYBERJAYA | Existing | VPTJ/PCE/J09201/MB09201 | 300280849 | CLOSED | 11 kV | RYB | PE 9.20 P9B1 (EFI) (F1) |  |  | PTJ09203 |  | INDKOM | ZZT | 29/06/2004 |  |  | Pass | null
378115790 | TNB | DISTRIBUTION | WP PUTRAJAYA & CYBERJAYA | Existing | VPTJ/PCE/J09202/MB09204 | 300280850 | CLOSED | 11 kV | RYB | PE 9.20 P9B1 (EFI) (F2) |  |  | PTJ09206 |  | INDKOM | ZZT | 29/06/2004 |  |  | Pass | null
378115882 | TNB | DISTRIBUTION | WP PUTRAJAYA & CYBERJAYA | Existing | VPTJ/PCE/J09192/MB09194 | 300280848 | CLOSED | 11 kV | RYB | PE 9.19 P9B1 TERES (F2) |  |  | PTJ09196 |  | INDKOM | ZZT | 20010608 |  |  | Pass | null
378115973 | TNB | DISTRIBUTION | WP PUTRAJAYA & CYBERJAYA | Existing | VPTJ/PCE/J09191/MB09191 | 300280847 | CLOSED | 11 kV | RYB | PE 9.19 P9B1 TERES (F1) |  |  | PTJ09193 |  | INDKOM | ZZT | 20010608 |  |  | Pass | null
378116298 | TNB | DISTRIBUTION | WP PUTRAJAYA & CYBERJAYA | Existing | VPTJ/PCE/J09461/MB09461 | 300280935 | CLOSED | 11 kV | RYB | PE 9.46 P'PURI P7 BLOK B3 (EFI) (F1) |  |  | PTJ09463 |  | OMAZABAL | GA 2K 1TS | 23/02/2008 |  |  | Pass | null
378116390 | TNB | DISTRIBUTION | WP PUTRAJAYA & CYBERJAYA | Existing | VPTJ/PCE/J09462/MB09464 | 300280936 | CLOSED | 11 kV | RYB | PE 9.46 P'PURI P7 BLOK B3 (EFI) (F2) |  |  | PTJ09466 |  | OMAZABAL | GA 2K 1TS | 23/02/2008 |  |  | Pass | null
378116482 | TNB | DISTRIBUTION | WP PUTRAJAYA & CYBERJAYA | Existing | VPTJ/PCE/J09451/MB09451 | 300280933 | CLOSED | 11 kV | RYB | PE 9.45 P'PURI P7 BLOK B1 (F1) |  |  | PTJ09453 |  | OMAZABAL | GA 2K 1TS | 23/02/2008 |  |  | Pass | null
378116575 | TNB | DISTRIBUTION | WP PUTRAJAYA & CYBERJAYA | Existing | VPTJ/PCE/J09452/MB09454 | 300280934 | CLOSED | 11 kV | RYB | PE 9.45 P'PURI P7 BLOK B1 (F2) |  |  | PTJ09456 |  | OMAZABAL | GA 2K 1TS | 23/02/2008 |  |  | Pass | null
378116667 | TNB | DISTRIBUTION | WP PUTRAJAYA & CYBERJAYA | Existing | VPTJ/PCE/J09441/MB09441 | 300280931 | CLOSED | 11 kV | RYB | PE 9.44 P'PURI P7 BLOK A2 (EFI) (F1) |  |  | PTJ09443 |  | OMAZABAL | GA 2K 1TS | 23/02/2008 |  |  | Pass | null
378116771 | TNB | DISTRIBUTION | WP PUTRAJAYA & CYBERJAYA | Existing | VCBJ/PCE/J25231/MB25231 | 310339464 | CLOSED | 11 kV | RYB | PE 25.23 SALES OFFICE ECOGLADE GALERY |  |  | CBJ25233 |  |  |  |  | TX-1000KVA |  | Pass | null
378116985 | TNB | DISTRIBUTION | WP PUTRAJAYA & CYBERJAYA | Existing | VCBJ/PCE/J23091/MB 23091 | 310317900 | CLOSED | 11 kV | RYB | PE 23.09 THE PLACE NO 2 |  |  | CBJ23093 |  | INDKOM | INS24 |  | TX1-1000KVA |  | Pass | null
378116986 | TNB | DISTRIBUTION | WP PUTRAJAYA & CYBERJAYA | Existing | VCBJ/PCE/J23091/MB 23091 | 310317900 | CLOSED | 11 kV | RYB | PE 23.09 THE PLACE NO 2 |  |  | CBJ23094 |  | INDKOM | INS24 |  | TX2-1000KVA |  | Pass | null
378117196 | TNB | DISTRIBUTION | WP PUTRAJAYA & CYBERJAYA | Existing | VCBJ/PCE/J21981/MB21981 | 300455174 | CLOSED | 11 kV | RYB | PE 21.98 PADAT PETRONAS CYBER 3 |  |  | CBJ21983 |  | INDKOM | ZZTT I/D |  | TX-1000KVA |  | Pass | null
378117322 | TNB | DISTRIBUTION | WP PUTRAJAYA & CYBERJAYA | Existing | VCBJ/PCE/J21011/MB21011 | 300281087 | CLOSED | 11 kV | RYB | PE 21.01 NTT F1 |  |  | CBJ21014 |  | INDKOM | ZZZ | 17/06/1999 | TX1-1000KVA |  | Pass | null
378117345 | TNB | DISTRIBUTION | WP PUTRAJAYA & CYBERJAYA | Existing | VCBJ/PCE/J21012/MB21015 | 300281084 | CLOSED | 11 kV | RYB | PE 21.01 NTT F2 |  |  | CBJ21018 |  | INDKOM | ZZZT | 17/06/1999 | TX2-1000KVA |  | Pass | null
378117579 | TNB | DISTRIBUTION | WP PUTRAJAYA & CYBERJAYA | Existing | VCBJ/PCE/J00107/MB1 | 310426379 | CLOSED | 11 kV | RYB | PE25.16 SETIA RIMBA 4 |  |  | CBJ25163 |  | INDKOM | INS24 |  | TX-1000KVA |  | Pass | null
378117673 | TNB | DISTRIBUTION | WP PUTRAJAYA & CYBERJAYA | Existing | VCBJ/PCE/J00106/MB1 | 310426376 | CLOSED | 11 kV | RYB | PE25.15 SETIA RIMBA 3 |  |  | CBJ25153 |  | INDKOM | ZZT |  | TX-1000KVA |  | Pass | null
378117767 | TNB | DISTRIBUTION | WP PUTRAJAYA & CYBERJAYA | Existing | VCBJ/PCE/J00105/MB1 | 310426373 | CLOSED | 11 kV | RYB | PE25.14 SETIA RIMBA 2 |  |  | CBJ25143 |  | INDKOM | ZZTT 1/D |  | TX-1000KVA |  | Pass | null
378117861 | TNB | DISTRIBUTION | WP PUTRAJAYA & CYBERJAYA | Existing | VCBJ/PCE/J00104/MB1 | 310359115 | CLOSED | 11 kV | RYB | PE 25.13 SETIA RIMBA 1 |  |  | CBJ25133 |  | INDKOM |  |  | TX-1000KVA |  | Pass | null
378117955 | TNB | DISTRIBUTION | WP PUTRAJAYA & CYBERJAYA | Existing | VCBJ/PCE/J23061/MB23061 | 310360674 | CLOSED | 11 kV | RYB | PE 23.06 TEMP OSK |  |  | CBJ23063 |  | INDKOM | ZZTT 1/D |  | TX-1000KVA |  | Pass | null
378118157 | TNB | DISTRIBUTION | WP PUTRAJAYA & CYBERJAYA | Existing | VCBJ/PCE/J23191/MB23191 | 310317883 | CLOSED | 11 kV | RYB | PE 23.19 AUTOVILLE NO1 |  |  | CBJ23193 |  | INDKOM | INS24 |  | TX1-1000KVA |  | Pass | null
378118158 | TNB | DISTRIBUTION | WP PUTRAJAYA & CYBERJAYA | Existing | VCBJ/PCE/J23191/MB23191 | 310317883 | CLOSED | 11 kV | RYB | PE 23.19 AUTOVILLE NO1 |  |  | CBJ23194 |  | INDKOM | INS24 |  | TX2-1000KVA |  | Pass | null
378118328 | TNB | DISTRIBUTION | WP PUTRAJAYA & CYBERJAYA | Existing | VCBJ/PCE/J23201/MB23201 | 310386516 | CLOSED | 11 kV | RYB | PE 23.20 AUTOVILLE 2 |  |  | CBJ23203 |  | INDKOM | ZZTT1/D |  | TX-1000KVA |  | Pass | null
378118329 | TNB | DISTRIBUTION | WP PUTRAJAYA & CYBERJAYA | Existing | VCBJ/PCE/J23201/MB23201 | 310386516 | CLOSED | 11 kV | RYB | PE 23.20 AUTOVILLE 2 |  |  | CBJ23204 |  | INDKOM | ZZTT1/D |  | TX2-1000KVA |  | Pass | null
378130179 | TNB | DISTRIBUTION | WP PUTRAJAYA & CYBERJAYA | Existing | VPTJ/PCE/J18201/MB18201 | 300281230 | CLOSED | 11 kV | RYB | PE 18.20 TMN PANCARONA (F1) |  |  | PTJ18202 |  | TAMCO | GR1 | 17/08/2006 |  |  | Pass | null
378130273 | TNB | DISTRIBUTION | WP PUTRAJAYA & CYBERJAYA | Existing | VPTJ/PCE/J18202/MB18204 | 300281231 | CLOSED | 11 kV | RYB | PE 18.20 TMN PANCARONA (F2) |  |  | PTJ18205 |  | TAMCO | GR1 | 17/08/2006 |  |  | Pass | null
378130375 | TNB | DISTRIBUTION | WP PUTRAJAYA & CYBERJAYA | Existing | VPTJ/PCE/J03011/MB03011 | 300280673 | CLOSED | 11 kV | RYB | PE 3.01 3M5 S/LIGHTING |  |  | PTJ03012 |  | MERLIN GERIN | ZZT | 22/08/2003 |  |  | Pass | null
378130429 | TNB | DISTRIBUTION | WP PUTRAJAYA & CYBERJAYA | Existing | VPTJ/PCE/J04062/MB04064 | 300280676 | CLOSED | 11 kV | RYB | PE 4.06 PADAT S/L (F2) |  |  | PTJ04065 |  | MERLIN GERIN | NA | 22/08/2003 |  |  | Pass | null
378130535 | TNB | DISTRIBUTION | WP PUTRAJAYA & CYBERJAYA | Existing | VPTJ/PCE/J04061/MB04061 | 300280675 | CLOSED | 11 kV | RYB | PE 4.06 S/LIGHTING (F1) |  |  | PTJ04062 |  | MERLIN GERIN | NA | 22/08/2003 |  |  | Pass | null
378130683 | TNB | DISTRIBUTION | WP PUTRAJAYA & CYBERJAYA | Existing | VPTJ/PCE/J04101/MB04101 | 300280680 | CLOSED | 11 kV | RYB | PE 4.10 S/LIGHTING |  |  | PTJ04103 |  | INDKOM | ZZT | 22/08/2003 |  |  | Pass | null
378130712 | TNB | DISTRIBUTION | WP PUTRAJAYA & CYBERJAYA | Existing | VPTJ/PCE/J17021/MB17021 | 300281202 | CLOSED | 11 kV | RYB | PE 17.02 R8B |  |  | PTJ17023 |  | INDKOM | ZZT | 18/01/2005 |  |  | Pass | null
378130818 | TNB | DISTRIBUTION | WP PUTRAJAYA & CYBERJAYA | Existing | VPTJ/PCE/J19011/MB19011 | 300281248 | CLOSED | 11 kV | RYB | PE 19.01 R8C |  |  | PTJ19013 |  | INDKOM | GA-ZZT | 18/01/2005 |  |  | Pass | null
378130862 | TNB | DISTRIBUTION | WP PUTRAJAYA & CYBERJAYA | Existing | VPTJ/PCE/J19021/MB19021 | 300281249 | CLOSED | 11 kV | RYB | PE 19.02 JLB 3 |  |  | PTJ19022 |  | MERLIN GERIN | RM6 | 28/08/2007 |  |  | Pass | null
378130993 | TNB | DISTRIBUTION | WP PUTRAJAYA & CYBERJAYA | Existing | VPTJ/PCE/J18031/MB18031 | 300281209 | CLOSED | 11 kV | RYB | PE 18.03 PS 12 |  |  | PTJ18033 |  | INDKOM | ZZT | 20041201 |  |  | Pass | null
378131163 | TNB | DISTRIBUTION | WP PUTRAJAYA & CYBERJAYA | Existing | VPTJ/PCE/J18211/MB18211 | 300281232 | CLOSED | 11 kV | RYB | PE 18.21 BLOK A 18R13 (F1) |  |  | PTJ18212 |  | TAMCO | GR1 | 20070103 |  |  | Pass | null
378131257 | TNB | DISTRIBUTION | WP PUTRAJAYA & CYBERJAYA | Existing | VPTJ/PCE/J18212/MB18214 | 300281233 | CLOSED | 11 kV | RYB | PE 18.21 BLOK A 18R13 (F2) |  |  | PTJ18215 |  | TAMCO | GR1 | 20070103 |  |  | Pass | null
378131368 | TNB | DISTRIBUTION | WP PUTRAJAYA & CYBERJAYA | Existing | VPTJ/PCE/J02251/MB02251 | 300485089 | CLOSED | 11 kV | RYB | PE 2.25 C/S FORMULA E 1 |  |  | PTJ02253 |  | INDKOM | INS24 | 30/06/2014 |  |  | Pass | null
378131472 | TNB | DISTRIBUTION | WP PUTRAJAYA & CYBERJAYA | Existing | VPTJ/PCE/J02271/MB02271 | 300485247 | CLOSED | 11 kV | RYB | PE 2.27 C/S FORMULA E 3 |  |  | PTJ02273 |  | INDKOM | SF6 |  |  |  | Pass | null
378155508 | TNB | DISTRIBUTION | WP PUTRAJAYA & CYBERJAYA | Existing | VCBJ/PCE/J22712/MB22714 | 300450896 | CLOSED | 11 kV | RYB | PE 22.71 CBD PERDANA 2B F2 |  |  | CBJ22717 |  |  | ZZTT.I/D | 18/09/2011 |  |  | Pass | null
378155509 | TNB | DISTRIBUTION | WP PUTRAJAYA & CYBERJAYA | Existing | VCBJ/PCE/J22712/MB22714 | 300450896 | CLOSED | 11 kV | RYB | PE 22.71 CBD PERDANA 2B F2 |  |  | CBJ22718 |  |  | ZZTT.I/D | 18/09/2011 |  |  | Pass | null
378155672 | TNB | DISTRIBUTION | WP PUTRAJAYA & CYBERJAYA | Existing | VCBJ/PCE/J22822/MB22824 | 300450891 | CLOSED | 11 kV | RYB | PE 22.82 CBD PERDANA 2C F2 |  |  | CBJ22826 |  |  | ZZT 1/D | 16/02/2012 |  |  | Pass | null
378155766 | TNB | DISTRIBUTION | WP PUTRAJAYA & CYBERJAYA | Existing | VCBJ/PCE/J22821/MB22821 | 300450875 | CLOSED | 11 kV | RYB | PE 22.82 CBD PERDANA 2C F1 |  |  | CBJ22823 |  |  | ZZT 1/D | 16/02/2012 |  |  | Pass | null
378155869 | TNB | DISTRIBUTION | WP PUTRAJAYA & CYBERJAYA | Existing | VCBJ/PCE/J22831/MB22831 | 300454999 | CLOSED | 11 kV | RYB | PE 22.83 CBD PERDANA 2D F1 |  |  | CBJ22833 | INDKOM | INDKOM | INS24 |  |  |  | Pass | null
378155963 | TNB | DISTRIBUTION | WP PUTRAJAYA & CYBERJAYA | Existing | VCBJ/PCE/J22832/MB22834 | 300455001 | CLOSED | 11 kV | RYB | PE 22.83 CBD PERDANA 2D F2 |  |  | CBJ22826 |  | INDKOM | INS24 |  |  |  | Pass | null
378156489 | TNB | DISTRIBUTION | WP PUTRAJAYA & CYBERJAYA | Existing | VCBJ/PCE/J21651/MB21651 | 300280620 | CLOSED | 11 kV | RYB | PE 21.65 EMERIO F1 |  |  | CBJ21652 |  | TAMCO | ZZT | 24/09/2008 |  |  | Pass | null
378156583 | TNB | DISTRIBUTION | WP PUTRAJAYA & CYBERJAYA | Existing | VCBJ/PCE/J21652/MB21654 | 300280618 | CLOSED | 11 kV | RYB | PE 21.65 EMERIO F2 |  |  | CBJ21655 |  | TAMCO | GR1 | 24/09/2008 |  |  | Pass | null
378186660 | TNB | DISTRIBUTION | WP PUTRAJAYA & CYBERJAYA | Existing | VCBJ/PCE/J21261/MB21261 | 300281015 | CLOSED | 11 kV | RYB | PE 21.26 PUSAT KAWAL SELIA F1 |  |  | CBJ21263 |  | INDKOM | ZZT | 17/05/2002 | TX1-1000KVA |  | Pass | null
378186683 | TNB | DISTRIBUTION | WP PUTRAJAYA & CYBERJAYA | Existing | VCBJ/PCE/J21262/MB21264 | 300281013 | CLOSED | 11 kV | RYB | PE 21.26 PUSAT KAWAL SELIA F2 |  |  | CBJ21266 |  | INDKOM | ZZT | 17/05/2002 | TX2-1000KVA |  | Pass | null
378187001 | TNB | DISTRIBUTION | WP PUTRAJAYA & CYBERJAYA | Existing | VCBJ/PCE/J21111/MB21111 | 300281043 | CLOSED | 11 kV | RYB | PE 21.11 CENTURY SQUARE 2310 F1 |  |  | CBJ21113 |  | INDKOM | ZZT | 20000903 | TX1-1000KVA |  | Pass | null
378187024 | TNB | DISTRIBUTION | WP PUTRAJAYA & CYBERJAYA | Existing | VCBJ/PCE/J21112/MB21114 | 300281040 | CLOSED | 11 kV | RYB | PE 21.11 CENTURY SQUARE 2310 F2 |  |  | CBJ21116 |  | INDKOM | ZZT | 20000903 | TX2-1000KVA |  | Pass | null
378187188 | TNB | DISTRIBUTION | WP PUTRAJAYA & CYBERJAYA | Existing | VCBJ/PCE/J21081/MB21081 | 300281059 | CLOSED | 11 kV | RYB | PE 21.08 CENTURY SQUARE 2300 F1 |  |  | CBJ21083 |  | INDKOM | ZZT | 16/02/2000 | TX1-1000KVA |  | Pass | null
378187211 | TNB | DISTRIBUTION | WP PUTRAJAYA & CYBERJAYA | Existing | VCBJ/PCE/J21082/MB21084 | 300281058 | CLOSED | 11 kV | RYB | PE 21.08 CENTURY SQUARE 2300 F2 |  |  | CBJ21086 |  | INDKOM | ZZT | 16/02/2000 | TX2-1000KVA |  | Pass | null
378187423 | TNB | DISTRIBUTION | WP PUTRAJAYA & CYBERJAYA | Existing | VCBJ/PCE/J22901/MB22901 | 300454643 | CLOSED | 11 kV | RYB | PE 22.90 SHAFBURY APT BLOK B |  |  | CBJ22903 |  | INDKOM | INS24 |  | TX-1000KVA |  | Pass | null
378187519 | TNB | DISTRIBUTION | WP PUTRAJAYA & CYBERJAYA | Existing | VCBJ/PCE/J22851/MB22851 | 300454905 | CLOSED | 11 kV | RYB | SS 22.85 SHAFTBURY CHILLER PLANT F1 |  |  | CBJ22853 |  | INDKOM | INS24 |  | TX1-1000KVA |  | Pass | null
378187613 | TNB | DISTRIBUTION | WP PUTRAJAYA & CYBERJAYA | Existing | VCBJ/PCE/J22852/MB22851 | 300454908 | CLOSED | 11 kV | RYB | SS 22.85 SHAFTBURY CHILLER PLANT F2 |  |  | CBJ22856 |  | INDKOM | INS24 |  | TX2-1000KVA |  | Pass | null
378187764 | TNB | DISTRIBUTION | WP PUTRAJAYA & CYBERJAYA | Existing | VCBJ/PCE/J22981/MB22981 | 300454646 | CLOSED | 11 kV | RYB | PE 22.98 SHAFBURY APT A |  |  | CBJ22983 |  | INDKOM | INS24 |  | TX-1000KVA |  | Pass | null
378187994 | TNB | DISTRIBUTION | WP PUTRAJAYA & CYBERJAYA | Existing | VCBJ/PCE/J00344/MB1 | 300512196 | CLOSED | 11 kV | RYB | PE 24.31 CRISTAL TERES |  |  | CBJ24313 |  | EPE | N/A |  | TX-1000KVA |  | Pass | null
378188101 | TNB | DISTRIBUTION | WP PUTRAJAYA & CYBERJAYA | Existing | VCBJ/PCE/J00343/MB1 | 300520966 | CLOSED | 11 kV | RYB | PE 24.30 CRYSTAL BLOK B |  |  | CBJ24304 |  | EPE | 8DJH |  | TX2-500KVA |  | Pass | null
378188102 | TNB | DISTRIBUTION | WP PUTRAJAYA & CYBERJAYA | Existing | VCBJ/PCE/J00343/MB1 | 300520966 | CLOSED | 11 kV | RYB | PE 24.30 CRYSTAL BLOK B |  |  | CBJ24302 |  | EPE | 8DJH |  | TX1-1000KVA |  | Pass | null
378188272 | TNB | DISTRIBUTION | WP PUTRAJAYA & CYBERJAYA | Existing | VCBJ/PCE/J00342/MB1 | 300511721 | CLOSED | 11 kV | RYB | PE 24.29 CRYSTAL BLOK A |  |  | CBJ24291 |  | SIEMENS | N/A |  | TX1-1000KVA |  | Pass | null
378188273 | TNB | DISTRIBUTION | WP PUTRAJAYA & CYBERJAYA | Existing | VCBJ/PCE/J00342/MB1 | 300511721 | CLOSED | 11 kV | RYB | PE 24.29 CRYSTAL BLOK A |  |  | CBJ24294 |  | SIEMENS | N/A |  | TX2-500KVA |  | Pass | null
378188460 | TNB | DISTRIBUTION | WP PUTRAJAYA & CYBERJAYA | Existing | VCBJ/PCE/J22341/MB22341 | 300280505 | CLOSED | 11 kV | RYB | PE 22.34 STREET MALL 2 F1 |  |  | CBJ22343 |  | INDKOM | ZZT | 17/05/2004 | TX1-1000KVA |  | Pass | null
378188483 | TNB | DISTRIBUTION | WP PUTRAJAYA & CYBERJAYA | Existing | VCBJ/PCE/J22342/MB22344 | 300280508 | CLOSED | 11 kV | RYB | PE 22.34 STREET MALL 2 F2 |  |  | CBJ22346 |  | INDKOM | ZZT | 17/05/2004 | TX2-1000KVA |  | Pass | null
378188648 | TNB | DISTRIBUTION | WP PUTRAJAYA & CYBERJAYA | Existing | VCBJ/PCE/J22621/MB22621 | 300280391 | CLOSED | 11 kV | RYB | PE 22.62 8 BLOK KEDAI PEJ 2B F1 |  |  | CBJ22622 |  | TAMCO | GR1 | 29/04/2009 | TX1-1000KVA |  | Pass | null
378188671 | TNB | DISTRIBUTION | WP PUTRAJAYA & CYBERJAYA | Existing | VCBJ/PCE/J22622/MB22624 | 300280392 | CLOSED | 11 kV | RYB | PE 22.62 8 BLOK KEDAI PEJ 2B F2 |  |  | CBJ22625 |  | TAMCO | GR1 | 29/04/2009 | TX2-1000KVA |  | Pass | null
378189042 | TNB | DISTRIBUTION | WP PUTRAJAYA & CYBERJAYA | Existing | VCBJ/PCE/J22861/MB22861 | 300454739 | CLOSED | 11 kV | RYB | PE 22.86 NEO CYBER BLOK D |  |  | CBJ22863 |  | INDKOM | ZZTT |  | TX-1000KVA |  | Pass | null
378189132 | TNB | DISTRIBUTION | WP PUTRAJAYA & CYBERJAYA | Existing | VCBJ/PCE/J22611/MB22611 | 300280393 | CLOSED | 11 kV | RYB | PE 22.61 8 BLOK KEDAI PEJ 2A F1 |  |  | CBJ22612 |  | TAMCO | GR1 | 29/04/2009 | TX1-1000KVA |  | Pass | null
378189155 | TNB | DISTRIBUTION | WP PUTRAJAYA & CYBERJAYA | Existing | VCBJ/PCE/J22612/MB22614 | 300280394 | CLOSED | 11 kV | RYB | PE 22.61 8 BLOK KEDAI PEJ 2A F2 |  |  | CBJ22615 |  | TAMCO | GR1 | 29/04/2009 | TX2-1000KVA |  | Pass | null
378189369 | TNB | DISTRIBUTION | WP PUTRAJAYA & CYBERJAYA | Existing | VCBJ/PCE/J22521/MB22521 | 300280458 | CLOSED | 11 kV | RYB | PE 22.52 58 UNITS SHOP LOT F1 |  |  | CBJ22523 |  | INDKOM | GA 2K 2TS | 20080301 | TX1-1000KVA |  | Pass | null
378189370 | TNB | DISTRIBUTION | WP PUTRAJAYA & CYBERJAYA | Existing | VCBJ/PCE/J22521/MB22521 | 300280458 | CLOSED | 11 kV | RYB | PE 22.52 58 UNITS SHOP LOT F1 |  |  | CBJ22524 |  | INDKOM | GA 2K 2TS | 20080301 | TX2-1000KVA |  | Pass | null
378189398 | TNB | DISTRIBUTION | WP PUTRAJAYA & CYBERJAYA | Existing | VCBJ/PCE/J22522/MB22524 | 300280460 | CLOSED | 11 kV | RYB | PE 22.52 58 UNITS SHOP LOT F2 |  |  | CBJ22527 |  | INDKOM | GA 2K 2TS | 20080301 | TX3-1000KVA |  | Pass | null
378189399 | TNB | DISTRIBUTION | WP PUTRAJAYA & CYBERJAYA | Existing | VCBJ/PCE/J22522/MB22524 | 300280460 | CLOSED | 11 kV | RYB | PE 22.52 58 UNITS SHOP LOT F2 |  |  | CBJ22528 |  | INDKOM | GA 2K 2TS | 20080301 | TX4-1000KVA |  | Pass | null
378189696 | TNB | DISTRIBUTION | WP PUTRAJAYA & CYBERJAYA | Existing | VCBJ/PCE/J22801/MB22801 | 300452908 | CLOSED | 11 kV | RYB | PE 22.80 APT NEO CYBER BLOK A |  |  | CBJ22803 |  | TAMCO | ZZTT |  | TX1-1000KVA |  | Pass | null
378189697 | TNB | DISTRIBUTION | WP PUTRAJAYA & CYBERJAYA | Existing | VCBJ/PCE/J22801/MB22801 | 300452908 | CLOSED | 11 kV | RYB | PE 22.80 APT NEO CYBER BLOK A |  |  | CBJ22804 |  | TAMCO | ZZTT |  | TX2-1000KVA |  | Pass | null
378202799 | TNB | DISTRIBUTION | WP PUTRAJAYA & CYBERJAYA | Existing | VPTJ/PCE/J18141/MB18141 | 300281217 | CLOSED | 11 kV | RYB | PE 18.14 BLOK D&E (F1) |  |  | PTJ18142 |  | TAMCO | GR1 | 22/02/2007 |  |  | Pass | null
378202824 | TNB | DISTRIBUTION | WP PUTRAJAYA & CYBERJAYA | Existing | VPTJ/PCE/J18142/MB18144 | 300281218 | CLOSED | 11 kV | RYB | PE 18.14 BLOK D&E (F2) |  |  | PTJ18145 |  | TAMCO | GR1 | 22/02/2007 |  |  | Pass | null
378202963 | TNB | DISTRIBUTION | WP PUTRAJAYA & CYBERJAYA | Existing | VPTJ/PCE/J18131/MB18131 | 300281215 | CLOSED | 11 kV | RYB | PE 18.13 BLOK F (F1) |  |  | PTJ18132 |  | TAMCO | GR1 | 22/02/2007 |  |  | Pass | null
378203064 | TNB | DISTRIBUTION | WP PUTRAJAYA & CYBERJAYA | Existing | VPTJ/PCE/J18132/MB18134 | 300281216 | CLOSED | 11 kV | RYB | PE 18.13 BLOK F (F2) |  |  | PTJ18135 |  | TAMCO | ZZT | 22/02/2007 |  |  | Pass | null
378203342 | TNB | DISTRIBUTION | WP PUTRAJAYA & CYBERJAYA | Existing | VPTJ/PCE/J18111/MB18111 | 300281213 | CLOSED | 11 kV | RYB | E 18.11 BLOK B&C (F1) |  |  | PTJ18112 |  | TAMCO | ZZT | 22/02/2007 |  |  | Pass | null
378203438 | TNB | DISTRIBUTION | WP PUTRAJAYA & CYBERJAYA | Existing | VPTJ/PCE/J18112/MB18114 | 300281214 | CLOSED | 11 kV | RYB | PE 18.11 BLOK B&C (F2) |  |  | PTJ18115 |  | TAMCO | ZZT | 22/02/2007 |  |  | Pass | null
378203580 | TNB | DISTRIBUTION | WP PUTRAJAYA & CYBERJAYA | Existing | VPTJ/PCE/J18101/MB18101 | 300281212 | CLOSED | 11 kV | RYB | PE 18.10 PADAT SL |  |  | PTJ18102 |  | MERLIN GERIN | RM6 | 20051104 |  |  | Pass | null
378203700 | TNB | DISTRIBUTION | WP PUTRAJAYA & CYBERJAYA | Existing | VPTJ/PCE/J18041/MB18041 | 300281210 | CLOSED | 11 kV | RYB | PE 18.04 PERUMAHAN 18R7 |  |  | PTJ18042 |  | MERLIN GERIN | RM6 | 20070303 |  |  | Pass | null
378203806 | TNB | DISTRIBUTION | WP PUTRAJAYA & CYBERJAYA | Existing | VPTJ/PCE/J18051/MB18051 | 300454891 | CLOSED | 11 kV | RYB | PE 18.05 PERUMAHAN 18R5 Fasa 2(F1) |  |  | PTJ18052 |  | SCHNEIDER | RM 6 |  |  |  | Pass | null
378203914 | TNB | DISTRIBUTION | WP PUTRAJAYA & CYBERJAYA | Existing | VPTJ/PCE/J18052/MB18501 | 300454894 | CLOSED | 11 kV | RYB | PE 18.05 PERUMAHAN 18R5 Fasa 2(F2) |  |  | PTJ18055 |  | SCHNEIDER | RM 6 |  |  |  | Pass | null
378204021 | TNB | DISTRIBUTION | WP PUTRAJAYA & CYBERJAYA | Existing | VPTJ/PCE/J18281/MB18281 | 300452921 | CLOSED | 11 kV | RYB | PE 18.28 SEK KEB (2) (F1) |  |  | PTJ18282 |  | TAMCO | GR1 |  |  |  | Pass | null
378204115 | TNB | DISTRIBUTION | WP PUTRAJAYA & CYBERJAYA | Existing | VPTJ/PCE/J18282/MB18281 | 300452924 | CLOSED | 11 kV | RYB | PE 18.28 SEK KEB (2) (F2) |  |  | PTJ18285 |  | TAMCO | GR1 |  |  |  | Pass | null
378204228 | TNB | DISTRIBUTION | WP PUTRAJAYA & CYBERJAYA | Existing | VPTJ/PCE/J18062/MB18064 | 300288499 | CLOSED | 11 kV | RYB | PE 18.06 18R5 (F2) |  |  | PTJ18065 |  | SCHNEIDER | NE-2iQ | 22/12/2010 |  |  | Pass | null
378204332 | TNB | DISTRIBUTION | WP PUTRAJAYA & CYBERJAYA | Existing | VPTJ/PCE/J18061/MB18061 | 300288496 | CLOSED | 11 kV | RYB | PE 18.06 18R5 (F1) |  |  | PTJ18062 |  | SCHNEIDER | NE-2iQ | 15/12/2010 |  |  | Pass | null
378204473 | TNB | DISTRIBUTION | WP PUTRAJAYA & CYBERJAYA | Existing | VPTJ/PCE/J18261/MB18261 | 300281244 | CLOSED | 11 kV | RYB | PE 18.26 APT. 18R4 (F1) |  |  | PTJ18264 |  | OMAZABAL | GA 2K 2TS | 17/06/2008 |  |  | Pass | null
378204474 | TNB | DISTRIBUTION | WP PUTRAJAYA & CYBERJAYA | Existing | VPTJ/PCE/J18261/MB18261 | 300281244 | CLOSED | 11 kV | RYB | PE 18.26 APT. 18R4 (F1) |  |  | PTJ18263 |  | OMAZABAL | GA 2K 2TS | 17/06/2008 |  |  | Pass | null
378204862 | TNB | DISTRIBUTION | WP PUTRAJAYA & CYBERJAYA | Existing | VPTJ/PCE/J18091/MB18091 | 300281211 | CLOSED | 11 kV | RYB | PE 18.09 PADAT SL |  |  | PTJ18092 |  | MERLIN GERIN | RM | 20051104 |  |  | Pass | null
378204988 | TNB | DISTRIBUTION | WP PUTRAJAYA & CYBERJAYA | Existing | VPTJ/PCE/J18262/MB18264 | 300281247 | CLOSED | 11 kV | RYB | PE 18.26 APT. 18R4 (F2) |  |  | PTJ18268 |  | OMAZABAL | GA 2K 2TS | 17/06/2008 |  |  | Pass | null
378204989 | TNB | DISTRIBUTION | WP PUTRAJAYA & CYBERJAYA | Existing | VPTJ/PCE/J18262/MB18264 | 300281247 | CLOSED | 11 kV | RYB | PE 18.26 APT. 18R4 (F2) |  |  | PTJ18267 |  | OMAZABAL | GA 2K 2TS | 17/06/2008 |  |  | Pass | null
378205154 | TNB | DISTRIBUTION | WP PUTRAJAYA & CYBERJAYA | Existing | VPTJ/PCE/J18271/MB18271 | 300452910 | CLOSED | 11 kV | RYB | PE 18.27 KLINIK KESIHATAN (F1) |  |  | PTJ18273 |  | INDKOM | ZZT-I/D |  |  |  | Pass | null
378205248 | TNB | DISTRIBUTION | WP PUTRAJAYA & CYBERJAYA | Existing | VPTJ/PCE/J18272/MB18271 | 300452918 | CLOSED | 11 kV | RYB | PE 18.27 KLINIK KESIHATAN (F2) |  |  | PTJ18276 |  | INDKOM | ZZT-I/D |  |  |  | Pass | null
378205353 | TNB | DISTRIBUTION | WP PUTRAJAYA & CYBERJAYA | Existing | VPTJ/PCE/J18081/MB18081 | 300454881 | CLOSED | 11 kV | RYB | PE 18.08 18R1 (F1) |  |  | PTJ18082 |  | SCHNEIDER | ZZT |  |  |  | Pass | null
378205457 | TNB | DISTRIBUTION | WP PUTRAJAYA & CYBERJAYA | Existing | VPTJ/PCE/J18082/MB18084 | 300454883 | CLOSED | 11 kV | RYB | PE 18.08 18R1 (F2) |  |  | PTJ18086 |  | INDKOM | ZZT |  |  |  | Pass | null
378205568 | TNB | DISTRIBUTION | WP PUTRAJAYA & CYBERJAYA | Existing | VPTJ/PCE/J18221/MB18221 | 300281234 | CLOSED | 11 kV | RYB | PE 18.22 BLOK B 18R13 (F1) |  |  | PTJ18222 |  | TAMCO | GR1 | 20070103 |  |  | Pass | null
378205666 | TNB | DISTRIBUTION | WP PUTRAJAYA & CYBERJAYA | Existing | VPTJ/PCE/J18222/MB18224 | 300281235 | CLOSED | 11 kV | RYB | PE 18.22 BLOK B 18R13 (F2) |  |  | PTJ18225 |  | TAMCO | GR1 | 20070103 |  |  | Pass | null
378211229 | TNB | DISTRIBUTION | WP PUTRAJAYA & CYBERJAYA | Existing | VPTJ/PCE/J09442/MB09444 | 300280932 | CLOSED | 11 kV | RYB | PE 9.44 P'PURI P7 BLOK A2 (EFI) (F2) |  |  | PTJ09446 |  | OMAZABAL | GA 2K 1TS | 23/02/2008 |  |  | Pass | null
378211326 | TNB | DISTRIBUTION | WP PUTRAJAYA & CYBERJAYA | Existing | VPTJ/PCE/J09431/MB09431 | 300280929 | CLOSED | 11 kV | RYB | PE 9.43 P'PURI P7 BLOK A1 (F1) |  |  | PTJ09433 |  | OMAZABAL | GA 2K 1TS | 23/02/2008 |  |  | Pass | null
378211416 | TNB | DISTRIBUTION | WP PUTRAJAYA & CYBERJAYA | Existing | VPTJ/PCE/J09432/MB09434 | 300280930 | CLOSED | 11 kV | RYB | PE 9.43 P'PURI P7 BLOK A1 (F2) |  |  | PTJ09436 |  | OMAZABAL | GA 2K 1TS | 23/02/2008 |  |  | Pass | null
378211507 | TNB | DISTRIBUTION | WP PUTRAJAYA & CYBERJAYA | Existing | VPTJ/PCE/J09351/MB09351 | 300280915 | CLOSED | 11 kV | RYB | PE 9.35 P'PURI BLOK A1 (EFI) (F1) |  |  | PTJ09353 |  | INDKOM | ZZT | 24/08/2005 |  |  | Pass | null
378211599 | TNB | DISTRIBUTION | WP PUTRAJAYA & CYBERJAYA | Existing | VPTJ/PCE/J09352/MB09354 | 300280916 | CLOSED | 11 kV | RYB | PE 9.35 P'PURI BLOK A1 (EFI) (F2) |  |  | PTJ09356 |  | INDKOM | ZZT | 24/08/2005 |  |  | Pass | null
378211694 | TNB | DISTRIBUTION | WP PUTRAJAYA & CYBERJAYA | Existing | VPTJ/PCE/J09341/MB09341 | 300280871 | CLOSED | 11 kV | RYB | PE 9.34 P'PURI BLOK A3 (F1) |  |  | PTJ09343 |  | INDKOM | ZZT | 24/08/2005 |  |  | Pass | null
378211786 | TNB | DISTRIBUTION | WP PUTRAJAYA & CYBERJAYA | Existing | VPTJ/PCE/J09342/MB09344 | 300280872 | CLOSED | 11 kV | RYB | PE 9.34 P'PURI BLOK A3 (F2) |  |  | PTJ09346 |  | INDKOM | ZZT | 24/08/2005 |  |  | Pass | null
378211882 | TNB | DISTRIBUTION | WP PUTRAJAYA & CYBERJAYA | Existing | VPTJ/PCE/J09331/MB09331 | 300280869 | CLOSED | 11 kV | RYB | PE 9.33 P'PURI BLOK B1 (EFI) (F1) |  |  | PTJ09333 |  | INDKOM | ZZT | 24/08/2005 |  |  | Pass | null
378211974 | TNB | DISTRIBUTION | WP PUTRAJAYA & CYBERJAYA | Existing | VPTJ/PCE/J09332/MB09334 | 300280870 | CLOSED | 11 kV | RYB | PE 9.33 P'PURI BLOK B1 (EFI) (F2) |  |  | PTJ09336 |  | INDKOM | ZZT | 24/08/2005 |  |  | Pass | null
378212067 | TNB | DISTRIBUTION | WP PUTRAJAYA & CYBERJAYA | Existing | VPTJ/PCE/J09321/MB09321 | 300280867 | CLOSED | 11 kV | RYB | PE 9.32 P'PURI BLOK B3 (F1) |  |  | PTJ09322 |  | TAMCO | GR1 | 24/08/2005 |  |  | Pass | null
378212111 | TNB | DISTRIBUTION | WP PUTRAJAYA & CYBERJAYA | Existing | VPTJ/PCE/J09322/MB09324 | 300280868 | CLOSED | 11 kV | RYB | PE 9.32 P'PURI BLOK B3 (F2) |  |  | PTJ09326 |  | INDKOM | ZZT | 24/08/2005 |  |  | Pass | null
378212197 | TNB | DISTRIBUTION | WP PUTRAJAYA & CYBERJAYA | Existing | VPTJ/PCE/J09371/MB09371 | 300280919 | CLOSED | 11 kV | RYB | PE 9.37 P'PURI BLOK A1 (EFI) (F1) |  |  | PTJ09372 |  | TAMCO | GR1 | 22/07/2007 |  |  | Pass | null
378212350 | TNB | DISTRIBUTION | WP PUTRAJAYA & CYBERJAYA | Existing | VPTJ/PCE/J09372/MB09374 | 300280920 | CLOSED | 11 kV | RYB | PE 9.37 P'PURI BLOK A1 (EFI) (F2) |  |  | PTJ09375 |  | TAMCO | GR1 | 22/07/2007 |  |  | Pass | null
378212379 | TNB | DISTRIBUTION | WP PUTRAJAYA & CYBERJAYA | Existing | VPTJ/PCE/J09381/MB09381 | 300280921 | CLOSED | 11 kV | RYB | PE 9.38 P'PURI BLOK A3 (F1) |  |  | PTJ09382 |  | TAMCO | GR1 | 22/07/2007 |  |  | Pass | null
378212410 | TNB | DISTRIBUTION | WP PUTRAJAYA & CYBERJAYA | Existing | VPTJ/PCE/J09382/MB09384 | 300280922 | CLOSED | 11 kV | RYB | PE 9.38 P'PURI BLOK A3 (F2) |  |  | PTJ09385 |  | TAMCO | GR1 | 22/07/2007 |  |  | Pass | null
378212565 | TNB | DISTRIBUTION | WP PUTRAJAYA & CYBERJAYA | Existing | VPTJ/PCE/J09392/MB09394 | 300280924 | CLOSED | 11 kV | RYB | PE 9.39 P'PURI BLOK B3 (EFI) (F2) |  |  | PTJ09395 |  | TAMCO | GR1 | 22/07/2007 |  |  | Pass | null
378212588 | TNB | DISTRIBUTION | WP PUTRAJAYA & CYBERJAYA | Existing | VPTJ/PCE/J09391/MB09391 | 300280923 | CLOSED | 11 kV | RYB | PE 9.39 P'PURI BLOK B3 (EFI) (F1) |  |  | PTJ09392 |  | TAMCO | GR1 | 22/07/2007 |  |  | Pass | null
378213008 | TNB | DISTRIBUTION | WP PUTRAJAYA & CYBERJAYA | Existing | VPTJ/PCE/J09411/MB09411 | 300280925 | CLOSED | 11 kV | RYB | PE 9.41 P'PURI BLOK E3 (F1) |  |  | PTJ09412 |  | TAMCO | GR1 | 22/07/2007 |  |  | Pass | null
378213105 | TNB | DISTRIBUTION | WP PUTRAJAYA & CYBERJAYA | Existing | VPTJ/PCE/J09412/MB09414 | 300280926 | CLOSED | 11 kV | RYB | PE 9.41 P'PURI BLOK E3 (F2) |  |  | PTJ09415 |  | TAMCO | GR1 | 22/07/2007 |  |  | Pass | null
378213200 | TNB | DISTRIBUTION | WP PUTRAJAYA & CYBERJAYA | Existing | VPTJ/PCE/J09421/MB09421 | 300280927 | CLOSED | 11 kV | RYB | PE 9.42 P'PURI BLOK E1 (EFI) (F1) |  |  | PTJ09422 |  | TAMCO | GR1 | 22/07/2007 |  |  | Pass | null
378213290 | TNB | DISTRIBUTION | WP PUTRAJAYA & CYBERJAYA | Existing | VPTJ/PCE/J09422/MB09424 | 300280928 | CLOSED | 11 kV | RYB | PE 9.42 P'PURI BLOK E1 (EFI) (F2) |  |  | PTJ09425 |  | TAMCO | GR1 | 22/07/2007 |  |  | Pass | null
378213381 | TNB | DISTRIBUTION | WP PUTRAJAYA & CYBERJAYA | Existing | VPTJ/PCE/J09481/MB09481 | 300280939 | CLOSED | 11 kV | RYB | PE 9.48 P'PURI BLOK C&D (EFI) (F1) |  |  | PTJ09482 |  | TAMCO | GR1 | 31/10/2007 |  |  | Pass | null
378213474 | TNB | DISTRIBUTION | WP PUTRAJAYA & CYBERJAYA | Existing | VPTJ/PCE/J09482/MB09484 | 300280940 | CLOSED | 11 kV | RYB | PE 9.48 P'PURI BLOK C&D (EFI) (F2) |  |  | PTJ09485 |  | TAMCO | GR1 | 31/10/2007 |  |  | Pass | null
378213565 | TNB | DISTRIBUTION | WP PUTRAJAYA & CYBERJAYA | Existing | VPTJ/PCE/J09471/MB09471 | 300280937 | CLOSED | 11 kV | RYB | PE 9.47 P'PURI BLOK A&B (F1) |  |  | PTJ09472 |  | TAMCO | GR1 | 31/10/2007 |  |  | Pass | null
378213650 | TNB | DISTRIBUTION | WP PUTRAJAYA & CYBERJAYA | Existing | VPTJ/PCE/J09472/MB09474 | 300280938 | CLOSED | 11 kV | RYB | PE 9.47 P'PURI BLOK A&B (F2) |  |  | PTJ09475 |  | TAMCO | GR1 | 31/10/2007 |  |  | Pass | null
378213749 | TNB | DISTRIBUTION | WP PUTRAJAYA & CYBERJAYA | Existing | VPTJ/PCE/J09141/MB09141 | 300280835 | CLOSED | 11 kV | RYB | PE 9.14 K.KEJIRANAN (F1) |  |  | PTJ09143 |  | INDKOM | ZZT | 19/11/2002 |  |  | Pass | null
378213841 | TNB | DISTRIBUTION | WP PUTRAJAYA & CYBERJAYA | Existing | VPTJ/PCE/J09142/MB09144 | 300280836 | CLOSED | 11 kV | RYB | PE 9.14 K.KEJIRANAN (F2) |  |  | PTJ09146 |  | INDKOM | ZZT | 19/11/2002 |  |  | Pass | null
378213936 | TNB | DISTRIBUTION | WP PUTRAJAYA & CYBERJAYA | Existing | VPTJ/PCE/J10132/MB10134 | 300280959 | CLOSED | 11 kV | RYB | PE 10.13 PUSPANITA (F2) |  |  | PTJ10136 |  | INDKOM | ZZT | 21/10/2004 |  |  | Pass | null
378213959 | TNB | DISTRIBUTION | WP PUTRAJAYA & CYBERJAYA | Existing | VPTJ/PCE/J10131/MB10131 | 300280958 | CLOSED | 11 kV | RYB | PE 10.13 PUSPANITA (F1) |  |  | PTJ10133 |  | INDKOM | ZZT | 21/10/2004 |  |  | Pass | null
378214122 | TNB | DISTRIBUTION | WP PUTRAJAYA & CYBERJAYA | Existing | VPTJ/PCE/J02041/MB02041 | 300280626 | CLOSED | 11 kV | RYB | PE 2.04 W.F PROMENADE (F1) |  |  | PTJ02042 |  | INDKOM | ZZZT | 30/01/2003 |  |  | Pass | null
378214214 | TNB | DISTRIBUTION | WP PUTRAJAYA & CYBERJAYA | Existing | VPTJ/PCE/J02042/MB02045 | 300280628 | CLOSED | 11 kV | RYB | PE 2.04 W.F PROMENADE (F2) |  |  | PTJ02044 |  | INDKOM | ZZT | 30/01/2003 |  |  | Pass | null
378214308 | TNB | DISTRIBUTION | WP PUTRAJAYA & CYBERJAYA | Existing | VPTJ/PCE/J02051/MB02051 | 300280630 | CLOSED | 11 kV | RYB | PE 2.05 PADAT CUT |  |  | PTJ02053 |  | INDKOM | ZZT | 22/08/2002 |  |  | Pass | null
378214398 | TNB | DISTRIBUTION | WP PUTRAJAYA & CYBERJAYA | Existing | VPTJ/PCE/J02261/MB02261 | 300485137 | CLOSED | 11 kV | RYB | PE 2.26 C/S FORMULA E 2 |  |  | PTJ02263 |  | INDKOM | SF6 | 20140804 |  |  | Pass | null
378214509 | TNB | DISTRIBUTION | WP PUTRAJAYA & CYBERJAYA | Existing | VPTJ/PCE/J02241/MB02241 | 310303856 | CLOSED | 11 kV | RYB | PE 2.24 TEMP 2C5 |  |  | PTJ02243 |  | INDKOM |  |  |  |  | Pass | null
378214618 | TNB | DISTRIBUTION | WP PUTRAJAYA & CYBERJAYA | Existing | VPTJ/PCE/J02281/MB02281 | 300485554 | CLOSED | 11 kV | RYB | PE 2.28 C/S FORMULA E 4 |  |  | PTJ02273 |  | INDKOM | SF6 |  |  |  | Pass | null
378219885 | TNB | DISTRIBUTION | WP PUTRAJAYA & CYBERJAYA | Existing | VPTJ/PCE/J15071/MB15071 | 300281151 | CLOSED | 11 kV | RYB | PE 15.07 BLOK D3 (EFI) (F1) |  |  | PTJ15072 |  | TAMCO | ZZT | 18/02/2006 |  |  | Pass | null
378219908 | TNB | DISTRIBUTION | WP PUTRAJAYA & CYBERJAYA | Existing | VPTJ/PCE/J15072/MB15074 | 300281152 | CLOSED | 11 kV | RYB | PE 15.07 BLOK D3 (EFI) (F2) |  |  | PTJ15075 |  | TAMCO | ZZT | 18/02/2006 |  |  | Pass | null
378219937 | TNB | DISTRIBUTION | WP PUTRAJAYA & CYBERJAYA | Existing | VPTJ/PCE/J15331/MM15331 | 300453012 | CLOSED | 11 kV | RYB | PE 15.33 PDT KEDIAMAN KEDUTAAN IRAQ (F1) |  |  | PTJ15332 |  | SCHNEIDER | NE-2iQ |  |  |  | Pass | null
378220041 | TNB | DISTRIBUTION | WP PUTRAJAYA & CYBERJAYA | Existing | VPTJ/PCE/J15332/MB15334 | 310338860 | CLOSED | 11 kV | RYB | PE 15.33 PDT KEDIAMAN KEDUTAAN IRAQ (F2) |  |  | PTJ15336 |  | INDKOM | ZZT |  |  |  | Pass | null
378220152 | TNB | DISTRIBUTION | WP PUTRAJAYA & CYBERJAYA | Existing | VPTJ/PCE/J15051/MB15051 | 300281147 | CLOSED | 11 kV | RYB | PE 15.05 BLOK D2 (1) (EFI) (F1) |  |  | PTJ15052 |  | TAMCO | ZZT | 18/02/2006 |  |  | Pass | null
378220198 | TNB | DISTRIBUTION | WP PUTRAJAYA & CYBERJAYA | Existing | VPTJ/PCE/J15052/MB15054 | 300281148 | CLOSED | 11 kV | RYB | PE 15.05 BLOK D2 (1) (EFI) (F2) |  |  | PTJ15055 |  | TAMCO | ZZT | 18/02/2006 |  |  | Pass | null
378220294 | TNB | DISTRIBUTION | WP PUTRAJAYA & CYBERJAYA | Existing | VPTJ/PCE/J15061/MB15061 | 300281149 | CLOSED | 11 kV | RYB | PE 15.06 BLOK D2 (2) (F1) |  |  | PTJ15062 |  | TAMCO | ZZT | 18/02/2006 |  |  | Pass | null
378220390 | TNB | DISTRIBUTION | WP PUTRAJAYA & CYBERJAYA | Existing | VPTJ/PCE/J15062/MB15064 | 300281150 | CLOSED | 11 kV | RYB | PE 15.06 BLOK D2 (2) (F2) |  |  | PTJ15065 |  | TAMCO | ZZT | 18/02/2006 |  |  | Pass | null
378224300 | TNB | DISTRIBUTION | WP PUTRAJAYA & CYBERJAYA | Existing | VCBJ/PCE/J24251/MB24251 | 310332980 | CLOSED | 11 kV | RYB | PE 24.25 CRYSTAL VILLE 2 |  |  | CBJ24253 |  | INDKOM | ZZTT 1D |  | TX-1000KVA |  | Pass | null
378224766 | TNB | DISTRIBUTION | WP PUTRAJAYA & CYBERJAYA | Existing | VCBJ/PCE/J24241/MB24241 | 310332974 | CLOSED | 11 kV | RYB | PE 24.24 CRYSTAL VILLE 1 |  |  | CBJ24241 |  | ITEM | 8DJH TRRT |  | TX1-1000KVA |  | Pass | null
378224767 | TNB | DISTRIBUTION | WP PUTRAJAYA & CYBERJAYA | Existing | VCBJ/PCE/J24241/MB24241 | 310332974 | CLOSED | 11 kV | RYB | PE 24.24 CRYSTAL VILLE 1 |  |  | CBJ24244 |  | ITEM | 8DJH TRRT |  | TX2-1000KVA |  | Pass | null
378225017 | TNB | DISTRIBUTION | WP PUTRAJAYA & CYBERJAYA | Existing | VCBJ/PCE/J21341/MB21341 | 300281004 | CLOSED | 11 kV | RYB | PE 21.34 PS5 F1 |  |  | CBJ21342 |  | TAMCO | GR1 | 24/05/2009 | TX1-500KVA |  | Pass | null
378225040 | TNB | DISTRIBUTION | WP PUTRAJAYA & CYBERJAYA | Existing | VCBJ/PCE/J21342/MB21344 | 300281003 | CLOSED | 11 kV | RYB | PE 21.34 PS5 F2 |  |  | CBJ21345 |  | TAMCO | GR1 | 24/05/2009 | TX2-500KVA |  | Pass | null
378284249 | TNB | DISTRIBUTION | WP PUTRAJAYA & CYBERJAYA | Existing | VPTJ/PCE/J01071/MB01071 | 300280373 | CLOSED | 11 kV | RYB | SS 1.07 JPM B1 JPM B8 (F1) |  |  | PTJ1078 |  | INDKOM | ZZZZ | 19990904 |  |  | Pass | null
378284250 | TNB | DISTRIBUTION | WP PUTRAJAYA & CYBERJAYA | Existing | VPTJ/PCE/J01071/MB01071 | 300280373 | CLOSED | 11 kV | RYB | SS 1.07 JPM B1 JPM B8 (F1) |  |  | PTJ1077 |  | INDKOM | ZZZZ | 19990904 |  |  | Pass | null
378284420 | TNB | DISTRIBUTION | WP PUTRAJAYA & CYBERJAYA | Existing | VPTJ/PCE/J01072/MB01075 | 300280374 | CLOSED | 11 kV | RYB | SS 1.07 JPM B1 JPM B8 (F2) |  |  | PTJ1074 |  | INDKOM | ZZZZ | 19990904 |  |  | Pass | null
378284421 | TNB | DISTRIBUTION | WP PUTRAJAYA & CYBERJAYA | Existing | VPTJ/PCE/J01072/MB01075 | 300280374 | CLOSED | 11 kV | RYB | SS 1.07 JPM B1 JPM B8 (F2) |  |  | PTJ1073 |  | INDKOM | ZZZZ | 19990904 |  |  | Pass | null
378284595 | TNB | DISTRIBUTION | WP PUTRAJAYA & CYBERJAYA | Existing | VPTJ/PCE/J01061/MB01061 | 300280371 | CLOSED | 11 kV | RYB | SS 1.06 JPM B6 JPM B7 (F1) |  |  | PTJ1064 |  | INDKOM | ZZZZ | 20/05/1999 |  |  | Pass | null
378284596 | TNB | DISTRIBUTION | WP PUTRAJAYA & CYBERJAYA | Existing | VPTJ/PCE/J01061/MB01061 | 300280371 | CLOSED | 11 kV | RYB | SS 1.06 JPM B6 JPM B7 (F1) |  |  | PTJ1061 |  | INDKOM | ZZZZ | 20/05/1999 |  |  | Pass | null
378284624 | TNB | DISTRIBUTION | WP PUTRAJAYA & CYBERJAYA | Existing | VPTJ/PCE/J01062/MB01065 | 300280372 | CLOSED | 11 kV | RYB | SS 1.06 JPM B6 JPM B7 (F2) |  |  | PTJ1065 |  | INDKOM | ZZZZ | 20/05/1999 |  |  | Pass | null
378284625 | TNB | DISTRIBUTION | WP PUTRAJAYA & CYBERJAYA | Existing | VPTJ/PCE/J01062/MB01065 | 300280372 | CLOSED | 11 kV | RYB | SS 1.06 JPM B6 JPM B7 (F2) |  |  | PTJ1068 |  | INDKOM | ZZZZ | 20/05/1999 |  |  | Pass | null
378284640 | TNB | DISTRIBUTION | WP PUTRAJAYA & CYBERJAYA | Existing | VPTJ/PCE/J01051/MB01051 | 300280369 | CLOSED | 11 kV | RYB | SS 1.05 JPM B5 (F1) |  |  | PTJ1056 |  | INDKOM | ZZZ | 29/07/1999 |  |  | Pass | null
378284692 | TNB | DISTRIBUTION | WP PUTRAJAYA & CYBERJAYA | Existing | VPTJ/PCE/J01052/MB01054 | 300280370 | CLOSED | 11 kV | RYB | SS 1.05 JPM B5 (F2) |  |  | PTJ1053 |  | INDKOM | ZZZ | 29/07/1999 |  |  | Pass | null
378284761 | TNB | DISTRIBUTION | WP PUTRAJAYA & CYBERJAYA | Existing | VPTJ/PCE/J01081/MB01081 | 300280375 | CLOSED | 11 kV | RYB | SS 1.08 C4 (F1) |  |  | PTJ1086 |  | INDKOM | ZZZ | 19991009 |  |  | Pass | null
378284855 | TNB | DISTRIBUTION | WP PUTRAJAYA & CYBERJAYA | Existing | VPTJ/PCE/J01082/MB01084 | 300280378 | CLOSED | 11 kV | RYB | SS 1.08 C4 (F2) |  |  | PTJ1083 |  | INDKOM | ZZZ | 19991009 |  |  | Pass | null
378284901 | TNB | DISTRIBUTION | WP PUTRAJAYA & CYBERJAYA | Existing | VPTJ/PCE/J01091/MB01091 | 300280404 | CLOSED | 11 kV | RYB | SS 1.09 C3 (F1) |  |  | PTJ1096 |  | INDKOM | ZZZ | 19991109 |  |  | Pass | null
378284995 | TNB | DISTRIBUTION | WP PUTRAJAYA & CYBERJAYA | Existing | VPTJ/PCE/J01092/MB01094 | 300280405 | CLOSED | 11 kV | RYB | SS 1.09 C3 (F2) |  |  | PTJ1093 |  | INDKOM | ZZZ | 19991109 |  |  | Pass | null
378285018 | TNB | DISTRIBUTION | WP PUTRAJAYA & CYBERJAYA | Existing | VPTJ/PCE/J01101/MB01101 | 300280406 | CLOSED | 11 kV | RYB | SS 1.10 C2 (F1) |  |  | PTJ1106 |  | INDKOM | ZZZ | 19991109 |  |  | Pass | null
378285041 | TNB | DISTRIBUTION | WP PUTRAJAYA & CYBERJAYA | Existing | VPTJ/PCE/J01102/MB01104 | 300280407 | CLOSED | 11 kV | RYB | SS 1.10 C2 (F2) |  |  | PTJ1103 |  | INDKOM | ZZZ | 19991109 |  |  | Pass | null
378285065 | TNB | DISTRIBUTION | WP PUTRAJAYA & CYBERJAYA | Existing | VPTJ/PCE/J01111/MB01111 | 300280408 | CLOSED | 11 kV | RYB | SS 1.11 C1 (F1) |  |  | PTJ1116 |  | INDKOM | ZZZ | 19991109 |  |  | Pass | null
378285088 | TNB | DISTRIBUTION | WP PUTRAJAYA & CYBERJAYA | Existing | VPTJ/PCE/J01112/MB01114 | 300280409 | CLOSED | 11 kV | RYB | SS 1.11 C1 (F2) |  |  | PTJ1113 |  | INDKOM | ZZZ | 19991109 |  |  | Pass | null
378285111 | TNB | DISTRIBUTION | WP PUTRAJAYA & CYBERJAYA | Existing | VPTJ/PCE/J01121/MB01121 | 300280410 | CLOSED | 11 kV | RYB | SS 1.12 C7 (F1) |  |  | PTJ1126 |  | INDKOM | ZZZ | 19991109 |  |  | Pass | null
378285134 | TNB | DISTRIBUTION | WP PUTRAJAYA & CYBERJAYA | Existing | VPTJ/PCE/J01122/MB01124 | 300280411 | CLOSED | 11 kV | RYB | SS 1.12 C7 (F2) |  |  | PTJ1123 |  | INDKOM | ZZZ | 19991109 |  |  | Pass | null
378285157 | TNB | DISTRIBUTION | WP PUTRAJAYA & CYBERJAYA | Existing | VPTJ/PCE/J01131/MB01131 | 300280412 | CLOSED | 11 kV | RYB | SS 1.13 C6 (F1) |  |  | PTJ1136 |  | INDKOM | ZZZ | 19991009 |  |  | Pass | null
378285180 | TNB | DISTRIBUTION | WP PUTRAJAYA & CYBERJAYA | Existing | VPTJ/PCE/J01132/MB01134 | 300280413 | CLOSED | 11 kV | RYB | SS 1.13 C6 (F2) |  |  | PTJ1133 |  | INDKOM | ZZZ | 19991009 |  |  | Pass | null
378285203 | TNB | DISTRIBUTION | WP PUTRAJAYA & CYBERJAYA | Existing | VPTJ/PCE/J01141/MB01141 | 300280414 | CLOSED | 11 kV | RYB | SS 1.14 C5 (F1) |  |  | PTJ1146 |  | INDKOM | ZZZ | 19991009 |  |  | Pass | null
378285226 | TNB | DISTRIBUTION | WP PUTRAJAYA & CYBERJAYA | Existing | VPTJ/PCE/J01142/MB01144 | 300280415 | CLOSED | 11 kV | RYB | SS 1.14 C5 (F2) |  |  | PTJ1143 |  | INDKOM | ZZZ | 19991009 |  |  | Pass | null
378285249 | TNB | DISTRIBUTION | WP PUTRAJAYA & CYBERJAYA | Existing | VPTJ/PCE/J01362/MB01365 | 300280450 | CLOSED | 11 kV | RYB | PE 1.36 DATARAN PUTRA (F2) |  |  | PTJ01368 |  | INDKOM | NA | 13/11/1999 | TX-1000KVA |  | Pass | null
378285281 | TNB | DISTRIBUTION | WP PUTRAJAYA & CYBERJAYA | Existing | VPTJ/PCE/J01361/MB01361 | 300280449 | CLOSED | 11 kV | RYB | PE 1.36 DATARAN PUTRA (F1) |  |  | PTJ01364 |  | INDKOM | ZZZT | 13/11/1999 | TX-1000KVA |  | Pass | null
378285619 | TNB | DISTRIBUTION | WP PUTRAJAYA & CYBERJAYA | Existing | VPTJ/PCE/J01321/MB01321 | 300280440 | CLOSED | 11 kV | RYB | PE 1.32 INSIDE PPU6 S/L OVAL |  |  | PTJ1322 |  | TAMCO | ZZT | 13/06/1999 |  |  | Pass | null
378285760 | TNB | DISTRIBUTION | WP PUTRAJAYA & CYBERJAYA | Existing | VPTJ/PCE/J13011/MB13011 | 300281100 | CLOSED | 11 kV | RYB | PE 13.01 WETLAND PUMP 250KW |  |  | PTJ13013 |  | INDKOM | 08425065 | 31/07/1999 |  |  | Pass | null
378285957 | TNB | DISTRIBUTION | WP PUTRAJAYA & CYBERJAYA | Existing | VPTJ/PCE/J13021/MB13021 | 300281101 | CLOSED | 11 kV | RYB | PE 13.02 WETLAND NIC 85KW |  |  | PTJ13023 |  | INDKOM | ZZT | 19990208 |  |  | Pass | null
378285984 | TNB | DISTRIBUTION | WP PUTRAJAYA & CYBERJAYA | Existing | VPTJ/PCE/J13031/MB13031 | 300281102 | CLOSED | 11 kV | RYB | PE 13.03 WETLAND NURSERY 85KW |  |  | PTJ13034 |  | INDKOM | ZZT | 25/09/1999 |  |  | Pass | null
378286147 | TNB | DISTRIBUTION | WP PUTRAJAYA & CYBERJAYA | Existing | VPTJ/PCE/J11261/MB11261 | 300281051 | CLOSED | 11 kV | RYB | PE 11.26 TERES 11A & 11B |  |  | PTJ11262 |  | SCHNEIDER | RM6 | 17/08/2009 |  |  | Pass | null
378286288 | TNB | DISTRIBUTION | WP PUTRAJAYA & CYBERJAYA | Existing | VPTJ/PCE/J11271/MB11271 | 300281053 | CLOSED | 11 kV | RYB | PE 11.27 SEMI D 11A & 11B |  |  | PTJ11272 |  | SCHNEIDER | RM6 | 17/08/2009 |  |  | Pass | null
378286371 | TNB | DISTRIBUTION | WP PUTRAJAYA & CYBERJAYA | Existing | VPTJ/PCE/J11431/MB11431 | 300281081 | CLOSED | 11 kV | RYB | PE 11.43 SEK. MEN. FASA 2 (F1) |  |  | PTJ11432 |  | TAMCO | GR1 | 15/11/2007 |  |  | Pass | null
378286453 | TNB | DISTRIBUTION | WP PUTRAJAYA & CYBERJAYA | Existing | VPTJ/PCE/J11432/MB11434 | 300281082 | CLOSED | 11 kV | RYB | PE 11.43 SEK. MEN. FASA 2 (F2) |  |  | PTJ11435 |  | TAMCO | GR1 | 15/11/2007 |  |  | Pass | null
378286539 | TNB | DISTRIBUTION | WP PUTRAJAYA & CYBERJAYA | Existing | VPTJ/PCE/J11441/MB11441 | 300281083 | CLOSED | 11 kV | RYB | PE 11.44 SEK. REN. FASA 2 (F1) |  |  | PTJ14445 |  | TAMCO | GR1 | 15/11/2007 |  |  | Pass | null
378286620 | TNB | DISTRIBUTION | WP PUTRAJAYA & CYBERJAYA | Existing | VPTJ/PCE/J11442/MB11444 | 300281085 | CLOSED | 11 kV | RYB | PE 11.44 SEK. REN. FASA 2 (F2) |  |  | PTJ11442 |  | TAMCO | GR1 | 15/11/2007 |  |  | Pass | null
378286710 | TNB | DISTRIBUTION | WP PUTRAJAYA & CYBERJAYA | Existing | VPTJ/PCE/J11691/MB11691 | 300454772 | CLOSED | 11 kV | RYB | PE 11.69 ZON 10A (F1) |  |  | PTJ11696 |  | TAMCO | VRN2a |  |  |  | Pass | null
378286733 | TNB | DISTRIBUTION | WP PUTRAJAYA & CYBERJAYA | Existing | VPTJ/PCE/J11692/MB11694 | 300455134 | CLOSED | 11 kV | RYB | PE 11.69 ZON 10A (F2) |  |  | PTJ11692 |  | MERLIN GERIN | RM6 |  |  |  | Pass | null
378286764 | TNB | DISTRIBUTION | WP PUTRAJAYA & CYBERJAYA | Existing | VPTJ/PCE/J11221/MB11221 | 300281042 | CLOSED | 11 kV | RYB | PE 11.22 ZON 10B (F1) |  |  | PTJ11225 |  | TAMCO | GR1 | 21/07/2006 |  |  | Pass | null
378286787 | TNB | DISTRIBUTION | WP PUTRAJAYA & CYBERJAYA | Existing | VPTJ/PCE/J11222/MB11224 | 300281044 | CLOSED | 11 kV | RYB | PE 11.22 ZON 10B (F2) |  |  | PTJ11222 |  | TAMCO | GR1 | 21/07/2006 |  |  | Pass | null
378286930 | TNB | DISTRIBUTION | WP PUTRAJAYA & CYBERJAYA | Existing | VPTJ/PCE/J11231/MB11231 | 300281047 | CLOSED | 11 kV | RYB | PE 11.23 TERES ZON 12B (F1) |  |  | PTJ11235 |  | TAMCO | GR1-21-1D-08153 | 30/04/2009 |  |  | Pass | null
378286953 | TNB | DISTRIBUTION | WP PUTRAJAYA & CYBERJAYA | Existing | VPTJ/PCE/J11232/MB11234 | 300281048 | CLOSED | 11 kV | RYB | PE 11.23 TERES ZON 12B (F2) |  |  | PTJ11232 |  | TAMCO | GR1-21-1D-08155 | 30/04/2009 |  |  | Pass | null
378286984 | TNB | DISTRIBUTION | WP PUTRAJAYA & CYBERJAYA | Existing | VPTJ/PCE/J11721/MB11721 | 300520604 | CLOSED | 11 kV | RYB | PE 11.72 PRIMA BLOK B (F1) |  |  | PTJ11722 |  |  | VRN 6A | 20140612 |  |  | Pass | null
378287078 | TNB | DISTRIBUTION | WP PUTRAJAYA & CYBERJAYA | Existing | VPTJ/PCE/J11722/MB11721 | 310286416 | CLOSED | 11 kV | RYB | PE 11.72 PRIMA BLOK B (F2) |  |  | PTJ11725 |  |  | VRN6a | 20140612 |  |  | Pass | null
378287181 | TNB | DISTRIBUTION | WP PUTRAJAYA & CYBERJAYA | Existing | VPTJ/PCE/J11732/MB11731 | 310283408 | CLOSED | 11 kV | RYB | PE 11.73 PRIMA BLOK C (F2) |  |  | PTJ11732 |  |  | VRN6a |  |  |  | Pass | null
378287275 | TNB | DISTRIBUTION | WP PUTRAJAYA & CYBERJAYA | Existing | VPTJ/PCE/J11731/MB11731 | 300520608 | CLOSED | 11 kV | RYB | PE 11.73 PRIMA BLOK C (F1) |  |  | PTJ11735 |  |  | VRN 6A | 20140612 |  |  | Pass | null
378287383 | TNB | DISTRIBUTION | WP PUTRAJAYA & CYBERJAYA | Existing | VPTJ/PCE/J11712/MB11711 | 310286453 | CLOSED | 11 kV | RYB | PE 11.71 PRIMA BLOK A (F2) |  |  | PTJ11712 |  |  | VRN6a |  |  |  | Pass | null
378287477 | TNB | DISTRIBUTION | WP PUTRAJAYA & CYBERJAYA | Existing | VPTJ/PCE/J11711/MB09171 | 300520598 | CLOSED | 11 kV | RYB | PE 11.71 PRIMA BLOK A (F1) |  |  | PTJ11715 |  |  | VRN 6A | 20140612 |  |  | Pass | null
378287586 | TNB | DISTRIBUTION | WP PUTRAJAYA & CYBERJAYA | Existing | VPTJ/PCE/J11751/MB11751 | 310286424 | CLOSED | 11 kV | RYB | PE 11.75 TEMP PPA1M PR 11 |  |  | PTJ11752 |  | SCHNEIDER |  |  |  |  | Pass | null
378287685 | TNB | DISTRIBUTION | WP PUTRAJAYA & CYBERJAYA | Existing | VPTJ/PCE/J11241/MB11241 | 300281049 | CLOSED | 11 kV | RYB | PE 11.24 TERES ZON 9A (F1) |  |  | PTJ11246 |  | OMAZABAL | GA 2K 1TS | 14/03/2009 |  |  | Pass | null
378287708 | TNB | DISTRIBUTION | WP PUTRAJAYA & CYBERJAYA | Existing | VPTJ/PCE/J11242/MB11244 | 300281050 | CLOSED | 11 kV | RYB | PE 11.24 TERES ZON 9A (F2) |  |  | PTJ11243 |  | OMAZABAL | GA 2K 1TS | 30/04/2009 |  |  | Pass | null
378287874 | TNB | DISTRIBUTION | WP PUTRAJAYA & CYBERJAYA | Existing | VPTJ/PCE/J11601/MB1 | 310370955 | CLOSED | 11 kV | RYB | PE 11.60 TERES ZON 9B (F1) |  |  | PTJ11602 | [6 empty] | Pass | null
378287968 | TNB | DISTRIBUTION | WP PUTRAJAYA & CYBERJAYA | Existing | VPTJ/PCE/J11602/MB11604 | 310338884 | CLOSED | 11 kV | RYB | PE 11.60 TERES ZON 9B (F2) |  |  | PTJ11606 |  | INDKOM |  |  |  |  | Pass | null
378288074 | TNB | DISTRIBUTION | WP PUTRAJAYA & CYBERJAYA | Existing | VPTJ/PCE/J11742/MB11744 | 310338777 | CLOSED | 11 kV | RYB | PE 11.74 TERES ZON C (F2) |  |  | PTJ11746 |  | INDKOM | INS24 |  |  |  | Pass | null
378288168 | TNB | DISTRIBUTION | WP PUTRAJAYA & CYBERJAYA | Existing | VPTJ/PCE/J11741/MB11741 | 310338880 | CLOSED | 11 kV | RYB | PE 11.74 TERES ZON C (F1) |  |  | PTJ11743 |  | INDKOM | INS24 |  |  |  | Pass | null
378288270 | TNB | DISTRIBUTION | WP PUTRAJAYA & CYBERJAYA | Existing | VPTJ/PCE/J11371/MB11371 | 300281064 | CLOSED | 11 kV | RYB | PE 11.37 SEK REN FASA 2 (F1) |  |  | PTJ11376 |  | INDKOM | ZZT | 18/10/2004 |  |  | Pass | null
378288366 | TNB | DISTRIBUTION | WP PUTRAJAYA & CYBERJAYA | Existing | VPTJ/PCE/J11372/MB11374 | 300281066 | CLOSED | 11 kV | RYB | PE 11.37 SEK REN FASA 2 (F2) |  |  | PTJ11373 |  | INDKOM | ZZT | 18/10/2004 |  |  | Pass | null
378301575 | TNB | DISTRIBUTION | WP PUTRAJAYA & CYBERJAYA | Existing | VCBJ/PCE/J22051/MB22051 | 300280594 | CLOSED | 11 kV | RYB | PE 22.05 PADAT ROAD E |  |  | CBJ22053 |  | INDKOM | ZZT | 20000505 | TX-1000KVA |  | Pass | null
378301679 | TNB | DISTRIBUTION | WP PUTRAJAYA & CYBERJAYA | Existing | VCBJ/PCE/J22131/MB22131 | 300280560 | CLOSED | 11 kV | RYB | PE 22.13 PADAT ROAD E1 |  |  | CBJ22133 |  | INDKOM | GR1 | 20001111 | TX-1000KVA |  | Pass | null
378302027 | TNB | DISTRIBUTION | WP PUTRAJAYA & CYBERJAYA | Existing | VCBJ/PCE/J21221/MB21221 | 300281020 | CLOSED | 11 kV | RYB | PE 21.22 CYBERVIEW NO.1 |  |  | CBJ21224 |  | INDKOM | ZZTT | 31/01/1999 |  |  | Pass | null
378302028 | TNB | DISTRIBUTION | WP PUTRAJAYA & CYBERJAYA | Existing | VCBJ/PCE/J21221/MB21221 | 300281020 | CLOSED | 11 kV | RYB | PE 21.22 CYBERVIEW NO.1 |  |  | CBJ21223 |  | INDKOM | ZZTT | 31/01/1999 |  |  | Pass | null
378310023 | TNB | DISTRIBUTION | WP PUTRAJAYA & CYBERJAYA | Existing | VPTJ/PCE/J11071/MB11071 | 300282013 | CLOSED | 11 kV | RYB | PE 11.07 PADAT ZON 1 |  |  | PTJ11072 |  | SCHNEIDER | NE-IQI | 22/11/2009 |  |  | Pass | null
378310119 | TNB | DISTRIBUTION | WP PUTRAJAYA & CYBERJAYA | Existing | VPTJ/PCE/J11041/MB11041 | 300280968 | CLOSED | 11 kV | RYB | PE 11.04 P11A1/12 TERES (EFI) (F1) |  |  | PTJ11043 |  | INDKOM | GA | 15/10/2002 |  |  | Pass | null
378310210 | TNB | DISTRIBUTION | WP PUTRAJAYA & CYBERJAYA | Existing | VPTJ/PCE/J11042/MB11044 | 300280969 | CLOSED | 11 kV | RYB | PE 11.04 P11A1/12 TERES (EFI) (F2) |  |  | PTJ11046 |  | INDKOM | GA | 15/10/2002 |  |  | Pass | null
378310304 | TNB | DISTRIBUTION | WP PUTRAJAYA & CYBERJAYA | Existing | VPTJ/PCE/J11081/MB11081 | 300280972 | CLOSED | 11 kV | RYB | PE 11.08 P11A2/5 TERES (EFI) (F1) |  |  | PTJ11083 |  | INDKOM | ZZT | 20020409 |  |  | Pass | null
378310396 | TNB | DISTRIBUTION | WP PUTRAJAYA & CYBERJAYA | Existing | VPTJ/PCE/J11082/MB11084 | 300280973 | CLOSED | 11 kV | RYB | PE 11.08 P11A2/5 TERES (EFI) (F2) |  |  | PTJ11086 |  | INDKOM | ZZT | 20020409 |  |  | Pass | null
378310430 | TNB | DISTRIBUTION | WP PUTRAJAYA & CYBERJAYA | Existing | VPTJ/PCE/J11671/MB11671 | 300281095 | CLOSED | 11 kV | RYB | PE 11.67 PS9 (F1) |  |  | PTJ11673 |  | INDKOM | ZZT | 20021006 |  |  | Pass | null
378310551 | TNB | DISTRIBUTION | WP PUTRAJAYA & CYBERJAYA | Existing | VPTJ/PCE/J11672/MB11674 | 300281097 | CLOSED | 11 kV | RYB | PE 11.67 PS9 (F2) |  |  | PTJ11676 |  | INDKOM | ZZT | 20021006 |  |  | Pass | null
378310650 | TNB | DISTRIBUTION | WP PUTRAJAYA & CYBERJAYA | Existing | VPTJ/PCE/J11091/MB11091 | 300280974 | CLOSED | 11 kV | RYB | PE 11.09 P11A2/5 TERES (EFI) (F1) |  |  | PTJ11093 |  | INDKOM | ZZT | 20020709 |  |  | Pass | null
378310748 | TNB | DISTRIBUTION | WP PUTRAJAYA & CYBERJAYA | Existing | VPTJ/PCE/J11092/MB11094 | 300280977 | CLOSED | 11 kV | RYB | PE 11.09 P11A2/5 TERES (EFI) (F2) |  |  | PTJ11096 |  | INDKOM | ZZT | 20020709 |  |  | Pass | null
378311108 | TNB | DISTRIBUTION | WP PUTRAJAYA & CYBERJAYA | Existing | VPTJ/PCE/J11021/MB11021 | 300280964 | CLOSED | 11 kV | RYB | PE 11.02 BLOK 3A (F1) |  |  | PTJ11022 |  | TAMCO | GR1 | 20050706 |  |  | Pass | null
378311326 | TNB | DISTRIBUTION | WP PUTRAJAYA & CYBERJAYA | Existing | VPTJ/PCE/J11022/MB11024 | 300280966 | CLOSED | 11 kV | RYB | PE 11.02 BLOK 3A (F2) |  |  | PTJ11025 |  | TAMCO | GR1 | 20050706 |  |  | Pass | null
378311734 | TNB | DISTRIBUTION | WP PUTRAJAYA & CYBERJAYA | Existing | VPTJ/PCE/J11201/MB11201 | 300281038 | CLOSED | 11 kV | RYB | PE 11.20 WR5 |  |  | PTJ11202 |  | MERLIN GERIN | RM 6 | 20041108 |  |  | Pass | null
378311843 | TNB | DISTRIBUTION | WP PUTRAJAYA & CYBERJAYA | Existing | VPTJ/PCE/J11481/MB11481 | 300281090 | CLOSED | 11 kV | RYB | PE 11.48 BALAI POLIS |  |  | PTJ11482 |  | TAMCO | GR1 | 20070703 |  |  | Pass | null
378311934 | TNB | DISTRIBUTION | WP PUTRAJAYA & CYBERJAYA | Existing | VPTJ/PCE/J11101/MB11101 | 300280978 | CLOSED | 11 kV | RYB | PE 11.10 P11B1/6 SEMI-D (EFI) (F1) |  |  | PTJ11103 |  | INDKOM | ZZT | 20/03/2002 |  |  | Pass | null
378312027 | TNB | DISTRIBUTION | WP PUTRAJAYA & CYBERJAYA | Existing | VPTJ/PCE/J11102/MB11104 | 300280980 | CLOSED | 11 kV | RYB | PE 11.10 P11B1/6 SEMI-D (EFI) (F2) |  |  | PTJ11106 |  | INDKOM | ZZT | 20/03/2002 |  |  | Pass | null
378312117 | TNB | DISTRIBUTION | WP PUTRAJAYA & CYBERJAYA | Existing | VPTJ/PCE/J11121/MB11121 | 300280983 | CLOSED | 11 kV | RYB | PE 11.12 APT A (F1) |  |  | PTJ11123 |  | INDKOM | ZZT | 20030805 |  |  | Pass | null
378312140 | TNB | DISTRIBUTION | WP PUTRAJAYA & CYBERJAYA | Existing | VPTJ/PCE/J11122/MB11124 | 300280984 | CLOSED | 11 kV | RYB | PE 11.12 APT A (F2) |  |  | PTJ11126 |  | INDKOM | ZZT | 20030805 |  |  | Pass | null
378312304 | TNB | DISTRIBUTION | WP PUTRAJAYA & CYBERJAYA | Existing | VPTJ/PCE/J11131/MB11131 | 300280994 | CLOSED | 11 kV | RYB | PE 11.13 APT B (F1) |  |  | PTJ11133 |  | INDKOM | ZZT | 20030805 |  |  | Pass | null
378312327 | TNB | DISTRIBUTION | WP PUTRAJAYA & CYBERJAYA | Existing | VPTJ/PCE/J11132/MB11134 | 300280996 | CLOSED | 11 kV | RYB | PE 11.13 APT B (F2) |  |  | PTJ11136 |  | INDKOM | ZZT | 20030805 |  |  | Pass | null
378312501 | TNB | DISTRIBUTION | WP PUTRAJAYA & CYBERJAYA | Existing | VPTJ/PCE/J11112/MB11114 | 300280993 | CLOSED | 11 kV | RYB | PE 11.11 (EFI) (F2) |  |  | PTJ11116 |  | INDKOM | ZZT | 24/08/2004 |  |  | Pass | null
378312593 | TNB | DISTRIBUTION | WP PUTRAJAYA & CYBERJAYA | Existing | VPTJ/PCE/J11111/MB11111 | 300280991 | CLOSED | 11 kV | RYB | PE 11.11 (EFI) (F1) |  |  | PTJ11113 |  | INDKOM | ZZT | 24/08/2004 |  |  | Pass | null
378312685 | TNB | DISTRIBUTION | WP PUTRAJAYA & CYBERJAYA | Existing | VPTJ/PCE/J11161/MB11161 | 300281005 | CLOSED | 11 kV | RYB | PE 11.16 APT E (F1) |  |  | PTJ11163 |  | INDKOM | ZZT | 13/05/2003 |  |  | Pass | null
378312782 | TNB | DISTRIBUTION | WP PUTRAJAYA & CYBERJAYA | Existing | VPTJ/PCE/J11162/MB11164 | 300281007 | CLOSED | 11 kV | RYB | PE 11.16 APT E (F2) |  |  | PTJ11166 |  | INDKOM | ZZT | 13/05/2003 |  |  | Pass | null
378312886 | TNB | DISTRIBUTION | WP PUTRAJAYA & CYBERJAYA | Existing | VPTJ/PCE/J11152/MB11154 | 300281002 | CLOSED | 11 kV | RYB | PE 11.15 APT D (EFI) (F2) |  |  | PTJ11156 |  | INDKOM | ZZT | 20030701 |  |  | Pass | null
378312982 | TNB | DISTRIBUTION | WP PUTRAJAYA & CYBERJAYA | Existing | VPTJ/PCE/J11151/MB11151 | 300281001 | CLOSED | 11 kV | RYB | PE 11.15 APT D (EFI) (F1) |  |  | PTJ11153 |  | TAMCO | ZZT | 20030701 |  |  | Pass | null
378313076 | TNB | DISTRIBUTION | WP PUTRAJAYA & CYBERJAYA | Existing | VPTJ/PCE/J10022/MB10024 | 300280942 | CLOSED | 11 kV | RYB | PE 10.02 INSIDE PPU2 (F2) |  |  | PTJ10026 |  | INDKOM | ZZT | 15/02/2000 |  |  | Pass | null
378313169 | TNB | DISTRIBUTION | WP PUTRAJAYA & CYBERJAYA | Existing | VPTJ/PCE/J10021/MB10021 | 300280941 | CLOSED | 11 kV | RYB | PE 10.02 INSIDE PPU2 (F1) |  |  | PTJ10023 |  | INDKOM | GR1 | 15/02/2000 |  |  | Pass | null
378313266 | TNB | DISTRIBUTION | WP PUTRAJAYA & CYBERJAYA | Existing | VPTJ/PCE/J10031/MB10031 | 300280948 | CLOSED | 11 kV | RYB | PE 10.03 P10 C BANGLOW (F1) |  |  | PTJ10033 |  |  | GR1 | 20000106 |  |  | Pass | null
378313358 | TNB | DISTRIBUTION | WP PUTRAJAYA & CYBERJAYA | Existing | VPTJ/PCE/J10032/MB10034 | 300280949 | CLOSED | 11 kV | RYB | PE 10.03 P10 C BANGLOW (F2) |  |  | PTJ10036 |  |  | GA | 20000106 |  |  | Pass | null
378313473 | TNB | DISTRIBUTION | WP PUTRAJAYA & CYBERJAYA | Existing | VPTJ/PCE/J10151/MB10151 | 300287552 | CLOSED | 11 kV | RYB | PE 10.15 MINI GOLF |  |  | PTJ01313 |  | INDKOM | GR1 | 20100610 |  |  | Pass | null
378313569 | TNB | DISTRIBUTION | WP PUTRAJAYA & CYBERJAYA | Existing | VPTJ/PCE/J10041/MB10041 | 300280950 | CLOSED | 11 kV | RYB | PE 10.04 P10 D BANGLO (F1) |  |  | PTJ10043 |  |  | GR1 | 20000106 |  |  | Pass | null
378313660 | TNB | DISTRIBUTION | WP PUTRAJAYA & CYBERJAYA | Existing | VPTJ/PCE/J10042/MB10044 | 300280951 | CLOSED | 11 kV | RYB | PE 10.04 P10 D BANGLO (F2) |  |  | PTJ10046 |  |  | GA | 20000106 |  |  | Pass | null
378313996 | TNB | DISTRIBUTION | WP PUTRAJAYA & CYBERJAYA | Existing | VPTJ/PCE/J10062/MB10064 | 300280955 | CLOSED | 11 kV | RYB | PE 10.06 JLN P10B (F2) |  |  | PTJ10066 |  | OMAZABAL | SF 6 | 31/03/2008 |  |  | Pass | null
378314089 | TNB | DISTRIBUTION | WP PUTRAJAYA & CYBERJAYA | Existing | VPTJ/PCE/J10061/MB10061 | 300280953 | CLOSED | 11 kV | RYB | PE 10.06 JLN P10B (F1) |  |  | PTJ10063 |  | OMAZABAL | SF 6 | 31/03/2008 |  |  | Pass | null
378353518 | TNB | DISTRIBUTION | WP PUTRAJAYA & CYBERJAYA | Existing | VPTJ/PCE/J05121/MB05121 | 300280695 | CLOSED | 11 kV | RYB | PE 5.12 EQUESTRIAN PARK (F1) |  |  | PTJ05122 |  | TAMCO | GR1 | 25/06/2005 |  |  | Pass | null
378353612 | TNB | DISTRIBUTION | WP PUTRAJAYA & CYBERJAYA | Existing | VPTJ/PCE/J05122/MB05124 | 300280697 | CLOSED | 11 kV | RYB | PE 5.12 EQUESTRIAN PARK (F2) |  |  | PTJ05126 |  | INDKOM | ZZT | 25/06/2005 |  |  | Pass | null
378353767 | TNB | DISTRIBUTION | WP PUTRAJAYA & CYBERJAYA | Existing | VPTJ/PCE/J05301/MB05301 | 300281269 | CLOSED | 11 kV | RYB | PE 5.30 BLOK D APT 5R6 (F1) |  |  | PTJ05303 |  |  | ZZT | 30/12/2008 |  |  | Pass | null
378353861 | TNB | DISTRIBUTION | WP PUTRAJAYA & CYBERJAYA | Existing | VPTJ/PCE/J05302/MB05304 | 300281270 | CLOSED | 11 kV | RYB | PE 5.30 BLOK D APT 5R6 (F2) |  |  | PTJ05306 |  |  | ZZT | 31/12/2008 |  |  | Pass | null
378353967 | TNB | DISTRIBUTION | WP PUTRAJAYA & CYBERJAYA | Existing | VPTJ/PCE/J05291/MB05291 | 300281267 | CLOSED | 11 kV | RYB | PE 5.29 BLOK C APT 5R6 (F1) |  |  | PTJ05293 |  |  | ZZT | 30/12/2008 |  |  | Pass | null
378354061 | TNB | DISTRIBUTION | WP PUTRAJAYA & CYBERJAYA | Existing | VPTJ/PCE/J05292/MB05294 | 300281268 | CLOSED | 11 kV | RYB | PE 5.29 BLOK C APT 5R6 (F2) |  |  | PTJ05296 |  |  | ZZT | 31/12/2008 |  |  | Pass | null
378354172 | TNB | DISTRIBUTION | WP PUTRAJAYA & CYBERJAYA | Existing | VPTJ/PCE/J05271/MB05271 | 300281265 | CLOSED | 11 kV | RYB | PE 5.27 BLOK A APT 5R6 (F1) |  |  | PTJ05273 |  |  | ZZT | 30/12/2008 |  |  | Pass | null
378354266 | TNB | DISTRIBUTION | WP PUTRAJAYA & CYBERJAYA | Existing | VPTJ/PCE/J05272/MB05274 | 300281266 | CLOSED | 11 kV | RYB | PE 5.27 BLOK A APT 5R6 (F2) |  |  | PTJ05276 |  |  | ZZT | 31/12/2008 |  |  | Pass | null
378354364 | TNB | DISTRIBUTION | WP PUTRAJAYA & CYBERJAYA | Existing | VPTJ/PCE/J05281/MB05281 | 300280713 | CLOSED | 11 kV | RYB | PE 5.28 BLOK B APT 5R6 (F1) |  |  | PTJ05283 |  |  | ZZT | 30/12/2008 |  |  | Pass | null
378354458 | TNB | DISTRIBUTION | WP PUTRAJAYA & CYBERJAYA | Existing | VPTJ/PCE/J05282/MB05284 | 300280714 | CLOSED | 11 kV | RYB | PE 5.28 BLOK B APT 5R6 (F2) |  |  | PTJ05286 |  |  | ZZT | 31/12/2008 |  |  | Pass | null
378354659 | TNB | DISTRIBUTION | WP PUTRAJAYA & CYBERJAYA | Existing | VPTJ/PCE/J04051/MB04051 | 300280674 | CLOSED | 11 kV | RYB | PE 4.05 S/LIGHTING |  |  | PTJ04053 |  | INDKOM | INS24 | 20041010 |  |  | Pass | null
378354761 | TNB | DISTRIBUTION | WP PUTRAJAYA & CYBERJAYA | Existing | VPTJ/PCE/J04081/MB04081 | 300280677 | CLOSED | 11 kV | RYB | PE 4.08 S/LIGHTING |  |  | PTJ04083 |  | INDKOM | ZZT | 20041010 |  |  | Pass | null
378354865 | TNB | DISTRIBUTION | WP PUTRAJAYA & CYBERJAYA | Existing | VPTJ/PCE/J04221/MB04221 | 300453429 | CLOSED | 11 kV | RYB | PE 4.22 4P5 (F1) |  |  | PTJ04223 |  | INDKOM | ZZT |  |  |  | Pass | null
378354959 | TNB | DISTRIBUTION | WP PUTRAJAYA & CYBERJAYA | Existing | VPTJ/PCE/J04222/MB04221 | 300453433 | CLOSED | 11 kV | RYB | PE 4.22 4P5 (F2) |  |  | PTJ04226 |  | INDKOM | ZZT |  |  |  | Pass | null
378355080 | TNB | DISTRIBUTION | WP PUTRAJAYA & CYBERJAYA | Existing | VPTJ/PCE/J04092/MB04094 | 300280679 | CLOSED | 11 kV | RYB | PE 4.09 S/LIGHTING (F2) |  |  | PTJ04095 |  | MERLIN GERIN | ZZT | 22/08/2003 |  |  | Pass | null
378355184 | TNB | DISTRIBUTION | WP PUTRAJAYA & CYBERJAYA | Existing | VPTJ/PCE/J04091/MB04091 | 300280678 | CLOSED | 11 kV | RYB | PE 4.09 S/LIGHTING (F1) |  |  | PTJ04092 |  | MERLIN GERIN | ZZT | 22/08/2003 |  |  | Pass | null
378356405 | TNB | DISTRIBUTION | WP PUTRAJAYA & CYBERJAYA | Existing | VPTJ/PCE/J20041/MB20041 | 300281253 | CLOSED | 11 kV | RYB | PE 20.04 PADAT CHALLENGE PARK |  |  | PTJ20042 |  | SCHNEIDER | RM6 | 20061209 |  |  | Pass | null
378356517 | TNB | DISTRIBUTION | WP PUTRAJAYA & CYBERJAYA | Existing | VPTJ/PCE/J20011/MB20011 | 300281250 | CLOSED | 11 kV | RYB | PE 20.01 DEPOH SENGGARAAN |  |  | PTJ20013 |  | TAMCO | GR1 | 24/12/2003 |  |  | Pass | null
378356718 | TNB | DISTRIBUTION | WP PUTRAJAYA & CYBERJAYA | Existing | VPTJ/PCE/J20051/MB | 300498425 | CLOSED | 11 kV | RYB | PE 20.05 PUSARA NEGARA F1 |  |  | PTJ20053 | [6 empty] | Pass | null
378356812 | TNB | DISTRIBUTION | WP PUTRAJAYA & CYBERJAYA | Existing | VPTJ/PCE/J20052/MB | 300501721 | CLOSED | 11 kV | RYB | PE 20.05 PUSARA NEGARA F2 |  |  | PTJ20056 | [6 empty] | Pass | null
378357009 | TNB | DISTRIBUTION | WP PUTRAJAYA & CYBERJAYA | Existing | VPTJ/PCE/J20021/MB20021 | 300281251 | CLOSED | 11 kV | RYB | PE 20.02 CREMATORIUM |  |  | PTJ20022 |  | TAMCO | GR1 | 18/09/2003 |  |  | Pass | null
378357113 | TNB | DISTRIBUTION | WP PUTRAJAYA & CYBERJAYA | Existing | VPTJ/PCE/J20031/MB20031 | 300281252 | CLOSED | 11 kV | RYB | PE 20.03 PUMP HSE |  |  | PTJ20032 |  | SCHNEIDER | RM6 | 18/08/2004 |  |  | Pass | null
378357288 | TNB | DISTRIBUTION | WP PUTRAJAYA & CYBERJAYA | Existing | VPTJ/PCE/J10141/MB10141 | 300280960 | CLOSED | 11 kV | RYB | PE 10.14 P10 A1 (F1) |  |  | PTJ10143 |  | INDKOM | ZZT | 20040112 |  |  | Pass | null
378357382 | TNB | DISTRIBUTION | WP PUTRAJAYA & CYBERJAYA | Existing | VPTJ/PCE/J10142/MB10144 | 300280961 | CLOSED | 11 kV | RYB | PE 10.14 P10 A1 (F2) |  |  | PTJ10146 |  | INDKOM | ZZT | 20040112 |  |  | Pass | null
378357487 | TNB | DISTRIBUTION | WP PUTRAJAYA & CYBERJAYA | Existing | VPTJ/PCE/J10121/MB10121 | 300280957 | CLOSED | 11 kV | RYB | PE 10.12 P10 A SEMI-D |  |  | PTJ10123 |  | INDKOM | GA | 28/08/2001 |  |  | Pass | null
378357594 | TNB | DISTRIBUTION | WP PUTRAJAYA & CYBERJAYA | Existing | VPTJ/PCE/J09011/MB09011 | 300280813 | CLOSED | 11 kV | RYB | PE 9.01 APT 4A (EFI) (F1) |  |  | PTJ09013 |  | INDKOM | ZZT | 20001110 |  |  | Pass | null
378357684 | TNB | DISTRIBUTION | WP PUTRAJAYA & CYBERJAYA | Existing | VPTJ/PCE/J09012/MB09014 | 300280814 | CLOSED | 11 kV | RYB | PE 9.01 APT 4A (EFI) (F2) |  |  | PTJ09016 |  | INDKOM | ZZT | 20001110 |  |  | Pass | null
378357775 | TNB | DISTRIBUTION | WP PUTRAJAYA & CYBERJAYA | Existing | VPTJ/PCE/J09021/MB09021 | 300280815 | CLOSED | 11 kV | RYB | PE 9.02 APT 4E (F1) |  |  | PTJ09023 |  | INDKOM | ZZT | 20001110 |  |  | Pass | null
378357875 | TNB | DISTRIBUTION | WP PUTRAJAYA & CYBERJAYA | Existing | VPTJ/PCE/J09022/MB09024 | 300280816 | CLOSED | 11 kV | RYB | PE 9.02 APT 4E (F2) |  |  | PTJ09026 |  | INDKOM | ZZT | 20001110 |  |  | Pass | null
378357974 | TNB | DISTRIBUTION | WP PUTRAJAYA & CYBERJAYA | Existing | VPTJ/PCE/J09031/MB09031 | 300280817 | CLOSED | 11 kV | RYB | PE 9.03 APT 3C (F1) |  |  | PTJ09033 |  | INDKOM | ZZT | 20000911 |  |  | Pass | null
378358067 | TNB | DISTRIBUTION | WP PUTRAJAYA & CYBERJAYA | Existing | VPTJ/PCE/J09032/MB09034 | 300280818 | CLOSED | 11 kV | RYB | PE 9.03 APT 3C (F2) |  |  | PTJ09036 |  | INDKOM | ZZT | 20000911 |  |  | Pass | null
378358165 | TNB | DISTRIBUTION | WP PUTRAJAYA & CYBERJAYA | Existing | VPTJ/PCE/J09041/MB09041 | 300280819 | CLOSED | 11 kV | RYB | PE 9.04 APT 3B (EFI) (F1) |  |  | PTJ09043 |  | INDKOM | ZZT | 20000911 |  |  | Pass | null
378358259 | TNB | DISTRIBUTION | WP PUTRAJAYA & CYBERJAYA | Existing | VPTJ/PCE/J09042/MB09044 | 300280820 | CLOSED | 11 kV | RYB | PE 9.04 APT 3B (EFI) (F2) |  |  | PTJ09046 |  | INDKOM | ZZT | 20000911 |  |  | Pass | null
378358598 | TNB | DISTRIBUTION | WP PUTRAJAYA & CYBERJAYA | Existing | VPTJ/PCE/J09061/MB09061 | 300280821 | CLOSED | 11 kV | RYB | PE 9.06 APT 2E (F1) |  |  | PTJ09063 |  | INDKOM | ZZT | 19990612 |  |  | Pass | null
378358621 | TNB | DISTRIBUTION | WP PUTRAJAYA & CYBERJAYA | Existing | VPTJ/PCE/J09062/MB09064 | 300280823 | CLOSED | 11 kV | RYB | PE 9.06 APT 2E (F2) |  |  | PTJ09066 |  | INDKOM | ZZT | 19990612 |  |  | Pass | null
378358784 | TNB | DISTRIBUTION | WP PUTRAJAYA & CYBERJAYA | Existing | VPTJ/PCE/J09071/MB09071 | 300280824 | CLOSED | 11 kV | RYB | PE 9.07 APT 2A (EFI) (F1) |  |  | PTJ09073 |  | INDKOM | ZZT | 19990612 |  |  | Pass | null
378358878 | TNB | DISTRIBUTION | WP PUTRAJAYA & CYBERJAYA | Existing | VPTJ/PCE/J09072/MB09074 | 300280825 | CLOSED | 11 kV | RYB | PE 9.07 APT 2A (EFI) (F2) |  |  | PTJ09076 |  | INDKOM | ZZT | 19990612 |  |  | Pass | null
378358981 | TNB | DISTRIBUTION | WP PUTRAJAYA & CYBERJAYA | Existing | VPTJ/PCE/J09081/MB09081 | 300280826 | CLOSED | 11 kV | RYB | PE 9.08 P9G TERES (F1) |  |  | PTJ09083 |  | INDKOM | ZZT | 21/06/1999 |  |  | Pass | null
378359072 | TNB | DISTRIBUTION | WP PUTRAJAYA & CYBERJAYA | Existing | VPTJ/PCE/J09082/MB09084 | 300280827 | CLOSED | 11 kV | RYB | PE 9.08 P9G TERES (F2) |  |  | PTJ09086 |  | INDKOM | ZZT | 21/06/1999 |  |  | Pass | null
378359165 | TNB | DISTRIBUTION | WP PUTRAJAYA & CYBERJAYA | Existing | VPTJ/PCE/J09091/MB09091 | 300280828 | CLOSED | 11 kV | RYB | PE 9.09 APT A1 (EFI) (F1) |  |  | PTJ09093 |  | INDKOM | ZZT | 19990412 |  |  | Pass | null
378359259 | TNB | DISTRIBUTION | WP PUTRAJAYA & CYBERJAYA | Existing | VPTJ/PCE/J09092/MB09094 | 300280829 | CLOSED | 11 kV | RYB | PE 9.09 APT A1 (EFI) (F2) |  |  | PTJ09096 |  | INDKOM | ZZT | 19990412 |  |  | Pass | null
378359361 | TNB | DISTRIBUTION | WP PUTRAJAYA & CYBERJAYA | Existing | VPTJ/PCE/J09101/MB09101 | 300280830 | CLOSED | 11 kV | RYB | PE 9.10 PS 1 |  |  | PTJ09103 |  | INDKOM | ZZT | 13/12/1999 |  |  | Pass | null
378359465 | TNB | DISTRIBUTION | WP PUTRAJAYA & CYBERJAYA | Existing | VPTJ/PCE/J09151/MB09151 | 300280839 | CLOSED | 11 kV | RYB | PE 9.15 APT 6D (EFI) (F1) |  |  | PTJ09153 |  | INDKOM | ZZT | 20021207 |  |  | Pass | null
378359548 | TNB | DISTRIBUTION | WP PUTRAJAYA & CYBERJAYA | Existing | VPTJ/PCE/J09152/MB09154 | 300280840 | CLOSED | 11 kV | RYB | PE 9.15 APT 6D (EFI) (F2) |  |  | PTJ09156 |  | INDKOM | ZZT | 20021207 |  |  | Pass | null
378359640 | TNB | DISTRIBUTION | WP PUTRAJAYA & CYBERJAYA | Existing | VPTJ/PCE/J09161/MB09161 | 300280841 | CLOSED | 11 kV | RYB | PE 9.16 APT 6F (F1) |  |  | PTJ09163 |  | INDKOM | ZZT | 20021207 |  |  | Pass | null
378359736 | TNB | DISTRIBUTION | WP PUTRAJAYA & CYBERJAYA | Existing | VPTJ/PCE/J09162/MB09164 | 300280842 | CLOSED | 11 kV | RYB | PE 9.16 APT 6F (F2) |  |  | PTJ09166 |  | INDKOM | ZZT | 20021207 |  |  | Pass | null
378359838 | TNB | DISTRIBUTION | WP PUTRAJAYA & CYBERJAYA | Existing | VPTJ/PCE/J09171/MB09171 | 300280843 | CLOSED | 11 kV | RYB | PE 9.17 APT 5A (EFI) (F1) |  |  | PTJ09173 |  | INDKOM | ZZT | 20021207 |  |  | Pass | null
378359863 | TNB | DISTRIBUTION | WP PUTRAJAYA & CYBERJAYA | Existing | VPTJ/PCE/J09172/MB09174 | 300280844 | CLOSED | 11 kV | RYB | PE 9.17 APT 5A (EFI) (F2) |  |  | PTJ09176 |  | INDKOM | ZZT | 20021207 |  |  | Pass | null
378360024 | TNB | DISTRIBUTION | WP PUTRAJAYA & CYBERJAYA | Existing | VPTJ/PCE/J09181/MB09181 | 300280845 | CLOSED | 11 kV | RYB | PE 9.18 APT 5C (F1) |  |  | PTJ09183 |  | INDKOM | ZZT | 20021207 |  |  | Pass | null
378360047 | TNB | DISTRIBUTION | WP PUTRAJAYA & CYBERJAYA | Existing | VPTJ/PCE/J09182/MB09184 | 300280846 | CLOSED | 11 kV | RYB | PE 9.18 APT 5C (F2) |  |  | PTJ09186 |  | INDKOM | ZZT | 20021207 |  |  | Pass | null
378360206 | TNB | DISTRIBUTION | WP PUTRAJAYA & CYBERJAYA | Existing | VPTJ/PCE/J09111/MB09111 | 300280831 | CLOSED | 11 kV | RYB | PE 9.11 KLINIK (F1) |  |  | PTJ09113 |  | INDKOM | ZZT | 15/02/1999 |  |  | Pass | null
378360229 | TNB | DISTRIBUTION | WP PUTRAJAYA & CYBERJAYA | Existing | VPTJ/PCE/J09112/MB09114 | 300280832 | CLOSED | 11 kV | RYB | PE 9.11 KLINIK (F2) |  |  | PTJ09116 |  | INDKOM | ZZT | 15/02/1999 |  |  | Pass | null
378360390 | TNB | DISTRIBUTION | WP PUTRAJAYA & CYBERJAYA | Existing | VPTJ/PCE/J09122/MB09124 | 300280834 | CLOSED | 11 kV | RYB | PE 9.12 SEK REN (F2) |  |  | PTJ09126 |  | INDKOM | ZZT | 16/10/1999 |  |  | Pass | null
378360481 | TNB | DISTRIBUTION | WP PUTRAJAYA & CYBERJAYA | Existing | VPTJ/PCE/J09121/MB09121 | 300280833 | CLOSED | 11 kV | RYB | PE 9.12 SEK REN (F1) |  |  | PTJ09123 |  | INDKOM | ZZT | 16/10/1999 |  |  | Pass | null
378360574 | TNB | DISTRIBUTION | WP PUTRAJAYA & CYBERJAYA | Existing | VPTJ/PCE/J09131/MB09131 | 300280837 | CLOSED | 11 kV | RYB | PE 9.13 SEK MEN (EFI) (F1) |  |  | PTJ09133 |  | INDKOM | ZZT | 20021101 |  |  | Pass | null
378360668 | TNB | DISTRIBUTION | WP PUTRAJAYA & CYBERJAYA | Existing | VPTJ/PCE/J09132/MB09134 | 300280838 | CLOSED | 11 kV | RYB | PE 9.13 SEK MEN (EFI) (F2) |  |  | PTJ09136 |  | INDKOM | ZZT | 20021101 |  |  | Pass | null
378360770 | TNB | DISTRIBUTION | WP PUTRAJAYA & CYBERJAYA | Existing | VPTJ/PCE/J09271/MB09271 | 300280858 | CLOSED | 11 kV | RYB | PE 9.27 APT 11A (F1) |  |  | PTJ09272 |  | ABB | IEC 298 | 20030812 |  |  | Pass | null
378360864 | TNB | DISTRIBUTION | WP PUTRAJAYA & CYBERJAYA | Existing | VPTJ/PCE/J09272/MB09274 | 300280859 | CLOSED | 11 kV | RYB | PE 9.27 APT 11A (F2) |  |  | PTJ09275 |  | ABB | IEC 298 | 20030812 |  |  | Pass | null
378360964 | TNB | DISTRIBUTION | WP PUTRAJAYA & CYBERJAYA | Existing | VPTJ/PCE/J09281/MB09281 | 300280860 | CLOSED | 11 kV | RYB | PE 9.28 APT 11C (EFI) (F1) |  |  | PTJ09282 |  | ABB | IEC 298 | 20030812 |  |  | Pass | null
378361060 | TNB | DISTRIBUTION | WP PUTRAJAYA & CYBERJAYA | Existing | VPTJ/PCE/J09282/MB09284 | 300280861 | CLOSED | 11 kV | RYB | PE 9.28 APT 11C (EFI) (F2) |  |  | PTJ09285 |  | TAMCO | RM6 | 20030812 |  |  | Pass | null
378361160 | TNB | DISTRIBUTION | WP PUTRAJAYA & CYBERJAYA | Existing | VPTJ/PCE/J07031/MB07031 | 300281276 | CLOSED | 11 kV | RYB | PE 7.03 STESEN PAM PS3 |  |  | PTJ07033 |  | INDKOM | ZZT | 27/07/1999 |  |  | Pass | null
378361324 | TNB | DISTRIBUTION | WP PUTRAJAYA & CYBERJAYA | Existing | VPTJ/PCE/J08241/MB08241 | 300280810 | CLOSED | 11 kV | RYB | PE 8.24 SERI SAUJANA (BR 8) |  |  | PTJ08242 |  | MERLIN GERIN | RM6 | 23/01/2003 |  |  | Pass | null
378361366 | TNB | DISTRIBUTION | WP PUTRAJAYA & CYBERJAYA | Existing | VPTJ/PCE/J08151/MB08151 | 300280799 | CLOSED | 11 kV | RYB | PE 8.15 RD2A L. SENTOSA |  |  | PTJ08153 |  | INDKOM | ZZT | 19990807 |  |  | Pass | null
378361457 | TNB | DISTRIBUTION | WP PUTRAJAYA & CYBERJAYA | Existing | VPTJ/PCE/J08011/MB08011 | 300280777 | CLOSED | 11 kV | RYB | PE 8.01 PS 10 (EFI) (F1) |  |  | PTJ08013 |  | INDKOM | ZZT | 23/07/1999 |  |  | Pass | null
378366358 | TNB | DISTRIBUTION | WP PUTRAJAYA & CYBERJAYA | Existing | VPTJ/PCE/J16301/MB16301 | 300454871 | CLOSED | 11 kV | RYB | PE 16.30 PERUMAHAN P16A (F1) |  |  | PTJ16303 |  | INDKOM | INS24 |  |  |  | Pass | null
378366464 | TNB | DISTRIBUTION | WP PUTRAJAYA & CYBERJAYA | Existing | VPTJ/PCE/J16302/MB16301 | 300454878 | CLOSED | 11 kV | RYB | PE 16.30 PERUMAHAN P16A (F2) |  |  | PTJ16305 |  | SCHNEIDER | NE-2iQ |  |  |  | Pass | null
378366620 | TNB | DISTRIBUTION | WP PUTRAJAYA & CYBERJAYA | Existing | VPTJ/PCE/J16281/MB16281 | 300281198 | CLOSED | 11 kV | RYB | PE 16.28 TAMAN WARISAN (F1) |  |  | PTJ16283 |  | INDKOM | ZZT | 20020112 |  |  | Pass | null
378366714 | TNB | DISTRIBUTION | WP PUTRAJAYA & CYBERJAYA | Existing | VPTJ/PCE/J16282/MB16284 | 300281199 | CLOSED | 11 kV | RYB | PE 16.28 TAMAN WARISAN (F2) |  |  | PTJ16286 |  | INDKOM | ZZT | 20020112 |  |  | Pass | null
378366818 | TNB | DISTRIBUTION | WP PUTRAJAYA & CYBERJAYA | Existing | VPTJ/PCE/J16061/MB16061 | 300281177 | CLOSED | 11 kV | RYB | PE 16.06 SEK REN F2 (F1) |  |  | PTJ16063 |  | INDKOM | ZZT | 16/02/2004 |  |  | Pass | null
378366914 | TNB | DISTRIBUTION | WP PUTRAJAYA & CYBERJAYA | Existing | VPTJ/PCE/J16062/MB16064 | 300281178 | CLOSED | 11 kV | RYB | PE 16.06 SEK REN F2 (F2) |  |  | PTJ16066 |  | INDKOM | ZZT | 16/02/2004 |  |  | Pass | null
378367015 | TNB | DISTRIBUTION | WP PUTRAJAYA & CYBERJAYA | Existing | VPTJ/PCE/J16071/MB16071 | 300281179 | CLOSED | 11 kV | RYB | PE 16.07 22 UNIT TERES (EFI) (F1) |  |  | PTJ16073 |  | INDKOM | ZZT | 20091008 |  |  | Pass | null
378367111 | TNB | DISTRIBUTION | WP PUTRAJAYA & CYBERJAYA | Existing | VPTJ/PCE/J16072/MB16074 | 300281180 | CLOSED | 11 kV | RYB | PE 16.07 22 UNIT TERES (EFI) (F2) |  |  | PTJ16076 |  | INDKOM | ZZT | 20091108 |  |  | Pass | null
378367217 | TNB | DISTRIBUTION | WP PUTRAJAYA & CYBERJAYA | Existing | VPTJ/PCE/J16292/MB16294 | 300281201 | CLOSED | 11 kV | RYB | PE 16.29 25 UNIT (EFI) (F2) |  |  | PTJ16296 |  | INDKOM | ZZT | 20091108 |  |  | Pass | null
378367311 | TNB | DISTRIBUTION | WP PUTRAJAYA & CYBERJAYA | Existing | VPTJ/PCE/J16291/MB16291 | 300281200 | CLOSED | 11 kV | RYB | PE 16.29 25 UNIT (EFI) (F1) |  |  | PTJ16293 |  | INDKOM | ZZT | 20091008 |  |  | Pass | null
378367536 | TNB | DISTRIBUTION | WP PUTRAJAYA & CYBERJAYA | Existing | VPTJ/PCE/J16271/MB16271 | 300281197 | CLOSED | 11 kV | RYB | PE 16.27 UPPER BISA |  |  | PTJ16273 |  | INDKOM | ZZT | 19/04/2000 |  |  | Pass | null
378367632 | TNB | DISTRIBUTION | WP PUTRAJAYA & CYBERJAYA | Existing | VPTJ/PCE/J16141/MB16141 | 300281181 | CLOSED | 11 kV | RYB | PE 16.14 SEMI D (EFI) (F1) |  |  | PTJ16143 |  | INDKOM | ZZT | 13/01/2002 |  |  | Pass | null
378367726 | TNB | DISTRIBUTION | WP PUTRAJAYA & CYBERJAYA | Existing | VPTJ/PCE/J16142/MB16144 | 300281182 | CLOSED | 11 kV | RYB | PE 16.14 SEMI D (EFI) (F2) |  |  | PTJ16146 |  | INDKOM | ZZT | 13/01/2002 |  |  | Pass | null
378367830 | TNB | DISTRIBUTION | WP PUTRAJAYA & CYBERJAYA | Existing | VPTJ/PCE/J16161/MB16161 | 300281185 | CLOSED | 11 kV | RYB | PE 16.16 PUSAT KEJIRANAN (F1) |  |  | PTJ16163 |  | INDKOM | ZZT | 27/02/2002 |  |  | Pass | null
378367924 | TNB | DISTRIBUTION | WP PUTRAJAYA & CYBERJAYA | Existing | VPTJ/PCE/J16162/MB16164 | 300281186 | CLOSED | 11 kV | RYB | PE 16.16 PUSAT KEJIRANAN (F2) |  |  | PTJ16166 |  | INDKOM | ZZT | 27/02/2002 |  |  | Pass | null
378368185 | TNB | DISTRIBUTION | WP PUTRAJAYA & CYBERJAYA | Existing | VPTJ/PCE/J01242/MB01244 | 300280435 | CLOSED | 11 kV | RYB | PE 1.24 BOT PUMP (F2) |  |  | PTJ01246 |  | INDKOM | ZZT | 24/08/2000 |  |  | Pass | null
378368283 | TNB | DISTRIBUTION | WP PUTRAJAYA & CYBERJAYA | Existing | VPTJ/PCE/J01241/MB01241 | 300280434 | CLOSED | 11 kV | RYB | PE 1.24 BOT PUMP (F1) |  |  | PTJ01243 |  | INDKOM | ZZT | 24/08/2000 |  |  | Pass | null
378368386 | TNB | DISTRIBUTION | WP PUTRAJAYA & CYBERJAYA | Existing | VPTJ/PCE/J01251/MB01251 | 300280436 | CLOSED | 11 kV | RYB | PE 1.25 BOT ADMIN (F1) |  |  | PTJ01253 |  | INDKOM | ZZT | 24/08/2000 |  |  | Pass | null
378368482 | TNB | DISTRIBUTION | WP PUTRAJAYA & CYBERJAYA | Existing | VPTJ/PCE/J01252/MB01254 | 300280437 | CLOSED | 11 kV | RYB | PE 1.25 BOT ADMIN (F2) |  |  | PTJ01256 |  | INDKOM | ZZT | 24/08/2000 |  |  | Pass | null
378368611 | TNB | DISTRIBUTION | WP PUTRAJAYA & CYBERJAYA | Existing | VPTJ/PCE/J01601/MB01601 | 300280593 | CLOSED | 11 kV | RYB | PE 1.60 L/S TPP |  |  | PTJ01602 |  | MERLIN GERIN | RM6 | 16/07/2003 |  |  | Pass | null
378368769 | TNB | DISTRIBUTION | WP PUTRAJAYA & CYBERJAYA | Existing | VPTJ/PCE/J01341/MB01341 | 300280441 | CLOSED | 11 kV | RYB | PE 1.34 PROMENADE |  |  | PTJ01342 |  | TAMCO | GR1 | 19991211 |  |  | Pass | null
378368877 | TNB | DISTRIBUTION | WP PUTRAJAYA & CYBERJAYA | Existing | VPTJ/PCE/J15031/MB15031 | 300281145 | CLOSED | 11 kV | RYB | PE 15.03 WR 3 |  |  | PTJ15032 |  | SCHNEIDER | RM6 | 20/01/2000 |  |  | Pass | null
378368983 | TNB | DISTRIBUTION | WP PUTRAJAYA & CYBERJAYA | Existing | VPTJ/PCE/J15041/MB15041 | 300281146 | CLOSED | 11 kV | RYB | PE 15.04 STABLE KOMPLEKS |  |  | PTJ15042 |  | MERLIN GERIN | RM 6 | 19900101 |  |  | Pass | null
378369089 | TNB | DISTRIBUTION | WP PUTRAJAYA & CYBERJAYA | Existing | VPTJ/PCE/J01671/MB01671 | 310308944 | CLOSED | 11 kV | RYB | SS 1.67 TEMP PARCEL F |  |  | PTJ01673 |  | INDKOM | INS24 ZZTID |  |  |  | Pass | null
378369315 | TNB | DISTRIBUTION | WP PUTRAJAYA & CYBERJAYA | Existing | VPTJ/PCE/J12031/MB12031 | 310338762 | CLOSED | 11 kV | RYB | PE 12.03 SPINE ROAD NO 1 |  |  | PTJ12033 |  | INDKOM | INS24 |  |  |  | Pass | null
378369692 | TNB | DISTRIBUTION | WP PUTRAJAYA & CYBERJAYA | Existing | VPTJ/PCE/J17041/MB17041 | 300281204 | CLOSED | 11 kV | RYB | PE 17.04 RK 1-1 (F1) |  |  | PTJ17043 |  | TAMCO | GR2 | 13/03/2007 |  |  | Pass | null
378369693 | TNB | DISTRIBUTION | WP PUTRAJAYA & CYBERJAYA | Existing | VPTJ/PCE/J17041/MB17041 | 300281204 | CLOSED | 11 kV | RYB | PE 17.04 RK 1-1 (F1) |  |  | PTJ17042 |  | TAMCO | GR2 | 13/03/2007 |  |  | Pass | null
378369908 | TNB | DISTRIBUTION | WP PUTRAJAYA & CYBERJAYA | Existing | VPTJ/PCE/J17042/MB17044 | 300281205 | CLOSED | 11 kV | RYB | PE 17.04 RK 1-1 (F2) |  |  | PTJ17046 |  | TAMCO | GR1 | 13/03/2007 |  |  | Pass | null
378369909 | TNB | DISTRIBUTION | WP PUTRAJAYA & CYBERJAYA | Existing | VPTJ/PCE/J17042/MB17044 | 300281205 | CLOSED | 11 kV | RYB | PE 17.04 RK 1-1 (F2) |  |  | PTJ17047 |  | TAMCO | GR1 | 13/03/2007 |  |  | Pass | null
378370083 | TNB | DISTRIBUTION | WP PUTRAJAYA & CYBERJAYA | Existing | VPTJ/PCE/J17051/MB17051 | 300281206 | CLOSED | 11 kV | RYB | PE 17.05 RK 1-2 (F1) |  |  | PTJ17052 |  | TAMCO | GR1 | 13/03/2007 |  |  | Pass | null
378370084 | TNB | DISTRIBUTION | WP PUTRAJAYA & CYBERJAYA | Existing | VPTJ/PCE/J17051/MB17051 | 300281206 | CLOSED | 11 kV | RYB | PE 17.05 RK 1-2 (F1) |  |  | PTJ17053 |  | TAMCO | GR1 | 13/03/2007 |  |  | Pass | null
378383240 | TNB | DISTRIBUTION | WP PUTRAJAYA & CYBERJAYA | Existing | VCBJ/PCE/J21841/MB21841 | 300452904 | CLOSED | 11 kV | RYB | PE 21.84 GLOMAC |  |  | CBJ21843 |  | INDKOM | ZZT I/D |  | TX1-1000KVA |  | Pass | null
378383241 | TNB | DISTRIBUTION | WP PUTRAJAYA & CYBERJAYA | Existing | VCBJ/PCE/J21841/MB21841 | 300452904 | CLOSED | 11 kV | RYB | PE 21.84 GLOMAC |  |  | CBJ21844 |  | INDKOM | ZZT I/D |  | TX2-1000KVA |  | Pass | null
378383405 | TNB | DISTRIBUTION | WP PUTRAJAYA & CYBERJAYA | Existing | VCBJ/PCE/J23141/MB23141 | 300485608 | CLOSED | 11 kV | RYB | PE 23.14 GLOMAC 2B |  |  | CBJ23143 |  |  | INS 24 | 30/11/2014 | TX-1000KVA |  | Pass | null
378383514 | TNB | DISTRIBUTION | WP PUTRAJAYA & CYBERJAYA | Existing | VCBJ/PCE/J23131/MB23131 | 300485222 | CLOSED | 11 kV | RYB | PE 23.13 GLOMAC 2A |  |  | CBJ23133 |  |  | INS 24 | 29/11/2014 | TX-1000KVA |  | Pass | null
378383818 | TNB | DISTRIBUTION | WP PUTRAJAYA & CYBERJAYA | Existing | VCBJ/PCE/J23281/MB1 | 310338782 | CLOSED | 11 kV | RYB | PE 23.28 SITE OFFICE PERSONA METRO |  |  | CBJ23283 |  | TAMCO |  |  | TX-1000KVA |  | Pass | null
378384019 | TNB | DISTRIBUTION | WP PUTRAJAYA & CYBERJAYA | Existing | VCBJ/PCE/J21601/MB21601 | 300280631 | CLOSED | 11 kV | RYB | PE 21.60 PADAT PPN CJ7 |  |  | CBJ21602 |  | INDKOM | ZZT | 28/10/2008 | TX-1000KVA |  | Pass | null
378384127 | TNB | DISTRIBUTION | WP PUTRAJAYA & CYBERJAYA | Existing | VCBJ/PCE/J22101/MB22101 | 300280576 | CLOSED | 11 kV | RYB | PE 22.10 D' MELOR F1 |  |  | CBJ22103 |  | INDKOM | ZZT | 24/03/2001 | TX1-1000KVA |  | Pass | null
378384150 | TNB | DISTRIBUTION | WP PUTRAJAYA & CYBERJAYA | Existing | VCBJ/PCE/J22102/MB22104 | 300280578 | CLOSED | 11 kV | RYB | PE 22.10 D' MELOR F2 |  |  | CBJ22106 |  | INDKOM | ZZT | 24/03/2001 | TX2-1000KVA |  | Pass | null
378384343 | TNB | DISTRIBUTION | WP PUTRAJAYA & CYBERJAYA | Existing | VCBJ/PCE/J21141/MB21141 | 300281033 | CLOSED | 11 kV | RYB | PE 21.14 PUSAT REKREASI SMART HOME F1 |  |  | CBJ21143 |  | INDKOM | ZZT | 20030506 | TX1-1000KVA |  | Pass | null
378384366 | TNB | DISTRIBUTION | WP PUTRAJAYA & CYBERJAYA | Existing | VCBJ/PCE/J21142/MB21144 | 300281032 | CLOSED | 11 kV | RYB | PE 21.14 PUSAT REKREASI SMART HOME F2 |  |  | CBJ21146 |  | INDKOM | ZZT | 20030506 | TX2-1000KVA |  | Pass | null
378384718 | TNB | DISTRIBUTION | WP PUTRAJAYA & CYBERJAYA | Existing | VCBJ/PCE/J21161/MB21161 | 300281028 | CLOSED | 11 kV | RYB | PE 21.16 SMART HOMES F1 |  |  | CBJ21163 |  | INDKOM | ZZT | 27/09/2004 | TX1-1000KVA |  | Pass | null
378384741 | TNB | DISTRIBUTION | WP PUTRAJAYA & CYBERJAYA | Existing | VCBJ/PCE/J21162/MB21164 | 300281027 | CLOSED | 11 kV | RYB | PE 21.16 SMART HOMES F2 |  |  | CBJ21166 |  | INDKOM | ZZT | 27/09/2004 | TX2-1000KVA |  | Pass | null
378385410 | TNB | DISTRIBUTION | WP PUTRAJAYA & CYBERJAYA | Existing | VCBJ/PCE/J21181/MB21181 | 300281024 | CLOSED | 11 kV | RYB | PE 21.18 CONDO A1 CYBERIA F1 |  |  | CBJ21183 |  | INDKOM | ZZT | 25/11/2001 | TX1-1000KVA |  | Pass | null
378385433 | TNB | DISTRIBUTION | WP PUTRAJAYA & CYBERJAYA | Existing | VCBJ/PCE/J21182/MB21184 | 300281023 | CLOSED | 11 kV | RYB | PE 21.18 CONDO A1 CYBERIA F2 |  |  | CBJ21186 |  | INDKOM | ZZT | 25/11/2001 | TX2-1000KVA |  | Pass | null
378385600 | TNB | DISTRIBUTION | WP PUTRAJAYA & CYBERJAYA | Existing | VCBJ/PCE/J21172/MB21174 | 300281025 | CLOSED | 11 kV | RYB | PE 21.17 CONDO A3 CYBERIA F2 |  |  | CBJ21176 |  | INDKOM | ZZT | 25/11/2001 | TX2-1000KVA |  | Pass | null
378385686 | TNB | DISTRIBUTION | WP PUTRAJAYA & CYBERJAYA | Existing | VCBJ/PCE/J21171/MB21171 | 300281026 | CLOSED | 11 kV | RYB | PE 21.17 CONDO A3 CYBERIA F1 |  |  | CBJ21173 |  | INDKOM | ZZT | 25/11/2001 | TX1-1000KVA |  | Pass | null
378385781 | TNB | DISTRIBUTION | WP PUTRAJAYA & CYBERJAYA | Existing | VCBJ/PCE/J21492/MB21494 | 300280971 | CLOSED | 11 kV | RYB | PE 21.49 CONDO B2 F2 |  |  | CBJ21496 |  | INDKOM | ZZT | 20040801 | TX2-1000KVA |  | Pass | null
378385873 | TNB | DISTRIBUTION | WP PUTRAJAYA & CYBERJAYA | Existing | VCBJ/PCE/J21491/MB21491 | 300280976 | CLOSED | 11 kV | RYB | PE 21.49 CONDO B2 F1 |  |  | CBJ21493 |  | INDKOM | ZZT | 20040801 | TX1-1000KVA |  | Pass | null
378385969 | TNB | DISTRIBUTION | WP PUTRAJAYA & CYBERJAYA | Existing | VCBJ/PCE/J21512/MB21514 | 300280967 | CLOSED | 11 kV | RYB | PE 21.51 CONDO C1 F2 |  |  | CBJ21516 |  | INDKOM | ZZT | 20040510 | TX2-1000KVA |  | Pass | null
378386060 | TNB | DISTRIBUTION | WP PUTRAJAYA & CYBERJAYA | Existing | VCBJ/PCE/J21511/MB21511 | 300280970 | CLOSED | 11 kV | RYB | PE 21.51 CONDO C1 F1 |  |  | CBJ21513 |  | INDKOM | ZZT | 20040510 | TX1-1000KVA |  | Pass | null
378386164 | TNB | DISTRIBUTION | WP PUTRAJAYA & CYBERJAYA | Existing | VCBJ/PCE/J21522/MB21524 | 300280962 | CLOSED | 11 kV | RYB | PE 21.52 CONDO C3 F2 |  |  | CBJ21526 |  | INDKOM | ZZT | 20040510 | TX2-1000KVA |  | Pass | null
378386260 | TNB | DISTRIBUTION | WP PUTRAJAYA & CYBERJAYA | Existing | VCBJ/PCE/J21521/MB21521 | 300280965 | CLOSED | 11 kV | RYB | PE 21.52 CONDO C3 F1 |  |  | CBJ21523 |  | INDKOM | ZZT | 20040510 | TX1-1000KVA |  | Pass | null
378386385 | TNB | DISTRIBUTION | WP PUTRAJAYA & CYBERJAYA | Existing | VCBJ/PCE/J25051/MB25051 | 310371337 | CLOSED | 11 kV | RYB | PE 25.05 HOSTEL BLOK 1D |  |  | CBJ25053 |  | INDKOM | INS24 |  | TX1-1000KVA |  | Pass | null
378386386 | TNB | DISTRIBUTION | WP PUTRAJAYA & CYBERJAYA | Existing | VCBJ/PCE/J25051/MB25051 | 310371337 | CLOSED | 11 kV | RYB | PE 25.05 HOSTEL BLOK 1D |  |  | CBJ25054 |  | INDKOM | INS24 |  | TX2-1000KVA |  | Pass | null
378386556 | TNB | DISTRIBUTION | WP PUTRAJAYA & CYBERJAYA | Existing | VCBJ/PCE/J25041/MB25041 | 310339238 | CLOSED | 11 kV | RYB | PE 25.04 HOSTEL BLOK 1C |  |  | CBJ25043 |  | INDKOM |  |  | TX1-1000KVA |  | Pass | null
378386557 | TNB | DISTRIBUTION | WP PUTRAJAYA & CYBERJAYA | Existing | VCBJ/PCE/J25041/MB25041 | 310339238 | CLOSED | 11 kV | RYB | PE 25.04 HOSTEL BLOK 1C |  |  | CBJ25044 |  | INDKOM |  |  | TX2-1000KVA |  | Pass | null
378386767 | TNB | DISTRIBUTION | WP PUTRAJAYA & CYBERJAYA | Existing | VCBJ/PCE/J25031/MB25031 | 300453483 | CLOSED | 11 kV | RYB | PE 25.03 HOSTEL BLOK 1B |  |  | CBJ25033 |  | INDKOM | INS24 |  | TX1-1000KVA |  | Pass | null
378386861 | TNB | DISTRIBUTION | WP PUTRAJAYA & CYBERJAYA | Existing | VCBJ/PCE/J25021/MB25021 | 300454737 | CLOSED | 11 kV | RYB | PE 25.02 HOSTEL BLOK 1A |  |  | CBJ25023 |  | INDKOM | INS24 |  | TX1-1000KVA |  | Pass | null
378386959 | TNB | DISTRIBUTION | WP PUTRAJAYA & CYBERJAYA | Existing | VCBJ/PCE/J23031/MB23031 | 300454682 | CLOSED | 11 kV | RYB | PE 23.03 MUTIARA VILLE 1 |  |  | CBJ23033 |  | INDKOM | ZZT |  | TX-1000KVA |  | Pass | null
378387053 | TNB | DISTRIBUTION | WP PUTRAJAYA & CYBERJAYA | Existing | VCBJ/PCE/J23041/MB23041 | 300454734 | CLOSED | 11 kV | RYB | PE 23.04 MUTIARA VILLE 2 |  |  | CBJ23043 |  | INDKOM | ZZT |  | TX-1000KVA |  | Pass | null
378387224 | TNB | DISTRIBUTION | WP PUTRAJAYA & CYBERJAYA | Existing | VCBJ/PCE/J23011/MB23011 | 300280382 | CLOSED | 11 kV | RYB | PE 23.01 PS 2-9 F1 |  |  | CBJ23012 |  | TAMCO | ID-0233 | 20061212 | TX1-1000KVA |  | Pass | null
378387247 | TNB | DISTRIBUTION | WP PUTRAJAYA & CYBERJAYA | Existing | VCBJ/PCE/J23012/MB23014 | 300280383 | CLOSED | 11 kV | RYB | PE 23.01 PS 2-9 F2 |  |  | CBJ23015 |  | TAMCO | ID-0235 | 20061212 | TX2-1000KVA |  | Pass | null
378400221 | TNB | DISTRIBUTION | WP PUTRAJAYA & CYBERJAYA | Existing | VPTJ/PCE/J11211/MB11211 | 300281039 | CLOSED | 11 kV | RYB | PE 11.21 PUSAT KEJIRANAN (F1) |  |  | PTJ11215 |  | TAMCO | GR1 | 30/05/2006 |  |  | Pass | null
378400302 | TNB | DISTRIBUTION | WP PUTRAJAYA & CYBERJAYA | Existing | VPTJ/PCE/J11212/MB11214 | 300281041 | CLOSED | 11 kV | RYB | PE 11.21 PUSAT KEJIRANAN (F2) |  |  | PTJ11212 |  | TAMCO | GR1 | 30/05/2006 |  |  | Pass | null
378400386 | TNB | DISTRIBUTION | WP PUTRAJAYA & CYBERJAYA | Existing | VPTJ/PCE/J11381/MB11381 | 300281070 | CLOSED | 11 kV | RYB | PE 11.38 PS 13 |  |  | PTJ11382 |  | MERLIN GERIN | RM 6 | 26/08/2004 |  |  | Pass | null
378400479 | TNB | DISTRIBUTION | WP PUTRAJAYA & CYBERJAYA | Existing | VPTJ/PCE/J11391/MB11391 | 300281071 | CLOSED | 11 kV | RYB | PE 11.39 BLOK A |  |  | PTJ11393 |  | INDKOM | ZZT | 17/08/2004 |  |  | Pass | null
378404468 | TNB | DISTRIBUTION | WP PUTRAJAYA & CYBERJAYA | Existing | VPTJ/PCE/J01371/MB01371 | 300280451 | CLOSED | 11 kV | RYB | PE 1.37 E16 ANJUNG (F1) |  |  | PTJ01373 |  | INDKOM | ZZT | 20/01/2001 |  |  | Pass | null
378404562 | TNB | DISTRIBUTION | WP PUTRAJAYA & CYBERJAYA | Existing | VPTJ/PCE/J01372/MB01374 | 300280454 | CLOSED | 11 kV | RYB | PE 1.37 E16 ANJUNG (F2) |  |  | PTJ01376 |  | INDKOM | ZZT | 20/01/2001 |  |  | Pass | null
378405030 | TNB | DISTRIBUTION | WP PUTRAJAYA & CYBERJAYA | Existing | VPTJ/PCE/J01561/MB01561 | 300280571 | CLOSED | 11 kV | RYB | PE 1.56 SEK.MEN. A/SHAH (F1) |  |  | PTJ01563 |  | INDKOM | ZZT | 20030801 |  |  | Pass | null
378405124 | TNB | DISTRIBUTION | WP PUTRAJAYA & CYBERJAYA | Existing | VPTJ/PCE/J01562/MB01564 | 300280574 | CLOSED | 11 kV | RYB | PE 1.56 SEK.MEN. A/SHAH (F2) |  |  | PTJ01566 |  | INDKOM | ZZT | 20030801 |  |  | Pass | null
378405220 | TNB | DISTRIBUTION | WP PUTRAJAYA & CYBERJAYA | Existing | VPTJ/PCE/J01571/MB01571 | 300280577 | CLOSED | 11 kV | RYB | PE 1.57 SEK.MEN. A/SHAH (F1) |  |  | PTJ01573 |  | INDKOM | ZZT | 20030801 |  |  | Pass | null
378405316 | TNB | DISTRIBUTION | WP PUTRAJAYA & CYBERJAYA | Existing | VPTJ/PCE/J01572/MB01574 | 300280579 | CLOSED | 11 kV | RYB | PE 1.57 SEK.MEN. A/SHAH (F2) |  |  | PTJ01576 |  | INDKOM | ZZT | 20030801 |  |  | Pass | null
378405566 | TNB | DISTRIBUTION | WP PUTRAJAYA & CYBERJAYA | Existing | VPTJ/PCE/J01531/MB01531 | 300280554 | CLOSED | 11 kV | RYB | PE 1.53 NORTH DEPT (F1) |  |  | PTJ01534 |  | INDKOM | GA | 20041001 |  |  | Pass | null
378405671 | TNB | DISTRIBUTION | WP PUTRAJAYA & CYBERJAYA | Existing | VPTJ/PCE/J01541/MB01541 | 300280559 | CLOSED | 11 kV | RYB | PE 1.54 SOUTH DEPT (F1) |  |  | PTJ01544 |  | INDKOM | ZZZT | 20041001 |  |  | Pass | null
378405934 | TNB | DISTRIBUTION | WP PUTRAJAYA & CYBERJAYA | Existing | VPTJ/PCE/J01381/MB01381 | 300280461 | CLOSED | 11 kV | RYB | PE 1.38 TAMAN PUTRA PERDANA (F1) |  |  | PTJ01384 |  | INDKOM | ZZT | 24/08/2000 |  |  | Pass | null
378406037 | TNB | DISTRIBUTION | WP PUTRAJAYA & CYBERJAYA | Existing | VPTJ/PCE/J01382/MB01385 | 300280462 | CLOSED | 11 kV | RYB | PE 1.38 TAMAN PUTRA PERDANA (F2) |  |  | PTJ01387 |  | INDKOM | ZZT | 24/08/2000 |  |  | Pass | null
378406348 | TNB | DISTRIBUTION | WP PUTRAJAYA & CYBERJAYA | Existing | VPTJ/PCE/J15221/MB15221 | 300281157 | CLOSED | 11 kV | RYB | PE 15.22 PADAT WR 6 |  |  | PTJ15222 |  | SCHNEIDER | RM6 | 27/08/2005 |  |  | Pass | null
378406546 | TNB | DISTRIBUTION | WP PUTRAJAYA & CYBERJAYA | Existing | VPTJ/PCE/J15452/MB15454 | 300281172 | CLOSED | 11 kV | RYB | PE 15.45 Blok C1 15-12B (F2) |  |  | PTJ15456 |  | INDKOM | ZZT | 20091010 |  |  | Pass | null
378406640 | TNB | DISTRIBUTION | WP PUTRAJAYA & CYBERJAYA | Existing | VPTJ/PCE/J15451/MB15451 | 300281171 | CLOSED | 11 kV | RYB | PE 15.45 Blok C1 15-12B (F1) |  |  | PTJ15453 |  | INDKOM | ZZT | 20091010 |  |  | Pass | null
378406734 | TNB | DISTRIBUTION | WP PUTRAJAYA & CYBERJAYA | Existing | VPTJ/PCE/J15461/MB15461 | 300281173 | CLOSED | 11 kV | RYB | PE 15.46 Blok C2 15-12B (F1) |  |  | PTJ15462 |  | EPE | VRN 2A | 20091010 |  |  | Pass | null
378406828 | TNB | DISTRIBUTION | WP PUTRAJAYA & CYBERJAYA | Existing | VPTJ/PCE/J15462/MB15464 | 300281174 | CLOSED | 11 kV | RYB | PE 15.46 Blok C2 15-12B (F2) |  |  | PTJ15465 |  | EPE | VRN 2A | 20091010 |  |  | Pass | null
378406924 | TNB | DISTRIBUTION | WP PUTRAJAYA & CYBERJAYA | Existing | VPTJ/PCE/J15441/MB15441 | 300281169 | CLOSED | 11 kV | RYB | PE 15.44 Blok A3 15-12B (F1) |  |  | PTJ15442 |  | EPE | VRN 2A | 20091010 |  |  | Pass | null
378407018 | TNB | DISTRIBUTION | WP PUTRAJAYA & CYBERJAYA | Existing | VPTJ/PCE/J15442/MB15444 | 300281170 | CLOSED | 11 kV | RYB | PE 15.44 Blok A3 15-12B (F2) |  |  | PTJ15445 |  | EPE | VRN 2A | 20091010 |  |  | Pass | null
378407114 | TNB | DISTRIBUTION | WP PUTRAJAYA & CYBERJAYA | Existing | VPTJ/PCE/J15431/MB15431 | 300281167 | CLOSED | 11 kV | RYB | PE 15.43 BLOK A2 15-12B (F1) |  |  | PTJ15432 |  | EPE | VRN 2A | 20091010 |  |  | Pass | null
378407208 | TNB | DISTRIBUTION | WP PUTRAJAYA & CYBERJAYA | Existing | VPTJ/PCE/J15432/MB15434 | 300281168 | CLOSED | 11 kV | RYB | PE 15.43 BLOK A2 15-12B (F2) |  |  | PTJ15435 |  | EPE | VRN 2A | 20091010 |  |  | Pass | null
378407356 | TNB | DISTRIBUTION | WP PUTRAJAYA & CYBERJAYA | Existing | VPTJ/PCE/J15421/MB15421 | 300281165 | CLOSED | 11 kV | RYB | PE 15.42 P/PURI 15-12 BLOK C (F1) |  |  | PTJ15422 |  | EPE | VRN 2A | 20090601 |  |  | Pass | null
378407452 | TNB | DISTRIBUTION | WP PUTRAJAYA & CYBERJAYA | Existing | VPTJ/PCE/J15422/MB15424 | 300281166 | CLOSED | 11 kV | RYB | PE 15.42 P/PURI 15-12 BLOK C (F2) |  |  | PTJ15425 |  | EPE | VRN 2A | 20090701 |  |  | Pass | null
378407548 | TNB | DISTRIBUTION | WP PUTRAJAYA & CYBERJAYA | Existing | VPTJ/PCE/J15411/MB15411 | 300281163 | CLOSED | 11 kV | RYB | PE 15.41 P/PURI 15-12 BLOK B (F1) |  |  | PTJ15412 |  | EPE | VRN 2A | 20090601 |  |  | Pass | null
378407644 | TNB | DISTRIBUTION | WP PUTRAJAYA & CYBERJAYA | Existing | VPTJ/PCE/J15412/MB15414 | 300281164 | CLOSED | 11 kV | RYB | PE 15.41 P/PURI 15-12 BLOK B (F2) |  |  | PTJ15415 |  | EPE | VRN 2A | 20090701 |  |  | Pass | null
378407740 | TNB | DISTRIBUTION | WP PUTRAJAYA & CYBERJAYA | Existing | VPTJ/PCE/J15401/MB15401 | 300281161 | CLOSED | 11 kV | RYB | PE 15.40 P/PURI 15-12 BLOK A (F1) |  |  | PTJ15402 |  | EPE | VRN 2A | 20090601 |  |  | Pass | null
378407834 | TNB | DISTRIBUTION | WP PUTRAJAYA & CYBERJAYA | Existing | VPTJ/PCE/J15402/MB15404 | 300281162 | CLOSED | 11 kV | RYB | PE 15.40 P/PURI 15-12 BLOK A (F2) |  |  | PTJ15405 |  | EPE | VRN 2A | 20090701 |  |  | Pass | null
378407930 | TNB | DISTRIBUTION | WP PUTRAJAYA & CYBERJAYA | Existing | VPTJ/PCE/J15471/MB15471 | 300454849 | CLOSED | 11 kV | RYB | PE 15.47 APARTMENT ALAM DESA (F1) |  |  | PTJ15473 |  | INDKOM | ZZT |  |  |  | Pass | null
378408026 | TNB | DISTRIBUTION | WP PUTRAJAYA & CYBERJAYA | Existing | VPTJ/PCE/J15472/MB15474 | 300454861 | CLOSED | 11 kV | RYB | PE 15.47 APARTMENT ALAM DESA (F2) |  |  | PTJ15476 |  | INDKOM | ZZT |  |  |  | Pass | null
378408122 | TNB | DISTRIBUTION | WP PUTRAJAYA & CYBERJAYA | Existing | VPTJ/PCE/J15351/MB15351 | 300282003 | CLOSED | 11 kV | RYB | PE 15.35 FASA 15-1A (F1) |  |  | PTJ15352 |  | EPE | VRN2A | 14/11/2009 |  |  | Pass | null
378408216 | TNB | DISTRIBUTION | WP PUTRAJAYA & CYBERJAYA | Existing | VPTJ/PCE/J15352/MB15354 | 300282004 | CLOSED | 11 kV | RYB | PE 15.35 FASA 15-1A (F2) |  |  | PTJ15355 |  | EPE | VRN2A | 15/11/2009 |  |  | Pass | null
378408312 | TNB | DISTRIBUTION | WP PUTRAJAYA & CYBERJAYA | Existing | VPTJ/PCE/J15361/MB15361 | 300282005 | CLOSED | 11 kV | RYB | PE 15.36 FASA 15-1B (F1) |  |  | PTJ15363 |  | INDKOM | ZZT | 14/11/2009 |  |  | Pass | null
378408406 | TNB | DISTRIBUTION | WP PUTRAJAYA & CYBERJAYA | Existing | VPTJ/PCE/J15362/MB15364 | 300282006 | CLOSED | 11 kV | RYB | PE 15.36 FASA 15-1B(F2) |  |  | PTJ15366 |  | INDKOM | ZZT | 15/11/2009 |  |  | Pass | null
378408502 | TNB | DISTRIBUTION | WP PUTRAJAYA & CYBERJAYA | Existing | VPTJ/PCE/J15381/MB15381 | 300282009 | CLOSED | 11 kV | RYB | PE 15.38 FASA 15-3B (F1) |  |  | PTJ15383 |  | INDKOM | ZZT | 14/11/2009 |  |  | Pass | null
378408596 | TNB | DISTRIBUTION | WP PUTRAJAYA & CYBERJAYA | Existing | VPTJ/PCE/J15382/MB15384 | 300282010 | CLOSED | 11 kV | RYB | PE 15.38 FASA 15-3B (F2) |  |  | PTJ15386 |  | INDKOM | ZZT | 15/11/2009 |  |  | Pass | null
378408692 | TNB | DISTRIBUTION | WP PUTRAJAYA & CYBERJAYA | Existing | VPTJ/PCE/J15391/MB15391 | 300282011 | CLOSED | 11 kV | RYB | PE 15.39 FASA 15-3A (F1) |  |  | PTJ15393 |  | INDKOM | ZZT | 14/11/2009 |  |  | Pass | null
378421957 | TNB | DISTRIBUTION | WP PUTRAJAYA & CYBERJAYA | Existing | VPTJ/PCE/J17052/MB17054 | 300281207 | CLOSED | 11 kV | RYB | PE 17.05 RK 1-2 (F2) |  |  | PTJ17056 |  | TAMCO | GR1 | 13/03/2007 |  |  | Pass | null
378421958 | TNB | DISTRIBUTION | WP PUTRAJAYA & CYBERJAYA | Existing | VPTJ/PCE/J17052/MB17054 | 300281207 | CLOSED | 11 kV | RYB | PE 17.05 RK 1-2 (F2) |  |  | PTJ17057 |  | TAMCO | GR1 | 13/03/2007 |  |  | Pass | null
378422119 | TNB | DISTRIBUTION | WP PUTRAJAYA & CYBERJAYA | Existing | VPTJ/PCE/J17081/MB17081 | 300288173 | CLOSED | 11 kV | RYB | PE 17.08 BLOK E 17RK2 (F1) |  |  | PTJ17083 |  | INDKOM | ZZT | 27/12/2010 |  |  | Pass | null
378422403 | TNB | DISTRIBUTION | WP PUTRAJAYA & CYBERJAYA | Existing | VPTJ/PCE/J17072/MB17074 | 300288171 | CLOSED | 11 kV | RYB | PE 17.07 BLOK C 17RK2 (F2) |  |  | PTJ17076 |  | INDKOM | INS24 (ZZTID) | 28/12/2010 |  |  | Pass | null
378422497 | TNB | DISTRIBUTION | WP PUTRAJAYA & CYBERJAYA | Existing | VPTJ/PCE/J17071/MB17071 | 300288169 | CLOSED | 11 kV | RYB | PE 17.07 BLOK C 17RK2 (F1) |  |  | PTJ17073 |  | INDKOM | INS24 (ZZTID) | 27/12/2010 |  |  | Pass | null
378422593 | TNB | DISTRIBUTION | WP PUTRAJAYA & CYBERJAYA | Existing | VPTJ/PCE/J17091/MB17091 | 310288765 | CLOSED | 11 kV | RYB | PE 17.09 SEK REN PRESINT 17 F1 |  |  | PTJ17092 |  |  | VRN6a |  |  |  | Pass | null
378422687 | TNB | DISTRIBUTION | WP PUTRAJAYA & CYBERJAYA | Existing | VPTJ/PCE/J17092/MB17094 | 310288779 | CLOSED | 11 kV | RYB | PE 17.09 SEK REN PRESINT 17 (F2) |  |  | PTJ17095 |  |  | VRN6a |  |  |  | Pass | null
378422783 | TNB | DISTRIBUTION | WP PUTRAJAYA & CYBERJAYA | Existing | VPTJ/PCE/J01311/MB01311 | 300280439 | CLOSED | 11 kV | RYB | PE 1.31 PADAT PERSIARAN PERDANA |  |  | PTJ01313 |  | INDKOM | ZZT | 15/04/1999 |  |  | Pass | null
378422954 | TNB | DISTRIBUTION | WP PUTRAJAYA & CYBERJAYA | Existing | VPTJ/PCE/J01271/MB01271 | 300280438 | CLOSED | 11 kV | RYB | PE 1.27 PADAT PERSIARAN PERSEKUTUAN |  |  | PTJ01273 |  | INDKOM | ZZT | 25/05/1999 |  |  | Pass | null
378423184 | TNB | DISTRIBUTION | WP PUTRAJAYA & CYBERJAYA | Existing | VPTJ/PCE/J01591/MB01591 | 300280588 | CLOSED | 11 kV | RYB | PE 1.59 WETLAND MANAGEMENT |  |  | PTJ01593 |  | SCHNEIDER | NA | 29/07/2003 |  |  | Pass | null
378423350 | TNB | DISTRIBUTION | WP PUTRAJAYA & CYBERJAYA | Existing | VPTJ/PCE/J13041/MB13041 | 300281103 | CLOSED | 11 kV | RYB | PE 13.04 UGS PERSEKUTUAN |  |  | PTJ13043 |  | INDKOM | ZZT | 15/04/1999 |  |  | Pass | null
378423562 | TNB | DISTRIBUTION | WP PUTRAJAYA & CYBERJAYA | Existing | VPTJ/PCE/J01331/MB01331 | 300280445 | CLOSED | 11 kV | RYB | PE 1.33 INSIDE PPU 1 S/L OVAL |  |  | PTJ01333 |  | MERLIN GERIN | ZZT | 17/06/1999 |  |  | Pass | null
378423668 | TNB | DISTRIBUTION | WP PUTRAJAYA & CYBERJAYA | Existing | VPTJ/PCE/J01291/MB01291 | 300280444 | CLOSED | 11 kV | RYB | PE 1.29 PERDANA WALK |  |  | PTJ01294 |  | MERLIN GERIN | RM6 | 30/06/1999 |  |  | Pass | null
378423778 | TNB | DISTRIBUTION | WP PUTRAJAYA & CYBERJAYA | Existing | VPTJ/PCE/J01351/MB01351 | 300280442 | CLOSED | 11 kV | RYB | PE 1.35 MOSQUE (F1) |  |  | PTJ01353 |  | INDKOM | ZZT | 19991205 |  |  | Pass | null
378423872 | TNB | DISTRIBUTION | WP PUTRAJAYA & CYBERJAYA | Existing | VPTJ/PCE/J01352/MB01354 | 300280447 | CLOSED | 11 kV | RYB | PE 1.35 MOSQUE (F2) |  |  | PTJ01356 |  | INDKOM | ZZT | 19991205 |  |  | Pass | null
378424011 | TNB | DISTRIBUTION | WP PUTRAJAYA & CYBERJAYA | Existing | VPTJ/PCE/J17082/MB17084 | 300288175 | CLOSED | 11 kV | RYB | PE 17.08 BLOK E 17RK2 (F2) |  |  | PTJ17086 |  | INDKOM | ZZT | 28/12/2010 |  |  | Pass | null
378424069 | TNB | DISTRIBUTION | WP PUTRAJAYA & CYBERJAYA | Existing | VPTJ/PCE/J17061/MB17061 | 300288162 | CLOSED | 11 kV | RYB | PE 17.06 BLOK A 17RK2 (F1) |  |  | PTJ17063 |  | INDKOM | INS24 (ZZTID) | 27/12/2010 |  |  | Pass | null
378424163 | TNB | DISTRIBUTION | WP PUTRAJAYA & CYBERJAYA | Existing | VPTJ/PCE/J17062/MB17064 | 300288166 | CLOSED | 11 kV | RYB | PE 17.06 BLOK A 17RK2 (F2) |  |  | PTJ17066 |  | INDKOM | INS24 (ZZTID) | 28/12/2010 |  |  | Pass | null
378424272 | TNB | DISTRIBUTION | WP PUTRAJAYA & CYBERJAYA | Existing | VPTJ/PCE/J02032/MB02034 | 300280613 | CLOSED | 11 kV | RYB | PE 2.03 RUMAH PAM (F2) |  |  | PTJ02036 |  | INDKOM | ZZT | 20010502 |  |  | Pass | null
378424368 | TNB | DISTRIBUTION | WP PUTRAJAYA & CYBERJAYA | Existing | VPTJ/PCE/J02031/MB02031 | 300280611 | CLOSED | 11 kV | RYB | PE 2.03 RUMAH PAM (F1) |  |  | PTJ02033 |  | INDKOM | ZZT | 20010502 |  |  | Pass | null
378424528 | TNB | DISTRIBUTION | WP PUTRAJAYA & CYBERJAYA | Existing | VPTJ/PCE/J02172/MB02174 | 300280672 | CLOSED | 11 kV | RYB | PE 2.17 TMN WAWASAN (P.H) (F2) |  |  | PTJ02176 |  | INDKOM | ZZT | 20041003 |  |  | Pass | null
378424624 | TNB | DISTRIBUTION | WP PUTRAJAYA & CYBERJAYA | Existing | VPTJ/PCE/J02171/MB02171 | 300280671 | CLOSED | 11 kV | RYB | PE 2.17 TMN WAWASAN (P.H) (F1) |  |  | PTJ02173 |  | INDKOM | ZZT | 20041003 |  |  | Pass | null
378425027 | TNB | DISTRIBUTION | WP PUTRAJAYA & CYBERJAYA | Existing | VPTJ/PCE/J01621/MB01621 | 300452954 | CLOSED | 11 kV | RYB | PE 1.62 INSIDE PPU PJ1 |  |  | PTJ01622 |  | TAMCO | NA |  |  |  | Pass | null
378425154 | TNB | DISTRIBUTION | WP PUTRAJAYA & CYBERJAYA | Existing | VPTJ/PCE/J01651/MB1651 | 300494280 | CLOSED | 11 kV | RYB | PE 1.65 DATARAN PAHLAWAN F1 |  |  | PTJ01652 |  |  | N/A |  |  |  | Pass | null
378425248 | TNB | DISTRIBUTION | WP PUTRAJAYA & CYBERJAYA | Existing | VPTJ/PCE/J01652/MB01654 | 300494281 | CLOSED | 11 kV | RYB | PE 1.65 DATARAN PAHLAWAN F2 |  |  | PTJ01655 |  |  | VRN6a |  |  |  | Pass | null
378443167 | TNB | DISTRIBUTION | WP PUTRAJAYA & CYBERJAYA | Existing | VPTJ/PCE/J15392/MB15394 | 300282012 | CLOSED | 11 kV | RYB | PE 15.39 FASA 15-3A (F2) |  |  | PTJ15396 |  | INDKOM | ZZT | 15/11/2009 |  |  | Pass | null
378443263 | TNB | DISTRIBUTION | WP PUTRAJAYA & CYBERJAYA | Existing | VPTJ/PCE/J15371/MB15371 | 300282007 | CLOSED | 11 kV | RYB | PE 15.37 FASA 15-2 (F1) |  |  | PTJ15373 |  | INDKOM | ZZT | 14/11/2009 |  |  | Pass | null
378443359 | TNB | DISTRIBUTION | WP PUTRAJAYA & CYBERJAYA | Existing | VPTJ/PCE/J15372/MB15374 | 300282008 | CLOSED | 11 kV | RYB | PE 15.37 FASA 15-2 (F2) |  |  | PTJ15376 |  | INDKOM | ZZT | 15/11/2009 |  |  | Pass | null
378464177 | TNB | DISTRIBUTION | WP PUTRAJAYA & CYBERJAYA | Existing | VPTJ/PCE/J15562/MB15564 | 300509253 | CLOSED | 11 kV | RYB | PE 15.56 DWIPUTRA NO 3 (F2) |  |  | PTJ15565 |  | INDKOM | VRN2a |  |  |  | Pass | null
378464271 | TNB | DISTRIBUTION | WP PUTRAJAYA & CYBERJAYA | Existing | VPTJ/PCE/J00341/MB1 | 300509244 | CLOSED | 11 kV | RYB | PE 15.56 DWIPUTRA NO 3 (F1) |  |  | PTJ15562 |  | INDKOM | INS24 |  |  |  | Pass | null
378464367 | TNB | DISTRIBUTION | WP PUTRAJAYA & CYBERJAYA | Existing | VPTJ/PCE/J00340/MB1 | 300510549 | CLOSED | 11 kV | RYB | PE 15.55 DWIPUTRA NO 2 (F1) |  |  | PTJ15552 | [6 empty] | Pass | null
378464461 | TNB | DISTRIBUTION | WP PUTRAJAYA & CYBERJAYA | Existing | VPTJ/PCE/J15552/MB15554 | 310372419 | CLOSED | 11 kV | RYB | PE 15.55 DWIPUTRA NO 2 (F2) |  |  | PTJ15555 |  |  | VRN2a |  |  |  | Pass | null
378464555 | TNB | DISTRIBUTION | WP PUTRAJAYA & CYBERJAYA | Existing | VPTJ/PCE/J00339/MB1 | 300510413 | CLOSED | 11 kV | RYB | PE 15.54 DWIPUTRA NO 1 (F1) |  |  | PTJ15542 |  |  | VRN2a |  |  |  | Pass | null
378494665 | TNB | DISTRIBUTION | WP PUTRAJAYA & CYBERJAYA | Existing | VPTJ/PCE/J08012/MB08014 | 300280778 | CLOSED | 11 kV | RYB | PE 8.01 PS 10 (EFI) (F2) |  |  | PTJ08016 |  | INDKOM | ZZT | 23/07/1999 |  |  | Pass | null
378494769 | TNB | DISTRIBUTION | WP PUTRAJAYA & CYBERJAYA | Existing | VPTJ/PCE/J08021/MB08021 | 300280779 | CLOSED | 11 kV | RYB | PE 8.02 P8A SEMI D (F1) |  |  | PTJ08023 |  | INDKOM | ZZT | 20000503 |  |  | Pass | null
378494859 | TNB | DISTRIBUTION | WP PUTRAJAYA & CYBERJAYA | Existing | VPTJ/PCE/J08022/MB08024 | 300280780 | CLOSED | 11 kV | RYB | PE 8.02 P8A SEMI D (F2) |  |  | PTJ08026 |  | INDKOM | ZZT | 20000503 |  |  | Pass | null
378494951 | TNB | DISTRIBUTION | WP PUTRAJAYA & CYBERJAYA | Existing | VPTJ/PCE/J08031/MB08031 | 300280781 | CLOSED | 11 kV | RYB | PE 8.03 SEK REN (EFI) (F1) |  |  | PTJ08033 |  | INDKOM | ZZT | 16/11/1999 |  |  | Pass | null
378495042 | TNB | DISTRIBUTION | WP PUTRAJAYA & CYBERJAYA | Existing | VPTJ/PCE/J08032/MB08034 | 300280782 | CLOSED | 11 kV | RYB | PE 8.03 SEK REN (EFI) (F2) |  |  | PTJ08036 |  | INDKOM | ZZT | 16/11/1999 |  |  | Pass | null
378495135 | TNB | DISTRIBUTION | WP PUTRAJAYA & CYBERJAYA | Existing | VPTJ/PCE/J08041/MB08041 | 300280783 | CLOSED | 11 kV | RYB | PE 8.04 SEK MEN (F1) |  |  | PTJ08043 |  | INDKOM | ZZT | 16/11/1999 |  |  | Pass | null
378495226 | TNB | DISTRIBUTION | WP PUTRAJAYA & CYBERJAYA | Existing | VPTJ/PCE/J08042/MB08044 | 300280784 | CLOSED | 11 kV | RYB | PE 8.04 SEK MEN (F2) |  |  | PTJ08046 |  | INDKOM | ZZT | 16/11/1999 |  |  | Pass | null
378495553 | TNB | DISTRIBUTION | WP PUTRAJAYA & CYBERJAYA | Existing | VPTJ/PCE/J08171/MB08171 | 300280801 | CLOSED | 11 kV | RYB | PE 8.17 P.KEJIRANAN (EFI) |  |  | PTJ08173 |  | INDKOM | ZZT | 20000308 |  |  | Pass | null
378495647 | TNB | DISTRIBUTION | WP PUTRAJAYA & CYBERJAYA | Existing | VPTJ/PCE/J08061/MB08061 | 300280785 | CLOSED | 11 kV | RYB | PE 8.06 DEWAN SERBAGUNA (EFI) (F1) |  |  | PTJ08063 |  | INDKOM | ZZT | 18/09/2000 |  |  | Pass | null
378495738 | TNB | DISTRIBUTION | WP PUTRAJAYA & CYBERJAYA | Existing | VPTJ/PCE/J08062/MB08064 | 300280786 | CLOSED | 11 kV | RYB | PE 8.06 DEWAN SERBAGUNA (EFI) (F2) |  |  | PTJ08066 |  | INDKOM | ZZT | 18/09/2000 |  |  | Pass | null
378495831 | TNB | DISTRIBUTION | WP PUTRAJAYA & CYBERJAYA | Existing | VPTJ/PCE/J08361/MB08361 | 310303858 | CLOSED | 11 kV | RYB | PE 8.36 TEMP 8-4F |  |  | PTJ08362 |  | SCHNEIDER | RM 6 |  |  |  | Pass | null
378495933 | TNB | DISTRIBUTION | WP PUTRAJAYA & CYBERJAYA | Existing | VPTJ/PCE/J08112/MB08114 | 300280796 | CLOSED | 11 kV | RYB | PE 8.11 JLN P8E TERES (EFI) (F2) |  |  | PTJ08116 |  | INDKOM | ZZT | 27/03/2002 |  |  | Pass | null
378495956 | TNB | DISTRIBUTION | WP PUTRAJAYA & CYBERJAYA | Existing | VPTJ/PCE/J08111/MB08111 | 300280795 | CLOSED | 11 kV | RYB | PE 8.11 JLN P8E TERES (EFI) (F1) |  |  | PTJ08113 |  | INDKOM | ZZT | 27/03/2002 |  |  | Pass | null
378496117 | TNB | DISTRIBUTION | WP PUTRAJAYA & CYBERJAYA | Existing | VPTJ/PCE/J08251/MB08251 | 300280811 | CLOSED | 11 kV | RYB | PE 8.25 ISTANA DARUL EHSAN (F1) |  |  | PTJ08253 |  | INDKOM | ZZT | 28/05/2003 |  |  | Pass | null
378496208 | TNB | DISTRIBUTION | WP PUTRAJAYA & CYBERJAYA | Existing | VPTJ/PCE/J08252/MB08254 | 300280812 | CLOSED | 11 kV | RYB | PE 8.25 ISTANA DARUL EHSAN (F2) |  |  | PTJ08256 |  | INDKOM | ZZT | 28/05/2003 |  |  | Pass | null
378496301 | TNB | DISTRIBUTION | WP PUTRAJAYA & CYBERJAYA | Existing | VPTJ/PCE/J08321/MB08321 | 300452987 | CLOSED | 11 kV | RYB | PE 8.32 TERES 8-4H (F1) |  |  | PTJ08323 |  | INDKOM | ZZT - I/D |  |  |  | Pass | null
378496395 | TNB | DISTRIBUTION | WP PUTRAJAYA & CYBERJAYA | Existing | VPTJ/PCE/J08331/MB08331 | 300453447 | CLOSED | 11 kV | RYB | PE 8.33 8NC2 PADAT NO.1 |  |  | PTJ08332 |  | SCHNEIDER | NE-2iQ |  |  |  | Pass | null
378496489 | TNB | DISTRIBUTION | WP PUTRAJAYA & CYBERJAYA | Existing | VPTJ/PCE/J08341/MB08341 | 300453452 | CLOSED | 11 kV | RYB | PE 8.34 8NC2 PADAT NO.2 |  |  | PTJ08345 |  | SCHNEIDER | NE-2iQ |  |  |  | Pass | null
378496605 | TNB | DISTRIBUTION | WP PUTRAJAYA & CYBERJAYA | Existing | VPTJ/PCE/J08322/MB08324 | 300452990 | CLOSED | 11 kV | RYB | PE 8.32 TERES 8-4H (F2) |  |  | PTJ08326 |  | INDKOM | ZZT - I/D |  |  |  | Pass | null
378496724 | TNB | DISTRIBUTION | WP PUTRAJAYA & CYBERJAYA | Existing | VPTJ/PCE/J08091/MB08091 | 300280789 | CLOSED | 11 kV | RYB | PE 8.09 JLN P8E2TERES (F1) |  |  | PTJ08093 |  | INDKOM | ZZT | 21/06/2004 |  |  | Pass | null
378496813 | TNB | DISTRIBUTION | WP PUTRAJAYA & CYBERJAYA | Existing | VPTJ/PCE/J08092/MB08094 | 300280792 | CLOSED | 11 kV | RYB | PE 8.09 JLN P8E2TERES (F2) |  |  | PTJ08096 |  | INDKOM | ZZT | 21/06/2004 |  |  | Pass | null
378496907 | TNB | DISTRIBUTION | WP PUTRAJAYA & CYBERJAYA | Existing | VPTJ/PCE/J08101/MB08101 | 300280793 | CLOSED | 11 kV | RYB | PE 8.10 SEK REN FASA 2 |  |  | PTJ08103 |  | INDKOM | ZZT | 20041011 |  |  | Pass | null
378496999 | TNB | DISTRIBUTION | WP PUTRAJAYA & CYBERJAYA | Existing | VPTJ/PCE/J08071/MB08071 | 300280787 | CLOSED | 11 kV | RYB | PE 8.07 APT FASA 4B (B2) (F1) |  |  | PTJ08073 |  | INDKOM | ZZT | 19990912 |  |  | Pass | null
378497090 | TNB | DISTRIBUTION | WP PUTRAJAYA & CYBERJAYA | Existing | VPTJ/PCE/J08072/MB08074 | 300280788 | CLOSED | 11 kV | RYB | PE 8.07 APT FASA 4B (B2) (F2) |  |  | PTJ08076 |  | INDKOM | ZZT | 19990912 |  |  | Pass | null
378524844 | TNB | DISTRIBUTION | WP PUTRAJAYA & CYBERJAYA | Existing | VCBJ/PCE/J24011/MB24011 | 300453042 | CLOSED | 11 kV | RYB | PE 24.01 SYMPHONY HILLS 8 |  |  | CBJ24012 |  | TAMCO | GR1 |  | TX1-1000KVA |  | Pass | null
378524845 | TNB | DISTRIBUTION | WP PUTRAJAYA & CYBERJAYA | Existing | VCBJ/PCE/J24011/MB24011 | 300453042 | CLOSED | 11 kV | RYB | PE 24.01 SYMPHONY HILLS 8 |  |  | CBJ24013 |  | TAMCO | GR1 |  | TX2-1000KVA |  | Pass | null
378525002 | TNB | DISTRIBUTION | WP PUTRAJAYA & CYBERJAYA | Existing | VCBJ/PCE/J24121/MB24121 | 310338844 | CLOSED | 11 kV | RYB | PE 24.12 SEJATI HOMES 2 |  |  | CBJ24122 |  | SCHNEIDER |  |  | TX-1000KVA |  | Pass | null
378525213 | TNB | DISTRIBUTION | WP PUTRAJAYA & CYBERJAYA | Existing | VCBJ/PCE/J24131/MB24131 | 310338850 | CLOSED | 11 kV | RYB | PE 24.13 SYMPHONY HILLS 2 |  |  | CBJ24133 |  | INDKOM | INS24 |  | TX1-1000KVA |  | Pass | null
378525214 | TNB | DISTRIBUTION | WP PUTRAJAYA & CYBERJAYA | Existing | VCBJ/PCE/J24131/MB24131 | 310338850 | CLOSED | 11 kV | RYB | PE 24.13 SYMPHONY HILLS 2 |  |  | CBJ24134 |  | INDKOM | INS24 |  | TX2-1000KVA |  | Pass | null
378525381 | TNB | DISTRIBUTION | WP PUTRAJAYA & CYBERJAYA | Existing | VCBJ/PCE/J24051/MB24052 | 300454676 | CLOSED | 11 kV | RYB | PE 24.05 SYMPHONY HILLS 3 |  |  | CBJ24051 |  | SCHNEIDER | ID-0233 |  | TX1-1000KVA |  | Pass | null
378525475 | TNB | DISTRIBUTION | WP PUTRAJAYA & CYBERJAYA | Existing | VCBJ/PCE/J24161/MB24161 | 310317893 | CLOSED | 11 kV | RYB | PE 24.16 PADAT PERUMAHAN 1 |  |  | CBJ24163 |  | INDKOM | INS24 |  | TX-1000KVA |  | Pass | null
378525569 | TNB | DISTRIBUTION | WP PUTRAJAYA & CYBERJAYA | Existing | VCBJ/PCE/J00340/MB1 | 300507882 | CLOSED | 11 kV | RYB | SS 24.32 NADAYU 99 |  |  | CBJ24324 |  | INDKOM | INS24 |  | TX-1000KVA |  | Pass | null
378525672 | TNB | DISTRIBUTION | WP PUTRAJAYA & CYBERJAYA | Existing | VCBJ/PCE/J22121/MB22121 | 300280565 | CLOSED | 11 kV | RYB | PE 22.12 SEK MEN KEB CJ1 F1 |  |  | CBJ22123 |  | INDKOM | GA | 19/02/2004 | TX-1000KVA |  | Pass | null
378525695 | TNB | DISTRIBUTION | WP PUTRAJAYA & CYBERJAYA | Existing | VCBJ/PCE/J22122/MB22124 | 300280570 | CLOSED | 11 kV | RYB | PE 22.12 SEK MEN KEB CJ1 F2 |  |  | CBJ22126 |  | INDKOM | GA | 19/02/2004 | TX2-1000KVA |  | Pass | null
378525882 | TNB | DISTRIBUTION | WP PUTRAJAYA & CYBERJAYA | Existing | VCBJ/PCE/J24061/MB24062 | 300454672 | CLOSED | 11 kV | RYB | PE 24.06 SYMPHONY HILLS 1 |  |  | CBJ24061 |  | SCHNEIDER | NE-2iQ |  | TX-500KVA |  | Pass | null
378526103 | TNB | DISTRIBUTION | WP PUTRAJAYA & CYBERJAYA | Existing | VCBJ/PCE/J24211/MB24211 | 310314866 | CLOSED | 11 kV | RYB | PE 24.21 SITE OFFICE SYMPHONY HILLS |  |  | CBJ24211 |  | TOSHIBA |  |  | TX-1000KVA |  | Pass | null
378526210 | TNB | DISTRIBUTION | WP PUTRAJAYA & CYBERJAYA | Existing | VCBJ/PCE/J22451/MB22451 | 300280484 | CLOSED | 11 kV | RYB | PE 22.45 KONDOMINIUM F1 |  |  | CBJ22452 |  | TAMCO | GR1-21-1D-0017 | 27/01/2006 | TX1-750KVA |  | Pass | null
378526233 | TNB | DISTRIBUTION | WP PUTRAJAYA & CYBERJAYA | Existing | VCBJ/PCE/J22452/MB22454 | 300280486 | CLOSED | 11 kV | RYB | PE 22.45 KONDOMINIUM F2 |  |  | CBJ22455 |  | TAMCO | GR1-21-1D | 27/01/2006 | TX2-750KVA |  | Pass | null
378526444 | TNB | DISTRIBUTION | WP PUTRAJAYA & CYBERJAYA | Existing | VCBJ/PCE/J22461/MB22461 | 300280481 | CLOSED | 11 kV | RYB | PE 22.46 TOWN HOUSE F1 |  |  | CBJ22462 |  | TAMCO | GR1 | 27/01/2006 | TX1-750KVA |  | Pass | null
378526467 | TNB | DISTRIBUTION | WP PUTRAJAYA & CYBERJAYA | Existing | VCBJ/PCE/J22462/MB22464 | 300280483 | CLOSED | 11 kV | RYB | PE 22.46 TOWN HOUSE F2 |  |  | CBJ22465 |  | TAMCO | GR1 | 27/01/2006 | TX2-750KVA |  | Pass | null
378526876 | TNB | DISTRIBUTION | WP PUTRAJAYA & CYBERJAYA | Existing | VCBJ/PCE/J22441/MB22441 | 300280490 | CLOSED | 11 kV | RYB | PE 22.44 PANGSAPURI PT 12067 F1 |  |  | CBJ22442 |  | TAMCO | GR1 | 28/11/2006 | TX1-1000KVA |  | Pass | null
378526918 | TNB | DISTRIBUTION | WP PUTRAJAYA & CYBERJAYA | Existing | VCBJ/PCE/J21021/MB21021 | 300281079 | CLOSED | 11 kV | RYB | PE 21.02 INCUBATOR F1 |  |  | CBJ21023 |  | INDKOM | ZZT | 15/07/1999 | TX1-1000KVA |  | Pass | null
378526942 | TNB | DISTRIBUTION | WP PUTRAJAYA & CYBERJAYA | Existing | VCBJ/PCE/J21022/MB21024 | 300281078 | CLOSED | 11 kV | RYB | PE 21.02 INCUBATOR F2 |  |  | CBJ21026 |  | INDKOM | ZZT | 15/07/1999 | TX1-1000KVA |  | Pass | null
378527109 | TNB | DISTRIBUTION | WP PUTRAJAYA & CYBERJAYA | Existing | VCBJ/PCE/J22442/MB22444 | 300280492 | CLOSED | 11 kV | RYB | PE 22.44 PANGSAPURI PT 12057 F2 |  |  | CBJ22445 |  | TAMCO | GR1 | 28/11/2006 | TX2-1000KVA |  | Pass | null
378527412 | TNB | DISTRIBUTION | WP PUTRAJAYA & CYBERJAYA | Existing | VCBJ/PCE/J21821/MB21821 | 300454967 | CLOSED | 11 kV | RYB | SS 21.82 SHAFBURY BLOK C F1 |  |  | CBJ21823 |  | INDKOM | INS24 |  | TX1-1000KVA |  | Pass | null
378527506 | TNB | DISTRIBUTION | WP PUTRAJAYA & CYBERJAYA | Existing | VCBJ/PCE/J21822/MB21824 | 300454971 | CLOSED | 11 kV | RYB | SS 21.82 SHAFBURY BLOK C F2 |  |  | CBJ21826 |  | INDKOM | INS24 |  | TX2-1000KVA |  | Pass | null
378527625 | TNB | DISTRIBUTION | WP PUTRAJAYA & CYBERJAYA | Existing | VCBJ/PCE/J21131/MB21131 | 300281036 | CLOSED | 11 kV | RYB | PE 21.13 CYBERVIEW NO. 2 ( MDC ) F1 |  |  | CBJ21133 |  | INDKOM | ZZT | 20020501 | TX1-1000KVA |  | Pass | null
378527741 | TNB | DISTRIBUTION | WP PUTRAJAYA & CYBERJAYA | Existing | VCBJ/PCE/J21132/MB21134 | 300281034 | CLOSED | 11 kV | RYB | PE 21.13 CYBERVIEW NO. 2 ( MDC ) F2 |  |  | CBJ21136 |  | INDKOM | ZZT | 20020501 | TX2-1000KVA |  | Pass | null
378527838 | TNB | DISTRIBUTION | WP PUTRAJAYA & CYBERJAYA | Existing | VCBJ/PCE/J22031/MB22031 | 300280609 | CLOSED | 11 kV | RYB | PE 22.03 CYBERVIEW GARDENS F1 |  |  | CBJ22034 |  | INDKOM | ZZZT | 19980611 | TX1-1000KVA |  | Pass | null
378527870 | TNB | DISTRIBUTION | WP PUTRAJAYA & CYBERJAYA | Existing | VCBJ/PCE/J22032/MB22034 | 300280608 | CLOSED | 11 kV | RYB | PE 22.03 CYBERVIEW GARDENS F2 |  |  | CBJ22038 |  | INDKOM | ZZZT | 19980611 | TX2-1000KVA |  | Pass | null
378528164 | TNB | DISTRIBUTION | WP PUTRAJAYA & CYBERJAYA | Existing | VCBJ/PCE/J21451/MB21451 | 300280987 | CLOSED | 11 kV | RYB | PE 21.45 CYBERVILLAGE SERENITY 1 F1 |  |  | CBJ21452 |  | ABB | VRN2A | 28/02/2017 | TX1-1000KVA |  | Pass | null
378528187 | TNB | DISTRIBUTION | WP PUTRAJAYA & CYBERJAYA | Existing | VCBJ/PCE/J21452/MB21454 | 300280986 | CLOSED | 11 kV | RYB | PE 21.45 CYBERVILLAGE SERENITY 1 F2 |  |  | CBJ21455 |  | ABB | VRN2A | 20170103 | TX2-1000KVA |  | Pass | null
378528389 | TNB | DISTRIBUTION | WP PUTRAJAYA & CYBERJAYA | Existing | VCBJ/PCE/J21961/MB21961 | 300452963 | CLOSED | 11 kV | RYB | PE 21.96 SUBANG ALAM |  |  | CBJ21963 |  | INDKOM | ZZZT |  | TX1-1000KVA |  | Pass | null
378528390 | TNB | DISTRIBUTION | WP PUTRAJAYA & CYBERJAYA | Existing | VCBJ/PCE/J21961/MB21961 | 300452963 | CLOSED | 11 kV | RYB | PE 21.96 SUBANG ALAM |  |  | CBJ21964 |  | INDKOM | ZZZT |  | TX2-1000KVA |  | Pass | null
378528789 | TNB | DISTRIBUTION | WP PUTRAJAYA & CYBERJAYA | Existing | VCBJ/PCE/J21431/MB21431 | 300280990 | CLOSED | 11 kV | RYB | PE 21.43 CYBERVILLAGE SERENITY 3 F1 |  |  | CBJ21432 |  | SIEMENS | 8DJH RRT | 21/11/2016 | TX1-1000KVA |  | Pass | null
378528883 | TNB | DISTRIBUTION | WP PUTRAJAYA & CYBERJAYA | Existing | VCBJ/PCE/J21432/MB21434 | 300280989 | CLOSED | 11 kV | RYB | PE 21.43 CYBERVILLAGE SERENITY 3 F2 |  |  | CBJ21435 |  | SIEMENS | 8DJH RRT | 22/11/2016 | TX2-1000KVA |  | Pass | null
378559117 | TNB | DISTRIBUTION | WP PUTRAJAYA & CYBERJAYA | Existing | VPTJ/PCE/J15542/MB15544 | 300509251 | CLOSED | 11 kV | RYB | PE 15.54 DWIPUTRA NO 1 (F2) |  |  | PTJ15545 |  |  | VRN 2A |  |  |  | Pass | null
378567709 | TNB | DISTRIBUTION | WP PUTRAJAYA & CYBERJAYA | Existing | VPTJ/PCE/J05071/MB05071 | 300281258 | CLOSED | 11 kV | RYB | PE 5.07 JLB1 |  |  | PTJ05072 |  | MERLIN GERIN | ZZT | 20030710 |  |  | Pass | null
378567817 | TNB | DISTRIBUTION | WP PUTRAJAYA & CYBERJAYA | Existing | VPTJ/PCE/J05081/MB05081 | 300280693 | CLOSED | 11 kV | RYB | PE 5.08 JLB2 |  |  | PTJ05083 |  | INDKOM | ZZT | 20030710 |  |  | Pass | null
378567929 | TNB | DISTRIBUTION | WP PUTRAJAYA & CYBERJAYA | Existing | VPTJ/PCE/J05051/MB05051 | 300281256 | CLOSED | 11 kV | RYB | PE 5.05 C/S S/L |  |  | PTJ05052 |  | MERLIN GERIN | RM6 | 23/04/2005 |  |  | Pass | null
378568046 | TNB | DISTRIBUTION | WP PUTRAJAYA & CYBERJAYA | Existing | VPTJ/PCE/J05061/MB05061 | 300281257 | CLOSED | 11 kV | RYB | PE 5.06 C/S S/L |  |  | PTJ05062 |  | SCHNEIDER | ZZT | 25/10/2004 |  |  | Pass | null
378568087 | TNB | DISTRIBUTION | WP PUTRAJAYA & CYBERJAYA | Existing | VPTJ/PCE/J05041/MB05041 | 300280687 | CLOSED | 11 kV | RYB | PE 5.04 C/S S/L |  |  | PTJ05043 |  | MERLIN GERIN | ZZT | 20030210 |  |  | Pass | null
378572010 | TNB | DISTRIBUTION | WP PUTRAJAYA & CYBERJAYA | Existing | VCBJ/PCE/J21421/MB21421 | 300280995 | CLOSED | 11 kV | RYB | PE 21.42 CYBERVILLAGE SERENITY 4 F1 |  |  | CBJ21423 |  | INDKOM | ZZT | 30/03/2004 | TX1-1000KVA |  | Pass | null
378572033 | TNB | DISTRIBUTION | WP PUTRAJAYA & CYBERJAYA | Existing | VCBJ/PCE/J21422/MB21424 | 300280992 | CLOSED | 11 kV | RYB | PE 21.42 CYBERVILLAGE SERENITY 4 F2 |  |  | CBJ21426 |  | INDKOM | ZZT | 30/03/2004 | TX2-1000KVA |  | Pass | null
378572202 | TNB | DISTRIBUTION | WP PUTRAJAYA & CYBERJAYA | Existing | VCBJ/PCE/J21461/MB21461 | 300280985 | CLOSED | 11 kV | RYB | PE 21.46 PS 12 |  |  | CBJ21462 |  | INDKOM | ZZT I/D | 22/12/2016 | TX1-500KVA |  | Pass | null
378572290 | TNB | DISTRIBUTION | WP PUTRAJAYA & CYBERJAYA | Existing | VCBJ/PCE/J24031/MB24031 | 310360646 | CLOSED | 11 kV | RYB | PE 24.03 JELANG VISTA 2 |  |  | CBJ24033 |  | INDKOM | INS24 |  | TX1-1000KVA |  | Pass | null
378572384 | TNB | DISTRIBUTION | WP PUTRAJAYA & CYBERJAYA | Existing | VCBJ/PCE/J24021/MB 24021 | 310303824 | CLOSED | 11 kV | RYB | PE 24.02 JELANG VISTA 1 |  |  | CBJ24023 |  | INDKOM | ZZTT.OD |  | TX-1000KVA |  | Pass | null
378572507 | TNB | DISTRIBUTION | WP PUTRAJAYA & CYBERJAYA | Existing | VCBJ/PCE/J21751/MB21751 | 300454652 | CLOSED | 11 kV | RYB | PE 21.75 LAKEVIEW WEST 1 |  |  | CBJ21753 |  | TAMCO | GR1 |  | TX1-1000KVA |  | Pass | null
378572601 | TNB | DISTRIBUTION | WP PUTRAJAYA & CYBERJAYA | Existing | VCBJ/PCE/J21741/MB21741 | 300454650 | CLOSED | 11 kV | RYB | PE 21.74 LAKE VIEW WEST 2 |  |  | CBJ22443 | TAMCO | TAMCO | GR1 |  | TX-1000KVA |  | Pass | null
378572783 | TNB | DISTRIBUTION | WP PUTRAJAYA & CYBERJAYA | Existing | VCBJ/PCE/J22481/MB22481 | 300280473 | CLOSED | 11 kV | RYB | PE 22.48 LOT 12082 FASA 1B F1 |  |  | CBJ22483 |  | INDKOM | ZZT | 19/12/2005 | TX-1000KVA |  | Pass | null
378572869 | TNB | DISTRIBUTION | WP PUTRAJAYA & CYBERJAYA | Existing | VCBJ/PCE/J22482/MB22484 | 300280474 | CLOSED | 11 kV | RYB | PE 22.48 LOT 12082 FASA 1B F2 |  |  | CBJ22485 |  | TAMCO | GR1 | 19/12/2005 | TX2-1000KVA |  | Pass | null
378573016 | TNB | DISTRIBUTION | WP PUTRAJAYA & CYBERJAYA | Existing | VCBJ/PCE/J22171/MB22171 | 300280556 | CLOSED | 11 kV | RYB | PE 22.17 PADAT STP 4 |  |  | CBJ22173 |  | INDKOM | ZZT | 13/05/2002 | TX-500KVA |  | Pass | null
378573410 | TNB | DISTRIBUTION | WP PUTRAJAYA & CYBERJAYA | Existing | VCBJ/PCE/J22211/MB22211 | 300280540 | CLOSED | 11 kV | RYB | PE 22.21 CYBER HEIGHT VILLA F1 |  |  | CBJ22213 |  | INDKOM | GA | 20020805 | TX1-1000KVA |  | Pass | null
378573518 | TNB | DISTRIBUTION | WP PUTRAJAYA & CYBERJAYA | Existing | VCBJ/PCE/J22212/MB22214 | 300280542 | CLOSED | 11 kV | RYB | PE 22.21 CYBER HEIGHT VILLA F2 |  |  | CBJ22216 |  | INDKOM | GA | 20020805 | TX2-1000KVA |  | Pass | null
378573741 | TNB | DISTRIBUTION | WP PUTRAJAYA & CYBERJAYA | Existing | VCBJ/PCE/J22222/MB22224 | 300280535 | CLOSED | 11 kV | RYB | PE 22.22 CYBER HEIGHT VILLA F2 |  |  | CBJ22226 |  | INDKOM | GA | 20041201 | TX2-1000KVA |  | Pass | null
378573764 | TNB | DISTRIBUTION | WP PUTRAJAYA & CYBERJAYA | Existing | VCBJ/PCE/J22221/MB22221 | 300280533 | CLOSED | 11 kV | RYB | PE 22.22 CYBER HEIGHT VILLA F1 |  |  | CBJ22223 |  | INDKOM | GA | 20041201 | TX1-1000KVA |  | Pass | null
378573943 | TNB | DISTRIBUTION | WP PUTRAJAYA & CYBERJAYA | Existing | VCBJ/PCE/J24151/MB24151 | 310338853 | CLOSED | 11 kV | RYB | PE 24.15 APARTMENT TINDAK MURNI |  |  | CBJ24153 |  | INDKOM | INS24 |  | TX1-750KVA |  | Pass | null
378573944 | TNB | DISTRIBUTION | WP PUTRAJAYA & CYBERJAYA | Existing | VCBJ/PCE/J24151/MB24151 | 310338853 | CLOSED | 11 kV | RYB | PE 24.15 APARTMENT TINDAK MURNI |  |  | CBJ24154 |  | INDKOM | INS24 |  | TX2-750KVA |  | Pass | null
378574139 | TNB | DISTRIBUTION | WP PUTRAJAYA & CYBERJAYA | Existing | VCBJ/PCE/J22252/MB22254 | 300280523 | CLOSED | 11 kV | RYB | PE 22.25 CYBER HEIGHT VILLA F2 |  |  | CBJ22256 |  | INDKOM | ZZT | 13/12/2003 | TX2-1000KVA |  | Pass | null
378574218 | TNB | DISTRIBUTION | WP PUTRAJAYA & CYBERJAYA | Existing | VCBJ/PCE/J22251/MB22251 | 300280518 | CLOSED | 11 kV | RYB | PE 22.25 CYBER HEIGHT VILLA F1 |  |  | CBJ22253 |  | INDKOM | ZZT | 13/12/2003 | TX1-1000KVA |  | Pass | null
378574366 | TNB | DISTRIBUTION | WP PUTRAJAYA & CYBERJAYA | Existing | VCBJ/PCE/J22232/MB22234 | 300280529 | CLOSED | 11 kV | RYB | PE 22.23 SEK. SRI PUTERI F2 |  |  | CBJ22236 |  | INDKOM | GA | 26/11/2002 | TX2-1000KVA |  | Pass | null
378574447 | TNB | DISTRIBUTION | WP PUTRAJAYA & CYBERJAYA | Existing | VCBJ/PCE/J22231/MB22231 | 300280527 | CLOSED | 11 kV | RYB | PE 22.23 SEK. SRI PUTERI F1 |  |  | CBJ22233 |  | INDKOM | GA | 26/11/2002 | TX1-1000KVA |  | Pass | null
378574587 | TNB | DISTRIBUTION | WP PUTRAJAYA & CYBERJAYA | Existing | VCBJ/PCE/J22242/MB22244 | 300280526 | CLOSED | 11 kV | RYB | PE 22.24 SEK. SRI PUTERI F2 |  |  | CBJ22247 |  | INDKOM | ZZT | 26/11/2002 | TX2-750KVA |  | Pass | null
378574673 | TNB | DISTRIBUTION | WP PUTRAJAYA & CYBERJAYA | Existing | VCBJ/PCE/J22241/MB22241 | 300280525 | CLOSED | 11 kV | RYB | PE 22.24 SEK. SRI PUTERI F1 |  |  | CBJ22244 |  | INDKOM | ZZZT | 26/11/2002 | TX1-750KVA |  | Pass | null
378574784 | TNB | DISTRIBUTION | WP PUTRAJAYA & CYBERJAYA | Existing | VCBJ/PCE/J21811/MB21811 | 300454935 | CLOSED | 11 kV | RYB | SS 21.81 SHAFBURY-MLCP CAR PARK F1 |  |  | CBJ21813 |  | INDKOM | ZZT |  | TX1-1000KVA |  | Pass | null
378574878 | TNB | DISTRIBUTION | WP PUTRAJAYA & CYBERJAYA | Existing | VCBJ/PCE/J21812/MB21814 | 300454938 | CLOSED | 11 kV | RYB | SS 21.81 SHAFBURY-MLCP CAR PARK F2 |  |  | CBJ21816 |  | INDKOM | ZZT |  | TX2-1000KVA |  | Pass | null
378574994 | TNB | DISTRIBUTION | WP PUTRAJAYA & CYBERJAYA | Existing | VCBJ/PCE/J21061/MB21061 | 300281072 | CLOSED | 11 kV | RYB | PE 21.06 PADAT B 15-4 |  |  | CBJ21062 |  | TAMCO | ZTZ | 28/06/1999 | TX1-1000KVA |  | Pass | null
378575134 | TNB | DISTRIBUTION | WP PUTRAJAYA & CYBERJAYA | Existing | VCBJ/PCE/J21051/MB21051 | 300281075 | CLOSED | 11 kV | RYB | PE 21.05 B15-3 |  |  | CBJ21052 |  | SIEMENS | 8DJ10.16 | 28/06/1999 | TX-1000KVA |  | Pass | null
378575221 | TNB | DISTRIBUTION | WP PUTRAJAYA & CYBERJAYA | Existing | VCBJ/PCE/J21071/MB21071 | 300281068 | CLOSED | 11 kV | RYB | PE 21.07 P.APEC |  |  | CBJ21072 |  | INDKOM | ZZT | 19990707 | TX-1000KVA |  | Pass | null
378575378 | TNB | DISTRIBUTION | WP PUTRAJAYA & CYBERJAYA | Existing | VCBJ/PCE/J21041/MB21041 | 300281076 | CLOSED | 11 kV | RYB | PE 21.04 B15-2 |  |  | CBJ21042 |  | TAMCO | GR1 | 28/06/1999 | TX-1000KVA |  | Pass | null
378575534 | TNB | DISTRIBUTION | WP PUTRAJAYA & CYBERJAYA | Existing | VPTJ/PCE/J11491/MB11491 | 300281092 | CLOSED | 11 kV | RYB | PE 11.49 KANTIN KVDT |  |  | PTJ11492 |  | TAMCO | GR1 | 24/06/2007 | TX-1000KVA |  | Pass | null
378575648 | TNB | DISTRIBUTION | WP PUTRAJAYA & CYBERJAYA | Existing | VCBJ/PCE/J21031/MB21031 | 300281077 | CLOSED | 11 kV | RYB | PE 21.03 B15-1 |  |  | CBJ21032 |  | TAMCO | GR1 | 28/06/1999 | TX-1000KVA |  | Pass | null
378575796 | TNB | DISTRIBUTION | WP PUTRAJAYA & CYBERJAYA | Existing | VPTJ/PCE/J11421/MB11421 | 300281073 | CLOSED | 11 kV | RYB | PE 11.42 BLOK G (F1) |  |  | PTJ11423 |  | INDKOM | ZZT | 17/08/2004 | TX1-1000KVA |  | Pass | null
378575916 | TNB | DISTRIBUTION | WP PUTRAJAYA & CYBERJAYA | Existing | VPTJ/PCE/J11422/MB11424 | 300281074 | CLOSED | 11 kV | RYB | PE 11.42 BLOK G (F2) |  |  | PTJ11426 |  | INDKOM | ZZT | 17/08/2004 | TX2-1000KVA |  | Pass | null
378576009 | TNB | DISTRIBUTION | WP PUTRAJAYA & CYBERJAYA | Existing | VPTJ/PCE/J11411/MB11411 | 300281080 | CLOSED | 11 kV | RYB | PE 11.41 BLOK F |  |  | PTJ11413 |  | INDKOM | ZZT | 17/08/2004 | TX1-1000KVA |  | Pass | null
378607021 | TNB | DISTRIBUTION | WP PUTRAJAYA & CYBERJAYA | Existing | VCBJ/PCE/J21681/MB21681 | 300455072 | CLOSED | 11 kV | RYB | PE 21.68 Padat Elite 4 |  |  | CBJ21682 |  | SCHNEIDER | NE-1Q1 |  |  |  | Pass | null
378607141 | TNB | DISTRIBUTION | WP PUTRAJAYA & CYBERJAYA | Existing | VCBJ/PCE/J21201/MB21201 | 300281021 | CLOSED | 11 kV | RYB | PE 21.20 ELITE HIGHWAY NO. 2 |  |  | CBJ21203 |  | INDKOM | ZZT | 28/02/2000 |  |  | Pass | null
378607351 | TNB | DISTRIBUTION | WP PUTRAJAYA & CYBERJAYA | Existing | VCBJ/PCE/J21191/MB21191 | 300281022 | CLOSED | 11 kV | RYB | PE 21.19 ELITE HIGHWAY NO. 1 |  |  | CBJ21193 |  | INDKOM | ZZT | 31/12/1999 |  |  | Pass | null
379452217 | TNB | DISTRIBUTION | WP PUTRAJAYA & CYBERJAYA | Existing | VCBJ/PCE/J22061/MB22061 | 300280591 | CLOSED | 11 kV | RYB | PE 22.06 PADAT B 15-5 |  |  | CBJ22063 |  | INDKOM | ZZT | 25/04/2000 | TX-1000KVA |  | Pass | null
379452369 | TNB | DISTRIBUTION | WP PUTRAJAYA & CYBERJAYA | Existing | VCBJ/PCE/J22071/MB22071 | 300280587 | CLOSED | 11 kV | RYB | PE 22.07 PADAT B 15-6 |  |  | CBJ22072 |  | MERLIN GERIN | ZZT | 30/05/2000 | TX-1000KVA |  | Pass | null
379907368 | TNB | DISTRIBUTION | WP PUTRAJAYA & CYBERJAYA | Existing | VPTJ/PCE/J00355/MB1 | 310376044 | CLOSED | 11 kV | RYB | PE 15.57 DWIPUTRA NO 4 (F2) |  |  | PTJ15575 |  |  | VRN2a |  |  |  | Pass | null
379907464 | TNB | DISTRIBUTION | WP PUTRAJAYA & CYBERJAYA | Existing | VPTJ/PCE/J00350/MB1 | 309895385 | CLOSED | 11 kV | RYB | PE 15.57 DWIPUTRA NO 4 (F1) |  |  | PTJ15572 |  |  | VRN 2A |  |  |  | Pass | null
379907563 | TNB | DISTRIBUTION | WP PUTRAJAYA & CYBERJAYA | Existing | VPTJ/PCE/J00354/MB1 | 300537442 | CLOSED | 11 kV | RYB | PE 15.59 DWIPUTRA NO 6 (F2) |  |  | PTJ15595 |  |  | VRN 2A |  |  |  | Pass | null
379907657 | TNB | DISTRIBUTION | WP PUTRAJAYA & CYBERJAYA | Existing | VPTJ/PCE/J00352/MB1 | 300554401 | CLOSED | 11 kV | RYB | PE 15.59 DWIPUTRA NO 6 (F1) |  |  | PTJ15592 |  |  | VRN 2A |  |  |  | Pass | null
379907769 | TNB | DISTRIBUTION | WP PUTRAJAYA & CYBERJAYA | Existing | VPTJ/PCE/J00353/MB1 | 300537441 | CLOSED | 11 kV | RYB | PE 15.58 DWIPUTRA NO 5 (F2) |  |  | PTJ15585 |  |  | VRN2a |  |  |  | Pass | null
379907863 | TNB | DISTRIBUTION | WP PUTRAJAYA & CYBERJAYA | Existing | VPTJ/PCE/J00351/MB1 | 300554406 | CLOSED | 11 kV | RYB | PE 15.58 DWIPUTRA NO 5 (F1) |  |  | PTJ15582 |  |  | VRN 2A |  |  |  | Pass | null
379907998 | TNB | DISTRIBUTION | WP PUTRAJAYA & CYBERJAYA | Existing | VPTJ/PCE/J08402/MB08404 | 310375499 | CLOSED | 11 kV | RYB | PE 8.40 8R4 BLOK C F2 |  |  | PTJ08403 |  |  | VRN29 |  |  |  | Pass | null
379908121 | TNB | DISTRIBUTION | WP PUTRAJAYA & CYBERJAYA | Existing | VPTJ/PCE/J08401/MB08401 | 310375494 | CLOSED | 11 kV | RYB | PE 8.40 8R4 BLOK C F1 |  |  | PTJ08405 |  | EPE | CCTI TYPE:2S+1F |  |  |  | Pass | null
379908217 | TNB | DISTRIBUTION | WP PUTRAJAYA & CYBERJAYA | Existing | VPTJ/PCE/J08411/MB08411 | 310375504 | CLOSED | 11 kV | RYB | PE 8.41 8R4 BLOK D F1 |  |  | PTJ08413 |  | EPE | CCTI TYPE:2S+1F |  |  |  | Pass | null
379908311 | TNB | DISTRIBUTION | WP PUTRAJAYA & CYBERJAYA | Existing | VPTJ/PCE/J08412/MB08414 | 300454909 | CLOSED | 11 kV | RYB | PE 8.41 BLOK D 8R4 F2 |  |  | PTJ08415 |  |  | VRN29 |  |  |  | Pass | null
379908429 | TNB | DISTRIBUTION | WP PUTRAJAYA & CYBERJAYA | Existing | VPTJ/PCE/J08382/MB08384 | 310375517 | CLOSED | 11 kV | RYB | PE 8.38 8R4 BLOK A F2 |  |  | PTJ08385 |  |  | VRN29 |  |  |  | Pass | null
379908523 | TNB | DISTRIBUTION | WP PUTRAJAYA & CYBERJAYA | Existing | VPTJ/PCE/J08381/MB08381 | 310375510 | CLOSED | 11 kV | RYB | PE 8.38 8R4 BLOK A F1 |  |  | PTJ08383 |  | EPE |  |  |  |  | Pass | null
379908619 | TNB | DISTRIBUTION | WP PUTRAJAYA & CYBERJAYA | Existing | VPTJ/PCE/J08391/MB08391 | 310375522 | CLOSED | 11 kV | RYB | PE 8.39 8R4 BLOK B F1 |  |  | PTJ08393 |  | INDKOM | INS24 |  |  |  | Pass | null
379908713 | TNB | DISTRIBUTION | WP PUTRAJAYA & CYBERJAYA | Existing | VPTJ/PCE/J08392/MB08394 | 310338736 | CLOSED | 11 kV | RYB | PE 8.39 BLOK B 8R4 F2 |  |  | PTJ08396 |  | INDKOM |  |  |  |  | Pass | null
379908868 | TNB | DISTRIBUTION | WP PUTRAJAYA & CYBERJAYA | Existing | VPTJ/PCE/J00356/MB1 | 310286482 | CLOSED | 11 kV | RYB | PE 11.76 TERES ZON 9D (1) (F1) |  |  | PTJ11763 |  | INDKOM | INS24 |  |  |  | Pass | null
379908972 | TNB | DISTRIBUTION | WP PUTRAJAYA & CYBERJAYA | Existing | VPTJ/PCE/J00359/MB1 | 310371017 | CLOSED | 11 kV | RYB | PE 11.76 TERES ZON 9D (1) (F2) |  |  | PTJ11766 |  | INDKOM | INS24 |  |  |  | Pass | null
379909078 | TNB | DISTRIBUTION | WP PUTRAJAYA & CYBERJAYA | Existing | VPTJ/PCE/J00357/MB1 | 310371019 | CLOSED | 11 kV | RYB | PE 11.77 TERES ZON 9D (2) (F1) |  |  | PTJ11773 |  | INDKOM | INS24 |  |  |  | Pass | null
379909184 | TNB | DISTRIBUTION | WP PUTRAJAYA & CYBERJAYA | Existing | VPTJ/PCE/J00358/MB1 | 310286485 | CLOSED | 11 kV | RYB | PE 11.77 TERES ZON 9D (2) (F2) |  |  | PTJ11776 |  | INDKOM | INS24 |  |  |  | Pass | null
379909315 | TNB | DISTRIBUTION | WP PUTRAJAYA & CYBERJAYA | Existing | VPTJ/PCE/J00398/MB1 | 310159639 | CLOSED | 11 kV | RYB | Grp: Substation Comp. 1 PE11.78 F1 |  |  | PTJ11782 |  |  | VRN 2A |  |  |  | Pass | null
379909409 | TNB | DISTRIBUTION | WP PUTRAJAYA & CYBERJAYA | Existing | VPTJ/PCE/J00399/MB1 | 310159659 | CLOSED | 11 kV | RYB | E 11.78 PPA1M PALMA (F2) |  |  | PTJ11785 |  |  | VRN 2A | 17/11/2016 |  |  | Pass | null
379909518 | TNB | DISTRIBUTION | WP PUTRAJAYA & CYBERJAYA | Existing | VPTJ/PCE/J05351/MB05351 | 310375513 | CLOSED | 11 kV | RYB | PE 5.35 TEMP 5R5 |  |  | PTJ05353 |  | INDKOM | ZZTT 1D |  |  |  | Pass | null
379909819 | TNB | DISTRIBUTION | WP PUTRAJAYA & CYBERJAYA | Existing | VCBJ/PCE/J24361/MB24361 | 310386506 | CLOSED | 11 kV | RYB | PE 24.36 VERDI CONDO BLOK 2 |  |  | CBJ24364 |  | INDKOM | ZZTT1D |  |  |  | Pass | null
379909820 | TNB | DISTRIBUTION | WP PUTRAJAYA & CYBERJAYA | Existing | VCBJ/PCE/J24361/MB24361 | 310386506 | CLOSED | 11 kV | RYB | PE 24.36 VERDI CONDO BLOK 2 |  |  | CBJ24363 |  | INDKOM | ZZTT1D |  |  |  | Pass | null
379910002 | TNB | DISTRIBUTION | WP PUTRAJAYA & CYBERJAYA | Existing | VCBJ/PCE/J24351/MB24351 | 310386491 | CLOSED | 11 kV | RYB | PE 24.35 VERDI CONDO BLOK 1 |  |  | CBJ24354 |  | INDKOM | ZZTT1D |  |  |  | Pass | null
379910003 | TNB | DISTRIBUTION | WP PUTRAJAYA & CYBERJAYA | Existing | VCBJ/PCE/J24351/MB24351 | 310386491 | CLOSED | 11 kV | RYB | PE 24.35 VERDI CONDO BLOK 1 |  |  | CBJ24353 |  | INDKOM | ZZTT1D |  |  |  | Pass | null
379924544 | TNB | DISTRIBUTION | WP PUTRAJAYA & CYBERJAYA | Existing | VPTJ/PCE/J00347/MB1 | 310371235 | CLOSED | 11 kV | RYB | PE 12.04 SPINE ROAD NO 2 (F2) |  |  | PTJ12046 | [6 empty] | Pass | null
379924645 | TNB | DISTRIBUTION | WP PUTRAJAYA & CYBERJAYA | Existing | VPTJ/PCE/J00347/MB1 | 310371232 | CLOSED | 11 kV | RYB | PE 12.04 SPINE ROAD NO 2 (F1) |  |  | PTJ12043 |  | INDKOM | INS24 |  |  |  | Pass | null
379924739 | TNB | DISTRIBUTION | WP PUTRAJAYA & CYBERJAYA | Existing | VPTJ/PCE/J00348/MB1 | 310372346 | CLOSED | 11 kV | RYB | PE 12.05 PS 19 (F2) |  |  | PTJ12055 |  | SCHNEIDER |  |  |  |  | Pass | null
379924833 | TNB | DISTRIBUTION | WP PUTRAJAYA & CYBERJAYA | Existing | VPTJ/PCE/J00346/MB1 | 310372341 | CLOSED | 11 kV | RYB | PE 12.05 PS 19 (F1) |  |  | PTJ12052 |  | SCHNEIDER |  |  |  |  | Pass | null
379925004 | TNB | DISTRIBUTION | WP PUTRAJAYA & CYBERJAYA | Existing | VPTJ/PCE/J00335/MB1 | 310332995 | CLOSED | 11 kV | RYB | PE 15.49 NADI 15 (1) (F1) |  |  | PTJ15493 |  | INDKOM | ZZT ID |  |  |  | Pass | null
379925098 | TNB | DISTRIBUTION | WP PUTRAJAYA & CYBERJAYA | Existing | VPTJ/PCE/J15492/MB15494 | 310332998 | CLOSED | 11 kV | RYB | PE 15.49 NADI 15 (1) (F2) |  |  | PTJ15496 |  | INDKOM |  |  |  |  | Pass | null
379925194 | TNB | DISTRIBUTION | WP PUTRAJAYA & CYBERJAYA | Existing | VPTJ/PCE/J00336/MB1 | 300520274 | CLOSED | 11 kV | RYB | PE 15.50 NADI 15 (2) (F1) |  |  | PTJ15503 |  | INDKOM | INS24 |  |  |  | Pass | null
379925288 | TNB | DISTRIBUTION | WP PUTRAJAYA & CYBERJAYA | Existing | VPTJ/PCE/J15502/MB15504 | 300522664 | CLOSED | 11 kV | RYB | PE 15.50 NADI 15 (2) (F2) |  |  | PTJ15506 |  | INDKOM | INS24 |  |  |  | Pass | null
379925384 | TNB | DISTRIBUTION | WP PUTRAJAYA & CYBERJAYA | Existing | VPTJ/PCE/J00334/MB1 | 300520263 | CLOSED | 11 kV | RYB | PE 15.51 NADI 15 (3) (F1) |  |  | PTJ15513 |  | INDKOM | INS24 |  |  |  | Pass | null
379925478 | TNB | DISTRIBUTION | WP PUTRAJAYA & CYBERJAYA | Existing | VPTJ/PCE/J15512/MB15514 | 300522668 | CLOSED | 11 kV | RYB | PE 15.51 NADI 15 (3) (F2) |  |  | PTJ15516 |  | INDKOM | INS24 |  |  |  | Pass | null
379925863 | TNB | DISTRIBUTION | WP PUTRAJAYA & CYBERJAYA | Existing | VPTJ/PCE/J00372/MB1 | 310376046 | CLOSED | 11 kV | RYB | PE 14.34 DUTA VILLA (EFI) (F1) |  |  | PTJ14343 |  | INDKOM | INS24 |  |  |  | Pass | null
379925967 | TNB | DISTRIBUTION | WP PUTRAJAYA & CYBERJAYA | Existing | VPTJ/PCE/J00374/MB1 | 310376049 | CLOSED | 11 kV | RYB | PE 14.34 DUTA VILLA (EFI) (F2) |  |  | PTJ14346 |  | INDKOM | INS24 |  |  |  | Pass | null
379926319 | TNB | DISTRIBUTION | WP PUTRAJAYA & CYBERJAYA | Existing | VCBJ/PCE/J00130/MB1 | 310375552 | CLOSED | 11 kV | RYB | PE 25.30 GLADE 3-3 |  |  | CBJ25302 |  | SCHNEIDER | NE-21Q |  |  |  | Pass | null
379926413 | TNB | DISTRIBUTION | WP PUTRAJAYA & CYBERJAYA | Existing | VCBJ/PCE/J00129/MB1 | 310389792 | CLOSED | 11 kV | RYB | PE 25.29 GLADE 3-2 |  |  | CBJ25292 |  | SCHNEIDER | NE-21Q |  |  |  | Pass | null
379926507 | TNB | DISTRIBUTION | WP PUTRAJAYA & CYBERJAYA | Existing | VCBJ/PCE/J00124/MB1 | 310389790 | CLOSED | 11 kV | RYB | PE 25.28 GLADE 3-1 |  |  | CBJ25282 |  | MERLIN GERIN | NE-21Q |  |  |  | Pass | null
379926844 | TNB | DISTRIBUTION | WP PUTRAJAYA & CYBERJAYA | Existing | VCBJ/PCE/J23211/MB23211 | 310303828 | CLOSED | 11 kV | RYB | PE 23.21 EASTERN CORIDOR |  |  | CBJ23212 |  | SCHNEIDER | NE-21Q |  |  |  | Pass | null
379926955 | TNB | DISTRIBUTION | WP PUTRAJAYA & CYBERJAYA | Existing | VCBJ/PCE/J00132/MB1 | 310386417 | CLOSED | 11 kV | RYB | PE 23.31 TEMP AXVENTURE |  |  | CBJ23312 |  | MERLIN GERIN | NE-21Q |  |  |  | Pass | null
380663146 | TNB | DISTRIBUTION | WP PUTRAJAYA & CYBERJAYA | Existing | VPTJ/PCE/J00442/MB1 | 310554291 | CLOSED | 11 kV | RYB | D-PTJ-C15-0989 |  |  | P17152 |  | SIEMENS | 8DJH |  | TX-1000kVA |  | Pass | null
380663267 | TNB | DISTRIBUTION | WP PUTRAJAYA & CYBERJAYA | Existing | VPTJ/PCE/J00443/MB1 | 310554274 | CLOSED | 11 kV | RYB | D-PTJ-C15-0989 |  |  | P17156 |  | SIEMENS | 8DJH |  |  |  | Pass | null
380663390 | TNB | DISTRIBUTION | WP PUTRAJAYA & CYBERJAYA | Existing | VPTJ/PCE/J00444/MB1 | 310554333 | CLOSED | 11 kV | RYB | D-PTJ-C15-0989 |  |  | P17163 |  |  | VRN 2A |  | TX-1000kVA |  | Pass | null
380663511 | TNB | DISTRIBUTION | WP PUTRAJAYA & CYBERJAYA | Existing | VPTJ/PCE/J00445/MB1 | 310543647 | CLOSED | 11 kV | RYB | D-PTJ-C15-0989 |  |  | P17166 |  |  | RM6 |  | TX-1000kVA |  | Pass | null
381401680 | TNB | DISTRIBUTION | WP PUTRAJAYA & CYBERJAYA | Existing |  |  | CLOSED | 11 kV | RYB | D-PTJ-C16-0948 |  |  | PTJ12095 | [6 empty] | Pass | null
381401794 | TNB | DISTRIBUTION | WP PUTRAJAYA & CYBERJAYA | Existing |  |  | CLOSED | 11 kV | RYB | D-PTJ-C16-0948 |  |  | PTJ12092 | [6 empty] | Pass | null
381401916 | TNB | DISTRIBUTION | WP PUTRAJAYA & CYBERJAYA | Existing |  |  | CLOSED | 11 kV | RYB | D-PTJ-C16-0948 |  |  | PTJ12105 | [6 empty] | Pass | null
381402030 | TNB | DISTRIBUTION | WP PUTRAJAYA & CYBERJAYA | Existing |  |  | CLOSED | 11 kV | RYB | D-PTJ-C16-0948 |  |  | PTJ12102 | [6 empty] | Pass | null
381402200 | TNB | DISTRIBUTION | WP PUTRAJAYA & CYBERJAYA | Existing | VPTJ/PCE/J00400/MB1 | 310294512 | CLOSED | 11 kV | RYB | D-PTJ-C15-0944 |  |  | PTJ17112 |  |  | VRN 2A |  |  |  | Pass | null
381402314 | TNB | DISTRIBUTION | WP PUTRAJAYA & CYBERJAYA | Existing | VPTJ/PCE/J00401/MB1 | 310294517 | CLOSED | 11 kV | RYB | D-PTJ-C15-0944 |  |  | PTJ17115 |  |  | VRN 2A |  |  |  | Pass | null
381402430 | TNB | DISTRIBUTION | WP PUTRAJAYA & CYBERJAYA | Existing | VPTJ/PCE/J00406/MB1 | 310294511 | CLOSED | 11 kV | RYB | D-PTJ-C16-1074 |  |  | PTJ17142 |  |  | VRN 2A |  |  |  | Pass | null
381402544 | TNB | DISTRIBUTION | WP PUTRAJAYA & CYBERJAYA | Existing | VPTJ/PCE/J00407/MB1 | 310294509 | CLOSED | 11 kV | RYB | D-PTJ-C16-1074 |  |  | PTJ17145 |  |  | VRN 2A |  |  |  | Pass | null
381402694 | TNB | DISTRIBUTION | WP PUTRAJAYA & CYBERJAYA | Existing | VPTJ/PCE/J00404/MB1 | 310294518 | CLOSED | 11 kV | RYB | D-PTJ-C16-1074 |  |  | PTJ17132 |  |  | VRN 2A |  |  |  | Pass | null
381402810 | TNB | DISTRIBUTION | WP PUTRAJAYA & CYBERJAYA | Existing | VPTJ/PCE/J00405/MB1 | 310294510 | CLOSED | 11 kV | RYB | D-PTJ-C16-1074 |  |  | PTJ17135 |  |  | VRN 2A |  |  |  | Pass | null
381402955 | TNB | DISTRIBUTION | WP PUTRAJAYA & CYBERJAYA | Existing | VPTJ/PCE/J00402/MB1 | 310294514 | CLOSED | 11 kV | RYB | D-PTJ-C15-0944 |  |  | PTJ17122 |  |  | VRN 2A |  |  |  | Pass | null
381403069 | TNB | DISTRIBUTION | WP PUTRAJAYA & CYBERJAYA | Existing | VPTJ/PCE/J00403/MB1 | 310294516 | CLOSED | 11 kV | RYB | D-PTJ-C15-0944 |  |  | PTJ17125 |  |  | VRN 2A |  |  |  | Pass | null
381405974 | TNB | DISTRIBUTION | WP PUTRAJAYA & CYBERJAYA | Existing | VPTJ/PCE/J00375/MB1 | 310425312 | CLOSED | 11 kV | RYB | PE 7.14 ELECTRIC SQC 1 |  |  | PTJ07142 |  | SCHNEIDER | NE-2iQ |  | TX-1000KVA |  | Pass | null
381406088 | TNB | DISTRIBUTION | WP PUTRAJAYA & CYBERJAYA | Existing | VPTJ/PCE/J00377/MB1 | 310425309 | CLOSED | 11 kV | RYB | PE 7.15 ELECTRIC SQC 2 |  |  | PTJ07152 |  | SCHNEIDER | NE-2iQ |  | TX-1000KVA |  | Pass | null
381406211 | TNB | DISTRIBUTION | WP PUTRAJAYA & CYBERJAYA | Existing | VPTJ/PCE/J00378/MB1 | 310425307 | CLOSED | 11 kV | RYB | PE 9.50 DEPOH VSQC |  |  | PTJ09502 |  | SCHNEIDER | NE-2iQ |  | TX-1000KVA |  | Pass | null
381406342 | TNB | DISTRIBUTION | WP PUTRAJAYA & CYBERJAYA | Existing |  |  | CLOSED | 11 kV | RYB | PE 23.30 EAST GARDEN |  |  | CBJ23303 |  |  |  |  | TX1-1000KVA |  | Pass | null
381406343 | TNB | DISTRIBUTION | WP PUTRAJAYA & CYBERJAYA | Existing |  |  | CLOSED | 11 kV | RYB | PE 23.30 EAST GARDEN |  |  | CBJ23304 |  |  |  |  | TX2-1000KVA |  | Pass | null
381406595 | TNB | DISTRIBUTION | WP PUTRAJAYA & CYBERJAYA | Existing | VCBJ/PCE/J00131/MB1 | 310024037 | CLOSED | 11 kV | RYB | PE 24.40 LAMAN VIEW |  |  | CBJ24403 |  | INDKOM | INS24 |  | TX-1000KVA |  | Pass | null
381406596 | TNB | DISTRIBUTION | WP PUTRAJAYA & CYBERJAYA | Existing | VCBJ/PCE/J00131/MB1 | 310024037 | CLOSED | 11 kV | RYB | PE 24.40 LAMAN VIEW |  |  | CBJ24404 |  | INDKOM | INS24 |  | TX2-1000KVA |  | Pass | null
381406811 | TNB | DISTRIBUTION | WP PUTRAJAYA & CYBERJAYA | Existing | VPTJ/PCE/J00388/MB1 | 310213597 | CLOSED | 11 kV | RYB | PE 6.07 BLOK 7 PPA1M (F1) |  |  | PTJ06073 |  | EPE | N/A |  | TX-1000KVA |  | Pass | null
381406932 | TNB | DISTRIBUTION | WP PUTRAJAYA & CYBERJAYA | Existing | VPTJ/PCE/J00389/MB1 | 310213598 | CLOSED | 11 kV | RYB | PE 6.07 BLOK 7 PPA1M (F2) |  |  | PTJ06076 |  | EPE | N/A |  | TX-1000KVA |  | Pass | null
381407059 | TNB | DISTRIBUTION | WP PUTRAJAYA & CYBERJAYA | Existing | VPTJ/PCE/J00393/MB1 | 310251082 | CLOSED | 11 kV | RYB | PE 6.11 BLOK 4 PPA1M (F2) |  |  | PTJ06116 |  | EPE | CCTI |  | TX-1000KVA |  | Pass | null
381407180 | TNB | DISTRIBUTION | WP PUTRAJAYA & CYBERJAYA | Existing | VPTJ/PCE/J00392/MB1 | 310213599 | CLOSED | 11 kV | RYB | PE 6.11 BLOK 4 PPA1M (F1) |  |  | PTJ06113 |  | EPE | N/A |  | TX1-1000KVA |  | Pass | null
381407317 | TNB | DISTRIBUTION | WP PUTRAJAYA & CYBERJAYA | Existing | VPTJ/PCE/J00390/MB1 | 310213605 | CLOSED | 11 kV | RYB | PE 6.10 BLOK 6B PPA1M (F1) |  |  | PTJ06103 |  | EPE | CCTI |  | TX-1000KVA |  | Pass | null
381407438 | TNB | DISTRIBUTION | WP PUTRAJAYA & CYBERJAYA | Existing | VPTJ/PCE/J00391/MB1 | 310251080 | CLOSED | 11 kV | RYB | PE 6.10 BLOK 6B PPA1M (F2) |  |  | PTJ06106 |  | EPE | CCTI |  | TX-1000KVA |  | Pass | null
381407561 | TNB | DISTRIBUTION | WP PUTRAJAYA & CYBERJAYA | Existing | VPTJ/PCE/J00397/MB1 | 310213609 | CLOSED | 11 kV | RYB | PE 6.09 BLOK 6A PPA1M (F2) |  |  | PTJ06096 |  | EPE | CCTI |  |  |  | Pass | null
381407682 | TNB | DISTRIBUTION | WP PUTRAJAYA & CYBERJAYA | Existing | VPTJ/PCE/J00396/MB1 | 310213600 | CLOSED | 11 kV | RYB | PE 6.09 BLOK 6A PPA1M (F1) |  |  | PTJ06093 |  | EPE | N/A |  | TX-1000KVA |  | Pass | null
381407805 | TNB | DISTRIBUTION | WP PUTRAJAYA & CYBERJAYA | Existing | VPTJ/PCE/J00394/MB1 | 310213608 | CLOSED | 11 kV | RYB | PE 6.08 BLOK 3 PPA1M (F1) |  |  | PTJ06082 |  | EPE | SSE-VRN2a |  | TX-1000KVA |  | Pass | null
381407926 | TNB | DISTRIBUTION | WP PUTRAJAYA & CYBERJAYA | Existing | VPTJ/PCE/J00395/MB1 | 310213602 | CLOSED | 11 kV | RYB | PE 6.08 BLOK 3 PPA1M (F2) |  |  | PTJ06085 |  | EPE | SSE-VRN2a |  | TX-1000KVA |  | Pass | null
381408049 | TNB | DISTRIBUTION | WP PUTRAJAYA & CYBERJAYA | Existing | VPTJ/PCE/J00386/MB1 | 309997435 | CLOSED | 11 kV | RYB | PE 6.06 BLOK 5B PPA1M (F1) |  |  | PTJ06063 |  | EPE | N/A |  | TX-1000KVA |  | Pass | null
381408170 | TNB | DISTRIBUTION | WP PUTRAJAYA & CYBERJAYA | Existing | VPTJ/PCE/J00387/MB1 | 309997437 | CLOSED | 11 kV | RYB | PE 6.06 BLOK 5B PPA1M (F2) |  |  | PTJ06066 |  | EPE | N/A |  | TX-1000KVA |  | Pass | null
381526228 | TNB | DISTRIBUTION | WP PUTRAJAYA & CYBERJAYA | Existing | VCBJ/PCE/J23291/MB1 | 300545693 | CLOSED | 11 kV | RYB | PE 23.29 PERUMAHAN CERIA RESIDENT |  |  | CBJ23293 |  | INDKOM | INS24 |  | TX-1000KVA |  | Pass | null
381526229 | TNB | DISTRIBUTION | WP PUTRAJAYA & CYBERJAYA | Existing | VCBJ/PCE/J23291/MB1 | 300545693 | CLOSED | 11 kV | RYB | PE 23.29 PERUMAHAN CERIA RESIDENT |  |  | CBJ23294 |  | INDKOM | INS24 |  | TX-1000KVA |  | Pass | null
381526550 | TNB | DISTRIBUTION | WP PUTRAJAYA & CYBERJAYA | Existing | VCBJ/PCE/J21441/MB21441 | 310370043 | CLOSED | 11 kV | RYB | PE 21.44 CYBERVILLAGE SERENITY 2 |  |  | CBJ21443 |  | TAMCO |  |  |  |  | Pass | null
381526551 | TNB | DISTRIBUTION | WP PUTRAJAYA & CYBERJAYA | Existing | VCBJ/PCE/J21441/MB21441 | 310370043 | CLOSED | 11 kV | RYB | PE 21.44 CYBERVILLAGE SERENITY 2 |  |  | CBJ21442 |  | TAMCO |  |  |  |  | Pass | null
381526761 | TNB | DISTRIBUTION | WP PUTRAJAYA & CYBERJAYA | Existing | VCBJ/PCE/J24031/MB24031 | 310360646 | CLOSED | 11 kV | RYB | PE 24.03 JELANG VISTA 2 |  |  | CBJ24034 |  | INDKOM | INS24 |  | TX1-1000KVA |  | Pass | null
381527222 | TNB | DISTRIBUTION | WP PUTRAJAYA & CYBERJAYA | Existing | VCBJ/PCE/J24111/MB24111 | 310360641 | CLOSED | 11 kV | RYB | PE 24.11 SEJATI HOMES 1 |  |  | CBJ24114 |  | ABB | CCFF |  |  |  | Pass | null
381527223 | TNB | DISTRIBUTION | WP PUTRAJAYA & CYBERJAYA | Existing | VCBJ/PCE/J24111/MB24111 | 310360641 | CLOSED | 11 kV | RYB | PE 24.11 SEJATI HOMES 1 |  |  | CBJ24113 |  | ABB | CCFF |  |  |  | Pass | null
382986166 | TNB | DISTRIBUTION | WP PUTRAJAYA & CYBERJAYA | Existing | VPTJ/PCE/J14331/MB14331 | 310338739 | CLOSED | 11 kV | RYB | PE 14.33 PERUMAHAN 14-6 NO 2 (F1) |  |  | PTJ14333 |  | INDKOM | INS24 |  | TX1-1000KVA |  | Pass | null
382986287 | TNB | DISTRIBUTION | WP PUTRAJAYA & CYBERJAYA | Existing | VPTJ/PCE/J14332/MB14334 | 310338743 | CLOSED | 11 kV | RYB | PE 14.33 PERUMAHAN 14-6 NO 2 (F2) |  |  | PTJ14335 |  | INDKOM | INS24 |  | TX2-1000KVA |  | Pass | null
382986420 | TNB | DISTRIBUTION | WP PUTRAJAYA & CYBERJAYA | Existing | VPTJ/PCE/J14321/MB14321 | 310338752 | CLOSED | 11 kV | RYB | PE 14.32 PERUMAHAN 14-6 NO 1 (F1) |  |  | PTJ14323 |  | INDKOM | INS24 |  | TX-1000KVA |  | Pass | null
382986541 | TNB | DISTRIBUTION | WP PUTRAJAYA & CYBERJAYA | Existing | VPTJ/PCE/J14322/MB14324 | 310338747 | CLOSED | 11 kV | RYB | PE 14.32 PERUMAHAN 14-6 NO 1 (F2) |  |  | PTJ14325 |  | SCHNEIDER | NE-2iQ |  | TX2-1000KVA |  | Pass | null
382986695 | TNB | DISTRIBUTION | WP PUTRAJAYA & CYBERJAYA | Existing | VCBJ/PCE/J00127/MB1 | 310212579 | CLOSED | 11 kV | RYB | PE 24.37 KANVAS TOWER A |  |  | CBJ24374 |  | SIEMENS | 8DJH TRRT |  | TX2-1000KVA |  | Pass | null
382986696 | TNB | DISTRIBUTION | WP PUTRAJAYA & CYBERJAYA | Existing | VCBJ/PCE/J00127/MB1 | 310212579 | CLOSED | 11 kV | RYB | PE 24.37 KANVAS TOWER A |  |  | CBJ24371 |  | SIEMENS | 8DJH TRRT |  | TX-1000KVA |  | Pass | null
382986917 | TNB | DISTRIBUTION | WP PUTRAJAYA & CYBERJAYA | Existing | VCBJ/PCE/J00128/MB1 | 310158556 | CLOSED | 11 kV | RYB | PE 24.38 KANVAS TOWER B |  |  | CBJ24384 |  | INDKOM | ZZTT1D |  | TX2-1000KVA |  | Pass | null
382986918 | TNB | DISTRIBUTION | WP PUTRAJAYA & CYBERJAYA | Existing | VCBJ/PCE/J00128/MB1 | 310158556 | CLOSED | 11 kV | RYB | PE 24.38 KANVAS TOWER B |  |  | CBJ24383 |  | INDKOM | ZZTT1D |  | TX1-1000KVA |  | Pass | null
382987151 | TNB | DISTRIBUTION | WP PUTRAJAYA & CYBERJAYA | Existing | VCBJ/PCE/J23261/MB23261 | 310425257 | CLOSED | 11 kV | RYB | PE 23.26 V RESIDENCE |  |  | CBJ23261 |  | SIEMENS | 8DJH TRRT |  | TX1-1000KVA |  | Pass | null
382987152 | TNB | DISTRIBUTION | WP PUTRAJAYA & CYBERJAYA | Existing | VCBJ/PCE/J23261/MB23261 | 310425257 | CLOSED | 11 kV | RYB | PE 23.26 V RESIDENCE |  |  | CBJ23264 |  | SIEMENS | 8DJH TRRT |  | TX2-1000KVA |  | Pass | null
382987363 | TNB | DISTRIBUTION | WP PUTRAJAYA & CYBERJAYA | Existing | VCBJ/PCE/J23271/MB23271 | 310425266 | CLOSED | 11 kV | RYB | PE 23.27 V RESIDENCE 1 |  |  | CBJ23272 |  |  | VRN 2A |  | TX-750KVA |  | Pass | null
382987623 | TNB | DISTRIBUTION | WP PUTRAJAYA & CYBERJAYA | Existing | VCBJ/PCE/J00133/MB1 | 310158581 | CLOSED | 11 kV | RYB | PE 24.41 MAGIC VILLAGE |  |  | CBJ24412 |  |  | VRN 2A |  | TX-750KVA |  | Pass | null
383003392 | TNB | DISTRIBUTION | WP PUTRAJAYA & CYBERJAYA | Existing | VPTJ/PCE/J00383/MB1 | 310159885 | CLOSED | 11 kV | RYB | PE 6.05 BLOK 5A PPA1M (F2) |  |  | PTJ06056 |  | EPE | CCTI |  |  |  | Pass | null
383003513 | TNB | DISTRIBUTION | WP PUTRAJAYA & CYBERJAYA | Existing | VPTJ/PCE/J00382/MB1 | 310159653 | CLOSED | 11 kV | RYB | PE 6.05 BLOK 5A PPA1M (F1) |  |  | PTJ06053 |  | EPE | CCTI |  |  |  | Pass | null
383003636 | TNB | DISTRIBUTION | WP PUTRAJAYA & CYBERJAYA | Existing | VPTJ/PCE/J00381/MB1 | 310213610 | CLOSED | 11 kV | RYB | PE 6.04 BLOK 1 PPA1M (F2) |  |  | PTJ06046 |  | EPE | CCTI |  |  |  | Pass | null
383003757 | TNB | DISTRIBUTION | WP PUTRAJAYA & CYBERJAYA | Existing | VPTJ/PCE/J00380/MB1 | 310213607 | CLOSED | 11 kV | RYB | PE 6.04 BLOK 1 PPA1M (F1) |  |  | PTJ06043 |  | EPE | CCTI |  |  |  | Pass | null
383003918 | TNB | DISTRIBUTION | WP PUTRAJAYA & CYBERJAYA | Existing | VPTJ/PCE/J16321/MB16321 | 310471639 | CLOSED | 11 kV | RYB | PE 16.32 TEMP PPA1M P16D |  |  | PTJ16322 |  | SCHNEIDER | NE-2iQ |  |  |  | Pass | null
383004178 | TNB | DISTRIBUTION | WP PUTRAJAYA & CYBERJAYA | Existing | VPTJ/PCE/J01681/MB01681 | 310372353 | CLOSED | 11 kV | RYB | PE 1.68 TEMP PLOT Z1 & Z2 |  |  | PTJ01682 |  | TAMCO | NA |  |  |  | Pass | null
383004453 | TNB | DISTRIBUTION | WP PUTRAJAYA & CYBERJAYA | Existing | VPTJ/PCE/J11641/MB11641 | 300281093 | CLOSED | 11 kV | RYB | PE 11.64 ZON 10A (F1) |  |  | PTJ11642 |  | TAMCO | GR1-21-1D-08301 | 21/07/2009 |  |  | Pass | null
383004568 | TNB | DISTRIBUTION | WP PUTRAJAYA & CYBERJAYA | Existing | VPTJ/PCE/J11642/MB11644 | 300454762 | CLOSED | 11 kV | RYB | PE 11.64 ZON 10A (F2) |  |  | PTJ11645 |  | TAMCO | GR1-21-1D-08308 |  |  |  | Pass | null
383004688 | TNB | DISTRIBUTION | WP PUTRAJAYA & CYBERJAYA | Existing | VPTJ/PCE/J11651/MB11651 | 300451360 | CLOSED | 11 kV | RYB | PE 11.65 ZON 10A2 (F1) |  |  | PTJ11653 |  | INDKOM | ZZT |  |  |  | Pass | null
383004803 | TNB | DISTRIBUTION | WP PUTRAJAYA & CYBERJAYA | Existing | VPTJ/PCE/J11652/MB11654 | 300281094 | CLOSED | 11 kV | RYB | PE 11.65 ZON 10A2 (F2) |  |  | PTJ11656 |  | INDKOM | ZZT | 13/08/2009 |  |  | Pass | null
383046385 | TNB | DISTRIBUTION | WP PUTRAJAYA & CYBERJAYA | Existing |  |  | CLOSED | 11 kV | RYB | BE KE PEMBANGUNAN PUSAT PENGAJIAN PERTAH |  |  | P1663 | [6 empty] | Pass | null
383046499 | TNB | DISTRIBUTION | WP PUTRAJAYA & CYBERJAYA | Existing |  |  | CLOSED | 11 kV | RYB |  |  |  | P1666 | [6 empty] | Pass | null
383046625 | TNB | DISTRIBUTION | WP PUTRAJAYA & CYBERJAYA | Existing | VCBJ/PCE/J00164/MB1 | 310580315 | CLOSED | 11 kV | RYB | D-CBJ-C17-0519 |  |  | C23452 | LUCY |  | VRN 2A |  |  |  | Pass | null
383046865 | TNB | DISTRIBUTION | WP PUTRAJAYA & CYBERJAYA | Existing |  |  | CLOSED | 11 kV | RYB | D-CBJ-C16-0576 |  |  | C25312 | [6 empty] | Pass | null
383046979 | TNB | DISTRIBUTION | WP PUTRAJAYA & CYBERJAYA | Existing |  |  | CLOSED | 11 kV | RYB | D-CBJ-C16-0576 |  |  | C25322 | [6 empty] | Pass | null
383047093 | TNB | DISTRIBUTION | WP PUTRAJAYA & CYBERJAYA | Existing |  |  | CLOSED | 11 kV | RYB | D-CBJ-C16-0576 |  |  | C25332 | [6 empty] | Pass | null
383338333 | TNB | DISTRIBUTION | WP PUTRAJAYA & CYBERJAYA | Existing | VCBJ/PCE/J00139/MB1 | 310386607 | CLOSED | 11 kV | RYB | D-CBJ-C15-0468 |  |  | CBJ23404 |  | INDKOM | INS24 |  | TX2-1000KVA |  | Pass | null
383338334 | TNB | DISTRIBUTION | WP PUTRAJAYA & CYBERJAYA | Existing | VCBJ/PCE/J00139/MB1 | 310386607 | CLOSED | 11 kV | RYB | D-CBJ-C15-0468 |  |  | CBJ23403 |  | INDKOM | INS24 |  | TX1-1000KVA |  | Pass | null
383338552 | TNB | DISTRIBUTION | WP PUTRAJAYA & CYBERJAYA | Existing | VCBJ/PCE/J00140/MB1 | 310341678 | CLOSED | 11 kV | RYB | D-CBJ-C15-0468 |  |  | CBJ23413 |  | TAMCO | SF6 RMU GR1 |  | TX2-1000KVA |  | Pass | null
383338553 | TNB | DISTRIBUTION | WP PUTRAJAYA & CYBERJAYA | Existing | VCBJ/PCE/J00140/MB1 | 310341678 | CLOSED | 11 kV | RYB | D-CBJ-C15-0468 |  |  | CBJ23412 |  | TAMCO | SF6 RMU GR1 |  | TX1-1000KVA |  | Pass | null
383347044 | TNB | DISTRIBUTION | WP PUTRAJAYA & CYBERJAYA | Existing | VCBJ/PCE/J24021/MB 24021 | 310303824 | CLOSED | 11 kV | RYB | PE 24.02 JELANG VISTA 1 |  |  | CBJ24024 |  | INDKOM | ZZTT.OD |  | TX-1000KVA |  | Pass | null
384171310 | TNB | DISTRIBUTION | WP PUTRAJAYA & CYBERJAYA | Existing | VCBJ/PCE/J00152 |  | CLOSED | 11 kV | RYB | D-CBJ-C16-0439 |  |  | C25063 | [6 empty] | Pass | null
384171442 | TNB | DISTRIBUTION | WP PUTRAJAYA & CYBERJAYA | Existing |  |  | CLOSED | 11 kV | RYB | PE 24.45 CERIA CONDO B |  |  | C24453 | [6 empty] | Pass | null
384171443 | TNB | DISTRIBUTION | WP PUTRAJAYA & CYBERJAYA | Existing |  |  | CLOSED | 11 kV | RYB | PE 24.45 CERIA CONDO B |  |  | C24452 | [6 empty] | Pass | null
384171653 | TNB | DISTRIBUTION | WP PUTRAJAYA & CYBERJAYA | Existing |  |  | CLOSED | 11 kV | RYB | PE 24.44 CERIA CONDO A |  |  | C24443 | [6 empty] | Pass | null
384171654 | TNB | DISTRIBUTION | WP PUTRAJAYA & CYBERJAYA | Existing |  |  | CLOSED | 11 kV | RYB | PE 24.44 CERIA CONDO A |  |  | C24442 | [6 empty] | Pass | null
384172001 | TNB | DISTRIBUTION | WP PUTRAJAYA & CYBERJAYA | Existing |  |  | CLOSED | 11 kV | RYB | D-CBJ-C15-0497 |  |  | N/A | [6 empty] | Pass | null
384304424 | TNB | DISTRIBUTION | WP PUTRAJAYA & CYBERJAYA | Existing |  |  | CLOSED | 11 kV | RYB | D-CBJ-C16-0532 |  |  | C21392 | [6 empty] | Pass | null
385025816 | TNB | DISTRIBUTION | WP PUTRAJAYA & CYBERJAYA | Existing |  |  | CLOSED | 11 kV | RYB |  |  |  | 17233 | [6 empty] | Pass | null
385026650 | TNB | DISTRIBUTION | WP PUTRAJAYA & CYBERJAYA | Existing |  |  | CLOSED | 11 kV | RYB | D-CBJ-C16-0566 |  |  | 24432 | [6 empty] | Pass | null
385026651 | TNB | DISTRIBUTION | WP PUTRAJAYA & CYBERJAYA | Existing |  |  | CLOSED | 11 kV | RYB | D-CBJ-C16-0566 |  |  | 24433 | [6 empty] | Pass | null
388861013 | TNB | DISTRIBUTION | WP PUTRAJAYA & CYBERJAYA | Existing | VCBJ/PCE/J24051/MB24052 | 300454676 | CLOSED | 11 kV | RYB | PE 24.05 SYMPHONY HILLS 3 |  |  | CBJ24053 |  | SCHNEIDER | ID-0233 |  | TX2-1000KVA |  | Pass | null
389013166 | TNB | DISTRIBUTION | WP PUTRAJAYA & CYBERJAYA | Existing | VCBJ/PCE/J24061/MB24062 | 300454672 | CLOSED | 11 kV | RYB | PE 24.06 SYMPHONY HILLS 1 |  |  | CBJ24063 |  | SCHNEIDER | NE-2iQ |  | TX-500KVA |  | Pass | null
389013194 | TNB | DISTRIBUTION | WP PUTRAJAYA & CYBERJAYA | Existing |  |  | CLOSED | 11 kV | RYB | PE 24.06 SYMPHONY HILLS 1 |  |  | N/A | [6 empty] | Pass | null
389013195 | TNB | DISTRIBUTION | WP PUTRAJAYA & CYBERJAYA | Existing |  |  | CLOSED | 11 kV | RYB | PE 24.06 SYMPHONY HILLS 1 |  |  | N/A | [6 empty] | Pass | null
389470106 | TNB | DISTRIBUTION | WP PUTRAJAYA & CYBERJAYA | Existing |  |  | CLOSED | 11 kV | RYB | D-CBJ-C15-0506 |  |  | CBJ24503 | [6 empty] | Pass | null
389527738 | TNB | DISTRIBUTION | WP PUTRAJAYA & CYBERJAYA | Existing | VCBJ/PCE/J21751/MB21751 | 300454652 | CLOSED | 11 kV | RYB | PE 21.75 LAKEVIEW WEST 1 |  |  | CBJ21752 |  | TAMCO | GR1 |  | TX1-1000KVA |  | Pass | null
389528364 | TNB | DISTRIBUTION | WP PUTRAJAYA & CYBERJAYA | Existing | VCBJ/PCE/J21741/MB21741 | 300454650 | CLOSED | 11 kV | RYB | PE 21.74 LAKE VIEW WEST 2 |  |  | CBJ22442 |  | TAMCO | GR1 |  | TX-1000KVA |  | Pass | null
390114628 | TNB | DISTRIBUTION | WP PUTRAJAYA & CYBERJAYA | Existing | VPTJ/PCE/J14092/MB14094 | 300455138 | CLOSED | 11 kV | RYB | PE 14.09 PERUMAHAN 14-4 (F2) |  |  | PTJ14095 | SCHNEIDER |  | RM6 |  |  |  | Pass | null
390320307 | TNB | DISTRIBUTION | WP PUTRAJAYA & CYBERJAYA | Existing | VCBJ/PCE/J22861/MB22861 | 300454739 | CLOSED | 11 kV | RYB | PE 22.86 NEO CYBER BLOK D |  |  | CBJ22864 | INDKOM | INDKOM | ZZTT |  | TX-1000KVA |  | Pass | null
390865656 | TNB | DISTRIBUTION | WP PUTRAJAYA & CYBERJAYA | Existing |  |  | CLOSED | 11 kV | RYB |  |  |  | P11793 | [6 empty] | Pass | null

## Output
Id | Owner Type | Owner Name | Operational Area | Status | ERMS Functional Location | ERMS Equipment No | Normal Status | Operating Voltage | Phasing | Substation Name | ERMS System Status | ERMS User Status | Switch Number | Manufacturer | Manufacturer _Old_ | Model Number | Date Installed | Feeder Direction | Remarks | U | V | Check | Detail
15475587 | TNB | DISTRIBUTION | WP PUTRAJAYA & CYBERJAYA | Existing | VPTJ/PCE/J11171/MB11171 | 300452982 | CLOSED | 11 kV | RYB | PE 11.17 ZON 7B (F1) |  |  | PTJ11173 |  | INDKOM | ZZT-O/D | 20/06/2011 | MSB Pengguna |  |  |  | Pass | null
15475603 | TNB | DISTRIBUTION | WP PUTRAJAYA & CYBERJAYA | Existing | VPTJ/PCE/J11172/MB11174 | 300452983 | CLOSED | 11 kV | RYB | PE 11.17 ZON 7B (F2) |  |  | PTJ11176 |  | INDKOM | ZZT-O/D | 21/06/2011 | TX 2 |  |  |  | Pass | null
36722298 | TNB | DISTRIBUTION | WP PUTRAJAYA & CYBERJAYA | Existing | VCBJ/PCE/J21891/MB21891 | 300454631 | CLOSED | 11 kV | RYB | PE 21.89 MYVILLA P2 PARCEL B |  |  | CBJ21892 | TAMCO | TAMCO | GR1 | [5 empty] | Pass | null
36722313 | TNB | DISTRIBUTION | WP PUTRAJAYA & CYBERJAYA | Existing | VCBJ/PCE/J21881/MB21881 | 300455085 | CLOSED | 11 kV | RYB | PE 21.88 MYVILLA P2 PARCEL A |  |  | CBJ21882 |  | TAMCO | GR1 | [5 empty] | Pass | null
256930566 | TNB | DISTRIBUTION | WP PUTRAJAYA & CYBERJAYA | Existing | VPTJ/PCE/J11282/MB11285 | 300281055 | CLOSED | 11 kV | RYB | PE 11.28 APT ZON 6B (F2) |  |  | PTJ11287 |  | TAMCO | GR1 | 20090309 |  |  |  |  | Pass | null
256930576 | TNB | DISTRIBUTION | WP PUTRAJAYA & CYBERJAYA | Existing | VPTJ/PCE/J11282/MB11285 | 300281055 | CLOSED | 11 kV | RYB | PE 11.28 APT ZON 6B (F2) |  |  | PTJ11286 |  | TAMCO | GR1 | 20090309 |  |  |  |  | Pass | null
256930592 | TNB | DISTRIBUTION | WP PUTRAJAYA & CYBERJAYA | Existing | VPTJ/PCE/J11281/MB11281 | 300281054 | CLOSED | 11 kV | RYB | PE 11.28 APT ZON 6B (F1) |  |  | PTJ11282 |  | TAMCO | GR1 | 20090309 |  |  |  |  | Pass | null
256930593 | TNB | DISTRIBUTION | WP PUTRAJAYA & CYBERJAYA | Existing | VPTJ/PCE/J11281/MB11281 | 300281054 | CLOSED | 11 kV | RYB | PE 11.28 APT ZON 6B (F1) |  |  | PTJ11283 |  | TAMCO | GR1 | 20090309 |  |  |  |  | Pass | null
257015502 | TNB | DISTRIBUTION | WP PUTRAJAYA & CYBERJAYA | Existing | VPTJ/PCE/J14031/MB14031 | 300281106 | CLOSED | 11 kV | RYB | PE 14.03 C/S S/L |  |  | PTJ14032 |  | SCHNEIDER | RM6 | 14/03/2005 |  |  |  |  | Pass | null
257015529 | TNB | DISTRIBUTION | WP PUTRAJAYA & CYBERJAYA | Existing | VPTJ/PCE/J15021/MB15021 | 300281144 | CLOSED | 11 kV | RYB | PE 15.02 RD F 1 |  |  | PTJ15022 |  | SCHNEIDER | ZZT | 19990810 |  |  |  |  | Pass | null
257017821 | TNB | DISTRIBUTION | WP PUTRAJAYA & CYBERJAYA | Existing | VPTJ/PCE/J11452/MB11454 | 300281088 | CLOSED | 11 kV | RYB | PE 11.45 SEK MEN (F2) |  |  | PTJ11456 |  | INDKOM | ZZT | 20/05/2004 |  |  |  |  | Pass | null
257017826 | TNB | DISTRIBUTION | WP PUTRAJAYA & CYBERJAYA | Existing | VPTJ/PCE/J11451/MB11451 | 300281086 | CLOSED | 11 kV | RYB | PE 11.45 SEK MEN (F1) |  |  | PTJ11453 |  | INDKOM | ZZT | 20/05/2004 |  |  |  |  | Pass | null
257021917 | TNB | DISTRIBUTION | WP PUTRAJAYA & CYBERJAYA | Existing | VPTJ/PCE/J11302/MB11304 | 300281057 | CLOSED | 11 kV | RYB | PE 11.30 SEK REN (EFI) (F2) |  |  | PTJ11306 |  | INDKOM | ZZT | 16/07/2002 |  |  |  |  | Pass | null
257021934 | TNB | DISTRIBUTION | WP PUTRAJAYA & CYBERJAYA | Existing | VPTJ/PCE/J11301/MB11301 | 300281056 | CLOSED | 11 kV | RYB | PE 11.30 SEK REN (EFI) (F1) |  |  | PTJ11303 |  | INDKOM | ZZT | 16/07/2002 |  |  |  |  | Pass | null
257030885 | TNB | DISTRIBUTION | WP PUTRAJAYA & CYBERJAYA | Existing | VPTJ/PCE/J02061/MB02061 | 300280633 | CLOSED | 11 kV | RYB | PE 2.06 PS 15 (F1) |  |  | PTJ02063 |  | INDKOM | ZZT | 20020607 |  |  |  |  | Pass | null
257039958 | TNB | DISTRIBUTION | WP PUTRAJAYA & CYBERJAYA | Existing | VPTJ/PCE/J14221/MB14221 | 300281130 | CLOSED | 11 kV | RYB | PE 14.22 KOMPLEKS SEK MEN (F1) |  |  | PTJ14222 |  | TAMCO | 2+1 | 20070309 |  |  |  |  | Pass | null
257204231 | TNB | DISTRIBUTION | WP PUTRAJAYA & CYBERJAYA | Existing | VCBJ/PCE/J22402/MB22404 | 300280500 | CLOSED | 11 kV | RYB | PE 22.40 POLIS CJ F2 |  |  | CBJ22405 |  | TAMCO | GR1 | 15/03/2005 |  |  |  |  | Pass | null
257204240 | TNB | DISTRIBUTION | WP PUTRAJAYA & CYBERJAYA | Existing | VCBJ/PCE/J22401/MB22401 | 300280499 | CLOSED | 11 kV | RYB | PE 22.40 POLIS CJ F1 |  |  | CBJ22402 |  | TAMCO | GR1 | 15/03/2005 |  |  |  |  | Pass | null
257353100 | TNB | DISTRIBUTION | WP PUTRAJAYA & CYBERJAYA | Existing | VPTJ/PCE/J11182/MB11184 | 300281037 | CLOSED | 11 kV | RYB | PE 11.18 P11 H/1 TERES (EFI) (F2) |  |  | PTJ11184 |  | INDKOM | ZZT | 30/01/2003 |  |  |  |  | Pass | null
257353117 | TNB | DISTRIBUTION | WP PUTRAJAYA & CYBERJAYA | Existing | VPTJ/PCE/J00088/MB11183 |  | CLOSED | 11 kV | RYB | PE 11.18 P11 H/1 TERES (EFI) (F1) |  |  | P11183 |  | INDKOM | ZZT | [5 empty] | Pass | null
257427464 | TNB | DISTRIBUTION | WP PUTRAJAYA & CYBERJAYA | Existing | VPTJ/PCE/J11362/MB11364 | 300281063 | CLOSED | 11 kV | RYB | PE 11.36 P11 K/13 TERES (F2) |  |  | PTJ11366 |  | INDKOM | ZZT | 20030512 |  |  |  |  | Pass | null
257427481 | TNB | DISTRIBUTION | WP PUTRAJAYA & CYBERJAYA | Existing | VPTJ/PCE/J11361/MB11361 | 300281062 | CLOSED | 11 kV | RYB | PE 11.36 P11 K/13 TERES (F1) |  |  | PTJ11363 |  | INDKOM | ZZT | 20030512 |  |  |  |  | Pass | null
257437227 | TNB | DISTRIBUTION | WP PUTRAJAYA & CYBERJAYA | Existing | VPTJ/PCE/J05031/MB05031 | 300280684 | CLOSED | 11 kV | RYB | PE 5.03 BR.6 S. GEMILANG |  |  | PTJ05032 |  | MERLIN GERIN | ZZT | 20030210 |  |  |  |  | Pass | null
257471794 | TNB | DISTRIBUTION | WP PUTRAJAYA & CYBERJAYA | Existing | VPTJ/PCE/J11352/MB11354 | 300281061 | CLOSED | 11 kV | RYB | PE 11.35 P11 K/3 TERES (EFI) (F2) |  |  | PTJ11356 |  | INDKOM | ZZT | 20030412 |  |  |  |  | Pass | null
257471803 | TNB | DISTRIBUTION | WP PUTRAJAYA & CYBERJAYA | Existing | VPTJ/PCE/J11351/MB11351 | 300281060 | CLOSED | 11 kV | RYB | PE 11.35 P11 K/3 TERES (EFI) (F1) |  |  | P11353 |  | INDKOM | ZZT | 20030412 |  |  |  |  | Pass | null
257471892 | TNB | DISTRIBUTION | WP PUTRAJAYA & CYBERJAYA | Existing | VPTJ/PCE/J11011/MB11011 | 300280963 | CLOSED | 11 kV | RYB | PE 11.01 RD 3 PER UTARA |  |  | PTJ11012 |  | TAMCO | GR1 | 30/07/1999 |  |  |  |  | Pass | null
257475685 | TNB | DISTRIBUTION | WP PUTRAJAYA & CYBERJAYA | Existing | VPTJ/PCE/J18011/MB18011 | 300281208 | CLOSED | 11 kV | RYB | PE 18.01 WR2 |  |  | PTJ18013 |  | INDKOM | ZZT | 22/01/2003 |  |  |  |  | Pass | null
376966278 | TNB | DISTRIBUTION | WP PUTRAJAYA & CYBERJAYA | Existing | VPTJ/PCE/J00414/MB1 | 310444753 | CLOSED | 11 kV | RYB | D-PTJ-C17-0998 |  |  | PTJ18293 |  | INDKOM | INS24 |  | TX-500KVA |  |  |  | Pass | null
376966393 | TNB | DISTRIBUTION | WP PUTRAJAYA & CYBERJAYA | Existing | VPTJ/PCE/J00415/MB1 | 310444757 | CLOSED | 11 kV | RYB | D-PTJ-C17-0998 |  |  | PTJ18296 |  | INDKOM | INS24 |  | TX-500KVA |  |  |  | Pass | null
376970319 | TNB | DISTRIBUTION | WP PUTRAJAYA & CYBERJAYA | Existing | VCBJ/PCE/J00150/MB1 | 310444760 | CLOSED | 11 kV | RYB | D-CBJ-C16-0568 |  |  | CBJ24393 |  | INDKOM | INS24 | [5 empty] | Pass | null
376970445 | TNB | DISTRIBUTION | WP PUTRAJAYA & CYBERJAYA | Existing |  |  | CLOSED | 11 kV | RYB | D-PTJ-C17-1095 |  |  | PTJ19042 | [8 empty] | Pass | null
376970603 | TNB | DISTRIBUTION | WP PUTRAJAYA & CYBERJAYA | Existing |  |  | CLOSED | 11 kV | RYB | D-CBJ-C16-0520 |  |  | CBJ23426 | [8 empty] | Pass | null
376970604 | TNB | DISTRIBUTION | WP PUTRAJAYA & CYBERJAYA | Existing |  |  | CLOSED | 11 kV | RYB | D-CBJ-C16-0520 |  |  | CBJ23427 | [8 empty] | Pass | null
376970795 | TNB | DISTRIBUTION | WP PUTRAJAYA & CYBERJAYA | Existing |  |  | CLOSED | 11 kV | RYB | D-CBJ-C16-0520 |  |  | CBJ23423 | [8 empty] | Pass | null
377653054 | TNB | DISTRIBUTION | WP PUTRAJAYA & CYBERJAYA | Existing | VCBJ/PCE/J21891/MB21891 | 300454631 | CLOSED | 11 kV | RYB | PE 21.89 MYVILLA P2 PARCEL B |  |  | CBJ21893 | TAMCO | TAMCO | GR1 | [5 empty] | Pass | null
377653143 | TNB | DISTRIBUTION | WP PUTRAJAYA & CYBERJAYA | Existing | VCBJ/PCE/J21881/MB21881 | 300455085 | CLOSED | 11 kV | RYB | PE 21.88 MYVILLA P2 PARCEL A |  |  | CBJ21883 |  | TAMCO | GR1 | [5 empty] | Pass | null
377654906 | TNB | DISTRIBUTION | WP PUTRAJAYA & CYBERJAYA | Existing | VCBJ/PCE/J21971/MB21971 | 310371011 | CLOSED | 11 kV | RYB | PE 21.97 MY VILLA PRESINT 4 |  |  | CBJ21971 |  | SCHNEIDER | NE-21Q | [5 empty] | Pass | null
377654907 | TNB | DISTRIBUTION | WP PUTRAJAYA & CYBERJAYA | Existing | VCBJ/PCE/J21971/MB21971 | 310371011 | CLOSED | 11 kV | RYB | PE 21.97 MY VILLA PRESINT 4 |  |  | CBJ21973 |  | SCHNEIDER | NE-21Q | [5 empty] | Pass | null
377671718 | TNB | DISTRIBUTION | WP PUTRAJAYA & CYBERJAYA | Existing | VCBJ/PCE/J22321/MB22321 | 300280507 | CLOSED | 11 kV | RYB | PE 22.32 MOTOROLA F1 |  |  | CBJ22323 |  | INDKOM | GA | 21/11/2003 | TX-1000KVA |  |  |  | Pass | null
377671741 | TNB | DISTRIBUTION | WP PUTRAJAYA & CYBERJAYA | Existing | VCBJ/PCE/J22322/MB22324 | 300280511 | CLOSED | 11 kV | RYB | PE 22.32 MOTOROLA F2 |  |  | CBJ22326 |  | INDKOM | GA | 21/11/2003 | TX2-1000KVA |  |  |  | Pass | null
377671859 | TNB | DISTRIBUTION | WP PUTRAJAYA & CYBERJAYA | Existing | VCBJ/PCE/J22351/MB22351 | 300280503 | CLOSED | 11 kV | RYB | PE 22.35 PRIMA PROP 2 F1 |  |  | CBJ22352 |  | TAMCO | GR1 | 20041208 | TX1-1000KVA |  |  |  | Pass | null
377671860 | TNB | DISTRIBUTION | WP PUTRAJAYA & CYBERJAYA | Existing | VCBJ/PCE/J22351/MB22351 | 300280503 | CLOSED | 11 kV | RYB | PE 22.35 PRIMA PROP 2 F1 |  |  | CBJ22353 |  | TAMCO | GR1 | 20041208 | TX2-1000KVA |  |  |  | Pass | null
377671888 | TNB | DISTRIBUTION | WP PUTRAJAYA & CYBERJAYA | Existing | VCBJ/PCE/J22352/MB22355 | 300280504 | CLOSED | 11 kV | RYB | PE 22.35 PRIMA PROP 2 F2 |  |  | CBJ22356 |  | TAMCO | GR1 | 20041208 |  |  |  |  | Pass | null
377671889 | TNB | DISTRIBUTION | WP PUTRAJAYA & CYBERJAYA | Existing | VCBJ/PCE/J22352/MB22355 | 300280504 | CLOSED | 11 kV | RYB | PE 22.35 PRIMA PROP 2 F2 |  |  | CBJ22357 |  | TAMCO | GR1 | 20041208 |  |  |  |  | Pass | null
377672190 | TNB | DISTRIBUTION | WP PUTRAJAYA & CYBERJAYA | Existing | VCBJ/PCE/J22091/MB22091 | 300280581 | CLOSED | 11 kV | RYB | PE 22.09 FUJITSU F1 |  |  | CBJ22094 |  | INDKOM | GA | 21/06/2001 | TX1-1000KVA |  |  |  | Pass | null
377672213 | TNB | DISTRIBUTION | WP PUTRAJAYA & CYBERJAYA | Existing | VCBJ/PCE/J22092/MB22094 | 300280583 | CLOSED | 11 kV | RYB | PE 22.09 FUJITSU F2 |  |  | CBJ22097 |  | INDKOM | GA | 21/06/2001 |  |  |  |  | Pass | null
377672362 | TNB | DISTRIBUTION | WP PUTRAJAYA & CYBERJAYA | Existing | VCBJ/PCE/J22491/MB22491 | 300280470 | CLOSED | 11 kV | RYB | PE 22.49 LOT PT 12082 F1 |  |  | CBJ22492 |  | TAMCO | GR1 | 19/06/2008 | TX1-750KVA |  |  |  | Pass | null
377672385 | TNB | DISTRIBUTION | WP PUTRAJAYA & CYBERJAYA | Existing | VCBJ/PCE/J22492/MB22494 | 300280471 | CLOSED | 11 kV | RYB | PE 22.49 LOT PT 12082 F2 |  |  | CBJ22495 |  | TAMCO | GR1 | 19/06/2008 | TX2-1000KVA |  |  |  | Pass | null
377672597 | TNB | DISTRIBUTION | WP PUTRAJAYA & CYBERJAYA | Existing | VCBJ/PCE/J22151/MB22151 | 300280557 | CLOSED | 11 kV | RYB | PE 22.15 LOT12072 P.MULTIMEDIA F1 |  |  | CBJ22153 |  | INDKOM | ZZT | 20020903 | TX1-1000KVA |  |  |  | Pass | null
377672691 | TNB | DISTRIBUTION | WP PUTRAJAYA & CYBERJAYA | Existing | VCBJ/PCE/J22152/MB22154 | 300280558 | CLOSED | 11 kV | RYB | PE 22.15 LOT 12072 P.MULTIMEDIA F2 |  |  | CBJ22156 |  | INDKOM | ZZT | 20020903 | TX2-1000KVA |  |  |  | Pass | null
377679273 | TNB | DISTRIBUTION | WP PUTRAJAYA & CYBERJAYA | Existing | VPTJ/PCE/J05321/MB05321 | 300454748 | CLOSED | 11 kV | RYB | PE 5.32 SEK REN PRESINT 5 (F1) |  |  | PTJ05323 |  | INDKOM | ZZT | [5 empty] | Pass | null
377679312 | TNB | DISTRIBUTION | WP PUTRAJAYA & CYBERJAYA | Existing | VPTJ/PCE/J05322/MB05324 | 300454751 | CLOSED | 11 kV | RYB | PE 5.32 SEK REN PRESINT 5 (F2) |  |  | PTJ05326 |  | INDKOM | ZZT | [5 empty] | Pass | null
377679426 | TNB | DISTRIBUTION | WP PUTRAJAYA & CYBERJAYA | Existing | VPTJ/PCE/J05331/MB05331 | 300454742 | CLOSED | 11 kV | RYB | PE 5.33 SEK MEN PRESINT 5 (F1) |  |  | PTJ05333 |  | INDKOM | INS24 (ZZTID) | [5 empty] | Pass | null
377679522 | TNB | DISTRIBUTION | WP PUTRAJAYA & CYBERJAYA | Existing | VPTJ/PCE/J05332/MB05334 | 300454745 | CLOSED | 11 kV | RYB | PE 5.33 SEK MEN PRESINT 5 (F2) |  |  | PTJ05336 |  | INDKOM | INS24 (ZZTID) | [5 empty] | Pass | null
377679635 | TNB | DISTRIBUTION | WP PUTRAJAYA & CYBERJAYA | Existing | VPTJ/PCE/J05171/MB05171 | 300280700 | CLOSED | 11 kV | RYB | PE 5.17 BLOK C 5R3 (F1) |  |  | PTJ05173 |  | INDKOM | ZZT-I/D | 15/09/2008 |  |  |  |  | Pass | null
377679724 | TNB | DISTRIBUTION | WP PUTRAJAYA & CYBERJAYA | Existing | VPTJ/PCE/J05172/MB05174 | 300280701 | CLOSED | 11 kV | RYB | PE 5.17 BLOK C 5R3 (F2) |  |  | PTJ05176 |  | INDKOM | ZZT-I/D | 15/09/2008 |  |  |  |  | Pass | null
377679829 | TNB | DISTRIBUTION | WP PUTRAJAYA & CYBERJAYA | Existing | VPTJ/PCE/J05182/MB05184 | 300281264 | CLOSED | 11 kV | RYB | PE 5.18 BLOK D 5R3 (F2) |  |  | PTJ05185 |  | TAMCO | GR1 | 15/09/2008 |  |  |  |  | Pass | null
377679960 | TNB | DISTRIBUTION | WP PUTRAJAYA & CYBERJAYA | Existing | VPTJ/PCE/J05181/MB05181 | 300281263 | CLOSED | 11 kV | RYB | PE 5.18 BLOK D 5R3 (F1) |  |  | PTJ05182 |  | TAMCO | GR1 | 15/09/2008 |  |  |  |  | Pass | null
377680299 | TNB | DISTRIBUTION | WP PUTRAJAYA & CYBERJAYA | Existing | VPTJ/PCE/J05161/MB05161 | 300281261 | CLOSED | 11 kV | RYB | PE 5.16 BLOK B 5R3 (F1) |  |  | PTJ05162 |  | TAMCO | GR1-21-1D | 15/09/2008 |  |  |  |  | Pass | null
377680390 | TNB | DISTRIBUTION | WP PUTRAJAYA & CYBERJAYA | Existing | VPTJ/PCE/J05162/MB05164 | 300281262 | CLOSED | 11 kV | RYB | PE 5.16 BLOK B 5R3 (F2) |  |  | PTJ05165 |  | TAMCO | GR1-21-1D | 15/09/2008 |  |  |  |  | Pass | null
377680483 | TNB | DISTRIBUTION | WP PUTRAJAYA & CYBERJAYA | Existing | VPTJ/PCE/J05152/MB05154 | 300280699 | CLOSED | 11 kV | RYB | PE 5.15 BLOK A 5R3 (F2) |  |  | PTJ05156 |  | INDKOM | ZZT-I/D | 15/09/2008 |  |  |  |  | Pass | null
377680581 | TNB | DISTRIBUTION | WP PUTRAJAYA & CYBERJAYA | Existing | VPTJ/PCE/J05151/MB05151 | 300280698 | CLOSED | 11 kV | RYB | PE 5.15 BLOK A 5R3 (F1) |  |  | PTJ05153 |  | INDKOM | ZZT-I/D | 15/09/2008 |  |  |  |  | Pass | null
377680683 | TNB | DISTRIBUTION | WP PUTRAJAYA & CYBERJAYA | Existing | VPTJ/PCE/J06031/MB06031 | 310283387 | CLOSED | 11 kV | RYB | SS 6.03 TEMP 6R6 |  |  | PTJ06032 |  | TAMCO | [6 empty] | Pass | null
377680784 | TNB | DISTRIBUTION | WP PUTRAJAYA & CYBERJAYA | Existing | VPTJ/PCE/J05142/MB05144 | 300281260 | CLOSED | 11 kV | RYB | PE 5.14 5R1 (F2) |  |  | PTJ05146 |  | INDKOM | ZZT | 15/09/2008 |  |  |  |  | Pass | null
377680823 | TNB | DISTRIBUTION | WP PUTRAJAYA & CYBERJAYA | Existing | VPTJ/PCE/J05141/MB05141 | 300281259 | CLOSED | 11 kV | RYB | PE 5.14 5R1 (F1) |  |  | PTJ05143 |  | INDKOM | ZZT | 15/09/2008 |  |  |  |  | Pass | null
377680973 | TNB | DISTRIBUTION | WP PUTRAJAYA & CYBERJAYA | Existing | VPTJ/PCE/J06021/MB06021 | 300280715 | CLOSED | 11 kV | RYB | PE 6.02 KOLAM RENANG (F1) |  |  | PTJ06022 |  | MERLIN GERIN | RM6 | 22/05/2007 |  |  |  |  | Pass | null
377681071 | TNB | DISTRIBUTION | WP PUTRAJAYA & CYBERJAYA | Existing | VPTJ/PCE/J06022/MB06024 | 300280716 | CLOSED | 11 kV | RYB | PE 6.02 KOLAM RENANG (F2) |  |  | PTJ06025 |  | MERLIN GERIN | RM6 | 22/05/2007 |  |  |  |  | Pass | null
377681168 | TNB | DISTRIBUTION | WP PUTRAJAYA & CYBERJAYA | Existing | VPTJ/PCE/J06011/MB06011 | 300280790 | CLOSED | 11 kV | RYB | PE 6.01 GRAND STAND (F1) |  |  | PTJ06012 |  | TAMCO | GR1 | 20050812 |  |  |  |  | Pass | null
377681264 | TNB | DISTRIBUTION | WP PUTRAJAYA & CYBERJAYA | Existing | VPTJ/PCE/J06012/MB06014 | 300280791 | CLOSED | 11 kV | RYB | PE 6.01 GRAND STAND (F2) |  |  | PTJ06016 |  | INDKOM | ZZT | 20050812 |  |  |  |  | Pass | null
377681382 | TNB | DISTRIBUTION | WP PUTRAJAYA & CYBERJAYA | Existing | VPTJ/PCE/J05261/MB05261 | 300280711 | CLOSED | 11 kV | RYB | PE 5.26 BLOK D2 APT 5R4 (F1) |  |  | PTJ05262 |  | TAMCO | GR1 | 14/01/2009 |  |  |  |  | Pass | null
377681480 | TNB | DISTRIBUTION | WP PUTRAJAYA & CYBERJAYA | Existing | VPTJ/PCE/J05262/MB05264 | 300280712 | CLOSED | 11 kV | RYB | PE 5.26 BLOK D2 APT 5R4 (F1) |  |  | PTJ05265 |  | TAMCO | GR1 | 21/01/2009 |  |  |  |  | Pass | null
377681580 | TNB | DISTRIBUTION | WP PUTRAJAYA & CYBERJAYA | Existing | VPTJ/PCE/J05252/MB05254 | 300280710 | CLOSED | 11 kV | RYB | PE 5.25 BLOK D1 APT 5R4 (F2) |  |  | PTJ05255 |  | TAMCO | GR1 | 21/01/2009 |  |  |  |  | Pass | null
377681767 | TNB | DISTRIBUTION | WP PUTRAJAYA & CYBERJAYA | Existing | VPTJ/PCE/J05251/MB05251 | 300280709 | CLOSED | 11 kV | RYB | PE 5.25 BLOK D1 APT 5R4 (F1) |  |  | PTJ05252 |  | TAMCO | GR1 | 14/01/2009 |  |  |  |  | Pass | null
377681961 | TNB | DISTRIBUTION | WP PUTRAJAYA & CYBERJAYA | Existing | VPTJ/PCE/J05242/MB05244 | 300280708 | CLOSED | 11 kV | RYB | PE 5.24 BLOK C APT 5R4 (F2) |  |  | PTJ05245 |  | TAMCO | GR1 | 13/01/2009 |  |  |  |  | Pass | null
377682150 | TNB | DISTRIBUTION | WP PUTRAJAYA & CYBERJAYA | Existing | VPTJ/PCE/J05241/MB05241 | 300280707 | CLOSED | 11 kV | RYB | PE 5.24 BLOK C APT 5R4 (F1) |  |  | PTJ05242 |  | TAMCO | GR1 | 20091201 |  |  |  |  | Pass | null
377682251 | TNB | DISTRIBUTION | WP PUTRAJAYA & CYBERJAYA | Existing | VPTJ/PCE/J05231/MB05231 | 300280705 | CLOSED | 11 kV | RYB | PE 5.23 BLOK B APT 5R4 (F1) |  |  | PTJ05232 |  | TAMCO | GR1 | 20091201 |  |  |  |  | Pass | null
377682345 | TNB | DISTRIBUTION | WP PUTRAJAYA & CYBERJAYA | Existing | VPTJ/PCE/J05232/MB05234 | 300280706 | CLOSED | 11 kV | RYB | PE 5.23 BLOK B APT 5R4 (F2) |  |  | PTJ05235 |  | TAMCO | GR1 | 13/01/2009 |  |  |  |  | Pass | null
377682447 | TNB | DISTRIBUTION | WP PUTRAJAYA & CYBERJAYA | Existing | VPTJ/PCE/J05221/MB05221 | 300280703 | CLOSED | 11 kV | RYB | PE 5.22 BLOK A APT 5R4 (F1) |  |  | PTJ05222 |  | TAMCO | GR1 | 20091201 |  |  |  |  | Pass | null
377682547 | TNB | DISTRIBUTION | WP PUTRAJAYA & CYBERJAYA | Existing | VPTJ/PCE/J05222/MB05224 | 300280704 | CLOSED | 11 kV | RYB | PE 5.22 BLOK A APT 5R4 (F2) |  |  | PTJ05225 |  | TAMCO | GR1 | 13/01/2009 |  |  |  |  | Pass | null
377766189 | TNB | DISTRIBUTION | WP PUTRAJAYA & CYBERJAYA | Existing | VPTJ/PCE/J14191/MB14191 | 300281125 | CLOSED | 11 kV | RYB | PE 14.19 BLOK E2 (EFI) (F1) |  |  | PTJ14192 |  | TAMCO | ZZT | 20050609 |  |  |  |  | Pass | null
377766285 | TNB | DISTRIBUTION | WP PUTRAJAYA & CYBERJAYA | Existing | VPTJ/PCE/J14192/MB14194 | 300281126 | CLOSED | 11 kV | RYB | PE 14.19 BLOK E2 (EFI) (F2) |  |  | PTJ14196 |  | INDKOM | ZZT | 20050609 |  |  |  |  | Pass | null
377766391 | TNB | DISTRIBUTION | WP PUTRAJAYA & CYBERJAYA | Existing | VPTJ/PCE/J14181/MB14181 | 300281123 | CLOSED | 11 kV | RYB | PE 14.18 BLOK E1 (F1) |  |  | PTJ14183 |  | INDKOM | ZZT | 20050609 |  |  |  |  | Pass | null
377766420 | TNB | DISTRIBUTION | WP PUTRAJAYA & CYBERJAYA | Existing | VPTJ/PCE/J14182/MB14184 | 300281124 | CLOSED | 11 kV | RYB | PE 14.18 BLOK E1 (F2) |  |  | PTJ14186 |  | INDKOM | ZZT | 20050609 |  |  |  |  | Pass | null
377766513 | TNB | DISTRIBUTION | WP PUTRAJAYA & CYBERJAYA | Existing | VPTJ/PCE/J14171/MB14171 | 300281121 | CLOSED | 11 kV | RYB | PE 14.17 BLOK D (F1) |  |  | PTJ14172 |  | TAMCO | 2+1 | 20050609 |  |  |  |  | Pass | null
377766609 | TNB | DISTRIBUTION | WP PUTRAJAYA & CYBERJAYA | Existing | VPTJ/PCE/J14172/MB14174 | 300281122 | CLOSED | 11 kV | RYB | PE 14.17 BLOK D (F2) |  |  | PTJ14176 |  | INDKOM | ZZT | 20050609 |  |  |  |  | Pass | null
377766709 | TNB | DISTRIBUTION | WP PUTRAJAYA & CYBERJAYA | Existing | VPTJ/PCE/J14161/MB14161 | 300281119 | CLOSED | 11 kV | RYB | PE 14.16 BLOK C (EFI) (F1) |  |  | PTJ14162 |  |  | 1000 KVA | 20050609 |  |  |  |  | Pass | null
377766805 | TNB | DISTRIBUTION | WP PUTRAJAYA & CYBERJAYA | Existing | VPTJ/PCE/J14162/MB14164 | 300281120 | CLOSED | 11 kV | RYB | PE 14.16 BLOK C (EFI) (F2) |  |  | PTJ14166 |  |  | 1000 KVA | 20050609 |  |  |  |  | Pass | null
377766894 | TNB | DISTRIBUTION | WP PUTRAJAYA & CYBERJAYA | Existing | VPTJ/PCE/J14151/MB14151 | 300281117 | CLOSED | 11 kV | RYB | PE 14.15 BLOK B (F1) |  |  | PTJ14153 |  | INDKOM | ZZT | 20050609 |  |  |  |  | Pass | null
377766988 | TNB | DISTRIBUTION | WP PUTRAJAYA & CYBERJAYA | Existing | VPTJ/PCE/J14152/MB14154 | 300281118 | CLOSED | 11 kV | RYB | PE 14.15 BLOK B (F2) |  |  | PTJ14156 |  | INDKOM | ZZT | 20050609 |  |  |  |  | Pass | null
377767075 | TNB | DISTRIBUTION | WP PUTRAJAYA & CYBERJAYA | Existing | VPTJ/PCE/J14141/MB14141 | 300281115 | CLOSED | 11 kV | RYB | PE 14.14 BLOK A (EFI) (F1) |  |  | PTJ14143 |  | INDKOM | ZZT | 20050609 |  |  |  |  | Pass | null
377767171 | TNB | DISTRIBUTION | WP PUTRAJAYA & CYBERJAYA | Existing | VPTJ/PCE/J14142/MB14144 | 300281116 | CLOSED | 11 kV | RYB | PE 14.14 BLOK A (EFI) (F2) |  |  | PTJ14146 |  | INDKOM | ZZT | 20050609 |  |  |  |  | Pass | null
377767259 | TNB | DISTRIBUTION | WP PUTRAJAYA & CYBERJAYA | Existing | VPTJ/PCE/J14311/MB14311 | 300281141 | CLOSED | 11 kV | RYB | PE 14.31 P'PURI 14-12 BLOK B (F1) |  |  | PTJ14313 |  |  | ZZT | 25/06/2008 |  |  |  |  | Pass | null
377767353 | TNB | DISTRIBUTION | WP PUTRAJAYA & CYBERJAYA | Existing | VPTJ/PCE/J14312/MB14314 | 300281142 | CLOSED | 11 kV | RYB | PE 14.31 P'PURI 14-12 BLOK B (F2) |  |  | PTJ14316 |  |  | ZZT | 25/06/2008 |  |  |  |  | Pass | null
377767448 | TNB | DISTRIBUTION | WP PUTRAJAYA & CYBERJAYA | Existing | VPTJ/PCE/J14301/MB14301 | 300281139 | CLOSED | 11 kV | RYB | PE 14.30 P'PURI 14-12 BLOK A (EFI) (F1) |  |  | PTJ14303 |  | INDKOM | ZZT | 25/06/2008 |  |  |  |  | Pass | null
377767542 | TNB | DISTRIBUTION | WP PUTRAJAYA & CYBERJAYA | Existing | VPTJ/PCE/J14302/MB14304 | 300281140 | CLOSED | 11 kV | RYB | PE 14.30 P'PURI 14-12 BLOK A (EFI) (F2) |  |  | PTJ14306 |  | INDKOM | ZZT | 25/06/2008 |  |  |  |  | Pass | null
377767576 | TNB | DISTRIBUTION | WP PUTRAJAYA & CYBERJAYA | Existing | VPTJ/PCE/J14251/MB14251 | 300281133 | CLOSED | 11 kV | RYB | PE 14.25 KOMPLEKS SEK REN (EFI) (F1) |  |  | PTJ14253 |  | INDKOM | ZZT | 20070309 |  |  |  |  | Pass | null
377767670 | TNB | DISTRIBUTION | WP PUTRAJAYA & CYBERJAYA | Existing | VPTJ/PCE/J14252/MB14254 | 300281134 | CLOSED | 11 kV | RYB | PE 14.25 KOMPLEKS SEK REN (EFI) (F2) |  |  | PTJ14256 |  | INDKOM | ZZT | 20070309 |  |  |  |  | Pass | null
378018335 | TNB | DISTRIBUTION | WP PUTRAJAYA & CYBERJAYA | Existing | VCBJ/PCE/J00143/MB1 | 310402698 | CLOSED | 11 kV | RYB | D-CBJ-C14-0473 |  |  | C23372 |  |  | VRN 2A |  | TX1-1000KVA |  |  |  | Pass | null
378018456 | TNB | DISTRIBUTION | WP PUTRAJAYA & CYBERJAYA | Existing | VCBJ/PCE/J00144/MB1 | 310402697 | CLOSED | 11 kV | RYB | D-CBJ-C14-0473 |  |  | C23375 |  |  | VRN 2A |  | TX2-1000KVA |  |  |  | Pass | null
378018579 | TNB | DISTRIBUTION | WP PUTRAJAYA & CYBERJAYA | Existing | VCBJ/PCE/J00141/MB1 | 310425999 | CLOSED | 11 kV | RYB | D-CBJ-C17-0588 |  |  | C23392 |  | TAMCO | N/A |  | TX1-1000KVA |  |  |  | Pass | null
378018700 | TNB | DISTRIBUTION | WP PUTRAJAYA & CYBERJAYA | Existing | VCBJ/PCE/J00142/MB1 | 310425997 | CLOSED | 11 kV | RYB | D-CBJ-C17-0588 |  |  | C23395 |  | TAMCO | N/A |  | TX2-1000KVA |  |  |  | Pass | null
378018823 | TNB | DISTRIBUTION | WP PUTRAJAYA & CYBERJAYA | Existing | VCBJ/PCE/J00145/MB1 | 310425995 | CLOSED | 11 kV | RYB | D-CBJ-C14-0473 |  |  | C23382 |  | TAMCO | N/A |  | TX1-1000kVA |  |  |  | Pass | null
378018944 | TNB | DISTRIBUTION | WP PUTRAJAYA & CYBERJAYA | Existing | VCBJ/PCE/J00146/MB1 | 310425996 | CLOSED | 11 kV | RYB | D-CBJ-C14-0473 |  |  | C23385 |  | TAMCO | N/A |  | TX2-1000kVA |  |  |  | Pass | null
378019117 | TNB | DISTRIBUTION | WP PUTRAJAYA & CYBERJAYA | Existing | VCBJ/PCE/J00151/MB1 | 310438595 | CLOSED | 11 kV | RYB | D-CBJ-C15-0540 |  |  | C23433 |  | INDKOM | INS24 |  | TX1-1000kVA |  |  |  | Pass | null
378019118 | TNB | DISTRIBUTION | WP PUTRAJAYA & CYBERJAYA | Existing | VCBJ/PCE/J00151/MB1 | 310438595 | CLOSED | 11 kV | RYB | D-CBJ-C15-0540 |  |  | C23434 |  | INDKOM | INS24 |  | TX2-1000kVA |  |  |  | Pass | null
378043801 | TNB | DISTRIBUTION | WP PUTRAJAYA & CYBERJAYA | Existing | VPTJ/PCE/J14222/MB14224 | 300281132 | CLOSED | 11 kV | RYB | PE 14.22 KOMPLEKS SEK MEN (F2) |  |  | PTJ14225 |  | TAMCO | 2+1 | 20070309 |  |  |  |  | Pass | null
378043911 | TNB | DISTRIBUTION | WP PUTRAJAYA & CYBERJAYA | Existing | VPTJ/PCE/J14051/MB14051 | 300454833 | CLOSED | 11 kV | RYB | PE 14.05 PERUMAHAN 14-11 (F1) |  |  | PTJ14052 |  | SCHNEIDER | NE-2iQ | [5 empty] | Pass | null
378043934 | TNB | DISTRIBUTION | WP PUTRAJAYA & CYBERJAYA | Existing | VPTJ/PCE/J14052/MB14054 | 300454838 | CLOSED | 11 kV | RYB | PE 14.05 PERUMAHAN 14-11 (F2) |  |  | PTJ14055 |  | SCHNEIDER | NE-2iQ | [5 empty] | Pass | null
378043965 | TNB | DISTRIBUTION | WP PUTRAJAYA & CYBERJAYA | Existing | VPTJ/PCE/J14061/MB14061 | 300281107 | CLOSED | 11 kV | RYB | PE 14.06 PERUMAHAN 14-5A |  |  | PTJ14063 |  | INDKOM | ZZT | 26/05/2008 |  |  |  |  | Pass | null
378044374 | TNB | DISTRIBUTION | WP PUTRAJAYA & CYBERJAYA | Existing | VPTJ/PCE/J14091/MB14091 | 300281110 | CLOSED | 11 kV | RYB | PE 14.09 PERUMAHAN 14-4 (F1) |  |  | PTJ14092 |  | MERLIN GERIN | NA | 20071108 |  |  |  |  | Pass | null
378044505 | TNB | DISTRIBUTION | WP PUTRAJAYA & CYBERJAYA | Existing | VPTJ/PCE/J14081/MB14081 | 300281108 | CLOSED | 11 kV | RYB | PE 14.08 Perumahan 14-10 (F1) |  |  | PTJ14082 |  | FALCON BETA | NA | 28/11/2008 |  |  |  |  | Pass | null
378044528 | TNB | DISTRIBUTION | WP PUTRAJAYA & CYBERJAYA | Existing | VPTJ/PCE/J14082/MB14084 | 300281109 | CLOSED | 11 kV | RYB | PE 14.08 Perumahan 14-10 (F2) |  |  | PTJ14085 |  | TAMCO | GR1-21-10-17336 | 28/11/2008 |  |  |  |  | Pass | null
378044631 | TNB | DISTRIBUTION | WP PUTRAJAYA & CYBERJAYA | Existing | VPTJ/PCE/J14131/MB14131 | 300281113 | CLOSED | 11 kV | RYB | PE 14.13 ERUMAHAN 14-9 (EFI) (F1) |  |  | PTJ14132 |  | TAMCO | GR1 | 20060902 |  |  |  |  | Pass | null
378044654 | TNB | DISTRIBUTION | WP PUTRAJAYA & CYBERJAYA | Existing | VPTJ/PCE/J14132/MB14134 | 300281114 | CLOSED | 11 kV | RYB | PE 14.13 ERUMAHAN 14-9 (EFI) (F2) |  |  | PTJ14135 |  | TAMCO | GR1 | 20060902 |  |  |  |  | Pass | null
378044756 | TNB | DISTRIBUTION | WP PUTRAJAYA & CYBERJAYA | Existing | VPTJ/PCE/J14021/MB14021 | 300281104 | CLOSED | 11 kV | RYB | PE 14.02 PERUMAHAN 14-1 (EFI) (F1) |  |  | PTJ14022 |  | TAMCO | GR1 | 25/02/2006 |  |  |  |  | Pass | null
378044779 | TNB | DISTRIBUTION | WP PUTRAJAYA & CYBERJAYA | Existing | VPTJ/PCE/J14022/MB14024 | 300281105 | CLOSED | 11 kV | RYB | PE 14.02 PERUMAHAN 14-1 (EFI) (F2) |  |  | PTJ14025 |  | TAMCO | GR1 | 25/02/2006 |  |  |  |  | Pass | null
378044882 | TNB | DISTRIBUTION | WP PUTRAJAYA & CYBERJAYA | Existing | VPTJ/PCE/J14111/MB14111 | 300281111 | CLOSED | 11 kV | RYB | PE 14.11 PERUMAHAN 14-1 (F1) |  |  | PTJ14112 |  | TAMCO | GR1 | 25/02/2006 |  |  |  |  | Pass | null
378044905 | TNB | DISTRIBUTION | WP PUTRAJAYA & CYBERJAYA | Existing | VPTJ/PCE/J14112/MB14114 | 300281112 | CLOSED | 11 kV | RYB | PE 14.11 PERUMAHAN 14-1 (F2) |  |  | PTJ14115 |  | TAMCO | GR1 | 25/02/2006 |  |  |  |  | Pass | null
378045002 | TNB | DISTRIBUTION | WP PUTRAJAYA & CYBERJAYA | Existing | VPTJ/PCE/J16031/MB16031 | 300281176 | CLOSED | 11 kV | RYB | PE 16.03 146 UNIT RUMAH TERES |  |  | PTJ16032 |  | MERLIN GERIN | NA | 20060203 |  |  |  |  | Pass | null
378045363 | TNB | DISTRIBUTION | WP PUTRAJAYA & CYBERJAYA | Existing | VPTJ/PCE/J01641/MB01641 | 300454866 | CLOSED | 11 kV | RYB | PE 1.64 PEJ HOTEL PZ 10 (F1) |  |  | PTJ01642 |  | INDKOM | VRN2a | [5 empty] | Pass | null
378045389 | TNB | DISTRIBUTION | WP PUTRAJAYA & CYBERJAYA | Existing | VPTJ/PCE/J01642/MB01644 | 300454868 | CLOSED | 11 kV | RYB | PE 1.64 PEJ HOTEL PZ 10 (F2) |  |  | PTJ01646 |  | INDKOM | ZZT I/D | [5 empty] | Pass | null
378045412 | TNB | DISTRIBUTION | WP PUTRAJAYA & CYBERJAYA | Existing | VPTJ/PCE/J16311/MB16311 | 310338862 | CLOSED | 11 kV | RYB | PE 16.31 TEMP PPA1M PR 16 |  |  | PTJ16312 |  | TAMCO | GRi | [5 empty] | Pass | null
378045513 | TNB | DISTRIBUTION | WP PUTRAJAYA & CYBERJAYA | Existing | VPTJ/PCE/J16201/MB16201 | 300281195 | CLOSED | 11 kV | RYB | PE 16.20 APT A1 (EFI) (F1) |  |  | PTJ16203 |  | INDKOM | ZZT | 20000311 |  |  |  |  | Pass | null
378045536 | TNB | DISTRIBUTION | WP PUTRAJAYA & CYBERJAYA | Existing | VPTJ/PCE/J16202/MB16204 | 300281196 | CLOSED | 11 kV | RYB | PE 16.20 APT A1 (EFI) (F2) |  |  | PTJ16206 |  | INDKOM | ZZT | 20000311 |  |  |  |  | Pass | null
378045651 | TNB | DISTRIBUTION | WP PUTRAJAYA & CYBERJAYA | Existing | VPTJ/PCE/J16191/MB16191 | 300281193 | CLOSED | 11 kV | RYB | PE 16.19 APT A2 (F1) |  |  | PTJ16193 |  | INDKOM | ZZT | 20000311 |  |  |  |  | Pass | null
378045677 | TNB | DISTRIBUTION | WP PUTRAJAYA & CYBERJAYA | Existing | VPTJ/PCE/J16192/MB16194 | 300281194 | CLOSED | 11 kV | RYB | PE 16.19 APT A2 (F2) |  |  | PTJ16196 |  | INDKOM | ZZT | 20000311 |  |  |  |  | Pass | null
378045780 | TNB | DISTRIBUTION | WP PUTRAJAYA & CYBERJAYA | Existing | VPTJ/PCE/J16181/MB16181 | 300281191 | CLOSED | 11 kV | RYB | PE 16.18 APT A3 (EFI) (F1) |  |  | PTJ16183 |  | INDKOM | ZZT | 20000311 |  |  |  |  | Pass | null
378045807 | TNB | DISTRIBUTION | WP PUTRAJAYA & CYBERJAYA | Existing | VPTJ/PCE/J16182/MB16184 | 300281192 | CLOSED | 11 kV | RYB | PE 16.18 APT A3 (EFI) (F2) |  |  | PTJ16186 |  | INDKOM | GA-ZZT | 20000311 |  |  |  |  | Pass | null
378045908 | TNB | DISTRIBUTION | WP PUTRAJAYA & CYBERJAYA | Existing | VPTJ/PCE/J16151/MB16151 | 300281183 | CLOSED | 11 kV | RYB | PE 16.15 SEK. REN (F1) |  |  | PTJ16153 |  | INDKOM | ZZT | 20020509 |  |  |  |  | Pass | null
378045935 | TNB | DISTRIBUTION | WP PUTRAJAYA & CYBERJAYA | Existing | VPTJ/PCE/J16152/MB16154 | 300281184 | CLOSED | 11 kV | RYB | PE 16.15 SEK. REN (F2) |  |  | PTJ16156 |  | INDKOM | ZZT | 20020509 |  |  |  |  | Pass | null
378046495 | TNB | DISTRIBUTION | WP PUTRAJAYA & CYBERJAYA | Existing | VPTJ/PCE/J12021/MB12021 | 300454639 | CLOSED | 11 kV | RYB | PE 12.02 KUARTERS PEKERJA |  |  | PTJ12022 |  | INDKOM | INS24 | [5 empty] | Pass | null
378046521 | TNB | DISTRIBUTION | WP PUTRAJAYA & CYBERJAYA | Existing | VPTJ/PCE/J12011/MB12011 | 300281098 | CLOSED | 11 kV | RYB | PE 12.01 RF 2 P. UTARA |  |  | PTJ12013 |  | TAMCO | GR1 | 20001107 |  |  |  |  | Pass | null
378046625 | TNB | DISTRIBUTION | WP PUTRAJAYA & CYBERJAYA | Existing | VPTJ/PCE/J14291/MB14291 | 300281137 | CLOSED | 11 kV | RYB | PE 14.29 GUDANG (EFI) (F1) |  |  | PTJ14293 |  | INDKOM | GA 2K 1TS | 20080801 |  |  |  |  | Pass | null
378046686 | TNB | DISTRIBUTION | WP PUTRAJAYA & CYBERJAYA | Existing | VPTJ/PCE/J14292/MB14294 | 300281138 | CLOSED | 11 kV | RYB | PE 14.29 GUDANG (EFI) (F2) |  |  | PTJ14296 |  | INDKOM | GA 2K 1TS | 20080801 |  |  |  |  | Pass | null
378046918 | TNB | DISTRIBUTION | WP PUTRAJAYA & CYBERJAYA | Existing | VPTJ/PCE/J14271/MB14271 | 300281135 | CLOSED | 11 kV | RYB | PE 14.27 KOMP PJC SEMENTARA |  |  | PTJ14274 |  | INDKOM | INS24 | 19990901 |  |  |  |  | Pass | null
378046919 | TNB | DISTRIBUTION | WP PUTRAJAYA & CYBERJAYA | Existing | VPTJ/PCE/J14271/MB14271 | 300281135 | CLOSED | 11 kV | RYB | PE 14.27 KOMP PJC SEMENTARA |  |  | PTJ14273 |  | INDKOM | INS24 | 19990901 |  |  |  |  | Pass | null
378047080 | TNB | DISTRIBUTION | WP PUTRAJAYA & CYBERJAYA | Existing | VPTJ/PCE/J14281/MB14281 | 300281136 | CLOSED | 11 kV | RYB | PE 14.28 KOMPLEKS SEDLEY |  |  | PTJ14282 |  | SCHNEIDER | RM6 | 19990901 |  |  |  |  | Pass | null
378047198 | TNB | DISTRIBUTION | WP PUTRAJAYA & CYBERJAYA | Existing | VPTJ/PCE/J14041/MB14041 | 300281254 | CLOSED | 11 kV | RYB | PE 14.04 PADAT L/JALAN |  |  | PTJ14042 |  | INDKOM | INS24 | 14/03/2005 |  |  |  |  | Pass | null
378047303 | TNB | DISTRIBUTION | WP PUTRAJAYA & CYBERJAYA | Existing | VPTJ/PCE/J15201/MB15201 | 300281153 | CLOSED | 11 kV | RYB | PE 15.20 VISITOR CENTER F1 |  |  | PTJ15203 |  | INDKOM | ZZT | 27/04/2004 |  |  |  |  | Pass | null
378047514 | TNB | DISTRIBUTION | WP PUTRAJAYA & CYBERJAYA | Existing | VPTJ/PCE/J15251/MB15251 | 300454841 | CLOSED | 11 kV | RYB | PE 15.25 PJBT KEDUTAAN IRAQ (F1) |  |  | PTJ15252 |  | SCHNEIDER | NE-2iQ | [5 empty] | Pass | null
378047608 | TNB | DISTRIBUTION | WP PUTRAJAYA & CYBERJAYA | Existing | VPTJ/PCE/J15252/MB15251 | 300454844 | CLOSED | 11 kV | RYB | PE 15.25 PJBT KEDUTAAN IRAQ (F2) |  |  | PTJ15255 |  | SCHNEIDER | RM6 | [5 empty] | Pass | null
378047704 | TNB | DISTRIBUTION | WP PUTRAJAYA & CYBERJAYA | Existing | VPTJ/PCE/J00330/MB1 | 300503038 | CLOSED | 11 kV | RYB | PE 15.53 KEDUTAAN BRUNEI F1 |  |  | PTJ15533 |  | INDKOM | ZZT | [5 empty] | Pass | null
378047798 | TNB | DISTRIBUTION | WP PUTRAJAYA & CYBERJAYA | Existing | VPTJ/PCE/J15532/MB | 300502458 | CLOSED | 11 kV | RYB | PE 15.53 KEDUTAAN BRUNEI F2 |  |  | PTJ15536 | [8 empty] | Pass | null
378047894 | TNB | DISTRIBUTION | WP PUTRAJAYA & CYBERJAYA | Existing | VPTJ/PCE/J15202/MB15204 | 300281154 | CLOSED | 11 kV | RYB | PE 15.20 VISITOR CENTER (F2) |  |  | PTJ15206 |  | INDKOM | ZZT | 27/04/2004 |  |  |  |  | Pass | null
378047965 | TNB | DISTRIBUTION | WP PUTRAJAYA & CYBERJAYA | Existing | VPTJ/PCE/J15231/MB15231 | 300281158 | CLOSED | 11 kV | RYB | PE 15.23 PROMENADE |  |  | PTJ15232 |  | SCHNEIDER | ZZT | 31/05/2006 |  |  |  |  | Pass | null
378048067 | TNB | DISTRIBUTION | WP PUTRAJAYA & CYBERJAYA | Existing | VPTJ/PCE/J11142/MB11144 | 300280999 | CLOSED | 11 kV | RYB | PE 11.14 APT C (F2) |  |  | PTJ11146 |  | INDKOM | ZZT | 13/05/2003 |  |  |  |  | Pass | null
378048165 | TNB | DISTRIBUTION | WP PUTRAJAYA & CYBERJAYA | Existing | VPTJ/PCE/J11141/MB11141 | 300280997 | CLOSED | 11 kV | RYB | PE 11.14 APT C (F1) |  |  | PTJ11143 |  | INDKOM | ZZT | 13/05/2003 |  |  |  |  | Pass | null
378048363 | TNB | DISTRIBUTION | WP PUTRAJAYA & CYBERJAYA | Existing | VCBJ/PCE/J21831/MB21831 | 300452981 | CLOSED | 11 kV | RYB | PE 21.83 PS14 ROAD D |  |  | CBJ21833 |  | INDKOM | ZZT | [5 empty] | Pass | null
378048513 | TNB | DISTRIBUTION | WP PUTRAJAYA & CYBERJAYA | Existing | VCBJ/PCE/J23101/MB | 300491147 | CLOSED | 11 kV | RYB | PE 23.10 CLOVER NO.1 |  |  | CBJ23104 |  | INDKOM | ZZT | [5 empty] | Pass | null
378048514 | TNB | DISTRIBUTION | WP PUTRAJAYA & CYBERJAYA | Existing | VCBJ/PCE/J23101/MB | 300491147 | CLOSED | 11 kV | RYB | PE 23.10 CLOVER NO.1 |  |  | CBJ23104 |  | INDKOM | ZZT | [5 empty] | Pass | null
378048696 | TNB | DISTRIBUTION | WP PUTRAJAYA & CYBERJAYA | Existing | VCBJ/PCE/J23121/MB23121 | 300520627 | CLOSED | 11 kV | RYB | PE 23.12 CLOVER NO.3 |  |  | CBJ23124 |  | INDKOM | INS24 | [5 empty] | Pass | null
378048697 | TNB | DISTRIBUTION | WP PUTRAJAYA & CYBERJAYA | Existing | VCBJ/PCE/J23121/MB23121 | 300520627 | CLOSED | 11 kV | RYB | PE 23.12 CLOVER NO.3 |  |  | CBJ23123 |  | INDKOM | INS24 | [5 empty] | Pass | null
378048902 | TNB | DISTRIBUTION | WP PUTRAJAYA & CYBERJAYA | Existing | VCBJ/PCE/J23111/MB23111 | 300520630 | CLOSED | 11 kV | RYB | PE 23.11 CLOVER NO.2 |  |  | CBJ23114 |  | INDKOM | INS24 | [5 empty] | Pass | null
378048903 | TNB | DISTRIBUTION | WP PUTRAJAYA & CYBERJAYA | Existing | VCBJ/PCE/J23111/MB23111 | 300520630 | CLOSED | 11 kV | RYB | PE 23.11 CLOVER NO.2 |  |  | CBJ23113 |  | INDKOM | INS24 | [5 empty] | Pass | null
378049303 | TNB | DISTRIBUTION | WP PUTRAJAYA & CYBERJAYA | Existing | VCBJ/PCE/J21851/MB21851 | 300450136 | CLOSED | 11 kV | RYB | PE 21.85 MYVILLA P1 PARCEL A |  |  | CBJ21854 |  | INDKOM | INS24 | [5 empty] | Pass | null
378049304 | TNB | DISTRIBUTION | WP PUTRAJAYA & CYBERJAYA | Existing | VCBJ/PCE/J21851/MB21851 | 300450136 | CLOSED | 11 kV | RYB | PE 21.85 MYVILLA P1 PARCEL A |  |  | CBJ21853 |  | INDKOM | INS24 | [5 empty] | Pass | null
378049467 | TNB | DISTRIBUTION | WP PUTRAJAYA & CYBERJAYA | Existing | VCBJ/PCE/J21861/MB21861 | 300450278 | CLOSED | 11 kV | RYB | PE 21.86 MYVILLA P1 PARCEL B |  |  | CBJ21863 |  | INDKOM | ZZT | [5 empty] | Pass | null
378049669 | TNB | DISTRIBUTION | WP PUTRAJAYA & CYBERJAYA | Existing | VCBJ/PCE/J00103/MB1 | 300493850 | CLOSED | 11 kV | RYB | PE 23.22 SHOP LOT MYVILLA PRS 5 |  |  | CBJ23224 |  | INDKOM | N/A | [5 empty] | Pass | null
378049670 | TNB | DISTRIBUTION | WP PUTRAJAYA & CYBERJAYA | Existing | VCBJ/PCE/J00103/MB1 | 300493850 | CLOSED | 11 kV | RYB | PE 23.22 SHOP LOT MYVILLA PRS 5 |  |  | CBJ23223 |  | INDKOM | N/A | [5 empty] | Pass | null
378049846 | TNB | DISTRIBUTION | WP PUTRAJAYA & CYBERJAYA | Existing | VCBJ/PCE/J21931/MB21931 | 300454636 | CLOSED | 11 kV | RYB | PE 21.93 MYVILLA P3 PARCEL A |  |  | CBJ21934 |  | INDKOM | INS24 | [5 empty] | Pass | null
378049847 | TNB | DISTRIBUTION | WP PUTRAJAYA & CYBERJAYA | Existing | VCBJ/PCE/J21931/MB21931 | 300454636 | CLOSED | 11 kV | RYB | PE 21.93 MYVILLA P3 PARCEL A |  |  | CBJ21933 |  | INDKOM | INS24 | [5 empty] | Pass | null
378050043 | TNB | DISTRIBUTION | WP PUTRAJAYA & CYBERJAYA | Existing | VCBJ/PCE/J21941/MB21941 | 300454633 | CLOSED | 11 kV | RYB | PE 21.94 MYVILLA P3 PARCEL B |  |  | CBJ21944 |  | INDKOM | ZZTT 1/D | [5 empty] | Pass | null
378050044 | TNB | DISTRIBUTION | WP PUTRAJAYA & CYBERJAYA | Existing | VCBJ/PCE/J21941/MB21941 | 300454633 | CLOSED | 11 kV | RYB | PE 21.94 MYVILLA P3 PARCEL B |  |  | CBJ21943 |  | INDKOM | ZZTT 1/D | [5 empty] | Pass | null
378050631 | TNB | DISTRIBUTION | WP PUTRAJAYA & CYBERJAYA | Existing | VPTJ/PCE/J07021/MB07021 | 300281274 | CLOSED | 11 kV | RYB | PE 7.02 POLIS PUTRAJAYA (F1) |  |  | PTJ07023 |  | INDKOM | ZZT | 28/07/1999 |  |  |  |  | Pass | null
378050730 | TNB | DISTRIBUTION | WP PUTRAJAYA & CYBERJAYA | Existing | VPTJ/PCE/J07022/MB07024 | 300281275 | CLOSED | 11 kV | RYB | PE 7.02 POLIS PUTRAJAYA (F2) |  |  | PTJ07026 |  | INDKOM | ZZT | 28/07/1999 |  |  |  |  | Pass | null
378050833 | TNB | DISTRIBUTION | WP PUTRAJAYA & CYBERJAYA | Existing | VPTJ/PCE/J07011/MB07011 | 300281272 | CLOSED | 11 kV | RYB | PE 7.01 BOMBA PUTRAJAYA (F1) |  |  | PTJ07013 |  | MERLIN GERIN | NE-31Q | 28/07/1999 |  |  |  |  | Pass | null
378050927 | TNB | DISTRIBUTION | WP PUTRAJAYA & CYBERJAYA | Existing | VPTJ/PCE/J07012/MB07014 | 300281273 | CLOSED | 11 kV | RYB | PE 7.01 IBU PEJABAT BOMBA (F2) |  |  | PTJ07014 |  | MERLIN GERIN | NE-31Q | 28/07/1999 |  |  |  |  | Pass | null
378051048 | TNB | DISTRIBUTION | WP PUTRAJAYA & CYBERJAYA | Existing | VPTJ/PCE/J07081/MB07081 | 300280775 | CLOSED | 11 kV | RYB | PE 7.08 PARK & RIDE (F1) |  |  | PTJ07082 |  | TAMCO | GR1 | 20070504 |  |  |  |  | Pass | null
378051145 | TNB | DISTRIBUTION | WP PUTRAJAYA & CYBERJAYA | Existing | VPTJ/PCE/J07082/MB07084 | 300280776 | CLOSED | 11 kV | RYB | PE 7.08 PARK & RIDE (F2) |  |  | PTJ07085 |  | TAMCO | GR1 | 20070504 |  |  |  |  | Pass | null
378051245 | TNB | DISTRIBUTION | WP PUTRAJAYA & CYBERJAYA | Existing | VPTJ/PCE/J07062/MB07064 | 300281279 | CLOSED | 11 kV | RYB | PE 7.06 TPB (WTT) (F2) |  |  | PTJ07066 |  | INDKOM | ZZT | 13/06/2002 |  |  |  |  | Pass | null
378051276 | TNB | DISTRIBUTION | WP PUTRAJAYA & CYBERJAYA | Existing | VPTJ/PCE/J07061/MB07061 | 300281278 | CLOSED | 11 kV | RYB | PE 7.06 TPB (WTT) (F1) |  |  | PTJ07063 |  | INDKOM | ZZT | 13/06/2002 |  |  |  |  | Pass | null
378051481 | TNB | DISTRIBUTION | WP PUTRAJAYA & CYBERJAYA | Existing | VPTJ/PCE/J07051/MB07051 | 300281277 | CLOSED | 11 kV | RYB | PE 7.05 L SENTOSA (R2C) |  |  | PTJ07052 |  | MERLIN GERIN | RM6 | 20010501 |  |  |  |  | Pass | null
378051576 | TNB | DISTRIBUTION | WP PUTRAJAYA & CYBERJAYA | Existing | VPTJ/PCE/J07071/MB07071 | 300281280 | CLOSED | 11 kV | RYB | PE 7.07 PLF (F1) |  |  | PTJ07073 |  | INDKOM | ZZT | 27/07/1999 |  |  |  |  | Pass | null
378051672 | TNB | DISTRIBUTION | WP PUTRAJAYA & CYBERJAYA | Existing | VPTJ/PCE/J07072/MB07074 | 300281281 | CLOSED | 11 kV | RYB | PE 7.07 PLF (F2) |  |  | PTJ07076 |  | INDKOM | ZZT | 27/07/2009 |  |  |  |  | Pass | null
378051779 | TNB | DISTRIBUTION | WP PUTRAJAYA & CYBERJAYA | Existing | VPTJ/PCE/J08121/MB08121 | 300280797 | CLOSED | 11 kV | RYB | PE 8.12 INSIDE PPU 5 (F1) |  |  | PTJ08123 |  | INDKOM | ZZT | 20001210 |  |  |  |  | Pass | null
378051873 | TNB | DISTRIBUTION | WP PUTRAJAYA & CYBERJAYA | Existing | VPTJ/PCE/J08122/MB08124 | 300280798 | CLOSED | 11 kV | RYB | PE 8.12 INSIDE PPU 5 (F2) |  |  | PTJ08126 |  | INDKOM | ZZT | 20001210 |  |  |  |  | Pass | null
378051978 | TNB | DISTRIBUTION | WP PUTRAJAYA & CYBERJAYA | Existing | VPTJ/PCE/J08161/MB08161 | 300280800 | CLOSED | 11 kV | RYB | PE 8.16 RD 2B L. SENTOSA |  |  | PTJ08163 |  | INDKOM | ZZT | 15/11/1999 |  |  |  |  | Pass | null
378052071 | TNB | DISTRIBUTION | WP PUTRAJAYA & CYBERJAYA | Existing | VPTJ/PCE/J08301/MB08301 | 300454757 | CLOSED | 11 kV | RYB | PE 8.30 8C1 (F1) |  |  | PTJ08303 |  | INDKOM | ZZT I/D | [5 empty] | Pass | null
378052099 | TNB | DISTRIBUTION | WP PUTRAJAYA & CYBERJAYA | Existing | VPTJ/PCE/J08302/MB08304 | 300454760 | CLOSED | 11 kV | RYB | PE 8.30 8C1 (F2) |  |  | PTJ08306 |  | INDKOM | ZZT I/D | [5 empty] | Pass | null
378052133 | TNB | DISTRIBUTION | WP PUTRAJAYA & CYBERJAYA | Existing | VPTJ/PCE/J08311/MB08311 | 300452993 | CLOSED | 11 kV | RYB | PE 8.31 8C3 F1 |  |  | PTJ08312 |  | SCHNEIDER | NE-2iQ | [5 empty] | Pass | null
378052227 | TNB | DISTRIBUTION | WP PUTRAJAYA & CYBERJAYA | Existing | VPTJ/PCE/J08312/MB08314 | 300452995 | CLOSED | 11 kV | RYB | PE 8.31 8C3 F2 |  |  | PTJ08315 |  | SCHNEIDER | ZZT | [5 empty] | Pass | null
378052360 | TNB | DISTRIBUTION | WP PUTRAJAYA & CYBERJAYA | Existing | VCBJ/PCE/J22541/MB22541 | 300280395 | CLOSED | 11 kV | RYB | PE 22.54 PRIMA 8 F1 |  |  | CBJ22543 |  | INDKOM | GA | 20080306 | TX1-1000KVA |  |  |  | Pass | null
378052383 | TNB | DISTRIBUTION | WP PUTRAJAYA & CYBERJAYA | Existing | VCBJ/PCE/J22542/MB22544 | 300280396 | CLOSED | 11 kV | RYB | PE 22.54 PRIMA 8 F2 |  |  | CBJ22546 |  | INDKOM | GA | 20080306 | TX2-1000KVA |  |  |  | Pass | null
378052477 | TNB | DISTRIBUTION | WP PUTRAJAYA & CYBERJAYA | Existing | VCBJ/PCE/J22531/MB22531 | 300280398 | CLOSED | 11 kV | RYB | PE 22.53 PRIMA 7 SPAN F1 |  |  | CBJ22532 |  | TAMCO | GR1 | 15/09/2007 |  |  |  |  | Pass | null
378052500 | TNB | DISTRIBUTION | WP PUTRAJAYA & CYBERJAYA | Existing | VCBJ/PCE/J22532/MB22534 | 300280399 | CLOSED | 11 kV | RYB | PE 22.53 PRIMA 7 SPAN F2 |  |  | CBJ22535 |  | TAMCO | GR1 | 15/09/2007 |  |  |  |  | Pass | null
378052594 | TNB | DISTRIBUTION | WP PUTRAJAYA & CYBERJAYA | Existing | VCBJ/PCE/J22501/MB22501 | 300280467 | CLOSED | 11 kV | RYB | PE 22.50 LOT PT 12092 F1 |  |  | CBJ22502 |  | TAMCO | GR1 | 20/06/2006 |  |  |  |  | Pass | null
378052617 | TNB | DISTRIBUTION | WP PUTRAJAYA & CYBERJAYA | Existing | VCBJ/PCE/J22502/MB22504 | 300280469 | CLOSED | 11 kV | RYB | PE 22.50 LOT PT 12092 F2 |  |  | CBJ22505 |  | TAMCO | GR1 | 20/06/2006 |  |  |  |  | Pass | null
378052851 | TNB | DISTRIBUTION | WP PUTRAJAYA & CYBERJAYA | Existing | VCBJ/PCE/J22911/MB22911 | 300452930 | CLOSED | 11 kV | RYB | PE 22.91 SOHO F1 |  |  | CBJ22912 |  | TAMCO | GR1 |  | TX1-1000KVA |  |  |  | Pass | null
378052874 | TNB | DISTRIBUTION | WP PUTRAJAYA & CYBERJAYA | Existing | VCBJ/PCE/J22912/MB22911 | 300452934 | CLOSED | 11 kV | RYB | PE 22.91 SOHO F2 |  |  | CBJ22915 |  | TAMCO | GR1 |  | TX2-1000KVA |  |  |  | Pass | null
378053074 | TNB | DISTRIBUTION | WP PUTRAJAYA & CYBERJAYA | Existing | VCBJ/PCE/J22921/MB22921 | 300452926 | CLOSED | 11 kV | RYB | PE 22.92 PRIMA 12 |  |  | CBJ22923 |  | INDKOM | ZZT I/D |  | TX1-1000KVA |  |  |  | Pass | null
378053296 | TNB | DISTRIBUTION | WP PUTRAJAYA & CYBERJAYA | Existing | VCBJ/PCE/J22752/MB22754 | 300288155 | CLOSED | 11 kV | RYB | PE 22.75 KWDI 4 F2 |  |  | CBJ22755 |  | TAMCO | GR1 | 20/12/2010 | TX2-1000KVA |  |  |  | Pass | null
378053319 | TNB | DISTRIBUTION | WP PUTRAJAYA & CYBERJAYA | Existing | VCBJ/PCE/J22751/MB22751 | 300288153 | CLOSED | 11 kV | RYB | PE 22.75 KWDI 4 F1 |  |  | CBJ22752 |  | TAMCO | GR1 | 19/12/2010 | TX1-1000KVA |  |  |  | Pass | null
378053373 | TNB | DISTRIBUTION | WP PUTRAJAYA & CYBERJAYA | Existing | VCBJ/PCE/J22742/MB22744 | 300288161 | CLOSED | 11 kV | RYB | PE 22.74 KWDI 3 F2 |  |  | CBJ22745 |  | TAMCO | GR1 | 20/12/2010 | TX2-1000KVA |  |  |  | Pass | null
378053396 | TNB | DISTRIBUTION | WP PUTRAJAYA & CYBERJAYA | Existing | VCBJ/PCE/J22741/MB22741 | 300288159 | CLOSED | 11 kV | RYB | PE 22.74 KWDI 3 F1 |  |  | CBJ22742 |  | TAMCO | GR1 | 19/12/2010 | TX1-1000KVA |  |  |  | Pass | null
378053446 | TNB | DISTRIBUTION | WP PUTRAJAYA & CYBERJAYA | Existing | VCBJ/PCE/J22672/MB22674 | 300280388 | CLOSED | 11 kV | RYB | PE 22.67 KWDI 1 F2 |  |  | CBJ22676 |  | INDKOM | INS24 | 20091009 | TX2-1000KVA |  |  |  | Pass | null
378053469 | TNB | DISTRIBUTION | WP PUTRAJAYA & CYBERJAYA | Existing | VCBJ/PCE/J22671/MB22671 | 300280387 | CLOSED | 11 kV | RYB | PE 22.67 KWDI 1 F1 |  |  | CBJ22673 |  | INDKOM | INS24 | 20091009 | TX1-1000KVA |  |  |  | Pass | null
378054248 | TNB | DISTRIBUTION | WP PUTRAJAYA & CYBERJAYA | Existing | VCBJ/PCE/J21151/MB21151 | 300281031 | CLOSED | 11 kV | RYB | PE 21.15 SATELIT TELEKOM CBJ 3 F1 |  |  | CBJ21153 |  | INDKOM | ZZT | 17/07/2002 | TX1-1000KVA |  |  |  | Pass | null
378054271 | TNB | DISTRIBUTION | WP PUTRAJAYA & CYBERJAYA | Existing | VCBJ/PCE/J21152/MB21154 | 300281029 | CLOSED | 11 kV | RYB | PE 21.15 SATELIT TELEKOM CBJ 3 F2 |  |  | CBJ21156 |  | INDKOM | ZZT | 17/07/2002 | TX2-1000KVA |  |  |  | Pass | null
378054406 | TNB | DISTRIBUTION | WP PUTRAJAYA & CYBERJAYA | Existing | VCBJ/PCE/J21101/MB21101 | 300281045 | CLOSED | 11 kV | RYB | PE 21.10 ELITE HIGHWAY NO. 3 |  |  | CBJ21103 |  | INDKOM | ZZT | 20001002 | TX-1000KVA |  |  |  | Pass | null
378054491 | TNB | DISTRIBUTION | WP PUTRAJAYA & CYBERJAYA | Existing | VCBJ/PCE/J21541/MB21541 | 300280656 | CLOSED | 11 kV | RYB | PE 21.54 PS 3 F1 |  |  | CBJ21543 |  | INDKOM | ZZT | 16/06/2005 | TX1-500KVA |  |  |  | Pass | null
378054514 | TNB | DISTRIBUTION | WP PUTRAJAYA & CYBERJAYA | Existing | VCBJ/PCE/J21542/MB21544 | 300280654 | CLOSED | 11 kV | RYB | PE 21.54 PS 3 F2 |  |  | CBJ21546 |  | INDKOM | ZZT | 16/06/2005 | TX2-500KVA |  |  |  | Pass | null
378054664 | TNB | DISTRIBUTION | WP PUTRAJAYA & CYBERJAYA | Existing | VCBJ/PCE/J21401/MB21401 | 300281000 | CLOSED | 11 kV | RYB | PE 21.40 STP 1 |  |  | CBJ21402 |  | INDKOM | ZZT I/D | 15/12/2016 | TX-1000KVA |  |  |  | Pass | null
378054714 | TNB | DISTRIBUTION | WP PUTRAJAYA & CYBERJAYA | Existing | VCBJ/PCE/J23161/MB23161 | 310360664 | CLOSED | 11 kV | RYB | PE 23.16 MASJID CYBERJAYA |  |  | CBJ23164 |  | INDKOM | ZZTT 1/D | [5 empty] | Pass | null
378054715 | TNB | DISTRIBUTION | WP PUTRAJAYA & CYBERJAYA | Existing | VCBJ/PCE/J23161/MB23161 | 310360664 | CLOSED | 11 kV | RYB | PE 23.16 MASJID CYBERJAYA |  |  | CBJ23163 |  | INDKOM | ZZTT 1/D | [5 empty] | Pass | null
378054880 | TNB | DISTRIBUTION | WP PUTRAJAYA & CYBERJAYA | Existing | VCBJ/PCE/J21572/MB21574 | 300280643 | CLOSED | 11 kV | RYB | PE 21.57 CLUB HOUSE F2 |  |  | CBJ21575 |  | TAMCO | GR1 | 17/11/2007 | TX2-500KVA |  |  |  | Pass | null
378054903 | TNB | DISTRIBUTION | WP PUTRAJAYA & CYBERJAYA | Existing | VCBJ/PCE/J21571/MB21571 | 300280645 | CLOSED | 11 kV | RYB | PE 21.57 CLUB HOUSE F1 |  |  | CBJ21572 |  | TAMCO | GR1 | 17/11/2007 | TX1-500KVA |  |  |  | Pass | null
378055088 | TNB | DISTRIBUTION | WP PUTRAJAYA & CYBERJAYA | Existing | VCBJ/PCE/J21612/MB21615 | 300280627 | CLOSED | 11 kV | RYB | PE 21.61 MPS F2 |  |  | CBJ21617 |  |  | ZZTT | 23/02/2008 | TX3-1000KVA |  |  |  | Pass | null
378055089 | TNB | DISTRIBUTION | WP PUTRAJAYA & CYBERJAYA | Existing | VCBJ/PCE/J21612/MB21615 | 300280627 | CLOSED | 11 kV | RYB | PE 21.61 MPS F2 |  |  | CBJ21618 |  |  | ZZTT | 23/02/2008 | TX4-1000KVA |  |  |  | Pass | null
378055117 | TNB | DISTRIBUTION | WP PUTRAJAYA & CYBERJAYA | Existing | VCBJ/PCE/J21611/MB21611 | 300280629 | CLOSED | 11 kV | RYB | PE 21.61 MPS F1 |  |  | CBJ21613 |  |  | ZZTT | 23/02/2008 | TX1-1000KVA |  |  |  | Pass | null
378055118 | TNB | DISTRIBUTION | WP PUTRAJAYA & CYBERJAYA | Existing | VCBJ/PCE/J21611/MB21611 | 300280629 | CLOSED | 11 kV | RYB | PE 21.61 MPS F1 |  |  | CBJ21614 |  |  | ZZTT | 23/02/2008 | TX2-1000KVA |  |  |  | Pass | null
378055372 | TNB | DISTRIBUTION | WP PUTRAJAYA & CYBERJAYA | Existing | VCBJ/PCE/J21411/MB21411 | 300280998 | CLOSED | 11 kV | RYB | PE 21.41 TMN.CYBER |  |  | CBJ21413 |  | INDKOM | ZZT | 16/01/2003 | TX-500KVA |  |  |  | Pass | null
378055455 | TNB | DISTRIBUTION | WP PUTRAJAYA & CYBERJAYA | Existing | VCBJ/PCE/J00118/MB1 | 310338765 | CLOSED | 11 kV | RYB | PE 25.26 SETIA VILLA 6 |  |  | CBJ25263 |  | INDKOM | INS24 |  | TX-1000KVA |  |  |  | Pass | null
378055555 | TNB | DISTRIBUTION | WP PUTRAJAYA & CYBERJAYA | Existing | VCBJ/PCE/J00117/MB1 | 310338758 | CLOSED | 11 kV | RYB | PE 25.25 SETIA VILLA 5 |  |  | CBJ25253 |  | INDKOM | INS24 |  | TX-1000KVA |  |  |  | Pass | null
378055659 | TNB | DISTRIBUTION | WP PUTRAJAYA & CYBERJAYA | Existing | VCBJ/PCE/J00116/MB1 | 310338754 | CLOSED | 11 kV | RYB | PE 25.24 SETIA VILLA 4 |  |  | CBJ25243 |  | INDKOM | INS24 |  | TX-1000KVA |  |  |  | Pass | null
378055759 | TNB | DISTRIBUTION | WP PUTRAJAYA & CYBERJAYA | Existing | VCBJ/PCE/J00112/MB1 | 310359235 | CLOSED | 11 kV | RYB | PE 25.19 SETIA VILLA 3 |  |  | CBJ25193 |  | INDKOM | ZZTT 1/D |  | TX-1000KVA |  |  |  | Pass | null
378055858 | TNB | DISTRIBUTION | WP PUTRAJAYA & CYBERJAYA | Existing | VCBJ/PCE/J00110/MB1 | 310357944 | CLOSED | 11 kV | RYB | PE 25.18 SETIA VILLA 2 |  |  | CBJ25182 |  | INDKOM | INS24 |  | TX-1000KVA |  |  |  | Pass | null
378055963 | TNB | DISTRIBUTION | WP PUTRAJAYA & CYBERJAYA | Existing | VCBJ/PCE/J00109/MB1 | 310359230 | CLOSED | 11 kV | RYB | PE 25.17 SETIA VILLA 1 |  |  | CBJ25173 |  | INDKOM | INS24 |  | TX-1000KVA |  |  |  | Pass | null
378056059 | TNB | DISTRIBUTION | WP PUTRAJAYA & CYBERJAYA | Existing | VCBJ/PCE/J25221/MB25221 | 310339459 | CLOSED | 11 kV | RYB | PE 25.22 SETIA MARINA 3 |  |  | CBJ25222 |  | SCHNEIDER | NF-21Q |  | TX-1000KVA |  |  |  | Pass | null
378056159 | TNB | DISTRIBUTION | WP PUTRAJAYA & CYBERJAYA | Existing | VCBJ/PCE/J25211/MB25211 | 310339453 | CLOSED | 11 kV | RYB | PE 25.21 SETIA MARINA 2 |  |  | CBJ25212 |  | SCHNEIDER | NE-21Q |  | TX-1000KVA |  |  |  | Pass | null
378056264 | TNB | DISTRIBUTION | WP PUTRAJAYA & CYBERJAYA | Existing | VCBJ/PCE/J25201/MB25201 | 310339447 | CLOSED | 11 kV | RYB | PE 25.20 SETIA MARINA 1 |  |  | CBJ25202 |  | SCHNEIDER |  |  | TX-1000KVA |  |  |  | Pass | null
378056440 | TNB | DISTRIBUTION | WP PUTRAJAYA & CYBERJAYA | Existing | VCBJ/PCE/J23171/MB23171 | 310303841 | CLOSED | 11 kV | RYB | PE 23.17 TEMP SERI MUTIARA |  |  | CBJ23172 |  | TAMCO |  |  | TX-1000KVA |  |  |  | Pass | null
378056663 | TNB | DISTRIBUTION | WP PUTRAJAYA & CYBERJAYA | Existing | VPTJ/PCE/J02081/MB02081 | 300280646 | CLOSED | 11 kV | RYB | PE 2.08 TMN WAWASAN (F1) |  |  | PTJ02084 |  | INDKOM | ZZZT | 25/08/2002 |  |  |  |  | Pass | null
378056803 | TNB | DISTRIBUTION | WP PUTRAJAYA & CYBERJAYA | Existing | VPTJ/PCE/J02082/MB02085 | 300280648 | CLOSED | 11 kV | RYB | PE 2.08 TMN WAWASAN (F2) |  |  | PTJ02088 |  | INDKOM | ZZZT | 25/08/2002 |  |  |  |  | Pass | null
378056910 | TNB | DISTRIBUTION | WP PUTRAJAYA & CYBERJAYA | Existing | VPTJ/PCE/J02071/MB02071 | 300280639 | CLOSED | 11 kV | RYB | PE 2.07 INSIDE PPU 18 (F1) |  |  | PTJ02073 |  | INDKOM | ZZT | 23/09/2002 |  |  |  |  | Pass | null
378057015 | TNB | DISTRIBUTION | WP PUTRAJAYA & CYBERJAYA | Existing | VPTJ/PCE/J02072/MB02074 | 300280642 | CLOSED | 11 kV | RYB | PE 2.07 INSIDE PPU 18 (F2) |  |  | PTJ02076 |  | INDKOM | ZZT | 23/09/2002 |  |  |  |  | Pass | null
378057184 | TNB | DISTRIBUTION | WP PUTRAJAYA & CYBERJAYA | Existing | VPTJ/PCE/J02062/MB02064 | 300280636 | CLOSED | 11 kV | RYB | PE 2.06 PS 15 (F2) |  |  | PTJ02066 |  | INDKOM | ZZT | 20020607 |  |  |  |  | Pass | null
378057290 | TNB | DISTRIBUTION | WP PUTRAJAYA & CYBERJAYA | Existing | VPTJ/PCE/J02291/MB1 | 310308941 | CLOSED | 11 kV | RYB | PE 2.29 TEMP SKYRIDE |  |  | PTJ02292 |  | SCHNEIDER | [6 empty] | Pass | null
378057404 | TNB | DISTRIBUTION | WP PUTRAJAYA & CYBERJAYA | Existing | VPTJ/PCE/J18251/MB18251 | 300281240 | CLOSED | 11 kV | RYB | PE 18.25 KOMPLEKS SEK FASA 3 |  |  | PTJ18253 |  | INDKOM | GA 2K 1TS | 27/05/2008 |  |  |  |  | Pass | null
378057505 | TNB | DISTRIBUTION | WP PUTRAJAYA & CYBERJAYA | Existing | VPTJ/PCE/J18171/MB18171 | 300281224 | CLOSED | 11 kV | RYB | PE 18.17 BLOK H 18R12 (F1) |  |  | PTJ18172 |  | TAMCO | GR1 | 20070103 |  |  |  |  | Pass | null
378057601 | TNB | DISTRIBUTION | WP PUTRAJAYA & CYBERJAYA | Existing | VPTJ/PCE/J18172/MB18174 | 300281225 | CLOSED | 11 kV | RYB | PE 18.17 BLOK H 18R12 (F2) |  |  | PTJ18175 |  | TAMCO | GR1 | 20070103 |  |  |  |  | Pass | null
378057767 | TNB | DISTRIBUTION | WP PUTRAJAYA & CYBERJAYA | Existing | VPTJ/PCE/J18161/MB18161 | 300281221 | CLOSED | 11 kV | RYB | PE 18.16 BLOK G 18R12 (F1) |  |  | PTJ18162 |  | TAMCO | GR1 | 20070103 |  |  |  |  | Pass | null
378057863 | TNB | DISTRIBUTION | WP PUTRAJAYA & CYBERJAYA | Existing | VPTJ/PCE/J18162/MB18164 | 300281222 | CLOSED | 11 kV | RYB | PE 18.16 BLOK G 18R12 (F2) |  |  | PTJ18165 |  | TAMCO | GR1 | 20070103 |  |  |  |  | Pass | null
378057969 | TNB | DISTRIBUTION | WP PUTRAJAYA & CYBERJAYA | Existing | VPTJ/PCE/J18151/MB18151 | 300281219 | CLOSED | 11 kV | RYB | PE 18.15 BLOK E&F 18R12 (F1) |  |  | PTJ18152 |  | TAMCO | GR1 | 20070103 |  |  |  |  | Pass | null
378058067 | TNB | DISTRIBUTION | WP PUTRAJAYA & CYBERJAYA | Existing | VPTJ/PCE/J18152/MB18154 | 300281220 | CLOSED | 11 kV | RYB | PE 18.15 BLOK E&F 18R12 (F2) |  |  | PTJ18155 |  | TAMCO | GR1 | 20070103 |  |  |  |  | Pass | null
378058166 | TNB | DISTRIBUTION | WP PUTRAJAYA & CYBERJAYA | Existing | VPTJ/PCE/J18181/MB18181 | 300281226 | CLOSED | 11 kV | RYB | PE 18.18 BLOK C&D 18R12 (F1) |  |  | PTJ18182 |  | TAMCO | GR1 | 20070103 |  |  |  |  | Pass | null
378058260 | TNB | DISTRIBUTION | WP PUTRAJAYA & CYBERJAYA | Existing | VPTJ/PCE/J18182/MB18184 | 300281227 | CLOSED | 11 kV | RYB | PE 18.18 BLOK C&D 18R12 (F2) |  |  | PTJ18185 |  | TAMCO | GR1 | 20070103 |  |  |  |  | Pass | null
378058371 | TNB | DISTRIBUTION | WP PUTRAJAYA & CYBERJAYA | Existing | VPTJ/PCE/J18191/MB18191 | 300281228 | CLOSED | 11 kV | RYB | PE 18.19 BLOK A&B 18R12 (F1) |  |  | PTJ18192 |  | TAMCO | GR1 | 20070103 |  |  |  |  | Pass | null
378058465 | TNB | DISTRIBUTION | WP PUTRAJAYA & CYBERJAYA | Existing | VPTJ/PCE/J18192/MB18194 | 300281229 | CLOSED | 11 kV | RYB | PE 18.19 BLOK A&B 18R12 (F2) |  |  | PTJ18195 |  | TAMCO | GR1 | 20070103 |  |  |  |  | Pass | null
378058570 | TNB | DISTRIBUTION | WP PUTRAJAYA & CYBERJAYA | Existing | VPTJ/PCE/J18241/MB18241 | 300281238 | CLOSED | 11 kV | RYB | PE 18.24 BLOK D 18R13 (F1) |  |  | PTJ18242 |  | TAMCO | GR1 | 20070103 |  |  |  |  | Pass | null
378058664 | TNB | DISTRIBUTION | WP PUTRAJAYA & CYBERJAYA | Existing | VPTJ/PCE/J18242/MB18244 | 300281239 | CLOSED | 11 kV | RYB | PE 18.24 BLOK D 18R13 (F2) |  |  | PTJ18245 |  | TAMCO | GR1 | 20070103 |  |  |  |  | Pass | null
378058770 | TNB | DISTRIBUTION | WP PUTRAJAYA & CYBERJAYA | Existing | VPTJ/PCE/J18231/MB18231 | 300281236 | CLOSED | 11 kV | RYB | PE 18.23 BLOK C 18R13 (F1) |  |  | PTJ18232 |  | TAMCO | GR1 | 20070103 |  |  |  |  | Pass | null
378058864 | TNB | DISTRIBUTION | WP PUTRAJAYA & CYBERJAYA | Existing | VPTJ/PCE/J18232/MB18234 | 300281237 | CLOSED | 11 kV | RYB | PE 18.23 BLOK C 18R13 (F2) |  |  | PTJ18235 |  | TAMCO | GR1 | 20070103 |  |  |  |  | Pass | null
378069722 | TNB | DISTRIBUTION | WP PUTRAJAYA & CYBERJAYA | Existing | VCBJ/PCE/J22761/MB22761 | 300284811 | CLOSED | 11 kV | RYB | PE 22.76 - STP B F1 |  |  | CBJ22763 |  | INDKOM | ZZT | 20100106 |  |  |  |  | Pass | null
378069754 | TNB | DISTRIBUTION | WP PUTRAJAYA & CYBERJAYA | Existing | VCBJ/PCE/J22762/MB22764 | 300284812 | CLOSED | 11 kV | RYB | PE 22.76 - STP B F2 |  |  | CBJ22676 |  | INDKOM | ZZT | 20100306 |  |  |  |  | Pass | null
378069813 | TNB | DISTRIBUTION | WP PUTRAJAYA & CYBERJAYA | Existing | VCBJ/PCE/J22771/MB22771 | 300284815 | CLOSED | 11 kV | RYB | PE 22.77 - PS2-8 F1 |  |  | CBJ22772 |  | TAMCO | GR1-21-0D | 14/07/2010 |  |  |  |  | Pass | null
378069909 | TNB | DISTRIBUTION | WP PUTRAJAYA & CYBERJAYA | Existing | VCBJ/PCE/J22772/MB22774 | 300284816 | CLOSED | 11 kV | RYB | PE 22.77 - PS2-8 F2 |  |  | CBJ22775 |  | TAMCO | GR1-21-0D | 15/07/2010 |  |  |  |  | Pass | null
378070007 | TNB | DISTRIBUTION | WP PUTRAJAYA & CYBERJAYA | Existing | VCBJ/PCE/J22691/MB22691 | 300282014 | CLOSED | 11 kV | RYB | PE 22.69 KRU STUDIO F1 |  |  | CBJ22692 |  | EPE | VRN 2A | 26/01/2010 |  |  |  |  | Pass | null
378070036 | TNB | DISTRIBUTION | WP PUTRAJAYA & CYBERJAYA | Existing | VCBJ/PCE/J24191 |  | CLOSED | 11 kV | RYB | PE 24.19 YAKIN INVEST F1 |  |  | CBJ24193 | [8 empty] | Pass | null
378070136 | TNB | DISTRIBUTION | WP PUTRAJAYA & CYBERJAYA | Existing | VCBJ/PCE/J22692/MB22694 | 300282015 | CLOSED | 11 kV | RYB | PE 22.69 KRU STUDIO F2 |  |  | CBJ22695 |  | EPE | VRN 2A | 27/01/2010 |  |  |  |  | Pass | null
378070168 | TNB | DISTRIBUTION | WP PUTRAJAYA & CYBERJAYA | Existing | VCBJ/PCE/J24192/MB | 300498023 | CLOSED | 11 kV | RYB | PE 24.19 YAKIN INVEST F2 |  |  | CBJ24196 | [8 empty] | Pass | null
378070314 | TNB | DISTRIBUTION | WP PUTRAJAYA & CYBERJAYA | Existing | VCBJ/PCE/J22891/MB22891 | 300452960 | CLOSED | 11 kV | RYB | PE 22.89 MYTELEHAUS F1 |  |  | CBJ22893 |  | SCHNEIDER | NE-3I | [5 empty] | Pass | null
378070414 | TNB | DISTRIBUTION | WP PUTRAJAYA & CYBERJAYA | Existing | VCBJ/PCE/J22892/MB22894 | 300452961 | CLOSED | 11 kV | RYB | PE 22.89 MYTELEHAUS F2 |  |  | CBJ22896 |  | SCHNEIDER | NE-3I | [5 empty] | Pass | null
378070515 | TNB | DISTRIBUTION | WP PUTRAJAYA & CYBERJAYA | Existing | VCBJ/PCE/J22881/MB22881 | 300452937 | CLOSED | 11 kV | RYB | PE 22.88 SKY LEISURE F1 |  |  | CBJ22883 |  | INDKOM | NA | [5 empty] | Pass | null
378070617 | TNB | DISTRIBUTION | WP PUTRAJAYA & CYBERJAYA | Existing | VCBJ/PCE/J22882/MB22884 | 300452941 | CLOSED | 11 kV | RYB | PE 22.88 SKY LEISURE F2 |  |  | CBJ22886 |  | INDKOM | NA | [5 empty] | Pass | null
378071489 | TNB | DISTRIBUTION | WP PUTRAJAYA & CYBERJAYA | Existing | VCBJ/PCE/J22931/MB 22931 | 310361712 | CLOSED | 11 kV | RYB | PE 22.93 BLOK A TRIENTEL |  |  | CBJ22933 |  | ABB | [6 empty] | Pass | null
378071490 | TNB | DISTRIBUTION | WP PUTRAJAYA & CYBERJAYA | Existing | VCBJ/PCE/J22931/MB 22931 | 310361712 | CLOSED | 11 kV | RYB | PE 22.93 BLOK A TRIENTEL |  |  | CBJ22934 |  | ABB | [6 empty] | Pass | null
378071657 | TNB | DISTRIBUTION | WP PUTRAJAYA & CYBERJAYA | Existing | VCBJ/PCE/J22951/MB22951 | 300454989 | CLOSED | 11 kV | RYB | PE 22.95 TRIENTEL BLOK C |  |  | CBJ22953 |  | INDKOM | INS24 | [5 empty] | Pass | null
378071757 | TNB | DISTRIBUTION | WP PUTRAJAYA & CYBERJAYA | Existing | VCBJ/PCE/J22961/MB22961 | 300454997 | CLOSED | 11 kV | RYB | PE 22.96 TRIENTEL BLOK D |  |  | CBJ22963 |  | INDKOM | INS24 | [5 empty] | Pass | null
378071869 | TNB | DISTRIBUTION | WP PUTRAJAYA & CYBERJAYA | Existing | VCBJ/PCE/J22941/MB22941 | 310361704 | CLOSED | 11 kV | RYB | PE 22.94 TRIENTEL BLOK B |  |  | CBJ22943 |  | ABB | [6 empty] | Pass | null
378071870 | TNB | DISTRIBUTION | WP PUTRAJAYA & CYBERJAYA | Existing | VCBJ/PCE/J22941/MB22941 | 310361704 | CLOSED | 11 kV | RYB | PE 22.94 TRIENTEL BLOK B |  |  | CBJ22944 |  | ABB | [6 empty] | Pass | null
378072052 | TNB | DISTRIBUTION | WP PUTRAJAYA & CYBERJAYA | Existing | VCBJ/PCE/J21781/MB21781 | 300454995 | CLOSED | 11 kV | RYB | PE 21.78 GARDEN VIEW BLOK C |  |  | CBJ21783 |  | INDKOM | ZZT | [5 empty] | Pass | null
378072147 | TNB | DISTRIBUTION | WP PUTRAJAYA & CYBERJAYA | Existing | VCBJ/PCE/J21771/MB21771 | 300454993 | CLOSED | 11 kV | RYB | PE 21.77 GARDEN VIEW BLOK B |  |  | CBJ21772 |  | TAMCO | ID10-004 | [5 empty] | Pass | null
378072244 | TNB | DISTRIBUTION | WP PUTRAJAYA & CYBERJAYA | Existing | VCBJ/PCE/J21761/MB21761 | 300454991 | CLOSED | 11 kV | RYB | PE 21.76 GARDEN VIEW BLOK A |  |  | CBJ21763 |  | INDKOM | ZZT | [5 empty] | Pass | null
378072340 | TNB | DISTRIBUTION | WP PUTRAJAYA & CYBERJAYA | Existing | VCBJ/PCE/J21731/MB21731 | 300284821 | CLOSED | 11 kV | RYB | PE 21.73 - SEK. ANTARABANGSA F1 |  |  | CBJ21735 |  | TAMCO | 1D-10 | 17/07/2010 |  |  |  |  | Pass | null
378072554 | TNB | DISTRIBUTION | WP PUTRAJAYA & CYBERJAYA | Existing | VCBJ/PCE/J21732/MB21734 | 300284822 | CLOSED | 11 kV | RYB | PE 21.73 - SEK. ANTARABANGSA F2 |  |  | CBJ21732 |  | TAMCO | 1D-10 | 18/07/2010 |  |  |  |  | Pass | null
378072670 | TNB | DISTRIBUTION | WP PUTRAJAYA & CYBERJAYA | Existing | VCBJ/PCE/J22111/MB22111 | 300280572 | CLOSED | 11 kV | RYB | PE 22.11 THE STREET MALL F1 |  |  | CBJ22115 |  | INDKOM | ZZT | 18/02/2001 |  |  |  |  | Pass | null
378072765 | TNB | DISTRIBUTION | WP PUTRAJAYA & CYBERJAYA | Existing | VCBJ/PCE/J22112/MB22114 | 300280573 | CLOSED | 11 kV | RYB | PE 22.11 THE STREET MALL F2 |  |  | CBJ22116 |  | INDKOM | ZZT | 18/02/2001 |  |  |  |  | Pass | null
378072862 | TNB | DISTRIBUTION | WP PUTRAJAYA & CYBERJAYA | Existing | VCBJ/PCE/J22411/MB22411 | 300280497 | CLOSED | 11 kV | RYB | PE 22.41 32 UNIT S/LOT BLOK A F1 |  |  | CBJ22413 |  | INDKOM | ZZT | 26/10/2004 |  |  |  |  | Pass | null
378072956 | TNB | DISTRIBUTION | WP PUTRAJAYA & CYBERJAYA | Existing | VCBJ/PCE/J22412/MB22414 | 300280498 | CLOSED | 11 kV | RYB | PE 22.41 32 UNIT S/LOT BLOK A F2 |  |  | CBJ22415 |  | TAMCO | GRI | 26/10/2004 |  |  |  |  | Pass | null
378073332 | TNB | DISTRIBUTION | WP PUTRAJAYA & CYBERJAYA | Existing | VCBJ/PCE/J22421/MB22421 | 300281129 | CLOSED | 11 kV | RYB | PE 22.42 32 UNIT S/LOT BLOK B F1 |  |  | CBJ22423 |  | INDKOM | ZZT | 26/10/2004 |  |  |  |  | Pass | null
378073439 | TNB | DISTRIBUTION | WP PUTRAJAYA & CYBERJAYA | Existing | VCBJ/PCE/J22422/MB22424 | 300281128 | CLOSED | 11 kV | RYB | PE 22.42 32 UNIT S/LOT BLOK B F2 |  |  | CBJ22425 |  | TAMCO | GR1 | 26/10/2004 |  |  |  |  | Pass | null
378073537 | TNB | DISTRIBUTION | WP PUTRAJAYA & CYBERJAYA | Existing | VCBJ/PCE/J22701/MB22701 | 300450874 | CLOSED | 11 kV | RYB | PE 22.70 CBD PERDANA 2A F1 |  |  | CBJ22702 |  | TAMCO | GR1 | 17/09/2011 |  |  |  |  | Pass | null
378073633 | TNB | DISTRIBUTION | WP PUTRAJAYA & CYBERJAYA | Existing | VCBJ/PCE/J22702/MB22704 | 300450876 | CLOSED | 11 kV | RYB | PE 22.70 CBD PERDANA 2A F2 |  |  | CBJ22705 |  | TAMCO | GR1 | 18/09/2011 |  |  |  |  | Pass | null
378073749 | TNB | DISTRIBUTION | WP PUTRAJAYA & CYBERJAYA | Existing | VCBJ/PCE/J22711/MB22711 | 300450890 | CLOSED | 11 kV | RYB | PE 22.71 CBD PERDANA 2B F1 |  |  | CBJ22713 |  |  | ZZTT | 17/09/2011 |  |  |  |  | Pass | null
378073750 | TNB | DISTRIBUTION | WP PUTRAJAYA & CYBERJAYA | Existing | VCBJ/PCE/J22711/MB22711 | 300450890 | CLOSED | 11 kV | RYB | PE 22.71 CBD PERDANA 2B F1 |  |  | CBJ22714 |  |  | ZZTT | 17/09/2011 |  |  |  |  | Pass | null
378112565 | TNB | DISTRIBUTION | WP PUTRAJAYA & CYBERJAYA | Existing | VPTJ/PCE/J08372/MB08374 | 310339451 | CLOSED | 11 kV | RYB | PE 8.37 8R7 (F2) |  |  | PTJ08376 |  | INDKOM | [6 empty] | Pass | null
378112659 | TNB | DISTRIBUTION | WP PUTRAJAYA & CYBERJAYA | Existing | VPTJ/PCE/J08371/MB08371 | 310339450 | CLOSED | 11 kV | RYB | PE 8.37 8R7 (F1) |  |  | PTJ08373 |  | INDKOM | ZZTT 1/D | [5 empty] | Pass | null
378112761 | TNB | DISTRIBUTION | WP PUTRAJAYA & CYBERJAYA | Existing | VPTJ/PCE/J08211/MB08211 | 300280806 | CLOSED | 11 kV | RYB | PE 8.21 APT B (EFI) (F1) |  |  | PTJ08213 |  | INDKOM | ZZT | 20021211 |  |  |  |  | Pass | null
378112855 | TNB | DISTRIBUTION | WP PUTRAJAYA & CYBERJAYA | Existing | VPTJ/PCE/J08212/MB08214 | 300280807 | CLOSED | 11 kV | RYB | PE 8.21 APT B (EFI) (F2) |  |  | PTJ08216 |  | INDKOM | ZZT | 20021211 |  |  |  |  | Pass | null
378112967 | TNB | DISTRIBUTION | WP PUTRAJAYA & CYBERJAYA | Existing | VPTJ/PCE/J08201/MB08201 | 300280804 | CLOSED | 11 kV | RYB | PE 8.20 APT D (F1) |  |  | PTJ08203 |  | INDKOM | ZZT | 13/11/2002 |  |  |  |  | Pass | null
378113064 | TNB | DISTRIBUTION | WP PUTRAJAYA & CYBERJAYA | Existing | VPTJ/PCE/J08202/MB08204 | 300280805 | CLOSED | 11 kV | RYB | PE 8.20 APT D (F2) |  |  | PTJ08206 |  | INDKOM | ZZT | 13/11/2002 |  |  |  |  | Pass | null
378113163 | TNB | DISTRIBUTION | WP PUTRAJAYA & CYBERJAYA | Existing | VPTJ/PCE/J08191/MB08191 | 300280802 | CLOSED | 11 kV | RYB | PE 8.19 APT A (EFI) (F1) |  |  | PTJ08193 |  | INDKOM | ZZT | 13/11/2002 |  |  |  |  | Pass | null
378113255 | TNB | DISTRIBUTION | WP PUTRAJAYA & CYBERJAYA | Existing | VPTJ/PCE/J08192/MB08194 | 300280803 | CLOSED | 11 kV | RYB | PE 8.19 APT A (EFI) (F2) |  |  | PTJ08196 |  | INDKOM | ZZT | 13/11/2002 |  |  |  |  | Pass | null
378113369 | TNB | DISTRIBUTION | WP PUTRAJAYA & CYBERJAYA | Existing | VPTJ/PCE/J08271/MB08271 | 300284804 | CLOSED | 11 kV | RYB | PE 8.27 APT C5 (F1) |  |  | PTJ08272 |  | TAMCO | 2+1 ID | 18/06/2010 |  |  |  |  | Pass | null
378113463 | TNB | DISTRIBUTION | WP PUTRAJAYA & CYBERJAYA | Existing | VPTJ/PCE/J08272/MB08274 | 300284805 | CLOSED | 11 kV | RYB | PE 8.27 APT C5 (F2) |  |  | PTJ08276 |  | TAMCO | 2+1 OD | 18/06/2010 |  |  |  |  | Pass | null
378113568 | TNB | DISTRIBUTION | WP PUTRAJAYA & CYBERJAYA | Existing | VPTJ/PCE/J08281/MB08281 | 300284800 | CLOSED | 11 kV | RYB | PE 8.28 APT C6 F1 |  |  | PTJ08282 |  | TAMCO | GR1 | 18/06/2010 |  |  |  |  | Pass | null
378113662 | TNB | DISTRIBUTION | WP PUTRAJAYA & CYBERJAYA | Existing | VPTJ/PCE/J08282/MB08284 | 300284801 | CLOSED | 11 kV | RYB | PE 8.28 APT C6 F2 |  |  | PTJ08286 |  | TAMCO | GR1 | 18/06/2010 |  |  |  |  | Pass | null
378113770 | TNB | DISTRIBUTION | WP PUTRAJAYA & CYBERJAYA | Existing | VPTJ/PCE/J08231/MB08231 | 300280808 | CLOSED | 11 kV | RYB | PE 8.23 PS8 (F1) |  |  | PTJ08233 |  | INDKOM | ZZT | 30/07/2002 |  |  |  |  | Pass | null
378113861 | TNB | DISTRIBUTION | WP PUTRAJAYA & CYBERJAYA | Existing | VPTJ/PCE/J08232/MB08234 | 300280809 | CLOSED | 11 kV | RYB | PE 8.23 PS8 (F2) |  |  | PTJ08236 |  | INDKOM | ZZT | 30/07/2002 |  |  |  |  | Pass | null
378113955 | TNB | DISTRIBUTION | WP PUTRAJAYA & CYBERJAYA | Existing | VPTJ/PCE/J07131/MB07131 | 310339468 | CLOSED | 11 kV | RYB | PE 7.13 TEMP SPRM |  |  | PTJ07133 |  | TOSHIBA | [6 empty] | Pass | null
378114054 | TNB | DISTRIBUTION | WP PUTRAJAYA & CYBERJAYA | Existing | VPTJ/PCE/J09291/MB09291 | 300280862 | CLOSED | 11 kV | RYB | PE 9.29 BAS DEPOH |  |  | PTJ09292 |  | TAMCO | GR1 | 27/07/2006 |  |  |  |  | Pass | null
378114147 | TNB | DISTRIBUTION | WP PUTRAJAYA & CYBERJAYA | Existing | VPTJ/PCE/J09311/MB09311 | 300280865 | CLOSED | 11 kV | RYB | PE 9.31 RUMAH TERES (EFI) (F1) |  |  | PTJ09313 |  | INDKOM | ZZT | 15/10/2004 |  |  |  |  | Pass | null
378114239 | TNB | DISTRIBUTION | WP PUTRAJAYA & CYBERJAYA | Existing | VPTJ/PCE/J09312/MB09314 | 300280866 | CLOSED | 11 kV | RYB | PE 9.31 RUMAH TERES (EFI) (F2) |  |  | PTJ09316 |  | INDKOM | ZZT | 15/10/2004 |  |  |  |  | Pass | null
378114324 | TNB | DISTRIBUTION | WP PUTRAJAYA & CYBERJAYA | Existing | VPTJ/PCE/J09361/MB09361 | 300280917 | CLOSED | 11 kV | RYB | PE 9.36 SEK MEN FASA 3 (F1) |  |  | PTJ09362 |  | TAMCO | GR1 | 20061011 |  |  |  |  | Pass | null
378114415 | TNB | DISTRIBUTION | WP PUTRAJAYA & CYBERJAYA | Existing | VPTJ/PCE/J09362/MB09364 | 300280918 | CLOSED | 11 kV | RYB | PE 9.36 SEK MEN FASA 3 (F2) |  |  | PTJ09365 |  | TAMCO | GR1 | 20061011 |  |  |  |  | Pass | null
378114506 | TNB | DISTRIBUTION | WP PUTRAJAYA & CYBERJAYA | Existing | VPTJ/PCE/J09301/MB09301 | 300280863 | CLOSED | 11 kV | RYB | PE 9.30 SEK REN FASA 2 (F1) |  |  | PTJ09303 |  | INDKOM | ZZT | 23/06/2004 |  |  |  |  | Pass | null
378114597 | TNB | DISTRIBUTION | WP PUTRAJAYA & CYBERJAYA | Existing | VPTJ/PCE/J09302/MB09304 | 300280864 | CLOSED | 11 kV | RYB | PE 9.30 SEK REN FASA 2 (F2) |  |  | PTJ09306 |  | INDKOM | ZZT | 23/06/2004 |  |  |  |  | Pass | null
378114751 | TNB | DISTRIBUTION | WP PUTRAJAYA & CYBERJAYA | Existing | VPTJ/PCE/J09261/MB09261 | 300280856 | CLOSED | 11 kV | RYB | PE 9.26 FLAT B (F1) |  |  | PTJ09263 |  | INDKOM | ZZT | 20010808 |  |  |  |  | Pass | null
378114774 | TNB | DISTRIBUTION | WP PUTRAJAYA & CYBERJAYA | Existing | VPTJ/PCE/J09262/MB09264 | 300280857 | CLOSED | 11 kV | RYB | PE 9.26 FLAT B (F2) |  |  | PTJ09266 |  | INDKOM | ZZT | 20010808 |  |  |  |  | Pass | null
378114875 | TNB | DISTRIBUTION | WP PUTRAJAYA & CYBERJAYA | Existing | VPTJ/PCE/J09251/MB09251 | 300280854 | CLOSED | 11 kV | RYB | PE 9.25 FLAT A (F1) |  |  | PTJ09253 |  | INDKOM | ZZT | 20010808 |  |  |  |  | Pass | null
378114904 | TNB | DISTRIBUTION | WP PUTRAJAYA & CYBERJAYA | Existing | VPTJ/PCE/J09252/MB09254 | 300280855 | CLOSED | 11 kV | RYB | PE 9.25 FLAT A (F2) |  |  | PTJ09256 |  | INDKOM | ZZT | 20010808 |  |  |  |  | Pass | null
378115119 | TNB | DISTRIBUTION | WP PUTRAJAYA & CYBERJAYA | Existing | VPTJ/PCE/J09241/MB09241 | 300280852 | CLOSED | 11 kV | RYB | PE 9.24 FLAT C (F1) |  |  | PTJ09243 |  | INDKOM | ZZT | 20011010 |  |  |  |  | Pass | null
378115213 | TNB | DISTRIBUTION | WP PUTRAJAYA & CYBERJAYA | Existing | VPTJ/PCE/J09242/MB09244 | 300280853 | CLOSED | 11 kV | RYB | PE 9.24 FLAT C (F2) |  |  | PTJ09246 |  | INDKOM | ZZT | 20011010 |  |  |  |  | Pass | null
378115607 | TNB | DISTRIBUTION | WP PUTRAJAYA & CYBERJAYA | Existing | VPTJ/PCE/J09221/MB09221 | 300280851 | CLOSED | 11 kV | RYB | PE 9.22 PS 2 |  |  | PTJ09223 |  | INDKOM | ZZT | 13/12/1999 |  |  |  |  | Pass | null
378115698 | TNB | DISTRIBUTION | WP PUTRAJAYA & CYBERJAYA | Existing | VPTJ/PCE/J09201/MB09201 | 300280849 | CLOSED | 11 kV | RYB | PE 9.20 P9B1 (EFI) (F1) |  |  | PTJ09203 |  | INDKOM | ZZT | 29/06/2004 |  |  |  |  | Pass | null
378115790 | TNB | DISTRIBUTION | WP PUTRAJAYA & CYBERJAYA | Existing | VPTJ/PCE/J09202/MB09204 | 300280850 | CLOSED | 11 kV | RYB | PE 9.20 P9B1 (EFI) (F2) |  |  | PTJ09206 |  | INDKOM | ZZT | 29/06/2004 |  |  |  |  | Pass | null
378115882 | TNB | DISTRIBUTION | WP PUTRAJAYA & CYBERJAYA | Existing | VPTJ/PCE/J09192/MB09194 | 300280848 | CLOSED | 11 kV | RYB | PE 9.19 P9B1 TERES (F2) |  |  | PTJ09196 |  | INDKOM | ZZT | 20010608 |  |  |  |  | Pass | null
378115973 | TNB | DISTRIBUTION | WP PUTRAJAYA & CYBERJAYA | Existing | VPTJ/PCE/J09191/MB09191 | 300280847 | CLOSED | 11 kV | RYB | PE 9.19 P9B1 TERES (F1) |  |  | PTJ09193 |  | INDKOM | ZZT | 20010608 |  |  |  |  | Pass | null
378116298 | TNB | DISTRIBUTION | WP PUTRAJAYA & CYBERJAYA | Existing | VPTJ/PCE/J09461/MB09461 | 300280935 | CLOSED | 11 kV | RYB | PE 9.46 P'PURI P7 BLOK B3 (EFI) (F1) |  |  | PTJ09463 |  | OMAZABAL | GA 2K 1TS | 23/02/2008 |  |  |  |  | Pass | null
378116390 | TNB | DISTRIBUTION | WP PUTRAJAYA & CYBERJAYA | Existing | VPTJ/PCE/J09462/MB09464 | 300280936 | CLOSED | 11 kV | RYB | PE 9.46 P'PURI P7 BLOK B3 (EFI) (F2) |  |  | PTJ09466 |  | OMAZABAL | GA 2K 1TS | 23/02/2008 |  |  |  |  | Pass | null
378116482 | TNB | DISTRIBUTION | WP PUTRAJAYA & CYBERJAYA | Existing | VPTJ/PCE/J09451/MB09451 | 300280933 | CLOSED | 11 kV | RYB | PE 9.45 P'PURI P7 BLOK B1 (F1) |  |  | PTJ09453 |  | OMAZABAL | GA 2K 1TS | 23/02/2008 |  |  |  |  | Pass | null
378116575 | TNB | DISTRIBUTION | WP PUTRAJAYA & CYBERJAYA | Existing | VPTJ/PCE/J09452/MB09454 | 300280934 | CLOSED | 11 kV | RYB | PE 9.45 P'PURI P7 BLOK B1 (F2) |  |  | PTJ09456 |  | OMAZABAL | GA 2K 1TS | 23/02/2008 |  |  |  |  | Pass | null
378116667 | TNB | DISTRIBUTION | WP PUTRAJAYA & CYBERJAYA | Existing | VPTJ/PCE/J09441/MB09441 | 300280931 | CLOSED | 11 kV | RYB | PE 9.44 P'PURI P7 BLOK A2 (EFI) (F1) |  |  | PTJ09443 |  | OMAZABAL | GA 2K 1TS | 23/02/2008 |  |  |  |  | Pass | null
378116771 | TNB | DISTRIBUTION | WP PUTRAJAYA & CYBERJAYA | Existing | VCBJ/PCE/J25231/MB25231 | 310339464 | CLOSED | 11 kV | RYB | PE 25.23 SALES OFFICE ECOGLADE GALERY |  |  | CBJ25233 |  |  |  |  | TX-1000KVA |  |  |  | Pass | null
378116985 | TNB | DISTRIBUTION | WP PUTRAJAYA & CYBERJAYA | Existing | VCBJ/PCE/J23091/MB 23091 | 310317900 | CLOSED | 11 kV | RYB | PE 23.09 THE PLACE NO 2 |  |  | CBJ23093 |  | INDKOM | INS24 |  | TX1-1000KVA |  |  |  | Pass | null
378116986 | TNB | DISTRIBUTION | WP PUTRAJAYA & CYBERJAYA | Existing | VCBJ/PCE/J23091/MB 23091 | 310317900 | CLOSED | 11 kV | RYB | PE 23.09 THE PLACE NO 2 |  |  | CBJ23094 |  | INDKOM | INS24 |  | TX2-1000KVA |  |  |  | Pass | null
378117196 | TNB | DISTRIBUTION | WP PUTRAJAYA & CYBERJAYA | Existing | VCBJ/PCE/J21981/MB21981 | 300455174 | CLOSED | 11 kV | RYB | PE 21.98 PADAT PETRONAS CYBER 3 |  |  | CBJ21983 |  | INDKOM | ZZTT I/D |  | TX-1000KVA |  |  |  | Pass | null
378117322 | TNB | DISTRIBUTION | WP PUTRAJAYA & CYBERJAYA | Existing | VCBJ/PCE/J21011/MB21011 | 300281087 | CLOSED | 11 kV | RYB | PE 21.01 NTT F1 |  |  | CBJ21014 |  | INDKOM | ZZZ | 17/06/1999 | TX1-1000KVA |  |  |  | Pass | null
378117345 | TNB | DISTRIBUTION | WP PUTRAJAYA & CYBERJAYA | Existing | VCBJ/PCE/J21012/MB21015 | 300281084 | CLOSED | 11 kV | RYB | PE 21.01 NTT F2 |  |  | CBJ21018 |  | INDKOM | ZZZT | 17/06/1999 | TX2-1000KVA |  |  |  | Pass | null
378117579 | TNB | DISTRIBUTION | WP PUTRAJAYA & CYBERJAYA | Existing | VCBJ/PCE/J00107/MB1 | 310426379 | CLOSED | 11 kV | RYB | PE25.16 SETIA RIMBA 4 |  |  | CBJ25163 |  | INDKOM | INS24 |  | TX-1000KVA |  |  |  | Pass | null
378117673 | TNB | DISTRIBUTION | WP PUTRAJAYA & CYBERJAYA | Existing | VCBJ/PCE/J00106/MB1 | 310426376 | CLOSED | 11 kV | RYB | PE25.15 SETIA RIMBA 3 |  |  | CBJ25153 |  | INDKOM | ZZT |  | TX-1000KVA |  |  |  | Pass | null
378117767 | TNB | DISTRIBUTION | WP PUTRAJAYA & CYBERJAYA | Existing | VCBJ/PCE/J00105/MB1 | 310426373 | CLOSED | 11 kV | RYB | PE25.14 SETIA RIMBA 2 |  |  | CBJ25143 |  | INDKOM | ZZTT 1/D |  | TX-1000KVA |  |  |  | Pass | null
378117861 | TNB | DISTRIBUTION | WP PUTRAJAYA & CYBERJAYA | Existing | VCBJ/PCE/J00104/MB1 | 310359115 | CLOSED | 11 kV | RYB | PE 25.13 SETIA RIMBA 1 |  |  | CBJ25133 |  | INDKOM |  |  | TX-1000KVA |  |  |  | Pass | null
378117955 | TNB | DISTRIBUTION | WP PUTRAJAYA & CYBERJAYA | Existing | VCBJ/PCE/J23061/MB23061 | 310360674 | CLOSED | 11 kV | RYB | PE 23.06 TEMP OSK |  |  | CBJ23063 |  | INDKOM | ZZTT 1/D |  | TX-1000KVA |  |  |  | Pass | null
378118157 | TNB | DISTRIBUTION | WP PUTRAJAYA & CYBERJAYA | Existing | VCBJ/PCE/J23191/MB23191 | 310317883 | CLOSED | 11 kV | RYB | PE 23.19 AUTOVILLE NO1 |  |  | CBJ23193 |  | INDKOM | INS24 |  | TX1-1000KVA |  |  |  | Pass | null
378118158 | TNB | DISTRIBUTION | WP PUTRAJAYA & CYBERJAYA | Existing | VCBJ/PCE/J23191/MB23191 | 310317883 | CLOSED | 11 kV | RYB | PE 23.19 AUTOVILLE NO1 |  |  | CBJ23194 |  | INDKOM | INS24 |  | TX2-1000KVA |  |  |  | Pass | null
378118328 | TNB | DISTRIBUTION | WP PUTRAJAYA & CYBERJAYA | Existing | VCBJ/PCE/J23201/MB23201 | 310386516 | CLOSED | 11 kV | RYB | PE 23.20 AUTOVILLE 2 |  |  | CBJ23203 |  | INDKOM | ZZTT1/D |  | TX-1000KVA |  |  |  | Pass | null
378118329 | TNB | DISTRIBUTION | WP PUTRAJAYA & CYBERJAYA | Existing | VCBJ/PCE/J23201/MB23201 | 310386516 | CLOSED | 11 kV | RYB | PE 23.20 AUTOVILLE 2 |  |  | CBJ23204 |  | INDKOM | ZZTT1/D |  | TX2-1000KVA |  |  |  | Pass | null
378130179 | TNB | DISTRIBUTION | WP PUTRAJAYA & CYBERJAYA | Existing | VPTJ/PCE/J18201/MB18201 | 300281230 | CLOSED | 11 kV | RYB | PE 18.20 TMN PANCARONA (F1) |  |  | PTJ18202 |  | TAMCO | GR1 | 17/08/2006 |  |  |  |  | Pass | null
378130273 | TNB | DISTRIBUTION | WP PUTRAJAYA & CYBERJAYA | Existing | VPTJ/PCE/J18202/MB18204 | 300281231 | CLOSED | 11 kV | RYB | PE 18.20 TMN PANCARONA (F2) |  |  | PTJ18205 |  | TAMCO | GR1 | 17/08/2006 |  |  |  |  | Pass | null
378130375 | TNB | DISTRIBUTION | WP PUTRAJAYA & CYBERJAYA | Existing | VPTJ/PCE/J03011/MB03011 | 300280673 | CLOSED | 11 kV | RYB | PE 3.01 3M5 S/LIGHTING |  |  | PTJ03012 |  | MERLIN GERIN | ZZT | 22/08/2003 |  |  |  |  | Pass | null
378130429 | TNB | DISTRIBUTION | WP PUTRAJAYA & CYBERJAYA | Existing | VPTJ/PCE/J04062/MB04064 | 300280676 | CLOSED | 11 kV | RYB | PE 4.06 PADAT S/L (F2) |  |  | PTJ04065 |  | MERLIN GERIN | NA | 22/08/2003 |  |  |  |  | Pass | null
378130535 | TNB | DISTRIBUTION | WP PUTRAJAYA & CYBERJAYA | Existing | VPTJ/PCE/J04061/MB04061 | 300280675 | CLOSED | 11 kV | RYB | PE 4.06 S/LIGHTING (F1) |  |  | PTJ04062 |  | MERLIN GERIN | NA | 22/08/2003 |  |  |  |  | Pass | null
378130683 | TNB | DISTRIBUTION | WP PUTRAJAYA & CYBERJAYA | Existing | VPTJ/PCE/J04101/MB04101 | 300280680 | CLOSED | 11 kV | RYB | PE 4.10 S/LIGHTING |  |  | PTJ04103 |  | INDKOM | ZZT | 22/08/2003 |  |  |  |  | Pass | null
378130712 | TNB | DISTRIBUTION | WP PUTRAJAYA & CYBERJAYA | Existing | VPTJ/PCE/J17021/MB17021 | 300281202 | CLOSED | 11 kV | RYB | PE 17.02 R8B |  |  | PTJ17023 |  | INDKOM | ZZT | 18/01/2005 |  |  |  |  | Pass | null
378130818 | TNB | DISTRIBUTION | WP PUTRAJAYA & CYBERJAYA | Existing | VPTJ/PCE/J19011/MB19011 | 300281248 | CLOSED | 11 kV | RYB | PE 19.01 R8C |  |  | PTJ19013 |  | INDKOM | GA-ZZT | 18/01/2005 |  |  |  |  | Pass | null
378130862 | TNB | DISTRIBUTION | WP PUTRAJAYA & CYBERJAYA | Existing | VPTJ/PCE/J19021/MB19021 | 300281249 | CLOSED | 11 kV | RYB | PE 19.02 JLB 3 |  |  | PTJ19022 |  | MERLIN GERIN | RM6 | 28/08/2007 |  |  |  |  | Pass | null
378130993 | TNB | DISTRIBUTION | WP PUTRAJAYA & CYBERJAYA | Existing | VPTJ/PCE/J18031/MB18031 | 300281209 | CLOSED | 11 kV | RYB | PE 18.03 PS 12 |  |  | PTJ18033 |  | INDKOM | ZZT | 20041201 |  |  |  |  | Pass | null
378131163 | TNB | DISTRIBUTION | WP PUTRAJAYA & CYBERJAYA | Existing | VPTJ/PCE/J18211/MB18211 | 300281232 | CLOSED | 11 kV | RYB | PE 18.21 BLOK A 18R13 (F1) |  |  | PTJ18212 |  | TAMCO | GR1 | 20070103 |  |  |  |  | Pass | null
378131257 | TNB | DISTRIBUTION | WP PUTRAJAYA & CYBERJAYA | Existing | VPTJ/PCE/J18212/MB18214 | 300281233 | CLOSED | 11 kV | RYB | PE 18.21 BLOK A 18R13 (F2) |  |  | PTJ18215 |  | TAMCO | GR1 | 20070103 |  |  |  |  | Pass | null
378131368 | TNB | DISTRIBUTION | WP PUTRAJAYA & CYBERJAYA | Existing | VPTJ/PCE/J02251/MB02251 | 300485089 | CLOSED | 11 kV | RYB | PE 2.25 C/S FORMULA E 1 |  |  | PTJ02253 |  | INDKOM | INS24 | 30/06/2014 |  |  |  |  | Pass | null
378131472 | TNB | DISTRIBUTION | WP PUTRAJAYA & CYBERJAYA | Existing | VPTJ/PCE/J02271/MB02271 | 300485247 | CLOSED | 11 kV | RYB | PE 2.27 C/S FORMULA E 3 |  |  | PTJ02273 |  | INDKOM | SF6 | [5 empty] | Pass | null
378155508 | TNB | DISTRIBUTION | WP PUTRAJAYA & CYBERJAYA | Existing | VCBJ/PCE/J22712/MB22714 | 300450896 | CLOSED | 11 kV | RYB | PE 22.71 CBD PERDANA 2B F2 |  |  | CBJ22717 |  |  | ZZTT.I/D | 18/09/2011 |  |  |  |  | Pass | null
378155509 | TNB | DISTRIBUTION | WP PUTRAJAYA & CYBERJAYA | Existing | VCBJ/PCE/J22712/MB22714 | 300450896 | CLOSED | 11 kV | RYB | PE 22.71 CBD PERDANA 2B F2 |  |  | CBJ22718 |  |  | ZZTT.I/D | 18/09/2011 |  |  |  |  | Pass | null
378155672 | TNB | DISTRIBUTION | WP PUTRAJAYA & CYBERJAYA | Existing | VCBJ/PCE/J22822/MB22824 | 300450891 | CLOSED | 11 kV | RYB | PE 22.82 CBD PERDANA 2C F2 |  |  | CBJ22826 |  |  | ZZT 1/D | 16/02/2012 |  |  |  |  | Pass | null
378155766 | TNB | DISTRIBUTION | WP PUTRAJAYA & CYBERJAYA | Existing | VCBJ/PCE/J22821/MB22821 | 300450875 | CLOSED | 11 kV | RYB | PE 22.82 CBD PERDANA 2C F1 |  |  | CBJ22823 |  |  | ZZT 1/D | 16/02/2012 |  |  |  |  | Pass | null
378155869 | TNB | DISTRIBUTION | WP PUTRAJAYA & CYBERJAYA | Existing | VCBJ/PCE/J22831/MB22831 | 300454999 | CLOSED | 11 kV | RYB | PE 22.83 CBD PERDANA 2D F1 |  |  | CBJ22833 | INDKOM | INDKOM | INS24 | [5 empty] | Pass | null
378155963 | TNB | DISTRIBUTION | WP PUTRAJAYA & CYBERJAYA | Existing | VCBJ/PCE/J22832/MB22834 | 300455001 | CLOSED | 11 kV | RYB | PE 22.83 CBD PERDANA 2D F2 |  |  | CBJ22826 |  | INDKOM | INS24 | [5 empty] | Pass | null
378156489 | TNB | DISTRIBUTION | WP PUTRAJAYA & CYBERJAYA | Existing | VCBJ/PCE/J21651/MB21651 | 300280620 | CLOSED | 11 kV | RYB | PE 21.65 EMERIO F1 |  |  | CBJ21652 |  | TAMCO | ZZT | 24/09/2008 |  |  |  |  | Pass | null
378156583 | TNB | DISTRIBUTION | WP PUTRAJAYA & CYBERJAYA | Existing | VCBJ/PCE/J21652/MB21654 | 300280618 | CLOSED | 11 kV | RYB | PE 21.65 EMERIO F2 |  |  | CBJ21655 |  | TAMCO | GR1 | 24/09/2008 |  |  |  |  | Pass | null
378186660 | TNB | DISTRIBUTION | WP PUTRAJAYA & CYBERJAYA | Existing | VCBJ/PCE/J21261/MB21261 | 300281015 | CLOSED | 11 kV | RYB | PE 21.26 PUSAT KAWAL SELIA F1 |  |  | CBJ21263 |  | INDKOM | ZZT | 17/05/2002 | TX1-1000KVA |  |  |  | Pass | null
378186683 | TNB | DISTRIBUTION | WP PUTRAJAYA & CYBERJAYA | Existing | VCBJ/PCE/J21262/MB21264 | 300281013 | CLOSED | 11 kV | RYB | PE 21.26 PUSAT KAWAL SELIA F2 |  |  | CBJ21266 |  | INDKOM | ZZT | 17/05/2002 | TX2-1000KVA |  |  |  | Pass | null
378187001 | TNB | DISTRIBUTION | WP PUTRAJAYA & CYBERJAYA | Existing | VCBJ/PCE/J21111/MB21111 | 300281043 | CLOSED | 11 kV | RYB | PE 21.11 CENTURY SQUARE 2310 F1 |  |  | CBJ21113 |  | INDKOM | ZZT | 20000903 | TX1-1000KVA |  |  |  | Pass | null
378187024 | TNB | DISTRIBUTION | WP PUTRAJAYA & CYBERJAYA | Existing | VCBJ/PCE/J21112/MB21114 | 300281040 | CLOSED | 11 kV | RYB | PE 21.11 CENTURY SQUARE 2310 F2 |  |  | CBJ21116 |  | INDKOM | ZZT | 20000903 | TX2-1000KVA |  |  |  | Pass | null
378187188 | TNB | DISTRIBUTION | WP PUTRAJAYA & CYBERJAYA | Existing | VCBJ/PCE/J21081/MB21081 | 300281059 | CLOSED | 11 kV | RYB | PE 21.08 CENTURY SQUARE 2300 F1 |  |  | CBJ21083 |  | INDKOM | ZZT | 16/02/2000 | TX1-1000KVA |  |  |  | Pass | null
378187211 | TNB | DISTRIBUTION | WP PUTRAJAYA & CYBERJAYA | Existing | VCBJ/PCE/J21082/MB21084 | 300281058 | CLOSED | 11 kV | RYB | PE 21.08 CENTURY SQUARE 2300 F2 |  |  | CBJ21086 |  | INDKOM | ZZT | 16/02/2000 | TX2-1000KVA |  |  |  | Pass | null
378187423 | TNB | DISTRIBUTION | WP PUTRAJAYA & CYBERJAYA | Existing | VCBJ/PCE/J22901/MB22901 | 300454643 | CLOSED | 11 kV | RYB | PE 22.90 SHAFBURY APT BLOK B |  |  | CBJ22903 |  | INDKOM | INS24 |  | TX-1000KVA |  |  |  | Pass | null
378187519 | TNB | DISTRIBUTION | WP PUTRAJAYA & CYBERJAYA | Existing | VCBJ/PCE/J22851/MB22851 | 300454905 | CLOSED | 11 kV | RYB | SS 22.85 SHAFTBURY CHILLER PLANT F1 |  |  | CBJ22853 |  | INDKOM | INS24 |  | TX1-1000KVA |  |  |  | Pass | null
378187613 | TNB | DISTRIBUTION | WP PUTRAJAYA & CYBERJAYA | Existing | VCBJ/PCE/J22852/MB22851 | 300454908 | CLOSED | 11 kV | RYB | SS 22.85 SHAFTBURY CHILLER PLANT F2 |  |  | CBJ22856 |  | INDKOM | INS24 |  | TX2-1000KVA |  |  |  | Pass | null
378187764 | TNB | DISTRIBUTION | WP PUTRAJAYA & CYBERJAYA | Existing | VCBJ/PCE/J22981/MB22981 | 300454646 | CLOSED | 11 kV | RYB | PE 22.98 SHAFBURY APT A |  |  | CBJ22983 |  | INDKOM | INS24 |  | TX-1000KVA |  |  |  | Pass | null
378187994 | TNB | DISTRIBUTION | WP PUTRAJAYA & CYBERJAYA | Existing | VCBJ/PCE/J00344/MB1 | 300512196 | CLOSED | 11 kV | RYB | PE 24.31 CRISTAL TERES |  |  | CBJ24313 |  | EPE | N/A |  | TX-1000KVA |  |  |  | Pass | null
378188101 | TNB | DISTRIBUTION | WP PUTRAJAYA & CYBERJAYA | Existing | VCBJ/PCE/J00343/MB1 | 300520966 | CLOSED | 11 kV | RYB | PE 24.30 CRYSTAL BLOK B |  |  | CBJ24304 |  | EPE | 8DJH |  | TX2-500KVA |  |  |  | Pass | null
378188102 | TNB | DISTRIBUTION | WP PUTRAJAYA & CYBERJAYA | Existing | VCBJ/PCE/J00343/MB1 | 300520966 | CLOSED | 11 kV | RYB | PE 24.30 CRYSTAL BLOK B |  |  | CBJ24302 |  | EPE | 8DJH |  | TX1-1000KVA |  |  |  | Pass | null
378188272 | TNB | DISTRIBUTION | WP PUTRAJAYA & CYBERJAYA | Existing | VCBJ/PCE/J00342/MB1 | 300511721 | CLOSED | 11 kV | RYB | PE 24.29 CRYSTAL BLOK A |  |  | CBJ24291 |  | SIEMENS | N/A |  | TX1-1000KVA |  |  |  | Pass | null
378188273 | TNB | DISTRIBUTION | WP PUTRAJAYA & CYBERJAYA | Existing | VCBJ/PCE/J00342/MB1 | 300511721 | CLOSED | 11 kV | RYB | PE 24.29 CRYSTAL BLOK A |  |  | CBJ24294 |  | SIEMENS | N/A |  | TX2-500KVA |  |  |  | Pass | null
378188460 | TNB | DISTRIBUTION | WP PUTRAJAYA & CYBERJAYA | Existing | VCBJ/PCE/J22341/MB22341 | 300280505 | CLOSED | 11 kV | RYB | PE 22.34 STREET MALL 2 F1 |  |  | CBJ22343 |  | INDKOM | ZZT | 17/05/2004 | TX1-1000KVA |  |  |  | Pass | null
378188483 | TNB | DISTRIBUTION | WP PUTRAJAYA & CYBERJAYA | Existing | VCBJ/PCE/J22342/MB22344 | 300280508 | CLOSED | 11 kV | RYB | PE 22.34 STREET MALL 2 F2 |  |  | CBJ22346 |  | INDKOM | ZZT | 17/05/2004 | TX2-1000KVA |  |  |  | Pass | null
378188648 | TNB | DISTRIBUTION | WP PUTRAJAYA & CYBERJAYA | Existing | VCBJ/PCE/J22621/MB22621 | 300280391 | CLOSED | 11 kV | RYB | PE 22.62 8 BLOK KEDAI PEJ 2B F1 |  |  | CBJ22622 |  | TAMCO | GR1 | 29/04/2009 | TX1-1000KVA |  |  |  | Pass | null
378188671 | TNB | DISTRIBUTION | WP PUTRAJAYA & CYBERJAYA | Existing | VCBJ/PCE/J22622/MB22624 | 300280392 | CLOSED | 11 kV | RYB | PE 22.62 8 BLOK KEDAI PEJ 2B F2 |  |  | CBJ22625 |  | TAMCO | GR1 | 29/04/2009 | TX2-1000KVA |  |  |  | Pass | null
378189042 | TNB | DISTRIBUTION | WP PUTRAJAYA & CYBERJAYA | Existing | VCBJ/PCE/J22861/MB22861 | 300454739 | CLOSED | 11 kV | RYB | PE 22.86 NEO CYBER BLOK D |  |  | CBJ22863 |  | INDKOM | ZZTT |  | TX-1000KVA |  |  |  | Pass | null
378189132 | TNB | DISTRIBUTION | WP PUTRAJAYA & CYBERJAYA | Existing | VCBJ/PCE/J22611/MB22611 | 300280393 | CLOSED | 11 kV | RYB | PE 22.61 8 BLOK KEDAI PEJ 2A F1 |  |  | CBJ22612 |  | TAMCO | GR1 | 29/04/2009 | TX1-1000KVA |  |  |  | Pass | null
378189155 | TNB | DISTRIBUTION | WP PUTRAJAYA & CYBERJAYA | Existing | VCBJ/PCE/J22612/MB22614 | 300280394 | CLOSED | 11 kV | RYB | PE 22.61 8 BLOK KEDAI PEJ 2A F2 |  |  | CBJ22615 |  | TAMCO | GR1 | 29/04/2009 | TX2-1000KVA |  |  |  | Pass | null
378189369 | TNB | DISTRIBUTION | WP PUTRAJAYA & CYBERJAYA | Existing | VCBJ/PCE/J22521/MB22521 | 300280458 | CLOSED | 11 kV | RYB | PE 22.52 58 UNITS SHOP LOT F1 |  |  | CBJ22523 |  | INDKOM | GA 2K 2TS | 20080301 | TX1-1000KVA |  |  |  | Pass | null
378189370 | TNB | DISTRIBUTION | WP PUTRAJAYA & CYBERJAYA | Existing | VCBJ/PCE/J22521/MB22521 | 300280458 | CLOSED | 11 kV | RYB | PE 22.52 58 UNITS SHOP LOT F1 |  |  | CBJ22524 |  | INDKOM | GA 2K 2TS | 20080301 | TX2-1000KVA |  |  |  | Pass | null
378189398 | TNB | DISTRIBUTION | WP PUTRAJAYA & CYBERJAYA | Existing | VCBJ/PCE/J22522/MB22524 | 300280460 | CLOSED | 11 kV | RYB | PE 22.52 58 UNITS SHOP LOT F2 |  |  | CBJ22527 |  | INDKOM | GA 2K 2TS | 20080301 | TX3-1000KVA |  |  |  | Pass | null
378189399 | TNB | DISTRIBUTION | WP PUTRAJAYA & CYBERJAYA | Existing | VCBJ/PCE/J22522/MB22524 | 300280460 | CLOSED | 11 kV | RYB | PE 22.52 58 UNITS SHOP LOT F2 |  |  | CBJ22528 |  | INDKOM | GA 2K 2TS | 20080301 | TX4-1000KVA |  |  |  | Pass | null
378189696 | TNB | DISTRIBUTION | WP PUTRAJAYA & CYBERJAYA | Existing | VCBJ/PCE/J22801/MB22801 | 300452908 | CLOSED | 11 kV | RYB | PE 22.80 APT NEO CYBER BLOK A |  |  | CBJ22803 |  | TAMCO | ZZTT |  | TX1-1000KVA |  |  |  | Pass | null
378189697 | TNB | DISTRIBUTION | WP PUTRAJAYA & CYBERJAYA | Existing | VCBJ/PCE/J22801/MB22801 | 300452908 | CLOSED | 11 kV | RYB | PE 22.80 APT NEO CYBER BLOK A |  |  | CBJ22804 |  | TAMCO | ZZTT |  | TX2-1000KVA |  |  |  | Pass | null
378202799 | TNB | DISTRIBUTION | WP PUTRAJAYA & CYBERJAYA | Existing | VPTJ/PCE/J18141/MB18141 | 300281217 | CLOSED | 11 kV | RYB | PE 18.14 BLOK D&E (F1) |  |  | PTJ18142 |  | TAMCO | GR1 | 22/02/2007 |  |  |  |  | Pass | null
378202824 | TNB | DISTRIBUTION | WP PUTRAJAYA & CYBERJAYA | Existing | VPTJ/PCE/J18142/MB18144 | 300281218 | CLOSED | 11 kV | RYB | PE 18.14 BLOK D&E (F2) |  |  | PTJ18145 |  | TAMCO | GR1 | 22/02/2007 |  |  |  |  | Pass | null
378202963 | TNB | DISTRIBUTION | WP PUTRAJAYA & CYBERJAYA | Existing | VPTJ/PCE/J18131/MB18131 | 300281215 | CLOSED | 11 kV | RYB | PE 18.13 BLOK F (F1) |  |  | PTJ18132 |  | TAMCO | GR1 | 22/02/2007 |  |  |  |  | Pass | null
378203064 | TNB | DISTRIBUTION | WP PUTRAJAYA & CYBERJAYA | Existing | VPTJ/PCE/J18132/MB18134 | 300281216 | CLOSED | 11 kV | RYB | PE 18.13 BLOK F (F2) |  |  | PTJ18135 |  | TAMCO | ZZT | 22/02/2007 |  |  |  |  | Pass | null
378203342 | TNB | DISTRIBUTION | WP PUTRAJAYA & CYBERJAYA | Existing | VPTJ/PCE/J18111/MB18111 | 300281213 | CLOSED | 11 kV | RYB | E 18.11 BLOK B&C (F1) |  |  | PTJ18112 |  | TAMCO | ZZT | 22/02/2007 |  |  |  |  | Pass | null
378203438 | TNB | DISTRIBUTION | WP PUTRAJAYA & CYBERJAYA | Existing | VPTJ/PCE/J18112/MB18114 | 300281214 | CLOSED | 11 kV | RYB | PE 18.11 BLOK B&C (F2) |  |  | PTJ18115 |  | TAMCO | ZZT | 22/02/2007 |  |  |  |  | Pass | null
378203580 | TNB | DISTRIBUTION | WP PUTRAJAYA & CYBERJAYA | Existing | VPTJ/PCE/J18101/MB18101 | 300281212 | CLOSED | 11 kV | RYB | PE 18.10 PADAT SL |  |  | PTJ18102 |  | MERLIN GERIN | RM6 | 20051104 |  |  |  |  | Pass | null
378203700 | TNB | DISTRIBUTION | WP PUTRAJAYA & CYBERJAYA | Existing | VPTJ/PCE/J18041/MB18041 | 300281210 | CLOSED | 11 kV | RYB | PE 18.04 PERUMAHAN 18R7 |  |  | PTJ18042 |  | MERLIN GERIN | RM6 | 20070303 |  |  |  |  | Pass | null
378203806 | TNB | DISTRIBUTION | WP PUTRAJAYA & CYBERJAYA | Existing | VPTJ/PCE/J18051/MB18051 | 300454891 | CLOSED | 11 kV | RYB | PE 18.05 PERUMAHAN 18R5 Fasa 2(F1) |  |  | PTJ18052 |  | SCHNEIDER | RM 6 | [5 empty] | Pass | null
378203914 | TNB | DISTRIBUTION | WP PUTRAJAYA & CYBERJAYA | Existing | VPTJ/PCE/J18052/MB18501 | 300454894 | CLOSED | 11 kV | RYB | PE 18.05 PERUMAHAN 18R5 Fasa 2(F2) |  |  | PTJ18055 |  | SCHNEIDER | RM 6 | [5 empty] | Pass | null
378204021 | TNB | DISTRIBUTION | WP PUTRAJAYA & CYBERJAYA | Existing | VPTJ/PCE/J18281/MB18281 | 300452921 | CLOSED | 11 kV | RYB | PE 18.28 SEK KEB (2) (F1) |  |  | PTJ18282 |  | TAMCO | GR1 | [5 empty] | Pass | null
378204115 | TNB | DISTRIBUTION | WP PUTRAJAYA & CYBERJAYA | Existing | VPTJ/PCE/J18282/MB18281 | 300452924 | CLOSED | 11 kV | RYB | PE 18.28 SEK KEB (2) (F2) |  |  | PTJ18285 |  | TAMCO | GR1 | [5 empty] | Pass | null
378204228 | TNB | DISTRIBUTION | WP PUTRAJAYA & CYBERJAYA | Existing | VPTJ/PCE/J18062/MB18064 | 300288499 | CLOSED | 11 kV | RYB | PE 18.06 18R5 (F2) |  |  | PTJ18065 |  | SCHNEIDER | NE-2iQ | 22/12/2010 |  |  |  |  | Pass | null
378204332 | TNB | DISTRIBUTION | WP PUTRAJAYA & CYBERJAYA | Existing | VPTJ/PCE/J18061/MB18061 | 300288496 | CLOSED | 11 kV | RYB | PE 18.06 18R5 (F1) |  |  | PTJ18062 |  | SCHNEIDER | NE-2iQ | 15/12/2010 |  |  |  |  | Pass | null
378204473 | TNB | DISTRIBUTION | WP PUTRAJAYA & CYBERJAYA | Existing | VPTJ/PCE/J18261/MB18261 | 300281244 | CLOSED | 11 kV | RYB | PE 18.26 APT. 18R4 (F1) |  |  | PTJ18264 |  | OMAZABAL | GA 2K 2TS | 17/06/2008 |  |  |  |  | Pass | null
378204474 | TNB | DISTRIBUTION | WP PUTRAJAYA & CYBERJAYA | Existing | VPTJ/PCE/J18261/MB18261 | 300281244 | CLOSED | 11 kV | RYB | PE 18.26 APT. 18R4 (F1) |  |  | PTJ18263 |  | OMAZABAL | GA 2K 2TS | 17/06/2008 |  |  |  |  | Pass | null
378204862 | TNB | DISTRIBUTION | WP PUTRAJAYA & CYBERJAYA | Existing | VPTJ/PCE/J18091/MB18091 | 300281211 | CLOSED | 11 kV | RYB | PE 18.09 PADAT SL |  |  | PTJ18092 |  | MERLIN GERIN | RM | 20051104 |  |  |  |  | Pass | null
378204988 | TNB | DISTRIBUTION | WP PUTRAJAYA & CYBERJAYA | Existing | VPTJ/PCE/J18262/MB18264 | 300281247 | CLOSED | 11 kV | RYB | PE 18.26 APT. 18R4 (F2) |  |  | PTJ18268 |  | OMAZABAL | GA 2K 2TS | 17/06/2008 |  |  |  |  | Pass | null
378204989 | TNB | DISTRIBUTION | WP PUTRAJAYA & CYBERJAYA | Existing | VPTJ/PCE/J18262/MB18264 | 300281247 | CLOSED | 11 kV | RYB | PE 18.26 APT. 18R4 (F2) |  |  | PTJ18267 |  | OMAZABAL | GA 2K 2TS | 17/06/2008 |  |  |  |  | Pass | null
378205154 | TNB | DISTRIBUTION | WP PUTRAJAYA & CYBERJAYA | Existing | VPTJ/PCE/J18271/MB18271 | 300452910 | CLOSED | 11 kV | RYB | PE 18.27 KLINIK KESIHATAN (F1) |  |  | PTJ18273 |  | INDKOM | ZZT-I/D | [5 empty] | Pass | null
378205248 | TNB | DISTRIBUTION | WP PUTRAJAYA & CYBERJAYA | Existing | VPTJ/PCE/J18272/MB18271 | 300452918 | CLOSED | 11 kV | RYB | PE 18.27 KLINIK KESIHATAN (F2) |  |  | PTJ18276 |  | INDKOM | ZZT-I/D | [5 empty] | Pass | null
378205353 | TNB | DISTRIBUTION | WP PUTRAJAYA & CYBERJAYA | Existing | VPTJ/PCE/J18081/MB18081 | 300454881 | CLOSED | 11 kV | RYB | PE 18.08 18R1 (F1) |  |  | PTJ18082 |  | SCHNEIDER | ZZT | [5 empty] | Pass | null
378205457 | TNB | DISTRIBUTION | WP PUTRAJAYA & CYBERJAYA | Existing | VPTJ/PCE/J18082/MB18084 | 300454883 | CLOSED | 11 kV | RYB | PE 18.08 18R1 (F2) |  |  | PTJ18086 |  | INDKOM | ZZT | [5 empty] | Pass | null
378205568 | TNB | DISTRIBUTION | WP PUTRAJAYA & CYBERJAYA | Existing | VPTJ/PCE/J18221/MB18221 | 300281234 | CLOSED | 11 kV | RYB | PE 18.22 BLOK B 18R13 (F1) |  |  | PTJ18222 |  | TAMCO | GR1 | 20070103 |  |  |  |  | Pass | null
378205666 | TNB | DISTRIBUTION | WP PUTRAJAYA & CYBERJAYA | Existing | VPTJ/PCE/J18222/MB18224 | 300281235 | CLOSED | 11 kV | RYB | PE 18.22 BLOK B 18R13 (F2) |  |  | PTJ18225 |  | TAMCO | GR1 | 20070103 |  |  |  |  | Pass | null
378211229 | TNB | DISTRIBUTION | WP PUTRAJAYA & CYBERJAYA | Existing | VPTJ/PCE/J09442/MB09444 | 300280932 | CLOSED | 11 kV | RYB | PE 9.44 P'PURI P7 BLOK A2 (EFI) (F2) |  |  | PTJ09446 |  | OMAZABAL | GA 2K 1TS | 23/02/2008 |  |  |  |  | Pass | null
378211326 | TNB | DISTRIBUTION | WP PUTRAJAYA & CYBERJAYA | Existing | VPTJ/PCE/J09431/MB09431 | 300280929 | CLOSED | 11 kV | RYB | PE 9.43 P'PURI P7 BLOK A1 (F1) |  |  | PTJ09433 |  | OMAZABAL | GA 2K 1TS | 23/02/2008 |  |  |  |  | Pass | null
378211416 | TNB | DISTRIBUTION | WP PUTRAJAYA & CYBERJAYA | Existing | VPTJ/PCE/J09432/MB09434 | 300280930 | CLOSED | 11 kV | RYB | PE 9.43 P'PURI P7 BLOK A1 (F2) |  |  | PTJ09436 |  | OMAZABAL | GA 2K 1TS | 23/02/2008 |  |  |  |  | Pass | null
378211507 | TNB | DISTRIBUTION | WP PUTRAJAYA & CYBERJAYA | Existing | VPTJ/PCE/J09351/MB09351 | 300280915 | CLOSED | 11 kV | RYB | PE 9.35 P'PURI BLOK A1 (EFI) (F1) |  |  | PTJ09353 |  | INDKOM | ZZT | 24/08/2005 |  |  |  |  | Pass | null
378211599 | TNB | DISTRIBUTION | WP PUTRAJAYA & CYBERJAYA | Existing | VPTJ/PCE/J09352/MB09354 | 300280916 | CLOSED | 11 kV | RYB | PE 9.35 P'PURI BLOK A1 (EFI) (F2) |  |  | PTJ09356 |  | INDKOM | ZZT | 24/08/2005 |  |  |  |  | Pass | null
378211694 | TNB | DISTRIBUTION | WP PUTRAJAYA & CYBERJAYA | Existing | VPTJ/PCE/J09341/MB09341 | 300280871 | CLOSED | 11 kV | RYB | PE 9.34 P'PURI BLOK A3 (F1) |  |  | PTJ09343 |  | INDKOM | ZZT | 24/08/2005 |  |  |  |  | Pass | null
378211786 | TNB | DISTRIBUTION | WP PUTRAJAYA & CYBERJAYA | Existing | VPTJ/PCE/J09342/MB09344 | 300280872 | CLOSED | 11 kV | RYB | PE 9.34 P'PURI BLOK A3 (F2) |  |  | PTJ09346 |  | INDKOM | ZZT | 24/08/2005 |  |  |  |  | Pass | null
378211882 | TNB | DISTRIBUTION | WP PUTRAJAYA & CYBERJAYA | Existing | VPTJ/PCE/J09331/MB09331 | 300280869 | CLOSED | 11 kV | RYB | PE 9.33 P'PURI BLOK B1 (EFI) (F1) |  |  | PTJ09333 |  | INDKOM | ZZT | 24/08/2005 |  |  |  |  | Pass | null
378211974 | TNB | DISTRIBUTION | WP PUTRAJAYA & CYBERJAYA | Existing | VPTJ/PCE/J09332/MB09334 | 300280870 | CLOSED | 11 kV | RYB | PE 9.33 P'PURI BLOK B1 (EFI) (F2) |  |  | PTJ09336 |  | INDKOM | ZZT | 24/08/2005 |  |  |  |  | Pass | null
378212067 | TNB | DISTRIBUTION | WP PUTRAJAYA & CYBERJAYA | Existing | VPTJ/PCE/J09321/MB09321 | 300280867 | CLOSED | 11 kV | RYB | PE 9.32 P'PURI BLOK B3 (F1) |  |  | PTJ09322 |  | TAMCO | GR1 | 24/08/2005 |  |  |  |  | Pass | null
378212111 | TNB | DISTRIBUTION | WP PUTRAJAYA & CYBERJAYA | Existing | VPTJ/PCE/J09322/MB09324 | 300280868 | CLOSED | 11 kV | RYB | PE 9.32 P'PURI BLOK B3 (F2) |  |  | PTJ09326 |  | INDKOM | ZZT | 24/08/2005 |  |  |  |  | Pass | null
378212197 | TNB | DISTRIBUTION | WP PUTRAJAYA & CYBERJAYA | Existing | VPTJ/PCE/J09371/MB09371 | 300280919 | CLOSED | 11 kV | RYB | PE 9.37 P'PURI BLOK A1 (EFI) (F1) |  |  | PTJ09372 |  | TAMCO | GR1 | 22/07/2007 |  |  |  |  | Pass | null
378212350 | TNB | DISTRIBUTION | WP PUTRAJAYA & CYBERJAYA | Existing | VPTJ/PCE/J09372/MB09374 | 300280920 | CLOSED | 11 kV | RYB | PE 9.37 P'PURI BLOK A1 (EFI) (F2) |  |  | PTJ09375 |  | TAMCO | GR1 | 22/07/2007 |  |  |  |  | Pass | null
378212379 | TNB | DISTRIBUTION | WP PUTRAJAYA & CYBERJAYA | Existing | VPTJ/PCE/J09381/MB09381 | 300280921 | CLOSED | 11 kV | RYB | PE 9.38 P'PURI BLOK A3 (F1) |  |  | PTJ09382 |  | TAMCO | GR1 | 22/07/2007 |  |  |  |  | Pass | null
378212410 | TNB | DISTRIBUTION | WP PUTRAJAYA & CYBERJAYA | Existing | VPTJ/PCE/J09382/MB09384 | 300280922 | CLOSED | 11 kV | RYB | PE 9.38 P'PURI BLOK A3 (F2) |  |  | PTJ09385 |  | TAMCO | GR1 | 22/07/2007 |  |  |  |  | Pass | null
378212565 | TNB | DISTRIBUTION | WP PUTRAJAYA & CYBERJAYA | Existing | VPTJ/PCE/J09392/MB09394 | 300280924 | CLOSED | 11 kV | RYB | PE 9.39 P'PURI BLOK B3 (EFI) (F2) |  |  | PTJ09395 |  | TAMCO | GR1 | 22/07/2007 |  |  |  |  | Pass | null
378212588 | TNB | DISTRIBUTION | WP PUTRAJAYA & CYBERJAYA | Existing | VPTJ/PCE/J09391/MB09391 | 300280923 | CLOSED | 11 kV | RYB | PE 9.39 P'PURI BLOK B3 (EFI) (F1) |  |  | PTJ09392 |  | TAMCO | GR1 | 22/07/2007 |  |  |  |  | Pass | null
378213008 | TNB | DISTRIBUTION | WP PUTRAJAYA & CYBERJAYA | Existing | VPTJ/PCE/J09411/MB09411 | 300280925 | CLOSED | 11 kV | RYB | PE 9.41 P'PURI BLOK E3 (F1) |  |  | PTJ09412 |  | TAMCO | GR1 | 22/07/2007 |  |  |  |  | Pass | null
378213105 | TNB | DISTRIBUTION | WP PUTRAJAYA & CYBERJAYA | Existing | VPTJ/PCE/J09412/MB09414 | 300280926 | CLOSED | 11 kV | RYB | PE 9.41 P'PURI BLOK E3 (F2) |  |  | PTJ09415 |  | TAMCO | GR1 | 22/07/2007 |  |  |  |  | Pass | null
378213200 | TNB | DISTRIBUTION | WP PUTRAJAYA & CYBERJAYA | Existing | VPTJ/PCE/J09421/MB09421 | 300280927 | CLOSED | 11 kV | RYB | PE 9.42 P'PURI BLOK E1 (EFI) (F1) |  |  | PTJ09422 |  | TAMCO | GR1 | 22/07/2007 |  |  |  |  | Pass | null
378213290 | TNB | DISTRIBUTION | WP PUTRAJAYA & CYBERJAYA | Existing | VPTJ/PCE/J09422/MB09424 | 300280928 | CLOSED | 11 kV | RYB | PE 9.42 P'PURI BLOK E1 (EFI) (F2) |  |  | PTJ09425 |  | TAMCO | GR1 | 22/07/2007 |  |  |  |  | Pass | null
378213381 | TNB | DISTRIBUTION | WP PUTRAJAYA & CYBERJAYA | Existing | VPTJ/PCE/J09481/MB09481 | 300280939 | CLOSED | 11 kV | RYB | PE 9.48 P'PURI BLOK C&D (EFI) (F1) |  |  | PTJ09482 |  | TAMCO | GR1 | 31/10/2007 |  |  |  |  | Pass | null
378213474 | TNB | DISTRIBUTION | WP PUTRAJAYA & CYBERJAYA | Existing | VPTJ/PCE/J09482/MB09484 | 300280940 | CLOSED | 11 kV | RYB | PE 9.48 P'PURI BLOK C&D (EFI) (F2) |  |  | PTJ09485 |  | TAMCO | GR1 | 31/10/2007 |  |  |  |  | Pass | null
378213565 | TNB | DISTRIBUTION | WP PUTRAJAYA & CYBERJAYA | Existing | VPTJ/PCE/J09471/MB09471 | 300280937 | CLOSED | 11 kV | RYB | PE 9.47 P'PURI BLOK A&B (F1) |  |  | PTJ09472 |  | TAMCO | GR1 | 31/10/2007 |  |  |  |  | Pass | null
378213650 | TNB | DISTRIBUTION | WP PUTRAJAYA & CYBERJAYA | Existing | VPTJ/PCE/J09472/MB09474 | 300280938 | CLOSED | 11 kV | RYB | PE 9.47 P'PURI BLOK A&B (F2) |  |  | PTJ09475 |  | TAMCO | GR1 | 31/10/2007 |  |  |  |  | Pass | null
378213749 | TNB | DISTRIBUTION | WP PUTRAJAYA & CYBERJAYA | Existing | VPTJ/PCE/J09141/MB09141 | 300280835 | CLOSED | 11 kV | RYB | PE 9.14 K.KEJIRANAN (F1) |  |  | PTJ09143 |  | INDKOM | ZZT | 19/11/2002 |  |  |  |  | Pass | null
378213841 | TNB | DISTRIBUTION | WP PUTRAJAYA & CYBERJAYA | Existing | VPTJ/PCE/J09142/MB09144 | 300280836 | CLOSED | 11 kV | RYB | PE 9.14 K.KEJIRANAN (F2) |  |  | PTJ09146 |  | INDKOM | ZZT | 19/11/2002 |  |  |  |  | Pass | null
378213936 | TNB | DISTRIBUTION | WP PUTRAJAYA & CYBERJAYA | Existing | VPTJ/PCE/J10132/MB10134 | 300280959 | CLOSED | 11 kV | RYB | PE 10.13 PUSPANITA (F2) |  |  | PTJ10136 |  | INDKOM | ZZT | 21/10/2004 |  |  |  |  | Pass | null
378213959 | TNB | DISTRIBUTION | WP PUTRAJAYA & CYBERJAYA | Existing | VPTJ/PCE/J10131/MB10131 | 300280958 | CLOSED | 11 kV | RYB | PE 10.13 PUSPANITA (F1) |  |  | PTJ10133 |  | INDKOM | ZZT | 21/10/2004 |  |  |  |  | Pass | null
378214122 | TNB | DISTRIBUTION | WP PUTRAJAYA & CYBERJAYA | Existing | VPTJ/PCE/J02041/MB02041 | 300280626 | CLOSED | 11 kV | RYB | PE 2.04 W.F PROMENADE (F1) |  |  | PTJ02042 |  | INDKOM | ZZZT | 30/01/2003 |  |  |  |  | Pass | null
378214214 | TNB | DISTRIBUTION | WP PUTRAJAYA & CYBERJAYA | Existing | VPTJ/PCE/J02042/MB02045 | 300280628 | CLOSED | 11 kV | RYB | PE 2.04 W.F PROMENADE (F2) |  |  | PTJ02044 |  | INDKOM | ZZT | 30/01/2003 |  |  |  |  | Pass | null
378214308 | TNB | DISTRIBUTION | WP PUTRAJAYA & CYBERJAYA | Existing | VPTJ/PCE/J02051/MB02051 | 300280630 | CLOSED | 11 kV | RYB | PE 2.05 PADAT CUT |  |  | PTJ02053 |  | INDKOM | ZZT | 22/08/2002 |  |  |  |  | Pass | null
378214398 | TNB | DISTRIBUTION | WP PUTRAJAYA & CYBERJAYA | Existing | VPTJ/PCE/J02261/MB02261 | 300485137 | CLOSED | 11 kV | RYB | PE 2.26 C/S FORMULA E 2 |  |  | PTJ02263 |  | INDKOM | SF6 | 20140804 |  |  |  |  | Pass | null
378214509 | TNB | DISTRIBUTION | WP PUTRAJAYA & CYBERJAYA | Existing | VPTJ/PCE/J02241/MB02241 | 310303856 | CLOSED | 11 kV | RYB | PE 2.24 TEMP 2C5 |  |  | PTJ02243 |  | INDKOM | [6 empty] | Pass | null
378214618 | TNB | DISTRIBUTION | WP PUTRAJAYA & CYBERJAYA | Existing | VPTJ/PCE/J02281/MB02281 | 300485554 | CLOSED | 11 kV | RYB | PE 2.28 C/S FORMULA E 4 |  |  | PTJ02273 |  | INDKOM | SF6 | [5 empty] | Pass | null
378219885 | TNB | DISTRIBUTION | WP PUTRAJAYA & CYBERJAYA | Existing | VPTJ/PCE/J15071/MB15071 | 300281151 | CLOSED | 11 kV | RYB | PE 15.07 BLOK D3 (EFI) (F1) |  |  | PTJ15072 |  | TAMCO | ZZT | 18/02/2006 |  |  |  |  | Pass | null
378219908 | TNB | DISTRIBUTION | WP PUTRAJAYA & CYBERJAYA | Existing | VPTJ/PCE/J15072/MB15074 | 300281152 | CLOSED | 11 kV | RYB | PE 15.07 BLOK D3 (EFI) (F2) |  |  | PTJ15075 |  | TAMCO | ZZT | 18/02/2006 |  |  |  |  | Pass | null
378219937 | TNB | DISTRIBUTION | WP PUTRAJAYA & CYBERJAYA | Existing | VPTJ/PCE/J15331/MM15331 | 300453012 | CLOSED | 11 kV | RYB | PE 15.33 PDT KEDIAMAN KEDUTAAN IRAQ (F1) |  |  | PTJ15332 |  | SCHNEIDER | NE-2iQ | [5 empty] | Pass | null
378220041 | TNB | DISTRIBUTION | WP PUTRAJAYA & CYBERJAYA | Existing | VPTJ/PCE/J15332/MB15334 | 310338860 | CLOSED | 11 kV | RYB | PE 15.33 PDT KEDIAMAN KEDUTAAN IRAQ (F2) |  |  | PTJ15336 |  | INDKOM | ZZT | [5 empty] | Pass | null
378220152 | TNB | DISTRIBUTION | WP PUTRAJAYA & CYBERJAYA | Existing | VPTJ/PCE/J15051/MB15051 | 300281147 | CLOSED | 11 kV | RYB | PE 15.05 BLOK D2 (1) (EFI) (F1) |  |  | PTJ15052 |  | TAMCO | ZZT | 18/02/2006 |  |  |  |  | Pass | null
378220198 | TNB | DISTRIBUTION | WP PUTRAJAYA & CYBERJAYA | Existing | VPTJ/PCE/J15052/MB15054 | 300281148 | CLOSED | 11 kV | RYB | PE 15.05 BLOK D2 (1) (EFI) (F2) |  |  | PTJ15055 |  | TAMCO | ZZT | 18/02/2006 |  |  |  |  | Pass | null
378220294 | TNB | DISTRIBUTION | WP PUTRAJAYA & CYBERJAYA | Existing | VPTJ/PCE/J15061/MB15061 | 300281149 | CLOSED | 11 kV | RYB | PE 15.06 BLOK D2 (2) (F1) |  |  | PTJ15062 |  | TAMCO | ZZT | 18/02/2006 |  |  |  |  | Pass | null
378220390 | TNB | DISTRIBUTION | WP PUTRAJAYA & CYBERJAYA | Existing | VPTJ/PCE/J15062/MB15064 | 300281150 | CLOSED | 11 kV | RYB | PE 15.06 BLOK D2 (2) (F2) |  |  | PTJ15065 |  | TAMCO | ZZT | 18/02/2006 |  |  |  |  | Pass | null
378224300 | TNB | DISTRIBUTION | WP PUTRAJAYA & CYBERJAYA | Existing | VCBJ/PCE/J24251/MB24251 | 310332980 | CLOSED | 11 kV | RYB | PE 24.25 CRYSTAL VILLE 2 |  |  | CBJ24253 |  | INDKOM | ZZTT 1D |  | TX-1000KVA |  |  |  | Pass | null
378224766 | TNB | DISTRIBUTION | WP PUTRAJAYA & CYBERJAYA | Existing | VCBJ/PCE/J24241/MB24241 | 310332974 | CLOSED | 11 kV | RYB | PE 24.24 CRYSTAL VILLE 1 |  |  | CBJ24241 |  | ITEM | 8DJH TRRT |  | TX1-1000KVA |  |  |  | Pass | null
378224767 | TNB | DISTRIBUTION | WP PUTRAJAYA & CYBERJAYA | Existing | VCBJ/PCE/J24241/MB24241 | 310332974 | CLOSED | 11 kV | RYB | PE 24.24 CRYSTAL VILLE 1 |  |  | CBJ24244 |  | ITEM | 8DJH TRRT |  | TX2-1000KVA |  |  |  | Pass | null
378225017 | TNB | DISTRIBUTION | WP PUTRAJAYA & CYBERJAYA | Existing | VCBJ/PCE/J21341/MB21341 | 300281004 | CLOSED | 11 kV | RYB | PE 21.34 PS5 F1 |  |  | CBJ21342 |  | TAMCO | GR1 | 24/05/2009 | TX1-500KVA |  |  |  | Pass | null
378225040 | TNB | DISTRIBUTION | WP PUTRAJAYA & CYBERJAYA | Existing | VCBJ/PCE/J21342/MB21344 | 300281003 | CLOSED | 11 kV | RYB | PE 21.34 PS5 F2 |  |  | CBJ21345 |  | TAMCO | GR1 | 24/05/2009 | TX2-500KVA |  |  |  | Pass | null
378284249 | TNB | DISTRIBUTION | WP PUTRAJAYA & CYBERJAYA | Existing | VPTJ/PCE/J01071/MB01071 | 300280373 | CLOSED | 11 kV | RYB | SS 1.07 JPM B1 JPM B8 (F1) |  |  | PTJ1078 |  | INDKOM | ZZZZ | 19990904 |  |  |  |  | Pass | null
378284250 | TNB | DISTRIBUTION | WP PUTRAJAYA & CYBERJAYA | Existing | VPTJ/PCE/J01071/MB01071 | 300280373 | CLOSED | 11 kV | RYB | SS 1.07 JPM B1 JPM B8 (F1) |  |  | PTJ1077 |  | INDKOM | ZZZZ | 19990904 |  |  |  |  | Pass | null
378284420 | TNB | DISTRIBUTION | WP PUTRAJAYA & CYBERJAYA | Existing | VPTJ/PCE/J01072/MB01075 | 300280374 | CLOSED | 11 kV | RYB | SS 1.07 JPM B1 JPM B8 (F2) |  |  | PTJ1074 |  | INDKOM | ZZZZ | 19990904 |  |  |  |  | Pass | null
378284421 | TNB | DISTRIBUTION | WP PUTRAJAYA & CYBERJAYA | Existing | VPTJ/PCE/J01072/MB01075 | 300280374 | CLOSED | 11 kV | RYB | SS 1.07 JPM B1 JPM B8 (F2) |  |  | PTJ1073 |  | INDKOM | ZZZZ | 19990904 |  |  |  |  | Pass | null
378284595 | TNB | DISTRIBUTION | WP PUTRAJAYA & CYBERJAYA | Existing | VPTJ/PCE/J01061/MB01061 | 300280371 | CLOSED | 11 kV | RYB | SS 1.06 JPM B6 JPM B7 (F1) |  |  | PTJ1064 |  | INDKOM | ZZZZ | 20/05/1999 |  |  |  |  | Pass | null
378284596 | TNB | DISTRIBUTION | WP PUTRAJAYA & CYBERJAYA | Existing | VPTJ/PCE/J01061/MB01061 | 300280371 | CLOSED | 11 kV | RYB | SS 1.06 JPM B6 JPM B7 (F1) |  |  | PTJ1061 |  | INDKOM | ZZZZ | 20/05/1999 |  |  |  |  | Pass | null
378284624 | TNB | DISTRIBUTION | WP PUTRAJAYA & CYBERJAYA | Existing | VPTJ/PCE/J01062/MB01065 | 300280372 | CLOSED | 11 kV | RYB | SS 1.06 JPM B6 JPM B7 (F2) |  |  | PTJ1065 |  | INDKOM | ZZZZ | 20/05/1999 |  |  |  |  | Pass | null
378284625 | TNB | DISTRIBUTION | WP PUTRAJAYA & CYBERJAYA | Existing | VPTJ/PCE/J01062/MB01065 | 300280372 | CLOSED | 11 kV | RYB | SS 1.06 JPM B6 JPM B7 (F2) |  |  | PTJ1068 |  | INDKOM | ZZZZ | 20/05/1999 |  |  |  |  | Pass | null
378284640 | TNB | DISTRIBUTION | WP PUTRAJAYA & CYBERJAYA | Existing | VPTJ/PCE/J01051/MB01051 | 300280369 | CLOSED | 11 kV | RYB | SS 1.05 JPM B5 (F1) |  |  | PTJ1056 |  | INDKOM | ZZZ | 29/07/1999 |  |  |  |  | Pass | null
378284692 | TNB | DISTRIBUTION | WP PUTRAJAYA & CYBERJAYA | Existing | VPTJ/PCE/J01052/MB01054 | 300280370 | CLOSED | 11 kV | RYB | SS 1.05 JPM B5 (F2) |  |  | PTJ1053 |  | INDKOM | ZZZ | 29/07/1999 |  |  |  |  | Pass | null
378284761 | TNB | DISTRIBUTION | WP PUTRAJAYA & CYBERJAYA | Existing | VPTJ/PCE/J01081/MB01081 | 300280375 | CLOSED | 11 kV | RYB | SS 1.08 C4 (F1) |  |  | PTJ1086 |  | INDKOM | ZZZ | 19991009 |  |  |  |  | Pass | null
378284855 | TNB | DISTRIBUTION | WP PUTRAJAYA & CYBERJAYA | Existing | VPTJ/PCE/J01082/MB01084 | 300280378 | CLOSED | 11 kV | RYB | SS 1.08 C4 (F2) |  |  | PTJ1083 |  | INDKOM | ZZZ | 19991009 |  |  |  |  | Pass | null
378284901 | TNB | DISTRIBUTION | WP PUTRAJAYA & CYBERJAYA | Existing | VPTJ/PCE/J01091/MB01091 | 300280404 | CLOSED | 11 kV | RYB | SS 1.09 C3 (F1) |  |  | PTJ1096 |  | INDKOM | ZZZ | 19991109 |  |  |  |  | Pass | null
378284995 | TNB | DISTRIBUTION | WP PUTRAJAYA & CYBERJAYA | Existing | VPTJ/PCE/J01092/MB01094 | 300280405 | CLOSED | 11 kV | RYB | SS 1.09 C3 (F2) |  |  | PTJ1093 |  | INDKOM | ZZZ | 19991109 |  |  |  |  | Pass | null
378285018 | TNB | DISTRIBUTION | WP PUTRAJAYA & CYBERJAYA | Existing | VPTJ/PCE/J01101/MB01101 | 300280406 | CLOSED | 11 kV | RYB | SS 1.10 C2 (F1) |  |  | PTJ1106 |  | INDKOM | ZZZ | 19991109 |  |  |  |  | Pass | null
378285041 | TNB | DISTRIBUTION | WP PUTRAJAYA & CYBERJAYA | Existing | VPTJ/PCE/J01102/MB01104 | 300280407 | CLOSED | 11 kV | RYB | SS 1.10 C2 (F2) |  |  | PTJ1103 |  | INDKOM | ZZZ | 19991109 |  |  |  |  | Pass | null
378285065 | TNB | DISTRIBUTION | WP PUTRAJAYA & CYBERJAYA | Existing | VPTJ/PCE/J01111/MB01111 | 300280408 | CLOSED | 11 kV | RYB | SS 1.11 C1 (F1) |  |  | PTJ1116 |  | INDKOM | ZZZ | 19991109 |  |  |  |  | Pass | null
378285088 | TNB | DISTRIBUTION | WP PUTRAJAYA & CYBERJAYA | Existing | VPTJ/PCE/J01112/MB01114 | 300280409 | CLOSED | 11 kV | RYB | SS 1.11 C1 (F2) |  |  | PTJ1113 |  | INDKOM | ZZZ | 19991109 |  |  |  |  | Pass | null
378285111 | TNB | DISTRIBUTION | WP PUTRAJAYA & CYBERJAYA | Existing | VPTJ/PCE/J01121/MB01121 | 300280410 | CLOSED | 11 kV | RYB | SS 1.12 C7 (F1) |  |  | PTJ1126 |  | INDKOM | ZZZ | 19991109 |  |  |  |  | Pass | null
378285134 | TNB | DISTRIBUTION | WP PUTRAJAYA & CYBERJAYA | Existing | VPTJ/PCE/J01122/MB01124 | 300280411 | CLOSED | 11 kV | RYB | SS 1.12 C7 (F2) |  |  | PTJ1123 |  | INDKOM | ZZZ | 19991109 |  |  |  |  | Pass | null
378285157 | TNB | DISTRIBUTION | WP PUTRAJAYA & CYBERJAYA | Existing | VPTJ/PCE/J01131/MB01131 | 300280412 | CLOSED | 11 kV | RYB | SS 1.13 C6 (F1) |  |  | PTJ1136 |  | INDKOM | ZZZ | 19991009 |  |  |  |  | Pass | null
378285180 | TNB | DISTRIBUTION | WP PUTRAJAYA & CYBERJAYA | Existing | VPTJ/PCE/J01132/MB01134 | 300280413 | CLOSED | 11 kV | RYB | SS 1.13 C6 (F2) |  |  | PTJ1133 |  | INDKOM | ZZZ | 19991009 |  |  |  |  | Pass | null
378285203 | TNB | DISTRIBUTION | WP PUTRAJAYA & CYBERJAYA | Existing | VPTJ/PCE/J01141/MB01141 | 300280414 | CLOSED | 11 kV | RYB | SS 1.14 C5 (F1) |  |  | PTJ1146 |  | INDKOM | ZZZ | 19991009 |  |  |  |  | Pass | null
378285226 | TNB | DISTRIBUTION | WP PUTRAJAYA & CYBERJAYA | Existing | VPTJ/PCE/J01142/MB01144 | 300280415 | CLOSED | 11 kV | RYB | SS 1.14 C5 (F2) |  |  | PTJ1143 |  | INDKOM | ZZZ | 19991009 |  |  |  |  | Pass | null
378285249 | TNB | DISTRIBUTION | WP PUTRAJAYA & CYBERJAYA | Existing | VPTJ/PCE/J01362/MB01365 | 300280450 | CLOSED | 11 kV | RYB | PE 1.36 DATARAN PUTRA (F2) |  |  | PTJ01368 |  | INDKOM | NA | 13/11/1999 | TX-1000KVA |  |  |  | Pass | null
378285281 | TNB | DISTRIBUTION | WP PUTRAJAYA & CYBERJAYA | Existing | VPTJ/PCE/J01361/MB01361 | 300280449 | CLOSED | 11 kV | RYB | PE 1.36 DATARAN PUTRA (F1) |  |  | PTJ01364 |  | INDKOM | ZZZT | 13/11/1999 | TX-1000KVA |  |  |  | Pass | null
378285619 | TNB | DISTRIBUTION | WP PUTRAJAYA & CYBERJAYA | Existing | VPTJ/PCE/J01321/MB01321 | 300280440 | CLOSED | 11 kV | RYB | PE 1.32 INSIDE PPU6 S/L OVAL |  |  | PTJ1322 |  | TAMCO | ZZT | 13/06/1999 |  |  |  |  | Pass | null
378285760 | TNB | DISTRIBUTION | WP PUTRAJAYA & CYBERJAYA | Existing | VPTJ/PCE/J13011/MB13011 | 300281100 | CLOSED | 11 kV | RYB | PE 13.01 WETLAND PUMP 250KW |  |  | PTJ13013 |  | INDKOM | 08425065 | 31/07/1999 |  |  |  |  | Pass | null
378285957 | TNB | DISTRIBUTION | WP PUTRAJAYA & CYBERJAYA | Existing | VPTJ/PCE/J13021/MB13021 | 300281101 | CLOSED | 11 kV | RYB | PE 13.02 WETLAND NIC 85KW |  |  | PTJ13023 |  | INDKOM | ZZT | 19990208 |  |  |  |  | Pass | null
378285984 | TNB | DISTRIBUTION | WP PUTRAJAYA & CYBERJAYA | Existing | VPTJ/PCE/J13031/MB13031 | 300281102 | CLOSED | 11 kV | RYB | PE 13.03 WETLAND NURSERY 85KW |  |  | PTJ13034 |  | INDKOM | ZZT | 25/09/1999 |  |  |  |  | Pass | null
378286147 | TNB | DISTRIBUTION | WP PUTRAJAYA & CYBERJAYA | Existing | VPTJ/PCE/J11261/MB11261 | 300281051 | CLOSED | 11 kV | RYB | PE 11.26 TERES 11A & 11B |  |  | PTJ11262 |  | SCHNEIDER | RM6 | 17/08/2009 |  |  |  |  | Pass | null
378286288 | TNB | DISTRIBUTION | WP PUTRAJAYA & CYBERJAYA | Existing | VPTJ/PCE/J11271/MB11271 | 300281053 | CLOSED | 11 kV | RYB | PE 11.27 SEMI D 11A & 11B |  |  | PTJ11272 |  | SCHNEIDER | RM6 | 17/08/2009 |  |  |  |  | Pass | null
378286371 | TNB | DISTRIBUTION | WP PUTRAJAYA & CYBERJAYA | Existing | VPTJ/PCE/J11431/MB11431 | 300281081 | CLOSED | 11 kV | RYB | PE 11.43 SEK. MEN. FASA 2 (F1) |  |  | PTJ11432 |  | TAMCO | GR1 | 15/11/2007 |  |  |  |  | Pass | null
378286453 | TNB | DISTRIBUTION | WP PUTRAJAYA & CYBERJAYA | Existing | VPTJ/PCE/J11432/MB11434 | 300281082 | CLOSED | 11 kV | RYB | PE 11.43 SEK. MEN. FASA 2 (F2) |  |  | PTJ11435 |  | TAMCO | GR1 | 15/11/2007 |  |  |  |  | Pass | null
378286539 | TNB | DISTRIBUTION | WP PUTRAJAYA & CYBERJAYA | Existing | VPTJ/PCE/J11441/MB11441 | 300281083 | CLOSED | 11 kV | RYB | PE 11.44 SEK. REN. FASA 2 (F1) |  |  | PTJ14445 |  | TAMCO | GR1 | 15/11/2007 |  |  |  |  | Pass | null
378286620 | TNB | DISTRIBUTION | WP PUTRAJAYA & CYBERJAYA | Existing | VPTJ/PCE/J11442/MB11444 | 300281085 | CLOSED | 11 kV | RYB | PE 11.44 SEK. REN. FASA 2 (F2) |  |  | PTJ11442 |  | TAMCO | GR1 | 15/11/2007 |  |  |  |  | Pass | null
378286710 | TNB | DISTRIBUTION | WP PUTRAJAYA & CYBERJAYA | Existing | VPTJ/PCE/J11691/MB11691 | 300454772 | CLOSED | 11 kV | RYB | PE 11.69 ZON 10A (F1) |  |  | PTJ11696 |  | TAMCO | VRN2a | [5 empty] | Pass | null
378286733 | TNB | DISTRIBUTION | WP PUTRAJAYA & CYBERJAYA | Existing | VPTJ/PCE/J11692/MB11694 | 300455134 | CLOSED | 11 kV | RYB | PE 11.69 ZON 10A (F2) |  |  | PTJ11692 |  | MERLIN GERIN | RM6 | [5 empty] | Pass | null
378286764 | TNB | DISTRIBUTION | WP PUTRAJAYA & CYBERJAYA | Existing | VPTJ/PCE/J11221/MB11221 | 300281042 | CLOSED | 11 kV | RYB | PE 11.22 ZON 10B (F1) |  |  | PTJ11225 |  | TAMCO | GR1 | 21/07/2006 |  |  |  |  | Pass | null
378286787 | TNB | DISTRIBUTION | WP PUTRAJAYA & CYBERJAYA | Existing | VPTJ/PCE/J11222/MB11224 | 300281044 | CLOSED | 11 kV | RYB | PE 11.22 ZON 10B (F2) |  |  | PTJ11222 |  | TAMCO | GR1 | 21/07/2006 |  |  |  |  | Pass | null
378286930 | TNB | DISTRIBUTION | WP PUTRAJAYA & CYBERJAYA | Existing | VPTJ/PCE/J11231/MB11231 | 300281047 | CLOSED | 11 kV | RYB | PE 11.23 TERES ZON 12B (F1) |  |  | PTJ11235 |  | TAMCO | GR1-21-1D-08153 | 30/04/2009 |  |  |  |  | Pass | null
378286953 | TNB | DISTRIBUTION | WP PUTRAJAYA & CYBERJAYA | Existing | VPTJ/PCE/J11232/MB11234 | 300281048 | CLOSED | 11 kV | RYB | PE 11.23 TERES ZON 12B (F2) |  |  | PTJ11232 |  | TAMCO | GR1-21-1D-08155 | 30/04/2009 |  |  |  |  | Pass | null
378286984 | TNB | DISTRIBUTION | WP PUTRAJAYA & CYBERJAYA | Existing | VPTJ/PCE/J11721/MB11721 | 300520604 | CLOSED | 11 kV | RYB | PE 11.72 PRIMA BLOK B (F1) |  |  | PTJ11722 |  |  | VRN 6A | 20140612 |  |  |  |  | Pass | null
378287078 | TNB | DISTRIBUTION | WP PUTRAJAYA & CYBERJAYA | Existing | VPTJ/PCE/J11722/MB11721 | 310286416 | CLOSED | 11 kV | RYB | PE 11.72 PRIMA BLOK B (F2) |  |  | PTJ11725 |  |  | VRN6a | 20140612 |  |  |  |  | Pass | null
378287181 | TNB | DISTRIBUTION | WP PUTRAJAYA & CYBERJAYA | Existing | VPTJ/PCE/J11732/MB11731 | 310283408 | CLOSED | 11 kV | RYB | PE 11.73 PRIMA BLOK C (F2) |  |  | PTJ11732 |  |  | VRN6a | [5 empty] | Pass | null
378287275 | TNB | DISTRIBUTION | WP PUTRAJAYA & CYBERJAYA | Existing | VPTJ/PCE/J11731/MB11731 | 300520608 | CLOSED | 11 kV | RYB | PE 11.73 PRIMA BLOK C (F1) |  |  | PTJ11735 |  |  | VRN 6A | 20140612 |  |  |  |  | Pass | null
378287383 | TNB | DISTRIBUTION | WP PUTRAJAYA & CYBERJAYA | Existing | VPTJ/PCE/J11712/MB11711 | 310286453 | CLOSED | 11 kV | RYB | PE 11.71 PRIMA BLOK A (F2) |  |  | PTJ11712 |  |  | VRN6a | [5 empty] | Pass | null
378287477 | TNB | DISTRIBUTION | WP PUTRAJAYA & CYBERJAYA | Existing | VPTJ/PCE/J11711/MB09171 | 300520598 | CLOSED | 11 kV | RYB | PE 11.71 PRIMA BLOK A (F1) |  |  | PTJ11715 |  |  | VRN 6A | 20140612 |  |  |  |  | Pass | null
378287586 | TNB | DISTRIBUTION | WP PUTRAJAYA & CYBERJAYA | Existing | VPTJ/PCE/J11751/MB11751 | 310286424 | CLOSED | 11 kV | RYB | PE 11.75 TEMP PPA1M PR 11 |  |  | PTJ11752 |  | SCHNEIDER | [6 empty] | Pass | null
378287685 | TNB | DISTRIBUTION | WP PUTRAJAYA & CYBERJAYA | Existing | VPTJ/PCE/J11241/MB11241 | 300281049 | CLOSED | 11 kV | RYB | PE 11.24 TERES ZON 9A (F1) |  |  | PTJ11246 |  | OMAZABAL | GA 2K 1TS | 14/03/2009 |  |  |  |  | Pass | null
378287708 | TNB | DISTRIBUTION | WP PUTRAJAYA & CYBERJAYA | Existing | VPTJ/PCE/J11242/MB11244 | 300281050 | CLOSED | 11 kV | RYB | PE 11.24 TERES ZON 9A (F2) |  |  | PTJ11243 |  | OMAZABAL | GA 2K 1TS | 30/04/2009 |  |  |  |  | Pass | null
378287874 | TNB | DISTRIBUTION | WP PUTRAJAYA & CYBERJAYA | Existing | VPTJ/PCE/J11601/MB1 | 310370955 | CLOSED | 11 kV | RYB | PE 11.60 TERES ZON 9B (F1) |  |  | PTJ11602 | [8 empty] | Pass | null
378287968 | TNB | DISTRIBUTION | WP PUTRAJAYA & CYBERJAYA | Existing | VPTJ/PCE/J11602/MB11604 | 310338884 | CLOSED | 11 kV | RYB | PE 11.60 TERES ZON 9B (F2) |  |  | PTJ11606 |  | INDKOM | [6 empty] | Pass | null
378288074 | TNB | DISTRIBUTION | WP PUTRAJAYA & CYBERJAYA | Existing | VPTJ/PCE/J11742/MB11744 | 310338777 | CLOSED | 11 kV | RYB | PE 11.74 TERES ZON C (F2) |  |  | PTJ11746 |  | INDKOM | INS24 | [5 empty] | Pass | null
378288168 | TNB | DISTRIBUTION | WP PUTRAJAYA & CYBERJAYA | Existing | VPTJ/PCE/J11741/MB11741 | 310338880 | CLOSED | 11 kV | RYB | PE 11.74 TERES ZON C (F1) |  |  | PTJ11743 |  | INDKOM | INS24 | [5 empty] | Pass | null
378288270 | TNB | DISTRIBUTION | WP PUTRAJAYA & CYBERJAYA | Existing | VPTJ/PCE/J11371/MB11371 | 300281064 | CLOSED | 11 kV | RYB | PE 11.37 SEK REN FASA 2 (F1) |  |  | PTJ11376 |  | INDKOM | ZZT | 18/10/2004 |  |  |  |  | Pass | null
378288366 | TNB | DISTRIBUTION | WP PUTRAJAYA & CYBERJAYA | Existing | VPTJ/PCE/J11372/MB11374 | 300281066 | CLOSED | 11 kV | RYB | PE 11.37 SEK REN FASA 2 (F2) |  |  | PTJ11373 |  | INDKOM | ZZT | 18/10/2004 |  |  |  |  | Pass | null
378301575 | TNB | DISTRIBUTION | WP PUTRAJAYA & CYBERJAYA | Existing | VCBJ/PCE/J22051/MB22051 | 300280594 | CLOSED | 11 kV | RYB | PE 22.05 PADAT ROAD E |  |  | CBJ22053 |  | INDKOM | ZZT | 20000505 | TX-1000KVA |  |  |  | Pass | null
378301679 | TNB | DISTRIBUTION | WP PUTRAJAYA & CYBERJAYA | Existing | VCBJ/PCE/J22131/MB22131 | 300280560 | CLOSED | 11 kV | RYB | PE 22.13 PADAT ROAD E1 |  |  | CBJ22133 |  | INDKOM | GR1 | 20001111 | TX-1000KVA |  |  |  | Pass | null
378302027 | TNB | DISTRIBUTION | WP PUTRAJAYA & CYBERJAYA | Existing | VCBJ/PCE/J21221/MB21221 | 300281020 | CLOSED | 11 kV | RYB | PE 21.22 CYBERVIEW NO.1 |  |  | CBJ21224 |  | INDKOM | ZZTT | 31/01/1999 |  |  |  |  | Pass | null
378302028 | TNB | DISTRIBUTION | WP PUTRAJAYA & CYBERJAYA | Existing | VCBJ/PCE/J21221/MB21221 | 300281020 | CLOSED | 11 kV | RYB | PE 21.22 CYBERVIEW NO.1 |  |  | CBJ21223 |  | INDKOM | ZZTT | 31/01/1999 |  |  |  |  | Pass | null
378310023 | TNB | DISTRIBUTION | WP PUTRAJAYA & CYBERJAYA | Existing | VPTJ/PCE/J11071/MB11071 | 300282013 | CLOSED | 11 kV | RYB | PE 11.07 PADAT ZON 1 |  |  | PTJ11072 |  | SCHNEIDER | NE-IQI | 22/11/2009 |  |  |  |  | Pass | null
378310119 | TNB | DISTRIBUTION | WP PUTRAJAYA & CYBERJAYA | Existing | VPTJ/PCE/J11041/MB11041 | 300280968 | CLOSED | 11 kV | RYB | PE 11.04 P11A1/12 TERES (EFI) (F1) |  |  | PTJ11043 |  | INDKOM | GA | 15/10/2002 |  |  |  |  | Pass | null
378310210 | TNB | DISTRIBUTION | WP PUTRAJAYA & CYBERJAYA | Existing | VPTJ/PCE/J11042/MB11044 | 300280969 | CLOSED | 11 kV | RYB | PE 11.04 P11A1/12 TERES (EFI) (F2) |  |  | PTJ11046 |  | INDKOM | GA | 15/10/2002 |  |  |  |  | Pass | null
378310304 | TNB | DISTRIBUTION | WP PUTRAJAYA & CYBERJAYA | Existing | VPTJ/PCE/J11081/MB11081 | 300280972 | CLOSED | 11 kV | RYB | PE 11.08 P11A2/5 TERES (EFI) (F1) |  |  | PTJ11083 |  | INDKOM | ZZT | 20020409 |  |  |  |  | Pass | null
378310396 | TNB | DISTRIBUTION | WP PUTRAJAYA & CYBERJAYA | Existing | VPTJ/PCE/J11082/MB11084 | 300280973 | CLOSED | 11 kV | RYB | PE 11.08 P11A2/5 TERES (EFI) (F2) |  |  | PTJ11086 |  | INDKOM | ZZT | 20020409 |  |  |  |  | Pass | null
378310430 | TNB | DISTRIBUTION | WP PUTRAJAYA & CYBERJAYA | Existing | VPTJ/PCE/J11671/MB11671 | 300281095 | CLOSED | 11 kV | RYB | PE 11.67 PS9 (F1) |  |  | PTJ11673 |  | INDKOM | ZZT | 20021006 |  |  |  |  | Pass | null
378310551 | TNB | DISTRIBUTION | WP PUTRAJAYA & CYBERJAYA | Existing | VPTJ/PCE/J11672/MB11674 | 300281097 | CLOSED | 11 kV | RYB | PE 11.67 PS9 (F2) |  |  | PTJ11676 |  | INDKOM | ZZT | 20021006 |  |  |  |  | Pass | null
378310650 | TNB | DISTRIBUTION | WP PUTRAJAYA & CYBERJAYA | Existing | VPTJ/PCE/J11091/MB11091 | 300280974 | CLOSED | 11 kV | RYB | PE 11.09 P11A2/5 TERES (EFI) (F1) |  |  | PTJ11093 |  | INDKOM | ZZT | 20020709 |  |  |  |  | Pass | null
378310748 | TNB | DISTRIBUTION | WP PUTRAJAYA & CYBERJAYA | Existing | VPTJ/PCE/J11092/MB11094 | 300280977 | CLOSED | 11 kV | RYB | PE 11.09 P11A2/5 TERES (EFI) (F2) |  |  | PTJ11096 |  | INDKOM | ZZT | 20020709 |  |  |  |  | Pass | null
378311108 | TNB | DISTRIBUTION | WP PUTRAJAYA & CYBERJAYA | Existing | VPTJ/PCE/J11021/MB11021 | 300280964 | CLOSED | 11 kV | RYB | PE 11.02 BLOK 3A (F1) |  |  | PTJ11022 |  | TAMCO | GR1 | 20050706 |  |  |  |  | Pass | null
378311326 | TNB | DISTRIBUTION | WP PUTRAJAYA & CYBERJAYA | Existing | VPTJ/PCE/J11022/MB11024 | 300280966 | CLOSED | 11 kV | RYB | PE 11.02 BLOK 3A (F2) |  |  | PTJ11025 |  | TAMCO | GR1 | 20050706 |  |  |  |  | Pass | null
378311734 | TNB | DISTRIBUTION | WP PUTRAJAYA & CYBERJAYA | Existing | VPTJ/PCE/J11201/MB11201 | 300281038 | CLOSED | 11 kV | RYB | PE 11.20 WR5 |  |  | PTJ11202 |  | MERLIN GERIN | RM 6 | 20041108 |  |  |  |  | Pass | null
378311843 | TNB | DISTRIBUTION | WP PUTRAJAYA & CYBERJAYA | Existing | VPTJ/PCE/J11481/MB11481 | 300281090 | CLOSED | 11 kV | RYB | PE 11.48 BALAI POLIS |  |  | PTJ11482 |  | TAMCO | GR1 | 20070703 |  |  |  |  | Pass | null
378311934 | TNB | DISTRIBUTION | WP PUTRAJAYA & CYBERJAYA | Existing | VPTJ/PCE/J11101/MB11101 | 300280978 | CLOSED | 11 kV | RYB | PE 11.10 P11B1/6 SEMI-D (EFI) (F1) |  |  | PTJ11103 |  | INDKOM | ZZT | 20/03/2002 |  |  |  |  | Pass | null
378312027 | TNB | DISTRIBUTION | WP PUTRAJAYA & CYBERJAYA | Existing | VPTJ/PCE/J11102/MB11104 | 300280980 | CLOSED | 11 kV | RYB | PE 11.10 P11B1/6 SEMI-D (EFI) (F2) |  |  | PTJ11106 |  | INDKOM | ZZT | 20/03/2002 |  |  |  |  | Pass | null
378312117 | TNB | DISTRIBUTION | WP PUTRAJAYA & CYBERJAYA | Existing | VPTJ/PCE/J11121/MB11121 | 300280983 | CLOSED | 11 kV | RYB | PE 11.12 APT A (F1) |  |  | PTJ11123 |  | INDKOM | ZZT | 20030805 |  |  |  |  | Pass | null
378312140 | TNB | DISTRIBUTION | WP PUTRAJAYA & CYBERJAYA | Existing | VPTJ/PCE/J11122/MB11124 | 300280984 | CLOSED | 11 kV | RYB | PE 11.12 APT A (F2) |  |  | PTJ11126 |  | INDKOM | ZZT | 20030805 |  |  |  |  | Pass | null
378312304 | TNB | DISTRIBUTION | WP PUTRAJAYA & CYBERJAYA | Existing | VPTJ/PCE/J11131/MB11131 | 300280994 | CLOSED | 11 kV | RYB | PE 11.13 APT B (F1) |  |  | PTJ11133 |  | INDKOM | ZZT | 20030805 |  |  |  |  | Pass | null
378312327 | TNB | DISTRIBUTION | WP PUTRAJAYA & CYBERJAYA | Existing | VPTJ/PCE/J11132/MB11134 | 300280996 | CLOSED | 11 kV | RYB | PE 11.13 APT B (F2) |  |  | PTJ11136 |  | INDKOM | ZZT | 20030805 |  |  |  |  | Pass | null
378312501 | TNB | DISTRIBUTION | WP PUTRAJAYA & CYBERJAYA | Existing | VPTJ/PCE/J11112/MB11114 | 300280993 | CLOSED | 11 kV | RYB | PE 11.11 (EFI) (F2) |  |  | PTJ11116 |  | INDKOM | ZZT | 24/08/2004 |  |  |  |  | Pass | null
378312593 | TNB | DISTRIBUTION | WP PUTRAJAYA & CYBERJAYA | Existing | VPTJ/PCE/J11111/MB11111 | 300280991 | CLOSED | 11 kV | RYB | PE 11.11 (EFI) (F1) |  |  | PTJ11113 |  | INDKOM | ZZT | 24/08/2004 |  |  |  |  | Pass | null
378312685 | TNB | DISTRIBUTION | WP PUTRAJAYA & CYBERJAYA | Existing | VPTJ/PCE/J11161/MB11161 | 300281005 | CLOSED | 11 kV | RYB | PE 11.16 APT E (F1) |  |  | PTJ11163 |  | INDKOM | ZZT | 13/05/2003 |  |  |  |  | Pass | null
378312782 | TNB | DISTRIBUTION | WP PUTRAJAYA & CYBERJAYA | Existing | VPTJ/PCE/J11162/MB11164 | 300281007 | CLOSED | 11 kV | RYB | PE 11.16 APT E (F2) |  |  | PTJ11166 |  | INDKOM | ZZT | 13/05/2003 |  |  |  |  | Pass | null
378312886 | TNB | DISTRIBUTION | WP PUTRAJAYA & CYBERJAYA | Existing | VPTJ/PCE/J11152/MB11154 | 300281002 | CLOSED | 11 kV | RYB | PE 11.15 APT D (EFI) (F2) |  |  | PTJ11156 |  | INDKOM | ZZT | 20030701 |  |  |  |  | Pass | null
378312982 | TNB | DISTRIBUTION | WP PUTRAJAYA & CYBERJAYA | Existing | VPTJ/PCE/J11151/MB11151 | 300281001 | CLOSED | 11 kV | RYB | PE 11.15 APT D (EFI) (F1) |  |  | PTJ11153 |  | TAMCO | ZZT | 20030701 |  |  |  |  | Pass | null
378313076 | TNB | DISTRIBUTION | WP PUTRAJAYA & CYBERJAYA | Existing | VPTJ/PCE/J10022/MB10024 | 300280942 | CLOSED | 11 kV | RYB | PE 10.02 INSIDE PPU2 (F2) |  |  | PTJ10026 |  | INDKOM | ZZT | 15/02/2000 |  |  |  |  | Pass | null
378313169 | TNB | DISTRIBUTION | WP PUTRAJAYA & CYBERJAYA | Existing | VPTJ/PCE/J10021/MB10021 | 300280941 | CLOSED | 11 kV | RYB | PE 10.02 INSIDE PPU2 (F1) |  |  | PTJ10023 |  | INDKOM | GR1 | 15/02/2000 |  |  |  |  | Pass | null
378313266 | TNB | DISTRIBUTION | WP PUTRAJAYA & CYBERJAYA | Existing | VPTJ/PCE/J10031/MB10031 | 300280948 | CLOSED | 11 kV | RYB | PE 10.03 P10 C BANGLOW (F1) |  |  | PTJ10033 |  |  | GR1 | 20000106 |  |  |  |  | Pass | null
378313358 | TNB | DISTRIBUTION | WP PUTRAJAYA & CYBERJAYA | Existing | VPTJ/PCE/J10032/MB10034 | 300280949 | CLOSED | 11 kV | RYB | PE 10.03 P10 C BANGLOW (F2) |  |  | PTJ10036 |  |  | GA | 20000106 |  |  |  |  | Pass | null
378313473 | TNB | DISTRIBUTION | WP PUTRAJAYA & CYBERJAYA | Existing | VPTJ/PCE/J10151/MB10151 | 300287552 | CLOSED | 11 kV | RYB | PE 10.15 MINI GOLF |  |  | PTJ01313 |  | INDKOM | GR1 | 20100610 |  |  |  |  | Pass | null
378313569 | TNB | DISTRIBUTION | WP PUTRAJAYA & CYBERJAYA | Existing | VPTJ/PCE/J10041/MB10041 | 300280950 | CLOSED | 11 kV | RYB | PE 10.04 P10 D BANGLO (F1) |  |  | PTJ10043 |  |  | GR1 | 20000106 |  |  |  |  | Pass | null
378313660 | TNB | DISTRIBUTION | WP PUTRAJAYA & CYBERJAYA | Existing | VPTJ/PCE/J10042/MB10044 | 300280951 | CLOSED | 11 kV | RYB | PE 10.04 P10 D BANGLO (F2) |  |  | PTJ10046 |  |  | GA | 20000106 |  |  |  |  | Pass | null
378313996 | TNB | DISTRIBUTION | WP PUTRAJAYA & CYBERJAYA | Existing | VPTJ/PCE/J10062/MB10064 | 300280955 | CLOSED | 11 kV | RYB | PE 10.06 JLN P10B (F2) |  |  | PTJ10066 |  | OMAZABAL | SF 6 | 31/03/2008 |  |  |  |  | Pass | null
378314089 | TNB | DISTRIBUTION | WP PUTRAJAYA & CYBERJAYA | Existing | VPTJ/PCE/J10061/MB10061 | 300280953 | CLOSED | 11 kV | RYB | PE 10.06 JLN P10B (F1) |  |  | PTJ10063 |  | OMAZABAL | SF 6 | 31/03/2008 |  |  |  |  | Pass | null
378353518 | TNB | DISTRIBUTION | WP PUTRAJAYA & CYBERJAYA | Existing | VPTJ/PCE/J05121/MB05121 | 300280695 | CLOSED | 11 kV | RYB | PE 5.12 EQUESTRIAN PARK (F1) |  |  | PTJ05122 |  | TAMCO | GR1 | 25/06/2005 |  |  |  |  | Pass | null
378353612 | TNB | DISTRIBUTION | WP PUTRAJAYA & CYBERJAYA | Existing | VPTJ/PCE/J05122/MB05124 | 300280697 | CLOSED | 11 kV | RYB | PE 5.12 EQUESTRIAN PARK (F2) |  |  | PTJ05126 |  | INDKOM | ZZT | 25/06/2005 |  |  |  |  | Pass | null
378353767 | TNB | DISTRIBUTION | WP PUTRAJAYA & CYBERJAYA | Existing | VPTJ/PCE/J05301/MB05301 | 300281269 | CLOSED | 11 kV | RYB | PE 5.30 BLOK D APT 5R6 (F1) |  |  | PTJ05303 |  |  | ZZT | 30/12/2008 |  |  |  |  | Pass | null
378353861 | TNB | DISTRIBUTION | WP PUTRAJAYA & CYBERJAYA | Existing | VPTJ/PCE/J05302/MB05304 | 300281270 | CLOSED | 11 kV | RYB | PE 5.30 BLOK D APT 5R6 (F2) |  |  | PTJ05306 |  |  | ZZT | 31/12/2008 |  |  |  |  | Pass | null
378353967 | TNB | DISTRIBUTION | WP PUTRAJAYA & CYBERJAYA | Existing | VPTJ/PCE/J05291/MB05291 | 300281267 | CLOSED | 11 kV | RYB | PE 5.29 BLOK C APT 5R6 (F1) |  |  | PTJ05293 |  |  | ZZT | 30/12/2008 |  |  |  |  | Pass | null
378354061 | TNB | DISTRIBUTION | WP PUTRAJAYA & CYBERJAYA | Existing | VPTJ/PCE/J05292/MB05294 | 300281268 | CLOSED | 11 kV | RYB | PE 5.29 BLOK C APT 5R6 (F2) |  |  | PTJ05296 |  |  | ZZT | 31/12/2008 |  |  |  |  | Pass | null
378354172 | TNB | DISTRIBUTION | WP PUTRAJAYA & CYBERJAYA | Existing | VPTJ/PCE/J05271/MB05271 | 300281265 | CLOSED | 11 kV | RYB | PE 5.27 BLOK A APT 5R6 (F1) |  |  | PTJ05273 |  |  | ZZT | 30/12/2008 |  |  |  |  | Pass | null
378354266 | TNB | DISTRIBUTION | WP PUTRAJAYA & CYBERJAYA | Existing | VPTJ/PCE/J05272/MB05274 | 300281266 | CLOSED | 11 kV | RYB | PE 5.27 BLOK A APT 5R6 (F2) |  |  | PTJ05276 |  |  | ZZT | 31/12/2008 |  |  |  |  | Pass | null
378354364 | TNB | DISTRIBUTION | WP PUTRAJAYA & CYBERJAYA | Existing | VPTJ/PCE/J05281/MB05281 | 300280713 | CLOSED | 11 kV | RYB | PE 5.28 BLOK B APT 5R6 (F1) |  |  | PTJ05283 |  |  | ZZT | 30/12/2008 |  |  |  |  | Pass | null
378354458 | TNB | DISTRIBUTION | WP PUTRAJAYA & CYBERJAYA | Existing | VPTJ/PCE/J05282/MB05284 | 300280714 | CLOSED | 11 kV | RYB | PE 5.28 BLOK B APT 5R6 (F2) |  |  | PTJ05286 |  |  | ZZT | 31/12/2008 |  |  |  |  | Pass | null
378354659 | TNB | DISTRIBUTION | WP PUTRAJAYA & CYBERJAYA | Existing | VPTJ/PCE/J04051/MB04051 | 300280674 | CLOSED | 11 kV | RYB | PE 4.05 S/LIGHTING |  |  | PTJ04053 |  | INDKOM | INS24 | 20041010 |  |  |  |  | Pass | null
378354761 | TNB | DISTRIBUTION | WP PUTRAJAYA & CYBERJAYA | Existing | VPTJ/PCE/J04081/MB04081 | 300280677 | CLOSED | 11 kV | RYB | PE 4.08 S/LIGHTING |  |  | PTJ04083 |  | INDKOM | ZZT | 20041010 |  |  |  |  | Pass | null
378354865 | TNB | DISTRIBUTION | WP PUTRAJAYA & CYBERJAYA | Existing | VPTJ/PCE/J04221/MB04221 | 300453429 | CLOSED | 11 kV | RYB | PE 4.22 4P5 (F1) |  |  | PTJ04223 |  | INDKOM | ZZT | [5 empty] | Pass | null
378354959 | TNB | DISTRIBUTION | WP PUTRAJAYA & CYBERJAYA | Existing | VPTJ/PCE/J04222/MB04221 | 300453433 | CLOSED | 11 kV | RYB | PE 4.22 4P5 (F2) |  |  | PTJ04226 |  | INDKOM | ZZT | [5 empty] | Pass | null
378355080 | TNB | DISTRIBUTION | WP PUTRAJAYA & CYBERJAYA | Existing | VPTJ/PCE/J04092/MB04094 | 300280679 | CLOSED | 11 kV | RYB | PE 4.09 S/LIGHTING (F2) |  |  | PTJ04095 |  | MERLIN GERIN | ZZT | 22/08/2003 |  |  |  |  | Pass | null
378355184 | TNB | DISTRIBUTION | WP PUTRAJAYA & CYBERJAYA | Existing | VPTJ/PCE/J04091/MB04091 | 300280678 | CLOSED | 11 kV | RYB | PE 4.09 S/LIGHTING (F1) |  |  | PTJ04092 |  | MERLIN GERIN | ZZT | 22/08/2003 |  |  |  |  | Pass | null
378356405 | TNB | DISTRIBUTION | WP PUTRAJAYA & CYBERJAYA | Existing | VPTJ/PCE/J20041/MB20041 | 300281253 | CLOSED | 11 kV | RYB | PE 20.04 PADAT CHALLENGE PARK |  |  | PTJ20042 |  | SCHNEIDER | RM6 | 20061209 |  |  |  |  | Pass | null
378356517 | TNB | DISTRIBUTION | WP PUTRAJAYA & CYBERJAYA | Existing | VPTJ/PCE/J20011/MB20011 | 300281250 | CLOSED | 11 kV | RYB | PE 20.01 DEPOH SENGGARAAN |  |  | PTJ20013 |  | TAMCO | GR1 | 24/12/2003 |  |  |  |  | Pass | null
378356718 | TNB | DISTRIBUTION | WP PUTRAJAYA & CYBERJAYA | Existing | VPTJ/PCE/J20051/MB | 300498425 | CLOSED | 11 kV | RYB | PE 20.05 PUSARA NEGARA F1 |  |  | PTJ20053 | [8 empty] | Pass | null
378356812 | TNB | DISTRIBUTION | WP PUTRAJAYA & CYBERJAYA | Existing | VPTJ/PCE/J20052/MB | 300501721 | CLOSED | 11 kV | RYB | PE 20.05 PUSARA NEGARA F2 |  |  | PTJ20056 | [8 empty] | Pass | null
378357009 | TNB | DISTRIBUTION | WP PUTRAJAYA & CYBERJAYA | Existing | VPTJ/PCE/J20021/MB20021 | 300281251 | CLOSED | 11 kV | RYB | PE 20.02 CREMATORIUM |  |  | PTJ20022 |  | TAMCO | GR1 | 18/09/2003 |  |  |  |  | Pass | null
378357113 | TNB | DISTRIBUTION | WP PUTRAJAYA & CYBERJAYA | Existing | VPTJ/PCE/J20031/MB20031 | 300281252 | CLOSED | 11 kV | RYB | PE 20.03 PUMP HSE |  |  | PTJ20032 |  | SCHNEIDER | RM6 | 18/08/2004 |  |  |  |  | Pass | null
378357288 | TNB | DISTRIBUTION | WP PUTRAJAYA & CYBERJAYA | Existing | VPTJ/PCE/J10141/MB10141 | 300280960 | CLOSED | 11 kV | RYB | PE 10.14 P10 A1 (F1) |  |  | PTJ10143 |  | INDKOM | ZZT | 20040112 |  |  |  |  | Pass | null
378357382 | TNB | DISTRIBUTION | WP PUTRAJAYA & CYBERJAYA | Existing | VPTJ/PCE/J10142/MB10144 | 300280961 | CLOSED | 11 kV | RYB | PE 10.14 P10 A1 (F2) |  |  | PTJ10146 |  | INDKOM | ZZT | 20040112 |  |  |  |  | Pass | null
378357487 | TNB | DISTRIBUTION | WP PUTRAJAYA & CYBERJAYA | Existing | VPTJ/PCE/J10121/MB10121 | 300280957 | CLOSED | 11 kV | RYB | PE 10.12 P10 A SEMI-D |  |  | PTJ10123 |  | INDKOM | GA | 28/08/2001 |  |  |  |  | Pass | null
378357594 | TNB | DISTRIBUTION | WP PUTRAJAYA & CYBERJAYA | Existing | VPTJ/PCE/J09011/MB09011 | 300280813 | CLOSED | 11 kV | RYB | PE 9.01 APT 4A (EFI) (F1) |  |  | PTJ09013 |  | INDKOM | ZZT | 20001110 |  |  |  |  | Pass | null
378357684 | TNB | DISTRIBUTION | WP PUTRAJAYA & CYBERJAYA | Existing | VPTJ/PCE/J09012/MB09014 | 300280814 | CLOSED | 11 kV | RYB | PE 9.01 APT 4A (EFI) (F2) |  |  | PTJ09016 |  | INDKOM | ZZT | 20001110 |  |  |  |  | Pass | null
378357775 | TNB | DISTRIBUTION | WP PUTRAJAYA & CYBERJAYA | Existing | VPTJ/PCE/J09021/MB09021 | 300280815 | CLOSED | 11 kV | RYB | PE 9.02 APT 4E (F1) |  |  | PTJ09023 |  | INDKOM | ZZT | 20001110 |  |  |  |  | Pass | null
378357875 | TNB | DISTRIBUTION | WP PUTRAJAYA & CYBERJAYA | Existing | VPTJ/PCE/J09022/MB09024 | 300280816 | CLOSED | 11 kV | RYB | PE 9.02 APT 4E (F2) |  |  | PTJ09026 |  | INDKOM | ZZT | 20001110 |  |  |  |  | Pass | null
378357974 | TNB | DISTRIBUTION | WP PUTRAJAYA & CYBERJAYA | Existing | VPTJ/PCE/J09031/MB09031 | 300280817 | CLOSED | 11 kV | RYB | PE 9.03 APT 3C (F1) |  |  | PTJ09033 |  | INDKOM | ZZT | 20000911 |  |  |  |  | Pass | null
378358067 | TNB | DISTRIBUTION | WP PUTRAJAYA & CYBERJAYA | Existing | VPTJ/PCE/J09032/MB09034 | 300280818 | CLOSED | 11 kV | RYB | PE 9.03 APT 3C (F2) |  |  | PTJ09036 |  | INDKOM | ZZT | 20000911 |  |  |  |  | Pass | null
378358165 | TNB | DISTRIBUTION | WP PUTRAJAYA & CYBERJAYA | Existing | VPTJ/PCE/J09041/MB09041 | 300280819 | CLOSED | 11 kV | RYB | PE 9.04 APT 3B (EFI) (F1) |  |  | PTJ09043 |  | INDKOM | ZZT | 20000911 |  |  |  |  | Pass | null
378358259 | TNB | DISTRIBUTION | WP PUTRAJAYA & CYBERJAYA | Existing | VPTJ/PCE/J09042/MB09044 | 300280820 | CLOSED | 11 kV | RYB | PE 9.04 APT 3B (EFI) (F2) |  |  | PTJ09046 |  | INDKOM | ZZT | 20000911 |  |  |  |  | Pass | null
378358598 | TNB | DISTRIBUTION | WP PUTRAJAYA & CYBERJAYA | Existing | VPTJ/PCE/J09061/MB09061 | 300280821 | CLOSED | 11 kV | RYB | PE 9.06 APT 2E (F1) |  |  | PTJ09063 |  | INDKOM | ZZT | 19990612 |  |  |  |  | Pass | null
378358621 | TNB | DISTRIBUTION | WP PUTRAJAYA & CYBERJAYA | Existing | VPTJ/PCE/J09062/MB09064 | 300280823 | CLOSED | 11 kV | RYB | PE 9.06 APT 2E (F2) |  |  | PTJ09066 |  | INDKOM | ZZT | 19990612 |  |  |  |  | Pass | null
378358784 | TNB | DISTRIBUTION | WP PUTRAJAYA & CYBERJAYA | Existing | VPTJ/PCE/J09071/MB09071 | 300280824 | CLOSED | 11 kV | RYB | PE 9.07 APT 2A (EFI) (F1) |  |  | PTJ09073 |  | INDKOM | ZZT | 19990612 |  |  |  |  | Pass | null
378358878 | TNB | DISTRIBUTION | WP PUTRAJAYA & CYBERJAYA | Existing | VPTJ/PCE/J09072/MB09074 | 300280825 | CLOSED | 11 kV | RYB | PE 9.07 APT 2A (EFI) (F2) |  |  | PTJ09076 |  | INDKOM | ZZT | 19990612 |  |  |  |  | Pass | null
378358981 | TNB | DISTRIBUTION | WP PUTRAJAYA & CYBERJAYA | Existing | VPTJ/PCE/J09081/MB09081 | 300280826 | CLOSED | 11 kV | RYB | PE 9.08 P9G TERES (F1) |  |  | PTJ09083 |  | INDKOM | ZZT | 21/06/1999 |  |  |  |  | Pass | null
378359072 | TNB | DISTRIBUTION | WP PUTRAJAYA & CYBERJAYA | Existing | VPTJ/PCE/J09082/MB09084 | 300280827 | CLOSED | 11 kV | RYB | PE 9.08 P9G TERES (F2) |  |  | PTJ09086 |  | INDKOM | ZZT | 21/06/1999 |  |  |  |  | Pass | null
378359165 | TNB | DISTRIBUTION | WP PUTRAJAYA & CYBERJAYA | Existing | VPTJ/PCE/J09091/MB09091 | 300280828 | CLOSED | 11 kV | RYB | PE 9.09 APT A1 (EFI) (F1) |  |  | PTJ09093 |  | INDKOM | ZZT | 19990412 |  |  |  |  | Pass | null
378359259 | TNB | DISTRIBUTION | WP PUTRAJAYA & CYBERJAYA | Existing | VPTJ/PCE/J09092/MB09094 | 300280829 | CLOSED | 11 kV | RYB | PE 9.09 APT A1 (EFI) (F2) |  |  | PTJ09096 |  | INDKOM | ZZT | 19990412 |  |  |  |  | Pass | null
378359361 | TNB | DISTRIBUTION | WP PUTRAJAYA & CYBERJAYA | Existing | VPTJ/PCE/J09101/MB09101 | 300280830 | CLOSED | 11 kV | RYB | PE 9.10 PS 1 |  |  | PTJ09103 |  | INDKOM | ZZT | 13/12/1999 |  |  |  |  | Pass | null
378359465 | TNB | DISTRIBUTION | WP PUTRAJAYA & CYBERJAYA | Existing | VPTJ/PCE/J09151/MB09151 | 300280839 | CLOSED | 11 kV | RYB | PE 9.15 APT 6D (EFI) (F1) |  |  | PTJ09153 |  | INDKOM | ZZT | 20021207 |  |  |  |  | Pass | null
378359548 | TNB | DISTRIBUTION | WP PUTRAJAYA & CYBERJAYA | Existing | VPTJ/PCE/J09152/MB09154 | 300280840 | CLOSED | 11 kV | RYB | PE 9.15 APT 6D (EFI) (F2) |  |  | PTJ09156 |  | INDKOM | ZZT | 20021207 |  |  |  |  | Pass | null
378359640 | TNB | DISTRIBUTION | WP PUTRAJAYA & CYBERJAYA | Existing | VPTJ/PCE/J09161/MB09161 | 300280841 | CLOSED | 11 kV | RYB | PE 9.16 APT 6F (F1) |  |  | PTJ09163 |  | INDKOM | ZZT | 20021207 |  |  |  |  | Pass | null
378359736 | TNB | DISTRIBUTION | WP PUTRAJAYA & CYBERJAYA | Existing | VPTJ/PCE/J09162/MB09164 | 300280842 | CLOSED | 11 kV | RYB | PE 9.16 APT 6F (F2) |  |  | PTJ09166 |  | INDKOM | ZZT | 20021207 |  |  |  |  | Pass | null
378359838 | TNB | DISTRIBUTION | WP PUTRAJAYA & CYBERJAYA | Existing | VPTJ/PCE/J09171/MB09171 | 300280843 | CLOSED | 11 kV | RYB | PE 9.17 APT 5A (EFI) (F1) |  |  | PTJ09173 |  | INDKOM | ZZT | 20021207 |  |  |  |  | Pass | null
378359863 | TNB | DISTRIBUTION | WP PUTRAJAYA & CYBERJAYA | Existing | VPTJ/PCE/J09172/MB09174 | 300280844 | CLOSED | 11 kV | RYB | PE 9.17 APT 5A (EFI) (F2) |  |  | PTJ09176 |  | INDKOM | ZZT | 20021207 |  |  |  |  | Pass | null
378360024 | TNB | DISTRIBUTION | WP PUTRAJAYA & CYBERJAYA | Existing | VPTJ/PCE/J09181/MB09181 | 300280845 | CLOSED | 11 kV | RYB | PE 9.18 APT 5C (F1) |  |  | PTJ09183 |  | INDKOM | ZZT | 20021207 |  |  |  |  | Pass | null
378360047 | TNB | DISTRIBUTION | WP PUTRAJAYA & CYBERJAYA | Existing | VPTJ/PCE/J09182/MB09184 | 300280846 | CLOSED | 11 kV | RYB | PE 9.18 APT 5C (F2) |  |  | PTJ09186 |  | INDKOM | ZZT | 20021207 |  |  |  |  | Pass | null
378360206 | TNB | DISTRIBUTION | WP PUTRAJAYA & CYBERJAYA | Existing | VPTJ/PCE/J09111/MB09111 | 300280831 | CLOSED | 11 kV | RYB | PE 9.11 KLINIK (F1) |  |  | PTJ09113 |  | INDKOM | ZZT | 15/02/1999 |  |  |  |  | Pass | null
378360229 | TNB | DISTRIBUTION | WP PUTRAJAYA & CYBERJAYA | Existing | VPTJ/PCE/J09112/MB09114 | 300280832 | CLOSED | 11 kV | RYB | PE 9.11 KLINIK (F2) |  |  | PTJ09116 |  | INDKOM | ZZT | 15/02/1999 |  |  |  |  | Pass | null
378360390 | TNB | DISTRIBUTION | WP PUTRAJAYA & CYBERJAYA | Existing | VPTJ/PCE/J09122/MB09124 | 300280834 | CLOSED | 11 kV | RYB | PE 9.12 SEK REN (F2) |  |  | PTJ09126 |  | INDKOM | ZZT | 16/10/1999 |  |  |  |  | Pass | null
378360481 | TNB | DISTRIBUTION | WP PUTRAJAYA & CYBERJAYA | Existing | VPTJ/PCE/J09121/MB09121 | 300280833 | CLOSED | 11 kV | RYB | PE 9.12 SEK REN (F1) |  |  | PTJ09123 |  | INDKOM | ZZT | 16/10/1999 |  |  |  |  | Pass | null
378360574 | TNB | DISTRIBUTION | WP PUTRAJAYA & CYBERJAYA | Existing | VPTJ/PCE/J09131/MB09131 | 300280837 | CLOSED | 11 kV | RYB | PE 9.13 SEK MEN (EFI) (F1) |  |  | PTJ09133 |  | INDKOM | ZZT | 20021101 |  |  |  |  | Pass | null
378360668 | TNB | DISTRIBUTION | WP PUTRAJAYA & CYBERJAYA | Existing | VPTJ/PCE/J09132/MB09134 | 300280838 | CLOSED | 11 kV | RYB | PE 9.13 SEK MEN (EFI) (F2) |  |  | PTJ09136 |  | INDKOM | ZZT | 20021101 |  |  |  |  | Pass | null
378360770 | TNB | DISTRIBUTION | WP PUTRAJAYA & CYBERJAYA | Existing | VPTJ/PCE/J09271/MB09271 | 300280858 | CLOSED | 11 kV | RYB | PE 9.27 APT 11A (F1) |  |  | PTJ09272 |  | ABB | IEC 298 | 20030812 |  |  |  |  | Pass | null
378360864 | TNB | DISTRIBUTION | WP PUTRAJAYA & CYBERJAYA | Existing | VPTJ/PCE/J09272/MB09274 | 300280859 | CLOSED | 11 kV | RYB | PE 9.27 APT 11A (F2) |  |  | PTJ09275 |  | ABB | IEC 298 | 20030812 |  |  |  |  | Pass | null
378360964 | TNB | DISTRIBUTION | WP PUTRAJAYA & CYBERJAYA | Existing | VPTJ/PCE/J09281/MB09281 | 300280860 | CLOSED | 11 kV | RYB | PE 9.28 APT 11C (EFI) (F1) |  |  | PTJ09282 |  | ABB | IEC 298 | 20030812 |  |  |  |  | Pass | null
378361060 | TNB | DISTRIBUTION | WP PUTRAJAYA & CYBERJAYA | Existing | VPTJ/PCE/J09282/MB09284 | 300280861 | CLOSED | 11 kV | RYB | PE 9.28 APT 11C (EFI) (F2) |  |  | PTJ09285 |  | TAMCO | RM6 | 20030812 |  |  |  |  | Pass | null
378361160 | TNB | DISTRIBUTION | WP PUTRAJAYA & CYBERJAYA | Existing | VPTJ/PCE/J07031/MB07031 | 300281276 | CLOSED | 11 kV | RYB | PE 7.03 STESEN PAM PS3 |  |  | PTJ07033 |  | INDKOM | ZZT | 27/07/1999 |  |  |  |  | Pass | null
378361324 | TNB | DISTRIBUTION | WP PUTRAJAYA & CYBERJAYA | Existing | VPTJ/PCE/J08241/MB08241 | 300280810 | CLOSED | 11 kV | RYB | PE 8.24 SERI SAUJANA (BR 8) |  |  | PTJ08242 |  | MERLIN GERIN | RM6 | 23/01/2003 |  |  |  |  | Pass | null
378361366 | TNB | DISTRIBUTION | WP PUTRAJAYA & CYBERJAYA | Existing | VPTJ/PCE/J08151/MB08151 | 300280799 | CLOSED | 11 kV | RYB | PE 8.15 RD2A L. SENTOSA |  |  | PTJ08153 |  | INDKOM | ZZT | 19990807 |  |  |  |  | Pass | null
378361457 | TNB | DISTRIBUTION | WP PUTRAJAYA & CYBERJAYA | Existing | VPTJ/PCE/J08011/MB08011 | 300280777 | CLOSED | 11 kV | RYB | PE 8.01 PS 10 (EFI) (F1) |  |  | PTJ08013 |  | INDKOM | ZZT | 23/07/1999 |  |  |  |  | Pass | null
378366358 | TNB | DISTRIBUTION | WP PUTRAJAYA & CYBERJAYA | Existing | VPTJ/PCE/J16301/MB16301 | 300454871 | CLOSED | 11 kV | RYB | PE 16.30 PERUMAHAN P16A (F1) |  |  | PTJ16303 |  | INDKOM | INS24 | [5 empty] | Pass | null
378366464 | TNB | DISTRIBUTION | WP PUTRAJAYA & CYBERJAYA | Existing | VPTJ/PCE/J16302/MB16301 | 300454878 | CLOSED | 11 kV | RYB | PE 16.30 PERUMAHAN P16A (F2) |  |  | PTJ16305 |  | SCHNEIDER | NE-2iQ | [5 empty] | Pass | null
378366620 | TNB | DISTRIBUTION | WP PUTRAJAYA & CYBERJAYA | Existing | VPTJ/PCE/J16281/MB16281 | 300281198 | CLOSED | 11 kV | RYB | PE 16.28 TAMAN WARISAN (F1) |  |  | PTJ16283 |  | INDKOM | ZZT | 20020112 |  |  |  |  | Pass | null
378366714 | TNB | DISTRIBUTION | WP PUTRAJAYA & CYBERJAYA | Existing | VPTJ/PCE/J16282/MB16284 | 300281199 | CLOSED | 11 kV | RYB | PE 16.28 TAMAN WARISAN (F2) |  |  | PTJ16286 |  | INDKOM | ZZT | 20020112 |  |  |  |  | Pass | null
378366818 | TNB | DISTRIBUTION | WP PUTRAJAYA & CYBERJAYA | Existing | VPTJ/PCE/J16061/MB16061 | 300281177 | CLOSED | 11 kV | RYB | PE 16.06 SEK REN F2 (F1) |  |  | PTJ16063 |  | INDKOM | ZZT | 16/02/2004 |  |  |  |  | Pass | null
378366914 | TNB | DISTRIBUTION | WP PUTRAJAYA & CYBERJAYA | Existing | VPTJ/PCE/J16062/MB16064 | 300281178 | CLOSED | 11 kV | RYB | PE 16.06 SEK REN F2 (F2) |  |  | PTJ16066 |  | INDKOM | ZZT | 16/02/2004 |  |  |  |  | Pass | null
378367015 | TNB | DISTRIBUTION | WP PUTRAJAYA & CYBERJAYA | Existing | VPTJ/PCE/J16071/MB16071 | 300281179 | CLOSED | 11 kV | RYB | PE 16.07 22 UNIT TERES (EFI) (F1) |  |  | PTJ16073 |  | INDKOM | ZZT | 20091008 |  |  |  |  | Pass | null
378367111 | TNB | DISTRIBUTION | WP PUTRAJAYA & CYBERJAYA | Existing | VPTJ/PCE/J16072/MB16074 | 300281180 | CLOSED | 11 kV | RYB | PE 16.07 22 UNIT TERES (EFI) (F2) |  |  | PTJ16076 |  | INDKOM | ZZT | 20091108 |  |  |  |  | Pass | null
378367217 | TNB | DISTRIBUTION | WP PUTRAJAYA & CYBERJAYA | Existing | VPTJ/PCE/J16292/MB16294 | 300281201 | CLOSED | 11 kV | RYB | PE 16.29 25 UNIT (EFI) (F2) |  |  | PTJ16296 |  | INDKOM | ZZT | 20091108 |  |  |  |  | Pass | null
378367311 | TNB | DISTRIBUTION | WP PUTRAJAYA & CYBERJAYA | Existing | VPTJ/PCE/J16291/MB16291 | 300281200 | CLOSED | 11 kV | RYB | PE 16.29 25 UNIT (EFI) (F1) |  |  | PTJ16293 |  | INDKOM | ZZT | 20091008 |  |  |  |  | Pass | null
378367536 | TNB | DISTRIBUTION | WP PUTRAJAYA & CYBERJAYA | Existing | VPTJ/PCE/J16271/MB16271 | 300281197 | CLOSED | 11 kV | RYB | PE 16.27 UPPER BISA |  |  | PTJ16273 |  | INDKOM | ZZT | 19/04/2000 |  |  |  |  | Pass | null
378367632 | TNB | DISTRIBUTION | WP PUTRAJAYA & CYBERJAYA | Existing | VPTJ/PCE/J16141/MB16141 | 300281181 | CLOSED | 11 kV | RYB | PE 16.14 SEMI D (EFI) (F1) |  |  | PTJ16143 |  | INDKOM | ZZT | 13/01/2002 |  |  |  |  | Pass | null
378367726 | TNB | DISTRIBUTION | WP PUTRAJAYA & CYBERJAYA | Existing | VPTJ/PCE/J16142/MB16144 | 300281182 | CLOSED | 11 kV | RYB | PE 16.14 SEMI D (EFI) (F2) |  |  | PTJ16146 |  | INDKOM | ZZT | 13/01/2002 |  |  |  |  | Pass | null
378367830 | TNB | DISTRIBUTION | WP PUTRAJAYA & CYBERJAYA | Existing | VPTJ/PCE/J16161/MB16161 | 300281185 | CLOSED | 11 kV | RYB | PE 16.16 PUSAT KEJIRANAN (F1) |  |  | PTJ16163 |  | INDKOM | ZZT | 27/02/2002 |  |  |  |  | Pass | null
378367924 | TNB | DISTRIBUTION | WP PUTRAJAYA & CYBERJAYA | Existing | VPTJ/PCE/J16162/MB16164 | 300281186 | CLOSED | 11 kV | RYB | PE 16.16 PUSAT KEJIRANAN (F2) |  |  | PTJ16166 |  | INDKOM | ZZT | 27/02/2002 |  |  |  |  | Pass | null
378368185 | TNB | DISTRIBUTION | WP PUTRAJAYA & CYBERJAYA | Existing | VPTJ/PCE/J01242/MB01244 | 300280435 | CLOSED | 11 kV | RYB | PE 1.24 BOT PUMP (F2) |  |  | PTJ01246 |  | INDKOM | ZZT | 24/08/2000 |  |  |  |  | Pass | null
378368283 | TNB | DISTRIBUTION | WP PUTRAJAYA & CYBERJAYA | Existing | VPTJ/PCE/J01241/MB01241 | 300280434 | CLOSED | 11 kV | RYB | PE 1.24 BOT PUMP (F1) |  |  | PTJ01243 |  | INDKOM | ZZT | 24/08/2000 |  |  |  |  | Pass | null
378368386 | TNB | DISTRIBUTION | WP PUTRAJAYA & CYBERJAYA | Existing | VPTJ/PCE/J01251/MB01251 | 300280436 | CLOSED | 11 kV | RYB | PE 1.25 BOT ADMIN (F1) |  |  | PTJ01253 |  | INDKOM | ZZT | 24/08/2000 |  |  |  |  | Pass | null
378368482 | TNB | DISTRIBUTION | WP PUTRAJAYA & CYBERJAYA | Existing | VPTJ/PCE/J01252/MB01254 | 300280437 | CLOSED | 11 kV | RYB | PE 1.25 BOT ADMIN (F2) |  |  | PTJ01256 |  | INDKOM | ZZT | 24/08/2000 |  |  |  |  | Pass | null
378368611 | TNB | DISTRIBUTION | WP PUTRAJAYA & CYBERJAYA | Existing | VPTJ/PCE/J01601/MB01601 | 300280593 | CLOSED | 11 kV | RYB | PE 1.60 L/S TPP |  |  | PTJ01602 |  | MERLIN GERIN | RM6 | 16/07/2003 |  |  |  |  | Pass | null
378368769 | TNB | DISTRIBUTION | WP PUTRAJAYA & CYBERJAYA | Existing | VPTJ/PCE/J01341/MB01341 | 300280441 | CLOSED | 11 kV | RYB | PE 1.34 PROMENADE |  |  | PTJ01342 |  | TAMCO | GR1 | 19991211 |  |  |  |  | Pass | null
378368877 | TNB | DISTRIBUTION | WP PUTRAJAYA & CYBERJAYA | Existing | VPTJ/PCE/J15031/MB15031 | 300281145 | CLOSED | 11 kV | RYB | PE 15.03 WR 3 |  |  | PTJ15032 |  | SCHNEIDER | RM6 | 20/01/2000 |  |  |  |  | Pass | null
378368983 | TNB | DISTRIBUTION | WP PUTRAJAYA & CYBERJAYA | Existing | VPTJ/PCE/J15041/MB15041 | 300281146 | CLOSED | 11 kV | RYB | PE 15.04 STABLE KOMPLEKS |  |  | PTJ15042 |  | MERLIN GERIN | RM 6 | 19900101 |  |  |  |  | Pass | null
378369089 | TNB | DISTRIBUTION | WP PUTRAJAYA & CYBERJAYA | Existing | VPTJ/PCE/J01671/MB01671 | 310308944 | CLOSED | 11 kV | RYB | SS 1.67 TEMP PARCEL F |  |  | PTJ01673 |  | INDKOM | INS24 ZZTID | [5 empty] | Pass | null
378369315 | TNB | DISTRIBUTION | WP PUTRAJAYA & CYBERJAYA | Existing | VPTJ/PCE/J12031/MB12031 | 310338762 | CLOSED | 11 kV | RYB | PE 12.03 SPINE ROAD NO 1 |  |  | PTJ12033 |  | INDKOM | INS24 | [5 empty] | Pass | null
378369692 | TNB | DISTRIBUTION | WP PUTRAJAYA & CYBERJAYA | Existing | VPTJ/PCE/J17041/MB17041 | 300281204 | CLOSED | 11 kV | RYB | PE 17.04 RK 1-1 (F1) |  |  | PTJ17043 |  | TAMCO | GR2 | 13/03/2007 |  |  |  |  | Pass | null
378369693 | TNB | DISTRIBUTION | WP PUTRAJAYA & CYBERJAYA | Existing | VPTJ/PCE/J17041/MB17041 | 300281204 | CLOSED | 11 kV | RYB | PE 17.04 RK 1-1 (F1) |  |  | PTJ17042 |  | TAMCO | GR2 | 13/03/2007 |  |  |  |  | Pass | null
378369908 | TNB | DISTRIBUTION | WP PUTRAJAYA & CYBERJAYA | Existing | VPTJ/PCE/J17042/MB17044 | 300281205 | CLOSED | 11 kV | RYB | PE 17.04 RK 1-1 (F2) |  |  | PTJ17046 |  | TAMCO | GR1 | 13/03/2007 |  |  |  |  | Pass | null
378369909 | TNB | DISTRIBUTION | WP PUTRAJAYA & CYBERJAYA | Existing | VPTJ/PCE/J17042/MB17044 | 300281205 | CLOSED | 11 kV | RYB | PE 17.04 RK 1-1 (F2) |  |  | PTJ17047 |  | TAMCO | GR1 | 13/03/2007 |  |  |  |  | Pass | null
378370083 | TNB | DISTRIBUTION | WP PUTRAJAYA & CYBERJAYA | Existing | VPTJ/PCE/J17051/MB17051 | 300281206 | CLOSED | 11 kV | RYB | PE 17.05 RK 1-2 (F1) |  |  | PTJ17052 |  | TAMCO | GR1 | 13/03/2007 |  |  |  |  | Pass | null
378370084 | TNB | DISTRIBUTION | WP PUTRAJAYA & CYBERJAYA | Existing | VPTJ/PCE/J17051/MB17051 | 300281206 | CLOSED | 11 kV | RYB | PE 17.05 RK 1-2 (F1) |  |  | PTJ17053 |  | TAMCO | GR1 | 13/03/2007 |  |  |  |  | Pass | null
378383240 | TNB | DISTRIBUTION | WP PUTRAJAYA & CYBERJAYA | Existing | VCBJ/PCE/J21841/MB21841 | 300452904 | CLOSED | 11 kV | RYB | PE 21.84 GLOMAC |  |  | CBJ21843 |  | INDKOM | ZZT I/D |  | TX1-1000KVA |  |  |  | Pass | null
378383241 | TNB | DISTRIBUTION | WP PUTRAJAYA & CYBERJAYA | Existing | VCBJ/PCE/J21841/MB21841 | 300452904 | CLOSED | 11 kV | RYB | PE 21.84 GLOMAC |  |  | CBJ21844 |  | INDKOM | ZZT I/D |  | TX2-1000KVA |  |  |  | Pass | null
378383405 | TNB | DISTRIBUTION | WP PUTRAJAYA & CYBERJAYA | Existing | VCBJ/PCE/J23141/MB23141 | 300485608 | CLOSED | 11 kV | RYB | PE 23.14 GLOMAC 2B |  |  | CBJ23143 |  |  | INS 24 | 30/11/2014 | TX-1000KVA |  |  |  | Pass | null
378383514 | TNB | DISTRIBUTION | WP PUTRAJAYA & CYBERJAYA | Existing | VCBJ/PCE/J23131/MB23131 | 300485222 | CLOSED | 11 kV | RYB | PE 23.13 GLOMAC 2A |  |  | CBJ23133 |  |  | INS 24 | 29/11/2014 | TX-1000KVA |  |  |  | Pass | null
378383818 | TNB | DISTRIBUTION | WP PUTRAJAYA & CYBERJAYA | Existing | VCBJ/PCE/J23281/MB1 | 310338782 | CLOSED | 11 kV | RYB | PE 23.28 SITE OFFICE PERSONA METRO |  |  | CBJ23283 |  | TAMCO |  |  | TX-1000KVA |  |  |  | Pass | null
378384019 | TNB | DISTRIBUTION | WP PUTRAJAYA & CYBERJAYA | Existing | VCBJ/PCE/J21601/MB21601 | 300280631 | CLOSED | 11 kV | RYB | PE 21.60 PADAT PPN CJ7 |  |  | CBJ21602 |  | INDKOM | ZZT | 28/10/2008 | TX-1000KVA |  |  |  | Pass | null
378384127 | TNB | DISTRIBUTION | WP PUTRAJAYA & CYBERJAYA | Existing | VCBJ/PCE/J22101/MB22101 | 300280576 | CLOSED | 11 kV | RYB | PE 22.10 D' MELOR F1 |  |  | CBJ22103 |  | INDKOM | ZZT | 24/03/2001 | TX1-1000KVA |  |  |  | Pass | null
378384150 | TNB | DISTRIBUTION | WP PUTRAJAYA & CYBERJAYA | Existing | VCBJ/PCE/J22102/MB22104 | 300280578 | CLOSED | 11 kV | RYB | PE 22.10 D' MELOR F2 |  |  | CBJ22106 |  | INDKOM | ZZT | 24/03/2001 | TX2-1000KVA |  |  |  | Pass | null
378384343 | TNB | DISTRIBUTION | WP PUTRAJAYA & CYBERJAYA | Existing | VCBJ/PCE/J21141/MB21141 | 300281033 | CLOSED | 11 kV | RYB | PE 21.14 PUSAT REKREASI SMART HOME F1 |  |  | CBJ21143 |  | INDKOM | ZZT | 20030506 | TX1-1000KVA |  |  |  | Pass | null
378384366 | TNB | DISTRIBUTION | WP PUTRAJAYA & CYBERJAYA | Existing | VCBJ/PCE/J21142/MB21144 | 300281032 | CLOSED | 11 kV | RYB | PE 21.14 PUSAT REKREASI SMART HOME F2 |  |  | CBJ21146 |  | INDKOM | ZZT | 20030506 | TX2-1000KVA |  |  |  | Pass | null
378384718 | TNB | DISTRIBUTION | WP PUTRAJAYA & CYBERJAYA | Existing | VCBJ/PCE/J21161/MB21161 | 300281028 | CLOSED | 11 kV | RYB | PE 21.16 SMART HOMES F1 |  |  | CBJ21163 |  | INDKOM | ZZT | 27/09/2004 | TX1-1000KVA |  |  |  | Pass | null
378384741 | TNB | DISTRIBUTION | WP PUTRAJAYA & CYBERJAYA | Existing | VCBJ/PCE/J21162/MB21164 | 300281027 | CLOSED | 11 kV | RYB | PE 21.16 SMART HOMES F2 |  |  | CBJ21166 |  | INDKOM | ZZT | 27/09/2004 | TX2-1000KVA |  |  |  | Pass | null
378385410 | TNB | DISTRIBUTION | WP PUTRAJAYA & CYBERJAYA | Existing | VCBJ/PCE/J21181/MB21181 | 300281024 | CLOSED | 11 kV | RYB | PE 21.18 CONDO A1 CYBERIA F1 |  |  | CBJ21183 |  | INDKOM | ZZT | 25/11/2001 | TX1-1000KVA |  |  |  | Pass | null
378385433 | TNB | DISTRIBUTION | WP PUTRAJAYA & CYBERJAYA | Existing | VCBJ/PCE/J21182/MB21184 | 300281023 | CLOSED | 11 kV | RYB | PE 21.18 CONDO A1 CYBERIA F2 |  |  | CBJ21186 |  | INDKOM | ZZT | 25/11/2001 | TX2-1000KVA |  |  |  | Pass | null
378385600 | TNB | DISTRIBUTION | WP PUTRAJAYA & CYBERJAYA | Existing | VCBJ/PCE/J21172/MB21174 | 300281025 | CLOSED | 11 kV | RYB | PE 21.17 CONDO A3 CYBERIA F2 |  |  | CBJ21176 |  | INDKOM | ZZT | 25/11/2001 | TX2-1000KVA |  |  |  | Pass | null
378385686 | TNB | DISTRIBUTION | WP PUTRAJAYA & CYBERJAYA | Existing | VCBJ/PCE/J21171/MB21171 | 300281026 | CLOSED | 11 kV | RYB | PE 21.17 CONDO A3 CYBERIA F1 |  |  | CBJ21173 |  | INDKOM | ZZT | 25/11/2001 | TX1-1000KVA |  |  |  | Pass | null
378385781 | TNB | DISTRIBUTION | WP PUTRAJAYA & CYBERJAYA | Existing | VCBJ/PCE/J21492/MB21494 | 300280971 | CLOSED | 11 kV | RYB | PE 21.49 CONDO B2 F2 |  |  | CBJ21496 |  | INDKOM | ZZT | 20040801 | TX2-1000KVA |  |  |  | Pass | null
378385873 | TNB | DISTRIBUTION | WP PUTRAJAYA & CYBERJAYA | Existing | VCBJ/PCE/J21491/MB21491 | 300280976 | CLOSED | 11 kV | RYB | PE 21.49 CONDO B2 F1 |  |  | CBJ21493 |  | INDKOM | ZZT | 20040801 | TX1-1000KVA |  |  |  | Pass | null
378385969 | TNB | DISTRIBUTION | WP PUTRAJAYA & CYBERJAYA | Existing | VCBJ/PCE/J21512/MB21514 | 300280967 | CLOSED | 11 kV | RYB | PE 21.51 CONDO C1 F2 |  |  | CBJ21516 |  | INDKOM | ZZT | 20040510 | TX2-1000KVA |  |  |  | Pass | null
378386060 | TNB | DISTRIBUTION | WP PUTRAJAYA & CYBERJAYA | Existing | VCBJ/PCE/J21511/MB21511 | 300280970 | CLOSED | 11 kV | RYB | PE 21.51 CONDO C1 F1 |  |  | CBJ21513 |  | INDKOM | ZZT | 20040510 | TX1-1000KVA |  |  |  | Pass | null
378386164 | TNB | DISTRIBUTION | WP PUTRAJAYA & CYBERJAYA | Existing | VCBJ/PCE/J21522/MB21524 | 300280962 | CLOSED | 11 kV | RYB | PE 21.52 CONDO C3 F2 |  |  | CBJ21526 |  | INDKOM | ZZT | 20040510 | TX2-1000KVA |  |  |  | Pass | null
378386260 | TNB | DISTRIBUTION | WP PUTRAJAYA & CYBERJAYA | Existing | VCBJ/PCE/J21521/MB21521 | 300280965 | CLOSED | 11 kV | RYB | PE 21.52 CONDO C3 F1 |  |  | CBJ21523 |  | INDKOM | ZZT | 20040510 | TX1-1000KVA |  |  |  | Pass | null
378386385 | TNB | DISTRIBUTION | WP PUTRAJAYA & CYBERJAYA | Existing | VCBJ/PCE/J25051/MB25051 | 310371337 | CLOSED | 11 kV | RYB | PE 25.05 HOSTEL BLOK 1D |  |  | CBJ25053 |  | INDKOM | INS24 |  | TX1-1000KVA |  |  |  | Pass | null
378386386 | TNB | DISTRIBUTION | WP PUTRAJAYA & CYBERJAYA | Existing | VCBJ/PCE/J25051/MB25051 | 310371337 | CLOSED | 11 kV | RYB | PE 25.05 HOSTEL BLOK 1D |  |  | CBJ25054 |  | INDKOM | INS24 |  | TX2-1000KVA |  |  |  | Pass | null
378386556 | TNB | DISTRIBUTION | WP PUTRAJAYA & CYBERJAYA | Existing | VCBJ/PCE/J25041/MB25041 | 310339238 | CLOSED | 11 kV | RYB | PE 25.04 HOSTEL BLOK 1C |  |  | CBJ25043 |  | INDKOM |  |  | TX1-1000KVA |  |  |  | Pass | null
378386557 | TNB | DISTRIBUTION | WP PUTRAJAYA & CYBERJAYA | Existing | VCBJ/PCE/J25041/MB25041 | 310339238 | CLOSED | 11 kV | RYB | PE 25.04 HOSTEL BLOK 1C |  |  | CBJ25044 |  | INDKOM |  |  | TX2-1000KVA |  |  |  | Pass | null
378386767 | TNB | DISTRIBUTION | WP PUTRAJAYA & CYBERJAYA | Existing | VCBJ/PCE/J25031/MB25031 | 300453483 | CLOSED | 11 kV | RYB | PE 25.03 HOSTEL BLOK 1B |  |  | CBJ25033 |  | INDKOM | INS24 |  | TX1-1000KVA |  |  |  | Pass | null
378386861 | TNB | DISTRIBUTION | WP PUTRAJAYA & CYBERJAYA | Existing | VCBJ/PCE/J25021/MB25021 | 300454737 | CLOSED | 11 kV | RYB | PE 25.02 HOSTEL BLOK 1A |  |  | CBJ25023 |  | INDKOM | INS24 |  | TX1-1000KVA |  |  |  | Pass | null
378386959 | TNB | DISTRIBUTION | WP PUTRAJAYA & CYBERJAYA | Existing | VCBJ/PCE/J23031/MB23031 | 300454682 | CLOSED | 11 kV | RYB | PE 23.03 MUTIARA VILLE 1 |  |  | CBJ23033 |  | INDKOM | ZZT |  | TX-1000KVA |  |  |  | Pass | null
378387053 | TNB | DISTRIBUTION | WP PUTRAJAYA & CYBERJAYA | Existing | VCBJ/PCE/J23041/MB23041 | 300454734 | CLOSED | 11 kV | RYB | PE 23.04 MUTIARA VILLE 2 |  |  | CBJ23043 |  | INDKOM | ZZT |  | TX-1000KVA |  |  |  | Pass | null
378387224 | TNB | DISTRIBUTION | WP PUTRAJAYA & CYBERJAYA | Existing | VCBJ/PCE/J23011/MB23011 | 300280382 | CLOSED | 11 kV | RYB | PE 23.01 PS 2-9 F1 |  |  | CBJ23012 |  | TAMCO | ID-0233 | 20061212 | TX1-1000KVA |  |  |  | Pass | null
378387247 | TNB | DISTRIBUTION | WP PUTRAJAYA & CYBERJAYA | Existing | VCBJ/PCE/J23012/MB23014 | 300280383 | CLOSED | 11 kV | RYB | PE 23.01 PS 2-9 F2 |  |  | CBJ23015 |  | TAMCO | ID-0235 | 20061212 | TX2-1000KVA |  |  |  | Pass | null
378400221 | TNB | DISTRIBUTION | WP PUTRAJAYA & CYBERJAYA | Existing | VPTJ/PCE/J11211/MB11211 | 300281039 | CLOSED | 11 kV | RYB | PE 11.21 PUSAT KEJIRANAN (F1) |  |  | PTJ11215 |  | TAMCO | GR1 | 30/05/2006 |  |  |  |  | Pass | null
378400302 | TNB | DISTRIBUTION | WP PUTRAJAYA & CYBERJAYA | Existing | VPTJ/PCE/J11212/MB11214 | 300281041 | CLOSED | 11 kV | RYB | PE 11.21 PUSAT KEJIRANAN (F2) |  |  | PTJ11212 |  | TAMCO | GR1 | 30/05/2006 |  |  |  |  | Pass | null
378400386 | TNB | DISTRIBUTION | WP PUTRAJAYA & CYBERJAYA | Existing | VPTJ/PCE/J11381/MB11381 | 300281070 | CLOSED | 11 kV | RYB | PE 11.38 PS 13 |  |  | PTJ11382 |  | MERLIN GERIN | RM 6 | 26/08/2004 |  |  |  |  | Pass | null
378400479 | TNB | DISTRIBUTION | WP PUTRAJAYA & CYBERJAYA | Existing | VPTJ/PCE/J11391/MB11391 | 300281071 | CLOSED | 11 kV | RYB | PE 11.39 BLOK A |  |  | PTJ11393 |  | INDKOM | ZZT | 17/08/2004 |  |  |  |  | Pass | null
378404468 | TNB | DISTRIBUTION | WP PUTRAJAYA & CYBERJAYA | Existing | VPTJ/PCE/J01371/MB01371 | 300280451 | CLOSED | 11 kV | RYB | PE 1.37 E16 ANJUNG (F1) |  |  | PTJ01373 |  | INDKOM | ZZT | 20/01/2001 |  |  |  |  | Pass | null
378404562 | TNB | DISTRIBUTION | WP PUTRAJAYA & CYBERJAYA | Existing | VPTJ/PCE/J01372/MB01374 | 300280454 | CLOSED | 11 kV | RYB | PE 1.37 E16 ANJUNG (F2) |  |  | PTJ01376 |  | INDKOM | ZZT | 20/01/2001 |  |  |  |  | Pass | null
378405030 | TNB | DISTRIBUTION | WP PUTRAJAYA & CYBERJAYA | Existing | VPTJ/PCE/J01561/MB01561 | 300280571 | CLOSED | 11 kV | RYB | PE 1.56 SEK.MEN. A/SHAH (F1) |  |  | PTJ01563 |  | INDKOM | ZZT | 20030801 |  |  |  |  | Pass | null
378405124 | TNB | DISTRIBUTION | WP PUTRAJAYA & CYBERJAYA | Existing | VPTJ/PCE/J01562/MB01564 | 300280574 | CLOSED | 11 kV | RYB | PE 1.56 SEK.MEN. A/SHAH (F2) |  |  | PTJ01566 |  | INDKOM | ZZT | 20030801 |  |  |  |  | Pass | null
378405220 | TNB | DISTRIBUTION | WP PUTRAJAYA & CYBERJAYA | Existing | VPTJ/PCE/J01571/MB01571 | 300280577 | CLOSED | 11 kV | RYB | PE 1.57 SEK.MEN. A/SHAH (F1) |  |  | PTJ01573 |  | INDKOM | ZZT | 20030801 |  |  |  |  | Pass | null
378405316 | TNB | DISTRIBUTION | WP PUTRAJAYA & CYBERJAYA | Existing | VPTJ/PCE/J01572/MB01574 | 300280579 | CLOSED | 11 kV | RYB | PE 1.57 SEK.MEN. A/SHAH (F2) |  |  | PTJ01576 |  | INDKOM | ZZT | 20030801 |  |  |  |  | Pass | null
378405566 | TNB | DISTRIBUTION | WP PUTRAJAYA & CYBERJAYA | Existing | VPTJ/PCE/J01531/MB01531 | 300280554 | CLOSED | 11 kV | RYB | PE 1.53 NORTH DEPT (F1) |  |  | PTJ01534 |  | INDKOM | GA | 20041001 |  |  |  |  | Pass | null
378405671 | TNB | DISTRIBUTION | WP PUTRAJAYA & CYBERJAYA | Existing | VPTJ/PCE/J01541/MB01541 | 300280559 | CLOSED | 11 kV | RYB | PE 1.54 SOUTH DEPT (F1) |  |  | PTJ01544 |  | INDKOM | ZZZT | 20041001 |  |  |  |  | Pass | null
378405934 | TNB | DISTRIBUTION | WP PUTRAJAYA & CYBERJAYA | Existing | VPTJ/PCE/J01381/MB01381 | 300280461 | CLOSED | 11 kV | RYB | PE 1.38 TAMAN PUTRA PERDANA (F1) |  |  | PTJ01384 |  | INDKOM | ZZT | 24/08/2000 |  |  |  |  | Pass | null
378406037 | TNB | DISTRIBUTION | WP PUTRAJAYA & CYBERJAYA | Existing | VPTJ/PCE/J01382/MB01385 | 300280462 | CLOSED | 11 kV | RYB | PE 1.38 TAMAN PUTRA PERDANA (F2) |  |  | PTJ01387 |  | INDKOM | ZZT | 24/08/2000 |  |  |  |  | Pass | null
378406348 | TNB | DISTRIBUTION | WP PUTRAJAYA & CYBERJAYA | Existing | VPTJ/PCE/J15221/MB15221 | 300281157 | CLOSED | 11 kV | RYB | PE 15.22 PADAT WR 6 |  |  | PTJ15222 |  | SCHNEIDER | RM6 | 27/08/2005 |  |  |  |  | Pass | null
378406546 | TNB | DISTRIBUTION | WP PUTRAJAYA & CYBERJAYA | Existing | VPTJ/PCE/J15452/MB15454 | 300281172 | CLOSED | 11 kV | RYB | PE 15.45 Blok C1 15-12B (F2) |  |  | PTJ15456 |  | INDKOM | ZZT | 20091010 |  |  |  |  | Pass | null
378406640 | TNB | DISTRIBUTION | WP PUTRAJAYA & CYBERJAYA | Existing | VPTJ/PCE/J15451/MB15451 | 300281171 | CLOSED | 11 kV | RYB | PE 15.45 Blok C1 15-12B (F1) |  |  | PTJ15453 |  | INDKOM | ZZT | 20091010 |  |  |  |  | Pass | null
378406734 | TNB | DISTRIBUTION | WP PUTRAJAYA & CYBERJAYA | Existing | VPTJ/PCE/J15461/MB15461 | 300281173 | CLOSED | 11 kV | RYB | PE 15.46 Blok C2 15-12B (F1) |  |  | PTJ15462 |  | EPE | VRN 2A | 20091010 |  |  |  |  | Pass | null
378406828 | TNB | DISTRIBUTION | WP PUTRAJAYA & CYBERJAYA | Existing | VPTJ/PCE/J15462/MB15464 | 300281174 | CLOSED | 11 kV | RYB | PE 15.46 Blok C2 15-12B (F2) |  |  | PTJ15465 |  | EPE | VRN 2A | 20091010 |  |  |  |  | Pass | null
378406924 | TNB | DISTRIBUTION | WP PUTRAJAYA & CYBERJAYA | Existing | VPTJ/PCE/J15441/MB15441 | 300281169 | CLOSED | 11 kV | RYB | PE 15.44 Blok A3 15-12B (F1) |  |  | PTJ15442 |  | EPE | VRN 2A | 20091010 |  |  |  |  | Pass | null
378407018 | TNB | DISTRIBUTION | WP PUTRAJAYA & CYBERJAYA | Existing | VPTJ/PCE/J15442/MB15444 | 300281170 | CLOSED | 11 kV | RYB | PE 15.44 Blok A3 15-12B (F2) |  |  | PTJ15445 |  | EPE | VRN 2A | 20091010 |  |  |  |  | Pass | null
378407114 | TNB | DISTRIBUTION | WP PUTRAJAYA & CYBERJAYA | Existing | VPTJ/PCE/J15431/MB15431 | 300281167 | CLOSED | 11 kV | RYB | PE 15.43 BLOK A2 15-12B (F1) |  |  | PTJ15432 |  | EPE | VRN 2A | 20091010 |  |  |  |  | Pass | null
378407208 | TNB | DISTRIBUTION | WP PUTRAJAYA & CYBERJAYA | Existing | VPTJ/PCE/J15432/MB15434 | 300281168 | CLOSED | 11 kV | RYB | PE 15.43 BLOK A2 15-12B (F2) |  |  | PTJ15435 |  | EPE | VRN 2A | 20091010 |  |  |  |  | Pass | null
378407356 | TNB | DISTRIBUTION | WP PUTRAJAYA & CYBERJAYA | Existing | VPTJ/PCE/J15421/MB15421 | 300281165 | CLOSED | 11 kV | RYB | PE 15.42 P/PURI 15-12 BLOK C (F1) |  |  | PTJ15422 |  | EPE | VRN 2A | 20090601 |  |  |  |  | Pass | null
378407452 | TNB | DISTRIBUTION | WP PUTRAJAYA & CYBERJAYA | Existing | VPTJ/PCE/J15422/MB15424 | 300281166 | CLOSED | 11 kV | RYB | PE 15.42 P/PURI 15-12 BLOK C (F2) |  |  | PTJ15425 |  | EPE | VRN 2A | 20090701 |  |  |  |  | Pass | null
378407548 | TNB | DISTRIBUTION | WP PUTRAJAYA & CYBERJAYA | Existing | VPTJ/PCE/J15411/MB15411 | 300281163 | CLOSED | 11 kV | RYB | PE 15.41 P/PURI 15-12 BLOK B (F1) |  |  | PTJ15412 |  | EPE | VRN 2A | 20090601 |  |  |  |  | Pass | null
378407644 | TNB | DISTRIBUTION | WP PUTRAJAYA & CYBERJAYA | Existing | VPTJ/PCE/J15412/MB15414 | 300281164 | CLOSED | 11 kV | RYB | PE 15.41 P/PURI 15-12 BLOK B (F2) |  |  | PTJ15415 |  | EPE | VRN 2A | 20090701 |  |  |  |  | Pass | null
378407740 | TNB | DISTRIBUTION | WP PUTRAJAYA & CYBERJAYA | Existing | VPTJ/PCE/J15401/MB15401 | 300281161 | CLOSED | 11 kV | RYB | PE 15.40 P/PURI 15-12 BLOK A (F1) |  |  | PTJ15402 |  | EPE | VRN 2A | 20090601 |  |  |  |  | Pass | null
378407834 | TNB | DISTRIBUTION | WP PUTRAJAYA & CYBERJAYA | Existing | VPTJ/PCE/J15402/MB15404 | 300281162 | CLOSED | 11 kV | RYB | PE 15.40 P/PURI 15-12 BLOK A (F2) |  |  | PTJ15405 |  | EPE | VRN 2A | 20090701 |  |  |  |  | Pass | null
378407930 | TNB | DISTRIBUTION | WP PUTRAJAYA & CYBERJAYA | Existing | VPTJ/PCE/J15471/MB15471 | 300454849 | CLOSED | 11 kV | RYB | PE 15.47 APARTMENT ALAM DESA (F1) |  |  | PTJ15473 |  | INDKOM | ZZT | [5 empty] | Pass | null
378408026 | TNB | DISTRIBUTION | WP PUTRAJAYA & CYBERJAYA | Existing | VPTJ/PCE/J15472/MB15474 | 300454861 | CLOSED | 11 kV | RYB | PE 15.47 APARTMENT ALAM DESA (F2) |  |  | PTJ15476 |  | INDKOM | ZZT | [5 empty] | Pass | null
378408122 | TNB | DISTRIBUTION | WP PUTRAJAYA & CYBERJAYA | Existing | VPTJ/PCE/J15351/MB15351 | 300282003 | CLOSED | 11 kV | RYB | PE 15.35 FASA 15-1A (F1) |  |  | PTJ15352 |  | EPE | VRN2A | 14/11/2009 |  |  |  |  | Pass | null
378408216 | TNB | DISTRIBUTION | WP PUTRAJAYA & CYBERJAYA | Existing | VPTJ/PCE/J15352/MB15354 | 300282004 | CLOSED | 11 kV | RYB | PE 15.35 FASA 15-1A (F2) |  |  | PTJ15355 |  | EPE | VRN2A | 15/11/2009 |  |  |  |  | Pass | null
378408312 | TNB | DISTRIBUTION | WP PUTRAJAYA & CYBERJAYA | Existing | VPTJ/PCE/J15361/MB15361 | 300282005 | CLOSED | 11 kV | RYB | PE 15.36 FASA 15-1B (F1) |  |  | PTJ15363 |  | INDKOM | ZZT | 14/11/2009 |  |  |  |  | Pass | null
378408406 | TNB | DISTRIBUTION | WP PUTRAJAYA & CYBERJAYA | Existing | VPTJ/PCE/J15362/MB15364 | 300282006 | CLOSED | 11 kV | RYB | PE 15.36 FASA 15-1B(F2) |  |  | PTJ15366 |  | INDKOM | ZZT | 15/11/2009 |  |  |  |  | Pass | null
378408502 | TNB | DISTRIBUTION | WP PUTRAJAYA & CYBERJAYA | Existing | VPTJ/PCE/J15381/MB15381 | 300282009 | CLOSED | 11 kV | RYB | PE 15.38 FASA 15-3B (F1) |  |  | PTJ15383 |  | INDKOM | ZZT | 14/11/2009 |  |  |  |  | Pass | null
378408596 | TNB | DISTRIBUTION | WP PUTRAJAYA & CYBERJAYA | Existing | VPTJ/PCE/J15382/MB15384 | 300282010 | CLOSED | 11 kV | RYB | PE 15.38 FASA 15-3B (F2) |  |  | PTJ15386 |  | INDKOM | ZZT | 15/11/2009 |  |  |  |  | Pass | null
378408692 | TNB | DISTRIBUTION | WP PUTRAJAYA & CYBERJAYA | Existing | VPTJ/PCE/J15391/MB15391 | 300282011 | CLOSED | 11 kV | RYB | PE 15.39 FASA 15-3A (F1) |  |  | PTJ15393 |  | INDKOM | ZZT | 14/11/2009 |  |  |  |  | Pass | null
378421957 | TNB | DISTRIBUTION | WP PUTRAJAYA & CYBERJAYA | Existing | VPTJ/PCE/J17052/MB17054 | 300281207 | CLOSED | 11 kV | RYB | PE 17.05 RK 1-2 (F2) |  |  | PTJ17056 |  | TAMCO | GR1 | 13/03/2007 |  |  |  |  | Pass | null
378421958 | TNB | DISTRIBUTION | WP PUTRAJAYA & CYBERJAYA | Existing | VPTJ/PCE/J17052/MB17054 | 300281207 | CLOSED | 11 kV | RYB | PE 17.05 RK 1-2 (F2) |  |  | PTJ17057 |  | TAMCO | GR1 | 13/03/2007 |  |  |  |  | Pass | null
378422119 | TNB | DISTRIBUTION | WP PUTRAJAYA & CYBERJAYA | Existing | VPTJ/PCE/J17081/MB17081 | 300288173 | CLOSED | 11 kV | RYB | PE 17.08 BLOK E 17RK2 (F1) |  |  | PTJ17083 |  | INDKOM | ZZT | 27/12/2010 |  |  |  |  | Pass | null
378422403 | TNB | DISTRIBUTION | WP PUTRAJAYA & CYBERJAYA | Existing | VPTJ/PCE/J17072/MB17074 | 300288171 | CLOSED | 11 kV | RYB | PE 17.07 BLOK C 17RK2 (F2) |  |  | PTJ17076 |  | INDKOM | INS24 (ZZTID) | 28/12/2010 |  |  |  |  | Pass | null
378422497 | TNB | DISTRIBUTION | WP PUTRAJAYA & CYBERJAYA | Existing | VPTJ/PCE/J17071/MB17071 | 300288169 | CLOSED | 11 kV | RYB | PE 17.07 BLOK C 17RK2 (F1) |  |  | PTJ17073 |  | INDKOM | INS24 (ZZTID) | 27/12/2010 |  |  |  |  | Pass | null
378422593 | TNB | DISTRIBUTION | WP PUTRAJAYA & CYBERJAYA | Existing | VPTJ/PCE/J17091/MB17091 | 310288765 | CLOSED | 11 kV | RYB | PE 17.09 SEK REN PRESINT 17 F1 |  |  | PTJ17092 |  |  | VRN6a | [5 empty] | Pass | null
378422687 | TNB | DISTRIBUTION | WP PUTRAJAYA & CYBERJAYA | Existing | VPTJ/PCE/J17092/MB17094 | 310288779 | CLOSED | 11 kV | RYB | PE 17.09 SEK REN PRESINT 17 (F2) |  |  | PTJ17095 |  |  | VRN6a | [5 empty] | Pass | null
378422783 | TNB | DISTRIBUTION | WP PUTRAJAYA & CYBERJAYA | Existing | VPTJ/PCE/J01311/MB01311 | 300280439 | CLOSED | 11 kV | RYB | PE 1.31 PADAT PERSIARAN PERDANA |  |  | PTJ01313 |  | INDKOM | ZZT | 15/04/1999 |  |  |  |  | Pass | null
378422954 | TNB | DISTRIBUTION | WP PUTRAJAYA & CYBERJAYA | Existing | VPTJ/PCE/J01271/MB01271 | 300280438 | CLOSED | 11 kV | RYB | PE 1.27 PADAT PERSIARAN PERSEKUTUAN |  |  | PTJ01273 |  | INDKOM | ZZT | 25/05/1999 |  |  |  |  | Pass | null
378423184 | TNB | DISTRIBUTION | WP PUTRAJAYA & CYBERJAYA | Existing | VPTJ/PCE/J01591/MB01591 | 300280588 | CLOSED | 11 kV | RYB | PE 1.59 WETLAND MANAGEMENT |  |  | PTJ01593 |  | SCHNEIDER | NA | 29/07/2003 |  |  |  |  | Pass | null
378423350 | TNB | DISTRIBUTION | WP PUTRAJAYA & CYBERJAYA | Existing | VPTJ/PCE/J13041/MB13041 | 300281103 | CLOSED | 11 kV | RYB | PE 13.04 UGS PERSEKUTUAN |  |  | PTJ13043 |  | INDKOM | ZZT | 15/04/1999 |  |  |  |  | Pass | null
378423562 | TNB | DISTRIBUTION | WP PUTRAJAYA & CYBERJAYA | Existing | VPTJ/PCE/J01331/MB01331 | 300280445 | CLOSED | 11 kV | RYB | PE 1.33 INSIDE PPU 1 S/L OVAL |  |  | PTJ01333 |  | MERLIN GERIN | ZZT | 17/06/1999 |  |  |  |  | Pass | null
378423668 | TNB | DISTRIBUTION | WP PUTRAJAYA & CYBERJAYA | Existing | VPTJ/PCE/J01291/MB01291 | 300280444 | CLOSED | 11 kV | RYB | PE 1.29 PERDANA WALK |  |  | PTJ01294 |  | MERLIN GERIN | RM6 | 30/06/1999 |  |  |  |  | Pass | null
378423778 | TNB | DISTRIBUTION | WP PUTRAJAYA & CYBERJAYA | Existing | VPTJ/PCE/J01351/MB01351 | 300280442 | CLOSED | 11 kV | RYB | PE 1.35 MOSQUE (F1) |  |  | PTJ01353 |  | INDKOM | ZZT | 19991205 |  |  |  |  | Pass | null
378423872 | TNB | DISTRIBUTION | WP PUTRAJAYA & CYBERJAYA | Existing | VPTJ/PCE/J01352/MB01354 | 300280447 | CLOSED | 11 kV | RYB | PE 1.35 MOSQUE (F2) |  |  | PTJ01356 |  | INDKOM | ZZT | 19991205 |  |  |  |  | Pass | null
378424011 | TNB | DISTRIBUTION | WP PUTRAJAYA & CYBERJAYA | Existing | VPTJ/PCE/J17082/MB17084 | 300288175 | CLOSED | 11 kV | RYB | PE 17.08 BLOK E 17RK2 (F2) |  |  | PTJ17086 |  | INDKOM | ZZT | 28/12/2010 |  |  |  |  | Pass | null
378424069 | TNB | DISTRIBUTION | WP PUTRAJAYA & CYBERJAYA | Existing | VPTJ/PCE/J17061/MB17061 | 300288162 | CLOSED | 11 kV | RYB | PE 17.06 BLOK A 17RK2 (F1) |  |  | PTJ17063 |  | INDKOM | INS24 (ZZTID) | 27/12/2010 |  |  |  |  | Pass | null
378424163 | TNB | DISTRIBUTION | WP PUTRAJAYA & CYBERJAYA | Existing | VPTJ/PCE/J17062/MB17064 | 300288166 | CLOSED | 11 kV | RYB | PE 17.06 BLOK A 17RK2 (F2) |  |  | PTJ17066 |  | INDKOM | INS24 (ZZTID) | 28/12/2010 |  |  |  |  | Pass | null
378424272 | TNB | DISTRIBUTION | WP PUTRAJAYA & CYBERJAYA | Existing | VPTJ/PCE/J02032/MB02034 | 300280613 | CLOSED | 11 kV | RYB | PE 2.03 RUMAH PAM (F2) |  |  | PTJ02036 |  | INDKOM | ZZT | 20010502 |  |  |  |  | Pass | null
378424368 | TNB | DISTRIBUTION | WP PUTRAJAYA & CYBERJAYA | Existing | VPTJ/PCE/J02031/MB02031 | 300280611 | CLOSED | 11 kV | RYB | PE 2.03 RUMAH PAM (F1) |  |  | PTJ02033 |  | INDKOM | ZZT | 20010502 |  |  |  |  | Pass | null
378424528 | TNB | DISTRIBUTION | WP PUTRAJAYA & CYBERJAYA | Existing | VPTJ/PCE/J02172/MB02174 | 300280672 | CLOSED | 11 kV | RYB | PE 2.17 TMN WAWASAN (P.H) (F2) |  |  | PTJ02176 |  | INDKOM | ZZT | 20041003 |  |  |  |  | Pass | null
378424624 | TNB | DISTRIBUTION | WP PUTRAJAYA & CYBERJAYA | Existing | VPTJ/PCE/J02171/MB02171 | 300280671 | CLOSED | 11 kV | RYB | PE 2.17 TMN WAWASAN (P.H) (F1) |  |  | PTJ02173 |  | INDKOM | ZZT | 20041003 |  |  |  |  | Pass | null
378425027 | TNB | DISTRIBUTION | WP PUTRAJAYA & CYBERJAYA | Existing | VPTJ/PCE/J01621/MB01621 | 300452954 | CLOSED | 11 kV | RYB | PE 1.62 INSIDE PPU PJ1 |  |  | PTJ01622 |  | TAMCO | NA | [5 empty] | Pass | null
378425154 | TNB | DISTRIBUTION | WP PUTRAJAYA & CYBERJAYA | Existing | VPTJ/PCE/J01651/MB1651 | 300494280 | CLOSED | 11 kV | RYB | PE 1.65 DATARAN PAHLAWAN F1 |  |  | PTJ01652 |  |  | N/A | [5 empty] | Pass | null
378425248 | TNB | DISTRIBUTION | WP PUTRAJAYA & CYBERJAYA | Existing | VPTJ/PCE/J01652/MB01654 | 300494281 | CLOSED | 11 kV | RYB | PE 1.65 DATARAN PAHLAWAN F2 |  |  | PTJ01655 |  |  | VRN6a | [5 empty] | Pass | null
378443167 | TNB | DISTRIBUTION | WP PUTRAJAYA & CYBERJAYA | Existing | VPTJ/PCE/J15392/MB15394 | 300282012 | CLOSED | 11 kV | RYB | PE 15.39 FASA 15-3A (F2) |  |  | PTJ15396 |  | INDKOM | ZZT | 15/11/2009 |  |  |  |  | Pass | null
378443263 | TNB | DISTRIBUTION | WP PUTRAJAYA & CYBERJAYA | Existing | VPTJ/PCE/J15371/MB15371 | 300282007 | CLOSED | 11 kV | RYB | PE 15.37 FASA 15-2 (F1) |  |  | PTJ15373 |  | INDKOM | ZZT | 14/11/2009 |  |  |  |  | Pass | null
378443359 | TNB | DISTRIBUTION | WP PUTRAJAYA & CYBERJAYA | Existing | VPTJ/PCE/J15372/MB15374 | 300282008 | CLOSED | 11 kV | RYB | PE 15.37 FASA 15-2 (F2) |  |  | PTJ15376 |  | INDKOM | ZZT | 15/11/2009 |  |  |  |  | Pass | null
378464177 | TNB | DISTRIBUTION | WP PUTRAJAYA & CYBERJAYA | Existing | VPTJ/PCE/J15562/MB15564 | 300509253 | CLOSED | 11 kV | RYB | PE 15.56 DWIPUTRA NO 3 (F2) |  |  | PTJ15565 |  | INDKOM | VRN2a | [5 empty] | Pass | null
378464271 | TNB | DISTRIBUTION | WP PUTRAJAYA & CYBERJAYA | Existing | VPTJ/PCE/J00341/MB1 | 300509244 | CLOSED | 11 kV | RYB | PE 15.56 DWIPUTRA NO 3 (F1) |  |  | PTJ15562 |  | INDKOM | INS24 | [5 empty] | Pass | null
378464367 | TNB | DISTRIBUTION | WP PUTRAJAYA & CYBERJAYA | Existing | VPTJ/PCE/J00340/MB1 | 300510549 | CLOSED | 11 kV | RYB | PE 15.55 DWIPUTRA NO 2 (F1) |  |  | PTJ15552 | [8 empty] | Pass | null
378464461 | TNB | DISTRIBUTION | WP PUTRAJAYA & CYBERJAYA | Existing | VPTJ/PCE/J15552/MB15554 | 310372419 | CLOSED | 11 kV | RYB | PE 15.55 DWIPUTRA NO 2 (F2) |  |  | PTJ15555 |  |  | VRN2a | [5 empty] | Pass | null
378464555 | TNB | DISTRIBUTION | WP PUTRAJAYA & CYBERJAYA | Existing | VPTJ/PCE/J00339/MB1 | 300510413 | CLOSED | 11 kV | RYB | PE 15.54 DWIPUTRA NO 1 (F1) |  |  | PTJ15542 |  |  | VRN2a | [5 empty] | Pass | null
378494665 | TNB | DISTRIBUTION | WP PUTRAJAYA & CYBERJAYA | Existing | VPTJ/PCE/J08012/MB08014 | 300280778 | CLOSED | 11 kV | RYB | PE 8.01 PS 10 (EFI) (F2) |  |  | PTJ08016 |  | INDKOM | ZZT | 23/07/1999 |  |  |  |  | Pass | null
378494769 | TNB | DISTRIBUTION | WP PUTRAJAYA & CYBERJAYA | Existing | VPTJ/PCE/J08021/MB08021 | 300280779 | CLOSED | 11 kV | RYB | PE 8.02 P8A SEMI D (F1) |  |  | PTJ08023 |  | INDKOM | ZZT | 20000503 |  |  |  |  | Pass | null
378494859 | TNB | DISTRIBUTION | WP PUTRAJAYA & CYBERJAYA | Existing | VPTJ/PCE/J08022/MB08024 | 300280780 | CLOSED | 11 kV | RYB | PE 8.02 P8A SEMI D (F2) |  |  | PTJ08026 |  | INDKOM | ZZT | 20000503 |  |  |  |  | Pass | null
378494951 | TNB | DISTRIBUTION | WP PUTRAJAYA & CYBERJAYA | Existing | VPTJ/PCE/J08031/MB08031 | 300280781 | CLOSED | 11 kV | RYB | PE 8.03 SEK REN (EFI) (F1) |  |  | PTJ08033 |  | INDKOM | ZZT | 16/11/1999 |  |  |  |  | Pass | null
378495042 | TNB | DISTRIBUTION | WP PUTRAJAYA & CYBERJAYA | Existing | VPTJ/PCE/J08032/MB08034 | 300280782 | CLOSED | 11 kV | RYB | PE 8.03 SEK REN (EFI) (F2) |  |  | PTJ08036 |  | INDKOM | ZZT | 16/11/1999 |  |  |  |  | Pass | null
378495135 | TNB | DISTRIBUTION | WP PUTRAJAYA & CYBERJAYA | Existing | VPTJ/PCE/J08041/MB08041 | 300280783 | CLOSED | 11 kV | RYB | PE 8.04 SEK MEN (F1) |  |  | PTJ08043 |  | INDKOM | ZZT | 16/11/1999 |  |  |  |  | Pass | null
378495226 | TNB | DISTRIBUTION | WP PUTRAJAYA & CYBERJAYA | Existing | VPTJ/PCE/J08042/MB08044 | 300280784 | CLOSED | 11 kV | RYB | PE 8.04 SEK MEN (F2) |  |  | PTJ08046 |  | INDKOM | ZZT | 16/11/1999 |  |  |  |  | Pass | null
378495553 | TNB | DISTRIBUTION | WP PUTRAJAYA & CYBERJAYA | Existing | VPTJ/PCE/J08171/MB08171 | 300280801 | CLOSED | 11 kV | RYB | PE 8.17 P.KEJIRANAN (EFI) |  |  | PTJ08173 |  | INDKOM | ZZT | 20000308 |  |  |  |  | Pass | null
378495647 | TNB | DISTRIBUTION | WP PUTRAJAYA & CYBERJAYA | Existing | VPTJ/PCE/J08061/MB08061 | 300280785 | CLOSED | 11 kV | RYB | PE 8.06 DEWAN SERBAGUNA (EFI) (F1) |  |  | PTJ08063 |  | INDKOM | ZZT | 18/09/2000 |  |  |  |  | Pass | null
378495738 | TNB | DISTRIBUTION | WP PUTRAJAYA & CYBERJAYA | Existing | VPTJ/PCE/J08062/MB08064 | 300280786 | CLOSED | 11 kV | RYB | PE 8.06 DEWAN SERBAGUNA (EFI) (F2) |  |  | PTJ08066 |  | INDKOM | ZZT | 18/09/2000 |  |  |  |  | Pass | null
378495831 | TNB | DISTRIBUTION | WP PUTRAJAYA & CYBERJAYA | Existing | VPTJ/PCE/J08361/MB08361 | 310303858 | CLOSED | 11 kV | RYB | PE 8.36 TEMP 8-4F |  |  | PTJ08362 |  | SCHNEIDER | RM 6 | [5 empty] | Pass | null
378495933 | TNB | DISTRIBUTION | WP PUTRAJAYA & CYBERJAYA | Existing | VPTJ/PCE/J08112/MB08114 | 300280796 | CLOSED | 11 kV | RYB | PE 8.11 JLN P8E TERES (EFI) (F2) |  |  | PTJ08116 |  | INDKOM | ZZT | 27/03/2002 |  |  |  |  | Pass | null
378495956 | TNB | DISTRIBUTION | WP PUTRAJAYA & CYBERJAYA | Existing | VPTJ/PCE/J08111/MB08111 | 300280795 | CLOSED | 11 kV | RYB | PE 8.11 JLN P8E TERES (EFI) (F1) |  |  | PTJ08113 |  | INDKOM | ZZT | 27/03/2002 |  |  |  |  | Pass | null
378496117 | TNB | DISTRIBUTION | WP PUTRAJAYA & CYBERJAYA | Existing | VPTJ/PCE/J08251/MB08251 | 300280811 | CLOSED | 11 kV | RYB | PE 8.25 ISTANA DARUL EHSAN (F1) |  |  | PTJ08253 |  | INDKOM | ZZT | 28/05/2003 |  |  |  |  | Pass | null
378496208 | TNB | DISTRIBUTION | WP PUTRAJAYA & CYBERJAYA | Existing | VPTJ/PCE/J08252/MB08254 | 300280812 | CLOSED | 11 kV | RYB | PE 8.25 ISTANA DARUL EHSAN (F2) |  |  | PTJ08256 |  | INDKOM | ZZT | 28/05/2003 |  |  |  |  | Pass | null
378496301 | TNB | DISTRIBUTION | WP PUTRAJAYA & CYBERJAYA | Existing | VPTJ/PCE/J08321/MB08321 | 300452987 | CLOSED | 11 kV | RYB | PE 8.32 TERES 8-4H (F1) |  |  | PTJ08323 |  | INDKOM | ZZT - I/D | [5 empty] | Pass | null
378496395 | TNB | DISTRIBUTION | WP PUTRAJAYA & CYBERJAYA | Existing | VPTJ/PCE/J08331/MB08331 | 300453447 | CLOSED | 11 kV | RYB | PE 8.33 8NC2 PADAT NO.1 |  |  | PTJ08332 |  | SCHNEIDER | NE-2iQ | [5 empty] | Pass | null
378496489 | TNB | DISTRIBUTION | WP PUTRAJAYA & CYBERJAYA | Existing | VPTJ/PCE/J08341/MB08341 | 300453452 | CLOSED | 11 kV | RYB | PE 8.34 8NC2 PADAT NO.2 |  |  | PTJ08345 |  | SCHNEIDER | NE-2iQ | [5 empty] | Pass | null
378496605 | TNB | DISTRIBUTION | WP PUTRAJAYA & CYBERJAYA | Existing | VPTJ/PCE/J08322/MB08324 | 300452990 | CLOSED | 11 kV | RYB | PE 8.32 TERES 8-4H (F2) |  |  | PTJ08326 |  | INDKOM | ZZT - I/D | [5 empty] | Pass | null
378496724 | TNB | DISTRIBUTION | WP PUTRAJAYA & CYBERJAYA | Existing | VPTJ/PCE/J08091/MB08091 | 300280789 | CLOSED | 11 kV | RYB | PE 8.09 JLN P8E2TERES (F1) |  |  | PTJ08093 |  | INDKOM | ZZT | 21/06/2004 |  |  |  |  | Pass | null
378496813 | TNB | DISTRIBUTION | WP PUTRAJAYA & CYBERJAYA | Existing | VPTJ/PCE/J08092/MB08094 | 300280792 | CLOSED | 11 kV | RYB | PE 8.09 JLN P8E2TERES (F2) |  |  | PTJ08096 |  | INDKOM | ZZT | 21/06/2004 |  |  |  |  | Pass | null
378496907 | TNB | DISTRIBUTION | WP PUTRAJAYA & CYBERJAYA | Existing | VPTJ/PCE/J08101/MB08101 | 300280793 | CLOSED | 11 kV | RYB | PE 8.10 SEK REN FASA 2 |  |  | PTJ08103 |  | INDKOM | ZZT | 20041011 |  |  |  |  | Pass | null
378496999 | TNB | DISTRIBUTION | WP PUTRAJAYA & CYBERJAYA | Existing | VPTJ/PCE/J08071/MB08071 | 300280787 | CLOSED | 11 kV | RYB | PE 8.07 APT FASA 4B (B2) (F1) |  |  | PTJ08073 |  | INDKOM | ZZT | 19990912 |  |  |  |  | Pass | null
378497090 | TNB | DISTRIBUTION | WP PUTRAJAYA & CYBERJAYA | Existing | VPTJ/PCE/J08072/MB08074 | 300280788 | CLOSED | 11 kV | RYB | PE 8.07 APT FASA 4B (B2) (F2) |  |  | PTJ08076 |  | INDKOM | ZZT | 19990912 |  |  |  |  | Pass | null
378524844 | TNB | DISTRIBUTION | WP PUTRAJAYA & CYBERJAYA | Existing | VCBJ/PCE/J24011/MB24011 | 300453042 | CLOSED | 11 kV | RYB | PE 24.01 SYMPHONY HILLS 8 |  |  | CBJ24012 |  | TAMCO | GR1 |  | TX1-1000KVA |  |  |  | Pass | null
378524845 | TNB | DISTRIBUTION | WP PUTRAJAYA & CYBERJAYA | Existing | VCBJ/PCE/J24011/MB24011 | 300453042 | CLOSED | 11 kV | RYB | PE 24.01 SYMPHONY HILLS 8 |  |  | CBJ24013 |  | TAMCO | GR1 |  | TX2-1000KVA |  |  |  | Pass | null
378525002 | TNB | DISTRIBUTION | WP PUTRAJAYA & CYBERJAYA | Existing | VCBJ/PCE/J24121/MB24121 | 310338844 | CLOSED | 11 kV | RYB | PE 24.12 SEJATI HOMES 2 |  |  | CBJ24122 |  | SCHNEIDER |  |  | TX-1000KVA |  |  |  | Pass | null
378525213 | TNB | DISTRIBUTION | WP PUTRAJAYA & CYBERJAYA | Existing | VCBJ/PCE/J24131/MB24131 | 310338850 | CLOSED | 11 kV | RYB | PE 24.13 SYMPHONY HILLS 2 |  |  | CBJ24133 |  | INDKOM | INS24 |  | TX1-1000KVA |  |  |  | Pass | null
378525214 | TNB | DISTRIBUTION | WP PUTRAJAYA & CYBERJAYA | Existing | VCBJ/PCE/J24131/MB24131 | 310338850 | CLOSED | 11 kV | RYB | PE 24.13 SYMPHONY HILLS 2 |  |  | CBJ24134 |  | INDKOM | INS24 |  | TX2-1000KVA |  |  |  | Pass | null
378525381 | TNB | DISTRIBUTION | WP PUTRAJAYA & CYBERJAYA | Existing | VCBJ/PCE/J24051/MB24052 | 300454676 | CLOSED | 11 kV | RYB | PE 24.05 SYMPHONY HILLS 3 |  |  | CBJ24051 |  | SCHNEIDER | ID-0233 |  | TX1-1000KVA |  |  |  | Pass | null
378525475 | TNB | DISTRIBUTION | WP PUTRAJAYA & CYBERJAYA | Existing | VCBJ/PCE/J24161/MB24161 | 310317893 | CLOSED | 11 kV | RYB | PE 24.16 PADAT PERUMAHAN 1 |  |  | CBJ24163 |  | INDKOM | INS24 |  | TX-1000KVA |  |  |  | Pass | null
378525569 | TNB | DISTRIBUTION | WP PUTRAJAYA & CYBERJAYA | Existing | VCBJ/PCE/J00340/MB1 | 300507882 | CLOSED | 11 kV | RYB | SS 24.32 NADAYU 99 |  |  | CBJ24324 |  | INDKOM | INS24 |  | TX-1000KVA |  |  |  | Pass | null
378525672 | TNB | DISTRIBUTION | WP PUTRAJAYA & CYBERJAYA | Existing | VCBJ/PCE/J22121/MB22121 | 300280565 | CLOSED | 11 kV | RYB | PE 22.12 SEK MEN KEB CJ1 F1 |  |  | CBJ22123 |  | INDKOM | GA | 19/02/2004 | TX-1000KVA |  |  |  | Pass | null
378525695 | TNB | DISTRIBUTION | WP PUTRAJAYA & CYBERJAYA | Existing | VCBJ/PCE/J22122/MB22124 | 300280570 | CLOSED | 11 kV | RYB | PE 22.12 SEK MEN KEB CJ1 F2 |  |  | CBJ22126 |  | INDKOM | GA | 19/02/2004 | TX2-1000KVA |  |  |  | Pass | null
378525882 | TNB | DISTRIBUTION | WP PUTRAJAYA & CYBERJAYA | Existing | VCBJ/PCE/J24061/MB24062 | 300454672 | CLOSED | 11 kV | RYB | PE 24.06 SYMPHONY HILLS 1 |  |  | CBJ24061 |  | SCHNEIDER | NE-2iQ |  | TX-500KVA |  |  |  | Pass | null
378526103 | TNB | DISTRIBUTION | WP PUTRAJAYA & CYBERJAYA | Existing | VCBJ/PCE/J24211/MB24211 | 310314866 | CLOSED | 11 kV | RYB | PE 24.21 SITE OFFICE SYMPHONY HILLS |  |  | CBJ24211 |  | TOSHIBA |  |  | TX-1000KVA |  |  |  | Pass | null
378526210 | TNB | DISTRIBUTION | WP PUTRAJAYA & CYBERJAYA | Existing | VCBJ/PCE/J22451/MB22451 | 300280484 | CLOSED | 11 kV | RYB | PE 22.45 KONDOMINIUM F1 |  |  | CBJ22452 |  | TAMCO | GR1-21-1D-0017 | 27/01/2006 | TX1-750KVA |  |  |  | Pass | null
378526233 | TNB | DISTRIBUTION | WP PUTRAJAYA & CYBERJAYA | Existing | VCBJ/PCE/J22452/MB22454 | 300280486 | CLOSED | 11 kV | RYB | PE 22.45 KONDOMINIUM F2 |  |  | CBJ22455 |  | TAMCO | GR1-21-1D | 27/01/2006 | TX2-750KVA |  |  |  | Pass | null
378526444 | TNB | DISTRIBUTION | WP PUTRAJAYA & CYBERJAYA | Existing | VCBJ/PCE/J22461/MB22461 | 300280481 | CLOSED | 11 kV | RYB | PE 22.46 TOWN HOUSE F1 |  |  | CBJ22462 |  | TAMCO | GR1 | 27/01/2006 | TX1-750KVA |  |  |  | Pass | null
378526467 | TNB | DISTRIBUTION | WP PUTRAJAYA & CYBERJAYA | Existing | VCBJ/PCE/J22462/MB22464 | 300280483 | CLOSED | 11 kV | RYB | PE 22.46 TOWN HOUSE F2 |  |  | CBJ22465 |  | TAMCO | GR1 | 27/01/2006 | TX2-750KVA |  |  |  | Pass | null
378526876 | TNB | DISTRIBUTION | WP PUTRAJAYA & CYBERJAYA | Existing | VCBJ/PCE/J22441/MB22441 | 300280490 | CLOSED | 11 kV | RYB | PE 22.44 PANGSAPURI PT 12067 F1 |  |  | CBJ22442 |  | TAMCO | GR1 | 28/11/2006 | TX1-1000KVA |  |  |  | Pass | null
378526918 | TNB | DISTRIBUTION | WP PUTRAJAYA & CYBERJAYA | Existing | VCBJ/PCE/J21021/MB21021 | 300281079 | CLOSED | 11 kV | RYB | PE 21.02 INCUBATOR F1 |  |  | CBJ21023 |  | INDKOM | ZZT | 15/07/1999 | TX1-1000KVA |  |  |  | Pass | null
378526942 | TNB | DISTRIBUTION | WP PUTRAJAYA & CYBERJAYA | Existing | VCBJ/PCE/J21022/MB21024 | 300281078 | CLOSED | 11 kV | RYB | PE 21.02 INCUBATOR F2 |  |  | CBJ21026 |  | INDKOM | ZZT | 15/07/1999 | TX1-1000KVA |  |  |  | Pass | null
378527109 | TNB | DISTRIBUTION | WP PUTRAJAYA & CYBERJAYA | Existing | VCBJ/PCE/J22442/MB22444 | 300280492 | CLOSED | 11 kV | RYB | PE 22.44 PANGSAPURI PT 12057 F2 |  |  | CBJ22445 |  | TAMCO | GR1 | 28/11/2006 | TX2-1000KVA |  |  |  | Pass | null
378527412 | TNB | DISTRIBUTION | WP PUTRAJAYA & CYBERJAYA | Existing | VCBJ/PCE/J21821/MB21821 | 300454967 | CLOSED | 11 kV | RYB | SS 21.82 SHAFBURY BLOK C F1 |  |  | CBJ21823 |  | INDKOM | INS24 |  | TX1-1000KVA |  |  |  | Pass | null
378527506 | TNB | DISTRIBUTION | WP PUTRAJAYA & CYBERJAYA | Existing | VCBJ/PCE/J21822/MB21824 | 300454971 | CLOSED | 11 kV | RYB | SS 21.82 SHAFBURY BLOK C F2 |  |  | CBJ21826 |  | INDKOM | INS24 |  | TX2-1000KVA |  |  |  | Pass | null
378527625 | TNB | DISTRIBUTION | WP PUTRAJAYA & CYBERJAYA | Existing | VCBJ/PCE/J21131/MB21131 | 300281036 | CLOSED | 11 kV | RYB | PE 21.13 CYBERVIEW NO. 2 ( MDC ) F1 |  |  | CBJ21133 |  | INDKOM | ZZT | 20020501 | TX1-1000KVA |  |  |  | Pass | null
378527741 | TNB | DISTRIBUTION | WP PUTRAJAYA & CYBERJAYA | Existing | VCBJ/PCE/J21132/MB21134 | 300281034 | CLOSED | 11 kV | RYB | PE 21.13 CYBERVIEW NO. 2 ( MDC ) F2 |  |  | CBJ21136 |  | INDKOM | ZZT | 20020501 | TX2-1000KVA |  |  |  | Pass | null
378527838 | TNB | DISTRIBUTION | WP PUTRAJAYA & CYBERJAYA | Existing | VCBJ/PCE/J22031/MB22031 | 300280609 | CLOSED | 11 kV | RYB | PE 22.03 CYBERVIEW GARDENS F1 |  |  | CBJ22034 |  | INDKOM | ZZZT | 19980611 | TX1-1000KVA |  |  |  | Pass | null
378527870 | TNB | DISTRIBUTION | WP PUTRAJAYA & CYBERJAYA | Existing | VCBJ/PCE/J22032/MB22034 | 300280608 | CLOSED | 11 kV | RYB | PE 22.03 CYBERVIEW GARDENS F2 |  |  | CBJ22038 |  | INDKOM | ZZZT | 19980611 | TX2-1000KVA |  |  |  | Pass | null
378528164 | TNB | DISTRIBUTION | WP PUTRAJAYA & CYBERJAYA | Existing | VCBJ/PCE/J21451/MB21451 | 300280987 | CLOSED | 11 kV | RYB | PE 21.45 CYBERVILLAGE SERENITY 1 F1 |  |  | CBJ21452 |  | ABB | VRN2A | 28/02/2017 | TX1-1000KVA |  |  |  | Pass | null
378528187 | TNB | DISTRIBUTION | WP PUTRAJAYA & CYBERJAYA | Existing | VCBJ/PCE/J21452/MB21454 | 300280986 | CLOSED | 11 kV | RYB | PE 21.45 CYBERVILLAGE SERENITY 1 F2 |  |  | CBJ21455 |  | ABB | VRN2A | 20170103 | TX2-1000KVA |  |  |  | Pass | null
378528389 | TNB | DISTRIBUTION | WP PUTRAJAYA & CYBERJAYA | Existing | VCBJ/PCE/J21961/MB21961 | 300452963 | CLOSED | 11 kV | RYB | PE 21.96 SUBANG ALAM |  |  | CBJ21963 |  | INDKOM | ZZZT |  | TX1-1000KVA |  |  |  | Pass | null
378528390 | TNB | DISTRIBUTION | WP PUTRAJAYA & CYBERJAYA | Existing | VCBJ/PCE/J21961/MB21961 | 300452963 | CLOSED | 11 kV | RYB | PE 21.96 SUBANG ALAM |  |  | CBJ21964 |  | INDKOM | ZZZT |  | TX2-1000KVA |  |  |  | Pass | null
378528789 | TNB | DISTRIBUTION | WP PUTRAJAYA & CYBERJAYA | Existing | VCBJ/PCE/J21431/MB21431 | 300280990 | CLOSED | 11 kV | RYB | PE 21.43 CYBERVILLAGE SERENITY 3 F1 |  |  | CBJ21432 |  | SIEMENS | 8DJH RRT | 21/11/2016 | TX1-1000KVA |  |  |  | Pass | null
378528883 | TNB | DISTRIBUTION | WP PUTRAJAYA & CYBERJAYA | Existing | VCBJ/PCE/J21432/MB21434 | 300280989 | CLOSED | 11 kV | RYB | PE 21.43 CYBERVILLAGE SERENITY 3 F2 |  |  | CBJ21435 |  | SIEMENS | 8DJH RRT | 22/11/2016 | TX2-1000KVA |  |  |  | Pass | null
378559117 | TNB | DISTRIBUTION | WP PUTRAJAYA & CYBERJAYA | Existing | VPTJ/PCE/J15542/MB15544 | 300509251 | CLOSED | 11 kV | RYB | PE 15.54 DWIPUTRA NO 1 (F2) |  |  | PTJ15545 |  |  | VRN 2A | [5 empty] | Pass | null
378567709 | TNB | DISTRIBUTION | WP PUTRAJAYA & CYBERJAYA | Existing | VPTJ/PCE/J05071/MB05071 | 300281258 | CLOSED | 11 kV | RYB | PE 5.07 JLB1 |  |  | PTJ05072 |  | MERLIN GERIN | ZZT | 20030710 |  |  |  |  | Pass | null
378567817 | TNB | DISTRIBUTION | WP PUTRAJAYA & CYBERJAYA | Existing | VPTJ/PCE/J05081/MB05081 | 300280693 | CLOSED | 11 kV | RYB | PE 5.08 JLB2 |  |  | PTJ05083 |  | INDKOM | ZZT | 20030710 |  |  |  |  | Pass | null
378567929 | TNB | DISTRIBUTION | WP PUTRAJAYA & CYBERJAYA | Existing | VPTJ/PCE/J05051/MB05051 | 300281256 | CLOSED | 11 kV | RYB | PE 5.05 C/S S/L |  |  | PTJ05052 |  | MERLIN GERIN | RM6 | 23/04/2005 |  |  |  |  | Pass | null
378568046 | TNB | DISTRIBUTION | WP PUTRAJAYA & CYBERJAYA | Existing | VPTJ/PCE/J05061/MB05061 | 300281257 | CLOSED | 11 kV | RYB | PE 5.06 C/S S/L |  |  | PTJ05062 |  | SCHNEIDER | ZZT | 25/10/2004 |  |  |  |  | Pass | null
378568087 | TNB | DISTRIBUTION | WP PUTRAJAYA & CYBERJAYA | Existing | VPTJ/PCE/J05041/MB05041 | 300280687 | CLOSED | 11 kV | RYB | PE 5.04 C/S S/L |  |  | PTJ05043 |  | MERLIN GERIN | ZZT | 20030210 |  |  |  |  | Pass | null
378572010 | TNB | DISTRIBUTION | WP PUTRAJAYA & CYBERJAYA | Existing | VCBJ/PCE/J21421/MB21421 | 300280995 | CLOSED | 11 kV | RYB | PE 21.42 CYBERVILLAGE SERENITY 4 F1 |  |  | CBJ21423 |  | INDKOM | ZZT | 30/03/2004 | TX1-1000KVA |  |  |  | Pass | null
378572033 | TNB | DISTRIBUTION | WP PUTRAJAYA & CYBERJAYA | Existing | VCBJ/PCE/J21422/MB21424 | 300280992 | CLOSED | 11 kV | RYB | PE 21.42 CYBERVILLAGE SERENITY 4 F2 |  |  | CBJ21426 |  | INDKOM | ZZT | 30/03/2004 | TX2-1000KVA |  |  |  | Pass | null
378572202 | TNB | DISTRIBUTION | WP PUTRAJAYA & CYBERJAYA | Existing | VCBJ/PCE/J21461/MB21461 | 300280985 | CLOSED | 11 kV | RYB | PE 21.46 PS 12 |  |  | CBJ21462 |  | INDKOM | ZZT I/D | 22/12/2016 | TX1-500KVA |  |  |  | Pass | null
378572290 | TNB | DISTRIBUTION | WP PUTRAJAYA & CYBERJAYA | Existing | VCBJ/PCE/J24031/MB24031 | 310360646 | CLOSED | 11 kV | RYB | PE 24.03 JELANG VISTA 2 |  |  | CBJ24033 |  | INDKOM | INS24 |  | TX1-1000KVA |  |  |  | Pass | null
378572384 | TNB | DISTRIBUTION | WP PUTRAJAYA & CYBERJAYA | Existing | VCBJ/PCE/J24021/MB 24021 | 310303824 | CLOSED | 11 kV | RYB | PE 24.02 JELANG VISTA 1 |  |  | CBJ24023 |  | INDKOM | ZZTT.OD |  | TX-1000KVA |  |  |  | Pass | null
378572507 | TNB | DISTRIBUTION | WP PUTRAJAYA & CYBERJAYA | Existing | VCBJ/PCE/J21751/MB21751 | 300454652 | CLOSED | 11 kV | RYB | PE 21.75 LAKEVIEW WEST 1 |  |  | CBJ21753 |  | TAMCO | GR1 |  | TX1-1000KVA |  |  |  | Pass | null
378572601 | TNB | DISTRIBUTION | WP PUTRAJAYA & CYBERJAYA | Existing | VCBJ/PCE/J21741/MB21741 | 300454650 | CLOSED | 11 kV | RYB | PE 21.74 LAKE VIEW WEST 2 |  |  | CBJ22443 | TAMCO | TAMCO | GR1 |  | TX-1000KVA |  |  |  | Pass | null
378572783 | TNB | DISTRIBUTION | WP PUTRAJAYA & CYBERJAYA | Existing | VCBJ/PCE/J22481/MB22481 | 300280473 | CLOSED | 11 kV | RYB | PE 22.48 LOT 12082 FASA 1B F1 |  |  | CBJ22483 |  | INDKOM | ZZT | 19/12/2005 | TX-1000KVA |  |  |  | Pass | null
378572869 | TNB | DISTRIBUTION | WP PUTRAJAYA & CYBERJAYA | Existing | VCBJ/PCE/J22482/MB22484 | 300280474 | CLOSED | 11 kV | RYB | PE 22.48 LOT 12082 FASA 1B F2 |  |  | CBJ22485 |  | TAMCO | GR1 | 19/12/2005 | TX2-1000KVA |  |  |  | Pass | null
378573016 | TNB | DISTRIBUTION | WP PUTRAJAYA & CYBERJAYA | Existing | VCBJ/PCE/J22171/MB22171 | 300280556 | CLOSED | 11 kV | RYB | PE 22.17 PADAT STP 4 |  |  | CBJ22173 |  | INDKOM | ZZT | 13/05/2002 | TX-500KVA |  |  |  | Pass | null
378573410 | TNB | DISTRIBUTION | WP PUTRAJAYA & CYBERJAYA | Existing | VCBJ/PCE/J22211/MB22211 | 300280540 | CLOSED | 11 kV | RYB | PE 22.21 CYBER HEIGHT VILLA F1 |  |  | CBJ22213 |  | INDKOM | GA | 20020805 | TX1-1000KVA |  |  |  | Pass | null
378573518 | TNB | DISTRIBUTION | WP PUTRAJAYA & CYBERJAYA | Existing | VCBJ/PCE/J22212/MB22214 | 300280542 | CLOSED | 11 kV | RYB | PE 22.21 CYBER HEIGHT VILLA F2 |  |  | CBJ22216 |  | INDKOM | GA | 20020805 | TX2-1000KVA |  |  |  | Pass | null
378573741 | TNB | DISTRIBUTION | WP PUTRAJAYA & CYBERJAYA | Existing | VCBJ/PCE/J22222/MB22224 | 300280535 | CLOSED | 11 kV | RYB | PE 22.22 CYBER HEIGHT VILLA F2 |  |  | CBJ22226 |  | INDKOM | GA | 20041201 | TX2-1000KVA |  |  |  | Pass | null
378573764 | TNB | DISTRIBUTION | WP PUTRAJAYA & CYBERJAYA | Existing | VCBJ/PCE/J22221/MB22221 | 300280533 | CLOSED | 11 kV | RYB | PE 22.22 CYBER HEIGHT VILLA F1 |  |  | CBJ22223 |  | INDKOM | GA | 20041201 | TX1-1000KVA |  |  |  | Pass | null
378573943 | TNB | DISTRIBUTION | WP PUTRAJAYA & CYBERJAYA | Existing | VCBJ/PCE/J24151/MB24151 | 310338853 | CLOSED | 11 kV | RYB | PE 24.15 APARTMENT TINDAK MURNI |  |  | CBJ24153 |  | INDKOM | INS24 |  | TX1-750KVA |  |  |  | Pass | null
378573944 | TNB | DISTRIBUTION | WP PUTRAJAYA & CYBERJAYA | Existing | VCBJ/PCE/J24151/MB24151 | 310338853 | CLOSED | 11 kV | RYB | PE 24.15 APARTMENT TINDAK MURNI |  |  | CBJ24154 |  | INDKOM | INS24 |  | TX2-750KVA |  |  |  | Pass | null
378574139 | TNB | DISTRIBUTION | WP PUTRAJAYA & CYBERJAYA | Existing | VCBJ/PCE/J22252/MB22254 | 300280523 | CLOSED | 11 kV | RYB | PE 22.25 CYBER HEIGHT VILLA F2 |  |  | CBJ22256 |  | INDKOM | ZZT | 13/12/2003 | TX2-1000KVA |  |  |  | Pass | null
378574218 | TNB | DISTRIBUTION | WP PUTRAJAYA & CYBERJAYA | Existing | VCBJ/PCE/J22251/MB22251 | 300280518 | CLOSED | 11 kV | RYB | PE 22.25 CYBER HEIGHT VILLA F1 |  |  | CBJ22253 |  | INDKOM | ZZT | 13/12/2003 | TX1-1000KVA |  |  |  | Pass | null
378574366 | TNB | DISTRIBUTION | WP PUTRAJAYA & CYBERJAYA | Existing | VCBJ/PCE/J22232/MB22234 | 300280529 | CLOSED | 11 kV | RYB | PE 22.23 SEK. SRI PUTERI F2 |  |  | CBJ22236 |  | INDKOM | GA | 26/11/2002 | TX2-1000KVA |  |  |  | Pass | null
378574447 | TNB | DISTRIBUTION | WP PUTRAJAYA & CYBERJAYA | Existing | VCBJ/PCE/J22231/MB22231 | 300280527 | CLOSED | 11 kV | RYB | PE 22.23 SEK. SRI PUTERI F1 |  |  | CBJ22233 |  | INDKOM | GA | 26/11/2002 | TX1-1000KVA |  |  |  | Pass | null
378574587 | TNB | DISTRIBUTION | WP PUTRAJAYA & CYBERJAYA | Existing | VCBJ/PCE/J22242/MB22244 | 300280526 | CLOSED | 11 kV | RYB | PE 22.24 SEK. SRI PUTERI F2 |  |  | CBJ22247 |  | INDKOM | ZZT | 26/11/2002 | TX2-750KVA |  |  |  | Pass | null
378574673 | TNB | DISTRIBUTION | WP PUTRAJAYA & CYBERJAYA | Existing | VCBJ/PCE/J22241/MB22241 | 300280525 | CLOSED | 11 kV | RYB | PE 22.24 SEK. SRI PUTERI F1 |  |  | CBJ22244 |  | INDKOM | ZZZT | 26/11/2002 | TX1-750KVA |  |  |  | Pass | null
378574784 | TNB | DISTRIBUTION | WP PUTRAJAYA & CYBERJAYA | Existing | VCBJ/PCE/J21811/MB21811 | 300454935 | CLOSED | 11 kV | RYB | SS 21.81 SHAFBURY-MLCP CAR PARK F1 |  |  | CBJ21813 |  | INDKOM | ZZT |  | TX1-1000KVA |  |  |  | Pass | null
378574878 | TNB | DISTRIBUTION | WP PUTRAJAYA & CYBERJAYA | Existing | VCBJ/PCE/J21812/MB21814 | 300454938 | CLOSED | 11 kV | RYB | SS 21.81 SHAFBURY-MLCP CAR PARK F2 |  |  | CBJ21816 |  | INDKOM | ZZT |  | TX2-1000KVA |  |  |  | Pass | null
378574994 | TNB | DISTRIBUTION | WP PUTRAJAYA & CYBERJAYA | Existing | VCBJ/PCE/J21061/MB21061 | 300281072 | CLOSED | 11 kV | RYB | PE 21.06 PADAT B 15-4 |  |  | CBJ21062 |  | TAMCO | ZTZ | 28/06/1999 | TX1-1000KVA |  |  |  | Pass | null
378575134 | TNB | DISTRIBUTION | WP PUTRAJAYA & CYBERJAYA | Existing | VCBJ/PCE/J21051/MB21051 | 300281075 | CLOSED | 11 kV | RYB | PE 21.05 B15-3 |  |  | CBJ21052 |  | SIEMENS | 8DJ10.16 | 28/06/1999 | TX-1000KVA |  |  |  | Pass | null
378575221 | TNB | DISTRIBUTION | WP PUTRAJAYA & CYBERJAYA | Existing | VCBJ/PCE/J21071/MB21071 | 300281068 | CLOSED | 11 kV | RYB | PE 21.07 P.APEC |  |  | CBJ21072 |  | INDKOM | ZZT | 19990707 | TX-1000KVA |  |  |  | Pass | null
378575378 | TNB | DISTRIBUTION | WP PUTRAJAYA & CYBERJAYA | Existing | VCBJ/PCE/J21041/MB21041 | 300281076 | CLOSED | 11 kV | RYB | PE 21.04 B15-2 |  |  | CBJ21042 |  | TAMCO | GR1 | 28/06/1999 | TX-1000KVA |  |  |  | Pass | null
378575534 | TNB | DISTRIBUTION | WP PUTRAJAYA & CYBERJAYA | Existing | VPTJ/PCE/J11491/MB11491 | 300281092 | CLOSED | 11 kV | RYB | PE 11.49 KANTIN KVDT |  |  | PTJ11492 |  | TAMCO | GR1 | 24/06/2007 | TX-1000KVA |  |  |  | Pass | null
378575648 | TNB | DISTRIBUTION | WP PUTRAJAYA & CYBERJAYA | Existing | VCBJ/PCE/J21031/MB21031 | 300281077 | CLOSED | 11 kV | RYB | PE 21.03 B15-1 |  |  | CBJ21032 |  | TAMCO | GR1 | 28/06/1999 | TX-1000KVA |  |  |  | Pass | null
378575796 | TNB | DISTRIBUTION | WP PUTRAJAYA & CYBERJAYA | Existing | VPTJ/PCE/J11421/MB11421 | 300281073 | CLOSED | 11 kV | RYB | PE 11.42 BLOK G (F1) |  |  | PTJ11423 |  | INDKOM | ZZT | 17/08/2004 | TX1-1000KVA |  |  |  | Pass | null
378575916 | TNB | DISTRIBUTION | WP PUTRAJAYA & CYBERJAYA | Existing | VPTJ/PCE/J11422/MB11424 | 300281074 | CLOSED | 11 kV | RYB | PE 11.42 BLOK G (F2) |  |  | PTJ11426 |  | INDKOM | ZZT | 17/08/2004 | TX2-1000KVA |  |  |  | Pass | null
378576009 | TNB | DISTRIBUTION | WP PUTRAJAYA & CYBERJAYA | Existing | VPTJ/PCE/J11411/MB11411 | 300281080 | CLOSED | 11 kV | RYB | PE 11.41 BLOK F |  |  | PTJ11413 |  | INDKOM | ZZT | 17/08/2004 | TX1-1000KVA |  |  |  | Pass | null
378607021 | TNB | DISTRIBUTION | WP PUTRAJAYA & CYBERJAYA | Existing | VCBJ/PCE/J21681/MB21681 | 300455072 | CLOSED | 11 kV | RYB | PE 21.68 Padat Elite 4 |  |  | CBJ21682 |  | SCHNEIDER | NE-1Q1 | [5 empty] | Pass | null
378607141 | TNB | DISTRIBUTION | WP PUTRAJAYA & CYBERJAYA | Existing | VCBJ/PCE/J21201/MB21201 | 300281021 | CLOSED | 11 kV | RYB | PE 21.20 ELITE HIGHWAY NO. 2 |  |  | CBJ21203 |  | INDKOM | ZZT | 28/02/2000 |  |  |  |  | Pass | null
378607351 | TNB | DISTRIBUTION | WP PUTRAJAYA & CYBERJAYA | Existing | VCBJ/PCE/J21191/MB21191 | 300281022 | CLOSED | 11 kV | RYB | PE 21.19 ELITE HIGHWAY NO. 1 |  |  | CBJ21193 |  | INDKOM | ZZT | 31/12/1999 |  |  |  |  | Pass | null
379452217 | TNB | DISTRIBUTION | WP PUTRAJAYA & CYBERJAYA | Existing | VCBJ/PCE/J22061/MB22061 | 300280591 | CLOSED | 11 kV | RYB | PE 22.06 PADAT B 15-5 |  |  | CBJ22063 |  | INDKOM | ZZT | 25/04/2000 | TX-1000KVA |  |  |  | Pass | null
379452369 | TNB | DISTRIBUTION | WP PUTRAJAYA & CYBERJAYA | Existing | VCBJ/PCE/J22071/MB22071 | 300280587 | CLOSED | 11 kV | RYB | PE 22.07 PADAT B 15-6 |  |  | CBJ22072 |  | MERLIN GERIN | ZZT | 30/05/2000 | TX-1000KVA |  |  |  | Pass | null
379907368 | TNB | DISTRIBUTION | WP PUTRAJAYA & CYBERJAYA | Existing | VPTJ/PCE/J00355/MB1 | 310376044 | CLOSED | 11 kV | RYB | PE 15.57 DWIPUTRA NO 4 (F2) |  |  | PTJ15575 |  |  | VRN2a | [5 empty] | Pass | null
379907464 | TNB | DISTRIBUTION | WP PUTRAJAYA & CYBERJAYA | Existing | VPTJ/PCE/J00350/MB1 | 309895385 | CLOSED | 11 kV | RYB | PE 15.57 DWIPUTRA NO 4 (F1) |  |  | PTJ15572 |  |  | VRN 2A | [5 empty] | Pass | null
379907563 | TNB | DISTRIBUTION | WP PUTRAJAYA & CYBERJAYA | Existing | VPTJ/PCE/J00354/MB1 | 300537442 | CLOSED | 11 kV | RYB | PE 15.59 DWIPUTRA NO 6 (F2) |  |  | PTJ15595 |  |  | VRN 2A | [5 empty] | Pass | null
379907657 | TNB | DISTRIBUTION | WP PUTRAJAYA & CYBERJAYA | Existing | VPTJ/PCE/J00352/MB1 | 300554401 | CLOSED | 11 kV | RYB | PE 15.59 DWIPUTRA NO 6 (F1) |  |  | PTJ15592 |  |  | VRN 2A | [5 empty] | Pass | null
379907769 | TNB | DISTRIBUTION | WP PUTRAJAYA & CYBERJAYA | Existing | VPTJ/PCE/J00353/MB1 | 300537441 | CLOSED | 11 kV | RYB | PE 15.58 DWIPUTRA NO 5 (F2) |  |  | PTJ15585 |  |  | VRN2a | [5 empty] | Pass | null
379907863 | TNB | DISTRIBUTION | WP PUTRAJAYA & CYBERJAYA | Existing | VPTJ/PCE/J00351/MB1 | 300554406 | CLOSED | 11 kV | RYB | PE 15.58 DWIPUTRA NO 5 (F1) |  |  | PTJ15582 |  |  | VRN 2A | [5 empty] | Pass | null
379907998 | TNB | DISTRIBUTION | WP PUTRAJAYA & CYBERJAYA | Existing | VPTJ/PCE/J08402/MB08404 | 310375499 | CLOSED | 11 kV | RYB | PE 8.40 8R4 BLOK C F2 |  |  | PTJ08403 |  |  | VRN29 | [5 empty] | Pass | null
379908121 | TNB | DISTRIBUTION | WP PUTRAJAYA & CYBERJAYA | Existing | VPTJ/PCE/J08401/MB08401 | 310375494 | CLOSED | 11 kV | RYB | PE 8.40 8R4 BLOK C F1 |  |  | PTJ08405 |  | EPE | CCTI TYPE:2S+1F | [5 empty] | Pass | null
379908217 | TNB | DISTRIBUTION | WP PUTRAJAYA & CYBERJAYA | Existing | VPTJ/PCE/J08411/MB08411 | 310375504 | CLOSED | 11 kV | RYB | PE 8.41 8R4 BLOK D F1 |  |  | PTJ08413 |  | EPE | CCTI TYPE:2S+1F | [5 empty] | Pass | null
379908311 | TNB | DISTRIBUTION | WP PUTRAJAYA & CYBERJAYA | Existing | VPTJ/PCE/J08412/MB08414 | 300454909 | CLOSED | 11 kV | RYB | PE 8.41 BLOK D 8R4 F2 |  |  | PTJ08415 |  |  | VRN29 | [5 empty] | Pass | null
379908429 | TNB | DISTRIBUTION | WP PUTRAJAYA & CYBERJAYA | Existing | VPTJ/PCE/J08382/MB08384 | 310375517 | CLOSED | 11 kV | RYB | PE 8.38 8R4 BLOK A F2 |  |  | PTJ08385 |  |  | VRN29 | [5 empty] | Pass | null
379908523 | TNB | DISTRIBUTION | WP PUTRAJAYA & CYBERJAYA | Existing | VPTJ/PCE/J08381/MB08381 | 310375510 | CLOSED | 11 kV | RYB | PE 8.38 8R4 BLOK A F1 |  |  | PTJ08383 |  | EPE | [6 empty] | Pass | null
379908619 | TNB | DISTRIBUTION | WP PUTRAJAYA & CYBERJAYA | Existing | VPTJ/PCE/J08391/MB08391 | 310375522 | CLOSED | 11 kV | RYB | PE 8.39 8R4 BLOK B F1 |  |  | PTJ08393 |  | INDKOM | INS24 | [5 empty] | Pass | null
379908713 | TNB | DISTRIBUTION | WP PUTRAJAYA & CYBERJAYA | Existing | VPTJ/PCE/J08392/MB08394 | 310338736 | CLOSED | 11 kV | RYB | PE 8.39 BLOK B 8R4 F2 |  |  | PTJ08396 |  | INDKOM | [6 empty] | Pass | null
379908868 | TNB | DISTRIBUTION | WP PUTRAJAYA & CYBERJAYA | Existing | VPTJ/PCE/J00356/MB1 | 310286482 | CLOSED | 11 kV | RYB | PE 11.76 TERES ZON 9D (1) (F1) |  |  | PTJ11763 |  | INDKOM | INS24 | [5 empty] | Pass | null
379908972 | TNB | DISTRIBUTION | WP PUTRAJAYA & CYBERJAYA | Existing | VPTJ/PCE/J00359/MB1 | 310371017 | CLOSED | 11 kV | RYB | PE 11.76 TERES ZON 9D (1) (F2) |  |  | PTJ11766 |  | INDKOM | INS24 | [5 empty] | Pass | null
379909078 | TNB | DISTRIBUTION | WP PUTRAJAYA & CYBERJAYA | Existing | VPTJ/PCE/J00357/MB1 | 310371019 | CLOSED | 11 kV | RYB | PE 11.77 TERES ZON 9D (2) (F1) |  |  | PTJ11773 |  | INDKOM | INS24 | [5 empty] | Pass | null
379909184 | TNB | DISTRIBUTION | WP PUTRAJAYA & CYBERJAYA | Existing | VPTJ/PCE/J00358/MB1 | 310286485 | CLOSED | 11 kV | RYB | PE 11.77 TERES ZON 9D (2) (F2) |  |  | PTJ11776 |  | INDKOM | INS24 | [5 empty] | Pass | null
379909315 | TNB | DISTRIBUTION | WP PUTRAJAYA & CYBERJAYA | Existing | VPTJ/PCE/J00398/MB1 | 310159639 | CLOSED | 11 kV | RYB | Grp: Substation Comp. 1 PE11.78 F1 |  |  | PTJ11782 |  |  | VRN 2A | [5 empty] | Pass | null
379909409 | TNB | DISTRIBUTION | WP PUTRAJAYA & CYBERJAYA | Existing | VPTJ/PCE/J00399/MB1 | 310159659 | CLOSED | 11 kV | RYB | E 11.78 PPA1M PALMA (F2) |  |  | PTJ11785 |  |  | VRN 2A | 17/11/2016 |  |  |  |  | Pass | null
379909518 | TNB | DISTRIBUTION | WP PUTRAJAYA & CYBERJAYA | Existing | VPTJ/PCE/J05351/MB05351 | 310375513 | CLOSED | 11 kV | RYB | PE 5.35 TEMP 5R5 |  |  | PTJ05353 |  | INDKOM | ZZTT 1D | [5 empty] | Pass | null
379909819 | TNB | DISTRIBUTION | WP PUTRAJAYA & CYBERJAYA | Existing | VCBJ/PCE/J24361/MB24361 | 310386506 | CLOSED | 11 kV | RYB | PE 24.36 VERDI CONDO BLOK 2 |  |  | CBJ24364 |  | INDKOM | ZZTT1D | [5 empty] | Pass | null
379909820 | TNB | DISTRIBUTION | WP PUTRAJAYA & CYBERJAYA | Existing | VCBJ/PCE/J24361/MB24361 | 310386506 | CLOSED | 11 kV | RYB | PE 24.36 VERDI CONDO BLOK 2 |  |  | CBJ24363 |  | INDKOM | ZZTT1D | [5 empty] | Pass | null
379910002 | TNB | DISTRIBUTION | WP PUTRAJAYA & CYBERJAYA | Existing | VCBJ/PCE/J24351/MB24351 | 310386491 | CLOSED | 11 kV | RYB | PE 24.35 VERDI CONDO BLOK 1 |  |  | CBJ24354 |  | INDKOM | ZZTT1D | [5 empty] | Pass | null
379910003 | TNB | DISTRIBUTION | WP PUTRAJAYA & CYBERJAYA | Existing | VCBJ/PCE/J24351/MB24351 | 310386491 | CLOSED | 11 kV | RYB | PE 24.35 VERDI CONDO BLOK 1 |  |  | CBJ24353 |  | INDKOM | ZZTT1D | [5 empty] | Pass | null
379924544 | TNB | DISTRIBUTION | WP PUTRAJAYA & CYBERJAYA | Existing | VPTJ/PCE/J00347/MB1 | 310371235 | CLOSED | 11 kV | RYB | PE 12.04 SPINE ROAD NO 2 (F2) |  |  | PTJ12046 | [8 empty] | Pass | null
379924645 | TNB | DISTRIBUTION | WP PUTRAJAYA & CYBERJAYA | Existing | VPTJ/PCE/J00347/MB1 | 310371232 | CLOSED | 11 kV | RYB | PE 12.04 SPINE ROAD NO 2 (F1) |  |  | PTJ12043 |  | INDKOM | INS24 | [5 empty] | Pass | null
379924739 | TNB | DISTRIBUTION | WP PUTRAJAYA & CYBERJAYA | Existing | VPTJ/PCE/J00348/MB1 | 310372346 | CLOSED | 11 kV | RYB | PE 12.05 PS 19 (F2) |  |  | PTJ12055 |  | SCHNEIDER | [6 empty] | Pass | null
379924833 | TNB | DISTRIBUTION | WP PUTRAJAYA & CYBERJAYA | Existing | VPTJ/PCE/J00346/MB1 | 310372341 | CLOSED | 11 kV | RYB | PE 12.05 PS 19 (F1) |  |  | PTJ12052 |  | SCHNEIDER | [6 empty] | Pass | null
379925004 | TNB | DISTRIBUTION | WP PUTRAJAYA & CYBERJAYA | Existing | VPTJ/PCE/J00335/MB1 | 310332995 | CLOSED | 11 kV | RYB | PE 15.49 NADI 15 (1) (F1) |  |  | PTJ15493 |  | INDKOM | ZZT ID | [5 empty] | Pass | null
379925098 | TNB | DISTRIBUTION | WP PUTRAJAYA & CYBERJAYA | Existing | VPTJ/PCE/J15492/MB15494 | 310332998 | CLOSED | 11 kV | RYB | PE 15.49 NADI 15 (1) (F2) |  |  | PTJ15496 |  | INDKOM | [6 empty] | Pass | null
379925194 | TNB | DISTRIBUTION | WP PUTRAJAYA & CYBERJAYA | Existing | VPTJ/PCE/J00336/MB1 | 300520274 | CLOSED | 11 kV | RYB | PE 15.50 NADI 15 (2) (F1) |  |  | PTJ15503 |  | INDKOM | INS24 | [5 empty] | Pass | null
379925288 | TNB | DISTRIBUTION | WP PUTRAJAYA & CYBERJAYA | Existing | VPTJ/PCE/J15502/MB15504 | 300522664 | CLOSED | 11 kV | RYB | PE 15.50 NADI 15 (2) (F2) |  |  | PTJ15506 |  | INDKOM | INS24 | [5 empty] | Pass | null
379925384 | TNB | DISTRIBUTION | WP PUTRAJAYA & CYBERJAYA | Existing | VPTJ/PCE/J00334/MB1 | 300520263 | CLOSED | 11 kV | RYB | PE 15.51 NADI 15 (3) (F1) |  |  | PTJ15513 |  | INDKOM | INS24 | [5 empty] | Pass | null
379925478 | TNB | DISTRIBUTION | WP PUTRAJAYA & CYBERJAYA | Existing | VPTJ/PCE/J15512/MB15514 | 300522668 | CLOSED | 11 kV | RYB | PE 15.51 NADI 15 (3) (F2) |  |  | PTJ15516 |  | INDKOM | INS24 | [5 empty] | Pass | null
379925863 | TNB | DISTRIBUTION | WP PUTRAJAYA & CYBERJAYA | Existing | VPTJ/PCE/J00372/MB1 | 310376046 | CLOSED | 11 kV | RYB | PE 14.34 DUTA VILLA (EFI) (F1) |  |  | PTJ14343 |  | INDKOM | INS24 | [5 empty] | Pass | null
379925967 | TNB | DISTRIBUTION | WP PUTRAJAYA & CYBERJAYA | Existing | VPTJ/PCE/J00374/MB1 | 310376049 | CLOSED | 11 kV | RYB | PE 14.34 DUTA VILLA (EFI) (F2) |  |  | PTJ14346 |  | INDKOM | INS24 | [5 empty] | Pass | null
379926319 | TNB | DISTRIBUTION | WP PUTRAJAYA & CYBERJAYA | Existing | VCBJ/PCE/J00130/MB1 | 310375552 | CLOSED | 11 kV | RYB | PE 25.30 GLADE 3-3 |  |  | CBJ25302 |  | SCHNEIDER | NE-21Q | [5 empty] | Pass | null
379926413 | TNB | DISTRIBUTION | WP PUTRAJAYA & CYBERJAYA | Existing | VCBJ/PCE/J00129/MB1 | 310389792 | CLOSED | 11 kV | RYB | PE 25.29 GLADE 3-2 |  |  | CBJ25292 |  | SCHNEIDER | NE-21Q | [5 empty] | Pass | null
379926507 | TNB | DISTRIBUTION | WP PUTRAJAYA & CYBERJAYA | Existing | VCBJ/PCE/J00124/MB1 | 310389790 | CLOSED | 11 kV | RYB | PE 25.28 GLADE 3-1 |  |  | CBJ25282 |  | MERLIN GERIN | NE-21Q | [5 empty] | Pass | null
379926844 | TNB | DISTRIBUTION | WP PUTRAJAYA & CYBERJAYA | Existing | VCBJ/PCE/J23211/MB23211 | 310303828 | CLOSED | 11 kV | RYB | PE 23.21 EASTERN CORIDOR |  |  | CBJ23212 |  | SCHNEIDER | NE-21Q | [5 empty] | Pass | null
379926955 | TNB | DISTRIBUTION | WP PUTRAJAYA & CYBERJAYA | Existing | VCBJ/PCE/J00132/MB1 | 310386417 | CLOSED | 11 kV | RYB | PE 23.31 TEMP AXVENTURE |  |  | CBJ23312 |  | MERLIN GERIN | NE-21Q | [5 empty] | Pass | null
380663146 | TNB | DISTRIBUTION | WP PUTRAJAYA & CYBERJAYA | Existing | VPTJ/PCE/J00442/MB1 | 310554291 | CLOSED | 11 kV | RYB | D-PTJ-C15-0989 |  |  | P17152 |  | SIEMENS | 8DJH |  | TX-1000kVA |  |  |  | Pass | null
380663267 | TNB | DISTRIBUTION | WP PUTRAJAYA & CYBERJAYA | Existing | VPTJ/PCE/J00443/MB1 | 310554274 | CLOSED | 11 kV | RYB | D-PTJ-C15-0989 |  |  | P17156 |  | SIEMENS | 8DJH | [5 empty] | Pass | null
380663390 | TNB | DISTRIBUTION | WP PUTRAJAYA & CYBERJAYA | Existing | VPTJ/PCE/J00444/MB1 | 310554333 | CLOSED | 11 kV | RYB | D-PTJ-C15-0989 |  |  | P17163 |  |  | VRN 2A |  | TX-1000kVA |  |  |  | Pass | null
380663511 | TNB | DISTRIBUTION | WP PUTRAJAYA & CYBERJAYA | Existing | VPTJ/PCE/J00445/MB1 | 310543647 | CLOSED | 11 kV | RYB | D-PTJ-C15-0989 |  |  | P17166 |  |  | RM6 |  | TX-1000kVA |  |  |  | Pass | null
381401680 | TNB | DISTRIBUTION | WP PUTRAJAYA & CYBERJAYA | Existing |  |  | CLOSED | 11 kV | RYB | D-PTJ-C16-0948 |  |  | PTJ12095 | [8 empty] | Pass | null
381401794 | TNB | DISTRIBUTION | WP PUTRAJAYA & CYBERJAYA | Existing |  |  | CLOSED | 11 kV | RYB | D-PTJ-C16-0948 |  |  | PTJ12092 | [8 empty] | Pass | null
381401916 | TNB | DISTRIBUTION | WP PUTRAJAYA & CYBERJAYA | Existing |  |  | CLOSED | 11 kV | RYB | D-PTJ-C16-0948 |  |  | PTJ12105 | [8 empty] | Pass | null
381402030 | TNB | DISTRIBUTION | WP PUTRAJAYA & CYBERJAYA | Existing |  |  | CLOSED | 11 kV | RYB | D-PTJ-C16-0948 |  |  | PTJ12102 | [8 empty] | Pass | null
381402200 | TNB | DISTRIBUTION | WP PUTRAJAYA & CYBERJAYA | Existing | VPTJ/PCE/J00400/MB1 | 310294512 | CLOSED | 11 kV | RYB | D-PTJ-C15-0944 |  |  | PTJ17112 |  |  | VRN 2A | [5 empty] | Pass | null
381402314 | TNB | DISTRIBUTION | WP PUTRAJAYA & CYBERJAYA | Existing | VPTJ/PCE/J00401/MB1 | 310294517 | CLOSED | 11 kV | RYB | D-PTJ-C15-0944 |  |  | PTJ17115 |  |  | VRN 2A | [5 empty] | Pass | null
381402430 | TNB | DISTRIBUTION | WP PUTRAJAYA & CYBERJAYA | Existing | VPTJ/PCE/J00406/MB1 | 310294511 | CLOSED | 11 kV | RYB | D-PTJ-C16-1074 |  |  | PTJ17142 |  |  | VRN 2A | [5 empty] | Pass | null
381402544 | TNB | DISTRIBUTION | WP PUTRAJAYA & CYBERJAYA | Existing | VPTJ/PCE/J00407/MB1 | 310294509 | CLOSED | 11 kV | RYB | D-PTJ-C16-1074 |  |  | PTJ17145 |  |  | VRN 2A | [5 empty] | Pass | null
381402694 | TNB | DISTRIBUTION | WP PUTRAJAYA & CYBERJAYA | Existing | VPTJ/PCE/J00404/MB1 | 310294518 | CLOSED | 11 kV | RYB | D-PTJ-C16-1074 |  |  | PTJ17132 |  |  | VRN 2A | [5 empty] | Pass | null
381402810 | TNB | DISTRIBUTION | WP PUTRAJAYA & CYBERJAYA | Existing | VPTJ/PCE/J00405/MB1 | 310294510 | CLOSED | 11 kV | RYB | D-PTJ-C16-1074 |  |  | PTJ17135 |  |  | VRN 2A | [5 empty] | Pass | null
381402955 | TNB | DISTRIBUTION | WP PUTRAJAYA & CYBERJAYA | Existing | VPTJ/PCE/J00402/MB1 | 310294514 | CLOSED | 11 kV | RYB | D-PTJ-C15-0944 |  |  | PTJ17122 |  |  | VRN 2A | [5 empty] | Pass | null
381403069 | TNB | DISTRIBUTION | WP PUTRAJAYA & CYBERJAYA | Existing | VPTJ/PCE/J00403/MB1 | 310294516 | CLOSED | 11 kV | RYB | D-PTJ-C15-0944 |  |  | PTJ17125 |  |  | VRN 2A | [5 empty] | Pass | null
381405974 | TNB | DISTRIBUTION | WP PUTRAJAYA & CYBERJAYA | Existing | VPTJ/PCE/J00375/MB1 | 310425312 | CLOSED | 11 kV | RYB | PE 7.14 ELECTRIC SQC 1 |  |  | PTJ07142 |  | SCHNEIDER | NE-2iQ |  | TX-1000KVA |  |  |  | Pass | null
381406088 | TNB | DISTRIBUTION | WP PUTRAJAYA & CYBERJAYA | Existing | VPTJ/PCE/J00377/MB1 | 310425309 | CLOSED | 11 kV | RYB | PE 7.15 ELECTRIC SQC 2 |  |  | PTJ07152 |  | SCHNEIDER | NE-2iQ |  | TX-1000KVA |  |  |  | Pass | null
381406211 | TNB | DISTRIBUTION | WP PUTRAJAYA & CYBERJAYA | Existing | VPTJ/PCE/J00378/MB1 | 310425307 | CLOSED | 11 kV | RYB | PE 9.50 DEPOH VSQC |  |  | PTJ09502 |  | SCHNEIDER | NE-2iQ |  | TX-1000KVA |  |  |  | Pass | null
381406342 | TNB | DISTRIBUTION | WP PUTRAJAYA & CYBERJAYA | Existing |  |  | CLOSED | 11 kV | RYB | PE 23.30 EAST GARDEN |  |  | CBJ23303 |  |  |  |  | TX1-1000KVA |  |  |  | Pass | null
381406343 | TNB | DISTRIBUTION | WP PUTRAJAYA & CYBERJAYA | Existing |  |  | CLOSED | 11 kV | RYB | PE 23.30 EAST GARDEN |  |  | CBJ23304 |  |  |  |  | TX2-1000KVA |  |  |  | Pass | null
381406595 | TNB | DISTRIBUTION | WP PUTRAJAYA & CYBERJAYA | Existing | VCBJ/PCE/J00131/MB1 | 310024037 | CLOSED | 11 kV | RYB | PE 24.40 LAMAN VIEW |  |  | CBJ24403 |  | INDKOM | INS24 |  | TX-1000KVA |  |  |  | Pass | null
381406596 | TNB | DISTRIBUTION | WP PUTRAJAYA & CYBERJAYA | Existing | VCBJ/PCE/J00131/MB1 | 310024037 | CLOSED | 11 kV | RYB | PE 24.40 LAMAN VIEW |  |  | CBJ24404 |  | INDKOM | INS24 |  | TX2-1000KVA |  |  |  | Pass | null
381406811 | TNB | DISTRIBUTION | WP PUTRAJAYA & CYBERJAYA | Existing | VPTJ/PCE/J00388/MB1 | 310213597 | CLOSED | 11 kV | RYB | PE 6.07 BLOK 7 PPA1M (F1) |  |  | PTJ06073 |  | EPE | N/A |  | TX-1000KVA |  |  |  | Pass | null
381406932 | TNB | DISTRIBUTION | WP PUTRAJAYA & CYBERJAYA | Existing | VPTJ/PCE/J00389/MB1 | 310213598 | CLOSED | 11 kV | RYB | PE 6.07 BLOK 7 PPA1M (F2) |  |  | PTJ06076 |  | EPE | N/A |  | TX-1000KVA |  |  |  | Pass | null
381407059 | TNB | DISTRIBUTION | WP PUTRAJAYA & CYBERJAYA | Existing | VPTJ/PCE/J00393/MB1 | 310251082 | CLOSED | 11 kV | RYB | PE 6.11 BLOK 4 PPA1M (F2) |  |  | PTJ06116 |  | EPE | CCTI |  | TX-1000KVA |  |  |  | Pass | null
381407180 | TNB | DISTRIBUTION | WP PUTRAJAYA & CYBERJAYA | Existing | VPTJ/PCE/J00392/MB1 | 310213599 | CLOSED | 11 kV | RYB | PE 6.11 BLOK 4 PPA1M (F1) |  |  | PTJ06113 |  | EPE | N/A |  | TX1-1000KVA |  |  |  | Pass | null
381407317 | TNB | DISTRIBUTION | WP PUTRAJAYA & CYBERJAYA | Existing | VPTJ/PCE/J00390/MB1 | 310213605 | CLOSED | 11 kV | RYB | PE 6.10 BLOK 6B PPA1M (F1) |  |  | PTJ06103 |  | EPE | CCTI |  | TX-1000KVA |  |  |  | Pass | null
381407438 | TNB | DISTRIBUTION | WP PUTRAJAYA & CYBERJAYA | Existing | VPTJ/PCE/J00391/MB1 | 310251080 | CLOSED | 11 kV | RYB | PE 6.10 BLOK 6B PPA1M (F2) |  |  | PTJ06106 |  | EPE | CCTI |  | TX-1000KVA |  |  |  | Pass | null
381407561 | TNB | DISTRIBUTION | WP PUTRAJAYA & CYBERJAYA | Existing | VPTJ/PCE/J00397/MB1 | 310213609 | CLOSED | 11 kV | RYB | PE 6.09 BLOK 6A PPA1M (F2) |  |  | PTJ06096 |  | EPE | CCTI | [5 empty] | Pass | null
381407682 | TNB | DISTRIBUTION | WP PUTRAJAYA & CYBERJAYA | Existing | VPTJ/PCE/J00396/MB1 | 310213600 | CLOSED | 11 kV | RYB | PE 6.09 BLOK 6A PPA1M (F1) |  |  | PTJ06093 |  | EPE | N/A |  | TX-1000KVA |  |  |  | Pass | null
381407805 | TNB | DISTRIBUTION | WP PUTRAJAYA & CYBERJAYA | Existing | VPTJ/PCE/J00394/MB1 | 310213608 | CLOSED | 11 kV | RYB | PE 6.08 BLOK 3 PPA1M (F1) |  |  | PTJ06082 |  | EPE | SSE-VRN2a |  | TX-1000KVA |  |  |  | Pass | null
381407926 | TNB | DISTRIBUTION | WP PUTRAJAYA & CYBERJAYA | Existing | VPTJ/PCE/J00395/MB1 | 310213602 | CLOSED | 11 kV | RYB | PE 6.08 BLOK 3 PPA1M (F2) |  |  | PTJ06085 |  | EPE | SSE-VRN2a |  | TX-1000KVA |  |  |  | Pass | null
381408049 | TNB | DISTRIBUTION | WP PUTRAJAYA & CYBERJAYA | Existing | VPTJ/PCE/J00386/MB1 | 309997435 | CLOSED | 11 kV | RYB | PE 6.06 BLOK 5B PPA1M (F1) |  |  | PTJ06063 |  | EPE | N/A |  | TX-1000KVA |  |  |  | Pass | null
381408170 | TNB | DISTRIBUTION | WP PUTRAJAYA & CYBERJAYA | Existing | VPTJ/PCE/J00387/MB1 | 309997437 | CLOSED | 11 kV | RYB | PE 6.06 BLOK 5B PPA1M (F2) |  |  | PTJ06066 |  | EPE | N/A |  | TX-1000KVA |  |  |  | Pass | null
381526228 | TNB | DISTRIBUTION | WP PUTRAJAYA & CYBERJAYA | Existing | VCBJ/PCE/J23291/MB1 | 300545693 | CLOSED | 11 kV | RYB | PE 23.29 PERUMAHAN CERIA RESIDENT |  |  | CBJ23293 |  | INDKOM | INS24 |  | TX-1000KVA |  |  |  | Pass | null
381526229 | TNB | DISTRIBUTION | WP PUTRAJAYA & CYBERJAYA | Existing | VCBJ/PCE/J23291/MB1 | 300545693 | CLOSED | 11 kV | RYB | PE 23.29 PERUMAHAN CERIA RESIDENT |  |  | CBJ23294 |  | INDKOM | INS24 |  | TX-1000KVA |  |  |  | Pass | null
381526550 | TNB | DISTRIBUTION | WP PUTRAJAYA & CYBERJAYA | Existing | VCBJ/PCE/J21441/MB21441 | 310370043 | CLOSED | 11 kV | RYB | PE 21.44 CYBERVILLAGE SERENITY 2 |  |  | CBJ21443 |  | TAMCO | [6 empty] | Pass | null
381526551 | TNB | DISTRIBUTION | WP PUTRAJAYA & CYBERJAYA | Existing | VCBJ/PCE/J21441/MB21441 | 310370043 | CLOSED | 11 kV | RYB | PE 21.44 CYBERVILLAGE SERENITY 2 |  |  | CBJ21442 |  | TAMCO | [6 empty] | Pass | null
381526761 | TNB | DISTRIBUTION | WP PUTRAJAYA & CYBERJAYA | Existing | VCBJ/PCE/J24031/MB24031 | 310360646 | CLOSED | 11 kV | RYB | PE 24.03 JELANG VISTA 2 |  |  | CBJ24034 |  | INDKOM | INS24 |  | TX1-1000KVA |  |  |  | Pass | null
381527222 | TNB | DISTRIBUTION | WP PUTRAJAYA & CYBERJAYA | Existing | VCBJ/PCE/J24111/MB24111 | 310360641 | CLOSED | 11 kV | RYB | PE 24.11 SEJATI HOMES 1 |  |  | CBJ24114 |  | ABB | CCFF | [5 empty] | Pass | null
381527223 | TNB | DISTRIBUTION | WP PUTRAJAYA & CYBERJAYA | Existing | VCBJ/PCE/J24111/MB24111 | 310360641 | CLOSED | 11 kV | RYB | PE 24.11 SEJATI HOMES 1 |  |  | CBJ24113 |  | ABB | CCFF | [5 empty] | Pass | null
382986166 | TNB | DISTRIBUTION | WP PUTRAJAYA & CYBERJAYA | Existing | VPTJ/PCE/J14331/MB14331 | 310338739 | CLOSED | 11 kV | RYB | PE 14.33 PERUMAHAN 14-6 NO 2 (F1) |  |  | PTJ14333 |  | INDKOM | INS24 |  | TX1-1000KVA |  |  |  | Pass | null
382986287 | TNB | DISTRIBUTION | WP PUTRAJAYA & CYBERJAYA | Existing | VPTJ/PCE/J14332/MB14334 | 310338743 | CLOSED | 11 kV | RYB | PE 14.33 PERUMAHAN 14-6 NO 2 (F2) |  |  | PTJ14335 |  | INDKOM | INS24 |  | TX2-1000KVA |  |  |  | Pass | null
382986420 | TNB | DISTRIBUTION | WP PUTRAJAYA & CYBERJAYA | Existing | VPTJ/PCE/J14321/MB14321 | 310338752 | CLOSED | 11 kV | RYB | PE 14.32 PERUMAHAN 14-6 NO 1 (F1) |  |  | PTJ14323 |  | INDKOM | INS24 |  | TX-1000KVA |  |  |  | Pass | null
382986541 | TNB | DISTRIBUTION | WP PUTRAJAYA & CYBERJAYA | Existing | VPTJ/PCE/J14322/MB14324 | 310338747 | CLOSED | 11 kV | RYB | PE 14.32 PERUMAHAN 14-6 NO 1 (F2) |  |  | PTJ14325 |  | SCHNEIDER | NE-2iQ |  | TX2-1000KVA |  |  |  | Pass | null
382986695 | TNB | DISTRIBUTION | WP PUTRAJAYA & CYBERJAYA | Existing | VCBJ/PCE/J00127/MB1 | 310212579 | CLOSED | 11 kV | RYB | PE 24.37 KANVAS TOWER A |  |  | CBJ24374 |  | SIEMENS | 8DJH TRRT |  | TX2-1000KVA |  |  |  | Pass | null
382986696 | TNB | DISTRIBUTION | WP PUTRAJAYA & CYBERJAYA | Existing | VCBJ/PCE/J00127/MB1 | 310212579 | CLOSED | 11 kV | RYB | PE 24.37 KANVAS TOWER A |  |  | CBJ24371 |  | SIEMENS | 8DJH TRRT |  | TX-1000KVA |  |  |  | Pass | null
382986917 | TNB | DISTRIBUTION | WP PUTRAJAYA & CYBERJAYA | Existing | VCBJ/PCE/J00128/MB1 | 310158556 | CLOSED | 11 kV | RYB | PE 24.38 KANVAS TOWER B |  |  | CBJ24384 |  | INDKOM | ZZTT1D |  | TX2-1000KVA |  |  |  | Pass | null
382986918 | TNB | DISTRIBUTION | WP PUTRAJAYA & CYBERJAYA | Existing | VCBJ/PCE/J00128/MB1 | 310158556 | CLOSED | 11 kV | RYB | PE 24.38 KANVAS TOWER B |  |  | CBJ24383 |  | INDKOM | ZZTT1D |  | TX1-1000KVA |  |  |  | Pass | null
382987151 | TNB | DISTRIBUTION | WP PUTRAJAYA & CYBERJAYA | Existing | VCBJ/PCE/J23261/MB23261 | 310425257 | CLOSED | 11 kV | RYB | PE 23.26 V RESIDENCE |  |  | CBJ23261 |  | SIEMENS | 8DJH TRRT |  | TX1-1000KVA |  |  |  | Pass | null
382987152 | TNB | DISTRIBUTION | WP PUTRAJAYA & CYBERJAYA | Existing | VCBJ/PCE/J23261/MB23261 | 310425257 | CLOSED | 11 kV | RYB | PE 23.26 V RESIDENCE |  |  | CBJ23264 |  | SIEMENS | 8DJH TRRT |  | TX2-1000KVA |  |  |  | Pass | null
382987363 | TNB | DISTRIBUTION | WP PUTRAJAYA & CYBERJAYA | Existing | VCBJ/PCE/J23271/MB23271 | 310425266 | CLOSED | 11 kV | RYB | PE 23.27 V RESIDENCE 1 |  |  | CBJ23272 |  |  | VRN 2A |  | TX-750KVA |  |  |  | Pass | null
382987623 | TNB | DISTRIBUTION | WP PUTRAJAYA & CYBERJAYA | Existing | VCBJ/PCE/J00133/MB1 | 310158581 | CLOSED | 11 kV | RYB | PE 24.41 MAGIC VILLAGE |  |  | CBJ24412 |  |  | VRN 2A |  | TX-750KVA |  |  |  | Pass | null
383003392 | TNB | DISTRIBUTION | WP PUTRAJAYA & CYBERJAYA | Existing | VPTJ/PCE/J00383/MB1 | 310159885 | CLOSED | 11 kV | RYB | PE 6.05 BLOK 5A PPA1M (F2) |  |  | PTJ06056 |  | EPE | CCTI | [5 empty] | Pass | null
383003513 | TNB | DISTRIBUTION | WP PUTRAJAYA & CYBERJAYA | Existing | VPTJ/PCE/J00382/MB1 | 310159653 | CLOSED | 11 kV | RYB | PE 6.05 BLOK 5A PPA1M (F1) |  |  | PTJ06053 |  | EPE | CCTI | [5 empty] | Pass | null
383003636 | TNB | DISTRIBUTION | WP PUTRAJAYA & CYBERJAYA | Existing | VPTJ/PCE/J00381/MB1 | 310213610 | CLOSED | 11 kV | RYB | PE 6.04 BLOK 1 PPA1M (F2) |  |  | PTJ06046 |  | EPE | CCTI | [5 empty] | Pass | null
383003757 | TNB | DISTRIBUTION | WP PUTRAJAYA & CYBERJAYA | Existing | VPTJ/PCE/J00380/MB1 | 310213607 | CLOSED | 11 kV | RYB | PE 6.04 BLOK 1 PPA1M (F1) |  |  | PTJ06043 |  | EPE | CCTI | [5 empty] | Pass | null
383003918 | TNB | DISTRIBUTION | WP PUTRAJAYA & CYBERJAYA | Existing | VPTJ/PCE/J16321/MB16321 | 310471639 | CLOSED | 11 kV | RYB | PE 16.32 TEMP PPA1M P16D |  |  | PTJ16322 |  | SCHNEIDER | NE-2iQ | [5 empty] | Pass | null
383004178 | TNB | DISTRIBUTION | WP PUTRAJAYA & CYBERJAYA | Existing | VPTJ/PCE/J01681/MB01681 | 310372353 | CLOSED | 11 kV | RYB | PE 1.68 TEMP PLOT Z1 & Z2 |  |  | PTJ01682 |  | TAMCO | NA | [5 empty] | Pass | null
383004453 | TNB | DISTRIBUTION | WP PUTRAJAYA & CYBERJAYA | Existing | VPTJ/PCE/J11641/MB11641 | 300281093 | CLOSED | 11 kV | RYB | PE 11.64 ZON 10A (F1) |  |  | PTJ11642 |  | TAMCO | GR1-21-1D-08301 | 21/07/2009 |  |  |  |  | Pass | null
383004568 | TNB | DISTRIBUTION | WP PUTRAJAYA & CYBERJAYA | Existing | VPTJ/PCE/J11642/MB11644 | 300454762 | CLOSED | 11 kV | RYB | PE 11.64 ZON 10A (F2) |  |  | PTJ11645 |  | TAMCO | GR1-21-1D-08308 | [5 empty] | Pass | null
383004688 | TNB | DISTRIBUTION | WP PUTRAJAYA & CYBERJAYA | Existing | VPTJ/PCE/J11651/MB11651 | 300451360 | CLOSED | 11 kV | RYB | PE 11.65 ZON 10A2 (F1) |  |  | PTJ11653 |  | INDKOM | ZZT | [5 empty] | Pass | null
383004803 | TNB | DISTRIBUTION | WP PUTRAJAYA & CYBERJAYA | Existing | VPTJ/PCE/J11652/MB11654 | 300281094 | CLOSED | 11 kV | RYB | PE 11.65 ZON 10A2 (F2) |  |  | PTJ11656 |  | INDKOM | ZZT | 13/08/2009 |  |  |  |  | Pass | null
383046385 | TNB | DISTRIBUTION | WP PUTRAJAYA & CYBERJAYA | Existing |  |  | CLOSED | 11 kV | RYB | BE KE PEMBANGUNAN PUSAT PENGAJIAN PERTAH |  |  | P1663 | [8 empty] | Pass | null
383046499 | TNB | DISTRIBUTION | WP PUTRAJAYA & CYBERJAYA | Existing |  |  | CLOSED | 11 kV | RYB |  |  |  | P1666 | [8 empty] | Pass | null
383046625 | TNB | DISTRIBUTION | WP PUTRAJAYA & CYBERJAYA | Existing | VCBJ/PCE/J00164/MB1 | 310580315 | CLOSED | 11 kV | RYB | D-CBJ-C17-0519 |  |  | C23452 | LUCY |  | VRN 2A | [5 empty] | Pass | null
383046865 | TNB | DISTRIBUTION | WP PUTRAJAYA & CYBERJAYA | Existing |  |  | CLOSED | 11 kV | RYB | D-CBJ-C16-0576 |  |  | C25312 | [8 empty] | Pass | null
383046979 | TNB | DISTRIBUTION | WP PUTRAJAYA & CYBERJAYA | Existing |  |  | CLOSED | 11 kV | RYB | D-CBJ-C16-0576 |  |  | C25322 | [8 empty] | Pass | null
383047093 | TNB | DISTRIBUTION | WP PUTRAJAYA & CYBERJAYA | Existing |  |  | CLOSED | 11 kV | RYB | D-CBJ-C16-0576 |  |  | C25332 | [8 empty] | Pass | null
383338333 | TNB | DISTRIBUTION | WP PUTRAJAYA & CYBERJAYA | Existing | VCBJ/PCE/J00139/MB1 | 310386607 | CLOSED | 11 kV | RYB | D-CBJ-C15-0468 |  |  | CBJ23404 |  | INDKOM | INS24 |  | TX2-1000KVA |  |  |  | Pass | null
383338334 | TNB | DISTRIBUTION | WP PUTRAJAYA & CYBERJAYA | Existing | VCBJ/PCE/J00139/MB1 | 310386607 | CLOSED | 11 kV | RYB | D-CBJ-C15-0468 |  |  | CBJ23403 |  | INDKOM | INS24 |  | TX1-1000KVA |  |  |  | Pass | null
383338552 | TNB | DISTRIBUTION | WP PUTRAJAYA & CYBERJAYA | Existing | VCBJ/PCE/J00140/MB1 | 310341678 | CLOSED | 11 kV | RYB | D-CBJ-C15-0468 |  |  | CBJ23413 |  | TAMCO | SF6 RMU GR1 |  | TX2-1000KVA |  |  |  | Pass | null
383338553 | TNB | DISTRIBUTION | WP PUTRAJAYA & CYBERJAYA | Existing | VCBJ/PCE/J00140/MB1 | 310341678 | CLOSED | 11 kV | RYB | D-CBJ-C15-0468 |  |  | CBJ23412 |  | TAMCO | SF6 RMU GR1 |  | TX1-1000KVA |  |  |  | Pass | null
383347044 | TNB | DISTRIBUTION | WP PUTRAJAYA & CYBERJAYA | Existing | VCBJ/PCE/J24021/MB 24021 | 310303824 | CLOSED | 11 kV | RYB | PE 24.02 JELANG VISTA 1 |  |  | CBJ24024 |  | INDKOM | ZZTT.OD |  | TX-1000KVA |  |  |  | Pass | null
384171310 | TNB | DISTRIBUTION | WP PUTRAJAYA & CYBERJAYA | Existing | VCBJ/PCE/J00152 |  | CLOSED | 11 kV | RYB | D-CBJ-C16-0439 |  |  | C25063 | [8 empty] | Pass | null
384171442 | TNB | DISTRIBUTION | WP PUTRAJAYA & CYBERJAYA | Existing |  |  | CLOSED | 11 kV | RYB | PE 24.45 CERIA CONDO B |  |  | C24453 | [8 empty] | Pass | null
384171443 | TNB | DISTRIBUTION | WP PUTRAJAYA & CYBERJAYA | Existing |  |  | CLOSED | 11 kV | RYB | PE 24.45 CERIA CONDO B |  |  | C24452 | [8 empty] | Pass | null
384171653 | TNB | DISTRIBUTION | WP PUTRAJAYA & CYBERJAYA | Existing |  |  | CLOSED | 11 kV | RYB | PE 24.44 CERIA CONDO A |  |  | C24443 | [8 empty] | Pass | null
384171654 | TNB | DISTRIBUTION | WP PUTRAJAYA & CYBERJAYA | Existing |  |  | CLOSED | 11 kV | RYB | PE 24.44 CERIA CONDO A |  |  | C24442 | [8 empty] | Pass | null
384172001 | TNB | DISTRIBUTION | WP PUTRAJAYA & CYBERJAYA | Existing |  |  | CLOSED | 11 kV | RYB | D-CBJ-C15-0497 |  |  | N/A | [8 empty] | Pass | null
384304424 | TNB | DISTRIBUTION | WP PUTRAJAYA & CYBERJAYA | Existing |  |  | CLOSED | 11 kV | RYB | D-CBJ-C16-0532 |  |  | C21392 | [8 empty] | Pass | null
385025816 | TNB | DISTRIBUTION | WP PUTRAJAYA & CYBERJAYA | Existing |  |  | CLOSED | 11 kV | RYB |  |  |  | 17233 | [8 empty] | Pass | null
385026650 | TNB | DISTRIBUTION | WP PUTRAJAYA & CYBERJAYA | Existing |  |  | CLOSED | 11 kV | RYB | D-CBJ-C16-0566 |  |  | 24432 | [8 empty] | Pass | null
385026651 | TNB | DISTRIBUTION | WP PUTRAJAYA & CYBERJAYA | Existing |  |  | CLOSED | 11 kV | RYB | D-CBJ-C16-0566 |  |  | 24433 | [8 empty] | Pass | null
388861013 | TNB | DISTRIBUTION | WP PUTRAJAYA & CYBERJAYA | Existing | VCBJ/PCE/J24051/MB24052 | 300454676 | CLOSED | 11 kV | RYB | PE 24.05 SYMPHONY HILLS 3 |  |  | CBJ24053 |  | SCHNEIDER | ID-0233 |  | TX2-1000KVA |  |  |  | Pass | null
389013166 | TNB | DISTRIBUTION | WP PUTRAJAYA & CYBERJAYA | Existing | VCBJ/PCE/J24061/MB24062 | 300454672 | CLOSED | 11 kV | RYB | PE 24.06 SYMPHONY HILLS 1 |  |  | CBJ24063 |  | SCHNEIDER | NE-2iQ |  | TX-500KVA |  |  |  | Pass | null
389013194 | TNB | DISTRIBUTION | WP PUTRAJAYA & CYBERJAYA | Existing |  |  | CLOSED | 11 kV | RYB | PE 24.06 SYMPHONY HILLS 1 |  |  | N/A | [8 empty] | Pass | null
389013195 | TNB | DISTRIBUTION | WP PUTRAJAYA & CYBERJAYA | Existing |  |  | CLOSED | 11 kV | RYB | PE 24.06 SYMPHONY HILLS 1 |  |  | N/A | [8 empty] | Pass | null
389470106 | TNB | DISTRIBUTION | WP PUTRAJAYA & CYBERJAYA | Existing |  |  | CLOSED | 11 kV | RYB | D-CBJ-C15-0506 |  |  | CBJ24503 | [8 empty] | Pass | null
389527738 | TNB | DISTRIBUTION | WP PUTRAJAYA & CYBERJAYA | Existing | VCBJ/PCE/J21751/MB21751 | 300454652 | CLOSED | 11 kV | RYB | PE 21.75 LAKEVIEW WEST 1 |  |  | CBJ21752 |  | TAMCO | GR1 |  | TX1-1000KVA |  |  |  | Pass | null
389528364 | TNB | DISTRIBUTION | WP PUTRAJAYA & CYBERJAYA | Existing | VCBJ/PCE/J21741/MB21741 | 300454650 | CLOSED | 11 kV | RYB | PE 21.74 LAKE VIEW WEST 2 |  |  | CBJ22442 |  | TAMCO | GR1 |  | TX-1000KVA |  |  |  | Pass | null
390114628 | TNB | DISTRIBUTION | WP PUTRAJAYA & CYBERJAYA | Existing | VPTJ/PCE/J14092/MB14094 | 300455138 | CLOSED | 11 kV | RYB | PE 14.09 PERUMAHAN 14-4 (F2) |  |  | PTJ14095 | SCHNEIDER |  | RM6 | [5 empty] | Pass | null
390320307 | TNB | DISTRIBUTION | WP PUTRAJAYA & CYBERJAYA | Existing | VCBJ/PCE/J22861/MB22861 | 300454739 | CLOSED | 11 kV | RYB | PE 22.86 NEO CYBER BLOK D |  |  | CBJ22864 | INDKOM | INDKOM | ZZTT |  | TX-1000KVA |  |  |  | Pass | null
390865656 | TNB | DISTRIBUTION | WP PUTRAJAYA & CYBERJAYA | Existing |  |  | CLOSED | 11 kV | RYB |  |  |  | P11793 | [8 empty] | Pass | null
15475587 | TNB | DISTRIBUTION | WP PUTRAJAYA & CYBERJAYA | Existing | VPTJ/PCE/J11171/MB11171 | 300452982 | CLOSED | 11 kV | RYB | PE 11.17 ZON 7B (F1) |  |  | PTJ11173 |  | INDKOM | ZZT-O/D | 20/06/2011 | MSB Pengguna |  | Pass | null | Pass | null
15475603 | TNB | DISTRIBUTION | WP PUTRAJAYA & CYBERJAYA | Existing | VPTJ/PCE/J11172/MB11174 | 300452983 | CLOSED | 11 kV | RYB | PE 11.17 ZON 7B (F2) |  |  | PTJ11176 |  | INDKOM | ZZT-O/D | 21/06/2011 | TX 2 |  | Pass | null | Pass | null
36722298 | TNB | DISTRIBUTION | WP PUTRAJAYA & CYBERJAYA | Existing | VCBJ/PCE/J21891/MB21891 | 300454631 | CLOSED | 11 kV | RYB | PE 21.89 MYVILLA P2 PARCEL B |  |  | CBJ21892 | TAMCO | TAMCO | GR1 |  |  |  | Pass | null | Pass | null
36722313 | TNB | DISTRIBUTION | WP PUTRAJAYA & CYBERJAYA | Existing | VCBJ/PCE/J21881/MB21881 | 300455085 | CLOSED | 11 kV | RYB | PE 21.88 MYVILLA P2 PARCEL A |  |  | CBJ21882 |  | TAMCO | GR1 |  |  |  | Pass | null | Pass | null
256930566 | TNB | DISTRIBUTION | WP PUTRAJAYA & CYBERJAYA | Existing | VPTJ/PCE/J11282/MB11285 | 300281055 | CLOSED | 11 kV | RYB | PE 11.28 APT ZON 6B (F2) |  |  | PTJ11287 |  | TAMCO | GR1 | 20090309 |  |  | Pass | null | Pass | null
256930576 | TNB | DISTRIBUTION | WP PUTRAJAYA & CYBERJAYA | Existing | VPTJ/PCE/J11282/MB11285 | 300281055 | CLOSED | 11 kV | RYB | PE 11.28 APT ZON 6B (F2) |  |  | PTJ11286 |  | TAMCO | GR1 | 20090309 |  |  | Pass | null | Pass | null
256930592 | TNB | DISTRIBUTION | WP PUTRAJAYA & CYBERJAYA | Existing | VPTJ/PCE/J11281/MB11281 | 300281054 | CLOSED | 11 kV | RYB | PE 11.28 APT ZON 6B (F1) |  |  | PTJ11282 |  | TAMCO | GR1 | 20090309 |  |  | Pass | null | Pass | null
256930593 | TNB | DISTRIBUTION | WP PUTRAJAYA & CYBERJAYA | Existing | VPTJ/PCE/J11281/MB11281 | 300281054 | CLOSED | 11 kV | RYB | PE 11.28 APT ZON 6B (F1) |  |  | PTJ11283 |  | TAMCO | GR1 | 20090309 |  |  | Pass | null | Pass | null
257015502 | TNB | DISTRIBUTION | WP PUTRAJAYA & CYBERJAYA | Existing | VPTJ/PCE/J14031/MB14031 | 300281106 | CLOSED | 11 kV | RYB | PE 14.03 C/S S/L |  |  | PTJ14032 |  | SCHNEIDER | RM6 | 14/03/2005 |  |  | Pass | null | Pass | null
257015529 | TNB | DISTRIBUTION | WP PUTRAJAYA & CYBERJAYA | Existing | VPTJ/PCE/J15021/MB15021 | 300281144 | CLOSED | 11 kV | RYB | PE 15.02 RD F 1 |  |  | PTJ15022 |  | SCHNEIDER | ZZT | 19990810 |  |  | Pass | null | Pass | null
257017821 | TNB | DISTRIBUTION | WP PUTRAJAYA & CYBERJAYA | Existing | VPTJ/PCE/J11452/MB11454 | 300281088 | CLOSED | 11 kV | RYB | PE 11.45 SEK MEN (F2) |  |  | PTJ11456 |  | INDKOM | ZZT | 20/05/2004 |  |  | Pass | null | Pass | null
257017826 | TNB | DISTRIBUTION | WP PUTRAJAYA & CYBERJAYA | Existing | VPTJ/PCE/J11451/MB11451 | 300281086 | CLOSED | 11 kV | RYB | PE 11.45 SEK MEN (F1) |  |  | PTJ11453 |  | INDKOM | ZZT | 20/05/2004 |  |  | Pass | null | Pass | null
257021917 | TNB | DISTRIBUTION | WP PUTRAJAYA & CYBERJAYA | Existing | VPTJ/PCE/J11302/MB11304 | 300281057 | CLOSED | 11 kV | RYB | PE 11.30 SEK REN (EFI) (F2) |  |  | PTJ11306 |  | INDKOM | ZZT | 16/07/2002 |  |  | Pass | null | Pass | null
257021934 | TNB | DISTRIBUTION | WP PUTRAJAYA & CYBERJAYA | Existing | VPTJ/PCE/J11301/MB11301 | 300281056 | CLOSED | 11 kV | RYB | PE 11.30 SEK REN (EFI) (F1) |  |  | PTJ11303 |  | INDKOM | ZZT | 16/07/2002 |  |  | Pass | null | Pass | null
257030885 | TNB | DISTRIBUTION | WP PUTRAJAYA & CYBERJAYA | Existing | VPTJ/PCE/J02061/MB02061 | 300280633 | CLOSED | 11 kV | RYB | PE 2.06 PS 15 (F1) |  |  | PTJ02063 |  | INDKOM | ZZT | 20020607 |  |  | Pass | null | Pass | null
257039958 | TNB | DISTRIBUTION | WP PUTRAJAYA & CYBERJAYA | Existing | VPTJ/PCE/J14221/MB14221 | 300281130 | CLOSED | 11 kV | RYB | PE 14.22 KOMPLEKS SEK MEN (F1) |  |  | PTJ14222 |  | TAMCO | 2+1 | 20070309 |  |  | Pass | null | Pass | null
257204231 | TNB | DISTRIBUTION | WP PUTRAJAYA & CYBERJAYA | Existing | VCBJ/PCE/J22402/MB22404 | 300280500 | CLOSED | 11 kV | RYB | PE 22.40 POLIS CJ F2 |  |  | CBJ22405 |  | TAMCO | GR1 | 15/03/2005 |  |  | Pass | null | Pass | null
257204240 | TNB | DISTRIBUTION | WP PUTRAJAYA & CYBERJAYA | Existing | VCBJ/PCE/J22401/MB22401 | 300280499 | CLOSED | 11 kV | RYB | PE 22.40 POLIS CJ F1 |  |  | CBJ22402 |  | TAMCO | GR1 | 15/03/2005 |  |  | Pass | null | Pass | null
257353100 | TNB | DISTRIBUTION | WP PUTRAJAYA & CYBERJAYA | Existing | VPTJ/PCE/J11182/MB11184 | 300281037 | CLOSED | 11 kV | RYB | PE 11.18 P11 H/1 TERES (EFI) (F2) |  |  | PTJ11184 |  | INDKOM | ZZT | 30/01/2003 |  |  | Pass | null | Pass | null
257353117 | TNB | DISTRIBUTION | WP PUTRAJAYA & CYBERJAYA | Existing | VPTJ/PCE/J00088/MB11183 |  | CLOSED | 11 kV | RYB | PE 11.18 P11 H/1 TERES (EFI) (F1) |  |  | P11183 |  | INDKOM | ZZT |  |  |  | Pass | null | Pass | null
257427464 | TNB | DISTRIBUTION | WP PUTRAJAYA & CYBERJAYA | Existing | VPTJ/PCE/J11362/MB11364 | 300281063 | CLOSED | 11 kV | RYB | PE 11.36 P11 K/13 TERES (F2) |  |  | PTJ11366 |  | INDKOM | ZZT | 20030512 |  |  | Pass | null | Pass | null
257427481 | TNB | DISTRIBUTION | WP PUTRAJAYA & CYBERJAYA | Existing | VPTJ/PCE/J11361/MB11361 | 300281062 | CLOSED | 11 kV | RYB | PE 11.36 P11 K/13 TERES (F1) |  |  | PTJ11363 |  | INDKOM | ZZT | 20030512 |  |  | Pass | null | Pass | null
257437227 | TNB | DISTRIBUTION | WP PUTRAJAYA & CYBERJAYA | Existing | VPTJ/PCE/J05031/MB05031 | 300280684 | CLOSED | 11 kV | RYB | PE 5.03 BR.6 S. GEMILANG |  |  | PTJ05032 |  | MERLIN GERIN | ZZT | 20030210 |  |  | Pass | null | Pass | null
257471794 | TNB | DISTRIBUTION | WP PUTRAJAYA & CYBERJAYA | Existing | VPTJ/PCE/J11352/MB11354 | 300281061 | CLOSED | 11 kV | RYB | PE 11.35 P11 K/3 TERES (EFI) (F2) |  |  | PTJ11356 |  | INDKOM | ZZT | 20030412 |  |  | Pass | null | Pass | null
257471803 | TNB | DISTRIBUTION | WP PUTRAJAYA & CYBERJAYA | Existing | VPTJ/PCE/J11351/MB11351 | 300281060 | CLOSED | 11 kV | RYB | PE 11.35 P11 K/3 TERES (EFI) (F1) |  |  | P11353 |  | INDKOM | ZZT | 20030412 |  |  | Pass | null | Pass | null
257471892 | TNB | DISTRIBUTION | WP PUTRAJAYA & CYBERJAYA | Existing | VPTJ/PCE/J11011/MB11011 | 300280963 | CLOSED | 11 kV | RYB | PE 11.01 RD 3 PER UTARA |  |  | PTJ11012 |  | TAMCO | GR1 | 30/07/1999 |  |  | Pass | null | Pass | null
257475685 | TNB | DISTRIBUTION | WP PUTRAJAYA & CYBERJAYA | Existing | VPTJ/PCE/J18011/MB18011 | 300281208 | CLOSED | 11 kV | RYB | PE 18.01 WR2 |  |  | PTJ18013 |  | INDKOM | ZZT | 22/01/2003 |  |  | Pass | null | Pass | null
376966278 | TNB | DISTRIBUTION | WP PUTRAJAYA & CYBERJAYA | Existing | VPTJ/PCE/J00414/MB1 | 310444753 | CLOSED | 11 kV | RYB | D-PTJ-C17-0998 |  |  | PTJ18293 |  | INDKOM | INS24 |  | TX-500KVA |  | Pass | null | Pass | null
376966393 | TNB | DISTRIBUTION | WP PUTRAJAYA & CYBERJAYA | Existing | VPTJ/PCE/J00415/MB1 | 310444757 | CLOSED | 11 kV | RYB | D-PTJ-C17-0998 |  |  | PTJ18296 |  | INDKOM | INS24 |  | TX-500KVA |  | Pass | null | Pass | null
376970319 | TNB | DISTRIBUTION | WP PUTRAJAYA & CYBERJAYA | Existing | VCBJ/PCE/J00150/MB1 | 310444760 | CLOSED | 11 kV | RYB | D-CBJ-C16-0568 |  |  | CBJ24393 |  | INDKOM | INS24 |  |  |  | Pass | null | Pass | null
376970445 | TNB | DISTRIBUTION | WP PUTRAJAYA & CYBERJAYA | Existing |  |  | CLOSED | 11 kV | RYB | D-PTJ-C17-1095 |  |  | PTJ19042 | [6 empty] | Pass | null | Pass | null
376970603 | TNB | DISTRIBUTION | WP PUTRAJAYA & CYBERJAYA | Existing |  |  | CLOSED | 11 kV | RYB | D-CBJ-C16-0520 |  |  | CBJ23426 | [6 empty] | Pass | null | Pass | null
376970604 | TNB | DISTRIBUTION | WP PUTRAJAYA & CYBERJAYA | Existing |  |  | CLOSED | 11 kV | RYB | D-CBJ-C16-0520 |  |  | CBJ23427 | [6 empty] | Pass | null | Pass | null
376970795 | TNB | DISTRIBUTION | WP PUTRAJAYA & CYBERJAYA | Existing |  |  | CLOSED | 11 kV | RYB | D-CBJ-C16-0520 |  |  | CBJ23423 | [6 empty] | Pass | null | Pass | null
377653054 | TNB | DISTRIBUTION | WP PUTRAJAYA & CYBERJAYA | Existing | VCBJ/PCE/J21891/MB21891 | 300454631 | CLOSED | 11 kV | RYB | PE 21.89 MYVILLA P2 PARCEL B |  |  | CBJ21893 | TAMCO | TAMCO | GR1 |  |  |  | Pass | null | Pass | null
377653143 | TNB | DISTRIBUTION | WP PUTRAJAYA & CYBERJAYA | Existing | VCBJ/PCE/J21881/MB21881 | 300455085 | CLOSED | 11 kV | RYB | PE 21.88 MYVILLA P2 PARCEL A |  |  | CBJ21883 |  | TAMCO | GR1 |  |  |  | Pass | null | Pass | null
377654906 | TNB | DISTRIBUTION | WP PUTRAJAYA & CYBERJAYA | Existing | VCBJ/PCE/J21971/MB21971 | 310371011 | CLOSED | 11 kV | RYB | PE 21.97 MY VILLA PRESINT 4 |  |  | CBJ21971 |  | SCHNEIDER | NE-21Q |  |  |  | Pass | null | Pass | null
377654907 | TNB | DISTRIBUTION | WP PUTRAJAYA & CYBERJAYA | Existing | VCBJ/PCE/J21971/MB21971 | 310371011 | CLOSED | 11 kV | RYB | PE 21.97 MY VILLA PRESINT 4 |  |  | CBJ21973 |  | SCHNEIDER | NE-21Q |  |  |  | Pass | null | Pass | null
377671718 | TNB | DISTRIBUTION | WP PUTRAJAYA & CYBERJAYA | Existing | VCBJ/PCE/J22321/MB22321 | 300280507 | CLOSED | 11 kV | RYB | PE 22.32 MOTOROLA F1 |  |  | CBJ22323 |  | INDKOM | GA | 21/11/2003 | TX-1000KVA |  | Pass | null | Pass | null
377671741 | TNB | DISTRIBUTION | WP PUTRAJAYA & CYBERJAYA | Existing | VCBJ/PCE/J22322/MB22324 | 300280511 | CLOSED | 11 kV | RYB | PE 22.32 MOTOROLA F2 |  |  | CBJ22326 |  | INDKOM | GA | 21/11/2003 | TX2-1000KVA |  | Pass | null | Pass | null
377671859 | TNB | DISTRIBUTION | WP PUTRAJAYA & CYBERJAYA | Existing | VCBJ/PCE/J22351/MB22351 | 300280503 | CLOSED | 11 kV | RYB | PE 22.35 PRIMA PROP 2 F1 |  |  | CBJ22352 |  | TAMCO | GR1 | 20041208 | TX1-1000KVA |  | Pass | null | Pass | null
377671860 | TNB | DISTRIBUTION | WP PUTRAJAYA & CYBERJAYA | Existing | VCBJ/PCE/J22351/MB22351 | 300280503 | CLOSED | 11 kV | RYB | PE 22.35 PRIMA PROP 2 F1 |  |  | CBJ22353 |  | TAMCO | GR1 | 20041208 | TX2-1000KVA |  | Pass | null | Pass | null
377671888 | TNB | DISTRIBUTION | WP PUTRAJAYA & CYBERJAYA | Existing | VCBJ/PCE/J22352/MB22355 | 300280504 | CLOSED | 11 kV | RYB | PE 22.35 PRIMA PROP 2 F2 |  |  | CBJ22356 |  | TAMCO | GR1 | 20041208 |  |  | Pass | null | Pass | null
377671889 | TNB | DISTRIBUTION | WP PUTRAJAYA & CYBERJAYA | Existing | VCBJ/PCE/J22352/MB22355 | 300280504 | CLOSED | 11 kV | RYB | PE 22.35 PRIMA PROP 2 F2 |  |  | CBJ22357 |  | TAMCO | GR1 | 20041208 |  |  | Pass | null | Pass | null
377672190 | TNB | DISTRIBUTION | WP PUTRAJAYA & CYBERJAYA | Existing | VCBJ/PCE/J22091/MB22091 | 300280581 | CLOSED | 11 kV | RYB | PE 22.09 FUJITSU F1 |  |  | CBJ22094 |  | INDKOM | GA | 21/06/2001 | TX1-1000KVA |  | Pass | null | Pass | null
377672213 | TNB | DISTRIBUTION | WP PUTRAJAYA & CYBERJAYA | Existing | VCBJ/PCE/J22092/MB22094 | 300280583 | CLOSED | 11 kV | RYB | PE 22.09 FUJITSU F2 |  |  | CBJ22097 |  | INDKOM | GA | 21/06/2001 |  |  | Pass | null | Pass | null
377672362 | TNB | DISTRIBUTION | WP PUTRAJAYA & CYBERJAYA | Existing | VCBJ/PCE/J22491/MB22491 | 300280470 | CLOSED | 11 kV | RYB | PE 22.49 LOT PT 12082 F1 |  |  | CBJ22492 |  | TAMCO | GR1 | 19/06/2008 | TX1-750KVA |  | Pass | null | Pass | null
377672385 | TNB | DISTRIBUTION | WP PUTRAJAYA & CYBERJAYA | Existing | VCBJ/PCE/J22492/MB22494 | 300280471 | CLOSED | 11 kV | RYB | PE 22.49 LOT PT 12082 F2 |  |  | CBJ22495 |  | TAMCO | GR1 | 19/06/2008 | TX2-1000KVA |  | Pass | null | Pass | null
377672597 | TNB | DISTRIBUTION | WP PUTRAJAYA & CYBERJAYA | Existing | VCBJ/PCE/J22151/MB22151 | 300280557 | CLOSED | 11 kV | RYB | PE 22.15 LOT12072 P.MULTIMEDIA F1 |  |  | CBJ22153 |  | INDKOM | ZZT | 20020903 | TX1-1000KVA |  | Pass | null | Pass | null
377672691 | TNB | DISTRIBUTION | WP PUTRAJAYA & CYBERJAYA | Existing | VCBJ/PCE/J22152/MB22154 | 300280558 | CLOSED | 11 kV | RYB | PE 22.15 LOT 12072 P.MULTIMEDIA F2 |  |  | CBJ22156 |  | INDKOM | ZZT | 20020903 | TX2-1000KVA |  | Pass | null | Pass | null
377679273 | TNB | DISTRIBUTION | WP PUTRAJAYA & CYBERJAYA | Existing | VPTJ/PCE/J05321/MB05321 | 300454748 | CLOSED | 11 kV | RYB | PE 5.32 SEK REN PRESINT 5 (F1) |  |  | PTJ05323 |  | INDKOM | ZZT |  |  |  | Pass | null | Pass | null
377679312 | TNB | DISTRIBUTION | WP PUTRAJAYA & CYBERJAYA | Existing | VPTJ/PCE/J05322/MB05324 | 300454751 | CLOSED | 11 kV | RYB | PE 5.32 SEK REN PRESINT 5 (F2) |  |  | PTJ05326 |  | INDKOM | ZZT |  |  |  | Pass | null | Pass | null
377679426 | TNB | DISTRIBUTION | WP PUTRAJAYA & CYBERJAYA | Existing | VPTJ/PCE/J05331/MB05331 | 300454742 | CLOSED | 11 kV | RYB | PE 5.33 SEK MEN PRESINT 5 (F1) |  |  | PTJ05333 |  | INDKOM | INS24 (ZZTID) |  |  |  | Pass | null | Pass | null
377679522 | TNB | DISTRIBUTION | WP PUTRAJAYA & CYBERJAYA | Existing | VPTJ/PCE/J05332/MB05334 | 300454745 | CLOSED | 11 kV | RYB | PE 5.33 SEK MEN PRESINT 5 (F2) |  |  | PTJ05336 |  | INDKOM | INS24 (ZZTID) |  |  |  | Pass | null | Pass | null
377679635 | TNB | DISTRIBUTION | WP PUTRAJAYA & CYBERJAYA | Existing | VPTJ/PCE/J05171/MB05171 | 300280700 | CLOSED | 11 kV | RYB | PE 5.17 BLOK C 5R3 (F1) |  |  | PTJ05173 |  | INDKOM | ZZT-I/D | 15/09/2008 |  |  | Pass | null | Pass | null
377679724 | TNB | DISTRIBUTION | WP PUTRAJAYA & CYBERJAYA | Existing | VPTJ/PCE/J05172/MB05174 | 300280701 | CLOSED | 11 kV | RYB | PE 5.17 BLOK C 5R3 (F2) |  |  | PTJ05176 |  | INDKOM | ZZT-I/D | 15/09/2008 |  |  | Pass | null | Pass | null
377679829 | TNB | DISTRIBUTION | WP PUTRAJAYA & CYBERJAYA | Existing | VPTJ/PCE/J05182/MB05184 | 300281264 | CLOSED | 11 kV | RYB | PE 5.18 BLOK D 5R3 (F2) |  |  | PTJ05185 |  | TAMCO | GR1 | 15/09/2008 |  |  | Pass | null | Pass | null
377679960 | TNB | DISTRIBUTION | WP PUTRAJAYA & CYBERJAYA | Existing | VPTJ/PCE/J05181/MB05181 | 300281263 | CLOSED | 11 kV | RYB | PE 5.18 BLOK D 5R3 (F1) |  |  | PTJ05182 |  | TAMCO | GR1 | 15/09/2008 |  |  | Pass | null | Pass | null
377680299 | TNB | DISTRIBUTION | WP PUTRAJAYA & CYBERJAYA | Existing | VPTJ/PCE/J05161/MB05161 | 300281261 | CLOSED | 11 kV | RYB | PE 5.16 BLOK B 5R3 (F1) |  |  | PTJ05162 |  | TAMCO | GR1-21-1D | 15/09/2008 |  |  | Pass | null | Pass | null
377680390 | TNB | DISTRIBUTION | WP PUTRAJAYA & CYBERJAYA | Existing | VPTJ/PCE/J05162/MB05164 | 300281262 | CLOSED | 11 kV | RYB | PE 5.16 BLOK B 5R3 (F2) |  |  | PTJ05165 |  | TAMCO | GR1-21-1D | 15/09/2008 |  |  | Pass | null | Pass | null
377680483 | TNB | DISTRIBUTION | WP PUTRAJAYA & CYBERJAYA | Existing | VPTJ/PCE/J05152/MB05154 | 300280699 | CLOSED | 11 kV | RYB | PE 5.15 BLOK A 5R3 (F2) |  |  | PTJ05156 |  | INDKOM | ZZT-I/D | 15/09/2008 |  |  | Pass | null | Pass | null
377680581 | TNB | DISTRIBUTION | WP PUTRAJAYA & CYBERJAYA | Existing | VPTJ/PCE/J05151/MB05151 | 300280698 | CLOSED | 11 kV | RYB | PE 5.15 BLOK A 5R3 (F1) |  |  | PTJ05153 |  | INDKOM | ZZT-I/D | 15/09/2008 |  |  | Pass | null | Pass | null
377680683 | TNB | DISTRIBUTION | WP PUTRAJAYA & CYBERJAYA | Existing | VPTJ/PCE/J06031/MB06031 | 310283387 | CLOSED | 11 kV | RYB | SS 6.03 TEMP 6R6 |  |  | PTJ06032 |  | TAMCO |  |  |  |  | Pass | null | Pass | null
377680784 | TNB | DISTRIBUTION | WP PUTRAJAYA & CYBERJAYA | Existing | VPTJ/PCE/J05142/MB05144 | 300281260 | CLOSED | 11 kV | RYB | PE 5.14 5R1 (F2) |  |  | PTJ05146 |  | INDKOM | ZZT | 15/09/2008 |  |  | Pass | null | Pass | null
377680823 | TNB | DISTRIBUTION | WP PUTRAJAYA & CYBERJAYA | Existing | VPTJ/PCE/J05141/MB05141 | 300281259 | CLOSED | 11 kV | RYB | PE 5.14 5R1 (F1) |  |  | PTJ05143 |  | INDKOM | ZZT | 15/09/2008 |  |  | Pass | null | Pass | null
377680973 | TNB | DISTRIBUTION | WP PUTRAJAYA & CYBERJAYA | Existing | VPTJ/PCE/J06021/MB06021 | 300280715 | CLOSED | 11 kV | RYB | PE 6.02 KOLAM RENANG (F1) |  |  | PTJ06022 |  | MERLIN GERIN | RM6 | 22/05/2007 |  |  | Pass | null | Pass | null
377681071 | TNB | DISTRIBUTION | WP PUTRAJAYA & CYBERJAYA | Existing | VPTJ/PCE/J06022/MB06024 | 300280716 | CLOSED | 11 kV | RYB | PE 6.02 KOLAM RENANG (F2) |  |  | PTJ06025 |  | MERLIN GERIN | RM6 | 22/05/2007 |  |  | Pass | null | Pass | null
377681168 | TNB | DISTRIBUTION | WP PUTRAJAYA & CYBERJAYA | Existing | VPTJ/PCE/J06011/MB06011 | 300280790 | CLOSED | 11 kV | RYB | PE 6.01 GRAND STAND (F1) |  |  | PTJ06012 |  | TAMCO | GR1 | 20050812 |  |  | Pass | null | Pass | null
377681264 | TNB | DISTRIBUTION | WP PUTRAJAYA & CYBERJAYA | Existing | VPTJ/PCE/J06012/MB06014 | 300280791 | CLOSED | 11 kV | RYB | PE 6.01 GRAND STAND (F2) |  |  | PTJ06016 |  | INDKOM | ZZT | 20050812 |  |  | Pass | null | Pass | null
377681382 | TNB | DISTRIBUTION | WP PUTRAJAYA & CYBERJAYA | Existing | VPTJ/PCE/J05261/MB05261 | 300280711 | CLOSED | 11 kV | RYB | PE 5.26 BLOK D2 APT 5R4 (F1) |  |  | PTJ05262 |  | TAMCO | GR1 | 14/01/2009 |  |  | Pass | null | Pass | null
377681480 | TNB | DISTRIBUTION | WP PUTRAJAYA & CYBERJAYA | Existing | VPTJ/PCE/J05262/MB05264 | 300280712 | CLOSED | 11 kV | RYB | PE 5.26 BLOK D2 APT 5R4 (F1) |  |  | PTJ05265 |  | TAMCO | GR1 | 21/01/2009 |  |  | Pass | null | Pass | null
377681580 | TNB | DISTRIBUTION | WP PUTRAJAYA & CYBERJAYA | Existing | VPTJ/PCE/J05252/MB05254 | 300280710 | CLOSED | 11 kV | RYB | PE 5.25 BLOK D1 APT 5R4 (F2) |  |  | PTJ05255 |  | TAMCO | GR1 | 21/01/2009 |  |  | Pass | null | Pass | null
377681767 | TNB | DISTRIBUTION | WP PUTRAJAYA & CYBERJAYA | Existing | VPTJ/PCE/J05251/MB05251 | 300280709 | CLOSED | 11 kV | RYB | PE 5.25 BLOK D1 APT 5R4 (F1) |  |  | PTJ05252 |  | TAMCO | GR1 | 14/01/2009 |  |  | Pass | null | Pass | null
377681961 | TNB | DISTRIBUTION | WP PUTRAJAYA & CYBERJAYA | Existing | VPTJ/PCE/J05242/MB05244 | 300280708 | CLOSED | 11 kV | RYB | PE 5.24 BLOK C APT 5R4 (F2) |  |  | PTJ05245 |  | TAMCO | GR1 | 13/01/2009 |  |  | Pass | null | Pass | null
377682150 | TNB | DISTRIBUTION | WP PUTRAJAYA & CYBERJAYA | Existing | VPTJ/PCE/J05241/MB05241 | 300280707 | CLOSED | 11 kV | RYB | PE 5.24 BLOK C APT 5R4 (F1) |  |  | PTJ05242 |  | TAMCO | GR1 | 20091201 |  |  | Pass | null | Pass | null
377682251 | TNB | DISTRIBUTION | WP PUTRAJAYA & CYBERJAYA | Existing | VPTJ/PCE/J05231/MB05231 | 300280705 | CLOSED | 11 kV | RYB | PE 5.23 BLOK B APT 5R4 (F1) |  |  | PTJ05232 |  | TAMCO | GR1 | 20091201 |  |  | Pass | null | Pass | null
377682345 | TNB | DISTRIBUTION | WP PUTRAJAYA & CYBERJAYA | Existing | VPTJ/PCE/J05232/MB05234 | 300280706 | CLOSED | 11 kV | RYB | PE 5.23 BLOK B APT 5R4 (F2) |  |  | PTJ05235 |  | TAMCO | GR1 | 13/01/2009 |  |  | Pass | null | Pass | null
377682447 | TNB | DISTRIBUTION | WP PUTRAJAYA & CYBERJAYA | Existing | VPTJ/PCE/J05221/MB05221 | 300280703 | CLOSED | 11 kV | RYB | PE 5.22 BLOK A APT 5R4 (F1) |  |  | PTJ05222 |  | TAMCO | GR1 | 20091201 |  |  | Pass | null | Pass | null
377682547 | TNB | DISTRIBUTION | WP PUTRAJAYA & CYBERJAYA | Existing | VPTJ/PCE/J05222/MB05224 | 300280704 | CLOSED | 11 kV | RYB | PE 5.22 BLOK A APT 5R4 (F2) |  |  | PTJ05225 |  | TAMCO | GR1 | 13/01/2009 |  |  | Pass | null | Pass | null
377766189 | TNB | DISTRIBUTION | WP PUTRAJAYA & CYBERJAYA | Existing | VPTJ/PCE/J14191/MB14191 | 300281125 | CLOSED | 11 kV | RYB | PE 14.19 BLOK E2 (EFI) (F1) |  |  | PTJ14192 |  | TAMCO | ZZT | 20050609 |  |  | Pass | null | Pass | null
377766285 | TNB | DISTRIBUTION | WP PUTRAJAYA & CYBERJAYA | Existing | VPTJ/PCE/J14192/MB14194 | 300281126 | CLOSED | 11 kV | RYB | PE 14.19 BLOK E2 (EFI) (F2) |  |  | PTJ14196 |  | INDKOM | ZZT | 20050609 |  |  | Pass | null | Pass | null
377766391 | TNB | DISTRIBUTION | WP PUTRAJAYA & CYBERJAYA | Existing | VPTJ/PCE/J14181/MB14181 | 300281123 | CLOSED | 11 kV | RYB | PE 14.18 BLOK E1 (F1) |  |  | PTJ14183 |  | INDKOM | ZZT | 20050609 |  |  | Pass | null | Pass | null
377766420 | TNB | DISTRIBUTION | WP PUTRAJAYA & CYBERJAYA | Existing | VPTJ/PCE/J14182/MB14184 | 300281124 | CLOSED | 11 kV | RYB | PE 14.18 BLOK E1 (F2) |  |  | PTJ14186 |  | INDKOM | ZZT | 20050609 |  |  | Pass | null | Pass | null
377766513 | TNB | DISTRIBUTION | WP PUTRAJAYA & CYBERJAYA | Existing | VPTJ/PCE/J14171/MB14171 | 300281121 | CLOSED | 11 kV | RYB | PE 14.17 BLOK D (F1) |  |  | PTJ14172 |  | TAMCO | 2+1 | 20050609 |  |  | Pass | null | Pass | null
377766609 | TNB | DISTRIBUTION | WP PUTRAJAYA & CYBERJAYA | Existing | VPTJ/PCE/J14172/MB14174 | 300281122 | CLOSED | 11 kV | RYB | PE 14.17 BLOK D (F2) |  |  | PTJ14176 |  | INDKOM | ZZT | 20050609 |  |  | Pass | null | Pass | null
377766709 | TNB | DISTRIBUTION | WP PUTRAJAYA & CYBERJAYA | Existing | VPTJ/PCE/J14161/MB14161 | 300281119 | CLOSED | 11 kV | RYB | PE 14.16 BLOK C (EFI) (F1) |  |  | PTJ14162 |  |  | 1000 KVA | 20050609 |  |  | Pass | null | Pass | null
377766805 | TNB | DISTRIBUTION | WP PUTRAJAYA & CYBERJAYA | Existing | VPTJ/PCE/J14162/MB14164 | 300281120 | CLOSED | 11 kV | RYB | PE 14.16 BLOK C (EFI) (F2) |  |  | PTJ14166 |  |  | 1000 KVA | 20050609 |  |  | Pass | null | Pass | null
377766894 | TNB | DISTRIBUTION | WP PUTRAJAYA & CYBERJAYA | Existing | VPTJ/PCE/J14151/MB14151 | 300281117 | CLOSED | 11 kV | RYB | PE 14.15 BLOK B (F1) |  |  | PTJ14153 |  | INDKOM | ZZT | 20050609 |  |  | Pass | null | Pass | null
377766988 | TNB | DISTRIBUTION | WP PUTRAJAYA & CYBERJAYA | Existing | VPTJ/PCE/J14152/MB14154 | 300281118 | CLOSED | 11 kV | RYB | PE 14.15 BLOK B (F2) |  |  | PTJ14156 |  | INDKOM | ZZT | 20050609 |  |  | Pass | null | Pass | null
377767075 | TNB | DISTRIBUTION | WP PUTRAJAYA & CYBERJAYA | Existing | VPTJ/PCE/J14141/MB14141 | 300281115 | CLOSED | 11 kV | RYB | PE 14.14 BLOK A (EFI) (F1) |  |  | PTJ14143 |  | INDKOM | ZZT | 20050609 |  |  | Pass | null | Pass | null
377767171 | TNB | DISTRIBUTION | WP PUTRAJAYA & CYBERJAYA | Existing | VPTJ/PCE/J14142/MB14144 | 300281116 | CLOSED | 11 kV | RYB | PE 14.14 BLOK A (EFI) (F2) |  |  | PTJ14146 |  | INDKOM | ZZT | 20050609 |  |  | Pass | null | Pass | null
377767259 | TNB | DISTRIBUTION | WP PUTRAJAYA & CYBERJAYA | Existing | VPTJ/PCE/J14311/MB14311 | 300281141 | CLOSED | 11 kV | RYB | PE 14.31 P'PURI 14-12 BLOK B (F1) |  |  | PTJ14313 |  |  | ZZT | 25/06/2008 |  |  | Pass | null | Pass | null
377767353 | TNB | DISTRIBUTION | WP PUTRAJAYA & CYBERJAYA | Existing | VPTJ/PCE/J14312/MB14314 | 300281142 | CLOSED | 11 kV | RYB | PE 14.31 P'PURI 14-12 BLOK B (F2) |  |  | PTJ14316 |  |  | ZZT | 25/06/2008 |  |  | Pass | null | Pass | null
377767448 | TNB | DISTRIBUTION | WP PUTRAJAYA & CYBERJAYA | Existing | VPTJ/PCE/J14301/MB14301 | 300281139 | CLOSED | 11 kV | RYB | PE 14.30 P'PURI 14-12 BLOK A (EFI) (F1) |  |  | PTJ14303 |  | INDKOM | ZZT | 25/06/2008 |  |  | Pass | null | Pass | null
377767542 | TNB | DISTRIBUTION | WP PUTRAJAYA & CYBERJAYA | Existing | VPTJ/PCE/J14302/MB14304 | 300281140 | CLOSED | 11 kV | RYB | PE 14.30 P'PURI 14-12 BLOK A (EFI) (F2) |  |  | PTJ14306 |  | INDKOM | ZZT | 25/06/2008 |  |  | Pass | null | Pass | null
377767576 | TNB | DISTRIBUTION | WP PUTRAJAYA & CYBERJAYA | Existing | VPTJ/PCE/J14251/MB14251 | 300281133 | CLOSED | 11 kV | RYB | PE 14.25 KOMPLEKS SEK REN (EFI) (F1) |  |  | PTJ14253 |  | INDKOM | ZZT | 20070309 |  |  | Pass | null | Pass | null
377767670 | TNB | DISTRIBUTION | WP PUTRAJAYA & CYBERJAYA | Existing | VPTJ/PCE/J14252/MB14254 | 300281134 | CLOSED | 11 kV | RYB | PE 14.25 KOMPLEKS SEK REN (EFI) (F2) |  |  | PTJ14256 |  | INDKOM | ZZT | 20070309 |  |  | Pass | null | Pass | null
378018335 | TNB | DISTRIBUTION | WP PUTRAJAYA & CYBERJAYA | Existing | VCBJ/PCE/J00143/MB1 | 310402698 | CLOSED | 11 kV | RYB | D-CBJ-C14-0473 |  |  | C23372 |  |  | VRN 2A |  | TX1-1000KVA |  | Pass | null | Pass | null
378018456 | TNB | DISTRIBUTION | WP PUTRAJAYA & CYBERJAYA | Existing | VCBJ/PCE/J00144/MB1 | 310402697 | CLOSED | 11 kV | RYB | D-CBJ-C14-0473 |  |  | C23375 |  |  | VRN 2A |  | TX2-1000KVA |  | Pass | null | Pass | null
378018579 | TNB | DISTRIBUTION | WP PUTRAJAYA & CYBERJAYA | Existing | VCBJ/PCE/J00141/MB1 | 310425999 | CLOSED | 11 kV | RYB | D-CBJ-C17-0588 |  |  | C23392 |  | TAMCO | N/A |  | TX1-1000KVA |  | Pass | null | Pass | null
378018700 | TNB | DISTRIBUTION | WP PUTRAJAYA & CYBERJAYA | Existing | VCBJ/PCE/J00142/MB1 | 310425997 | CLOSED | 11 kV | RYB | D-CBJ-C17-0588 |  |  | C23395 |  | TAMCO | N/A |  | TX2-1000KVA |  | Pass | null | Pass | null
378018823 | TNB | DISTRIBUTION | WP PUTRAJAYA & CYBERJAYA | Existing | VCBJ/PCE/J00145/MB1 | 310425995 | CLOSED | 11 kV | RYB | D-CBJ-C14-0473 |  |  | C23382 |  | TAMCO | N/A |  | TX1-1000kVA |  | Pass | null | Pass | null
378018944 | TNB | DISTRIBUTION | WP PUTRAJAYA & CYBERJAYA | Existing | VCBJ/PCE/J00146/MB1 | 310425996 | CLOSED | 11 kV | RYB | D-CBJ-C14-0473 |  |  | C23385 |  | TAMCO | N/A |  | TX2-1000kVA |  | Pass | null | Pass | null
378019117 | TNB | DISTRIBUTION | WP PUTRAJAYA & CYBERJAYA | Existing | VCBJ/PCE/J00151/MB1 | 310438595 | CLOSED | 11 kV | RYB | D-CBJ-C15-0540 |  |  | C23433 |  | INDKOM | INS24 |  | TX1-1000kVA |  | Pass | null | Pass | null
378019118 | TNB | DISTRIBUTION | WP PUTRAJAYA & CYBERJAYA | Existing | VCBJ/PCE/J00151/MB1 | 310438595 | CLOSED | 11 kV | RYB | D-CBJ-C15-0540 |  |  | C23434 |  | INDKOM | INS24 |  | TX2-1000kVA |  | Pass | null | Pass | null
378043801 | TNB | DISTRIBUTION | WP PUTRAJAYA & CYBERJAYA | Existing | VPTJ/PCE/J14222/MB14224 | 300281132 | CLOSED | 11 kV | RYB | PE 14.22 KOMPLEKS SEK MEN (F2) |  |  | PTJ14225 |  | TAMCO | 2+1 | 20070309 |  |  | Pass | null | Pass | null
378043911 | TNB | DISTRIBUTION | WP PUTRAJAYA & CYBERJAYA | Existing | VPTJ/PCE/J14051/MB14051 | 300454833 | CLOSED | 11 kV | RYB | PE 14.05 PERUMAHAN 14-11 (F1) |  |  | PTJ14052 |  | SCHNEIDER | NE-2iQ |  |  |  | Pass | null | Pass | null
378043934 | TNB | DISTRIBUTION | WP PUTRAJAYA & CYBERJAYA | Existing | VPTJ/PCE/J14052/MB14054 | 300454838 | CLOSED | 11 kV | RYB | PE 14.05 PERUMAHAN 14-11 (F2) |  |  | PTJ14055 |  | SCHNEIDER | NE-2iQ |  |  |  | Pass | null | Pass | null
378043965 | TNB | DISTRIBUTION | WP PUTRAJAYA & CYBERJAYA | Existing | VPTJ/PCE/J14061/MB14061 | 300281107 | CLOSED | 11 kV | RYB | PE 14.06 PERUMAHAN 14-5A |  |  | PTJ14063 |  | INDKOM | ZZT | 26/05/2008 |  |  | Pass | null | Pass | null
378044374 | TNB | DISTRIBUTION | WP PUTRAJAYA & CYBERJAYA | Existing | VPTJ/PCE/J14091/MB14091 | 300281110 | CLOSED | 11 kV | RYB | PE 14.09 PERUMAHAN 14-4 (F1) |  |  | PTJ14092 |  | MERLIN GERIN | NA | 20071108 |  |  | Pass | null | Pass | null
378044505 | TNB | DISTRIBUTION | WP PUTRAJAYA & CYBERJAYA | Existing | VPTJ/PCE/J14081/MB14081 | 300281108 | CLOSED | 11 kV | RYB | PE 14.08 Perumahan 14-10 (F1) |  |  | PTJ14082 |  | FALCON BETA | NA | 28/11/2008 |  |  | Pass | null | Pass | null
378044528 | TNB | DISTRIBUTION | WP PUTRAJAYA & CYBERJAYA | Existing | VPTJ/PCE/J14082/MB14084 | 300281109 | CLOSED | 11 kV | RYB | PE 14.08 Perumahan 14-10 (F2) |  |  | PTJ14085 |  | TAMCO | GR1-21-10-17336 | 28/11/2008 |  |  | Pass | null | Pass | null
378044631 | TNB | DISTRIBUTION | WP PUTRAJAYA & CYBERJAYA | Existing | VPTJ/PCE/J14131/MB14131 | 300281113 | CLOSED | 11 kV | RYB | PE 14.13 ERUMAHAN 14-9 (EFI) (F1) |  |  | PTJ14132 |  | TAMCO | GR1 | 20060902 |  |  | Pass | null | Pass | null
378044654 | TNB | DISTRIBUTION | WP PUTRAJAYA & CYBERJAYA | Existing | VPTJ/PCE/J14132/MB14134 | 300281114 | CLOSED | 11 kV | RYB | PE 14.13 ERUMAHAN 14-9 (EFI) (F2) |  |  | PTJ14135 |  | TAMCO | GR1 | 20060902 |  |  | Pass | null | Pass | null
378044756 | TNB | DISTRIBUTION | WP PUTRAJAYA & CYBERJAYA | Existing | VPTJ/PCE/J14021/MB14021 | 300281104 | CLOSED | 11 kV | RYB | PE 14.02 PERUMAHAN 14-1 (EFI) (F1) |  |  | PTJ14022 |  | TAMCO | GR1 | 25/02/2006 |  |  | Pass | null | Pass | null
378044779 | TNB | DISTRIBUTION | WP PUTRAJAYA & CYBERJAYA | Existing | VPTJ/PCE/J14022/MB14024 | 300281105 | CLOSED | 11 kV | RYB | PE 14.02 PERUMAHAN 14-1 (EFI) (F2) |  |  | PTJ14025 |  | TAMCO | GR1 | 25/02/2006 |  |  | Pass | null | Pass | null
378044882 | TNB | DISTRIBUTION | WP PUTRAJAYA & CYBERJAYA | Existing | VPTJ/PCE/J14111/MB14111 | 300281111 | CLOSED | 11 kV | RYB | PE 14.11 PERUMAHAN 14-1 (F1) |  |  | PTJ14112 |  | TAMCO | GR1 | 25/02/2006 |  |  | Pass | null | Pass | null
378044905 | TNB | DISTRIBUTION | WP PUTRAJAYA & CYBERJAYA | Existing | VPTJ/PCE/J14112/MB14114 | 300281112 | CLOSED | 11 kV | RYB | PE 14.11 PERUMAHAN 14-1 (F2) |  |  | PTJ14115 |  | TAMCO | GR1 | 25/02/2006 |  |  | Pass | null | Pass | null
378045002 | TNB | DISTRIBUTION | WP PUTRAJAYA & CYBERJAYA | Existing | VPTJ/PCE/J16031/MB16031 | 300281176 | CLOSED | 11 kV | RYB | PE 16.03 146 UNIT RUMAH TERES |  |  | PTJ16032 |  | MERLIN GERIN | NA | 20060203 |  |  | Pass | null | Pass | null
378045363 | TNB | DISTRIBUTION | WP PUTRAJAYA & CYBERJAYA | Existing | VPTJ/PCE/J01641/MB01641 | 300454866 | CLOSED | 11 kV | RYB | PE 1.64 PEJ HOTEL PZ 10 (F1) |  |  | PTJ01642 |  | INDKOM | VRN2a |  |  |  | Pass | null | Pass | null
378045389 | TNB | DISTRIBUTION | WP PUTRAJAYA & CYBERJAYA | Existing | VPTJ/PCE/J01642/MB01644 | 300454868 | CLOSED | 11 kV | RYB | PE 1.64 PEJ HOTEL PZ 10 (F2) |  |  | PTJ01646 |  | INDKOM | ZZT I/D |  |  |  | Pass | null | Pass | null
378045412 | TNB | DISTRIBUTION | WP PUTRAJAYA & CYBERJAYA | Existing | VPTJ/PCE/J16311/MB16311 | 310338862 | CLOSED | 11 kV | RYB | PE 16.31 TEMP PPA1M PR 16 |  |  | PTJ16312 |  | TAMCO | GRi |  |  |  | Pass | null | Pass | null
378045513 | TNB | DISTRIBUTION | WP PUTRAJAYA & CYBERJAYA | Existing | VPTJ/PCE/J16201/MB16201 | 300281195 | CLOSED | 11 kV | RYB | PE 16.20 APT A1 (EFI) (F1) |  |  | PTJ16203 |  | INDKOM | ZZT | 20000311 |  |  | Pass | null | Pass | null
378045536 | TNB | DISTRIBUTION | WP PUTRAJAYA & CYBERJAYA | Existing | VPTJ/PCE/J16202/MB16204 | 300281196 | CLOSED | 11 kV | RYB | PE 16.20 APT A1 (EFI) (F2) |  |  | PTJ16206 |  | INDKOM | ZZT | 20000311 |  |  | Pass | null | Pass | null
378045651 | TNB | DISTRIBUTION | WP PUTRAJAYA & CYBERJAYA | Existing | VPTJ/PCE/J16191/MB16191 | 300281193 | CLOSED | 11 kV | RYB | PE 16.19 APT A2 (F1) |  |  | PTJ16193 |  | INDKOM | ZZT | 20000311 |  |  | Pass | null | Pass | null
378045677 | TNB | DISTRIBUTION | WP PUTRAJAYA & CYBERJAYA | Existing | VPTJ/PCE/J16192/MB16194 | 300281194 | CLOSED | 11 kV | RYB | PE 16.19 APT A2 (F2) |  |  | PTJ16196 |  | INDKOM | ZZT | 20000311 |  |  | Pass | null | Pass | null
378045780 | TNB | DISTRIBUTION | WP PUTRAJAYA & CYBERJAYA | Existing | VPTJ/PCE/J16181/MB16181 | 300281191 | CLOSED | 11 kV | RYB | PE 16.18 APT A3 (EFI) (F1) |  |  | PTJ16183 |  | INDKOM | ZZT | 20000311 |  |  | Pass | null | Pass | null
378045807 | TNB | DISTRIBUTION | WP PUTRAJAYA & CYBERJAYA | Existing | VPTJ/PCE/J16182/MB16184 | 300281192 | CLOSED | 11 kV | RYB | PE 16.18 APT A3 (EFI) (F2) |  |  | PTJ16186 |  | INDKOM | GA-ZZT | 20000311 |  |  | Pass | null | Pass | null
378045908 | TNB | DISTRIBUTION | WP PUTRAJAYA & CYBERJAYA | Existing | VPTJ/PCE/J16151/MB16151 | 300281183 | CLOSED | 11 kV | RYB | PE 16.15 SEK. REN (F1) |  |  | PTJ16153 |  | INDKOM | ZZT | 20020509 |  |  | Pass | null | Pass | null
378045935 | TNB | DISTRIBUTION | WP PUTRAJAYA & CYBERJAYA | Existing | VPTJ/PCE/J16152/MB16154 | 300281184 | CLOSED | 11 kV | RYB | PE 16.15 SEK. REN (F2) |  |  | PTJ16156 |  | INDKOM | ZZT | 20020509 |  |  | Pass | null | Pass | null
378046495 | TNB | DISTRIBUTION | WP PUTRAJAYA & CYBERJAYA | Existing | VPTJ/PCE/J12021/MB12021 | 300454639 | CLOSED | 11 kV | RYB | PE 12.02 KUARTERS PEKERJA |  |  | PTJ12022 |  | INDKOM | INS24 |  |  |  | Pass | null | Pass | null
378046521 | TNB | DISTRIBUTION | WP PUTRAJAYA & CYBERJAYA | Existing | VPTJ/PCE/J12011/MB12011 | 300281098 | CLOSED | 11 kV | RYB | PE 12.01 RF 2 P. UTARA |  |  | PTJ12013 |  | TAMCO | GR1 | 20001107 |  |  | Pass | null | Pass | null
378046625 | TNB | DISTRIBUTION | WP PUTRAJAYA & CYBERJAYA | Existing | VPTJ/PCE/J14291/MB14291 | 300281137 | CLOSED | 11 kV | RYB | PE 14.29 GUDANG (EFI) (F1) |  |  | PTJ14293 |  | INDKOM | GA 2K 1TS | 20080801 |  |  | Pass | null | Pass | null
378046686 | TNB | DISTRIBUTION | WP PUTRAJAYA & CYBERJAYA | Existing | VPTJ/PCE/J14292/MB14294 | 300281138 | CLOSED | 11 kV | RYB | PE 14.29 GUDANG (EFI) (F2) |  |  | PTJ14296 |  | INDKOM | GA 2K 1TS | 20080801 |  |  | Pass | null | Pass | null
378046918 | TNB | DISTRIBUTION | WP PUTRAJAYA & CYBERJAYA | Existing | VPTJ/PCE/J14271/MB14271 | 300281135 | CLOSED | 11 kV | RYB | PE 14.27 KOMP PJC SEMENTARA |  |  | PTJ14274 |  | INDKOM | INS24 | 19990901 |  |  | Pass | null | Pass | null
378046919 | TNB | DISTRIBUTION | WP PUTRAJAYA & CYBERJAYA | Existing | VPTJ/PCE/J14271/MB14271 | 300281135 | CLOSED | 11 kV | RYB | PE 14.27 KOMP PJC SEMENTARA |  |  | PTJ14273 |  | INDKOM | INS24 | 19990901 |  |  | Pass | null | Pass | null
378047080 | TNB | DISTRIBUTION | WP PUTRAJAYA & CYBERJAYA | Existing | VPTJ/PCE/J14281/MB14281 | 300281136 | CLOSED | 11 kV | RYB | PE 14.28 KOMPLEKS SEDLEY |  |  | PTJ14282 |  | SCHNEIDER | RM6 | 19990901 |  |  | Pass | null | Pass | null
378047198 | TNB | DISTRIBUTION | WP PUTRAJAYA & CYBERJAYA | Existing | VPTJ/PCE/J14041/MB14041 | 300281254 | CLOSED | 11 kV | RYB | PE 14.04 PADAT L/JALAN |  |  | PTJ14042 |  | INDKOM | INS24 | 14/03/2005 |  |  | Pass | null | Pass | null
378047303 | TNB | DISTRIBUTION | WP PUTRAJAYA & CYBERJAYA | Existing | VPTJ/PCE/J15201/MB15201 | 300281153 | CLOSED | 11 kV | RYB | PE 15.20 VISITOR CENTER F1 |  |  | PTJ15203 |  | INDKOM | ZZT | 27/04/2004 |  |  | Pass | null | Pass | null
378047514 | TNB | DISTRIBUTION | WP PUTRAJAYA & CYBERJAYA | Existing | VPTJ/PCE/J15251/MB15251 | 300454841 | CLOSED | 11 kV | RYB | PE 15.25 PJBT KEDUTAAN IRAQ (F1) |  |  | PTJ15252 |  | SCHNEIDER | NE-2iQ |  |  |  | Pass | null | Pass | null
378047608 | TNB | DISTRIBUTION | WP PUTRAJAYA & CYBERJAYA | Existing | VPTJ/PCE/J15252/MB15251 | 300454844 | CLOSED | 11 kV | RYB | PE 15.25 PJBT KEDUTAAN IRAQ (F2) |  |  | PTJ15255 |  | SCHNEIDER | RM6 |  |  |  | Pass | null | Pass | null
378047704 | TNB | DISTRIBUTION | WP PUTRAJAYA & CYBERJAYA | Existing | VPTJ/PCE/J00330/MB1 | 300503038 | CLOSED | 11 kV | RYB | PE 15.53 KEDUTAAN BRUNEI F1 |  |  | PTJ15533 |  | INDKOM | ZZT |  |  |  | Pass | null | Pass | null
378047798 | TNB | DISTRIBUTION | WP PUTRAJAYA & CYBERJAYA | Existing | VPTJ/PCE/J15532/MB | 300502458 | CLOSED | 11 kV | RYB | PE 15.53 KEDUTAAN BRUNEI F2 |  |  | PTJ15536 | [6 empty] | Pass | null | Pass | null
378047894 | TNB | DISTRIBUTION | WP PUTRAJAYA & CYBERJAYA | Existing | VPTJ/PCE/J15202/MB15204 | 300281154 | CLOSED | 11 kV | RYB | PE 15.20 VISITOR CENTER (F2) |  |  | PTJ15206 |  | INDKOM | ZZT | 27/04/2004 |  |  | Pass | null | Pass | null
378047965 | TNB | DISTRIBUTION | WP PUTRAJAYA & CYBERJAYA | Existing | VPTJ/PCE/J15231/MB15231 | 300281158 | CLOSED | 11 kV | RYB | PE 15.23 PROMENADE |  |  | PTJ15232 |  | SCHNEIDER | ZZT | 31/05/2006 |  |  | Pass | null | Pass | null
378048067 | TNB | DISTRIBUTION | WP PUTRAJAYA & CYBERJAYA | Existing | VPTJ/PCE/J11142/MB11144 | 300280999 | CLOSED | 11 kV | RYB | PE 11.14 APT C (F2) |  |  | PTJ11146 |  | INDKOM | ZZT | 13/05/2003 |  |  | Pass | null | Pass | null
378048165 | TNB | DISTRIBUTION | WP PUTRAJAYA & CYBERJAYA | Existing | VPTJ/PCE/J11141/MB11141 | 300280997 | CLOSED | 11 kV | RYB | PE 11.14 APT C (F1) |  |  | PTJ11143 |  | INDKOM | ZZT | 13/05/2003 |  |  | Pass | null | Pass | null
378048363 | TNB | DISTRIBUTION | WP PUTRAJAYA & CYBERJAYA | Existing | VCBJ/PCE/J21831/MB21831 | 300452981 | CLOSED | 11 kV | RYB | PE 21.83 PS14 ROAD D |  |  | CBJ21833 |  | INDKOM | ZZT |  |  |  | Pass | null | Pass | null
378048513 | TNB | DISTRIBUTION | WP PUTRAJAYA & CYBERJAYA | Existing | VCBJ/PCE/J23101/MB | 300491147 | CLOSED | 11 kV | RYB | PE 23.10 CLOVER NO.1 |  |  | CBJ23104 |  | INDKOM | ZZT |  |  |  | Pass | null | Pass | null
378048514 | TNB | DISTRIBUTION | WP PUTRAJAYA & CYBERJAYA | Existing | VCBJ/PCE/J23101/MB | 300491147 | CLOSED | 11 kV | RYB | PE 23.10 CLOVER NO.1 |  |  | CBJ23104 |  | INDKOM | ZZT |  |  |  | Pass | null | Pass | null
378048696 | TNB | DISTRIBUTION | WP PUTRAJAYA & CYBERJAYA | Existing | VCBJ/PCE/J23121/MB23121 | 300520627 | CLOSED | 11 kV | RYB | PE 23.12 CLOVER NO.3 |  |  | CBJ23124 |  | INDKOM | INS24 |  |  |  | Pass | null | Pass | null
378048697 | TNB | DISTRIBUTION | WP PUTRAJAYA & CYBERJAYA | Existing | VCBJ/PCE/J23121/MB23121 | 300520627 | CLOSED | 11 kV | RYB | PE 23.12 CLOVER NO.3 |  |  | CBJ23123 |  | INDKOM | INS24 |  |  |  | Pass | null | Pass | null
378048902 | TNB | DISTRIBUTION | WP PUTRAJAYA & CYBERJAYA | Existing | VCBJ/PCE/J23111/MB23111 | 300520630 | CLOSED | 11 kV | RYB | PE 23.11 CLOVER NO.2 |  |  | CBJ23114 |  | INDKOM | INS24 |  |  |  | Pass | null | Pass | null
378048903 | TNB | DISTRIBUTION | WP PUTRAJAYA & CYBERJAYA | Existing | VCBJ/PCE/J23111/MB23111 | 300520630 | CLOSED | 11 kV | RYB | PE 23.11 CLOVER NO.2 |  |  | CBJ23113 |  | INDKOM | INS24 |  |  |  | Pass | null | Pass | null
378049303 | TNB | DISTRIBUTION | WP PUTRAJAYA & CYBERJAYA | Existing | VCBJ/PCE/J21851/MB21851 | 300450136 | CLOSED | 11 kV | RYB | PE 21.85 MYVILLA P1 PARCEL A |  |  | CBJ21854 |  | INDKOM | INS24 |  |  |  | Pass | null | Pass | null
378049304 | TNB | DISTRIBUTION | WP PUTRAJAYA & CYBERJAYA | Existing | VCBJ/PCE/J21851/MB21851 | 300450136 | CLOSED | 11 kV | RYB | PE 21.85 MYVILLA P1 PARCEL A |  |  | CBJ21853 |  | INDKOM | INS24 |  |  |  | Pass | null | Pass | null
378049467 | TNB | DISTRIBUTION | WP PUTRAJAYA & CYBERJAYA | Existing | VCBJ/PCE/J21861/MB21861 | 300450278 | CLOSED | 11 kV | RYB | PE 21.86 MYVILLA P1 PARCEL B |  |  | CBJ21863 |  | INDKOM | ZZT |  |  |  | Pass | null | Pass | null
378049669 | TNB | DISTRIBUTION | WP PUTRAJAYA & CYBERJAYA | Existing | VCBJ/PCE/J00103/MB1 | 300493850 | CLOSED | 11 kV | RYB | PE 23.22 SHOP LOT MYVILLA PRS 5 |  |  | CBJ23224 |  | INDKOM | N/A |  |  |  | Pass | null | Pass | null
378049670 | TNB | DISTRIBUTION | WP PUTRAJAYA & CYBERJAYA | Existing | VCBJ/PCE/J00103/MB1 | 300493850 | CLOSED | 11 kV | RYB | PE 23.22 SHOP LOT MYVILLA PRS 5 |  |  | CBJ23223 |  | INDKOM | N/A |  |  |  | Pass | null | Pass | null
378049846 | TNB | DISTRIBUTION | WP PUTRAJAYA & CYBERJAYA | Existing | VCBJ/PCE/J21931/MB21931 | 300454636 | CLOSED | 11 kV | RYB | PE 21.93 MYVILLA P3 PARCEL A |  |  | CBJ21934 |  | INDKOM | INS24 |  |  |  | Pass | null | Pass | null
378049847 | TNB | DISTRIBUTION | WP PUTRAJAYA & CYBERJAYA | Existing | VCBJ/PCE/J21931/MB21931 | 300454636 | CLOSED | 11 kV | RYB | PE 21.93 MYVILLA P3 PARCEL A |  |  | CBJ21933 |  | INDKOM | INS24 |  |  |  | Pass | null | Pass | null
378050043 | TNB | DISTRIBUTION | WP PUTRAJAYA & CYBERJAYA | Existing | VCBJ/PCE/J21941/MB21941 | 300454633 | CLOSED | 11 kV | RYB | PE 21.94 MYVILLA P3 PARCEL B |  |  | CBJ21944 |  | INDKOM | ZZTT 1/D |  |  |  | Pass | null | Pass | null
378050044 | TNB | DISTRIBUTION | WP PUTRAJAYA & CYBERJAYA | Existing | VCBJ/PCE/J21941/MB21941 | 300454633 | CLOSED | 11 kV | RYB | PE 21.94 MYVILLA P3 PARCEL B |  |  | CBJ21943 |  | INDKOM | ZZTT 1/D |  |  |  | Pass | null | Pass | null
378050631 | TNB | DISTRIBUTION | WP PUTRAJAYA & CYBERJAYA | Existing | VPTJ/PCE/J07021/MB07021 | 300281274 | CLOSED | 11 kV | RYB | PE 7.02 POLIS PUTRAJAYA (F1) |  |  | PTJ07023 |  | INDKOM | ZZT | 28/07/1999 |  |  | Pass | null | Pass | null
378050730 | TNB | DISTRIBUTION | WP PUTRAJAYA & CYBERJAYA | Existing | VPTJ/PCE/J07022/MB07024 | 300281275 | CLOSED | 11 kV | RYB | PE 7.02 POLIS PUTRAJAYA (F2) |  |  | PTJ07026 |  | INDKOM | ZZT | 28/07/1999 |  |  | Pass | null | Pass | null
378050833 | TNB | DISTRIBUTION | WP PUTRAJAYA & CYBERJAYA | Existing | VPTJ/PCE/J07011/MB07011 | 300281272 | CLOSED | 11 kV | RYB | PE 7.01 BOMBA PUTRAJAYA (F1) |  |  | PTJ07013 |  | MERLIN GERIN | NE-31Q | 28/07/1999 |  |  | Pass | null | Pass | null
378050927 | TNB | DISTRIBUTION | WP PUTRAJAYA & CYBERJAYA | Existing | VPTJ/PCE/J07012/MB07014 | 300281273 | CLOSED | 11 kV | RYB | PE 7.01 IBU PEJABAT BOMBA (F2) |  |  | PTJ07014 |  | MERLIN GERIN | NE-31Q | 28/07/1999 |  |  | Pass | null | Pass | null
378051048 | TNB | DISTRIBUTION | WP PUTRAJAYA & CYBERJAYA | Existing | VPTJ/PCE/J07081/MB07081 | 300280775 | CLOSED | 11 kV | RYB | PE 7.08 PARK & RIDE (F1) |  |  | PTJ07082 |  | TAMCO | GR1 | 20070504 |  |  | Pass | null | Pass | null
378051145 | TNB | DISTRIBUTION | WP PUTRAJAYA & CYBERJAYA | Existing | VPTJ/PCE/J07082/MB07084 | 300280776 | CLOSED | 11 kV | RYB | PE 7.08 PARK & RIDE (F2) |  |  | PTJ07085 |  | TAMCO | GR1 | 20070504 |  |  | Pass | null | Pass | null
378051245 | TNB | DISTRIBUTION | WP PUTRAJAYA & CYBERJAYA | Existing | VPTJ/PCE/J07062/MB07064 | 300281279 | CLOSED | 11 kV | RYB | PE 7.06 TPB (WTT) (F2) |  |  | PTJ07066 |  | INDKOM | ZZT | 13/06/2002 |  |  | Pass | null | Pass | null
378051276 | TNB | DISTRIBUTION | WP PUTRAJAYA & CYBERJAYA | Existing | VPTJ/PCE/J07061/MB07061 | 300281278 | CLOSED | 11 kV | RYB | PE 7.06 TPB (WTT) (F1) |  |  | PTJ07063 |  | INDKOM | ZZT | 13/06/2002 |  |  | Pass | null | Pass | null
378051481 | TNB | DISTRIBUTION | WP PUTRAJAYA & CYBERJAYA | Existing | VPTJ/PCE/J07051/MB07051 | 300281277 | CLOSED | 11 kV | RYB | PE 7.05 L SENTOSA (R2C) |  |  | PTJ07052 |  | MERLIN GERIN | RM6 | 20010501 |  |  | Pass | null | Pass | null
378051576 | TNB | DISTRIBUTION | WP PUTRAJAYA & CYBERJAYA | Existing | VPTJ/PCE/J07071/MB07071 | 300281280 | CLOSED | 11 kV | RYB | PE 7.07 PLF (F1) |  |  | PTJ07073 |  | INDKOM | ZZT | 27/07/1999 |  |  | Pass | null | Pass | null
378051672 | TNB | DISTRIBUTION | WP PUTRAJAYA & CYBERJAYA | Existing | VPTJ/PCE/J07072/MB07074 | 300281281 | CLOSED | 11 kV | RYB | PE 7.07 PLF (F2) |  |  | PTJ07076 |  | INDKOM | ZZT | 27/07/2009 |  |  | Pass | null | Pass | null
378051779 | TNB | DISTRIBUTION | WP PUTRAJAYA & CYBERJAYA | Existing | VPTJ/PCE/J08121/MB08121 | 300280797 | CLOSED | 11 kV | RYB | PE 8.12 INSIDE PPU 5 (F1) |  |  | PTJ08123 |  | INDKOM | ZZT | 20001210 |  |  | Pass | null | Pass | null
378051873 | TNB | DISTRIBUTION | WP PUTRAJAYA & CYBERJAYA | Existing | VPTJ/PCE/J08122/MB08124 | 300280798 | CLOSED | 11 kV | RYB | PE 8.12 INSIDE PPU 5 (F2) |  |  | PTJ08126 |  | INDKOM | ZZT | 20001210 |  |  | Pass | null | Pass | null
378051978 | TNB | DISTRIBUTION | WP PUTRAJAYA & CYBERJAYA | Existing | VPTJ/PCE/J08161/MB08161 | 300280800 | CLOSED | 11 kV | RYB | PE 8.16 RD 2B L. SENTOSA |  |  | PTJ08163 |  | INDKOM | ZZT | 15/11/1999 |  |  | Pass | null | Pass | null
378052071 | TNB | DISTRIBUTION | WP PUTRAJAYA & CYBERJAYA | Existing | VPTJ/PCE/J08301/MB08301 | 300454757 | CLOSED | 11 kV | RYB | PE 8.30 8C1 (F1) |  |  | PTJ08303 |  | INDKOM | ZZT I/D |  |  |  | Pass | null | Pass | null
378052099 | TNB | DISTRIBUTION | WP PUTRAJAYA & CYBERJAYA | Existing | VPTJ/PCE/J08302/MB08304 | 300454760 | CLOSED | 11 kV | RYB | PE 8.30 8C1 (F2) |  |  | PTJ08306 |  | INDKOM | ZZT I/D |  |  |  | Pass | null | Pass | null
378052133 | TNB | DISTRIBUTION | WP PUTRAJAYA & CYBERJAYA | Existing | VPTJ/PCE/J08311/MB08311 | 300452993 | CLOSED | 11 kV | RYB | PE 8.31 8C3 F1 |  |  | PTJ08312 |  | SCHNEIDER | NE-2iQ |  |  |  | Pass | null | Pass | null
378052227 | TNB | DISTRIBUTION | WP PUTRAJAYA & CYBERJAYA | Existing | VPTJ/PCE/J08312/MB08314 | 300452995 | CLOSED | 11 kV | RYB | PE 8.31 8C3 F2 |  |  | PTJ08315 |  | SCHNEIDER | ZZT |  |  |  | Pass | null | Pass | null
378052360 | TNB | DISTRIBUTION | WP PUTRAJAYA & CYBERJAYA | Existing | VCBJ/PCE/J22541/MB22541 | 300280395 | CLOSED | 11 kV | RYB | PE 22.54 PRIMA 8 F1 |  |  | CBJ22543 |  | INDKOM | GA | 20080306 | TX1-1000KVA |  | Pass | null | Pass | null
378052383 | TNB | DISTRIBUTION | WP PUTRAJAYA & CYBERJAYA | Existing | VCBJ/PCE/J22542/MB22544 | 300280396 | CLOSED | 11 kV | RYB | PE 22.54 PRIMA 8 F2 |  |  | CBJ22546 |  | INDKOM | GA | 20080306 | TX2-1000KVA |  | Pass | null | Pass | null
378052477 | TNB | DISTRIBUTION | WP PUTRAJAYA & CYBERJAYA | Existing | VCBJ/PCE/J22531/MB22531 | 300280398 | CLOSED | 11 kV | RYB | PE 22.53 PRIMA 7 SPAN F1 |  |  | CBJ22532 |  | TAMCO | GR1 | 15/09/2007 |  |  | Pass | null | Pass | null
378052500 | TNB | DISTRIBUTION | WP PUTRAJAYA & CYBERJAYA | Existing | VCBJ/PCE/J22532/MB22534 | 300280399 | CLOSED | 11 kV | RYB | PE 22.53 PRIMA 7 SPAN F2 |  |  | CBJ22535 |  | TAMCO | GR1 | 15/09/2007 |  |  | Pass | null | Pass | null
378052594 | TNB | DISTRIBUTION | WP PUTRAJAYA & CYBERJAYA | Existing | VCBJ/PCE/J22501/MB22501 | 300280467 | CLOSED | 11 kV | RYB | PE 22.50 LOT PT 12092 F1 |  |  | CBJ22502 |  | TAMCO | GR1 | 20/06/2006 |  |  | Pass | null | Pass | null
378052617 | TNB | DISTRIBUTION | WP PUTRAJAYA & CYBERJAYA | Existing | VCBJ/PCE/J22502/MB22504 | 300280469 | CLOSED | 11 kV | RYB | PE 22.50 LOT PT 12092 F2 |  |  | CBJ22505 |  | TAMCO | GR1 | 20/06/2006 |  |  | Pass | null | Pass | null
378052851 | TNB | DISTRIBUTION | WP PUTRAJAYA & CYBERJAYA | Existing | VCBJ/PCE/J22911/MB22911 | 300452930 | CLOSED | 11 kV | RYB | PE 22.91 SOHO F1 |  |  | CBJ22912 |  | TAMCO | GR1 |  | TX1-1000KVA |  | Pass | null | Pass | null
378052874 | TNB | DISTRIBUTION | WP PUTRAJAYA & CYBERJAYA | Existing | VCBJ/PCE/J22912/MB22911 | 300452934 | CLOSED | 11 kV | RYB | PE 22.91 SOHO F2 |  |  | CBJ22915 |  | TAMCO | GR1 |  | TX2-1000KVA |  | Pass | null | Pass | null
378053074 | TNB | DISTRIBUTION | WP PUTRAJAYA & CYBERJAYA | Existing | VCBJ/PCE/J22921/MB22921 | 300452926 | CLOSED | 11 kV | RYB | PE 22.92 PRIMA 12 |  |  | CBJ22923 |  | INDKOM | ZZT I/D |  | TX1-1000KVA |  | Pass | null | Pass | null
378053296 | TNB | DISTRIBUTION | WP PUTRAJAYA & CYBERJAYA | Existing | VCBJ/PCE/J22752/MB22754 | 300288155 | CLOSED | 11 kV | RYB | PE 22.75 KWDI 4 F2 |  |  | CBJ22755 |  | TAMCO | GR1 | 20/12/2010 | TX2-1000KVA |  | Pass | null | Pass | null
378053319 | TNB | DISTRIBUTION | WP PUTRAJAYA & CYBERJAYA | Existing | VCBJ/PCE/J22751/MB22751 | 300288153 | CLOSED | 11 kV | RYB | PE 22.75 KWDI 4 F1 |  |  | CBJ22752 |  | TAMCO | GR1 | 19/12/2010 | TX1-1000KVA |  | Pass | null | Pass | null
378053373 | TNB | DISTRIBUTION | WP PUTRAJAYA & CYBERJAYA | Existing | VCBJ/PCE/J22742/MB22744 | 300288161 | CLOSED | 11 kV | RYB | PE 22.74 KWDI 3 F2 |  |  | CBJ22745 |  | TAMCO | GR1 | 20/12/2010 | TX2-1000KVA |  | Pass | null | Pass | null
378053396 | TNB | DISTRIBUTION | WP PUTRAJAYA & CYBERJAYA | Existing | VCBJ/PCE/J22741/MB22741 | 300288159 | CLOSED | 11 kV | RYB | PE 22.74 KWDI 3 F1 |  |  | CBJ22742 |  | TAMCO | GR1 | 19/12/2010 | TX1-1000KVA |  | Pass | null | Pass | null
378053446 | TNB | DISTRIBUTION | WP PUTRAJAYA & CYBERJAYA | Existing | VCBJ/PCE/J22672/MB22674 | 300280388 | CLOSED | 11 kV | RYB | PE 22.67 KWDI 1 F2 |  |  | CBJ22676 |  | INDKOM | INS24 | 20091009 | TX2-1000KVA |  | Pass | null | Pass | null
378053469 | TNB | DISTRIBUTION | WP PUTRAJAYA & CYBERJAYA | Existing | VCBJ/PCE/J22671/MB22671 | 300280387 | CLOSED | 11 kV | RYB | PE 22.67 KWDI 1 F1 |  |  | CBJ22673 |  | INDKOM | INS24 | 20091009 | TX1-1000KVA |  | Pass | null | Pass | null
378054248 | TNB | DISTRIBUTION | WP PUTRAJAYA & CYBERJAYA | Existing | VCBJ/PCE/J21151/MB21151 | 300281031 | CLOSED | 11 kV | RYB | PE 21.15 SATELIT TELEKOM CBJ 3 F1 |  |  | CBJ21153 |  | INDKOM | ZZT | 17/07/2002 | TX1-1000KVA |  | Pass | null | Pass | null
378054271 | TNB | DISTRIBUTION | WP PUTRAJAYA & CYBERJAYA | Existing | VCBJ/PCE/J21152/MB21154 | 300281029 | CLOSED | 11 kV | RYB | PE 21.15 SATELIT TELEKOM CBJ 3 F2 |  |  | CBJ21156 |  | INDKOM | ZZT | 17/07/2002 | TX2-1000KVA |  | Pass | null | Pass | null
378054406 | TNB | DISTRIBUTION | WP PUTRAJAYA & CYBERJAYA | Existing | VCBJ/PCE/J21101/MB21101 | 300281045 | CLOSED | 11 kV | RYB | PE 21.10 ELITE HIGHWAY NO. 3 |  |  | CBJ21103 |  | INDKOM | ZZT | 20001002 | TX-1000KVA |  | Pass | null | Pass | null
378054491 | TNB | DISTRIBUTION | WP PUTRAJAYA & CYBERJAYA | Existing | VCBJ/PCE/J21541/MB21541 | 300280656 | CLOSED | 11 kV | RYB | PE 21.54 PS 3 F1 |  |  | CBJ21543 |  | INDKOM | ZZT | 16/06/2005 | TX1-500KVA |  | Pass | null | Pass | null
378054514 | TNB | DISTRIBUTION | WP PUTRAJAYA & CYBERJAYA | Existing | VCBJ/PCE/J21542/MB21544 | 300280654 | CLOSED | 11 kV | RYB | PE 21.54 PS 3 F2 |  |  | CBJ21546 |  | INDKOM | ZZT | 16/06/2005 | TX2-500KVA |  | Pass | null | Pass | null
378054664 | TNB | DISTRIBUTION | WP PUTRAJAYA & CYBERJAYA | Existing | VCBJ/PCE/J21401/MB21401 | 300281000 | CLOSED | 11 kV | RYB | PE 21.40 STP 1 |  |  | CBJ21402 |  | INDKOM | ZZT I/D | 15/12/2016 | TX-1000KVA |  | Pass | null | Pass | null
378054714 | TNB | DISTRIBUTION | WP PUTRAJAYA & CYBERJAYA | Existing | VCBJ/PCE/J23161/MB23161 | 310360664 | CLOSED | 11 kV | RYB | PE 23.16 MASJID CYBERJAYA |  |  | CBJ23164 |  | INDKOM | ZZTT 1/D |  |  |  | Pass | null | Pass | null
378054715 | TNB | DISTRIBUTION | WP PUTRAJAYA & CYBERJAYA | Existing | VCBJ/PCE/J23161/MB23161 | 310360664 | CLOSED | 11 kV | RYB | PE 23.16 MASJID CYBERJAYA |  |  | CBJ23163 |  | INDKOM | ZZTT 1/D |  |  |  | Pass | null | Pass | null
378054880 | TNB | DISTRIBUTION | WP PUTRAJAYA & CYBERJAYA | Existing | VCBJ/PCE/J21572/MB21574 | 300280643 | CLOSED | 11 kV | RYB | PE 21.57 CLUB HOUSE F2 |  |  | CBJ21575 |  | TAMCO | GR1 | 17/11/2007 | TX2-500KVA |  | Pass | null | Pass | null
378054903 | TNB | DISTRIBUTION | WP PUTRAJAYA & CYBERJAYA | Existing | VCBJ/PCE/J21571/MB21571 | 300280645 | CLOSED | 11 kV | RYB | PE 21.57 CLUB HOUSE F1 |  |  | CBJ21572 |  | TAMCO | GR1 | 17/11/2007 | TX1-500KVA |  | Pass | null | Pass | null
378055088 | TNB | DISTRIBUTION | WP PUTRAJAYA & CYBERJAYA | Existing | VCBJ/PCE/J21612/MB21615 | 300280627 | CLOSED | 11 kV | RYB | PE 21.61 MPS F2 |  |  | CBJ21617 |  |  | ZZTT | 23/02/2008 | TX3-1000KVA |  | Pass | null | Pass | null
378055089 | TNB | DISTRIBUTION | WP PUTRAJAYA & CYBERJAYA | Existing | VCBJ/PCE/J21612/MB21615 | 300280627 | CLOSED | 11 kV | RYB | PE 21.61 MPS F2 |  |  | CBJ21618 |  |  | ZZTT | 23/02/2008 | TX4-1000KVA |  | Pass | null | Pass | null
378055117 | TNB | DISTRIBUTION | WP PUTRAJAYA & CYBERJAYA | Existing | VCBJ/PCE/J21611/MB21611 | 300280629 | CLOSED | 11 kV | RYB | PE 21.61 MPS F1 |  |  | CBJ21613 |  |  | ZZTT | 23/02/2008 | TX1-1000KVA |  | Pass | null | Pass | null
378055118 | TNB | DISTRIBUTION | WP PUTRAJAYA & CYBERJAYA | Existing | VCBJ/PCE/J21611/MB21611 | 300280629 | CLOSED | 11 kV | RYB | PE 21.61 MPS F1 |  |  | CBJ21614 |  |  | ZZTT | 23/02/2008 | TX2-1000KVA |  | Pass | null | Pass | null
378055372 | TNB | DISTRIBUTION | WP PUTRAJAYA & CYBERJAYA | Existing | VCBJ/PCE/J21411/MB21411 | 300280998 | CLOSED | 11 kV | RYB | PE 21.41 TMN.CYBER |  |  | CBJ21413 |  | INDKOM | ZZT | 16/01/2003 | TX-500KVA |  | Pass | null | Pass | null
378055455 | TNB | DISTRIBUTION | WP PUTRAJAYA & CYBERJAYA | Existing | VCBJ/PCE/J00118/MB1 | 310338765 | CLOSED | 11 kV | RYB | PE 25.26 SETIA VILLA 6 |  |  | CBJ25263 |  | INDKOM | INS24 |  | TX-1000KVA |  | Pass | null | Pass | null
378055555 | TNB | DISTRIBUTION | WP PUTRAJAYA & CYBERJAYA | Existing | VCBJ/PCE/J00117/MB1 | 310338758 | CLOSED | 11 kV | RYB | PE 25.25 SETIA VILLA 5 |  |  | CBJ25253 |  | INDKOM | INS24 |  | TX-1000KVA |  | Pass | null | Pass | null
378055659 | TNB | DISTRIBUTION | WP PUTRAJAYA & CYBERJAYA | Existing | VCBJ/PCE/J00116/MB1 | 310338754 | CLOSED | 11 kV | RYB | PE 25.24 SETIA VILLA 4 |  |  | CBJ25243 |  | INDKOM | INS24 |  | TX-1000KVA |  | Pass | null | Pass | null
378055759 | TNB | DISTRIBUTION | WP PUTRAJAYA & CYBERJAYA | Existing | VCBJ/PCE/J00112/MB1 | 310359235 | CLOSED | 11 kV | RYB | PE 25.19 SETIA VILLA 3 |  |  | CBJ25193 |  | INDKOM | ZZTT 1/D |  | TX-1000KVA |  | Pass | null | Pass | null
378055858 | TNB | DISTRIBUTION | WP PUTRAJAYA & CYBERJAYA | Existing | VCBJ/PCE/J00110/MB1 | 310357944 | CLOSED | 11 kV | RYB | PE 25.18 SETIA VILLA 2 |  |  | CBJ25182 |  | INDKOM | INS24 |  | TX-1000KVA |  | Pass | null | Pass | null
378055963 | TNB | DISTRIBUTION | WP PUTRAJAYA & CYBERJAYA | Existing | VCBJ/PCE/J00109/MB1 | 310359230 | CLOSED | 11 kV | RYB | PE 25.17 SETIA VILLA 1 |  |  | CBJ25173 |  | INDKOM | INS24 |  | TX-1000KVA |  | Pass | null | Pass | null
378056059 | TNB | DISTRIBUTION | WP PUTRAJAYA & CYBERJAYA | Existing | VCBJ/PCE/J25221/MB25221 | 310339459 | CLOSED | 11 kV | RYB | PE 25.22 SETIA MARINA 3 |  |  | CBJ25222 |  | SCHNEIDER | NF-21Q |  | TX-1000KVA |  | Pass | null | Pass | null
378056159 | TNB | DISTRIBUTION | WP PUTRAJAYA & CYBERJAYA | Existing | VCBJ/PCE/J25211/MB25211 | 310339453 | CLOSED | 11 kV | RYB | PE 25.21 SETIA MARINA 2 |  |  | CBJ25212 |  | SCHNEIDER | NE-21Q |  | TX-1000KVA |  | Pass | null | Pass | null
378056264 | TNB | DISTRIBUTION | WP PUTRAJAYA & CYBERJAYA | Existing | VCBJ/PCE/J25201/MB25201 | 310339447 | CLOSED | 11 kV | RYB | PE 25.20 SETIA MARINA 1 |  |  | CBJ25202 |  | SCHNEIDER |  |  | TX-1000KVA |  | Pass | null | Pass | null
378056440 | TNB | DISTRIBUTION | WP PUTRAJAYA & CYBERJAYA | Existing | VCBJ/PCE/J23171/MB23171 | 310303841 | CLOSED | 11 kV | RYB | PE 23.17 TEMP SERI MUTIARA |  |  | CBJ23172 |  | TAMCO |  |  | TX-1000KVA |  | Pass | null | Pass | null
378056663 | TNB | DISTRIBUTION | WP PUTRAJAYA & CYBERJAYA | Existing | VPTJ/PCE/J02081/MB02081 | 300280646 | CLOSED | 11 kV | RYB | PE 2.08 TMN WAWASAN (F1) |  |  | PTJ02084 |  | INDKOM | ZZZT | 25/08/2002 |  |  | Pass | null | Pass | null
378056803 | TNB | DISTRIBUTION | WP PUTRAJAYA & CYBERJAYA | Existing | VPTJ/PCE/J02082/MB02085 | 300280648 | CLOSED | 11 kV | RYB | PE 2.08 TMN WAWASAN (F2) |  |  | PTJ02088 |  | INDKOM | ZZZT | 25/08/2002 |  |  | Pass | null | Pass | null
378056910 | TNB | DISTRIBUTION | WP PUTRAJAYA & CYBERJAYA | Existing | VPTJ/PCE/J02071/MB02071 | 300280639 | CLOSED | 11 kV | RYB | PE 2.07 INSIDE PPU 18 (F1) |  |  | PTJ02073 |  | INDKOM | ZZT | 23/09/2002 |  |  | Pass | null | Pass | null
378057015 | TNB | DISTRIBUTION | WP PUTRAJAYA & CYBERJAYA | Existing | VPTJ/PCE/J02072/MB02074 | 300280642 | CLOSED | 11 kV | RYB | PE 2.07 INSIDE PPU 18 (F2) |  |  | PTJ02076 |  | INDKOM | ZZT | 23/09/2002 |  |  | Pass | null | Pass | null
378057184 | TNB | DISTRIBUTION | WP PUTRAJAYA & CYBERJAYA | Existing | VPTJ/PCE/J02062/MB02064 | 300280636 | CLOSED | 11 kV | RYB | PE 2.06 PS 15 (F2) |  |  | PTJ02066 |  | INDKOM | ZZT | 20020607 |  |  | Pass | null | Pass | null
378057290 | TNB | DISTRIBUTION | WP PUTRAJAYA & CYBERJAYA | Existing | VPTJ/PCE/J02291/MB1 | 310308941 | CLOSED | 11 kV | RYB | PE 2.29 TEMP SKYRIDE |  |  | PTJ02292 |  | SCHNEIDER |  |  |  |  | Pass | null | Pass | null
378057404 | TNB | DISTRIBUTION | WP PUTRAJAYA & CYBERJAYA | Existing | VPTJ/PCE/J18251/MB18251 | 300281240 | CLOSED | 11 kV | RYB | PE 18.25 KOMPLEKS SEK FASA 3 |  |  | PTJ18253 |  | INDKOM | GA 2K 1TS | 27/05/2008 |  |  | Pass | null | Pass | null
378057505 | TNB | DISTRIBUTION | WP PUTRAJAYA & CYBERJAYA | Existing | VPTJ/PCE/J18171/MB18171 | 300281224 | CLOSED | 11 kV | RYB | PE 18.17 BLOK H 18R12 (F1) |  |  | PTJ18172 |  | TAMCO | GR1 | 20070103 |  |  | Pass | null | Pass | null
378057601 | TNB | DISTRIBUTION | WP PUTRAJAYA & CYBERJAYA | Existing | VPTJ/PCE/J18172/MB18174 | 300281225 | CLOSED | 11 kV | RYB | PE 18.17 BLOK H 18R12 (F2) |  |  | PTJ18175 |  | TAMCO | GR1 | 20070103 |  |  | Pass | null | Pass | null
378057767 | TNB | DISTRIBUTION | WP PUTRAJAYA & CYBERJAYA | Existing | VPTJ/PCE/J18161/MB18161 | 300281221 | CLOSED | 11 kV | RYB | PE 18.16 BLOK G 18R12 (F1) |  |  | PTJ18162 |  | TAMCO | GR1 | 20070103 |  |  | Pass | null | Pass | null
378057863 | TNB | DISTRIBUTION | WP PUTRAJAYA & CYBERJAYA | Existing | VPTJ/PCE/J18162/MB18164 | 300281222 | CLOSED | 11 kV | RYB | PE 18.16 BLOK G 18R12 (F2) |  |  | PTJ18165 |  | TAMCO | GR1 | 20070103 |  |  | Pass | null | Pass | null
378057969 | TNB | DISTRIBUTION | WP PUTRAJAYA & CYBERJAYA | Existing | VPTJ/PCE/J18151/MB18151 | 300281219 | CLOSED | 11 kV | RYB | PE 18.15 BLOK E&F 18R12 (F1) |  |  | PTJ18152 |  | TAMCO | GR1 | 20070103 |  |  | Pass | null | Pass | null
378058067 | TNB | DISTRIBUTION | WP PUTRAJAYA & CYBERJAYA | Existing | VPTJ/PCE/J18152/MB18154 | 300281220 | CLOSED | 11 kV | RYB | PE 18.15 BLOK E&F 18R12 (F2) |  |  | PTJ18155 |  | TAMCO | GR1 | 20070103 |  |  | Pass | null | Pass | null
378058166 | TNB | DISTRIBUTION | WP PUTRAJAYA & CYBERJAYA | Existing | VPTJ/PCE/J18181/MB18181 | 300281226 | CLOSED | 11 kV | RYB | PE 18.18 BLOK C&D 18R12 (F1) |  |  | PTJ18182 |  | TAMCO | GR1 | 20070103 |  |  | Pass | null | Pass | null
378058260 | TNB | DISTRIBUTION | WP PUTRAJAYA & CYBERJAYA | Existing | VPTJ/PCE/J18182/MB18184 | 300281227 | CLOSED | 11 kV | RYB | PE 18.18 BLOK C&D 18R12 (F2) |  |  | PTJ18185 |  | TAMCO | GR1 | 20070103 |  |  | Pass | null | Pass | null
378058371 | TNB | DISTRIBUTION | WP PUTRAJAYA & CYBERJAYA | Existing | VPTJ/PCE/J18191/MB18191 | 300281228 | CLOSED | 11 kV | RYB | PE 18.19 BLOK A&B 18R12 (F1) |  |  | PTJ18192 |  | TAMCO | GR1 | 20070103 |  |  | Pass | null | Pass | null
378058465 | TNB | DISTRIBUTION | WP PUTRAJAYA & CYBERJAYA | Existing | VPTJ/PCE/J18192/MB18194 | 300281229 | CLOSED | 11 kV | RYB | PE 18.19 BLOK A&B 18R12 (F2) |  |  | PTJ18195 |  | TAMCO | GR1 | 20070103 |  |  | Pass | null | Pass | null
378058570 | TNB | DISTRIBUTION | WP PUTRAJAYA & CYBERJAYA | Existing | VPTJ/PCE/J18241/MB18241 | 300281238 | CLOSED | 11 kV | RYB | PE 18.24 BLOK D 18R13 (F1) |  |  | PTJ18242 |  | TAMCO | GR1 | 20070103 |  |  | Pass | null | Pass | null
378058664 | TNB | DISTRIBUTION | WP PUTRAJAYA & CYBERJAYA | Existing | VPTJ/PCE/J18242/MB18244 | 300281239 | CLOSED | 11 kV | RYB | PE 18.24 BLOK D 18R13 (F2) |  |  | PTJ18245 |  | TAMCO | GR1 | 20070103 |  |  | Pass | null | Pass | null
378058770 | TNB | DISTRIBUTION | WP PUTRAJAYA & CYBERJAYA | Existing | VPTJ/PCE/J18231/MB18231 | 300281236 | CLOSED | 11 kV | RYB | PE 18.23 BLOK C 18R13 (F1) |  |  | PTJ18232 |  | TAMCO | GR1 | 20070103 |  |  | Pass | null | Pass | null
378058864 | TNB | DISTRIBUTION | WP PUTRAJAYA & CYBERJAYA | Existing | VPTJ/PCE/J18232/MB18234 | 300281237 | CLOSED | 11 kV | RYB | PE 18.23 BLOK C 18R13 (F2) |  |  | PTJ18235 |  | TAMCO | GR1 | 20070103 |  |  | Pass | null | Pass | null
378069722 | TNB | DISTRIBUTION | WP PUTRAJAYA & CYBERJAYA | Existing | VCBJ/PCE/J22761/MB22761 | 300284811 | CLOSED | 11 kV | RYB | PE 22.76 - STP B F1 |  |  | CBJ22763 |  | INDKOM | ZZT | 20100106 |  |  | Pass | null | Pass | null
378069754 | TNB | DISTRIBUTION | WP PUTRAJAYA & CYBERJAYA | Existing | VCBJ/PCE/J22762/MB22764 | 300284812 | CLOSED | 11 kV | RYB | PE 22.76 - STP B F2 |  |  | CBJ22676 |  | INDKOM | ZZT | 20100306 |  |  | Pass | null | Pass | null
378069813 | TNB | DISTRIBUTION | WP PUTRAJAYA & CYBERJAYA | Existing | VCBJ/PCE/J22771/MB22771 | 300284815 | CLOSED | 11 kV | RYB | PE 22.77 - PS2-8 F1 |  |  | CBJ22772 |  | TAMCO | GR1-21-0D | 14/07/2010 |  |  | Pass | null | Pass | null
378069909 | TNB | DISTRIBUTION | WP PUTRAJAYA & CYBERJAYA | Existing | VCBJ/PCE/J22772/MB22774 | 300284816 | CLOSED | 11 kV | RYB | PE 22.77 - PS2-8 F2 |  |  | CBJ22775 |  | TAMCO | GR1-21-0D | 15/07/2010 |  |  | Pass | null | Pass | null
378070007 | TNB | DISTRIBUTION | WP PUTRAJAYA & CYBERJAYA | Existing | VCBJ/PCE/J22691/MB22691 | 300282014 | CLOSED | 11 kV | RYB | PE 22.69 KRU STUDIO F1 |  |  | CBJ22692 |  | EPE | VRN 2A | 26/01/2010 |  |  | Pass | null | Pass | null
378070036 | TNB | DISTRIBUTION | WP PUTRAJAYA & CYBERJAYA | Existing | VCBJ/PCE/J24191 |  | CLOSED | 11 kV | RYB | PE 24.19 YAKIN INVEST F1 |  |  | CBJ24193 | [6 empty] | Pass | null | Pass | null
378070136 | TNB | DISTRIBUTION | WP PUTRAJAYA & CYBERJAYA | Existing | VCBJ/PCE/J22692/MB22694 | 300282015 | CLOSED | 11 kV | RYB | PE 22.69 KRU STUDIO F2 |  |  | CBJ22695 |  | EPE | VRN 2A | 27/01/2010 |  |  | Pass | null | Pass | null
378070168 | TNB | DISTRIBUTION | WP PUTRAJAYA & CYBERJAYA | Existing | VCBJ/PCE/J24192/MB | 300498023 | CLOSED | 11 kV | RYB | PE 24.19 YAKIN INVEST F2 |  |  | CBJ24196 | [6 empty] | Pass | null | Pass | null
378070314 | TNB | DISTRIBUTION | WP PUTRAJAYA & CYBERJAYA | Existing | VCBJ/PCE/J22891/MB22891 | 300452960 | CLOSED | 11 kV | RYB | PE 22.89 MYTELEHAUS F1 |  |  | CBJ22893 |  | SCHNEIDER | NE-3I |  |  |  | Pass | null | Pass | null
378070414 | TNB | DISTRIBUTION | WP PUTRAJAYA & CYBERJAYA | Existing | VCBJ/PCE/J22892/MB22894 | 300452961 | CLOSED | 11 kV | RYB | PE 22.89 MYTELEHAUS F2 |  |  | CBJ22896 |  | SCHNEIDER | NE-3I |  |  |  | Pass | null | Pass | null
378070515 | TNB | DISTRIBUTION | WP PUTRAJAYA & CYBERJAYA | Existing | VCBJ/PCE/J22881/MB22881 | 300452937 | CLOSED | 11 kV | RYB | PE 22.88 SKY LEISURE F1 |  |  | CBJ22883 |  | INDKOM | NA |  |  |  | Pass | null | Pass | null
378070617 | TNB | DISTRIBUTION | WP PUTRAJAYA & CYBERJAYA | Existing | VCBJ/PCE/J22882/MB22884 | 300452941 | CLOSED | 11 kV | RYB | PE 22.88 SKY LEISURE F2 |  |  | CBJ22886 |  | INDKOM | NA |  |  |  | Pass | null | Pass | null
378071489 | TNB | DISTRIBUTION | WP PUTRAJAYA & CYBERJAYA | Existing | VCBJ/PCE/J22931/MB 22931 | 310361712 | CLOSED | 11 kV | RYB | PE 22.93 BLOK A TRIENTEL |  |  | CBJ22933 |  | ABB |  |  |  |  | Pass | null | Pass | null
378071490 | TNB | DISTRIBUTION | WP PUTRAJAYA & CYBERJAYA | Existing | VCBJ/PCE/J22931/MB 22931 | 310361712 | CLOSED | 11 kV | RYB | PE 22.93 BLOK A TRIENTEL |  |  | CBJ22934 |  | ABB |  |  |  |  | Pass | null | Pass | null
378071657 | TNB | DISTRIBUTION | WP PUTRAJAYA & CYBERJAYA | Existing | VCBJ/PCE/J22951/MB22951 | 300454989 | CLOSED | 11 kV | RYB | PE 22.95 TRIENTEL BLOK C |  |  | CBJ22953 |  | INDKOM | INS24 |  |  |  | Pass | null | Pass | null
378071757 | TNB | DISTRIBUTION | WP PUTRAJAYA & CYBERJAYA | Existing | VCBJ/PCE/J22961/MB22961 | 300454997 | CLOSED | 11 kV | RYB | PE 22.96 TRIENTEL BLOK D |  |  | CBJ22963 |  | INDKOM | INS24 |  |  |  | Pass | null | Pass | null
378071869 | TNB | DISTRIBUTION | WP PUTRAJAYA & CYBERJAYA | Existing | VCBJ/PCE/J22941/MB22941 | 310361704 | CLOSED | 11 kV | RYB | PE 22.94 TRIENTEL BLOK B |  |  | CBJ22943 |  | ABB |  |  |  |  | Pass | null | Pass | null
378071870 | TNB | DISTRIBUTION | WP PUTRAJAYA & CYBERJAYA | Existing | VCBJ/PCE/J22941/MB22941 | 310361704 | CLOSED | 11 kV | RYB | PE 22.94 TRIENTEL BLOK B |  |  | CBJ22944 |  | ABB |  |  |  |  | Pass | null | Pass | null
378072052 | TNB | DISTRIBUTION | WP PUTRAJAYA & CYBERJAYA | Existing | VCBJ/PCE/J21781/MB21781 | 300454995 | CLOSED | 11 kV | RYB | PE 21.78 GARDEN VIEW BLOK C |  |  | CBJ21783 |  | INDKOM | ZZT |  |  |  | Pass | null | Pass | null
378072147 | TNB | DISTRIBUTION | WP PUTRAJAYA & CYBERJAYA | Existing | VCBJ/PCE/J21771/MB21771 | 300454993 | CLOSED | 11 kV | RYB | PE 21.77 GARDEN VIEW BLOK B |  |  | CBJ21772 |  | TAMCO | ID10-004 |  |  |  | Pass | null | Pass | null
378072244 | TNB | DISTRIBUTION | WP PUTRAJAYA & CYBERJAYA | Existing | VCBJ/PCE/J21761/MB21761 | 300454991 | CLOSED | 11 kV | RYB | PE 21.76 GARDEN VIEW BLOK A |  |  | CBJ21763 |  | INDKOM | ZZT |  |  |  | Pass | null | Pass | null
378072340 | TNB | DISTRIBUTION | WP PUTRAJAYA & CYBERJAYA | Existing | VCBJ/PCE/J21731/MB21731 | 300284821 | CLOSED | 11 kV | RYB | PE 21.73 - SEK. ANTARABANGSA F1 |  |  | CBJ21735 |  | TAMCO | 1D-10 | 17/07/2010 |  |  | Pass | null | Pass | null
378072554 | TNB | DISTRIBUTION | WP PUTRAJAYA & CYBERJAYA | Existing | VCBJ/PCE/J21732/MB21734 | 300284822 | CLOSED | 11 kV | RYB | PE 21.73 - SEK. ANTARABANGSA F2 |  |  | CBJ21732 |  | TAMCO | 1D-10 | 18/07/2010 |  |  | Pass | null | Pass | null
378072670 | TNB | DISTRIBUTION | WP PUTRAJAYA & CYBERJAYA | Existing | VCBJ/PCE/J22111/MB22111 | 300280572 | CLOSED | 11 kV | RYB | PE 22.11 THE STREET MALL F1 |  |  | CBJ22115 |  | INDKOM | ZZT | 18/02/2001 |  |  | Pass | null | Pass | null
378072765 | TNB | DISTRIBUTION | WP PUTRAJAYA & CYBERJAYA | Existing | VCBJ/PCE/J22112/MB22114 | 300280573 | CLOSED | 11 kV | RYB | PE 22.11 THE STREET MALL F2 |  |  | CBJ22116 |  | INDKOM | ZZT | 18/02/2001 |  |  | Pass | null | Pass | null
378072862 | TNB | DISTRIBUTION | WP PUTRAJAYA & CYBERJAYA | Existing | VCBJ/PCE/J22411/MB22411 | 300280497 | CLOSED | 11 kV | RYB | PE 22.41 32 UNIT S/LOT BLOK A F1 |  |  | CBJ22413 |  | INDKOM | ZZT | 26/10/2004 |  |  | Pass | null | Pass | null
378072956 | TNB | DISTRIBUTION | WP PUTRAJAYA & CYBERJAYA | Existing | VCBJ/PCE/J22412/MB22414 | 300280498 | CLOSED | 11 kV | RYB | PE 22.41 32 UNIT S/LOT BLOK A F2 |  |  | CBJ22415 |  | TAMCO | GRI | 26/10/2004 |  |  | Pass | null | Pass | null
378073332 | TNB | DISTRIBUTION | WP PUTRAJAYA & CYBERJAYA | Existing | VCBJ/PCE/J22421/MB22421 | 300281129 | CLOSED | 11 kV | RYB | PE 22.42 32 UNIT S/LOT BLOK B F1 |  |  | CBJ22423 |  | INDKOM | ZZT | 26/10/2004 |  |  | Pass | null | Pass | null
378073439 | TNB | DISTRIBUTION | WP PUTRAJAYA & CYBERJAYA | Existing | VCBJ/PCE/J22422/MB22424 | 300281128 | CLOSED | 11 kV | RYB | PE 22.42 32 UNIT S/LOT BLOK B F2 |  |  | CBJ22425 |  | TAMCO | GR1 | 26/10/2004 |  |  | Pass | null | Pass | null
378073537 | TNB | DISTRIBUTION | WP PUTRAJAYA & CYBERJAYA | Existing | VCBJ/PCE/J22701/MB22701 | 300450874 | CLOSED | 11 kV | RYB | PE 22.70 CBD PERDANA 2A F1 |  |  | CBJ22702 |  | TAMCO | GR1 | 17/09/2011 |  |  | Pass | null | Pass | null
378073633 | TNB | DISTRIBUTION | WP PUTRAJAYA & CYBERJAYA | Existing | VCBJ/PCE/J22702/MB22704 | 300450876 | CLOSED | 11 kV | RYB | PE 22.70 CBD PERDANA 2A F2 |  |  | CBJ22705 |  | TAMCO | GR1 | 18/09/2011 |  |  | Pass | null | Pass | null
378073749 | TNB | DISTRIBUTION | WP PUTRAJAYA & CYBERJAYA | Existing | VCBJ/PCE/J22711/MB22711 | 300450890 | CLOSED | 11 kV | RYB | PE 22.71 CBD PERDANA 2B F1 |  |  | CBJ22713 |  |  | ZZTT | 17/09/2011 |  |  | Pass | null | Pass | null
378073750 | TNB | DISTRIBUTION | WP PUTRAJAYA & CYBERJAYA | Existing | VCBJ/PCE/J22711/MB22711 | 300450890 | CLOSED | 11 kV | RYB | PE 22.71 CBD PERDANA 2B F1 |  |  | CBJ22714 |  |  | ZZTT | 17/09/2011 |  |  | Pass | null | Pass | null
378112565 | TNB | DISTRIBUTION | WP PUTRAJAYA & CYBERJAYA | Existing | VPTJ/PCE/J08372/MB08374 | 310339451 | CLOSED | 11 kV | RYB | PE 8.37 8R7 (F2) |  |  | PTJ08376 |  | INDKOM |  |  |  |  | Pass | null | Pass | null
378112659 | TNB | DISTRIBUTION | WP PUTRAJAYA & CYBERJAYA | Existing | VPTJ/PCE/J08371/MB08371 | 310339450 | CLOSED | 11 kV | RYB | PE 8.37 8R7 (F1) |  |  | PTJ08373 |  | INDKOM | ZZTT 1/D |  |  |  | Pass | null | Pass | null
378112761 | TNB | DISTRIBUTION | WP PUTRAJAYA & CYBERJAYA | Existing | VPTJ/PCE/J08211/MB08211 | 300280806 | CLOSED | 11 kV | RYB | PE 8.21 APT B (EFI) (F1) |  |  | PTJ08213 |  | INDKOM | ZZT | 20021211 |  |  | Pass | null | Pass | null
378112855 | TNB | DISTRIBUTION | WP PUTRAJAYA & CYBERJAYA | Existing | VPTJ/PCE/J08212/MB08214 | 300280807 | CLOSED | 11 kV | RYB | PE 8.21 APT B (EFI) (F2) |  |  | PTJ08216 |  | INDKOM | ZZT | 20021211 |  |  | Pass | null | Pass | null
378112967 | TNB | DISTRIBUTION | WP PUTRAJAYA & CYBERJAYA | Existing | VPTJ/PCE/J08201/MB08201 | 300280804 | CLOSED | 11 kV | RYB | PE 8.20 APT D (F1) |  |  | PTJ08203 |  | INDKOM | ZZT | 13/11/2002 |  |  | Pass | null | Pass | null
378113064 | TNB | DISTRIBUTION | WP PUTRAJAYA & CYBERJAYA | Existing | VPTJ/PCE/J08202/MB08204 | 300280805 | CLOSED | 11 kV | RYB | PE 8.20 APT D (F2) |  |  | PTJ08206 |  | INDKOM | ZZT | 13/11/2002 |  |  | Pass | null | Pass | null
378113163 | TNB | DISTRIBUTION | WP PUTRAJAYA & CYBERJAYA | Existing | VPTJ/PCE/J08191/MB08191 | 300280802 | CLOSED | 11 kV | RYB | PE 8.19 APT A (EFI) (F1) |  |  | PTJ08193 |  | INDKOM | ZZT | 13/11/2002 |  |  | Pass | null | Pass | null
378113255 | TNB | DISTRIBUTION | WP PUTRAJAYA & CYBERJAYA | Existing | VPTJ/PCE/J08192/MB08194 | 300280803 | CLOSED | 11 kV | RYB | PE 8.19 APT A (EFI) (F2) |  |  | PTJ08196 |  | INDKOM | ZZT | 13/11/2002 |  |  | Pass | null | Pass | null
378113369 | TNB | DISTRIBUTION | WP PUTRAJAYA & CYBERJAYA | Existing | VPTJ/PCE/J08271/MB08271 | 300284804 | CLOSED | 11 kV | RYB | PE 8.27 APT C5 (F1) |  |  | PTJ08272 |  | TAMCO | 2+1 ID | 18/06/2010 |  |  | Pass | null | Pass | null
378113463 | TNB | DISTRIBUTION | WP PUTRAJAYA & CYBERJAYA | Existing | VPTJ/PCE/J08272/MB08274 | 300284805 | CLOSED | 11 kV | RYB | PE 8.27 APT C5 (F2) |  |  | PTJ08276 |  | TAMCO | 2+1 OD | 18/06/2010 |  |  | Pass | null | Pass | null
378113568 | TNB | DISTRIBUTION | WP PUTRAJAYA & CYBERJAYA | Existing | VPTJ/PCE/J08281/MB08281 | 300284800 | CLOSED | 11 kV | RYB | PE 8.28 APT C6 F1 |  |  | PTJ08282 |  | TAMCO | GR1 | 18/06/2010 |  |  | Pass | null | Pass | null
378113662 | TNB | DISTRIBUTION | WP PUTRAJAYA & CYBERJAYA | Existing | VPTJ/PCE/J08282/MB08284 | 300284801 | CLOSED | 11 kV | RYB | PE 8.28 APT C6 F2 |  |  | PTJ08286 |  | TAMCO | GR1 | 18/06/2010 |  |  | Pass | null | Pass | null
378113770 | TNB | DISTRIBUTION | WP PUTRAJAYA & CYBERJAYA | Existing | VPTJ/PCE/J08231/MB08231 | 300280808 | CLOSED | 11 kV | RYB | PE 8.23 PS8 (F1) |  |  | PTJ08233 |  | INDKOM | ZZT | 30/07/2002 |  |  | Pass | null | Pass | null
378113861 | TNB | DISTRIBUTION | WP PUTRAJAYA & CYBERJAYA | Existing | VPTJ/PCE/J08232/MB08234 | 300280809 | CLOSED | 11 kV | RYB | PE 8.23 PS8 (F2) |  |  | PTJ08236 |  | INDKOM | ZZT | 30/07/2002 |  |  | Pass | null | Pass | null
378113955 | TNB | DISTRIBUTION | WP PUTRAJAYA & CYBERJAYA | Existing | VPTJ/PCE/J07131/MB07131 | 310339468 | CLOSED | 11 kV | RYB | PE 7.13 TEMP SPRM |  |  | PTJ07133 |  | TOSHIBA |  |  |  |  | Pass | null | Pass | null
378114054 | TNB | DISTRIBUTION | WP PUTRAJAYA & CYBERJAYA | Existing | VPTJ/PCE/J09291/MB09291 | 300280862 | CLOSED | 11 kV | RYB | PE 9.29 BAS DEPOH |  |  | PTJ09292 |  | TAMCO | GR1 | 27/07/2006 |  |  | Pass | null | Pass | null
378114147 | TNB | DISTRIBUTION | WP PUTRAJAYA & CYBERJAYA | Existing | VPTJ/PCE/J09311/MB09311 | 300280865 | CLOSED | 11 kV | RYB | PE 9.31 RUMAH TERES (EFI) (F1) |  |  | PTJ09313 |  | INDKOM | ZZT | 15/10/2004 |  |  | Pass | null | Pass | null
378114239 | TNB | DISTRIBUTION | WP PUTRAJAYA & CYBERJAYA | Existing | VPTJ/PCE/J09312/MB09314 | 300280866 | CLOSED | 11 kV | RYB | PE 9.31 RUMAH TERES (EFI) (F2) |  |  | PTJ09316 |  | INDKOM | ZZT | 15/10/2004 |  |  | Pass | null | Pass | null
378114324 | TNB | DISTRIBUTION | WP PUTRAJAYA & CYBERJAYA | Existing | VPTJ/PCE/J09361/MB09361 | 300280917 | CLOSED | 11 kV | RYB | PE 9.36 SEK MEN FASA 3 (F1) |  |  | PTJ09362 |  | TAMCO | GR1 | 20061011 |  |  | Pass | null | Pass | null
378114415 | TNB | DISTRIBUTION | WP PUTRAJAYA & CYBERJAYA | Existing | VPTJ/PCE/J09362/MB09364 | 300280918 | CLOSED | 11 kV | RYB | PE 9.36 SEK MEN FASA 3 (F2) |  |  | PTJ09365 |  | TAMCO | GR1 | 20061011 |  |  | Pass | null | Pass | null
378114506 | TNB | DISTRIBUTION | WP PUTRAJAYA & CYBERJAYA | Existing | VPTJ/PCE/J09301/MB09301 | 300280863 | CLOSED | 11 kV | RYB | PE 9.30 SEK REN FASA 2 (F1) |  |  | PTJ09303 |  | INDKOM | ZZT | 23/06/2004 |  |  | Pass | null | Pass | null
378114597 | TNB | DISTRIBUTION | WP PUTRAJAYA & CYBERJAYA | Existing | VPTJ/PCE/J09302/MB09304 | 300280864 | CLOSED | 11 kV | RYB | PE 9.30 SEK REN FASA 2 (F2) |  |  | PTJ09306 |  | INDKOM | ZZT | 23/06/2004 |  |  | Pass | null | Pass | null
378114751 | TNB | DISTRIBUTION | WP PUTRAJAYA & CYBERJAYA | Existing | VPTJ/PCE/J09261/MB09261 | 300280856 | CLOSED | 11 kV | RYB | PE 9.26 FLAT B (F1) |  |  | PTJ09263 |  | INDKOM | ZZT | 20010808 |  |  | Pass | null | Pass | null
378114774 | TNB | DISTRIBUTION | WP PUTRAJAYA & CYBERJAYA | Existing | VPTJ/PCE/J09262/MB09264 | 300280857 | CLOSED | 11 kV | RYB | PE 9.26 FLAT B (F2) |  |  | PTJ09266 |  | INDKOM | ZZT | 20010808 |  |  | Pass | null | Pass | null
378114875 | TNB | DISTRIBUTION | WP PUTRAJAYA & CYBERJAYA | Existing | VPTJ/PCE/J09251/MB09251 | 300280854 | CLOSED | 11 kV | RYB | PE 9.25 FLAT A (F1) |  |  | PTJ09253 |  | INDKOM | ZZT | 20010808 |  |  | Pass | null | Pass | null
378114904 | TNB | DISTRIBUTION | WP PUTRAJAYA & CYBERJAYA | Existing | VPTJ/PCE/J09252/MB09254 | 300280855 | CLOSED | 11 kV | RYB | PE 9.25 FLAT A (F2) |  |  | PTJ09256 |  | INDKOM | ZZT | 20010808 |  |  | Pass | null | Pass | null
378115119 | TNB | DISTRIBUTION | WP PUTRAJAYA & CYBERJAYA | Existing | VPTJ/PCE/J09241/MB09241 | 300280852 | CLOSED | 11 kV | RYB | PE 9.24 FLAT C (F1) |  |  | PTJ09243 |  | INDKOM | ZZT | 20011010 |  |  | Pass | null | Pass | null
378115213 | TNB | DISTRIBUTION | WP PUTRAJAYA & CYBERJAYA | Existing | VPTJ/PCE/J09242/MB09244 | 300280853 | CLOSED | 11 kV | RYB | PE 9.24 FLAT C (F2) |  |  | PTJ09246 |  | INDKOM | ZZT | 20011010 |  |  | Pass | null | Pass | null
378115607 | TNB | DISTRIBUTION | WP PUTRAJAYA & CYBERJAYA | Existing | VPTJ/PCE/J09221/MB09221 | 300280851 | CLOSED | 11 kV | RYB | PE 9.22 PS 2 |  |  | PTJ09223 |  | INDKOM | ZZT | 13/12/1999 |  |  | Pass | null | Pass | null
378115698 | TNB | DISTRIBUTION | WP PUTRAJAYA & CYBERJAYA | Existing | VPTJ/PCE/J09201/MB09201 | 300280849 | CLOSED | 11 kV | RYB | PE 9.20 P9B1 (EFI) (F1) |  |  | PTJ09203 |  | INDKOM | ZZT | 29/06/2004 |  |  | Pass | null | Pass | null
378115790 | TNB | DISTRIBUTION | WP PUTRAJAYA & CYBERJAYA | Existing | VPTJ/PCE/J09202/MB09204 | 300280850 | CLOSED | 11 kV | RYB | PE 9.20 P9B1 (EFI) (F2) |  |  | PTJ09206 |  | INDKOM | ZZT | 29/06/2004 |  |  | Pass | null | Pass | null
378115882 | TNB | DISTRIBUTION | WP PUTRAJAYA & CYBERJAYA | Existing | VPTJ/PCE/J09192/MB09194 | 300280848 | CLOSED | 11 kV | RYB | PE 9.19 P9B1 TERES (F2) |  |  | PTJ09196 |  | INDKOM | ZZT | 20010608 |  |  | Pass | null | Pass | null
378115973 | TNB | DISTRIBUTION | WP PUTRAJAYA & CYBERJAYA | Existing | VPTJ/PCE/J09191/MB09191 | 300280847 | CLOSED | 11 kV | RYB | PE 9.19 P9B1 TERES (F1) |  |  | PTJ09193 |  | INDKOM | ZZT | 20010608 |  |  | Pass | null | Pass | null
378116298 | TNB | DISTRIBUTION | WP PUTRAJAYA & CYBERJAYA | Existing | VPTJ/PCE/J09461/MB09461 | 300280935 | CLOSED | 11 kV | RYB | PE 9.46 P'PURI P7 BLOK B3 (EFI) (F1) |  |  | PTJ09463 |  | OMAZABAL | GA 2K 1TS | 23/02/2008 |  |  | Pass | null | Pass | null
378116390 | TNB | DISTRIBUTION | WP PUTRAJAYA & CYBERJAYA | Existing | VPTJ/PCE/J09462/MB09464 | 300280936 | CLOSED | 11 kV | RYB | PE 9.46 P'PURI P7 BLOK B3 (EFI) (F2) |  |  | PTJ09466 |  | OMAZABAL | GA 2K 1TS | 23/02/2008 |  |  | Pass | null | Pass | null
378116482 | TNB | DISTRIBUTION | WP PUTRAJAYA & CYBERJAYA | Existing | VPTJ/PCE/J09451/MB09451 | 300280933 | CLOSED | 11 kV | RYB | PE 9.45 P'PURI P7 BLOK B1 (F1) |  |  | PTJ09453 |  | OMAZABAL | GA 2K 1TS | 23/02/2008 |  |  | Pass | null | Pass | null
378116575 | TNB | DISTRIBUTION | WP PUTRAJAYA & CYBERJAYA | Existing | VPTJ/PCE/J09452/MB09454 | 300280934 | CLOSED | 11 kV | RYB | PE 9.45 P'PURI P7 BLOK B1 (F2) |  |  | PTJ09456 |  | OMAZABAL | GA 2K 1TS | 23/02/2008 |  |  | Pass | null | Pass | null
378116667 | TNB | DISTRIBUTION | WP PUTRAJAYA & CYBERJAYA | Existing | VPTJ/PCE/J09441/MB09441 | 300280931 | CLOSED | 11 kV | RYB | PE 9.44 P'PURI P7 BLOK A2 (EFI) (F1) |  |  | PTJ09443 |  | OMAZABAL | GA 2K 1TS | 23/02/2008 |  |  | Pass | null | Pass | null
378116771 | TNB | DISTRIBUTION | WP PUTRAJAYA & CYBERJAYA | Existing | VCBJ/PCE/J25231/MB25231 | 310339464 | CLOSED | 11 kV | RYB | PE 25.23 SALES OFFICE ECOGLADE GALERY |  |  | CBJ25233 |  |  |  |  | TX-1000KVA |  | Pass | null | Pass | null
378116985 | TNB | DISTRIBUTION | WP PUTRAJAYA & CYBERJAYA | Existing | VCBJ/PCE/J23091/MB 23091 | 310317900 | CLOSED | 11 kV | RYB | PE 23.09 THE PLACE NO 2 |  |  | CBJ23093 |  | INDKOM | INS24 |  | TX1-1000KVA |  | Pass | null | Pass | null
378116986 | TNB | DISTRIBUTION | WP PUTRAJAYA & CYBERJAYA | Existing | VCBJ/PCE/J23091/MB 23091 | 310317900 | CLOSED | 11 kV | RYB | PE 23.09 THE PLACE NO 2 |  |  | CBJ23094 |  | INDKOM | INS24 |  | TX2-1000KVA |  | Pass | null | Pass | null
378117196 | TNB | DISTRIBUTION | WP PUTRAJAYA & CYBERJAYA | Existing | VCBJ/PCE/J21981/MB21981 | 300455174 | CLOSED | 11 kV | RYB | PE 21.98 PADAT PETRONAS CYBER 3 |  |  | CBJ21983 |  | INDKOM | ZZTT I/D |  | TX-1000KVA |  | Pass | null | Pass | null
378117322 | TNB | DISTRIBUTION | WP PUTRAJAYA & CYBERJAYA | Existing | VCBJ/PCE/J21011/MB21011 | 300281087 | CLOSED | 11 kV | RYB | PE 21.01 NTT F1 |  |  | CBJ21014 |  | INDKOM | ZZZ | 17/06/1999 | TX1-1000KVA |  | Pass | null | Pass | null
378117345 | TNB | DISTRIBUTION | WP PUTRAJAYA & CYBERJAYA | Existing | VCBJ/PCE/J21012/MB21015 | 300281084 | CLOSED | 11 kV | RYB | PE 21.01 NTT F2 |  |  | CBJ21018 |  | INDKOM | ZZZT | 17/06/1999 | TX2-1000KVA |  | Pass | null | Pass | null
378117579 | TNB | DISTRIBUTION | WP PUTRAJAYA & CYBERJAYA | Existing | VCBJ/PCE/J00107/MB1 | 310426379 | CLOSED | 11 kV | RYB | PE25.16 SETIA RIMBA 4 |  |  | CBJ25163 |  | INDKOM | INS24 |  | TX-1000KVA |  | Pass | null | Pass | null
378117673 | TNB | DISTRIBUTION | WP PUTRAJAYA & CYBERJAYA | Existing | VCBJ/PCE/J00106/MB1 | 310426376 | CLOSED | 11 kV | RYB | PE25.15 SETIA RIMBA 3 |  |  | CBJ25153 |  | INDKOM | ZZT |  | TX-1000KVA |  | Pass | null | Pass | null
378117767 | TNB | DISTRIBUTION | WP PUTRAJAYA & CYBERJAYA | Existing | VCBJ/PCE/J00105/MB1 | 310426373 | CLOSED | 11 kV | RYB | PE25.14 SETIA RIMBA 2 |  |  | CBJ25143 |  | INDKOM | ZZTT 1/D |  | TX-1000KVA |  | Pass | null | Pass | null
378117861 | TNB | DISTRIBUTION | WP PUTRAJAYA & CYBERJAYA | Existing | VCBJ/PCE/J00104/MB1 | 310359115 | CLOSED | 11 kV | RYB | PE 25.13 SETIA RIMBA 1 |  |  | CBJ25133 |  | INDKOM |  |  | TX-1000KVA |  | Pass | null | Pass | null
378117955 | TNB | DISTRIBUTION | WP PUTRAJAYA & CYBERJAYA | Existing | VCBJ/PCE/J23061/MB23061 | 310360674 | CLOSED | 11 kV | RYB | PE 23.06 TEMP OSK |  |  | CBJ23063 |  | INDKOM | ZZTT 1/D |  | TX-1000KVA |  | Pass | null | Pass | null
378118157 | TNB | DISTRIBUTION | WP PUTRAJAYA & CYBERJAYA | Existing | VCBJ/PCE/J23191/MB23191 | 310317883 | CLOSED | 11 kV | RYB | PE 23.19 AUTOVILLE NO1 |  |  | CBJ23193 |  | INDKOM | INS24 |  | TX1-1000KVA |  | Pass | null | Pass | null
378118158 | TNB | DISTRIBUTION | WP PUTRAJAYA & CYBERJAYA | Existing | VCBJ/PCE/J23191/MB23191 | 310317883 | CLOSED | 11 kV | RYB | PE 23.19 AUTOVILLE NO1 |  |  | CBJ23194 |  | INDKOM | INS24 |  | TX2-1000KVA |  | Pass | null | Pass | null
378118328 | TNB | DISTRIBUTION | WP PUTRAJAYA & CYBERJAYA | Existing | VCBJ/PCE/J23201/MB23201 | 310386516 | CLOSED | 11 kV | RYB | PE 23.20 AUTOVILLE 2 |  |  | CBJ23203 |  | INDKOM | ZZTT1/D |  | TX-1000KVA |  | Pass | null | Pass | null
378118329 | TNB | DISTRIBUTION | WP PUTRAJAYA & CYBERJAYA | Existing | VCBJ/PCE/J23201/MB23201 | 310386516 | CLOSED | 11 kV | RYB | PE 23.20 AUTOVILLE 2 |  |  | CBJ23204 |  | INDKOM | ZZTT1/D |  | TX2-1000KVA |  | Pass | null | Pass | null
378130179 | TNB | DISTRIBUTION | WP PUTRAJAYA & CYBERJAYA | Existing | VPTJ/PCE/J18201/MB18201 | 300281230 | CLOSED | 11 kV | RYB | PE 18.20 TMN PANCARONA (F1) |  |  | PTJ18202 |  | TAMCO | GR1 | 17/08/2006 |  |  | Pass | null | Pass | null
378130273 | TNB | DISTRIBUTION | WP PUTRAJAYA & CYBERJAYA | Existing | VPTJ/PCE/J18202/MB18204 | 300281231 | CLOSED | 11 kV | RYB | PE 18.20 TMN PANCARONA (F2) |  |  | PTJ18205 |  | TAMCO | GR1 | 17/08/2006 |  |  | Pass | null | Pass | null
378130375 | TNB | DISTRIBUTION | WP PUTRAJAYA & CYBERJAYA | Existing | VPTJ/PCE/J03011/MB03011 | 300280673 | CLOSED | 11 kV | RYB | PE 3.01 3M5 S/LIGHTING |  |  | PTJ03012 |  | MERLIN GERIN | ZZT | 22/08/2003 |  |  | Pass | null | Pass | null
378130429 | TNB | DISTRIBUTION | WP PUTRAJAYA & CYBERJAYA | Existing | VPTJ/PCE/J04062/MB04064 | 300280676 | CLOSED | 11 kV | RYB | PE 4.06 PADAT S/L (F2) |  |  | PTJ04065 |  | MERLIN GERIN | NA | 22/08/2003 |  |  | Pass | null | Pass | null
378130535 | TNB | DISTRIBUTION | WP PUTRAJAYA & CYBERJAYA | Existing | VPTJ/PCE/J04061/MB04061 | 300280675 | CLOSED | 11 kV | RYB | PE 4.06 S/LIGHTING (F1) |  |  | PTJ04062 |  | MERLIN GERIN | NA | 22/08/2003 |  |  | Pass | null | Pass | null
378130683 | TNB | DISTRIBUTION | WP PUTRAJAYA & CYBERJAYA | Existing | VPTJ/PCE/J04101/MB04101 | 300280680 | CLOSED | 11 kV | RYB | PE 4.10 S/LIGHTING |  |  | PTJ04103 |  | INDKOM | ZZT | 22/08/2003 |  |  | Pass | null | Pass | null
378130712 | TNB | DISTRIBUTION | WP PUTRAJAYA & CYBERJAYA | Existing | VPTJ/PCE/J17021/MB17021 | 300281202 | CLOSED | 11 kV | RYB | PE 17.02 R8B |  |  | PTJ17023 |  | INDKOM | ZZT | 18/01/2005 |  |  | Pass | null | Pass | null
378130818 | TNB | DISTRIBUTION | WP PUTRAJAYA & CYBERJAYA | Existing | VPTJ/PCE/J19011/MB19011 | 300281248 | CLOSED | 11 kV | RYB | PE 19.01 R8C |  |  | PTJ19013 |  | INDKOM | GA-ZZT | 18/01/2005 |  |  | Pass | null | Pass | null
378130862 | TNB | DISTRIBUTION | WP PUTRAJAYA & CYBERJAYA | Existing | VPTJ/PCE/J19021/MB19021 | 300281249 | CLOSED | 11 kV | RYB | PE 19.02 JLB 3 |  |  | PTJ19022 |  | MERLIN GERIN | RM6 | 28/08/2007 |  |  | Pass | null | Pass | null
378130993 | TNB | DISTRIBUTION | WP PUTRAJAYA & CYBERJAYA | Existing | VPTJ/PCE/J18031/MB18031 | 300281209 | CLOSED | 11 kV | RYB | PE 18.03 PS 12 |  |  | PTJ18033 |  | INDKOM | ZZT | 20041201 |  |  | Pass | null | Pass | null
378131163 | TNB | DISTRIBUTION | WP PUTRAJAYA & CYBERJAYA | Existing | VPTJ/PCE/J18211/MB18211 | 300281232 | CLOSED | 11 kV | RYB | PE 18.21 BLOK A 18R13 (F1) |  |  | PTJ18212 |  | TAMCO | GR1 | 20070103 |  |  | Pass | null | Pass | null
378131257 | TNB | DISTRIBUTION | WP PUTRAJAYA & CYBERJAYA | Existing | VPTJ/PCE/J18212/MB18214 | 300281233 | CLOSED | 11 kV | RYB | PE 18.21 BLOK A 18R13 (F2) |  |  | PTJ18215 |  | TAMCO | GR1 | 20070103 |  |  | Pass | null | Pass | null
378131368 | TNB | DISTRIBUTION | WP PUTRAJAYA & CYBERJAYA | Existing | VPTJ/PCE/J02251/MB02251 | 300485089 | CLOSED | 11 kV | RYB | PE 2.25 C/S FORMULA E 1 |  |  | PTJ02253 |  | INDKOM | INS24 | 30/06/2014 |  |  | Pass | null | Pass | null
378131472 | TNB | DISTRIBUTION | WP PUTRAJAYA & CYBERJAYA | Existing | VPTJ/PCE/J02271/MB02271 | 300485247 | CLOSED | 11 kV | RYB | PE 2.27 C/S FORMULA E 3 |  |  | PTJ02273 |  | INDKOM | SF6 |  |  |  | Pass | null | Pass | null
378155508 | TNB | DISTRIBUTION | WP PUTRAJAYA & CYBERJAYA | Existing | VCBJ/PCE/J22712/MB22714 | 300450896 | CLOSED | 11 kV | RYB | PE 22.71 CBD PERDANA 2B F2 |  |  | CBJ22717 |  |  | ZZTT.I/D | 18/09/2011 |  |  | Pass | null | Pass | null
378155509 | TNB | DISTRIBUTION | WP PUTRAJAYA & CYBERJAYA | Existing | VCBJ/PCE/J22712/MB22714 | 300450896 | CLOSED | 11 kV | RYB | PE 22.71 CBD PERDANA 2B F2 |  |  | CBJ22718 |  |  | ZZTT.I/D | 18/09/2011 |  |  | Pass | null | Pass | null
378155672 | TNB | DISTRIBUTION | WP PUTRAJAYA & CYBERJAYA | Existing | VCBJ/PCE/J22822/MB22824 | 300450891 | CLOSED | 11 kV | RYB | PE 22.82 CBD PERDANA 2C F2 |  |  | CBJ22826 |  |  | ZZT 1/D | 16/02/2012 |  |  | Pass | null | Pass | null
378155766 | TNB | DISTRIBUTION | WP PUTRAJAYA & CYBERJAYA | Existing | VCBJ/PCE/J22821/MB22821 | 300450875 | CLOSED | 11 kV | RYB | PE 22.82 CBD PERDANA 2C F1 |  |  | CBJ22823 |  |  | ZZT 1/D | 16/02/2012 |  |  | Pass | null | Pass | null
378155869 | TNB | DISTRIBUTION | WP PUTRAJAYA & CYBERJAYA | Existing | VCBJ/PCE/J22831/MB22831 | 300454999 | CLOSED | 11 kV | RYB | PE 22.83 CBD PERDANA 2D F1 |  |  | CBJ22833 | INDKOM | INDKOM | INS24 |  |  |  | Pass | null | Pass | null
378155963 | TNB | DISTRIBUTION | WP PUTRAJAYA & CYBERJAYA | Existing | VCBJ/PCE/J22832/MB22834 | 300455001 | CLOSED | 11 kV | RYB | PE 22.83 CBD PERDANA 2D F2 |  |  | CBJ22826 |  | INDKOM | INS24 |  |  |  | Pass | null | Pass | null
378156489 | TNB | DISTRIBUTION | WP PUTRAJAYA & CYBERJAYA | Existing | VCBJ/PCE/J21651/MB21651 | 300280620 | CLOSED | 11 kV | RYB | PE 21.65 EMERIO F1 |  |  | CBJ21652 |  | TAMCO | ZZT | 24/09/2008 |  |  | Pass | null | Pass | null
378156583 | TNB | DISTRIBUTION | WP PUTRAJAYA & CYBERJAYA | Existing | VCBJ/PCE/J21652/MB21654 | 300280618 | CLOSED | 11 kV | RYB | PE 21.65 EMERIO F2 |  |  | CBJ21655 |  | TAMCO | GR1 | 24/09/2008 |  |  | Pass | null | Pass | null
378186660 | TNB | DISTRIBUTION | WP PUTRAJAYA & CYBERJAYA | Existing | VCBJ/PCE/J21261/MB21261 | 300281015 | CLOSED | 11 kV | RYB | PE 21.26 PUSAT KAWAL SELIA F1 |  |  | CBJ21263 |  | INDKOM | ZZT | 17/05/2002 | TX1-1000KVA |  | Pass | null | Pass | null
378186683 | TNB | DISTRIBUTION | WP PUTRAJAYA & CYBERJAYA | Existing | VCBJ/PCE/J21262/MB21264 | 300281013 | CLOSED | 11 kV | RYB | PE 21.26 PUSAT KAWAL SELIA F2 |  |  | CBJ21266 |  | INDKOM | ZZT | 17/05/2002 | TX2-1000KVA |  | Pass | null | Pass | null
378187001 | TNB | DISTRIBUTION | WP PUTRAJAYA & CYBERJAYA | Existing | VCBJ/PCE/J21111/MB21111 | 300281043 | CLOSED | 11 kV | RYB | PE 21.11 CENTURY SQUARE 2310 F1 |  |  | CBJ21113 |  | INDKOM | ZZT | 20000903 | TX1-1000KVA |  | Pass | null | Pass | null
378187024 | TNB | DISTRIBUTION | WP PUTRAJAYA & CYBERJAYA | Existing | VCBJ/PCE/J21112/MB21114 | 300281040 | CLOSED | 11 kV | RYB | PE 21.11 CENTURY SQUARE 2310 F2 |  |  | CBJ21116 |  | INDKOM | ZZT | 20000903 | TX2-1000KVA |  | Pass | null | Pass | null
378187188 | TNB | DISTRIBUTION | WP PUTRAJAYA & CYBERJAYA | Existing | VCBJ/PCE/J21081/MB21081 | 300281059 | CLOSED | 11 kV | RYB | PE 21.08 CENTURY SQUARE 2300 F1 |  |  | CBJ21083 |  | INDKOM | ZZT | 16/02/2000 | TX1-1000KVA |  | Pass | null | Pass | null
378187211 | TNB | DISTRIBUTION | WP PUTRAJAYA & CYBERJAYA | Existing | VCBJ/PCE/J21082/MB21084 | 300281058 | CLOSED | 11 kV | RYB | PE 21.08 CENTURY SQUARE 2300 F2 |  |  | CBJ21086 |  | INDKOM | ZZT | 16/02/2000 | TX2-1000KVA |  | Pass | null | Pass | null
378187423 | TNB | DISTRIBUTION | WP PUTRAJAYA & CYBERJAYA | Existing | VCBJ/PCE/J22901/MB22901 | 300454643 | CLOSED | 11 kV | RYB | PE 22.90 SHAFBURY APT BLOK B |  |  | CBJ22903 |  | INDKOM | INS24 |  | TX-1000KVA |  | Pass | null | Pass | null
378187519 | TNB | DISTRIBUTION | WP PUTRAJAYA & CYBERJAYA | Existing | VCBJ/PCE/J22851/MB22851 | 300454905 | CLOSED | 11 kV | RYB | SS 22.85 SHAFTBURY CHILLER PLANT F1 |  |  | CBJ22853 |  | INDKOM | INS24 |  | TX1-1000KVA |  | Pass | null | Pass | null
378187613 | TNB | DISTRIBUTION | WP PUTRAJAYA & CYBERJAYA | Existing | VCBJ/PCE/J22852/MB22851 | 300454908 | CLOSED | 11 kV | RYB | SS 22.85 SHAFTBURY CHILLER PLANT F2 |  |  | CBJ22856 |  | INDKOM | INS24 |  | TX2-1000KVA |  | Pass | null | Pass | null
378187764 | TNB | DISTRIBUTION | WP PUTRAJAYA & CYBERJAYA | Existing | VCBJ/PCE/J22981/MB22981 | 300454646 | CLOSED | 11 kV | RYB | PE 22.98 SHAFBURY APT A |  |  | CBJ22983 |  | INDKOM | INS24 |  | TX-1000KVA |  | Pass | null | Pass | null
378187994 | TNB | DISTRIBUTION | WP PUTRAJAYA & CYBERJAYA | Existing | VCBJ/PCE/J00344/MB1 | 300512196 | CLOSED | 11 kV | RYB | PE 24.31 CRISTAL TERES |  |  | CBJ24313 |  | EPE | N/A |  | TX-1000KVA |  | Pass | null | Pass | null
378188101 | TNB | DISTRIBUTION | WP PUTRAJAYA & CYBERJAYA | Existing | VCBJ/PCE/J00343/MB1 | 300520966 | CLOSED | 11 kV | RYB | PE 24.30 CRYSTAL BLOK B |  |  | CBJ24304 |  | EPE | 8DJH |  | TX2-500KVA |  | Pass | null | Pass | null
378188102 | TNB | DISTRIBUTION | WP PUTRAJAYA & CYBERJAYA | Existing | VCBJ/PCE/J00343/MB1 | 300520966 | CLOSED | 11 kV | RYB | PE 24.30 CRYSTAL BLOK B |  |  | CBJ24302 |  | EPE | 8DJH |  | TX1-1000KVA |  | Pass | null | Pass | null
378188272 | TNB | DISTRIBUTION | WP PUTRAJAYA & CYBERJAYA | Existing | VCBJ/PCE/J00342/MB1 | 300511721 | CLOSED | 11 kV | RYB | PE 24.29 CRYSTAL BLOK A |  |  | CBJ24291 |  | SIEMENS | N/A |  | TX1-1000KVA |  | Pass | null | Pass | null
378188273 | TNB | DISTRIBUTION | WP PUTRAJAYA & CYBERJAYA | Existing | VCBJ/PCE/J00342/MB1 | 300511721 | CLOSED | 11 kV | RYB | PE 24.29 CRYSTAL BLOK A |  |  | CBJ24294 |  | SIEMENS | N/A |  | TX2-500KVA |  | Pass | null | Pass | null
378188460 | TNB | DISTRIBUTION | WP PUTRAJAYA & CYBERJAYA | Existing | VCBJ/PCE/J22341/MB22341 | 300280505 | CLOSED | 11 kV | RYB | PE 22.34 STREET MALL 2 F1 |  |  | CBJ22343 |  | INDKOM | ZZT | 17/05/2004 | TX1-1000KVA |  | Pass | null | Pass | null
378188483 | TNB | DISTRIBUTION | WP PUTRAJAYA & CYBERJAYA | Existing | VCBJ/PCE/J22342/MB22344 | 300280508 | CLOSED | 11 kV | RYB | PE 22.34 STREET MALL 2 F2 |  |  | CBJ22346 |  | INDKOM | ZZT | 17/05/2004 | TX2-1000KVA |  | Pass | null | Pass | null
378188648 | TNB | DISTRIBUTION | WP PUTRAJAYA & CYBERJAYA | Existing | VCBJ/PCE/J22621/MB22621 | 300280391 | CLOSED | 11 kV | RYB | PE 22.62 8 BLOK KEDAI PEJ 2B F1 |  |  | CBJ22622 |  | TAMCO | GR1 | 29/04/2009 | TX1-1000KVA |  | Pass | null | Pass | null
378188671 | TNB | DISTRIBUTION | WP PUTRAJAYA & CYBERJAYA | Existing | VCBJ/PCE/J22622/MB22624 | 300280392 | CLOSED | 11 kV | RYB | PE 22.62 8 BLOK KEDAI PEJ 2B F2 |  |  | CBJ22625 |  | TAMCO | GR1 | 29/04/2009 | TX2-1000KVA |  | Pass | null | Pass | null
378189042 | TNB | DISTRIBUTION | WP PUTRAJAYA & CYBERJAYA | Existing | VCBJ/PCE/J22861/MB22861 | 300454739 | CLOSED | 11 kV | RYB | PE 22.86 NEO CYBER BLOK D |  |  | CBJ22863 |  | INDKOM | ZZTT |  | TX-1000KVA |  | Pass | null | Pass | null
378189132 | TNB | DISTRIBUTION | WP PUTRAJAYA & CYBERJAYA | Existing | VCBJ/PCE/J22611/MB22611 | 300280393 | CLOSED | 11 kV | RYB | PE 22.61 8 BLOK KEDAI PEJ 2A F1 |  |  | CBJ22612 |  | TAMCO | GR1 | 29/04/2009 | TX1-1000KVA |  | Pass | null | Pass | null
378189155 | TNB | DISTRIBUTION | WP PUTRAJAYA & CYBERJAYA | Existing | VCBJ/PCE/J22612/MB22614 | 300280394 | CLOSED | 11 kV | RYB | PE 22.61 8 BLOK KEDAI PEJ 2A F2 |  |  | CBJ22615 |  | TAMCO | GR1 | 29/04/2009 | TX2-1000KVA |  | Pass | null | Pass | null
378189369 | TNB | DISTRIBUTION | WP PUTRAJAYA & CYBERJAYA | Existing | VCBJ/PCE/J22521/MB22521 | 300280458 | CLOSED | 11 kV | RYB | PE 22.52 58 UNITS SHOP LOT F1 |  |  | CBJ22523 |  | INDKOM | GA 2K 2TS | 20080301 | TX1-1000KVA |  | Pass | null | Pass | null
378189370 | TNB | DISTRIBUTION | WP PUTRAJAYA & CYBERJAYA | Existing | VCBJ/PCE/J22521/MB22521 | 300280458 | CLOSED | 11 kV | RYB | PE 22.52 58 UNITS SHOP LOT F1 |  |  | CBJ22524 |  | INDKOM | GA 2K 2TS | 20080301 | TX2-1000KVA |  | Pass | null | Pass | null
378189398 | TNB | DISTRIBUTION | WP PUTRAJAYA & CYBERJAYA | Existing | VCBJ/PCE/J22522/MB22524 | 300280460 | CLOSED | 11 kV | RYB | PE 22.52 58 UNITS SHOP LOT F2 |  |  | CBJ22527 |  | INDKOM | GA 2K 2TS | 20080301 | TX3-1000KVA |  | Pass | null | Pass | null
378189399 | TNB | DISTRIBUTION | WP PUTRAJAYA & CYBERJAYA | Existing | VCBJ/PCE/J22522/MB22524 | 300280460 | CLOSED | 11 kV | RYB | PE 22.52 58 UNITS SHOP LOT F2 |  |  | CBJ22528 |  | INDKOM | GA 2K 2TS | 20080301 | TX4-1000KVA |  | Pass | null | Pass | null
378189696 | TNB | DISTRIBUTION | WP PUTRAJAYA & CYBERJAYA | Existing | VCBJ/PCE/J22801/MB22801 | 300452908 | CLOSED | 11 kV | RYB | PE 22.80 APT NEO CYBER BLOK A |  |  | CBJ22803 |  | TAMCO | ZZTT |  | TX1-1000KVA |  | Pass | null | Pass | null
378189697 | TNB | DISTRIBUTION | WP PUTRAJAYA & CYBERJAYA | Existing | VCBJ/PCE/J22801/MB22801 | 300452908 | CLOSED | 11 kV | RYB | PE 22.80 APT NEO CYBER BLOK A |  |  | CBJ22804 |  | TAMCO | ZZTT |  | TX2-1000KVA |  | Pass | null | Pass | null
378202799 | TNB | DISTRIBUTION | WP PUTRAJAYA & CYBERJAYA | Existing | VPTJ/PCE/J18141/MB18141 | 300281217 | CLOSED | 11 kV | RYB | PE 18.14 BLOK D&E (F1) |  |  | PTJ18142 |  | TAMCO | GR1 | 22/02/2007 |  |  | Pass | null | Pass | null
378202824 | TNB | DISTRIBUTION | WP PUTRAJAYA & CYBERJAYA | Existing | VPTJ/PCE/J18142/MB18144 | 300281218 | CLOSED | 11 kV | RYB | PE 18.14 BLOK D&E (F2) |  |  | PTJ18145 |  | TAMCO | GR1 | 22/02/2007 |  |  | Pass | null | Pass | null
378202963 | TNB | DISTRIBUTION | WP PUTRAJAYA & CYBERJAYA | Existing | VPTJ/PCE/J18131/MB18131 | 300281215 | CLOSED | 11 kV | RYB | PE 18.13 BLOK F (F1) |  |  | PTJ18132 |  | TAMCO | GR1 | 22/02/2007 |  |  | Pass | null | Pass | null
378203064 | TNB | DISTRIBUTION | WP PUTRAJAYA & CYBERJAYA | Existing | VPTJ/PCE/J18132/MB18134 | 300281216 | CLOSED | 11 kV | RYB | PE 18.13 BLOK F (F2) |  |  | PTJ18135 |  | TAMCO | ZZT | 22/02/2007 |  |  | Pass | null | Pass | null
378203342 | TNB | DISTRIBUTION | WP PUTRAJAYA & CYBERJAYA | Existing | VPTJ/PCE/J18111/MB18111 | 300281213 | CLOSED | 11 kV | RYB | E 18.11 BLOK B&C (F1) |  |  | PTJ18112 |  | TAMCO | ZZT | 22/02/2007 |  |  | Pass | null | Pass | null
378203438 | TNB | DISTRIBUTION | WP PUTRAJAYA & CYBERJAYA | Existing | VPTJ/PCE/J18112/MB18114 | 300281214 | CLOSED | 11 kV | RYB | PE 18.11 BLOK B&C (F2) |  |  | PTJ18115 |  | TAMCO | ZZT | 22/02/2007 |  |  | Pass | null | Pass | null
378203580 | TNB | DISTRIBUTION | WP PUTRAJAYA & CYBERJAYA | Existing | VPTJ/PCE/J18101/MB18101 | 300281212 | CLOSED | 11 kV | RYB | PE 18.10 PADAT SL |  |  | PTJ18102 |  | MERLIN GERIN | RM6 | 20051104 |  |  | Pass | null | Pass | null
378203700 | TNB | DISTRIBUTION | WP PUTRAJAYA & CYBERJAYA | Existing | VPTJ/PCE/J18041/MB18041 | 300281210 | CLOSED | 11 kV | RYB | PE 18.04 PERUMAHAN 18R7 |  |  | PTJ18042 |  | MERLIN GERIN | RM6 | 20070303 |  |  | Pass | null | Pass | null
378203806 | TNB | DISTRIBUTION | WP PUTRAJAYA & CYBERJAYA | Existing | VPTJ/PCE/J18051/MB18051 | 300454891 | CLOSED | 11 kV | RYB | PE 18.05 PERUMAHAN 18R5 Fasa 2(F1) |  |  | PTJ18052 |  | SCHNEIDER | RM 6 |  |  |  | Pass | null | Pass | null
378203914 | TNB | DISTRIBUTION | WP PUTRAJAYA & CYBERJAYA | Existing | VPTJ/PCE/J18052/MB18501 | 300454894 | CLOSED | 11 kV | RYB | PE 18.05 PERUMAHAN 18R5 Fasa 2(F2) |  |  | PTJ18055 |  | SCHNEIDER | RM 6 |  |  |  | Pass | null | Pass | null
378204021 | TNB | DISTRIBUTION | WP PUTRAJAYA & CYBERJAYA | Existing | VPTJ/PCE/J18281/MB18281 | 300452921 | CLOSED | 11 kV | RYB | PE 18.28 SEK KEB (2) (F1) |  |  | PTJ18282 |  | TAMCO | GR1 |  |  |  | Pass | null | Pass | null
378204115 | TNB | DISTRIBUTION | WP PUTRAJAYA & CYBERJAYA | Existing | VPTJ/PCE/J18282/MB18281 | 300452924 | CLOSED | 11 kV | RYB | PE 18.28 SEK KEB (2) (F2) |  |  | PTJ18285 |  | TAMCO | GR1 |  |  |  | Pass | null | Pass | null
378204228 | TNB | DISTRIBUTION | WP PUTRAJAYA & CYBERJAYA | Existing | VPTJ/PCE/J18062/MB18064 | 300288499 | CLOSED | 11 kV | RYB | PE 18.06 18R5 (F2) |  |  | PTJ18065 |  | SCHNEIDER | NE-2iQ | 22/12/2010 |  |  | Pass | null | Pass | null
378204332 | TNB | DISTRIBUTION | WP PUTRAJAYA & CYBERJAYA | Existing | VPTJ/PCE/J18061/MB18061 | 300288496 | CLOSED | 11 kV | RYB | PE 18.06 18R5 (F1) |  |  | PTJ18062 |  | SCHNEIDER | NE-2iQ | 15/12/2010 |  |  | Pass | null | Pass | null
378204473 | TNB | DISTRIBUTION | WP PUTRAJAYA & CYBERJAYA | Existing | VPTJ/PCE/J18261/MB18261 | 300281244 | CLOSED | 11 kV | RYB | PE 18.26 APT. 18R4 (F1) |  |  | PTJ18264 |  | OMAZABAL | GA 2K 2TS | 17/06/2008 |  |  | Pass | null | Pass | null
378204474 | TNB | DISTRIBUTION | WP PUTRAJAYA & CYBERJAYA | Existing | VPTJ/PCE/J18261/MB18261 | 300281244 | CLOSED | 11 kV | RYB | PE 18.26 APT. 18R4 (F1) |  |  | PTJ18263 |  | OMAZABAL | GA 2K 2TS | 17/06/2008 |  |  | Pass | null | Pass | null
378204862 | TNB | DISTRIBUTION | WP PUTRAJAYA & CYBERJAYA | Existing | VPTJ/PCE/J18091/MB18091 | 300281211 | CLOSED | 11 kV | RYB | PE 18.09 PADAT SL |  |  | PTJ18092 |  | MERLIN GERIN | RM | 20051104 |  |  | Pass | null | Pass | null
378204988 | TNB | DISTRIBUTION | WP PUTRAJAYA & CYBERJAYA | Existing | VPTJ/PCE/J18262/MB18264 | 300281247 | CLOSED | 11 kV | RYB | PE 18.26 APT. 18R4 (F2) |  |  | PTJ18268 |  | OMAZABAL | GA 2K 2TS | 17/06/2008 |  |  | Pass | null | Pass | null
378204989 | TNB | DISTRIBUTION | WP PUTRAJAYA & CYBERJAYA | Existing | VPTJ/PCE/J18262/MB18264 | 300281247 | CLOSED | 11 kV | RYB | PE 18.26 APT. 18R4 (F2) |  |  | PTJ18267 |  | OMAZABAL | GA 2K 2TS | 17/06/2008 |  |  | Pass | null | Pass | null
378205154 | TNB | DISTRIBUTION | WP PUTRAJAYA & CYBERJAYA | Existing | VPTJ/PCE/J18271/MB18271 | 300452910 | CLOSED | 11 kV | RYB | PE 18.27 KLINIK KESIHATAN (F1) |  |  | PTJ18273 |  | INDKOM | ZZT-I/D |  |  |  | Pass | null | Pass | null
378205248 | TNB | DISTRIBUTION | WP PUTRAJAYA & CYBERJAYA | Existing | VPTJ/PCE/J18272/MB18271 | 300452918 | CLOSED | 11 kV | RYB | PE 18.27 KLINIK KESIHATAN (F2) |  |  | PTJ18276 |  | INDKOM | ZZT-I/D |  |  |  | Pass | null | Pass | null
378205353 | TNB | DISTRIBUTION | WP PUTRAJAYA & CYBERJAYA | Existing | VPTJ/PCE/J18081/MB18081 | 300454881 | CLOSED | 11 kV | RYB | PE 18.08 18R1 (F1) |  |  | PTJ18082 |  | SCHNEIDER | ZZT |  |  |  | Pass | null | Pass | null
378205457 | TNB | DISTRIBUTION | WP PUTRAJAYA & CYBERJAYA | Existing | VPTJ/PCE/J18082/MB18084 | 300454883 | CLOSED | 11 kV | RYB | PE 18.08 18R1 (F2) |  |  | PTJ18086 |  | INDKOM | ZZT |  |  |  | Pass | null | Pass | null
378205568 | TNB | DISTRIBUTION | WP PUTRAJAYA & CYBERJAYA | Existing | VPTJ/PCE/J18221/MB18221 | 300281234 | CLOSED | 11 kV | RYB | PE 18.22 BLOK B 18R13 (F1) |  |  | PTJ18222 |  | TAMCO | GR1 | 20070103 |  |  | Pass | null | Pass | null
378205666 | TNB | DISTRIBUTION | WP PUTRAJAYA & CYBERJAYA | Existing | VPTJ/PCE/J18222/MB18224 | 300281235 | CLOSED | 11 kV | RYB | PE 18.22 BLOK B 18R13 (F2) |  |  | PTJ18225 |  | TAMCO | GR1 | 20070103 |  |  | Pass | null | Pass | null
378211229 | TNB | DISTRIBUTION | WP PUTRAJAYA & CYBERJAYA | Existing | VPTJ/PCE/J09442/MB09444 | 300280932 | CLOSED | 11 kV | RYB | PE 9.44 P'PURI P7 BLOK A2 (EFI) (F2) |  |  | PTJ09446 |  | OMAZABAL | GA 2K 1TS | 23/02/2008 |  |  | Pass | null | Pass | null
378211326 | TNB | DISTRIBUTION | WP PUTRAJAYA & CYBERJAYA | Existing | VPTJ/PCE/J09431/MB09431 | 300280929 | CLOSED | 11 kV | RYB | PE 9.43 P'PURI P7 BLOK A1 (F1) |  |  | PTJ09433 |  | OMAZABAL | GA 2K 1TS | 23/02/2008 |  |  | Pass | null | Pass | null
378211416 | TNB | DISTRIBUTION | WP PUTRAJAYA & CYBERJAYA | Existing | VPTJ/PCE/J09432/MB09434 | 300280930 | CLOSED | 11 kV | RYB | PE 9.43 P'PURI P7 BLOK A1 (F2) |  |  | PTJ09436 |  | OMAZABAL | GA 2K 1TS | 23/02/2008 |  |  | Pass | null | Pass | null
378211507 | TNB | DISTRIBUTION | WP PUTRAJAYA & CYBERJAYA | Existing | VPTJ/PCE/J09351/MB09351 | 300280915 | CLOSED | 11 kV | RYB | PE 9.35 P'PURI BLOK A1 (EFI) (F1) |  |  | PTJ09353 |  | INDKOM | ZZT | 24/08/2005 |  |  | Pass | null | Pass | null
378211599 | TNB | DISTRIBUTION | WP PUTRAJAYA & CYBERJAYA | Existing | VPTJ/PCE/J09352/MB09354 | 300280916 | CLOSED | 11 kV | RYB | PE 9.35 P'PURI BLOK A1 (EFI) (F2) |  |  | PTJ09356 |  | INDKOM | ZZT | 24/08/2005 |  |  | Pass | null | Pass | null
378211694 | TNB | DISTRIBUTION | WP PUTRAJAYA & CYBERJAYA | Existing | VPTJ/PCE/J09341/MB09341 | 300280871 | CLOSED | 11 kV | RYB | PE 9.34 P'PURI BLOK A3 (F1) |  |  | PTJ09343 |  | INDKOM | ZZT | 24/08/2005 |  |  | Pass | null | Pass | null
378211786 | TNB | DISTRIBUTION | WP PUTRAJAYA & CYBERJAYA | Existing | VPTJ/PCE/J09342/MB09344 | 300280872 | CLOSED | 11 kV | RYB | PE 9.34 P'PURI BLOK A3 (F2) |  |  | PTJ09346 |  | INDKOM | ZZT | 24/08/2005 |  |  | Pass | null | Pass | null
378211882 | TNB | DISTRIBUTION | WP PUTRAJAYA & CYBERJAYA | Existing | VPTJ/PCE/J09331/MB09331 | 300280869 | CLOSED | 11 kV | RYB | PE 9.33 P'PURI BLOK B1 (EFI) (F1) |  |  | PTJ09333 |  | INDKOM | ZZT | 24/08/2005 |  |  | Pass | null | Pass | null
378211974 | TNB | DISTRIBUTION | WP PUTRAJAYA & CYBERJAYA | Existing | VPTJ/PCE/J09332/MB09334 | 300280870 | CLOSED | 11 kV | RYB | PE 9.33 P'PURI BLOK B1 (EFI) (F2) |  |  | PTJ09336 |  | INDKOM | ZZT | 24/08/2005 |  |  | Pass | null | Pass | null
378212067 | TNB | DISTRIBUTION | WP PUTRAJAYA & CYBERJAYA | Existing | VPTJ/PCE/J09321/MB09321 | 300280867 | CLOSED | 11 kV | RYB | PE 9.32 P'PURI BLOK B3 (F1) |  |  | PTJ09322 |  | TAMCO | GR1 | 24/08/2005 |  |  | Pass | null | Pass | null
378212111 | TNB | DISTRIBUTION | WP PUTRAJAYA & CYBERJAYA | Existing | VPTJ/PCE/J09322/MB09324 | 300280868 | CLOSED | 11 kV | RYB | PE 9.32 P'PURI BLOK B3 (F2) |  |  | PTJ09326 |  | INDKOM | ZZT | 24/08/2005 |  |  | Pass | null | Pass | null
378212197 | TNB | DISTRIBUTION | WP PUTRAJAYA & CYBERJAYA | Existing | VPTJ/PCE/J09371/MB09371 | 300280919 | CLOSED | 11 kV | RYB | PE 9.37 P'PURI BLOK A1 (EFI) (F1) |  |  | PTJ09372 |  | TAMCO | GR1 | 22/07/2007 |  |  | Pass | null | Pass | null
378212350 | TNB | DISTRIBUTION | WP PUTRAJAYA & CYBERJAYA | Existing | VPTJ/PCE/J09372/MB09374 | 300280920 | CLOSED | 11 kV | RYB | PE 9.37 P'PURI BLOK A1 (EFI) (F2) |  |  | PTJ09375 |  | TAMCO | GR1 | 22/07/2007 |  |  | Pass | null | Pass | null
378212379 | TNB | DISTRIBUTION | WP PUTRAJAYA & CYBERJAYA | Existing | VPTJ/PCE/J09381/MB09381 | 300280921 | CLOSED | 11 kV | RYB | PE 9.38 P'PURI BLOK A3 (F1) |  |  | PTJ09382 |  | TAMCO | GR1 | 22/07/2007 |  |  | Pass | null | Pass | null
378212410 | TNB | DISTRIBUTION | WP PUTRAJAYA & CYBERJAYA | Existing | VPTJ/PCE/J09382/MB09384 | 300280922 | CLOSED | 11 kV | RYB | PE 9.38 P'PURI BLOK A3 (F2) |  |  | PTJ09385 |  | TAMCO | GR1 | 22/07/2007 |  |  | Pass | null | Pass | null
378212565 | TNB | DISTRIBUTION | WP PUTRAJAYA & CYBERJAYA | Existing | VPTJ/PCE/J09392/MB09394 | 300280924 | CLOSED | 11 kV | RYB | PE 9.39 P'PURI BLOK B3 (EFI) (F2) |  |  | PTJ09395 |  | TAMCO | GR1 | 22/07/2007 |  |  | Pass | null | Pass | null
378212588 | TNB | DISTRIBUTION | WP PUTRAJAYA & CYBERJAYA | Existing | VPTJ/PCE/J09391/MB09391 | 300280923 | CLOSED | 11 kV | RYB | PE 9.39 P'PURI BLOK B3 (EFI) (F1) |  |  | PTJ09392 |  | TAMCO | GR1 | 22/07/2007 |  |  | Pass | null | Pass | null
378213008 | TNB | DISTRIBUTION | WP PUTRAJAYA & CYBERJAYA | Existing | VPTJ/PCE/J09411/MB09411 | 300280925 | CLOSED | 11 kV | RYB | PE 9.41 P'PURI BLOK E3 (F1) |  |  | PTJ09412 |  | TAMCO | GR1 | 22/07/2007 |  |  | Pass | null | Pass | null
378213105 | TNB | DISTRIBUTION | WP PUTRAJAYA & CYBERJAYA | Existing | VPTJ/PCE/J09412/MB09414 | 300280926 | CLOSED | 11 kV | RYB | PE 9.41 P'PURI BLOK E3 (F2) |  |  | PTJ09415 |  | TAMCO | GR1 | 22/07/2007 |  |  | Pass | null | Pass | null
378213200 | TNB | DISTRIBUTION | WP PUTRAJAYA & CYBERJAYA | Existing | VPTJ/PCE/J09421/MB09421 | 300280927 | CLOSED | 11 kV | RYB | PE 9.42 P'PURI BLOK E1 (EFI) (F1) |  |  | PTJ09422 |  | TAMCO | GR1 | 22/07/2007 |  |  | Pass | null | Pass | null
378213290 | TNB | DISTRIBUTION | WP PUTRAJAYA & CYBERJAYA | Existing | VPTJ/PCE/J09422/MB09424 | 300280928 | CLOSED | 11 kV | RYB | PE 9.42 P'PURI BLOK E1 (EFI) (F2) |  |  | PTJ09425 |  | TAMCO | GR1 | 22/07/2007 |  |  | Pass | null | Pass | null
378213381 | TNB | DISTRIBUTION | WP PUTRAJAYA & CYBERJAYA | Existing | VPTJ/PCE/J09481/MB09481 | 300280939 | CLOSED | 11 kV | RYB | PE 9.48 P'PURI BLOK C&D (EFI) (F1) |  |  | PTJ09482 |  | TAMCO | GR1 | 31/10/2007 |  |  | Pass | null | Pass | null
378213474 | TNB | DISTRIBUTION | WP PUTRAJAYA & CYBERJAYA | Existing | VPTJ/PCE/J09482/MB09484 | 300280940 | CLOSED | 11 kV | RYB | PE 9.48 P'PURI BLOK C&D (EFI) (F2) |  |  | PTJ09485 |  | TAMCO | GR1 | 31/10/2007 |  |  | Pass | null | Pass | null
378213565 | TNB | DISTRIBUTION | WP PUTRAJAYA & CYBERJAYA | Existing | VPTJ/PCE/J09471/MB09471 | 300280937 | CLOSED | 11 kV | RYB | PE 9.47 P'PURI BLOK A&B (F1) |  |  | PTJ09472 |  | TAMCO | GR1 | 31/10/2007 |  |  | Pass | null | Pass | null
378213650 | TNB | DISTRIBUTION | WP PUTRAJAYA & CYBERJAYA | Existing | VPTJ/PCE/J09472/MB09474 | 300280938 | CLOSED | 11 kV | RYB | PE 9.47 P'PURI BLOK A&B (F2) |  |  | PTJ09475 |  | TAMCO | GR1 | 31/10/2007 |  |  | Pass | null | Pass | null
378213749 | TNB | DISTRIBUTION | WP PUTRAJAYA & CYBERJAYA | Existing | VPTJ/PCE/J09141/MB09141 | 300280835 | CLOSED | 11 kV | RYB | PE 9.14 K.KEJIRANAN (F1) |  |  | PTJ09143 |  | INDKOM | ZZT | 19/11/2002 |  |  | Pass | null | Pass | null
378213841 | TNB | DISTRIBUTION | WP PUTRAJAYA & CYBERJAYA | Existing | VPTJ/PCE/J09142/MB09144 | 300280836 | CLOSED | 11 kV | RYB | PE 9.14 K.KEJIRANAN (F2) |  |  | PTJ09146 |  | INDKOM | ZZT | 19/11/2002 |  |  | Pass | null | Pass | null
378213936 | TNB | DISTRIBUTION | WP PUTRAJAYA & CYBERJAYA | Existing | VPTJ/PCE/J10132/MB10134 | 300280959 | CLOSED | 11 kV | RYB | PE 10.13 PUSPANITA (F2) |  |  | PTJ10136 |  | INDKOM | ZZT | 21/10/2004 |  |  | Pass | null | Pass | null
378213959 | TNB | DISTRIBUTION | WP PUTRAJAYA & CYBERJAYA | Existing | VPTJ/PCE/J10131/MB10131 | 300280958 | CLOSED | 11 kV | RYB | PE 10.13 PUSPANITA (F1) |  |  | PTJ10133 |  | INDKOM | ZZT | 21/10/2004 |  |  | Pass | null | Pass | null
378214122 | TNB | DISTRIBUTION | WP PUTRAJAYA & CYBERJAYA | Existing | VPTJ/PCE/J02041/MB02041 | 300280626 | CLOSED | 11 kV | RYB | PE 2.04 W.F PROMENADE (F1) |  |  | PTJ02042 |  | INDKOM | ZZZT | 30/01/2003 |  |  | Pass | null | Pass | null
378214214 | TNB | DISTRIBUTION | WP PUTRAJAYA & CYBERJAYA | Existing | VPTJ/PCE/J02042/MB02045 | 300280628 | CLOSED | 11 kV | RYB | PE 2.04 W.F PROMENADE (F2) |  |  | PTJ02044 |  | INDKOM | ZZT | 30/01/2003 |  |  | Pass | null | Pass | null
378214308 | TNB | DISTRIBUTION | WP PUTRAJAYA & CYBERJAYA | Existing | VPTJ/PCE/J02051/MB02051 | 300280630 | CLOSED | 11 kV | RYB | PE 2.05 PADAT CUT |  |  | PTJ02053 |  | INDKOM | ZZT | 22/08/2002 |  |  | Pass | null | Pass | null
378214398 | TNB | DISTRIBUTION | WP PUTRAJAYA & CYBERJAYA | Existing | VPTJ/PCE/J02261/MB02261 | 300485137 | CLOSED | 11 kV | RYB | PE 2.26 C/S FORMULA E 2 |  |  | PTJ02263 |  | INDKOM | SF6 | 20140804 |  |  | Pass | null | Pass | null
378214509 | TNB | DISTRIBUTION | WP PUTRAJAYA & CYBERJAYA | Existing | VPTJ/PCE/J02241/MB02241 | 310303856 | CLOSED | 11 kV | RYB | PE 2.24 TEMP 2C5 |  |  | PTJ02243 |  | INDKOM |  |  |  |  | Pass | null | Pass | null
378214618 | TNB | DISTRIBUTION | WP PUTRAJAYA & CYBERJAYA | Existing | VPTJ/PCE/J02281/MB02281 | 300485554 | CLOSED | 11 kV | RYB | PE 2.28 C/S FORMULA E 4 |  |  | PTJ02273 |  | INDKOM | SF6 |  |  |  | Pass | null | Pass | null
378219885 | TNB | DISTRIBUTION | WP PUTRAJAYA & CYBERJAYA | Existing | VPTJ/PCE/J15071/MB15071 | 300281151 | CLOSED | 11 kV | RYB | PE 15.07 BLOK D3 (EFI) (F1) |  |  | PTJ15072 |  | TAMCO | ZZT | 18/02/2006 |  |  | Pass | null | Pass | null
378219908 | TNB | DISTRIBUTION | WP PUTRAJAYA & CYBERJAYA | Existing | VPTJ/PCE/J15072/MB15074 | 300281152 | CLOSED | 11 kV | RYB | PE 15.07 BLOK D3 (EFI) (F2) |  |  | PTJ15075 |  | TAMCO | ZZT | 18/02/2006 |  |  | Pass | null | Pass | null
378219937 | TNB | DISTRIBUTION | WP PUTRAJAYA & CYBERJAYA | Existing | VPTJ/PCE/J15331/MM15331 | 300453012 | CLOSED | 11 kV | RYB | PE 15.33 PDT KEDIAMAN KEDUTAAN IRAQ (F1) |  |  | PTJ15332 |  | SCHNEIDER | NE-2iQ |  |  |  | Pass | null | Pass | null
378220041 | TNB | DISTRIBUTION | WP PUTRAJAYA & CYBERJAYA | Existing | VPTJ/PCE/J15332/MB15334 | 310338860 | CLOSED | 11 kV | RYB | PE 15.33 PDT KEDIAMAN KEDUTAAN IRAQ (F2) |  |  | PTJ15336 |  | INDKOM | ZZT |  |  |  | Pass | null | Pass | null
378220152 | TNB | DISTRIBUTION | WP PUTRAJAYA & CYBERJAYA | Existing | VPTJ/PCE/J15051/MB15051 | 300281147 | CLOSED | 11 kV | RYB | PE 15.05 BLOK D2 (1) (EFI) (F1) |  |  | PTJ15052 |  | TAMCO | ZZT | 18/02/2006 |  |  | Pass | null | Pass | null
378220198 | TNB | DISTRIBUTION | WP PUTRAJAYA & CYBERJAYA | Existing | VPTJ/PCE/J15052/MB15054 | 300281148 | CLOSED | 11 kV | RYB | PE 15.05 BLOK D2 (1) (EFI) (F2) |  |  | PTJ15055 |  | TAMCO | ZZT | 18/02/2006 |  |  | Pass | null | Pass | null
378220294 | TNB | DISTRIBUTION | WP PUTRAJAYA & CYBERJAYA | Existing | VPTJ/PCE/J15061/MB15061 | 300281149 | CLOSED | 11 kV | RYB | PE 15.06 BLOK D2 (2) (F1) |  |  | PTJ15062 |  | TAMCO | ZZT | 18/02/2006 |  |  | Pass | null | Pass | null
378220390 | TNB | DISTRIBUTION | WP PUTRAJAYA & CYBERJAYA | Existing | VPTJ/PCE/J15062/MB15064 | 300281150 | CLOSED | 11 kV | RYB | PE 15.06 BLOK D2 (2) (F2) |  |  | PTJ15065 |  | TAMCO | ZZT | 18/02/2006 |  |  | Pass | null | Pass | null
378224300 | TNB | DISTRIBUTION | WP PUTRAJAYA & CYBERJAYA | Existing | VCBJ/PCE/J24251/MB24251 | 310332980 | CLOSED | 11 kV | RYB | PE 24.25 CRYSTAL VILLE 2 |  |  | CBJ24253 |  | INDKOM | ZZTT 1D |  | TX-1000KVA |  | Pass | null | Pass | null
378224766 | TNB | DISTRIBUTION | WP PUTRAJAYA & CYBERJAYA | Existing | VCBJ/PCE/J24241/MB24241 | 310332974 | CLOSED | 11 kV | RYB | PE 24.24 CRYSTAL VILLE 1 |  |  | CBJ24241 |  | ITEM | 8DJH TRRT |  | TX1-1000KVA |  | Pass | null | Pass | null
378224767 | TNB | DISTRIBUTION | WP PUTRAJAYA & CYBERJAYA | Existing | VCBJ/PCE/J24241/MB24241 | 310332974 | CLOSED | 11 kV | RYB | PE 24.24 CRYSTAL VILLE 1 |  |  | CBJ24244 |  | ITEM | 8DJH TRRT |  | TX2-1000KVA |  | Pass | null | Pass | null
378225017 | TNB | DISTRIBUTION | WP PUTRAJAYA & CYBERJAYA | Existing | VCBJ/PCE/J21341/MB21341 | 300281004 | CLOSED | 11 kV | RYB | PE 21.34 PS5 F1 |  |  | CBJ21342 |  | TAMCO | GR1 | 24/05/2009 | TX1-500KVA |  | Pass | null | Pass | null
378225040 | TNB | DISTRIBUTION | WP PUTRAJAYA & CYBERJAYA | Existing | VCBJ/PCE/J21342/MB21344 | 300281003 | CLOSED | 11 kV | RYB | PE 21.34 PS5 F2 |  |  | CBJ21345 |  | TAMCO | GR1 | 24/05/2009 | TX2-500KVA |  | Pass | null | Pass | null
378284249 | TNB | DISTRIBUTION | WP PUTRAJAYA & CYBERJAYA | Existing | VPTJ/PCE/J01071/MB01071 | 300280373 | CLOSED | 11 kV | RYB | SS 1.07 JPM B1 JPM B8 (F1) |  |  | PTJ1078 |  | INDKOM | ZZZZ | 19990904 |  |  | Pass | null | Pass | null
378284250 | TNB | DISTRIBUTION | WP PUTRAJAYA & CYBERJAYA | Existing | VPTJ/PCE/J01071/MB01071 | 300280373 | CLOSED | 11 kV | RYB | SS 1.07 JPM B1 JPM B8 (F1) |  |  | PTJ1077 |  | INDKOM | ZZZZ | 19990904 |  |  | Pass | null | Pass | null
378284420 | TNB | DISTRIBUTION | WP PUTRAJAYA & CYBERJAYA | Existing | VPTJ/PCE/J01072/MB01075 | 300280374 | CLOSED | 11 kV | RYB | SS 1.07 JPM B1 JPM B8 (F2) |  |  | PTJ1074 |  | INDKOM | ZZZZ | 19990904 |  |  | Pass | null | Pass | null
378284421 | TNB | DISTRIBUTION | WP PUTRAJAYA & CYBERJAYA | Existing | VPTJ/PCE/J01072/MB01075 | 300280374 | CLOSED | 11 kV | RYB | SS 1.07 JPM B1 JPM B8 (F2) |  |  | PTJ1073 |  | INDKOM | ZZZZ | 19990904 |  |  | Pass | null | Pass | null
378284595 | TNB | DISTRIBUTION | WP PUTRAJAYA & CYBERJAYA | Existing | VPTJ/PCE/J01061/MB01061 | 300280371 | CLOSED | 11 kV | RYB | SS 1.06 JPM B6 JPM B7 (F1) |  |  | PTJ1064 |  | INDKOM | ZZZZ | 20/05/1999 |  |  | Pass | null | Pass | null
378284596 | TNB | DISTRIBUTION | WP PUTRAJAYA & CYBERJAYA | Existing | VPTJ/PCE/J01061/MB01061 | 300280371 | CLOSED | 11 kV | RYB | SS 1.06 JPM B6 JPM B7 (F1) |  |  | PTJ1061 |  | INDKOM | ZZZZ | 20/05/1999 |  |  | Pass | null | Pass | null
378284624 | TNB | DISTRIBUTION | WP PUTRAJAYA & CYBERJAYA | Existing | VPTJ/PCE/J01062/MB01065 | 300280372 | CLOSED | 11 kV | RYB | SS 1.06 JPM B6 JPM B7 (F2) |  |  | PTJ1065 |  | INDKOM | ZZZZ | 20/05/1999 |  |  | Pass | null | Pass | null
378284625 | TNB | DISTRIBUTION | WP PUTRAJAYA & CYBERJAYA | Existing | VPTJ/PCE/J01062/MB01065 | 300280372 | CLOSED | 11 kV | RYB | SS 1.06 JPM B6 JPM B7 (F2) |  |  | PTJ1068 |  | INDKOM | ZZZZ | 20/05/1999 |  |  | Pass | null | Pass | null
378284640 | TNB | DISTRIBUTION | WP PUTRAJAYA & CYBERJAYA | Existing | VPTJ/PCE/J01051/MB01051 | 300280369 | CLOSED | 11 kV | RYB | SS 1.05 JPM B5 (F1) |  |  | PTJ1056 |  | INDKOM | ZZZ | 29/07/1999 |  |  | Pass | null | Pass | null
378284692 | TNB | DISTRIBUTION | WP PUTRAJAYA & CYBERJAYA | Existing | VPTJ/PCE/J01052/MB01054 | 300280370 | CLOSED | 11 kV | RYB | SS 1.05 JPM B5 (F2) |  |  | PTJ1053 |  | INDKOM | ZZZ | 29/07/1999 |  |  | Pass | null | Pass | null
378284761 | TNB | DISTRIBUTION | WP PUTRAJAYA & CYBERJAYA | Existing | VPTJ/PCE/J01081/MB01081 | 300280375 | CLOSED | 11 kV | RYB | SS 1.08 C4 (F1) |  |  | PTJ1086 |  | INDKOM | ZZZ | 19991009 |  |  | Pass | null | Pass | null
378284855 | TNB | DISTRIBUTION | WP PUTRAJAYA & CYBERJAYA | Existing | VPTJ/PCE/J01082/MB01084 | 300280378 | CLOSED | 11 kV | RYB | SS 1.08 C4 (F2) |  |  | PTJ1083 |  | INDKOM | ZZZ | 19991009 |  |  | Pass | null | Pass | null
378284901 | TNB | DISTRIBUTION | WP PUTRAJAYA & CYBERJAYA | Existing | VPTJ/PCE/J01091/MB01091 | 300280404 | CLOSED | 11 kV | RYB | SS 1.09 C3 (F1) |  |  | PTJ1096 |  | INDKOM | ZZZ | 19991109 |  |  | Pass | null | Pass | null
378284995 | TNB | DISTRIBUTION | WP PUTRAJAYA & CYBERJAYA | Existing | VPTJ/PCE/J01092/MB01094 | 300280405 | CLOSED | 11 kV | RYB | SS 1.09 C3 (F2) |  |  | PTJ1093 |  | INDKOM | ZZZ | 19991109 |  |  | Pass | null | Pass | null
378285018 | TNB | DISTRIBUTION | WP PUTRAJAYA & CYBERJAYA | Existing | VPTJ/PCE/J01101/MB01101 | 300280406 | CLOSED | 11 kV | RYB | SS 1.10 C2 (F1) |  |  | PTJ1106 |  | INDKOM | ZZZ | 19991109 |  |  | Pass | null | Pass | null
378285041 | TNB | DISTRIBUTION | WP PUTRAJAYA & CYBERJAYA | Existing | VPTJ/PCE/J01102/MB01104 | 300280407 | CLOSED | 11 kV | RYB | SS 1.10 C2 (F2) |  |  | PTJ1103 |  | INDKOM | ZZZ | 19991109 |  |  | Pass | null | Pass | null
378285065 | TNB | DISTRIBUTION | WP PUTRAJAYA & CYBERJAYA | Existing | VPTJ/PCE/J01111/MB01111 | 300280408 | CLOSED | 11 kV | RYB | SS 1.11 C1 (F1) |  |  | PTJ1116 |  | INDKOM | ZZZ | 19991109 |  |  | Pass | null | Pass | null
378285088 | TNB | DISTRIBUTION | WP PUTRAJAYA & CYBERJAYA | Existing | VPTJ/PCE/J01112/MB01114 | 300280409 | CLOSED | 11 kV | RYB | SS 1.11 C1 (F2) |  |  | PTJ1113 |  | INDKOM | ZZZ | 19991109 |  |  | Pass | null | Pass | null
378285111 | TNB | DISTRIBUTION | WP PUTRAJAYA & CYBERJAYA | Existing | VPTJ/PCE/J01121/MB01121 | 300280410 | CLOSED | 11 kV | RYB | SS 1.12 C7 (F1) |  |  | PTJ1126 |  | INDKOM | ZZZ | 19991109 |  |  | Pass | null | Pass | null
378285134 | TNB | DISTRIBUTION | WP PUTRAJAYA & CYBERJAYA | Existing | VPTJ/PCE/J01122/MB01124 | 300280411 | CLOSED | 11 kV | RYB | SS 1.12 C7 (F2) |  |  | PTJ1123 |  | INDKOM | ZZZ | 19991109 |  |  | Pass | null | Pass | null
378285157 | TNB | DISTRIBUTION | WP PUTRAJAYA & CYBERJAYA | Existing | VPTJ/PCE/J01131/MB01131 | 300280412 | CLOSED | 11 kV | RYB | SS 1.13 C6 (F1) |  |  | PTJ1136 |  | INDKOM | ZZZ | 19991009 |  |  | Pass | null | Pass | null
378285180 | TNB | DISTRIBUTION | WP PUTRAJAYA & CYBERJAYA | Existing | VPTJ/PCE/J01132/MB01134 | 300280413 | CLOSED | 11 kV | RYB | SS 1.13 C6 (F2) |  |  | PTJ1133 |  | INDKOM | ZZZ | 19991009 |  |  | Pass | null | Pass | null
378285203 | TNB | DISTRIBUTION | WP PUTRAJAYA & CYBERJAYA | Existing | VPTJ/PCE/J01141/MB01141 | 300280414 | CLOSED | 11 kV | RYB | SS 1.14 C5 (F1) |  |  | PTJ1146 |  | INDKOM | ZZZ | 19991009 |  |  | Pass | null | Pass | null
378285226 | TNB | DISTRIBUTION | WP PUTRAJAYA & CYBERJAYA | Existing | VPTJ/PCE/J01142/MB01144 | 300280415 | CLOSED | 11 kV | RYB | SS 1.14 C5 (F2) |  |  | PTJ1143 |  | INDKOM | ZZZ | 19991009 |  |  | Pass | null | Pass | null
378285249 | TNB | DISTRIBUTION | WP PUTRAJAYA & CYBERJAYA | Existing | VPTJ/PCE/J01362/MB01365 | 300280450 | CLOSED | 11 kV | RYB | PE 1.36 DATARAN PUTRA (F2) |  |  | PTJ01368 |  | INDKOM | NA | 13/11/1999 | TX-1000KVA |  | Pass | null | Pass | null
378285281 | TNB | DISTRIBUTION | WP PUTRAJAYA & CYBERJAYA | Existing | VPTJ/PCE/J01361/MB01361 | 300280449 | CLOSED | 11 kV | RYB | PE 1.36 DATARAN PUTRA (F1) |  |  | PTJ01364 |  | INDKOM | ZZZT | 13/11/1999 | TX-1000KVA |  | Pass | null | Pass | null
378285619 | TNB | DISTRIBUTION | WP PUTRAJAYA & CYBERJAYA | Existing | VPTJ/PCE/J01321/MB01321 | 300280440 | CLOSED | 11 kV | RYB | PE 1.32 INSIDE PPU6 S/L OVAL |  |  | PTJ1322 |  | TAMCO | ZZT | 13/06/1999 |  |  | Pass | null | Pass | null
378285760 | TNB | DISTRIBUTION | WP PUTRAJAYA & CYBERJAYA | Existing | VPTJ/PCE/J13011/MB13011 | 300281100 | CLOSED | 11 kV | RYB | PE 13.01 WETLAND PUMP 250KW |  |  | PTJ13013 |  | INDKOM | 08425065 | 31/07/1999 |  |  | Pass | null | Pass | null
378285957 | TNB | DISTRIBUTION | WP PUTRAJAYA & CYBERJAYA | Existing | VPTJ/PCE/J13021/MB13021 | 300281101 | CLOSED | 11 kV | RYB | PE 13.02 WETLAND NIC 85KW |  |  | PTJ13023 |  | INDKOM | ZZT | 19990208 |  |  | Pass | null | Pass | null
378285984 | TNB | DISTRIBUTION | WP PUTRAJAYA & CYBERJAYA | Existing | VPTJ/PCE/J13031/MB13031 | 300281102 | CLOSED | 11 kV | RYB | PE 13.03 WETLAND NURSERY 85KW |  |  | PTJ13034 |  | INDKOM | ZZT | 25/09/1999 |  |  | Pass | null | Pass | null
378286147 | TNB | DISTRIBUTION | WP PUTRAJAYA & CYBERJAYA | Existing | VPTJ/PCE/J11261/MB11261 | 300281051 | CLOSED | 11 kV | RYB | PE 11.26 TERES 11A & 11B |  |  | PTJ11262 |  | SCHNEIDER | RM6 | 17/08/2009 |  |  | Pass | null | Pass | null
378286288 | TNB | DISTRIBUTION | WP PUTRAJAYA & CYBERJAYA | Existing | VPTJ/PCE/J11271/MB11271 | 300281053 | CLOSED | 11 kV | RYB | PE 11.27 SEMI D 11A & 11B |  |  | PTJ11272 |  | SCHNEIDER | RM6 | 17/08/2009 |  |  | Pass | null | Pass | null
378286371 | TNB | DISTRIBUTION | WP PUTRAJAYA & CYBERJAYA | Existing | VPTJ/PCE/J11431/MB11431 | 300281081 | CLOSED | 11 kV | RYB | PE 11.43 SEK. MEN. FASA 2 (F1) |  |  | PTJ11432 |  | TAMCO | GR1 | 15/11/2007 |  |  | Pass | null | Pass | null
378286453 | TNB | DISTRIBUTION | WP PUTRAJAYA & CYBERJAYA | Existing | VPTJ/PCE/J11432/MB11434 | 300281082 | CLOSED | 11 kV | RYB | PE 11.43 SEK. MEN. FASA 2 (F2) |  |  | PTJ11435 |  | TAMCO | GR1 | 15/11/2007 |  |  | Pass | null | Pass | null
378286539 | TNB | DISTRIBUTION | WP PUTRAJAYA & CYBERJAYA | Existing | VPTJ/PCE/J11441/MB11441 | 300281083 | CLOSED | 11 kV | RYB | PE 11.44 SEK. REN. FASA 2 (F1) |  |  | PTJ14445 |  | TAMCO | GR1 | 15/11/2007 |  |  | Pass | null | Pass | null
378286620 | TNB | DISTRIBUTION | WP PUTRAJAYA & CYBERJAYA | Existing | VPTJ/PCE/J11442/MB11444 | 300281085 | CLOSED | 11 kV | RYB | PE 11.44 SEK. REN. FASA 2 (F2) |  |  | PTJ11442 |  | TAMCO | GR1 | 15/11/2007 |  |  | Pass | null | Pass | null
378286710 | TNB | DISTRIBUTION | WP PUTRAJAYA & CYBERJAYA | Existing | VPTJ/PCE/J11691/MB11691 | 300454772 | CLOSED | 11 kV | RYB | PE 11.69 ZON 10A (F1) |  |  | PTJ11696 |  | TAMCO | VRN2a |  |  |  | Pass | null | Pass | null
378286733 | TNB | DISTRIBUTION | WP PUTRAJAYA & CYBERJAYA | Existing | VPTJ/PCE/J11692/MB11694 | 300455134 | CLOSED | 11 kV | RYB | PE 11.69 ZON 10A (F2) |  |  | PTJ11692 |  | MERLIN GERIN | RM6 |  |  |  | Pass | null | Pass | null
378286764 | TNB | DISTRIBUTION | WP PUTRAJAYA & CYBERJAYA | Existing | VPTJ/PCE/J11221/MB11221 | 300281042 | CLOSED | 11 kV | RYB | PE 11.22 ZON 10B (F1) |  |  | PTJ11225 |  | TAMCO | GR1 | 21/07/2006 |  |  | Pass | null | Pass | null
378286787 | TNB | DISTRIBUTION | WP PUTRAJAYA & CYBERJAYA | Existing | VPTJ/PCE/J11222/MB11224 | 300281044 | CLOSED | 11 kV | RYB | PE 11.22 ZON 10B (F2) |  |  | PTJ11222 |  | TAMCO | GR1 | 21/07/2006 |  |  | Pass | null | Pass | null
378286930 | TNB | DISTRIBUTION | WP PUTRAJAYA & CYBERJAYA | Existing | VPTJ/PCE/J11231/MB11231 | 300281047 | CLOSED | 11 kV | RYB | PE 11.23 TERES ZON 12B (F1) |  |  | PTJ11235 |  | TAMCO | GR1-21-1D-08153 | 30/04/2009 |  |  | Pass | null | Pass | null
378286953 | TNB | DISTRIBUTION | WP PUTRAJAYA & CYBERJAYA | Existing | VPTJ/PCE/J11232/MB11234 | 300281048 | CLOSED | 11 kV | RYB | PE 11.23 TERES ZON 12B (F2) |  |  | PTJ11232 |  | TAMCO | GR1-21-1D-08155 | 30/04/2009 |  |  | Pass | null | Pass | null
378286984 | TNB | DISTRIBUTION | WP PUTRAJAYA & CYBERJAYA | Existing | VPTJ/PCE/J11721/MB11721 | 300520604 | CLOSED | 11 kV | RYB | PE 11.72 PRIMA BLOK B (F1) |  |  | PTJ11722 |  |  | VRN 6A | 20140612 |  |  | Pass | null | Pass | null
378287078 | TNB | DISTRIBUTION | WP PUTRAJAYA & CYBERJAYA | Existing | VPTJ/PCE/J11722/MB11721 | 310286416 | CLOSED | 11 kV | RYB | PE 11.72 PRIMA BLOK B (F2) |  |  | PTJ11725 |  |  | VRN6a | 20140612 |  |  | Pass | null | Pass | null
378287181 | TNB | DISTRIBUTION | WP PUTRAJAYA & CYBERJAYA | Existing | VPTJ/PCE/J11732/MB11731 | 310283408 | CLOSED | 11 kV | RYB | PE 11.73 PRIMA BLOK C (F2) |  |  | PTJ11732 |  |  | VRN6a |  |  |  | Pass | null | Pass | null
378287275 | TNB | DISTRIBUTION | WP PUTRAJAYA & CYBERJAYA | Existing | VPTJ/PCE/J11731/MB11731 | 300520608 | CLOSED | 11 kV | RYB | PE 11.73 PRIMA BLOK C (F1) |  |  | PTJ11735 |  |  | VRN 6A | 20140612 |  |  | Pass | null | Pass | null
378287383 | TNB | DISTRIBUTION | WP PUTRAJAYA & CYBERJAYA | Existing | VPTJ/PCE/J11712/MB11711 | 310286453 | CLOSED | 11 kV | RYB | PE 11.71 PRIMA BLOK A (F2) |  |  | PTJ11712 |  |  | VRN6a |  |  |  | Pass | null | Pass | null
378287477 | TNB | DISTRIBUTION | WP PUTRAJAYA & CYBERJAYA | Existing | VPTJ/PCE/J11711/MB09171 | 300520598 | CLOSED | 11 kV | RYB | PE 11.71 PRIMA BLOK A (F1) |  |  | PTJ11715 |  |  | VRN 6A | 20140612 |  |  | Pass | null | Pass | null
378287586 | TNB | DISTRIBUTION | WP PUTRAJAYA & CYBERJAYA | Existing | VPTJ/PCE/J11751/MB11751 | 310286424 | CLOSED | 11 kV | RYB | PE 11.75 TEMP PPA1M PR 11 |  |  | PTJ11752 |  | SCHNEIDER |  |  |  |  | Pass | null | Pass | null
378287685 | TNB | DISTRIBUTION | WP PUTRAJAYA & CYBERJAYA | Existing | VPTJ/PCE/J11241/MB11241 | 300281049 | CLOSED | 11 kV | RYB | PE 11.24 TERES ZON 9A (F1) |  |  | PTJ11246 |  | OMAZABAL | GA 2K 1TS | 14/03/2009 |  |  | Pass | null | Pass | null
378287708 | TNB | DISTRIBUTION | WP PUTRAJAYA & CYBERJAYA | Existing | VPTJ/PCE/J11242/MB11244 | 300281050 | CLOSED | 11 kV | RYB | PE 11.24 TERES ZON 9A (F2) |  |  | PTJ11243 |  | OMAZABAL | GA 2K 1TS | 30/04/2009 |  |  | Pass | null | Pass | null
378287874 | TNB | DISTRIBUTION | WP PUTRAJAYA & CYBERJAYA | Existing | VPTJ/PCE/J11601/MB1 | 310370955 | CLOSED | 11 kV | RYB | PE 11.60 TERES ZON 9B (F1) |  |  | PTJ11602 | [6 empty] | Pass | null | Pass | null
378287968 | TNB | DISTRIBUTION | WP PUTRAJAYA & CYBERJAYA | Existing | VPTJ/PCE/J11602/MB11604 | 310338884 | CLOSED | 11 kV | RYB | PE 11.60 TERES ZON 9B (F2) |  |  | PTJ11606 |  | INDKOM |  |  |  |  | Pass | null | Pass | null
378288074 | TNB | DISTRIBUTION | WP PUTRAJAYA & CYBERJAYA | Existing | VPTJ/PCE/J11742/MB11744 | 310338777 | CLOSED | 11 kV | RYB | PE 11.74 TERES ZON C (F2) |  |  | PTJ11746 |  | INDKOM | INS24 |  |  |  | Pass | null | Pass | null
378288168 | TNB | DISTRIBUTION | WP PUTRAJAYA & CYBERJAYA | Existing | VPTJ/PCE/J11741/MB11741 | 310338880 | CLOSED | 11 kV | RYB | PE 11.74 TERES ZON C (F1) |  |  | PTJ11743 |  | INDKOM | INS24 |  |  |  | Pass | null | Pass | null
378288270 | TNB | DISTRIBUTION | WP PUTRAJAYA & CYBERJAYA | Existing | VPTJ/PCE/J11371/MB11371 | 300281064 | CLOSED | 11 kV | RYB | PE 11.37 SEK REN FASA 2 (F1) |  |  | PTJ11376 |  | INDKOM | ZZT | 18/10/2004 |  |  | Pass | null | Pass | null
378288366 | TNB | DISTRIBUTION | WP PUTRAJAYA & CYBERJAYA | Existing | VPTJ/PCE/J11372/MB11374 | 300281066 | CLOSED | 11 kV | RYB | PE 11.37 SEK REN FASA 2 (F2) |  |  | PTJ11373 |  | INDKOM | ZZT | 18/10/2004 |  |  | Pass | null | Pass | null
378301575 | TNB | DISTRIBUTION | WP PUTRAJAYA & CYBERJAYA | Existing | VCBJ/PCE/J22051/MB22051 | 300280594 | CLOSED | 11 kV | RYB | PE 22.05 PADAT ROAD E |  |  | CBJ22053 |  | INDKOM | ZZT | 20000505 | TX-1000KVA |  | Pass | null | Pass | null
378301679 | TNB | DISTRIBUTION | WP PUTRAJAYA & CYBERJAYA | Existing | VCBJ/PCE/J22131/MB22131 | 300280560 | CLOSED | 11 kV | RYB | PE 22.13 PADAT ROAD E1 |  |  | CBJ22133 |  | INDKOM | GR1 | 20001111 | TX-1000KVA |  | Pass | null | Pass | null
378302027 | TNB | DISTRIBUTION | WP PUTRAJAYA & CYBERJAYA | Existing | VCBJ/PCE/J21221/MB21221 | 300281020 | CLOSED | 11 kV | RYB | PE 21.22 CYBERVIEW NO.1 |  |  | CBJ21224 |  | INDKOM | ZZTT | 31/01/1999 |  |  | Pass | null | Pass | null
378302028 | TNB | DISTRIBUTION | WP PUTRAJAYA & CYBERJAYA | Existing | VCBJ/PCE/J21221/MB21221 | 300281020 | CLOSED | 11 kV | RYB | PE 21.22 CYBERVIEW NO.1 |  |  | CBJ21223 |  | INDKOM | ZZTT | 31/01/1999 |  |  | Pass | null | Pass | null
378310023 | TNB | DISTRIBUTION | WP PUTRAJAYA & CYBERJAYA | Existing | VPTJ/PCE/J11071/MB11071 | 300282013 | CLOSED | 11 kV | RYB | PE 11.07 PADAT ZON 1 |  |  | PTJ11072 |  | SCHNEIDER | NE-IQI | 22/11/2009 |  |  | Pass | null | Pass | null
378310119 | TNB | DISTRIBUTION | WP PUTRAJAYA & CYBERJAYA | Existing | VPTJ/PCE/J11041/MB11041 | 300280968 | CLOSED | 11 kV | RYB | PE 11.04 P11A1/12 TERES (EFI) (F1) |  |  | PTJ11043 |  | INDKOM | GA | 15/10/2002 |  |  | Pass | null | Pass | null
378310210 | TNB | DISTRIBUTION | WP PUTRAJAYA & CYBERJAYA | Existing | VPTJ/PCE/J11042/MB11044 | 300280969 | CLOSED | 11 kV | RYB | PE 11.04 P11A1/12 TERES (EFI) (F2) |  |  | PTJ11046 |  | INDKOM | GA | 15/10/2002 |  |  | Pass | null | Pass | null
378310304 | TNB | DISTRIBUTION | WP PUTRAJAYA & CYBERJAYA | Existing | VPTJ/PCE/J11081/MB11081 | 300280972 | CLOSED | 11 kV | RYB | PE 11.08 P11A2/5 TERES (EFI) (F1) |  |  | PTJ11083 |  | INDKOM | ZZT | 20020409 |  |  | Pass | null | Pass | null
378310396 | TNB | DISTRIBUTION | WP PUTRAJAYA & CYBERJAYA | Existing | VPTJ/PCE/J11082/MB11084 | 300280973 | CLOSED | 11 kV | RYB | PE 11.08 P11A2/5 TERES (EFI) (F2) |  |  | PTJ11086 |  | INDKOM | ZZT | 20020409 |  |  | Pass | null | Pass | null
378310430 | TNB | DISTRIBUTION | WP PUTRAJAYA & CYBERJAYA | Existing | VPTJ/PCE/J11671/MB11671 | 300281095 | CLOSED | 11 kV | RYB | PE 11.67 PS9 (F1) |  |  | PTJ11673 |  | INDKOM | ZZT | 20021006 |  |  | Pass | null | Pass | null
378310551 | TNB | DISTRIBUTION | WP PUTRAJAYA & CYBERJAYA | Existing | VPTJ/PCE/J11672/MB11674 | 300281097 | CLOSED | 11 kV | RYB | PE 11.67 PS9 (F2) |  |  | PTJ11676 |  | INDKOM | ZZT | 20021006 |  |  | Pass | null | Pass | null
378310650 | TNB | DISTRIBUTION | WP PUTRAJAYA & CYBERJAYA | Existing | VPTJ/PCE/J11091/MB11091 | 300280974 | CLOSED | 11 kV | RYB | PE 11.09 P11A2/5 TERES (EFI) (F1) |  |  | PTJ11093 |  | INDKOM | ZZT | 20020709 |  |  | Pass | null | Pass | null
378310748 | TNB | DISTRIBUTION | WP PUTRAJAYA & CYBERJAYA | Existing | VPTJ/PCE/J11092/MB11094 | 300280977 | CLOSED | 11 kV | RYB | PE 11.09 P11A2/5 TERES (EFI) (F2) |  |  | PTJ11096 |  | INDKOM | ZZT | 20020709 |  |  | Pass | null | Pass | null
378311108 | TNB | DISTRIBUTION | WP PUTRAJAYA & CYBERJAYA | Existing | VPTJ/PCE/J11021/MB11021 | 300280964 | CLOSED | 11 kV | RYB | PE 11.02 BLOK 3A (F1) |  |  | PTJ11022 |  | TAMCO | GR1 | 20050706 |  |  | Pass | null | Pass | null
378311326 | TNB | DISTRIBUTION | WP PUTRAJAYA & CYBERJAYA | Existing | VPTJ/PCE/J11022/MB11024 | 300280966 | CLOSED | 11 kV | RYB | PE 11.02 BLOK 3A (F2) |  |  | PTJ11025 |  | TAMCO | GR1 | 20050706 |  |  | Pass | null | Pass | null
378311734 | TNB | DISTRIBUTION | WP PUTRAJAYA & CYBERJAYA | Existing | VPTJ/PCE/J11201/MB11201 | 300281038 | CLOSED | 11 kV | RYB | PE 11.20 WR5 |  |  | PTJ11202 |  | MERLIN GERIN | RM 6 | 20041108 |  |  | Pass | null | Pass | null
378311843 | TNB | DISTRIBUTION | WP PUTRAJAYA & CYBERJAYA | Existing | VPTJ/PCE/J11481/MB11481 | 300281090 | CLOSED | 11 kV | RYB | PE 11.48 BALAI POLIS |  |  | PTJ11482 |  | TAMCO | GR1 | 20070703 |  |  | Pass | null | Pass | null
378311934 | TNB | DISTRIBUTION | WP PUTRAJAYA & CYBERJAYA | Existing | VPTJ/PCE/J11101/MB11101 | 300280978 | CLOSED | 11 kV | RYB | PE 11.10 P11B1/6 SEMI-D (EFI) (F1) |  |  | PTJ11103 |  | INDKOM | ZZT | 20/03/2002 |  |  | Pass | null | Pass | null
378312027 | TNB | DISTRIBUTION | WP PUTRAJAYA & CYBERJAYA | Existing | VPTJ/PCE/J11102/MB11104 | 300280980 | CLOSED | 11 kV | RYB | PE 11.10 P11B1/6 SEMI-D (EFI) (F2) |  |  | PTJ11106 |  | INDKOM | ZZT | 20/03/2002 |  |  | Pass | null | Pass | null
378312117 | TNB | DISTRIBUTION | WP PUTRAJAYA & CYBERJAYA | Existing | VPTJ/PCE/J11121/MB11121 | 300280983 | CLOSED | 11 kV | RYB | PE 11.12 APT A (F1) |  |  | PTJ11123 |  | INDKOM | ZZT | 20030805 |  |  | Pass | null | Pass | null
378312140 | TNB | DISTRIBUTION | WP PUTRAJAYA & CYBERJAYA | Existing | VPTJ/PCE/J11122/MB11124 | 300280984 | CLOSED | 11 kV | RYB | PE 11.12 APT A (F2) |  |  | PTJ11126 |  | INDKOM | ZZT | 20030805 |  |  | Pass | null | Pass | null
378312304 | TNB | DISTRIBUTION | WP PUTRAJAYA & CYBERJAYA | Existing | VPTJ/PCE/J11131/MB11131 | 300280994 | CLOSED | 11 kV | RYB | PE 11.13 APT B (F1) |  |  | PTJ11133 |  | INDKOM | ZZT | 20030805 |  |  | Pass | null | Pass | null
378312327 | TNB | DISTRIBUTION | WP PUTRAJAYA & CYBERJAYA | Existing | VPTJ/PCE/J11132/MB11134 | 300280996 | CLOSED | 11 kV | RYB | PE 11.13 APT B (F2) |  |  | PTJ11136 |  | INDKOM | ZZT | 20030805 |  |  | Pass | null | Pass | null
378312501 | TNB | DISTRIBUTION | WP PUTRAJAYA & CYBERJAYA | Existing | VPTJ/PCE/J11112/MB11114 | 300280993 | CLOSED | 11 kV | RYB | PE 11.11 (EFI) (F2) |  |  | PTJ11116 |  | INDKOM | ZZT | 24/08/2004 |  |  | Pass | null | Pass | null
378312593 | TNB | DISTRIBUTION | WP PUTRAJAYA & CYBERJAYA | Existing | VPTJ/PCE/J11111/MB11111 | 300280991 | CLOSED | 11 kV | RYB | PE 11.11 (EFI) (F1) |  |  | PTJ11113 |  | INDKOM | ZZT | 24/08/2004 |  |  | Pass | null | Pass | null
378312685 | TNB | DISTRIBUTION | WP PUTRAJAYA & CYBERJAYA | Existing | VPTJ/PCE/J11161/MB11161 | 300281005 | CLOSED | 11 kV | RYB | PE 11.16 APT E (F1) |  |  | PTJ11163 |  | INDKOM | ZZT | 13/05/2003 |  |  | Pass | null | Pass | null
378312782 | TNB | DISTRIBUTION | WP PUTRAJAYA & CYBERJAYA | Existing | VPTJ/PCE/J11162/MB11164 | 300281007 | CLOSED | 11 kV | RYB | PE 11.16 APT E (F2) |  |  | PTJ11166 |  | INDKOM | ZZT | 13/05/2003 |  |  | Pass | null | Pass | null
378312886 | TNB | DISTRIBUTION | WP PUTRAJAYA & CYBERJAYA | Existing | VPTJ/PCE/J11152/MB11154 | 300281002 | CLOSED | 11 kV | RYB | PE 11.15 APT D (EFI) (F2) |  |  | PTJ11156 |  | INDKOM | ZZT | 20030701 |  |  | Pass | null | Pass | null
378312982 | TNB | DISTRIBUTION | WP PUTRAJAYA & CYBERJAYA | Existing | VPTJ/PCE/J11151/MB11151 | 300281001 | CLOSED | 11 kV | RYB | PE 11.15 APT D (EFI) (F1) |  |  | PTJ11153 |  | TAMCO | ZZT | 20030701 |  |  | Pass | null | Pass | null
378313076 | TNB | DISTRIBUTION | WP PUTRAJAYA & CYBERJAYA | Existing | VPTJ/PCE/J10022/MB10024 | 300280942 | CLOSED | 11 kV | RYB | PE 10.02 INSIDE PPU2 (F2) |  |  | PTJ10026 |  | INDKOM | ZZT | 15/02/2000 |  |  | Pass | null | Pass | null
378313169 | TNB | DISTRIBUTION | WP PUTRAJAYA & CYBERJAYA | Existing | VPTJ/PCE/J10021/MB10021 | 300280941 | CLOSED | 11 kV | RYB | PE 10.02 INSIDE PPU2 (F1) |  |  | PTJ10023 |  | INDKOM | GR1 | 15/02/2000 |  |  | Pass | null | Pass | null
378313266 | TNB | DISTRIBUTION | WP PUTRAJAYA & CYBERJAYA | Existing | VPTJ/PCE/J10031/MB10031 | 300280948 | CLOSED | 11 kV | RYB | PE 10.03 P10 C BANGLOW (F1) |  |  | PTJ10033 |  |  | GR1 | 20000106 |  |  | Pass | null | Pass | null
378313358 | TNB | DISTRIBUTION | WP PUTRAJAYA & CYBERJAYA | Existing | VPTJ/PCE/J10032/MB10034 | 300280949 | CLOSED | 11 kV | RYB | PE 10.03 P10 C BANGLOW (F2) |  |  | PTJ10036 |  |  | GA | 20000106 |  |  | Pass | null | Pass | null
378313473 | TNB | DISTRIBUTION | WP PUTRAJAYA & CYBERJAYA | Existing | VPTJ/PCE/J10151/MB10151 | 300287552 | CLOSED | 11 kV | RYB | PE 10.15 MINI GOLF |  |  | PTJ01313 |  | INDKOM | GR1 | 20100610 |  |  | Pass | null | Pass | null
378313569 | TNB | DISTRIBUTION | WP PUTRAJAYA & CYBERJAYA | Existing | VPTJ/PCE/J10041/MB10041 | 300280950 | CLOSED | 11 kV | RYB | PE 10.04 P10 D BANGLO (F1) |  |  | PTJ10043 |  |  | GR1 | 20000106 |  |  | Pass | null | Pass | null
378313660 | TNB | DISTRIBUTION | WP PUTRAJAYA & CYBERJAYA | Existing | VPTJ/PCE/J10042/MB10044 | 300280951 | CLOSED | 11 kV | RYB | PE 10.04 P10 D BANGLO (F2) |  |  | PTJ10046 |  |  | GA | 20000106 |  |  | Pass | null | Pass | null
378313996 | TNB | DISTRIBUTION | WP PUTRAJAYA & CYBERJAYA | Existing | VPTJ/PCE/J10062/MB10064 | 300280955 | CLOSED | 11 kV | RYB | PE 10.06 JLN P10B (F2) |  |  | PTJ10066 |  | OMAZABAL | SF 6 | 31/03/2008 |  |  | Pass | null | Pass | null
378314089 | TNB | DISTRIBUTION | WP PUTRAJAYA & CYBERJAYA | Existing | VPTJ/PCE/J10061/MB10061 | 300280953 | CLOSED | 11 kV | RYB | PE 10.06 JLN P10B (F1) |  |  | PTJ10063 |  | OMAZABAL | SF 6 | 31/03/2008 |  |  | Pass | null | Pass | null
378353518 | TNB | DISTRIBUTION | WP PUTRAJAYA & CYBERJAYA | Existing | VPTJ/PCE/J05121/MB05121 | 300280695 | CLOSED | 11 kV | RYB | PE 5.12 EQUESTRIAN PARK (F1) |  |  | PTJ05122 |  | TAMCO | GR1 | 25/06/2005 |  |  | Pass | null | Pass | null
378353612 | TNB | DISTRIBUTION | WP PUTRAJAYA & CYBERJAYA | Existing | VPTJ/PCE/J05122/MB05124 | 300280697 | CLOSED | 11 kV | RYB | PE 5.12 EQUESTRIAN PARK (F2) |  |  | PTJ05126 |  | INDKOM | ZZT | 25/06/2005 |  |  | Pass | null | Pass | null
378353767 | TNB | DISTRIBUTION | WP PUTRAJAYA & CYBERJAYA | Existing | VPTJ/PCE/J05301/MB05301 | 300281269 | CLOSED | 11 kV | RYB | PE 5.30 BLOK D APT 5R6 (F1) |  |  | PTJ05303 |  |  | ZZT | 30/12/2008 |  |  | Pass | null | Pass | null
378353861 | TNB | DISTRIBUTION | WP PUTRAJAYA & CYBERJAYA | Existing | VPTJ/PCE/J05302/MB05304 | 300281270 | CLOSED | 11 kV | RYB | PE 5.30 BLOK D APT 5R6 (F2) |  |  | PTJ05306 |  |  | ZZT | 31/12/2008 |  |  | Pass | null | Pass | null
378353967 | TNB | DISTRIBUTION | WP PUTRAJAYA & CYBERJAYA | Existing | VPTJ/PCE/J05291/MB05291 | 300281267 | CLOSED | 11 kV | RYB | PE 5.29 BLOK C APT 5R6 (F1) |  |  | PTJ05293 |  |  | ZZT | 30/12/2008 |  |  | Pass | null | Pass | null
378354061 | TNB | DISTRIBUTION | WP PUTRAJAYA & CYBERJAYA | Existing | VPTJ/PCE/J05292/MB05294 | 300281268 | CLOSED | 11 kV | RYB | PE 5.29 BLOK C APT 5R6 (F2) |  |  | PTJ05296 |  |  | ZZT | 31/12/2008 |  |  | Pass | null | Pass | null
378354172 | TNB | DISTRIBUTION | WP PUTRAJAYA & CYBERJAYA | Existing | VPTJ/PCE/J05271/MB05271 | 300281265 | CLOSED | 11 kV | RYB | PE 5.27 BLOK A APT 5R6 (F1) |  |  | PTJ05273 |  |  | ZZT | 30/12/2008 |  |  | Pass | null | Pass | null
378354266 | TNB | DISTRIBUTION | WP PUTRAJAYA & CYBERJAYA | Existing | VPTJ/PCE/J05272/MB05274 | 300281266 | CLOSED | 11 kV | RYB | PE 5.27 BLOK A APT 5R6 (F2) |  |  | PTJ05276 |  |  | ZZT | 31/12/2008 |  |  | Pass | null | Pass | null
378354364 | TNB | DISTRIBUTION | WP PUTRAJAYA & CYBERJAYA | Existing | VPTJ/PCE/J05281/MB05281 | 300280713 | CLOSED | 11 kV | RYB | PE 5.28 BLOK B APT 5R6 (F1) |  |  | PTJ05283 |  |  | ZZT | 30/12/2008 |  |  | Pass | null | Pass | null
378354458 | TNB | DISTRIBUTION | WP PUTRAJAYA & CYBERJAYA | Existing | VPTJ/PCE/J05282/MB05284 | 300280714 | CLOSED | 11 kV | RYB | PE 5.28 BLOK B APT 5R6 (F2) |  |  | PTJ05286 |  |  | ZZT | 31/12/2008 |  |  | Pass | null | Pass | null
378354659 | TNB | DISTRIBUTION | WP PUTRAJAYA & CYBERJAYA | Existing | VPTJ/PCE/J04051/MB04051 | 300280674 | CLOSED | 11 kV | RYB | PE 4.05 S/LIGHTING |  |  | PTJ04053 |  | INDKOM | INS24 | 20041010 |  |  | Pass | null | Pass | null
378354761 | TNB | DISTRIBUTION | WP PUTRAJAYA & CYBERJAYA | Existing | VPTJ/PCE/J04081/MB04081 | 300280677 | CLOSED | 11 kV | RYB | PE 4.08 S/LIGHTING |  |  | PTJ04083 |  | INDKOM | ZZT | 20041010 |  |  | Pass | null | Pass | null
378354865 | TNB | DISTRIBUTION | WP PUTRAJAYA & CYBERJAYA | Existing | VPTJ/PCE/J04221/MB04221 | 300453429 | CLOSED | 11 kV | RYB | PE 4.22 4P5 (F1) |  |  | PTJ04223 |  | INDKOM | ZZT |  |  |  | Pass | null | Pass | null
378354959 | TNB | DISTRIBUTION | WP PUTRAJAYA & CYBERJAYA | Existing | VPTJ/PCE/J04222/MB04221 | 300453433 | CLOSED | 11 kV | RYB | PE 4.22 4P5 (F2) |  |  | PTJ04226 |  | INDKOM | ZZT |  |  |  | Pass | null | Pass | null
378355080 | TNB | DISTRIBUTION | WP PUTRAJAYA & CYBERJAYA | Existing | VPTJ/PCE/J04092/MB04094 | 300280679 | CLOSED | 11 kV | RYB | PE 4.09 S/LIGHTING (F2) |  |  | PTJ04095 |  | MERLIN GERIN | ZZT | 22/08/2003 |  |  | Pass | null | Pass | null
378355184 | TNB | DISTRIBUTION | WP PUTRAJAYA & CYBERJAYA | Existing | VPTJ/PCE/J04091/MB04091 | 300280678 | CLOSED | 11 kV | RYB | PE 4.09 S/LIGHTING (F1) |  |  | PTJ04092 |  | MERLIN GERIN | ZZT | 22/08/2003 |  |  | Pass | null | Pass | null
378356405 | TNB | DISTRIBUTION | WP PUTRAJAYA & CYBERJAYA | Existing | VPTJ/PCE/J20041/MB20041 | 300281253 | CLOSED | 11 kV | RYB | PE 20.04 PADAT CHALLENGE PARK |  |  | PTJ20042 |  | SCHNEIDER | RM6 | 20061209 |  |  | Pass | null | Pass | null
378356517 | TNB | DISTRIBUTION | WP PUTRAJAYA & CYBERJAYA | Existing | VPTJ/PCE/J20011/MB20011 | 300281250 | CLOSED | 11 kV | RYB | PE 20.01 DEPOH SENGGARAAN |  |  | PTJ20013 |  | TAMCO | GR1 | 24/12/2003 |  |  | Pass | null | Pass | null
378356718 | TNB | DISTRIBUTION | WP PUTRAJAYA & CYBERJAYA | Existing | VPTJ/PCE/J20051/MB | 300498425 | CLOSED | 11 kV | RYB | PE 20.05 PUSARA NEGARA F1 |  |  | PTJ20053 | [6 empty] | Pass | null | Pass | null
378356812 | TNB | DISTRIBUTION | WP PUTRAJAYA & CYBERJAYA | Existing | VPTJ/PCE/J20052/MB | 300501721 | CLOSED | 11 kV | RYB | PE 20.05 PUSARA NEGARA F2 |  |  | PTJ20056 | [6 empty] | Pass | null | Pass | null
378357009 | TNB | DISTRIBUTION | WP PUTRAJAYA & CYBERJAYA | Existing | VPTJ/PCE/J20021/MB20021 | 300281251 | CLOSED | 11 kV | RYB | PE 20.02 CREMATORIUM |  |  | PTJ20022 |  | TAMCO | GR1 | 18/09/2003 |  |  | Pass | null | Pass | null
378357113 | TNB | DISTRIBUTION | WP PUTRAJAYA & CYBERJAYA | Existing | VPTJ/PCE/J20031/MB20031 | 300281252 | CLOSED | 11 kV | RYB | PE 20.03 PUMP HSE |  |  | PTJ20032 |  | SCHNEIDER | RM6 | 18/08/2004 |  |  | Pass | null | Pass | null
378357288 | TNB | DISTRIBUTION | WP PUTRAJAYA & CYBERJAYA | Existing | VPTJ/PCE/J10141/MB10141 | 300280960 | CLOSED | 11 kV | RYB | PE 10.14 P10 A1 (F1) |  |  | PTJ10143 |  | INDKOM | ZZT | 20040112 |  |  | Pass | null | Pass | null
378357382 | TNB | DISTRIBUTION | WP PUTRAJAYA & CYBERJAYA | Existing | VPTJ/PCE/J10142/MB10144 | 300280961 | CLOSED | 11 kV | RYB | PE 10.14 P10 A1 (F2) |  |  | PTJ10146 |  | INDKOM | ZZT | 20040112 |  |  | Pass | null | Pass | null
378357487 | TNB | DISTRIBUTION | WP PUTRAJAYA & CYBERJAYA | Existing | VPTJ/PCE/J10121/MB10121 | 300280957 | CLOSED | 11 kV | RYB | PE 10.12 P10 A SEMI-D |  |  | PTJ10123 |  | INDKOM | GA | 28/08/2001 |  |  | Pass | null | Pass | null
378357594 | TNB | DISTRIBUTION | WP PUTRAJAYA & CYBERJAYA | Existing | VPTJ/PCE/J09011/MB09011 | 300280813 | CLOSED | 11 kV | RYB | PE 9.01 APT 4A (EFI) (F1) |  |  | PTJ09013 |  | INDKOM | ZZT | 20001110 |  |  | Pass | null | Pass | null
378357684 | TNB | DISTRIBUTION | WP PUTRAJAYA & CYBERJAYA | Existing | VPTJ/PCE/J09012/MB09014 | 300280814 | CLOSED | 11 kV | RYB | PE 9.01 APT 4A (EFI) (F2) |  |  | PTJ09016 |  | INDKOM | ZZT | 20001110 |  |  | Pass | null | Pass | null
378357775 | TNB | DISTRIBUTION | WP PUTRAJAYA & CYBERJAYA | Existing | VPTJ/PCE/J09021/MB09021 | 300280815 | CLOSED | 11 kV | RYB | PE 9.02 APT 4E (F1) |  |  | PTJ09023 |  | INDKOM | ZZT | 20001110 |  |  | Pass | null | Pass | null
378357875 | TNB | DISTRIBUTION | WP PUTRAJAYA & CYBERJAYA | Existing | VPTJ/PCE/J09022/MB09024 | 300280816 | CLOSED | 11 kV | RYB | PE 9.02 APT 4E (F2) |  |  | PTJ09026 |  | INDKOM | ZZT | 20001110 |  |  | Pass | null | Pass | null
378357974 | TNB | DISTRIBUTION | WP PUTRAJAYA & CYBERJAYA | Existing | VPTJ/PCE/J09031/MB09031 | 300280817 | CLOSED | 11 kV | RYB | PE 9.03 APT 3C (F1) |  |  | PTJ09033 |  | INDKOM | ZZT | 20000911 |  |  | Pass | null | Pass | null
378358067 | TNB | DISTRIBUTION | WP PUTRAJAYA & CYBERJAYA | Existing | VPTJ/PCE/J09032/MB09034 | 300280818 | CLOSED | 11 kV | RYB | PE 9.03 APT 3C (F2) |  |  | PTJ09036 |  | INDKOM | ZZT | 20000911 |  |  | Pass | null | Pass | null
378358165 | TNB | DISTRIBUTION | WP PUTRAJAYA & CYBERJAYA | Existing | VPTJ/PCE/J09041/MB09041 | 300280819 | CLOSED | 11 kV | RYB | PE 9.04 APT 3B (EFI) (F1) |  |  | PTJ09043 |  | INDKOM | ZZT | 20000911 |  |  | Pass | null | Pass | null
378358259 | TNB | DISTRIBUTION | WP PUTRAJAYA & CYBERJAYA | Existing | VPTJ/PCE/J09042/MB09044 | 300280820 | CLOSED | 11 kV | RYB | PE 9.04 APT 3B (EFI) (F2) |  |  | PTJ09046 |  | INDKOM | ZZT | 20000911 |  |  | Pass | null | Pass | null
378358598 | TNB | DISTRIBUTION | WP PUTRAJAYA & CYBERJAYA | Existing | VPTJ/PCE/J09061/MB09061 | 300280821 | CLOSED | 11 kV | RYB | PE 9.06 APT 2E (F1) |  |  | PTJ09063 |  | INDKOM | ZZT | 19990612 |  |  | Pass | null | Pass | null
378358621 | TNB | DISTRIBUTION | WP PUTRAJAYA & CYBERJAYA | Existing | VPTJ/PCE/J09062/MB09064 | 300280823 | CLOSED | 11 kV | RYB | PE 9.06 APT 2E (F2) |  |  | PTJ09066 |  | INDKOM | ZZT | 19990612 |  |  | Pass | null | Pass | null
378358784 | TNB | DISTRIBUTION | WP PUTRAJAYA & CYBERJAYA | Existing | VPTJ/PCE/J09071/MB09071 | 300280824 | CLOSED | 11 kV | RYB | PE 9.07 APT 2A (EFI) (F1) |  |  | PTJ09073 |  | INDKOM | ZZT | 19990612 |  |  | Pass | null | Pass | null
378358878 | TNB | DISTRIBUTION | WP PUTRAJAYA & CYBERJAYA | Existing | VPTJ/PCE/J09072/MB09074 | 300280825 | CLOSED | 11 kV | RYB | PE 9.07 APT 2A (EFI) (F2) |  |  | PTJ09076 |  | INDKOM | ZZT | 19990612 |  |  | Pass | null | Pass | null
378358981 | TNB | DISTRIBUTION | WP PUTRAJAYA & CYBERJAYA | Existing | VPTJ/PCE/J09081/MB09081 | 300280826 | CLOSED | 11 kV | RYB | PE 9.08 P9G TERES (F1) |  |  | PTJ09083 |  | INDKOM | ZZT | 21/06/1999 |  |  | Pass | null | Pass | null
378359072 | TNB | DISTRIBUTION | WP PUTRAJAYA & CYBERJAYA | Existing | VPTJ/PCE/J09082/MB09084 | 300280827 | CLOSED | 11 kV | RYB | PE 9.08 P9G TERES (F2) |  |  | PTJ09086 |  | INDKOM | ZZT | 21/06/1999 |  |  | Pass | null | Pass | null
378359165 | TNB | DISTRIBUTION | WP PUTRAJAYA & CYBERJAYA | Existing | VPTJ/PCE/J09091/MB09091 | 300280828 | CLOSED | 11 kV | RYB | PE 9.09 APT A1 (EFI) (F1) |  |  | PTJ09093 |  | INDKOM | ZZT | 19990412 |  |  | Pass | null | Pass | null
378359259 | TNB | DISTRIBUTION | WP PUTRAJAYA & CYBERJAYA | Existing | VPTJ/PCE/J09092/MB09094 | 300280829 | CLOSED | 11 kV | RYB | PE 9.09 APT A1 (EFI) (F2) |  |  | PTJ09096 |  | INDKOM | ZZT | 19990412 |  |  | Pass | null | Pass | null
378359361 | TNB | DISTRIBUTION | WP PUTRAJAYA & CYBERJAYA | Existing | VPTJ/PCE/J09101/MB09101 | 300280830 | CLOSED | 11 kV | RYB | PE 9.10 PS 1 |  |  | PTJ09103 |  | INDKOM | ZZT | 13/12/1999 |  |  | Pass | null | Pass | null
378359465 | TNB | DISTRIBUTION | WP PUTRAJAYA & CYBERJAYA | Existing | VPTJ/PCE/J09151/MB09151 | 300280839 | CLOSED | 11 kV | RYB | PE 9.15 APT 6D (EFI) (F1) |  |  | PTJ09153 |  | INDKOM | ZZT | 20021207 |  |  | Pass | null | Pass | null
378359548 | TNB | DISTRIBUTION | WP PUTRAJAYA & CYBERJAYA | Existing | VPTJ/PCE/J09152/MB09154 | 300280840 | CLOSED | 11 kV | RYB | PE 9.15 APT 6D (EFI) (F2) |  |  | PTJ09156 |  | INDKOM | ZZT | 20021207 |  |  | Pass | null | Pass | null
378359640 | TNB | DISTRIBUTION | WP PUTRAJAYA & CYBERJAYA | Existing | VPTJ/PCE/J09161/MB09161 | 300280841 | CLOSED | 11 kV | RYB | PE 9.16 APT 6F (F1) |  |  | PTJ09163 |  | INDKOM | ZZT | 20021207 |  |  | Pass | null | Pass | null
378359736 | TNB | DISTRIBUTION | WP PUTRAJAYA & CYBERJAYA | Existing | VPTJ/PCE/J09162/MB09164 | 300280842 | CLOSED | 11 kV | RYB | PE 9.16 APT 6F (F2) |  |  | PTJ09166 |  | INDKOM | ZZT | 20021207 |  |  | Pass | null | Pass | null
378359838 | TNB | DISTRIBUTION | WP PUTRAJAYA & CYBERJAYA | Existing | VPTJ/PCE/J09171/MB09171 | 300280843 | CLOSED | 11 kV | RYB | PE 9.17 APT 5A (EFI) (F1) |  |  | PTJ09173 |  | INDKOM | ZZT | 20021207 |  |  | Pass | null | Pass | null
378359863 | TNB | DISTRIBUTION | WP PUTRAJAYA & CYBERJAYA | Existing | VPTJ/PCE/J09172/MB09174 | 300280844 | CLOSED | 11 kV | RYB | PE 9.17 APT 5A (EFI) (F2) |  |  | PTJ09176 |  | INDKOM | ZZT | 20021207 |  |  | Pass | null | Pass | null
378360024 | TNB | DISTRIBUTION | WP PUTRAJAYA & CYBERJAYA | Existing | VPTJ/PCE/J09181/MB09181 | 300280845 | CLOSED | 11 kV | RYB | PE 9.18 APT 5C (F1) |  |  | PTJ09183 |  | INDKOM | ZZT | 20021207 |  |  | Pass | null | Pass | null
378360047 | TNB | DISTRIBUTION | WP PUTRAJAYA & CYBERJAYA | Existing | VPTJ/PCE/J09182/MB09184 | 300280846 | CLOSED | 11 kV | RYB | PE 9.18 APT 5C (F2) |  |  | PTJ09186 |  | INDKOM | ZZT | 20021207 |  |  | Pass | null | Pass | null
378360206 | TNB | DISTRIBUTION | WP PUTRAJAYA & CYBERJAYA | Existing | VPTJ/PCE/J09111/MB09111 | 300280831 | CLOSED | 11 kV | RYB | PE 9.11 KLINIK (F1) |  |  | PTJ09113 |  | INDKOM | ZZT | 15/02/1999 |  |  | Pass | null | Pass | null
378360229 | TNB | DISTRIBUTION | WP PUTRAJAYA & CYBERJAYA | Existing | VPTJ/PCE/J09112/MB09114 | 300280832 | CLOSED | 11 kV | RYB | PE 9.11 KLINIK (F2) |  |  | PTJ09116 |  | INDKOM | ZZT | 15/02/1999 |  |  | Pass | null | Pass | null
378360390 | TNB | DISTRIBUTION | WP PUTRAJAYA & CYBERJAYA | Existing | VPTJ/PCE/J09122/MB09124 | 300280834 | CLOSED | 11 kV | RYB | PE 9.12 SEK REN (F2) |  |  | PTJ09126 |  | INDKOM | ZZT | 16/10/1999 |  |  | Pass | null | Pass | null
378360481 | TNB | DISTRIBUTION | WP PUTRAJAYA & CYBERJAYA | Existing | VPTJ/PCE/J09121/MB09121 | 300280833 | CLOSED | 11 kV | RYB | PE 9.12 SEK REN (F1) |  |  | PTJ09123 |  | INDKOM | ZZT | 16/10/1999 |  |  | Pass | null | Pass | null
378360574 | TNB | DISTRIBUTION | WP PUTRAJAYA & CYBERJAYA | Existing | VPTJ/PCE/J09131/MB09131 | 300280837 | CLOSED | 11 kV | RYB | PE 9.13 SEK MEN (EFI) (F1) |  |  | PTJ09133 |  | INDKOM | ZZT | 20021101 |  |  | Pass | null | Pass | null
378360668 | TNB | DISTRIBUTION | WP PUTRAJAYA & CYBERJAYA | Existing | VPTJ/PCE/J09132/MB09134 | 300280838 | CLOSED | 11 kV | RYB | PE 9.13 SEK MEN (EFI) (F2) |  |  | PTJ09136 |  | INDKOM | ZZT | 20021101 |  |  | Pass | null | Pass | null
378360770 | TNB | DISTRIBUTION | WP PUTRAJAYA & CYBERJAYA | Existing | VPTJ/PCE/J09271/MB09271 | 300280858 | CLOSED | 11 kV | RYB | PE 9.27 APT 11A (F1) |  |  | PTJ09272 |  | ABB | IEC 298 | 20030812 |  |  | Pass | null | Pass | null
378360864 | TNB | DISTRIBUTION | WP PUTRAJAYA & CYBERJAYA | Existing | VPTJ/PCE/J09272/MB09274 | 300280859 | CLOSED | 11 kV | RYB | PE 9.27 APT 11A (F2) |  |  | PTJ09275 |  | ABB | IEC 298 | 20030812 |  |  | Pass | null | Pass | null
378360964 | TNB | DISTRIBUTION | WP PUTRAJAYA & CYBERJAYA | Existing | VPTJ/PCE/J09281/MB09281 | 300280860 | CLOSED | 11 kV | RYB | PE 9.28 APT 11C (EFI) (F1) |  |  | PTJ09282 |  | ABB | IEC 298 | 20030812 |  |  | Pass | null | Pass | null
378361060 | TNB | DISTRIBUTION | WP PUTRAJAYA & CYBERJAYA | Existing | VPTJ/PCE/J09282/MB09284 | 300280861 | CLOSED | 11 kV | RYB | PE 9.28 APT 11C (EFI) (F2) |  |  | PTJ09285 |  | TAMCO | RM6 | 20030812 |  |  | Pass | null | Pass | null
378361160 | TNB | DISTRIBUTION | WP PUTRAJAYA & CYBERJAYA | Existing | VPTJ/PCE/J07031/MB07031 | 300281276 | CLOSED | 11 kV | RYB | PE 7.03 STESEN PAM PS3 |  |  | PTJ07033 |  | INDKOM | ZZT | 27/07/1999 |  |  | Pass | null | Pass | null
378361324 | TNB | DISTRIBUTION | WP PUTRAJAYA & CYBERJAYA | Existing | VPTJ/PCE/J08241/MB08241 | 300280810 | CLOSED | 11 kV | RYB | PE 8.24 SERI SAUJANA (BR 8) |  |  | PTJ08242 |  | MERLIN GERIN | RM6 | 23/01/2003 |  |  | Pass | null | Pass | null
378361366 | TNB | DISTRIBUTION | WP PUTRAJAYA & CYBERJAYA | Existing | VPTJ/PCE/J08151/MB08151 | 300280799 | CLOSED | 11 kV | RYB | PE 8.15 RD2A L. SENTOSA |  |  | PTJ08153 |  | INDKOM | ZZT | 19990807 |  |  | Pass | null | Pass | null
378361457 | TNB | DISTRIBUTION | WP PUTRAJAYA & CYBERJAYA | Existing | VPTJ/PCE/J08011/MB08011 | 300280777 | CLOSED | 11 kV | RYB | PE 8.01 PS 10 (EFI) (F1) |  |  | PTJ08013 |  | INDKOM | ZZT | 23/07/1999 |  |  | Pass | null | Pass | null
378366358 | TNB | DISTRIBUTION | WP PUTRAJAYA & CYBERJAYA | Existing | VPTJ/PCE/J16301/MB16301 | 300454871 | CLOSED | 11 kV | RYB | PE 16.30 PERUMAHAN P16A (F1) |  |  | PTJ16303 |  | INDKOM | INS24 |  |  |  | Pass | null | Pass | null
378366464 | TNB | DISTRIBUTION | WP PUTRAJAYA & CYBERJAYA | Existing | VPTJ/PCE/J16302/MB16301 | 300454878 | CLOSED | 11 kV | RYB | PE 16.30 PERUMAHAN P16A (F2) |  |  | PTJ16305 |  | SCHNEIDER | NE-2iQ |  |  |  | Pass | null | Pass | null
378366620 | TNB | DISTRIBUTION | WP PUTRAJAYA & CYBERJAYA | Existing | VPTJ/PCE/J16281/MB16281 | 300281198 | CLOSED | 11 kV | RYB | PE 16.28 TAMAN WARISAN (F1) |  |  | PTJ16283 |  | INDKOM | ZZT | 20020112 |  |  | Pass | null | Pass | null
378366714 | TNB | DISTRIBUTION | WP PUTRAJAYA & CYBERJAYA | Existing | VPTJ/PCE/J16282/MB16284 | 300281199 | CLOSED | 11 kV | RYB | PE 16.28 TAMAN WARISAN (F2) |  |  | PTJ16286 |  | INDKOM | ZZT | 20020112 |  |  | Pass | null | Pass | null
378366818 | TNB | DISTRIBUTION | WP PUTRAJAYA & CYBERJAYA | Existing | VPTJ/PCE/J16061/MB16061 | 300281177 | CLOSED | 11 kV | RYB | PE 16.06 SEK REN F2 (F1) |  |  | PTJ16063 |  | INDKOM | ZZT | 16/02/2004 |  |  | Pass | null | Pass | null
378366914 | TNB | DISTRIBUTION | WP PUTRAJAYA & CYBERJAYA | Existing | VPTJ/PCE/J16062/MB16064 | 300281178 | CLOSED | 11 kV | RYB | PE 16.06 SEK REN F2 (F2) |  |  | PTJ16066 |  | INDKOM | ZZT | 16/02/2004 |  |  | Pass | null | Pass | null
378367015 | TNB | DISTRIBUTION | WP PUTRAJAYA & CYBERJAYA | Existing | VPTJ/PCE/J16071/MB16071 | 300281179 | CLOSED | 11 kV | RYB | PE 16.07 22 UNIT TERES (EFI) (F1) |  |  | PTJ16073 |  | INDKOM | ZZT | 20091008 |  |  | Pass | null | Pass | null
378367111 | TNB | DISTRIBUTION | WP PUTRAJAYA & CYBERJAYA | Existing | VPTJ/PCE/J16072/MB16074 | 300281180 | CLOSED | 11 kV | RYB | PE 16.07 22 UNIT TERES (EFI) (F2) |  |  | PTJ16076 |  | INDKOM | ZZT | 20091108 |  |  | Pass | null | Pass | null
378367217 | TNB | DISTRIBUTION | WP PUTRAJAYA & CYBERJAYA | Existing | VPTJ/PCE/J16292/MB16294 | 300281201 | CLOSED | 11 kV | RYB | PE 16.29 25 UNIT (EFI) (F2) |  |  | PTJ16296 |  | INDKOM | ZZT | 20091108 |  |  | Pass | null | Pass | null
378367311 | TNB | DISTRIBUTION | WP PUTRAJAYA & CYBERJAYA | Existing | VPTJ/PCE/J16291/MB16291 | 300281200 | CLOSED | 11 kV | RYB | PE 16.29 25 UNIT (EFI) (F1) |  |  | PTJ16293 |  | INDKOM | ZZT | 20091008 |  |  | Pass | null | Pass | null
378367536 | TNB | DISTRIBUTION | WP PUTRAJAYA & CYBERJAYA | Existing | VPTJ/PCE/J16271/MB16271 | 300281197 | CLOSED | 11 kV | RYB | PE 16.27 UPPER BISA |  |  | PTJ16273 |  | INDKOM | ZZT | 19/04/2000 |  |  | Pass | null | Pass | null
378367632 | TNB | DISTRIBUTION | WP PUTRAJAYA & CYBERJAYA | Existing | VPTJ/PCE/J16141/MB16141 | 300281181 | CLOSED | 11 kV | RYB | PE 16.14 SEMI D (EFI) (F1) |  |  | PTJ16143 |  | INDKOM | ZZT | 13/01/2002 |  |  | Pass | null | Pass | null
378367726 | TNB | DISTRIBUTION | WP PUTRAJAYA & CYBERJAYA | Existing | VPTJ/PCE/J16142/MB16144 | 300281182 | CLOSED | 11 kV | RYB | PE 16.14 SEMI D (EFI) (F2) |  |  | PTJ16146 |  | INDKOM | ZZT | 13/01/2002 |  |  | Pass | null | Pass | null
378367830 | TNB | DISTRIBUTION | WP PUTRAJAYA & CYBERJAYA | Existing | VPTJ/PCE/J16161/MB16161 | 300281185 | CLOSED | 11 kV | RYB | PE 16.16 PUSAT KEJIRANAN (F1) |  |  | PTJ16163 |  | INDKOM | ZZT | 27/02/2002 |  |  | Pass | null | Pass | null
378367924 | TNB | DISTRIBUTION | WP PUTRAJAYA & CYBERJAYA | Existing | VPTJ/PCE/J16162/MB16164 | 300281186 | CLOSED | 11 kV | RYB | PE 16.16 PUSAT KEJIRANAN (F2) |  |  | PTJ16166 |  | INDKOM | ZZT | 27/02/2002 |  |  | Pass | null | Pass | null
378368185 | TNB | DISTRIBUTION | WP PUTRAJAYA & CYBERJAYA | Existing | VPTJ/PCE/J01242/MB01244 | 300280435 | CLOSED | 11 kV | RYB | PE 1.24 BOT PUMP (F2) |  |  | PTJ01246 |  | INDKOM | ZZT | 24/08/2000 |  |  | Pass | null | Pass | null
378368283 | TNB | DISTRIBUTION | WP PUTRAJAYA & CYBERJAYA | Existing | VPTJ/PCE/J01241/MB01241 | 300280434 | CLOSED | 11 kV | RYB | PE 1.24 BOT PUMP (F1) |  |  | PTJ01243 |  | INDKOM | ZZT | 24/08/2000 |  |  | Pass | null | Pass | null
378368386 | TNB | DISTRIBUTION | WP PUTRAJAYA & CYBERJAYA | Existing | VPTJ/PCE/J01251/MB01251 | 300280436 | CLOSED | 11 kV | RYB | PE 1.25 BOT ADMIN (F1) |  |  | PTJ01253 |  | INDKOM | ZZT | 24/08/2000 |  |  | Pass | null | Pass | null
378368482 | TNB | DISTRIBUTION | WP PUTRAJAYA & CYBERJAYA | Existing | VPTJ/PCE/J01252/MB01254 | 300280437 | CLOSED | 11 kV | RYB | PE 1.25 BOT ADMIN (F2) |  |  | PTJ01256 |  | INDKOM | ZZT | 24/08/2000 |  |  | Pass | null | Pass | null
378368611 | TNB | DISTRIBUTION | WP PUTRAJAYA & CYBERJAYA | Existing | VPTJ/PCE/J01601/MB01601 | 300280593 | CLOSED | 11 kV | RYB | PE 1.60 L/S TPP |  |  | PTJ01602 |  | MERLIN GERIN | RM6 | 16/07/2003 |  |  | Pass | null | Pass | null
378368769 | TNB | DISTRIBUTION | WP PUTRAJAYA & CYBERJAYA | Existing | VPTJ/PCE/J01341/MB01341 | 300280441 | CLOSED | 11 kV | RYB | PE 1.34 PROMENADE |  |  | PTJ01342 |  | TAMCO | GR1 | 19991211 |  |  | Pass | null | Pass | null
378368877 | TNB | DISTRIBUTION | WP PUTRAJAYA & CYBERJAYA | Existing | VPTJ/PCE/J15031/MB15031 | 300281145 | CLOSED | 11 kV | RYB | PE 15.03 WR 3 |  |  | PTJ15032 |  | SCHNEIDER | RM6 | 20/01/2000 |  |  | Pass | null | Pass | null
378368983 | TNB | DISTRIBUTION | WP PUTRAJAYA & CYBERJAYA | Existing | VPTJ/PCE/J15041/MB15041 | 300281146 | CLOSED | 11 kV | RYB | PE 15.04 STABLE KOMPLEKS |  |  | PTJ15042 |  | MERLIN GERIN | RM 6 | 19900101 |  |  | Pass | null | Pass | null
378369089 | TNB | DISTRIBUTION | WP PUTRAJAYA & CYBERJAYA | Existing | VPTJ/PCE/J01671/MB01671 | 310308944 | CLOSED | 11 kV | RYB | SS 1.67 TEMP PARCEL F |  |  | PTJ01673 |  | INDKOM | INS24 ZZTID |  |  |  | Pass | null | Pass | null
378369315 | TNB | DISTRIBUTION | WP PUTRAJAYA & CYBERJAYA | Existing | VPTJ/PCE/J12031/MB12031 | 310338762 | CLOSED | 11 kV | RYB | PE 12.03 SPINE ROAD NO 1 |  |  | PTJ12033 |  | INDKOM | INS24 |  |  |  | Pass | null | Pass | null
378369692 | TNB | DISTRIBUTION | WP PUTRAJAYA & CYBERJAYA | Existing | VPTJ/PCE/J17041/MB17041 | 300281204 | CLOSED | 11 kV | RYB | PE 17.04 RK 1-1 (F1) |  |  | PTJ17043 |  | TAMCO | GR2 | 13/03/2007 |  |  | Pass | null | Pass | null
378369693 | TNB | DISTRIBUTION | WP PUTRAJAYA & CYBERJAYA | Existing | VPTJ/PCE/J17041/MB17041 | 300281204 | CLOSED | 11 kV | RYB | PE 17.04 RK 1-1 (F1) |  |  | PTJ17042 |  | TAMCO | GR2 | 13/03/2007 |  |  | Pass | null | Pass | null
378369908 | TNB | DISTRIBUTION | WP PUTRAJAYA & CYBERJAYA | Existing | VPTJ/PCE/J17042/MB17044 | 300281205 | CLOSED | 11 kV | RYB | PE 17.04 RK 1-1 (F2) |  |  | PTJ17046 |  | TAMCO | GR1 | 13/03/2007 |  |  | Pass | null | Pass | null
378369909 | TNB | DISTRIBUTION | WP PUTRAJAYA & CYBERJAYA | Existing | VPTJ/PCE/J17042/MB17044 | 300281205 | CLOSED | 11 kV | RYB | PE 17.04 RK 1-1 (F2) |  |  | PTJ17047 |  | TAMCO | GR1 | 13/03/2007 |  |  | Pass | null | Pass | null
378370083 | TNB | DISTRIBUTION | WP PUTRAJAYA & CYBERJAYA | Existing | VPTJ/PCE/J17051/MB17051 | 300281206 | CLOSED | 11 kV | RYB | PE 17.05 RK 1-2 (F1) |  |  | PTJ17052 |  | TAMCO | GR1 | 13/03/2007 |  |  | Pass | null | Pass | null
378370084 | TNB | DISTRIBUTION | WP PUTRAJAYA & CYBERJAYA | Existing | VPTJ/PCE/J17051/MB17051 | 300281206 | CLOSED | 11 kV | RYB | PE 17.05 RK 1-2 (F1) |  |  | PTJ17053 |  | TAMCO | GR1 | 13/03/2007 |  |  | Pass | null | Pass | null
378383240 | TNB | DISTRIBUTION | WP PUTRAJAYA & CYBERJAYA | Existing | VCBJ/PCE/J21841/MB21841 | 300452904 | CLOSED | 11 kV | RYB | PE 21.84 GLOMAC |  |  | CBJ21843 |  | INDKOM | ZZT I/D |  | TX1-1000KVA |  | Pass | null | Pass | null
378383241 | TNB | DISTRIBUTION | WP PUTRAJAYA & CYBERJAYA | Existing | VCBJ/PCE/J21841/MB21841 | 300452904 | CLOSED | 11 kV | RYB | PE 21.84 GLOMAC |  |  | CBJ21844 |  | INDKOM | ZZT I/D |  | TX2-1000KVA |  | Pass | null | Pass | null
378383405 | TNB | DISTRIBUTION | WP PUTRAJAYA & CYBERJAYA | Existing | VCBJ/PCE/J23141/MB23141 | 300485608 | CLOSED | 11 kV | RYB | PE 23.14 GLOMAC 2B |  |  | CBJ23143 |  |  | INS 24 | 30/11/2014 | TX-1000KVA |  | Pass | null | Pass | null
378383514 | TNB | DISTRIBUTION | WP PUTRAJAYA & CYBERJAYA | Existing | VCBJ/PCE/J23131/MB23131 | 300485222 | CLOSED | 11 kV | RYB | PE 23.13 GLOMAC 2A |  |  | CBJ23133 |  |  | INS 24 | 29/11/2014 | TX-1000KVA |  | Pass | null | Pass | null
378383818 | TNB | DISTRIBUTION | WP PUTRAJAYA & CYBERJAYA | Existing | VCBJ/PCE/J23281/MB1 | 310338782 | CLOSED | 11 kV | RYB | PE 23.28 SITE OFFICE PERSONA METRO |  |  | CBJ23283 |  | TAMCO |  |  | TX-1000KVA |  | Pass | null | Pass | null
378384019 | TNB | DISTRIBUTION | WP PUTRAJAYA & CYBERJAYA | Existing | VCBJ/PCE/J21601/MB21601 | 300280631 | CLOSED | 11 kV | RYB | PE 21.60 PADAT PPN CJ7 |  |  | CBJ21602 |  | INDKOM | ZZT | 28/10/2008 | TX-1000KVA |  | Pass | null | Pass | null
378384127 | TNB | DISTRIBUTION | WP PUTRAJAYA & CYBERJAYA | Existing | VCBJ/PCE/J22101/MB22101 | 300280576 | CLOSED | 11 kV | RYB | PE 22.10 D' MELOR F1 |  |  | CBJ22103 |  | INDKOM | ZZT | 24/03/2001 | TX1-1000KVA |  | Pass | null | Pass | null
378384150 | TNB | DISTRIBUTION | WP PUTRAJAYA & CYBERJAYA | Existing | VCBJ/PCE/J22102/MB22104 | 300280578 | CLOSED | 11 kV | RYB | PE 22.10 D' MELOR F2 |  |  | CBJ22106 |  | INDKOM | ZZT | 24/03/2001 | TX2-1000KVA |  | Pass | null | Pass | null
378384343 | TNB | DISTRIBUTION | WP PUTRAJAYA & CYBERJAYA | Existing | VCBJ/PCE/J21141/MB21141 | 300281033 | CLOSED | 11 kV | RYB | PE 21.14 PUSAT REKREASI SMART HOME F1 |  |  | CBJ21143 |  | INDKOM | ZZT | 20030506 | TX1-1000KVA |  | Pass | null | Pass | null
378384366 | TNB | DISTRIBUTION | WP PUTRAJAYA & CYBERJAYA | Existing | VCBJ/PCE/J21142/MB21144 | 300281032 | CLOSED | 11 kV | RYB | PE 21.14 PUSAT REKREASI SMART HOME F2 |  |  | CBJ21146 |  | INDKOM | ZZT | 20030506 | TX2-1000KVA |  | Pass | null | Pass | null
378384718 | TNB | DISTRIBUTION | WP PUTRAJAYA & CYBERJAYA | Existing | VCBJ/PCE/J21161/MB21161 | 300281028 | CLOSED | 11 kV | RYB | PE 21.16 SMART HOMES F1 |  |  | CBJ21163 |  | INDKOM | ZZT | 27/09/2004 | TX1-1000KVA |  | Pass | null | Pass | null
378384741 | TNB | DISTRIBUTION | WP PUTRAJAYA & CYBERJAYA | Existing | VCBJ/PCE/J21162/MB21164 | 300281027 | CLOSED | 11 kV | RYB | PE 21.16 SMART HOMES F2 |  |  | CBJ21166 |  | INDKOM | ZZT | 27/09/2004 | TX2-1000KVA |  | Pass | null | Pass | null
378385410 | TNB | DISTRIBUTION | WP PUTRAJAYA & CYBERJAYA | Existing | VCBJ/PCE/J21181/MB21181 | 300281024 | CLOSED | 11 kV | RYB | PE 21.18 CONDO A1 CYBERIA F1 |  |  | CBJ21183 |  | INDKOM | ZZT | 25/11/2001 | TX1-1000KVA |  | Pass | null | Pass | null
378385433 | TNB | DISTRIBUTION | WP PUTRAJAYA & CYBERJAYA | Existing | VCBJ/PCE/J21182/MB21184 | 300281023 | CLOSED | 11 kV | RYB | PE 21.18 CONDO A1 CYBERIA F2 |  |  | CBJ21186 |  | INDKOM | ZZT | 25/11/2001 | TX2-1000KVA |  | Pass | null | Pass | null
378385600 | TNB | DISTRIBUTION | WP PUTRAJAYA & CYBERJAYA | Existing | VCBJ/PCE/J21172/MB21174 | 300281025 | CLOSED | 11 kV | RYB | PE 21.17 CONDO A3 CYBERIA F2 |  |  | CBJ21176 |  | INDKOM | ZZT | 25/11/2001 | TX2-1000KVA |  | Pass | null | Pass | null
378385686 | TNB | DISTRIBUTION | WP PUTRAJAYA & CYBERJAYA | Existing | VCBJ/PCE/J21171/MB21171 | 300281026 | CLOSED | 11 kV | RYB | PE 21.17 CONDO A3 CYBERIA F1 |  |  | CBJ21173 |  | INDKOM | ZZT | 25/11/2001 | TX1-1000KVA |  | Pass | null | Pass | null
378385781 | TNB | DISTRIBUTION | WP PUTRAJAYA & CYBERJAYA | Existing | VCBJ/PCE/J21492/MB21494 | 300280971 | CLOSED | 11 kV | RYB | PE 21.49 CONDO B2 F2 |  |  | CBJ21496 |  | INDKOM | ZZT | 20040801 | TX2-1000KVA |  | Pass | null | Pass | null
378385873 | TNB | DISTRIBUTION | WP PUTRAJAYA & CYBERJAYA | Existing | VCBJ/PCE/J21491/MB21491 | 300280976 | CLOSED | 11 kV | RYB | PE 21.49 CONDO B2 F1 |  |  | CBJ21493 |  | INDKOM | ZZT | 20040801 | TX1-1000KVA |  | Pass | null | Pass | null
378385969 | TNB | DISTRIBUTION | WP PUTRAJAYA & CYBERJAYA | Existing | VCBJ/PCE/J21512/MB21514 | 300280967 | CLOSED | 11 kV | RYB | PE 21.51 CONDO C1 F2 |  |  | CBJ21516 |  | INDKOM | ZZT | 20040510 | TX2-1000KVA |  | Pass | null | Pass | null
378386060 | TNB | DISTRIBUTION | WP PUTRAJAYA & CYBERJAYA | Existing | VCBJ/PCE/J21511/MB21511 | 300280970 | CLOSED | 11 kV | RYB | PE 21.51 CONDO C1 F1 |  |  | CBJ21513 |  | INDKOM | ZZT | 20040510 | TX1-1000KVA |  | Pass | null | Pass | null
378386164 | TNB | DISTRIBUTION | WP PUTRAJAYA & CYBERJAYA | Existing | VCBJ/PCE/J21522/MB21524 | 300280962 | CLOSED | 11 kV | RYB | PE 21.52 CONDO C3 F2 |  |  | CBJ21526 |  | INDKOM | ZZT | 20040510 | TX2-1000KVA |  | Pass | null | Pass | null
378386260 | TNB | DISTRIBUTION | WP PUTRAJAYA & CYBERJAYA | Existing | VCBJ/PCE/J21521/MB21521 | 300280965 | CLOSED | 11 kV | RYB | PE 21.52 CONDO C3 F1 |  |  | CBJ21523 |  | INDKOM | ZZT | 20040510 | TX1-1000KVA |  | Pass | null | Pass | null
378386385 | TNB | DISTRIBUTION | WP PUTRAJAYA & CYBERJAYA | Existing | VCBJ/PCE/J25051/MB25051 | 310371337 | CLOSED | 11 kV | RYB | PE 25.05 HOSTEL BLOK 1D |  |  | CBJ25053 |  | INDKOM | INS24 |  | TX1-1000KVA |  | Pass | null | Pass | null
378386386 | TNB | DISTRIBUTION | WP PUTRAJAYA & CYBERJAYA | Existing | VCBJ/PCE/J25051/MB25051 | 310371337 | CLOSED | 11 kV | RYB | PE 25.05 HOSTEL BLOK 1D |  |  | CBJ25054 |  | INDKOM | INS24 |  | TX2-1000KVA |  | Pass | null | Pass | null
378386556 | TNB | DISTRIBUTION | WP PUTRAJAYA & CYBERJAYA | Existing | VCBJ/PCE/J25041/MB25041 | 310339238 | CLOSED | 11 kV | RYB | PE 25.04 HOSTEL BLOK 1C |  |  | CBJ25043 |  | INDKOM |  |  | TX1-1000KVA |  | Pass | null | Pass | null
378386557 | TNB | DISTRIBUTION | WP PUTRAJAYA & CYBERJAYA | Existing | VCBJ/PCE/J25041/MB25041 | 310339238 | CLOSED | 11 kV | RYB | PE 25.04 HOSTEL BLOK 1C |  |  | CBJ25044 |  | INDKOM |  |  | TX2-1000KVA |  | Pass | null | Pass | null
378386767 | TNB | DISTRIBUTION | WP PUTRAJAYA & CYBERJAYA | Existing | VCBJ/PCE/J25031/MB25031 | 300453483 | CLOSED | 11 kV | RYB | PE 25.03 HOSTEL BLOK 1B |  |  | CBJ25033 |  | INDKOM | INS24 |  | TX1-1000KVA |  | Pass | null | Pass | null
378386861 | TNB | DISTRIBUTION | WP PUTRAJAYA & CYBERJAYA | Existing | VCBJ/PCE/J25021/MB25021 | 300454737 | CLOSED | 11 kV | RYB | PE 25.02 HOSTEL BLOK 1A |  |  | CBJ25023 |  | INDKOM | INS24 |  | TX1-1000KVA |  | Pass | null | Pass | null
378386959 | TNB | DISTRIBUTION | WP PUTRAJAYA & CYBERJAYA | Existing | VCBJ/PCE/J23031/MB23031 | 300454682 | CLOSED | 11 kV | RYB | PE 23.03 MUTIARA VILLE 1 |  |  | CBJ23033 |  | INDKOM | ZZT |  | TX-1000KVA |  | Pass | null | Pass | null
378387053 | TNB | DISTRIBUTION | WP PUTRAJAYA & CYBERJAYA | Existing | VCBJ/PCE/J23041/MB23041 | 300454734 | CLOSED | 11 kV | RYB | PE 23.04 MUTIARA VILLE 2 |  |  | CBJ23043 |  | INDKOM | ZZT |  | TX-1000KVA |  | Pass | null | Pass | null
378387224 | TNB | DISTRIBUTION | WP PUTRAJAYA & CYBERJAYA | Existing | VCBJ/PCE/J23011/MB23011 | 300280382 | CLOSED | 11 kV | RYB | PE 23.01 PS 2-9 F1 |  |  | CBJ23012 |  | TAMCO | ID-0233 | 20061212 | TX1-1000KVA |  | Pass | null | Pass | null
378387247 | TNB | DISTRIBUTION | WP PUTRAJAYA & CYBERJAYA | Existing | VCBJ/PCE/J23012/MB23014 | 300280383 | CLOSED | 11 kV | RYB | PE 23.01 PS 2-9 F2 |  |  | CBJ23015 |  | TAMCO | ID-0235 | 20061212 | TX2-1000KVA |  | Pass | null | Pass | null
378400221 | TNB | DISTRIBUTION | WP PUTRAJAYA & CYBERJAYA | Existing | VPTJ/PCE/J11211/MB11211 | 300281039 | CLOSED | 11 kV | RYB | PE 11.21 PUSAT KEJIRANAN (F1) |  |  | PTJ11215 |  | TAMCO | GR1 | 30/05/2006 |  |  | Pass | null | Pass | null
378400302 | TNB | DISTRIBUTION | WP PUTRAJAYA & CYBERJAYA | Existing | VPTJ/PCE/J11212/MB11214 | 300281041 | CLOSED | 11 kV | RYB | PE 11.21 PUSAT KEJIRANAN (F2) |  |  | PTJ11212 |  | TAMCO | GR1 | 30/05/2006 |  |  | Pass | null | Pass | null
378400386 | TNB | DISTRIBUTION | WP PUTRAJAYA & CYBERJAYA | Existing | VPTJ/PCE/J11381/MB11381 | 300281070 | CLOSED | 11 kV | RYB | PE 11.38 PS 13 |  |  | PTJ11382 |  | MERLIN GERIN | RM 6 | 26/08/2004 |  |  | Pass | null | Pass | null
378400479 | TNB | DISTRIBUTION | WP PUTRAJAYA & CYBERJAYA | Existing | VPTJ/PCE/J11391/MB11391 | 300281071 | CLOSED | 11 kV | RYB | PE 11.39 BLOK A |  |  | PTJ11393 |  | INDKOM | ZZT | 17/08/2004 |  |  | Pass | null | Pass | null
378404468 | TNB | DISTRIBUTION | WP PUTRAJAYA & CYBERJAYA | Existing | VPTJ/PCE/J01371/MB01371 | 300280451 | CLOSED | 11 kV | RYB | PE 1.37 E16 ANJUNG (F1) |  |  | PTJ01373 |  | INDKOM | ZZT | 20/01/2001 |  |  | Pass | null | Pass | null
378404562 | TNB | DISTRIBUTION | WP PUTRAJAYA & CYBERJAYA | Existing | VPTJ/PCE/J01372/MB01374 | 300280454 | CLOSED | 11 kV | RYB | PE 1.37 E16 ANJUNG (F2) |  |  | PTJ01376 |  | INDKOM | ZZT | 20/01/2001 |  |  | Pass | null | Pass | null
378405030 | TNB | DISTRIBUTION | WP PUTRAJAYA & CYBERJAYA | Existing | VPTJ/PCE/J01561/MB01561 | 300280571 | CLOSED | 11 kV | RYB | PE 1.56 SEK.MEN. A/SHAH (F1) |  |  | PTJ01563 |  | INDKOM | ZZT | 20030801 |  |  | Pass | null | Pass | null
378405124 | TNB | DISTRIBUTION | WP PUTRAJAYA & CYBERJAYA | Existing | VPTJ/PCE/J01562/MB01564 | 300280574 | CLOSED | 11 kV | RYB | PE 1.56 SEK.MEN. A/SHAH (F2) |  |  | PTJ01566 |  | INDKOM | ZZT | 20030801 |  |  | Pass | null | Pass | null
378405220 | TNB | DISTRIBUTION | WP PUTRAJAYA & CYBERJAYA | Existing | VPTJ/PCE/J01571/MB01571 | 300280577 | CLOSED | 11 kV | RYB | PE 1.57 SEK.MEN. A/SHAH (F1) |  |  | PTJ01573 |  | INDKOM | ZZT | 20030801 |  |  | Pass | null | Pass | null
378405316 | TNB | DISTRIBUTION | WP PUTRAJAYA & CYBERJAYA | Existing | VPTJ/PCE/J01572/MB01574 | 300280579 | CLOSED | 11 kV | RYB | PE 1.57 SEK.MEN. A/SHAH (F2) |  |  | PTJ01576 |  | INDKOM | ZZT | 20030801 |  |  | Pass | null | Pass | null
378405566 | TNB | DISTRIBUTION | WP PUTRAJAYA & CYBERJAYA | Existing | VPTJ/PCE/J01531/MB01531 | 300280554 | CLOSED | 11 kV | RYB | PE 1.53 NORTH DEPT (F1) |  |  | PTJ01534 |  | INDKOM | GA | 20041001 |  |  | Pass | null | Pass | null
378405671 | TNB | DISTRIBUTION | WP PUTRAJAYA & CYBERJAYA | Existing | VPTJ/PCE/J01541/MB01541 | 300280559 | CLOSED | 11 kV | RYB | PE 1.54 SOUTH DEPT (F1) |  |  | PTJ01544 |  | INDKOM | ZZZT | 20041001 |  |  | Pass | null | Pass | null
378405934 | TNB | DISTRIBUTION | WP PUTRAJAYA & CYBERJAYA | Existing | VPTJ/PCE/J01381/MB01381 | 300280461 | CLOSED | 11 kV | RYB | PE 1.38 TAMAN PUTRA PERDANA (F1) |  |  | PTJ01384 |  | INDKOM | ZZT | 24/08/2000 |  |  | Pass | null | Pass | null
378406037 | TNB | DISTRIBUTION | WP PUTRAJAYA & CYBERJAYA | Existing | VPTJ/PCE/J01382/MB01385 | 300280462 | CLOSED | 11 kV | RYB | PE 1.38 TAMAN PUTRA PERDANA (F2) |  |  | PTJ01387 |  | INDKOM | ZZT | 24/08/2000 |  |  | Pass | null | Pass | null
378406348 | TNB | DISTRIBUTION | WP PUTRAJAYA & CYBERJAYA | Existing | VPTJ/PCE/J15221/MB15221 | 300281157 | CLOSED | 11 kV | RYB | PE 15.22 PADAT WR 6 |  |  | PTJ15222 |  | SCHNEIDER | RM6 | 27/08/2005 |  |  | Pass | null | Pass | null
378406546 | TNB | DISTRIBUTION | WP PUTRAJAYA & CYBERJAYA | Existing | VPTJ/PCE/J15452/MB15454 | 300281172 | CLOSED | 11 kV | RYB | PE 15.45 Blok C1 15-12B (F2) |  |  | PTJ15456 |  | INDKOM | ZZT | 20091010 |  |  | Pass | null | Pass | null
378406640 | TNB | DISTRIBUTION | WP PUTRAJAYA & CYBERJAYA | Existing | VPTJ/PCE/J15451/MB15451 | 300281171 | CLOSED | 11 kV | RYB | PE 15.45 Blok C1 15-12B (F1) |  |  | PTJ15453 |  | INDKOM | ZZT | 20091010 |  |  | Pass | null | Pass | null
378406734 | TNB | DISTRIBUTION | WP PUTRAJAYA & CYBERJAYA | Existing | VPTJ/PCE/J15461/MB15461 | 300281173 | CLOSED | 11 kV | RYB | PE 15.46 Blok C2 15-12B (F1) |  |  | PTJ15462 |  | EPE | VRN 2A | 20091010 |  |  | Pass | null | Pass | null
378406828 | TNB | DISTRIBUTION | WP PUTRAJAYA & CYBERJAYA | Existing | VPTJ/PCE/J15462/MB15464 | 300281174 | CLOSED | 11 kV | RYB | PE 15.46 Blok C2 15-12B (F2) |  |  | PTJ15465 |  | EPE | VRN 2A | 20091010 |  |  | Pass | null | Pass | null
378406924 | TNB | DISTRIBUTION | WP PUTRAJAYA & CYBERJAYA | Existing | VPTJ/PCE/J15441/MB15441 | 300281169 | CLOSED | 11 kV | RYB | PE 15.44 Blok A3 15-12B (F1) |  |  | PTJ15442 |  | EPE | VRN 2A | 20091010 |  |  | Pass | null | Pass | null
378407018 | TNB | DISTRIBUTION | WP PUTRAJAYA & CYBERJAYA | Existing | VPTJ/PCE/J15442/MB15444 | 300281170 | CLOSED | 11 kV | RYB | PE 15.44 Blok A3 15-12B (F2) |  |  | PTJ15445 |  | EPE | VRN 2A | 20091010 |  |  | Pass | null | Pass | null
378407114 | TNB | DISTRIBUTION | WP PUTRAJAYA & CYBERJAYA | Existing | VPTJ/PCE/J15431/MB15431 | 300281167 | CLOSED | 11 kV | RYB | PE 15.43 BLOK A2 15-12B (F1) |  |  | PTJ15432 |  | EPE | VRN 2A | 20091010 |  |  | Pass | null | Pass | null
378407208 | TNB | DISTRIBUTION | WP PUTRAJAYA & CYBERJAYA | Existing | VPTJ/PCE/J15432/MB15434 | 300281168 | CLOSED | 11 kV | RYB | PE 15.43 BLOK A2 15-12B (F2) |  |  | PTJ15435 |  | EPE | VRN 2A | 20091010 |  |  | Pass | null | Pass | null
378407356 | TNB | DISTRIBUTION | WP PUTRAJAYA & CYBERJAYA | Existing | VPTJ/PCE/J15421/MB15421 | 300281165 | CLOSED | 11 kV | RYB | PE 15.42 P/PURI 15-12 BLOK C (F1) |  |  | PTJ15422 |  | EPE | VRN 2A | 20090601 |  |  | Pass | null | Pass | null
378407452 | TNB | DISTRIBUTION | WP PUTRAJAYA & CYBERJAYA | Existing | VPTJ/PCE/J15422/MB15424 | 300281166 | CLOSED | 11 kV | RYB | PE 15.42 P/PURI 15-12 BLOK C (F2) |  |  | PTJ15425 |  | EPE | VRN 2A | 20090701 |  |  | Pass | null | Pass | null
378407548 | TNB | DISTRIBUTION | WP PUTRAJAYA & CYBERJAYA | Existing | VPTJ/PCE/J15411/MB15411 | 300281163 | CLOSED | 11 kV | RYB | PE 15.41 P/PURI 15-12 BLOK B (F1) |  |  | PTJ15412 |  | EPE | VRN 2A | 20090601 |  |  | Pass | null | Pass | null
378407644 | TNB | DISTRIBUTION | WP PUTRAJAYA & CYBERJAYA | Existing | VPTJ/PCE/J15412/MB15414 | 300281164 | CLOSED | 11 kV | RYB | PE 15.41 P/PURI 15-12 BLOK B (F2) |  |  | PTJ15415 |  | EPE | VRN 2A | 20090701 |  |  | Pass | null | Pass | null
378407740 | TNB | DISTRIBUTION | WP PUTRAJAYA & CYBERJAYA | Existing | VPTJ/PCE/J15401/MB15401 | 300281161 | CLOSED | 11 kV | RYB | PE 15.40 P/PURI 15-12 BLOK A (F1) |  |  | PTJ15402 |  | EPE | VRN 2A | 20090601 |  |  | Pass | null | Pass | null
378407834 | TNB | DISTRIBUTION | WP PUTRAJAYA & CYBERJAYA | Existing | VPTJ/PCE/J15402/MB15404 | 300281162 | CLOSED | 11 kV | RYB | PE 15.40 P/PURI 15-12 BLOK A (F2) |  |  | PTJ15405 |  | EPE | VRN 2A | 20090701 |  |  | Pass | null | Pass | null
378407930 | TNB | DISTRIBUTION | WP PUTRAJAYA & CYBERJAYA | Existing | VPTJ/PCE/J15471/MB15471 | 300454849 | CLOSED | 11 kV | RYB | PE 15.47 APARTMENT ALAM DESA (F1) |  |  | PTJ15473 |  | INDKOM | ZZT |  |  |  | Pass | null | Pass | null
378408026 | TNB | DISTRIBUTION | WP PUTRAJAYA & CYBERJAYA | Existing | VPTJ/PCE/J15472/MB15474 | 300454861 | CLOSED | 11 kV | RYB | PE 15.47 APARTMENT ALAM DESA (F2) |  |  | PTJ15476 |  | INDKOM | ZZT |  |  |  | Pass | null | Pass | null
378408122 | TNB | DISTRIBUTION | WP PUTRAJAYA & CYBERJAYA | Existing | VPTJ/PCE/J15351/MB15351 | 300282003 | CLOSED | 11 kV | RYB | PE 15.35 FASA 15-1A (F1) |  |  | PTJ15352 |  | EPE | VRN2A | 14/11/2009 |  |  | Pass | null | Pass | null
378408216 | TNB | DISTRIBUTION | WP PUTRAJAYA & CYBERJAYA | Existing | VPTJ/PCE/J15352/MB15354 | 300282004 | CLOSED | 11 kV | RYB | PE 15.35 FASA 15-1A (F2) |  |  | PTJ15355 |  | EPE | VRN2A | 15/11/2009 |  |  | Pass | null | Pass | null
378408312 | TNB | DISTRIBUTION | WP PUTRAJAYA & CYBERJAYA | Existing | VPTJ/PCE/J15361/MB15361 | 300282005 | CLOSED | 11 kV | RYB | PE 15.36 FASA 15-1B (F1) |  |  | PTJ15363 |  | INDKOM | ZZT | 14/11/2009 |  |  | Pass | null | Pass | null
378408406 | TNB | DISTRIBUTION | WP PUTRAJAYA & CYBERJAYA | Existing | VPTJ/PCE/J15362/MB15364 | 300282006 | CLOSED | 11 kV | RYB | PE 15.36 FASA 15-1B(F2) |  |  | PTJ15366 |  | INDKOM | ZZT | 15/11/2009 |  |  | Pass | null | Pass | null
378408502 | TNB | DISTRIBUTION | WP PUTRAJAYA & CYBERJAYA | Existing | VPTJ/PCE/J15381/MB15381 | 300282009 | CLOSED | 11 kV | RYB | PE 15.38 FASA 15-3B (F1) |  |  | PTJ15383 |  | INDKOM | ZZT | 14/11/2009 |  |  | Pass | null | Pass | null
378408596 | TNB | DISTRIBUTION | WP PUTRAJAYA & CYBERJAYA | Existing | VPTJ/PCE/J15382/MB15384 | 300282010 | CLOSED | 11 kV | RYB | PE 15.38 FASA 15-3B (F2) |  |  | PTJ15386 |  | INDKOM | ZZT | 15/11/2009 |  |  | Pass | null | Pass | null
378408692 | TNB | DISTRIBUTION | WP PUTRAJAYA & CYBERJAYA | Existing | VPTJ/PCE/J15391/MB15391 | 300282011 | CLOSED | 11 kV | RYB | PE 15.39 FASA 15-3A (F1) |  |  | PTJ15393 |  | INDKOM | ZZT | 14/11/2009 |  |  | Pass | null | Pass | null
378421957 | TNB | DISTRIBUTION | WP PUTRAJAYA & CYBERJAYA | Existing | VPTJ/PCE/J17052/MB17054 | 300281207 | CLOSED | 11 kV | RYB | PE 17.05 RK 1-2 (F2) |  |  | PTJ17056 |  | TAMCO | GR1 | 13/03/2007 |  |  | Pass | null | Pass | null
378421958 | TNB | DISTRIBUTION | WP PUTRAJAYA & CYBERJAYA | Existing | VPTJ/PCE/J17052/MB17054 | 300281207 | CLOSED | 11 kV | RYB | PE 17.05 RK 1-2 (F2) |  |  | PTJ17057 |  | TAMCO | GR1 | 13/03/2007 |  |  | Pass | null | Pass | null
378422119 | TNB | DISTRIBUTION | WP PUTRAJAYA & CYBERJAYA | Existing | VPTJ/PCE/J17081/MB17081 | 300288173 | CLOSED | 11 kV | RYB | PE 17.08 BLOK E 17RK2 (F1) |  |  | PTJ17083 |  | INDKOM | ZZT | 27/12/2010 |  |  | Pass | null | Pass | null
378422403 | TNB | DISTRIBUTION | WP PUTRAJAYA & CYBERJAYA | Existing | VPTJ/PCE/J17072/MB17074 | 300288171 | CLOSED | 11 kV | RYB | PE 17.07 BLOK C 17RK2 (F2) |  |  | PTJ17076 |  | INDKOM | INS24 (ZZTID) | 28/12/2010 |  |  | Pass | null | Pass | null
378422497 | TNB | DISTRIBUTION | WP PUTRAJAYA & CYBERJAYA | Existing | VPTJ/PCE/J17071/MB17071 | 300288169 | CLOSED | 11 kV | RYB | PE 17.07 BLOK C 17RK2 (F1) |  |  | PTJ17073 |  | INDKOM | INS24 (ZZTID) | 27/12/2010 |  |  | Pass | null | Pass | null
378422593 | TNB | DISTRIBUTION | WP PUTRAJAYA & CYBERJAYA | Existing | VPTJ/PCE/J17091/MB17091 | 310288765 | CLOSED | 11 kV | RYB | PE 17.09 SEK REN PRESINT 17 F1 |  |  | PTJ17092 |  |  | VRN6a |  |  |  | Pass | null | Pass | null
378422687 | TNB | DISTRIBUTION | WP PUTRAJAYA & CYBERJAYA | Existing | VPTJ/PCE/J17092/MB17094 | 310288779 | CLOSED | 11 kV | RYB | PE 17.09 SEK REN PRESINT 17 (F2) |  |  | PTJ17095 |  |  | VRN6a |  |  |  | Pass | null | Pass | null
378422783 | TNB | DISTRIBUTION | WP PUTRAJAYA & CYBERJAYA | Existing | VPTJ/PCE/J01311/MB01311 | 300280439 | CLOSED | 11 kV | RYB | PE 1.31 PADAT PERSIARAN PERDANA |  |  | PTJ01313 |  | INDKOM | ZZT | 15/04/1999 |  |  | Pass | null | Pass | null
378422954 | TNB | DISTRIBUTION | WP PUTRAJAYA & CYBERJAYA | Existing | VPTJ/PCE/J01271/MB01271 | 300280438 | CLOSED | 11 kV | RYB | PE 1.27 PADAT PERSIARAN PERSEKUTUAN |  |  | PTJ01273 |  | INDKOM | ZZT | 25/05/1999 |  |  | Pass | null | Pass | null
378423184 | TNB | DISTRIBUTION | WP PUTRAJAYA & CYBERJAYA | Existing | VPTJ/PCE/J01591/MB01591 | 300280588 | CLOSED | 11 kV | RYB | PE 1.59 WETLAND MANAGEMENT |  |  | PTJ01593 |  | SCHNEIDER | NA | 29/07/2003 |  |  | Pass | null | Pass | null
378423350 | TNB | DISTRIBUTION | WP PUTRAJAYA & CYBERJAYA | Existing | VPTJ/PCE/J13041/MB13041 | 300281103 | CLOSED | 11 kV | RYB | PE 13.04 UGS PERSEKUTUAN |  |  | PTJ13043 |  | INDKOM | ZZT | 15/04/1999 |  |  | Pass | null | Pass | null
378423562 | TNB | DISTRIBUTION | WP PUTRAJAYA & CYBERJAYA | Existing | VPTJ/PCE/J01331/MB01331 | 300280445 | CLOSED | 11 kV | RYB | PE 1.33 INSIDE PPU 1 S/L OVAL |  |  | PTJ01333 |  | MERLIN GERIN | ZZT | 17/06/1999 |  |  | Pass | null | Pass | null
378423668 | TNB | DISTRIBUTION | WP PUTRAJAYA & CYBERJAYA | Existing | VPTJ/PCE/J01291/MB01291 | 300280444 | CLOSED | 11 kV | RYB | PE 1.29 PERDANA WALK |  |  | PTJ01294 |  | MERLIN GERIN | RM6 | 30/06/1999 |  |  | Pass | null | Pass | null
378423778 | TNB | DISTRIBUTION | WP PUTRAJAYA & CYBERJAYA | Existing | VPTJ/PCE/J01351/MB01351 | 300280442 | CLOSED | 11 kV | RYB | PE 1.35 MOSQUE (F1) |  |  | PTJ01353 |  | INDKOM | ZZT | 19991205 |  |  | Pass | null | Pass | null
378423872 | TNB | DISTRIBUTION | WP PUTRAJAYA & CYBERJAYA | Existing | VPTJ/PCE/J01352/MB01354 | 300280447 | CLOSED | 11 kV | RYB | PE 1.35 MOSQUE (F2) |  |  | PTJ01356 |  | INDKOM | ZZT | 19991205 |  |  | Pass | null | Pass | null
378424011 | TNB | DISTRIBUTION | WP PUTRAJAYA & CYBERJAYA | Existing | VPTJ/PCE/J17082/MB17084 | 300288175 | CLOSED | 11 kV | RYB | PE 17.08 BLOK E 17RK2 (F2) |  |  | PTJ17086 |  | INDKOM | ZZT | 28/12/2010 |  |  | Pass | null | Pass | null
378424069 | TNB | DISTRIBUTION | WP PUTRAJAYA & CYBERJAYA | Existing | VPTJ/PCE/J17061/MB17061 | 300288162 | CLOSED | 11 kV | RYB | PE 17.06 BLOK A 17RK2 (F1) |  |  | PTJ17063 |  | INDKOM | INS24 (ZZTID) | 27/12/2010 |  |  | Pass | null | Pass | null
378424163 | TNB | DISTRIBUTION | WP PUTRAJAYA & CYBERJAYA | Existing | VPTJ/PCE/J17062/MB17064 | 300288166 | CLOSED | 11 kV | RYB | PE 17.06 BLOK A 17RK2 (F2) |  |  | PTJ17066 |  | INDKOM | INS24 (ZZTID) | 28/12/2010 |  |  | Pass | null | Pass | null
378424272 | TNB | DISTRIBUTION | WP PUTRAJAYA & CYBERJAYA | Existing | VPTJ/PCE/J02032/MB02034 | 300280613 | CLOSED | 11 kV | RYB | PE 2.03 RUMAH PAM (F2) |  |  | PTJ02036 |  | INDKOM | ZZT | 20010502 |  |  | Pass | null | Pass | null
378424368 | TNB | DISTRIBUTION | WP PUTRAJAYA & CYBERJAYA | Existing | VPTJ/PCE/J02031/MB02031 | 300280611 | CLOSED | 11 kV | RYB | PE 2.03 RUMAH PAM (F1) |  |  | PTJ02033 |  | INDKOM | ZZT | 20010502 |  |  | Pass | null | Pass | null
378424528 | TNB | DISTRIBUTION | WP PUTRAJAYA & CYBERJAYA | Existing | VPTJ/PCE/J02172/MB02174 | 300280672 | CLOSED | 11 kV | RYB | PE 2.17 TMN WAWASAN (P.H) (F2) |  |  | PTJ02176 |  | INDKOM | ZZT | 20041003 |  |  | Pass | null | Pass | null
378424624 | TNB | DISTRIBUTION | WP PUTRAJAYA & CYBERJAYA | Existing | VPTJ/PCE/J02171/MB02171 | 300280671 | CLOSED | 11 kV | RYB | PE 2.17 TMN WAWASAN (P.H) (F1) |  |  | PTJ02173 |  | INDKOM | ZZT | 20041003 |  |  | Pass | null | Pass | null
378425027 | TNB | DISTRIBUTION | WP PUTRAJAYA & CYBERJAYA | Existing | VPTJ/PCE/J01621/MB01621 | 300452954 | CLOSED | 11 kV | RYB | PE 1.62 INSIDE PPU PJ1 |  |  | PTJ01622 |  | TAMCO | NA |  |  |  | Pass | null | Pass | null
378425154 | TNB | DISTRIBUTION | WP PUTRAJAYA & CYBERJAYA | Existing | VPTJ/PCE/J01651/MB1651 | 300494280 | CLOSED | 11 kV | RYB | PE 1.65 DATARAN PAHLAWAN F1 |  |  | PTJ01652 |  |  | N/A |  |  |  | Pass | null | Pass | null
378425248 | TNB | DISTRIBUTION | WP PUTRAJAYA & CYBERJAYA | Existing | VPTJ/PCE/J01652/MB01654 | 300494281 | CLOSED | 11 kV | RYB | PE 1.65 DATARAN PAHLAWAN F2 |  |  | PTJ01655 |  |  | VRN6a |  |  |  | Pass | null | Pass | null
378443167 | TNB | DISTRIBUTION | WP PUTRAJAYA & CYBERJAYA | Existing | VPTJ/PCE/J15392/MB15394 | 300282012 | CLOSED | 11 kV | RYB | PE 15.39 FASA 15-3A (F2) |  |  | PTJ15396 |  | INDKOM | ZZT | 15/11/2009 |  |  | Pass | null | Pass | null
378443263 | TNB | DISTRIBUTION | WP PUTRAJAYA & CYBERJAYA | Existing | VPTJ/PCE/J15371/MB15371 | 300282007 | CLOSED | 11 kV | RYB | PE 15.37 FASA 15-2 (F1) |  |  | PTJ15373 |  | INDKOM | ZZT | 14/11/2009 |  |  | Pass | null | Pass | null
378443359 | TNB | DISTRIBUTION | WP PUTRAJAYA & CYBERJAYA | Existing | VPTJ/PCE/J15372/MB15374 | 300282008 | CLOSED | 11 kV | RYB | PE 15.37 FASA 15-2 (F2) |  |  | PTJ15376 |  | INDKOM | ZZT | 15/11/2009 |  |  | Pass | null | Pass | null
378464177 | TNB | DISTRIBUTION | WP PUTRAJAYA & CYBERJAYA | Existing | VPTJ/PCE/J15562/MB15564 | 300509253 | CLOSED | 11 kV | RYB | PE 15.56 DWIPUTRA NO 3 (F2) |  |  | PTJ15565 |  | INDKOM | VRN2a |  |  |  | Pass | null | Pass | null
378464271 | TNB | DISTRIBUTION | WP PUTRAJAYA & CYBERJAYA | Existing | VPTJ/PCE/J00341/MB1 | 300509244 | CLOSED | 11 kV | RYB | PE 15.56 DWIPUTRA NO 3 (F1) |  |  | PTJ15562 |  | INDKOM | INS24 |  |  |  | Pass | null | Pass | null
378464367 | TNB | DISTRIBUTION | WP PUTRAJAYA & CYBERJAYA | Existing | VPTJ/PCE/J00340/MB1 | 300510549 | CLOSED | 11 kV | RYB | PE 15.55 DWIPUTRA NO 2 (F1) |  |  | PTJ15552 | [6 empty] | Pass | null | Pass | null
378464461 | TNB | DISTRIBUTION | WP PUTRAJAYA & CYBERJAYA | Existing | VPTJ/PCE/J15552/MB15554 | 310372419 | CLOSED | 11 kV | RYB | PE 15.55 DWIPUTRA NO 2 (F2) |  |  | PTJ15555 |  |  | VRN2a |  |  |  | Pass | null | Pass | null
378464555 | TNB | DISTRIBUTION | WP PUTRAJAYA & CYBERJAYA | Existing | VPTJ/PCE/J00339/MB1 | 300510413 | CLOSED | 11 kV | RYB | PE 15.54 DWIPUTRA NO 1 (F1) |  |  | PTJ15542 |  |  | VRN2a |  |  |  | Pass | null | Pass | null
378494665 | TNB | DISTRIBUTION | WP PUTRAJAYA & CYBERJAYA | Existing | VPTJ/PCE/J08012/MB08014 | 300280778 | CLOSED | 11 kV | RYB | PE 8.01 PS 10 (EFI) (F2) |  |  | PTJ08016 |  | INDKOM | ZZT | 23/07/1999 |  |  | Pass | null | Pass | null
378494769 | TNB | DISTRIBUTION | WP PUTRAJAYA & CYBERJAYA | Existing | VPTJ/PCE/J08021/MB08021 | 300280779 | CLOSED | 11 kV | RYB | PE 8.02 P8A SEMI D (F1) |  |  | PTJ08023 |  | INDKOM | ZZT | 20000503 |  |  | Pass | null | Pass | null
378494859 | TNB | DISTRIBUTION | WP PUTRAJAYA & CYBERJAYA | Existing | VPTJ/PCE/J08022/MB08024 | 300280780 | CLOSED | 11 kV | RYB | PE 8.02 P8A SEMI D (F2) |  |  | PTJ08026 |  | INDKOM | ZZT | 20000503 |  |  | Pass | null | Pass | null
378494951 | TNB | DISTRIBUTION | WP PUTRAJAYA & CYBERJAYA | Existing | VPTJ/PCE/J08031/MB08031 | 300280781 | CLOSED | 11 kV | RYB | PE 8.03 SEK REN (EFI) (F1) |  |  | PTJ08033 |  | INDKOM | ZZT | 16/11/1999 |  |  | Pass | null | Pass | null
378495042 | TNB | DISTRIBUTION | WP PUTRAJAYA & CYBERJAYA | Existing | VPTJ/PCE/J08032/MB08034 | 300280782 | CLOSED | 11 kV | RYB | PE 8.03 SEK REN (EFI) (F2) |  |  | PTJ08036 |  | INDKOM | ZZT | 16/11/1999 |  |  | Pass | null | Pass | null
378495135 | TNB | DISTRIBUTION | WP PUTRAJAYA & CYBERJAYA | Existing | VPTJ/PCE/J08041/MB08041 | 300280783 | CLOSED | 11 kV | RYB | PE 8.04 SEK MEN (F1) |  |  | PTJ08043 |  | INDKOM | ZZT | 16/11/1999 |  |  | Pass | null | Pass | null
378495226 | TNB | DISTRIBUTION | WP PUTRAJAYA & CYBERJAYA | Existing | VPTJ/PCE/J08042/MB08044 | 300280784 | CLOSED | 11 kV | RYB | PE 8.04 SEK MEN (F2) |  |  | PTJ08046 |  | INDKOM | ZZT | 16/11/1999 |  |  | Pass | null | Pass | null
378495553 | TNB | DISTRIBUTION | WP PUTRAJAYA & CYBERJAYA | Existing | VPTJ/PCE/J08171/MB08171 | 300280801 | CLOSED | 11 kV | RYB | PE 8.17 P.KEJIRANAN (EFI) |  |  | PTJ08173 |  | INDKOM | ZZT | 20000308 |  |  | Pass | null | Pass | null
378495647 | TNB | DISTRIBUTION | WP PUTRAJAYA & CYBERJAYA | Existing | VPTJ/PCE/J08061/MB08061 | 300280785 | CLOSED | 11 kV | RYB | PE 8.06 DEWAN SERBAGUNA (EFI) (F1) |  |  | PTJ08063 |  | INDKOM | ZZT | 18/09/2000 |  |  | Pass | null | Pass | null
378495738 | TNB | DISTRIBUTION | WP PUTRAJAYA & CYBERJAYA | Existing | VPTJ/PCE/J08062/MB08064 | 300280786 | CLOSED | 11 kV | RYB | PE 8.06 DEWAN SERBAGUNA (EFI) (F2) |  |  | PTJ08066 |  | INDKOM | ZZT | 18/09/2000 |  |  | Pass | null | Pass | null
378495831 | TNB | DISTRIBUTION | WP PUTRAJAYA & CYBERJAYA | Existing | VPTJ/PCE/J08361/MB08361 | 310303858 | CLOSED | 11 kV | RYB | PE 8.36 TEMP 8-4F |  |  | PTJ08362 |  | SCHNEIDER | RM 6 |  |  |  | Pass | null | Pass | null
378495933 | TNB | DISTRIBUTION | WP PUTRAJAYA & CYBERJAYA | Existing | VPTJ/PCE/J08112/MB08114 | 300280796 | CLOSED | 11 kV | RYB | PE 8.11 JLN P8E TERES (EFI) (F2) |  |  | PTJ08116 |  | INDKOM | ZZT | 27/03/2002 |  |  | Pass | null | Pass | null
378495956 | TNB | DISTRIBUTION | WP PUTRAJAYA & CYBERJAYA | Existing | VPTJ/PCE/J08111/MB08111 | 300280795 | CLOSED | 11 kV | RYB | PE 8.11 JLN P8E TERES (EFI) (F1) |  |  | PTJ08113 |  | INDKOM | ZZT | 27/03/2002 |  |  | Pass | null | Pass | null
378496117 | TNB | DISTRIBUTION | WP PUTRAJAYA & CYBERJAYA | Existing | VPTJ/PCE/J08251/MB08251 | 300280811 | CLOSED | 11 kV | RYB | PE 8.25 ISTANA DARUL EHSAN (F1) |  |  | PTJ08253 |  | INDKOM | ZZT | 28/05/2003 |  |  | Pass | null | Pass | null
378496208 | TNB | DISTRIBUTION | WP PUTRAJAYA & CYBERJAYA | Existing | VPTJ/PCE/J08252/MB08254 | 300280812 | CLOSED | 11 kV | RYB | PE 8.25 ISTANA DARUL EHSAN (F2) |  |  | PTJ08256 |  | INDKOM | ZZT | 28/05/2003 |  |  | Pass | null | Pass | null
378496301 | TNB | DISTRIBUTION | WP PUTRAJAYA & CYBERJAYA | Existing | VPTJ/PCE/J08321/MB08321 | 300452987 | CLOSED | 11 kV | RYB | PE 8.32 TERES 8-4H (F1) |  |  | PTJ08323 |  | INDKOM | ZZT - I/D |  |  |  | Pass | null | Pass | null
378496395 | TNB | DISTRIBUTION | WP PUTRAJAYA & CYBERJAYA | Existing | VPTJ/PCE/J08331/MB08331 | 300453447 | CLOSED | 11 kV | RYB | PE 8.33 8NC2 PADAT NO.1 |  |  | PTJ08332 |  | SCHNEIDER | NE-2iQ |  |  |  | Pass | null | Pass | null
378496489 | TNB | DISTRIBUTION | WP PUTRAJAYA & CYBERJAYA | Existing | VPTJ/PCE/J08341/MB08341 | 300453452 | CLOSED | 11 kV | RYB | PE 8.34 8NC2 PADAT NO.2 |  |  | PTJ08345 |  | SCHNEIDER | NE-2iQ |  |  |  | Pass | null | Pass | null
378496605 | TNB | DISTRIBUTION | WP PUTRAJAYA & CYBERJAYA | Existing | VPTJ/PCE/J08322/MB08324 | 300452990 | CLOSED | 11 kV | RYB | PE 8.32 TERES 8-4H (F2) |  |  | PTJ08326 |  | INDKOM | ZZT - I/D |  |  |  | Pass | null | Pass | null
378496724 | TNB | DISTRIBUTION | WP PUTRAJAYA & CYBERJAYA | Existing | VPTJ/PCE/J08091/MB08091 | 300280789 | CLOSED | 11 kV | RYB | PE 8.09 JLN P8E2TERES (F1) |  |  | PTJ08093 |  | INDKOM | ZZT | 21/06/2004 |  |  | Pass | null | Pass | null
378496813 | TNB | DISTRIBUTION | WP PUTRAJAYA & CYBERJAYA | Existing | VPTJ/PCE/J08092/MB08094 | 300280792 | CLOSED | 11 kV | RYB | PE 8.09 JLN P8E2TERES (F2) |  |  | PTJ08096 |  | INDKOM | ZZT | 21/06/2004 |  |  | Pass | null | Pass | null
378496907 | TNB | DISTRIBUTION | WP PUTRAJAYA & CYBERJAYA | Existing | VPTJ/PCE/J08101/MB08101 | 300280793 | CLOSED | 11 kV | RYB | PE 8.10 SEK REN FASA 2 |  |  | PTJ08103 |  | INDKOM | ZZT | 20041011 |  |  | Pass | null | Pass | null
378496999 | TNB | DISTRIBUTION | WP PUTRAJAYA & CYBERJAYA | Existing | VPTJ/PCE/J08071/MB08071 | 300280787 | CLOSED | 11 kV | RYB | PE 8.07 APT FASA 4B (B2) (F1) |  |  | PTJ08073 |  | INDKOM | ZZT | 19990912 |  |  | Pass | null | Pass | null
378497090 | TNB | DISTRIBUTION | WP PUTRAJAYA & CYBERJAYA | Existing | VPTJ/PCE/J08072/MB08074 | 300280788 | CLOSED | 11 kV | RYB | PE 8.07 APT FASA 4B (B2) (F2) |  |  | PTJ08076 |  | INDKOM | ZZT | 19990912 |  |  | Pass | null | Pass | null
378524844 | TNB | DISTRIBUTION | WP PUTRAJAYA & CYBERJAYA | Existing | VCBJ/PCE/J24011/MB24011 | 300453042 | CLOSED | 11 kV | RYB | PE 24.01 SYMPHONY HILLS 8 |  |  | CBJ24012 |  | TAMCO | GR1 |  | TX1-1000KVA |  | Pass | null | Pass | null
378524845 | TNB | DISTRIBUTION | WP PUTRAJAYA & CYBERJAYA | Existing | VCBJ/PCE/J24011/MB24011 | 300453042 | CLOSED | 11 kV | RYB | PE 24.01 SYMPHONY HILLS 8 |  |  | CBJ24013 |  | TAMCO | GR1 |  | TX2-1000KVA |  | Pass | null | Pass | null
378525002 | TNB | DISTRIBUTION | WP PUTRAJAYA & CYBERJAYA | Existing | VCBJ/PCE/J24121/MB24121 | 310338844 | CLOSED | 11 kV | RYB | PE 24.12 SEJATI HOMES 2 |  |  | CBJ24122 |  | SCHNEIDER |  |  | TX-1000KVA |  | Pass | null | Pass | null
378525213 | TNB | DISTRIBUTION | WP PUTRAJAYA & CYBERJAYA | Existing | VCBJ/PCE/J24131/MB24131 | 310338850 | CLOSED | 11 kV | RYB | PE 24.13 SYMPHONY HILLS 2 |  |  | CBJ24133 |  | INDKOM | INS24 |  | TX1-1000KVA |  | Pass | null | Pass | null
378525214 | TNB | DISTRIBUTION | WP PUTRAJAYA & CYBERJAYA | Existing | VCBJ/PCE/J24131/MB24131 | 310338850 | CLOSED | 11 kV | RYB | PE 24.13 SYMPHONY HILLS 2 |  |  | CBJ24134 |  | INDKOM | INS24 |  | TX2-1000KVA |  | Pass | null | Pass | null
378525381 | TNB | DISTRIBUTION | WP PUTRAJAYA & CYBERJAYA | Existing | VCBJ/PCE/J24051/MB24052 | 300454676 | CLOSED | 11 kV | RYB | PE 24.05 SYMPHONY HILLS 3 |  |  | CBJ24051 |  | SCHNEIDER | ID-0233 |  | TX1-1000KVA |  | Pass | null | Pass | null
378525475 | TNB | DISTRIBUTION | WP PUTRAJAYA & CYBERJAYA | Existing | VCBJ/PCE/J24161/MB24161 | 310317893 | CLOSED | 11 kV | RYB | PE 24.16 PADAT PERUMAHAN 1 |  |  | CBJ24163 |  | INDKOM | INS24 |  | TX-1000KVA |  | Pass | null | Pass | null
378525569 | TNB | DISTRIBUTION | WP PUTRAJAYA & CYBERJAYA | Existing | VCBJ/PCE/J00340/MB1 | 300507882 | CLOSED | 11 kV | RYB | SS 24.32 NADAYU 99 |  |  | CBJ24324 |  | INDKOM | INS24 |  | TX-1000KVA |  | Pass | null | Pass | null
378525672 | TNB | DISTRIBUTION | WP PUTRAJAYA & CYBERJAYA | Existing | VCBJ/PCE/J22121/MB22121 | 300280565 | CLOSED | 11 kV | RYB | PE 22.12 SEK MEN KEB CJ1 F1 |  |  | CBJ22123 |  | INDKOM | GA | 19/02/2004 | TX-1000KVA |  | Pass | null | Pass | null
378525695 | TNB | DISTRIBUTION | WP PUTRAJAYA & CYBERJAYA | Existing | VCBJ/PCE/J22122/MB22124 | 300280570 | CLOSED | 11 kV | RYB | PE 22.12 SEK MEN KEB CJ1 F2 |  |  | CBJ22126 |  | INDKOM | GA | 19/02/2004 | TX2-1000KVA |  | Pass | null | Pass | null
378525882 | TNB | DISTRIBUTION | WP PUTRAJAYA & CYBERJAYA | Existing | VCBJ/PCE/J24061/MB24062 | 300454672 | CLOSED | 11 kV | RYB | PE 24.06 SYMPHONY HILLS 1 |  |  | CBJ24061 |  | SCHNEIDER | NE-2iQ |  | TX-500KVA |  | Pass | null | Pass | null
378526103 | TNB | DISTRIBUTION | WP PUTRAJAYA & CYBERJAYA | Existing | VCBJ/PCE/J24211/MB24211 | 310314866 | CLOSED | 11 kV | RYB | PE 24.21 SITE OFFICE SYMPHONY HILLS |  |  | CBJ24211 |  | TOSHIBA |  |  | TX-1000KVA |  | Pass | null | Pass | null
378526210 | TNB | DISTRIBUTION | WP PUTRAJAYA & CYBERJAYA | Existing | VCBJ/PCE/J22451/MB22451 | 300280484 | CLOSED | 11 kV | RYB | PE 22.45 KONDOMINIUM F1 |  |  | CBJ22452 |  | TAMCO | GR1-21-1D-0017 | 27/01/2006 | TX1-750KVA |  | Pass | null | Pass | null
378526233 | TNB | DISTRIBUTION | WP PUTRAJAYA & CYBERJAYA | Existing | VCBJ/PCE/J22452/MB22454 | 300280486 | CLOSED | 11 kV | RYB | PE 22.45 KONDOMINIUM F2 |  |  | CBJ22455 |  | TAMCO | GR1-21-1D | 27/01/2006 | TX2-750KVA |  | Pass | null | Pass | null
378526444 | TNB | DISTRIBUTION | WP PUTRAJAYA & CYBERJAYA | Existing | VCBJ/PCE/J22461/MB22461 | 300280481 | CLOSED | 11 kV | RYB | PE 22.46 TOWN HOUSE F1 |  |  | CBJ22462 |  | TAMCO | GR1 | 27/01/2006 | TX1-750KVA |  | Pass | null | Pass | null
378526467 | TNB | DISTRIBUTION | WP PUTRAJAYA & CYBERJAYA | Existing | VCBJ/PCE/J22462/MB22464 | 300280483 | CLOSED | 11 kV | RYB | PE 22.46 TOWN HOUSE F2 |  |  | CBJ22465 |  | TAMCO | GR1 | 27/01/2006 | TX2-750KVA |  | Pass | null | Pass | null
378526876 | TNB | DISTRIBUTION | WP PUTRAJAYA & CYBERJAYA | Existing | VCBJ/PCE/J22441/MB22441 | 300280490 | CLOSED | 11 kV | RYB | PE 22.44 PANGSAPURI PT 12067 F1 |  |  | CBJ22442 |  | TAMCO | GR1 | 28/11/2006 | TX1-1000KVA |  | Pass | null | Pass | null
378526918 | TNB | DISTRIBUTION | WP PUTRAJAYA & CYBERJAYA | Existing | VCBJ/PCE/J21021/MB21021 | 300281079 | CLOSED | 11 kV | RYB | PE 21.02 INCUBATOR F1 |  |  | CBJ21023 |  | INDKOM | ZZT | 15/07/1999 | TX1-1000KVA |  | Pass | null | Pass | null
378526942 | TNB | DISTRIBUTION | WP PUTRAJAYA & CYBERJAYA | Existing | VCBJ/PCE/J21022/MB21024 | 300281078 | CLOSED | 11 kV | RYB | PE 21.02 INCUBATOR F2 |  |  | CBJ21026 |  | INDKOM | ZZT | 15/07/1999 | TX1-1000KVA |  | Pass | null | Pass | null
378527109 | TNB | DISTRIBUTION | WP PUTRAJAYA & CYBERJAYA | Existing | VCBJ/PCE/J22442/MB22444 | 300280492 | CLOSED | 11 kV | RYB | PE 22.44 PANGSAPURI PT 12057 F2 |  |  | CBJ22445 |  | TAMCO | GR1 | 28/11/2006 | TX2-1000KVA |  | Pass | null | Pass | null
378527412 | TNB | DISTRIBUTION | WP PUTRAJAYA & CYBERJAYA | Existing | VCBJ/PCE/J21821/MB21821 | 300454967 | CLOSED | 11 kV | RYB | SS 21.82 SHAFBURY BLOK C F1 |  |  | CBJ21823 |  | INDKOM | INS24 |  | TX1-1000KVA |  | Pass | null | Pass | null
378527506 | TNB | DISTRIBUTION | WP PUTRAJAYA & CYBERJAYA | Existing | VCBJ/PCE/J21822/MB21824 | 300454971 | CLOSED | 11 kV | RYB | SS 21.82 SHAFBURY BLOK C F2 |  |  | CBJ21826 |  | INDKOM | INS24 |  | TX2-1000KVA |  | Pass | null | Pass | null
378527625 | TNB | DISTRIBUTION | WP PUTRAJAYA & CYBERJAYA | Existing | VCBJ/PCE/J21131/MB21131 | 300281036 | CLOSED | 11 kV | RYB | PE 21.13 CYBERVIEW NO. 2 ( MDC ) F1 |  |  | CBJ21133 |  | INDKOM | ZZT | 20020501 | TX1-1000KVA |  | Pass | null | Pass | null
378527741 | TNB | DISTRIBUTION | WP PUTRAJAYA & CYBERJAYA | Existing | VCBJ/PCE/J21132/MB21134 | 300281034 | CLOSED | 11 kV | RYB | PE 21.13 CYBERVIEW NO. 2 ( MDC ) F2 |  |  | CBJ21136 |  | INDKOM | ZZT | 20020501 | TX2-1000KVA |  | Pass | null | Pass | null
378527838 | TNB | DISTRIBUTION | WP PUTRAJAYA & CYBERJAYA | Existing | VCBJ/PCE/J22031/MB22031 | 300280609 | CLOSED | 11 kV | RYB | PE 22.03 CYBERVIEW GARDENS F1 |  |  | CBJ22034 |  | INDKOM | ZZZT | 19980611 | TX1-1000KVA |  | Pass | null | Pass | null
378527870 | TNB | DISTRIBUTION | WP PUTRAJAYA & CYBERJAYA | Existing | VCBJ/PCE/J22032/MB22034 | 300280608 | CLOSED | 11 kV | RYB | PE 22.03 CYBERVIEW GARDENS F2 |  |  | CBJ22038 |  | INDKOM | ZZZT | 19980611 | TX2-1000KVA |  | Pass | null | Pass | null
378528164 | TNB | DISTRIBUTION | WP PUTRAJAYA & CYBERJAYA | Existing | VCBJ/PCE/J21451/MB21451 | 300280987 | CLOSED | 11 kV | RYB | PE 21.45 CYBERVILLAGE SERENITY 1 F1 |  |  | CBJ21452 |  | ABB | VRN2A | 28/02/2017 | TX1-1000KVA |  | Pass | null | Pass | null
378528187 | TNB | DISTRIBUTION | WP PUTRAJAYA & CYBERJAYA | Existing | VCBJ/PCE/J21452/MB21454 | 300280986 | CLOSED | 11 kV | RYB | PE 21.45 CYBERVILLAGE SERENITY 1 F2 |  |  | CBJ21455 |  | ABB | VRN2A | 20170103 | TX2-1000KVA |  | Pass | null | Pass | null
378528389 | TNB | DISTRIBUTION | WP PUTRAJAYA & CYBERJAYA | Existing | VCBJ/PCE/J21961/MB21961 | 300452963 | CLOSED | 11 kV | RYB | PE 21.96 SUBANG ALAM |  |  | CBJ21963 |  | INDKOM | ZZZT |  | TX1-1000KVA |  | Pass | null | Pass | null
378528390 | TNB | DISTRIBUTION | WP PUTRAJAYA & CYBERJAYA | Existing | VCBJ/PCE/J21961/MB21961 | 300452963 | CLOSED | 11 kV | RYB | PE 21.96 SUBANG ALAM |  |  | CBJ21964 |  | INDKOM | ZZZT |  | TX2-1000KVA |  | Pass | null | Pass | null
378528789 | TNB | DISTRIBUTION | WP PUTRAJAYA & CYBERJAYA | Existing | VCBJ/PCE/J21431/MB21431 | 300280990 | CLOSED | 11 kV | RYB | PE 21.43 CYBERVILLAGE SERENITY 3 F1 |  |  | CBJ21432 |  | SIEMENS | 8DJH RRT | 21/11/2016 | TX1-1000KVA |  | Pass | null | Pass | null
378528883 | TNB | DISTRIBUTION | WP PUTRAJAYA & CYBERJAYA | Existing | VCBJ/PCE/J21432/MB21434 | 300280989 | CLOSED | 11 kV | RYB | PE 21.43 CYBERVILLAGE SERENITY 3 F2 |  |  | CBJ21435 |  | SIEMENS | 8DJH RRT | 22/11/2016 | TX2-1000KVA |  | Pass | null | Pass | null
378559117 | TNB | DISTRIBUTION | WP PUTRAJAYA & CYBERJAYA | Existing | VPTJ/PCE/J15542/MB15544 | 300509251 | CLOSED | 11 kV | RYB | PE 15.54 DWIPUTRA NO 1 (F2) |  |  | PTJ15545 |  |  | VRN 2A |  |  |  | Pass | null | Pass | null
378567709 | TNB | DISTRIBUTION | WP PUTRAJAYA & CYBERJAYA | Existing | VPTJ/PCE/J05071/MB05071 | 300281258 | CLOSED | 11 kV | RYB | PE 5.07 JLB1 |  |  | PTJ05072 |  | MERLIN GERIN | ZZT | 20030710 |  |  | Pass | null | Pass | null
378567817 | TNB | DISTRIBUTION | WP PUTRAJAYA & CYBERJAYA | Existing | VPTJ/PCE/J05081/MB05081 | 300280693 | CLOSED | 11 kV | RYB | PE 5.08 JLB2 |  |  | PTJ05083 |  | INDKOM | ZZT | 20030710 |  |  | Pass | null | Pass | null
378567929 | TNB | DISTRIBUTION | WP PUTRAJAYA & CYBERJAYA | Existing | VPTJ/PCE/J05051/MB05051 | 300281256 | CLOSED | 11 kV | RYB | PE 5.05 C/S S/L |  |  | PTJ05052 |  | MERLIN GERIN | RM6 | 23/04/2005 |  |  | Pass | null | Pass | null
378568046 | TNB | DISTRIBUTION | WP PUTRAJAYA & CYBERJAYA | Existing | VPTJ/PCE/J05061/MB05061 | 300281257 | CLOSED | 11 kV | RYB | PE 5.06 C/S S/L |  |  | PTJ05062 |  | SCHNEIDER | ZZT | 25/10/2004 |  |  | Pass | null | Pass | null
378568087 | TNB | DISTRIBUTION | WP PUTRAJAYA & CYBERJAYA | Existing | VPTJ/PCE/J05041/MB05041 | 300280687 | CLOSED | 11 kV | RYB | PE 5.04 C/S S/L |  |  | PTJ05043 |  | MERLIN GERIN | ZZT | 20030210 |  |  | Pass | null | Pass | null
378572010 | TNB | DISTRIBUTION | WP PUTRAJAYA & CYBERJAYA | Existing | VCBJ/PCE/J21421/MB21421 | 300280995 | CLOSED | 11 kV | RYB | PE 21.42 CYBERVILLAGE SERENITY 4 F1 |  |  | CBJ21423 |  | INDKOM | ZZT | 30/03/2004 | TX1-1000KVA |  | Pass | null | Pass | null
378572033 | TNB | DISTRIBUTION | WP PUTRAJAYA & CYBERJAYA | Existing | VCBJ/PCE/J21422/MB21424 | 300280992 | CLOSED | 11 kV | RYB | PE 21.42 CYBERVILLAGE SERENITY 4 F2 |  |  | CBJ21426 |  | INDKOM | ZZT | 30/03/2004 | TX2-1000KVA |  | Pass | null | Pass | null
378572202 | TNB | DISTRIBUTION | WP PUTRAJAYA & CYBERJAYA | Existing | VCBJ/PCE/J21461/MB21461 | 300280985 | CLOSED | 11 kV | RYB | PE 21.46 PS 12 |  |  | CBJ21462 |  | INDKOM | ZZT I/D | 22/12/2016 | TX1-500KVA |  | Pass | null | Pass | null
378572290 | TNB | DISTRIBUTION | WP PUTRAJAYA & CYBERJAYA | Existing | VCBJ/PCE/J24031/MB24031 | 310360646 | CLOSED | 11 kV | RYB | PE 24.03 JELANG VISTA 2 |  |  | CBJ24033 |  | INDKOM | INS24 |  | TX1-1000KVA |  | Pass | null | Pass | null
378572384 | TNB | DISTRIBUTION | WP PUTRAJAYA & CYBERJAYA | Existing | VCBJ/PCE/J24021/MB 24021 | 310303824 | CLOSED | 11 kV | RYB | PE 24.02 JELANG VISTA 1 |  |  | CBJ24023 |  | INDKOM | ZZTT.OD |  | TX-1000KVA |  | Pass | null | Pass | null
378572507 | TNB | DISTRIBUTION | WP PUTRAJAYA & CYBERJAYA | Existing | VCBJ/PCE/J21751/MB21751 | 300454652 | CLOSED | 11 kV | RYB | PE 21.75 LAKEVIEW WEST 1 |  |  | CBJ21753 |  | TAMCO | GR1 |  | TX1-1000KVA |  | Pass | null | Pass | null
378572601 | TNB | DISTRIBUTION | WP PUTRAJAYA & CYBERJAYA | Existing | VCBJ/PCE/J21741/MB21741 | 300454650 | CLOSED | 11 kV | RYB | PE 21.74 LAKE VIEW WEST 2 |  |  | CBJ22443 | TAMCO | TAMCO | GR1 |  | TX-1000KVA |  | Pass | null | Pass | null
378572783 | TNB | DISTRIBUTION | WP PUTRAJAYA & CYBERJAYA | Existing | VCBJ/PCE/J22481/MB22481 | 300280473 | CLOSED | 11 kV | RYB | PE 22.48 LOT 12082 FASA 1B F1 |  |  | CBJ22483 |  | INDKOM | ZZT | 19/12/2005 | TX-1000KVA |  | Pass | null | Pass | null
378572869 | TNB | DISTRIBUTION | WP PUTRAJAYA & CYBERJAYA | Existing | VCBJ/PCE/J22482/MB22484 | 300280474 | CLOSED | 11 kV | RYB | PE 22.48 LOT 12082 FASA 1B F2 |  |  | CBJ22485 |  | TAMCO | GR1 | 19/12/2005 | TX2-1000KVA |  | Pass | null | Pass | null
378573016 | TNB | DISTRIBUTION | WP PUTRAJAYA & CYBERJAYA | Existing | VCBJ/PCE/J22171/MB22171 | 300280556 | CLOSED | 11 kV | RYB | PE 22.17 PADAT STP 4 |  |  | CBJ22173 |  | INDKOM | ZZT | 13/05/2002 | TX-500KVA |  | Pass | null | Pass | null
378573410 | TNB | DISTRIBUTION | WP PUTRAJAYA & CYBERJAYA | Existing | VCBJ/PCE/J22211/MB22211 | 300280540 | CLOSED | 11 kV | RYB | PE 22.21 CYBER HEIGHT VILLA F1 |  |  | CBJ22213 |  | INDKOM | GA | 20020805 | TX1-1000KVA |  | Pass | null | Pass | null
378573518 | TNB | DISTRIBUTION | WP PUTRAJAYA & CYBERJAYA | Existing | VCBJ/PCE/J22212/MB22214 | 300280542 | CLOSED | 11 kV | RYB | PE 22.21 CYBER HEIGHT VILLA F2 |  |  | CBJ22216 |  | INDKOM | GA | 20020805 | TX2-1000KVA |  | Pass | null | Pass | null
378573741 | TNB | DISTRIBUTION | WP PUTRAJAYA & CYBERJAYA | Existing | VCBJ/PCE/J22222/MB22224 | 300280535 | CLOSED | 11 kV | RYB | PE 22.22 CYBER HEIGHT VILLA F2 |  |  | CBJ22226 |  | INDKOM | GA | 20041201 | TX2-1000KVA |  | Pass | null | Pass | null
378573764 | TNB | DISTRIBUTION | WP PUTRAJAYA & CYBERJAYA | Existing | VCBJ/PCE/J22221/MB22221 | 300280533 | CLOSED | 11 kV | RYB | PE 22.22 CYBER HEIGHT VILLA F1 |  |  | CBJ22223 |  | INDKOM | GA | 20041201 | TX1-1000KVA |  | Pass | null | Pass | null
378573943 | TNB | DISTRIBUTION | WP PUTRAJAYA & CYBERJAYA | Existing | VCBJ/PCE/J24151/MB24151 | 310338853 | CLOSED | 11 kV | RYB | PE 24.15 APARTMENT TINDAK MURNI |  |  | CBJ24153 |  | INDKOM | INS24 |  | TX1-750KVA |  | Pass | null | Pass | null
378573944 | TNB | DISTRIBUTION | WP PUTRAJAYA & CYBERJAYA | Existing | VCBJ/PCE/J24151/MB24151 | 310338853 | CLOSED | 11 kV | RYB | PE 24.15 APARTMENT TINDAK MURNI |  |  | CBJ24154 |  | INDKOM | INS24 |  | TX2-750KVA |  | Pass | null | Pass | null
378574139 | TNB | DISTRIBUTION | WP PUTRAJAYA & CYBERJAYA | Existing | VCBJ/PCE/J22252/MB22254 | 300280523 | CLOSED | 11 kV | RYB | PE 22.25 CYBER HEIGHT VILLA F2 |  |  | CBJ22256 |  | INDKOM | ZZT | 13/12/2003 | TX2-1000KVA |  | Pass | null | Pass | null
378574218 | TNB | DISTRIBUTION | WP PUTRAJAYA & CYBERJAYA | Existing | VCBJ/PCE/J22251/MB22251 | 300280518 | CLOSED | 11 kV | RYB | PE 22.25 CYBER HEIGHT VILLA F1 |  |  | CBJ22253 |  | INDKOM | ZZT | 13/12/2003 | TX1-1000KVA |  | Pass | null | Pass | null
378574366 | TNB | DISTRIBUTION | WP PUTRAJAYA & CYBERJAYA | Existing | VCBJ/PCE/J22232/MB22234 | 300280529 | CLOSED | 11 kV | RYB | PE 22.23 SEK. SRI PUTERI F2 |  |  | CBJ22236 |  | INDKOM | GA | 26/11/2002 | TX2-1000KVA |  | Pass | null | Pass | null
378574447 | TNB | DISTRIBUTION | WP PUTRAJAYA & CYBERJAYA | Existing | VCBJ/PCE/J22231/MB22231 | 300280527 | CLOSED | 11 kV | RYB | PE 22.23 SEK. SRI PUTERI F1 |  |  | CBJ22233 |  | INDKOM | GA | 26/11/2002 | TX1-1000KVA |  | Pass | null | Pass | null
378574587 | TNB | DISTRIBUTION | WP PUTRAJAYA & CYBERJAYA | Existing | VCBJ/PCE/J22242/MB22244 | 300280526 | CLOSED | 11 kV | RYB | PE 22.24 SEK. SRI PUTERI F2 |  |  | CBJ22247 |  | INDKOM | ZZT | 26/11/2002 | TX2-750KVA |  | Pass | null | Pass | null
378574673 | TNB | DISTRIBUTION | WP PUTRAJAYA & CYBERJAYA | Existing | VCBJ/PCE/J22241/MB22241 | 300280525 | CLOSED | 11 kV | RYB | PE 22.24 SEK. SRI PUTERI F1 |  |  | CBJ22244 |  | INDKOM | ZZZT | 26/11/2002 | TX1-750KVA |  | Pass | null | Pass | null
378574784 | TNB | DISTRIBUTION | WP PUTRAJAYA & CYBERJAYA | Existing | VCBJ/PCE/J21811/MB21811 | 300454935 | CLOSED | 11 kV | RYB | SS 21.81 SHAFBURY-MLCP CAR PARK F1 |  |  | CBJ21813 |  | INDKOM | ZZT |  | TX1-1000KVA |  | Pass | null | Pass | null
378574878 | TNB | DISTRIBUTION | WP PUTRAJAYA & CYBERJAYA | Existing | VCBJ/PCE/J21812/MB21814 | 300454938 | CLOSED | 11 kV | RYB | SS 21.81 SHAFBURY-MLCP CAR PARK F2 |  |  | CBJ21816 |  | INDKOM | ZZT |  | TX2-1000KVA |  | Pass | null | Pass | null
378574994 | TNB | DISTRIBUTION | WP PUTRAJAYA & CYBERJAYA | Existing | VCBJ/PCE/J21061/MB21061 | 300281072 | CLOSED | 11 kV | RYB | PE 21.06 PADAT B 15-4 |  |  | CBJ21062 |  | TAMCO | ZTZ | 28/06/1999 | TX1-1000KVA |  | Pass | null | Pass | null
378575134 | TNB | DISTRIBUTION | WP PUTRAJAYA & CYBERJAYA | Existing | VCBJ/PCE/J21051/MB21051 | 300281075 | CLOSED | 11 kV | RYB | PE 21.05 B15-3 |  |  | CBJ21052 |  | SIEMENS | 8DJ10.16 | 28/06/1999 | TX-1000KVA |  | Pass | null | Pass | null
378575221 | TNB | DISTRIBUTION | WP PUTRAJAYA & CYBERJAYA | Existing | VCBJ/PCE/J21071/MB21071 | 300281068 | CLOSED | 11 kV | RYB | PE 21.07 P.APEC |  |  | CBJ21072 |  | INDKOM | ZZT | 19990707 | TX-1000KVA |  | Pass | null | Pass | null
378575378 | TNB | DISTRIBUTION | WP PUTRAJAYA & CYBERJAYA | Existing | VCBJ/PCE/J21041/MB21041 | 300281076 | CLOSED | 11 kV | RYB | PE 21.04 B15-2 |  |  | CBJ21042 |  | TAMCO | GR1 | 28/06/1999 | TX-1000KVA |  | Pass | null | Pass | null
378575534 | TNB | DISTRIBUTION | WP PUTRAJAYA & CYBERJAYA | Existing | VPTJ/PCE/J11491/MB11491 | 300281092 | CLOSED | 11 kV | RYB | PE 11.49 KANTIN KVDT |  |  | PTJ11492 |  | TAMCO | GR1 | 24/06/2007 | TX-1000KVA |  | Pass | null | Pass | null
378575648 | TNB | DISTRIBUTION | WP PUTRAJAYA & CYBERJAYA | Existing | VCBJ/PCE/J21031/MB21031 | 300281077 | CLOSED | 11 kV | RYB | PE 21.03 B15-1 |  |  | CBJ21032 |  | TAMCO | GR1 | 28/06/1999 | TX-1000KVA |  | Pass | null | Pass | null
378575796 | TNB | DISTRIBUTION | WP PUTRAJAYA & CYBERJAYA | Existing | VPTJ/PCE/J11421/MB11421 | 300281073 | CLOSED | 11 kV | RYB | PE 11.42 BLOK G (F1) |  |  | PTJ11423 |  | INDKOM | ZZT | 17/08/2004 | TX1-1000KVA |  | Pass | null | Pass | null
378575916 | TNB | DISTRIBUTION | WP PUTRAJAYA & CYBERJAYA | Existing | VPTJ/PCE/J11422/MB11424 | 300281074 | CLOSED | 11 kV | RYB | PE 11.42 BLOK G (F2) |  |  | PTJ11426 |  | INDKOM | ZZT | 17/08/2004 | TX2-1000KVA |  | Pass | null | Pass | null
378576009 | TNB | DISTRIBUTION | WP PUTRAJAYA & CYBERJAYA | Existing | VPTJ/PCE/J11411/MB11411 | 300281080 | CLOSED | 11 kV | RYB | PE 11.41 BLOK F |  |  | PTJ11413 |  | INDKOM | ZZT | 17/08/2004 | TX1-1000KVA |  | Pass | null | Pass | null
378607021 | TNB | DISTRIBUTION | WP PUTRAJAYA & CYBERJAYA | Existing | VCBJ/PCE/J21681/MB21681 | 300455072 | CLOSED | 11 kV | RYB | PE 21.68 Padat Elite 4 |  |  | CBJ21682 |  | SCHNEIDER | NE-1Q1 |  |  |  | Pass | null | Pass | null
378607141 | TNB | DISTRIBUTION | WP PUTRAJAYA & CYBERJAYA | Existing | VCBJ/PCE/J21201/MB21201 | 300281021 | CLOSED | 11 kV | RYB | PE 21.20 ELITE HIGHWAY NO. 2 |  |  | CBJ21203 |  | INDKOM | ZZT | 28/02/2000 |  |  | Pass | null | Pass | null
378607351 | TNB | DISTRIBUTION | WP PUTRAJAYA & CYBERJAYA | Existing | VCBJ/PCE/J21191/MB21191 | 300281022 | CLOSED | 11 kV | RYB | PE 21.19 ELITE HIGHWAY NO. 1 |  |  | CBJ21193 |  | INDKOM | ZZT | 31/12/1999 |  |  | Pass | null | Pass | null
379452217 | TNB | DISTRIBUTION | WP PUTRAJAYA & CYBERJAYA | Existing | VCBJ/PCE/J22061/MB22061 | 300280591 | CLOSED | 11 kV | RYB | PE 22.06 PADAT B 15-5 |  |  | CBJ22063 |  | INDKOM | ZZT | 25/04/2000 | TX-1000KVA |  | Pass | null | Pass | null
379452369 | TNB | DISTRIBUTION | WP PUTRAJAYA & CYBERJAYA | Existing | VCBJ/PCE/J22071/MB22071 | 300280587 | CLOSED | 11 kV | RYB | PE 22.07 PADAT B 15-6 |  |  | CBJ22072 |  | MERLIN GERIN | ZZT | 30/05/2000 | TX-1000KVA |  | Pass | null | Pass | null
379907368 | TNB | DISTRIBUTION | WP PUTRAJAYA & CYBERJAYA | Existing | VPTJ/PCE/J00355/MB1 | 310376044 | CLOSED | 11 kV | RYB | PE 15.57 DWIPUTRA NO 4 (F2) |  |  | PTJ15575 |  |  | VRN2a |  |  |  | Pass | null | Pass | null
379907464 | TNB | DISTRIBUTION | WP PUTRAJAYA & CYBERJAYA | Existing | VPTJ/PCE/J00350/MB1 | 309895385 | CLOSED | 11 kV | RYB | PE 15.57 DWIPUTRA NO 4 (F1) |  |  | PTJ15572 |  |  | VRN 2A |  |  |  | Pass | null | Pass | null
379907563 | TNB | DISTRIBUTION | WP PUTRAJAYA & CYBERJAYA | Existing | VPTJ/PCE/J00354/MB1 | 300537442 | CLOSED | 11 kV | RYB | PE 15.59 DWIPUTRA NO 6 (F2) |  |  | PTJ15595 |  |  | VRN 2A |  |  |  | Pass | null | Pass | null
379907657 | TNB | DISTRIBUTION | WP PUTRAJAYA & CYBERJAYA | Existing | VPTJ/PCE/J00352/MB1 | 300554401 | CLOSED | 11 kV | RYB | PE 15.59 DWIPUTRA NO 6 (F1) |  |  | PTJ15592 |  |  | VRN 2A |  |  |  | Pass | null | Pass | null
379907769 | TNB | DISTRIBUTION | WP PUTRAJAYA & CYBERJAYA | Existing | VPTJ/PCE/J00353/MB1 | 300537441 | CLOSED | 11 kV | RYB | PE 15.58 DWIPUTRA NO 5 (F2) |  |  | PTJ15585 |  |  | VRN2a |  |  |  | Pass | null | Pass | null
379907863 | TNB | DISTRIBUTION | WP PUTRAJAYA & CYBERJAYA | Existing | VPTJ/PCE/J00351/MB1 | 300554406 | CLOSED | 11 kV | RYB | PE 15.58 DWIPUTRA NO 5 (F1) |  |  | PTJ15582 |  |  | VRN 2A |  |  |  | Pass | null | Pass | null
379907998 | TNB | DISTRIBUTION | WP PUTRAJAYA & CYBERJAYA | Existing | VPTJ/PCE/J08402/MB08404 | 310375499 | CLOSED | 11 kV | RYB | PE 8.40 8R4 BLOK C F2 |  |  | PTJ08403 |  |  | VRN29 |  |  |  | Pass | null | Pass | null
379908121 | TNB | DISTRIBUTION | WP PUTRAJAYA & CYBERJAYA | Existing | VPTJ/PCE/J08401/MB08401 | 310375494 | CLOSED | 11 kV | RYB | PE 8.40 8R4 BLOK C F1 |  |  | PTJ08405 |  | EPE | CCTI TYPE:2S+1F |  |  |  | Pass | null | Pass | null
379908217 | TNB | DISTRIBUTION | WP PUTRAJAYA & CYBERJAYA | Existing | VPTJ/PCE/J08411/MB08411 | 310375504 | CLOSED | 11 kV | RYB | PE 8.41 8R4 BLOK D F1 |  |  | PTJ08413 |  | EPE | CCTI TYPE:2S+1F |  |  |  | Pass | null | Pass | null
379908311 | TNB | DISTRIBUTION | WP PUTRAJAYA & CYBERJAYA | Existing | VPTJ/PCE/J08412/MB08414 | 300454909 | CLOSED | 11 kV | RYB | PE 8.41 BLOK D 8R4 F2 |  |  | PTJ08415 |  |  | VRN29 |  |  |  | Pass | null | Pass | null
379908429 | TNB | DISTRIBUTION | WP PUTRAJAYA & CYBERJAYA | Existing | VPTJ/PCE/J08382/MB08384 | 310375517 | CLOSED | 11 kV | RYB | PE 8.38 8R4 BLOK A F2 |  |  | PTJ08385 |  |  | VRN29 |  |  |  | Pass | null | Pass | null
379908523 | TNB | DISTRIBUTION | WP PUTRAJAYA & CYBERJAYA | Existing | VPTJ/PCE/J08381/MB08381 | 310375510 | CLOSED | 11 kV | RYB | PE 8.38 8R4 BLOK A F1 |  |  | PTJ08383 |  | EPE |  |  |  |  | Pass | null | Pass | null
379908619 | TNB | DISTRIBUTION | WP PUTRAJAYA & CYBERJAYA | Existing | VPTJ/PCE/J08391/MB08391 | 310375522 | CLOSED | 11 kV | RYB | PE 8.39 8R4 BLOK B F1 |  |  | PTJ08393 |  | INDKOM | INS24 |  |  |  | Pass | null | Pass | null
379908713 | TNB | DISTRIBUTION | WP PUTRAJAYA & CYBERJAYA | Existing | VPTJ/PCE/J08392/MB08394 | 310338736 | CLOSED | 11 kV | RYB | PE 8.39 BLOK B 8R4 F2 |  |  | PTJ08396 |  | INDKOM |  |  |  |  | Pass | null | Pass | null
379908868 | TNB | DISTRIBUTION | WP PUTRAJAYA & CYBERJAYA | Existing | VPTJ/PCE/J00356/MB1 | 310286482 | CLOSED | 11 kV | RYB | PE 11.76 TERES ZON 9D (1) (F1) |  |  | PTJ11763 |  | INDKOM | INS24 |  |  |  | Pass | null | Pass | null
379908972 | TNB | DISTRIBUTION | WP PUTRAJAYA & CYBERJAYA | Existing | VPTJ/PCE/J00359/MB1 | 310371017 | CLOSED | 11 kV | RYB | PE 11.76 TERES ZON 9D (1) (F2) |  |  | PTJ11766 |  | INDKOM | INS24 |  |  |  | Pass | null | Pass | null
379909078 | TNB | DISTRIBUTION | WP PUTRAJAYA & CYBERJAYA | Existing | VPTJ/PCE/J00357/MB1 | 310371019 | CLOSED | 11 kV | RYB | PE 11.77 TERES ZON 9D (2) (F1) |  |  | PTJ11773 |  | INDKOM | INS24 |  |  |  | Pass | null | Pass | null
379909184 | TNB | DISTRIBUTION | WP PUTRAJAYA & CYBERJAYA | Existing | VPTJ/PCE/J00358/MB1 | 310286485 | CLOSED | 11 kV | RYB | PE 11.77 TERES ZON 9D (2) (F2) |  |  | PTJ11776 |  | INDKOM | INS24 |  |  |  | Pass | null | Pass | null
379909315 | TNB | DISTRIBUTION | WP PUTRAJAYA & CYBERJAYA | Existing | VPTJ/PCE/J00398/MB1 | 310159639 | CLOSED | 11 kV | RYB | Grp: Substation Comp. 1 PE11.78 F1 |  |  | PTJ11782 |  |  | VRN 2A |  |  |  | Pass | null | Pass | null
379909409 | TNB | DISTRIBUTION | WP PUTRAJAYA & CYBERJAYA | Existing | VPTJ/PCE/J00399/MB1 | 310159659 | CLOSED | 11 kV | RYB | E 11.78 PPA1M PALMA (F2) |  |  | PTJ11785 |  |  | VRN 2A | 17/11/2016 |  |  | Pass | null | Pass | null
379909518 | TNB | DISTRIBUTION | WP PUTRAJAYA & CYBERJAYA | Existing | VPTJ/PCE/J05351/MB05351 | 310375513 | CLOSED | 11 kV | RYB | PE 5.35 TEMP 5R5 |  |  | PTJ05353 |  | INDKOM | ZZTT 1D |  |  |  | Pass | null | Pass | null
379909819 | TNB | DISTRIBUTION | WP PUTRAJAYA & CYBERJAYA | Existing | VCBJ/PCE/J24361/MB24361 | 310386506 | CLOSED | 11 kV | RYB | PE 24.36 VERDI CONDO BLOK 2 |  |  | CBJ24364 |  | INDKOM | ZZTT1D |  |  |  | Pass | null | Pass | null
379909820 | TNB | DISTRIBUTION | WP PUTRAJAYA & CYBERJAYA | Existing | VCBJ/PCE/J24361/MB24361 | 310386506 | CLOSED | 11 kV | RYB | PE 24.36 VERDI CONDO BLOK 2 |  |  | CBJ24363 |  | INDKOM | ZZTT1D |  |  |  | Pass | null | Pass | null
379910002 | TNB | DISTRIBUTION | WP PUTRAJAYA & CYBERJAYA | Existing | VCBJ/PCE/J24351/MB24351 | 310386491 | CLOSED | 11 kV | RYB | PE 24.35 VERDI CONDO BLOK 1 |  |  | CBJ24354 |  | INDKOM | ZZTT1D |  |  |  | Pass | null | Pass | null
379910003 | TNB | DISTRIBUTION | WP PUTRAJAYA & CYBERJAYA | Existing | VCBJ/PCE/J24351/MB24351 | 310386491 | CLOSED | 11 kV | RYB | PE 24.35 VERDI CONDO BLOK 1 |  |  | CBJ24353 |  | INDKOM | ZZTT1D |  |  |  | Pass | null | Pass | null
379924544 | TNB | DISTRIBUTION | WP PUTRAJAYA & CYBERJAYA | Existing | VPTJ/PCE/J00347/MB1 | 310371235 | CLOSED | 11 kV | RYB | PE 12.04 SPINE ROAD NO 2 (F2) |  |  | PTJ12046 | [6 empty] | Pass | null | Pass | null
379924645 | TNB | DISTRIBUTION | WP PUTRAJAYA & CYBERJAYA | Existing | VPTJ/PCE/J00347/MB1 | 310371232 | CLOSED | 11 kV | RYB | PE 12.04 SPINE ROAD NO 2 (F1) |  |  | PTJ12043 |  | INDKOM | INS24 |  |  |  | Pass | null | Pass | null
379924739 | TNB | DISTRIBUTION | WP PUTRAJAYA & CYBERJAYA | Existing | VPTJ/PCE/J00348/MB1 | 310372346 | CLOSED | 11 kV | RYB | PE 12.05 PS 19 (F2) |  |  | PTJ12055 |  | SCHNEIDER |  |  |  |  | Pass | null | Pass | null
379924833 | TNB | DISTRIBUTION | WP PUTRAJAYA & CYBERJAYA | Existing | VPTJ/PCE/J00346/MB1 | 310372341 | CLOSED | 11 kV | RYB | PE 12.05 PS 19 (F1) |  |  | PTJ12052 |  | SCHNEIDER |  |  |  |  | Pass | null | Pass | null
379925004 | TNB | DISTRIBUTION | WP PUTRAJAYA & CYBERJAYA | Existing | VPTJ/PCE/J00335/MB1 | 310332995 | CLOSED | 11 kV | RYB | PE 15.49 NADI 15 (1) (F1) |  |  | PTJ15493 |  | INDKOM | ZZT ID |  |  |  | Pass | null | Pass | null
379925098 | TNB | DISTRIBUTION | WP PUTRAJAYA & CYBERJAYA | Existing | VPTJ/PCE/J15492/MB15494 | 310332998 | CLOSED | 11 kV | RYB | PE 15.49 NADI 15 (1) (F2) |  |  | PTJ15496 |  | INDKOM |  |  |  |  | Pass | null | Pass | null
379925194 | TNB | DISTRIBUTION | WP PUTRAJAYA & CYBERJAYA | Existing | VPTJ/PCE/J00336/MB1 | 300520274 | CLOSED | 11 kV | RYB | PE 15.50 NADI 15 (2) (F1) |  |  | PTJ15503 |  | INDKOM | INS24 |  |  |  | Pass | null | Pass | null
379925288 | TNB | DISTRIBUTION | WP PUTRAJAYA & CYBERJAYA | Existing | VPTJ/PCE/J15502/MB15504 | 300522664 | CLOSED | 11 kV | RYB | PE 15.50 NADI 15 (2) (F2) |  |  | PTJ15506 |  | INDKOM | INS24 |  |  |  | Pass | null | Pass | null
379925384 | TNB | DISTRIBUTION | WP PUTRAJAYA & CYBERJAYA | Existing | VPTJ/PCE/J00334/MB1 | 300520263 | CLOSED | 11 kV | RYB | PE 15.51 NADI 15 (3) (F1) |  |  | PTJ15513 |  | INDKOM | INS24 |  |  |  | Pass | null | Pass | null
379925478 | TNB | DISTRIBUTION | WP PUTRAJAYA & CYBERJAYA | Existing | VPTJ/PCE/J15512/MB15514 | 300522668 | CLOSED | 11 kV | RYB | PE 15.51 NADI 15 (3) (F2) |  |  | PTJ15516 |  | INDKOM | INS24 |  |  |  | Pass | null | Pass | null
379925863 | TNB | DISTRIBUTION | WP PUTRAJAYA & CYBERJAYA | Existing | VPTJ/PCE/J00372/MB1 | 310376046 | CLOSED | 11 kV | RYB | PE 14.34 DUTA VILLA (EFI) (F1) |  |  | PTJ14343 |  | INDKOM | INS24 |  |  |  | Pass | null | Pass | null
379925967 | TNB | DISTRIBUTION | WP PUTRAJAYA & CYBERJAYA | Existing | VPTJ/PCE/J00374/MB1 | 310376049 | CLOSED | 11 kV | RYB | PE 14.34 DUTA VILLA (EFI) (F2) |  |  | PTJ14346 |  | INDKOM | INS24 |  |  |  | Pass | null | Pass | null
379926319 | TNB | DISTRIBUTION | WP PUTRAJAYA & CYBERJAYA | Existing | VCBJ/PCE/J00130/MB1 | 310375552 | CLOSED | 11 kV | RYB | PE 25.30 GLADE 3-3 |  |  | CBJ25302 |  | SCHNEIDER | NE-21Q |  |  |  | Pass | null | Pass | null
379926413 | TNB | DISTRIBUTION | WP PUTRAJAYA & CYBERJAYA | Existing | VCBJ/PCE/J00129/MB1 | 310389792 | CLOSED | 11 kV | RYB | PE 25.29 GLADE 3-2 |  |  | CBJ25292 |  | SCHNEIDER | NE-21Q |  |  |  | Pass | null | Pass | null
379926507 | TNB | DISTRIBUTION | WP PUTRAJAYA & CYBERJAYA | Existing | VCBJ/PCE/J00124/MB1 | 310389790 | CLOSED | 11 kV | RYB | PE 25.28 GLADE 3-1 |  |  | CBJ25282 |  | MERLIN GERIN | NE-21Q |  |  |  | Pass | null | Pass | null
379926844 | TNB | DISTRIBUTION | WP PUTRAJAYA & CYBERJAYA | Existing | VCBJ/PCE/J23211/MB23211 | 310303828 | CLOSED | 11 kV | RYB | PE 23.21 EASTERN CORIDOR |  |  | CBJ23212 |  | SCHNEIDER | NE-21Q |  |  |  | Pass | null | Pass | null
379926955 | TNB | DISTRIBUTION | WP PUTRAJAYA & CYBERJAYA | Existing | VCBJ/PCE/J00132/MB1 | 310386417 | CLOSED | 11 kV | RYB | PE 23.31 TEMP AXVENTURE |  |  | CBJ23312 |  | MERLIN GERIN | NE-21Q |  |  |  | Pass | null | Pass | null
380663146 | TNB | DISTRIBUTION | WP PUTRAJAYA & CYBERJAYA | Existing | VPTJ/PCE/J00442/MB1 | 310554291 | CLOSED | 11 kV | RYB | D-PTJ-C15-0989 |  |  | P17152 |  | SIEMENS | 8DJH |  | TX-1000kVA |  | Pass | null | Pass | null
380663267 | TNB | DISTRIBUTION | WP PUTRAJAYA & CYBERJAYA | Existing | VPTJ/PCE/J00443/MB1 | 310554274 | CLOSED | 11 kV | RYB | D-PTJ-C15-0989 |  |  | P17156 |  | SIEMENS | 8DJH |  |  |  | Pass | null | Pass | null
380663390 | TNB | DISTRIBUTION | WP PUTRAJAYA & CYBERJAYA | Existing | VPTJ/PCE/J00444/MB1 | 310554333 | CLOSED | 11 kV | RYB | D-PTJ-C15-0989 |  |  | P17163 |  |  | VRN 2A |  | TX-1000kVA |  | Pass | null | Pass | null
380663511 | TNB | DISTRIBUTION | WP PUTRAJAYA & CYBERJAYA | Existing | VPTJ/PCE/J00445/MB1 | 310543647 | CLOSED | 11 kV | RYB | D-PTJ-C15-0989 |  |  | P17166 |  |  | RM6 |  | TX-1000kVA |  | Pass | null | Pass | null
381401680 | TNB | DISTRIBUTION | WP PUTRAJAYA & CYBERJAYA | Existing |  |  | CLOSED | 11 kV | RYB | D-PTJ-C16-0948 |  |  | PTJ12095 | [6 empty] | Pass | null | Pass | null
381401794 | TNB | DISTRIBUTION | WP PUTRAJAYA & CYBERJAYA | Existing |  |  | CLOSED | 11 kV | RYB | D-PTJ-C16-0948 |  |  | PTJ12092 | [6 empty] | Pass | null | Pass | null
381401916 | TNB | DISTRIBUTION | WP PUTRAJAYA & CYBERJAYA | Existing |  |  | CLOSED | 11 kV | RYB | D-PTJ-C16-0948 |  |  | PTJ12105 | [6 empty] | Pass | null | Pass | null
381402030 | TNB | DISTRIBUTION | WP PUTRAJAYA & CYBERJAYA | Existing |  |  | CLOSED | 11 kV | RYB | D-PTJ-C16-0948 |  |  | PTJ12102 | [6 empty] | Pass | null | Pass | null
381402200 | TNB | DISTRIBUTION | WP PUTRAJAYA & CYBERJAYA | Existing | VPTJ/PCE/J00400/MB1 | 310294512 | CLOSED | 11 kV | RYB | D-PTJ-C15-0944 |  |  | PTJ17112 |  |  | VRN 2A |  |  |  | Pass | null | Pass | null
381402314 | TNB | DISTRIBUTION | WP PUTRAJAYA & CYBERJAYA | Existing | VPTJ/PCE/J00401/MB1 | 310294517 | CLOSED | 11 kV | RYB | D-PTJ-C15-0944 |  |  | PTJ17115 |  |  | VRN 2A |  |  |  | Pass | null | Pass | null
381402430 | TNB | DISTRIBUTION | WP PUTRAJAYA & CYBERJAYA | Existing | VPTJ/PCE/J00406/MB1 | 310294511 | CLOSED | 11 kV | RYB | D-PTJ-C16-1074 |  |  | PTJ17142 |  |  | VRN 2A |  |  |  | Pass | null | Pass | null
381402544 | TNB | DISTRIBUTION | WP PUTRAJAYA & CYBERJAYA | Existing | VPTJ/PCE/J00407/MB1 | 310294509 | CLOSED | 11 kV | RYB | D-PTJ-C16-1074 |  |  | PTJ17145 |  |  | VRN 2A |  |  |  | Pass | null | Pass | null
381402694 | TNB | DISTRIBUTION | WP PUTRAJAYA & CYBERJAYA | Existing | VPTJ/PCE/J00404/MB1 | 310294518 | CLOSED | 11 kV | RYB | D-PTJ-C16-1074 |  |  | PTJ17132 |  |  | VRN 2A |  |  |  | Pass | null | Pass | null
381402810 | TNB | DISTRIBUTION | WP PUTRAJAYA & CYBERJAYA | Existing | VPTJ/PCE/J00405/MB1 | 310294510 | CLOSED | 11 kV | RYB | D-PTJ-C16-1074 |  |  | PTJ17135 |  |  | VRN 2A |  |  |  | Pass | null | Pass | null
381402955 | TNB | DISTRIBUTION | WP PUTRAJAYA & CYBERJAYA | Existing | VPTJ/PCE/J00402/MB1 | 310294514 | CLOSED | 11 kV | RYB | D-PTJ-C15-0944 |  |  | PTJ17122 |  |  | VRN 2A |  |  |  | Pass | null | Pass | null
381403069 | TNB | DISTRIBUTION | WP PUTRAJAYA & CYBERJAYA | Existing | VPTJ/PCE/J00403/MB1 | 310294516 | CLOSED | 11 kV | RYB | D-PTJ-C15-0944 |  |  | PTJ17125 |  |  | VRN 2A |  |  |  | Pass | null | Pass | null
381405974 | TNB | DISTRIBUTION | WP PUTRAJAYA & CYBERJAYA | Existing | VPTJ/PCE/J00375/MB1 | 310425312 | CLOSED | 11 kV | RYB | PE 7.14 ELECTRIC SQC 1 |  |  | PTJ07142 |  | SCHNEIDER | NE-2iQ |  | TX-1000KVA |  | Pass | null | Pass | null
381406088 | TNB | DISTRIBUTION | WP PUTRAJAYA & CYBERJAYA | Existing | VPTJ/PCE/J00377/MB1 | 310425309 | CLOSED | 11 kV | RYB | PE 7.15 ELECTRIC SQC 2 |  |  | PTJ07152 |  | SCHNEIDER | NE-2iQ |  | TX-1000KVA |  | Pass | null | Pass | null
381406211 | TNB | DISTRIBUTION | WP PUTRAJAYA & CYBERJAYA | Existing | VPTJ/PCE/J00378/MB1 | 310425307 | CLOSED | 11 kV | RYB | PE 9.50 DEPOH VSQC |  |  | PTJ09502 |  | SCHNEIDER | NE-2iQ |  | TX-1000KVA |  | Pass | null | Pass | null
381406342 | TNB | DISTRIBUTION | WP PUTRAJAYA & CYBERJAYA | Existing |  |  | CLOSED | 11 kV | RYB | PE 23.30 EAST GARDEN |  |  | CBJ23303 |  |  |  |  | TX1-1000KVA |  | Pass | null | Pass | null
381406343 | TNB | DISTRIBUTION | WP PUTRAJAYA & CYBERJAYA | Existing |  |  | CLOSED | 11 kV | RYB | PE 23.30 EAST GARDEN |  |  | CBJ23304 |  |  |  |  | TX2-1000KVA |  | Pass | null | Pass | null
381406595 | TNB | DISTRIBUTION | WP PUTRAJAYA & CYBERJAYA | Existing | VCBJ/PCE/J00131/MB1 | 310024037 | CLOSED | 11 kV | RYB | PE 24.40 LAMAN VIEW |  |  | CBJ24403 |  | INDKOM | INS24 |  | TX-1000KVA |  | Pass | null | Pass | null
381406596 | TNB | DISTRIBUTION | WP PUTRAJAYA & CYBERJAYA | Existing | VCBJ/PCE/J00131/MB1 | 310024037 | CLOSED | 11 kV | RYB | PE 24.40 LAMAN VIEW |  |  | CBJ24404 |  | INDKOM | INS24 |  | TX2-1000KVA |  | Pass | null | Pass | null
381406811 | TNB | DISTRIBUTION | WP PUTRAJAYA & CYBERJAYA | Existing | VPTJ/PCE/J00388/MB1 | 310213597 | CLOSED | 11 kV | RYB | PE 6.07 BLOK 7 PPA1M (F1) |  |  | PTJ06073 |  | EPE | N/A |  | TX-1000KVA |  | Pass | null | Pass | null
381406932 | TNB | DISTRIBUTION | WP PUTRAJAYA & CYBERJAYA | Existing | VPTJ/PCE/J00389/MB1 | 310213598 | CLOSED | 11 kV | RYB | PE 6.07 BLOK 7 PPA1M (F2) |  |  | PTJ06076 |  | EPE | N/A |  | TX-1000KVA |  | Pass | null | Pass | null
381407059 | TNB | DISTRIBUTION | WP PUTRAJAYA & CYBERJAYA | Existing | VPTJ/PCE/J00393/MB1 | 310251082 | CLOSED | 11 kV | RYB | PE 6.11 BLOK 4 PPA1M (F2) |  |  | PTJ06116 |  | EPE | CCTI |  | TX-1000KVA |  | Pass | null | Pass | null
381407180 | TNB | DISTRIBUTION | WP PUTRAJAYA & CYBERJAYA | Existing | VPTJ/PCE/J00392/MB1 | 310213599 | CLOSED | 11 kV | RYB | PE 6.11 BLOK 4 PPA1M (F1) |  |  | PTJ06113 |  | EPE | N/A |  | TX1-1000KVA |  | Pass | null | Pass | null
381407317 | TNB | DISTRIBUTION | WP PUTRAJAYA & CYBERJAYA | Existing | VPTJ/PCE/J00390/MB1 | 310213605 | CLOSED | 11 kV | RYB | PE 6.10 BLOK 6B PPA1M (F1) |  |  | PTJ06103 |  | EPE | CCTI |  | TX-1000KVA |  | Pass | null | Pass | null
381407438 | TNB | DISTRIBUTION | WP PUTRAJAYA & CYBERJAYA | Existing | VPTJ/PCE/J00391/MB1 | 310251080 | CLOSED | 11 kV | RYB | PE 6.10 BLOK 6B PPA1M (F2) |  |  | PTJ06106 |  | EPE | CCTI |  | TX-1000KVA |  | Pass | null | Pass | null
381407561 | TNB | DISTRIBUTION | WP PUTRAJAYA & CYBERJAYA | Existing | VPTJ/PCE/J00397/MB1 | 310213609 | CLOSED | 11 kV | RYB | PE 6.09 BLOK 6A PPA1M (F2) |  |  | PTJ06096 |  | EPE | CCTI |  |  |  | Pass | null | Pass | null
381407682 | TNB | DISTRIBUTION | WP PUTRAJAYA & CYBERJAYA | Existing | VPTJ/PCE/J00396/MB1 | 310213600 | CLOSED | 11 kV | RYB | PE 6.09 BLOK 6A PPA1M (F1) |  |  | PTJ06093 |  | EPE | N/A |  | TX-1000KVA |  | Pass | null | Pass | null
381407805 | TNB | DISTRIBUTION | WP PUTRAJAYA & CYBERJAYA | Existing | VPTJ/PCE/J00394/MB1 | 310213608 | CLOSED | 11 kV | RYB | PE 6.08 BLOK 3 PPA1M (F1) |  |  | PTJ06082 |  | EPE | SSE-VRN2a |  | TX-1000KVA |  | Pass | null | Pass | null
381407926 | TNB | DISTRIBUTION | WP PUTRAJAYA & CYBERJAYA | Existing | VPTJ/PCE/J00395/MB1 | 310213602 | CLOSED | 11 kV | RYB | PE 6.08 BLOK 3 PPA1M (F2) |  |  | PTJ06085 |  | EPE | SSE-VRN2a |  | TX-1000KVA |  | Pass | null | Pass | null
381408049 | TNB | DISTRIBUTION | WP PUTRAJAYA & CYBERJAYA | Existing | VPTJ/PCE/J00386/MB1 | 309997435 | CLOSED | 11 kV | RYB | PE 6.06 BLOK 5B PPA1M (F1) |  |  | PTJ06063 |  | EPE | N/A |  | TX-1000KVA |  | Pass | null | Pass | null
381408170 | TNB | DISTRIBUTION | WP PUTRAJAYA & CYBERJAYA | Existing | VPTJ/PCE/J00387/MB1 | 309997437 | CLOSED | 11 kV | RYB | PE 6.06 BLOK 5B PPA1M (F2) |  |  | PTJ06066 |  | EPE | N/A |  | TX-1000KVA |  | Pass | null | Pass | null
381526228 | TNB | DISTRIBUTION | WP PUTRAJAYA & CYBERJAYA | Existing | VCBJ/PCE/J23291/MB1 | 300545693 | CLOSED | 11 kV | RYB | PE 23.29 PERUMAHAN CERIA RESIDENT |  |  | CBJ23293 |  | INDKOM | INS24 |  | TX-1000KVA |  | Pass | null | Pass | null
381526229 | TNB | DISTRIBUTION | WP PUTRAJAYA & CYBERJAYA | Existing | VCBJ/PCE/J23291/MB1 | 300545693 | CLOSED | 11 kV | RYB | PE 23.29 PERUMAHAN CERIA RESIDENT |  |  | CBJ23294 |  | INDKOM | INS24 |  | TX-1000KVA |  | Pass | null | Pass | null
381526550 | TNB | DISTRIBUTION | WP PUTRAJAYA & CYBERJAYA | Existing | VCBJ/PCE/J21441/MB21441 | 310370043 | CLOSED | 11 kV | RYB | PE 21.44 CYBERVILLAGE SERENITY 2 |  |  | CBJ21443 |  | TAMCO |  |  |  |  | Pass | null | Pass | null
381526551 | TNB | DISTRIBUTION | WP PUTRAJAYA & CYBERJAYA | Existing | VCBJ/PCE/J21441/MB21441 | 310370043 | CLOSED | 11 kV | RYB | PE 21.44 CYBERVILLAGE SERENITY 2 |  |  | CBJ21442 |  | TAMCO |  |  |  |  | Pass | null | Pass | null
381526761 | TNB | DISTRIBUTION | WP PUTRAJAYA & CYBERJAYA | Existing | VCBJ/PCE/J24031/MB24031 | 310360646 | CLOSED | 11 kV | RYB | PE 24.03 JELANG VISTA 2 |  |  | CBJ24034 |  | INDKOM | INS24 |  | TX1-1000KVA |  | Pass | null | Pass | null
381527222 | TNB | DISTRIBUTION | WP PUTRAJAYA & CYBERJAYA | Existing | VCBJ/PCE/J24111/MB24111 | 310360641 | CLOSED | 11 kV | RYB | PE 24.11 SEJATI HOMES 1 |  |  | CBJ24114 |  | ABB | CCFF |  |  |  | Pass | null | Pass | null
381527223 | TNB | DISTRIBUTION | WP PUTRAJAYA & CYBERJAYA | Existing | VCBJ/PCE/J24111/MB24111 | 310360641 | CLOSED | 11 kV | RYB | PE 24.11 SEJATI HOMES 1 |  |  | CBJ24113 |  | ABB | CCFF |  |  |  | Pass | null | Pass | null
382986166 | TNB | DISTRIBUTION | WP PUTRAJAYA & CYBERJAYA | Existing | VPTJ/PCE/J14331/MB14331 | 310338739 | CLOSED | 11 kV | RYB | PE 14.33 PERUMAHAN 14-6 NO 2 (F1) |  |  | PTJ14333 |  | INDKOM | INS24 |  | TX1-1000KVA |  | Pass | null | Pass | null
382986287 | TNB | DISTRIBUTION | WP PUTRAJAYA & CYBERJAYA | Existing | VPTJ/PCE/J14332/MB14334 | 310338743 | CLOSED | 11 kV | RYB | PE 14.33 PERUMAHAN 14-6 NO 2 (F2) |  |  | PTJ14335 |  | INDKOM | INS24 |  | TX2-1000KVA |  | Pass | null | Pass | null
382986420 | TNB | DISTRIBUTION | WP PUTRAJAYA & CYBERJAYA | Existing | VPTJ/PCE/J14321/MB14321 | 310338752 | CLOSED | 11 kV | RYB | PE 14.32 PERUMAHAN 14-6 NO 1 (F1) |  |  | PTJ14323 |  | INDKOM | INS24 |  | TX-1000KVA |  | Pass | null | Pass | null
382986541 | TNB | DISTRIBUTION | WP PUTRAJAYA & CYBERJAYA | Existing | VPTJ/PCE/J14322/MB14324 | 310338747 | CLOSED | 11 kV | RYB | PE 14.32 PERUMAHAN 14-6 NO 1 (F2) |  |  | PTJ14325 |  | SCHNEIDER | NE-2iQ |  | TX2-1000KVA |  | Pass | null | Pass | null
382986695 | TNB | DISTRIBUTION | WP PUTRAJAYA & CYBERJAYA | Existing | VCBJ/PCE/J00127/MB1 | 310212579 | CLOSED | 11 kV | RYB | PE 24.37 KANVAS TOWER A |  |  | CBJ24374 |  | SIEMENS | 8DJH TRRT |  | TX2-1000KVA |  | Pass | null | Pass | null
382986696 | TNB | DISTRIBUTION | WP PUTRAJAYA & CYBERJAYA | Existing | VCBJ/PCE/J00127/MB1 | 310212579 | CLOSED | 11 kV | RYB | PE 24.37 KANVAS TOWER A |  |  | CBJ24371 |  | SIEMENS | 8DJH TRRT |  | TX-1000KVA |  | Pass | null | Pass | null
382986917 | TNB | DISTRIBUTION | WP PUTRAJAYA & CYBERJAYA | Existing | VCBJ/PCE/J00128/MB1 | 310158556 | CLOSED | 11 kV | RYB | PE 24.38 KANVAS TOWER B |  |  | CBJ24384 |  | INDKOM | ZZTT1D |  | TX2-1000KVA |  | Pass | null | Pass | null
382986918 | TNB | DISTRIBUTION | WP PUTRAJAYA & CYBERJAYA | Existing | VCBJ/PCE/J00128/MB1 | 310158556 | CLOSED | 11 kV | RYB | PE 24.38 KANVAS TOWER B |  |  | CBJ24383 |  | INDKOM | ZZTT1D |  | TX1-1000KVA |  | Pass | null | Pass | null
382987151 | TNB | DISTRIBUTION | WP PUTRAJAYA & CYBERJAYA | Existing | VCBJ/PCE/J23261/MB23261 | 310425257 | CLOSED | 11 kV | RYB | PE 23.26 V RESIDENCE |  |  | CBJ23261 |  | SIEMENS | 8DJH TRRT |  | TX1-1000KVA |  | Pass | null | Pass | null
382987152 | TNB | DISTRIBUTION | WP PUTRAJAYA & CYBERJAYA | Existing | VCBJ/PCE/J23261/MB23261 | 310425257 | CLOSED | 11 kV | RYB | PE 23.26 V RESIDENCE |  |  | CBJ23264 |  | SIEMENS | 8DJH TRRT |  | TX2-1000KVA |  | Pass | null | Pass | null
382987363 | TNB | DISTRIBUTION | WP PUTRAJAYA & CYBERJAYA | Existing | VCBJ/PCE/J23271/MB23271 | 310425266 | CLOSED | 11 kV | RYB | PE 23.27 V RESIDENCE 1 |  |  | CBJ23272 |  |  | VRN 2A |  | TX-750KVA |  | Pass | null | Pass | null
382987623 | TNB | DISTRIBUTION | WP PUTRAJAYA & CYBERJAYA | Existing | VCBJ/PCE/J00133/MB1 | 310158581 | CLOSED | 11 kV | RYB | PE 24.41 MAGIC VILLAGE |  |  | CBJ24412 |  |  | VRN 2A |  | TX-750KVA |  | Pass | null | Pass | null
383003392 | TNB | DISTRIBUTION | WP PUTRAJAYA & CYBERJAYA | Existing | VPTJ/PCE/J00383/MB1 | 310159885 | CLOSED | 11 kV | RYB | PE 6.05 BLOK 5A PPA1M (F2) |  |  | PTJ06056 |  | EPE | CCTI |  |  |  | Pass | null | Pass | null
383003513 | TNB | DISTRIBUTION | WP PUTRAJAYA & CYBERJAYA | Existing | VPTJ/PCE/J00382/MB1 | 310159653 | CLOSED | 11 kV | RYB | PE 6.05 BLOK 5A PPA1M (F1) |  |  | PTJ06053 |  | EPE | CCTI |  |  |  | Pass | null | Pass | null
383003636 | TNB | DISTRIBUTION | WP PUTRAJAYA & CYBERJAYA | Existing | VPTJ/PCE/J00381/MB1 | 310213610 | CLOSED | 11 kV | RYB | PE 6.04 BLOK 1 PPA1M (F2) |  |  | PTJ06046 |  | EPE | CCTI |  |  |  | Pass | null | Pass | null
383003757 | TNB | DISTRIBUTION | WP PUTRAJAYA & CYBERJAYA | Existing | VPTJ/PCE/J00380/MB1 | 310213607 | CLOSED | 11 kV | RYB | PE 6.04 BLOK 1 PPA1M (F1) |  |  | PTJ06043 |  | EPE | CCTI |  |  |  | Pass | null | Pass | null
383003918 | TNB | DISTRIBUTION | WP PUTRAJAYA & CYBERJAYA | Existing | VPTJ/PCE/J16321/MB16321 | 310471639 | CLOSED | 11 kV | RYB | PE 16.32 TEMP PPA1M P16D |  |  | PTJ16322 |  | SCHNEIDER | NE-2iQ |  |  |  | Pass | null | Pass | null
383004178 | TNB | DISTRIBUTION | WP PUTRAJAYA & CYBERJAYA | Existing | VPTJ/PCE/J01681/MB01681 | 310372353 | CLOSED | 11 kV | RYB | PE 1.68 TEMP PLOT Z1 & Z2 |  |  | PTJ01682 |  | TAMCO | NA |  |  |  | Pass | null | Pass | null
383004453 | TNB | DISTRIBUTION | WP PUTRAJAYA & CYBERJAYA | Existing | VPTJ/PCE/J11641/MB11641 | 300281093 | CLOSED | 11 kV | RYB | PE 11.64 ZON 10A (F1) |  |  | PTJ11642 |  | TAMCO | GR1-21-1D-08301 | 21/07/2009 |  |  | Pass | null | Pass | null
383004568 | TNB | DISTRIBUTION | WP PUTRAJAYA & CYBERJAYA | Existing | VPTJ/PCE/J11642/MB11644 | 300454762 | CLOSED | 11 kV | RYB | PE 11.64 ZON 10A (F2) |  |  | PTJ11645 |  | TAMCO | GR1-21-1D-08308 |  |  |  | Pass | null | Pass | null
383004688 | TNB | DISTRIBUTION | WP PUTRAJAYA & CYBERJAYA | Existing | VPTJ/PCE/J11651/MB11651 | 300451360 | CLOSED | 11 kV | RYB | PE 11.65 ZON 10A2 (F1) |  |  | PTJ11653 |  | INDKOM | ZZT |  |  |  | Pass | null | Pass | null
383004803 | TNB | DISTRIBUTION | WP PUTRAJAYA & CYBERJAYA | Existing | VPTJ/PCE/J11652/MB11654 | 300281094 | CLOSED | 11 kV | RYB | PE 11.65 ZON 10A2 (F2) |  |  | PTJ11656 |  | INDKOM | ZZT | 13/08/2009 |  |  | Pass | null | Pass | null
383046385 | TNB | DISTRIBUTION | WP PUTRAJAYA & CYBERJAYA | Existing |  |  | CLOSED | 11 kV | RYB | BE KE PEMBANGUNAN PUSAT PENGAJIAN PERTAH |  |  | P1663 | [6 empty] | Pass | null | Pass | null
383046499 | TNB | DISTRIBUTION | WP PUTRAJAYA & CYBERJAYA | Existing |  |  | CLOSED | 11 kV | RYB |  |  |  | P1666 | [6 empty] | Pass | null | Pass | null
383046625 | TNB | DISTRIBUTION | WP PUTRAJAYA & CYBERJAYA | Existing | VCBJ/PCE/J00164/MB1 | 310580315 | CLOSED | 11 kV | RYB | D-CBJ-C17-0519 |  |  | C23452 | LUCY |  | VRN 2A |  |  |  | Pass | null | Pass | null
383046865 | TNB | DISTRIBUTION | WP PUTRAJAYA & CYBERJAYA | Existing |  |  | CLOSED | 11 kV | RYB | D-CBJ-C16-0576 |  |  | C25312 | [6 empty] | Pass | null | Pass | null
383046979 | TNB | DISTRIBUTION | WP PUTRAJAYA & CYBERJAYA | Existing |  |  | CLOSED | 11 kV | RYB | D-CBJ-C16-0576 |  |  | C25322 | [6 empty] | Pass | null | Pass | null
383047093 | TNB | DISTRIBUTION | WP PUTRAJAYA & CYBERJAYA | Existing |  |  | CLOSED | 11 kV | RYB | D-CBJ-C16-0576 |  |  | C25332 | [6 empty] | Pass | null | Pass | null
383338333 | TNB | DISTRIBUTION | WP PUTRAJAYA & CYBERJAYA | Existing | VCBJ/PCE/J00139/MB1 | 310386607 | CLOSED | 11 kV | RYB | D-CBJ-C15-0468 |  |  | CBJ23404 |  | INDKOM | INS24 |  | TX2-1000KVA |  | Pass | null | Pass | null
383338334 | TNB | DISTRIBUTION | WP PUTRAJAYA & CYBERJAYA | Existing | VCBJ/PCE/J00139/MB1 | 310386607 | CLOSED | 11 kV | RYB | D-CBJ-C15-0468 |  |  | CBJ23403 |  | INDKOM | INS24 |  | TX1-1000KVA |  | Pass | null | Pass | null
383338552 | TNB | DISTRIBUTION | WP PUTRAJAYA & CYBERJAYA | Existing | VCBJ/PCE/J00140/MB1 | 310341678 | CLOSED | 11 kV | RYB | D-CBJ-C15-0468 |  |  | CBJ23413 |  | TAMCO | SF6 RMU GR1 |  | TX2-1000KVA |  | Pass | null | Pass | null
383338553 | TNB | DISTRIBUTION | WP PUTRAJAYA & CYBERJAYA | Existing | VCBJ/PCE/J00140/MB1 | 310341678 | CLOSED | 11 kV | RYB | D-CBJ-C15-0468 |  |  | CBJ23412 |  | TAMCO | SF6 RMU GR1 |  | TX1-1000KVA |  | Pass | null | Pass | null
383347044 | TNB | DISTRIBUTION | WP PUTRAJAYA & CYBERJAYA | Existing | VCBJ/PCE/J24021/MB 24021 | 310303824 | CLOSED | 11 kV | RYB | PE 24.02 JELANG VISTA 1 |  |  | CBJ24024 |  | INDKOM | ZZTT.OD |  | TX-1000KVA |  | Pass | null | Pass | null
384171310 | TNB | DISTRIBUTION | WP PUTRAJAYA & CYBERJAYA | Existing | VCBJ/PCE/J00152 |  | CLOSED | 11 kV | RYB | D-CBJ-C16-0439 |  |  | C25063 | [6 empty] | Pass | null | Pass | null
384171442 | TNB | DISTRIBUTION | WP PUTRAJAYA & CYBERJAYA | Existing |  |  | CLOSED | 11 kV | RYB | PE 24.45 CERIA CONDO B |  |  | C24453 | [6 empty] | Pass | null | Pass | null
384171443 | TNB | DISTRIBUTION | WP PUTRAJAYA & CYBERJAYA | Existing |  |  | CLOSED | 11 kV | RYB | PE 24.45 CERIA CONDO B |  |  | C24452 | [6 empty] | Pass | null | Pass | null
384171653 | TNB | DISTRIBUTION | WP PUTRAJAYA & CYBERJAYA | Existing |  |  | CLOSED | 11 kV | RYB | PE 24.44 CERIA CONDO A |  |  | C24443 | [6 empty] | Pass | null | Pass | null
384171654 | TNB | DISTRIBUTION | WP PUTRAJAYA & CYBERJAYA | Existing |  |  | CLOSED | 11 kV | RYB | PE 24.44 CERIA CONDO A |  |  | C24442 | [6 empty] | Pass | null | Pass | null
384172001 | TNB | DISTRIBUTION | WP PUTRAJAYA & CYBERJAYA | Existing |  |  | CLOSED | 11 kV | RYB | D-CBJ-C15-0497 |  |  | N/A | [6 empty] | Pass | null | Pass | null
384304424 | TNB | DISTRIBUTION | WP PUTRAJAYA & CYBERJAYA | Existing |  |  | CLOSED | 11 kV | RYB | D-CBJ-C16-0532 |  |  | C21392 | [6 empty] | Pass | null | Pass | null
385025816 | TNB | DISTRIBUTION | WP PUTRAJAYA & CYBERJAYA | Existing |  |  | CLOSED | 11 kV | RYB |  |  |  | 17233 | [6 empty] | Pass | null | Pass | null
385026650 | TNB | DISTRIBUTION | WP PUTRAJAYA & CYBERJAYA | Existing |  |  | CLOSED | 11 kV | RYB | D-CBJ-C16-0566 |  |  | 24432 | [6 empty] | Pass | null | Pass | null
385026651 | TNB | DISTRIBUTION | WP PUTRAJAYA & CYBERJAYA | Existing |  |  | CLOSED | 11 kV | RYB | D-CBJ-C16-0566 |  |  | 24433 | [6 empty] | Pass | null | Pass | null
388861013 | TNB | DISTRIBUTION | WP PUTRAJAYA & CYBERJAYA | Existing | VCBJ/PCE/J24051/MB24052 | 300454676 | CLOSED | 11 kV | RYB | PE 24.05 SYMPHONY HILLS 3 |  |  | CBJ24053 |  | SCHNEIDER | ID-0233 |  | TX2-1000KVA |  | Pass | null | Pass | null
389013166 | TNB | DISTRIBUTION | WP PUTRAJAYA & CYBERJAYA | Existing | VCBJ/PCE/J24061/MB24062 | 300454672 | CLOSED | 11 kV | RYB | PE 24.06 SYMPHONY HILLS 1 |  |  | CBJ24063 |  | SCHNEIDER | NE-2iQ |  | TX-500KVA |  | Pass | null | Pass | null
389013194 | TNB | DISTRIBUTION | WP PUTRAJAYA & CYBERJAYA | Existing |  |  | CLOSED | 11 kV | RYB | PE 24.06 SYMPHONY HILLS 1 |  |  | N/A | [6 empty] | Pass | null | Pass | null
389013195 | TNB | DISTRIBUTION | WP PUTRAJAYA & CYBERJAYA | Existing |  |  | CLOSED | 11 kV | RYB | PE 24.06 SYMPHONY HILLS 1 |  |  | N/A | [6 empty] | Pass | null | Pass | null
389470106 | TNB | DISTRIBUTION | WP PUTRAJAYA & CYBERJAYA | Existing |  |  | CLOSED | 11 kV | RYB | D-CBJ-C15-0506 |  |  | CBJ24503 | [6 empty] | Pass | null | Pass | null
389527738 | TNB | DISTRIBUTION | WP PUTRAJAYA & CYBERJAYA | Existing | VCBJ/PCE/J21751/MB21751 | 300454652 | CLOSED | 11 kV | RYB | PE 21.75 LAKEVIEW WEST 1 |  |  | CBJ21752 |  | TAMCO | GR1 |  | TX1-1000KVA |  | Pass | null | Pass | null
389528364 | TNB | DISTRIBUTION | WP PUTRAJAYA & CYBERJAYA | Existing | VCBJ/PCE/J21741/MB21741 | 300454650 | CLOSED | 11 kV | RYB | PE 21.74 LAKE VIEW WEST 2 |  |  | CBJ22442 |  | TAMCO | GR1 |  | TX-1000KVA |  | Pass | null | Pass | null
390114628 | TNB | DISTRIBUTION | WP PUTRAJAYA & CYBERJAYA | Existing | VPTJ/PCE/J14092/MB14094 | 300455138 | CLOSED | 11 kV | RYB | PE 14.09 PERUMAHAN 14-4 (F2) |  |  | PTJ14095 | SCHNEIDER |  | RM6 |  |  |  | Pass | null | Pass | null
390320307 | TNB | DISTRIBUTION | WP PUTRAJAYA & CYBERJAYA | Existing | VCBJ/PCE/J22861/MB22861 | 300454739 | CLOSED | 11 kV | RYB | PE 22.86 NEO CYBER BLOK D |  |  | CBJ22864 | INDKOM | INDKOM | ZZTT |  | TX-1000KVA |  | Pass | null | Pass | null
390865656 | TNB | DISTRIBUTION | WP PUTRAJAYA & CYBERJAYA | Existing |  |  | CLOSED | 11 kV | RYB |  |  |  | P11793 | [6 empty] | Pass | null | Pass | null
15475587 | TNB | DISTRIBUTION | WP PUTRAJAYA & CYBERJAYA | Existing | VPTJ/PCE/J11171/MB11171 | 300452982 | CLOSED | 11 kV | RYB | PE 11.17 ZON 7B (F1) |  |  | PTJ11173 |  | INDKOM | ZZT-O/D | 20/06/2011 | MSB Pengguna |  | Pass | null | Pass | null
15475603 | TNB | DISTRIBUTION | WP PUTRAJAYA & CYBERJAYA | Existing | VPTJ/PCE/J11172/MB11174 | 300452983 | CLOSED | 11 kV | RYB | PE 11.17 ZON 7B (F2) |  |  | PTJ11176 |  | INDKOM | ZZT-O/D | 21/06/2011 | TX 2 |  | Pass | null | Pass | null
36722298 | TNB | DISTRIBUTION | WP PUTRAJAYA & CYBERJAYA | Existing | VCBJ/PCE/J21891/MB21891 | 300454631 | CLOSED | 11 kV | RYB | PE 21.89 MYVILLA P2 PARCEL B |  |  | CBJ21892 | TAMCO | TAMCO | GR1 |  |  |  | Pass | null | Pass | null
36722313 | TNB | DISTRIBUTION | WP PUTRAJAYA & CYBERJAYA | Existing | VCBJ/PCE/J21881/MB21881 | 300455085 | CLOSED | 11 kV | RYB | PE 21.88 MYVILLA P2 PARCEL A |  |  | CBJ21882 |  | TAMCO | GR1 |  |  |  | Pass | null | Pass | null
256930566 | TNB | DISTRIBUTION | WP PUTRAJAYA & CYBERJAYA | Existing | VPTJ/PCE/J11282/MB11285 | 300281055 | CLOSED | 11 kV | RYB | PE 11.28 APT ZON 6B (F2) |  |  | PTJ11287 |  | TAMCO | GR1 | 20090309 |  |  | Pass | null | Pass | null
256930576 | TNB | DISTRIBUTION | WP PUTRAJAYA & CYBERJAYA | Existing | VPTJ/PCE/J11282/MB11285 | 300281055 | CLOSED | 11 kV | RYB | PE 11.28 APT ZON 6B (F2) |  |  | PTJ11286 |  | TAMCO | GR1 | 20090309 |  |  | Pass | null | Pass | null
256930592 | TNB | DISTRIBUTION | WP PUTRAJAYA & CYBERJAYA | Existing | VPTJ/PCE/J11281/MB11281 | 300281054 | CLOSED | 11 kV | RYB | PE 11.28 APT ZON 6B (F1) |  |  | PTJ11282 |  | TAMCO | GR1 | 20090309 |  |  | Pass | null | Pass | null
256930593 | TNB | DISTRIBUTION | WP PUTRAJAYA & CYBERJAYA | Existing | VPTJ/PCE/J11281/MB11281 | 300281054 | CLOSED | 11 kV | RYB | PE 11.28 APT ZON 6B (F1) |  |  | PTJ11283 |  | TAMCO | GR1 | 20090309 |  |  | Pass | null | Pass | null
257015502 | TNB | DISTRIBUTION | WP PUTRAJAYA & CYBERJAYA | Existing | VPTJ/PCE/J14031/MB14031 | 300281106 | CLOSED | 11 kV | RYB | PE 14.03 C/S S/L |  |  | PTJ14032 |  | SCHNEIDER | RM6 | 14/03/2005 |  |  | Pass | null | Pass | null
257015529 | TNB | DISTRIBUTION | WP PUTRAJAYA & CYBERJAYA | Existing | VPTJ/PCE/J15021/MB15021 | 300281144 | CLOSED | 11 kV | RYB | PE 15.02 RD F 1 |  |  | PTJ15022 |  | SCHNEIDER | ZZT | 19990810 |  |  | Pass | null | Pass | null
257017821 | TNB | DISTRIBUTION | WP PUTRAJAYA & CYBERJAYA | Existing | VPTJ/PCE/J11452/MB11454 | 300281088 | CLOSED | 11 kV | RYB | PE 11.45 SEK MEN (F2) |  |  | PTJ11456 |  | INDKOM | ZZT | 20/05/2004 |  |  | Pass | null | Pass | null
257017826 | TNB | DISTRIBUTION | WP PUTRAJAYA & CYBERJAYA | Existing | VPTJ/PCE/J11451/MB11451 | 300281086 | CLOSED | 11 kV | RYB | PE 11.45 SEK MEN (F1) |  |  | PTJ11453 |  | INDKOM | ZZT | 20/05/2004 |  |  | Pass | null | Pass | null
257021917 | TNB | DISTRIBUTION | WP PUTRAJAYA & CYBERJAYA | Existing | VPTJ/PCE/J11302/MB11304 | 300281057 | CLOSED | 11 kV | RYB | PE 11.30 SEK REN (EFI) (F2) |  |  | PTJ11306 |  | INDKOM | ZZT | 16/07/2002 |  |  | Pass | null | Pass | null
257021934 | TNB | DISTRIBUTION | WP PUTRAJAYA & CYBERJAYA | Existing | VPTJ/PCE/J11301/MB11301 | 300281056 | CLOSED | 11 kV | RYB | PE 11.30 SEK REN (EFI) (F1) |  |  | PTJ11303 |  | INDKOM | ZZT | 16/07/2002 |  |  | Pass | null | Pass | null
257030885 | TNB | DISTRIBUTION | WP PUTRAJAYA & CYBERJAYA | Existing | VPTJ/PCE/J02061/MB02061 | 300280633 | CLOSED | 11 kV | RYB | PE 2.06 PS 15 (F1) |  |  | PTJ02063 |  | INDKOM | ZZT | 20020607 |  |  | Pass | null | Pass | null
257039958 | TNB | DISTRIBUTION | WP PUTRAJAYA & CYBERJAYA | Existing | VPTJ/PCE/J14221/MB14221 | 300281130 | CLOSED | 11 kV | RYB | PE 14.22 KOMPLEKS SEK MEN (F1) |  |  | PTJ14222 |  | TAMCO | 2+1 | 20070309 |  |  | Pass | null | Pass | null
257204231 | TNB | DISTRIBUTION | WP PUTRAJAYA & CYBERJAYA | Existing | VCBJ/PCE/J22402/MB22404 | 300280500 | CLOSED | 11 kV | RYB | PE 22.40 POLIS CJ F2 |  |  | CBJ22405 |  | TAMCO | GR1 | 15/03/2005 |  |  | Pass | null | Pass | null
257204240 | TNB | DISTRIBUTION | WP PUTRAJAYA & CYBERJAYA | Existing | VCBJ/PCE/J22401/MB22401 | 300280499 | CLOSED | 11 kV | RYB | PE 22.40 POLIS CJ F1 |  |  | CBJ22402 |  | TAMCO | GR1 | 15/03/2005 |  |  | Pass | null | Pass | null
257353100 | TNB | DISTRIBUTION | WP PUTRAJAYA & CYBERJAYA | Existing | VPTJ/PCE/J11182/MB11184 | 300281037 | CLOSED | 11 kV | RYB | PE 11.18 P11 H/1 TERES (EFI) (F2) |  |  | PTJ11184 |  | INDKOM | ZZT | 30/01/2003 |  |  | Pass | null | Pass | null
257353117 | TNB | DISTRIBUTION | WP PUTRAJAYA & CYBERJAYA | Existing | VPTJ/PCE/J00088/MB11183 |  | CLOSED | 11 kV | RYB | PE 11.18 P11 H/1 TERES (EFI) (F1) |  |  | P11183 |  | INDKOM | ZZT |  |  |  | Pass | null | Pass | null
257427464 | TNB | DISTRIBUTION | WP PUTRAJAYA & CYBERJAYA | Existing | VPTJ/PCE/J11362/MB11364 | 300281063 | CLOSED | 11 kV | RYB | PE 11.36 P11 K/13 TERES (F2) |  |  | PTJ11366 |  | INDKOM | ZZT | 20030512 |  |  | Pass | null | Pass | null
257427481 | TNB | DISTRIBUTION | WP PUTRAJAYA & CYBERJAYA | Existing | VPTJ/PCE/J11361/MB11361 | 300281062 | CLOSED | 11 kV | RYB | PE 11.36 P11 K/13 TERES (F1) |  |  | PTJ11363 |  | INDKOM | ZZT | 20030512 |  |  | Pass | null | Pass | null
257437227 | TNB | DISTRIBUTION | WP PUTRAJAYA & CYBERJAYA | Existing | VPTJ/PCE/J05031/MB05031 | 300280684 | CLOSED | 11 kV | RYB | PE 5.03 BR.6 S. GEMILANG |  |  | PTJ05032 |  | MERLIN GERIN | ZZT | 20030210 |  |  | Pass | null | Pass | null
257471794 | TNB | DISTRIBUTION | WP PUTRAJAYA & CYBERJAYA | Existing | VPTJ/PCE/J11352/MB11354 | 300281061 | CLOSED | 11 kV | RYB | PE 11.35 P11 K/3 TERES (EFI) (F2) |  |  | PTJ11356 |  | INDKOM | ZZT | 20030412 |  |  | Pass | null | Pass | null
257471803 | TNB | DISTRIBUTION | WP PUTRAJAYA & CYBERJAYA | Existing | VPTJ/PCE/J11351/MB11351 | 300281060 | CLOSED | 11 kV | RYB | PE 11.35 P11 K/3 TERES (EFI) (F1) |  |  | P11353 |  | INDKOM | ZZT | 20030412 |  |  | Pass | null | Pass | null
257471892 | TNB | DISTRIBUTION | WP PUTRAJAYA & CYBERJAYA | Existing | VPTJ/PCE/J11011/MB11011 | 300280963 | CLOSED | 11 kV | RYB | PE 11.01 RD 3 PER UTARA |  |  | PTJ11012 |  | TAMCO | GR1 | 30/07/1999 |  |  | Pass | null | Pass | null
257475685 | TNB | DISTRIBUTION | WP PUTRAJAYA & CYBERJAYA | Existing | VPTJ/PCE/J18011/MB18011 | 300281208 | CLOSED | 11 kV | RYB | PE 18.01 WR2 |  |  | PTJ18013 |  | INDKOM | ZZT | 22/01/2003 |  |  | Pass | null | Pass | null
376966278 | TNB | DISTRIBUTION | WP PUTRAJAYA & CYBERJAYA | Existing | VPTJ/PCE/J00414/MB1 | 310444753 | CLOSED | 11 kV | RYB | D-PTJ-C17-0998 |  |  | PTJ18293 |  | INDKOM | INS24 |  | TX-500KVA |  | Pass | null | Pass | null
376966393 | TNB | DISTRIBUTION | WP PUTRAJAYA & CYBERJAYA | Existing | VPTJ/PCE/J00415/MB1 | 310444757 | CLOSED | 11 kV | RYB | D-PTJ-C17-0998 |  |  | PTJ18296 |  | INDKOM | INS24 |  | TX-500KVA |  | Pass | null | Pass | null
376970319 | TNB | DISTRIBUTION | WP PUTRAJAYA & CYBERJAYA | Existing | VCBJ/PCE/J00150/MB1 | 310444760 | CLOSED | 11 kV | RYB | D-CBJ-C16-0568 |  |  | CBJ24393 |  | INDKOM | INS24 |  |  |  | Pass | null | Pass | null
376970445 | TNB | DISTRIBUTION | WP PUTRAJAYA & CYBERJAYA | Existing |  |  | CLOSED | 11 kV | RYB | D-PTJ-C17-1095 |  |  | PTJ19042 | [6 empty] | Pass | null | Pass | null
376970603 | TNB | DISTRIBUTION | WP PUTRAJAYA & CYBERJAYA | Existing |  |  | CLOSED | 11 kV | RYB | D-CBJ-C16-0520 |  |  | CBJ23426 | [6 empty] | Pass | null | Pass | null
376970604 | TNB | DISTRIBUTION | WP PUTRAJAYA & CYBERJAYA | Existing |  |  | CLOSED | 11 kV | RYB | D-CBJ-C16-0520 |  |  | CBJ23427 | [6 empty] | Pass | null | Pass | null
376970795 | TNB | DISTRIBUTION | WP PUTRAJAYA & CYBERJAYA | Existing |  |  | CLOSED | 11 kV | RYB | D-CBJ-C16-0520 |  |  | CBJ23423 | [6 empty] | Pass | null | Pass | null
377653054 | TNB | DISTRIBUTION | WP PUTRAJAYA & CYBERJAYA | Existing | VCBJ/PCE/J21891/MB21891 | 300454631 | CLOSED | 11 kV | RYB | PE 21.89 MYVILLA P2 PARCEL B |  |  | CBJ21893 | TAMCO | TAMCO | GR1 |  |  |  | Pass | null | Pass | null
377653143 | TNB | DISTRIBUTION | WP PUTRAJAYA & CYBERJAYA | Existing | VCBJ/PCE/J21881/MB21881 | 300455085 | CLOSED | 11 kV | RYB | PE 21.88 MYVILLA P2 PARCEL A |  |  | CBJ21883 |  | TAMCO | GR1 |  |  |  | Pass | null | Pass | null
377654906 | TNB | DISTRIBUTION | WP PUTRAJAYA & CYBERJAYA | Existing | VCBJ/PCE/J21971/MB21971 | 310371011 | CLOSED | 11 kV | RYB | PE 21.97 MY VILLA PRESINT 4 |  |  | CBJ21971 |  | SCHNEIDER | NE-21Q |  |  |  | Pass | null | Pass | null
377654907 | TNB | DISTRIBUTION | WP PUTRAJAYA & CYBERJAYA | Existing | VCBJ/PCE/J21971/MB21971 | 310371011 | CLOSED | 11 kV | RYB | PE 21.97 MY VILLA PRESINT 4 |  |  | CBJ21973 |  | SCHNEIDER | NE-21Q |  |  |  | Pass | null | Pass | null
377671718 | TNB | DISTRIBUTION | WP PUTRAJAYA & CYBERJAYA | Existing | VCBJ/PCE/J22321/MB22321 | 300280507 | CLOSED | 11 kV | RYB | PE 22.32 MOTOROLA F1 |  |  | CBJ22323 |  | INDKOM | GA | 21/11/2003 | TX-1000KVA |  | Pass | null | Pass | null
377671741 | TNB | DISTRIBUTION | WP PUTRAJAYA & CYBERJAYA | Existing | VCBJ/PCE/J22322/MB22324 | 300280511 | CLOSED | 11 kV | RYB | PE 22.32 MOTOROLA F2 |  |  | CBJ22326 |  | INDKOM | GA | 21/11/2003 | TX2-1000KVA |  | Pass | null | Pass | null
377671859 | TNB | DISTRIBUTION | WP PUTRAJAYA & CYBERJAYA | Existing | VCBJ/PCE/J22351/MB22351 | 300280503 | CLOSED | 11 kV | RYB | PE 22.35 PRIMA PROP 2 F1 |  |  | CBJ22352 |  | TAMCO | GR1 | 20041208 | TX1-1000KVA |  | Pass | null | Pass | null
377671860 | TNB | DISTRIBUTION | WP PUTRAJAYA & CYBERJAYA | Existing | VCBJ/PCE/J22351/MB22351 | 300280503 | CLOSED | 11 kV | RYB | PE 22.35 PRIMA PROP 2 F1 |  |  | CBJ22353 |  | TAMCO | GR1 | 20041208 | TX2-1000KVA |  | Pass | null | Pass | null
377671888 | TNB | DISTRIBUTION | WP PUTRAJAYA & CYBERJAYA | Existing | VCBJ/PCE/J22352/MB22355 | 300280504 | CLOSED | 11 kV | RYB | PE 22.35 PRIMA PROP 2 F2 |  |  | CBJ22356 |  | TAMCO | GR1 | 20041208 |  |  | Pass | null | Pass | null
377671889 | TNB | DISTRIBUTION | WP PUTRAJAYA & CYBERJAYA | Existing | VCBJ/PCE/J22352/MB22355 | 300280504 | CLOSED | 11 kV | RYB | PE 22.35 PRIMA PROP 2 F2 |  |  | CBJ22357 |  | TAMCO | GR1 | 20041208 |  |  | Pass | null | Pass | null
377672190 | TNB | DISTRIBUTION | WP PUTRAJAYA & CYBERJAYA | Existing | VCBJ/PCE/J22091/MB22091 | 300280581 | CLOSED | 11 kV | RYB | PE 22.09 FUJITSU F1 |  |  | CBJ22094 |  | INDKOM | GA | 21/06/2001 | TX1-1000KVA |  | Pass | null | Pass | null
377672213 | TNB | DISTRIBUTION | WP PUTRAJAYA & CYBERJAYA | Existing | VCBJ/PCE/J22092/MB22094 | 300280583 | CLOSED | 11 kV | RYB | PE 22.09 FUJITSU F2 |  |  | CBJ22097 |  | INDKOM | GA | 21/06/2001 |  |  | Pass | null | Pass | null
377672362 | TNB | DISTRIBUTION | WP PUTRAJAYA & CYBERJAYA | Existing | VCBJ/PCE/J22491/MB22491 | 300280470 | CLOSED | 11 kV | RYB | PE 22.49 LOT PT 12082 F1 |  |  | CBJ22492 |  | TAMCO | GR1 | 19/06/2008 | TX1-750KVA |  | Pass | null | Pass | null
377672385 | TNB | DISTRIBUTION | WP PUTRAJAYA & CYBERJAYA | Existing | VCBJ/PCE/J22492/MB22494 | 300280471 | CLOSED | 11 kV | RYB | PE 22.49 LOT PT 12082 F2 |  |  | CBJ22495 |  | TAMCO | GR1 | 19/06/2008 | TX2-1000KVA |  | Pass | null | Pass | null
377672597 | TNB | DISTRIBUTION | WP PUTRAJAYA & CYBERJAYA | Existing | VCBJ/PCE/J22151/MB22151 | 300280557 | CLOSED | 11 kV | RYB | PE 22.15 LOT12072 P.MULTIMEDIA F1 |  |  | CBJ22153 |  | INDKOM | ZZT | 20020903 | TX1-1000KVA |  | Pass | null | Pass | null
377672691 | TNB | DISTRIBUTION | WP PUTRAJAYA & CYBERJAYA | Existing | VCBJ/PCE/J22152/MB22154 | 300280558 | CLOSED | 11 kV | RYB | PE 22.15 LOT 12072 P.MULTIMEDIA F2 |  |  | CBJ22156 |  | INDKOM | ZZT | 20020903 | TX2-1000KVA |  | Pass | null | Pass | null
377679273 | TNB | DISTRIBUTION | WP PUTRAJAYA & CYBERJAYA | Existing | VPTJ/PCE/J05321/MB05321 | 300454748 | CLOSED | 11 kV | RYB | PE 5.32 SEK REN PRESINT 5 (F1) |  |  | PTJ05323 |  | INDKOM | ZZT |  |  |  | Pass | null | Pass | null
377679312 | TNB | DISTRIBUTION | WP PUTRAJAYA & CYBERJAYA | Existing | VPTJ/PCE/J05322/MB05324 | 300454751 | CLOSED | 11 kV | RYB | PE 5.32 SEK REN PRESINT 5 (F2) |  |  | PTJ05326 |  | INDKOM | ZZT |  |  |  | Pass | null | Pass | null
377679426 | TNB | DISTRIBUTION | WP PUTRAJAYA & CYBERJAYA | Existing | VPTJ/PCE/J05331/MB05331 | 300454742 | CLOSED | 11 kV | RYB | PE 5.33 SEK MEN PRESINT 5 (F1) |  |  | PTJ05333 |  | INDKOM | INS24 (ZZTID) |  |  |  | Pass | null | Pass | null
377679522 | TNB | DISTRIBUTION | WP PUTRAJAYA & CYBERJAYA | Existing | VPTJ/PCE/J05332/MB05334 | 300454745 | CLOSED | 11 kV | RYB | PE 5.33 SEK MEN PRESINT 5 (F2) |  |  | PTJ05336 |  | INDKOM | INS24 (ZZTID) |  |  |  | Pass | null | Pass | null
377679635 | TNB | DISTRIBUTION | WP PUTRAJAYA & CYBERJAYA | Existing | VPTJ/PCE/J05171/MB05171 | 300280700 | CLOSED | 11 kV | RYB | PE 5.17 BLOK C 5R3 (F1) |  |  | PTJ05173 |  | INDKOM | ZZT-I/D | 15/09/2008 |  |  | Pass | null | Pass | null
377679724 | TNB | DISTRIBUTION | WP PUTRAJAYA & CYBERJAYA | Existing | VPTJ/PCE/J05172/MB05174 | 300280701 | CLOSED | 11 kV | RYB | PE 5.17 BLOK C 5R3 (F2) |  |  | PTJ05176 |  | INDKOM | ZZT-I/D | 15/09/2008 |  |  | Pass | null | Pass | null
377679829 | TNB | DISTRIBUTION | WP PUTRAJAYA & CYBERJAYA | Existing | VPTJ/PCE/J05182/MB05184 | 300281264 | CLOSED | 11 kV | RYB | PE 5.18 BLOK D 5R3 (F2) |  |  | PTJ05185 |  | TAMCO | GR1 | 15/09/2008 |  |  | Pass | null | Pass | null
377679960 | TNB | DISTRIBUTION | WP PUTRAJAYA & CYBERJAYA | Existing | VPTJ/PCE/J05181/MB05181 | 300281263 | CLOSED | 11 kV | RYB | PE 5.18 BLOK D 5R3 (F1) |  |  | PTJ05182 |  | TAMCO | GR1 | 15/09/2008 |  |  | Pass | null | Pass | null
377680299 | TNB | DISTRIBUTION | WP PUTRAJAYA & CYBERJAYA | Existing | VPTJ/PCE/J05161/MB05161 | 300281261 | CLOSED | 11 kV | RYB | PE 5.16 BLOK B 5R3 (F1) |  |  | PTJ05162 |  | TAMCO | GR1-21-1D | 15/09/2008 |  |  | Pass | null | Pass | null
377680390 | TNB | DISTRIBUTION | WP PUTRAJAYA & CYBERJAYA | Existing | VPTJ/PCE/J05162/MB05164 | 300281262 | CLOSED | 11 kV | RYB | PE 5.16 BLOK B 5R3 (F2) |  |  | PTJ05165 |  | TAMCO | GR1-21-1D | 15/09/2008 |  |  | Pass | null | Pass | null
377680483 | TNB | DISTRIBUTION | WP PUTRAJAYA & CYBERJAYA | Existing | VPTJ/PCE/J05152/MB05154 | 300280699 | CLOSED | 11 kV | RYB | PE 5.15 BLOK A 5R3 (F2) |  |  | PTJ05156 |  | INDKOM | ZZT-I/D | 15/09/2008 |  |  | Pass | null | Pass | null
377680581 | TNB | DISTRIBUTION | WP PUTRAJAYA & CYBERJAYA | Existing | VPTJ/PCE/J05151/MB05151 | 300280698 | CLOSED | 11 kV | RYB | PE 5.15 BLOK A 5R3 (F1) |  |  | PTJ05153 |  | INDKOM | ZZT-I/D | 15/09/2008 |  |  | Pass | null | Pass | null
377680683 | TNB | DISTRIBUTION | WP PUTRAJAYA & CYBERJAYA | Existing | VPTJ/PCE/J06031/MB06031 | 310283387 | CLOSED | 11 kV | RYB | SS 6.03 TEMP 6R6 |  |  | PTJ06032 |  | TAMCO |  |  |  |  | Pass | null | Pass | null
377680784 | TNB | DISTRIBUTION | WP PUTRAJAYA & CYBERJAYA | Existing | VPTJ/PCE/J05142/MB05144 | 300281260 | CLOSED | 11 kV | RYB | PE 5.14 5R1 (F2) |  |  | PTJ05146 |  | INDKOM | ZZT | 15/09/2008 |  |  | Pass | null | Pass | null
377680823 | TNB | DISTRIBUTION | WP PUTRAJAYA & CYBERJAYA | Existing | VPTJ/PCE/J05141/MB05141 | 300281259 | CLOSED | 11 kV | RYB | PE 5.14 5R1 (F1) |  |  | PTJ05143 |  | INDKOM | ZZT | 15/09/2008 |  |  | Pass | null | Pass | null
377680973 | TNB | DISTRIBUTION | WP PUTRAJAYA & CYBERJAYA | Existing | VPTJ/PCE/J06021/MB06021 | 300280715 | CLOSED | 11 kV | RYB | PE 6.02 KOLAM RENANG (F1) |  |  | PTJ06022 |  | MERLIN GERIN | RM6 | 22/05/2007 |  |  | Pass | null | Pass | null
377681071 | TNB | DISTRIBUTION | WP PUTRAJAYA & CYBERJAYA | Existing | VPTJ/PCE/J06022/MB06024 | 300280716 | CLOSED | 11 kV | RYB | PE 6.02 KOLAM RENANG (F2) |  |  | PTJ06025 |  | MERLIN GERIN | RM6 | 22/05/2007 |  |  | Pass | null | Pass | null
377681168 | TNB | DISTRIBUTION | WP PUTRAJAYA & CYBERJAYA | Existing | VPTJ/PCE/J06011/MB06011 | 300280790 | CLOSED | 11 kV | RYB | PE 6.01 GRAND STAND (F1) |  |  | PTJ06012 |  | TAMCO | GR1 | 20050812 |  |  | Pass | null | Pass | null
377681264 | TNB | DISTRIBUTION | WP PUTRAJAYA & CYBERJAYA | Existing | VPTJ/PCE/J06012/MB06014 | 300280791 | CLOSED | 11 kV | RYB | PE 6.01 GRAND STAND (F2) |  |  | PTJ06016 |  | INDKOM | ZZT | 20050812 |  |  | Pass | null | Pass | null
377681382 | TNB | DISTRIBUTION | WP PUTRAJAYA & CYBERJAYA | Existing | VPTJ/PCE/J05261/MB05261 | 300280711 | CLOSED | 11 kV | RYB | PE 5.26 BLOK D2 APT 5R4 (F1) |  |  | PTJ05262 |  | TAMCO | GR1 | 14/01/2009 |  |  | Pass | null | Pass | null
377681480 | TNB | DISTRIBUTION | WP PUTRAJAYA & CYBERJAYA | Existing | VPTJ/PCE/J05262/MB05264 | 300280712 | CLOSED | 11 kV | RYB | PE 5.26 BLOK D2 APT 5R4 (F1) |  |  | PTJ05265 |  | TAMCO | GR1 | 21/01/2009 |  |  | Pass | null | Pass | null
377681580 | TNB | DISTRIBUTION | WP PUTRAJAYA & CYBERJAYA | Existing | VPTJ/PCE/J05252/MB05254 | 300280710 | CLOSED | 11 kV | RYB | PE 5.25 BLOK D1 APT 5R4 (F2) |  |  | PTJ05255 |  | TAMCO | GR1 | 21/01/2009 |  |  | Pass | null | Pass | null
377681767 | TNB | DISTRIBUTION | WP PUTRAJAYA & CYBERJAYA | Existing | VPTJ/PCE/J05251/MB05251 | 300280709 | CLOSED | 11 kV | RYB | PE 5.25 BLOK D1 APT 5R4 (F1) |  |  | PTJ05252 |  | TAMCO | GR1 | 14/01/2009 |  |  | Pass | null | Pass | null
377681961 | TNB | DISTRIBUTION | WP PUTRAJAYA & CYBERJAYA | Existing | VPTJ/PCE/J05242/MB05244 | 300280708 | CLOSED | 11 kV | RYB | PE 5.24 BLOK C APT 5R4 (F2) |  |  | PTJ05245 |  | TAMCO | GR1 | 13/01/2009 |  |  | Pass | null | Pass | null
377682150 | TNB | DISTRIBUTION | WP PUTRAJAYA & CYBERJAYA | Existing | VPTJ/PCE/J05241/MB05241 | 300280707 | CLOSED | 11 kV | RYB | PE 5.24 BLOK C APT 5R4 (F1) |  |  | PTJ05242 |  | TAMCO | GR1 | 20091201 |  |  | Pass | null | Pass | null
377682251 | TNB | DISTRIBUTION | WP PUTRAJAYA & CYBERJAYA | Existing | VPTJ/PCE/J05231/MB05231 | 300280705 | CLOSED | 11 kV | RYB | PE 5.23 BLOK B APT 5R4 (F1) |  |  | PTJ05232 |  | TAMCO | GR1 | 20091201 |  |  | Pass | null | Pass | null
377682345 | TNB | DISTRIBUTION | WP PUTRAJAYA & CYBERJAYA | Existing | VPTJ/PCE/J05232/MB05234 | 300280706 | CLOSED | 11 kV | RYB | PE 5.23 BLOK B APT 5R4 (F2) |  |  | PTJ05235 |  | TAMCO | GR1 | 13/01/2009 |  |  | Pass | null | Pass | null
377682447 | TNB | DISTRIBUTION | WP PUTRAJAYA & CYBERJAYA | Existing | VPTJ/PCE/J05221/MB05221 | 300280703 | CLOSED | 11 kV | RYB | PE 5.22 BLOK A APT 5R4 (F1) |  |  | PTJ05222 |  | TAMCO | GR1 | 20091201 |  |  | Pass | null | Pass | null
377682547 | TNB | DISTRIBUTION | WP PUTRAJAYA & CYBERJAYA | Existing | VPTJ/PCE/J05222/MB05224 | 300280704 | CLOSED | 11 kV | RYB | PE 5.22 BLOK A APT 5R4 (F2) |  |  | PTJ05225 |  | TAMCO | GR1 | 13/01/2009 |  |  | Pass | null | Pass | null
377766189 | TNB | DISTRIBUTION | WP PUTRAJAYA & CYBERJAYA | Existing | VPTJ/PCE/J14191/MB14191 | 300281125 | CLOSED | 11 kV | RYB | PE 14.19 BLOK E2 (EFI) (F1) |  |  | PTJ14192 |  | TAMCO | ZZT | 20050609 |  |  | Pass | null | Pass | null
377766285 | TNB | DISTRIBUTION | WP PUTRAJAYA & CYBERJAYA | Existing | VPTJ/PCE/J14192/MB14194 | 300281126 | CLOSED | 11 kV | RYB | PE 14.19 BLOK E2 (EFI) (F2) |  |  | PTJ14196 |  | INDKOM | ZZT | 20050609 |  |  | Pass | null | Pass | null
377766391 | TNB | DISTRIBUTION | WP PUTRAJAYA & CYBERJAYA | Existing | VPTJ/PCE/J14181/MB14181 | 300281123 | CLOSED | 11 kV | RYB | PE 14.18 BLOK E1 (F1) |  |  | PTJ14183 |  | INDKOM | ZZT | 20050609 |  |  | Pass | null | Pass | null
377766420 | TNB | DISTRIBUTION | WP PUTRAJAYA & CYBERJAYA | Existing | VPTJ/PCE/J14182/MB14184 | 300281124 | CLOSED | 11 kV | RYB | PE 14.18 BLOK E1 (F2) |  |  | PTJ14186 |  | INDKOM | ZZT | 20050609 |  |  | Pass | null | Pass | null
377766513 | TNB | DISTRIBUTION | WP PUTRAJAYA & CYBERJAYA | Existing | VPTJ/PCE/J14171/MB14171 | 300281121 | CLOSED | 11 kV | RYB | PE 14.17 BLOK D (F1) |  |  | PTJ14172 |  | TAMCO | 2+1 | 20050609 |  |  | Pass | null | Pass | null
377766609 | TNB | DISTRIBUTION | WP PUTRAJAYA & CYBERJAYA | Existing | VPTJ/PCE/J14172/MB14174 | 300281122 | CLOSED | 11 kV | RYB | PE 14.17 BLOK D (F2) |  |  | PTJ14176 |  | INDKOM | ZZT | 20050609 |  |  | Pass | null | Pass | null
377766709 | TNB | DISTRIBUTION | WP PUTRAJAYA & CYBERJAYA | Existing | VPTJ/PCE/J14161/MB14161 | 300281119 | CLOSED | 11 kV | RYB | PE 14.16 BLOK C (EFI) (F1) |  |  | PTJ14162 |  |  | 1000 KVA | 20050609 |  |  | Pass | null | Pass | null
377766805 | TNB | DISTRIBUTION | WP PUTRAJAYA & CYBERJAYA | Existing | VPTJ/PCE/J14162/MB14164 | 300281120 | CLOSED | 11 kV | RYB | PE 14.16 BLOK C (EFI) (F2) |  |  | PTJ14166 |  |  | 1000 KVA | 20050609 |  |  | Pass | null | Pass | null
377766894 | TNB | DISTRIBUTION | WP PUTRAJAYA & CYBERJAYA | Existing | VPTJ/PCE/J14151/MB14151 | 300281117 | CLOSED | 11 kV | RYB | PE 14.15 BLOK B (F1) |  |  | PTJ14153 |  | INDKOM | ZZT | 20050609 |  |  | Pass | null | Pass | null
377766988 | TNB | DISTRIBUTION | WP PUTRAJAYA & CYBERJAYA | Existing | VPTJ/PCE/J14152/MB14154 | 300281118 | CLOSED | 11 kV | RYB | PE 14.15 BLOK B (F2) |  |  | PTJ14156 |  | INDKOM | ZZT | 20050609 |  |  | Pass | null | Pass | null
377767075 | TNB | DISTRIBUTION | WP PUTRAJAYA & CYBERJAYA | Existing | VPTJ/PCE/J14141/MB14141 | 300281115 | CLOSED | 11 kV | RYB | PE 14.14 BLOK A (EFI) (F1) |  |  | PTJ14143 |  | INDKOM | ZZT | 20050609 |  |  | Pass | null | Pass | null
377767171 | TNB | DISTRIBUTION | WP PUTRAJAYA & CYBERJAYA | Existing | VPTJ/PCE/J14142/MB14144 | 300281116 | CLOSED | 11 kV | RYB | PE 14.14 BLOK A (EFI) (F2) |  |  | PTJ14146 |  | INDKOM | ZZT | 20050609 |  |  | Pass | null | Pass | null
377767259 | TNB | DISTRIBUTION | WP PUTRAJAYA & CYBERJAYA | Existing | VPTJ/PCE/J14311/MB14311 | 300281141 | CLOSED | 11 kV | RYB | PE 14.31 P'PURI 14-12 BLOK B (F1) |  |  | PTJ14313 |  |  | ZZT | 25/06/2008 |  |  | Pass | null | Pass | null
377767353 | TNB | DISTRIBUTION | WP PUTRAJAYA & CYBERJAYA | Existing | VPTJ/PCE/J14312/MB14314 | 300281142 | CLOSED | 11 kV | RYB | PE 14.31 P'PURI 14-12 BLOK B (F2) |  |  | PTJ14316 |  |  | ZZT | 25/06/2008 |  |  | Pass | null | Pass | null
377767448 | TNB | DISTRIBUTION | WP PUTRAJAYA & CYBERJAYA | Existing | VPTJ/PCE/J14301/MB14301 | 300281139 | CLOSED | 11 kV | RYB | PE 14.30 P'PURI 14-12 BLOK A (EFI) (F1) |  |  | PTJ14303 |  | INDKOM | ZZT | 25/06/2008 |  |  | Pass | null | Pass | null
377767542 | TNB | DISTRIBUTION | WP PUTRAJAYA & CYBERJAYA | Existing | VPTJ/PCE/J14302/MB14304 | 300281140 | CLOSED | 11 kV | RYB | PE 14.30 P'PURI 14-12 BLOK A (EFI) (F2) |  |  | PTJ14306 |  | INDKOM | ZZT | 25/06/2008 |  |  | Pass | null | Pass | null
377767576 | TNB | DISTRIBUTION | WP PUTRAJAYA & CYBERJAYA | Existing | VPTJ/PCE/J14251/MB14251 | 300281133 | CLOSED | 11 kV | RYB | PE 14.25 KOMPLEKS SEK REN (EFI) (F1) |  |  | PTJ14253 |  | INDKOM | ZZT | 20070309 |  |  | Pass | null | Pass | null
377767670 | TNB | DISTRIBUTION | WP PUTRAJAYA & CYBERJAYA | Existing | VPTJ/PCE/J14252/MB14254 | 300281134 | CLOSED | 11 kV | RYB | PE 14.25 KOMPLEKS SEK REN (EFI) (F2) |  |  | PTJ14256 |  | INDKOM | ZZT | 20070309 |  |  | Pass | null | Pass | null
378018335 | TNB | DISTRIBUTION | WP PUTRAJAYA & CYBERJAYA | Existing | VCBJ/PCE/J00143/MB1 | 310402698 | CLOSED | 11 kV | RYB | D-CBJ-C14-0473 |  |  | C23372 |  |  | VRN 2A |  | TX1-1000KVA |  | Pass | null | Pass | null
378018456 | TNB | DISTRIBUTION | WP PUTRAJAYA & CYBERJAYA | Existing | VCBJ/PCE/J00144/MB1 | 310402697 | CLOSED | 11 kV | RYB | D-CBJ-C14-0473 |  |  | C23375 |  |  | VRN 2A |  | TX2-1000KVA |  | Pass | null | Pass | null
378018579 | TNB | DISTRIBUTION | WP PUTRAJAYA & CYBERJAYA | Existing | VCBJ/PCE/J00141/MB1 | 310425999 | CLOSED | 11 kV | RYB | D-CBJ-C17-0588 |  |  | C23392 |  | TAMCO | N/A |  | TX1-1000KVA |  | Pass | null | Pass | null
378018700 | TNB | DISTRIBUTION | WP PUTRAJAYA & CYBERJAYA | Existing | VCBJ/PCE/J00142/MB1 | 310425997 | CLOSED | 11 kV | RYB | D-CBJ-C17-0588 |  |  | C23395 |  | TAMCO | N/A |  | TX2-1000KVA |  | Pass | null | Pass | null
378018823 | TNB | DISTRIBUTION | WP PUTRAJAYA & CYBERJAYA | Existing | VCBJ/PCE/J00145/MB1 | 310425995 | CLOSED | 11 kV | RYB | D-CBJ-C14-0473 |  |  | C23382 |  | TAMCO | N/A |  | TX1-1000kVA |  | Pass | null | Pass | null
378018944 | TNB | DISTRIBUTION | WP PUTRAJAYA & CYBERJAYA | Existing | VCBJ/PCE/J00146/MB1 | 310425996 | CLOSED | 11 kV | RYB | D-CBJ-C14-0473 |  |  | C23385 |  | TAMCO | N/A |  | TX2-1000kVA |  | Pass | null | Pass | null
378019117 | TNB | DISTRIBUTION | WP PUTRAJAYA & CYBERJAYA | Existing | VCBJ/PCE/J00151/MB1 | 310438595 | CLOSED | 11 kV | RYB | D-CBJ-C15-0540 |  |  | C23433 |  | INDKOM | INS24 |  | TX1-1000kVA |  | Pass | null | Pass | null
378019118 | TNB | DISTRIBUTION | WP PUTRAJAYA & CYBERJAYA | Existing | VCBJ/PCE/J00151/MB1 | 310438595 | CLOSED | 11 kV | RYB | D-CBJ-C15-0540 |  |  | C23434 |  | INDKOM | INS24 |  | TX2-1000kVA |  | Pass | null | Pass | null
378043801 | TNB | DISTRIBUTION | WP PUTRAJAYA & CYBERJAYA | Existing | VPTJ/PCE/J14222/MB14224 | 300281132 | CLOSED | 11 kV | RYB | PE 14.22 KOMPLEKS SEK MEN (F2) |  |  | PTJ14225 |  | TAMCO | 2+1 | 20070309 |  |  | Pass | null | Pass | null
378043911 | TNB | DISTRIBUTION | WP PUTRAJAYA & CYBERJAYA | Existing | VPTJ/PCE/J14051/MB14051 | 300454833 | CLOSED | 11 kV | RYB | PE 14.05 PERUMAHAN 14-11 (F1) |  |  | PTJ14052 |  | SCHNEIDER | NE-2iQ |  |  |  | Pass | null | Pass | null
378043934 | TNB | DISTRIBUTION | WP PUTRAJAYA & CYBERJAYA | Existing | VPTJ/PCE/J14052/MB14054 | 300454838 | CLOSED | 11 kV | RYB | PE 14.05 PERUMAHAN 14-11 (F2) |  |  | PTJ14055 |  | SCHNEIDER | NE-2iQ |  |  |  | Pass | null | Pass | null
378043965 | TNB | DISTRIBUTION | WP PUTRAJAYA & CYBERJAYA | Existing | VPTJ/PCE/J14061/MB14061 | 300281107 | CLOSED | 11 kV | RYB | PE 14.06 PERUMAHAN 14-5A |  |  | PTJ14063 |  | INDKOM | ZZT | 26/05/2008 |  |  | Pass | null | Pass | null
378044374 | TNB | DISTRIBUTION | WP PUTRAJAYA & CYBERJAYA | Existing | VPTJ/PCE/J14091/MB14091 | 300281110 | CLOSED | 11 kV | RYB | PE 14.09 PERUMAHAN 14-4 (F1) |  |  | PTJ14092 |  | MERLIN GERIN | NA | 20071108 |  |  | Pass | null | Pass | null
378044505 | TNB | DISTRIBUTION | WP PUTRAJAYA & CYBERJAYA | Existing | VPTJ/PCE/J14081/MB14081 | 300281108 | CLOSED | 11 kV | RYB | PE 14.08 Perumahan 14-10 (F1) |  |  | PTJ14082 |  | FALCON BETA | NA | 28/11/2008 |  |  | Pass | null | Pass | null
378044528 | TNB | DISTRIBUTION | WP PUTRAJAYA & CYBERJAYA | Existing | VPTJ/PCE/J14082/MB14084 | 300281109 | CLOSED | 11 kV | RYB | PE 14.08 Perumahan 14-10 (F2) |  |  | PTJ14085 |  | TAMCO | GR1-21-10-17336 | 28/11/2008 |  |  | Pass | null | Pass | null
378044631 | TNB | DISTRIBUTION | WP PUTRAJAYA & CYBERJAYA | Existing | VPTJ/PCE/J14131/MB14131 | 300281113 | CLOSED | 11 kV | RYB | PE 14.13 ERUMAHAN 14-9 (EFI) (F1) |  |  | PTJ14132 |  | TAMCO | GR1 | 20060902 |  |  | Pass | null | Pass | null
378044654 | TNB | DISTRIBUTION | WP PUTRAJAYA & CYBERJAYA | Existing | VPTJ/PCE/J14132/MB14134 | 300281114 | CLOSED | 11 kV | RYB | PE 14.13 ERUMAHAN 14-9 (EFI) (F2) |  |  | PTJ14135 |  | TAMCO | GR1 | 20060902 |  |  | Pass | null | Pass | null
378044756 | TNB | DISTRIBUTION | WP PUTRAJAYA & CYBERJAYA | Existing | VPTJ/PCE/J14021/MB14021 | 300281104 | CLOSED | 11 kV | RYB | PE 14.02 PERUMAHAN 14-1 (EFI) (F1) |  |  | PTJ14022 |  | TAMCO | GR1 | 25/02/2006 |  |  | Pass | null | Pass | null
378044779 | TNB | DISTRIBUTION | WP PUTRAJAYA & CYBERJAYA | Existing | VPTJ/PCE/J14022/MB14024 | 300281105 | CLOSED | 11 kV | RYB | PE 14.02 PERUMAHAN 14-1 (EFI) (F2) |  |  | PTJ14025 |  | TAMCO | GR1 | 25/02/2006 |  |  | Pass | null | Pass | null
378044882 | TNB | DISTRIBUTION | WP PUTRAJAYA & CYBERJAYA | Existing | VPTJ/PCE/J14111/MB14111 | 300281111 | CLOSED | 11 kV | RYB | PE 14.11 PERUMAHAN 14-1 (F1) |  |  | PTJ14112 |  | TAMCO | GR1 | 25/02/2006 |  |  | Pass | null | Pass | null
378044905 | TNB | DISTRIBUTION | WP PUTRAJAYA & CYBERJAYA | Existing | VPTJ/PCE/J14112/MB14114 | 300281112 | CLOSED | 11 kV | RYB | PE 14.11 PERUMAHAN 14-1 (F2) |  |  | PTJ14115 |  | TAMCO | GR1 | 25/02/2006 |  |  | Pass | null | Pass | null
378045002 | TNB | DISTRIBUTION | WP PUTRAJAYA & CYBERJAYA | Existing | VPTJ/PCE/J16031/MB16031 | 300281176 | CLOSED | 11 kV | RYB | PE 16.03 146 UNIT RUMAH TERES |  |  | PTJ16032 |  | MERLIN GERIN | NA | 20060203 |  |  | Pass | null | Pass | null
378045363 | TNB | DISTRIBUTION | WP PUTRAJAYA & CYBERJAYA | Existing | VPTJ/PCE/J01641/MB01641 | 300454866 | CLOSED | 11 kV | RYB | PE 1.64 PEJ HOTEL PZ 10 (F1) |  |  | PTJ01642 |  | INDKOM | VRN2a |  |  |  | Pass | null | Pass | null
378045389 | TNB | DISTRIBUTION | WP PUTRAJAYA & CYBERJAYA | Existing | VPTJ/PCE/J01642/MB01644 | 300454868 | CLOSED | 11 kV | RYB | PE 1.64 PEJ HOTEL PZ 10 (F2) |  |  | PTJ01646 |  | INDKOM | ZZT I/D |  |  |  | Pass | null | Pass | null
378045412 | TNB | DISTRIBUTION | WP PUTRAJAYA & CYBERJAYA | Existing | VPTJ/PCE/J16311/MB16311 | 310338862 | CLOSED | 11 kV | RYB | PE 16.31 TEMP PPA1M PR 16 |  |  | PTJ16312 |  | TAMCO | GRi |  |  |  | Pass | null | Pass | null
378045513 | TNB | DISTRIBUTION | WP PUTRAJAYA & CYBERJAYA | Existing | VPTJ/PCE/J16201/MB16201 | 300281195 | CLOSED | 11 kV | RYB | PE 16.20 APT A1 (EFI) (F1) |  |  | PTJ16203 |  | INDKOM | ZZT | 20000311 |  |  | Pass | null | Pass | null
378045536 | TNB | DISTRIBUTION | WP PUTRAJAYA & CYBERJAYA | Existing | VPTJ/PCE/J16202/MB16204 | 300281196 | CLOSED | 11 kV | RYB | PE 16.20 APT A1 (EFI) (F2) |  |  | PTJ16206 |  | INDKOM | ZZT | 20000311 |  |  | Pass | null | Pass | null
378045651 | TNB | DISTRIBUTION | WP PUTRAJAYA & CYBERJAYA | Existing | VPTJ/PCE/J16191/MB16191 | 300281193 | CLOSED | 11 kV | RYB | PE 16.19 APT A2 (F1) |  |  | PTJ16193 |  | INDKOM | ZZT | 20000311 |  |  | Pass | null | Pass | null
378045677 | TNB | DISTRIBUTION | WP PUTRAJAYA & CYBERJAYA | Existing | VPTJ/PCE/J16192/MB16194 | 300281194 | CLOSED | 11 kV | RYB | PE 16.19 APT A2 (F2) |  |  | PTJ16196 |  | INDKOM | ZZT | 20000311 |  |  | Pass | null | Pass | null
378045780 | TNB | DISTRIBUTION | WP PUTRAJAYA & CYBERJAYA | Existing | VPTJ/PCE/J16181/MB16181 | 300281191 | CLOSED | 11 kV | RYB | PE 16.18 APT A3 (EFI) (F1) |  |  | PTJ16183 |  | INDKOM | ZZT | 20000311 |  |  | Pass | null | Pass | null
378045807 | TNB | DISTRIBUTION | WP PUTRAJAYA & CYBERJAYA | Existing | VPTJ/PCE/J16182/MB16184 | 300281192 | CLOSED | 11 kV | RYB | PE 16.18 APT A3 (EFI) (F2) |  |  | PTJ16186 |  | INDKOM | GA-ZZT | 20000311 |  |  | Pass | null | Pass | null
378045908 | TNB | DISTRIBUTION | WP PUTRAJAYA & CYBERJAYA | Existing | VPTJ/PCE/J16151/MB16151 | 300281183 | CLOSED | 11 kV | RYB | PE 16.15 SEK. REN (F1) |  |  | PTJ16153 |  | INDKOM | ZZT | 20020509 |  |  | Pass | null | Pass | null
378045935 | TNB | DISTRIBUTION | WP PUTRAJAYA & CYBERJAYA | Existing | VPTJ/PCE/J16152/MB16154 | 300281184 | CLOSED | 11 kV | RYB | PE 16.15 SEK. REN (F2) |  |  | PTJ16156 |  | INDKOM | ZZT | 20020509 |  |  | Pass | null | Pass | null
378046495 | TNB | DISTRIBUTION | WP PUTRAJAYA & CYBERJAYA | Existing | VPTJ/PCE/J12021/MB12021 | 300454639 | CLOSED | 11 kV | RYB | PE 12.02 KUARTERS PEKERJA |  |  | PTJ12022 |  | INDKOM | INS24 |  |  |  | Pass | null | Pass | null
378046521 | TNB | DISTRIBUTION | WP PUTRAJAYA & CYBERJAYA | Existing | VPTJ/PCE/J12011/MB12011 | 300281098 | CLOSED | 11 kV | RYB | PE 12.01 RF 2 P. UTARA |  |  | PTJ12013 |  | TAMCO | GR1 | 20001107 |  |  | Pass | null | Pass | null
378046625 | TNB | DISTRIBUTION | WP PUTRAJAYA & CYBERJAYA | Existing | VPTJ/PCE/J14291/MB14291 | 300281137 | CLOSED | 11 kV | RYB | PE 14.29 GUDANG (EFI) (F1) |  |  | PTJ14293 |  | INDKOM | GA 2K 1TS | 20080801 |  |  | Pass | null | Pass | null
378046686 | TNB | DISTRIBUTION | WP PUTRAJAYA & CYBERJAYA | Existing | VPTJ/PCE/J14292/MB14294 | 300281138 | CLOSED | 11 kV | RYB | PE 14.29 GUDANG (EFI) (F2) |  |  | PTJ14296 |  | INDKOM | GA 2K 1TS | 20080801 |  |  | Pass | null | Pass | null
378046918 | TNB | DISTRIBUTION | WP PUTRAJAYA & CYBERJAYA | Existing | VPTJ/PCE/J14271/MB14271 | 300281135 | CLOSED | 11 kV | RYB | PE 14.27 KOMP PJC SEMENTARA |  |  | PTJ14274 |  | INDKOM | INS24 | 19990901 |  |  | Pass | null | Pass | null
378046919 | TNB | DISTRIBUTION | WP PUTRAJAYA & CYBERJAYA | Existing | VPTJ/PCE/J14271/MB14271 | 300281135 | CLOSED | 11 kV | RYB | PE 14.27 KOMP PJC SEMENTARA |  |  | PTJ14273 |  | INDKOM | INS24 | 19990901 |  |  | Pass | null | Pass | null
378047080 | TNB | DISTRIBUTION | WP PUTRAJAYA & CYBERJAYA | Existing | VPTJ/PCE/J14281/MB14281 | 300281136 | CLOSED | 11 kV | RYB | PE 14.28 KOMPLEKS SEDLEY |  |  | PTJ14282 |  | SCHNEIDER | RM6 | 19990901 |  |  | Pass | null | Pass | null
378047198 | TNB | DISTRIBUTION | WP PUTRAJAYA & CYBERJAYA | Existing | VPTJ/PCE/J14041/MB14041 | 300281254 | CLOSED | 11 kV | RYB | PE 14.04 PADAT L/JALAN |  |  | PTJ14042 |  | INDKOM | INS24 | 14/03/2005 |  |  | Pass | null | Pass | null
378047303 | TNB | DISTRIBUTION | WP PUTRAJAYA & CYBERJAYA | Existing | VPTJ/PCE/J15201/MB15201 | 300281153 | CLOSED | 11 kV | RYB | PE 15.20 VISITOR CENTER F1 |  |  | PTJ15203 |  | INDKOM | ZZT | 27/04/2004 |  |  | Pass | null | Pass | null
378047514 | TNB | DISTRIBUTION | WP PUTRAJAYA & CYBERJAYA | Existing | VPTJ/PCE/J15251/MB15251 | 300454841 | CLOSED | 11 kV | RYB | PE 15.25 PJBT KEDUTAAN IRAQ (F1) |  |  | PTJ15252 |  | SCHNEIDER | NE-2iQ |  |  |  | Pass | null | Pass | null
378047608 | TNB | DISTRIBUTION | WP PUTRAJAYA & CYBERJAYA | Existing | VPTJ/PCE/J15252/MB15251 | 300454844 | CLOSED | 11 kV | RYB | PE 15.25 PJBT KEDUTAAN IRAQ (F2) |  |  | PTJ15255 |  | SCHNEIDER | RM6 |  |  |  | Pass | null | Pass | null
378047704 | TNB | DISTRIBUTION | WP PUTRAJAYA & CYBERJAYA | Existing | VPTJ/PCE/J00330/MB1 | 300503038 | CLOSED | 11 kV | RYB | PE 15.53 KEDUTAAN BRUNEI F1 |  |  | PTJ15533 |  | INDKOM | ZZT |  |  |  | Pass | null | Pass | null
378047798 | TNB | DISTRIBUTION | WP PUTRAJAYA & CYBERJAYA | Existing | VPTJ/PCE/J15532/MB | 300502458 | CLOSED | 11 kV | RYB | PE 15.53 KEDUTAAN BRUNEI F2 |  |  | PTJ15536 | [6 empty] | Pass | null | Pass | null
378047894 | TNB | DISTRIBUTION | WP PUTRAJAYA & CYBERJAYA | Existing | VPTJ/PCE/J15202/MB15204 | 300281154 | CLOSED | 11 kV | RYB | PE 15.20 VISITOR CENTER (F2) |  |  | PTJ15206 |  | INDKOM | ZZT | 27/04/2004 |  |  | Pass | null | Pass | null
378047965 | TNB | DISTRIBUTION | WP PUTRAJAYA & CYBERJAYA | Existing | VPTJ/PCE/J15231/MB15231 | 300281158 | CLOSED | 11 kV | RYB | PE 15.23 PROMENADE |  |  | PTJ15232 |  | SCHNEIDER | ZZT | 31/05/2006 |  |  | Pass | null | Pass | null
378048067 | TNB | DISTRIBUTION | WP PUTRAJAYA & CYBERJAYA | Existing | VPTJ/PCE/J11142/MB11144 | 300280999 | CLOSED | 11 kV | RYB | PE 11.14 APT C (F2) |  |  | PTJ11146 |  | INDKOM | ZZT | 13/05/2003 |  |  | Pass | null | Pass | null
378048165 | TNB | DISTRIBUTION | WP PUTRAJAYA & CYBERJAYA | Existing | VPTJ/PCE/J11141/MB11141 | 300280997 | CLOSED | 11 kV | RYB | PE 11.14 APT C (F1) |  |  | PTJ11143 |  | INDKOM | ZZT | 13/05/2003 |  |  | Pass | null | Pass | null
378048363 | TNB | DISTRIBUTION | WP PUTRAJAYA & CYBERJAYA | Existing | VCBJ/PCE/J21831/MB21831 | 300452981 | CLOSED | 11 kV | RYB | PE 21.83 PS14 ROAD D |  |  | CBJ21833 |  | INDKOM | ZZT |  |  |  | Pass | null | Pass | null
378048513 | TNB | DISTRIBUTION | WP PUTRAJAYA & CYBERJAYA | Existing | VCBJ/PCE/J23101/MB | 300491147 | CLOSED | 11 kV | RYB | PE 23.10 CLOVER NO.1 |  |  | CBJ23104 |  | INDKOM | ZZT |  |  |  | Pass | null | Pass | null
378048514 | TNB | DISTRIBUTION | WP PUTRAJAYA & CYBERJAYA | Existing | VCBJ/PCE/J23101/MB | 300491147 | CLOSED | 11 kV | RYB | PE 23.10 CLOVER NO.1 |  |  | CBJ23104 |  | INDKOM | ZZT |  |  |  | Pass | null | Pass | null
378048696 | TNB | DISTRIBUTION | WP PUTRAJAYA & CYBERJAYA | Existing | VCBJ/PCE/J23121/MB23121 | 300520627 | CLOSED | 11 kV | RYB | PE 23.12 CLOVER NO.3 |  |  | CBJ23124 |  | INDKOM | INS24 |  |  |  | Pass | null | Pass | null
378048697 | TNB | DISTRIBUTION | WP PUTRAJAYA & CYBERJAYA | Existing | VCBJ/PCE/J23121/MB23121 | 300520627 | CLOSED | 11 kV | RYB | PE 23.12 CLOVER NO.3 |  |  | CBJ23123 |  | INDKOM | INS24 |  |  |  | Pass | null | Pass | null
378048902 | TNB | DISTRIBUTION | WP PUTRAJAYA & CYBERJAYA | Existing | VCBJ/PCE/J23111/MB23111 | 300520630 | CLOSED | 11 kV | RYB | PE 23.11 CLOVER NO.2 |  |  | CBJ23114 |  | INDKOM | INS24 |  |  |  | Pass | null | Pass | null
378048903 | TNB | DISTRIBUTION | WP PUTRAJAYA & CYBERJAYA | Existing | VCBJ/PCE/J23111/MB23111 | 300520630 | CLOSED | 11 kV | RYB | PE 23.11 CLOVER NO.2 |  |  | CBJ23113 |  | INDKOM | INS24 |  |  |  | Pass | null | Pass | null
378049303 | TNB | DISTRIBUTION | WP PUTRAJAYA & CYBERJAYA | Existing | VCBJ/PCE/J21851/MB21851 | 300450136 | CLOSED | 11 kV | RYB | PE 21.85 MYVILLA P1 PARCEL A |  |  | CBJ21854 |  | INDKOM | INS24 |  |  |  | Pass | null | Pass | null
378049304 | TNB | DISTRIBUTION | WP PUTRAJAYA & CYBERJAYA | Existing | VCBJ/PCE/J21851/MB21851 | 300450136 | CLOSED | 11 kV | RYB | PE 21.85 MYVILLA P1 PARCEL A |  |  | CBJ21853 |  | INDKOM | INS24 |  |  |  | Pass | null | Pass | null
378049467 | TNB | DISTRIBUTION | WP PUTRAJAYA & CYBERJAYA | Existing | VCBJ/PCE/J21861/MB21861 | 300450278 | CLOSED | 11 kV | RYB | PE 21.86 MYVILLA P1 PARCEL B |  |  | CBJ21863 |  | INDKOM | ZZT |  |  |  | Pass | null | Pass | null
378049669 | TNB | DISTRIBUTION | WP PUTRAJAYA & CYBERJAYA | Existing | VCBJ/PCE/J00103/MB1 | 300493850 | CLOSED | 11 kV | RYB | PE 23.22 SHOP LOT MYVILLA PRS 5 |  |  | CBJ23224 |  | INDKOM | N/A |  |  |  | Pass | null | Pass | null
378049670 | TNB | DISTRIBUTION | WP PUTRAJAYA & CYBERJAYA | Existing | VCBJ/PCE/J00103/MB1 | 300493850 | CLOSED | 11 kV | RYB | PE 23.22 SHOP LOT MYVILLA PRS 5 |  |  | CBJ23223 |  | INDKOM | N/A |  |  |  | Pass | null | Pass | null
378049846 | TNB | DISTRIBUTION | WP PUTRAJAYA & CYBERJAYA | Existing | VCBJ/PCE/J21931/MB21931 | 300454636 | CLOSED | 11 kV | RYB | PE 21.93 MYVILLA P3 PARCEL A |  |  | CBJ21934 |  | INDKOM | INS24 |  |  |  | Pass | null | Pass | null
378049847 | TNB | DISTRIBUTION | WP PUTRAJAYA & CYBERJAYA | Existing | VCBJ/PCE/J21931/MB21931 | 300454636 | CLOSED | 11 kV | RYB | PE 21.93 MYVILLA P3 PARCEL A |  |  | CBJ21933 |  | INDKOM | INS24 |  |  |  | Pass | null | Pass | null
378050043 | TNB | DISTRIBUTION | WP PUTRAJAYA & CYBERJAYA | Existing | VCBJ/PCE/J21941/MB21941 | 300454633 | CLOSED | 11 kV | RYB | PE 21.94 MYVILLA P3 PARCEL B |  |  | CBJ21944 |  | INDKOM | ZZTT 1/D |  |  |  | Pass | null | Pass | null
378050044 | TNB | DISTRIBUTION | WP PUTRAJAYA & CYBERJAYA | Existing | VCBJ/PCE/J21941/MB21941 | 300454633 | CLOSED | 11 kV | RYB | PE 21.94 MYVILLA P3 PARCEL B |  |  | CBJ21943 |  | INDKOM | ZZTT 1/D |  |  |  | Pass | null | Pass | null
378050631 | TNB | DISTRIBUTION | WP PUTRAJAYA & CYBERJAYA | Existing | VPTJ/PCE/J07021/MB07021 | 300281274 | CLOSED | 11 kV | RYB | PE 7.02 POLIS PUTRAJAYA (F1) |  |  | PTJ07023 |  | INDKOM | ZZT | 28/07/1999 |  |  | Pass | null | Pass | null
378050730 | TNB | DISTRIBUTION | WP PUTRAJAYA & CYBERJAYA | Existing | VPTJ/PCE/J07022/MB07024 | 300281275 | CLOSED | 11 kV | RYB | PE 7.02 POLIS PUTRAJAYA (F2) |  |  | PTJ07026 |  | INDKOM | ZZT | 28/07/1999 |  |  | Pass | null | Pass | null
378050833 | TNB | DISTRIBUTION | WP PUTRAJAYA & CYBERJAYA | Existing | VPTJ/PCE/J07011/MB07011 | 300281272 | CLOSED | 11 kV | RYB | PE 7.01 BOMBA PUTRAJAYA (F1) |  |  | PTJ07013 |  | MERLIN GERIN | NE-31Q | 28/07/1999 |  |  | Pass | null | Pass | null
378050927 | TNB | DISTRIBUTION | WP PUTRAJAYA & CYBERJAYA | Existing | VPTJ/PCE/J07012/MB07014 | 300281273 | CLOSED | 11 kV | RYB | PE 7.01 IBU PEJABAT BOMBA (F2) |  |  | PTJ07014 |  | MERLIN GERIN | NE-31Q | 28/07/1999 |  |  | Pass | null | Pass | null
378051048 | TNB | DISTRIBUTION | WP PUTRAJAYA & CYBERJAYA | Existing | VPTJ/PCE/J07081/MB07081 | 300280775 | CLOSED | 11 kV | RYB | PE 7.08 PARK & RIDE (F1) |  |  | PTJ07082 |  | TAMCO | GR1 | 20070504 |  |  | Pass | null | Pass | null
378051145 | TNB | DISTRIBUTION | WP PUTRAJAYA & CYBERJAYA | Existing | VPTJ/PCE/J07082/MB07084 | 300280776 | CLOSED | 11 kV | RYB | PE 7.08 PARK & RIDE (F2) |  |  | PTJ07085 |  | TAMCO | GR1 | 20070504 |  |  | Pass | null | Pass | null
378051245 | TNB | DISTRIBUTION | WP PUTRAJAYA & CYBERJAYA | Existing | VPTJ/PCE/J07062/MB07064 | 300281279 | CLOSED | 11 kV | RYB | PE 7.06 TPB (WTT) (F2) |  |  | PTJ07066 |  | INDKOM | ZZT | 13/06/2002 |  |  | Pass | null | Pass | null
378051276 | TNB | DISTRIBUTION | WP PUTRAJAYA & CYBERJAYA | Existing | VPTJ/PCE/J07061/MB07061 | 300281278 | CLOSED | 11 kV | RYB | PE 7.06 TPB (WTT) (F1) |  |  | PTJ07063 |  | INDKOM | ZZT | 13/06/2002 |  |  | Pass | null | Pass | null
378051481 | TNB | DISTRIBUTION | WP PUTRAJAYA & CYBERJAYA | Existing | VPTJ/PCE/J07051/MB07051 | 300281277 | CLOSED | 11 kV | RYB | PE 7.05 L SENTOSA (R2C) |  |  | PTJ07052 |  | MERLIN GERIN | RM6 | 20010501 |  |  | Pass | null | Pass | null
378051576 | TNB | DISTRIBUTION | WP PUTRAJAYA & CYBERJAYA | Existing | VPTJ/PCE/J07071/MB07071 | 300281280 | CLOSED | 11 kV | RYB | PE 7.07 PLF (F1) |  |  | PTJ07073 |  | INDKOM | ZZT | 27/07/1999 |  |  | Pass | null | Pass | null
378051672 | TNB | DISTRIBUTION | WP PUTRAJAYA & CYBERJAYA | Existing | VPTJ/PCE/J07072/MB07074 | 300281281 | CLOSED | 11 kV | RYB | PE 7.07 PLF (F2) |  |  | PTJ07076 |  | INDKOM | ZZT | 27/07/2009 |  |  | Pass | null | Pass | null
378051779 | TNB | DISTRIBUTION | WP PUTRAJAYA & CYBERJAYA | Existing | VPTJ/PCE/J08121/MB08121 | 300280797 | CLOSED | 11 kV | RYB | PE 8.12 INSIDE PPU 5 (F1) |  |  | PTJ08123 |  | INDKOM | ZZT | 20001210 |  |  | Pass | null | Pass | null
378051873 | TNB | DISTRIBUTION | WP PUTRAJAYA & CYBERJAYA | Existing | VPTJ/PCE/J08122/MB08124 | 300280798 | CLOSED | 11 kV | RYB | PE 8.12 INSIDE PPU 5 (F2) |  |  | PTJ08126 |  | INDKOM | ZZT | 20001210 |  |  | Pass | null | Pass | null
378051978 | TNB | DISTRIBUTION | WP PUTRAJAYA & CYBERJAYA | Existing | VPTJ/PCE/J08161/MB08161 | 300280800 | CLOSED | 11 kV | RYB | PE 8.16 RD 2B L. SENTOSA |  |  | PTJ08163 |  | INDKOM | ZZT | 15/11/1999 |  |  | Pass | null | Pass | null
378052071 | TNB | DISTRIBUTION | WP PUTRAJAYA & CYBERJAYA | Existing | VPTJ/PCE/J08301/MB08301 | 300454757 | CLOSED | 11 kV | RYB | PE 8.30 8C1 (F1) |  |  | PTJ08303 |  | INDKOM | ZZT I/D |  |  |  | Pass | null | Pass | null
378052099 | TNB | DISTRIBUTION | WP PUTRAJAYA & CYBERJAYA | Existing | VPTJ/PCE/J08302/MB08304 | 300454760 | CLOSED | 11 kV | RYB | PE 8.30 8C1 (F2) |  |  | PTJ08306 |  | INDKOM | ZZT I/D |  |  |  | Pass | null | Pass | null
378052133 | TNB | DISTRIBUTION | WP PUTRAJAYA & CYBERJAYA | Existing | VPTJ/PCE/J08311/MB08311 | 300452993 | CLOSED | 11 kV | RYB | PE 8.31 8C3 F1 |  |  | PTJ08312 |  | SCHNEIDER | NE-2iQ |  |  |  | Pass | null | Pass | null
378052227 | TNB | DISTRIBUTION | WP PUTRAJAYA & CYBERJAYA | Existing | VPTJ/PCE/J08312/MB08314 | 300452995 | CLOSED | 11 kV | RYB | PE 8.31 8C3 F2 |  |  | PTJ08315 |  | SCHNEIDER | ZZT |  |  |  | Pass | null | Pass | null
378052360 | TNB | DISTRIBUTION | WP PUTRAJAYA & CYBERJAYA | Existing | VCBJ/PCE/J22541/MB22541 | 300280395 | CLOSED | 11 kV | RYB | PE 22.54 PRIMA 8 F1 |  |  | CBJ22543 |  | INDKOM | GA | 20080306 | TX1-1000KVA |  | Pass | null | Pass | null
378052383 | TNB | DISTRIBUTION | WP PUTRAJAYA & CYBERJAYA | Existing | VCBJ/PCE/J22542/MB22544 | 300280396 | CLOSED | 11 kV | RYB | PE 22.54 PRIMA 8 F2 |  |  | CBJ22546 |  | INDKOM | GA | 20080306 | TX2-1000KVA |  | Pass | null | Pass | null
378052477 | TNB | DISTRIBUTION | WP PUTRAJAYA & CYBERJAYA | Existing | VCBJ/PCE/J22531/MB22531 | 300280398 | CLOSED | 11 kV | RYB | PE 22.53 PRIMA 7 SPAN F1 |  |  | CBJ22532 |  | TAMCO | GR1 | 15/09/2007 |  |  | Pass | null | Pass | null
378052500 | TNB | DISTRIBUTION | WP PUTRAJAYA & CYBERJAYA | Existing | VCBJ/PCE/J22532/MB22534 | 300280399 | CLOSED | 11 kV | RYB | PE 22.53 PRIMA 7 SPAN F2 |  |  | CBJ22535 |  | TAMCO | GR1 | 15/09/2007 |  |  | Pass | null | Pass | null
378052594 | TNB | DISTRIBUTION | WP PUTRAJAYA & CYBERJAYA | Existing | VCBJ/PCE/J22501/MB22501 | 300280467 | CLOSED | 11 kV | RYB | PE 22.50 LOT PT 12092 F1 |  |  | CBJ22502 |  | TAMCO | GR1 | 20/06/2006 |  |  | Pass | null | Pass | null
378052617 | TNB | DISTRIBUTION | WP PUTRAJAYA & CYBERJAYA | Existing | VCBJ/PCE/J22502/MB22504 | 300280469 | CLOSED | 11 kV | RYB | PE 22.50 LOT PT 12092 F2 |  |  | CBJ22505 |  | TAMCO | GR1 | 20/06/2006 |  |  | Pass | null | Pass | null
378052851 | TNB | DISTRIBUTION | WP PUTRAJAYA & CYBERJAYA | Existing | VCBJ/PCE/J22911/MB22911 | 300452930 | CLOSED | 11 kV | RYB | PE 22.91 SOHO F1 |  |  | CBJ22912 |  | TAMCO | GR1 |  | TX1-1000KVA |  | Pass | null | Pass | null
378052874 | TNB | DISTRIBUTION | WP PUTRAJAYA & CYBERJAYA | Existing | VCBJ/PCE/J22912/MB22911 | 300452934 | CLOSED | 11 kV | RYB | PE 22.91 SOHO F2 |  |  | CBJ22915 |  | TAMCO | GR1 |  | TX2-1000KVA |  | Pass | null | Pass | null
378053074 | TNB | DISTRIBUTION | WP PUTRAJAYA & CYBERJAYA | Existing | VCBJ/PCE/J22921/MB22921 | 300452926 | CLOSED | 11 kV | RYB | PE 22.92 PRIMA 12 |  |  | CBJ22923 |  | INDKOM | ZZT I/D |  | TX1-1000KVA |  | Pass | null | Pass | null
378053296 | TNB | DISTRIBUTION | WP PUTRAJAYA & CYBERJAYA | Existing | VCBJ/PCE/J22752/MB22754 | 300288155 | CLOSED | 11 kV | RYB | PE 22.75 KWDI 4 F2 |  |  | CBJ22755 |  | TAMCO | GR1 | 20/12/2010 | TX2-1000KVA |  | Pass | null | Pass | null
378053319 | TNB | DISTRIBUTION | WP PUTRAJAYA & CYBERJAYA | Existing | VCBJ/PCE/J22751/MB22751 | 300288153 | CLOSED | 11 kV | RYB | PE 22.75 KWDI 4 F1 |  |  | CBJ22752 |  | TAMCO | GR1 | 19/12/2010 | TX1-1000KVA |  | Pass | null | Pass | null
378053373 | TNB | DISTRIBUTION | WP PUTRAJAYA & CYBERJAYA | Existing | VCBJ/PCE/J22742/MB22744 | 300288161 | CLOSED | 11 kV | RYB | PE 22.74 KWDI 3 F2 |  |  | CBJ22745 |  | TAMCO | GR1 | 20/12/2010 | TX2-1000KVA |  | Pass | null | Pass | null
378053396 | TNB | DISTRIBUTION | WP PUTRAJAYA & CYBERJAYA | Existing | VCBJ/PCE/J22741/MB22741 | 300288159 | CLOSED | 11 kV | RYB | PE 22.74 KWDI 3 F1 |  |  | CBJ22742 |  | TAMCO | GR1 | 19/12/2010 | TX1-1000KVA |  | Pass | null | Pass | null
378053446 | TNB | DISTRIBUTION | WP PUTRAJAYA & CYBERJAYA | Existing | VCBJ/PCE/J22672/MB22674 | 300280388 | CLOSED | 11 kV | RYB | PE 22.67 KWDI 1 F2 |  |  | CBJ22676 |  | INDKOM | INS24 | 20091009 | TX2-1000KVA |  | Pass | null | Pass | null
378053469 | TNB | DISTRIBUTION | WP PUTRAJAYA & CYBERJAYA | Existing | VCBJ/PCE/J22671/MB22671 | 300280387 | CLOSED | 11 kV | RYB | PE 22.67 KWDI 1 F1 |  |  | CBJ22673 |  | INDKOM | INS24 | 20091009 | TX1-1000KVA |  | Pass | null | Pass | null
378054248 | TNB | DISTRIBUTION | WP PUTRAJAYA & CYBERJAYA | Existing | VCBJ/PCE/J21151/MB21151 | 300281031 | CLOSED | 11 kV | RYB | PE 21.15 SATELIT TELEKOM CBJ 3 F1 |  |  | CBJ21153 |  | INDKOM | ZZT | 17/07/2002 | TX1-1000KVA |  | Pass | null | Pass | null
378054271 | TNB | DISTRIBUTION | WP PUTRAJAYA & CYBERJAYA | Existing | VCBJ/PCE/J21152/MB21154 | 300281029 | CLOSED | 11 kV | RYB | PE 21.15 SATELIT TELEKOM CBJ 3 F2 |  |  | CBJ21156 |  | INDKOM | ZZT | 17/07/2002 | TX2-1000KVA |  | Pass | null | Pass | null
378054406 | TNB | DISTRIBUTION | WP PUTRAJAYA & CYBERJAYA | Existing | VCBJ/PCE/J21101/MB21101 | 300281045 | CLOSED | 11 kV | RYB | PE 21.10 ELITE HIGHWAY NO. 3 |  |  | CBJ21103 |  | INDKOM | ZZT | 20001002 | TX-1000KVA |  | Pass | null | Pass | null
378054491 | TNB | DISTRIBUTION | WP PUTRAJAYA & CYBERJAYA | Existing | VCBJ/PCE/J21541/MB21541 | 300280656 | CLOSED | 11 kV | RYB | PE 21.54 PS 3 F1 |  |  | CBJ21543 |  | INDKOM | ZZT | 16/06/2005 | TX1-500KVA |  | Pass | null | Pass | null
378054514 | TNB | DISTRIBUTION | WP PUTRAJAYA & CYBERJAYA | Existing | VCBJ/PCE/J21542/MB21544 | 300280654 | CLOSED | 11 kV | RYB | PE 21.54 PS 3 F2 |  |  | CBJ21546 |  | INDKOM | ZZT | 16/06/2005 | TX2-500KVA |  | Pass | null | Pass | null
378054664 | TNB | DISTRIBUTION | WP PUTRAJAYA & CYBERJAYA | Existing | VCBJ/PCE/J21401/MB21401 | 300281000 | CLOSED | 11 kV | RYB | PE 21.40 STP 1 |  |  | CBJ21402 |  | INDKOM | ZZT I/D | 15/12/2016 | TX-1000KVA |  | Pass | null | Pass | null
378054714 | TNB | DISTRIBUTION | WP PUTRAJAYA & CYBERJAYA | Existing | VCBJ/PCE/J23161/MB23161 | 310360664 | CLOSED | 11 kV | RYB | PE 23.16 MASJID CYBERJAYA |  |  | CBJ23164 |  | INDKOM | ZZTT 1/D |  |  |  | Pass | null | Pass | null
378054715 | TNB | DISTRIBUTION | WP PUTRAJAYA & CYBERJAYA | Existing | VCBJ/PCE/J23161/MB23161 | 310360664 | CLOSED | 11 kV | RYB | PE 23.16 MASJID CYBERJAYA |  |  | CBJ23163 |  | INDKOM | ZZTT 1/D |  |  |  | Pass | null | Pass | null
378054880 | TNB | DISTRIBUTION | WP PUTRAJAYA & CYBERJAYA | Existing | VCBJ/PCE/J21572/MB21574 | 300280643 | CLOSED | 11 kV | RYB | PE 21.57 CLUB HOUSE F2 |  |  | CBJ21575 |  | TAMCO | GR1 | 17/11/2007 | TX2-500KVA |  | Pass | null | Pass | null
378054903 | TNB | DISTRIBUTION | WP PUTRAJAYA & CYBERJAYA | Existing | VCBJ/PCE/J21571/MB21571 | 300280645 | CLOSED | 11 kV | RYB | PE 21.57 CLUB HOUSE F1 |  |  | CBJ21572 |  | TAMCO | GR1 | 17/11/2007 | TX1-500KVA |  | Pass | null | Pass | null
378055088 | TNB | DISTRIBUTION | WP PUTRAJAYA & CYBERJAYA | Existing | VCBJ/PCE/J21612/MB21615 | 300280627 | CLOSED | 11 kV | RYB | PE 21.61 MPS F2 |  |  | CBJ21617 |  |  | ZZTT | 23/02/2008 | TX3-1000KVA |  | Pass | null | Pass | null
378055089 | TNB | DISTRIBUTION | WP PUTRAJAYA & CYBERJAYA | Existing | VCBJ/PCE/J21612/MB21615 | 300280627 | CLOSED | 11 kV | RYB | PE 21.61 MPS F2 |  |  | CBJ21618 |  |  | ZZTT | 23/02/2008 | TX4-1000KVA |  | Pass | null | Pass | null
378055117 | TNB | DISTRIBUTION | WP PUTRAJAYA & CYBERJAYA | Existing | VCBJ/PCE/J21611/MB21611 | 300280629 | CLOSED | 11 kV | RYB | PE 21.61 MPS F1 |  |  | CBJ21613 |  |  | ZZTT | 23/02/2008 | TX1-1000KVA |  | Pass | null | Pass | null
378055118 | TNB | DISTRIBUTION | WP PUTRAJAYA & CYBERJAYA | Existing | VCBJ/PCE/J21611/MB21611 | 300280629 | CLOSED | 11 kV | RYB | PE 21.61 MPS F1 |  |  | CBJ21614 |  |  | ZZTT | 23/02/2008 | TX2-1000KVA |  | Pass | null | Pass | null
378055372 | TNB | DISTRIBUTION | WP PUTRAJAYA & CYBERJAYA | Existing | VCBJ/PCE/J21411/MB21411 | 300280998 | CLOSED | 11 kV | RYB | PE 21.41 TMN.CYBER |  |  | CBJ21413 |  | INDKOM | ZZT | 16/01/2003 | TX-500KVA |  | Pass | null | Pass | null
378055455 | TNB | DISTRIBUTION | WP PUTRAJAYA & CYBERJAYA | Existing | VCBJ/PCE/J00118/MB1 | 310338765 | CLOSED | 11 kV | RYB | PE 25.26 SETIA VILLA 6 |  |  | CBJ25263 |  | INDKOM | INS24 |  | TX-1000KVA |  | Pass | null | Pass | null
378055555 | TNB | DISTRIBUTION | WP PUTRAJAYA & CYBERJAYA | Existing | VCBJ/PCE/J00117/MB1 | 310338758 | CLOSED | 11 kV | RYB | PE 25.25 SETIA VILLA 5 |  |  | CBJ25253 |  | INDKOM | INS24 |  | TX-1000KVA |  | Pass | null | Pass | null
378055659 | TNB | DISTRIBUTION | WP PUTRAJAYA & CYBERJAYA | Existing | VCBJ/PCE/J00116/MB1 | 310338754 | CLOSED | 11 kV | RYB | PE 25.24 SETIA VILLA 4 |  |  | CBJ25243 |  | INDKOM | INS24 |  | TX-1000KVA |  | Pass | null | Pass | null
378055759 | TNB | DISTRIBUTION | WP PUTRAJAYA & CYBERJAYA | Existing | VCBJ/PCE/J00112/MB1 | 310359235 | CLOSED | 11 kV | RYB | PE 25.19 SETIA VILLA 3 |  |  | CBJ25193 |  | INDKOM | ZZTT 1/D |  | TX-1000KVA |  | Pass | null | Pass | null
378055858 | TNB | DISTRIBUTION | WP PUTRAJAYA & CYBERJAYA | Existing | VCBJ/PCE/J00110/MB1 | 310357944 | CLOSED | 11 kV | RYB | PE 25.18 SETIA VILLA 2 |  |  | CBJ25182 |  | INDKOM | INS24 |  | TX-1000KVA |  | Pass | null | Pass | null
378055963 | TNB | DISTRIBUTION | WP PUTRAJAYA & CYBERJAYA | Existing | VCBJ/PCE/J00109/MB1 | 310359230 | CLOSED | 11 kV | RYB | PE 25.17 SETIA VILLA 1 |  |  | CBJ25173 |  | INDKOM | INS24 |  | TX-1000KVA |  | Pass | null | Pass | null
378056059 | TNB | DISTRIBUTION | WP PUTRAJAYA & CYBERJAYA | Existing | VCBJ/PCE/J25221/MB25221 | 310339459 | CLOSED | 11 kV | RYB | PE 25.22 SETIA MARINA 3 |  |  | CBJ25222 |  | SCHNEIDER | NF-21Q |  | TX-1000KVA |  | Pass | null | Pass | null
378056159 | TNB | DISTRIBUTION | WP PUTRAJAYA & CYBERJAYA | Existing | VCBJ/PCE/J25211/MB25211 | 310339453 | CLOSED | 11 kV | RYB | PE 25.21 SETIA MARINA 2 |  |  | CBJ25212 |  | SCHNEIDER | NE-21Q |  | TX-1000KVA |  | Pass | null | Pass | null
378056264 | TNB | DISTRIBUTION | WP PUTRAJAYA & CYBERJAYA | Existing | VCBJ/PCE/J25201/MB25201 | 310339447 | CLOSED | 11 kV | RYB | PE 25.20 SETIA MARINA 1 |  |  | CBJ25202 |  | SCHNEIDER |  |  | TX-1000KVA |  | Pass | null | Pass | null
378056440 | TNB | DISTRIBUTION | WP PUTRAJAYA & CYBERJAYA | Existing | VCBJ/PCE/J23171/MB23171 | 310303841 | CLOSED | 11 kV | RYB | PE 23.17 TEMP SERI MUTIARA |  |  | CBJ23172 |  | TAMCO |  |  | TX-1000KVA |  | Pass | null | Pass | null
378056663 | TNB | DISTRIBUTION | WP PUTRAJAYA & CYBERJAYA | Existing | VPTJ/PCE/J02081/MB02081 | 300280646 | CLOSED | 11 kV | RYB | PE 2.08 TMN WAWASAN (F1) |  |  | PTJ02084 |  | INDKOM | ZZZT | 25/08/2002 |  |  | Pass | null | Pass | null
378056803 | TNB | DISTRIBUTION | WP PUTRAJAYA & CYBERJAYA | Existing | VPTJ/PCE/J02082/MB02085 | 300280648 | CLOSED | 11 kV | RYB | PE 2.08 TMN WAWASAN (F2) |  |  | PTJ02088 |  | INDKOM | ZZZT | 25/08/2002 |  |  | Pass | null | Pass | null
378056910 | TNB | DISTRIBUTION | WP PUTRAJAYA & CYBERJAYA | Existing | VPTJ/PCE/J02071/MB02071 | 300280639 | CLOSED | 11 kV | RYB | PE 2.07 INSIDE PPU 18 (F1) |  |  | PTJ02073 |  | INDKOM | ZZT | 23/09/2002 |  |  | Pass | null | Pass | null
378057015 | TNB | DISTRIBUTION | WP PUTRAJAYA & CYBERJAYA | Existing | VPTJ/PCE/J02072/MB02074 | 300280642 | CLOSED | 11 kV | RYB | PE 2.07 INSIDE PPU 18 (F2) |  |  | PTJ02076 |  | INDKOM | ZZT | 23/09/2002 |  |  | Pass | null | Pass | null
378057184 | TNB | DISTRIBUTION | WP PUTRAJAYA & CYBERJAYA | Existing | VPTJ/PCE/J02062/MB02064 | 300280636 | CLOSED | 11 kV | RYB | PE 2.06 PS 15 (F2) |  |  | PTJ02066 |  | INDKOM | ZZT | 20020607 |  |  | Pass | null | Pass | null
378057290 | TNB | DISTRIBUTION | WP PUTRAJAYA & CYBERJAYA | Existing | VPTJ/PCE/J02291/MB1 | 310308941 | CLOSED | 11 kV | RYB | PE 2.29 TEMP SKYRIDE |  |  | PTJ02292 |  | SCHNEIDER |  |  |  |  | Pass | null | Pass | null
378057404 | TNB | DISTRIBUTION | WP PUTRAJAYA & CYBERJAYA | Existing | VPTJ/PCE/J18251/MB18251 | 300281240 | CLOSED | 11 kV | RYB | PE 18.25 KOMPLEKS SEK FASA 3 |  |  | PTJ18253 |  | INDKOM | GA 2K 1TS | 27/05/2008 |  |  | Pass | null | Pass | null
378057505 | TNB | DISTRIBUTION | WP PUTRAJAYA & CYBERJAYA | Existing | VPTJ/PCE/J18171/MB18171 | 300281224 | CLOSED | 11 kV | RYB | PE 18.17 BLOK H 18R12 (F1) |  |  | PTJ18172 |  | TAMCO | GR1 | 20070103 |  |  | Pass | null | Pass | null
378057601 | TNB | DISTRIBUTION | WP PUTRAJAYA & CYBERJAYA | Existing | VPTJ/PCE/J18172/MB18174 | 300281225 | CLOSED | 11 kV | RYB | PE 18.17 BLOK H 18R12 (F2) |  |  | PTJ18175 |  | TAMCO | GR1 | 20070103 |  |  | Pass | null | Pass | null
378057767 | TNB | DISTRIBUTION | WP PUTRAJAYA & CYBERJAYA | Existing | VPTJ/PCE/J18161/MB18161 | 300281221 | CLOSED | 11 kV | RYB | PE 18.16 BLOK G 18R12 (F1) |  |  | PTJ18162 |  | TAMCO | GR1 | 20070103 |  |  | Pass | null | Pass | null
378057863 | TNB | DISTRIBUTION | WP PUTRAJAYA & CYBERJAYA | Existing | VPTJ/PCE/J18162/MB18164 | 300281222 | CLOSED | 11 kV | RYB | PE 18.16 BLOK G 18R12 (F2) |  |  | PTJ18165 |  | TAMCO | GR1 | 20070103 |  |  | Pass | null | Pass | null
378057969 | TNB | DISTRIBUTION | WP PUTRAJAYA & CYBERJAYA | Existing | VPTJ/PCE/J18151/MB18151 | 300281219 | CLOSED | 11 kV | RYB | PE 18.15 BLOK E&F 18R12 (F1) |  |  | PTJ18152 |  | TAMCO | GR1 | 20070103 |  |  | Pass | null | Pass | null
378058067 | TNB | DISTRIBUTION | WP PUTRAJAYA & CYBERJAYA | Existing | VPTJ/PCE/J18152/MB18154 | 300281220 | CLOSED | 11 kV | RYB | PE 18.15 BLOK E&F 18R12 (F2) |  |  | PTJ18155 |  | TAMCO | GR1 | 20070103 |  |  | Pass | null | Pass | null
378058166 | TNB | DISTRIBUTION | WP PUTRAJAYA & CYBERJAYA | Existing | VPTJ/PCE/J18181/MB18181 | 300281226 | CLOSED | 11 kV | RYB | PE 18.18 BLOK C&D 18R12 (F1) |  |  | PTJ18182 |  | TAMCO | GR1 | 20070103 |  |  | Pass | null | Pass | null
378058260 | TNB | DISTRIBUTION | WP PUTRAJAYA & CYBERJAYA | Existing | VPTJ/PCE/J18182/MB18184 | 300281227 | CLOSED | 11 kV | RYB | PE 18.18 BLOK C&D 18R12 (F2) |  |  | PTJ18185 |  | TAMCO | GR1 | 20070103 |  |  | Pass | null | Pass | null
378058371 | TNB | DISTRIBUTION | WP PUTRAJAYA & CYBERJAYA | Existing | VPTJ/PCE/J18191/MB18191 | 300281228 | CLOSED | 11 kV | RYB | PE 18.19 BLOK A&B 18R12 (F1) |  |  | PTJ18192 |  | TAMCO | GR1 | 20070103 |  |  | Pass | null | Pass | null
378058465 | TNB | DISTRIBUTION | WP PUTRAJAYA & CYBERJAYA | Existing | VPTJ/PCE/J18192/MB18194 | 300281229 | CLOSED | 11 kV | RYB | PE 18.19 BLOK A&B 18R12 (F2) |  |  | PTJ18195 |  | TAMCO | GR1 | 20070103 |  |  | Pass | null | Pass | null
378058570 | TNB | DISTRIBUTION | WP PUTRAJAYA & CYBERJAYA | Existing | VPTJ/PCE/J18241/MB18241 | 300281238 | CLOSED | 11 kV | RYB | PE 18.24 BLOK D 18R13 (F1) |  |  | PTJ18242 |  | TAMCO | GR1 | 20070103 |  |  | Pass | null | Pass | null
378058664 | TNB | DISTRIBUTION | WP PUTRAJAYA & CYBERJAYA | Existing | VPTJ/PCE/J18242/MB18244 | 300281239 | CLOSED | 11 kV | RYB | PE 18.24 BLOK D 18R13 (F2) |  |  | PTJ18245 |  | TAMCO | GR1 | 20070103 |  |  | Pass | null | Pass | null
378058770 | TNB | DISTRIBUTION | WP PUTRAJAYA & CYBERJAYA | Existing | VPTJ/PCE/J18231/MB18231 | 300281236 | CLOSED | 11 kV | RYB | PE 18.23 BLOK C 18R13 (F1) |  |  | PTJ18232 |  | TAMCO | GR1 | 20070103 |  |  | Pass | null | Pass | null
378058864 | TNB | DISTRIBUTION | WP PUTRAJAYA & CYBERJAYA | Existing | VPTJ/PCE/J18232/MB18234 | 300281237 | CLOSED | 11 kV | RYB | PE 18.23 BLOK C 18R13 (F2) |  |  | PTJ18235 |  | TAMCO | GR1 | 20070103 |  |  | Pass | null | Pass | null
378069722 | TNB | DISTRIBUTION | WP PUTRAJAYA & CYBERJAYA | Existing | VCBJ/PCE/J22761/MB22761 | 300284811 | CLOSED | 11 kV | RYB | PE 22.76 - STP B F1 |  |  | CBJ22763 |  | INDKOM | ZZT | 20100106 |  |  | Pass | null | Pass | null
378069754 | TNB | DISTRIBUTION | WP PUTRAJAYA & CYBERJAYA | Existing | VCBJ/PCE/J22762/MB22764 | 300284812 | CLOSED | 11 kV | RYB | PE 22.76 - STP B F2 |  |  | CBJ22676 |  | INDKOM | ZZT | 20100306 |  |  | Pass | null | Pass | null
378069813 | TNB | DISTRIBUTION | WP PUTRAJAYA & CYBERJAYA | Existing | VCBJ/PCE/J22771/MB22771 | 300284815 | CLOSED | 11 kV | RYB | PE 22.77 - PS2-8 F1 |  |  | CBJ22772 |  | TAMCO | GR1-21-0D | 14/07/2010 |  |  | Pass | null | Pass | null
378069909 | TNB | DISTRIBUTION | WP PUTRAJAYA & CYBERJAYA | Existing | VCBJ/PCE/J22772/MB22774 | 300284816 | CLOSED | 11 kV | RYB | PE 22.77 - PS2-8 F2 |  |  | CBJ22775 |  | TAMCO | GR1-21-0D | 15/07/2010 |  |  | Pass | null | Pass | null
378070007 | TNB | DISTRIBUTION | WP PUTRAJAYA & CYBERJAYA | Existing | VCBJ/PCE/J22691/MB22691 | 300282014 | CLOSED | 11 kV | RYB | PE 22.69 KRU STUDIO F1 |  |  | CBJ22692 |  | EPE | VRN 2A | 26/01/2010 |  |  | Pass | null | Pass | null
378070036 | TNB | DISTRIBUTION | WP PUTRAJAYA & CYBERJAYA | Existing | VCBJ/PCE/J24191 |  | CLOSED | 11 kV | RYB | PE 24.19 YAKIN INVEST F1 |  |  | CBJ24193 | [6 empty] | Pass | null | Pass | null
378070136 | TNB | DISTRIBUTION | WP PUTRAJAYA & CYBERJAYA | Existing | VCBJ/PCE/J22692/MB22694 | 300282015 | CLOSED | 11 kV | RYB | PE 22.69 KRU STUDIO F2 |  |  | CBJ22695 |  | EPE | VRN 2A | 27/01/2010 |  |  | Pass | null | Pass | null
378070168 | TNB | DISTRIBUTION | WP PUTRAJAYA & CYBERJAYA | Existing | VCBJ/PCE/J24192/MB | 300498023 | CLOSED | 11 kV | RYB | PE 24.19 YAKIN INVEST F2 |  |  | CBJ24196 | [6 empty] | Pass | null | Pass | null
378070314 | TNB | DISTRIBUTION | WP PUTRAJAYA & CYBERJAYA | Existing | VCBJ/PCE/J22891/MB22891 | 300452960 | CLOSED | 11 kV | RYB | PE 22.89 MYTELEHAUS F1 |  |  | CBJ22893 |  | SCHNEIDER | NE-3I |  |  |  | Pass | null | Pass | null
378070414 | TNB | DISTRIBUTION | WP PUTRAJAYA & CYBERJAYA | Existing | VCBJ/PCE/J22892/MB22894 | 300452961 | CLOSED | 11 kV | RYB | PE 22.89 MYTELEHAUS F2 |  |  | CBJ22896 |  | SCHNEIDER | NE-3I |  |  |  | Pass | null | Pass | null
378070515 | TNB | DISTRIBUTION | WP PUTRAJAYA & CYBERJAYA | Existing | VCBJ/PCE/J22881/MB22881 | 300452937 | CLOSED | 11 kV | RYB | PE 22.88 SKY LEISURE F1 |  |  | CBJ22883 |  | INDKOM | NA |  |  |  | Pass | null | Pass | null
378070617 | TNB | DISTRIBUTION | WP PUTRAJAYA & CYBERJAYA | Existing | VCBJ/PCE/J22882/MB22884 | 300452941 | CLOSED | 11 kV | RYB | PE 22.88 SKY LEISURE F2 |  |  | CBJ22886 |  | INDKOM | NA |  |  |  | Pass | null | Pass | null
378071489 | TNB | DISTRIBUTION | WP PUTRAJAYA & CYBERJAYA | Existing | VCBJ/PCE/J22931/MB 22931 | 310361712 | CLOSED | 11 kV | RYB | PE 22.93 BLOK A TRIENTEL |  |  | CBJ22933 |  | ABB |  |  |  |  | Pass | null | Pass | null
378071490 | TNB | DISTRIBUTION | WP PUTRAJAYA & CYBERJAYA | Existing | VCBJ/PCE/J22931/MB 22931 | 310361712 | CLOSED | 11 kV | RYB | PE 22.93 BLOK A TRIENTEL |  |  | CBJ22934 |  | ABB |  |  |  |  | Pass | null | Pass | null
378071657 | TNB | DISTRIBUTION | WP PUTRAJAYA & CYBERJAYA | Existing | VCBJ/PCE/J22951/MB22951 | 300454989 | CLOSED | 11 kV | RYB | PE 22.95 TRIENTEL BLOK C |  |  | CBJ22953 |  | INDKOM | INS24 |  |  |  | Pass | null | Pass | null
378071757 | TNB | DISTRIBUTION | WP PUTRAJAYA & CYBERJAYA | Existing | VCBJ/PCE/J22961/MB22961 | 300454997 | CLOSED | 11 kV | RYB | PE 22.96 TRIENTEL BLOK D |  |  | CBJ22963 |  | INDKOM | INS24 |  |  |  | Pass | null | Pass | null
378071869 | TNB | DISTRIBUTION | WP PUTRAJAYA & CYBERJAYA | Existing | VCBJ/PCE/J22941/MB22941 | 310361704 | CLOSED | 11 kV | RYB | PE 22.94 TRIENTEL BLOK B |  |  | CBJ22943 |  | ABB |  |  |  |  | Pass | null | Pass | null
378071870 | TNB | DISTRIBUTION | WP PUTRAJAYA & CYBERJAYA | Existing | VCBJ/PCE/J22941/MB22941 | 310361704 | CLOSED | 11 kV | RYB | PE 22.94 TRIENTEL BLOK B |  |  | CBJ22944 |  | ABB |  |  |  |  | Pass | null | Pass | null
378072052 | TNB | DISTRIBUTION | WP PUTRAJAYA & CYBERJAYA | Existing | VCBJ/PCE/J21781/MB21781 | 300454995 | CLOSED | 11 kV | RYB | PE 21.78 GARDEN VIEW BLOK C |  |  | CBJ21783 |  | INDKOM | ZZT |  |  |  | Pass | null | Pass | null
378072147 | TNB | DISTRIBUTION | WP PUTRAJAYA & CYBERJAYA | Existing | VCBJ/PCE/J21771/MB21771 | 300454993 | CLOSED | 11 kV | RYB | PE 21.77 GARDEN VIEW BLOK B |  |  | CBJ21772 |  | TAMCO | ID10-004 |  |  |  | Pass | null | Pass | null
378072244 | TNB | DISTRIBUTION | WP PUTRAJAYA & CYBERJAYA | Existing | VCBJ/PCE/J21761/MB21761 | 300454991 | CLOSED | 11 kV | RYB | PE 21.76 GARDEN VIEW BLOK A |  |  | CBJ21763 |  | INDKOM | ZZT |  |  |  | Pass | null | Pass | null
378072340 | TNB | DISTRIBUTION | WP PUTRAJAYA & CYBERJAYA | Existing | VCBJ/PCE/J21731/MB21731 | 300284821 | CLOSED | 11 kV | RYB | PE 21.73 - SEK. ANTARABANGSA F1 |  |  | CBJ21735 |  | TAMCO | 1D-10 | 17/07/2010 |  |  | Pass | null | Pass | null
378072554 | TNB | DISTRIBUTION | WP PUTRAJAYA & CYBERJAYA | Existing | VCBJ/PCE/J21732/MB21734 | 300284822 | CLOSED | 11 kV | RYB | PE 21.73 - SEK. ANTARABANGSA F2 |  |  | CBJ21732 |  | TAMCO | 1D-10 | 18/07/2010 |  |  | Pass | null | Pass | null
378072670 | TNB | DISTRIBUTION | WP PUTRAJAYA & CYBERJAYA | Existing | VCBJ/PCE/J22111/MB22111 | 300280572 | CLOSED | 11 kV | RYB | PE 22.11 THE STREET MALL F1 |  |  | CBJ22115 |  | INDKOM | ZZT | 18/02/2001 |  |  | Pass | null | Pass | null
378072765 | TNB | DISTRIBUTION | WP PUTRAJAYA & CYBERJAYA | Existing | VCBJ/PCE/J22112/MB22114 | 300280573 | CLOSED | 11 kV | RYB | PE 22.11 THE STREET MALL F2 |  |  | CBJ22116 |  | INDKOM | ZZT | 18/02/2001 |  |  | Pass | null | Pass | null
378072862 | TNB | DISTRIBUTION | WP PUTRAJAYA & CYBERJAYA | Existing | VCBJ/PCE/J22411/MB22411 | 300280497 | CLOSED | 11 kV | RYB | PE 22.41 32 UNIT S/LOT BLOK A F1 |  |  | CBJ22413 |  | INDKOM | ZZT | 26/10/2004 |  |  | Pass | null | Pass | null
378072956 | TNB | DISTRIBUTION | WP PUTRAJAYA & CYBERJAYA | Existing | VCBJ/PCE/J22412/MB22414 | 300280498 | CLOSED | 11 kV | RYB | PE 22.41 32 UNIT S/LOT BLOK A F2 |  |  | CBJ22415 |  | TAMCO | GRI | 26/10/2004 |  |  | Pass | null | Pass | null
378073332 | TNB | DISTRIBUTION | WP PUTRAJAYA & CYBERJAYA | Existing | VCBJ/PCE/J22421/MB22421 | 300281129 | CLOSED | 11 kV | RYB | PE 22.42 32 UNIT S/LOT BLOK B F1 |  |  | CBJ22423 |  | INDKOM | ZZT | 26/10/2004 |  |  | Pass | null | Pass | null
378073439 | TNB | DISTRIBUTION | WP PUTRAJAYA & CYBERJAYA | Existing | VCBJ/PCE/J22422/MB22424 | 300281128 | CLOSED | 11 kV | RYB | PE 22.42 32 UNIT S/LOT BLOK B F2 |  |  | CBJ22425 |  | TAMCO | GR1 | 26/10/2004 |  |  | Pass | null | Pass | null
378073537 | TNB | DISTRIBUTION | WP PUTRAJAYA & CYBERJAYA | Existing | VCBJ/PCE/J22701/MB22701 | 300450874 | CLOSED | 11 kV | RYB | PE 22.70 CBD PERDANA 2A F1 |  |  | CBJ22702 |  | TAMCO | GR1 | 17/09/2011 |  |  | Pass | null | Pass | null
378073633 | TNB | DISTRIBUTION | WP PUTRAJAYA & CYBERJAYA | Existing | VCBJ/PCE/J22702/MB22704 | 300450876 | CLOSED | 11 kV | RYB | PE 22.70 CBD PERDANA 2A F2 |  |  | CBJ22705 |  | TAMCO | GR1 | 18/09/2011 |  |  | Pass | null | Pass | null
378073749 | TNB | DISTRIBUTION | WP PUTRAJAYA & CYBERJAYA | Existing | VCBJ/PCE/J22711/MB22711 | 300450890 | CLOSED | 11 kV | RYB | PE 22.71 CBD PERDANA 2B F1 |  |  | CBJ22713 |  |  | ZZTT | 17/09/2011 |  |  | Pass | null | Pass | null
378073750 | TNB | DISTRIBUTION | WP PUTRAJAYA & CYBERJAYA | Existing | VCBJ/PCE/J22711/MB22711 | 300450890 | CLOSED | 11 kV | RYB | PE 22.71 CBD PERDANA 2B F1 |  |  | CBJ22714 |  |  | ZZTT | 17/09/2011 |  |  | Pass | null | Pass | null
378112565 | TNB | DISTRIBUTION | WP PUTRAJAYA & CYBERJAYA | Existing | VPTJ/PCE/J08372/MB08374 | 310339451 | CLOSED | 11 kV | RYB | PE 8.37 8R7 (F2) |  |  | PTJ08376 |  | INDKOM |  |  |  |  | Pass | null | Pass | null
378112659 | TNB | DISTRIBUTION | WP PUTRAJAYA & CYBERJAYA | Existing | VPTJ/PCE/J08371/MB08371 | 310339450 | CLOSED | 11 kV | RYB | PE 8.37 8R7 (F1) |  |  | PTJ08373 |  | INDKOM | ZZTT 1/D |  |  |  | Pass | null | Pass | null
378112761 | TNB | DISTRIBUTION | WP PUTRAJAYA & CYBERJAYA | Existing | VPTJ/PCE/J08211/MB08211 | 300280806 | CLOSED | 11 kV | RYB | PE 8.21 APT B (EFI) (F1) |  |  | PTJ08213 |  | INDKOM | ZZT | 20021211 |  |  | Pass | null | Pass | null
378112855 | TNB | DISTRIBUTION | WP PUTRAJAYA & CYBERJAYA | Existing | VPTJ/PCE/J08212/MB08214 | 300280807 | CLOSED | 11 kV | RYB | PE 8.21 APT B (EFI) (F2) |  |  | PTJ08216 |  | INDKOM | ZZT | 20021211 |  |  | Pass | null | Pass | null
378112967 | TNB | DISTRIBUTION | WP PUTRAJAYA & CYBERJAYA | Existing | VPTJ/PCE/J08201/MB08201 | 300280804 | CLOSED | 11 kV | RYB | PE 8.20 APT D (F1) |  |  | PTJ08203 |  | INDKOM | ZZT | 13/11/2002 |  |  | Pass | null | Pass | null
378113064 | TNB | DISTRIBUTION | WP PUTRAJAYA & CYBERJAYA | Existing | VPTJ/PCE/J08202/MB08204 | 300280805 | CLOSED | 11 kV | RYB | PE 8.20 APT D (F2) |  |  | PTJ08206 |  | INDKOM | ZZT | 13/11/2002 |  |  | Pass | null | Pass | null
378113163 | TNB | DISTRIBUTION | WP PUTRAJAYA & CYBERJAYA | Existing | VPTJ/PCE/J08191/MB08191 | 300280802 | CLOSED | 11 kV | RYB | PE 8.19 APT A (EFI) (F1) |  |  | PTJ08193 |  | INDKOM | ZZT | 13/11/2002 |  |  | Pass | null | Pass | null
378113255 | TNB | DISTRIBUTION | WP PUTRAJAYA & CYBERJAYA | Existing | VPTJ/PCE/J08192/MB08194 | 300280803 | CLOSED | 11 kV | RYB | PE 8.19 APT A (EFI) (F2) |  |  | PTJ08196 |  | INDKOM | ZZT | 13/11/2002 |  |  | Pass | null | Pass | null
378113369 | TNB | DISTRIBUTION | WP PUTRAJAYA & CYBERJAYA | Existing | VPTJ/PCE/J08271/MB08271 | 300284804 | CLOSED | 11 kV | RYB | PE 8.27 APT C5 (F1) |  |  | PTJ08272 |  | TAMCO | 2+1 ID | 18/06/2010 |  |  | Pass | null | Pass | null
378113463 | TNB | DISTRIBUTION | WP PUTRAJAYA & CYBERJAYA | Existing | VPTJ/PCE/J08272/MB08274 | 300284805 | CLOSED | 11 kV | RYB | PE 8.27 APT C5 (F2) |  |  | PTJ08276 |  | TAMCO | 2+1 OD | 18/06/2010 |  |  | Pass | null | Pass | null
378113568 | TNB | DISTRIBUTION | WP PUTRAJAYA & CYBERJAYA | Existing | VPTJ/PCE/J08281/MB08281 | 300284800 | CLOSED | 11 kV | RYB | PE 8.28 APT C6 F1 |  |  | PTJ08282 |  | TAMCO | GR1 | 18/06/2010 |  |  | Pass | null | Pass | null
378113662 | TNB | DISTRIBUTION | WP PUTRAJAYA & CYBERJAYA | Existing | VPTJ/PCE/J08282/MB08284 | 300284801 | CLOSED | 11 kV | RYB | PE 8.28 APT C6 F2 |  |  | PTJ08286 |  | TAMCO | GR1 | 18/06/2010 |  |  | Pass | null | Pass | null
378113770 | TNB | DISTRIBUTION | WP PUTRAJAYA & CYBERJAYA | Existing | VPTJ/PCE/J08231/MB08231 | 300280808 | CLOSED | 11 kV | RYB | PE 8.23 PS8 (F1) |  |  | PTJ08233 |  | INDKOM | ZZT | 30/07/2002 |  |  | Pass | null | Pass | null
378113861 | TNB | DISTRIBUTION | WP PUTRAJAYA & CYBERJAYA | Existing | VPTJ/PCE/J08232/MB08234 | 300280809 | CLOSED | 11 kV | RYB | PE 8.23 PS8 (F2) |  |  | PTJ08236 |  | INDKOM | ZZT | 30/07/2002 |  |  | Pass | null | Pass | null
378113955 | TNB | DISTRIBUTION | WP PUTRAJAYA & CYBERJAYA | Existing | VPTJ/PCE/J07131/MB07131 | 310339468 | CLOSED | 11 kV | RYB | PE 7.13 TEMP SPRM |  |  | PTJ07133 |  | TOSHIBA |  |  |  |  | Pass | null | Pass | null
378114054 | TNB | DISTRIBUTION | WP PUTRAJAYA & CYBERJAYA | Existing | VPTJ/PCE/J09291/MB09291 | 300280862 | CLOSED | 11 kV | RYB | PE 9.29 BAS DEPOH |  |  | PTJ09292 |  | TAMCO | GR1 | 27/07/2006 |  |  | Pass | null | Pass | null
378114147 | TNB | DISTRIBUTION | WP PUTRAJAYA & CYBERJAYA | Existing | VPTJ/PCE/J09311/MB09311 | 300280865 | CLOSED | 11 kV | RYB | PE 9.31 RUMAH TERES (EFI) (F1) |  |  | PTJ09313 |  | INDKOM | ZZT | 15/10/2004 |  |  | Pass | null | Pass | null
378114239 | TNB | DISTRIBUTION | WP PUTRAJAYA & CYBERJAYA | Existing | VPTJ/PCE/J09312/MB09314 | 300280866 | CLOSED | 11 kV | RYB | PE 9.31 RUMAH TERES (EFI) (F2) |  |  | PTJ09316 |  | INDKOM | ZZT | 15/10/2004 |  |  | Pass | null | Pass | null
378114324 | TNB | DISTRIBUTION | WP PUTRAJAYA & CYBERJAYA | Existing | VPTJ/PCE/J09361/MB09361 | 300280917 | CLOSED | 11 kV | RYB | PE 9.36 SEK MEN FASA 3 (F1) |  |  | PTJ09362 |  | TAMCO | GR1 | 20061011 |  |  | Pass | null | Pass | null
378114415 | TNB | DISTRIBUTION | WP PUTRAJAYA & CYBERJAYA | Existing | VPTJ/PCE/J09362/MB09364 | 300280918 | CLOSED | 11 kV | RYB | PE 9.36 SEK MEN FASA 3 (F2) |  |  | PTJ09365 |  | TAMCO | GR1 | 20061011 |  |  | Pass | null | Pass | null
378114506 | TNB | DISTRIBUTION | WP PUTRAJAYA & CYBERJAYA | Existing | VPTJ/PCE/J09301/MB09301 | 300280863 | CLOSED | 11 kV | RYB | PE 9.30 SEK REN FASA 2 (F1) |  |  | PTJ09303 |  | INDKOM | ZZT | 23/06/2004 |  |  | Pass | null | Pass | null
378114597 | TNB | DISTRIBUTION | WP PUTRAJAYA & CYBERJAYA | Existing | VPTJ/PCE/J09302/MB09304 | 300280864 | CLOSED | 11 kV | RYB | PE 9.30 SEK REN FASA 2 (F2) |  |  | PTJ09306 |  | INDKOM | ZZT | 23/06/2004 |  |  | Pass | null | Pass | null
378114751 | TNB | DISTRIBUTION | WP PUTRAJAYA & CYBERJAYA | Existing | VPTJ/PCE/J09261/MB09261 | 300280856 | CLOSED | 11 kV | RYB | PE 9.26 FLAT B (F1) |  |  | PTJ09263 |  | INDKOM | ZZT | 20010808 |  |  | Pass | null | Pass | null
378114774 | TNB | DISTRIBUTION | WP PUTRAJAYA & CYBERJAYA | Existing | VPTJ/PCE/J09262/MB09264 | 300280857 | CLOSED | 11 kV | RYB | PE 9.26 FLAT B (F2) |  |  | PTJ09266 |  | INDKOM | ZZT | 20010808 |  |  | Pass | null | Pass | null
378114875 | TNB | DISTRIBUTION | WP PUTRAJAYA & CYBERJAYA | Existing | VPTJ/PCE/J09251/MB09251 | 300280854 | CLOSED | 11 kV | RYB | PE 9.25 FLAT A (F1) |  |  | PTJ09253 |  | INDKOM | ZZT | 20010808 |  |  | Pass | null | Pass | null
378114904 | TNB | DISTRIBUTION | WP PUTRAJAYA & CYBERJAYA | Existing | VPTJ/PCE/J09252/MB09254 | 300280855 | CLOSED | 11 kV | RYB | PE 9.25 FLAT A (F2) |  |  | PTJ09256 |  | INDKOM | ZZT | 20010808 |  |  | Pass | null | Pass | null
378115119 | TNB | DISTRIBUTION | WP PUTRAJAYA & CYBERJAYA | Existing | VPTJ/PCE/J09241/MB09241 | 300280852 | CLOSED | 11 kV | RYB | PE 9.24 FLAT C (F1) |  |  | PTJ09243 |  | INDKOM | ZZT | 20011010 |  |  | Pass | null | Pass | null
378115213 | TNB | DISTRIBUTION | WP PUTRAJAYA & CYBERJAYA | Existing | VPTJ/PCE/J09242/MB09244 | 300280853 | CLOSED | 11 kV | RYB | PE 9.24 FLAT C (F2) |  |  | PTJ09246 |  | INDKOM | ZZT | 20011010 |  |  | Pass | null | Pass | null
378115607 | TNB | DISTRIBUTION | WP PUTRAJAYA & CYBERJAYA | Existing | VPTJ/PCE/J09221/MB09221 | 300280851 | CLOSED | 11 kV | RYB | PE 9.22 PS 2 |  |  | PTJ09223 |  | INDKOM | ZZT | 13/12/1999 |  |  | Pass | null | Pass | null
378115698 | TNB | DISTRIBUTION | WP PUTRAJAYA & CYBERJAYA | Existing | VPTJ/PCE/J09201/MB09201 | 300280849 | CLOSED | 11 kV | RYB | PE 9.20 P9B1 (EFI) (F1) |  |  | PTJ09203 |  | INDKOM | ZZT | 29/06/2004 |  |  | Pass | null | Pass | null
378115790 | TNB | DISTRIBUTION | WP PUTRAJAYA & CYBERJAYA | Existing | VPTJ/PCE/J09202/MB09204 | 300280850 | CLOSED | 11 kV | RYB | PE 9.20 P9B1 (EFI) (F2) |  |  | PTJ09206 |  | INDKOM | ZZT | 29/06/2004 |  |  | Pass | null | Pass | null
378115882 | TNB | DISTRIBUTION | WP PUTRAJAYA & CYBERJAYA | Existing | VPTJ/PCE/J09192/MB09194 | 300280848 | CLOSED | 11 kV | RYB | PE 9.19 P9B1 TERES (F2) |  |  | PTJ09196 |  | INDKOM | ZZT | 20010608 |  |  | Pass | null | Pass | null
378115973 | TNB | DISTRIBUTION | WP PUTRAJAYA & CYBERJAYA | Existing | VPTJ/PCE/J09191/MB09191 | 300280847 | CLOSED | 11 kV | RYB | PE 9.19 P9B1 TERES (F1) |  |  | PTJ09193 |  | INDKOM | ZZT | 20010608 |  |  | Pass | null | Pass | null
378116298 | TNB | DISTRIBUTION | WP PUTRAJAYA & CYBERJAYA | Existing | VPTJ/PCE/J09461/MB09461 | 300280935 | CLOSED | 11 kV | RYB | PE 9.46 P'PURI P7 BLOK B3 (EFI) (F1) |  |  | PTJ09463 |  | OMAZABAL | GA 2K 1TS | 23/02/2008 |  |  | Pass | null | Pass | null
378116390 | TNB | DISTRIBUTION | WP PUTRAJAYA & CYBERJAYA | Existing | VPTJ/PCE/J09462/MB09464 | 300280936 | CLOSED | 11 kV | RYB | PE 9.46 P'PURI P7 BLOK B3 (EFI) (F2) |  |  | PTJ09466 |  | OMAZABAL | GA 2K 1TS | 23/02/2008 |  |  | Pass | null | Pass | null
378116482 | TNB | DISTRIBUTION | WP PUTRAJAYA & CYBERJAYA | Existing | VPTJ/PCE/J09451/MB09451 | 300280933 | CLOSED | 11 kV | RYB | PE 9.45 P'PURI P7 BLOK B1 (F1) |  |  | PTJ09453 |  | OMAZABAL | GA 2K 1TS | 23/02/2008 |  |  | Pass | null | Pass | null
378116575 | TNB | DISTRIBUTION | WP PUTRAJAYA & CYBERJAYA | Existing | VPTJ/PCE/J09452/MB09454 | 300280934 | CLOSED | 11 kV | RYB | PE 9.45 P'PURI P7 BLOK B1 (F2) |  |  | PTJ09456 |  | OMAZABAL | GA 2K 1TS | 23/02/2008 |  |  | Pass | null | Pass | null
378116667 | TNB | DISTRIBUTION | WP PUTRAJAYA & CYBERJAYA | Existing | VPTJ/PCE/J09441/MB09441 | 300280931 | CLOSED | 11 kV | RYB | PE 9.44 P'PURI P7 BLOK A2 (EFI) (F1) |  |  | PTJ09443 |  | OMAZABAL | GA 2K 1TS | 23/02/2008 |  |  | Pass | null | Pass | null
378116771 | TNB | DISTRIBUTION | WP PUTRAJAYA & CYBERJAYA | Existing | VCBJ/PCE/J25231/MB25231 | 310339464 | CLOSED | 11 kV | RYB | PE 25.23 SALES OFFICE ECOGLADE GALERY |  |  | CBJ25233 |  |  |  |  | TX-1000KVA |  | Pass | null | Pass | null
378116985 | TNB | DISTRIBUTION | WP PUTRAJAYA & CYBERJAYA | Existing | VCBJ/PCE/J23091/MB 23091 | 310317900 | CLOSED | 11 kV | RYB | PE 23.09 THE PLACE NO 2 |  |  | CBJ23093 |  | INDKOM | INS24 |  | TX1-1000KVA |  | Pass | null | Pass | null
378116986 | TNB | DISTRIBUTION | WP PUTRAJAYA & CYBERJAYA | Existing | VCBJ/PCE/J23091/MB 23091 | 310317900 | CLOSED | 11 kV | RYB | PE 23.09 THE PLACE NO 2 |  |  | CBJ23094 |  | INDKOM | INS24 |  | TX2-1000KVA |  | Pass | null | Pass | null
378117196 | TNB | DISTRIBUTION | WP PUTRAJAYA & CYBERJAYA | Existing | VCBJ/PCE/J21981/MB21981 | 300455174 | CLOSED | 11 kV | RYB | PE 21.98 PADAT PETRONAS CYBER 3 |  |  | CBJ21983 |  | INDKOM | ZZTT I/D |  | TX-1000KVA |  | Pass | null | Pass | null
378117322 | TNB | DISTRIBUTION | WP PUTRAJAYA & CYBERJAYA | Existing | VCBJ/PCE/J21011/MB21011 | 300281087 | CLOSED | 11 kV | RYB | PE 21.01 NTT F1 |  |  | CBJ21014 |  | INDKOM | ZZZ | 17/06/1999 | TX1-1000KVA |  | Pass | null | Pass | null
378117345 | TNB | DISTRIBUTION | WP PUTRAJAYA & CYBERJAYA | Existing | VCBJ/PCE/J21012/MB21015 | 300281084 | CLOSED | 11 kV | RYB | PE 21.01 NTT F2 |  |  | CBJ21018 |  | INDKOM | ZZZT | 17/06/1999 | TX2-1000KVA |  | Pass | null | Pass | null
378117579 | TNB | DISTRIBUTION | WP PUTRAJAYA & CYBERJAYA | Existing | VCBJ/PCE/J00107/MB1 | 310426379 | CLOSED | 11 kV | RYB | PE25.16 SETIA RIMBA 4 |  |  | CBJ25163 |  | INDKOM | INS24 |  | TX-1000KVA |  | Pass | null | Pass | null
378117673 | TNB | DISTRIBUTION | WP PUTRAJAYA & CYBERJAYA | Existing | VCBJ/PCE/J00106/MB1 | 310426376 | CLOSED | 11 kV | RYB | PE25.15 SETIA RIMBA 3 |  |  | CBJ25153 |  | INDKOM | ZZT |  | TX-1000KVA |  | Pass | null | Pass | null
378117767 | TNB | DISTRIBUTION | WP PUTRAJAYA & CYBERJAYA | Existing | VCBJ/PCE/J00105/MB1 | 310426373 | CLOSED | 11 kV | RYB | PE25.14 SETIA RIMBA 2 |  |  | CBJ25143 |  | INDKOM | ZZTT 1/D |  | TX-1000KVA |  | Pass | null | Pass | null
378117861 | TNB | DISTRIBUTION | WP PUTRAJAYA & CYBERJAYA | Existing | VCBJ/PCE/J00104/MB1 | 310359115 | CLOSED | 11 kV | RYB | PE 25.13 SETIA RIMBA 1 |  |  | CBJ25133 |  | INDKOM |  |  | TX-1000KVA |  | Pass | null | Pass | null
378117955 | TNB | DISTRIBUTION | WP PUTRAJAYA & CYBERJAYA | Existing | VCBJ/PCE/J23061/MB23061 | 310360674 | CLOSED | 11 kV | RYB | PE 23.06 TEMP OSK |  |  | CBJ23063 |  | INDKOM | ZZTT 1/D |  | TX-1000KVA |  | Pass | null | Pass | null
378118157 | TNB | DISTRIBUTION | WP PUTRAJAYA & CYBERJAYA | Existing | VCBJ/PCE/J23191/MB23191 | 310317883 | CLOSED | 11 kV | RYB | PE 23.19 AUTOVILLE NO1 |  |  | CBJ23193 |  | INDKOM | INS24 |  | TX1-1000KVA |  | Pass | null | Pass | null
378118158 | TNB | DISTRIBUTION | WP PUTRAJAYA & CYBERJAYA | Existing | VCBJ/PCE/J23191/MB23191 | 310317883 | CLOSED | 11 kV | RYB | PE 23.19 AUTOVILLE NO1 |  |  | CBJ23194 |  | INDKOM | INS24 |  | TX2-1000KVA |  | Pass | null | Pass | null
378118328 | TNB | DISTRIBUTION | WP PUTRAJAYA & CYBERJAYA | Existing | VCBJ/PCE/J23201/MB23201 | 310386516 | CLOSED | 11 kV | RYB | PE 23.20 AUTOVILLE 2 |  |  | CBJ23203 |  | INDKOM | ZZTT1/D |  | TX-1000KVA |  | Pass | null | Pass | null
378118329 | TNB | DISTRIBUTION | WP PUTRAJAYA & CYBERJAYA | Existing | VCBJ/PCE/J23201/MB23201 | 310386516 | CLOSED | 11 kV | RYB | PE 23.20 AUTOVILLE 2 |  |  | CBJ23204 |  | INDKOM | ZZTT1/D |  | TX2-1000KVA |  | Pass | null | Pass | null
378130179 | TNB | DISTRIBUTION | WP PUTRAJAYA & CYBERJAYA | Existing | VPTJ/PCE/J18201/MB18201 | 300281230 | CLOSED | 11 kV | RYB | PE 18.20 TMN PANCARONA (F1) |  |  | PTJ18202 |  | TAMCO | GR1 | 17/08/2006 |  |  | Pass | null | Pass | null
378130273 | TNB | DISTRIBUTION | WP PUTRAJAYA & CYBERJAYA | Existing | VPTJ/PCE/J18202/MB18204 | 300281231 | CLOSED | 11 kV | RYB | PE 18.20 TMN PANCARONA (F2) |  |  | PTJ18205 |  | TAMCO | GR1 | 17/08/2006 |  |  | Pass | null | Pass | null
378130375 | TNB | DISTRIBUTION | WP PUTRAJAYA & CYBERJAYA | Existing | VPTJ/PCE/J03011/MB03011 | 300280673 | CLOSED | 11 kV | RYB | PE 3.01 3M5 S/LIGHTING |  |  | PTJ03012 |  | MERLIN GERIN | ZZT | 22/08/2003 |  |  | Pass | null | Pass | null
378130429 | TNB | DISTRIBUTION | WP PUTRAJAYA & CYBERJAYA | Existing | VPTJ/PCE/J04062/MB04064 | 300280676 | CLOSED | 11 kV | RYB | PE 4.06 PADAT S/L (F2) |  |  | PTJ04065 |  | MERLIN GERIN | NA | 22/08/2003 |  |  | Pass | null | Pass | null
378130535 | TNB | DISTRIBUTION | WP PUTRAJAYA & CYBERJAYA | Existing | VPTJ/PCE/J04061/MB04061 | 300280675 | CLOSED | 11 kV | RYB | PE 4.06 S/LIGHTING (F1) |  |  | PTJ04062 |  | MERLIN GERIN | NA | 22/08/2003 |  |  | Pass | null | Pass | null
378130683 | TNB | DISTRIBUTION | WP PUTRAJAYA & CYBERJAYA | Existing | VPTJ/PCE/J04101/MB04101 | 300280680 | CLOSED | 11 kV | RYB | PE 4.10 S/LIGHTING |  |  | PTJ04103 |  | INDKOM | ZZT | 22/08/2003 |  |  | Pass | null | Pass | null
378130712 | TNB | DISTRIBUTION | WP PUTRAJAYA & CYBERJAYA | Existing | VPTJ/PCE/J17021/MB17021 | 300281202 | CLOSED | 11 kV | RYB | PE 17.02 R8B |  |  | PTJ17023 |  | INDKOM | ZZT | 18/01/2005 |  |  | Pass | null | Pass | null
378130818 | TNB | DISTRIBUTION | WP PUTRAJAYA & CYBERJAYA | Existing | VPTJ/PCE/J19011/MB19011 | 300281248 | CLOSED | 11 kV | RYB | PE 19.01 R8C |  |  | PTJ19013 |  | INDKOM | GA-ZZT | 18/01/2005 |  |  | Pass | null | Pass | null
378130862 | TNB | DISTRIBUTION | WP PUTRAJAYA & CYBERJAYA | Existing | VPTJ/PCE/J19021/MB19021 | 300281249 | CLOSED | 11 kV | RYB | PE 19.02 JLB 3 |  |  | PTJ19022 |  | MERLIN GERIN | RM6 | 28/08/2007 |  |  | Pass | null | Pass | null
378130993 | TNB | DISTRIBUTION | WP PUTRAJAYA & CYBERJAYA | Existing | VPTJ/PCE/J18031/MB18031 | 300281209 | CLOSED | 11 kV | RYB | PE 18.03 PS 12 |  |  | PTJ18033 |  | INDKOM | ZZT | 20041201 |  |  | Pass | null | Pass | null
378131163 | TNB | DISTRIBUTION | WP PUTRAJAYA & CYBERJAYA | Existing | VPTJ/PCE/J18211/MB18211 | 300281232 | CLOSED | 11 kV | RYB | PE 18.21 BLOK A 18R13 (F1) |  |  | PTJ18212 |  | TAMCO | GR1 | 20070103 |  |  | Pass | null | Pass | null
378131257 | TNB | DISTRIBUTION | WP PUTRAJAYA & CYBERJAYA | Existing | VPTJ/PCE/J18212/MB18214 | 300281233 | CLOSED | 11 kV | RYB | PE 18.21 BLOK A 18R13 (F2) |  |  | PTJ18215 |  | TAMCO | GR1 | 20070103 |  |  | Pass | null | Pass | null
378131368 | TNB | DISTRIBUTION | WP PUTRAJAYA & CYBERJAYA | Existing | VPTJ/PCE/J02251/MB02251 | 300485089 | CLOSED | 11 kV | RYB | PE 2.25 C/S FORMULA E 1 |  |  | PTJ02253 |  | INDKOM | INS24 | 30/06/2014 |  |  | Pass | null | Pass | null
378131472 | TNB | DISTRIBUTION | WP PUTRAJAYA & CYBERJAYA | Existing | VPTJ/PCE/J02271/MB02271 | 300485247 | CLOSED | 11 kV | RYB | PE 2.27 C/S FORMULA E 3 |  |  | PTJ02273 |  | INDKOM | SF6 |  |  |  | Pass | null | Pass | null
378155508 | TNB | DISTRIBUTION | WP PUTRAJAYA & CYBERJAYA | Existing | VCBJ/PCE/J22712/MB22714 | 300450896 | CLOSED | 11 kV | RYB | PE 22.71 CBD PERDANA 2B F2 |  |  | CBJ22717 |  |  | ZZTT.I/D | 18/09/2011 |  |  | Pass | null | Pass | null
378155509 | TNB | DISTRIBUTION | WP PUTRAJAYA & CYBERJAYA | Existing | VCBJ/PCE/J22712/MB22714 | 300450896 | CLOSED | 11 kV | RYB | PE 22.71 CBD PERDANA 2B F2 |  |  | CBJ22718 |  |  | ZZTT.I/D | 18/09/2011 |  |  | Pass | null | Pass | null
378155672 | TNB | DISTRIBUTION | WP PUTRAJAYA & CYBERJAYA | Existing | VCBJ/PCE/J22822/MB22824 | 300450891 | CLOSED | 11 kV | RYB | PE 22.82 CBD PERDANA 2C F2 |  |  | CBJ22826 |  |  | ZZT 1/D | 16/02/2012 |  |  | Pass | null | Pass | null
378155766 | TNB | DISTRIBUTION | WP PUTRAJAYA & CYBERJAYA | Existing | VCBJ/PCE/J22821/MB22821 | 300450875 | CLOSED | 11 kV | RYB | PE 22.82 CBD PERDANA 2C F1 |  |  | CBJ22823 |  |  | ZZT 1/D | 16/02/2012 |  |  | Pass | null | Pass | null
378155869 | TNB | DISTRIBUTION | WP PUTRAJAYA & CYBERJAYA | Existing | VCBJ/PCE/J22831/MB22831 | 300454999 | CLOSED | 11 kV | RYB | PE 22.83 CBD PERDANA 2D F1 |  |  | CBJ22833 | INDKOM | INDKOM | INS24 |  |  |  | Pass | null | Pass | null
378155963 | TNB | DISTRIBUTION | WP PUTRAJAYA & CYBERJAYA | Existing | VCBJ/PCE/J22832/MB22834 | 300455001 | CLOSED | 11 kV | RYB | PE 22.83 CBD PERDANA 2D F2 |  |  | CBJ22826 |  | INDKOM | INS24 |  |  |  | Pass | null | Pass | null
378156489 | TNB | DISTRIBUTION | WP PUTRAJAYA & CYBERJAYA | Existing | VCBJ/PCE/J21651/MB21651 | 300280620 | CLOSED | 11 kV | RYB | PE 21.65 EMERIO F1 |  |  | CBJ21652 |  | TAMCO | ZZT | 24/09/2008 |  |  | Pass | null | Pass | null
378156583 | TNB | DISTRIBUTION | WP PUTRAJAYA & CYBERJAYA | Existing | VCBJ/PCE/J21652/MB21654 | 300280618 | CLOSED | 11 kV | RYB | PE 21.65 EMERIO F2 |  |  | CBJ21655 |  | TAMCO | GR1 | 24/09/2008 |  |  | Pass | null | Pass | null
378186660 | TNB | DISTRIBUTION | WP PUTRAJAYA & CYBERJAYA | Existing | VCBJ/PCE/J21261/MB21261 | 300281015 | CLOSED | 11 kV | RYB | PE 21.26 PUSAT KAWAL SELIA F1 |  |  | CBJ21263 |  | INDKOM | ZZT | 17/05/2002 | TX1-1000KVA |  | Pass | null | Pass | null
378186683 | TNB | DISTRIBUTION | WP PUTRAJAYA & CYBERJAYA | Existing | VCBJ/PCE/J21262/MB21264 | 300281013 | CLOSED | 11 kV | RYB | PE 21.26 PUSAT KAWAL SELIA F2 |  |  | CBJ21266 |  | INDKOM | ZZT | 17/05/2002 | TX2-1000KVA |  | Pass | null | Pass | null
378187001 | TNB | DISTRIBUTION | WP PUTRAJAYA & CYBERJAYA | Existing | VCBJ/PCE/J21111/MB21111 | 300281043 | CLOSED | 11 kV | RYB | PE 21.11 CENTURY SQUARE 2310 F1 |  |  | CBJ21113 |  | INDKOM | ZZT | 20000903 | TX1-1000KVA |  | Pass | null | Pass | null
378187024 | TNB | DISTRIBUTION | WP PUTRAJAYA & CYBERJAYA | Existing | VCBJ/PCE/J21112/MB21114 | 300281040 | CLOSED | 11 kV | RYB | PE 21.11 CENTURY SQUARE 2310 F2 |  |  | CBJ21116 |  | INDKOM | ZZT | 20000903 | TX2-1000KVA |  | Pass | null | Pass | null
378187188 | TNB | DISTRIBUTION | WP PUTRAJAYA & CYBERJAYA | Existing | VCBJ/PCE/J21081/MB21081 | 300281059 | CLOSED | 11 kV | RYB | PE 21.08 CENTURY SQUARE 2300 F1 |  |  | CBJ21083 |  | INDKOM | ZZT | 16/02/2000 | TX1-1000KVA |  | Pass | null | Pass | null
378187211 | TNB | DISTRIBUTION | WP PUTRAJAYA & CYBERJAYA | Existing | VCBJ/PCE/J21082/MB21084 | 300281058 | CLOSED | 11 kV | RYB | PE 21.08 CENTURY SQUARE 2300 F2 |  |  | CBJ21086 |  | INDKOM | ZZT | 16/02/2000 | TX2-1000KVA |  | Pass | null | Pass | null
378187423 | TNB | DISTRIBUTION | WP PUTRAJAYA & CYBERJAYA | Existing | VCBJ/PCE/J22901/MB22901 | 300454643 | CLOSED | 11 kV | RYB | PE 22.90 SHAFBURY APT BLOK B |  |  | CBJ22903 |  | INDKOM | INS24 |  | TX-1000KVA |  | Pass | null | Pass | null
378187519 | TNB | DISTRIBUTION | WP PUTRAJAYA & CYBERJAYA | Existing | VCBJ/PCE/J22851/MB22851 | 300454905 | CLOSED | 11 kV | RYB | SS 22.85 SHAFTBURY CHILLER PLANT F1 |  |  | CBJ22853 |  | INDKOM | INS24 |  | TX1-1000KVA |  | Pass | null | Pass | null
378187613 | TNB | DISTRIBUTION | WP PUTRAJAYA & CYBERJAYA | Existing | VCBJ/PCE/J22852/MB22851 | 300454908 | CLOSED | 11 kV | RYB | SS 22.85 SHAFTBURY CHILLER PLANT F2 |  |  | CBJ22856 |  | INDKOM | INS24 |  | TX2-1000KVA |  | Pass | null | Pass | null
378187764 | TNB | DISTRIBUTION | WP PUTRAJAYA & CYBERJAYA | Existing | VCBJ/PCE/J22981/MB22981 | 300454646 | CLOSED | 11 kV | RYB | PE 22.98 SHAFBURY APT A |  |  | CBJ22983 |  | INDKOM | INS24 |  | TX-1000KVA |  | Pass | null | Pass | null
378187994 | TNB | DISTRIBUTION | WP PUTRAJAYA & CYBERJAYA | Existing | VCBJ/PCE/J00344/MB1 | 300512196 | CLOSED | 11 kV | RYB | PE 24.31 CRISTAL TERES |  |  | CBJ24313 |  | EPE | N/A |  | TX-1000KVA |  | Pass | null | Pass | null
378188101 | TNB | DISTRIBUTION | WP PUTRAJAYA & CYBERJAYA | Existing | VCBJ/PCE/J00343/MB1 | 300520966 | CLOSED | 11 kV | RYB | PE 24.30 CRYSTAL BLOK B |  |  | CBJ24304 |  | EPE | 8DJH |  | TX2-500KVA |  | Pass | null | Pass | null
378188102 | TNB | DISTRIBUTION | WP PUTRAJAYA & CYBERJAYA | Existing | VCBJ/PCE/J00343/MB1 | 300520966 | CLOSED | 11 kV | RYB | PE 24.30 CRYSTAL BLOK B |  |  | CBJ24302 |  | EPE | 8DJH |  | TX1-1000KVA |  | Pass | null | Pass | null
378188272 | TNB | DISTRIBUTION | WP PUTRAJAYA & CYBERJAYA | Existing | VCBJ/PCE/J00342/MB1 | 300511721 | CLOSED | 11 kV | RYB | PE 24.29 CRYSTAL BLOK A |  |  | CBJ24291 |  | SIEMENS | N/A |  | TX1-1000KVA |  | Pass | null | Pass | null
378188273 | TNB | DISTRIBUTION | WP PUTRAJAYA & CYBERJAYA | Existing | VCBJ/PCE/J00342/MB1 | 300511721 | CLOSED | 11 kV | RYB | PE 24.29 CRYSTAL BLOK A |  |  | CBJ24294 |  | SIEMENS | N/A |  | TX2-500KVA |  | Pass | null | Pass | null
378188460 | TNB | DISTRIBUTION | WP PUTRAJAYA & CYBERJAYA | Existing | VCBJ/PCE/J22341/MB22341 | 300280505 | CLOSED | 11 kV | RYB | PE 22.34 STREET MALL 2 F1 |  |  | CBJ22343 |  | INDKOM | ZZT | 17/05/2004 | TX1-1000KVA |  | Pass | null | Pass | null
378188483 | TNB | DISTRIBUTION | WP PUTRAJAYA & CYBERJAYA | Existing | VCBJ/PCE/J22342/MB22344 | 300280508 | CLOSED | 11 kV | RYB | PE 22.34 STREET MALL 2 F2 |  |  | CBJ22346 |  | INDKOM | ZZT | 17/05/2004 | TX2-1000KVA |  | Pass | null | Pass | null
378188648 | TNB | DISTRIBUTION | WP PUTRAJAYA & CYBERJAYA | Existing | VCBJ/PCE/J22621/MB22621 | 300280391 | CLOSED | 11 kV | RYB | PE 22.62 8 BLOK KEDAI PEJ 2B F1 |  |  | CBJ22622 |  | TAMCO | GR1 | 29/04/2009 | TX1-1000KVA |  | Pass | null | Pass | null
378188671 | TNB | DISTRIBUTION | WP PUTRAJAYA & CYBERJAYA | Existing | VCBJ/PCE/J22622/MB22624 | 300280392 | CLOSED | 11 kV | RYB | PE 22.62 8 BLOK KEDAI PEJ 2B F2 |  |  | CBJ22625 |  | TAMCO | GR1 | 29/04/2009 | TX2-1000KVA |  | Pass | null | Pass | null
378189042 | TNB | DISTRIBUTION | WP PUTRAJAYA & CYBERJAYA | Existing | VCBJ/PCE/J22861/MB22861 | 300454739 | CLOSED | 11 kV | RYB | PE 22.86 NEO CYBER BLOK D |  |  | CBJ22863 |  | INDKOM | ZZTT |  | TX-1000KVA |  | Pass | null | Pass | null
378189132 | TNB | DISTRIBUTION | WP PUTRAJAYA & CYBERJAYA | Existing | VCBJ/PCE/J22611/MB22611 | 300280393 | CLOSED | 11 kV | RYB | PE 22.61 8 BLOK KEDAI PEJ 2A F1 |  |  | CBJ22612 |  | TAMCO | GR1 | 29/04/2009 | TX1-1000KVA |  | Pass | null | Pass | null
378189155 | TNB | DISTRIBUTION | WP PUTRAJAYA & CYBERJAYA | Existing | VCBJ/PCE/J22612/MB22614 | 300280394 | CLOSED | 11 kV | RYB | PE 22.61 8 BLOK KEDAI PEJ 2A F2 |  |  | CBJ22615 |  | TAMCO | GR1 | 29/04/2009 | TX2-1000KVA |  | Pass | null | Pass | null
378189369 | TNB | DISTRIBUTION | WP PUTRAJAYA & CYBERJAYA | Existing | VCBJ/PCE/J22521/MB22521 | 300280458 | CLOSED | 11 kV | RYB | PE 22.52 58 UNITS SHOP LOT F1 |  |  | CBJ22523 |  | INDKOM | GA 2K 2TS | 20080301 | TX1-1000KVA |  | Pass | null | Pass | null
378189370 | TNB | DISTRIBUTION | WP PUTRAJAYA & CYBERJAYA | Existing | VCBJ/PCE/J22521/MB22521 | 300280458 | CLOSED | 11 kV | RYB | PE 22.52 58 UNITS SHOP LOT F1 |  |  | CBJ22524 |  | INDKOM | GA 2K 2TS | 20080301 | TX2-1000KVA |  | Pass | null | Pass | null
378189398 | TNB | DISTRIBUTION | WP PUTRAJAYA & CYBERJAYA | Existing | VCBJ/PCE/J22522/MB22524 | 300280460 | CLOSED | 11 kV | RYB | PE 22.52 58 UNITS SHOP LOT F2 |  |  | CBJ22527 |  | INDKOM | GA 2K 2TS | 20080301 | TX3-1000KVA |  | Pass | null | Pass | null
378189399 | TNB | DISTRIBUTION | WP PUTRAJAYA & CYBERJAYA | Existing | VCBJ/PCE/J22522/MB22524 | 300280460 | CLOSED | 11 kV | RYB | PE 22.52 58 UNITS SHOP LOT F2 |  |  | CBJ22528 |  | INDKOM | GA 2K 2TS | 20080301 | TX4-1000KVA |  | Pass | null | Pass | null
378189696 | TNB | DISTRIBUTION | WP PUTRAJAYA & CYBERJAYA | Existing | VCBJ/PCE/J22801/MB22801 | 300452908 | CLOSED | 11 kV | RYB | PE 22.80 APT NEO CYBER BLOK A |  |  | CBJ22803 |  | TAMCO | ZZTT |  | TX1-1000KVA |  | Pass | null | Pass | null
378189697 | TNB | DISTRIBUTION | WP PUTRAJAYA & CYBERJAYA | Existing | VCBJ/PCE/J22801/MB22801 | 300452908 | CLOSED | 11 kV | RYB | PE 22.80 APT NEO CYBER BLOK A |  |  | CBJ22804 |  | TAMCO | ZZTT |  | TX2-1000KVA |  | Pass | null | Pass | null
378202799 | TNB | DISTRIBUTION | WP PUTRAJAYA & CYBERJAYA | Existing | VPTJ/PCE/J18141/MB18141 | 300281217 | CLOSED | 11 kV | RYB | PE 18.14 BLOK D&E (F1) |  |  | PTJ18142 |  | TAMCO | GR1 | 22/02/2007 |  |  | Pass | null | Pass | null
378202824 | TNB | DISTRIBUTION | WP PUTRAJAYA & CYBERJAYA | Existing | VPTJ/PCE/J18142/MB18144 | 300281218 | CLOSED | 11 kV | RYB | PE 18.14 BLOK D&E (F2) |  |  | PTJ18145 |  | TAMCO | GR1 | 22/02/2007 |  |  | Pass | null | Pass | null
378202963 | TNB | DISTRIBUTION | WP PUTRAJAYA & CYBERJAYA | Existing | VPTJ/PCE/J18131/MB18131 | 300281215 | CLOSED | 11 kV | RYB | PE 18.13 BLOK F (F1) |  |  | PTJ18132 |  | TAMCO | GR1 | 22/02/2007 |  |  | Pass | null | Pass | null
378203064 | TNB | DISTRIBUTION | WP PUTRAJAYA & CYBERJAYA | Existing | VPTJ/PCE/J18132/MB18134 | 300281216 | CLOSED | 11 kV | RYB | PE 18.13 BLOK F (F2) |  |  | PTJ18135 |  | TAMCO | ZZT | 22/02/2007 |  |  | Pass | null | Pass | null
378203342 | TNB | DISTRIBUTION | WP PUTRAJAYA & CYBERJAYA | Existing | VPTJ/PCE/J18111/MB18111 | 300281213 | CLOSED | 11 kV | RYB | E 18.11 BLOK B&C (F1) |  |  | PTJ18112 |  | TAMCO | ZZT | 22/02/2007 |  |  | Pass | null | Pass | null
378203438 | TNB | DISTRIBUTION | WP PUTRAJAYA & CYBERJAYA | Existing | VPTJ/PCE/J18112/MB18114 | 300281214 | CLOSED | 11 kV | RYB | PE 18.11 BLOK B&C (F2) |  |  | PTJ18115 |  | TAMCO | ZZT | 22/02/2007 |  |  | Pass | null | Pass | null
378203580 | TNB | DISTRIBUTION | WP PUTRAJAYA & CYBERJAYA | Existing | VPTJ/PCE/J18101/MB18101 | 300281212 | CLOSED | 11 kV | RYB | PE 18.10 PADAT SL |  |  | PTJ18102 |  | MERLIN GERIN | RM6 | 20051104 |  |  | Pass | null | Pass | null
378203700 | TNB | DISTRIBUTION | WP PUTRAJAYA & CYBERJAYA | Existing | VPTJ/PCE/J18041/MB18041 | 300281210 | CLOSED | 11 kV | RYB | PE 18.04 PERUMAHAN 18R7 |  |  | PTJ18042 |  | MERLIN GERIN | RM6 | 20070303 |  |  | Pass | null | Pass | null
378203806 | TNB | DISTRIBUTION | WP PUTRAJAYA & CYBERJAYA | Existing | VPTJ/PCE/J18051/MB18051 | 300454891 | CLOSED | 11 kV | RYB | PE 18.05 PERUMAHAN 18R5 Fasa 2(F1) |  |  | PTJ18052 |  | SCHNEIDER | RM 6 |  |  |  | Pass | null | Pass | null
378203914 | TNB | DISTRIBUTION | WP PUTRAJAYA & CYBERJAYA | Existing | VPTJ/PCE/J18052/MB18501 | 300454894 | CLOSED | 11 kV | RYB | PE 18.05 PERUMAHAN 18R5 Fasa 2(F2) |  |  | PTJ18055 |  | SCHNEIDER | RM 6 |  |  |  | Pass | null | Pass | null
378204021 | TNB | DISTRIBUTION | WP PUTRAJAYA & CYBERJAYA | Existing | VPTJ/PCE/J18281/MB18281 | 300452921 | CLOSED | 11 kV | RYB | PE 18.28 SEK KEB (2) (F1) |  |  | PTJ18282 |  | TAMCO | GR1 |  |  |  | Pass | null | Pass | null
378204115 | TNB | DISTRIBUTION | WP PUTRAJAYA & CYBERJAYA | Existing | VPTJ/PCE/J18282/MB18281 | 300452924 | CLOSED | 11 kV | RYB | PE 18.28 SEK KEB (2) (F2) |  |  | PTJ18285 |  | TAMCO | GR1 |  |  |  | Pass | null | Pass | null
378204228 | TNB | DISTRIBUTION | WP PUTRAJAYA & CYBERJAYA | Existing | VPTJ/PCE/J18062/MB18064 | 300288499 | CLOSED | 11 kV | RYB | PE 18.06 18R5 (F2) |  |  | PTJ18065 |  | SCHNEIDER | NE-2iQ | 22/12/2010 |  |  | Pass | null | Pass | null
378204332 | TNB | DISTRIBUTION | WP PUTRAJAYA & CYBERJAYA | Existing | VPTJ/PCE/J18061/MB18061 | 300288496 | CLOSED | 11 kV | RYB | PE 18.06 18R5 (F1) |  |  | PTJ18062 |  | SCHNEIDER | NE-2iQ | 15/12/2010 |  |  | Pass | null | Pass | null
378204473 | TNB | DISTRIBUTION | WP PUTRAJAYA & CYBERJAYA | Existing | VPTJ/PCE/J18261/MB18261 | 300281244 | CLOSED | 11 kV | RYB | PE 18.26 APT. 18R4 (F1) |  |  | PTJ18264 |  | OMAZABAL | GA 2K 2TS | 17/06/2008 |  |  | Pass | null | Pass | null
378204474 | TNB | DISTRIBUTION | WP PUTRAJAYA & CYBERJAYA | Existing | VPTJ/PCE/J18261/MB18261 | 300281244 | CLOSED | 11 kV | RYB | PE 18.26 APT. 18R4 (F1) |  |  | PTJ18263 |  | OMAZABAL | GA 2K 2TS | 17/06/2008 |  |  | Pass | null | Pass | null
378204862 | TNB | DISTRIBUTION | WP PUTRAJAYA & CYBERJAYA | Existing | VPTJ/PCE/J18091/MB18091 | 300281211 | CLOSED | 11 kV | RYB | PE 18.09 PADAT SL |  |  | PTJ18092 |  | MERLIN GERIN | RM | 20051104 |  |  | Pass | null | Pass | null
378204988 | TNB | DISTRIBUTION | WP PUTRAJAYA & CYBERJAYA | Existing | VPTJ/PCE/J18262/MB18264 | 300281247 | CLOSED | 11 kV | RYB | PE 18.26 APT. 18R4 (F2) |  |  | PTJ18268 |  | OMAZABAL | GA 2K 2TS | 17/06/2008 |  |  | Pass | null | Pass | null
378204989 | TNB | DISTRIBUTION | WP PUTRAJAYA & CYBERJAYA | Existing | VPTJ/PCE/J18262/MB18264 | 300281247 | CLOSED | 11 kV | RYB | PE 18.26 APT. 18R4 (F2) |  |  | PTJ18267 |  | OMAZABAL | GA 2K 2TS | 17/06/2008 |  |  | Pass | null | Pass | null
378205154 | TNB | DISTRIBUTION | WP PUTRAJAYA & CYBERJAYA | Existing | VPTJ/PCE/J18271/MB18271 | 300452910 | CLOSED | 11 kV | RYB | PE 18.27 KLINIK KESIHATAN (F1) |  |  | PTJ18273 |  | INDKOM | ZZT-I/D |  |  |  | Pass | null | Pass | null
378205248 | TNB | DISTRIBUTION | WP PUTRAJAYA & CYBERJAYA | Existing | VPTJ/PCE/J18272/MB18271 | 300452918 | CLOSED | 11 kV | RYB | PE 18.27 KLINIK KESIHATAN (F2) |  |  | PTJ18276 |  | INDKOM | ZZT-I/D |  |  |  | Pass | null | Pass | null
378205353 | TNB | DISTRIBUTION | WP PUTRAJAYA & CYBERJAYA | Existing | VPTJ/PCE/J18081/MB18081 | 300454881 | CLOSED | 11 kV | RYB | PE 18.08 18R1 (F1) |  |  | PTJ18082 |  | SCHNEIDER | ZZT |  |  |  | Pass | null | Pass | null
378205457 | TNB | DISTRIBUTION | WP PUTRAJAYA & CYBERJAYA | Existing | VPTJ/PCE/J18082/MB18084 | 300454883 | CLOSED | 11 kV | RYB | PE 18.08 18R1 (F2) |  |  | PTJ18086 |  | INDKOM | ZZT |  |  |  | Pass | null | Pass | null
378205568 | TNB | DISTRIBUTION | WP PUTRAJAYA & CYBERJAYA | Existing | VPTJ/PCE/J18221/MB18221 | 300281234 | CLOSED | 11 kV | RYB | PE 18.22 BLOK B 18R13 (F1) |  |  | PTJ18222 |  | TAMCO | GR1 | 20070103 |  |  | Pass | null | Pass | null
378205666 | TNB | DISTRIBUTION | WP PUTRAJAYA & CYBERJAYA | Existing | VPTJ/PCE/J18222/MB18224 | 300281235 | CLOSED | 11 kV | RYB | PE 18.22 BLOK B 18R13 (F2) |  |  | PTJ18225 |  | TAMCO | GR1 | 20070103 |  |  | Pass | null | Pass | null
378211229 | TNB | DISTRIBUTION | WP PUTRAJAYA & CYBERJAYA | Existing | VPTJ/PCE/J09442/MB09444 | 300280932 | CLOSED | 11 kV | RYB | PE 9.44 P'PURI P7 BLOK A2 (EFI) (F2) |  |  | PTJ09446 |  | OMAZABAL | GA 2K 1TS | 23/02/2008 |  |  | Pass | null | Pass | null
378211326 | TNB | DISTRIBUTION | WP PUTRAJAYA & CYBERJAYA | Existing | VPTJ/PCE/J09431/MB09431 | 300280929 | CLOSED | 11 kV | RYB | PE 9.43 P'PURI P7 BLOK A1 (F1) |  |  | PTJ09433 |  | OMAZABAL | GA 2K 1TS | 23/02/2008 |  |  | Pass | null | Pass | null
378211416 | TNB | DISTRIBUTION | WP PUTRAJAYA & CYBERJAYA | Existing | VPTJ/PCE/J09432/MB09434 | 300280930 | CLOSED | 11 kV | RYB | PE 9.43 P'PURI P7 BLOK A1 (F2) |  |  | PTJ09436 |  | OMAZABAL | GA 2K 1TS | 23/02/2008 |  |  | Pass | null | Pass | null
378211507 | TNB | DISTRIBUTION | WP PUTRAJAYA & CYBERJAYA | Existing | VPTJ/PCE/J09351/MB09351 | 300280915 | CLOSED | 11 kV | RYB | PE 9.35 P'PURI BLOK A1 (EFI) (F1) |  |  | PTJ09353 |  | INDKOM | ZZT | 24/08/2005 |  |  | Pass | null | Pass | null
378211599 | TNB | DISTRIBUTION | WP PUTRAJAYA & CYBERJAYA | Existing | VPTJ/PCE/J09352/MB09354 | 300280916 | CLOSED | 11 kV | RYB | PE 9.35 P'PURI BLOK A1 (EFI) (F2) |  |  | PTJ09356 |  | INDKOM | ZZT | 24/08/2005 |  |  | Pass | null | Pass | null
378211694 | TNB | DISTRIBUTION | WP PUTRAJAYA & CYBERJAYA | Existing | VPTJ/PCE/J09341/MB09341 | 300280871 | CLOSED | 11 kV | RYB | PE 9.34 P'PURI BLOK A3 (F1) |  |  | PTJ09343 |  | INDKOM | ZZT | 24/08/2005 |  |  | Pass | null | Pass | null
378211786 | TNB | DISTRIBUTION | WP PUTRAJAYA & CYBERJAYA | Existing | VPTJ/PCE/J09342/MB09344 | 300280872 | CLOSED | 11 kV | RYB | PE 9.34 P'PURI BLOK A3 (F2) |  |  | PTJ09346 |  | INDKOM | ZZT | 24/08/2005 |  |  | Pass | null | Pass | null
378211882 | TNB | DISTRIBUTION | WP PUTRAJAYA & CYBERJAYA | Existing | VPTJ/PCE/J09331/MB09331 | 300280869 | CLOSED | 11 kV | RYB | PE 9.33 P'PURI BLOK B1 (EFI) (F1) |  |  | PTJ09333 |  | INDKOM | ZZT | 24/08/2005 |  |  | Pass | null | Pass | null
378211974 | TNB | DISTRIBUTION | WP PUTRAJAYA & CYBERJAYA | Existing | VPTJ/PCE/J09332/MB09334 | 300280870 | CLOSED | 11 kV | RYB | PE 9.33 P'PURI BLOK B1 (EFI) (F2) |  |  | PTJ09336 |  | INDKOM | ZZT | 24/08/2005 |  |  | Pass | null | Pass | null
378212067 | TNB | DISTRIBUTION | WP PUTRAJAYA & CYBERJAYA | Existing | VPTJ/PCE/J09321/MB09321 | 300280867 | CLOSED | 11 kV | RYB | PE 9.32 P'PURI BLOK B3 (F1) |  |  | PTJ09322 |  | TAMCO | GR1 | 24/08/2005 |  |  | Pass | null | Pass | null
378212111 | TNB | DISTRIBUTION | WP PUTRAJAYA & CYBERJAYA | Existing | VPTJ/PCE/J09322/MB09324 | 300280868 | CLOSED | 11 kV | RYB | PE 9.32 P'PURI BLOK B3 (F2) |  |  | PTJ09326 |  | INDKOM | ZZT | 24/08/2005 |  |  | Pass | null | Pass | null
378212197 | TNB | DISTRIBUTION | WP PUTRAJAYA & CYBERJAYA | Existing | VPTJ/PCE/J09371/MB09371 | 300280919 | CLOSED | 11 kV | RYB | PE 9.37 P'PURI BLOK A1 (EFI) (F1) |  |  | PTJ09372 |  | TAMCO | GR1 | 22/07/2007 |  |  | Pass | null | Pass | null
378212350 | TNB | DISTRIBUTION | WP PUTRAJAYA & CYBERJAYA | Existing | VPTJ/PCE/J09372/MB09374 | 300280920 | CLOSED | 11 kV | RYB | PE 9.37 P'PURI BLOK A1 (EFI) (F2) |  |  | PTJ09375 |  | TAMCO | GR1 | 22/07/2007 |  |  | Pass | null | Pass | null
378212379 | TNB | DISTRIBUTION | WP PUTRAJAYA & CYBERJAYA | Existing | VPTJ/PCE/J09381/MB09381 | 300280921 | CLOSED | 11 kV | RYB | PE 9.38 P'PURI BLOK A3 (F1) |  |  | PTJ09382 |  | TAMCO | GR1 | 22/07/2007 |  |  | Pass | null | Pass | null
378212410 | TNB | DISTRIBUTION | WP PUTRAJAYA & CYBERJAYA | Existing | VPTJ/PCE/J09382/MB09384 | 300280922 | CLOSED | 11 kV | RYB | PE 9.38 P'PURI BLOK A3 (F2) |  |  | PTJ09385 |  | TAMCO | GR1 | 22/07/2007 |  |  | Pass | null | Pass | null
378212565 | TNB | DISTRIBUTION | WP PUTRAJAYA & CYBERJAYA | Existing | VPTJ/PCE/J09392/MB09394 | 300280924 | CLOSED | 11 kV | RYB | PE 9.39 P'PURI BLOK B3 (EFI) (F2) |  |  | PTJ09395 |  | TAMCO | GR1 | 22/07/2007 |  |  | Pass | null | Pass | null
378212588 | TNB | DISTRIBUTION | WP PUTRAJAYA & CYBERJAYA | Existing | VPTJ/PCE/J09391/MB09391 | 300280923 | CLOSED | 11 kV | RYB | PE 9.39 P'PURI BLOK B3 (EFI) (F1) |  |  | PTJ09392 |  | TAMCO | GR1 | 22/07/2007 |  |  | Pass | null | Pass | null
378213008 | TNB | DISTRIBUTION | WP PUTRAJAYA & CYBERJAYA | Existing | VPTJ/PCE/J09411/MB09411 | 300280925 | CLOSED | 11 kV | RYB | PE 9.41 P'PURI BLOK E3 (F1) |  |  | PTJ09412 |  | TAMCO | GR1 | 22/07/2007 |  |  | Pass | null | Pass | null
378213105 | TNB | DISTRIBUTION | WP PUTRAJAYA & CYBERJAYA | Existing | VPTJ/PCE/J09412/MB09414 | 300280926 | CLOSED | 11 kV | RYB | PE 9.41 P'PURI BLOK E3 (F2) |  |  | PTJ09415 |  | TAMCO | GR1 | 22/07/2007 |  |  | Pass | null | Pass | null
378213200 | TNB | DISTRIBUTION | WP PUTRAJAYA & CYBERJAYA | Existing | VPTJ/PCE/J09421/MB09421 | 300280927 | CLOSED | 11 kV | RYB | PE 9.42 P'PURI BLOK E1 (EFI) (F1) |  |  | PTJ09422 |  | TAMCO | GR1 | 22/07/2007 |  |  | Pass | null | Pass | null
378213290 | TNB | DISTRIBUTION | WP PUTRAJAYA & CYBERJAYA | Existing | VPTJ/PCE/J09422/MB09424 | 300280928 | CLOSED | 11 kV | RYB | PE 9.42 P'PURI BLOK E1 (EFI) (F2) |  |  | PTJ09425 |  | TAMCO | GR1 | 22/07/2007 |  |  | Pass | null | Pass | null
378213381 | TNB | DISTRIBUTION | WP PUTRAJAYA & CYBERJAYA | Existing | VPTJ/PCE/J09481/MB09481 | 300280939 | CLOSED | 11 kV | RYB | PE 9.48 P'PURI BLOK C&D (EFI) (F1) |  |  | PTJ09482 |  | TAMCO | GR1 | 31/10/2007 |  |  | Pass | null | Pass | null
378213474 | TNB | DISTRIBUTION | WP PUTRAJAYA & CYBERJAYA | Existing | VPTJ/PCE/J09482/MB09484 | 300280940 | CLOSED | 11 kV | RYB | PE 9.48 P'PURI BLOK C&D (EFI) (F2) |  |  | PTJ09485 |  | TAMCO | GR1 | 31/10/2007 |  |  | Pass | null | Pass | null
378213565 | TNB | DISTRIBUTION | WP PUTRAJAYA & CYBERJAYA | Existing | VPTJ/PCE/J09471/MB09471 | 300280937 | CLOSED | 11 kV | RYB | PE 9.47 P'PURI BLOK A&B (F1) |  |  | PTJ09472 |  | TAMCO | GR1 | 31/10/2007 |  |  | Pass | null | Pass | null
378213650 | TNB | DISTRIBUTION | WP PUTRAJAYA & CYBERJAYA | Existing | VPTJ/PCE/J09472/MB09474 | 300280938 | CLOSED | 11 kV | RYB | PE 9.47 P'PURI BLOK A&B (F2) |  |  | PTJ09475 |  | TAMCO | GR1 | 31/10/2007 |  |  | Pass | null | Pass | null
378213749 | TNB | DISTRIBUTION | WP PUTRAJAYA & CYBERJAYA | Existing | VPTJ/PCE/J09141/MB09141 | 300280835 | CLOSED | 11 kV | RYB | PE 9.14 K.KEJIRANAN (F1) |  |  | PTJ09143 |  | INDKOM | ZZT | 19/11/2002 |  |  | Pass | null | Pass | null
378213841 | TNB | DISTRIBUTION | WP PUTRAJAYA & CYBERJAYA | Existing | VPTJ/PCE/J09142/MB09144 | 300280836 | CLOSED | 11 kV | RYB | PE 9.14 K.KEJIRANAN (F2) |  |  | PTJ09146 |  | INDKOM | ZZT | 19/11/2002 |  |  | Pass | null | Pass | null
378213936 | TNB | DISTRIBUTION | WP PUTRAJAYA & CYBERJAYA | Existing | VPTJ/PCE/J10132/MB10134 | 300280959 | CLOSED | 11 kV | RYB | PE 10.13 PUSPANITA (F2) |  |  | PTJ10136 |  | INDKOM | ZZT | 21/10/2004 |  |  | Pass | null | Pass | null
378213959 | TNB | DISTRIBUTION | WP PUTRAJAYA & CYBERJAYA | Existing | VPTJ/PCE/J10131/MB10131 | 300280958 | CLOSED | 11 kV | RYB | PE 10.13 PUSPANITA (F1) |  |  | PTJ10133 |  | INDKOM | ZZT | 21/10/2004 |  |  | Pass | null | Pass | null
378214122 | TNB | DISTRIBUTION | WP PUTRAJAYA & CYBERJAYA | Existing | VPTJ/PCE/J02041/MB02041 | 300280626 | CLOSED | 11 kV | RYB | PE 2.04 W.F PROMENADE (F1) |  |  | PTJ02042 |  | INDKOM | ZZZT | 30/01/2003 |  |  | Pass | null | Pass | null
378214214 | TNB | DISTRIBUTION | WP PUTRAJAYA & CYBERJAYA | Existing | VPTJ/PCE/J02042/MB02045 | 300280628 | CLOSED | 11 kV | RYB | PE 2.04 W.F PROMENADE (F2) |  |  | PTJ02044 |  | INDKOM | ZZT | 30/01/2003 |  |  | Pass | null | Pass | null
378214308 | TNB | DISTRIBUTION | WP PUTRAJAYA & CYBERJAYA | Existing | VPTJ/PCE/J02051/MB02051 | 300280630 | CLOSED | 11 kV | RYB | PE 2.05 PADAT CUT |  |  | PTJ02053 |  | INDKOM | ZZT | 22/08/2002 |  |  | Pass | null | Pass | null
378214398 | TNB | DISTRIBUTION | WP PUTRAJAYA & CYBERJAYA | Existing | VPTJ/PCE/J02261/MB02261 | 300485137 | CLOSED | 11 kV | RYB | PE 2.26 C/S FORMULA E 2 |  |  | PTJ02263 |  | INDKOM | SF6 | 20140804 |  |  | Pass | null | Pass | null
378214509 | TNB | DISTRIBUTION | WP PUTRAJAYA & CYBERJAYA | Existing | VPTJ/PCE/J02241/MB02241 | 310303856 | CLOSED | 11 kV | RYB | PE 2.24 TEMP 2C5 |  |  | PTJ02243 |  | INDKOM |  |  |  |  | Pass | null | Pass | null
378214618 | TNB | DISTRIBUTION | WP PUTRAJAYA & CYBERJAYA | Existing | VPTJ/PCE/J02281/MB02281 | 300485554 | CLOSED | 11 kV | RYB | PE 2.28 C/S FORMULA E 4 |  |  | PTJ02273 |  | INDKOM | SF6 |  |  |  | Pass | null | Pass | null
378219885 | TNB | DISTRIBUTION | WP PUTRAJAYA & CYBERJAYA | Existing | VPTJ/PCE/J15071/MB15071 | 300281151 | CLOSED | 11 kV | RYB | PE 15.07 BLOK D3 (EFI) (F1) |  |  | PTJ15072 |  | TAMCO | ZZT | 18/02/2006 |  |  | Pass | null | Pass | null
378219908 | TNB | DISTRIBUTION | WP PUTRAJAYA & CYBERJAYA | Existing | VPTJ/PCE/J15072/MB15074 | 300281152 | CLOSED | 11 kV | RYB | PE 15.07 BLOK D3 (EFI) (F2) |  |  | PTJ15075 |  | TAMCO | ZZT | 18/02/2006 |  |  | Pass | null | Pass | null
378219937 | TNB | DISTRIBUTION | WP PUTRAJAYA & CYBERJAYA | Existing | VPTJ/PCE/J15331/MM15331 | 300453012 | CLOSED | 11 kV | RYB | PE 15.33 PDT KEDIAMAN KEDUTAAN IRAQ (F1) |  |  | PTJ15332 |  | SCHNEIDER | NE-2iQ |  |  |  | Pass | null | Pass | null
378220041 | TNB | DISTRIBUTION | WP PUTRAJAYA & CYBERJAYA | Existing | VPTJ/PCE/J15332/MB15334 | 310338860 | CLOSED | 11 kV | RYB | PE 15.33 PDT KEDIAMAN KEDUTAAN IRAQ (F2) |  |  | PTJ15336 |  | INDKOM | ZZT |  |  |  | Pass | null | Pass | null
378220152 | TNB | DISTRIBUTION | WP PUTRAJAYA & CYBERJAYA | Existing | VPTJ/PCE/J15051/MB15051 | 300281147 | CLOSED | 11 kV | RYB | PE 15.05 BLOK D2 (1) (EFI) (F1) |  |  | PTJ15052 |  | TAMCO | ZZT | 18/02/2006 |  |  | Pass | null | Pass | null
378220198 | TNB | DISTRIBUTION | WP PUTRAJAYA & CYBERJAYA | Existing | VPTJ/PCE/J15052/MB15054 | 300281148 | CLOSED | 11 kV | RYB | PE 15.05 BLOK D2 (1) (EFI) (F2) |  |  | PTJ15055 |  | TAMCO | ZZT | 18/02/2006 |  |  | Pass | null | Pass | null
378220294 | TNB | DISTRIBUTION | WP PUTRAJAYA & CYBERJAYA | Existing | VPTJ/PCE/J15061/MB15061 | 300281149 | CLOSED | 11 kV | RYB | PE 15.06 BLOK D2 (2) (F1) |  |  | PTJ15062 |  | TAMCO | ZZT | 18/02/2006 |  |  | Pass | null | Pass | null
378220390 | TNB | DISTRIBUTION | WP PUTRAJAYA & CYBERJAYA | Existing | VPTJ/PCE/J15062/MB15064 | 300281150 | CLOSED | 11 kV | RYB | PE 15.06 BLOK D2 (2) (F2) |  |  | PTJ15065 |  | TAMCO | ZZT | 18/02/2006 |  |  | Pass | null | Pass | null
378224300 | TNB | DISTRIBUTION | WP PUTRAJAYA & CYBERJAYA | Existing | VCBJ/PCE/J24251/MB24251 | 310332980 | CLOSED | 11 kV | RYB | PE 24.25 CRYSTAL VILLE 2 |  |  | CBJ24253 |  | INDKOM | ZZTT 1D |  | TX-1000KVA |  | Pass | null | Pass | null
378224766 | TNB | DISTRIBUTION | WP PUTRAJAYA & CYBERJAYA | Existing | VCBJ/PCE/J24241/MB24241 | 310332974 | CLOSED | 11 kV | RYB | PE 24.24 CRYSTAL VILLE 1 |  |  | CBJ24241 |  | ITEM | 8DJH TRRT |  | TX1-1000KVA |  | Pass | null | Pass | null
378224767 | TNB | DISTRIBUTION | WP PUTRAJAYA & CYBERJAYA | Existing | VCBJ/PCE/J24241/MB24241 | 310332974 | CLOSED | 11 kV | RYB | PE 24.24 CRYSTAL VILLE 1 |  |  | CBJ24244 |  | ITEM | 8DJH TRRT |  | TX2-1000KVA |  | Pass | null | Pass | null
378225017 | TNB | DISTRIBUTION | WP PUTRAJAYA & CYBERJAYA | Existing | VCBJ/PCE/J21341/MB21341 | 300281004 | CLOSED | 11 kV | RYB | PE 21.34 PS5 F1 |  |  | CBJ21342 |  | TAMCO | GR1 | 24/05/2009 | TX1-500KVA |  | Pass | null | Pass | null
378225040 | TNB | DISTRIBUTION | WP PUTRAJAYA & CYBERJAYA | Existing | VCBJ/PCE/J21342/MB21344 | 300281003 | CLOSED | 11 kV | RYB | PE 21.34 PS5 F2 |  |  | CBJ21345 |  | TAMCO | GR1 | 24/05/2009 | TX2-500KVA |  | Pass | null | Pass | null
378284249 | TNB | DISTRIBUTION | WP PUTRAJAYA & CYBERJAYA | Existing | VPTJ/PCE/J01071/MB01071 | 300280373 | CLOSED | 11 kV | RYB | SS 1.07 JPM B1 JPM B8 (F1) |  |  | PTJ1078 |  | INDKOM | ZZZZ | 19990904 |  |  | Pass | null | Pass | null
378284250 | TNB | DISTRIBUTION | WP PUTRAJAYA & CYBERJAYA | Existing | VPTJ/PCE/J01071/MB01071 | 300280373 | CLOSED | 11 kV | RYB | SS 1.07 JPM B1 JPM B8 (F1) |  |  | PTJ1077 |  | INDKOM | ZZZZ | 19990904 |  |  | Pass | null | Pass | null
378284420 | TNB | DISTRIBUTION | WP PUTRAJAYA & CYBERJAYA | Existing | VPTJ/PCE/J01072/MB01075 | 300280374 | CLOSED | 11 kV | RYB | SS 1.07 JPM B1 JPM B8 (F2) |  |  | PTJ1074 |  | INDKOM | ZZZZ | 19990904 |  |  | Pass | null | Pass | null
378284421 | TNB | DISTRIBUTION | WP PUTRAJAYA & CYBERJAYA | Existing | VPTJ/PCE/J01072/MB01075 | 300280374 | CLOSED | 11 kV | RYB | SS 1.07 JPM B1 JPM B8 (F2) |  |  | PTJ1073 |  | INDKOM | ZZZZ | 19990904 |  |  | Pass | null | Pass | null
378284595 | TNB | DISTRIBUTION | WP PUTRAJAYA & CYBERJAYA | Existing | VPTJ/PCE/J01061/MB01061 | 300280371 | CLOSED | 11 kV | RYB | SS 1.06 JPM B6 JPM B7 (F1) |  |  | PTJ1064 |  | INDKOM | ZZZZ | 20/05/1999 |  |  | Pass | null | Pass | null
378284596 | TNB | DISTRIBUTION | WP PUTRAJAYA & CYBERJAYA | Existing | VPTJ/PCE/J01061/MB01061 | 300280371 | CLOSED | 11 kV | RYB | SS 1.06 JPM B6 JPM B7 (F1) |  |  | PTJ1061 |  | INDKOM | ZZZZ | 20/05/1999 |  |  | Pass | null | Pass | null
378284624 | TNB | DISTRIBUTION | WP PUTRAJAYA & CYBERJAYA | Existing | VPTJ/PCE/J01062/MB01065 | 300280372 | CLOSED | 11 kV | RYB | SS 1.06 JPM B6 JPM B7 (F2) |  |  | PTJ1065 |  | INDKOM | ZZZZ | 20/05/1999 |  |  | Pass | null | Pass | null
378284625 | TNB | DISTRIBUTION | WP PUTRAJAYA & CYBERJAYA | Existing | VPTJ/PCE/J01062/MB01065 | 300280372 | CLOSED | 11 kV | RYB | SS 1.06 JPM B6 JPM B7 (F2) |  |  | PTJ1068 |  | INDKOM | ZZZZ | 20/05/1999 |  |  | Pass | null | Pass | null
378284640 | TNB | DISTRIBUTION | WP PUTRAJAYA & CYBERJAYA | Existing | VPTJ/PCE/J01051/MB01051 | 300280369 | CLOSED | 11 kV | RYB | SS 1.05 JPM B5 (F1) |  |  | PTJ1056 |  | INDKOM | ZZZ | 29/07/1999 |  |  | Pass | null | Pass | null
378284692 | TNB | DISTRIBUTION | WP PUTRAJAYA & CYBERJAYA | Existing | VPTJ/PCE/J01052/MB01054 | 300280370 | CLOSED | 11 kV | RYB | SS 1.05 JPM B5 (F2) |  |  | PTJ1053 |  | INDKOM | ZZZ | 29/07/1999 |  |  | Pass | null | Pass | null
378284761 | TNB | DISTRIBUTION | WP PUTRAJAYA & CYBERJAYA | Existing | VPTJ/PCE/J01081/MB01081 | 300280375 | CLOSED | 11 kV | RYB | SS 1.08 C4 (F1) |  |  | PTJ1086 |  | INDKOM | ZZZ | 19991009 |  |  | Pass | null | Pass | null
378284855 | TNB | DISTRIBUTION | WP PUTRAJAYA & CYBERJAYA | Existing | VPTJ/PCE/J01082/MB01084 | 300280378 | CLOSED | 11 kV | RYB | SS 1.08 C4 (F2) |  |  | PTJ1083 |  | INDKOM | ZZZ | 19991009 |  |  | Pass | null | Pass | null
378284901 | TNB | DISTRIBUTION | WP PUTRAJAYA & CYBERJAYA | Existing | VPTJ/PCE/J01091/MB01091 | 300280404 | CLOSED | 11 kV | RYB | SS 1.09 C3 (F1) |  |  | PTJ1096 |  | INDKOM | ZZZ | 19991109 |  |  | Pass | null | Pass | null
378284995 | TNB | DISTRIBUTION | WP PUTRAJAYA & CYBERJAYA | Existing | VPTJ/PCE/J01092/MB01094 | 300280405 | CLOSED | 11 kV | RYB | SS 1.09 C3 (F2) |  |  | PTJ1093 |  | INDKOM | ZZZ | 19991109 |  |  | Pass | null | Pass | null
378285018 | TNB | DISTRIBUTION | WP PUTRAJAYA & CYBERJAYA | Existing | VPTJ/PCE/J01101/MB01101 | 300280406 | CLOSED | 11 kV | RYB | SS 1.10 C2 (F1) |  |  | PTJ1106 |  | INDKOM | ZZZ | 19991109 |  |  | Pass | null | Pass | null
378285041 | TNB | DISTRIBUTION | WP PUTRAJAYA & CYBERJAYA | Existing | VPTJ/PCE/J01102/MB01104 | 300280407 | CLOSED | 11 kV | RYB | SS 1.10 C2 (F2) |  |  | PTJ1103 |  | INDKOM | ZZZ | 19991109 |  |  | Pass | null | Pass | null
378285065 | TNB | DISTRIBUTION | WP PUTRAJAYA & CYBERJAYA | Existing | VPTJ/PCE/J01111/MB01111 | 300280408 | CLOSED | 11 kV | RYB | SS 1.11 C1 (F1) |  |  | PTJ1116 |  | INDKOM | ZZZ | 19991109 |  |  | Pass | null | Pass | null
378285088 | TNB | DISTRIBUTION | WP PUTRAJAYA & CYBERJAYA | Existing | VPTJ/PCE/J01112/MB01114 | 300280409 | CLOSED | 11 kV | RYB | SS 1.11 C1 (F2) |  |  | PTJ1113 |  | INDKOM | ZZZ | 19991109 |  |  | Pass | null | Pass | null
378285111 | TNB | DISTRIBUTION | WP PUTRAJAYA & CYBERJAYA | Existing | VPTJ/PCE/J01121/MB01121 | 300280410 | CLOSED | 11 kV | RYB | SS 1.12 C7 (F1) |  |  | PTJ1126 |  | INDKOM | ZZZ | 19991109 |  |  | Pass | null | Pass | null
378285134 | TNB | DISTRIBUTION | WP PUTRAJAYA & CYBERJAYA | Existing | VPTJ/PCE/J01122/MB01124 | 300280411 | CLOSED | 11 kV | RYB | SS 1.12 C7 (F2) |  |  | PTJ1123 |  | INDKOM | ZZZ | 19991109 |  |  | Pass | null | Pass | null
378285157 | TNB | DISTRIBUTION | WP PUTRAJAYA & CYBERJAYA | Existing | VPTJ/PCE/J01131/MB01131 | 300280412 | CLOSED | 11 kV | RYB | SS 1.13 C6 (F1) |  |  | PTJ1136 |  | INDKOM | ZZZ | 19991009 |  |  | Pass | null | Pass | null
378285180 | TNB | DISTRIBUTION | WP PUTRAJAYA & CYBERJAYA | Existing | VPTJ/PCE/J01132/MB01134 | 300280413 | CLOSED | 11 kV | RYB | SS 1.13 C6 (F2) |  |  | PTJ1133 |  | INDKOM | ZZZ | 19991009 |  |  | Pass | null | Pass | null
378285203 | TNB | DISTRIBUTION | WP PUTRAJAYA & CYBERJAYA | Existing | VPTJ/PCE/J01141/MB01141 | 300280414 | CLOSED | 11 kV | RYB | SS 1.14 C5 (F1) |  |  | PTJ1146 |  | INDKOM | ZZZ | 19991009 |  |  | Pass | null | Pass | null
378285226 | TNB | DISTRIBUTION | WP PUTRAJAYA & CYBERJAYA | Existing | VPTJ/PCE/J01142/MB01144 | 300280415 | CLOSED | 11 kV | RYB | SS 1.14 C5 (F2) |  |  | PTJ1143 |  | INDKOM | ZZZ | 19991009 |  |  | Pass | null | Pass | null
378285249 | TNB | DISTRIBUTION | WP PUTRAJAYA & CYBERJAYA | Existing | VPTJ/PCE/J01362/MB01365 | 300280450 | CLOSED | 11 kV | RYB | PE 1.36 DATARAN PUTRA (F2) |  |  | PTJ01368 |  | INDKOM | NA | 13/11/1999 | TX-1000KVA |  | Pass | null | Pass | null
378285281 | TNB | DISTRIBUTION | WP PUTRAJAYA & CYBERJAYA | Existing | VPTJ/PCE/J01361/MB01361 | 300280449 | CLOSED | 11 kV | RYB | PE 1.36 DATARAN PUTRA (F1) |  |  | PTJ01364 |  | INDKOM | ZZZT | 13/11/1999 | TX-1000KVA |  | Pass | null | Pass | null
378285619 | TNB | DISTRIBUTION | WP PUTRAJAYA & CYBERJAYA | Existing | VPTJ/PCE/J01321/MB01321 | 300280440 | CLOSED | 11 kV | RYB | PE 1.32 INSIDE PPU6 S/L OVAL |  |  | PTJ1322 |  | TAMCO | ZZT | 13/06/1999 |  |  | Pass | null | Pass | null
378285760 | TNB | DISTRIBUTION | WP PUTRAJAYA & CYBERJAYA | Existing | VPTJ/PCE/J13011/MB13011 | 300281100 | CLOSED | 11 kV | RYB | PE 13.01 WETLAND PUMP 250KW |  |  | PTJ13013 |  | INDKOM | 08425065 | 31/07/1999 |  |  | Pass | null | Pass | null
378285957 | TNB | DISTRIBUTION | WP PUTRAJAYA & CYBERJAYA | Existing | VPTJ/PCE/J13021/MB13021 | 300281101 | CLOSED | 11 kV | RYB | PE 13.02 WETLAND NIC 85KW |  |  | PTJ13023 |  | INDKOM | ZZT | 19990208 |  |  | Pass | null | Pass | null
378285984 | TNB | DISTRIBUTION | WP PUTRAJAYA & CYBERJAYA | Existing | VPTJ/PCE/J13031/MB13031 | 300281102 | CLOSED | 11 kV | RYB | PE 13.03 WETLAND NURSERY 85KW |  |  | PTJ13034 |  | INDKOM | ZZT | 25/09/1999 |  |  | Pass | null | Pass | null
378286147 | TNB | DISTRIBUTION | WP PUTRAJAYA & CYBERJAYA | Existing | VPTJ/PCE/J11261/MB11261 | 300281051 | CLOSED | 11 kV | RYB | PE 11.26 TERES 11A & 11B |  |  | PTJ11262 |  | SCHNEIDER | RM6 | 17/08/2009 |  |  | Pass | null | Pass | null
378286288 | TNB | DISTRIBUTION | WP PUTRAJAYA & CYBERJAYA | Existing | VPTJ/PCE/J11271/MB11271 | 300281053 | CLOSED | 11 kV | RYB | PE 11.27 SEMI D 11A & 11B |  |  | PTJ11272 |  | SCHNEIDER | RM6 | 17/08/2009 |  |  | Pass | null | Pass | null
378286371 | TNB | DISTRIBUTION | WP PUTRAJAYA & CYBERJAYA | Existing | VPTJ/PCE/J11431/MB11431 | 300281081 | CLOSED | 11 kV | RYB | PE 11.43 SEK. MEN. FASA 2 (F1) |  |  | PTJ11432 |  | TAMCO | GR1 | 15/11/2007 |  |  | Pass | null | Pass | null
378286453 | TNB | DISTRIBUTION | WP PUTRAJAYA & CYBERJAYA | Existing | VPTJ/PCE/J11432/MB11434 | 300281082 | CLOSED | 11 kV | RYB | PE 11.43 SEK. MEN. FASA 2 (F2) |  |  | PTJ11435 |  | TAMCO | GR1 | 15/11/2007 |  |  | Pass | null | Pass | null
378286539 | TNB | DISTRIBUTION | WP PUTRAJAYA & CYBERJAYA | Existing | VPTJ/PCE/J11441/MB11441 | 300281083 | CLOSED | 11 kV | RYB | PE 11.44 SEK. REN. FASA 2 (F1) |  |  | PTJ14445 |  | TAMCO | GR1 | 15/11/2007 |  |  | Pass | null | Pass | null
378286620 | TNB | DISTRIBUTION | WP PUTRAJAYA & CYBERJAYA | Existing | VPTJ/PCE/J11442/MB11444 | 300281085 | CLOSED | 11 kV | RYB | PE 11.44 SEK. REN. FASA 2 (F2) |  |  | PTJ11442 |  | TAMCO | GR1 | 15/11/2007 |  |  | Pass | null | Pass | null
378286710 | TNB | DISTRIBUTION | WP PUTRAJAYA & CYBERJAYA | Existing | VPTJ/PCE/J11691/MB11691 | 300454772 | CLOSED | 11 kV | RYB | PE 11.69 ZON 10A (F1) |  |  | PTJ11696 |  | TAMCO | VRN2a |  |  |  | Pass | null | Pass | null
378286733 | TNB | DISTRIBUTION | WP PUTRAJAYA & CYBERJAYA | Existing | VPTJ/PCE/J11692/MB11694 | 300455134 | CLOSED | 11 kV | RYB | PE 11.69 ZON 10A (F2) |  |  | PTJ11692 |  | MERLIN GERIN | RM6 |  |  |  | Pass | null | Pass | null
378286764 | TNB | DISTRIBUTION | WP PUTRAJAYA & CYBERJAYA | Existing | VPTJ/PCE/J11221/MB11221 | 300281042 | CLOSED | 11 kV | RYB | PE 11.22 ZON 10B (F1) |  |  | PTJ11225 |  | TAMCO | GR1 | 21/07/2006 |  |  | Pass | null | Pass | null
378286787 | TNB | DISTRIBUTION | WP PUTRAJAYA & CYBERJAYA | Existing | VPTJ/PCE/J11222/MB11224 | 300281044 | CLOSED | 11 kV | RYB | PE 11.22 ZON 10B (F2) |  |  | PTJ11222 |  | TAMCO | GR1 | 21/07/2006 |  |  | Pass | null | Pass | null
378286930 | TNB | DISTRIBUTION | WP PUTRAJAYA & CYBERJAYA | Existing | VPTJ/PCE/J11231/MB11231 | 300281047 | CLOSED | 11 kV | RYB | PE 11.23 TERES ZON 12B (F1) |  |  | PTJ11235 |  | TAMCO | GR1-21-1D-08153 | 30/04/2009 |  |  | Pass | null | Pass | null
378286953 | TNB | DISTRIBUTION | WP PUTRAJAYA & CYBERJAYA | Existing | VPTJ/PCE/J11232/MB11234 | 300281048 | CLOSED | 11 kV | RYB | PE 11.23 TERES ZON 12B (F2) |  |  | PTJ11232 |  | TAMCO | GR1-21-1D-08155 | 30/04/2009 |  |  | Pass | null | Pass | null
378286984 | TNB | DISTRIBUTION | WP PUTRAJAYA & CYBERJAYA | Existing | VPTJ/PCE/J11721/MB11721 | 300520604 | CLOSED | 11 kV | RYB | PE 11.72 PRIMA BLOK B (F1) |  |  | PTJ11722 |  |  | VRN 6A | 20140612 |  |  | Pass | null | Pass | null
378287078 | TNB | DISTRIBUTION | WP PUTRAJAYA & CYBERJAYA | Existing | VPTJ/PCE/J11722/MB11721 | 310286416 | CLOSED | 11 kV | RYB | PE 11.72 PRIMA BLOK B (F2) |  |  | PTJ11725 |  |  | VRN6a | 20140612 |  |  | Pass | null | Pass | null
378287181 | TNB | DISTRIBUTION | WP PUTRAJAYA & CYBERJAYA | Existing | VPTJ/PCE/J11732/MB11731 | 310283408 | CLOSED | 11 kV | RYB | PE 11.73 PRIMA BLOK C (F2) |  |  | PTJ11732 |  |  | VRN6a |  |  |  | Pass | null | Pass | null
378287275 | TNB | DISTRIBUTION | WP PUTRAJAYA & CYBERJAYA | Existing | VPTJ/PCE/J11731/MB11731 | 300520608 | CLOSED | 11 kV | RYB | PE 11.73 PRIMA BLOK C (F1) |  |  | PTJ11735 |  |  | VRN 6A | 20140612 |  |  | Pass | null | Pass | null
378287383 | TNB | DISTRIBUTION | WP PUTRAJAYA & CYBERJAYA | Existing | VPTJ/PCE/J11712/MB11711 | 310286453 | CLOSED | 11 kV | RYB | PE 11.71 PRIMA BLOK A (F2) |  |  | PTJ11712 |  |  | VRN6a |  |  |  | Pass | null | Pass | null
378287477 | TNB | DISTRIBUTION | WP PUTRAJAYA & CYBERJAYA | Existing | VPTJ/PCE/J11711/MB09171 | 300520598 | CLOSED | 11 kV | RYB | PE 11.71 PRIMA BLOK A (F1) |  |  | PTJ11715 |  |  | VRN 6A | 20140612 |  |  | Pass | null | Pass | null
378287586 | TNB | DISTRIBUTION | WP PUTRAJAYA & CYBERJAYA | Existing | VPTJ/PCE/J11751/MB11751 | 310286424 | CLOSED | 11 kV | RYB | PE 11.75 TEMP PPA1M PR 11 |  |  | PTJ11752 |  | SCHNEIDER |  |  |  |  | Pass | null | Pass | null
378287685 | TNB | DISTRIBUTION | WP PUTRAJAYA & CYBERJAYA | Existing | VPTJ/PCE/J11241/MB11241 | 300281049 | CLOSED | 11 kV | RYB | PE 11.24 TERES ZON 9A (F1) |  |  | PTJ11246 |  | OMAZABAL | GA 2K 1TS | 14/03/2009 |  |  | Pass | null | Pass | null
378287708 | TNB | DISTRIBUTION | WP PUTRAJAYA & CYBERJAYA | Existing | VPTJ/PCE/J11242/MB11244 | 300281050 | CLOSED | 11 kV | RYB | PE 11.24 TERES ZON 9A (F2) |  |  | PTJ11243 |  | OMAZABAL | GA 2K 1TS | 30/04/2009 |  |  | Pass | null | Pass | null
378287874 | TNB | DISTRIBUTION | WP PUTRAJAYA & CYBERJAYA | Existing | VPTJ/PCE/J11601/MB1 | 310370955 | CLOSED | 11 kV | RYB | PE 11.60 TERES ZON 9B (F1) |  |  | PTJ11602 | [6 empty] | Pass | null | Pass | null
378287968 | TNB | DISTRIBUTION | WP PUTRAJAYA & CYBERJAYA | Existing | VPTJ/PCE/J11602/MB11604 | 310338884 | CLOSED | 11 kV | RYB | PE 11.60 TERES ZON 9B (F2) |  |  | PTJ11606 |  | INDKOM |  |  |  |  | Pass | null | Pass | null
378288074 | TNB | DISTRIBUTION | WP PUTRAJAYA & CYBERJAYA | Existing | VPTJ/PCE/J11742/MB11744 | 310338777 | CLOSED | 11 kV | RYB | PE 11.74 TERES ZON C (F2) |  |  | PTJ11746 |  | INDKOM | INS24 |  |  |  | Pass | null | Pass | null
378288168 | TNB | DISTRIBUTION | WP PUTRAJAYA & CYBERJAYA | Existing | VPTJ/PCE/J11741/MB11741 | 310338880 | CLOSED | 11 kV | RYB | PE 11.74 TERES ZON C (F1) |  |  | PTJ11743 |  | INDKOM | INS24 |  |  |  | Pass | null | Pass | null
378288270 | TNB | DISTRIBUTION | WP PUTRAJAYA & CYBERJAYA | Existing | VPTJ/PCE/J11371/MB11371 | 300281064 | CLOSED | 11 kV | RYB | PE 11.37 SEK REN FASA 2 (F1) |  |  | PTJ11376 |  | INDKOM | ZZT | 18/10/2004 |  |  | Pass | null | Pass | null
378288366 | TNB | DISTRIBUTION | WP PUTRAJAYA & CYBERJAYA | Existing | VPTJ/PCE/J11372/MB11374 | 300281066 | CLOSED | 11 kV | RYB | PE 11.37 SEK REN FASA 2 (F2) |  |  | PTJ11373 |  | INDKOM | ZZT | 18/10/2004 |  |  | Pass | null | Pass | null
378301575 | TNB | DISTRIBUTION | WP PUTRAJAYA & CYBERJAYA | Existing | VCBJ/PCE/J22051/MB22051 | 300280594 | CLOSED | 11 kV | RYB | PE 22.05 PADAT ROAD E |  |  | CBJ22053 |  | INDKOM | ZZT | 20000505 | TX-1000KVA |  | Pass | null | Pass | null
378301679 | TNB | DISTRIBUTION | WP PUTRAJAYA & CYBERJAYA | Existing | VCBJ/PCE/J22131/MB22131 | 300280560 | CLOSED | 11 kV | RYB | PE 22.13 PADAT ROAD E1 |  |  | CBJ22133 |  | INDKOM | GR1 | 20001111 | TX-1000KVA |  | Pass | null | Pass | null
378302027 | TNB | DISTRIBUTION | WP PUTRAJAYA & CYBERJAYA | Existing | VCBJ/PCE/J21221/MB21221 | 300281020 | CLOSED | 11 kV | RYB | PE 21.22 CYBERVIEW NO.1 |  |  | CBJ21224 |  | INDKOM | ZZTT | 31/01/1999 |  |  | Pass | null | Pass | null
378302028 | TNB | DISTRIBUTION | WP PUTRAJAYA & CYBERJAYA | Existing | VCBJ/PCE/J21221/MB21221 | 300281020 | CLOSED | 11 kV | RYB | PE 21.22 CYBERVIEW NO.1 |  |  | CBJ21223 |  | INDKOM | ZZTT | 31/01/1999 |  |  | Pass | null | Pass | null
378310023 | TNB | DISTRIBUTION | WP PUTRAJAYA & CYBERJAYA | Existing | VPTJ/PCE/J11071/MB11071 | 300282013 | CLOSED | 11 kV | RYB | PE 11.07 PADAT ZON 1 |  |  | PTJ11072 |  | SCHNEIDER | NE-IQI | 22/11/2009 |  |  | Pass | null | Pass | null
378310119 | TNB | DISTRIBUTION | WP PUTRAJAYA & CYBERJAYA | Existing | VPTJ/PCE/J11041/MB11041 | 300280968 | CLOSED | 11 kV | RYB | PE 11.04 P11A1/12 TERES (EFI) (F1) |  |  | PTJ11043 |  | INDKOM | GA | 15/10/2002 |  |  | Pass | null | Pass | null
378310210 | TNB | DISTRIBUTION | WP PUTRAJAYA & CYBERJAYA | Existing | VPTJ/PCE/J11042/MB11044 | 300280969 | CLOSED | 11 kV | RYB | PE 11.04 P11A1/12 TERES (EFI) (F2) |  |  | PTJ11046 |  | INDKOM | GA | 15/10/2002 |  |  | Pass | null | Pass | null
378310304 | TNB | DISTRIBUTION | WP PUTRAJAYA & CYBERJAYA | Existing | VPTJ/PCE/J11081/MB11081 | 300280972 | CLOSED | 11 kV | RYB | PE 11.08 P11A2/5 TERES (EFI) (F1) |  |  | PTJ11083 |  | INDKOM | ZZT | 20020409 |  |  | Pass | null | Pass | null
378310396 | TNB | DISTRIBUTION | WP PUTRAJAYA & CYBERJAYA | Existing | VPTJ/PCE/J11082/MB11084 | 300280973 | CLOSED | 11 kV | RYB | PE 11.08 P11A2/5 TERES (EFI) (F2) |  |  | PTJ11086 |  | INDKOM | ZZT | 20020409 |  |  | Pass | null | Pass | null
378310430 | TNB | DISTRIBUTION | WP PUTRAJAYA & CYBERJAYA | Existing | VPTJ/PCE/J11671/MB11671 | 300281095 | CLOSED | 11 kV | RYB | PE 11.67 PS9 (F1) |  |  | PTJ11673 |  | INDKOM | ZZT | 20021006 |  |  | Pass | null | Pass | null
378310551 | TNB | DISTRIBUTION | WP PUTRAJAYA & CYBERJAYA | Existing | VPTJ/PCE/J11672/MB11674 | 300281097 | CLOSED | 11 kV | RYB | PE 11.67 PS9 (F2) |  |  | PTJ11676 |  | INDKOM | ZZT | 20021006 |  |  | Pass | null | Pass | null
378310650 | TNB | DISTRIBUTION | WP PUTRAJAYA & CYBERJAYA | Existing | VPTJ/PCE/J11091/MB11091 | 300280974 | CLOSED | 11 kV | RYB | PE 11.09 P11A2/5 TERES (EFI) (F1) |  |  | PTJ11093 |  | INDKOM | ZZT | 20020709 |  |  | Pass | null | Pass | null
378310748 | TNB | DISTRIBUTION | WP PUTRAJAYA & CYBERJAYA | Existing | VPTJ/PCE/J11092/MB11094 | 300280977 | CLOSED | 11 kV | RYB | PE 11.09 P11A2/5 TERES (EFI) (F2) |  |  | PTJ11096 |  | INDKOM | ZZT | 20020709 |  |  | Pass | null | Pass | null
378311108 | TNB | DISTRIBUTION | WP PUTRAJAYA & CYBERJAYA | Existing | VPTJ/PCE/J11021/MB11021 | 300280964 | CLOSED | 11 kV | RYB | PE 11.02 BLOK 3A (F1) |  |  | PTJ11022 |  | TAMCO | GR1 | 20050706 |  |  | Pass | null | Pass | null
378311326 | TNB | DISTRIBUTION | WP PUTRAJAYA & CYBERJAYA | Existing | VPTJ/PCE/J11022/MB11024 | 300280966 | CLOSED | 11 kV | RYB | PE 11.02 BLOK 3A (F2) |  |  | PTJ11025 |  | TAMCO | GR1 | 20050706 |  |  | Pass | null | Pass | null
378311734 | TNB | DISTRIBUTION | WP PUTRAJAYA & CYBERJAYA | Existing | VPTJ/PCE/J11201/MB11201 | 300281038 | CLOSED | 11 kV | RYB | PE 11.20 WR5 |  |  | PTJ11202 |  | MERLIN GERIN | RM 6 | 20041108 |  |  | Pass | null | Pass | null
378311843 | TNB | DISTRIBUTION | WP PUTRAJAYA & CYBERJAYA | Existing | VPTJ/PCE/J11481/MB11481 | 300281090 | CLOSED | 11 kV | RYB | PE 11.48 BALAI POLIS |  |  | PTJ11482 |  | TAMCO | GR1 | 20070703 |  |  | Pass | null | Pass | null
378311934 | TNB | DISTRIBUTION | WP PUTRAJAYA & CYBERJAYA | Existing | VPTJ/PCE/J11101/MB11101 | 300280978 | CLOSED | 11 kV | RYB | PE 11.10 P11B1/6 SEMI-D (EFI) (F1) |  |  | PTJ11103 |  | INDKOM | ZZT | 20/03/2002 |  |  | Pass | null | Pass | null
378312027 | TNB | DISTRIBUTION | WP PUTRAJAYA & CYBERJAYA | Existing | VPTJ/PCE/J11102/MB11104 | 300280980 | CLOSED | 11 kV | RYB | PE 11.10 P11B1/6 SEMI-D (EFI) (F2) |  |  | PTJ11106 |  | INDKOM | ZZT | 20/03/2002 |  |  | Pass | null | Pass | null
378312117 | TNB | DISTRIBUTION | WP PUTRAJAYA & CYBERJAYA | Existing | VPTJ/PCE/J11121/MB11121 | 300280983 | CLOSED | 11 kV | RYB | PE 11.12 APT A (F1) |  |  | PTJ11123 |  | INDKOM | ZZT | 20030805 |  |  | Pass | null | Pass | null
378312140 | TNB | DISTRIBUTION | WP PUTRAJAYA & CYBERJAYA | Existing | VPTJ/PCE/J11122/MB11124 | 300280984 | CLOSED | 11 kV | RYB | PE 11.12 APT A (F2) |  |  | PTJ11126 |  | INDKOM | ZZT | 20030805 |  |  | Pass | null | Pass | null
378312304 | TNB | DISTRIBUTION | WP PUTRAJAYA & CYBERJAYA | Existing | VPTJ/PCE/J11131/MB11131 | 300280994 | CLOSED | 11 kV | RYB | PE 11.13 APT B (F1) |  |  | PTJ11133 |  | INDKOM | ZZT | 20030805 |  |  | Pass | null | Pass | null
378312327 | TNB | DISTRIBUTION | WP PUTRAJAYA & CYBERJAYA | Existing | VPTJ/PCE/J11132/MB11134 | 300280996 | CLOSED | 11 kV | RYB | PE 11.13 APT B (F2) |  |  | PTJ11136 |  | INDKOM | ZZT | 20030805 |  |  | Pass | null | Pass | null
378312501 | TNB | DISTRIBUTION | WP PUTRAJAYA & CYBERJAYA | Existing | VPTJ/PCE/J11112/MB11114 | 300280993 | CLOSED | 11 kV | RYB | PE 11.11 (EFI) (F2) |  |  | PTJ11116 |  | INDKOM | ZZT | 24/08/2004 |  |  | Pass | null | Pass | null
378312593 | TNB | DISTRIBUTION | WP PUTRAJAYA & CYBERJAYA | Existing | VPTJ/PCE/J11111/MB11111 | 300280991 | CLOSED | 11 kV | RYB | PE 11.11 (EFI) (F1) |  |  | PTJ11113 |  | INDKOM | ZZT | 24/08/2004 |  |  | Pass | null | Pass | null
378312685 | TNB | DISTRIBUTION | WP PUTRAJAYA & CYBERJAYA | Existing | VPTJ/PCE/J11161/MB11161 | 300281005 | CLOSED | 11 kV | RYB | PE 11.16 APT E (F1) |  |  | PTJ11163 |  | INDKOM | ZZT | 13/05/2003 |  |  | Pass | null | Pass | null
378312782 | TNB | DISTRIBUTION | WP PUTRAJAYA & CYBERJAYA | Existing | VPTJ/PCE/J11162/MB11164 | 300281007 | CLOSED | 11 kV | RYB | PE 11.16 APT E (F2) |  |  | PTJ11166 |  | INDKOM | ZZT | 13/05/2003 |  |  | Pass | null | Pass | null
378312886 | TNB | DISTRIBUTION | WP PUTRAJAYA & CYBERJAYA | Existing | VPTJ/PCE/J11152/MB11154 | 300281002 | CLOSED | 11 kV | RYB | PE 11.15 APT D (EFI) (F2) |  |  | PTJ11156 |  | INDKOM | ZZT | 20030701 |  |  | Pass | null | Pass | null
378312982 | TNB | DISTRIBUTION | WP PUTRAJAYA & CYBERJAYA | Existing | VPTJ/PCE/J11151/MB11151 | 300281001 | CLOSED | 11 kV | RYB | PE 11.15 APT D (EFI) (F1) |  |  | PTJ11153 |  | TAMCO | ZZT | 20030701 |  |  | Pass | null | Pass | null
378313076 | TNB | DISTRIBUTION | WP PUTRAJAYA & CYBERJAYA | Existing | VPTJ/PCE/J10022/MB10024 | 300280942 | CLOSED | 11 kV | RYB | PE 10.02 INSIDE PPU2 (F2) |  |  | PTJ10026 |  | INDKOM | ZZT | 15/02/2000 |  |  | Pass | null | Pass | null
378313169 | TNB | DISTRIBUTION | WP PUTRAJAYA & CYBERJAYA | Existing | VPTJ/PCE/J10021/MB10021 | 300280941 | CLOSED | 11 kV | RYB | PE 10.02 INSIDE PPU2 (F1) |  |  | PTJ10023 |  | INDKOM | GR1 | 15/02/2000 |  |  | Pass | null | Pass | null
378313266 | TNB | DISTRIBUTION | WP PUTRAJAYA & CYBERJAYA | Existing | VPTJ/PCE/J10031/MB10031 | 300280948 | CLOSED | 11 kV | RYB | PE 10.03 P10 C BANGLOW (F1) |  |  | PTJ10033 |  |  | GR1 | 20000106 |  |  | Pass | null | Pass | null
378313358 | TNB | DISTRIBUTION | WP PUTRAJAYA & CYBERJAYA | Existing | VPTJ/PCE/J10032/MB10034 | 300280949 | CLOSED | 11 kV | RYB | PE 10.03 P10 C BANGLOW (F2) |  |  | PTJ10036 |  |  | GA | 20000106 |  |  | Pass | null | Pass | null
378313473 | TNB | DISTRIBUTION | WP PUTRAJAYA & CYBERJAYA | Existing | VPTJ/PCE/J10151/MB10151 | 300287552 | CLOSED | 11 kV | RYB | PE 10.15 MINI GOLF |  |  | PTJ01313 |  | INDKOM | GR1 | 20100610 |  |  | Pass | null | Pass | null
378313569 | TNB | DISTRIBUTION | WP PUTRAJAYA & CYBERJAYA | Existing | VPTJ/PCE/J10041/MB10041 | 300280950 | CLOSED | 11 kV | RYB | PE 10.04 P10 D BANGLO (F1) |  |  | PTJ10043 |  |  | GR1 | 20000106 |  |  | Pass | null | Pass | null
378313660 | TNB | DISTRIBUTION | WP PUTRAJAYA & CYBERJAYA | Existing | VPTJ/PCE/J10042/MB10044 | 300280951 | CLOSED | 11 kV | RYB | PE 10.04 P10 D BANGLO (F2) |  |  | PTJ10046 |  |  | GA | 20000106 |  |  | Pass | null | Pass | null
378313996 | TNB | DISTRIBUTION | WP PUTRAJAYA & CYBERJAYA | Existing | VPTJ/PCE/J10062/MB10064 | 300280955 | CLOSED | 11 kV | RYB | PE 10.06 JLN P10B (F2) |  |  | PTJ10066 |  | OMAZABAL | SF 6 | 31/03/2008 |  |  | Pass | null | Pass | null
378314089 | TNB | DISTRIBUTION | WP PUTRAJAYA & CYBERJAYA | Existing | VPTJ/PCE/J10061/MB10061 | 300280953 | CLOSED | 11 kV | RYB | PE 10.06 JLN P10B (F1) |  |  | PTJ10063 |  | OMAZABAL | SF 6 | 31/03/2008 |  |  | Pass | null | Pass | null
378353518 | TNB | DISTRIBUTION | WP PUTRAJAYA & CYBERJAYA | Existing | VPTJ/PCE/J05121/MB05121 | 300280695 | CLOSED | 11 kV | RYB | PE 5.12 EQUESTRIAN PARK (F1) |  |  | PTJ05122 |  | TAMCO | GR1 | 25/06/2005 |  |  | Pass | null | Pass | null
378353612 | TNB | DISTRIBUTION | WP PUTRAJAYA & CYBERJAYA | Existing | VPTJ/PCE/J05122/MB05124 | 300280697 | CLOSED | 11 kV | RYB | PE 5.12 EQUESTRIAN PARK (F2) |  |  | PTJ05126 |  | INDKOM | ZZT | 25/06/2005 |  |  | Pass | null | Pass | null
378353767 | TNB | DISTRIBUTION | WP PUTRAJAYA & CYBERJAYA | Existing | VPTJ/PCE/J05301/MB05301 | 300281269 | CLOSED | 11 kV | RYB | PE 5.30 BLOK D APT 5R6 (F1) |  |  | PTJ05303 |  |  | ZZT | 30/12/2008 |  |  | Pass | null | Pass | null
378353861 | TNB | DISTRIBUTION | WP PUTRAJAYA & CYBERJAYA | Existing | VPTJ/PCE/J05302/MB05304 | 300281270 | CLOSED | 11 kV | RYB | PE 5.30 BLOK D APT 5R6 (F2) |  |  | PTJ05306 |  |  | ZZT | 31/12/2008 |  |  | Pass | null | Pass | null
378353967 | TNB | DISTRIBUTION | WP PUTRAJAYA & CYBERJAYA | Existing | VPTJ/PCE/J05291/MB05291 | 300281267 | CLOSED | 11 kV | RYB | PE 5.29 BLOK C APT 5R6 (F1) |  |  | PTJ05293 |  |  | ZZT | 30/12/2008 |  |  | Pass | null | Pass | null
378354061 | TNB | DISTRIBUTION | WP PUTRAJAYA & CYBERJAYA | Existing | VPTJ/PCE/J05292/MB05294 | 300281268 | CLOSED | 11 kV | RYB | PE 5.29 BLOK C APT 5R6 (F2) |  |  | PTJ05296 |  |  | ZZT | 31/12/2008 |  |  | Pass | null | Pass | null
378354172 | TNB | DISTRIBUTION | WP PUTRAJAYA & CYBERJAYA | Existing | VPTJ/PCE/J05271/MB05271 | 300281265 | CLOSED | 11 kV | RYB | PE 5.27 BLOK A APT 5R6 (F1) |  |  | PTJ05273 |  |  | ZZT | 30/12/2008 |  |  | Pass | null | Pass | null
378354266 | TNB | DISTRIBUTION | WP PUTRAJAYA & CYBERJAYA | Existing | VPTJ/PCE/J05272/MB05274 | 300281266 | CLOSED | 11 kV | RYB | PE 5.27 BLOK A APT 5R6 (F2) |  |  | PTJ05276 |  |  | ZZT | 31/12/2008 |  |  | Pass | null | Pass | null
378354364 | TNB | DISTRIBUTION | WP PUTRAJAYA & CYBERJAYA | Existing | VPTJ/PCE/J05281/MB05281 | 300280713 | CLOSED | 11 kV | RYB | PE 5.28 BLOK B APT 5R6 (F1) |  |  | PTJ05283 |  |  | ZZT | 30/12/2008 |  |  | Pass | null | Pass | null
378354458 | TNB | DISTRIBUTION | WP PUTRAJAYA & CYBERJAYA | Existing | VPTJ/PCE/J05282/MB05284 | 300280714 | CLOSED | 11 kV | RYB | PE 5.28 BLOK B APT 5R6 (F2) |  |  | PTJ05286 |  |  | ZZT | 31/12/2008 |  |  | Pass | null | Pass | null
378354659 | TNB | DISTRIBUTION | WP PUTRAJAYA & CYBERJAYA | Existing | VPTJ/PCE/J04051/MB04051 | 300280674 | CLOSED | 11 kV | RYB | PE 4.05 S/LIGHTING |  |  | PTJ04053 |  | INDKOM | INS24 | 20041010 |  |  | Pass | null | Pass | null
378354761 | TNB | DISTRIBUTION | WP PUTRAJAYA & CYBERJAYA | Existing | VPTJ/PCE/J04081/MB04081 | 300280677 | CLOSED | 11 kV | RYB | PE 4.08 S/LIGHTING |  |  | PTJ04083 |  | INDKOM | ZZT | 20041010 |  |  | Pass | null | Pass | null
378354865 | TNB | DISTRIBUTION | WP PUTRAJAYA & CYBERJAYA | Existing | VPTJ/PCE/J04221/MB04221 | 300453429 | CLOSED | 11 kV | RYB | PE 4.22 4P5 (F1) |  |  | PTJ04223 |  | INDKOM | ZZT |  |  |  | Pass | null | Pass | null
378354959 | TNB | DISTRIBUTION | WP PUTRAJAYA & CYBERJAYA | Existing | VPTJ/PCE/J04222/MB04221 | 300453433 | CLOSED | 11 kV | RYB | PE 4.22 4P5 (F2) |  |  | PTJ04226 |  | INDKOM | ZZT |  |  |  | Pass | null | Pass | null
378355080 | TNB | DISTRIBUTION | WP PUTRAJAYA & CYBERJAYA | Existing | VPTJ/PCE/J04092/MB04094 | 300280679 | CLOSED | 11 kV | RYB | PE 4.09 S/LIGHTING (F2) |  |  | PTJ04095 |  | MERLIN GERIN | ZZT | 22/08/2003 |  |  | Pass | null | Pass | null
378355184 | TNB | DISTRIBUTION | WP PUTRAJAYA & CYBERJAYA | Existing | VPTJ/PCE/J04091/MB04091 | 300280678 | CLOSED | 11 kV | RYB | PE 4.09 S/LIGHTING (F1) |  |  | PTJ04092 |  | MERLIN GERIN | ZZT | 22/08/2003 |  |  | Pass | null | Pass | null
378356405 | TNB | DISTRIBUTION | WP PUTRAJAYA & CYBERJAYA | Existing | VPTJ/PCE/J20041/MB20041 | 300281253 | CLOSED | 11 kV | RYB | PE 20.04 PADAT CHALLENGE PARK |  |  | PTJ20042 |  | SCHNEIDER | RM6 | 20061209 |  |  | Pass | null | Pass | null
378356517 | TNB | DISTRIBUTION | WP PUTRAJAYA & CYBERJAYA | Existing | VPTJ/PCE/J20011/MB20011 | 300281250 | CLOSED | 11 kV | RYB | PE 20.01 DEPOH SENGGARAAN |  |  | PTJ20013 |  | TAMCO | GR1 | 24/12/2003 |  |  | Pass | null | Pass | null
378356718 | TNB | DISTRIBUTION | WP PUTRAJAYA & CYBERJAYA | Existing | VPTJ/PCE/J20051/MB | 300498425 | CLOSED | 11 kV | RYB | PE 20.05 PUSARA NEGARA F1 |  |  | PTJ20053 | [6 empty] | Pass | null | Pass | null
378356812 | TNB | DISTRIBUTION | WP PUTRAJAYA & CYBERJAYA | Existing | VPTJ/PCE/J20052/MB | 300501721 | CLOSED | 11 kV | RYB | PE 20.05 PUSARA NEGARA F2 |  |  | PTJ20056 | [6 empty] | Pass | null | Pass | null
378357009 | TNB | DISTRIBUTION | WP PUTRAJAYA & CYBERJAYA | Existing | VPTJ/PCE/J20021/MB20021 | 300281251 | CLOSED | 11 kV | RYB | PE 20.02 CREMATORIUM |  |  | PTJ20022 |  | TAMCO | GR1 | 18/09/2003 |  |  | Pass | null | Pass | null
378357113 | TNB | DISTRIBUTION | WP PUTRAJAYA & CYBERJAYA | Existing | VPTJ/PCE/J20031/MB20031 | 300281252 | CLOSED | 11 kV | RYB | PE 20.03 PUMP HSE |  |  | PTJ20032 |  | SCHNEIDER | RM6 | 18/08/2004 |  |  | Pass | null | Pass | null
378357288 | TNB | DISTRIBUTION | WP PUTRAJAYA & CYBERJAYA | Existing | VPTJ/PCE/J10141/MB10141 | 300280960 | CLOSED | 11 kV | RYB | PE 10.14 P10 A1 (F1) |  |  | PTJ10143 |  | INDKOM | ZZT | 20040112 |  |  | Pass | null | Pass | null
378357382 | TNB | DISTRIBUTION | WP PUTRAJAYA & CYBERJAYA | Existing | VPTJ/PCE/J10142/MB10144 | 300280961 | CLOSED | 11 kV | RYB | PE 10.14 P10 A1 (F2) |  |  | PTJ10146 |  | INDKOM | ZZT | 20040112 |  |  | Pass | null | Pass | null
378357487 | TNB | DISTRIBUTION | WP PUTRAJAYA & CYBERJAYA | Existing | VPTJ/PCE/J10121/MB10121 | 300280957 | CLOSED | 11 kV | RYB | PE 10.12 P10 A SEMI-D |  |  | PTJ10123 |  | INDKOM | GA | 28/08/2001 |  |  | Pass | null | Pass | null
378357594 | TNB | DISTRIBUTION | WP PUTRAJAYA & CYBERJAYA | Existing | VPTJ/PCE/J09011/MB09011 | 300280813 | CLOSED | 11 kV | RYB | PE 9.01 APT 4A (EFI) (F1) |  |  | PTJ09013 |  | INDKOM | ZZT | 20001110 |  |  | Pass | null | Pass | null
378357684 | TNB | DISTRIBUTION | WP PUTRAJAYA & CYBERJAYA | Existing | VPTJ/PCE/J09012/MB09014 | 300280814 | CLOSED | 11 kV | RYB | PE 9.01 APT 4A (EFI) (F2) |  |  | PTJ09016 |  | INDKOM | ZZT | 20001110 |  |  | Pass | null | Pass | null
378357775 | TNB | DISTRIBUTION | WP PUTRAJAYA & CYBERJAYA | Existing | VPTJ/PCE/J09021/MB09021 | 300280815 | CLOSED | 11 kV | RYB | PE 9.02 APT 4E (F1) |  |  | PTJ09023 |  | INDKOM | ZZT | 20001110 |  |  | Pass | null | Pass | null
378357875 | TNB | DISTRIBUTION | WP PUTRAJAYA & CYBERJAYA | Existing | VPTJ/PCE/J09022/MB09024 | 300280816 | CLOSED | 11 kV | RYB | PE 9.02 APT 4E (F2) |  |  | PTJ09026 |  | INDKOM | ZZT | 20001110 |  |  | Pass | null | Pass | null
378357974 | TNB | DISTRIBUTION | WP PUTRAJAYA & CYBERJAYA | Existing | VPTJ/PCE/J09031/MB09031 | 300280817 | CLOSED | 11 kV | RYB | PE 9.03 APT 3C (F1) |  |  | PTJ09033 |  | INDKOM | ZZT | 20000911 |  |  | Pass | null | Pass | null
378358067 | TNB | DISTRIBUTION | WP PUTRAJAYA & CYBERJAYA | Existing | VPTJ/PCE/J09032/MB09034 | 300280818 | CLOSED | 11 kV | RYB | PE 9.03 APT 3C (F2) |  |  | PTJ09036 |  | INDKOM | ZZT | 20000911 |  |  | Pass | null | Pass | null
378358165 | TNB | DISTRIBUTION | WP PUTRAJAYA & CYBERJAYA | Existing | VPTJ/PCE/J09041/MB09041 | 300280819 | CLOSED | 11 kV | RYB | PE 9.04 APT 3B (EFI) (F1) |  |  | PTJ09043 |  | INDKOM | ZZT | 20000911 |  |  | Pass | null | Pass | null
378358259 | TNB | DISTRIBUTION | WP PUTRAJAYA & CYBERJAYA | Existing | VPTJ/PCE/J09042/MB09044 | 300280820 | CLOSED | 11 kV | RYB | PE 9.04 APT 3B (EFI) (F2) |  |  | PTJ09046 |  | INDKOM | ZZT | 20000911 |  |  | Pass | null | Pass | null
378358598 | TNB | DISTRIBUTION | WP PUTRAJAYA & CYBERJAYA | Existing | VPTJ/PCE/J09061/MB09061 | 300280821 | CLOSED | 11 kV | RYB | PE 9.06 APT 2E (F1) |  |  | PTJ09063 |  | INDKOM | ZZT | 19990612 |  |  | Pass | null | Pass | null
378358621 | TNB | DISTRIBUTION | WP PUTRAJAYA & CYBERJAYA | Existing | VPTJ/PCE/J09062/MB09064 | 300280823 | CLOSED | 11 kV | RYB | PE 9.06 APT 2E (F2) |  |  | PTJ09066 |  | INDKOM | ZZT | 19990612 |  |  | Pass | null | Pass | null
378358784 | TNB | DISTRIBUTION | WP PUTRAJAYA & CYBERJAYA | Existing | VPTJ/PCE/J09071/MB09071 | 300280824 | CLOSED | 11 kV | RYB | PE 9.07 APT 2A (EFI) (F1) |  |  | PTJ09073 |  | INDKOM | ZZT | 19990612 |  |  | Pass | null | Pass | null
378358878 | TNB | DISTRIBUTION | WP PUTRAJAYA & CYBERJAYA | Existing | VPTJ/PCE/J09072/MB09074 | 300280825 | CLOSED | 11 kV | RYB | PE 9.07 APT 2A (EFI) (F2) |  |  | PTJ09076 |  | INDKOM | ZZT | 19990612 |  |  | Pass | null | Pass | null
378358981 | TNB | DISTRIBUTION | WP PUTRAJAYA & CYBERJAYA | Existing | VPTJ/PCE/J09081/MB09081 | 300280826 | CLOSED | 11 kV | RYB | PE 9.08 P9G TERES (F1) |  |  | PTJ09083 |  | INDKOM | ZZT | 21/06/1999 |  |  | Pass | null | Pass | null
378359072 | TNB | DISTRIBUTION | WP PUTRAJAYA & CYBERJAYA | Existing | VPTJ/PCE/J09082/MB09084 | 300280827 | CLOSED | 11 kV | RYB | PE 9.08 P9G TERES (F2) |  |  | PTJ09086 |  | INDKOM | ZZT | 21/06/1999 |  |  | Pass | null | Pass | null
378359165 | TNB | DISTRIBUTION | WP PUTRAJAYA & CYBERJAYA | Existing | VPTJ/PCE/J09091/MB09091 | 300280828 | CLOSED | 11 kV | RYB | PE 9.09 APT A1 (EFI) (F1) |  |  | PTJ09093 |  | INDKOM | ZZT | 19990412 |  |  | Pass | null | Pass | null
378359259 | TNB | DISTRIBUTION | WP PUTRAJAYA & CYBERJAYA | Existing | VPTJ/PCE/J09092/MB09094 | 300280829 | CLOSED | 11 kV | RYB | PE 9.09 APT A1 (EFI) (F2) |  |  | PTJ09096 |  | INDKOM | ZZT | 19990412 |  |  | Pass | null | Pass | null
378359361 | TNB | DISTRIBUTION | WP PUTRAJAYA & CYBERJAYA | Existing | VPTJ/PCE/J09101/MB09101 | 300280830 | CLOSED | 11 kV | RYB | PE 9.10 PS 1 |  |  | PTJ09103 |  | INDKOM | ZZT | 13/12/1999 |  |  | Pass | null | Pass | null
378359465 | TNB | DISTRIBUTION | WP PUTRAJAYA & CYBERJAYA | Existing | VPTJ/PCE/J09151/MB09151 | 300280839 | CLOSED | 11 kV | RYB | PE 9.15 APT 6D (EFI) (F1) |  |  | PTJ09153 |  | INDKOM | ZZT | 20021207 |  |  | Pass | null | Pass | null
378359548 | TNB | DISTRIBUTION | WP PUTRAJAYA & CYBERJAYA | Existing | VPTJ/PCE/J09152/MB09154 | 300280840 | CLOSED | 11 kV | RYB | PE 9.15 APT 6D (EFI) (F2) |  |  | PTJ09156 |  | INDKOM | ZZT | 20021207 |  |  | Pass | null | Pass | null
378359640 | TNB | DISTRIBUTION | WP PUTRAJAYA & CYBERJAYA | Existing | VPTJ/PCE/J09161/MB09161 | 300280841 | CLOSED | 11 kV | RYB | PE 9.16 APT 6F (F1) |  |  | PTJ09163 |  | INDKOM | ZZT | 20021207 |  |  | Pass | null | Pass | null
378359736 | TNB | DISTRIBUTION | WP PUTRAJAYA & CYBERJAYA | Existing | VPTJ/PCE/J09162/MB09164 | 300280842 | CLOSED | 11 kV | RYB | PE 9.16 APT 6F (F2) |  |  | PTJ09166 |  | INDKOM | ZZT | 20021207 |  |  | Pass | null | Pass | null
378359838 | TNB | DISTRIBUTION | WP PUTRAJAYA & CYBERJAYA | Existing | VPTJ/PCE/J09171/MB09171 | 300280843 | CLOSED | 11 kV | RYB | PE 9.17 APT 5A (EFI) (F1) |  |  | PTJ09173 |  | INDKOM | ZZT | 20021207 |  |  | Pass | null | Pass | null
378359863 | TNB | DISTRIBUTION | WP PUTRAJAYA & CYBERJAYA | Existing | VPTJ/PCE/J09172/MB09174 | 300280844 | CLOSED | 11 kV | RYB | PE 9.17 APT 5A (EFI) (F2) |  |  | PTJ09176 |  | INDKOM | ZZT | 20021207 |  |  | Pass | null | Pass | null
378360024 | TNB | DISTRIBUTION | WP PUTRAJAYA & CYBERJAYA | Existing | VPTJ/PCE/J09181/MB09181 | 300280845 | CLOSED | 11 kV | RYB | PE 9.18 APT 5C (F1) |  |  | PTJ09183 |  | INDKOM | ZZT | 20021207 |  |  | Pass | null | Pass | null
378360047 | TNB | DISTRIBUTION | WP PUTRAJAYA & CYBERJAYA | Existing | VPTJ/PCE/J09182/MB09184 | 300280846 | CLOSED | 11 kV | RYB | PE 9.18 APT 5C (F2) |  |  | PTJ09186 |  | INDKOM | ZZT | 20021207 |  |  | Pass | null | Pass | null
378360206 | TNB | DISTRIBUTION | WP PUTRAJAYA & CYBERJAYA | Existing | VPTJ/PCE/J09111/MB09111 | 300280831 | CLOSED | 11 kV | RYB | PE 9.11 KLINIK (F1) |  |  | PTJ09113 |  | INDKOM | ZZT | 15/02/1999 |  |  | Pass | null | Pass | null
378360229 | TNB | DISTRIBUTION | WP PUTRAJAYA & CYBERJAYA | Existing | VPTJ/PCE/J09112/MB09114 | 300280832 | CLOSED | 11 kV | RYB | PE 9.11 KLINIK (F2) |  |  | PTJ09116 |  | INDKOM | ZZT | 15/02/1999 |  |  | Pass | null | Pass | null
378360390 | TNB | DISTRIBUTION | WP PUTRAJAYA & CYBERJAYA | Existing | VPTJ/PCE/J09122/MB09124 | 300280834 | CLOSED | 11 kV | RYB | PE 9.12 SEK REN (F2) |  |  | PTJ09126 |  | INDKOM | ZZT | 16/10/1999 |  |  | Pass | null | Pass | null
378360481 | TNB | DISTRIBUTION | WP PUTRAJAYA & CYBERJAYA | Existing | VPTJ/PCE/J09121/MB09121 | 300280833 | CLOSED | 11 kV | RYB | PE 9.12 SEK REN (F1) |  |  | PTJ09123 |  | INDKOM | ZZT | 16/10/1999 |  |  | Pass | null | Pass | null
378360574 | TNB | DISTRIBUTION | WP PUTRAJAYA & CYBERJAYA | Existing | VPTJ/PCE/J09131/MB09131 | 300280837 | CLOSED | 11 kV | RYB | PE 9.13 SEK MEN (EFI) (F1) |  |  | PTJ09133 |  | INDKOM | ZZT | 20021101 |  |  | Pass | null | Pass | null
378360668 | TNB | DISTRIBUTION | WP PUTRAJAYA & CYBERJAYA | Existing | VPTJ/PCE/J09132/MB09134 | 300280838 | CLOSED | 11 kV | RYB | PE 9.13 SEK MEN (EFI) (F2) |  |  | PTJ09136 |  | INDKOM | ZZT | 20021101 |  |  | Pass | null | Pass | null
378360770 | TNB | DISTRIBUTION | WP PUTRAJAYA & CYBERJAYA | Existing | VPTJ/PCE/J09271/MB09271 | 300280858 | CLOSED | 11 kV | RYB | PE 9.27 APT 11A (F1) |  |  | PTJ09272 |  | ABB | IEC 298 | 20030812 |  |  | Pass | null | Pass | null
378360864 | TNB | DISTRIBUTION | WP PUTRAJAYA & CYBERJAYA | Existing | VPTJ/PCE/J09272/MB09274 | 300280859 | CLOSED | 11 kV | RYB | PE 9.27 APT 11A (F2) |  |  | PTJ09275 |  | ABB | IEC 298 | 20030812 |  |  | Pass | null | Pass | null
378360964 | TNB | DISTRIBUTION | WP PUTRAJAYA & CYBERJAYA | Existing | VPTJ/PCE/J09281/MB09281 | 300280860 | CLOSED | 11 kV | RYB | PE 9.28 APT 11C (EFI) (F1) |  |  | PTJ09282 |  | ABB | IEC 298 | 20030812 |  |  | Pass | null | Pass | null
378361060 | TNB | DISTRIBUTION | WP PUTRAJAYA & CYBERJAYA | Existing | VPTJ/PCE/J09282/MB09284 | 300280861 | CLOSED | 11 kV | RYB | PE 9.28 APT 11C (EFI) (F2) |  |  | PTJ09285 |  | TAMCO | RM6 | 20030812 |  |  | Pass | null | Pass | null
378361160 | TNB | DISTRIBUTION | WP PUTRAJAYA & CYBERJAYA | Existing | VPTJ/PCE/J07031/MB07031 | 300281276 | CLOSED | 11 kV | RYB | PE 7.03 STESEN PAM PS3 |  |  | PTJ07033 |  | INDKOM | ZZT | 27/07/1999 |  |  | Pass | null | Pass | null
378361324 | TNB | DISTRIBUTION | WP PUTRAJAYA & CYBERJAYA | Existing | VPTJ/PCE/J08241/MB08241 | 300280810 | CLOSED | 11 kV | RYB | PE 8.24 SERI SAUJANA (BR 8) |  |  | PTJ08242 |  | MERLIN GERIN | RM6 | 23/01/2003 |  |  | Pass | null | Pass | null
378361366 | TNB | DISTRIBUTION | WP PUTRAJAYA & CYBERJAYA | Existing | VPTJ/PCE/J08151/MB08151 | 300280799 | CLOSED | 11 kV | RYB | PE 8.15 RD2A L. SENTOSA |  |  | PTJ08153 |  | INDKOM | ZZT | 19990807 |  |  | Pass | null | Pass | null
378361457 | TNB | DISTRIBUTION | WP PUTRAJAYA & CYBERJAYA | Existing | VPTJ/PCE/J08011/MB08011 | 300280777 | CLOSED | 11 kV | RYB | PE 8.01 PS 10 (EFI) (F1) |  |  | PTJ08013 |  | INDKOM | ZZT | 23/07/1999 |  |  | Pass | null | Pass | null
378366358 | TNB | DISTRIBUTION | WP PUTRAJAYA & CYBERJAYA | Existing | VPTJ/PCE/J16301/MB16301 | 300454871 | CLOSED | 11 kV | RYB | PE 16.30 PERUMAHAN P16A (F1) |  |  | PTJ16303 |  | INDKOM | INS24 |  |  |  | Pass | null | Pass | null
378366464 | TNB | DISTRIBUTION | WP PUTRAJAYA & CYBERJAYA | Existing | VPTJ/PCE/J16302/MB16301 | 300454878 | CLOSED | 11 kV | RYB | PE 16.30 PERUMAHAN P16A (F2) |  |  | PTJ16305 |  | SCHNEIDER | NE-2iQ |  |  |  | Pass | null | Pass | null
378366620 | TNB | DISTRIBUTION | WP PUTRAJAYA & CYBERJAYA | Existing | VPTJ/PCE/J16281/MB16281 | 300281198 | CLOSED | 11 kV | RYB | PE 16.28 TAMAN WARISAN (F1) |  |  | PTJ16283 |  | INDKOM | ZZT | 20020112 |  |  | Pass | null | Pass | null
378366714 | TNB | DISTRIBUTION | WP PUTRAJAYA & CYBERJAYA | Existing | VPTJ/PCE/J16282/MB16284 | 300281199 | CLOSED | 11 kV | RYB | PE 16.28 TAMAN WARISAN (F2) |  |  | PTJ16286 |  | INDKOM | ZZT | 20020112 |  |  | Pass | null | Pass | null
378366818 | TNB | DISTRIBUTION | WP PUTRAJAYA & CYBERJAYA | Existing | VPTJ/PCE/J16061/MB16061 | 300281177 | CLOSED | 11 kV | RYB | PE 16.06 SEK REN F2 (F1) |  |  | PTJ16063 |  | INDKOM | ZZT | 16/02/2004 |  |  | Pass | null | Pass | null
378366914 | TNB | DISTRIBUTION | WP PUTRAJAYA & CYBERJAYA | Existing | VPTJ/PCE/J16062/MB16064 | 300281178 | CLOSED | 11 kV | RYB | PE 16.06 SEK REN F2 (F2) |  |  | PTJ16066 |  | INDKOM | ZZT | 16/02/2004 |  |  | Pass | null | Pass | null
378367015 | TNB | DISTRIBUTION | WP PUTRAJAYA & CYBERJAYA | Existing | VPTJ/PCE/J16071/MB16071 | 300281179 | CLOSED | 11 kV | RYB | PE 16.07 22 UNIT TERES (EFI) (F1) |  |  | PTJ16073 |  | INDKOM | ZZT | 20091008 |  |  | Pass | null | Pass | null
378367111 | TNB | DISTRIBUTION | WP PUTRAJAYA & CYBERJAYA | Existing | VPTJ/PCE/J16072/MB16074 | 300281180 | CLOSED | 11 kV | RYB | PE 16.07 22 UNIT TERES (EFI) (F2) |  |  | PTJ16076 |  | INDKOM | ZZT | 20091108 |  |  | Pass | null | Pass | null
378367217 | TNB | DISTRIBUTION | WP PUTRAJAYA & CYBERJAYA | Existing | VPTJ/PCE/J16292/MB16294 | 300281201 | CLOSED | 11 kV | RYB | PE 16.29 25 UNIT (EFI) (F2) |  |  | PTJ16296 |  | INDKOM | ZZT | 20091108 |  |  | Pass | null | Pass | null
378367311 | TNB | DISTRIBUTION | WP PUTRAJAYA & CYBERJAYA | Existing | VPTJ/PCE/J16291/MB16291 | 300281200 | CLOSED | 11 kV | RYB | PE 16.29 25 UNIT (EFI) (F1) |  |  | PTJ16293 |  | INDKOM | ZZT | 20091008 |  |  | Pass | null | Pass | null
378367536 | TNB | DISTRIBUTION | WP PUTRAJAYA & CYBERJAYA | Existing | VPTJ/PCE/J16271/MB16271 | 300281197 | CLOSED | 11 kV | RYB | PE 16.27 UPPER BISA |  |  | PTJ16273 |  | INDKOM | ZZT | 19/04/2000 |  |  | Pass | null | Pass | null
378367632 | TNB | DISTRIBUTION | WP PUTRAJAYA & CYBERJAYA | Existing | VPTJ/PCE/J16141/MB16141 | 300281181 | CLOSED | 11 kV | RYB | PE 16.14 SEMI D (EFI) (F1) |  |  | PTJ16143 |  | INDKOM | ZZT | 13/01/2002 |  |  | Pass | null | Pass | null
378367726 | TNB | DISTRIBUTION | WP PUTRAJAYA & CYBERJAYA | Existing | VPTJ/PCE/J16142/MB16144 | 300281182 | CLOSED | 11 kV | RYB | PE 16.14 SEMI D (EFI) (F2) |  |  | PTJ16146 |  | INDKOM | ZZT | 13/01/2002 |  |  | Pass | null | Pass | null
378367830 | TNB | DISTRIBUTION | WP PUTRAJAYA & CYBERJAYA | Existing | VPTJ/PCE/J16161/MB16161 | 300281185 | CLOSED | 11 kV | RYB | PE 16.16 PUSAT KEJIRANAN (F1) |  |  | PTJ16163 |  | INDKOM | ZZT | 27/02/2002 |  |  | Pass | null | Pass | null
378367924 | TNB | DISTRIBUTION | WP PUTRAJAYA & CYBERJAYA | Existing | VPTJ/PCE/J16162/MB16164 | 300281186 | CLOSED | 11 kV | RYB | PE 16.16 PUSAT KEJIRANAN (F2) |  |  | PTJ16166 |  | INDKOM | ZZT | 27/02/2002 |  |  | Pass | null | Pass | null
378368185 | TNB | DISTRIBUTION | WP PUTRAJAYA & CYBERJAYA | Existing | VPTJ/PCE/J01242/MB01244 | 300280435 | CLOSED | 11 kV | RYB | PE 1.24 BOT PUMP (F2) |  |  | PTJ01246 |  | INDKOM | ZZT | 24/08/2000 |  |  | Pass | null | Pass | null
378368283 | TNB | DISTRIBUTION | WP PUTRAJAYA & CYBERJAYA | Existing | VPTJ/PCE/J01241/MB01241 | 300280434 | CLOSED | 11 kV | RYB | PE 1.24 BOT PUMP (F1) |  |  | PTJ01243 |  | INDKOM | ZZT | 24/08/2000 |  |  | Pass | null | Pass | null
378368386 | TNB | DISTRIBUTION | WP PUTRAJAYA & CYBERJAYA | Existing | VPTJ/PCE/J01251/MB01251 | 300280436 | CLOSED | 11 kV | RYB | PE 1.25 BOT ADMIN (F1) |  |  | PTJ01253 |  | INDKOM | ZZT | 24/08/2000 |  |  | Pass | null | Pass | null
378368482 | TNB | DISTRIBUTION | WP PUTRAJAYA & CYBERJAYA | Existing | VPTJ/PCE/J01252/MB01254 | 300280437 | CLOSED | 11 kV | RYB | PE 1.25 BOT ADMIN (F2) |  |  | PTJ01256 |  | INDKOM | ZZT | 24/08/2000 |  |  | Pass | null | Pass | null
378368611 | TNB | DISTRIBUTION | WP PUTRAJAYA & CYBERJAYA | Existing | VPTJ/PCE/J01601/MB01601 | 300280593 | CLOSED | 11 kV | RYB | PE 1.60 L/S TPP |  |  | PTJ01602 |  | MERLIN GERIN | RM6 | 16/07/2003 |  |  | Pass | null | Pass | null
378368769 | TNB | DISTRIBUTION | WP PUTRAJAYA & CYBERJAYA | Existing | VPTJ/PCE/J01341/MB01341 | 300280441 | CLOSED | 11 kV | RYB | PE 1.34 PROMENADE |  |  | PTJ01342 |  | TAMCO | GR1 | 19991211 |  |  | Pass | null | Pass | null
378368877 | TNB | DISTRIBUTION | WP PUTRAJAYA & CYBERJAYA | Existing | VPTJ/PCE/J15031/MB15031 | 300281145 | CLOSED | 11 kV | RYB | PE 15.03 WR 3 |  |  | PTJ15032 |  | SCHNEIDER | RM6 | 20/01/2000 |  |  | Pass | null | Pass | null
378368983 | TNB | DISTRIBUTION | WP PUTRAJAYA & CYBERJAYA | Existing | VPTJ/PCE/J15041/MB15041 | 300281146 | CLOSED | 11 kV | RYB | PE 15.04 STABLE KOMPLEKS |  |  | PTJ15042 |  | MERLIN GERIN | RM 6 | 19900101 |  |  | Pass | null | Pass | null
378369089 | TNB | DISTRIBUTION | WP PUTRAJAYA & CYBERJAYA | Existing | VPTJ/PCE/J01671/MB01671 | 310308944 | CLOSED | 11 kV | RYB | SS 1.67 TEMP PARCEL F |  |  | PTJ01673 |  | INDKOM | INS24 ZZTID |  |  |  | Pass | null | Pass | null
378369315 | TNB | DISTRIBUTION | WP PUTRAJAYA & CYBERJAYA | Existing | VPTJ/PCE/J12031/MB12031 | 310338762 | CLOSED | 11 kV | RYB | PE 12.03 SPINE ROAD NO 1 |  |  | PTJ12033 |  | INDKOM | INS24 |  |  |  | Pass | null | Pass | null
378369692 | TNB | DISTRIBUTION | WP PUTRAJAYA & CYBERJAYA | Existing | VPTJ/PCE/J17041/MB17041 | 300281204 | CLOSED | 11 kV | RYB | PE 17.04 RK 1-1 (F1) |  |  | PTJ17043 |  | TAMCO | GR2 | 13/03/2007 |  |  | Pass | null | Pass | null
378369693 | TNB | DISTRIBUTION | WP PUTRAJAYA & CYBERJAYA | Existing | VPTJ/PCE/J17041/MB17041 | 300281204 | CLOSED | 11 kV | RYB | PE 17.04 RK 1-1 (F1) |  |  | PTJ17042 |  | TAMCO | GR2 | 13/03/2007 |  |  | Pass | null | Pass | null
378369908 | TNB | DISTRIBUTION | WP PUTRAJAYA & CYBERJAYA | Existing | VPTJ/PCE/J17042/MB17044 | 300281205 | CLOSED | 11 kV | RYB | PE 17.04 RK 1-1 (F2) |  |  | PTJ17046 |  | TAMCO | GR1 | 13/03/2007 |  |  | Pass | null | Pass | null
378369909 | TNB | DISTRIBUTION | WP PUTRAJAYA & CYBERJAYA | Existing | VPTJ/PCE/J17042/MB17044 | 300281205 | CLOSED | 11 kV | RYB | PE 17.04 RK 1-1 (F2) |  |  | PTJ17047 |  | TAMCO | GR1 | 13/03/2007 |  |  | Pass | null | Pass | null
378370083 | TNB | DISTRIBUTION | WP PUTRAJAYA & CYBERJAYA | Existing | VPTJ/PCE/J17051/MB17051 | 300281206 | CLOSED | 11 kV | RYB | PE 17.05 RK 1-2 (F1) |  |  | PTJ17052 |  | TAMCO | GR1 | 13/03/2007 |  |  | Pass | null | Pass | null
378370084 | TNB | DISTRIBUTION | WP PUTRAJAYA & CYBERJAYA | Existing | VPTJ/PCE/J17051/MB17051 | 300281206 | CLOSED | 11 kV | RYB | PE 17.05 RK 1-2 (F1) |  |  | PTJ17053 |  | TAMCO | GR1 | 13/03/2007 |  |  | Pass | null | Pass | null
378383240 | TNB | DISTRIBUTION | WP PUTRAJAYA & CYBERJAYA | Existing | VCBJ/PCE/J21841/MB21841 | 300452904 | CLOSED | 11 kV | RYB | PE 21.84 GLOMAC |  |  | CBJ21843 |  | INDKOM | ZZT I/D |  | TX1-1000KVA |  | Pass | null | Pass | null
378383241 | TNB | DISTRIBUTION | WP PUTRAJAYA & CYBERJAYA | Existing | VCBJ/PCE/J21841/MB21841 | 300452904 | CLOSED | 11 kV | RYB | PE 21.84 GLOMAC |  |  | CBJ21844 |  | INDKOM | ZZT I/D |  | TX2-1000KVA |  | Pass | null | Pass | null
378383405 | TNB | DISTRIBUTION | WP PUTRAJAYA & CYBERJAYA | Existing | VCBJ/PCE/J23141/MB23141 | 300485608 | CLOSED | 11 kV | RYB | PE 23.14 GLOMAC 2B |  |  | CBJ23143 |  |  | INS 24 | 30/11/2014 | TX-1000KVA |  | Pass | null | Pass | null
378383514 | TNB | DISTRIBUTION | WP PUTRAJAYA & CYBERJAYA | Existing | VCBJ/PCE/J23131/MB23131 | 300485222 | CLOSED | 11 kV | RYB | PE 23.13 GLOMAC 2A |  |  | CBJ23133 |  |  | INS 24 | 29/11/2014 | TX-1000KVA |  | Pass | null | Pass | null
378383818 | TNB | DISTRIBUTION | WP PUTRAJAYA & CYBERJAYA | Existing | VCBJ/PCE/J23281/MB1 | 310338782 | CLOSED | 11 kV | RYB | PE 23.28 SITE OFFICE PERSONA METRO |  |  | CBJ23283 |  | TAMCO |  |  | TX-1000KVA |  | Pass | null | Pass | null
378384019 | TNB | DISTRIBUTION | WP PUTRAJAYA & CYBERJAYA | Existing | VCBJ/PCE/J21601/MB21601 | 300280631 | CLOSED | 11 kV | RYB | PE 21.60 PADAT PPN CJ7 |  |  | CBJ21602 |  | INDKOM | ZZT | 28/10/2008 | TX-1000KVA |  | Pass | null | Pass | null
378384127 | TNB | DISTRIBUTION | WP PUTRAJAYA & CYBERJAYA | Existing | VCBJ/PCE/J22101/MB22101 | 300280576 | CLOSED | 11 kV | RYB | PE 22.10 D' MELOR F1 |  |  | CBJ22103 |  | INDKOM | ZZT | 24/03/2001 | TX1-1000KVA |  | Pass | null | Pass | null
378384150 | TNB | DISTRIBUTION | WP PUTRAJAYA & CYBERJAYA | Existing | VCBJ/PCE/J22102/MB22104 | 300280578 | CLOSED | 11 kV | RYB | PE 22.10 D' MELOR F2 |  |  | CBJ22106 |  | INDKOM | ZZT | 24/03/2001 | TX2-1000KVA |  | Pass | null | Pass | null
378384343 | TNB | DISTRIBUTION | WP PUTRAJAYA & CYBERJAYA | Existing | VCBJ/PCE/J21141/MB21141 | 300281033 | CLOSED | 11 kV | RYB | PE 21.14 PUSAT REKREASI SMART HOME F1 |  |  | CBJ21143 |  | INDKOM | ZZT | 20030506 | TX1-1000KVA |  | Pass | null | Pass | null
378384366 | TNB | DISTRIBUTION | WP PUTRAJAYA & CYBERJAYA | Existing | VCBJ/PCE/J21142/MB21144 | 300281032 | CLOSED | 11 kV | RYB | PE 21.14 PUSAT REKREASI SMART HOME F2 |  |  | CBJ21146 |  | INDKOM | ZZT | 20030506 | TX2-1000KVA |  | Pass | null | Pass | null
378384718 | TNB | DISTRIBUTION | WP PUTRAJAYA & CYBERJAYA | Existing | VCBJ/PCE/J21161/MB21161 | 300281028 | CLOSED | 11 kV | RYB | PE 21.16 SMART HOMES F1 |  |  | CBJ21163 |  | INDKOM | ZZT | 27/09/2004 | TX1-1000KVA |  | Pass | null | Pass | null
378384741 | TNB | DISTRIBUTION | WP PUTRAJAYA & CYBERJAYA | Existing | VCBJ/PCE/J21162/MB21164 | 300281027 | CLOSED | 11 kV | RYB | PE 21.16 SMART HOMES F2 |  |  | CBJ21166 |  | INDKOM | ZZT | 27/09/2004 | TX2-1000KVA |  | Pass | null | Pass | null
378385410 | TNB | DISTRIBUTION | WP PUTRAJAYA & CYBERJAYA | Existing | VCBJ/PCE/J21181/MB21181 | 300281024 | CLOSED | 11 kV | RYB | PE 21.18 CONDO A1 CYBERIA F1 |  |  | CBJ21183 |  | INDKOM | ZZT | 25/11/2001 | TX1-1000KVA |  | Pass | null | Pass | null
378385433 | TNB | DISTRIBUTION | WP PUTRAJAYA & CYBERJAYA | Existing | VCBJ/PCE/J21182/MB21184 | 300281023 | CLOSED | 11 kV | RYB | PE 21.18 CONDO A1 CYBERIA F2 |  |  | CBJ21186 |  | INDKOM | ZZT | 25/11/2001 | TX2-1000KVA |  | Pass | null | Pass | null
378385600 | TNB | DISTRIBUTION | WP PUTRAJAYA & CYBERJAYA | Existing | VCBJ/PCE/J21172/MB21174 | 300281025 | CLOSED | 11 kV | RYB | PE 21.17 CONDO A3 CYBERIA F2 |  |  | CBJ21176 |  | INDKOM | ZZT | 25/11/2001 | TX2-1000KVA |  | Pass | null | Pass | null
378385686 | TNB | DISTRIBUTION | WP PUTRAJAYA & CYBERJAYA | Existing | VCBJ/PCE/J21171/MB21171 | 300281026 | CLOSED | 11 kV | RYB | PE 21.17 CONDO A3 CYBERIA F1 |  |  | CBJ21173 |  | INDKOM | ZZT | 25/11/2001 | TX1-1000KVA |  | Pass | null | Pass | null
378385781 | TNB | DISTRIBUTION | WP PUTRAJAYA & CYBERJAYA | Existing | VCBJ/PCE/J21492/MB21494 | 300280971 | CLOSED | 11 kV | RYB | PE 21.49 CONDO B2 F2 |  |  | CBJ21496 |  | INDKOM | ZZT | 20040801 | TX2-1000KVA |  | Pass | null | Pass | null
378385873 | TNB | DISTRIBUTION | WP PUTRAJAYA & CYBERJAYA | Existing | VCBJ/PCE/J21491/MB21491 | 300280976 | CLOSED | 11 kV | RYB | PE 21.49 CONDO B2 F1 |  |  | CBJ21493 |  | INDKOM | ZZT | 20040801 | TX1-1000KVA |  | Pass | null | Pass | null
378385969 | TNB | DISTRIBUTION | WP PUTRAJAYA & CYBERJAYA | Existing | VCBJ/PCE/J21512/MB21514 | 300280967 | CLOSED | 11 kV | RYB | PE 21.51 CONDO C1 F2 |  |  | CBJ21516 |  | INDKOM | ZZT | 20040510 | TX2-1000KVA |  | Pass | null | Pass | null
378386060 | TNB | DISTRIBUTION | WP PUTRAJAYA & CYBERJAYA | Existing | VCBJ/PCE/J21511/MB21511 | 300280970 | CLOSED | 11 kV | RYB | PE 21.51 CONDO C1 F1 |  |  | CBJ21513 |  | INDKOM | ZZT | 20040510 | TX1-1000KVA |  | Pass | null | Pass | null
378386164 | TNB | DISTRIBUTION | WP PUTRAJAYA & CYBERJAYA | Existing | VCBJ/PCE/J21522/MB21524 | 300280962 | CLOSED | 11 kV | RYB | PE 21.52 CONDO C3 F2 |  |  | CBJ21526 |  | INDKOM | ZZT | 20040510 | TX2-1000KVA |  | Pass | null | Pass | null
378386260 | TNB | DISTRIBUTION | WP PUTRAJAYA & CYBERJAYA | Existing | VCBJ/PCE/J21521/MB21521 | 300280965 | CLOSED | 11 kV | RYB | PE 21.52 CONDO C3 F1 |  |  | CBJ21523 |  | INDKOM | ZZT | 20040510 | TX1-1000KVA |  | Pass | null | Pass | null
378386385 | TNB | DISTRIBUTION | WP PUTRAJAYA & CYBERJAYA | Existing | VCBJ/PCE/J25051/MB25051 | 310371337 | CLOSED | 11 kV | RYB | PE 25.05 HOSTEL BLOK 1D |  |  | CBJ25053 |  | INDKOM | INS24 |  | TX1-1000KVA |  | Pass | null | Pass | null
378386386 | TNB | DISTRIBUTION | WP PUTRAJAYA & CYBERJAYA | Existing | VCBJ/PCE/J25051/MB25051 | 310371337 | CLOSED | 11 kV | RYB | PE 25.05 HOSTEL BLOK 1D |  |  | CBJ25054 |  | INDKOM | INS24 |  | TX2-1000KVA |  | Pass | null | Pass | null
378386556 | TNB | DISTRIBUTION | WP PUTRAJAYA & CYBERJAYA | Existing | VCBJ/PCE/J25041/MB25041 | 310339238 | CLOSED | 11 kV | RYB | PE 25.04 HOSTEL BLOK 1C |  |  | CBJ25043 |  | INDKOM |  |  | TX1-1000KVA |  | Pass | null | Pass | null
378386557 | TNB | DISTRIBUTION | WP PUTRAJAYA & CYBERJAYA | Existing | VCBJ/PCE/J25041/MB25041 | 310339238 | CLOSED | 11 kV | RYB | PE 25.04 HOSTEL BLOK 1C |  |  | CBJ25044 |  | INDKOM |  |  | TX2-1000KVA |  | Pass | null | Pass | null
378386767 | TNB | DISTRIBUTION | WP PUTRAJAYA & CYBERJAYA | Existing | VCBJ/PCE/J25031/MB25031 | 300453483 | CLOSED | 11 kV | RYB | PE 25.03 HOSTEL BLOK 1B |  |  | CBJ25033 |  | INDKOM | INS24 |  | TX1-1000KVA |  | Pass | null | Pass | null
378386861 | TNB | DISTRIBUTION | WP PUTRAJAYA & CYBERJAYA | Existing | VCBJ/PCE/J25021/MB25021 | 300454737 | CLOSED | 11 kV | RYB | PE 25.02 HOSTEL BLOK 1A |  |  | CBJ25023 |  | INDKOM | INS24 |  | TX1-1000KVA |  | Pass | null | Pass | null
378386959 | TNB | DISTRIBUTION | WP PUTRAJAYA & CYBERJAYA | Existing | VCBJ/PCE/J23031/MB23031 | 300454682 | CLOSED | 11 kV | RYB | PE 23.03 MUTIARA VILLE 1 |  |  | CBJ23033 |  | INDKOM | ZZT |  | TX-1000KVA |  | Pass | null | Pass | null
378387053 | TNB | DISTRIBUTION | WP PUTRAJAYA & CYBERJAYA | Existing | VCBJ/PCE/J23041/MB23041 | 300454734 | CLOSED | 11 kV | RYB | PE 23.04 MUTIARA VILLE 2 |  |  | CBJ23043 |  | INDKOM | ZZT |  | TX-1000KVA |  | Pass | null | Pass | null
378387224 | TNB | DISTRIBUTION | WP PUTRAJAYA & CYBERJAYA | Existing | VCBJ/PCE/J23011/MB23011 | 300280382 | CLOSED | 11 kV | RYB | PE 23.01 PS 2-9 F1 |  |  | CBJ23012 |  | TAMCO | ID-0233 | 20061212 | TX1-1000KVA |  | Pass | null | Pass | null
378387247 | TNB | DISTRIBUTION | WP PUTRAJAYA & CYBERJAYA | Existing | VCBJ/PCE/J23012/MB23014 | 300280383 | CLOSED | 11 kV | RYB | PE 23.01 PS 2-9 F2 |  |  | CBJ23015 |  | TAMCO | ID-0235 | 20061212 | TX2-1000KVA |  | Pass | null | Pass | null
378400221 | TNB | DISTRIBUTION | WP PUTRAJAYA & CYBERJAYA | Existing | VPTJ/PCE/J11211/MB11211 | 300281039 | CLOSED | 11 kV | RYB | PE 11.21 PUSAT KEJIRANAN (F1) |  |  | PTJ11215 |  | TAMCO | GR1 | 30/05/2006 |  |  | Pass | null | Pass | null
378400302 | TNB | DISTRIBUTION | WP PUTRAJAYA & CYBERJAYA | Existing | VPTJ/PCE/J11212/MB11214 | 300281041 | CLOSED | 11 kV | RYB | PE 11.21 PUSAT KEJIRANAN (F2) |  |  | PTJ11212 |  | TAMCO | GR1 | 30/05/2006 |  |  | Pass | null | Pass | null
378400386 | TNB | DISTRIBUTION | WP PUTRAJAYA & CYBERJAYA | Existing | VPTJ/PCE/J11381/MB11381 | 300281070 | CLOSED | 11 kV | RYB | PE 11.38 PS 13 |  |  | PTJ11382 |  | MERLIN GERIN | RM 6 | 26/08/2004 |  |  | Pass | null | Pass | null
378400479 | TNB | DISTRIBUTION | WP PUTRAJAYA & CYBERJAYA | Existing | VPTJ/PCE/J11391/MB11391 | 300281071 | CLOSED | 11 kV | RYB | PE 11.39 BLOK A |  |  | PTJ11393 |  | INDKOM | ZZT | 17/08/2004 |  |  | Pass | null | Pass | null
378404468 | TNB | DISTRIBUTION | WP PUTRAJAYA & CYBERJAYA | Existing | VPTJ/PCE/J01371/MB01371 | 300280451 | CLOSED | 11 kV | RYB | PE 1.37 E16 ANJUNG (F1) |  |  | PTJ01373 |  | INDKOM | ZZT | 20/01/2001 |  |  | Pass | null | Pass | null
378404562 | TNB | DISTRIBUTION | WP PUTRAJAYA & CYBERJAYA | Existing | VPTJ/PCE/J01372/MB01374 | 300280454 | CLOSED | 11 kV | RYB | PE 1.37 E16 ANJUNG (F2) |  |  | PTJ01376 |  | INDKOM | ZZT | 20/01/2001 |  |  | Pass | null | Pass | null
378405030 | TNB | DISTRIBUTION | WP PUTRAJAYA & CYBERJAYA | Existing | VPTJ/PCE/J01561/MB01561 | 300280571 | CLOSED | 11 kV | RYB | PE 1.56 SEK.MEN. A/SHAH (F1) |  |  | PTJ01563 |  | INDKOM | ZZT | 20030801 |  |  | Pass | null | Pass | null
378405124 | TNB | DISTRIBUTION | WP PUTRAJAYA & CYBERJAYA | Existing | VPTJ/PCE/J01562/MB01564 | 300280574 | CLOSED | 11 kV | RYB | PE 1.56 SEK.MEN. A/SHAH (F2) |  |  | PTJ01566 |  | INDKOM | ZZT | 20030801 |  |  | Pass | null | Pass | null
378405220 | TNB | DISTRIBUTION | WP PUTRAJAYA & CYBERJAYA | Existing | VPTJ/PCE/J01571/MB01571 | 300280577 | CLOSED | 11 kV | RYB | PE 1.57 SEK.MEN. A/SHAH (F1) |  |  | PTJ01573 |  | INDKOM | ZZT | 20030801 |  |  | Pass | null | Pass | null
378405316 | TNB | DISTRIBUTION | WP PUTRAJAYA & CYBERJAYA | Existing | VPTJ/PCE/J01572/MB01574 | 300280579 | CLOSED | 11 kV | RYB | PE 1.57 SEK.MEN. A/SHAH (F2) |  |  | PTJ01576 |  | INDKOM | ZZT | 20030801 |  |  | Pass | null | Pass | null
378405566 | TNB | DISTRIBUTION | WP PUTRAJAYA & CYBERJAYA | Existing | VPTJ/PCE/J01531/MB01531 | 300280554 | CLOSED | 11 kV | RYB | PE 1.53 NORTH DEPT (F1) |  |  | PTJ01534 |  | INDKOM | GA | 20041001 |  |  | Pass | null | Pass | null
378405671 | TNB | DISTRIBUTION | WP PUTRAJAYA & CYBERJAYA | Existing | VPTJ/PCE/J01541/MB01541 | 300280559 | CLOSED | 11 kV | RYB | PE 1.54 SOUTH DEPT (F1) |  |  | PTJ01544 |  | INDKOM | ZZZT | 20041001 |  |  | Pass | null | Pass | null
378405934 | TNB | DISTRIBUTION | WP PUTRAJAYA & CYBERJAYA | Existing | VPTJ/PCE/J01381/MB01381 | 300280461 | CLOSED | 11 kV | RYB | PE 1.38 TAMAN PUTRA PERDANA (F1) |  |  | PTJ01384 |  | INDKOM | ZZT | 24/08/2000 |  |  | Pass | null | Pass | null
378406037 | TNB | DISTRIBUTION | WP PUTRAJAYA & CYBERJAYA | Existing | VPTJ/PCE/J01382/MB01385 | 300280462 | CLOSED | 11 kV | RYB | PE 1.38 TAMAN PUTRA PERDANA (F2) |  |  | PTJ01387 |  | INDKOM | ZZT | 24/08/2000 |  |  | Pass | null | Pass | null
378406348 | TNB | DISTRIBUTION | WP PUTRAJAYA & CYBERJAYA | Existing | VPTJ/PCE/J15221/MB15221 | 300281157 | CLOSED | 11 kV | RYB | PE 15.22 PADAT WR 6 |  |  | PTJ15222 |  | SCHNEIDER | RM6 | 27/08/2005 |  |  | Pass | null | Pass | null
378406546 | TNB | DISTRIBUTION | WP PUTRAJAYA & CYBERJAYA | Existing | VPTJ/PCE/J15452/MB15454 | 300281172 | CLOSED | 11 kV | RYB | PE 15.45 Blok C1 15-12B (F2) |  |  | PTJ15456 |  | INDKOM | ZZT | 20091010 |  |  | Pass | null | Pass | null
378406640 | TNB | DISTRIBUTION | WP PUTRAJAYA & CYBERJAYA | Existing | VPTJ/PCE/J15451/MB15451 | 300281171 | CLOSED | 11 kV | RYB | PE 15.45 Blok C1 15-12B (F1) |  |  | PTJ15453 |  | INDKOM | ZZT | 20091010 |  |  | Pass | null | Pass | null
378406734 | TNB | DISTRIBUTION | WP PUTRAJAYA & CYBERJAYA | Existing | VPTJ/PCE/J15461/MB15461 | 300281173 | CLOSED | 11 kV | RYB | PE 15.46 Blok C2 15-12B (F1) |  |  | PTJ15462 |  | EPE | VRN 2A | 20091010 |  |  | Pass | null | Pass | null
378406828 | TNB | DISTRIBUTION | WP PUTRAJAYA & CYBERJAYA | Existing | VPTJ/PCE/J15462/MB15464 | 300281174 | CLOSED | 11 kV | RYB | PE 15.46 Blok C2 15-12B (F2) |  |  | PTJ15465 |  | EPE | VRN 2A | 20091010 |  |  | Pass | null | Pass | null
378406924 | TNB | DISTRIBUTION | WP PUTRAJAYA & CYBERJAYA | Existing | VPTJ/PCE/J15441/MB15441 | 300281169 | CLOSED | 11 kV | RYB | PE 15.44 Blok A3 15-12B (F1) |  |  | PTJ15442 |  | EPE | VRN 2A | 20091010 |  |  | Pass | null | Pass | null
378407018 | TNB | DISTRIBUTION | WP PUTRAJAYA & CYBERJAYA | Existing | VPTJ/PCE/J15442/MB15444 | 300281170 | CLOSED | 11 kV | RYB | PE 15.44 Blok A3 15-12B (F2) |  |  | PTJ15445 |  | EPE | VRN 2A | 20091010 |  |  | Pass | null | Pass | null
378407114 | TNB | DISTRIBUTION | WP PUTRAJAYA & CYBERJAYA | Existing | VPTJ/PCE/J15431/MB15431 | 300281167 | CLOSED | 11 kV | RYB | PE 15.43 BLOK A2 15-12B (F1) |  |  | PTJ15432 |  | EPE | VRN 2A | 20091010 |  |  | Pass | null | Pass | null
378407208 | TNB | DISTRIBUTION | WP PUTRAJAYA & CYBERJAYA | Existing | VPTJ/PCE/J15432/MB15434 | 300281168 | CLOSED | 11 kV | RYB | PE 15.43 BLOK A2 15-12B (F2) |  |  | PTJ15435 |  | EPE | VRN 2A | 20091010 |  |  | Pass | null | Pass | null
378407356 | TNB | DISTRIBUTION | WP PUTRAJAYA & CYBERJAYA | Existing | VPTJ/PCE/J15421/MB15421 | 300281165 | CLOSED | 11 kV | RYB | PE 15.42 P/PURI 15-12 BLOK C (F1) |  |  | PTJ15422 |  | EPE | VRN 2A | 20090601 |  |  | Pass | null | Pass | null
378407452 | TNB | DISTRIBUTION | WP PUTRAJAYA & CYBERJAYA | Existing | VPTJ/PCE/J15422/MB15424 | 300281166 | CLOSED | 11 kV | RYB | PE 15.42 P/PURI 15-12 BLOK C (F2) |  |  | PTJ15425 |  | EPE | VRN 2A | 20090701 |  |  | Pass | null | Pass | null
378407548 | TNB | DISTRIBUTION | WP PUTRAJAYA & CYBERJAYA | Existing | VPTJ/PCE/J15411/MB15411 | 300281163 | CLOSED | 11 kV | RYB | PE 15.41 P/PURI 15-12 BLOK B (F1) |  |  | PTJ15412 |  | EPE | VRN 2A | 20090601 |  |  | Pass | null | Pass | null
378407644 | TNB | DISTRIBUTION | WP PUTRAJAYA & CYBERJAYA | Existing | VPTJ/PCE/J15412/MB15414 | 300281164 | CLOSED | 11 kV | RYB | PE 15.41 P/PURI 15-12 BLOK B (F2) |  |  | PTJ15415 |  | EPE | VRN 2A | 20090701 |  |  | Pass | null | Pass | null
378407740 | TNB | DISTRIBUTION | WP PUTRAJAYA & CYBERJAYA | Existing | VPTJ/PCE/J15401/MB15401 | 300281161 | CLOSED | 11 kV | RYB | PE 15.40 P/PURI 15-12 BLOK A (F1) |  |  | PTJ15402 |  | EPE | VRN 2A | 20090601 |  |  | Pass | null | Pass | null
378407834 | TNB | DISTRIBUTION | WP PUTRAJAYA & CYBERJAYA | Existing | VPTJ/PCE/J15402/MB15404 | 300281162 | CLOSED | 11 kV | RYB | PE 15.40 P/PURI 15-12 BLOK A (F2) |  |  | PTJ15405 |  | EPE | VRN 2A | 20090701 |  |  | Pass | null | Pass | null
378407930 | TNB | DISTRIBUTION | WP PUTRAJAYA & CYBERJAYA | Existing | VPTJ/PCE/J15471/MB15471 | 300454849 | CLOSED | 11 kV | RYB | PE 15.47 APARTMENT ALAM DESA (F1) |  |  | PTJ15473 |  | INDKOM | ZZT |  |  |  | Pass | null | Pass | null
378408026 | TNB | DISTRIBUTION | WP PUTRAJAYA & CYBERJAYA | Existing | VPTJ/PCE/J15472/MB15474 | 300454861 | CLOSED | 11 kV | RYB | PE 15.47 APARTMENT ALAM DESA (F2) |  |  | PTJ15476 |  | INDKOM | ZZT |  |  |  | Pass | null | Pass | null
378408122 | TNB | DISTRIBUTION | WP PUTRAJAYA & CYBERJAYA | Existing | VPTJ/PCE/J15351/MB15351 | 300282003 | CLOSED | 11 kV | RYB | PE 15.35 FASA 15-1A (F1) |  |  | PTJ15352 |  | EPE | VRN2A | 14/11/2009 |  |  | Pass | null | Pass | null
378408216 | TNB | DISTRIBUTION | WP PUTRAJAYA & CYBERJAYA | Existing | VPTJ/PCE/J15352/MB15354 | 300282004 | CLOSED | 11 kV | RYB | PE 15.35 FASA 15-1A (F2) |  |  | PTJ15355 |  | EPE | VRN2A | 15/11/2009 |  |  | Pass | null | Pass | null
378408312 | TNB | DISTRIBUTION | WP PUTRAJAYA & CYBERJAYA | Existing | VPTJ/PCE/J15361/MB15361 | 300282005 | CLOSED | 11 kV | RYB | PE 15.36 FASA 15-1B (F1) |  |  | PTJ15363 |  | INDKOM | ZZT | 14/11/2009 |  |  | Pass | null | Pass | null
378408406 | TNB | DISTRIBUTION | WP PUTRAJAYA & CYBERJAYA | Existing | VPTJ/PCE/J15362/MB15364 | 300282006 | CLOSED | 11 kV | RYB | PE 15.36 FASA 15-1B(F2) |  |  | PTJ15366 |  | INDKOM | ZZT | 15/11/2009 |  |  | Pass | null | Pass | null
378408502 | TNB | DISTRIBUTION | WP PUTRAJAYA & CYBERJAYA | Existing | VPTJ/PCE/J15381/MB15381 | 300282009 | CLOSED | 11 kV | RYB | PE 15.38 FASA 15-3B (F1) |  |  | PTJ15383 |  | INDKOM | ZZT | 14/11/2009 |  |  | Pass | null | Pass | null
378408596 | TNB | DISTRIBUTION | WP PUTRAJAYA & CYBERJAYA | Existing | VPTJ/PCE/J15382/MB15384 | 300282010 | CLOSED | 11 kV | RYB | PE 15.38 FASA 15-3B (F2) |  |  | PTJ15386 |  | INDKOM | ZZT | 15/11/2009 |  |  | Pass | null | Pass | null
378408692 | TNB | DISTRIBUTION | WP PUTRAJAYA & CYBERJAYA | Existing | VPTJ/PCE/J15391/MB15391 | 300282011 | CLOSED | 11 kV | RYB | PE 15.39 FASA 15-3A (F1) |  |  | PTJ15393 |  | INDKOM | ZZT | 14/11/2009 |  |  | Pass | null | Pass | null
378421957 | TNB | DISTRIBUTION | WP PUTRAJAYA & CYBERJAYA | Existing | VPTJ/PCE/J17052/MB17054 | 300281207 | CLOSED | 11 kV | RYB | PE 17.05 RK 1-2 (F2) |  |  | PTJ17056 |  | TAMCO | GR1 | 13/03/2007 |  |  | Pass | null | Pass | null
378421958 | TNB | DISTRIBUTION | WP PUTRAJAYA & CYBERJAYA | Existing | VPTJ/PCE/J17052/MB17054 | 300281207 | CLOSED | 11 kV | RYB | PE 17.05 RK 1-2 (F2) |  |  | PTJ17057 |  | TAMCO | GR1 | 13/03/2007 |  |  | Pass | null | Pass | null
378422119 | TNB | DISTRIBUTION | WP PUTRAJAYA & CYBERJAYA | Existing | VPTJ/PCE/J17081/MB17081 | 300288173 | CLOSED | 11 kV | RYB | PE 17.08 BLOK E 17RK2 (F1) |  |  | PTJ17083 |  | INDKOM | ZZT | 27/12/2010 |  |  | Pass | null | Pass | null
378422403 | TNB | DISTRIBUTION | WP PUTRAJAYA & CYBERJAYA | Existing | VPTJ/PCE/J17072/MB17074 | 300288171 | CLOSED | 11 kV | RYB | PE 17.07 BLOK C 17RK2 (F2) |  |  | PTJ17076 |  | INDKOM | INS24 (ZZTID) | 28/12/2010 |  |  | Pass | null | Pass | null
378422497 | TNB | DISTRIBUTION | WP PUTRAJAYA & CYBERJAYA | Existing | VPTJ/PCE/J17071/MB17071 | 300288169 | CLOSED | 11 kV | RYB | PE 17.07 BLOK C 17RK2 (F1) |  |  | PTJ17073 |  | INDKOM | INS24 (ZZTID) | 27/12/2010 |  |  | Pass | null | Pass | null
378422593 | TNB | DISTRIBUTION | WP PUTRAJAYA & CYBERJAYA | Existing | VPTJ/PCE/J17091/MB17091 | 310288765 | CLOSED | 11 kV | RYB | PE 17.09 SEK REN PRESINT 17 F1 |  |  | PTJ17092 |  |  | VRN6a |  |  |  | Pass | null | Pass | null
378422687 | TNB | DISTRIBUTION | WP PUTRAJAYA & CYBERJAYA | Existing | VPTJ/PCE/J17092/MB17094 | 310288779 | CLOSED | 11 kV | RYB | PE 17.09 SEK REN PRESINT 17 (F2) |  |  | PTJ17095 |  |  | VRN6a |  |  |  | Pass | null | Pass | null
378422783 | TNB | DISTRIBUTION | WP PUTRAJAYA & CYBERJAYA | Existing | VPTJ/PCE/J01311/MB01311 | 300280439 | CLOSED | 11 kV | RYB | PE 1.31 PADAT PERSIARAN PERDANA |  |  | PTJ01313 |  | INDKOM | ZZT | 15/04/1999 |  |  | Pass | null | Pass | null
378422954 | TNB | DISTRIBUTION | WP PUTRAJAYA & CYBERJAYA | Existing | VPTJ/PCE/J01271/MB01271 | 300280438 | CLOSED | 11 kV | RYB | PE 1.27 PADAT PERSIARAN PERSEKUTUAN |  |  | PTJ01273 |  | INDKOM | ZZT | 25/05/1999 |  |  | Pass | null | Pass | null
378423184 | TNB | DISTRIBUTION | WP PUTRAJAYA & CYBERJAYA | Existing | VPTJ/PCE/J01591/MB01591 | 300280588 | CLOSED | 11 kV | RYB | PE 1.59 WETLAND MANAGEMENT |  |  | PTJ01593 |  | SCHNEIDER | NA | 29/07/2003 |  |  | Pass | null | Pass | null
378423350 | TNB | DISTRIBUTION | WP PUTRAJAYA & CYBERJAYA | Existing | VPTJ/PCE/J13041/MB13041 | 300281103 | CLOSED | 11 kV | RYB | PE 13.04 UGS PERSEKUTUAN |  |  | PTJ13043 |  | INDKOM | ZZT | 15/04/1999 |  |  | Pass | null | Pass | null
378423562 | TNB | DISTRIBUTION | WP PUTRAJAYA & CYBERJAYA | Existing | VPTJ/PCE/J01331/MB01331 | 300280445 | CLOSED | 11 kV | RYB | PE 1.33 INSIDE PPU 1 S/L OVAL |  |  | PTJ01333 |  | MERLIN GERIN | ZZT | 17/06/1999 |  |  | Pass | null | Pass | null
378423668 | TNB | DISTRIBUTION | WP PUTRAJAYA & CYBERJAYA | Existing | VPTJ/PCE/J01291/MB01291 | 300280444 | CLOSED | 11 kV | RYB | PE 1.29 PERDANA WALK |  |  | PTJ01294 |  | MERLIN GERIN | RM6 | 30/06/1999 |  |  | Pass | null | Pass | null
378423778 | TNB | DISTRIBUTION | WP PUTRAJAYA & CYBERJAYA | Existing | VPTJ/PCE/J01351/MB01351 | 300280442 | CLOSED | 11 kV | RYB | PE 1.35 MOSQUE (F1) |  |  | PTJ01353 |  | INDKOM | ZZT | 19991205 |  |  | Pass | null | Pass | null
378423872 | TNB | DISTRIBUTION | WP PUTRAJAYA & CYBERJAYA | Existing | VPTJ/PCE/J01352/MB01354 | 300280447 | CLOSED | 11 kV | RYB | PE 1.35 MOSQUE (F2) |  |  | PTJ01356 |  | INDKOM | ZZT | 19991205 |  |  | Pass | null | Pass | null
378424011 | TNB | DISTRIBUTION | WP PUTRAJAYA & CYBERJAYA | Existing | VPTJ/PCE/J17082/MB17084 | 300288175 | CLOSED | 11 kV | RYB | PE 17.08 BLOK E 17RK2 (F2) |  |  | PTJ17086 |  | INDKOM | ZZT | 28/12/2010 |  |  | Pass | null | Pass | null
378424069 | TNB | DISTRIBUTION | WP PUTRAJAYA & CYBERJAYA | Existing | VPTJ/PCE/J17061/MB17061 | 300288162 | CLOSED | 11 kV | RYB | PE 17.06 BLOK A 17RK2 (F1) |  |  | PTJ17063 |  | INDKOM | INS24 (ZZTID) | 27/12/2010 |  |  | Pass | null | Pass | null
378424163 | TNB | DISTRIBUTION | WP PUTRAJAYA & CYBERJAYA | Existing | VPTJ/PCE/J17062/MB17064 | 300288166 | CLOSED | 11 kV | RYB | PE 17.06 BLOK A 17RK2 (F2) |  |  | PTJ17066 |  | INDKOM | INS24 (ZZTID) | 28/12/2010 |  |  | Pass | null | Pass | null
378424272 | TNB | DISTRIBUTION | WP PUTRAJAYA & CYBERJAYA | Existing | VPTJ/PCE/J02032/MB02034 | 300280613 | CLOSED | 11 kV | RYB | PE 2.03 RUMAH PAM (F2) |  |  | PTJ02036 |  | INDKOM | ZZT | 20010502 |  |  | Pass | null | Pass | null
378424368 | TNB | DISTRIBUTION | WP PUTRAJAYA & CYBERJAYA | Existing | VPTJ/PCE/J02031/MB02031 | 300280611 | CLOSED | 11 kV | RYB | PE 2.03 RUMAH PAM (F1) |  |  | PTJ02033 |  | INDKOM | ZZT | 20010502 |  |  | Pass | null | Pass | null
378424528 | TNB | DISTRIBUTION | WP PUTRAJAYA & CYBERJAYA | Existing | VPTJ/PCE/J02172/MB02174 | 300280672 | CLOSED | 11 kV | RYB | PE 2.17 TMN WAWASAN (P.H) (F2) |  |  | PTJ02176 |  | INDKOM | ZZT | 20041003 |  |  | Pass | null | Pass | null
378424624 | TNB | DISTRIBUTION | WP PUTRAJAYA & CYBERJAYA | Existing | VPTJ/PCE/J02171/MB02171 | 300280671 | CLOSED | 11 kV | RYB | PE 2.17 TMN WAWASAN (P.H) (F1) |  |  | PTJ02173 |  | INDKOM | ZZT | 20041003 |  |  | Pass | null | Pass | null
378425027 | TNB | DISTRIBUTION | WP PUTRAJAYA & CYBERJAYA | Existing | VPTJ/PCE/J01621/MB01621 | 300452954 | CLOSED | 11 kV | RYB | PE 1.62 INSIDE PPU PJ1 |  |  | PTJ01622 |  | TAMCO | NA |  |  |  | Pass | null | Pass | null
378425154 | TNB | DISTRIBUTION | WP PUTRAJAYA & CYBERJAYA | Existing | VPTJ/PCE/J01651/MB1651 | 300494280 | CLOSED | 11 kV | RYB | PE 1.65 DATARAN PAHLAWAN F1 |  |  | PTJ01652 |  |  | N/A |  |  |  | Pass | null | Pass | null
378425248 | TNB | DISTRIBUTION | WP PUTRAJAYA & CYBERJAYA | Existing | VPTJ/PCE/J01652/MB01654 | 300494281 | CLOSED | 11 kV | RYB | PE 1.65 DATARAN PAHLAWAN F2 |  |  | PTJ01655 |  |  | VRN6a |  |  |  | Pass | null | Pass | null
378443167 | TNB | DISTRIBUTION | WP PUTRAJAYA & CYBERJAYA | Existing | VPTJ/PCE/J15392/MB15394 | 300282012 | CLOSED | 11 kV | RYB | PE 15.39 FASA 15-3A (F2) |  |  | PTJ15396 |  | INDKOM | ZZT | 15/11/2009 |  |  | Pass | null | Pass | null
378443263 | TNB | DISTRIBUTION | WP PUTRAJAYA & CYBERJAYA | Existing | VPTJ/PCE/J15371/MB15371 | 300282007 | CLOSED | 11 kV | RYB | PE 15.37 FASA 15-2 (F1) |  |  | PTJ15373 |  | INDKOM | ZZT | 14/11/2009 |  |  | Pass | null | Pass | null
378443359 | TNB | DISTRIBUTION | WP PUTRAJAYA & CYBERJAYA | Existing | VPTJ/PCE/J15372/MB15374 | 300282008 | CLOSED | 11 kV | RYB | PE 15.37 FASA 15-2 (F2) |  |  | PTJ15376 |  | INDKOM | ZZT | 15/11/2009 |  |  | Pass | null | Pass | null
378464177 | TNB | DISTRIBUTION | WP PUTRAJAYA & CYBERJAYA | Existing | VPTJ/PCE/J15562/MB15564 | 300509253 | CLOSED | 11 kV | RYB | PE 15.56 DWIPUTRA NO 3 (F2) |  |  | PTJ15565 |  | INDKOM | VRN2a |  |  |  | Pass | null | Pass | null
378464271 | TNB | DISTRIBUTION | WP PUTRAJAYA & CYBERJAYA | Existing | VPTJ/PCE/J00341/MB1 | 300509244 | CLOSED | 11 kV | RYB | PE 15.56 DWIPUTRA NO 3 (F1) |  |  | PTJ15562 |  | INDKOM | INS24 |  |  |  | Pass | null | Pass | null
378464367 | TNB | DISTRIBUTION | WP PUTRAJAYA & CYBERJAYA | Existing | VPTJ/PCE/J00340/MB1 | 300510549 | CLOSED | 11 kV | RYB | PE 15.55 DWIPUTRA NO 2 (F1) |  |  | PTJ15552 | [6 empty] | Pass | null | Pass | null
378464461 | TNB | DISTRIBUTION | WP PUTRAJAYA & CYBERJAYA | Existing | VPTJ/PCE/J15552/MB15554 | 310372419 | CLOSED | 11 kV | RYB | PE 15.55 DWIPUTRA NO 2 (F2) |  |  | PTJ15555 |  |  | VRN2a |  |  |  | Pass | null | Pass | null
378464555 | TNB | DISTRIBUTION | WP PUTRAJAYA & CYBERJAYA | Existing | VPTJ/PCE/J00339/MB1 | 300510413 | CLOSED | 11 kV | RYB | PE 15.54 DWIPUTRA NO 1 (F1) |  |  | PTJ15542 |  |  | VRN2a |  |  |  | Pass | null | Pass | null
378494665 | TNB | DISTRIBUTION | WP PUTRAJAYA & CYBERJAYA | Existing | VPTJ/PCE/J08012/MB08014 | 300280778 | CLOSED | 11 kV | RYB | PE 8.01 PS 10 (EFI) (F2) |  |  | PTJ08016 |  | INDKOM | ZZT | 23/07/1999 |  |  | Pass | null | Pass | null
378494769 | TNB | DISTRIBUTION | WP PUTRAJAYA & CYBERJAYA | Existing | VPTJ/PCE/J08021/MB08021 | 300280779 | CLOSED | 11 kV | RYB | PE 8.02 P8A SEMI D (F1) |  |  | PTJ08023 |  | INDKOM | ZZT | 20000503 |  |  | Pass | null | Pass | null
378494859 | TNB | DISTRIBUTION | WP PUTRAJAYA & CYBERJAYA | Existing | VPTJ/PCE/J08022/MB08024 | 300280780 | CLOSED | 11 kV | RYB | PE 8.02 P8A SEMI D (F2) |  |  | PTJ08026 |  | INDKOM | ZZT | 20000503 |  |  | Pass | null | Pass | null
378494951 | TNB | DISTRIBUTION | WP PUTRAJAYA & CYBERJAYA | Existing | VPTJ/PCE/J08031/MB08031 | 300280781 | CLOSED | 11 kV | RYB | PE 8.03 SEK REN (EFI) (F1) |  |  | PTJ08033 |  | INDKOM | ZZT | 16/11/1999 |  |  | Pass | null | Pass | null
378495042 | TNB | DISTRIBUTION | WP PUTRAJAYA & CYBERJAYA | Existing | VPTJ/PCE/J08032/MB08034 | 300280782 | CLOSED | 11 kV | RYB | PE 8.03 SEK REN (EFI) (F2) |  |  | PTJ08036 |  | INDKOM | ZZT | 16/11/1999 |  |  | Pass | null | Pass | null
378495135 | TNB | DISTRIBUTION | WP PUTRAJAYA & CYBERJAYA | Existing | VPTJ/PCE/J08041/MB08041 | 300280783 | CLOSED | 11 kV | RYB | PE 8.04 SEK MEN (F1) |  |  | PTJ08043 |  | INDKOM | ZZT | 16/11/1999 |  |  | Pass | null | Pass | null
378495226 | TNB | DISTRIBUTION | WP PUTRAJAYA & CYBERJAYA | Existing | VPTJ/PCE/J08042/MB08044 | 300280784 | CLOSED | 11 kV | RYB | PE 8.04 SEK MEN (F2) |  |  | PTJ08046 |  | INDKOM | ZZT | 16/11/1999 |  |  | Pass | null | Pass | null
378495553 | TNB | DISTRIBUTION | WP PUTRAJAYA & CYBERJAYA | Existing | VPTJ/PCE/J08171/MB08171 | 300280801 | CLOSED | 11 kV | RYB | PE 8.17 P.KEJIRANAN (EFI) |  |  | PTJ08173 |  | INDKOM | ZZT | 20000308 |  |  | Pass | null | Pass | null
378495647 | TNB | DISTRIBUTION | WP PUTRAJAYA & CYBERJAYA | Existing | VPTJ/PCE/J08061/MB08061 | 300280785 | CLOSED | 11 kV | RYB | PE 8.06 DEWAN SERBAGUNA (EFI) (F1) |  |  | PTJ08063 |  | INDKOM | ZZT | 18/09/2000 |  |  | Pass | null | Pass | null
378495738 | TNB | DISTRIBUTION | WP PUTRAJAYA & CYBERJAYA | Existing | VPTJ/PCE/J08062/MB08064 | 300280786 | CLOSED | 11 kV | RYB | PE 8.06 DEWAN SERBAGUNA (EFI) (F2) |  |  | PTJ08066 |  | INDKOM | ZZT | 18/09/2000 |  |  | Pass | null | Pass | null
378495831 | TNB | DISTRIBUTION | WP PUTRAJAYA & CYBERJAYA | Existing | VPTJ/PCE/J08361/MB08361 | 310303858 | CLOSED | 11 kV | RYB | PE 8.36 TEMP 8-4F |  |  | PTJ08362 |  | SCHNEIDER | RM 6 |  |  |  | Pass | null | Pass | null
378495933 | TNB | DISTRIBUTION | WP PUTRAJAYA & CYBERJAYA | Existing | VPTJ/PCE/J08112/MB08114 | 300280796 | CLOSED | 11 kV | RYB | PE 8.11 JLN P8E TERES (EFI) (F2) |  |  | PTJ08116 |  | INDKOM | ZZT | 27/03/2002 |  |  | Pass | null | Pass | null
378495956 | TNB | DISTRIBUTION | WP PUTRAJAYA & CYBERJAYA | Existing | VPTJ/PCE/J08111/MB08111 | 300280795 | CLOSED | 11 kV | RYB | PE 8.11 JLN P8E TERES (EFI) (F1) |  |  | PTJ08113 |  | INDKOM | ZZT | 27/03/2002 |  |  | Pass | null | Pass | null
378496117 | TNB | DISTRIBUTION | WP PUTRAJAYA & CYBERJAYA | Existing | VPTJ/PCE/J08251/MB08251 | 300280811 | CLOSED | 11 kV | RYB | PE 8.25 ISTANA DARUL EHSAN (F1) |  |  | PTJ08253 |  | INDKOM | ZZT | 28/05/2003 |  |  | Pass | null | Pass | null
378496208 | TNB | DISTRIBUTION | WP PUTRAJAYA & CYBERJAYA | Existing | VPTJ/PCE/J08252/MB08254 | 300280812 | CLOSED | 11 kV | RYB | PE 8.25 ISTANA DARUL EHSAN (F2) |  |  | PTJ08256 |  | INDKOM | ZZT | 28/05/2003 |  |  | Pass | null | Pass | null
378496301 | TNB | DISTRIBUTION | WP PUTRAJAYA & CYBERJAYA | Existing | VPTJ/PCE/J08321/MB08321 | 300452987 | CLOSED | 11 kV | RYB | PE 8.32 TERES 8-4H (F1) |  |  | PTJ08323 |  | INDKOM | ZZT - I/D |  |  |  | Pass | null | Pass | null
378496395 | TNB | DISTRIBUTION | WP PUTRAJAYA & CYBERJAYA | Existing | VPTJ/PCE/J08331/MB08331 | 300453447 | CLOSED | 11 kV | RYB | PE 8.33 8NC2 PADAT NO.1 |  |  | PTJ08332 |  | SCHNEIDER | NE-2iQ |  |  |  | Pass | null | Pass | null
378496489 | TNB | DISTRIBUTION | WP PUTRAJAYA & CYBERJAYA | Existing | VPTJ/PCE/J08341/MB08341 | 300453452 | CLOSED | 11 kV | RYB | PE 8.34 8NC2 PADAT NO.2 |  |  | PTJ08345 |  | SCHNEIDER | NE-2iQ |  |  |  | Pass | null | Pass | null
378496605 | TNB | DISTRIBUTION | WP PUTRAJAYA & CYBERJAYA | Existing | VPTJ/PCE/J08322/MB08324 | 300452990 | CLOSED | 11 kV | RYB | PE 8.32 TERES 8-4H (F2) |  |  | PTJ08326 |  | INDKOM | ZZT - I/D |  |  |  | Pass | null | Pass | null
378496724 | TNB | DISTRIBUTION | WP PUTRAJAYA & CYBERJAYA | Existing | VPTJ/PCE/J08091/MB08091 | 300280789 | CLOSED | 11 kV | RYB | PE 8.09 JLN P8E2TERES (F1) |  |  | PTJ08093 |  | INDKOM | ZZT | 21/06/2004 |  |  | Pass | null | Pass | null
378496813 | TNB | DISTRIBUTION | WP PUTRAJAYA & CYBERJAYA | Existing | VPTJ/PCE/J08092/MB08094 | 300280792 | CLOSED | 11 kV | RYB | PE 8.09 JLN P8E2TERES (F2) |  |  | PTJ08096 |  | INDKOM | ZZT | 21/06/2004 |  |  | Pass | null | Pass | null
378496907 | TNB | DISTRIBUTION | WP PUTRAJAYA & CYBERJAYA | Existing | VPTJ/PCE/J08101/MB08101 | 300280793 | CLOSED | 11 kV | RYB | PE 8.10 SEK REN FASA 2 |  |  | PTJ08103 |  | INDKOM | ZZT | 20041011 |  |  | Pass | null | Pass | null
378496999 | TNB | DISTRIBUTION | WP PUTRAJAYA & CYBERJAYA | Existing | VPTJ/PCE/J08071/MB08071 | 300280787 | CLOSED | 11 kV | RYB | PE 8.07 APT FASA 4B (B2) (F1) |  |  | PTJ08073 |  | INDKOM | ZZT | 19990912 |  |  | Pass | null | Pass | null
378497090 | TNB | DISTRIBUTION | WP PUTRAJAYA & CYBERJAYA | Existing | VPTJ/PCE/J08072/MB08074 | 300280788 | CLOSED | 11 kV | RYB | PE 8.07 APT FASA 4B (B2) (F2) |  |  | PTJ08076 |  | INDKOM | ZZT | 19990912 |  |  | Pass | null | Pass | null
378524844 | TNB | DISTRIBUTION | WP PUTRAJAYA & CYBERJAYA | Existing | VCBJ/PCE/J24011/MB24011 | 300453042 | CLOSED | 11 kV | RYB | PE 24.01 SYMPHONY HILLS 8 |  |  | CBJ24012 |  | TAMCO | GR1 |  | TX1-1000KVA |  | Pass | null | Pass | null
378524845 | TNB | DISTRIBUTION | WP PUTRAJAYA & CYBERJAYA | Existing | VCBJ/PCE/J24011/MB24011 | 300453042 | CLOSED | 11 kV | RYB | PE 24.01 SYMPHONY HILLS 8 |  |  | CBJ24013 |  | TAMCO | GR1 |  | TX2-1000KVA |  | Pass | null | Pass | null
378525002 | TNB | DISTRIBUTION | WP PUTRAJAYA & CYBERJAYA | Existing | VCBJ/PCE/J24121/MB24121 | 310338844 | CLOSED | 11 kV | RYB | PE 24.12 SEJATI HOMES 2 |  |  | CBJ24122 |  | SCHNEIDER |  |  | TX-1000KVA |  | Pass | null | Pass | null
378525213 | TNB | DISTRIBUTION | WP PUTRAJAYA & CYBERJAYA | Existing | VCBJ/PCE/J24131/MB24131 | 310338850 | CLOSED | 11 kV | RYB | PE 24.13 SYMPHONY HILLS 2 |  |  | CBJ24133 |  | INDKOM | INS24 |  | TX1-1000KVA |  | Pass | null | Pass | null
378525214 | TNB | DISTRIBUTION | WP PUTRAJAYA & CYBERJAYA | Existing | VCBJ/PCE/J24131/MB24131 | 310338850 | CLOSED | 11 kV | RYB | PE 24.13 SYMPHONY HILLS 2 |  |  | CBJ24134 |  | INDKOM | INS24 |  | TX2-1000KVA |  | Pass | null | Pass | null
378525381 | TNB | DISTRIBUTION | WP PUTRAJAYA & CYBERJAYA | Existing | VCBJ/PCE/J24051/MB24052 | 300454676 | CLOSED | 11 kV | RYB | PE 24.05 SYMPHONY HILLS 3 |  |  | CBJ24051 |  | SCHNEIDER | ID-0233 |  | TX1-1000KVA |  | Pass | null | Pass | null
378525475 | TNB | DISTRIBUTION | WP PUTRAJAYA & CYBERJAYA | Existing | VCBJ/PCE/J24161/MB24161 | 310317893 | CLOSED | 11 kV | RYB | PE 24.16 PADAT PERUMAHAN 1 |  |  | CBJ24163 |  | INDKOM | INS24 |  | TX-1000KVA |  | Pass | null | Pass | null
378525569 | TNB | DISTRIBUTION | WP PUTRAJAYA & CYBERJAYA | Existing | VCBJ/PCE/J00340/MB1 | 300507882 | CLOSED | 11 kV | RYB | SS 24.32 NADAYU 99 |  |  | CBJ24324 |  | INDKOM | INS24 |  | TX-1000KVA |  | Pass | null | Pass | null
378525672 | TNB | DISTRIBUTION | WP PUTRAJAYA & CYBERJAYA | Existing | VCBJ/PCE/J22121/MB22121 | 300280565 | CLOSED | 11 kV | RYB | PE 22.12 SEK MEN KEB CJ1 F1 |  |  | CBJ22123 |  | INDKOM | GA | 19/02/2004 | TX-1000KVA |  | Pass | null | Pass | null
378525695 | TNB | DISTRIBUTION | WP PUTRAJAYA & CYBERJAYA | Existing | VCBJ/PCE/J22122/MB22124 | 300280570 | CLOSED | 11 kV | RYB | PE 22.12 SEK MEN KEB CJ1 F2 |  |  | CBJ22126 |  | INDKOM | GA | 19/02/2004 | TX2-1000KVA |  | Pass | null | Pass | null
378525882 | TNB | DISTRIBUTION | WP PUTRAJAYA & CYBERJAYA | Existing | VCBJ/PCE/J24061/MB24062 | 300454672 | CLOSED | 11 kV | RYB | PE 24.06 SYMPHONY HILLS 1 |  |  | CBJ24061 |  | SCHNEIDER | NE-2iQ |  | TX-500KVA |  | Pass | null | Pass | null
378526103 | TNB | DISTRIBUTION | WP PUTRAJAYA & CYBERJAYA | Existing | VCBJ/PCE/J24211/MB24211 | 310314866 | CLOSED | 11 kV | RYB | PE 24.21 SITE OFFICE SYMPHONY HILLS |  |  | CBJ24211 |  | TOSHIBA |  |  | TX-1000KVA |  | Pass | null | Pass | null
378526210 | TNB | DISTRIBUTION | WP PUTRAJAYA & CYBERJAYA | Existing | VCBJ/PCE/J22451/MB22451 | 300280484 | CLOSED | 11 kV | RYB | PE 22.45 KONDOMINIUM F1 |  |  | CBJ22452 |  | TAMCO | GR1-21-1D-0017 | 27/01/2006 | TX1-750KVA |  | Pass | null | Pass | null
378526233 | TNB | DISTRIBUTION | WP PUTRAJAYA & CYBERJAYA | Existing | VCBJ/PCE/J22452/MB22454 | 300280486 | CLOSED | 11 kV | RYB | PE 22.45 KONDOMINIUM F2 |  |  | CBJ22455 |  | TAMCO | GR1-21-1D | 27/01/2006 | TX2-750KVA |  | Pass | null | Pass | null
378526444 | TNB | DISTRIBUTION | WP PUTRAJAYA & CYBERJAYA | Existing | VCBJ/PCE/J22461/MB22461 | 300280481 | CLOSED | 11 kV | RYB | PE 22.46 TOWN HOUSE F1 |  |  | CBJ22462 |  | TAMCO | GR1 | 27/01/2006 | TX1-750KVA |  | Pass | null | Pass | null
378526467 | TNB | DISTRIBUTION | WP PUTRAJAYA & CYBERJAYA | Existing | VCBJ/PCE/J22462/MB22464 | 300280483 | CLOSED | 11 kV | RYB | PE 22.46 TOWN HOUSE F2 |  |  | CBJ22465 |  | TAMCO | GR1 | 27/01/2006 | TX2-750KVA |  | Pass | null | Pass | null
378526876 | TNB | DISTRIBUTION | WP PUTRAJAYA & CYBERJAYA | Existing | VCBJ/PCE/J22441/MB22441 | 300280490 | CLOSED | 11 kV | RYB | PE 22.44 PANGSAPURI PT 12067 F1 |  |  | CBJ22442 |  | TAMCO | GR1 | 28/11/2006 | TX1-1000KVA |  | Pass | null | Pass | null
378526918 | TNB | DISTRIBUTION | WP PUTRAJAYA & CYBERJAYA | Existing | VCBJ/PCE/J21021/MB21021 | 300281079 | CLOSED | 11 kV | RYB | PE 21.02 INCUBATOR F1 |  |  | CBJ21023 |  | INDKOM | ZZT | 15/07/1999 | TX1-1000KVA |  | Pass | null | Pass | null
378526942 | TNB | DISTRIBUTION | WP PUTRAJAYA & CYBERJAYA | Existing | VCBJ/PCE/J21022/MB21024 | 300281078 | CLOSED | 11 kV | RYB | PE 21.02 INCUBATOR F2 |  |  | CBJ21026 |  | INDKOM | ZZT | 15/07/1999 | TX1-1000KVA |  | Pass | null | Pass | null
378527109 | TNB | DISTRIBUTION | WP PUTRAJAYA & CYBERJAYA | Existing | VCBJ/PCE/J22442/MB22444 | 300280492 | CLOSED | 11 kV | RYB | PE 22.44 PANGSAPURI PT 12057 F2 |  |  | CBJ22445 |  | TAMCO | GR1 | 28/11/2006 | TX2-1000KVA |  | Pass | null | Pass | null
378527412 | TNB | DISTRIBUTION | WP PUTRAJAYA & CYBERJAYA | Existing | VCBJ/PCE/J21821/MB21821 | 300454967 | CLOSED | 11 kV | RYB | SS 21.82 SHAFBURY BLOK C F1 |  |  | CBJ21823 |  | INDKOM | INS24 |  | TX1-1000KVA |  | Pass | null | Pass | null
378527506 | TNB | DISTRIBUTION | WP PUTRAJAYA & CYBERJAYA | Existing | VCBJ/PCE/J21822/MB21824 | 300454971 | CLOSED | 11 kV | RYB | SS 21.82 SHAFBURY BLOK C F2 |  |  | CBJ21826 |  | INDKOM | INS24 |  | TX2-1000KVA |  | Pass | null | Pass | null
378527625 | TNB | DISTRIBUTION | WP PUTRAJAYA & CYBERJAYA | Existing | VCBJ/PCE/J21131/MB21131 | 300281036 | CLOSED | 11 kV | RYB | PE 21.13 CYBERVIEW NO. 2 ( MDC ) F1 |  |  | CBJ21133 |  | INDKOM | ZZT | 20020501 | TX1-1000KVA |  | Pass | null | Pass | null
378527741 | TNB | DISTRIBUTION | WP PUTRAJAYA & CYBERJAYA | Existing | VCBJ/PCE/J21132/MB21134 | 300281034 | CLOSED | 11 kV | RYB | PE 21.13 CYBERVIEW NO. 2 ( MDC ) F2 |  |  | CBJ21136 |  | INDKOM | ZZT | 20020501 | TX2-1000KVA |  | Pass | null | Pass | null
378527838 | TNB | DISTRIBUTION | WP PUTRAJAYA & CYBERJAYA | Existing | VCBJ/PCE/J22031/MB22031 | 300280609 | CLOSED | 11 kV | RYB | PE 22.03 CYBERVIEW GARDENS F1 |  |  | CBJ22034 |  | INDKOM | ZZZT | 19980611 | TX1-1000KVA |  | Pass | null | Pass | null
378527870 | TNB | DISTRIBUTION | WP PUTRAJAYA & CYBERJAYA | Existing | VCBJ/PCE/J22032/MB22034 | 300280608 | CLOSED | 11 kV | RYB | PE 22.03 CYBERVIEW GARDENS F2 |  |  | CBJ22038 |  | INDKOM | ZZZT | 19980611 | TX2-1000KVA |  | Pass | null | Pass | null
378528164 | TNB | DISTRIBUTION | WP PUTRAJAYA & CYBERJAYA | Existing | VCBJ/PCE/J21451/MB21451 | 300280987 | CLOSED | 11 kV | RYB | PE 21.45 CYBERVILLAGE SERENITY 1 F1 |  |  | CBJ21452 |  | ABB | VRN2A | 28/02/2017 | TX1-1000KVA |  | Pass | null | Pass | null
378528187 | TNB | DISTRIBUTION | WP PUTRAJAYA & CYBERJAYA | Existing | VCBJ/PCE/J21452/MB21454 | 300280986 | CLOSED | 11 kV | RYB | PE 21.45 CYBERVILLAGE SERENITY 1 F2 |  |  | CBJ21455 |  | ABB | VRN2A | 20170103 | TX2-1000KVA |  | Pass | null | Pass | null
378528389 | TNB | DISTRIBUTION | WP PUTRAJAYA & CYBERJAYA | Existing | VCBJ/PCE/J21961/MB21961 | 300452963 | CLOSED | 11 kV | RYB | PE 21.96 SUBANG ALAM |  |  | CBJ21963 |  | INDKOM | ZZZT |  | TX1-1000KVA |  | Pass | null | Pass | null
378528390 | TNB | DISTRIBUTION | WP PUTRAJAYA & CYBERJAYA | Existing | VCBJ/PCE/J21961/MB21961 | 300452963 | CLOSED | 11 kV | RYB | PE 21.96 SUBANG ALAM |  |  | CBJ21964 |  | INDKOM | ZZZT |  | TX2-1000KVA |  | Pass | null | Pass | null
378528789 | TNB | DISTRIBUTION | WP PUTRAJAYA & CYBERJAYA | Existing | VCBJ/PCE/J21431/MB21431 | 300280990 | CLOSED | 11 kV | RYB | PE 21.43 CYBERVILLAGE SERENITY 3 F1 |  |  | CBJ21432 |  | SIEMENS | 8DJH RRT | 21/11/2016 | TX1-1000KVA |  | Pass | null | Pass | null
378528883 | TNB | DISTRIBUTION | WP PUTRAJAYA & CYBERJAYA | Existing | VCBJ/PCE/J21432/MB21434 | 300280989 | CLOSED | 11 kV | RYB | PE 21.43 CYBERVILLAGE SERENITY 3 F2 |  |  | CBJ21435 |  | SIEMENS | 8DJH RRT | 22/11/2016 | TX2-1000KVA |  | Pass | null | Pass | null
378559117 | TNB | DISTRIBUTION | WP PUTRAJAYA & CYBERJAYA | Existing | VPTJ/PCE/J15542/MB15544 | 300509251 | CLOSED | 11 kV | RYB | PE 15.54 DWIPUTRA NO 1 (F2) |  |  | PTJ15545 |  |  | VRN 2A |  |  |  | Pass | null | Pass | null
378567709 | TNB | DISTRIBUTION | WP PUTRAJAYA & CYBERJAYA | Existing | VPTJ/PCE/J05071/MB05071 | 300281258 | CLOSED | 11 kV | RYB | PE 5.07 JLB1 |  |  | PTJ05072 |  | MERLIN GERIN | ZZT | 20030710 |  |  | Pass | null | Pass | null
378567817 | TNB | DISTRIBUTION | WP PUTRAJAYA & CYBERJAYA | Existing | VPTJ/PCE/J05081/MB05081 | 300280693 | CLOSED | 11 kV | RYB | PE 5.08 JLB2 |  |  | PTJ05083 |  | INDKOM | ZZT | 20030710 |  |  | Pass | null | Pass | null
378567929 | TNB | DISTRIBUTION | WP PUTRAJAYA & CYBERJAYA | Existing | VPTJ/PCE/J05051/MB05051 | 300281256 | CLOSED | 11 kV | RYB | PE 5.05 C/S S/L |  |  | PTJ05052 |  | MERLIN GERIN | RM6 | 23/04/2005 |  |  | Pass | null | Pass | null
378568046 | TNB | DISTRIBUTION | WP PUTRAJAYA & CYBERJAYA | Existing | VPTJ/PCE/J05061/MB05061 | 300281257 | CLOSED | 11 kV | RYB | PE 5.06 C/S S/L |  |  | PTJ05062 |  | SCHNEIDER | ZZT | 25/10/2004 |  |  | Pass | null | Pass | null
378568087 | TNB | DISTRIBUTION | WP PUTRAJAYA & CYBERJAYA | Existing | VPTJ/PCE/J05041/MB05041 | 300280687 | CLOSED | 11 kV | RYB | PE 5.04 C/S S/L |  |  | PTJ05043 |  | MERLIN GERIN | ZZT | 20030210 |  |  | Pass | null | Pass | null
378572010 | TNB | DISTRIBUTION | WP PUTRAJAYA & CYBERJAYA | Existing | VCBJ/PCE/J21421/MB21421 | 300280995 | CLOSED | 11 kV | RYB | PE 21.42 CYBERVILLAGE SERENITY 4 F1 |  |  | CBJ21423 |  | INDKOM | ZZT | 30/03/2004 | TX1-1000KVA |  | Pass | null | Pass | null
378572033 | TNB | DISTRIBUTION | WP PUTRAJAYA & CYBERJAYA | Existing | VCBJ/PCE/J21422/MB21424 | 300280992 | CLOSED | 11 kV | RYB | PE 21.42 CYBERVILLAGE SERENITY 4 F2 |  |  | CBJ21426 |  | INDKOM | ZZT | 30/03/2004 | TX2-1000KVA |  | Pass | null | Pass | null
378572202 | TNB | DISTRIBUTION | WP PUTRAJAYA & CYBERJAYA | Existing | VCBJ/PCE/J21461/MB21461 | 300280985 | CLOSED | 11 kV | RYB | PE 21.46 PS 12 |  |  | CBJ21462 |  | INDKOM | ZZT I/D | 22/12/2016 | TX1-500KVA |  | Pass | null | Pass | null
378572290 | TNB | DISTRIBUTION | WP PUTRAJAYA & CYBERJAYA | Existing | VCBJ/PCE/J24031/MB24031 | 310360646 | CLOSED | 11 kV | RYB | PE 24.03 JELANG VISTA 2 |  |  | CBJ24033 |  | INDKOM | INS24 |  | TX1-1000KVA |  | Pass | null | Pass | null
378572384 | TNB | DISTRIBUTION | WP PUTRAJAYA & CYBERJAYA | Existing | VCBJ/PCE/J24021/MB 24021 | 310303824 | CLOSED | 11 kV | RYB | PE 24.02 JELANG VISTA 1 |  |  | CBJ24023 |  | INDKOM | ZZTT.OD |  | TX-1000KVA |  | Pass | null | Pass | null
378572507 | TNB | DISTRIBUTION | WP PUTRAJAYA & CYBERJAYA | Existing | VCBJ/PCE/J21751/MB21751 | 300454652 | CLOSED | 11 kV | RYB | PE 21.75 LAKEVIEW WEST 1 |  |  | CBJ21753 |  | TAMCO | GR1 |  | TX1-1000KVA |  | Pass | null | Pass | null
378572601 | TNB | DISTRIBUTION | WP PUTRAJAYA & CYBERJAYA | Existing | VCBJ/PCE/J21741/MB21741 | 300454650 | CLOSED | 11 kV | RYB | PE 21.74 LAKE VIEW WEST 2 |  |  | CBJ22443 | TAMCO | TAMCO | GR1 |  | TX-1000KVA |  | Pass | null | Pass | null
378572783 | TNB | DISTRIBUTION | WP PUTRAJAYA & CYBERJAYA | Existing | VCBJ/PCE/J22481/MB22481 | 300280473 | CLOSED | 11 kV | RYB | PE 22.48 LOT 12082 FASA 1B F1 |  |  | CBJ22483 |  | INDKOM | ZZT | 19/12/2005 | TX-1000KVA |  | Pass | null | Pass | null
378572869 | TNB | DISTRIBUTION | WP PUTRAJAYA & CYBERJAYA | Existing | VCBJ/PCE/J22482/MB22484 | 300280474 | CLOSED | 11 kV | RYB | PE 22.48 LOT 12082 FASA 1B F2 |  |  | CBJ22485 |  | TAMCO | GR1 | 19/12/2005 | TX2-1000KVA |  | Pass | null | Pass | null
378573016 | TNB | DISTRIBUTION | WP PUTRAJAYA & CYBERJAYA | Existing | VCBJ/PCE/J22171/MB22171 | 300280556 | CLOSED | 11 kV | RYB | PE 22.17 PADAT STP 4 |  |  | CBJ22173 |  | INDKOM | ZZT | 13/05/2002 | TX-500KVA |  | Pass | null | Pass | null
378573410 | TNB | DISTRIBUTION | WP PUTRAJAYA & CYBERJAYA | Existing | VCBJ/PCE/J22211/MB22211 | 300280540 | CLOSED | 11 kV | RYB | PE 22.21 CYBER HEIGHT VILLA F1 |  |  | CBJ22213 |  | INDKOM | GA | 20020805 | TX1-1000KVA |  | Pass | null | Pass | null
378573518 | TNB | DISTRIBUTION | WP PUTRAJAYA & CYBERJAYA | Existing | VCBJ/PCE/J22212/MB22214 | 300280542 | CLOSED | 11 kV | RYB | PE 22.21 CYBER HEIGHT VILLA F2 |  |  | CBJ22216 |  | INDKOM | GA | 20020805 | TX2-1000KVA |  | Pass | null | Pass | null
378573741 | TNB | DISTRIBUTION | WP PUTRAJAYA & CYBERJAYA | Existing | VCBJ/PCE/J22222/MB22224 | 300280535 | CLOSED | 11 kV | RYB | PE 22.22 CYBER HEIGHT VILLA F2 |  |  | CBJ22226 |  | INDKOM | GA | 20041201 | TX2-1000KVA |  | Pass | null | Pass | null
378573764 | TNB | DISTRIBUTION | WP PUTRAJAYA & CYBERJAYA | Existing | VCBJ/PCE/J22221/MB22221 | 300280533 | CLOSED | 11 kV | RYB | PE 22.22 CYBER HEIGHT VILLA F1 |  |  | CBJ22223 |  | INDKOM | GA | 20041201 | TX1-1000KVA |  | Pass | null | Pass | null
378573943 | TNB | DISTRIBUTION | WP PUTRAJAYA & CYBERJAYA | Existing | VCBJ/PCE/J24151/MB24151 | 310338853 | CLOSED | 11 kV | RYB | PE 24.15 APARTMENT TINDAK MURNI |  |  | CBJ24153 |  | INDKOM | INS24 |  | TX1-750KVA |  | Pass | null | Pass | null
378573944 | TNB | DISTRIBUTION | WP PUTRAJAYA & CYBERJAYA | Existing | VCBJ/PCE/J24151/MB24151 | 310338853 | CLOSED | 11 kV | RYB | PE 24.15 APARTMENT TINDAK MURNI |  |  | CBJ24154 |  | INDKOM | INS24 |  | TX2-750KVA |  | Pass | null | Pass | null
378574139 | TNB | DISTRIBUTION | WP PUTRAJAYA & CYBERJAYA | Existing | VCBJ/PCE/J22252/MB22254 | 300280523 | CLOSED | 11 kV | RYB | PE 22.25 CYBER HEIGHT VILLA F2 |  |  | CBJ22256 |  | INDKOM | ZZT | 13/12/2003 | TX2-1000KVA |  | Pass | null | Pass | null
378574218 | TNB | DISTRIBUTION | WP PUTRAJAYA & CYBERJAYA | Existing | VCBJ/PCE/J22251/MB22251 | 300280518 | CLOSED | 11 kV | RYB | PE 22.25 CYBER HEIGHT VILLA F1 |  |  | CBJ22253 |  | INDKOM | ZZT | 13/12/2003 | TX1-1000KVA |  | Pass | null | Pass | null
378574366 | TNB | DISTRIBUTION | WP PUTRAJAYA & CYBERJAYA | Existing | VCBJ/PCE/J22232/MB22234 | 300280529 | CLOSED | 11 kV | RYB | PE 22.23 SEK. SRI PUTERI F2 |  |  | CBJ22236 |  | INDKOM | GA | 26/11/2002 | TX2-1000KVA |  | Pass | null | Pass | null
378574447 | TNB | DISTRIBUTION | WP PUTRAJAYA & CYBERJAYA | Existing | VCBJ/PCE/J22231/MB22231 | 300280527 | CLOSED | 11 kV | RYB | PE 22.23 SEK. SRI PUTERI F1 |  |  | CBJ22233 |  | INDKOM | GA | 26/11/2002 | TX1-1000KVA |  | Pass | null | Pass | null
378574587 | TNB | DISTRIBUTION | WP PUTRAJAYA & CYBERJAYA | Existing | VCBJ/PCE/J22242/MB22244 | 300280526 | CLOSED | 11 kV | RYB | PE 22.24 SEK. SRI PUTERI F2 |  |  | CBJ22247 |  | INDKOM | ZZT | 26/11/2002 | TX2-750KVA |  | Pass | null | Pass | null
378574673 | TNB | DISTRIBUTION | WP PUTRAJAYA & CYBERJAYA | Existing | VCBJ/PCE/J22241/MB22241 | 300280525 | CLOSED | 11 kV | RYB | PE 22.24 SEK. SRI PUTERI F1 |  |  | CBJ22244 |  | INDKOM | ZZZT | 26/11/2002 | TX1-750KVA |  | Pass | null | Pass | null
378574784 | TNB | DISTRIBUTION | WP PUTRAJAYA & CYBERJAYA | Existing | VCBJ/PCE/J21811/MB21811 | 300454935 | CLOSED | 11 kV | RYB | SS 21.81 SHAFBURY-MLCP CAR PARK F1 |  |  | CBJ21813 |  | INDKOM | ZZT |  | TX1-1000KVA |  | Pass | null | Pass | null
378574878 | TNB | DISTRIBUTION | WP PUTRAJAYA & CYBERJAYA | Existing | VCBJ/PCE/J21812/MB21814 | 300454938 | CLOSED | 11 kV | RYB | SS 21.81 SHAFBURY-MLCP CAR PARK F2 |  |  | CBJ21816 |  | INDKOM | ZZT |  | TX2-1000KVA |  | Pass | null | Pass | null
378574994 | TNB | DISTRIBUTION | WP PUTRAJAYA & CYBERJAYA | Existing | VCBJ/PCE/J21061/MB21061 | 300281072 | CLOSED | 11 kV | RYB | PE 21.06 PADAT B 15-4 |  |  | CBJ21062 |  | TAMCO | ZTZ | 28/06/1999 | TX1-1000KVA |  | Pass | null | Pass | null
378575134 | TNB | DISTRIBUTION | WP PUTRAJAYA & CYBERJAYA | Existing | VCBJ/PCE/J21051/MB21051 | 300281075 | CLOSED | 11 kV | RYB | PE 21.05 B15-3 |  |  | CBJ21052 |  | SIEMENS | 8DJ10.16 | 28/06/1999 | TX-1000KVA |  | Pass | null | Pass | null
378575221 | TNB | DISTRIBUTION | WP PUTRAJAYA & CYBERJAYA | Existing | VCBJ/PCE/J21071/MB21071 | 300281068 | CLOSED | 11 kV | RYB | PE 21.07 P.APEC |  |  | CBJ21072 |  | INDKOM | ZZT | 19990707 | TX-1000KVA |  | Pass | null | Pass | null
378575378 | TNB | DISTRIBUTION | WP PUTRAJAYA & CYBERJAYA | Existing | VCBJ/PCE/J21041/MB21041 | 300281076 | CLOSED | 11 kV | RYB | PE 21.04 B15-2 |  |  | CBJ21042 |  | TAMCO | GR1 | 28/06/1999 | TX-1000KVA |  | Pass | null | Pass | null
378575534 | TNB | DISTRIBUTION | WP PUTRAJAYA & CYBERJAYA | Existing | VPTJ/PCE/J11491/MB11491 | 300281092 | CLOSED | 11 kV | RYB | PE 11.49 KANTIN KVDT |  |  | PTJ11492 |  | TAMCO | GR1 | 24/06/2007 | TX-1000KVA |  | Pass | null | Pass | null
378575648 | TNB | DISTRIBUTION | WP PUTRAJAYA & CYBERJAYA | Existing | VCBJ/PCE/J21031/MB21031 | 300281077 | CLOSED | 11 kV | RYB | PE 21.03 B15-1 |  |  | CBJ21032 |  | TAMCO | GR1 | 28/06/1999 | TX-1000KVA |  | Pass | null | Pass | null
378575796 | TNB | DISTRIBUTION | WP PUTRAJAYA & CYBERJAYA | Existing | VPTJ/PCE/J11421/MB11421 | 300281073 | CLOSED | 11 kV | RYB | PE 11.42 BLOK G (F1) |  |  | PTJ11423 |  | INDKOM | ZZT | 17/08/2004 | TX1-1000KVA |  | Pass | null | Pass | null
378575916 | TNB | DISTRIBUTION | WP PUTRAJAYA & CYBERJAYA | Existing | VPTJ/PCE/J11422/MB11424 | 300281074 | CLOSED | 11 kV | RYB | PE 11.42 BLOK G (F2) |  |  | PTJ11426 |  | INDKOM | ZZT | 17/08/2004 | TX2-1000KVA |  | Pass | null | Pass | null
378576009 | TNB | DISTRIBUTION | WP PUTRAJAYA & CYBERJAYA | Existing | VPTJ/PCE/J11411/MB11411 | 300281080 | CLOSED | 11 kV | RYB | PE 11.41 BLOK F |  |  | PTJ11413 |  | INDKOM | ZZT | 17/08/2004 | TX1-1000KVA |  | Pass | null | Pass | null
378607021 | TNB | DISTRIBUTION | WP PUTRAJAYA & CYBERJAYA | Existing | VCBJ/PCE/J21681/MB21681 | 300455072 | CLOSED | 11 kV | RYB | PE 21.68 Padat Elite 4 |  |  | CBJ21682 |  | SCHNEIDER | NE-1Q1 |  |  |  | Pass | null | Pass | null
378607141 | TNB | DISTRIBUTION | WP PUTRAJAYA & CYBERJAYA | Existing | VCBJ/PCE/J21201/MB21201 | 300281021 | CLOSED | 11 kV | RYB | PE 21.20 ELITE HIGHWAY NO. 2 |  |  | CBJ21203 |  | INDKOM | ZZT | 28/02/2000 |  |  | Pass | null | Pass | null
378607351 | TNB | DISTRIBUTION | WP PUTRAJAYA & CYBERJAYA | Existing | VCBJ/PCE/J21191/MB21191 | 300281022 | CLOSED | 11 kV | RYB | PE 21.19 ELITE HIGHWAY NO. 1 |  |  | CBJ21193 |  | INDKOM | ZZT | 31/12/1999 |  |  | Pass | null | Pass | null
379452217 | TNB | DISTRIBUTION | WP PUTRAJAYA & CYBERJAYA | Existing | VCBJ/PCE/J22061/MB22061 | 300280591 | CLOSED | 11 kV | RYB | PE 22.06 PADAT B 15-5 |  |  | CBJ22063 |  | INDKOM | ZZT | 25/04/2000 | TX-1000KVA |  | Pass | null | Pass | null
379452369 | TNB | DISTRIBUTION | WP PUTRAJAYA & CYBERJAYA | Existing | VCBJ/PCE/J22071/MB22071 | 300280587 | CLOSED | 11 kV | RYB | PE 22.07 PADAT B 15-6 |  |  | CBJ22072 |  | MERLIN GERIN | ZZT | 30/05/2000 | TX-1000KVA |  | Pass | null | Pass | null
379907368 | TNB | DISTRIBUTION | WP PUTRAJAYA & CYBERJAYA | Existing | VPTJ/PCE/J00355/MB1 | 310376044 | CLOSED | 11 kV | RYB | PE 15.57 DWIPUTRA NO 4 (F2) |  |  | PTJ15575 |  |  | VRN2a |  |  |  | Pass | null | Pass | null
379907464 | TNB | DISTRIBUTION | WP PUTRAJAYA & CYBERJAYA | Existing | VPTJ/PCE/J00350/MB1 | 309895385 | CLOSED | 11 kV | RYB | PE 15.57 DWIPUTRA NO 4 (F1) |  |  | PTJ15572 |  |  | VRN 2A |  |  |  | Pass | null | Pass | null
379907563 | TNB | DISTRIBUTION | WP PUTRAJAYA & CYBERJAYA | Existing | VPTJ/PCE/J00354/MB1 | 300537442 | CLOSED | 11 kV | RYB | PE 15.59 DWIPUTRA NO 6 (F2) |  |  | PTJ15595 |  |  | VRN 2A |  |  |  | Pass | null | Pass | null
379907657 | TNB | DISTRIBUTION | WP PUTRAJAYA & CYBERJAYA | Existing | VPTJ/PCE/J00352/MB1 | 300554401 | CLOSED | 11 kV | RYB | PE 15.59 DWIPUTRA NO 6 (F1) |  |  | PTJ15592 |  |  | VRN 2A |  |  |  | Pass | null | Pass | null
379907769 | TNB | DISTRIBUTION | WP PUTRAJAYA & CYBERJAYA | Existing | VPTJ/PCE/J00353/MB1 | 300537441 | CLOSED | 11 kV | RYB | PE 15.58 DWIPUTRA NO 5 (F2) |  |  | PTJ15585 |  |  | VRN2a |  |  |  | Pass | null | Pass | null
379907863 | TNB | DISTRIBUTION | WP PUTRAJAYA & CYBERJAYA | Existing | VPTJ/PCE/J00351/MB1 | 300554406 | CLOSED | 11 kV | RYB | PE 15.58 DWIPUTRA NO 5 (F1) |  |  | PTJ15582 |  |  | VRN 2A |  |  |  | Pass | null | Pass | null
379907998 | TNB | DISTRIBUTION | WP PUTRAJAYA & CYBERJAYA | Existing | VPTJ/PCE/J08402/MB08404 | 310375499 | CLOSED | 11 kV | RYB | PE 8.40 8R4 BLOK C F2 |  |  | PTJ08403 |  |  | VRN29 |  |  |  | Pass | null | Pass | null
379908121 | TNB | DISTRIBUTION | WP PUTRAJAYA & CYBERJAYA | Existing | VPTJ/PCE/J08401/MB08401 | 310375494 | CLOSED | 11 kV | RYB | PE 8.40 8R4 BLOK C F1 |  |  | PTJ08405 |  | EPE | CCTI TYPE:2S+1F |  |  |  | Pass | null | Pass | null
379908217 | TNB | DISTRIBUTION | WP PUTRAJAYA & CYBERJAYA | Existing | VPTJ/PCE/J08411/MB08411 | 310375504 | CLOSED | 11 kV | RYB | PE 8.41 8R4 BLOK D F1 |  |  | PTJ08413 |  | EPE | CCTI TYPE:2S+1F |  |  |  | Pass | null | Pass | null
379908311 | TNB | DISTRIBUTION | WP PUTRAJAYA & CYBERJAYA | Existing | VPTJ/PCE/J08412/MB08414 | 300454909 | CLOSED | 11 kV | RYB | PE 8.41 BLOK D 8R4 F2 |  |  | PTJ08415 |  |  | VRN29 |  |  |  | Pass | null | Pass | null
379908429 | TNB | DISTRIBUTION | WP PUTRAJAYA & CYBERJAYA | Existing | VPTJ/PCE/J08382/MB08384 | 310375517 | CLOSED | 11 kV | RYB | PE 8.38 8R4 BLOK A F2 |  |  | PTJ08385 |  |  | VRN29 |  |  |  | Pass | null | Pass | null
379908523 | TNB | DISTRIBUTION | WP PUTRAJAYA & CYBERJAYA | Existing | VPTJ/PCE/J08381/MB08381 | 310375510 | CLOSED | 11 kV | RYB | PE 8.38 8R4 BLOK A F1 |  |  | PTJ08383 |  | EPE |  |  |  |  | Pass | null | Pass | null
379908619 | TNB | DISTRIBUTION | WP PUTRAJAYA & CYBERJAYA | Existing | VPTJ/PCE/J08391/MB08391 | 310375522 | CLOSED | 11 kV | RYB | PE 8.39 8R4 BLOK B F1 |  |  | PTJ08393 |  | INDKOM | INS24 |  |  |  | Pass | null | Pass | null
379908713 | TNB | DISTRIBUTION | WP PUTRAJAYA & CYBERJAYA | Existing | VPTJ/PCE/J08392/MB08394 | 310338736 | CLOSED | 11 kV | RYB | PE 8.39 BLOK B 8R4 F2 |  |  | PTJ08396 |  | INDKOM |  |  |  |  | Pass | null | Pass | null
379908868 | TNB | DISTRIBUTION | WP PUTRAJAYA & CYBERJAYA | Existing | VPTJ/PCE/J00356/MB1 | 310286482 | CLOSED | 11 kV | RYB | PE 11.76 TERES ZON 9D (1) (F1) |  |  | PTJ11763 |  | INDKOM | INS24 |  |  |  | Pass | null | Pass | null
379908972 | TNB | DISTRIBUTION | WP PUTRAJAYA & CYBERJAYA | Existing | VPTJ/PCE/J00359/MB1 | 310371017 | CLOSED | 11 kV | RYB | PE 11.76 TERES ZON 9D (1) (F2) |  |  | PTJ11766 |  | INDKOM | INS24 |  |  |  | Pass | null | Pass | null
379909078 | TNB | DISTRIBUTION | WP PUTRAJAYA & CYBERJAYA | Existing | VPTJ/PCE/J00357/MB1 | 310371019 | CLOSED | 11 kV | RYB | PE 11.77 TERES ZON 9D (2) (F1) |  |  | PTJ11773 |  | INDKOM | INS24 |  |  |  | Pass | null | Pass | null
379909184 | TNB | DISTRIBUTION | WP PUTRAJAYA & CYBERJAYA | Existing | VPTJ/PCE/J00358/MB1 | 310286485 | CLOSED | 11 kV | RYB | PE 11.77 TERES ZON 9D (2) (F2) |  |  | PTJ11776 |  | INDKOM | INS24 |  |  |  | Pass | null | Pass | null
379909315 | TNB | DISTRIBUTION | WP PUTRAJAYA & CYBERJAYA | Existing | VPTJ/PCE/J00398/MB1 | 310159639 | CLOSED | 11 kV | RYB | Grp: Substation Comp. 1 PE11.78 F1 |  |  | PTJ11782 |  |  | VRN 2A |  |  |  | Pass | null | Pass | null
379909409 | TNB | DISTRIBUTION | WP PUTRAJAYA & CYBERJAYA | Existing | VPTJ/PCE/J00399/MB1 | 310159659 | CLOSED | 11 kV | RYB | E 11.78 PPA1M PALMA (F2) |  |  | PTJ11785 |  |  | VRN 2A | 17/11/2016 |  |  | Pass | null | Pass | null
379909518 | TNB | DISTRIBUTION | WP PUTRAJAYA & CYBERJAYA | Existing | VPTJ/PCE/J05351/MB05351 | 310375513 | CLOSED | 11 kV | RYB | PE 5.35 TEMP 5R5 |  |  | PTJ05353 |  | INDKOM | ZZTT 1D |  |  |  | Pass | null | Pass | null
379909819 | TNB | DISTRIBUTION | WP PUTRAJAYA & CYBERJAYA | Existing | VCBJ/PCE/J24361/MB24361 | 310386506 | CLOSED | 11 kV | RYB | PE 24.36 VERDI CONDO BLOK 2 |  |  | CBJ24364 |  | INDKOM | ZZTT1D |  |  |  | Pass | null | Pass | null
379909820 | TNB | DISTRIBUTION | WP PUTRAJAYA & CYBERJAYA | Existing | VCBJ/PCE/J24361/MB24361 | 310386506 | CLOSED | 11 kV | RYB | PE 24.36 VERDI CONDO BLOK 2 |  |  | CBJ24363 |  | INDKOM | ZZTT1D |  |  |  | Pass | null | Pass | null
379910002 | TNB | DISTRIBUTION | WP PUTRAJAYA & CYBERJAYA | Existing | VCBJ/PCE/J24351/MB24351 | 310386491 | CLOSED | 11 kV | RYB | PE 24.35 VERDI CONDO BLOK 1 |  |  | CBJ24354 |  | INDKOM | ZZTT1D |  |  |  | Pass | null | Pass | null
379910003 | TNB | DISTRIBUTION | WP PUTRAJAYA & CYBERJAYA | Existing | VCBJ/PCE/J24351/MB24351 | 310386491 | CLOSED | 11 kV | RYB | PE 24.35 VERDI CONDO BLOK 1 |  |  | CBJ24353 |  | INDKOM | ZZTT1D |  |  |  | Pass | null | Pass | null
379924544 | TNB | DISTRIBUTION | WP PUTRAJAYA & CYBERJAYA | Existing | VPTJ/PCE/J00347/MB1 | 310371235 | CLOSED | 11 kV | RYB | PE 12.04 SPINE ROAD NO 2 (F2) |  |  | PTJ12046 | [6 empty] | Pass | null | Pass | null
379924645 | TNB | DISTRIBUTION | WP PUTRAJAYA & CYBERJAYA | Existing | VPTJ/PCE/J00347/MB1 | 310371232 | CLOSED | 11 kV | RYB | PE 12.04 SPINE ROAD NO 2 (F1) |  |  | PTJ12043 |  | INDKOM | INS24 |  |  |  | Pass | null | Pass | null
379924739 | TNB | DISTRIBUTION | WP PUTRAJAYA & CYBERJAYA | Existing | VPTJ/PCE/J00348/MB1 | 310372346 | CLOSED | 11 kV | RYB | PE 12.05 PS 19 (F2) |  |  | PTJ12055 |  | SCHNEIDER |  |  |  |  | Pass | null | Pass | null
379924833 | TNB | DISTRIBUTION | WP PUTRAJAYA & CYBERJAYA | Existing | VPTJ/PCE/J00346/MB1 | 310372341 | CLOSED | 11 kV | RYB | PE 12.05 PS 19 (F1) |  |  | PTJ12052 |  | SCHNEIDER |  |  |  |  | Pass | null | Pass | null
379925004 | TNB | DISTRIBUTION | WP PUTRAJAYA & CYBERJAYA | Existing | VPTJ/PCE/J00335/MB1 | 310332995 | CLOSED | 11 kV | RYB | PE 15.49 NADI 15 (1) (F1) |  |  | PTJ15493 |  | INDKOM | ZZT ID |  |  |  | Pass | null | Pass | null
379925098 | TNB | DISTRIBUTION | WP PUTRAJAYA & CYBERJAYA | Existing | VPTJ/PCE/J15492/MB15494 | 310332998 | CLOSED | 11 kV | RYB | PE 15.49 NADI 15 (1) (F2) |  |  | PTJ15496 |  | INDKOM |  |  |  |  | Pass | null | Pass | null
379925194 | TNB | DISTRIBUTION | WP PUTRAJAYA & CYBERJAYA | Existing | VPTJ/PCE/J00336/MB1 | 300520274 | CLOSED | 11 kV | RYB | PE 15.50 NADI 15 (2) (F1) |  |  | PTJ15503 |  | INDKOM | INS24 |  |  |  | Pass | null | Pass | null
379925288 | TNB | DISTRIBUTION | WP PUTRAJAYA & CYBERJAYA | Existing | VPTJ/PCE/J15502/MB15504 | 300522664 | CLOSED | 11 kV | RYB | PE 15.50 NADI 15 (2) (F2) |  |  | PTJ15506 |  | INDKOM | INS24 |  |  |  | Pass | null | Pass | null
379925384 | TNB | DISTRIBUTION | WP PUTRAJAYA & CYBERJAYA | Existing | VPTJ/PCE/J00334/MB1 | 300520263 | CLOSED | 11 kV | RYB | PE 15.51 NADI 15 (3) (F1) |  |  | PTJ15513 |  | INDKOM | INS24 |  |  |  | Pass | null | Pass | null
379925478 | TNB | DISTRIBUTION | WP PUTRAJAYA & CYBERJAYA | Existing | VPTJ/PCE/J15512/MB15514 | 300522668 | CLOSED | 11 kV | RYB | PE 15.51 NADI 15 (3) (F2) |  |  | PTJ15516 |  | INDKOM | INS24 |  |  |  | Pass | null | Pass | null
379925863 | TNB | DISTRIBUTION | WP PUTRAJAYA & CYBERJAYA | Existing | VPTJ/PCE/J00372/MB1 | 310376046 | CLOSED | 11 kV | RYB | PE 14.34 DUTA VILLA (EFI) (F1) |  |  | PTJ14343 |  | INDKOM | INS24 |  |  |  | Pass | null | Pass | null
379925967 | TNB | DISTRIBUTION | WP PUTRAJAYA & CYBERJAYA | Existing | VPTJ/PCE/J00374/MB1 | 310376049 | CLOSED | 11 kV | RYB | PE 14.34 DUTA VILLA (EFI) (F2) |  |  | PTJ14346 |  | INDKOM | INS24 |  |  |  | Pass | null | Pass | null
379926319 | TNB | DISTRIBUTION | WP PUTRAJAYA & CYBERJAYA | Existing | VCBJ/PCE/J00130/MB1 | 310375552 | CLOSED | 11 kV | RYB | PE 25.30 GLADE 3-3 |  |  | CBJ25302 |  | SCHNEIDER | NE-21Q |  |  |  | Pass | null | Pass | null
379926413 | TNB | DISTRIBUTION | WP PUTRAJAYA & CYBERJAYA | Existing | VCBJ/PCE/J00129/MB1 | 310389792 | CLOSED | 11 kV | RYB | PE 25.29 GLADE 3-2 |  |  | CBJ25292 |  | SCHNEIDER | NE-21Q |  |  |  | Pass | null | Pass | null
379926507 | TNB | DISTRIBUTION | WP PUTRAJAYA & CYBERJAYA | Existing | VCBJ/PCE/J00124/MB1 | 310389790 | CLOSED | 11 kV | RYB | PE 25.28 GLADE 3-1 |  |  | CBJ25282 |  | MERLIN GERIN | NE-21Q |  |  |  | Pass | null | Pass | null
379926844 | TNB | DISTRIBUTION | WP PUTRAJAYA & CYBERJAYA | Existing | VCBJ/PCE/J23211/MB23211 | 310303828 | CLOSED | 11 kV | RYB | PE 23.21 EASTERN CORIDOR |  |  | CBJ23212 |  | SCHNEIDER | NE-21Q |  |  |  | Pass | null | Pass | null
379926955 | TNB | DISTRIBUTION | WP PUTRAJAYA & CYBERJAYA | Existing | VCBJ/PCE/J00132/MB1 | 310386417 | CLOSED | 11 kV | RYB | PE 23.31 TEMP AXVENTURE |  |  | CBJ23312 |  | MERLIN GERIN | NE-21Q |  |  |  | Pass | null | Pass | null
380663146 | TNB | DISTRIBUTION | WP PUTRAJAYA & CYBERJAYA | Existing | VPTJ/PCE/J00442/MB1 | 310554291 | CLOSED | 11 kV | RYB | D-PTJ-C15-0989 |  |  | P17152 |  | SIEMENS | 8DJH |  | TX-1000kVA |  | Pass | null | Pass | null
380663267 | TNB | DISTRIBUTION | WP PUTRAJAYA & CYBERJAYA | Existing | VPTJ/PCE/J00443/MB1 | 310554274 | CLOSED | 11 kV | RYB | D-PTJ-C15-0989 |  |  | P17156 |  | SIEMENS | 8DJH |  |  |  | Pass | null | Pass | null
380663390 | TNB | DISTRIBUTION | WP PUTRAJAYA & CYBERJAYA | Existing | VPTJ/PCE/J00444/MB1 | 310554333 | CLOSED | 11 kV | RYB | D-PTJ-C15-0989 |  |  | P17163 |  |  | VRN 2A |  | TX-1000kVA |  | Pass | null | Pass | null
380663511 | TNB | DISTRIBUTION | WP PUTRAJAYA & CYBERJAYA | Existing | VPTJ/PCE/J00445/MB1 | 310543647 | CLOSED | 11 kV | RYB | D-PTJ-C15-0989 |  |  | P17166 |  |  | RM6 |  | TX-1000kVA |  | Pass | null | Pass | null
381401680 | TNB | DISTRIBUTION | WP PUTRAJAYA & CYBERJAYA | Existing |  |  | CLOSED | 11 kV | RYB | D-PTJ-C16-0948 |  |  | PTJ12095 | [6 empty] | Pass | null | Pass | null
381401794 | TNB | DISTRIBUTION | WP PUTRAJAYA & CYBERJAYA | Existing |  |  | CLOSED | 11 kV | RYB | D-PTJ-C16-0948 |  |  | PTJ12092 | [6 empty] | Pass | null | Pass | null
381401916 | TNB | DISTRIBUTION | WP PUTRAJAYA & CYBERJAYA | Existing |  |  | CLOSED | 11 kV | RYB | D-PTJ-C16-0948 |  |  | PTJ12105 | [6 empty] | Pass | null | Pass | null
381402030 | TNB | DISTRIBUTION | WP PUTRAJAYA & CYBERJAYA | Existing |  |  | CLOSED | 11 kV | RYB | D-PTJ-C16-0948 |  |  | PTJ12102 | [6 empty] | Pass | null | Pass | null
381402200 | TNB | DISTRIBUTION | WP PUTRAJAYA & CYBERJAYA | Existing | VPTJ/PCE/J00400/MB1 | 310294512 | CLOSED | 11 kV | RYB | D-PTJ-C15-0944 |  |  | PTJ17112 |  |  | VRN 2A |  |  |  | Pass | null | Pass | null
381402314 | TNB | DISTRIBUTION | WP PUTRAJAYA & CYBERJAYA | Existing | VPTJ/PCE/J00401/MB1 | 310294517 | CLOSED | 11 kV | RYB | D-PTJ-C15-0944 |  |  | PTJ17115 |  |  | VRN 2A |  |  |  | Pass | null | Pass | null
381402430 | TNB | DISTRIBUTION | WP PUTRAJAYA & CYBERJAYA | Existing | VPTJ/PCE/J00406/MB1 | 310294511 | CLOSED | 11 kV | RYB | D-PTJ-C16-1074 |  |  | PTJ17142 |  |  | VRN 2A |  |  |  | Pass | null | Pass | null
381402544 | TNB | DISTRIBUTION | WP PUTRAJAYA & CYBERJAYA | Existing | VPTJ/PCE/J00407/MB1 | 310294509 | CLOSED | 11 kV | RYB | D-PTJ-C16-1074 |  |  | PTJ17145 |  |  | VRN 2A |  |  |  | Pass | null | Pass | null
381402694 | TNB | DISTRIBUTION | WP PUTRAJAYA & CYBERJAYA | Existing | VPTJ/PCE/J00404/MB1 | 310294518 | CLOSED | 11 kV | RYB | D-PTJ-C16-1074 |  |  | PTJ17132 |  |  | VRN 2A |  |  |  | Pass | null | Pass | null
381402810 | TNB | DISTRIBUTION | WP PUTRAJAYA & CYBERJAYA | Existing | VPTJ/PCE/J00405/MB1 | 310294510 | CLOSED | 11 kV | RYB | D-PTJ-C16-1074 |  |  | PTJ17135 |  |  | VRN 2A |  |  |  | Pass | null | Pass | null
381402955 | TNB | DISTRIBUTION | WP PUTRAJAYA & CYBERJAYA | Existing | VPTJ/PCE/J00402/MB1 | 310294514 | CLOSED | 11 kV | RYB | D-PTJ-C15-0944 |  |  | PTJ17122 |  |  | VRN 2A |  |  |  | Pass | null | Pass | null
381403069 | TNB | DISTRIBUTION | WP PUTRAJAYA & CYBERJAYA | Existing | VPTJ/PCE/J00403/MB1 | 310294516 | CLOSED | 11 kV | RYB | D-PTJ-C15-0944 |  |  | PTJ17125 |  |  | VRN 2A |  |  |  | Pass | null | Pass | null
381405974 | TNB | DISTRIBUTION | WP PUTRAJAYA & CYBERJAYA | Existing | VPTJ/PCE/J00375/MB1 | 310425312 | CLOSED | 11 kV | RYB | PE 7.14 ELECTRIC SQC 1 |  |  | PTJ07142 |  | SCHNEIDER | NE-2iQ |  | TX-1000KVA |  | Pass | null | Pass | null
381406088 | TNB | DISTRIBUTION | WP PUTRAJAYA & CYBERJAYA | Existing | VPTJ/PCE/J00377/MB1 | 310425309 | CLOSED | 11 kV | RYB | PE 7.15 ELECTRIC SQC 2 |  |  | PTJ07152 |  | SCHNEIDER | NE-2iQ |  | TX-1000KVA |  | Pass | null | Pass | null
381406211 | TNB | DISTRIBUTION | WP PUTRAJAYA & CYBERJAYA | Existing | VPTJ/PCE/J00378/MB1 | 310425307 | CLOSED | 11 kV | RYB | PE 9.50 DEPOH VSQC |  |  | PTJ09502 |  | SCHNEIDER | NE-2iQ |  | TX-1000KVA |  | Pass | null | Pass | null
381406342 | TNB | DISTRIBUTION | WP PUTRAJAYA & CYBERJAYA | Existing |  |  | CLOSED | 11 kV | RYB | PE 23.30 EAST GARDEN |  |  | CBJ23303 |  |  |  |  | TX1-1000KVA |  | Pass | null | Pass | null
381406343 | TNB | DISTRIBUTION | WP PUTRAJAYA & CYBERJAYA | Existing |  |  | CLOSED | 11 kV | RYB | PE 23.30 EAST GARDEN |  |  | CBJ23304 |  |  |  |  | TX2-1000KVA |  | Pass | null | Pass | null
381406595 | TNB | DISTRIBUTION | WP PUTRAJAYA & CYBERJAYA | Existing | VCBJ/PCE/J00131/MB1 | 310024037 | CLOSED | 11 kV | RYB | PE 24.40 LAMAN VIEW |  |  | CBJ24403 |  | INDKOM | INS24 |  | TX-1000KVA |  | Pass | null | Pass | null
381406596 | TNB | DISTRIBUTION | WP PUTRAJAYA & CYBERJAYA | Existing | VCBJ/PCE/J00131/MB1 | 310024037 | CLOSED | 11 kV | RYB | PE 24.40 LAMAN VIEW |  |  | CBJ24404 |  | INDKOM | INS24 |  | TX2-1000KVA |  | Pass | null | Pass | null
381406811 | TNB | DISTRIBUTION | WP PUTRAJAYA & CYBERJAYA | Existing | VPTJ/PCE/J00388/MB1 | 310213597 | CLOSED | 11 kV | RYB | PE 6.07 BLOK 7 PPA1M (F1) |  |  | PTJ06073 |  | EPE | N/A |  | TX-1000KVA |  | Pass | null | Pass | null
381406932 | TNB | DISTRIBUTION | WP PUTRAJAYA & CYBERJAYA | Existing | VPTJ/PCE/J00389/MB1 | 310213598 | CLOSED | 11 kV | RYB | PE 6.07 BLOK 7 PPA1M (F2) |  |  | PTJ06076 |  | EPE | N/A |  | TX-1000KVA |  | Pass | null | Pass | null
381407059 | TNB | DISTRIBUTION | WP PUTRAJAYA & CYBERJAYA | Existing | VPTJ/PCE/J00393/MB1 | 310251082 | CLOSED | 11 kV | RYB | PE 6.11 BLOK 4 PPA1M (F2) |  |  | PTJ06116 |  | EPE | CCTI |  | TX-1000KVA |  | Pass | null | Pass | null
381407180 | TNB | DISTRIBUTION | WP PUTRAJAYA & CYBERJAYA | Existing | VPTJ/PCE/J00392/MB1 | 310213599 | CLOSED | 11 kV | RYB | PE 6.11 BLOK 4 PPA1M (F1) |  |  | PTJ06113 |  | EPE | N/A |  | TX1-1000KVA |  | Pass | null | Pass | null
381407317 | TNB | DISTRIBUTION | WP PUTRAJAYA & CYBERJAYA | Existing | VPTJ/PCE/J00390/MB1 | 310213605 | CLOSED | 11 kV | RYB | PE 6.10 BLOK 6B PPA1M (F1) |  |  | PTJ06103 |  | EPE | CCTI |  | TX-1000KVA |  | Pass | null | Pass | null
381407438 | TNB | DISTRIBUTION | WP PUTRAJAYA & CYBERJAYA | Existing | VPTJ/PCE/J00391/MB1 | 310251080 | CLOSED | 11 kV | RYB | PE 6.10 BLOK 6B PPA1M (F2) |  |  | PTJ06106 |  | EPE | CCTI |  | TX-1000KVA |  | Pass | null | Pass | null
381407561 | TNB | DISTRIBUTION | WP PUTRAJAYA & CYBERJAYA | Existing | VPTJ/PCE/J00397/MB1 | 310213609 | CLOSED | 11 kV | RYB | PE 6.09 BLOK 6A PPA1M (F2) |  |  | PTJ06096 |  | EPE | CCTI |  |  |  | Pass | null | Pass | null
381407682 | TNB | DISTRIBUTION | WP PUTRAJAYA & CYBERJAYA | Existing | VPTJ/PCE/J00396/MB1 | 310213600 | CLOSED | 11 kV | RYB | PE 6.09 BLOK 6A PPA1M (F1) |  |  | PTJ06093 |  | EPE | N/A |  | TX-1000KVA |  | Pass | null | Pass | null
381407805 | TNB | DISTRIBUTION | WP PUTRAJAYA & CYBERJAYA | Existing | VPTJ/PCE/J00394/MB1 | 310213608 | CLOSED | 11 kV | RYB | PE 6.08 BLOK 3 PPA1M (F1) |  |  | PTJ06082 |  | EPE | SSE-VRN2a |  | TX-1000KVA |  | Pass | null | Pass | null
381407926 | TNB | DISTRIBUTION | WP PUTRAJAYA & CYBERJAYA | Existing | VPTJ/PCE/J00395/MB1 | 310213602 | CLOSED | 11 kV | RYB | PE 6.08 BLOK 3 PPA1M (F2) |  |  | PTJ06085 |  | EPE | SSE-VRN2a |  | TX-1000KVA |  | Pass | null | Pass | null
381408049 | TNB | DISTRIBUTION | WP PUTRAJAYA & CYBERJAYA | Existing | VPTJ/PCE/J00386/MB1 | 309997435 | CLOSED | 11 kV | RYB | PE 6.06 BLOK 5B PPA1M (F1) |  |  | PTJ06063 |  | EPE | N/A |  | TX-1000KVA |  | Pass | null | Pass | null
381408170 | TNB | DISTRIBUTION | WP PUTRAJAYA & CYBERJAYA | Existing | VPTJ/PCE/J00387/MB1 | 309997437 | CLOSED | 11 kV | RYB | PE 6.06 BLOK 5B PPA1M (F2) |  |  | PTJ06066 |  | EPE | N/A |  | TX-1000KVA |  | Pass | null | Pass | null
381526228 | TNB | DISTRIBUTION | WP PUTRAJAYA & CYBERJAYA | Existing | VCBJ/PCE/J23291/MB1 | 300545693 | CLOSED | 11 kV | RYB | PE 23.29 PERUMAHAN CERIA RESIDENT |  |  | CBJ23293 |  | INDKOM | INS24 |  | TX-1000KVA |  | Pass | null | Pass | null
381526229 | TNB | DISTRIBUTION | WP PUTRAJAYA & CYBERJAYA | Existing | VCBJ/PCE/J23291/MB1 | 300545693 | CLOSED | 11 kV | RYB | PE 23.29 PERUMAHAN CERIA RESIDENT |  |  | CBJ23294 |  | INDKOM | INS24 |  | TX-1000KVA |  | Pass | null | Pass | null
381526550 | TNB | DISTRIBUTION | WP PUTRAJAYA & CYBERJAYA | Existing | VCBJ/PCE/J21441/MB21441 | 310370043 | CLOSED | 11 kV | RYB | PE 21.44 CYBERVILLAGE SERENITY 2 |  |  | CBJ21443 |  | TAMCO |  |  |  |  | Pass | null | Pass | null
381526551 | TNB | DISTRIBUTION | WP PUTRAJAYA & CYBERJAYA | Existing | VCBJ/PCE/J21441/MB21441 | 310370043 | CLOSED | 11 kV | RYB | PE 21.44 CYBERVILLAGE SERENITY 2 |  |  | CBJ21442 |  | TAMCO |  |  |  |  | Pass | null | Pass | null
381526761 | TNB | DISTRIBUTION | WP PUTRAJAYA & CYBERJAYA | Existing | VCBJ/PCE/J24031/MB24031 | 310360646 | CLOSED | 11 kV | RYB | PE 24.03 JELANG VISTA 2 |  |  | CBJ24034 |  | INDKOM | INS24 |  | TX1-1000KVA |  | Pass | null | Pass | null
381527222 | TNB | DISTRIBUTION | WP PUTRAJAYA & CYBERJAYA | Existing | VCBJ/PCE/J24111/MB24111 | 310360641 | CLOSED | 11 kV | RYB | PE 24.11 SEJATI HOMES 1 |  |  | CBJ24114 |  | ABB | CCFF |  |  |  | Pass | null | Pass | null
381527223 | TNB | DISTRIBUTION | WP PUTRAJAYA & CYBERJAYA | Existing | VCBJ/PCE/J24111/MB24111 | 310360641 | CLOSED | 11 kV | RYB | PE 24.11 SEJATI HOMES 1 |  |  | CBJ24113 |  | ABB | CCFF |  |  |  | Pass | null | Pass | null
382986166 | TNB | DISTRIBUTION | WP PUTRAJAYA & CYBERJAYA | Existing | VPTJ/PCE/J14331/MB14331 | 310338739 | CLOSED | 11 kV | RYB | PE 14.33 PERUMAHAN 14-6 NO 2 (F1) |  |  | PTJ14333 |  | INDKOM | INS24 |  | TX1-1000KVA |  | Pass | null | Pass | null
382986287 | TNB | DISTRIBUTION | WP PUTRAJAYA & CYBERJAYA | Existing | VPTJ/PCE/J14332/MB14334 | 310338743 | CLOSED | 11 kV | RYB | PE 14.33 PERUMAHAN 14-6 NO 2 (F2) |  |  | PTJ14335 |  | INDKOM | INS24 |  | TX2-1000KVA |  | Pass | null | Pass | null
382986420 | TNB | DISTRIBUTION | WP PUTRAJAYA & CYBERJAYA | Existing | VPTJ/PCE/J14321/MB14321 | 310338752 | CLOSED | 11 kV | RYB | PE 14.32 PERUMAHAN 14-6 NO 1 (F1) |  |  | PTJ14323 |  | INDKOM | INS24 |  | TX-1000KVA |  | Pass | null | Pass | null
382986541 | TNB | DISTRIBUTION | WP PUTRAJAYA & CYBERJAYA | Existing | VPTJ/PCE/J14322/MB14324 | 310338747 | CLOSED | 11 kV | RYB | PE 14.32 PERUMAHAN 14-6 NO 1 (F2) |  |  | PTJ14325 |  | SCHNEIDER | NE-2iQ |  | TX2-1000KVA |  | Pass | null | Pass | null
382986695 | TNB | DISTRIBUTION | WP PUTRAJAYA & CYBERJAYA | Existing | VCBJ/PCE/J00127/MB1 | 310212579 | CLOSED | 11 kV | RYB | PE 24.37 KANVAS TOWER A |  |  | CBJ24374 |  | SIEMENS | 8DJH TRRT |  | TX2-1000KVA |  | Pass | null | Pass | null
382986696 | TNB | DISTRIBUTION | WP PUTRAJAYA & CYBERJAYA | Existing | VCBJ/PCE/J00127/MB1 | 310212579 | CLOSED | 11 kV | RYB | PE 24.37 KANVAS TOWER A |  |  | CBJ24371 |  | SIEMENS | 8DJH TRRT |  | TX-1000KVA |  | Pass | null | Pass | null
382986917 | TNB | DISTRIBUTION | WP PUTRAJAYA & CYBERJAYA | Existing | VCBJ/PCE/J00128/MB1 | 310158556 | CLOSED | 11 kV | RYB | PE 24.38 KANVAS TOWER B |  |  | CBJ24384 |  | INDKOM | ZZTT1D |  | TX2-1000KVA |  | Pass | null | Pass | null
382986918 | TNB | DISTRIBUTION | WP PUTRAJAYA & CYBERJAYA | Existing | VCBJ/PCE/J00128/MB1 | 310158556 | CLOSED | 11 kV | RYB | PE 24.38 KANVAS TOWER B |  |  | CBJ24383 |  | INDKOM | ZZTT1D |  | TX1-1000KVA |  | Pass | null | Pass | null
382987151 | TNB | DISTRIBUTION | WP PUTRAJAYA & CYBERJAYA | Existing | VCBJ/PCE/J23261/MB23261 | 310425257 | CLOSED | 11 kV | RYB | PE 23.26 V RESIDENCE |  |  | CBJ23261 |  | SIEMENS | 8DJH TRRT |  | TX1-1000KVA |  | Pass | null | Pass | null
382987152 | TNB | DISTRIBUTION | WP PUTRAJAYA & CYBERJAYA | Existing | VCBJ/PCE/J23261/MB23261 | 310425257 | CLOSED | 11 kV | RYB | PE 23.26 V RESIDENCE |  |  | CBJ23264 |  | SIEMENS | 8DJH TRRT |  | TX2-1000KVA |  | Pass | null | Pass | null
382987363 | TNB | DISTRIBUTION | WP PUTRAJAYA & CYBERJAYA | Existing | VCBJ/PCE/J23271/MB23271 | 310425266 | CLOSED | 11 kV | RYB | PE 23.27 V RESIDENCE 1 |  |  | CBJ23272 |  |  | VRN 2A |  | TX-750KVA |  | Pass | null | Pass | null
382987623 | TNB | DISTRIBUTION | WP PUTRAJAYA & CYBERJAYA | Existing | VCBJ/PCE/J00133/MB1 | 310158581 | CLOSED | 11 kV | RYB | PE 24.41 MAGIC VILLAGE |  |  | CBJ24412 |  |  | VRN 2A |  | TX-750KVA |  | Pass | null | Pass | null
383003392 | TNB | DISTRIBUTION | WP PUTRAJAYA & CYBERJAYA | Existing | VPTJ/PCE/J00383/MB1 | 310159885 | CLOSED | 11 kV | RYB | PE 6.05 BLOK 5A PPA1M (F2) |  |  | PTJ06056 |  | EPE | CCTI |  |  |  | Pass | null | Pass | null
383003513 | TNB | DISTRIBUTION | WP PUTRAJAYA & CYBERJAYA | Existing | VPTJ/PCE/J00382/MB1 | 310159653 | CLOSED | 11 kV | RYB | PE 6.05 BLOK 5A PPA1M (F1) |  |  | PTJ06053 |  | EPE | CCTI |  |  |  | Pass | null | Pass | null
383003636 | TNB | DISTRIBUTION | WP PUTRAJAYA & CYBERJAYA | Existing | VPTJ/PCE/J00381/MB1 | 310213610 | CLOSED | 11 kV | RYB | PE 6.04 BLOK 1 PPA1M (F2) |  |  | PTJ06046 |  | EPE | CCTI |  |  |  | Pass | null | Pass | null
383003757 | TNB | DISTRIBUTION | WP PUTRAJAYA & CYBERJAYA | Existing | VPTJ/PCE/J00380/MB1 | 310213607 | CLOSED | 11 kV | RYB | PE 6.04 BLOK 1 PPA1M (F1) |  |  | PTJ06043 |  | EPE | CCTI |  |  |  | Pass | null | Pass | null
383003918 | TNB | DISTRIBUTION | WP PUTRAJAYA & CYBERJAYA | Existing | VPTJ/PCE/J16321/MB16321 | 310471639 | CLOSED | 11 kV | RYB | PE 16.32 TEMP PPA1M P16D |  |  | PTJ16322 |  | SCHNEIDER | NE-2iQ |  |  |  | Pass | null | Pass | null
383004178 | TNB | DISTRIBUTION | WP PUTRAJAYA & CYBERJAYA | Existing | VPTJ/PCE/J01681/MB01681 | 310372353 | CLOSED | 11 kV | RYB | PE 1.68 TEMP PLOT Z1 & Z2 |  |  | PTJ01682 |  | TAMCO | NA |  |  |  | Pass | null | Pass | null
383004453 | TNB | DISTRIBUTION | WP PUTRAJAYA & CYBERJAYA | Existing | VPTJ/PCE/J11641/MB11641 | 300281093 | CLOSED | 11 kV | RYB | PE 11.64 ZON 10A (F1) |  |  | PTJ11642 |  | TAMCO | GR1-21-1D-08301 | 21/07/2009 |  |  | Pass | null | Pass | null
383004568 | TNB | DISTRIBUTION | WP PUTRAJAYA & CYBERJAYA | Existing | VPTJ/PCE/J11642/MB11644 | 300454762 | CLOSED | 11 kV | RYB | PE 11.64 ZON 10A (F2) |  |  | PTJ11645 |  | TAMCO | GR1-21-1D-08308 |  |  |  | Pass | null | Pass | null
383004688 | TNB | DISTRIBUTION | WP PUTRAJAYA & CYBERJAYA | Existing | VPTJ/PCE/J11651/MB11651 | 300451360 | CLOSED | 11 kV | RYB | PE 11.65 ZON 10A2 (F1) |  |  | PTJ11653 |  | INDKOM | ZZT |  |  |  | Pass | null | Pass | null
383004803 | TNB | DISTRIBUTION | WP PUTRAJAYA & CYBERJAYA | Existing | VPTJ/PCE/J11652/MB11654 | 300281094 | CLOSED | 11 kV | RYB | PE 11.65 ZON 10A2 (F2) |  |  | PTJ11656 |  | INDKOM | ZZT | 13/08/2009 |  |  | Pass | null | Pass | null
383046385 | TNB | DISTRIBUTION | WP PUTRAJAYA & CYBERJAYA | Existing |  |  | CLOSED | 11 kV | RYB | BE KE PEMBANGUNAN PUSAT PENGAJIAN PERTAH |  |  | P1663 | [6 empty] | Pass | null | Pass | null
383046499 | TNB | DISTRIBUTION | WP PUTRAJAYA & CYBERJAYA | Existing |  |  | CLOSED | 11 kV | RYB |  |  |  | P1666 | [6 empty] | Pass | null | Pass | null
383046625 | TNB | DISTRIBUTION | WP PUTRAJAYA & CYBERJAYA | Existing | VCBJ/PCE/J00164/MB1 | 310580315 | CLOSED | 11 kV | RYB | D-CBJ-C17-0519 |  |  | C23452 | LUCY |  | VRN 2A |  |  |  | Pass | null | Pass | null
383046865 | TNB | DISTRIBUTION | WP PUTRAJAYA & CYBERJAYA | Existing |  |  | CLOSED | 11 kV | RYB | D-CBJ-C16-0576 |  |  | C25312 | [6 empty] | Pass | null | Pass | null
383046979 | TNB | DISTRIBUTION | WP PUTRAJAYA & CYBERJAYA | Existing |  |  | CLOSED | 11 kV | RYB | D-CBJ-C16-0576 |  |  | C25322 | [6 empty] | Pass | null | Pass | null
383047093 | TNB | DISTRIBUTION | WP PUTRAJAYA & CYBERJAYA | Existing |  |  | CLOSED | 11 kV | RYB | D-CBJ-C16-0576 |  |  | C25332 | [6 empty] | Pass | null | Pass | null
383338333 | TNB | DISTRIBUTION | WP PUTRAJAYA & CYBERJAYA | Existing | VCBJ/PCE/J00139/MB1 | 310386607 | CLOSED | 11 kV | RYB | D-CBJ-C15-0468 |  |  | CBJ23404 |  | INDKOM | INS24 |  | TX2-1000KVA |  | Pass | null | Pass | null
383338334 | TNB | DISTRIBUTION | WP PUTRAJAYA & CYBERJAYA | Existing | VCBJ/PCE/J00139/MB1 | 310386607 | CLOSED | 11 kV | RYB | D-CBJ-C15-0468 |  |  | CBJ23403 |  | INDKOM | INS24 |  | TX1-1000KVA |  | Pass | null | Pass | null
383338552 | TNB | DISTRIBUTION | WP PUTRAJAYA & CYBERJAYA | Existing | VCBJ/PCE/J00140/MB1 | 310341678 | CLOSED | 11 kV | RYB | D-CBJ-C15-0468 |  |  | CBJ23413 |  | TAMCO | SF6 RMU GR1 |  | TX2-1000KVA |  | Pass | null | Pass | null
383338553 | TNB | DISTRIBUTION | WP PUTRAJAYA & CYBERJAYA | Existing | VCBJ/PCE/J00140/MB1 | 310341678 | CLOSED | 11 kV | RYB | D-CBJ-C15-0468 |  |  | CBJ23412 |  | TAMCO | SF6 RMU GR1 |  | TX1-1000KVA |  | Pass | null | Pass | null
383347044 | TNB | DISTRIBUTION | WP PUTRAJAYA & CYBERJAYA | Existing | VCBJ/PCE/J24021/MB 24021 | 310303824 | CLOSED | 11 kV | RYB | PE 24.02 JELANG VISTA 1 |  |  | CBJ24024 |  | INDKOM | ZZTT.OD |  | TX-1000KVA |  | Pass | null | Pass | null
384171310 | TNB | DISTRIBUTION | WP PUTRAJAYA & CYBERJAYA | Existing | VCBJ/PCE/J00152 |  | CLOSED | 11 kV | RYB | D-CBJ-C16-0439 |  |  | C25063 | [6 empty] | Pass | null | Pass | null
384171442 | TNB | DISTRIBUTION | WP PUTRAJAYA & CYBERJAYA | Existing |  |  | CLOSED | 11 kV | RYB | PE 24.45 CERIA CONDO B |  |  | C24453 | [6 empty] | Pass | null | Pass | null
384171443 | TNB | DISTRIBUTION | WP PUTRAJAYA & CYBERJAYA | Existing |  |  | CLOSED | 11 kV | RYB | PE 24.45 CERIA CONDO B |  |  | C24452 | [6 empty] | Pass | null | Pass | null
384171653 | TNB | DISTRIBUTION | WP PUTRAJAYA & CYBERJAYA | Existing |  |  | CLOSED | 11 kV | RYB | PE 24.44 CERIA CONDO A |  |  | C24443 | [6 empty] | Pass | null | Pass | null
384171654 | TNB | DISTRIBUTION | WP PUTRAJAYA & CYBERJAYA | Existing |  |  | CLOSED | 11 kV | RYB | PE 24.44 CERIA CONDO A |  |  | C24442 | [6 empty] | Pass | null | Pass | null
384172001 | TNB | DISTRIBUTION | WP PUTRAJAYA & CYBERJAYA | Existing |  |  | CLOSED | 11 kV | RYB | D-CBJ-C15-0497 |  |  | N/A | [6 empty] | Pass | null | Pass | null
384304424 | TNB | DISTRIBUTION | WP PUTRAJAYA & CYBERJAYA | Existing |  |  | CLOSED | 11 kV | RYB | D-CBJ-C16-0532 |  |  | C21392 | [6 empty] | Pass | null | Pass | null
385025816 | TNB | DISTRIBUTION | WP PUTRAJAYA & CYBERJAYA | Existing |  |  | CLOSED | 11 kV | RYB |  |  |  | 17233 | [6 empty] | Pass | null | Pass | null
385026650 | TNB | DISTRIBUTION | WP PUTRAJAYA & CYBERJAYA | Existing |  |  | CLOSED | 11 kV | RYB | D-CBJ-C16-0566 |  |  | 24432 | [6 empty] | Pass | null | Pass | null
385026651 | TNB | DISTRIBUTION | WP PUTRAJAYA & CYBERJAYA | Existing |  |  | CLOSED | 11 kV | RYB | D-CBJ-C16-0566 |  |  | 24433 | [6 empty] | Pass | null | Pass | null
388861013 | TNB | DISTRIBUTION | WP PUTRAJAYA & CYBERJAYA | Existing | VCBJ/PCE/J24051/MB24052 | 300454676 | CLOSED | 11 kV | RYB | PE 24.05 SYMPHONY HILLS 3 |  |  | CBJ24053 |  | SCHNEIDER | ID-0233 |  | TX2-1000KVA |  | Pass | null | Pass | null
389013166 | TNB | DISTRIBUTION | WP PUTRAJAYA & CYBERJAYA | Existing | VCBJ/PCE/J24061/MB24062 | 300454672 | CLOSED | 11 kV | RYB | PE 24.06 SYMPHONY HILLS 1 |  |  | CBJ24063 |  | SCHNEIDER | NE-2iQ |  | TX-500KVA |  | Pass | null | Pass | null
389013194 | TNB | DISTRIBUTION | WP PUTRAJAYA & CYBERJAYA | Existing |  |  | CLOSED | 11 kV | RYB | PE 24.06 SYMPHONY HILLS 1 |  |  | N/A | [6 empty] | Pass | null | Pass | null
389013195 | TNB | DISTRIBUTION | WP PUTRAJAYA & CYBERJAYA | Existing |  |  | CLOSED | 11 kV | RYB | PE 24.06 SYMPHONY HILLS 1 |  |  | N/A | [6 empty] | Pass | null | Pass | null
389470106 | TNB | DISTRIBUTION | WP PUTRAJAYA & CYBERJAYA | Existing |  |  | CLOSED | 11 kV | RYB | D-CBJ-C15-0506 |  |  | CBJ24503 | [6 empty] | Pass | null | Pass | null
389527738 | TNB | DISTRIBUTION | WP PUTRAJAYA & CYBERJAYA | Existing | VCBJ/PCE/J21751/MB21751 | 300454652 | CLOSED | 11 kV | RYB | PE 21.75 LAKEVIEW WEST 1 |  |  | CBJ21752 |  | TAMCO | GR1 |  | TX1-1000KVA |  | Pass | null | Pass | null
389528364 | TNB | DISTRIBUTION | WP PUTRAJAYA & CYBERJAYA | Existing | VCBJ/PCE/J21741/MB21741 | 300454650 | CLOSED | 11 kV | RYB | PE 21.74 LAKE VIEW WEST 2 |  |  | CBJ22442 |  | TAMCO | GR1 |  | TX-1000KVA |  | Pass | null | Pass | null
390114628 | TNB | DISTRIBUTION | WP PUTRAJAYA & CYBERJAYA | Existing | VPTJ/PCE/J14092/MB14094 | 300455138 | CLOSED | 11 kV | RYB | PE 14.09 PERUMAHAN 14-4 (F2) |  |  | PTJ14095 | SCHNEIDER |  | RM6 |  |  |  | Pass | null | Pass | null
390320307 | TNB | DISTRIBUTION | WP PUTRAJAYA & CYBERJAYA | Existing | VCBJ/PCE/J22861/MB22861 | 300454739 | CLOSED | 11 kV | RYB | PE 22.86 NEO CYBER BLOK D |  |  | CBJ22864 | INDKOM | INDKOM | ZZTT |  | TX-1000KVA |  | Pass | null | Pass | null
390865656 | TNB | DISTRIBUTION | WP PUTRAJAYA & CYBERJAYA | Existing |  |  | CLOSED | 11 kV | RYB |  |  |  | P11793 | [6 empty] | Pass | null | Pass | null
15475587 | TNB | DISTRIBUTION | WP PUTRAJAYA & CYBERJAYA | Existing | VPTJ/PCE/J11171/MB11171 | 300452982 | CLOSED | 11 kV | RYB | PE 11.17 ZON 7B (F1) |  |  | PTJ11173 |  | INDKOM | ZZT-O/D | 20/06/2011 | MSB Pengguna |  | Pass | null | Pass | null
15475603 | TNB | DISTRIBUTION | WP PUTRAJAYA & CYBERJAYA | Existing | VPTJ/PCE/J11172/MB11174 | 300452983 | CLOSED | 11 kV | RYB | PE 11.17 ZON 7B (F2) |  |  | PTJ11176 |  | INDKOM | ZZT-O/D | 21/06/2011 | TX 2 |  | Pass | null | Pass | null
36722298 | TNB | DISTRIBUTION | WP PUTRAJAYA & CYBERJAYA | Existing | VCBJ/PCE/J21891/MB21891 | 300454631 | CLOSED | 11 kV | RYB | PE 21.89 MYVILLA P2 PARCEL B |  |  | CBJ21892 | TAMCO | TAMCO | GR1 |  |  |  | Pass | null | Pass | null
36722313 | TNB | DISTRIBUTION | WP PUTRAJAYA & CYBERJAYA | Existing | VCBJ/PCE/J21881/MB21881 | 300455085 | CLOSED | 11 kV | RYB | PE 21.88 MYVILLA P2 PARCEL A |  |  | CBJ21882 |  | TAMCO | GR1 |  |  |  | Pass | null | Pass | null
256930566 | TNB | DISTRIBUTION | WP PUTRAJAYA & CYBERJAYA | Existing | VPTJ/PCE/J11282/MB11285 | 300281055 | CLOSED | 11 kV | RYB | PE 11.28 APT ZON 6B (F2) |  |  | PTJ11287 |  | TAMCO | GR1 | 20090309 |  |  | Pass | null | Pass | null
256930576 | TNB | DISTRIBUTION | WP PUTRAJAYA & CYBERJAYA | Existing | VPTJ/PCE/J11282/MB11285 | 300281055 | CLOSED | 11 kV | RYB | PE 11.28 APT ZON 6B (F2) |  |  | PTJ11286 |  | TAMCO | GR1 | 20090309 |  |  | Pass | null | Pass | null
256930592 | TNB | DISTRIBUTION | WP PUTRAJAYA & CYBERJAYA | Existing | VPTJ/PCE/J11281/MB11281 | 300281054 | CLOSED | 11 kV | RYB | PE 11.28 APT ZON 6B (F1) |  |  | PTJ11282 |  | TAMCO | GR1 | 20090309 |  |  | Pass | null | Pass | null
256930593 | TNB | DISTRIBUTION | WP PUTRAJAYA & CYBERJAYA | Existing | VPTJ/PCE/J11281/MB11281 | 300281054 | CLOSED | 11 kV | RYB | PE 11.28 APT ZON 6B (F1) |  |  | PTJ11283 |  | TAMCO | GR1 | 20090309 |  |  | Pass | null | Pass | null
257015502 | TNB | DISTRIBUTION | WP PUTRAJAYA & CYBERJAYA | Existing | VPTJ/PCE/J14031/MB14031 | 300281106 | CLOSED | 11 kV | RYB | PE 14.03 C/S S/L |  |  | PTJ14032 |  | SCHNEIDER | RM6 | 14/03/2005 |  |  | Pass | null | Pass | null
257015529 | TNB | DISTRIBUTION | WP PUTRAJAYA & CYBERJAYA | Existing | VPTJ/PCE/J15021/MB15021 | 300281144 | CLOSED | 11 kV | RYB | PE 15.02 RD F 1 |  |  | PTJ15022 |  | SCHNEIDER | ZZT | 19990810 |  |  | Pass | null | Pass | null
257017821 | TNB | DISTRIBUTION | WP PUTRAJAYA & CYBERJAYA | Existing | VPTJ/PCE/J11452/MB11454 | 300281088 | CLOSED | 11 kV | RYB | PE 11.45 SEK MEN (F2) |  |  | PTJ11456 |  | INDKOM | ZZT | 20/05/2004 |  |  | Pass | null | Pass | null
257017826 | TNB | DISTRIBUTION | WP PUTRAJAYA & CYBERJAYA | Existing | VPTJ/PCE/J11451/MB11451 | 300281086 | CLOSED | 11 kV | RYB | PE 11.45 SEK MEN (F1) |  |  | PTJ11453 |  | INDKOM | ZZT | 20/05/2004 |  |  | Pass | null | Pass | null
257021917 | TNB | DISTRIBUTION | WP PUTRAJAYA & CYBERJAYA | Existing | VPTJ/PCE/J11302/MB11304 | 300281057 | CLOSED | 11 kV | RYB | PE 11.30 SEK REN (EFI) (F2) |  |  | PTJ11306 |  | INDKOM | ZZT | 16/07/2002 |  |  | Pass | null | Pass | null
257021934 | TNB | DISTRIBUTION | WP PUTRAJAYA & CYBERJAYA | Existing | VPTJ/PCE/J11301/MB11301 | 300281056 | CLOSED | 11 kV | RYB | PE 11.30 SEK REN (EFI) (F1) |  |  | PTJ11303 |  | INDKOM | ZZT | 16/07/2002 |  |  | Pass | null | Pass | null
257030885 | TNB | DISTRIBUTION | WP PUTRAJAYA & CYBERJAYA | Existing | VPTJ/PCE/J02061/MB02061 | 300280633 | CLOSED | 11 kV | RYB | PE 2.06 PS 15 (F1) |  |  | PTJ02063 |  | INDKOM | ZZT | 20020607 |  |  | Pass | null | Pass | null
257039958 | TNB | DISTRIBUTION | WP PUTRAJAYA & CYBERJAYA | Existing | VPTJ/PCE/J14221/MB14221 | 300281130 | CLOSED | 11 kV | RYB | PE 14.22 KOMPLEKS SEK MEN (F1) |  |  | PTJ14222 |  | TAMCO | 2+1 | 20070309 |  |  | Pass | null | Pass | null
257204231 | TNB | DISTRIBUTION | WP PUTRAJAYA & CYBERJAYA | Existing | VCBJ/PCE/J22402/MB22404 | 300280500 | CLOSED | 11 kV | RYB | PE 22.40 POLIS CJ F2 |  |  | CBJ22405 |  | TAMCO | GR1 | 15/03/2005 |  |  | Pass | null | Pass | null
257204240 | TNB | DISTRIBUTION | WP PUTRAJAYA & CYBERJAYA | Existing | VCBJ/PCE/J22401/MB22401 | 300280499 | CLOSED | 11 kV | RYB | PE 22.40 POLIS CJ F1 |  |  | CBJ22402 |  | TAMCO | GR1 | 15/03/2005 |  |  | Pass | null | Pass | null
257353100 | TNB | DISTRIBUTION | WP PUTRAJAYA & CYBERJAYA | Existing | VPTJ/PCE/J11182/MB11184 | 300281037 | CLOSED | 11 kV | RYB | PE 11.18 P11 H/1 TERES (EFI) (F2) |  |  | PTJ11184 |  | INDKOM | ZZT | 30/01/2003 |  |  | Pass | null | Pass | null
257353117 | TNB | DISTRIBUTION | WP PUTRAJAYA & CYBERJAYA | Existing | VPTJ/PCE/J00088/MB11183 |  | CLOSED | 11 kV | RYB | PE 11.18 P11 H/1 TERES (EFI) (F1) |  |  | P11183 |  | INDKOM | ZZT |  |  |  | Pass | null | Pass | null
257427464 | TNB | DISTRIBUTION | WP PUTRAJAYA & CYBERJAYA | Existing | VPTJ/PCE/J11362/MB11364 | 300281063 | CLOSED | 11 kV | RYB | PE 11.36 P11 K/13 TERES (F2) |  |  | PTJ11366 |  | INDKOM | ZZT | 20030512 |  |  | Pass | null | Pass | null
257427481 | TNB | DISTRIBUTION | WP PUTRAJAYA & CYBERJAYA | Existing | VPTJ/PCE/J11361/MB11361 | 300281062 | CLOSED | 11 kV | RYB | PE 11.36 P11 K/13 TERES (F1) |  |  | PTJ11363 |  | INDKOM | ZZT | 20030512 |  |  | Pass | null | Pass | null
257437227 | TNB | DISTRIBUTION | WP PUTRAJAYA & CYBERJAYA | Existing | VPTJ/PCE/J05031/MB05031 | 300280684 | CLOSED | 11 kV | RYB | PE 5.03 BR.6 S. GEMILANG |  |  | PTJ05032 |  | MERLIN GERIN | ZZT | 20030210 |  |  | Pass | null | Pass | null
257471794 | TNB | DISTRIBUTION | WP PUTRAJAYA & CYBERJAYA | Existing | VPTJ/PCE/J11352/MB11354 | 300281061 | CLOSED | 11 kV | RYB | PE 11.35 P11 K/3 TERES (EFI) (F2) |  |  | PTJ11356 |  | INDKOM | ZZT | 20030412 |  |  | Pass | null | Pass | null
257471803 | TNB | DISTRIBUTION | WP PUTRAJAYA & CYBERJAYA | Existing | VPTJ/PCE/J11351/MB11351 | 300281060 | CLOSED | 11 kV | RYB | PE 11.35 P11 K/3 TERES (EFI) (F1) |  |  | P11353 |  | INDKOM | ZZT | 20030412 |  |  | Pass | null | Pass | null
257471892 | TNB | DISTRIBUTION | WP PUTRAJAYA & CYBERJAYA | Existing | VPTJ/PCE/J11011/MB11011 | 300280963 | CLOSED | 11 kV | RYB | PE 11.01 RD 3 PER UTARA |  |  | PTJ11012 |  | TAMCO | GR1 | 30/07/1999 |  |  | Pass | null | Pass | null
257475685 | TNB | DISTRIBUTION | WP PUTRAJAYA & CYBERJAYA | Existing | VPTJ/PCE/J18011/MB18011 | 300281208 | CLOSED | 11 kV | RYB | PE 18.01 WR2 |  |  | PTJ18013 |  | INDKOM | ZZT | 22/01/2003 |  |  | Pass | null | Pass | null
376966278 | TNB | DISTRIBUTION | WP PUTRAJAYA & CYBERJAYA | Existing | VPTJ/PCE/J00414/MB1 | 310444753 | CLOSED | 11 kV | RYB | D-PTJ-C17-0998 |  |  | PTJ18293 |  | INDKOM | INS24 |  | TX-500KVA |  | Pass | null | Pass | null
376966393 | TNB | DISTRIBUTION | WP PUTRAJAYA & CYBERJAYA | Existing | VPTJ/PCE/J00415/MB1 | 310444757 | CLOSED | 11 kV | RYB | D-PTJ-C17-0998 |  |  | PTJ18296 |  | INDKOM | INS24 |  | TX-500KVA |  | Pass | null | Pass | null
376970319 | TNB | DISTRIBUTION | WP PUTRAJAYA & CYBERJAYA | Existing | VCBJ/PCE/J00150/MB1 | 310444760 | CLOSED | 11 kV | RYB | D-CBJ-C16-0568 |  |  | CBJ24393 |  | INDKOM | INS24 |  |  |  | Pass | null | Pass | null
376970445 | TNB | DISTRIBUTION | WP PUTRAJAYA & CYBERJAYA | Existing |  |  | CLOSED | 11 kV | RYB | D-PTJ-C17-1095 |  |  | PTJ19042 | [6 empty] | Pass | null | Pass | null
376970603 | TNB | DISTRIBUTION | WP PUTRAJAYA & CYBERJAYA | Existing |  |  | CLOSED | 11 kV | RYB | D-CBJ-C16-0520 |  |  | CBJ23426 | [6 empty] | Pass | null | Pass | null
376970604 | TNB | DISTRIBUTION | WP PUTRAJAYA & CYBERJAYA | Existing |  |  | CLOSED | 11 kV | RYB | D-CBJ-C16-0520 |  |  | CBJ23427 | [6 empty] | Pass | null | Pass | null
376970795 | TNB | DISTRIBUTION | WP PUTRAJAYA & CYBERJAYA | Existing |  |  | CLOSED | 11 kV | RYB | D-CBJ-C16-0520 |  |  | CBJ23423 | [6 empty] | Pass | null | Pass | null
377653054 | TNB | DISTRIBUTION | WP PUTRAJAYA & CYBERJAYA | Existing | VCBJ/PCE/J21891/MB21891 | 300454631 | CLOSED | 11 kV | RYB | PE 21.89 MYVILLA P2 PARCEL B |  |  | CBJ21893 | TAMCO | TAMCO | GR1 |  |  |  | Pass | null | Pass | null
377653143 | TNB | DISTRIBUTION | WP PUTRAJAYA & CYBERJAYA | Existing | VCBJ/PCE/J21881/MB21881 | 300455085 | CLOSED | 11 kV | RYB | PE 21.88 MYVILLA P2 PARCEL A |  |  | CBJ21883 |  | TAMCO | GR1 |  |  |  | Pass | null | Pass | null
377654906 | TNB | DISTRIBUTION | WP PUTRAJAYA & CYBERJAYA | Existing | VCBJ/PCE/J21971/MB21971 | 310371011 | CLOSED | 11 kV | RYB | PE 21.97 MY VILLA PRESINT 4 |  |  | CBJ21971 |  | SCHNEIDER | NE-21Q |  |  |  | Pass | null | Pass | null
377654907 | TNB | DISTRIBUTION | WP PUTRAJAYA & CYBERJAYA | Existing | VCBJ/PCE/J21971/MB21971 | 310371011 | CLOSED | 11 kV | RYB | PE 21.97 MY VILLA PRESINT 4 |  |  | CBJ21973 |  | SCHNEIDER | NE-21Q |  |  |  | Pass | null | Pass | null
377671718 | TNB | DISTRIBUTION | WP PUTRAJAYA & CYBERJAYA | Existing | VCBJ/PCE/J22321/MB22321 | 300280507 | CLOSED | 11 kV | RYB | PE 22.32 MOTOROLA F1 |  |  | CBJ22323 |  | INDKOM | GA | 21/11/2003 | TX-1000KVA |  | Pass | null | Pass | null
377671741 | TNB | DISTRIBUTION | WP PUTRAJAYA & CYBERJAYA | Existing | VCBJ/PCE/J22322/MB22324 | 300280511 | CLOSED | 11 kV | RYB | PE 22.32 MOTOROLA F2 |  |  | CBJ22326 |  | INDKOM | GA | 21/11/2003 | TX2-1000KVA |  | Pass | null | Pass | null
377671859 | TNB | DISTRIBUTION | WP PUTRAJAYA & CYBERJAYA | Existing | VCBJ/PCE/J22351/MB22351 | 300280503 | CLOSED | 11 kV | RYB | PE 22.35 PRIMA PROP 2 F1 |  |  | CBJ22352 |  | TAMCO | GR1 | 20041208 | TX1-1000KVA |  | Pass | null | Pass | null
377671860 | TNB | DISTRIBUTION | WP PUTRAJAYA & CYBERJAYA | Existing | VCBJ/PCE/J22351/MB22351 | 300280503 | CLOSED | 11 kV | RYB | PE 22.35 PRIMA PROP 2 F1 |  |  | CBJ22353 |  | TAMCO | GR1 | 20041208 | TX2-1000KVA |  | Pass | null | Pass | null
377671888 | TNB | DISTRIBUTION | WP PUTRAJAYA & CYBERJAYA | Existing | VCBJ/PCE/J22352/MB22355 | 300280504 | CLOSED | 11 kV | RYB | PE 22.35 PRIMA PROP 2 F2 |  |  | CBJ22356 |  | TAMCO | GR1 | 20041208 |  |  | Pass | null | Pass | null
377671889 | TNB | DISTRIBUTION | WP PUTRAJAYA & CYBERJAYA | Existing | VCBJ/PCE/J22352/MB22355 | 300280504 | CLOSED | 11 kV | RYB | PE 22.35 PRIMA PROP 2 F2 |  |  | CBJ22357 |  | TAMCO | GR1 | 20041208 |  |  | Pass | null | Pass | null
377672190 | TNB | DISTRIBUTION | WP PUTRAJAYA & CYBERJAYA | Existing | VCBJ/PCE/J22091/MB22091 | 300280581 | CLOSED | 11 kV | RYB | PE 22.09 FUJITSU F1 |  |  | CBJ22094 |  | INDKOM | GA | 21/06/2001 | TX1-1000KVA |  | Pass | null | Pass | null
377672213 | TNB | DISTRIBUTION | WP PUTRAJAYA & CYBERJAYA | Existing | VCBJ/PCE/J22092/MB22094 | 300280583 | CLOSED | 11 kV | RYB | PE 22.09 FUJITSU F2 |  |  | CBJ22097 |  | INDKOM | GA | 21/06/2001 |  |  | Pass | null | Pass | null
377672362 | TNB | DISTRIBUTION | WP PUTRAJAYA & CYBERJAYA | Existing | VCBJ/PCE/J22491/MB22491 | 300280470 | CLOSED | 11 kV | RYB | PE 22.49 LOT PT 12082 F1 |  |  | CBJ22492 |  | TAMCO | GR1 | 19/06/2008 | TX1-750KVA |  | Pass | null | Pass | null
377672385 | TNB | DISTRIBUTION | WP PUTRAJAYA & CYBERJAYA | Existing | VCBJ/PCE/J22492/MB22494 | 300280471 | CLOSED | 11 kV | RYB | PE 22.49 LOT PT 12082 F2 |  |  | CBJ22495 |  | TAMCO | GR1 | 19/06/2008 | TX2-1000KVA |  | Pass | null | Pass | null
377672597 | TNB | DISTRIBUTION | WP PUTRAJAYA & CYBERJAYA | Existing | VCBJ/PCE/J22151/MB22151 | 300280557 | CLOSED | 11 kV | RYB | PE 22.15 LOT12072 P.MULTIMEDIA F1 |  |  | CBJ22153 |  | INDKOM | ZZT | 20020903 | TX1-1000KVA |  | Pass | null | Pass | null
377672691 | TNB | DISTRIBUTION | WP PUTRAJAYA & CYBERJAYA | Existing | VCBJ/PCE/J22152/MB22154 | 300280558 | CLOSED | 11 kV | RYB | PE 22.15 LOT 12072 P.MULTIMEDIA F2 |  |  | CBJ22156 |  | INDKOM | ZZT | 20020903 | TX2-1000KVA |  | Pass | null | Pass | null
377679273 | TNB | DISTRIBUTION | WP PUTRAJAYA & CYBERJAYA | Existing | VPTJ/PCE/J05321/MB05321 | 300454748 | CLOSED | 11 kV | RYB | PE 5.32 SEK REN PRESINT 5 (F1) |  |  | PTJ05323 |  | INDKOM | ZZT |  |  |  | Pass | null | Pass | null
377679312 | TNB | DISTRIBUTION | WP PUTRAJAYA & CYBERJAYA | Existing | VPTJ/PCE/J05322/MB05324 | 300454751 | CLOSED | 11 kV | RYB | PE 5.32 SEK REN PRESINT 5 (F2) |  |  | PTJ05326 |  | INDKOM | ZZT |  |  |  | Pass | null | Pass | null
377679426 | TNB | DISTRIBUTION | WP PUTRAJAYA & CYBERJAYA | Existing | VPTJ/PCE/J05331/MB05331 | 300454742 | CLOSED | 11 kV | RYB | PE 5.33 SEK MEN PRESINT 5 (F1) |  |  | PTJ05333 |  | INDKOM | INS24 (ZZTID) |  |  |  | Pass | null | Pass | null
377679522 | TNB | DISTRIBUTION | WP PUTRAJAYA & CYBERJAYA | Existing | VPTJ/PCE/J05332/MB05334 | 300454745 | CLOSED | 11 kV | RYB | PE 5.33 SEK MEN PRESINT 5 (F2) |  |  | PTJ05336 |  | INDKOM | INS24 (ZZTID) |  |  |  | Pass | null | Pass | null
377679635 | TNB | DISTRIBUTION | WP PUTRAJAYA & CYBERJAYA | Existing | VPTJ/PCE/J05171/MB05171 | 300280700 | CLOSED | 11 kV | RYB | PE 5.17 BLOK C 5R3 (F1) |  |  | PTJ05173 |  | INDKOM | ZZT-I/D | 15/09/2008 |  |  | Pass | null | Pass | null
377679724 | TNB | DISTRIBUTION | WP PUTRAJAYA & CYBERJAYA | Existing | VPTJ/PCE/J05172/MB05174 | 300280701 | CLOSED | 11 kV | RYB | PE 5.17 BLOK C 5R3 (F2) |  |  | PTJ05176 |  | INDKOM | ZZT-I/D | 15/09/2008 |  |  | Pass | null | Pass | null
377679829 | TNB | DISTRIBUTION | WP PUTRAJAYA & CYBERJAYA | Existing | VPTJ/PCE/J05182/MB05184 | 300281264 | CLOSED | 11 kV | RYB | PE 5.18 BLOK D 5R3 (F2) |  |  | PTJ05185 |  | TAMCO | GR1 | 15/09/2008 |  |  | Pass | null | Pass | null
377679960 | TNB | DISTRIBUTION | WP PUTRAJAYA & CYBERJAYA | Existing | VPTJ/PCE/J05181/MB05181 | 300281263 | CLOSED | 11 kV | RYB | PE 5.18 BLOK D 5R3 (F1) |  |  | PTJ05182 |  | TAMCO | GR1 | 15/09/2008 |  |  | Pass | null | Pass | null
377680299 | TNB | DISTRIBUTION | WP PUTRAJAYA & CYBERJAYA | Existing | VPTJ/PCE/J05161/MB05161 | 300281261 | CLOSED | 11 kV | RYB | PE 5.16 BLOK B 5R3 (F1) |  |  | PTJ05162 |  | TAMCO | GR1-21-1D | 15/09/2008 |  |  | Pass | null | Pass | null
377680390 | TNB | DISTRIBUTION | WP PUTRAJAYA & CYBERJAYA | Existing | VPTJ/PCE/J05162/MB05164 | 300281262 | CLOSED | 11 kV | RYB | PE 5.16 BLOK B 5R3 (F2) |  |  | PTJ05165 |  | TAMCO | GR1-21-1D | 15/09/2008 |  |  | Pass | null | Pass | null
377680483 | TNB | DISTRIBUTION | WP PUTRAJAYA & CYBERJAYA | Existing | VPTJ/PCE/J05152/MB05154 | 300280699 | CLOSED | 11 kV | RYB | PE 5.15 BLOK A 5R3 (F2) |  |  | PTJ05156 |  | INDKOM | ZZT-I/D | 15/09/2008 |  |  | Pass | null | Pass | null
377680581 | TNB | DISTRIBUTION | WP PUTRAJAYA & CYBERJAYA | Existing | VPTJ/PCE/J05151/MB05151 | 300280698 | CLOSED | 11 kV | RYB | PE 5.15 BLOK A 5R3 (F1) |  |  | PTJ05153 |  | INDKOM | ZZT-I/D | 15/09/2008 |  |  | Pass | null | Pass | null
377680683 | TNB | DISTRIBUTION | WP PUTRAJAYA & CYBERJAYA | Existing | VPTJ/PCE/J06031/MB06031 | 310283387 | CLOSED | 11 kV | RYB | SS 6.03 TEMP 6R6 |  |  | PTJ06032 |  | TAMCO |  |  |  |  | Pass | null | Pass | null
377680784 | TNB | DISTRIBUTION | WP PUTRAJAYA & CYBERJAYA | Existing | VPTJ/PCE/J05142/MB05144 | 300281260 | CLOSED | 11 kV | RYB | PE 5.14 5R1 (F2) |  |  | PTJ05146 |  | INDKOM | ZZT | 15/09/2008 |  |  | Pass | null | Pass | null
377680823 | TNB | DISTRIBUTION | WP PUTRAJAYA & CYBERJAYA | Existing | VPTJ/PCE/J05141/MB05141 | 300281259 | CLOSED | 11 kV | RYB | PE 5.14 5R1 (F1) |  |  | PTJ05143 |  | INDKOM | ZZT | 15/09/2008 |  |  | Pass | null | Pass | null
377680973 | TNB | DISTRIBUTION | WP PUTRAJAYA & CYBERJAYA | Existing | VPTJ/PCE/J06021/MB06021 | 300280715 | CLOSED | 11 kV | RYB | PE 6.02 KOLAM RENANG (F1) |  |  | PTJ06022 |  | MERLIN GERIN | RM6 | 22/05/2007 |  |  | Pass | null | Pass | null
377681071 | TNB | DISTRIBUTION | WP PUTRAJAYA & CYBERJAYA | Existing | VPTJ/PCE/J06022/MB06024 | 300280716 | CLOSED | 11 kV | RYB | PE 6.02 KOLAM RENANG (F2) |  |  | PTJ06025 |  | MERLIN GERIN | RM6 | 22/05/2007 |  |  | Pass | null | Pass | null
377681168 | TNB | DISTRIBUTION | WP PUTRAJAYA & CYBERJAYA | Existing | VPTJ/PCE/J06011/MB06011 | 300280790 | CLOSED | 11 kV | RYB | PE 6.01 GRAND STAND (F1) |  |  | PTJ06012 |  | TAMCO | GR1 | 20050812 |  |  | Pass | null | Pass | null
377681264 | TNB | DISTRIBUTION | WP PUTRAJAYA & CYBERJAYA | Existing | VPTJ/PCE/J06012/MB06014 | 300280791 | CLOSED | 11 kV | RYB | PE 6.01 GRAND STAND (F2) |  |  | PTJ06016 |  | INDKOM | ZZT | 20050812 |  |  | Pass | null | Pass | null
377681382 | TNB | DISTRIBUTION | WP PUTRAJAYA & CYBERJAYA | Existing | VPTJ/PCE/J05261/MB05261 | 300280711 | CLOSED | 11 kV | RYB | PE 5.26 BLOK D2 APT 5R4 (F1) |  |  | PTJ05262 |  | TAMCO | GR1 | 14/01/2009 |  |  | Pass | null | Pass | null
377681480 | TNB | DISTRIBUTION | WP PUTRAJAYA & CYBERJAYA | Existing | VPTJ/PCE/J05262/MB05264 | 300280712 | CLOSED | 11 kV | RYB | PE 5.26 BLOK D2 APT 5R4 (F1) |  |  | PTJ05265 |  | TAMCO | GR1 | 21/01/2009 |  |  | Pass | null | Pass | null
377681580 | TNB | DISTRIBUTION | WP PUTRAJAYA & CYBERJAYA | Existing | VPTJ/PCE/J05252/MB05254 | 300280710 | CLOSED | 11 kV | RYB | PE 5.25 BLOK D1 APT 5R4 (F2) |  |  | PTJ05255 |  | TAMCO | GR1 | 21/01/2009 |  |  | Pass | null | Pass | null
377681767 | TNB | DISTRIBUTION | WP PUTRAJAYA & CYBERJAYA | Existing | VPTJ/PCE/J05251/MB05251 | 300280709 | CLOSED | 11 kV | RYB | PE 5.25 BLOK D1 APT 5R4 (F1) |  |  | PTJ05252 |  | TAMCO | GR1 | 14/01/2009 |  |  | Pass | null | Pass | null
377681961 | TNB | DISTRIBUTION | WP PUTRAJAYA & CYBERJAYA | Existing | VPTJ/PCE/J05242/MB05244 | 300280708 | CLOSED | 11 kV | RYB | PE 5.24 BLOK C APT 5R4 (F2) |  |  | PTJ05245 |  | TAMCO | GR1 | 13/01/2009 |  |  | Pass | null | Pass | null
377682150 | TNB | DISTRIBUTION | WP PUTRAJAYA & CYBERJAYA | Existing | VPTJ/PCE/J05241/MB05241 | 300280707 | CLOSED | 11 kV | RYB | PE 5.24 BLOK C APT 5R4 (F1) |  |  | PTJ05242 |  | TAMCO | GR1 | 20091201 |  |  | Pass | null | Pass | null
377682251 | TNB | DISTRIBUTION | WP PUTRAJAYA & CYBERJAYA | Existing | VPTJ/PCE/J05231/MB05231 | 300280705 | CLOSED | 11 kV | RYB | PE 5.23 BLOK B APT 5R4 (F1) |  |  | PTJ05232 |  | TAMCO | GR1 | 20091201 |  |  | Pass | null | Pass | null
377682345 | TNB | DISTRIBUTION | WP PUTRAJAYA & CYBERJAYA | Existing | VPTJ/PCE/J05232/MB05234 | 300280706 | CLOSED | 11 kV | RYB | PE 5.23 BLOK B APT 5R4 (F2) |  |  | PTJ05235 |  | TAMCO | GR1 | 13/01/2009 |  |  | Pass | null | Pass | null
377682447 | TNB | DISTRIBUTION | WP PUTRAJAYA & CYBERJAYA | Existing | VPTJ/PCE/J05221/MB05221 | 300280703 | CLOSED | 11 kV | RYB | PE 5.22 BLOK A APT 5R4 (F1) |  |  | PTJ05222 |  | TAMCO | GR1 | 20091201 |  |  | Pass | null | Pass | null
377682547 | TNB | DISTRIBUTION | WP PUTRAJAYA & CYBERJAYA | Existing | VPTJ/PCE/J05222/MB05224 | 300280704 | CLOSED | 11 kV | RYB | PE 5.22 BLOK A APT 5R4 (F2) |  |  | PTJ05225 |  | TAMCO | GR1 | 13/01/2009 |  |  | Pass | null | Pass | null
377766189 | TNB | DISTRIBUTION | WP PUTRAJAYA & CYBERJAYA | Existing | VPTJ/PCE/J14191/MB14191 | 300281125 | CLOSED | 11 kV | RYB | PE 14.19 BLOK E2 (EFI) (F1) |  |  | PTJ14192 |  | TAMCO | ZZT | 20050609 |  |  | Pass | null | Pass | null
377766285 | TNB | DISTRIBUTION | WP PUTRAJAYA & CYBERJAYA | Existing | VPTJ/PCE/J14192/MB14194 | 300281126 | CLOSED | 11 kV | RYB | PE 14.19 BLOK E2 (EFI) (F2) |  |  | PTJ14196 |  | INDKOM | ZZT | 20050609 |  |  | Pass | null | Pass | null
377766391 | TNB | DISTRIBUTION | WP PUTRAJAYA & CYBERJAYA | Existing | VPTJ/PCE/J14181/MB14181 | 300281123 | CLOSED | 11 kV | RYB | PE 14.18 BLOK E1 (F1) |  |  | PTJ14183 |  | INDKOM | ZZT | 20050609 |  |  | Pass | null | Pass | null
377766420 | TNB | DISTRIBUTION | WP PUTRAJAYA & CYBERJAYA | Existing | VPTJ/PCE/J14182/MB14184 | 300281124 | CLOSED | 11 kV | RYB | PE 14.18 BLOK E1 (F2) |  |  | PTJ14186 |  | INDKOM | ZZT | 20050609 |  |  | Pass | null | Pass | null
377766513 | TNB | DISTRIBUTION | WP PUTRAJAYA & CYBERJAYA | Existing | VPTJ/PCE/J14171/MB14171 | 300281121 | CLOSED | 11 kV | RYB | PE 14.17 BLOK D (F1) |  |  | PTJ14172 |  | TAMCO | 2+1 | 20050609 |  |  | Pass | null | Pass | null
377766609 | TNB | DISTRIBUTION | WP PUTRAJAYA & CYBERJAYA | Existing | VPTJ/PCE/J14172/MB14174 | 300281122 | CLOSED | 11 kV | RYB | PE 14.17 BLOK D (F2) |  |  | PTJ14176 |  | INDKOM | ZZT | 20050609 |  |  | Pass | null | Pass | null
377766709 | TNB | DISTRIBUTION | WP PUTRAJAYA & CYBERJAYA | Existing | VPTJ/PCE/J14161/MB14161 | 300281119 | CLOSED | 11 kV | RYB | PE 14.16 BLOK C (EFI) (F1) |  |  | PTJ14162 |  |  | 1000 KVA | 20050609 |  |  | Pass | null | Pass | null
377766805 | TNB | DISTRIBUTION | WP PUTRAJAYA & CYBERJAYA | Existing | VPTJ/PCE/J14162/MB14164 | 300281120 | CLOSED | 11 kV | RYB | PE 14.16 BLOK C (EFI) (F2) |  |  | PTJ14166 |  |  | 1000 KVA | 20050609 |  |  | Pass | null | Pass | null
377766894 | TNB | DISTRIBUTION | WP PUTRAJAYA & CYBERJAYA | Existing | VPTJ/PCE/J14151/MB14151 | 300281117 | CLOSED | 11 kV | RYB | PE 14.15 BLOK B (F1) |  |  | PTJ14153 |  | INDKOM | ZZT | 20050609 |  |  | Pass | null | Pass | null
377766988 | TNB | DISTRIBUTION | WP PUTRAJAYA & CYBERJAYA | Existing | VPTJ/PCE/J14152/MB14154 | 300281118 | CLOSED | 11 kV | RYB | PE 14.15 BLOK B (F2) |  |  | PTJ14156 |  | INDKOM | ZZT | 20050609 |  |  | Pass | null | Pass | null
377767075 | TNB | DISTRIBUTION | WP PUTRAJAYA & CYBERJAYA | Existing | VPTJ/PCE/J14141/MB14141 | 300281115 | CLOSED | 11 kV | RYB | PE 14.14 BLOK A (EFI) (F1) |  |  | PTJ14143 |  | INDKOM | ZZT | 20050609 |  |  | Pass | null | Pass | null
377767171 | TNB | DISTRIBUTION | WP PUTRAJAYA & CYBERJAYA | Existing | VPTJ/PCE/J14142/MB14144 | 300281116 | CLOSED | 11 kV | RYB | PE 14.14 BLOK A (EFI) (F2) |  |  | PTJ14146 |  | INDKOM | ZZT | 20050609 |  |  | Pass | null | Pass | null
377767259 | TNB | DISTRIBUTION | WP PUTRAJAYA & CYBERJAYA | Existing | VPTJ/PCE/J14311/MB14311 | 300281141 | CLOSED | 11 kV | RYB | PE 14.31 P'PURI 14-12 BLOK B (F1) |  |  | PTJ14313 |  |  | ZZT | 25/06/2008 |  |  | Pass | null | Pass | null
377767353 | TNB | DISTRIBUTION | WP PUTRAJAYA & CYBERJAYA | Existing | VPTJ/PCE/J14312/MB14314 | 300281142 | CLOSED | 11 kV | RYB | PE 14.31 P'PURI 14-12 BLOK B (F2) |  |  | PTJ14316 |  |  | ZZT | 25/06/2008 |  |  | Pass | null | Pass | null
377767448 | TNB | DISTRIBUTION | WP PUTRAJAYA & CYBERJAYA | Existing | VPTJ/PCE/J14301/MB14301 | 300281139 | CLOSED | 11 kV | RYB | PE 14.30 P'PURI 14-12 BLOK A (EFI) (F1) |  |  | PTJ14303 |  | INDKOM | ZZT | 25/06/2008 |  |  | Pass | null | Pass | null
377767542 | TNB | DISTRIBUTION | WP PUTRAJAYA & CYBERJAYA | Existing | VPTJ/PCE/J14302/MB14304 | 300281140 | CLOSED | 11 kV | RYB | PE 14.30 P'PURI 14-12 BLOK A (EFI) (F2) |  |  | PTJ14306 |  | INDKOM | ZZT | 25/06/2008 |  |  | Pass | null | Pass | null
377767576 | TNB | DISTRIBUTION | WP PUTRAJAYA & CYBERJAYA | Existing | VPTJ/PCE/J14251/MB14251 | 300281133 | CLOSED | 11 kV | RYB | PE 14.25 KOMPLEKS SEK REN (EFI) (F1) |  |  | PTJ14253 |  | INDKOM | ZZT | 20070309 |  |  | Pass | null | Pass | null
377767670 | TNB | DISTRIBUTION | WP PUTRAJAYA & CYBERJAYA | Existing | VPTJ/PCE/J14252/MB14254 | 300281134 | CLOSED | 11 kV | RYB | PE 14.25 KOMPLEKS SEK REN (EFI) (F2) |  |  | PTJ14256 |  | INDKOM | ZZT | 20070309 |  |  | Pass | null | Pass | null
378018335 | TNB | DISTRIBUTION | WP PUTRAJAYA & CYBERJAYA | Existing | VCBJ/PCE/J00143/MB1 | 310402698 | CLOSED | 11 kV | RYB | D-CBJ-C14-0473 |  |  | C23372 |  |  | VRN 2A |  | TX1-1000KVA |  | Pass | null | Pass | null
378018456 | TNB | DISTRIBUTION | WP PUTRAJAYA & CYBERJAYA | Existing | VCBJ/PCE/J00144/MB1 | 310402697 | CLOSED | 11 kV | RYB | D-CBJ-C14-0473 |  |  | C23375 |  |  | VRN 2A |  | TX2-1000KVA |  | Pass | null | Pass | null
378018579 | TNB | DISTRIBUTION | WP PUTRAJAYA & CYBERJAYA | Existing | VCBJ/PCE/J00141/MB1 | 310425999 | CLOSED | 11 kV | RYB | D-CBJ-C17-0588 |  |  | C23392 |  | TAMCO | N/A |  | TX1-1000KVA |  | Pass | null | Pass | null
378018700 | TNB | DISTRIBUTION | WP PUTRAJAYA & CYBERJAYA | Existing | VCBJ/PCE/J00142/MB1 | 310425997 | CLOSED | 11 kV | RYB | D-CBJ-C17-0588 |  |  | C23395 |  | TAMCO | N/A |  | TX2-1000KVA |  | Pass | null | Pass | null
378018823 | TNB | DISTRIBUTION | WP PUTRAJAYA & CYBERJAYA | Existing | VCBJ/PCE/J00145/MB1 | 310425995 | CLOSED | 11 kV | RYB | D-CBJ-C14-0473 |  |  | C23382 |  | TAMCO | N/A |  | TX1-1000kVA |  | Pass | null | Pass | null
378018944 | TNB | DISTRIBUTION | WP PUTRAJAYA & CYBERJAYA | Existing | VCBJ/PCE/J00146/MB1 | 310425996 | CLOSED | 11 kV | RYB | D-CBJ-C14-0473 |  |  | C23385 |  | TAMCO | N/A |  | TX2-1000kVA |  | Pass | null | Pass | null
378019117 | TNB | DISTRIBUTION | WP PUTRAJAYA & CYBERJAYA | Existing | VCBJ/PCE/J00151/MB1 | 310438595 | CLOSED | 11 kV | RYB | D-CBJ-C15-0540 |  |  | C23433 |  | INDKOM | INS24 |  | TX1-1000kVA |  | Pass | null | Pass | null
378019118 | TNB | DISTRIBUTION | WP PUTRAJAYA & CYBERJAYA | Existing | VCBJ/PCE/J00151/MB1 | 310438595 | CLOSED | 11 kV | RYB | D-CBJ-C15-0540 |  |  | C23434 |  | INDKOM | INS24 |  | TX2-1000kVA |  | Pass | null | Pass | null
378043801 | TNB | DISTRIBUTION | WP PUTRAJAYA & CYBERJAYA | Existing | VPTJ/PCE/J14222/MB14224 | 300281132 | CLOSED | 11 kV | RYB | PE 14.22 KOMPLEKS SEK MEN (F2) |  |  | PTJ14225 |  | TAMCO | 2+1 | 20070309 |  |  | Pass | null | Pass | null
378043911 | TNB | DISTRIBUTION | WP PUTRAJAYA & CYBERJAYA | Existing | VPTJ/PCE/J14051/MB14051 | 300454833 | CLOSED | 11 kV | RYB | PE 14.05 PERUMAHAN 14-11 (F1) |  |  | PTJ14052 |  | SCHNEIDER | NE-2iQ |  |  |  | Pass | null | Pass | null
378043934 | TNB | DISTRIBUTION | WP PUTRAJAYA & CYBERJAYA | Existing | VPTJ/PCE/J14052/MB14054 | 300454838 | CLOSED | 11 kV | RYB | PE 14.05 PERUMAHAN 14-11 (F2) |  |  | PTJ14055 |  | SCHNEIDER | NE-2iQ |  |  |  | Pass | null | Pass | null
378043965 | TNB | DISTRIBUTION | WP PUTRAJAYA & CYBERJAYA | Existing | VPTJ/PCE/J14061/MB14061 | 300281107 | CLOSED | 11 kV | RYB | PE 14.06 PERUMAHAN 14-5A |  |  | PTJ14063 |  | INDKOM | ZZT | 26/05/2008 |  |  | Pass | null | Pass | null
378044374 | TNB | DISTRIBUTION | WP PUTRAJAYA & CYBERJAYA | Existing | VPTJ/PCE/J14091/MB14091 | 300281110 | CLOSED | 11 kV | RYB | PE 14.09 PERUMAHAN 14-4 (F1) |  |  | PTJ14092 |  | MERLIN GERIN | NA | 20071108 |  |  | Pass | null | Pass | null
378044505 | TNB | DISTRIBUTION | WP PUTRAJAYA & CYBERJAYA | Existing | VPTJ/PCE/J14081/MB14081 | 300281108 | CLOSED | 11 kV | RYB | PE 14.08 Perumahan 14-10 (F1) |  |  | PTJ14082 |  | FALCON BETA | NA | 28/11/2008 |  |  | Pass | null | Pass | null
378044528 | TNB | DISTRIBUTION | WP PUTRAJAYA & CYBERJAYA | Existing | VPTJ/PCE/J14082/MB14084 | 300281109 | CLOSED | 11 kV | RYB | PE 14.08 Perumahan 14-10 (F2) |  |  | PTJ14085 |  | TAMCO | GR1-21-10-17336 | 28/11/2008 |  |  | Pass | null | Pass | null
378044631 | TNB | DISTRIBUTION | WP PUTRAJAYA & CYBERJAYA | Existing | VPTJ/PCE/J14131/MB14131 | 300281113 | CLOSED | 11 kV | RYB | PE 14.13 ERUMAHAN 14-9 (EFI) (F1) |  |  | PTJ14132 |  | TAMCO | GR1 | 20060902 |  |  | Pass | null | Pass | null
378044654 | TNB | DISTRIBUTION | WP PUTRAJAYA & CYBERJAYA | Existing | VPTJ/PCE/J14132/MB14134 | 300281114 | CLOSED | 11 kV | RYB | PE 14.13 ERUMAHAN 14-9 (EFI) (F2) |  |  | PTJ14135 |  | TAMCO | GR1 | 20060902 |  |  | Pass | null | Pass | null
378044756 | TNB | DISTRIBUTION | WP PUTRAJAYA & CYBERJAYA | Existing | VPTJ/PCE/J14021/MB14021 | 300281104 | CLOSED | 11 kV | RYB | PE 14.02 PERUMAHAN 14-1 (EFI) (F1) |  |  | PTJ14022 |  | TAMCO | GR1 | 25/02/2006 |  |  | Pass | null | Pass | null
378044779 | TNB | DISTRIBUTION | WP PUTRAJAYA & CYBERJAYA | Existing | VPTJ/PCE/J14022/MB14024 | 300281105 | CLOSED | 11 kV | RYB | PE 14.02 PERUMAHAN 14-1 (EFI) (F2) |  |  | PTJ14025 |  | TAMCO | GR1 | 25/02/2006 |  |  | Pass | null | Pass | null
378044882 | TNB | DISTRIBUTION | WP PUTRAJAYA & CYBERJAYA | Existing | VPTJ/PCE/J14111/MB14111 | 300281111 | CLOSED | 11 kV | RYB | PE 14.11 PERUMAHAN 14-1 (F1) |  |  | PTJ14112 |  | TAMCO | GR1 | 25/02/2006 |  |  | Pass | null | Pass | null
378044905 | TNB | DISTRIBUTION | WP PUTRAJAYA & CYBERJAYA | Existing | VPTJ/PCE/J14112/MB14114 | 300281112 | CLOSED | 11 kV | RYB | PE 14.11 PERUMAHAN 14-1 (F2) |  |  | PTJ14115 |  | TAMCO | GR1 | 25/02/2006 |  |  | Pass | null | Pass | null
378045002 | TNB | DISTRIBUTION | WP PUTRAJAYA & CYBERJAYA | Existing | VPTJ/PCE/J16031/MB16031 | 300281176 | CLOSED | 11 kV | RYB | PE 16.03 146 UNIT RUMAH TERES |  |  | PTJ16032 |  | MERLIN GERIN | NA | 20060203 |  |  | Pass | null | Pass | null
378045363 | TNB | DISTRIBUTION | WP PUTRAJAYA & CYBERJAYA | Existing | VPTJ/PCE/J01641/MB01641 | 300454866 | CLOSED | 11 kV | RYB | PE 1.64 PEJ HOTEL PZ 10 (F1) |  |  | PTJ01642 |  | INDKOM | VRN2a |  |  |  | Pass | null | Pass | null
378045389 | TNB | DISTRIBUTION | WP PUTRAJAYA & CYBERJAYA | Existing | VPTJ/PCE/J01642/MB01644 | 300454868 | CLOSED | 11 kV | RYB | PE 1.64 PEJ HOTEL PZ 10 (F2) |  |  | PTJ01646 |  | INDKOM | ZZT I/D |  |  |  | Pass | null | Pass | null
378045412 | TNB | DISTRIBUTION | WP PUTRAJAYA & CYBERJAYA | Existing | VPTJ/PCE/J16311/MB16311 | 310338862 | CLOSED | 11 kV | RYB | PE 16.31 TEMP PPA1M PR 16 |  |  | PTJ16312 |  | TAMCO | GRi |  |  |  | Pass | null | Pass | null
378045513 | TNB | DISTRIBUTION | WP PUTRAJAYA & CYBERJAYA | Existing | VPTJ/PCE/J16201/MB16201 | 300281195 | CLOSED | 11 kV | RYB | PE 16.20 APT A1 (EFI) (F1) |  |  | PTJ16203 |  | INDKOM | ZZT | 20000311 |  |  | Pass | null | Pass | null
378045536 | TNB | DISTRIBUTION | WP PUTRAJAYA & CYBERJAYA | Existing | VPTJ/PCE/J16202/MB16204 | 300281196 | CLOSED | 11 kV | RYB | PE 16.20 APT A1 (EFI) (F2) |  |  | PTJ16206 |  | INDKOM | ZZT | 20000311 |  |  | Pass | null | Pass | null
378045651 | TNB | DISTRIBUTION | WP PUTRAJAYA & CYBERJAYA | Existing | VPTJ/PCE/J16191/MB16191 | 300281193 | CLOSED | 11 kV | RYB | PE 16.19 APT A2 (F1) |  |  | PTJ16193 |  | INDKOM | ZZT | 20000311 |  |  | Pass | null | Pass | null
378045677 | TNB | DISTRIBUTION | WP PUTRAJAYA & CYBERJAYA | Existing | VPTJ/PCE/J16192/MB16194 | 300281194 | CLOSED | 11 kV | RYB | PE 16.19 APT A2 (F2) |  |  | PTJ16196 |  | INDKOM | ZZT | 20000311 |  |  | Pass | null | Pass | null
378045780 | TNB | DISTRIBUTION | WP PUTRAJAYA & CYBERJAYA | Existing | VPTJ/PCE/J16181/MB16181 | 300281191 | CLOSED | 11 kV | RYB | PE 16.18 APT A3 (EFI) (F1) |  |  | PTJ16183 |  | INDKOM | ZZT | 20000311 |  |  | Pass | null | Pass | null
378045807 | TNB | DISTRIBUTION | WP PUTRAJAYA & CYBERJAYA | Existing | VPTJ/PCE/J16182/MB16184 | 300281192 | CLOSED | 11 kV | RYB | PE 16.18 APT A3 (EFI) (F2) |  |  | PTJ16186 |  | INDKOM | GA-ZZT | 20000311 |  |  | Pass | null | Pass | null
378045908 | TNB | DISTRIBUTION | WP PUTRAJAYA & CYBERJAYA | Existing | VPTJ/PCE/J16151/MB16151 | 300281183 | CLOSED | 11 kV | RYB | PE 16.15 SEK. REN (F1) |  |  | PTJ16153 |  | INDKOM | ZZT | 20020509 |  |  | Pass | null | Pass | null
378045935 | TNB | DISTRIBUTION | WP PUTRAJAYA & CYBERJAYA | Existing | VPTJ/PCE/J16152/MB16154 | 300281184 | CLOSED | 11 kV | RYB | PE 16.15 SEK. REN (F2) |  |  | PTJ16156 |  | INDKOM | ZZT | 20020509 |  |  | Pass | null | Pass | null
378046495 | TNB | DISTRIBUTION | WP PUTRAJAYA & CYBERJAYA | Existing | VPTJ/PCE/J12021/MB12021 | 300454639 | CLOSED | 11 kV | RYB | PE 12.02 KUARTERS PEKERJA |  |  | PTJ12022 |  | INDKOM | INS24 |  |  |  | Pass | null | Pass | null
378046521 | TNB | DISTRIBUTION | WP PUTRAJAYA & CYBERJAYA | Existing | VPTJ/PCE/J12011/MB12011 | 300281098 | CLOSED | 11 kV | RYB | PE 12.01 RF 2 P. UTARA |  |  | PTJ12013 |  | TAMCO | GR1 | 20001107 |  |  | Pass | null | Pass | null
378046625 | TNB | DISTRIBUTION | WP PUTRAJAYA & CYBERJAYA | Existing | VPTJ/PCE/J14291/MB14291 | 300281137 | CLOSED | 11 kV | RYB | PE 14.29 GUDANG (EFI) (F1) |  |  | PTJ14293 |  | INDKOM | GA 2K 1TS | 20080801 |  |  | Pass | null | Pass | null
378046686 | TNB | DISTRIBUTION | WP PUTRAJAYA & CYBERJAYA | Existing | VPTJ/PCE/J14292/MB14294 | 300281138 | CLOSED | 11 kV | RYB | PE 14.29 GUDANG (EFI) (F2) |  |  | PTJ14296 |  | INDKOM | GA 2K 1TS | 20080801 |  |  | Pass | null | Pass | null
378046918 | TNB | DISTRIBUTION | WP PUTRAJAYA & CYBERJAYA | Existing | VPTJ/PCE/J14271/MB14271 | 300281135 | CLOSED | 11 kV | RYB | PE 14.27 KOMP PJC SEMENTARA |  |  | PTJ14274 |  | INDKOM | INS24 | 19990901 |  |  | Pass | null | Pass | null
378046919 | TNB | DISTRIBUTION | WP PUTRAJAYA & CYBERJAYA | Existing | VPTJ/PCE/J14271/MB14271 | 300281135 | CLOSED | 11 kV | RYB | PE 14.27 KOMP PJC SEMENTARA |  |  | PTJ14273 |  | INDKOM | INS24 | 19990901 |  |  | Pass | null | Pass | null
378047080 | TNB | DISTRIBUTION | WP PUTRAJAYA & CYBERJAYA | Existing | VPTJ/PCE/J14281/MB14281 | 300281136 | CLOSED | 11 kV | RYB | PE 14.28 KOMPLEKS SEDLEY |  |  | PTJ14282 |  | SCHNEIDER | RM6 | 19990901 |  |  | Pass | null | Pass | null
378047198 | TNB | DISTRIBUTION | WP PUTRAJAYA & CYBERJAYA | Existing | VPTJ/PCE/J14041/MB14041 | 300281254 | CLOSED | 11 kV | RYB | PE 14.04 PADAT L/JALAN |  |  | PTJ14042 |  | INDKOM | INS24 | 14/03/2005 |  |  | Pass | null | Pass | null
378047303 | TNB | DISTRIBUTION | WP PUTRAJAYA & CYBERJAYA | Existing | VPTJ/PCE/J15201/MB15201 | 300281153 | CLOSED | 11 kV | RYB | PE 15.20 VISITOR CENTER F1 |  |  | PTJ15203 |  | INDKOM | ZZT | 27/04/2004 |  |  | Pass | null | Pass | null
378047514 | TNB | DISTRIBUTION | WP PUTRAJAYA & CYBERJAYA | Existing | VPTJ/PCE/J15251/MB15251 | 300454841 | CLOSED | 11 kV | RYB | PE 15.25 PJBT KEDUTAAN IRAQ (F1) |  |  | PTJ15252 |  | SCHNEIDER | NE-2iQ |  |  |  | Pass | null | Pass | null
378047608 | TNB | DISTRIBUTION | WP PUTRAJAYA & CYBERJAYA | Existing | VPTJ/PCE/J15252/MB15251 | 300454844 | CLOSED | 11 kV | RYB | PE 15.25 PJBT KEDUTAAN IRAQ (F2) |  |  | PTJ15255 |  | SCHNEIDER | RM6 |  |  |  | Pass | null | Pass | null
378047704 | TNB | DISTRIBUTION | WP PUTRAJAYA & CYBERJAYA | Existing | VPTJ/PCE/J00330/MB1 | 300503038 | CLOSED | 11 kV | RYB | PE 15.53 KEDUTAAN BRUNEI F1 |  |  | PTJ15533 |  | INDKOM | ZZT |  |  |  | Pass | null | Pass | null
378047798 | TNB | DISTRIBUTION | WP PUTRAJAYA & CYBERJAYA | Existing | VPTJ/PCE/J15532/MB | 300502458 | CLOSED | 11 kV | RYB | PE 15.53 KEDUTAAN BRUNEI F2 |  |  | PTJ15536 | [6 empty] | Pass | null | Pass | null
378047894 | TNB | DISTRIBUTION | WP PUTRAJAYA & CYBERJAYA | Existing | VPTJ/PCE/J15202/MB15204 | 300281154 | CLOSED | 11 kV | RYB | PE 15.20 VISITOR CENTER (F2) |  |  | PTJ15206 |  | INDKOM | ZZT | 27/04/2004 |  |  | Pass | null | Pass | null
378047965 | TNB | DISTRIBUTION | WP PUTRAJAYA & CYBERJAYA | Existing | VPTJ/PCE/J15231/MB15231 | 300281158 | CLOSED | 11 kV | RYB | PE 15.23 PROMENADE |  |  | PTJ15232 |  | SCHNEIDER | ZZT | 31/05/2006 |  |  | Pass | null | Pass | null
378048067 | TNB | DISTRIBUTION | WP PUTRAJAYA & CYBERJAYA | Existing | VPTJ/PCE/J11142/MB11144 | 300280999 | CLOSED | 11 kV | RYB | PE 11.14 APT C (F2) |  |  | PTJ11146 |  | INDKOM | ZZT | 13/05/2003 |  |  | Pass | null | Pass | null
378048165 | TNB | DISTRIBUTION | WP PUTRAJAYA & CYBERJAYA | Existing | VPTJ/PCE/J11141/MB11141 | 300280997 | CLOSED | 11 kV | RYB | PE 11.14 APT C (F1) |  |  | PTJ11143 |  | INDKOM | ZZT | 13/05/2003 |  |  | Pass | null | Pass | null
378048363 | TNB | DISTRIBUTION | WP PUTRAJAYA & CYBERJAYA | Existing | VCBJ/PCE/J21831/MB21831 | 300452981 | CLOSED | 11 kV | RYB | PE 21.83 PS14 ROAD D |  |  | CBJ21833 |  | INDKOM | ZZT |  |  |  | Pass | null | Pass | null
378048513 | TNB | DISTRIBUTION | WP PUTRAJAYA & CYBERJAYA | Existing | VCBJ/PCE/J23101/MB | 300491147 | CLOSED | 11 kV | RYB | PE 23.10 CLOVER NO.1 |  |  | CBJ23104 |  | INDKOM | ZZT |  |  |  | Pass | null | Pass | null
378048514 | TNB | DISTRIBUTION | WP PUTRAJAYA & CYBERJAYA | Existing | VCBJ/PCE/J23101/MB | 300491147 | CLOSED | 11 kV | RYB | PE 23.10 CLOVER NO.1 |  |  | CBJ23104 |  | INDKOM | ZZT |  |  |  | Pass | null | Pass | null
378048696 | TNB | DISTRIBUTION | WP PUTRAJAYA & CYBERJAYA | Existing | VCBJ/PCE/J23121/MB23121 | 300520627 | CLOSED | 11 kV | RYB | PE 23.12 CLOVER NO.3 |  |  | CBJ23124 |  | INDKOM | INS24 |  |  |  | Pass | null | Pass | null
378048697 | TNB | DISTRIBUTION | WP PUTRAJAYA & CYBERJAYA | Existing | VCBJ/PCE/J23121/MB23121 | 300520627 | CLOSED | 11 kV | RYB | PE 23.12 CLOVER NO.3 |  |  | CBJ23123 |  | INDKOM | INS24 |  |  |  | Pass | null | Pass | null
378048902 | TNB | DISTRIBUTION | WP PUTRAJAYA & CYBERJAYA | Existing | VCBJ/PCE/J23111/MB23111 | 300520630 | CLOSED | 11 kV | RYB | PE 23.11 CLOVER NO.2 |  |  | CBJ23114 |  | INDKOM | INS24 |  |  |  | Pass | null | Pass | null
378048903 | TNB | DISTRIBUTION | WP PUTRAJAYA & CYBERJAYA | Existing | VCBJ/PCE/J23111/MB23111 | 300520630 | CLOSED | 11 kV | RYB | PE 23.11 CLOVER NO.2 |  |  | CBJ23113 |  | INDKOM | INS24 |  |  |  | Pass | null | Pass | null
378049303 | TNB | DISTRIBUTION | WP PUTRAJAYA & CYBERJAYA | Existing | VCBJ/PCE/J21851/MB21851 | 300450136 | CLOSED | 11 kV | RYB | PE 21.85 MYVILLA P1 PARCEL A |  |  | CBJ21854 |  | INDKOM | INS24 |  |  |  | Pass | null | Pass | null
378049304 | TNB | DISTRIBUTION | WP PUTRAJAYA & CYBERJAYA | Existing | VCBJ/PCE/J21851/MB21851 | 300450136 | CLOSED | 11 kV | RYB | PE 21.85 MYVILLA P1 PARCEL A |  |  | CBJ21853 |  | INDKOM | INS24 |  |  |  | Pass | null | Pass | null
378049467 | TNB | DISTRIBUTION | WP PUTRAJAYA & CYBERJAYA | Existing | VCBJ/PCE/J21861/MB21861 | 300450278 | CLOSED | 11 kV | RYB | PE 21.86 MYVILLA P1 PARCEL B |  |  | CBJ21863 |  | INDKOM | ZZT |  |  |  | Pass | null | Pass | null
378049669 | TNB | DISTRIBUTION | WP PUTRAJAYA & CYBERJAYA | Existing | VCBJ/PCE/J00103/MB1 | 300493850 | CLOSED | 11 kV | RYB | PE 23.22 SHOP LOT MYVILLA PRS 5 |  |  | CBJ23224 |  | INDKOM | N/A |  |  |  | Pass | null | Pass | null
378049670 | TNB | DISTRIBUTION | WP PUTRAJAYA & CYBERJAYA | Existing | VCBJ/PCE/J00103/MB1 | 300493850 | CLOSED | 11 kV | RYB | PE 23.22 SHOP LOT MYVILLA PRS 5 |  |  | CBJ23223 |  | INDKOM | N/A |  |  |  | Pass | null | Pass | null
378049846 | TNB | DISTRIBUTION | WP PUTRAJAYA & CYBERJAYA | Existing | VCBJ/PCE/J21931/MB21931 | 300454636 | CLOSED | 11 kV | RYB | PE 21.93 MYVILLA P3 PARCEL A |  |  | CBJ21934 |  | INDKOM | INS24 |  |  |  | Pass | null | Pass | null
378049847 | TNB | DISTRIBUTION | WP PUTRAJAYA & CYBERJAYA | Existing | VCBJ/PCE/J21931/MB21931 | 300454636 | CLOSED | 11 kV | RYB | PE 21.93 MYVILLA P3 PARCEL A |  |  | CBJ21933 |  | INDKOM | INS24 |  |  |  | Pass | null | Pass | null
378050043 | TNB | DISTRIBUTION | WP PUTRAJAYA & CYBERJAYA | Existing | VCBJ/PCE/J21941/MB21941 | 300454633 | CLOSED | 11 kV | RYB | PE 21.94 MYVILLA P3 PARCEL B |  |  | CBJ21944 |  | INDKOM | ZZTT 1/D |  |  |  | Pass | null | Pass | null
378050044 | TNB | DISTRIBUTION | WP PUTRAJAYA & CYBERJAYA | Existing | VCBJ/PCE/J21941/MB21941 | 300454633 | CLOSED | 11 kV | RYB | PE 21.94 MYVILLA P3 PARCEL B |  |  | CBJ21943 |  | INDKOM | ZZTT 1/D |  |  |  | Pass | null | Pass | null
378050631 | TNB | DISTRIBUTION | WP PUTRAJAYA & CYBERJAYA | Existing | VPTJ/PCE/J07021/MB07021 | 300281274 | CLOSED | 11 kV | RYB | PE 7.02 POLIS PUTRAJAYA (F1) |  |  | PTJ07023 |  | INDKOM | ZZT | 28/07/1999 |  |  | Pass | null | Pass | null
378050730 | TNB | DISTRIBUTION | WP PUTRAJAYA & CYBERJAYA | Existing | VPTJ/PCE/J07022/MB07024 | 300281275 | CLOSED | 11 kV | RYB | PE 7.02 POLIS PUTRAJAYA (F2) |  |  | PTJ07026 |  | INDKOM | ZZT | 28/07/1999 |  |  | Pass | null | Pass | null
378050833 | TNB | DISTRIBUTION | WP PUTRAJAYA & CYBERJAYA | Existing | VPTJ/PCE/J07011/MB07011 | 300281272 | CLOSED | 11 kV | RYB | PE 7.01 BOMBA PUTRAJAYA (F1) |  |  | PTJ07013 |  | MERLIN GERIN | NE-31Q | 28/07/1999 |  |  | Pass | null | Pass | null
378050927 | TNB | DISTRIBUTION | WP PUTRAJAYA & CYBERJAYA | Existing | VPTJ/PCE/J07012/MB07014 | 300281273 | CLOSED | 11 kV | RYB | PE 7.01 IBU PEJABAT BOMBA (F2) |  |  | PTJ07014 |  | MERLIN GERIN | NE-31Q | 28/07/1999 |  |  | Pass | null | Pass | null
378051048 | TNB | DISTRIBUTION | WP PUTRAJAYA & CYBERJAYA | Existing | VPTJ/PCE/J07081/MB07081 | 300280775 | CLOSED | 11 kV | RYB | PE 7.08 PARK & RIDE (F1) |  |  | PTJ07082 |  | TAMCO | GR1 | 20070504 |  |  | Pass | null | Pass | null
378051145 | TNB | DISTRIBUTION | WP PUTRAJAYA & CYBERJAYA | Existing | VPTJ/PCE/J07082/MB07084 | 300280776 | CLOSED | 11 kV | RYB | PE 7.08 PARK & RIDE (F2) |  |  | PTJ07085 |  | TAMCO | GR1 | 20070504 |  |  | Pass | null | Pass | null
378051245 | TNB | DISTRIBUTION | WP PUTRAJAYA & CYBERJAYA | Existing | VPTJ/PCE/J07062/MB07064 | 300281279 | CLOSED | 11 kV | RYB | PE 7.06 TPB (WTT) (F2) |  |  | PTJ07066 |  | INDKOM | ZZT | 13/06/2002 |  |  | Pass | null | Pass | null
378051276 | TNB | DISTRIBUTION | WP PUTRAJAYA & CYBERJAYA | Existing | VPTJ/PCE/J07061/MB07061 | 300281278 | CLOSED | 11 kV | RYB | PE 7.06 TPB (WTT) (F1) |  |  | PTJ07063 |  | INDKOM | ZZT | 13/06/2002 |  |  | Pass | null | Pass | null
378051481 | TNB | DISTRIBUTION | WP PUTRAJAYA & CYBERJAYA | Existing | VPTJ/PCE/J07051/MB07051 | 300281277 | CLOSED | 11 kV | RYB | PE 7.05 L SENTOSA (R2C) |  |  | PTJ07052 |  | MERLIN GERIN | RM6 | 20010501 |  |  | Pass | null | Pass | null
378051576 | TNB | DISTRIBUTION | WP PUTRAJAYA & CYBERJAYA | Existing | VPTJ/PCE/J07071/MB07071 | 300281280 | CLOSED | 11 kV | RYB | PE 7.07 PLF (F1) |  |  | PTJ07073 |  | INDKOM | ZZT | 27/07/1999 |  |  | Pass | null | Pass | null
378051672 | TNB | DISTRIBUTION | WP PUTRAJAYA & CYBERJAYA | Existing | VPTJ/PCE/J07072/MB07074 | 300281281 | CLOSED | 11 kV | RYB | PE 7.07 PLF (F2) |  |  | PTJ07076 |  | INDKOM | ZZT | 27/07/2009 |  |  | Pass | null | Pass | null
378051779 | TNB | DISTRIBUTION | WP PUTRAJAYA & CYBERJAYA | Existing | VPTJ/PCE/J08121/MB08121 | 300280797 | CLOSED | 11 kV | RYB | PE 8.12 INSIDE PPU 5 (F1) |  |  | PTJ08123 |  | INDKOM | ZZT | 20001210 |  |  | Pass | null | Pass | null
378051873 | TNB | DISTRIBUTION | WP PUTRAJAYA & CYBERJAYA | Existing | VPTJ/PCE/J08122/MB08124 | 300280798 | CLOSED | 11 kV | RYB | PE 8.12 INSIDE PPU 5 (F2) |  |  | PTJ08126 |  | INDKOM | ZZT | 20001210 |  |  | Pass | null | Pass | null
378051978 | TNB | DISTRIBUTION | WP PUTRAJAYA & CYBERJAYA | Existing | VPTJ/PCE/J08161/MB08161 | 300280800 | CLOSED | 11 kV | RYB | PE 8.16 RD 2B L. SENTOSA |  |  | PTJ08163 |  | INDKOM | ZZT | 15/11/1999 |  |  | Pass | null | Pass | null
378052071 | TNB | DISTRIBUTION | WP PUTRAJAYA & CYBERJAYA | Existing | VPTJ/PCE/J08301/MB08301 | 300454757 | CLOSED | 11 kV | RYB | PE 8.30 8C1 (F1) |  |  | PTJ08303 |  | INDKOM | ZZT I/D |  |  |  | Pass | null | Pass | null
378052099 | TNB | DISTRIBUTION | WP PUTRAJAYA & CYBERJAYA | Existing | VPTJ/PCE/J08302/MB08304 | 300454760 | CLOSED | 11 kV | RYB | PE 8.30 8C1 (F2) |  |  | PTJ08306 |  | INDKOM | ZZT I/D |  |  |  | Pass | null | Pass | null
378052133 | TNB | DISTRIBUTION | WP PUTRAJAYA & CYBERJAYA | Existing | VPTJ/PCE/J08311/MB08311 | 300452993 | CLOSED | 11 kV | RYB | PE 8.31 8C3 F1 |  |  | PTJ08312 |  | SCHNEIDER | NE-2iQ |  |  |  | Pass | null | Pass | null
378052227 | TNB | DISTRIBUTION | WP PUTRAJAYA & CYBERJAYA | Existing | VPTJ/PCE/J08312/MB08314 | 300452995 | CLOSED | 11 kV | RYB | PE 8.31 8C3 F2 |  |  | PTJ08315 |  | SCHNEIDER | ZZT |  |  |  | Pass | null | Pass | null
378052360 | TNB | DISTRIBUTION | WP PUTRAJAYA & CYBERJAYA | Existing | VCBJ/PCE/J22541/MB22541 | 300280395 | CLOSED | 11 kV | RYB | PE 22.54 PRIMA 8 F1 |  |  | CBJ22543 |  | INDKOM | GA | 20080306 | TX1-1000KVA |  | Pass | null | Pass | null
378052383 | TNB | DISTRIBUTION | WP PUTRAJAYA & CYBERJAYA | Existing | VCBJ/PCE/J22542/MB22544 | 300280396 | CLOSED | 11 kV | RYB | PE 22.54 PRIMA 8 F2 |  |  | CBJ22546 |  | INDKOM | GA | 20080306 | TX2-1000KVA |  | Pass | null | Pass | null
378052477 | TNB | DISTRIBUTION | WP PUTRAJAYA & CYBERJAYA | Existing | VCBJ/PCE/J22531/MB22531 | 300280398 | CLOSED | 11 kV | RYB | PE 22.53 PRIMA 7 SPAN F1 |  |  | CBJ22532 |  | TAMCO | GR1 | 15/09/2007 |  |  | Pass | null | Pass | null
378052500 | TNB | DISTRIBUTION | WP PUTRAJAYA & CYBERJAYA | Existing | VCBJ/PCE/J22532/MB22534 | 300280399 | CLOSED | 11 kV | RYB | PE 22.53 PRIMA 7 SPAN F2 |  |  | CBJ22535 |  | TAMCO | GR1 | 15/09/2007 |  |  | Pass | null | Pass | null
378052594 | TNB | DISTRIBUTION | WP PUTRAJAYA & CYBERJAYA | Existing | VCBJ/PCE/J22501/MB22501 | 300280467 | CLOSED | 11 kV | RYB | PE 22.50 LOT PT 12092 F1 |  |  | CBJ22502 |  | TAMCO | GR1 | 20/06/2006 |  |  | Pass | null | Pass | null
378052617 | TNB | DISTRIBUTION | WP PUTRAJAYA & CYBERJAYA | Existing | VCBJ/PCE/J22502/MB22504 | 300280469 | CLOSED | 11 kV | RYB | PE 22.50 LOT PT 12092 F2 |  |  | CBJ22505 |  | TAMCO | GR1 | 20/06/2006 |  |  | Pass | null | Pass | null
378052851 | TNB | DISTRIBUTION | WP PUTRAJAYA & CYBERJAYA | Existing | VCBJ/PCE/J22911/MB22911 | 300452930 | CLOSED | 11 kV | RYB | PE 22.91 SOHO F1 |  |  | CBJ22912 |  | TAMCO | GR1 |  | TX1-1000KVA |  | Pass | null | Pass | null
378052874 | TNB | DISTRIBUTION | WP PUTRAJAYA & CYBERJAYA | Existing | VCBJ/PCE/J22912/MB22911 | 300452934 | CLOSED | 11 kV | RYB | PE 22.91 SOHO F2 |  |  | CBJ22915 |  | TAMCO | GR1 |  | TX2-1000KVA |  | Pass | null | Pass | null
378053074 | TNB | DISTRIBUTION | WP PUTRAJAYA & CYBERJAYA | Existing | VCBJ/PCE/J22921/MB22921 | 300452926 | CLOSED | 11 kV | RYB | PE 22.92 PRIMA 12 |  |  | CBJ22923 |  | INDKOM | ZZT I/D |  | TX1-1000KVA |  | Pass | null | Pass | null
378053296 | TNB | DISTRIBUTION | WP PUTRAJAYA & CYBERJAYA | Existing | VCBJ/PCE/J22752/MB22754 | 300288155 | CLOSED | 11 kV | RYB | PE 22.75 KWDI 4 F2 |  |  | CBJ22755 |  | TAMCO | GR1 | 20/12/2010 | TX2-1000KVA |  | Pass | null | Pass | null
378053319 | TNB | DISTRIBUTION | WP PUTRAJAYA & CYBERJAYA | Existing | VCBJ/PCE/J22751/MB22751 | 300288153 | CLOSED | 11 kV | RYB | PE 22.75 KWDI 4 F1 |  |  | CBJ22752 |  | TAMCO | GR1 | 19/12/2010 | TX1-1000KVA |  | Pass | null | Pass | null
378053373 | TNB | DISTRIBUTION | WP PUTRAJAYA & CYBERJAYA | Existing | VCBJ/PCE/J22742/MB22744 | 300288161 | CLOSED | 11 kV | RYB | PE 22.74 KWDI 3 F2 |  |  | CBJ22745 |  | TAMCO | GR1 | 20/12/2010 | TX2-1000KVA |  | Pass | null | Pass | null
378053396 | TNB | DISTRIBUTION | WP PUTRAJAYA & CYBERJAYA | Existing | VCBJ/PCE/J22741/MB22741 | 300288159 | CLOSED | 11 kV | RYB | PE 22.74 KWDI 3 F1 |  |  | CBJ22742 |  | TAMCO | GR1 | 19/12/2010 | TX1-1000KVA |  | Pass | null | Pass | null
378053446 | TNB | DISTRIBUTION | WP PUTRAJAYA & CYBERJAYA | Existing | VCBJ/PCE/J22672/MB22674 | 300280388 | CLOSED | 11 kV | RYB | PE 22.67 KWDI 1 F2 |  |  | CBJ22676 |  | INDKOM | INS24 | 20091009 | TX2-1000KVA |  | Pass | null | Pass | null
378053469 | TNB | DISTRIBUTION | WP PUTRAJAYA & CYBERJAYA | Existing | VCBJ/PCE/J22671/MB22671 | 300280387 | CLOSED | 11 kV | RYB | PE 22.67 KWDI 1 F1 |  |  | CBJ22673 |  | INDKOM | INS24 | 20091009 | TX1-1000KVA |  | Pass | null | Pass | null
378054248 | TNB | DISTRIBUTION | WP PUTRAJAYA & CYBERJAYA | Existing | VCBJ/PCE/J21151/MB21151 | 300281031 | CLOSED | 11 kV | RYB | PE 21.15 SATELIT TELEKOM CBJ 3 F1 |  |  | CBJ21153 |  | INDKOM | ZZT | 17/07/2002 | TX1-1000KVA |  | Pass | null | Pass | null
378054271 | TNB | DISTRIBUTION | WP PUTRAJAYA & CYBERJAYA | Existing | VCBJ/PCE/J21152/MB21154 | 300281029 | CLOSED | 11 kV | RYB | PE 21.15 SATELIT TELEKOM CBJ 3 F2 |  |  | CBJ21156 |  | INDKOM | ZZT | 17/07/2002 | TX2-1000KVA |  | Pass | null | Pass | null
378054406 | TNB | DISTRIBUTION | WP PUTRAJAYA & CYBERJAYA | Existing | VCBJ/PCE/J21101/MB21101 | 300281045 | CLOSED | 11 kV | RYB | PE 21.10 ELITE HIGHWAY NO. 3 |  |  | CBJ21103 |  | INDKOM | ZZT | 20001002 | TX-1000KVA |  | Pass | null | Pass | null
378054491 | TNB | DISTRIBUTION | WP PUTRAJAYA & CYBERJAYA | Existing | VCBJ/PCE/J21541/MB21541 | 300280656 | CLOSED | 11 kV | RYB | PE 21.54 PS 3 F1 |  |  | CBJ21543 |  | INDKOM | ZZT | 16/06/2005 | TX1-500KVA |  | Pass | null | Pass | null
378054514 | TNB | DISTRIBUTION | WP PUTRAJAYA & CYBERJAYA | Existing | VCBJ/PCE/J21542/MB21544 | 300280654 | CLOSED | 11 kV | RYB | PE 21.54 PS 3 F2 |  |  | CBJ21546 |  | INDKOM | ZZT | 16/06/2005 | TX2-500KVA |  | Pass | null | Pass | null
378054664 | TNB | DISTRIBUTION | WP PUTRAJAYA & CYBERJAYA | Existing | VCBJ/PCE/J21401/MB21401 | 300281000 | CLOSED | 11 kV | RYB | PE 21.40 STP 1 |  |  | CBJ21402 |  | INDKOM | ZZT I/D | 15/12/2016 | TX-1000KVA |  | Pass | null | Pass | null
378054714 | TNB | DISTRIBUTION | WP PUTRAJAYA & CYBERJAYA | Existing | VCBJ/PCE/J23161/MB23161 | 310360664 | CLOSED | 11 kV | RYB | PE 23.16 MASJID CYBERJAYA |  |  | CBJ23164 |  | INDKOM | ZZTT 1/D |  |  |  | Pass | null | Pass | null
378054715 | TNB | DISTRIBUTION | WP PUTRAJAYA & CYBERJAYA | Existing | VCBJ/PCE/J23161/MB23161 | 310360664 | CLOSED | 11 kV | RYB | PE 23.16 MASJID CYBERJAYA |  |  | CBJ23163 |  | INDKOM | ZZTT 1/D |  |  |  | Pass | null | Pass | null
378054880 | TNB | DISTRIBUTION | WP PUTRAJAYA & CYBERJAYA | Existing | VCBJ/PCE/J21572/MB21574 | 300280643 | CLOSED | 11 kV | RYB | PE 21.57 CLUB HOUSE F2 |  |  | CBJ21575 |  | TAMCO | GR1 | 17/11/2007 | TX2-500KVA |  | Pass | null | Pass | null
378054903 | TNB | DISTRIBUTION | WP PUTRAJAYA & CYBERJAYA | Existing | VCBJ/PCE/J21571/MB21571 | 300280645 | CLOSED | 11 kV | RYB | PE 21.57 CLUB HOUSE F1 |  |  | CBJ21572 |  | TAMCO | GR1 | 17/11/2007 | TX1-500KVA |  | Pass | null | Pass | null
378055088 | TNB | DISTRIBUTION | WP PUTRAJAYA & CYBERJAYA | Existing | VCBJ/PCE/J21612/MB21615 | 300280627 | CLOSED | 11 kV | RYB | PE 21.61 MPS F2 |  |  | CBJ21617 |  |  | ZZTT | 23/02/2008 | TX3-1000KVA |  | Pass | null | Pass | null
378055089 | TNB | DISTRIBUTION | WP PUTRAJAYA & CYBERJAYA | Existing | VCBJ/PCE/J21612/MB21615 | 300280627 | CLOSED | 11 kV | RYB | PE 21.61 MPS F2 |  |  | CBJ21618 |  |  | ZZTT | 23/02/2008 | TX4-1000KVA |  | Pass | null | Pass | null
378055117 | TNB | DISTRIBUTION | WP PUTRAJAYA & CYBERJAYA | Existing | VCBJ/PCE/J21611/MB21611 | 300280629 | CLOSED | 11 kV | RYB | PE 21.61 MPS F1 |  |  | CBJ21613 |  |  | ZZTT | 23/02/2008 | TX1-1000KVA |  | Pass | null | Pass | null
378055118 | TNB | DISTRIBUTION | WP PUTRAJAYA & CYBERJAYA | Existing | VCBJ/PCE/J21611/MB21611 | 300280629 | CLOSED | 11 kV | RYB | PE 21.61 MPS F1 |  |  | CBJ21614 |  |  | ZZTT | 23/02/2008 | TX2-1000KVA |  | Pass | null | Pass | null
378055372 | TNB | DISTRIBUTION | WP PUTRAJAYA & CYBERJAYA | Existing | VCBJ/PCE/J21411/MB21411 | 300280998 | CLOSED | 11 kV | RYB | PE 21.41 TMN.CYBER |  |  | CBJ21413 |  | INDKOM | ZZT | 16/01/2003 | TX-500KVA |  | Pass | null | Pass | null
378055455 | TNB | DISTRIBUTION | WP PUTRAJAYA & CYBERJAYA | Existing | VCBJ/PCE/J00118/MB1 | 310338765 | CLOSED | 11 kV | RYB | PE 25.26 SETIA VILLA 6 |  |  | CBJ25263 |  | INDKOM | INS24 |  | TX-1000KVA |  | Pass | null | Pass | null
378055555 | TNB | DISTRIBUTION | WP PUTRAJAYA & CYBERJAYA | Existing | VCBJ/PCE/J00117/MB1 | 310338758 | CLOSED | 11 kV | RYB | PE 25.25 SETIA VILLA 5 |  |  | CBJ25253 |  | INDKOM | INS24 |  | TX-1000KVA |  | Pass | null | Pass | null
378055659 | TNB | DISTRIBUTION | WP PUTRAJAYA & CYBERJAYA | Existing | VCBJ/PCE/J00116/MB1 | 310338754 | CLOSED | 11 kV | RYB | PE 25.24 SETIA VILLA 4 |  |  | CBJ25243 |  | INDKOM | INS24 |  | TX-1000KVA |  | Pass | null | Pass | null
378055759 | TNB | DISTRIBUTION | WP PUTRAJAYA & CYBERJAYA | Existing | VCBJ/PCE/J00112/MB1 | 310359235 | CLOSED | 11 kV | RYB | PE 25.19 SETIA VILLA 3 |  |  | CBJ25193 |  | INDKOM | ZZTT 1/D |  | TX-1000KVA |  | Pass | null | Pass | null
378055858 | TNB | DISTRIBUTION | WP PUTRAJAYA & CYBERJAYA | Existing | VCBJ/PCE/J00110/MB1 | 310357944 | CLOSED | 11 kV | RYB | PE 25.18 SETIA VILLA 2 |  |  | CBJ25182 |  | INDKOM | INS24 |  | TX-1000KVA |  | Pass | null | Pass | null
378055963 | TNB | DISTRIBUTION | WP PUTRAJAYA & CYBERJAYA | Existing | VCBJ/PCE/J00109/MB1 | 310359230 | CLOSED | 11 kV | RYB | PE 25.17 SETIA VILLA 1 |  |  | CBJ25173 |  | INDKOM | INS24 |  | TX-1000KVA |  | Pass | null | Pass | null
378056059 | TNB | DISTRIBUTION | WP PUTRAJAYA & CYBERJAYA | Existing | VCBJ/PCE/J25221/MB25221 | 310339459 | CLOSED | 11 kV | RYB | PE 25.22 SETIA MARINA 3 |  |  | CBJ25222 |  | SCHNEIDER | NF-21Q |  | TX-1000KVA |  | Pass | null | Pass | null
378056159 | TNB | DISTRIBUTION | WP PUTRAJAYA & CYBERJAYA | Existing | VCBJ/PCE/J25211/MB25211 | 310339453 | CLOSED | 11 kV | RYB | PE 25.21 SETIA MARINA 2 |  |  | CBJ25212 |  | SCHNEIDER | NE-21Q |  | TX-1000KVA |  | Pass | null | Pass | null
378056264 | TNB | DISTRIBUTION | WP PUTRAJAYA & CYBERJAYA | Existing | VCBJ/PCE/J25201/MB25201 | 310339447 | CLOSED | 11 kV | RYB | PE 25.20 SETIA MARINA 1 |  |  | CBJ25202 |  | SCHNEIDER |  |  | TX-1000KVA |  | Pass | null | Pass | null
378056440 | TNB | DISTRIBUTION | WP PUTRAJAYA & CYBERJAYA | Existing | VCBJ/PCE/J23171/MB23171 | 310303841 | CLOSED | 11 kV | RYB | PE 23.17 TEMP SERI MUTIARA |  |  | CBJ23172 |  | TAMCO |  |  | TX-1000KVA |  | Pass | null | Pass | null
378056663 | TNB | DISTRIBUTION | WP PUTRAJAYA & CYBERJAYA | Existing | VPTJ/PCE/J02081/MB02081 | 300280646 | CLOSED | 11 kV | RYB | PE 2.08 TMN WAWASAN (F1) |  |  | PTJ02084 |  | INDKOM | ZZZT | 25/08/2002 |  |  | Pass | null | Pass | null
378056803 | TNB | DISTRIBUTION | WP PUTRAJAYA & CYBERJAYA | Existing | VPTJ/PCE/J02082/MB02085 | 300280648 | CLOSED | 11 kV | RYB | PE 2.08 TMN WAWASAN (F2) |  |  | PTJ02088 |  | INDKOM | ZZZT | 25/08/2002 |  |  | Pass | null | Pass | null
378056910 | TNB | DISTRIBUTION | WP PUTRAJAYA & CYBERJAYA | Existing | VPTJ/PCE/J02071/MB02071 | 300280639 | CLOSED | 11 kV | RYB | PE 2.07 INSIDE PPU 18 (F1) |  |  | PTJ02073 |  | INDKOM | ZZT | 23/09/2002 |  |  | Pass | null | Pass | null
378057015 | TNB | DISTRIBUTION | WP PUTRAJAYA & CYBERJAYA | Existing | VPTJ/PCE/J02072/MB02074 | 300280642 | CLOSED | 11 kV | RYB | PE 2.07 INSIDE PPU 18 (F2) |  |  | PTJ02076 |  | INDKOM | ZZT | 23/09/2002 |  |  | Pass | null | Pass | null
378057184 | TNB | DISTRIBUTION | WP PUTRAJAYA & CYBERJAYA | Existing | VPTJ/PCE/J02062/MB02064 | 300280636 | CLOSED | 11 kV | RYB | PE 2.06 PS 15 (F2) |  |  | PTJ02066 |  | INDKOM | ZZT | 20020607 |  |  | Pass | null | Pass | null
378057290 | TNB | DISTRIBUTION | WP PUTRAJAYA & CYBERJAYA | Existing | VPTJ/PCE/J02291/MB1 | 310308941 | CLOSED | 11 kV | RYB | PE 2.29 TEMP SKYRIDE |  |  | PTJ02292 |  | SCHNEIDER |  |  |  |  | Pass | null | Pass | null
378057404 | TNB | DISTRIBUTION | WP PUTRAJAYA & CYBERJAYA | Existing | VPTJ/PCE/J18251/MB18251 | 300281240 | CLOSED | 11 kV | RYB | PE 18.25 KOMPLEKS SEK FASA 3 |  |  | PTJ18253 |  | INDKOM | GA 2K 1TS | 27/05/2008 |  |  | Pass | null | Pass | null
378057505 | TNB | DISTRIBUTION | WP PUTRAJAYA & CYBERJAYA | Existing | VPTJ/PCE/J18171/MB18171 | 300281224 | CLOSED | 11 kV | RYB | PE 18.17 BLOK H 18R12 (F1) |  |  | PTJ18172 |  | TAMCO | GR1 | 20070103 |  |  | Pass | null | Pass | null
378057601 | TNB | DISTRIBUTION | WP PUTRAJAYA & CYBERJAYA | Existing | VPTJ/PCE/J18172/MB18174 | 300281225 | CLOSED | 11 kV | RYB | PE 18.17 BLOK H 18R12 (F2) |  |  | PTJ18175 |  | TAMCO | GR1 | 20070103 |  |  | Pass | null | Pass | null
378057767 | TNB | DISTRIBUTION | WP PUTRAJAYA & CYBERJAYA | Existing | VPTJ/PCE/J18161/MB18161 | 300281221 | CLOSED | 11 kV | RYB | PE 18.16 BLOK G 18R12 (F1) |  |  | PTJ18162 |  | TAMCO | GR1 | 20070103 |  |  | Pass | null | Pass | null
378057863 | TNB | DISTRIBUTION | WP PUTRAJAYA & CYBERJAYA | Existing | VPTJ/PCE/J18162/MB18164 | 300281222 | CLOSED | 11 kV | RYB | PE 18.16 BLOK G 18R12 (F2) |  |  | PTJ18165 |  | TAMCO | GR1 | 20070103 |  |  | Pass | null | Pass | null
378057969 | TNB | DISTRIBUTION | WP PUTRAJAYA & CYBERJAYA | Existing | VPTJ/PCE/J18151/MB18151 | 300281219 | CLOSED | 11 kV | RYB | PE 18.15 BLOK E&F 18R12 (F1) |  |  | PTJ18152 |  | TAMCO | GR1 | 20070103 |  |  | Pass | null | Pass | null
378058067 | TNB | DISTRIBUTION | WP PUTRAJAYA & CYBERJAYA | Existing | VPTJ/PCE/J18152/MB18154 | 300281220 | CLOSED | 11 kV | RYB | PE 18.15 BLOK E&F 18R12 (F2) |  |  | PTJ18155 |  | TAMCO | GR1 | 20070103 |  |  | Pass | null | Pass | null
378058166 | TNB | DISTRIBUTION | WP PUTRAJAYA & CYBERJAYA | Existing | VPTJ/PCE/J18181/MB18181 | 300281226 | CLOSED | 11 kV | RYB | PE 18.18 BLOK C&D 18R12 (F1) |  |  | PTJ18182 |  | TAMCO | GR1 | 20070103 |  |  | Pass | null | Pass | null
378058260 | TNB | DISTRIBUTION | WP PUTRAJAYA & CYBERJAYA | Existing | VPTJ/PCE/J18182/MB18184 | 300281227 | CLOSED | 11 kV | RYB | PE 18.18 BLOK C&D 18R12 (F2) |  |  | PTJ18185 |  | TAMCO | GR1 | 20070103 |  |  | Pass | null | Pass | null
378058371 | TNB | DISTRIBUTION | WP PUTRAJAYA & CYBERJAYA | Existing | VPTJ/PCE/J18191/MB18191 | 300281228 | CLOSED | 11 kV | RYB | PE 18.19 BLOK A&B 18R12 (F1) |  |  | PTJ18192 |  | TAMCO | GR1 | 20070103 |  |  | Pass | null | Pass | null
378058465 | TNB | DISTRIBUTION | WP PUTRAJAYA & CYBERJAYA | Existing | VPTJ/PCE/J18192/MB18194 | 300281229 | CLOSED | 11 kV | RYB | PE 18.19 BLOK A&B 18R12 (F2) |  |  | PTJ18195 |  | TAMCO | GR1 | 20070103 |  |  | Pass | null | Pass | null
378058570 | TNB | DISTRIBUTION | WP PUTRAJAYA & CYBERJAYA | Existing | VPTJ/PCE/J18241/MB18241 | 300281238 | CLOSED | 11 kV | RYB | PE 18.24 BLOK D 18R13 (F1) |  |  | PTJ18242 |  | TAMCO | GR1 | 20070103 |  |  | Pass | null | Pass | null
378058664 | TNB | DISTRIBUTION | WP PUTRAJAYA & CYBERJAYA | Existing | VPTJ/PCE/J18242/MB18244 | 300281239 | CLOSED | 11 kV | RYB | PE 18.24 BLOK D 18R13 (F2) |  |  | PTJ18245 |  | TAMCO | GR1 | 20070103 |  |  | Pass | null | Pass | null
378058770 | TNB | DISTRIBUTION | WP PUTRAJAYA & CYBERJAYA | Existing | VPTJ/PCE/J18231/MB18231 | 300281236 | CLOSED | 11 kV | RYB | PE 18.23 BLOK C 18R13 (F1) |  |  | PTJ18232 |  | TAMCO | GR1 | 20070103 |  |  | Pass | null | Pass | null
378058864 | TNB | DISTRIBUTION | WP PUTRAJAYA & CYBERJAYA | Existing | VPTJ/PCE/J18232/MB18234 | 300281237 | CLOSED | 11 kV | RYB | PE 18.23 BLOK C 18R13 (F2) |  |  | PTJ18235 |  | TAMCO | GR1 | 20070103 |  |  | Pass | null | Pass | null
378069722 | TNB | DISTRIBUTION | WP PUTRAJAYA & CYBERJAYA | Existing | VCBJ/PCE/J22761/MB22761 | 300284811 | CLOSED | 11 kV | RYB | PE 22.76 - STP B F1 |  |  | CBJ22763 |  | INDKOM | ZZT | 20100106 |  |  | Pass | null | Pass | null
378069754 | TNB | DISTRIBUTION | WP PUTRAJAYA & CYBERJAYA | Existing | VCBJ/PCE/J22762/MB22764 | 300284812 | CLOSED | 11 kV | RYB | PE 22.76 - STP B F2 |  |  | CBJ22676 |  | INDKOM | ZZT | 20100306 |  |  | Pass | null | Pass | null
378069813 | TNB | DISTRIBUTION | WP PUTRAJAYA & CYBERJAYA | Existing | VCBJ/PCE/J22771/MB22771 | 300284815 | CLOSED | 11 kV | RYB | PE 22.77 - PS2-8 F1 |  |  | CBJ22772 |  | TAMCO | GR1-21-0D | 14/07/2010 |  |  | Pass | null | Pass | null
378069909 | TNB | DISTRIBUTION | WP PUTRAJAYA & CYBERJAYA | Existing | VCBJ/PCE/J22772/MB22774 | 300284816 | CLOSED | 11 kV | RYB | PE 22.77 - PS2-8 F2 |  |  | CBJ22775 |  | TAMCO | GR1-21-0D | 15/07/2010 |  |  | Pass | null | Pass | null
378070007 | TNB | DISTRIBUTION | WP PUTRAJAYA & CYBERJAYA | Existing | VCBJ/PCE/J22691/MB22691 | 300282014 | CLOSED | 11 kV | RYB | PE 22.69 KRU STUDIO F1 |  |  | CBJ22692 |  | EPE | VRN 2A | 26/01/2010 |  |  | Pass | null | Pass | null
378070036 | TNB | DISTRIBUTION | WP PUTRAJAYA & CYBERJAYA | Existing | VCBJ/PCE/J24191 |  | CLOSED | 11 kV | RYB | PE 24.19 YAKIN INVEST F1 |  |  | CBJ24193 | [6 empty] | Pass | null | Pass | null
378070136 | TNB | DISTRIBUTION | WP PUTRAJAYA & CYBERJAYA | Existing | VCBJ/PCE/J22692/MB22694 | 300282015 | CLOSED | 11 kV | RYB | PE 22.69 KRU STUDIO F2 |  |  | CBJ22695 |  | EPE | VRN 2A | 27/01/2010 |  |  | Pass | null | Pass | null
378070168 | TNB | DISTRIBUTION | WP PUTRAJAYA & CYBERJAYA | Existing | VCBJ/PCE/J24192/MB | 300498023 | CLOSED | 11 kV | RYB | PE 24.19 YAKIN INVEST F2 |  |  | CBJ24196 | [6 empty] | Pass | null | Pass | null
378070314 | TNB | DISTRIBUTION | WP PUTRAJAYA & CYBERJAYA | Existing | VCBJ/PCE/J22891/MB22891 | 300452960 | CLOSED | 11 kV | RYB | PE 22.89 MYTELEHAUS F1 |  |  | CBJ22893 |  | SCHNEIDER | NE-3I |  |  |  | Pass | null | Pass | null
378070414 | TNB | DISTRIBUTION | WP PUTRAJAYA & CYBERJAYA | Existing | VCBJ/PCE/J22892/MB22894 | 300452961 | CLOSED | 11 kV | RYB | PE 22.89 MYTELEHAUS F2 |  |  | CBJ22896 |  | SCHNEIDER | NE-3I |  |  |  | Pass | null | Pass | null
378070515 | TNB | DISTRIBUTION | WP PUTRAJAYA & CYBERJAYA | Existing | VCBJ/PCE/J22881/MB22881 | 300452937 | CLOSED | 11 kV | RYB | PE 22.88 SKY LEISURE F1 |  |  | CBJ22883 |  | INDKOM | NA |  |  |  | Pass | null | Pass | null
378070617 | TNB | DISTRIBUTION | WP PUTRAJAYA & CYBERJAYA | Existing | VCBJ/PCE/J22882/MB22884 | 300452941 | CLOSED | 11 kV | RYB | PE 22.88 SKY LEISURE F2 |  |  | CBJ22886 |  | INDKOM | NA |  |  |  | Pass | null | Pass | null
378071489 | TNB | DISTRIBUTION | WP PUTRAJAYA & CYBERJAYA | Existing | VCBJ/PCE/J22931/MB 22931 | 310361712 | CLOSED | 11 kV | RYB | PE 22.93 BLOK A TRIENTEL |  |  | CBJ22933 |  | ABB |  |  |  |  | Pass | null | Pass | null
378071490 | TNB | DISTRIBUTION | WP PUTRAJAYA & CYBERJAYA | Existing | VCBJ/PCE/J22931/MB 22931 | 310361712 | CLOSED | 11 kV | RYB | PE 22.93 BLOK A TRIENTEL |  |  | CBJ22934 |  | ABB |  |  |  |  | Pass | null | Pass | null
378071657 | TNB | DISTRIBUTION | WP PUTRAJAYA & CYBERJAYA | Existing | VCBJ/PCE/J22951/MB22951 | 300454989 | CLOSED | 11 kV | RYB | PE 22.95 TRIENTEL BLOK C |  |  | CBJ22953 |  | INDKOM | INS24 |  |  |  | Pass | null | Pass | null
378071757 | TNB | DISTRIBUTION | WP PUTRAJAYA & CYBERJAYA | Existing | VCBJ/PCE/J22961/MB22961 | 300454997 | CLOSED | 11 kV | RYB | PE 22.96 TRIENTEL BLOK D |  |  | CBJ22963 |  | INDKOM | INS24 |  |  |  | Pass | null | Pass | null
378071869 | TNB | DISTRIBUTION | WP PUTRAJAYA & CYBERJAYA | Existing | VCBJ/PCE/J22941/MB22941 | 310361704 | CLOSED | 11 kV | RYB | PE 22.94 TRIENTEL BLOK B |  |  | CBJ22943 |  | ABB |  |  |  |  | Pass | null | Pass | null
378071870 | TNB | DISTRIBUTION | WP PUTRAJAYA & CYBERJAYA | Existing | VCBJ/PCE/J22941/MB22941 | 310361704 | CLOSED | 11 kV | RYB | PE 22.94 TRIENTEL BLOK B |  |  | CBJ22944 |  | ABB |  |  |  |  | Pass | null | Pass | null
378072052 | TNB | DISTRIBUTION | WP PUTRAJAYA & CYBERJAYA | Existing | VCBJ/PCE/J21781/MB21781 | 300454995 | CLOSED | 11 kV | RYB | PE 21.78 GARDEN VIEW BLOK C |  |  | CBJ21783 |  | INDKOM | ZZT |  |  |  | Pass | null | Pass | null
378072147 | TNB | DISTRIBUTION | WP PUTRAJAYA & CYBERJAYA | Existing | VCBJ/PCE/J21771/MB21771 | 300454993 | CLOSED | 11 kV | RYB | PE 21.77 GARDEN VIEW BLOK B |  |  | CBJ21772 |  | TAMCO | ID10-004 |  |  |  | Pass | null | Pass | null
378072244 | TNB | DISTRIBUTION | WP PUTRAJAYA & CYBERJAYA | Existing | VCBJ/PCE/J21761/MB21761 | 300454991 | CLOSED | 11 kV | RYB | PE 21.76 GARDEN VIEW BLOK A |  |  | CBJ21763 |  | INDKOM | ZZT |  |  |  | Pass | null | Pass | null
378072340 | TNB | DISTRIBUTION | WP PUTRAJAYA & CYBERJAYA | Existing | VCBJ/PCE/J21731/MB21731 | 300284821 | CLOSED | 11 kV | RYB | PE 21.73 - SEK. ANTARABANGSA F1 |  |  | CBJ21735 |  | TAMCO | 1D-10 | 17/07/2010 |  |  | Pass | null | Pass | null
378072554 | TNB | DISTRIBUTION | WP PUTRAJAYA & CYBERJAYA | Existing | VCBJ/PCE/J21732/MB21734 | 300284822 | CLOSED | 11 kV | RYB | PE 21.73 - SEK. ANTARABANGSA F2 |  |  | CBJ21732 |  | TAMCO | 1D-10 | 18/07/2010 |  |  | Pass | null | Pass | null
378072670 | TNB | DISTRIBUTION | WP PUTRAJAYA & CYBERJAYA | Existing | VCBJ/PCE/J22111/MB22111 | 300280572 | CLOSED | 11 kV | RYB | PE 22.11 THE STREET MALL F1 |  |  | CBJ22115 |  | INDKOM | ZZT | 18/02/2001 |  |  | Pass | null | Pass | null
378072765 | TNB | DISTRIBUTION | WP PUTRAJAYA & CYBERJAYA | Existing | VCBJ/PCE/J22112/MB22114 | 300280573 | CLOSED | 11 kV | RYB | PE 22.11 THE STREET MALL F2 |  |  | CBJ22116 |  | INDKOM | ZZT | 18/02/2001 |  |  | Pass | null | Pass | null
378072862 | TNB | DISTRIBUTION | WP PUTRAJAYA & CYBERJAYA | Existing | VCBJ/PCE/J22411/MB22411 | 300280497 | CLOSED | 11 kV | RYB | PE 22.41 32 UNIT S/LOT BLOK A F1 |  |  | CBJ22413 |  | INDKOM | ZZT | 26/10/2004 |  |  | Pass | null | Pass | null
378072956 | TNB | DISTRIBUTION | WP PUTRAJAYA & CYBERJAYA | Existing | VCBJ/PCE/J22412/MB22414 | 300280498 | CLOSED | 11 kV | RYB | PE 22.41 32 UNIT S/LOT BLOK A F2 |  |  | CBJ22415 |  | TAMCO | GRI | 26/10/2004 |  |  | Pass | null | Pass | null
378073332 | TNB | DISTRIBUTION | WP PUTRAJAYA & CYBERJAYA | Existing | VCBJ/PCE/J22421/MB22421 | 300281129 | CLOSED | 11 kV | RYB | PE 22.42 32 UNIT S/LOT BLOK B F1 |  |  | CBJ22423 |  | INDKOM | ZZT | 26/10/2004 |  |  | Pass | null | Pass | null
378073439 | TNB | DISTRIBUTION | WP PUTRAJAYA & CYBERJAYA | Existing | VCBJ/PCE/J22422/MB22424 | 300281128 | CLOSED | 11 kV | RYB | PE 22.42 32 UNIT S/LOT BLOK B F2 |  |  | CBJ22425 |  | TAMCO | GR1 | 26/10/2004 |  |  | Pass | null | Pass | null
378073537 | TNB | DISTRIBUTION | WP PUTRAJAYA & CYBERJAYA | Existing | VCBJ/PCE/J22701/MB22701 | 300450874 | CLOSED | 11 kV | RYB | PE 22.70 CBD PERDANA 2A F1 |  |  | CBJ22702 |  | TAMCO | GR1 | 17/09/2011 |  |  | Pass | null | Pass | null
378073633 | TNB | DISTRIBUTION | WP PUTRAJAYA & CYBERJAYA | Existing | VCBJ/PCE/J22702/MB22704 | 300450876 | CLOSED | 11 kV | RYB | PE 22.70 CBD PERDANA 2A F2 |  |  | CBJ22705 |  | TAMCO | GR1 | 18/09/2011 |  |  | Pass | null | Pass | null
378073749 | TNB | DISTRIBUTION | WP PUTRAJAYA & CYBERJAYA | Existing | VCBJ/PCE/J22711/MB22711 | 300450890 | CLOSED | 11 kV | RYB | PE 22.71 CBD PERDANA 2B F1 |  |  | CBJ22713 |  |  | ZZTT | 17/09/2011 |  |  | Pass | null | Pass | null
378073750 | TNB | DISTRIBUTION | WP PUTRAJAYA & CYBERJAYA | Existing | VCBJ/PCE/J22711/MB22711 | 300450890 | CLOSED | 11 kV | RYB | PE 22.71 CBD PERDANA 2B F1 |  |  | CBJ22714 |  |  | ZZTT | 17/09/2011 |  |  | Pass | null | Pass | null
378112565 | TNB | DISTRIBUTION | WP PUTRAJAYA & CYBERJAYA | Existing | VPTJ/PCE/J08372/MB08374 | 310339451 | CLOSED | 11 kV | RYB | PE 8.37 8R7 (F2) |  |  | PTJ08376 |  | INDKOM |  |  |  |  | Pass | null | Pass | null
378112659 | TNB | DISTRIBUTION | WP PUTRAJAYA & CYBERJAYA | Existing | VPTJ/PCE/J08371/MB08371 | 310339450 | CLOSED | 11 kV | RYB | PE 8.37 8R7 (F1) |  |  | PTJ08373 |  | INDKOM | ZZTT 1/D |  |  |  | Pass | null | Pass | null
378112761 | TNB | DISTRIBUTION | WP PUTRAJAYA & CYBERJAYA | Existing | VPTJ/PCE/J08211/MB08211 | 300280806 | CLOSED | 11 kV | RYB | PE 8.21 APT B (EFI) (F1) |  |  | PTJ08213 |  | INDKOM | ZZT | 20021211 |  |  | Pass | null | Pass | null
378112855 | TNB | DISTRIBUTION | WP PUTRAJAYA & CYBERJAYA | Existing | VPTJ/PCE/J08212/MB08214 | 300280807 | CLOSED | 11 kV | RYB | PE 8.21 APT B (EFI) (F2) |  |  | PTJ08216 |  | INDKOM | ZZT | 20021211 |  |  | Pass | null | Pass | null
378112967 | TNB | DISTRIBUTION | WP PUTRAJAYA & CYBERJAYA | Existing | VPTJ/PCE/J08201/MB08201 | 300280804 | CLOSED | 11 kV | RYB | PE 8.20 APT D (F1) |  |  | PTJ08203 |  | INDKOM | ZZT | 13/11/2002 |  |  | Pass | null | Pass | null
378113064 | TNB | DISTRIBUTION | WP PUTRAJAYA & CYBERJAYA | Existing | VPTJ/PCE/J08202/MB08204 | 300280805 | CLOSED | 11 kV | RYB | PE 8.20 APT D (F2) |  |  | PTJ08206 |  | INDKOM | ZZT | 13/11/2002 |  |  | Pass | null | Pass | null
378113163 | TNB | DISTRIBUTION | WP PUTRAJAYA & CYBERJAYA | Existing | VPTJ/PCE/J08191/MB08191 | 300280802 | CLOSED | 11 kV | RYB | PE 8.19 APT A (EFI) (F1) |  |  | PTJ08193 |  | INDKOM | ZZT | 13/11/2002 |  |  | Pass | null | Pass | null
378113255 | TNB | DISTRIBUTION | WP PUTRAJAYA & CYBERJAYA | Existing | VPTJ/PCE/J08192/MB08194 | 300280803 | CLOSED | 11 kV | RYB | PE 8.19 APT A (EFI) (F2) |  |  | PTJ08196 |  | INDKOM | ZZT | 13/11/2002 |  |  | Pass | null | Pass | null
378113369 | TNB | DISTRIBUTION | WP PUTRAJAYA & CYBERJAYA | Existing | VPTJ/PCE/J08271/MB08271 | 300284804 | CLOSED | 11 kV | RYB | PE 8.27 APT C5 (F1) |  |  | PTJ08272 |  | TAMCO | 2+1 ID | 18/06/2010 |  |  | Pass | null | Pass | null
378113463 | TNB | DISTRIBUTION | WP PUTRAJAYA & CYBERJAYA | Existing | VPTJ/PCE/J08272/MB08274 | 300284805 | CLOSED | 11 kV | RYB | PE 8.27 APT C5 (F2) |  |  | PTJ08276 |  | TAMCO | 2+1 OD | 18/06/2010 |  |  | Pass | null | Pass | null
378113568 | TNB | DISTRIBUTION | WP PUTRAJAYA & CYBERJAYA | Existing | VPTJ/PCE/J08281/MB08281 | 300284800 | CLOSED | 11 kV | RYB | PE 8.28 APT C6 F1 |  |  | PTJ08282 |  | TAMCO | GR1 | 18/06/2010 |  |  | Pass | null | Pass | null
378113662 | TNB | DISTRIBUTION | WP PUTRAJAYA & CYBERJAYA | Existing | VPTJ/PCE/J08282/MB08284 | 300284801 | CLOSED | 11 kV | RYB | PE 8.28 APT C6 F2 |  |  | PTJ08286 |  | TAMCO | GR1 | 18/06/2010 |  |  | Pass | null | Pass | null
378113770 | TNB | DISTRIBUTION | WP PUTRAJAYA & CYBERJAYA | Existing | VPTJ/PCE/J08231/MB08231 | 300280808 | CLOSED | 11 kV | RYB | PE 8.23 PS8 (F1) |  |  | PTJ08233 |  | INDKOM | ZZT | 30/07/2002 |  |  | Pass | null | Pass | null
378113861 | TNB | DISTRIBUTION | WP PUTRAJAYA & CYBERJAYA | Existing | VPTJ/PCE/J08232/MB08234 | 300280809 | CLOSED | 11 kV | RYB | PE 8.23 PS8 (F2) |  |  | PTJ08236 |  | INDKOM | ZZT | 30/07/2002 |  |  | Pass | null | Pass | null
378113955 | TNB | DISTRIBUTION | WP PUTRAJAYA & CYBERJAYA | Existing | VPTJ/PCE/J07131/MB07131 | 310339468 | CLOSED | 11 kV | RYB | PE 7.13 TEMP SPRM |  |  | PTJ07133 |  | TOSHIBA |  |  |  |  | Pass | null | Pass | null
378114054 | TNB | DISTRIBUTION | WP PUTRAJAYA & CYBERJAYA | Existing | VPTJ/PCE/J09291/MB09291 | 300280862 | CLOSED | 11 kV | RYB | PE 9.29 BAS DEPOH |  |  | PTJ09292 |  | TAMCO | GR1 | 27/07/2006 |  |  | Pass | null | Pass | null
378114147 | TNB | DISTRIBUTION | WP PUTRAJAYA & CYBERJAYA | Existing | VPTJ/PCE/J09311/MB09311 | 300280865 | CLOSED | 11 kV | RYB | PE 9.31 RUMAH TERES (EFI) (F1) |  |  | PTJ09313 |  | INDKOM | ZZT | 15/10/2004 |  |  | Pass | null | Pass | null
378114239 | TNB | DISTRIBUTION | WP PUTRAJAYA & CYBERJAYA | Existing | VPTJ/PCE/J09312/MB09314 | 300280866 | CLOSED | 11 kV | RYB | PE 9.31 RUMAH TERES (EFI) (F2) |  |  | PTJ09316 |  | INDKOM | ZZT | 15/10/2004 |  |  | Pass | null | Pass | null
378114324 | TNB | DISTRIBUTION | WP PUTRAJAYA & CYBERJAYA | Existing | VPTJ/PCE/J09361/MB09361 | 300280917 | CLOSED | 11 kV | RYB | PE 9.36 SEK MEN FASA 3 (F1) |  |  | PTJ09362 |  | TAMCO | GR1 | 20061011 |  |  | Pass | null | Pass | null
378114415 | TNB | DISTRIBUTION | WP PUTRAJAYA & CYBERJAYA | Existing | VPTJ/PCE/J09362/MB09364 | 300280918 | CLOSED | 11 kV | RYB | PE 9.36 SEK MEN FASA 3 (F2) |  |  | PTJ09365 |  | TAMCO | GR1 | 20061011 |  |  | Pass | null | Pass | null
378114506 | TNB | DISTRIBUTION | WP PUTRAJAYA & CYBERJAYA | Existing | VPTJ/PCE/J09301/MB09301 | 300280863 | CLOSED | 11 kV | RYB | PE 9.30 SEK REN FASA 2 (F1) |  |  | PTJ09303 |  | INDKOM | ZZT | 23/06/2004 |  |  | Pass | null | Pass | null
378114597 | TNB | DISTRIBUTION | WP PUTRAJAYA & CYBERJAYA | Existing | VPTJ/PCE/J09302/MB09304 | 300280864 | CLOSED | 11 kV | RYB | PE 9.30 SEK REN FASA 2 (F2) |  |  | PTJ09306 |  | INDKOM | ZZT | 23/06/2004 |  |  | Pass | null | Pass | null
378114751 | TNB | DISTRIBUTION | WP PUTRAJAYA & CYBERJAYA | Existing | VPTJ/PCE/J09261/MB09261 | 300280856 | CLOSED | 11 kV | RYB | PE 9.26 FLAT B (F1) |  |  | PTJ09263 |  | INDKOM | ZZT | 20010808 |  |  | Pass | null | Pass | null
378114774 | TNB | DISTRIBUTION | WP PUTRAJAYA & CYBERJAYA | Existing | VPTJ/PCE/J09262/MB09264 | 300280857 | CLOSED | 11 kV | RYB | PE 9.26 FLAT B (F2) |  |  | PTJ09266 |  | INDKOM | ZZT | 20010808 |  |  | Pass | null | Pass | null
378114875 | TNB | DISTRIBUTION | WP PUTRAJAYA & CYBERJAYA | Existing | VPTJ/PCE/J09251/MB09251 | 300280854 | CLOSED | 11 kV | RYB | PE 9.25 FLAT A (F1) |  |  | PTJ09253 |  | INDKOM | ZZT | 20010808 |  |  | Pass | null | Pass | null
378114904 | TNB | DISTRIBUTION | WP PUTRAJAYA & CYBERJAYA | Existing | VPTJ/PCE/J09252/MB09254 | 300280855 | CLOSED | 11 kV | RYB | PE 9.25 FLAT A (F2) |  |  | PTJ09256 |  | INDKOM | ZZT | 20010808 |  |  | Pass | null | Pass | null
378115119 | TNB | DISTRIBUTION | WP PUTRAJAYA & CYBERJAYA | Existing | VPTJ/PCE/J09241/MB09241 | 300280852 | CLOSED | 11 kV | RYB | PE 9.24 FLAT C (F1) |  |  | PTJ09243 |  | INDKOM | ZZT | 20011010 |  |  | Pass | null | Pass | null
378115213 | TNB | DISTRIBUTION | WP PUTRAJAYA & CYBERJAYA | Existing | VPTJ/PCE/J09242/MB09244 | 300280853 | CLOSED | 11 kV | RYB | PE 9.24 FLAT C (F2) |  |  | PTJ09246 |  | INDKOM | ZZT | 20011010 |  |  | Pass | null | Pass | null
378115607 | TNB | DISTRIBUTION | WP PUTRAJAYA & CYBERJAYA | Existing | VPTJ/PCE/J09221/MB09221 | 300280851 | CLOSED | 11 kV | RYB | PE 9.22 PS 2 |  |  | PTJ09223 |  | INDKOM | ZZT | 13/12/1999 |  |  | Pass | null | Pass | null
378115698 | TNB | DISTRIBUTION | WP PUTRAJAYA & CYBERJAYA | Existing | VPTJ/PCE/J09201/MB09201 | 300280849 | CLOSED | 11 kV | RYB | PE 9.20 P9B1 (EFI) (F1) |  |  | PTJ09203 |  | INDKOM | ZZT | 29/06/2004 |  |  | Pass | null | Pass | null
378115790 | TNB | DISTRIBUTION | WP PUTRAJAYA & CYBERJAYA | Existing | VPTJ/PCE/J09202/MB09204 | 300280850 | CLOSED | 11 kV | RYB | PE 9.20 P9B1 (EFI) (F2) |  |  | PTJ09206 |  | INDKOM | ZZT | 29/06/2004 |  |  | Pass | null | Pass | null
378115882 | TNB | DISTRIBUTION | WP PUTRAJAYA & CYBERJAYA | Existing | VPTJ/PCE/J09192/MB09194 | 300280848 | CLOSED | 11 kV | RYB | PE 9.19 P9B1 TERES (F2) |  |  | PTJ09196 |  | INDKOM | ZZT | 20010608 |  |  | Pass | null | Pass | null
378115973 | TNB | DISTRIBUTION | WP PUTRAJAYA & CYBERJAYA | Existing | VPTJ/PCE/J09191/MB09191 | 300280847 | CLOSED | 11 kV | RYB | PE 9.19 P9B1 TERES (F1) |  |  | PTJ09193 |  | INDKOM | ZZT | 20010608 |  |  | Pass | null | Pass | null
378116298 | TNB | DISTRIBUTION | WP PUTRAJAYA & CYBERJAYA | Existing | VPTJ/PCE/J09461/MB09461 | 300280935 | CLOSED | 11 kV | RYB | PE 9.46 P'PURI P7 BLOK B3 (EFI) (F1) |  |  | PTJ09463 |  | OMAZABAL | GA 2K 1TS | 23/02/2008 |  |  | Pass | null | Pass | null
378116390 | TNB | DISTRIBUTION | WP PUTRAJAYA & CYBERJAYA | Existing | VPTJ/PCE/J09462/MB09464 | 300280936 | CLOSED | 11 kV | RYB | PE 9.46 P'PURI P7 BLOK B3 (EFI) (F2) |  |  | PTJ09466 |  | OMAZABAL | GA 2K 1TS | 23/02/2008 |  |  | Pass | null | Pass | null
378116482 | TNB | DISTRIBUTION | WP PUTRAJAYA & CYBERJAYA | Existing | VPTJ/PCE/J09451/MB09451 | 300280933 | CLOSED | 11 kV | RYB | PE 9.45 P'PURI P7 BLOK B1 (F1) |  |  | PTJ09453 |  | OMAZABAL | GA 2K 1TS | 23/02/2008 |  |  | Pass | null | Pass | null
378116575 | TNB | DISTRIBUTION | WP PUTRAJAYA & CYBERJAYA | Existing | VPTJ/PCE/J09452/MB09454 | 300280934 | CLOSED | 11 kV | RYB | PE 9.45 P'PURI P7 BLOK B1 (F2) |  |  | PTJ09456 |  | OMAZABAL | GA 2K 1TS | 23/02/2008 |  |  | Pass | null | Pass | null
378116667 | TNB | DISTRIBUTION | WP PUTRAJAYA & CYBERJAYA | Existing | VPTJ/PCE/J09441/MB09441 | 300280931 | CLOSED | 11 kV | RYB | PE 9.44 P'PURI P7 BLOK A2 (EFI) (F1) |  |  | PTJ09443 |  | OMAZABAL | GA 2K 1TS | 23/02/2008 |  |  | Pass | null | Pass | null
378116771 | TNB | DISTRIBUTION | WP PUTRAJAYA & CYBERJAYA | Existing | VCBJ/PCE/J25231/MB25231 | 310339464 | CLOSED | 11 kV | RYB | PE 25.23 SALES OFFICE ECOGLADE GALERY |  |  | CBJ25233 |  |  |  |  | TX-1000KVA |  | Pass | null | Pass | null
378116985 | TNB | DISTRIBUTION | WP PUTRAJAYA & CYBERJAYA | Existing | VCBJ/PCE/J23091/MB 23091 | 310317900 | CLOSED | 11 kV | RYB | PE 23.09 THE PLACE NO 2 |  |  | CBJ23093 |  | INDKOM | INS24 |  | TX1-1000KVA |  | Pass | null | Pass | null
378116986 | TNB | DISTRIBUTION | WP PUTRAJAYA & CYBERJAYA | Existing | VCBJ/PCE/J23091/MB 23091 | 310317900 | CLOSED | 11 kV | RYB | PE 23.09 THE PLACE NO 2 |  |  | CBJ23094 |  | INDKOM | INS24 |  | TX2-1000KVA |  | Pass | null | Pass | null
378117196 | TNB | DISTRIBUTION | WP PUTRAJAYA & CYBERJAYA | Existing | VCBJ/PCE/J21981/MB21981 | 300455174 | CLOSED | 11 kV | RYB | PE 21.98 PADAT PETRONAS CYBER 3 |  |  | CBJ21983 |  | INDKOM | ZZTT I/D |  | TX-1000KVA |  | Pass | null | Pass | null
378117322 | TNB | DISTRIBUTION | WP PUTRAJAYA & CYBERJAYA | Existing | VCBJ/PCE/J21011/MB21011 | 300281087 | CLOSED | 11 kV | RYB | PE 21.01 NTT F1 |  |  | CBJ21014 |  | INDKOM | ZZZ | 17/06/1999 | TX1-1000KVA |  | Pass | null | Pass | null
378117345 | TNB | DISTRIBUTION | WP PUTRAJAYA & CYBERJAYA | Existing | VCBJ/PCE/J21012/MB21015 | 300281084 | CLOSED | 11 kV | RYB | PE 21.01 NTT F2 |  |  | CBJ21018 |  | INDKOM | ZZZT | 17/06/1999 | TX2-1000KVA |  | Pass | null | Pass | null
378117579 | TNB | DISTRIBUTION | WP PUTRAJAYA & CYBERJAYA | Existing | VCBJ/PCE/J00107/MB1 | 310426379 | CLOSED | 11 kV | RYB | PE25.16 SETIA RIMBA 4 |  |  | CBJ25163 |  | INDKOM | INS24 |  | TX-1000KVA |  | Pass | null | Pass | null
378117673 | TNB | DISTRIBUTION | WP PUTRAJAYA & CYBERJAYA | Existing | VCBJ/PCE/J00106/MB1 | 310426376 | CLOSED | 11 kV | RYB | PE25.15 SETIA RIMBA 3 |  |  | CBJ25153 |  | INDKOM | ZZT |  | TX-1000KVA |  | Pass | null | Pass | null
378117767 | TNB | DISTRIBUTION | WP PUTRAJAYA & CYBERJAYA | Existing | VCBJ/PCE/J00105/MB1 | 310426373 | CLOSED | 11 kV | RYB | PE25.14 SETIA RIMBA 2 |  |  | CBJ25143 |  | INDKOM | ZZTT 1/D |  | TX-1000KVA |  | Pass | null | Pass | null
378117861 | TNB | DISTRIBUTION | WP PUTRAJAYA & CYBERJAYA | Existing | VCBJ/PCE/J00104/MB1 | 310359115 | CLOSED | 11 kV | RYB | PE 25.13 SETIA RIMBA 1 |  |  | CBJ25133 |  | INDKOM |  |  | TX-1000KVA |  | Pass | null | Pass | null
378117955 | TNB | DISTRIBUTION | WP PUTRAJAYA & CYBERJAYA | Existing | VCBJ/PCE/J23061/MB23061 | 310360674 | CLOSED | 11 kV | RYB | PE 23.06 TEMP OSK |  |  | CBJ23063 |  | INDKOM | ZZTT 1/D |  | TX-1000KVA |  | Pass | null | Pass | null
378118157 | TNB | DISTRIBUTION | WP PUTRAJAYA & CYBERJAYA | Existing | VCBJ/PCE/J23191/MB23191 | 310317883 | CLOSED | 11 kV | RYB | PE 23.19 AUTOVILLE NO1 |  |  | CBJ23193 |  | INDKOM | INS24 |  | TX1-1000KVA |  | Pass | null | Pass | null
378118158 | TNB | DISTRIBUTION | WP PUTRAJAYA & CYBERJAYA | Existing | VCBJ/PCE/J23191/MB23191 | 310317883 | CLOSED | 11 kV | RYB | PE 23.19 AUTOVILLE NO1 |  |  | CBJ23194 |  | INDKOM | INS24 |  | TX2-1000KVA |  | Pass | null | Pass | null
378118328 | TNB | DISTRIBUTION | WP PUTRAJAYA & CYBERJAYA | Existing | VCBJ/PCE/J23201/MB23201 | 310386516 | CLOSED | 11 kV | RYB | PE 23.20 AUTOVILLE 2 |  |  | CBJ23203 |  | INDKOM | ZZTT1/D |  | TX-1000KVA |  | Pass | null | Pass | null
378118329 | TNB | DISTRIBUTION | WP PUTRAJAYA & CYBERJAYA | Existing | VCBJ/PCE/J23201/MB23201 | 310386516 | CLOSED | 11 kV | RYB | PE 23.20 AUTOVILLE 2 |  |  | CBJ23204 |  | INDKOM | ZZTT1/D |  | TX2-1000KVA |  | Pass | null | Pass | null
378130179 | TNB | DISTRIBUTION | WP PUTRAJAYA & CYBERJAYA | Existing | VPTJ/PCE/J18201/MB18201 | 300281230 | CLOSED | 11 kV | RYB | PE 18.20 TMN PANCARONA (F1) |  |  | PTJ18202 |  | TAMCO | GR1 | 17/08/2006 |  |  | Pass | null | Pass | null
378130273 | TNB | DISTRIBUTION | WP PUTRAJAYA & CYBERJAYA | Existing | VPTJ/PCE/J18202/MB18204 | 300281231 | CLOSED | 11 kV | RYB | PE 18.20 TMN PANCARONA (F2) |  |  | PTJ18205 |  | TAMCO | GR1 | 17/08/2006 |  |  | Pass | null | Pass | null
378130375 | TNB | DISTRIBUTION | WP PUTRAJAYA & CYBERJAYA | Existing | VPTJ/PCE/J03011/MB03011 | 300280673 | CLOSED | 11 kV | RYB | PE 3.01 3M5 S/LIGHTING |  |  | PTJ03012 |  | MERLIN GERIN | ZZT | 22/08/2003 |  |  | Pass | null | Pass | null
378130429 | TNB | DISTRIBUTION | WP PUTRAJAYA & CYBERJAYA | Existing | VPTJ/PCE/J04062/MB04064 | 300280676 | CLOSED | 11 kV | RYB | PE 4.06 PADAT S/L (F2) |  |  | PTJ04065 |  | MERLIN GERIN | NA | 22/08/2003 |  |  | Pass | null | Pass | null
378130535 | TNB | DISTRIBUTION | WP PUTRAJAYA & CYBERJAYA | Existing | VPTJ/PCE/J04061/MB04061 | 300280675 | CLOSED | 11 kV | RYB | PE 4.06 S/LIGHTING (F1) |  |  | PTJ04062 |  | MERLIN GERIN | NA | 22/08/2003 |  |  | Pass | null | Pass | null
378130683 | TNB | DISTRIBUTION | WP PUTRAJAYA & CYBERJAYA | Existing | VPTJ/PCE/J04101/MB04101 | 300280680 | CLOSED | 11 kV | RYB | PE 4.10 S/LIGHTING |  |  | PTJ04103 |  | INDKOM | ZZT | 22/08/2003 |  |  | Pass | null | Pass | null
378130712 | TNB | DISTRIBUTION | WP PUTRAJAYA & CYBERJAYA | Existing | VPTJ/PCE/J17021/MB17021 | 300281202 | CLOSED | 11 kV | RYB | PE 17.02 R8B |  |  | PTJ17023 |  | INDKOM | ZZT | 18/01/2005 |  |  | Pass | null | Pass | null
378130818 | TNB | DISTRIBUTION | WP PUTRAJAYA & CYBERJAYA | Existing | VPTJ/PCE/J19011/MB19011 | 300281248 | CLOSED | 11 kV | RYB | PE 19.01 R8C |  |  | PTJ19013 |  | INDKOM | GA-ZZT | 18/01/2005 |  |  | Pass | null | Pass | null
378130862 | TNB | DISTRIBUTION | WP PUTRAJAYA & CYBERJAYA | Existing | VPTJ/PCE/J19021/MB19021 | 300281249 | CLOSED | 11 kV | RYB | PE 19.02 JLB 3 |  |  | PTJ19022 |  | MERLIN GERIN | RM6 | 28/08/2007 |  |  | Pass | null | Pass | null
378130993 | TNB | DISTRIBUTION | WP PUTRAJAYA & CYBERJAYA | Existing | VPTJ/PCE/J18031/MB18031 | 300281209 | CLOSED | 11 kV | RYB | PE 18.03 PS 12 |  |  | PTJ18033 |  | INDKOM | ZZT | 20041201 |  |  | Pass | null | Pass | null
378131163 | TNB | DISTRIBUTION | WP PUTRAJAYA & CYBERJAYA | Existing | VPTJ/PCE/J18211/MB18211 | 300281232 | CLOSED | 11 kV | RYB | PE 18.21 BLOK A 18R13 (F1) |  |  | PTJ18212 |  | TAMCO | GR1 | 20070103 |  |  | Pass | null | Pass | null
378131257 | TNB | DISTRIBUTION | WP PUTRAJAYA & CYBERJAYA | Existing | VPTJ/PCE/J18212/MB18214 | 300281233 | CLOSED | 11 kV | RYB | PE 18.21 BLOK A 18R13 (F2) |  |  | PTJ18215 |  | TAMCO | GR1 | 20070103 |  |  | Pass | null | Pass | null
378131368 | TNB | DISTRIBUTION | WP PUTRAJAYA & CYBERJAYA | Existing | VPTJ/PCE/J02251/MB02251 | 300485089 | CLOSED | 11 kV | RYB | PE 2.25 C/S FORMULA E 1 |  |  | PTJ02253 |  | INDKOM | INS24 | 30/06/2014 |  |  | Pass | null | Pass | null
378131472 | TNB | DISTRIBUTION | WP PUTRAJAYA & CYBERJAYA | Existing | VPTJ/PCE/J02271/MB02271 | 300485247 | CLOSED | 11 kV | RYB | PE 2.27 C/S FORMULA E 3 |  |  | PTJ02273 |  | INDKOM | SF6 |  |  |  | Pass | null | Pass | null
378155508 | TNB | DISTRIBUTION | WP PUTRAJAYA & CYBERJAYA | Existing | VCBJ/PCE/J22712/MB22714 | 300450896 | CLOSED | 11 kV | RYB | PE 22.71 CBD PERDANA 2B F2 |  |  | CBJ22717 |  |  | ZZTT.I/D | 18/09/2011 |  |  | Pass | null | Pass | null
378155509 | TNB | DISTRIBUTION | WP PUTRAJAYA & CYBERJAYA | Existing | VCBJ/PCE/J22712/MB22714 | 300450896 | CLOSED | 11 kV | RYB | PE 22.71 CBD PERDANA 2B F2 |  |  | CBJ22718 |  |  | ZZTT.I/D | 18/09/2011 |  |  | Pass | null | Pass | null
378155672 | TNB | DISTRIBUTION | WP PUTRAJAYA & CYBERJAYA | Existing | VCBJ/PCE/J22822/MB22824 | 300450891 | CLOSED | 11 kV | RYB | PE 22.82 CBD PERDANA 2C F2 |  |  | CBJ22826 |  |  | ZZT 1/D | 16/02/2012 |  |  | Pass | null | Pass | null
378155766 | TNB | DISTRIBUTION | WP PUTRAJAYA & CYBERJAYA | Existing | VCBJ/PCE/J22821/MB22821 | 300450875 | CLOSED | 11 kV | RYB | PE 22.82 CBD PERDANA 2C F1 |  |  | CBJ22823 |  |  | ZZT 1/D | 16/02/2012 |  |  | Pass | null | Pass | null
378155869 | TNB | DISTRIBUTION | WP PUTRAJAYA & CYBERJAYA | Existing | VCBJ/PCE/J22831/MB22831 | 300454999 | CLOSED | 11 kV | RYB | PE 22.83 CBD PERDANA 2D F1 |  |  | CBJ22833 | INDKOM | INDKOM | INS24 |  |  |  | Pass | null | Pass | null
378155963 | TNB | DISTRIBUTION | WP PUTRAJAYA & CYBERJAYA | Existing | VCBJ/PCE/J22832/MB22834 | 300455001 | CLOSED | 11 kV | RYB | PE 22.83 CBD PERDANA 2D F2 |  |  | CBJ22826 |  | INDKOM | INS24 |  |  |  | Pass | null | Pass | null
378156489 | TNB | DISTRIBUTION | WP PUTRAJAYA & CYBERJAYA | Existing | VCBJ/PCE/J21651/MB21651 | 300280620 | CLOSED | 11 kV | RYB | PE 21.65 EMERIO F1 |  |  | CBJ21652 |  | TAMCO | ZZT | 24/09/2008 |  |  | Pass | null | Pass | null
378156583 | TNB | DISTRIBUTION | WP PUTRAJAYA & CYBERJAYA | Existing | VCBJ/PCE/J21652/MB21654 | 300280618 | CLOSED | 11 kV | RYB | PE 21.65 EMERIO F2 |  |  | CBJ21655 |  | TAMCO | GR1 | 24/09/2008 |  |  | Pass | null | Pass | null
378186660 | TNB | DISTRIBUTION | WP PUTRAJAYA & CYBERJAYA | Existing | VCBJ/PCE/J21261/MB21261 | 300281015 | CLOSED | 11 kV | RYB | PE 21.26 PUSAT KAWAL SELIA F1 |  |  | CBJ21263 |  | INDKOM | ZZT | 17/05/2002 | TX1-1000KVA |  | Pass | null | Pass | null
378186683 | TNB | DISTRIBUTION | WP PUTRAJAYA & CYBERJAYA | Existing | VCBJ/PCE/J21262/MB21264 | 300281013 | CLOSED | 11 kV | RYB | PE 21.26 PUSAT KAWAL SELIA F2 |  |  | CBJ21266 |  | INDKOM | ZZT | 17/05/2002 | TX2-1000KVA |  | Pass | null | Pass | null
378187001 | TNB | DISTRIBUTION | WP PUTRAJAYA & CYBERJAYA | Existing | VCBJ/PCE/J21111/MB21111 | 300281043 | CLOSED | 11 kV | RYB | PE 21.11 CENTURY SQUARE 2310 F1 |  |  | CBJ21113 |  | INDKOM | ZZT | 20000903 | TX1-1000KVA |  | Pass | null | Pass | null
378187024 | TNB | DISTRIBUTION | WP PUTRAJAYA & CYBERJAYA | Existing | VCBJ/PCE/J21112/MB21114 | 300281040 | CLOSED | 11 kV | RYB | PE 21.11 CENTURY SQUARE 2310 F2 |  |  | CBJ21116 |  | INDKOM | ZZT | 20000903 | TX2-1000KVA |  | Pass | null | Pass | null
378187188 | TNB | DISTRIBUTION | WP PUTRAJAYA & CYBERJAYA | Existing | VCBJ/PCE/J21081/MB21081 | 300281059 | CLOSED | 11 kV | RYB | PE 21.08 CENTURY SQUARE 2300 F1 |  |  | CBJ21083 |  | INDKOM | ZZT | 16/02/2000 | TX1-1000KVA |  | Pass | null | Pass | null
378187211 | TNB | DISTRIBUTION | WP PUTRAJAYA & CYBERJAYA | Existing | VCBJ/PCE/J21082/MB21084 | 300281058 | CLOSED | 11 kV | RYB | PE 21.08 CENTURY SQUARE 2300 F2 |  |  | CBJ21086 |  | INDKOM | ZZT | 16/02/2000 | TX2-1000KVA |  | Pass | null | Pass | null
378187423 | TNB | DISTRIBUTION | WP PUTRAJAYA & CYBERJAYA | Existing | VCBJ/PCE/J22901/MB22901 | 300454643 | CLOSED | 11 kV | RYB | PE 22.90 SHAFBURY APT BLOK B |  |  | CBJ22903 |  | INDKOM | INS24 |  | TX-1000KVA |  | Pass | null | Pass | null
378187519 | TNB | DISTRIBUTION | WP PUTRAJAYA & CYBERJAYA | Existing | VCBJ/PCE/J22851/MB22851 | 300454905 | CLOSED | 11 kV | RYB | SS 22.85 SHAFTBURY CHILLER PLANT F1 |  |  | CBJ22853 |  | INDKOM | INS24 |  | TX1-1000KVA |  | Pass | null | Pass | null
378187613 | TNB | DISTRIBUTION | WP PUTRAJAYA & CYBERJAYA | Existing | VCBJ/PCE/J22852/MB22851 | 300454908 | CLOSED | 11 kV | RYB | SS 22.85 SHAFTBURY CHILLER PLANT F2 |  |  | CBJ22856 |  | INDKOM | INS24 |  | TX2-1000KVA |  | Pass | null | Pass | null
378187764 | TNB | DISTRIBUTION | WP PUTRAJAYA & CYBERJAYA | Existing | VCBJ/PCE/J22981/MB22981 | 300454646 | CLOSED | 11 kV | RYB | PE 22.98 SHAFBURY APT A |  |  | CBJ22983 |  | INDKOM | INS24 |  | TX-1000KVA |  | Pass | null | Pass | null
378187994 | TNB | DISTRIBUTION | WP PUTRAJAYA & CYBERJAYA | Existing | VCBJ/PCE/J00344/MB1 | 300512196 | CLOSED | 11 kV | RYB | PE 24.31 CRISTAL TERES |  |  | CBJ24313 |  | EPE | N/A |  | TX-1000KVA |  | Pass | null | Pass | null
378188101 | TNB | DISTRIBUTION | WP PUTRAJAYA & CYBERJAYA | Existing | VCBJ/PCE/J00343/MB1 | 300520966 | CLOSED | 11 kV | RYB | PE 24.30 CRYSTAL BLOK B |  |  | CBJ24304 |  | EPE | 8DJH |  | TX2-500KVA |  | Pass | null | Pass | null
378188102 | TNB | DISTRIBUTION | WP PUTRAJAYA & CYBERJAYA | Existing | VCBJ/PCE/J00343/MB1 | 300520966 | CLOSED | 11 kV | RYB | PE 24.30 CRYSTAL BLOK B |  |  | CBJ24302 |  | EPE | 8DJH |  | TX1-1000KVA |  | Pass | null | Pass | null
378188272 | TNB | DISTRIBUTION | WP PUTRAJAYA & CYBERJAYA | Existing | VCBJ/PCE/J00342/MB1 | 300511721 | CLOSED | 11 kV | RYB | PE 24.29 CRYSTAL BLOK A |  |  | CBJ24291 |  | SIEMENS | N/A |  | TX1-1000KVA |  | Pass | null | Pass | null
378188273 | TNB | DISTRIBUTION | WP PUTRAJAYA & CYBERJAYA | Existing | VCBJ/PCE/J00342/MB1 | 300511721 | CLOSED | 11 kV | RYB | PE 24.29 CRYSTAL BLOK A |  |  | CBJ24294 |  | SIEMENS | N/A |  | TX2-500KVA |  | Pass | null | Pass | null
378188460 | TNB | DISTRIBUTION | WP PUTRAJAYA & CYBERJAYA | Existing | VCBJ/PCE/J22341/MB22341 | 300280505 | CLOSED | 11 kV | RYB | PE 22.34 STREET MALL 2 F1 |  |  | CBJ22343 |  | INDKOM | ZZT | 17/05/2004 | TX1-1000KVA |  | Pass | null | Pass | null
378188483 | TNB | DISTRIBUTION | WP PUTRAJAYA & CYBERJAYA | Existing | VCBJ/PCE/J22342/MB22344 | 300280508 | CLOSED | 11 kV | RYB | PE 22.34 STREET MALL 2 F2 |  |  | CBJ22346 |  | INDKOM | ZZT | 17/05/2004 | TX2-1000KVA |  | Pass | null | Pass | null
378188648 | TNB | DISTRIBUTION | WP PUTRAJAYA & CYBERJAYA | Existing | VCBJ/PCE/J22621/MB22621 | 300280391 | CLOSED | 11 kV | RYB | PE 22.62 8 BLOK KEDAI PEJ 2B F1 |  |  | CBJ22622 |  | TAMCO | GR1 | 29/04/2009 | TX1-1000KVA |  | Pass | null | Pass | null
378188671 | TNB | DISTRIBUTION | WP PUTRAJAYA & CYBERJAYA | Existing | VCBJ/PCE/J22622/MB22624 | 300280392 | CLOSED | 11 kV | RYB | PE 22.62 8 BLOK KEDAI PEJ 2B F2 |  |  | CBJ22625 |  | TAMCO | GR1 | 29/04/2009 | TX2-1000KVA |  | Pass | null | Pass | null
378189042 | TNB | DISTRIBUTION | WP PUTRAJAYA & CYBERJAYA | Existing | VCBJ/PCE/J22861/MB22861 | 300454739 | CLOSED | 11 kV | RYB | PE 22.86 NEO CYBER BLOK D |  |  | CBJ22863 |  | INDKOM | ZZTT |  | TX-1000KVA |  | Pass | null | Pass | null
378189132 | TNB | DISTRIBUTION | WP PUTRAJAYA & CYBERJAYA | Existing | VCBJ/PCE/J22611/MB22611 | 300280393 | CLOSED | 11 kV | RYB | PE 22.61 8 BLOK KEDAI PEJ 2A F1 |  |  | CBJ22612 |  | TAMCO | GR1 | 29/04/2009 | TX1-1000KVA |  | Pass | null | Pass | null
378189155 | TNB | DISTRIBUTION | WP PUTRAJAYA & CYBERJAYA | Existing | VCBJ/PCE/J22612/MB22614 | 300280394 | CLOSED | 11 kV | RYB | PE 22.61 8 BLOK KEDAI PEJ 2A F2 |  |  | CBJ22615 |  | TAMCO | GR1 | 29/04/2009 | TX2-1000KVA |  | Pass | null | Pass | null
378189369 | TNB | DISTRIBUTION | WP PUTRAJAYA & CYBERJAYA | Existing | VCBJ/PCE/J22521/MB22521 | 300280458 | CLOSED | 11 kV | RYB | PE 22.52 58 UNITS SHOP LOT F1 |  |  | CBJ22523 |  | INDKOM | GA 2K 2TS | 20080301 | TX1-1000KVA |  | Pass | null | Pass | null
378189370 | TNB | DISTRIBUTION | WP PUTRAJAYA & CYBERJAYA | Existing | VCBJ/PCE/J22521/MB22521 | 300280458 | CLOSED | 11 kV | RYB | PE 22.52 58 UNITS SHOP LOT F1 |  |  | CBJ22524 |  | INDKOM | GA 2K 2TS | 20080301 | TX2-1000KVA |  | Pass | null | Pass | null
378189398 | TNB | DISTRIBUTION | WP PUTRAJAYA & CYBERJAYA | Existing | VCBJ/PCE/J22522/MB22524 | 300280460 | CLOSED | 11 kV | RYB | PE 22.52 58 UNITS SHOP LOT F2 |  |  | CBJ22527 |  | INDKOM | GA 2K 2TS | 20080301 | TX3-1000KVA |  | Pass | null | Pass | null
378189399 | TNB | DISTRIBUTION | WP PUTRAJAYA & CYBERJAYA | Existing | VCBJ/PCE/J22522/MB22524 | 300280460 | CLOSED | 11 kV | RYB | PE 22.52 58 UNITS SHOP LOT F2 |  |  | CBJ22528 |  | INDKOM | GA 2K 2TS | 20080301 | TX4-1000KVA |  | Pass | null | Pass | null
378189696 | TNB | DISTRIBUTION | WP PUTRAJAYA & CYBERJAYA | Existing | VCBJ/PCE/J22801/MB22801 | 300452908 | CLOSED | 11 kV | RYB | PE 22.80 APT NEO CYBER BLOK A |  |  | CBJ22803 |  | TAMCO | ZZTT |  | TX1-1000KVA |  | Pass | null | Pass | null
378189697 | TNB | DISTRIBUTION | WP PUTRAJAYA & CYBERJAYA | Existing | VCBJ/PCE/J22801/MB22801 | 300452908 | CLOSED | 11 kV | RYB | PE 22.80 APT NEO CYBER BLOK A |  |  | CBJ22804 |  | TAMCO | ZZTT |  | TX2-1000KVA |  | Pass | null | Pass | null
378202799 | TNB | DISTRIBUTION | WP PUTRAJAYA & CYBERJAYA | Existing | VPTJ/PCE/J18141/MB18141 | 300281217 | CLOSED | 11 kV | RYB | PE 18.14 BLOK D&E (F1) |  |  | PTJ18142 |  | TAMCO | GR1 | 22/02/2007 |  |  | Pass | null | Pass | null
378202824 | TNB | DISTRIBUTION | WP PUTRAJAYA & CYBERJAYA | Existing | VPTJ/PCE/J18142/MB18144 | 300281218 | CLOSED | 11 kV | RYB | PE 18.14 BLOK D&E (F2) |  |  | PTJ18145 |  | TAMCO | GR1 | 22/02/2007 |  |  | Pass | null | Pass | null
378202963 | TNB | DISTRIBUTION | WP PUTRAJAYA & CYBERJAYA | Existing | VPTJ/PCE/J18131/MB18131 | 300281215 | CLOSED | 11 kV | RYB | PE 18.13 BLOK F (F1) |  |  | PTJ18132 |  | TAMCO | GR1 | 22/02/2007 |  |  | Pass | null | Pass | null
378203064 | TNB | DISTRIBUTION | WP PUTRAJAYA & CYBERJAYA | Existing | VPTJ/PCE/J18132/MB18134 | 300281216 | CLOSED | 11 kV | RYB | PE 18.13 BLOK F (F2) |  |  | PTJ18135 |  | TAMCO | ZZT | 22/02/2007 |  |  | Pass | null | Pass | null
378203342 | TNB | DISTRIBUTION | WP PUTRAJAYA & CYBERJAYA | Existing | VPTJ/PCE/J18111/MB18111 | 300281213 | CLOSED | 11 kV | RYB | E 18.11 BLOK B&C (F1) |  |  | PTJ18112 |  | TAMCO | ZZT | 22/02/2007 |  |  | Pass | null | Pass | null
378203438 | TNB | DISTRIBUTION | WP PUTRAJAYA & CYBERJAYA | Existing | VPTJ/PCE/J18112/MB18114 | 300281214 | CLOSED | 11 kV | RYB | PE 18.11 BLOK B&C (F2) |  |  | PTJ18115 |  | TAMCO | ZZT | 22/02/2007 |  |  | Pass | null | Pass | null
378203580 | TNB | DISTRIBUTION | WP PUTRAJAYA & CYBERJAYA | Existing | VPTJ/PCE/J18101/MB18101 | 300281212 | CLOSED | 11 kV | RYB | PE 18.10 PADAT SL |  |  | PTJ18102 |  | MERLIN GERIN | RM6 | 20051104 |  |  | Pass | null | Pass | null
378203700 | TNB | DISTRIBUTION | WP PUTRAJAYA & CYBERJAYA | Existing | VPTJ/PCE/J18041/MB18041 | 300281210 | CLOSED | 11 kV | RYB | PE 18.04 PERUMAHAN 18R7 |  |  | PTJ18042 |  | MERLIN GERIN | RM6 | 20070303 |  |  | Pass | null | Pass | null
378203806 | TNB | DISTRIBUTION | WP PUTRAJAYA & CYBERJAYA | Existing | VPTJ/PCE/J18051/MB18051 | 300454891 | CLOSED | 11 kV | RYB | PE 18.05 PERUMAHAN 18R5 Fasa 2(F1) |  |  | PTJ18052 |  | SCHNEIDER | RM 6 |  |  |  | Pass | null | Pass | null
378203914 | TNB | DISTRIBUTION | WP PUTRAJAYA & CYBERJAYA | Existing | VPTJ/PCE/J18052/MB18501 | 300454894 | CLOSED | 11 kV | RYB | PE 18.05 PERUMAHAN 18R5 Fasa 2(F2) |  |  | PTJ18055 |  | SCHNEIDER | RM 6 |  |  |  | Pass | null | Pass | null
378204021 | TNB | DISTRIBUTION | WP PUTRAJAYA & CYBERJAYA | Existing | VPTJ/PCE/J18281/MB18281 | 300452921 | CLOSED | 11 kV | RYB | PE 18.28 SEK KEB (2) (F1) |  |  | PTJ18282 |  | TAMCO | GR1 |  |  |  | Pass | null | Pass | null
378204115 | TNB | DISTRIBUTION | WP PUTRAJAYA & CYBERJAYA | Existing | VPTJ/PCE/J18282/MB18281 | 300452924 | CLOSED | 11 kV | RYB | PE 18.28 SEK KEB (2) (F2) |  |  | PTJ18285 |  | TAMCO | GR1 |  |  |  | Pass | null | Pass | null
378204228 | TNB | DISTRIBUTION | WP PUTRAJAYA & CYBERJAYA | Existing | VPTJ/PCE/J18062/MB18064 | 300288499 | CLOSED | 11 kV | RYB | PE 18.06 18R5 (F2) |  |  | PTJ18065 |  | SCHNEIDER | NE-2iQ | 22/12/2010 |  |  | Pass | null | Pass | null
378204332 | TNB | DISTRIBUTION | WP PUTRAJAYA & CYBERJAYA | Existing | VPTJ/PCE/J18061/MB18061 | 300288496 | CLOSED | 11 kV | RYB | PE 18.06 18R5 (F1) |  |  | PTJ18062 |  | SCHNEIDER | NE-2iQ | 15/12/2010 |  |  | Pass | null | Pass | null
378204473 | TNB | DISTRIBUTION | WP PUTRAJAYA & CYBERJAYA | Existing | VPTJ/PCE/J18261/MB18261 | 300281244 | CLOSED | 11 kV | RYB | PE 18.26 APT. 18R4 (F1) |  |  | PTJ18264 |  | OMAZABAL | GA 2K 2TS | 17/06/2008 |  |  | Pass | null | Pass | null
378204474 | TNB | DISTRIBUTION | WP PUTRAJAYA & CYBERJAYA | Existing | VPTJ/PCE/J18261/MB18261 | 300281244 | CLOSED | 11 kV | RYB | PE 18.26 APT. 18R4 (F1) |  |  | PTJ18263 |  | OMAZABAL | GA 2K 2TS | 17/06/2008 |  |  | Pass | null | Pass | null
378204862 | TNB | DISTRIBUTION | WP PUTRAJAYA & CYBERJAYA | Existing | VPTJ/PCE/J18091/MB18091 | 300281211 | CLOSED | 11 kV | RYB | PE 18.09 PADAT SL |  |  | PTJ18092 |  | MERLIN GERIN | RM | 20051104 |  |  | Pass | null | Pass | null
378204988 | TNB | DISTRIBUTION | WP PUTRAJAYA & CYBERJAYA | Existing | VPTJ/PCE/J18262/MB18264 | 300281247 | CLOSED | 11 kV | RYB | PE 18.26 APT. 18R4 (F2) |  |  | PTJ18268 |  | OMAZABAL | GA 2K 2TS | 17/06/2008 |  |  | Pass | null | Pass | null
378204989 | TNB | DISTRIBUTION | WP PUTRAJAYA & CYBERJAYA | Existing | VPTJ/PCE/J18262/MB18264 | 300281247 | CLOSED | 11 kV | RYB | PE 18.26 APT. 18R4 (F2) |  |  | PTJ18267 |  | OMAZABAL | GA 2K 2TS | 17/06/2008 |  |  | Pass | null | Pass | null
378205154 | TNB | DISTRIBUTION | WP PUTRAJAYA & CYBERJAYA | Existing | VPTJ/PCE/J18271/MB18271 | 300452910 | CLOSED | 11 kV | RYB | PE 18.27 KLINIK KESIHATAN (F1) |  |  | PTJ18273 |  | INDKOM | ZZT-I/D |  |  |  | Pass | null | Pass | null
378205248 | TNB | DISTRIBUTION | WP PUTRAJAYA & CYBERJAYA | Existing | VPTJ/PCE/J18272/MB18271 | 300452918 | CLOSED | 11 kV | RYB | PE 18.27 KLINIK KESIHATAN (F2) |  |  | PTJ18276 |  | INDKOM | ZZT-I/D |  |  |  | Pass | null | Pass | null
378205353 | TNB | DISTRIBUTION | WP PUTRAJAYA & CYBERJAYA | Existing | VPTJ/PCE/J18081/MB18081 | 300454881 | CLOSED | 11 kV | RYB | PE 18.08 18R1 (F1) |  |  | PTJ18082 |  | SCHNEIDER | ZZT |  |  |  | Pass | null | Pass | null
378205457 | TNB | DISTRIBUTION | WP PUTRAJAYA & CYBERJAYA | Existing | VPTJ/PCE/J18082/MB18084 | 300454883 | CLOSED | 11 kV | RYB | PE 18.08 18R1 (F2) |  |  | PTJ18086 |  | INDKOM | ZZT |  |  |  | Pass | null | Pass | null
378205568 | TNB | DISTRIBUTION | WP PUTRAJAYA & CYBERJAYA | Existing | VPTJ/PCE/J18221/MB18221 | 300281234 | CLOSED | 11 kV | RYB | PE 18.22 BLOK B 18R13 (F1) |  |  | PTJ18222 |  | TAMCO | GR1 | 20070103 |  |  | Pass | null | Pass | null
378205666 | TNB | DISTRIBUTION | WP PUTRAJAYA & CYBERJAYA | Existing | VPTJ/PCE/J18222/MB18224 | 300281235 | CLOSED | 11 kV | RYB | PE 18.22 BLOK B 18R13 (F2) |  |  | PTJ18225 |  | TAMCO | GR1 | 20070103 |  |  | Pass | null | Pass | null
378211229 | TNB | DISTRIBUTION | WP PUTRAJAYA & CYBERJAYA | Existing | VPTJ/PCE/J09442/MB09444 | 300280932 | CLOSED | 11 kV | RYB | PE 9.44 P'PURI P7 BLOK A2 (EFI) (F2) |  |  | PTJ09446 |  | OMAZABAL | GA 2K 1TS | 23/02/2008 |  |  | Pass | null | Pass | null
378211326 | TNB | DISTRIBUTION | WP PUTRAJAYA & CYBERJAYA | Existing | VPTJ/PCE/J09431/MB09431 | 300280929 | CLOSED | 11 kV | RYB | PE 9.43 P'PURI P7 BLOK A1 (F1) |  |  | PTJ09433 |  | OMAZABAL | GA 2K 1TS | 23/02/2008 |  |  | Pass | null | Pass | null
378211416 | TNB | DISTRIBUTION | WP PUTRAJAYA & CYBERJAYA | Existing | VPTJ/PCE/J09432/MB09434 | 300280930 | CLOSED | 11 kV | RYB | PE 9.43 P'PURI P7 BLOK A1 (F2) |  |  | PTJ09436 |  | OMAZABAL | GA 2K 1TS | 23/02/2008 |  |  | Pass | null | Pass | null
378211507 | TNB | DISTRIBUTION | WP PUTRAJAYA & CYBERJAYA | Existing | VPTJ/PCE/J09351/MB09351 | 300280915 | CLOSED | 11 kV | RYB | PE 9.35 P'PURI BLOK A1 (EFI) (F1) |  |  | PTJ09353 |  | INDKOM | ZZT | 24/08/2005 |  |  | Pass | null | Pass | null
378211599 | TNB | DISTRIBUTION | WP PUTRAJAYA & CYBERJAYA | Existing | VPTJ/PCE/J09352/MB09354 | 300280916 | CLOSED | 11 kV | RYB | PE 9.35 P'PURI BLOK A1 (EFI) (F2) |  |  | PTJ09356 |  | INDKOM | ZZT | 24/08/2005 |  |  | Pass | null | Pass | null
378211694 | TNB | DISTRIBUTION | WP PUTRAJAYA & CYBERJAYA | Existing | VPTJ/PCE/J09341/MB09341 | 300280871 | CLOSED | 11 kV | RYB | PE 9.34 P'PURI BLOK A3 (F1) |  |  | PTJ09343 |  | INDKOM | ZZT | 24/08/2005 |  |  | Pass | null | Pass | null
378211786 | TNB | DISTRIBUTION | WP PUTRAJAYA & CYBERJAYA | Existing | VPTJ/PCE/J09342/MB09344 | 300280872 | CLOSED | 11 kV | RYB | PE 9.34 P'PURI BLOK A3 (F2) |  |  | PTJ09346 |  | INDKOM | ZZT | 24/08/2005 |  |  | Pass | null | Pass | null
378211882 | TNB | DISTRIBUTION | WP PUTRAJAYA & CYBERJAYA | Existing | VPTJ/PCE/J09331/MB09331 | 300280869 | CLOSED | 11 kV | RYB | PE 9.33 P'PURI BLOK B1 (EFI) (F1) |  |  | PTJ09333 |  | INDKOM | ZZT | 24/08/2005 |  |  | Pass | null | Pass | null
378211974 | TNB | DISTRIBUTION | WP PUTRAJAYA & CYBERJAYA | Existing | VPTJ/PCE/J09332/MB09334 | 300280870 | CLOSED | 11 kV | RYB | PE 9.33 P'PURI BLOK B1 (EFI) (F2) |  |  | PTJ09336 |  | INDKOM | ZZT | 24/08/2005 |  |  | Pass | null | Pass | null
378212067 | TNB | DISTRIBUTION | WP PUTRAJAYA & CYBERJAYA | Existing | VPTJ/PCE/J09321/MB09321 | 300280867 | CLOSED | 11 kV | RYB | PE 9.32 P'PURI BLOK B3 (F1) |  |  | PTJ09322 |  | TAMCO | GR1 | 24/08/2005 |  |  | Pass | null | Pass | null
378212111 | TNB | DISTRIBUTION | WP PUTRAJAYA & CYBERJAYA | Existing | VPTJ/PCE/J09322/MB09324 | 300280868 | CLOSED | 11 kV | RYB | PE 9.32 P'PURI BLOK B3 (F2) |  |  | PTJ09326 |  | INDKOM | ZZT | 24/08/2005 |  |  | Pass | null | Pass | null
378212197 | TNB | DISTRIBUTION | WP PUTRAJAYA & CYBERJAYA | Existing | VPTJ/PCE/J09371/MB09371 | 300280919 | CLOSED | 11 kV | RYB | PE 9.37 P'PURI BLOK A1 (EFI) (F1) |  |  | PTJ09372 |  | TAMCO | GR1 | 22/07/2007 |  |  | Pass | null | Pass | null
378212350 | TNB | DISTRIBUTION | WP PUTRAJAYA & CYBERJAYA | Existing | VPTJ/PCE/J09372/MB09374 | 300280920 | CLOSED | 11 kV | RYB | PE 9.37 P'PURI BLOK A1 (EFI) (F2) |  |  | PTJ09375 |  | TAMCO | GR1 | 22/07/2007 |  |  | Pass | null | Pass | null
378212379 | TNB | DISTRIBUTION | WP PUTRAJAYA & CYBERJAYA | Existing | VPTJ/PCE/J09381/MB09381 | 300280921 | CLOSED | 11 kV | RYB | PE 9.38 P'PURI BLOK A3 (F1) |  |  | PTJ09382 |  | TAMCO | GR1 | 22/07/2007 |  |  | Pass | null | Pass | null
378212410 | TNB | DISTRIBUTION | WP PUTRAJAYA & CYBERJAYA | Existing | VPTJ/PCE/J09382/MB09384 | 300280922 | CLOSED | 11 kV | RYB | PE 9.38 P'PURI BLOK A3 (F2) |  |  | PTJ09385 |  | TAMCO | GR1 | 22/07/2007 |  |  | Pass | null | Pass | null
378212565 | TNB | DISTRIBUTION | WP PUTRAJAYA & CYBERJAYA | Existing | VPTJ/PCE/J09392/MB09394 | 300280924 | CLOSED | 11 kV | RYB | PE 9.39 P'PURI BLOK B3 (EFI) (F2) |  |  | PTJ09395 |  | TAMCO | GR1 | 22/07/2007 |  |  | Pass | null | Pass | null
378212588 | TNB | DISTRIBUTION | WP PUTRAJAYA & CYBERJAYA | Existing | VPTJ/PCE/J09391/MB09391 | 300280923 | CLOSED | 11 kV | RYB | PE 9.39 P'PURI BLOK B3 (EFI) (F1) |  |  | PTJ09392 |  | TAMCO | GR1 | 22/07/2007 |  |  | Pass | null | Pass | null
378213008 | TNB | DISTRIBUTION | WP PUTRAJAYA & CYBERJAYA | Existing | VPTJ/PCE/J09411/MB09411 | 300280925 | CLOSED | 11 kV | RYB | PE 9.41 P'PURI BLOK E3 (F1) |  |  | PTJ09412 |  | TAMCO | GR1 | 22/07/2007 |  |  | Pass | null | Pass | null
378213105 | TNB | DISTRIBUTION | WP PUTRAJAYA & CYBERJAYA | Existing | VPTJ/PCE/J09412/MB09414 | 300280926 | CLOSED | 11 kV | RYB | PE 9.41 P'PURI BLOK E3 (F2) |  |  | PTJ09415 |  | TAMCO | GR1 | 22/07/2007 |  |  | Pass | null | Pass | null
378213200 | TNB | DISTRIBUTION | WP PUTRAJAYA & CYBERJAYA | Existing | VPTJ/PCE/J09421/MB09421 | 300280927 | CLOSED | 11 kV | RYB | PE 9.42 P'PURI BLOK E1 (EFI) (F1) |  |  | PTJ09422 |  | TAMCO | GR1 | 22/07/2007 |  |  | Pass | null | Pass | null
378213290 | TNB | DISTRIBUTION | WP PUTRAJAYA & CYBERJAYA | Existing | VPTJ/PCE/J09422/MB09424 | 300280928 | CLOSED | 11 kV | RYB | PE 9.42 P'PURI BLOK E1 (EFI) (F2) |  |  | PTJ09425 |  | TAMCO | GR1 | 22/07/2007 |  |  | Pass | null | Pass | null
378213381 | TNB | DISTRIBUTION | WP PUTRAJAYA & CYBERJAYA | Existing | VPTJ/PCE/J09481/MB09481 | 300280939 | CLOSED | 11 kV | RYB | PE 9.48 P'PURI BLOK C&D (EFI) (F1) |  |  | PTJ09482 |  | TAMCO | GR1 | 31/10/2007 |  |  | Pass | null | Pass | null
378213474 | TNB | DISTRIBUTION | WP PUTRAJAYA & CYBERJAYA | Existing | VPTJ/PCE/J09482/MB09484 | 300280940 | CLOSED | 11 kV | RYB | PE 9.48 P'PURI BLOK C&D (EFI) (F2) |  |  | PTJ09485 |  | TAMCO | GR1 | 31/10/2007 |  |  | Pass | null | Pass | null
378213565 | TNB | DISTRIBUTION | WP PUTRAJAYA & CYBERJAYA | Existing | VPTJ/PCE/J09471/MB09471 | 300280937 | CLOSED | 11 kV | RYB | PE 9.47 P'PURI BLOK A&B (F1) |  |  | PTJ09472 |  | TAMCO | GR1 | 31/10/2007 |  |  | Pass | null | Pass | null
378213650 | TNB | DISTRIBUTION | WP PUTRAJAYA & CYBERJAYA | Existing | VPTJ/PCE/J09472/MB09474 | 300280938 | CLOSED | 11 kV | RYB | PE 9.47 P'PURI BLOK A&B (F2) |  |  | PTJ09475 |  | TAMCO | GR1 | 31/10/2007 |  |  | Pass | null | Pass | null
378213749 | TNB | DISTRIBUTION | WP PUTRAJAYA & CYBERJAYA | Existing | VPTJ/PCE/J09141/MB09141 | 300280835 | CLOSED | 11 kV | RYB | PE 9.14 K.KEJIRANAN (F1) |  |  | PTJ09143 |  | INDKOM | ZZT | 19/11/2002 |  |  | Pass | null | Pass | null
378213841 | TNB | DISTRIBUTION | WP PUTRAJAYA & CYBERJAYA | Existing | VPTJ/PCE/J09142/MB09144 | 300280836 | CLOSED | 11 kV | RYB | PE 9.14 K.KEJIRANAN (F2) |  |  | PTJ09146 |  | INDKOM | ZZT | 19/11/2002 |  |  | Pass | null | Pass | null
378213936 | TNB | DISTRIBUTION | WP PUTRAJAYA & CYBERJAYA | Existing | VPTJ/PCE/J10132/MB10134 | 300280959 | CLOSED | 11 kV | RYB | PE 10.13 PUSPANITA (F2) |  |  | PTJ10136 |  | INDKOM | ZZT | 21/10/2004 |  |  | Pass | null | Pass | null
378213959 | TNB | DISTRIBUTION | WP PUTRAJAYA & CYBERJAYA | Existing | VPTJ/PCE/J10131/MB10131 | 300280958 | CLOSED | 11 kV | RYB | PE 10.13 PUSPANITA (F1) |  |  | PTJ10133 |  | INDKOM | ZZT | 21/10/2004 |  |  | Pass | null | Pass | null
378214122 | TNB | DISTRIBUTION | WP PUTRAJAYA & CYBERJAYA | Existing | VPTJ/PCE/J02041/MB02041 | 300280626 | CLOSED | 11 kV | RYB | PE 2.04 W.F PROMENADE (F1) |  |  | PTJ02042 |  | INDKOM | ZZZT | 30/01/2003 |  |  | Pass | null | Pass | null
378214214 | TNB | DISTRIBUTION | WP PUTRAJAYA & CYBERJAYA | Existing | VPTJ/PCE/J02042/MB02045 | 300280628 | CLOSED | 11 kV | RYB | PE 2.04 W.F PROMENADE (F2) |  |  | PTJ02044 |  | INDKOM | ZZT | 30/01/2003 |  |  | Pass | null | Pass | null
378214308 | TNB | DISTRIBUTION | WP PUTRAJAYA & CYBERJAYA | Existing | VPTJ/PCE/J02051/MB02051 | 300280630 | CLOSED | 11 kV | RYB | PE 2.05 PADAT CUT |  |  | PTJ02053 |  | INDKOM | ZZT | 22/08/2002 |  |  | Pass | null | Pass | null
378214398 | TNB | DISTRIBUTION | WP PUTRAJAYA & CYBERJAYA | Existing | VPTJ/PCE/J02261/MB02261 | 300485137 | CLOSED | 11 kV | RYB | PE 2.26 C/S FORMULA E 2 |  |  | PTJ02263 |  | INDKOM | SF6 | 20140804 |  |  | Pass | null | Pass | null
378214509 | TNB | DISTRIBUTION | WP PUTRAJAYA & CYBERJAYA | Existing | VPTJ/PCE/J02241/MB02241 | 310303856 | CLOSED | 11 kV | RYB | PE 2.24 TEMP 2C5 |  |  | PTJ02243 |  | INDKOM |  |  |  |  | Pass | null | Pass | null
378214618 | TNB | DISTRIBUTION | WP PUTRAJAYA & CYBERJAYA | Existing | VPTJ/PCE/J02281/MB02281 | 300485554 | CLOSED | 11 kV | RYB | PE 2.28 C/S FORMULA E 4 |  |  | PTJ02273 |  | INDKOM | SF6 |  |  |  | Pass | null | Pass | null
378219885 | TNB | DISTRIBUTION | WP PUTRAJAYA & CYBERJAYA | Existing | VPTJ/PCE/J15071/MB15071 | 300281151 | CLOSED | 11 kV | RYB | PE 15.07 BLOK D3 (EFI) (F1) |  |  | PTJ15072 |  | TAMCO | ZZT | 18/02/2006 |  |  | Pass | null | Pass | null
378219908 | TNB | DISTRIBUTION | WP PUTRAJAYA & CYBERJAYA | Existing | VPTJ/PCE/J15072/MB15074 | 300281152 | CLOSED | 11 kV | RYB | PE 15.07 BLOK D3 (EFI) (F2) |  |  | PTJ15075 |  | TAMCO | ZZT | 18/02/2006 |  |  | Pass | null | Pass | null
378219937 | TNB | DISTRIBUTION | WP PUTRAJAYA & CYBERJAYA | Existing | VPTJ/PCE/J15331/MM15331 | 300453012 | CLOSED | 11 kV | RYB | PE 15.33 PDT KEDIAMAN KEDUTAAN IRAQ (F1) |  |  | PTJ15332 |  | SCHNEIDER | NE-2iQ |  |  |  | Pass | null | Pass | null
378220041 | TNB | DISTRIBUTION | WP PUTRAJAYA & CYBERJAYA | Existing | VPTJ/PCE/J15332/MB15334 | 310338860 | CLOSED | 11 kV | RYB | PE 15.33 PDT KEDIAMAN KEDUTAAN IRAQ (F2) |  |  | PTJ15336 |  | INDKOM | ZZT |  |  |  | Pass | null | Pass | null
378220152 | TNB | DISTRIBUTION | WP PUTRAJAYA & CYBERJAYA | Existing | VPTJ/PCE/J15051/MB15051 | 300281147 | CLOSED | 11 kV | RYB | PE 15.05 BLOK D2 (1) (EFI) (F1) |  |  | PTJ15052 |  | TAMCO | ZZT | 18/02/2006 |  |  | Pass | null | Pass | null
378220198 | TNB | DISTRIBUTION | WP PUTRAJAYA & CYBERJAYA | Existing | VPTJ/PCE/J15052/MB15054 | 300281148 | CLOSED | 11 kV | RYB | PE 15.05 BLOK D2 (1) (EFI) (F2) |  |  | PTJ15055 |  | TAMCO | ZZT | 18/02/2006 |  |  | Pass | null | Pass | null
378220294 | TNB | DISTRIBUTION | WP PUTRAJAYA & CYBERJAYA | Existing | VPTJ/PCE/J15061/MB15061 | 300281149 | CLOSED | 11 kV | RYB | PE 15.06 BLOK D2 (2) (F1) |  |  | PTJ15062 |  | TAMCO | ZZT | 18/02/2006 |  |  | Pass | null | Pass | null
378220390 | TNB | DISTRIBUTION | WP PUTRAJAYA & CYBERJAYA | Existing | VPTJ/PCE/J15062/MB15064 | 300281150 | CLOSED | 11 kV | RYB | PE 15.06 BLOK D2 (2) (F2) |  |  | PTJ15065 |  | TAMCO | ZZT | 18/02/2006 |  |  | Pass | null | Pass | null
378224300 | TNB | DISTRIBUTION | WP PUTRAJAYA & CYBERJAYA | Existing | VCBJ/PCE/J24251/MB24251 | 310332980 | CLOSED | 11 kV | RYB | PE 24.25 CRYSTAL VILLE 2 |  |  | CBJ24253 |  | INDKOM | ZZTT 1D |  | TX-1000KVA |  | Pass | null | Pass | null
378224766 | TNB | DISTRIBUTION | WP PUTRAJAYA & CYBERJAYA | Existing | VCBJ/PCE/J24241/MB24241 | 310332974 | CLOSED | 11 kV | RYB | PE 24.24 CRYSTAL VILLE 1 |  |  | CBJ24241 |  | ITEM | 8DJH TRRT |  | TX1-1000KVA |  | Pass | null | Pass | null
378224767 | TNB | DISTRIBUTION | WP PUTRAJAYA & CYBERJAYA | Existing | VCBJ/PCE/J24241/MB24241 | 310332974 | CLOSED | 11 kV | RYB | PE 24.24 CRYSTAL VILLE 1 |  |  | CBJ24244 |  | ITEM | 8DJH TRRT |  | TX2-1000KVA |  | Pass | null | Pass | null
378225017 | TNB | DISTRIBUTION | WP PUTRAJAYA & CYBERJAYA | Existing | VCBJ/PCE/J21341/MB21341 | 300281004 | CLOSED | 11 kV | RYB | PE 21.34 PS5 F1 |  |  | CBJ21342 |  | TAMCO | GR1 | 24/05/2009 | TX1-500KVA |  | Pass | null | Pass | null
378225040 | TNB | DISTRIBUTION | WP PUTRAJAYA & CYBERJAYA | Existing | VCBJ/PCE/J21342/MB21344 | 300281003 | CLOSED | 11 kV | RYB | PE 21.34 PS5 F2 |  |  | CBJ21345 |  | TAMCO | GR1 | 24/05/2009 | TX2-500KVA |  | Pass | null | Pass | null
378284249 | TNB | DISTRIBUTION | WP PUTRAJAYA & CYBERJAYA | Existing | VPTJ/PCE/J01071/MB01071 | 300280373 | CLOSED | 11 kV | RYB | SS 1.07 JPM B1 JPM B8 (F1) |  |  | PTJ1078 |  | INDKOM | ZZZZ | 19990904 |  |  | Pass | null | Pass | null
378284250 | TNB | DISTRIBUTION | WP PUTRAJAYA & CYBERJAYA | Existing | VPTJ/PCE/J01071/MB01071 | 300280373 | CLOSED | 11 kV | RYB | SS 1.07 JPM B1 JPM B8 (F1) |  |  | PTJ1077 |  | INDKOM | ZZZZ | 19990904 |  |  | Pass | null | Pass | null
378284420 | TNB | DISTRIBUTION | WP PUTRAJAYA & CYBERJAYA | Existing | VPTJ/PCE/J01072/MB01075 | 300280374 | CLOSED | 11 kV | RYB | SS 1.07 JPM B1 JPM B8 (F2) |  |  | PTJ1074 |  | INDKOM | ZZZZ | 19990904 |  |  | Pass | null | Pass | null
378284421 | TNB | DISTRIBUTION | WP PUTRAJAYA & CYBERJAYA | Existing | VPTJ/PCE/J01072/MB01075 | 300280374 | CLOSED | 11 kV | RYB | SS 1.07 JPM B1 JPM B8 (F2) |  |  | PTJ1073 |  | INDKOM | ZZZZ | 19990904 |  |  | Pass | null | Pass | null
378284595 | TNB | DISTRIBUTION | WP PUTRAJAYA & CYBERJAYA | Existing | VPTJ/PCE/J01061/MB01061 | 300280371 | CLOSED | 11 kV | RYB | SS 1.06 JPM B6 JPM B7 (F1) |  |  | PTJ1064 |  | INDKOM | ZZZZ | 20/05/1999 |  |  | Pass | null | Pass | null
378284596 | TNB | DISTRIBUTION | WP PUTRAJAYA & CYBERJAYA | Existing | VPTJ/PCE/J01061/MB01061 | 300280371 | CLOSED | 11 kV | RYB | SS 1.06 JPM B6 JPM B7 (F1) |  |  | PTJ1061 |  | INDKOM | ZZZZ | 20/05/1999 |  |  | Pass | null | Pass | null
378284624 | TNB | DISTRIBUTION | WP PUTRAJAYA & CYBERJAYA | Existing | VPTJ/PCE/J01062/MB01065 | 300280372 | CLOSED | 11 kV | RYB | SS 1.06 JPM B6 JPM B7 (F2) |  |  | PTJ1065 |  | INDKOM | ZZZZ | 20/05/1999 |  |  | Pass | null | Pass | null
378284625 | TNB | DISTRIBUTION | WP PUTRAJAYA & CYBERJAYA | Existing | VPTJ/PCE/J01062/MB01065 | 300280372 | CLOSED | 11 kV | RYB | SS 1.06 JPM B6 JPM B7 (F2) |  |  | PTJ1068 |  | INDKOM | ZZZZ | 20/05/1999 |  |  | Pass | null | Pass | null
378284640 | TNB | DISTRIBUTION | WP PUTRAJAYA & CYBERJAYA | Existing | VPTJ/PCE/J01051/MB01051 | 300280369 | CLOSED | 11 kV | RYB | SS 1.05 JPM B5 (F1) |  |  | PTJ1056 |  | INDKOM | ZZZ | 29/07/1999 |  |  | Pass | null | Pass | null
378284692 | TNB | DISTRIBUTION | WP PUTRAJAYA & CYBERJAYA | Existing | VPTJ/PCE/J01052/MB01054 | 300280370 | CLOSED | 11 kV | RYB | SS 1.05 JPM B5 (F2) |  |  | PTJ1053 |  | INDKOM | ZZZ | 29/07/1999 |  |  | Pass | null | Pass | null
378284761 | TNB | DISTRIBUTION | WP PUTRAJAYA & CYBERJAYA | Existing | VPTJ/PCE/J01081/MB01081 | 300280375 | CLOSED | 11 kV | RYB | SS 1.08 C4 (F1) |  |  | PTJ1086 |  | INDKOM | ZZZ | 19991009 |  |  | Pass | null | Pass | null
378284855 | TNB | DISTRIBUTION | WP PUTRAJAYA & CYBERJAYA | Existing | VPTJ/PCE/J01082/MB01084 | 300280378 | CLOSED | 11 kV | RYB | SS 1.08 C4 (F2) |  |  | PTJ1083 |  | INDKOM | ZZZ | 19991009 |  |  | Pass | null | Pass | null
378284901 | TNB | DISTRIBUTION | WP PUTRAJAYA & CYBERJAYA | Existing | VPTJ/PCE/J01091/MB01091 | 300280404 | CLOSED | 11 kV | RYB | SS 1.09 C3 (F1) |  |  | PTJ1096 |  | INDKOM | ZZZ | 19991109 |  |  | Pass | null | Pass | null
378284995 | TNB | DISTRIBUTION | WP PUTRAJAYA & CYBERJAYA | Existing | VPTJ/PCE/J01092/MB01094 | 300280405 | CLOSED | 11 kV | RYB | SS 1.09 C3 (F2) |  |  | PTJ1093 |  | INDKOM | ZZZ | 19991109 |  |  | Pass | null | Pass | null
378285018 | TNB | DISTRIBUTION | WP PUTRAJAYA & CYBERJAYA | Existing | VPTJ/PCE/J01101/MB01101 | 300280406 | CLOSED | 11 kV | RYB | SS 1.10 C2 (F1) |  |  | PTJ1106 |  | INDKOM | ZZZ | 19991109 |  |  | Pass | null | Pass | null
378285041 | TNB | DISTRIBUTION | WP PUTRAJAYA & CYBERJAYA | Existing | VPTJ/PCE/J01102/MB01104 | 300280407 | CLOSED | 11 kV | RYB | SS 1.10 C2 (F2) |  |  | PTJ1103 |  | INDKOM | ZZZ | 19991109 |  |  | Pass | null | Pass | null
378285065 | TNB | DISTRIBUTION | WP PUTRAJAYA & CYBERJAYA | Existing | VPTJ/PCE/J01111/MB01111 | 300280408 | CLOSED | 11 kV | RYB | SS 1.11 C1 (F1) |  |  | PTJ1116 |  | INDKOM | ZZZ | 19991109 |  |  | Pass | null | Pass | null
378285088 | TNB | DISTRIBUTION | WP PUTRAJAYA & CYBERJAYA | Existing | VPTJ/PCE/J01112/MB01114 | 300280409 | CLOSED | 11 kV | RYB | SS 1.11 C1 (F2) |  |  | PTJ1113 |  | INDKOM | ZZZ | 19991109 |  |  | Pass | null | Pass | null
378285111 | TNB | DISTRIBUTION | WP PUTRAJAYA & CYBERJAYA | Existing | VPTJ/PCE/J01121/MB01121 | 300280410 | CLOSED | 11 kV | RYB | SS 1.12 C7 (F1) |  |  | PTJ1126 |  | INDKOM | ZZZ | 19991109 |  |  | Pass | null | Pass | null
378285134 | TNB | DISTRIBUTION | WP PUTRAJAYA & CYBERJAYA | Existing | VPTJ/PCE/J01122/MB01124 | 300280411 | CLOSED | 11 kV | RYB | SS 1.12 C7 (F2) |  |  | PTJ1123 |  | INDKOM | ZZZ | 19991109 |  |  | Pass | null | Pass | null
378285157 | TNB | DISTRIBUTION | WP PUTRAJAYA & CYBERJAYA | Existing | VPTJ/PCE/J01131/MB01131 | 300280412 | CLOSED | 11 kV | RYB | SS 1.13 C6 (F1) |  |  | PTJ1136 |  | INDKOM | ZZZ | 19991009 |  |  | Pass | null | Pass | null
378285180 | TNB | DISTRIBUTION | WP PUTRAJAYA & CYBERJAYA | Existing | VPTJ/PCE/J01132/MB01134 | 300280413 | CLOSED | 11 kV | RYB | SS 1.13 C6 (F2) |  |  | PTJ1133 |  | INDKOM | ZZZ | 19991009 |  |  | Pass | null | Pass | null
378285203 | TNB | DISTRIBUTION | WP PUTRAJAYA & CYBERJAYA | Existing | VPTJ/PCE/J01141/MB01141 | 300280414 | CLOSED | 11 kV | RYB | SS 1.14 C5 (F1) |  |  | PTJ1146 |  | INDKOM | ZZZ | 19991009 |  |  | Pass | null | Pass | null
378285226 | TNB | DISTRIBUTION | WP PUTRAJAYA & CYBERJAYA | Existing | VPTJ/PCE/J01142/MB01144 | 300280415 | CLOSED | 11 kV | RYB | SS 1.14 C5 (F2) |  |  | PTJ1143 |  | INDKOM | ZZZ | 19991009 |  |  | Pass | null | Pass | null
378285249 | TNB | DISTRIBUTION | WP PUTRAJAYA & CYBERJAYA | Existing | VPTJ/PCE/J01362/MB01365 | 300280450 | CLOSED | 11 kV | RYB | PE 1.36 DATARAN PUTRA (F2) |  |  | PTJ01368 |  | INDKOM | NA | 13/11/1999 | TX-1000KVA |  | Pass | null | Pass | null
378285281 | TNB | DISTRIBUTION | WP PUTRAJAYA & CYBERJAYA | Existing | VPTJ/PCE/J01361/MB01361 | 300280449 | CLOSED | 11 kV | RYB | PE 1.36 DATARAN PUTRA (F1) |  |  | PTJ01364 |  | INDKOM | ZZZT | 13/11/1999 | TX-1000KVA |  | Pass | null | Pass | null
378285619 | TNB | DISTRIBUTION | WP PUTRAJAYA & CYBERJAYA | Existing | VPTJ/PCE/J01321/MB01321 | 300280440 | CLOSED | 11 kV | RYB | PE 1.32 INSIDE PPU6 S/L OVAL |  |  | PTJ1322 |  | TAMCO | ZZT | 13/06/1999 |  |  | Pass | null | Pass | null
378285760 | TNB | DISTRIBUTION | WP PUTRAJAYA & CYBERJAYA | Existing | VPTJ/PCE/J13011/MB13011 | 300281100 | CLOSED | 11 kV | RYB | PE 13.01 WETLAND PUMP 250KW |  |  | PTJ13013 |  | INDKOM | 08425065 | 31/07/1999 |  |  | Pass | null | Pass | null
378285957 | TNB | DISTRIBUTION | WP PUTRAJAYA & CYBERJAYA | Existing | VPTJ/PCE/J13021/MB13021 | 300281101 | CLOSED | 11 kV | RYB | PE 13.02 WETLAND NIC 85KW |  |  | PTJ13023 |  | INDKOM | ZZT | 19990208 |  |  | Pass | null | Pass | null
378285984 | TNB | DISTRIBUTION | WP PUTRAJAYA & CYBERJAYA | Existing | VPTJ/PCE/J13031/MB13031 | 300281102 | CLOSED | 11 kV | RYB | PE 13.03 WETLAND NURSERY 85KW |  |  | PTJ13034 |  | INDKOM | ZZT | 25/09/1999 |  |  | Pass | null | Pass | null
378286147 | TNB | DISTRIBUTION | WP PUTRAJAYA & CYBERJAYA | Existing | VPTJ/PCE/J11261/MB11261 | 300281051 | CLOSED | 11 kV | RYB | PE 11.26 TERES 11A & 11B |  |  | PTJ11262 |  | SCHNEIDER | RM6 | 17/08/2009 |  |  | Pass | null | Pass | null
378286288 | TNB | DISTRIBUTION | WP PUTRAJAYA & CYBERJAYA | Existing | VPTJ/PCE/J11271/MB11271 | 300281053 | CLOSED | 11 kV | RYB | PE 11.27 SEMI D 11A & 11B |  |  | PTJ11272 |  | SCHNEIDER | RM6 | 17/08/2009 |  |  | Pass | null | Pass | null
378286371 | TNB | DISTRIBUTION | WP PUTRAJAYA & CYBERJAYA | Existing | VPTJ/PCE/J11431/MB11431 | 300281081 | CLOSED | 11 kV | RYB | PE 11.43 SEK. MEN. FASA 2 (F1) |  |  | PTJ11432 |  | TAMCO | GR1 | 15/11/2007 |  |  | Pass | null | Pass | null
378286453 | TNB | DISTRIBUTION | WP PUTRAJAYA & CYBERJAYA | Existing | VPTJ/PCE/J11432/MB11434 | 300281082 | CLOSED | 11 kV | RYB | PE 11.43 SEK. MEN. FASA 2 (F2) |  |  | PTJ11435 |  | TAMCO | GR1 | 15/11/2007 |  |  | Pass | null | Pass | null
378286539 | TNB | DISTRIBUTION | WP PUTRAJAYA & CYBERJAYA | Existing | VPTJ/PCE/J11441/MB11441 | 300281083 | CLOSED | 11 kV | RYB | PE 11.44 SEK. REN. FASA 2 (F1) |  |  | PTJ14445 |  | TAMCO | GR1 | 15/11/2007 |  |  | Pass | null | Pass | null
378286620 | TNB | DISTRIBUTION | WP PUTRAJAYA & CYBERJAYA | Existing | VPTJ/PCE/J11442/MB11444 | 300281085 | CLOSED | 11 kV | RYB | PE 11.44 SEK. REN. FASA 2 (F2) |  |  | PTJ11442 |  | TAMCO | GR1 | 15/11/2007 |  |  | Pass | null | Pass | null
378286710 | TNB | DISTRIBUTION | WP PUTRAJAYA & CYBERJAYA | Existing | VPTJ/PCE/J11691/MB11691 | 300454772 | CLOSED | 11 kV | RYB | PE 11.69 ZON 10A (F1) |  |  | PTJ11696 |  | TAMCO | VRN2a |  |  |  | Pass | null | Pass | null
378286733 | TNB | DISTRIBUTION | WP PUTRAJAYA & CYBERJAYA | Existing | VPTJ/PCE/J11692/MB11694 | 300455134 | CLOSED | 11 kV | RYB | PE 11.69 ZON 10A (F2) |  |  | PTJ11692 |  | MERLIN GERIN | RM6 |  |  |  | Pass | null | Pass | null
378286764 | TNB | DISTRIBUTION | WP PUTRAJAYA & CYBERJAYA | Existing | VPTJ/PCE/J11221/MB11221 | 300281042 | CLOSED | 11 kV | RYB | PE 11.22 ZON 10B (F1) |  |  | PTJ11225 |  | TAMCO | GR1 | 21/07/2006 |  |  | Pass | null | Pass | null
378286787 | TNB | DISTRIBUTION | WP PUTRAJAYA & CYBERJAYA | Existing | VPTJ/PCE/J11222/MB11224 | 300281044 | CLOSED | 11 kV | RYB | PE 11.22 ZON 10B (F2) |  |  | PTJ11222 |  | TAMCO | GR1 | 21/07/2006 |  |  | Pass | null | Pass | null
378286930 | TNB | DISTRIBUTION | WP PUTRAJAYA & CYBERJAYA | Existing | VPTJ/PCE/J11231/MB11231 | 300281047 | CLOSED | 11 kV | RYB | PE 11.23 TERES ZON 12B (F1) |  |  | PTJ11235 |  | TAMCO | GR1-21-1D-08153 | 30/04/2009 |  |  | Pass | null | Pass | null
378286953 | TNB | DISTRIBUTION | WP PUTRAJAYA & CYBERJAYA | Existing | VPTJ/PCE/J11232/MB11234 | 300281048 | CLOSED | 11 kV | RYB | PE 11.23 TERES ZON 12B (F2) |  |  | PTJ11232 |  | TAMCO | GR1-21-1D-08155 | 30/04/2009 |  |  | Pass | null | Pass | null
378286984 | TNB | DISTRIBUTION | WP PUTRAJAYA & CYBERJAYA | Existing | VPTJ/PCE/J11721/MB11721 | 300520604 | CLOSED | 11 kV | RYB | PE 11.72 PRIMA BLOK B (F1) |  |  | PTJ11722 |  |  | VRN 6A | 20140612 |  |  | Pass | null | Pass | null
378287078 | TNB | DISTRIBUTION | WP PUTRAJAYA & CYBERJAYA | Existing | VPTJ/PCE/J11722/MB11721 | 310286416 | CLOSED | 11 kV | RYB | PE 11.72 PRIMA BLOK B (F2) |  |  | PTJ11725 |  |  | VRN6a | 20140612 |  |  | Pass | null | Pass | null
378287181 | TNB | DISTRIBUTION | WP PUTRAJAYA & CYBERJAYA | Existing | VPTJ/PCE/J11732/MB11731 | 310283408 | CLOSED | 11 kV | RYB | PE 11.73 PRIMA BLOK C (F2) |  |  | PTJ11732 |  |  | VRN6a |  |  |  | Pass | null | Pass | null
378287275 | TNB | DISTRIBUTION | WP PUTRAJAYA & CYBERJAYA | Existing | VPTJ/PCE/J11731/MB11731 | 300520608 | CLOSED | 11 kV | RYB | PE 11.73 PRIMA BLOK C (F1) |  |  | PTJ11735 |  |  | VRN 6A | 20140612 |  |  | Pass | null | Pass | null
378287383 | TNB | DISTRIBUTION | WP PUTRAJAYA & CYBERJAYA | Existing | VPTJ/PCE/J11712/MB11711 | 310286453 | CLOSED | 11 kV | RYB | PE 11.71 PRIMA BLOK A (F2) |  |  | PTJ11712 |  |  | VRN6a |  |  |  | Pass | null | Pass | null
378287477 | TNB | DISTRIBUTION | WP PUTRAJAYA & CYBERJAYA | Existing | VPTJ/PCE/J11711/MB09171 | 300520598 | CLOSED | 11 kV | RYB | PE 11.71 PRIMA BLOK A (F1) |  |  | PTJ11715 |  |  | VRN 6A | 20140612 |  |  | Pass | null | Pass | null
378287586 | TNB | DISTRIBUTION | WP PUTRAJAYA & CYBERJAYA | Existing | VPTJ/PCE/J11751/MB11751 | 310286424 | CLOSED | 11 kV | RYB | PE 11.75 TEMP PPA1M PR 11 |  |  | PTJ11752 |  | SCHNEIDER |  |  |  |  | Pass | null | Pass | null
378287685 | TNB | DISTRIBUTION | WP PUTRAJAYA & CYBERJAYA | Existing | VPTJ/PCE/J11241/MB11241 | 300281049 | CLOSED | 11 kV | RYB | PE 11.24 TERES ZON 9A (F1) |  |  | PTJ11246 |  | OMAZABAL | GA 2K 1TS | 14/03/2009 |  |  | Pass | null | Pass | null
378287708 | TNB | DISTRIBUTION | WP PUTRAJAYA & CYBERJAYA | Existing | VPTJ/PCE/J11242/MB11244 | 300281050 | CLOSED | 11 kV | RYB | PE 11.24 TERES ZON 9A (F2) |  |  | PTJ11243 |  | OMAZABAL | GA 2K 1TS | 30/04/2009 |  |  | Pass | null | Pass | null
378287874 | TNB | DISTRIBUTION | WP PUTRAJAYA & CYBERJAYA | Existing | VPTJ/PCE/J11601/MB1 | 310370955 | CLOSED | 11 kV | RYB | PE 11.60 TERES ZON 9B (F1) |  |  | PTJ11602 | [6 empty] | Pass | null | Pass | null
378287968 | TNB | DISTRIBUTION | WP PUTRAJAYA & CYBERJAYA | Existing | VPTJ/PCE/J11602/MB11604 | 310338884 | CLOSED | 11 kV | RYB | PE 11.60 TERES ZON 9B (F2) |  |  | PTJ11606 |  | INDKOM |  |  |  |  | Pass | null | Pass | null
378288074 | TNB | DISTRIBUTION | WP PUTRAJAYA & CYBERJAYA | Existing | VPTJ/PCE/J11742/MB11744 | 310338777 | CLOSED | 11 kV | RYB | PE 11.74 TERES ZON C (F2) |  |  | PTJ11746 |  | INDKOM | INS24 |  |  |  | Pass | null | Pass | null
378288168 | TNB | DISTRIBUTION | WP PUTRAJAYA & CYBERJAYA | Existing | VPTJ/PCE/J11741/MB11741 | 310338880 | CLOSED | 11 kV | RYB | PE 11.74 TERES ZON C (F1) |  |  | PTJ11743 |  | INDKOM | INS24 |  |  |  | Pass | null | Pass | null
378288270 | TNB | DISTRIBUTION | WP PUTRAJAYA & CYBERJAYA | Existing | VPTJ/PCE/J11371/MB11371 | 300281064 | CLOSED | 11 kV | RYB | PE 11.37 SEK REN FASA 2 (F1) |  |  | PTJ11376 |  | INDKOM | ZZT | 18/10/2004 |  |  | Pass | null | Pass | null
378288366 | TNB | DISTRIBUTION | WP PUTRAJAYA & CYBERJAYA | Existing | VPTJ/PCE/J11372/MB11374 | 300281066 | CLOSED | 11 kV | RYB | PE 11.37 SEK REN FASA 2 (F2) |  |  | PTJ11373 |  | INDKOM | ZZT | 18/10/2004 |  |  | Pass | null | Pass | null
378301575 | TNB | DISTRIBUTION | WP PUTRAJAYA & CYBERJAYA | Existing | VCBJ/PCE/J22051/MB22051 | 300280594 | CLOSED | 11 kV | RYB | PE 22.05 PADAT ROAD E |  |  | CBJ22053 |  | INDKOM | ZZT | 20000505 | TX-1000KVA |  | Pass | null | Pass | null
378301679 | TNB | DISTRIBUTION | WP PUTRAJAYA & CYBERJAYA | Existing | VCBJ/PCE/J22131/MB22131 | 300280560 | CLOSED | 11 kV | RYB | PE 22.13 PADAT ROAD E1 |  |  | CBJ22133 |  | INDKOM | GR1 | 20001111 | TX-1000KVA |  | Pass | null | Pass | null
378302027 | TNB | DISTRIBUTION | WP PUTRAJAYA & CYBERJAYA | Existing | VCBJ/PCE/J21221/MB21221 | 300281020 | CLOSED | 11 kV | RYB | PE 21.22 CYBERVIEW NO.1 |  |  | CBJ21224 |  | INDKOM | ZZTT | 31/01/1999 |  |  | Pass | null | Pass | null
378302028 | TNB | DISTRIBUTION | WP PUTRAJAYA & CYBERJAYA | Existing | VCBJ/PCE/J21221/MB21221 | 300281020 | CLOSED | 11 kV | RYB | PE 21.22 CYBERVIEW NO.1 |  |  | CBJ21223 |  | INDKOM | ZZTT | 31/01/1999 |  |  | Pass | null | Pass | null
378310023 | TNB | DISTRIBUTION | WP PUTRAJAYA & CYBERJAYA | Existing | VPTJ/PCE/J11071/MB11071 | 300282013 | CLOSED | 11 kV | RYB | PE 11.07 PADAT ZON 1 |  |  | PTJ11072 |  | SCHNEIDER | NE-IQI | 22/11/2009 |  |  | Pass | null | Pass | null
378310119 | TNB | DISTRIBUTION | WP PUTRAJAYA & CYBERJAYA | Existing | VPTJ/PCE/J11041/MB11041 | 300280968 | CLOSED | 11 kV | RYB | PE 11.04 P11A1/12 TERES (EFI) (F1) |  |  | PTJ11043 |  | INDKOM | GA | 15/10/2002 |  |  | Pass | null | Pass | null
378310210 | TNB | DISTRIBUTION | WP PUTRAJAYA & CYBERJAYA | Existing | VPTJ/PCE/J11042/MB11044 | 300280969 | CLOSED | 11 kV | RYB | PE 11.04 P11A1/12 TERES (EFI) (F2) |  |  | PTJ11046 |  | INDKOM | GA | 15/10/2002 |  |  | Pass | null | Pass | null
378310304 | TNB | DISTRIBUTION | WP PUTRAJAYA & CYBERJAYA | Existing | VPTJ/PCE/J11081/MB11081 | 300280972 | CLOSED | 11 kV | RYB | PE 11.08 P11A2/5 TERES (EFI) (F1) |  |  | PTJ11083 |  | INDKOM | ZZT | 20020409 |  |  | Pass | null | Pass | null
378310396 | TNB | DISTRIBUTION | WP PUTRAJAYA & CYBERJAYA | Existing | VPTJ/PCE/J11082/MB11084 | 300280973 | CLOSED | 11 kV | RYB | PE 11.08 P11A2/5 TERES (EFI) (F2) |  |  | PTJ11086 |  | INDKOM | ZZT | 20020409 |  |  | Pass | null | Pass | null
378310430 | TNB | DISTRIBUTION | WP PUTRAJAYA & CYBERJAYA | Existing | VPTJ/PCE/J11671/MB11671 | 300281095 | CLOSED | 11 kV | RYB | PE 11.67 PS9 (F1) |  |  | PTJ11673 |  | INDKOM | ZZT | 20021006 |  |  | Pass | null | Pass | null
378310551 | TNB | DISTRIBUTION | WP PUTRAJAYA & CYBERJAYA | Existing | VPTJ/PCE/J11672/MB11674 | 300281097 | CLOSED | 11 kV | RYB | PE 11.67 PS9 (F2) |  |  | PTJ11676 |  | INDKOM | ZZT | 20021006 |  |  | Pass | null | Pass | null
378310650 | TNB | DISTRIBUTION | WP PUTRAJAYA & CYBERJAYA | Existing | VPTJ/PCE/J11091/MB11091 | 300280974 | CLOSED | 11 kV | RYB | PE 11.09 P11A2/5 TERES (EFI) (F1) |  |  | PTJ11093 |  | INDKOM | ZZT | 20020709 |  |  | Pass | null | Pass | null
378310748 | TNB | DISTRIBUTION | WP PUTRAJAYA & CYBERJAYA | Existing | VPTJ/PCE/J11092/MB11094 | 300280977 | CLOSED | 11 kV | RYB | PE 11.09 P11A2/5 TERES (EFI) (F2) |  |  | PTJ11096 |  | INDKOM | ZZT | 20020709 |  |  | Pass | null | Pass | null
378311108 | TNB | DISTRIBUTION | WP PUTRAJAYA & CYBERJAYA | Existing | VPTJ/PCE/J11021/MB11021 | 300280964 | CLOSED | 11 kV | RYB | PE 11.02 BLOK 3A (F1) |  |  | PTJ11022 |  | TAMCO | GR1 | 20050706 |  |  | Pass | null | Pass | null
378311326 | TNB | DISTRIBUTION | WP PUTRAJAYA & CYBERJAYA | Existing | VPTJ/PCE/J11022/MB11024 | 300280966 | CLOSED | 11 kV | RYB | PE 11.02 BLOK 3A (F2) |  |  | PTJ11025 |  | TAMCO | GR1 | 20050706 |  |  | Pass | null | Pass | null
378311734 | TNB | DISTRIBUTION | WP PUTRAJAYA & CYBERJAYA | Existing | VPTJ/PCE/J11201/MB11201 | 300281038 | CLOSED | 11 kV | RYB | PE 11.20 WR5 |  |  | PTJ11202 |  | MERLIN GERIN | RM 6 | 20041108 |  |  | Pass | null | Pass | null
378311843 | TNB | DISTRIBUTION | WP PUTRAJAYA & CYBERJAYA | Existing | VPTJ/PCE/J11481/MB11481 | 300281090 | CLOSED | 11 kV | RYB | PE 11.48 BALAI POLIS |  |  | PTJ11482 |  | TAMCO | GR1 | 20070703 |  |  | Pass | null | Pass | null
378311934 | TNB | DISTRIBUTION | WP PUTRAJAYA & CYBERJAYA | Existing | VPTJ/PCE/J11101/MB11101 | 300280978 | CLOSED | 11 kV | RYB | PE 11.10 P11B1/6 SEMI-D (EFI) (F1) |  |  | PTJ11103 |  | INDKOM | ZZT | 20/03/2002 |  |  | Pass | null | Pass | null
378312027 | TNB | DISTRIBUTION | WP PUTRAJAYA & CYBERJAYA | Existing | VPTJ/PCE/J11102/MB11104 | 300280980 | CLOSED | 11 kV | RYB | PE 11.10 P11B1/6 SEMI-D (EFI) (F2) |  |  | PTJ11106 |  | INDKOM | ZZT | 20/03/2002 |  |  | Pass | null | Pass | null
378312117 | TNB | DISTRIBUTION | WP PUTRAJAYA & CYBERJAYA | Existing | VPTJ/PCE/J11121/MB11121 | 300280983 | CLOSED | 11 kV | RYB | PE 11.12 APT A (F1) |  |  | PTJ11123 |  | INDKOM | ZZT | 20030805 |  |  | Pass | null | Pass | null
378312140 | TNB | DISTRIBUTION | WP PUTRAJAYA & CYBERJAYA | Existing | VPTJ/PCE/J11122/MB11124 | 300280984 | CLOSED | 11 kV | RYB | PE 11.12 APT A (F2) |  |  | PTJ11126 |  | INDKOM | ZZT | 20030805 |  |  | Pass | null | Pass | null
378312304 | TNB | DISTRIBUTION | WP PUTRAJAYA & CYBERJAYA | Existing | VPTJ/PCE/J11131/MB11131 | 300280994 | CLOSED | 11 kV | RYB | PE 11.13 APT B (F1) |  |  | PTJ11133 |  | INDKOM | ZZT | 20030805 |  |  | Pass | null | Pass | null
378312327 | TNB | DISTRIBUTION | WP PUTRAJAYA & CYBERJAYA | Existing | VPTJ/PCE/J11132/MB11134 | 300280996 | CLOSED | 11 kV | RYB | PE 11.13 APT B (F2) |  |  | PTJ11136 |  | INDKOM | ZZT | 20030805 |  |  | Pass | null | Pass | null
378312501 | TNB | DISTRIBUTION | WP PUTRAJAYA & CYBERJAYA | Existing | VPTJ/PCE/J11112/MB11114 | 300280993 | CLOSED | 11 kV | RYB | PE 11.11 (EFI) (F2) |  |  | PTJ11116 |  | INDKOM | ZZT | 24/08/2004 |  |  | Pass | null | Pass | null
378312593 | TNB | DISTRIBUTION | WP PUTRAJAYA & CYBERJAYA | Existing | VPTJ/PCE/J11111/MB11111 | 300280991 | CLOSED | 11 kV | RYB | PE 11.11 (EFI) (F1) |  |  | PTJ11113 |  | INDKOM | ZZT | 24/08/2004 |  |  | Pass | null | Pass | null
378312685 | TNB | DISTRIBUTION | WP PUTRAJAYA & CYBERJAYA | Existing | VPTJ/PCE/J11161/MB11161 | 300281005 | CLOSED | 11 kV | RYB | PE 11.16 APT E (F1) |  |  | PTJ11163 |  | INDKOM | ZZT | 13/05/2003 |  |  | Pass | null | Pass | null
378312782 | TNB | DISTRIBUTION | WP PUTRAJAYA & CYBERJAYA | Existing | VPTJ/PCE/J11162/MB11164 | 300281007 | CLOSED | 11 kV | RYB | PE 11.16 APT E (F2) |  |  | PTJ11166 |  | INDKOM | ZZT | 13/05/2003 |  |  | Pass | null | Pass | null
378312886 | TNB | DISTRIBUTION | WP PUTRAJAYA & CYBERJAYA | Existing | VPTJ/PCE/J11152/MB11154 | 300281002 | CLOSED | 11 kV | RYB | PE 11.15 APT D (EFI) (F2) |  |  | PTJ11156 |  | INDKOM | ZZT | 20030701 |  |  | Pass | null | Pass | null
378312982 | TNB | DISTRIBUTION | WP PUTRAJAYA & CYBERJAYA | Existing | VPTJ/PCE/J11151/MB11151 | 300281001 | CLOSED | 11 kV | RYB | PE 11.15 APT D (EFI) (F1) |  |  | PTJ11153 |  | TAMCO | ZZT | 20030701 |  |  | Pass | null | Pass | null
378313076 | TNB | DISTRIBUTION | WP PUTRAJAYA & CYBERJAYA | Existing | VPTJ/PCE/J10022/MB10024 | 300280942 | CLOSED | 11 kV | RYB | PE 10.02 INSIDE PPU2 (F2) |  |  | PTJ10026 |  | INDKOM | ZZT | 15/02/2000 |  |  | Pass | null | Pass | null
378313169 | TNB | DISTRIBUTION | WP PUTRAJAYA & CYBERJAYA | Existing | VPTJ/PCE/J10021/MB10021 | 300280941 | CLOSED | 11 kV | RYB | PE 10.02 INSIDE PPU2 (F1) |  |  | PTJ10023 |  | INDKOM | GR1 | 15/02/2000 |  |  | Pass | null | Pass | null
378313266 | TNB | DISTRIBUTION | WP PUTRAJAYA & CYBERJAYA | Existing | VPTJ/PCE/J10031/MB10031 | 300280948 | CLOSED | 11 kV | RYB | PE 10.03 P10 C BANGLOW (F1) |  |  | PTJ10033 |  |  | GR1 | 20000106 |  |  | Pass | null | Pass | null
378313358 | TNB | DISTRIBUTION | WP PUTRAJAYA & CYBERJAYA | Existing | VPTJ/PCE/J10032/MB10034 | 300280949 | CLOSED | 11 kV | RYB | PE 10.03 P10 C BANGLOW (F2) |  |  | PTJ10036 |  |  | GA | 20000106 |  |  | Pass | null | Pass | null
378313473 | TNB | DISTRIBUTION | WP PUTRAJAYA & CYBERJAYA | Existing | VPTJ/PCE/J10151/MB10151 | 300287552 | CLOSED | 11 kV | RYB | PE 10.15 MINI GOLF |  |  | PTJ01313 |  | INDKOM | GR1 | 20100610 |  |  | Pass | null | Pass | null
378313569 | TNB | DISTRIBUTION | WP PUTRAJAYA & CYBERJAYA | Existing | VPTJ/PCE/J10041/MB10041 | 300280950 | CLOSED | 11 kV | RYB | PE 10.04 P10 D BANGLO (F1) |  |  | PTJ10043 |  |  | GR1 | 20000106 |  |  | Pass | null | Pass | null
378313660 | TNB | DISTRIBUTION | WP PUTRAJAYA & CYBERJAYA | Existing | VPTJ/PCE/J10042/MB10044 | 300280951 | CLOSED | 11 kV | RYB | PE 10.04 P10 D BANGLO (F2) |  |  | PTJ10046 |  |  | GA | 20000106 |  |  | Pass | null | Pass | null
378313996 | TNB | DISTRIBUTION | WP PUTRAJAYA & CYBERJAYA | Existing | VPTJ/PCE/J10062/MB10064 | 300280955 | CLOSED | 11 kV | RYB | PE 10.06 JLN P10B (F2) |  |  | PTJ10066 |  | OMAZABAL | SF 6 | 31/03/2008 |  |  | Pass | null | Pass | null
378314089 | TNB | DISTRIBUTION | WP PUTRAJAYA & CYBERJAYA | Existing | VPTJ/PCE/J10061/MB10061 | 300280953 | CLOSED | 11 kV | RYB | PE 10.06 JLN P10B (F1) |  |  | PTJ10063 |  | OMAZABAL | SF 6 | 31/03/2008 |  |  | Pass | null | Pass | null
378353518 | TNB | DISTRIBUTION | WP PUTRAJAYA & CYBERJAYA | Existing | VPTJ/PCE/J05121/MB05121 | 300280695 | CLOSED | 11 kV | RYB | PE 5.12 EQUESTRIAN PARK (F1) |  |  | PTJ05122 |  | TAMCO | GR1 | 25/06/2005 |  |  | Pass | null | Pass | null
378353612 | TNB | DISTRIBUTION | WP PUTRAJAYA & CYBERJAYA | Existing | VPTJ/PCE/J05122/MB05124 | 300280697 | CLOSED | 11 kV | RYB | PE 5.12 EQUESTRIAN PARK (F2) |  |  | PTJ05126 |  | INDKOM | ZZT | 25/06/2005 |  |  | Pass | null | Pass | null
378353767 | TNB | DISTRIBUTION | WP PUTRAJAYA & CYBERJAYA | Existing | VPTJ/PCE/J05301/MB05301 | 300281269 | CLOSED | 11 kV | RYB | PE 5.30 BLOK D APT 5R6 (F1) |  |  | PTJ05303 |  |  | ZZT | 30/12/2008 |  |  | Pass | null | Pass | null
378353861 | TNB | DISTRIBUTION | WP PUTRAJAYA & CYBERJAYA | Existing | VPTJ/PCE/J05302/MB05304 | 300281270 | CLOSED | 11 kV | RYB | PE 5.30 BLOK D APT 5R6 (F2) |  |  | PTJ05306 |  |  | ZZT | 31/12/2008 |  |  | Pass | null | Pass | null
378353967 | TNB | DISTRIBUTION | WP PUTRAJAYA & CYBERJAYA | Existing | VPTJ/PCE/J05291/MB05291 | 300281267 | CLOSED | 11 kV | RYB | PE 5.29 BLOK C APT 5R6 (F1) |  |  | PTJ05293 |  |  | ZZT | 30/12/2008 |  |  | Pass | null | Pass | null
378354061 | TNB | DISTRIBUTION | WP PUTRAJAYA & CYBERJAYA | Existing | VPTJ/PCE/J05292/MB05294 | 300281268 | CLOSED | 11 kV | RYB | PE 5.29 BLOK C APT 5R6 (F2) |  |  | PTJ05296 |  |  | ZZT | 31/12/2008 |  |  | Pass | null | Pass | null
378354172 | TNB | DISTRIBUTION | WP PUTRAJAYA & CYBERJAYA | Existing | VPTJ/PCE/J05271/MB05271 | 300281265 | CLOSED | 11 kV | RYB | PE 5.27 BLOK A APT 5R6 (F1) |  |  | PTJ05273 |  |  | ZZT | 30/12/2008 |  |  | Pass | null | Pass | null
378354266 | TNB | DISTRIBUTION | WP PUTRAJAYA & CYBERJAYA | Existing | VPTJ/PCE/J05272/MB05274 | 300281266 | CLOSED | 11 kV | RYB | PE 5.27 BLOK A APT 5R6 (F2) |  |  | PTJ05276 |  |  | ZZT | 31/12/2008 |  |  | Pass | null | Pass | null
378354364 | TNB | DISTRIBUTION | WP PUTRAJAYA & CYBERJAYA | Existing | VPTJ/PCE/J05281/MB05281 | 300280713 | CLOSED | 11 kV | RYB | PE 5.28 BLOK B APT 5R6 (F1) |  |  | PTJ05283 |  |  | ZZT | 30/12/2008 |  |  | Pass | null | Pass | null
378354458 | TNB | DISTRIBUTION | WP PUTRAJAYA & CYBERJAYA | Existing | VPTJ/PCE/J05282/MB05284 | 300280714 | CLOSED | 11 kV | RYB | PE 5.28 BLOK B APT 5R6 (F2) |  |  | PTJ05286 |  |  | ZZT | 31/12/2008 |  |  | Pass | null | Pass | null
378354659 | TNB | DISTRIBUTION | WP PUTRAJAYA & CYBERJAYA | Existing | VPTJ/PCE/J04051/MB04051 | 300280674 | CLOSED | 11 kV | RYB | PE 4.05 S/LIGHTING |  |  | PTJ04053 |  | INDKOM | INS24 | 20041010 |  |  | Pass | null | Pass | null
378354761 | TNB | DISTRIBUTION | WP PUTRAJAYA & CYBERJAYA | Existing | VPTJ/PCE/J04081/MB04081 | 300280677 | CLOSED | 11 kV | RYB | PE 4.08 S/LIGHTING |  |  | PTJ04083 |  | INDKOM | ZZT | 20041010 |  |  | Pass | null | Pass | null
378354865 | TNB | DISTRIBUTION | WP PUTRAJAYA & CYBERJAYA | Existing | VPTJ/PCE/J04221/MB04221 | 300453429 | CLOSED | 11 kV | RYB | PE 4.22 4P5 (F1) |  |  | PTJ04223 |  | INDKOM | ZZT |  |  |  | Pass | null | Pass | null
378354959 | TNB | DISTRIBUTION | WP PUTRAJAYA & CYBERJAYA | Existing | VPTJ/PCE/J04222/MB04221 | 300453433 | CLOSED | 11 kV | RYB | PE 4.22 4P5 (F2) |  |  | PTJ04226 |  | INDKOM | ZZT |  |  |  | Pass | null | Pass | null
378355080 | TNB | DISTRIBUTION | WP PUTRAJAYA & CYBERJAYA | Existing | VPTJ/PCE/J04092/MB04094 | 300280679 | CLOSED | 11 kV | RYB | PE 4.09 S/LIGHTING (F2) |  |  | PTJ04095 |  | MERLIN GERIN | ZZT | 22/08/2003 |  |  | Pass | null | Pass | null
378355184 | TNB | DISTRIBUTION | WP PUTRAJAYA & CYBERJAYA | Existing | VPTJ/PCE/J04091/MB04091 | 300280678 | CLOSED | 11 kV | RYB | PE 4.09 S/LIGHTING (F1) |  |  | PTJ04092 |  | MERLIN GERIN | ZZT | 22/08/2003 |  |  | Pass | null | Pass | null
378356405 | TNB | DISTRIBUTION | WP PUTRAJAYA & CYBERJAYA | Existing | VPTJ/PCE/J20041/MB20041 | 300281253 | CLOSED | 11 kV | RYB | PE 20.04 PADAT CHALLENGE PARK |  |  | PTJ20042 |  | SCHNEIDER | RM6 | 20061209 |  |  | Pass | null | Pass | null
378356517 | TNB | DISTRIBUTION | WP PUTRAJAYA & CYBERJAYA | Existing | VPTJ/PCE/J20011/MB20011 | 300281250 | CLOSED | 11 kV | RYB | PE 20.01 DEPOH SENGGARAAN |  |  | PTJ20013 |  | TAMCO | GR1 | 24/12/2003 |  |  | Pass | null | Pass | null
378356718 | TNB | DISTRIBUTION | WP PUTRAJAYA & CYBERJAYA | Existing | VPTJ/PCE/J20051/MB | 300498425 | CLOSED | 11 kV | RYB | PE 20.05 PUSARA NEGARA F1 |  |  | PTJ20053 | [6 empty] | Pass | null | Pass | null
378356812 | TNB | DISTRIBUTION | WP PUTRAJAYA & CYBERJAYA | Existing | VPTJ/PCE/J20052/MB | 300501721 | CLOSED | 11 kV | RYB | PE 20.05 PUSARA NEGARA F2 |  |  | PTJ20056 | [6 empty] | Pass | null | Pass | null
378357009 | TNB | DISTRIBUTION | WP PUTRAJAYA & CYBERJAYA | Existing | VPTJ/PCE/J20021/MB20021 | 300281251 | CLOSED | 11 kV | RYB | PE 20.02 CREMATORIUM |  |  | PTJ20022 |  | TAMCO | GR1 | 18/09/2003 |  |  | Pass | null | Pass | null
378357113 | TNB | DISTRIBUTION | WP PUTRAJAYA & CYBERJAYA | Existing | VPTJ/PCE/J20031/MB20031 | 300281252 | CLOSED | 11 kV | RYB | PE 20.03 PUMP HSE |  |  | PTJ20032 |  | SCHNEIDER | RM6 | 18/08/2004 |  |  | Pass | null | Pass | null
378357288 | TNB | DISTRIBUTION | WP PUTRAJAYA & CYBERJAYA | Existing | VPTJ/PCE/J10141/MB10141 | 300280960 | CLOSED | 11 kV | RYB | PE 10.14 P10 A1 (F1) |  |  | PTJ10143 |  | INDKOM | ZZT | 20040112 |  |  | Pass | null | Pass | null
378357382 | TNB | DISTRIBUTION | WP PUTRAJAYA & CYBERJAYA | Existing | VPTJ/PCE/J10142/MB10144 | 300280961 | CLOSED | 11 kV | RYB | PE 10.14 P10 A1 (F2) |  |  | PTJ10146 |  | INDKOM | ZZT | 20040112 |  |  | Pass | null | Pass | null
378357487 | TNB | DISTRIBUTION | WP PUTRAJAYA & CYBERJAYA | Existing | VPTJ/PCE/J10121/MB10121 | 300280957 | CLOSED | 11 kV | RYB | PE 10.12 P10 A SEMI-D |  |  | PTJ10123 |  | INDKOM | GA | 28/08/2001 |  |  | Pass | null | Pass | null
378357594 | TNB | DISTRIBUTION | WP PUTRAJAYA & CYBERJAYA | Existing | VPTJ/PCE/J09011/MB09011 | 300280813 | CLOSED | 11 kV | RYB | PE 9.01 APT 4A (EFI) (F1) |  |  | PTJ09013 |  | INDKOM | ZZT | 20001110 |  |  | Pass | null | Pass | null
378357684 | TNB | DISTRIBUTION | WP PUTRAJAYA & CYBERJAYA | Existing | VPTJ/PCE/J09012/MB09014 | 300280814 | CLOSED | 11 kV | RYB | PE 9.01 APT 4A (EFI) (F2) |  |  | PTJ09016 |  | INDKOM | ZZT | 20001110 |  |  | Pass | null | Pass | null
378357775 | TNB | DISTRIBUTION | WP PUTRAJAYA & CYBERJAYA | Existing | VPTJ/PCE/J09021/MB09021 | 300280815 | CLOSED | 11 kV | RYB | PE 9.02 APT 4E (F1) |  |  | PTJ09023 |  | INDKOM | ZZT | 20001110 |  |  | Pass | null | Pass | null
378357875 | TNB | DISTRIBUTION | WP PUTRAJAYA & CYBERJAYA | Existing | VPTJ/PCE/J09022/MB09024 | 300280816 | CLOSED | 11 kV | RYB | PE 9.02 APT 4E (F2) |  |  | PTJ09026 |  | INDKOM | ZZT | 20001110 |  |  | Pass | null | Pass | null
378357974 | TNB | DISTRIBUTION | WP PUTRAJAYA & CYBERJAYA | Existing | VPTJ/PCE/J09031/MB09031 | 300280817 | CLOSED | 11 kV | RYB | PE 9.03 APT 3C (F1) |  |  | PTJ09033 |  | INDKOM | ZZT | 20000911 |  |  | Pass | null | Pass | null
378358067 | TNB | DISTRIBUTION | WP PUTRAJAYA & CYBERJAYA | Existing | VPTJ/PCE/J09032/MB09034 | 300280818 | CLOSED | 11 kV | RYB | PE 9.03 APT 3C (F2) |  |  | PTJ09036 |  | INDKOM | ZZT | 20000911 |  |  | Pass | null | Pass | null
378358165 | TNB | DISTRIBUTION | WP PUTRAJAYA & CYBERJAYA | Existing | VPTJ/PCE/J09041/MB09041 | 300280819 | CLOSED | 11 kV | RYB | PE 9.04 APT 3B (EFI) (F1) |  |  | PTJ09043 |  | INDKOM | ZZT | 20000911 |  |  | Pass | null | Pass | null
378358259 | TNB | DISTRIBUTION | WP PUTRAJAYA & CYBERJAYA | Existing | VPTJ/PCE/J09042/MB09044 | 300280820 | CLOSED | 11 kV | RYB | PE 9.04 APT 3B (EFI) (F2) |  |  | PTJ09046 |  | INDKOM | ZZT | 20000911 |  |  | Pass | null | Pass | null
378358598 | TNB | DISTRIBUTION | WP PUTRAJAYA & CYBERJAYA | Existing | VPTJ/PCE/J09061/MB09061 | 300280821 | CLOSED | 11 kV | RYB | PE 9.06 APT 2E (F1) |  |  | PTJ09063 |  | INDKOM | ZZT | 19990612 |  |  | Pass | null | Pass | null
378358621 | TNB | DISTRIBUTION | WP PUTRAJAYA & CYBERJAYA | Existing | VPTJ/PCE/J09062/MB09064 | 300280823 | CLOSED | 11 kV | RYB | PE 9.06 APT 2E (F2) |  |  | PTJ09066 |  | INDKOM | ZZT | 19990612 |  |  | Pass | null | Pass | null
378358784 | TNB | DISTRIBUTION | WP PUTRAJAYA & CYBERJAYA | Existing | VPTJ/PCE/J09071/MB09071 | 300280824 | CLOSED | 11 kV | RYB | PE 9.07 APT 2A (EFI) (F1) |  |  | PTJ09073 |  | INDKOM | ZZT | 19990612 |  |  | Pass | null | Pass | null
378358878 | TNB | DISTRIBUTION | WP PUTRAJAYA & CYBERJAYA | Existing | VPTJ/PCE/J09072/MB09074 | 300280825 | CLOSED | 11 kV | RYB | PE 9.07 APT 2A (EFI) (F2) |  |  | PTJ09076 |  | INDKOM | ZZT | 19990612 |  |  | Pass | null | Pass | null
378358981 | TNB | DISTRIBUTION | WP PUTRAJAYA & CYBERJAYA | Existing | VPTJ/PCE/J09081/MB09081 | 300280826 | CLOSED | 11 kV | RYB | PE 9.08 P9G TERES (F1) |  |  | PTJ09083 |  | INDKOM | ZZT | 21/06/1999 |  |  | Pass | null | Pass | null
378359072 | TNB | DISTRIBUTION | WP PUTRAJAYA & CYBERJAYA | Existing | VPTJ/PCE/J09082/MB09084 | 300280827 | CLOSED | 11 kV | RYB | PE 9.08 P9G TERES (F2) |  |  | PTJ09086 |  | INDKOM | ZZT | 21/06/1999 |  |  | Pass | null | Pass | null
378359165 | TNB | DISTRIBUTION | WP PUTRAJAYA & CYBERJAYA | Existing | VPTJ/PCE/J09091/MB09091 | 300280828 | CLOSED | 11 kV | RYB | PE 9.09 APT A1 (EFI) (F1) |  |  | PTJ09093 |  | INDKOM | ZZT | 19990412 |  |  | Pass | null | Pass | null
378359259 | TNB | DISTRIBUTION | WP PUTRAJAYA & CYBERJAYA | Existing | VPTJ/PCE/J09092/MB09094 | 300280829 | CLOSED | 11 kV | RYB | PE 9.09 APT A1 (EFI) (F2) |  |  | PTJ09096 |  | INDKOM | ZZT | 19990412 |  |  | Pass | null | Pass | null
378359361 | TNB | DISTRIBUTION | WP PUTRAJAYA & CYBERJAYA | Existing | VPTJ/PCE/J09101/MB09101 | 300280830 | CLOSED | 11 kV | RYB | PE 9.10 PS 1 |  |  | PTJ09103 |  | INDKOM | ZZT | 13/12/1999 |  |  | Pass | null | Pass | null
378359465 | TNB | DISTRIBUTION | WP PUTRAJAYA & CYBERJAYA | Existing | VPTJ/PCE/J09151/MB09151 | 300280839 | CLOSED | 11 kV | RYB | PE 9.15 APT 6D (EFI) (F1) |  |  | PTJ09153 |  | INDKOM | ZZT | 20021207 |  |  | Pass | null | Pass | null
378359548 | TNB | DISTRIBUTION | WP PUTRAJAYA & CYBERJAYA | Existing | VPTJ/PCE/J09152/MB09154 | 300280840 | CLOSED | 11 kV | RYB | PE 9.15 APT 6D (EFI) (F2) |  |  | PTJ09156 |  | INDKOM | ZZT | 20021207 |  |  | Pass | null | Pass | null
378359640 | TNB | DISTRIBUTION | WP PUTRAJAYA & CYBERJAYA | Existing | VPTJ/PCE/J09161/MB09161 | 300280841 | CLOSED | 11 kV | RYB | PE 9.16 APT 6F (F1) |  |  | PTJ09163 |  | INDKOM | ZZT | 20021207 |  |  | Pass | null | Pass | null
378359736 | TNB | DISTRIBUTION | WP PUTRAJAYA & CYBERJAYA | Existing | VPTJ/PCE/J09162/MB09164 | 300280842 | CLOSED | 11 kV | RYB | PE 9.16 APT 6F (F2) |  |  | PTJ09166 |  | INDKOM | ZZT | 20021207 |  |  | Pass | null | Pass | null
378359838 | TNB | DISTRIBUTION | WP PUTRAJAYA & CYBERJAYA | Existing | VPTJ/PCE/J09171/MB09171 | 300280843 | CLOSED | 11 kV | RYB | PE 9.17 APT 5A (EFI) (F1) |  |  | PTJ09173 |  | INDKOM | ZZT | 20021207 |  |  | Pass | null | Pass | null
378359863 | TNB | DISTRIBUTION | WP PUTRAJAYA & CYBERJAYA | Existing | VPTJ/PCE/J09172/MB09174 | 300280844 | CLOSED | 11 kV | RYB | PE 9.17 APT 5A (EFI) (F2) |  |  | PTJ09176 |  | INDKOM | ZZT | 20021207 |  |  | Pass | null | Pass | null
378360024 | TNB | DISTRIBUTION | WP PUTRAJAYA & CYBERJAYA | Existing | VPTJ/PCE/J09181/MB09181 | 300280845 | CLOSED | 11 kV | RYB | PE 9.18 APT 5C (F1) |  |  | PTJ09183 |  | INDKOM | ZZT | 20021207 |  |  | Pass | null | Pass | null
378360047 | TNB | DISTRIBUTION | WP PUTRAJAYA & CYBERJAYA | Existing | VPTJ/PCE/J09182/MB09184 | 300280846 | CLOSED | 11 kV | RYB | PE 9.18 APT 5C (F2) |  |  | PTJ09186 |  | INDKOM | ZZT | 20021207 |  |  | Pass | null | Pass | null
378360206 | TNB | DISTRIBUTION | WP PUTRAJAYA & CYBERJAYA | Existing | VPTJ/PCE/J09111/MB09111 | 300280831 | CLOSED | 11 kV | RYB | PE 9.11 KLINIK (F1) |  |  | PTJ09113 |  | INDKOM | ZZT | 15/02/1999 |  |  | Pass | null | Pass | null
378360229 | TNB | DISTRIBUTION | WP PUTRAJAYA & CYBERJAYA | Existing | VPTJ/PCE/J09112/MB09114 | 300280832 | CLOSED | 11 kV | RYB | PE 9.11 KLINIK (F2) |  |  | PTJ09116 |  | INDKOM | ZZT | 15/02/1999 |  |  | Pass | null | Pass | null
378360390 | TNB | DISTRIBUTION | WP PUTRAJAYA & CYBERJAYA | Existing | VPTJ/PCE/J09122/MB09124 | 300280834 | CLOSED | 11 kV | RYB | PE 9.12 SEK REN (F2) |  |  | PTJ09126 |  | INDKOM | ZZT | 16/10/1999 |  |  | Pass | null | Pass | null
378360481 | TNB | DISTRIBUTION | WP PUTRAJAYA & CYBERJAYA | Existing | VPTJ/PCE/J09121/MB09121 | 300280833 | CLOSED | 11 kV | RYB | PE 9.12 SEK REN (F1) |  |  | PTJ09123 |  | INDKOM | ZZT | 16/10/1999 |  |  | Pass | null | Pass | null
378360574 | TNB | DISTRIBUTION | WP PUTRAJAYA & CYBERJAYA | Existing | VPTJ/PCE/J09131/MB09131 | 300280837 | CLOSED | 11 kV | RYB | PE 9.13 SEK MEN (EFI) (F1) |  |  | PTJ09133 |  | INDKOM | ZZT | 20021101 |  |  | Pass | null | Pass | null
378360668 | TNB | DISTRIBUTION | WP PUTRAJAYA & CYBERJAYA | Existing | VPTJ/PCE/J09132/MB09134 | 300280838 | CLOSED | 11 kV | RYB | PE 9.13 SEK MEN (EFI) (F2) |  |  | PTJ09136 |  | INDKOM | ZZT | 20021101 |  |  | Pass | null | Pass | null
378360770 | TNB | DISTRIBUTION | WP PUTRAJAYA & CYBERJAYA | Existing | VPTJ/PCE/J09271/MB09271 | 300280858 | CLOSED | 11 kV | RYB | PE 9.27 APT 11A (F1) |  |  | PTJ09272 |  | ABB | IEC 298 | 20030812 |  |  | Pass | null | Pass | null
378360864 | TNB | DISTRIBUTION | WP PUTRAJAYA & CYBERJAYA | Existing | VPTJ/PCE/J09272/MB09274 | 300280859 | CLOSED | 11 kV | RYB | PE 9.27 APT 11A (F2) |  |  | PTJ09275 |  | ABB | IEC 298 | 20030812 |  |  | Pass | null | Pass | null
378360964 | TNB | DISTRIBUTION | WP PUTRAJAYA & CYBERJAYA | Existing | VPTJ/PCE/J09281/MB09281 | 300280860 | CLOSED | 11 kV | RYB | PE 9.28 APT 11C (EFI) (F1) |  |  | PTJ09282 |  | ABB | IEC 298 | 20030812 |  |  | Pass | null | Pass | null
378361060 | TNB | DISTRIBUTION | WP PUTRAJAYA & CYBERJAYA | Existing | VPTJ/PCE/J09282/MB09284 | 300280861 | CLOSED | 11 kV | RYB | PE 9.28 APT 11C (EFI) (F2) |  |  | PTJ09285 |  | TAMCO | RM6 | 20030812 |  |  | Pass | null | Pass | null
378361160 | TNB | DISTRIBUTION | WP PUTRAJAYA & CYBERJAYA | Existing | VPTJ/PCE/J07031/MB07031 | 300281276 | CLOSED | 11 kV | RYB | PE 7.03 STESEN PAM PS3 |  |  | PTJ07033 |  | INDKOM | ZZT | 27/07/1999 |  |  | Pass | null | Pass | null
378361324 | TNB | DISTRIBUTION | WP PUTRAJAYA & CYBERJAYA | Existing | VPTJ/PCE/J08241/MB08241 | 300280810 | CLOSED | 11 kV | RYB | PE 8.24 SERI SAUJANA (BR 8) |  |  | PTJ08242 |  | MERLIN GERIN | RM6 | 23/01/2003 |  |  | Pass | null | Pass | null
378361366 | TNB | DISTRIBUTION | WP PUTRAJAYA & CYBERJAYA | Existing | VPTJ/PCE/J08151/MB08151 | 300280799 | CLOSED | 11 kV | RYB | PE 8.15 RD2A L. SENTOSA |  |  | PTJ08153 |  | INDKOM | ZZT | 19990807 |  |  | Pass | null | Pass | null
378361457 | TNB | DISTRIBUTION | WP PUTRAJAYA & CYBERJAYA | Existing | VPTJ/PCE/J08011/MB08011 | 300280777 | CLOSED | 11 kV | RYB | PE 8.01 PS 10 (EFI) (F1) |  |  | PTJ08013 |  | INDKOM | ZZT | 23/07/1999 |  |  | Pass | null | Pass | null
378366358 | TNB | DISTRIBUTION | WP PUTRAJAYA & CYBERJAYA | Existing | VPTJ/PCE/J16301/MB16301 | 300454871 | CLOSED | 11 kV | RYB | PE 16.30 PERUMAHAN P16A (F1) |  |  | PTJ16303 |  | INDKOM | INS24 |  |  |  | Pass | null | Pass | null
378366464 | TNB | DISTRIBUTION | WP PUTRAJAYA & CYBERJAYA | Existing | VPTJ/PCE/J16302/MB16301 | 300454878 | CLOSED | 11 kV | RYB | PE 16.30 PERUMAHAN P16A (F2) |  |  | PTJ16305 |  | SCHNEIDER | NE-2iQ |  |  |  | Pass | null | Pass | null
378366620 | TNB | DISTRIBUTION | WP PUTRAJAYA & CYBERJAYA | Existing | VPTJ/PCE/J16281/MB16281 | 300281198 | CLOSED | 11 kV | RYB | PE 16.28 TAMAN WARISAN (F1) |  |  | PTJ16283 |  | INDKOM | ZZT | 20020112 |  |  | Pass | null | Pass | null
378366714 | TNB | DISTRIBUTION | WP PUTRAJAYA & CYBERJAYA | Existing | VPTJ/PCE/J16282/MB16284 | 300281199 | CLOSED | 11 kV | RYB | PE 16.28 TAMAN WARISAN (F2) |  |  | PTJ16286 |  | INDKOM | ZZT | 20020112 |  |  | Pass | null | Pass | null
378366818 | TNB | DISTRIBUTION | WP PUTRAJAYA & CYBERJAYA | Existing | VPTJ/PCE/J16061/MB16061 | 300281177 | CLOSED | 11 kV | RYB | PE 16.06 SEK REN F2 (F1) |  |  | PTJ16063 |  | INDKOM | ZZT | 16/02/2004 |  |  | Pass | null | Pass | null
378366914 | TNB | DISTRIBUTION | WP PUTRAJAYA & CYBERJAYA | Existing | VPTJ/PCE/J16062/MB16064 | 300281178 | CLOSED | 11 kV | RYB | PE 16.06 SEK REN F2 (F2) |  |  | PTJ16066 |  | INDKOM | ZZT | 16/02/2004 |  |  | Pass | null | Pass | null
378367015 | TNB | DISTRIBUTION | WP PUTRAJAYA & CYBERJAYA | Existing | VPTJ/PCE/J16071/MB16071 | 300281179 | CLOSED | 11 kV | RYB | PE 16.07 22 UNIT TERES (EFI) (F1) |  |  | PTJ16073 |  | INDKOM | ZZT | 20091008 |  |  | Pass | null | Pass | null
378367111 | TNB | DISTRIBUTION | WP PUTRAJAYA & CYBERJAYA | Existing | VPTJ/PCE/J16072/MB16074 | 300281180 | CLOSED | 11 kV | RYB | PE 16.07 22 UNIT TERES (EFI) (F2) |  |  | PTJ16076 |  | INDKOM | ZZT | 20091108 |  |  | Pass | null | Pass | null
378367217 | TNB | DISTRIBUTION | WP PUTRAJAYA & CYBERJAYA | Existing | VPTJ/PCE/J16292/MB16294 | 300281201 | CLOSED | 11 kV | RYB | PE 16.29 25 UNIT (EFI) (F2) |  |  | PTJ16296 |  | INDKOM | ZZT | 20091108 |  |  | Pass | null | Pass | null
378367311 | TNB | DISTRIBUTION | WP PUTRAJAYA & CYBERJAYA | Existing | VPTJ/PCE/J16291/MB16291 | 300281200 | CLOSED | 11 kV | RYB | PE 16.29 25 UNIT (EFI) (F1) |  |  | PTJ16293 |  | INDKOM | ZZT | 20091008 |  |  | Pass | null | Pass | null
378367536 | TNB | DISTRIBUTION | WP PUTRAJAYA & CYBERJAYA | Existing | VPTJ/PCE/J16271/MB16271 | 300281197 | CLOSED | 11 kV | RYB | PE 16.27 UPPER BISA |  |  | PTJ16273 |  | INDKOM | ZZT | 19/04/2000 |  |  | Pass | null | Pass | null
378367632 | TNB | DISTRIBUTION | WP PUTRAJAYA & CYBERJAYA | Existing | VPTJ/PCE/J16141/MB16141 | 300281181 | CLOSED | 11 kV | RYB | PE 16.14 SEMI D (EFI) (F1) |  |  | PTJ16143 |  | INDKOM | ZZT | 13/01/2002 |  |  | Pass | null | Pass | null
378367726 | TNB | DISTRIBUTION | WP PUTRAJAYA & CYBERJAYA | Existing | VPTJ/PCE/J16142/MB16144 | 300281182 | CLOSED | 11 kV | RYB | PE 16.14 SEMI D (EFI) (F2) |  |  | PTJ16146 |  | INDKOM | ZZT | 13/01/2002 |  |  | Pass | null | Pass | null
378367830 | TNB | DISTRIBUTION | WP PUTRAJAYA & CYBERJAYA | Existing | VPTJ/PCE/J16161/MB16161 | 300281185 | CLOSED | 11 kV | RYB | PE 16.16 PUSAT KEJIRANAN (F1) |  |  | PTJ16163 |  | INDKOM | ZZT | 27/02/2002 |  |  | Pass | null | Pass | null
378367924 | TNB | DISTRIBUTION | WP PUTRAJAYA & CYBERJAYA | Existing | VPTJ/PCE/J16162/MB16164 | 300281186 | CLOSED | 11 kV | RYB | PE 16.16 PUSAT KEJIRANAN (F2) |  |  | PTJ16166 |  | INDKOM | ZZT | 27/02/2002 |  |  | Pass | null | Pass | null
378368185 | TNB | DISTRIBUTION | WP PUTRAJAYA & CYBERJAYA | Existing | VPTJ/PCE/J01242/MB01244 | 300280435 | CLOSED | 11 kV | RYB | PE 1.24 BOT PUMP (F2) |  |  | PTJ01246 |  | INDKOM | ZZT | 24/08/2000 |  |  | Pass | null | Pass | null
378368283 | TNB | DISTRIBUTION | WP PUTRAJAYA & CYBERJAYA | Existing | VPTJ/PCE/J01241/MB01241 | 300280434 | CLOSED | 11 kV | RYB | PE 1.24 BOT PUMP (F1) |  |  | PTJ01243 |  | INDKOM | ZZT | 24/08/2000 |  |  | Pass | null | Pass | null
378368386 | TNB | DISTRIBUTION | WP PUTRAJAYA & CYBERJAYA | Existing | VPTJ/PCE/J01251/MB01251 | 300280436 | CLOSED | 11 kV | RYB | PE 1.25 BOT ADMIN (F1) |  |  | PTJ01253 |  | INDKOM | ZZT | 24/08/2000 |  |  | Pass | null | Pass | null
378368482 | TNB | DISTRIBUTION | WP PUTRAJAYA & CYBERJAYA | Existing | VPTJ/PCE/J01252/MB01254 | 300280437 | CLOSED | 11 kV | RYB | PE 1.25 BOT ADMIN (F2) |  |  | PTJ01256 |  | INDKOM | ZZT | 24/08/2000 |  |  | Pass | null | Pass | null
378368611 | TNB | DISTRIBUTION | WP PUTRAJAYA & CYBERJAYA | Existing | VPTJ/PCE/J01601/MB01601 | 300280593 | CLOSED | 11 kV | RYB | PE 1.60 L/S TPP |  |  | PTJ01602 |  | MERLIN GERIN | RM6 | 16/07/2003 |  |  | Pass | null | Pass | null
378368769 | TNB | DISTRIBUTION | WP PUTRAJAYA & CYBERJAYA | Existing | VPTJ/PCE/J01341/MB01341 | 300280441 | CLOSED | 11 kV | RYB | PE 1.34 PROMENADE |  |  | PTJ01342 |  | TAMCO | GR1 | 19991211 |  |  | Pass | null | Pass | null
378368877 | TNB | DISTRIBUTION | WP PUTRAJAYA & CYBERJAYA | Existing | VPTJ/PCE/J15031/MB15031 | 300281145 | CLOSED | 11 kV | RYB | PE 15.03 WR 3 |  |  | PTJ15032 |  | SCHNEIDER | RM6 | 20/01/2000 |  |  | Pass | null | Pass | null
378368983 | TNB | DISTRIBUTION | WP PUTRAJAYA & CYBERJAYA | Existing | VPTJ/PCE/J15041/MB15041 | 300281146 | CLOSED | 11 kV | RYB | PE 15.04 STABLE KOMPLEKS |  |  | PTJ15042 |  | MERLIN GERIN | RM 6 | 19900101 |  |  | Pass | null | Pass | null
378369089 | TNB | DISTRIBUTION | WP PUTRAJAYA & CYBERJAYA | Existing | VPTJ/PCE/J01671/MB01671 | 310308944 | CLOSED | 11 kV | RYB | SS 1.67 TEMP PARCEL F |  |  | PTJ01673 |  | INDKOM | INS24 ZZTID |  |  |  | Pass | null | Pass | null
378369315 | TNB | DISTRIBUTION | WP PUTRAJAYA & CYBERJAYA | Existing | VPTJ/PCE/J12031/MB12031 | 310338762 | CLOSED | 11 kV | RYB | PE 12.03 SPINE ROAD NO 1 |  |  | PTJ12033 |  | INDKOM | INS24 |  |  |  | Pass | null | Pass | null
378369692 | TNB | DISTRIBUTION | WP PUTRAJAYA & CYBERJAYA | Existing | VPTJ/PCE/J17041/MB17041 | 300281204 | CLOSED | 11 kV | RYB | PE 17.04 RK 1-1 (F1) |  |  | PTJ17043 |  | TAMCO | GR2 | 13/03/2007 |  |  | Pass | null | Pass | null
378369693 | TNB | DISTRIBUTION | WP PUTRAJAYA & CYBERJAYA | Existing | VPTJ/PCE/J17041/MB17041 | 300281204 | CLOSED | 11 kV | RYB | PE 17.04 RK 1-1 (F1) |  |  | PTJ17042 |  | TAMCO | GR2 | 13/03/2007 |  |  | Pass | null | Pass | null
378369908 | TNB | DISTRIBUTION | WP PUTRAJAYA & CYBERJAYA | Existing | VPTJ/PCE/J17042/MB17044 | 300281205 | CLOSED | 11 kV | RYB | PE 17.04 RK 1-1 (F2) |  |  | PTJ17046 |  | TAMCO | GR1 | 13/03/2007 |  |  | Pass | null | Pass | null
378369909 | TNB | DISTRIBUTION | WP PUTRAJAYA & CYBERJAYA | Existing | VPTJ/PCE/J17042/MB17044 | 300281205 | CLOSED | 11 kV | RYB | PE 17.04 RK 1-1 (F2) |  |  | PTJ17047 |  | TAMCO | GR1 | 13/03/2007 |  |  | Pass | null | Pass | null
378370083 | TNB | DISTRIBUTION | WP PUTRAJAYA & CYBERJAYA | Existing | VPTJ/PCE/J17051/MB17051 | 300281206 | CLOSED | 11 kV | RYB | PE 17.05 RK 1-2 (F1) |  |  | PTJ17052 |  | TAMCO | GR1 | 13/03/2007 |  |  | Pass | null | Pass | null
378370084 | TNB | DISTRIBUTION | WP PUTRAJAYA & CYBERJAYA | Existing | VPTJ/PCE/J17051/MB17051 | 300281206 | CLOSED | 11 kV | RYB | PE 17.05 RK 1-2 (F1) |  |  | PTJ17053 |  | TAMCO | GR1 | 13/03/2007 |  |  | Pass | null | Pass | null
378383240 | TNB | DISTRIBUTION | WP PUTRAJAYA & CYBERJAYA | Existing | VCBJ/PCE/J21841/MB21841 | 300452904 | CLOSED | 11 kV | RYB | PE 21.84 GLOMAC |  |  | CBJ21843 |  | INDKOM | ZZT I/D |  | TX1-1000KVA |  | Pass | null | Pass | null
378383241 | TNB | DISTRIBUTION | WP PUTRAJAYA & CYBERJAYA | Existing | VCBJ/PCE/J21841/MB21841 | 300452904 | CLOSED | 11 kV | RYB | PE 21.84 GLOMAC |  |  | CBJ21844 |  | INDKOM | ZZT I/D |  | TX2-1000KVA |  | Pass | null | Pass | null
378383405 | TNB | DISTRIBUTION | WP PUTRAJAYA & CYBERJAYA | Existing | VCBJ/PCE/J23141/MB23141 | 300485608 | CLOSED | 11 kV | RYB | PE 23.14 GLOMAC 2B |  |  | CBJ23143 |  |  | INS 24 | 30/11/2014 | TX-1000KVA |  | Pass | null | Pass | null
378383514 | TNB | DISTRIBUTION | WP PUTRAJAYA & CYBERJAYA | Existing | VCBJ/PCE/J23131/MB23131 | 300485222 | CLOSED | 11 kV | RYB | PE 23.13 GLOMAC 2A |  |  | CBJ23133 |  |  | INS 24 | 29/11/2014 | TX-1000KVA |  | Pass | null | Pass | null
378383818 | TNB | DISTRIBUTION | WP PUTRAJAYA & CYBERJAYA | Existing | VCBJ/PCE/J23281/MB1 | 310338782 | CLOSED | 11 kV | RYB | PE 23.28 SITE OFFICE PERSONA METRO |  |  | CBJ23283 |  | TAMCO |  |  | TX-1000KVA |  | Pass | null | Pass | null
378384019 | TNB | DISTRIBUTION | WP PUTRAJAYA & CYBERJAYA | Existing | VCBJ/PCE/J21601/MB21601 | 300280631 | CLOSED | 11 kV | RYB | PE 21.60 PADAT PPN CJ7 |  |  | CBJ21602 |  | INDKOM | ZZT | 28/10/2008 | TX-1000KVA |  | Pass | null | Pass | null
378384127 | TNB | DISTRIBUTION | WP PUTRAJAYA & CYBERJAYA | Existing | VCBJ/PCE/J22101/MB22101 | 300280576 | CLOSED | 11 kV | RYB | PE 22.10 D' MELOR F1 |  |  | CBJ22103 |  | INDKOM | ZZT | 24/03/2001 | TX1-1000KVA |  | Pass | null | Pass | null
378384150 | TNB | DISTRIBUTION | WP PUTRAJAYA & CYBERJAYA | Existing | VCBJ/PCE/J22102/MB22104 | 300280578 | CLOSED | 11 kV | RYB | PE 22.10 D' MELOR F2 |  |  | CBJ22106 |  | INDKOM | ZZT | 24/03/2001 | TX2-1000KVA |  | Pass | null | Pass | null
378384343 | TNB | DISTRIBUTION | WP PUTRAJAYA & CYBERJAYA | Existing | VCBJ/PCE/J21141/MB21141 | 300281033 | CLOSED | 11 kV | RYB | PE 21.14 PUSAT REKREASI SMART HOME F1 |  |  | CBJ21143 |  | INDKOM | ZZT | 20030506 | TX1-1000KVA |  | Pass | null | Pass | null
378384366 | TNB | DISTRIBUTION | WP PUTRAJAYA & CYBERJAYA | Existing | VCBJ/PCE/J21142/MB21144 | 300281032 | CLOSED | 11 kV | RYB | PE 21.14 PUSAT REKREASI SMART HOME F2 |  |  | CBJ21146 |  | INDKOM | ZZT | 20030506 | TX2-1000KVA |  | Pass | null | Pass | null
378384718 | TNB | DISTRIBUTION | WP PUTRAJAYA & CYBERJAYA | Existing | VCBJ/PCE/J21161/MB21161 | 300281028 | CLOSED | 11 kV | RYB | PE 21.16 SMART HOMES F1 |  |  | CBJ21163 |  | INDKOM | ZZT | 27/09/2004 | TX1-1000KVA |  | Pass | null | Pass | null
378384741 | TNB | DISTRIBUTION | WP PUTRAJAYA & CYBERJAYA | Existing | VCBJ/PCE/J21162/MB21164 | 300281027 | CLOSED | 11 kV | RYB | PE 21.16 SMART HOMES F2 |  |  | CBJ21166 |  | INDKOM | ZZT | 27/09/2004 | TX2-1000KVA |  | Pass | null | Pass | null
378385410 | TNB | DISTRIBUTION | WP PUTRAJAYA & CYBERJAYA | Existing | VCBJ/PCE/J21181/MB21181 | 300281024 | CLOSED | 11 kV | RYB | PE 21.18 CONDO A1 CYBERIA F1 |  |  | CBJ21183 |  | INDKOM | ZZT | 25/11/2001 | TX1-1000KVA |  | Pass | null | Pass | null
378385433 | TNB | DISTRIBUTION | WP PUTRAJAYA & CYBERJAYA | Existing | VCBJ/PCE/J21182/MB21184 | 300281023 | CLOSED | 11 kV | RYB | PE 21.18 CONDO A1 CYBERIA F2 |  |  | CBJ21186 |  | INDKOM | ZZT | 25/11/2001 | TX2-1000KVA |  | Pass | null | Pass | null
378385600 | TNB | DISTRIBUTION | WP PUTRAJAYA & CYBERJAYA | Existing | VCBJ/PCE/J21172/MB21174 | 300281025 | CLOSED | 11 kV | RYB | PE 21.17 CONDO A3 CYBERIA F2 |  |  | CBJ21176 |  | INDKOM | ZZT | 25/11/2001 | TX2-1000KVA |  | Pass | null | Pass | null
378385686 | TNB | DISTRIBUTION | WP PUTRAJAYA & CYBERJAYA | Existing | VCBJ/PCE/J21171/MB21171 | 300281026 | CLOSED | 11 kV | RYB | PE 21.17 CONDO A3 CYBERIA F1 |  |  | CBJ21173 |  | INDKOM | ZZT | 25/11/2001 | TX1-1000KVA |  | Pass | null | Pass | null
378385781 | TNB | DISTRIBUTION | WP PUTRAJAYA & CYBERJAYA | Existing | VCBJ/PCE/J21492/MB21494 | 300280971 | CLOSED | 11 kV | RYB | PE 21.49 CONDO B2 F2 |  |  | CBJ21496 |  | INDKOM | ZZT | 20040801 | TX2-1000KVA |  | Pass | null | Pass | null
378385873 | TNB | DISTRIBUTION | WP PUTRAJAYA & CYBERJAYA | Existing | VCBJ/PCE/J21491/MB21491 | 300280976 | CLOSED | 11 kV | RYB | PE 21.49 CONDO B2 F1 |  |  | CBJ21493 |  | INDKOM | ZZT | 20040801 | TX1-1000KVA |  | Pass | null | Pass | null
378385969 | TNB | DISTRIBUTION | WP PUTRAJAYA & CYBERJAYA | Existing | VCBJ/PCE/J21512/MB21514 | 300280967 | CLOSED | 11 kV | RYB | PE 21.51 CONDO C1 F2 |  |  | CBJ21516 |  | INDKOM | ZZT | 20040510 | TX2-1000KVA |  | Pass | null | Pass | null
378386060 | TNB | DISTRIBUTION | WP PUTRAJAYA & CYBERJAYA | Existing | VCBJ/PCE/J21511/MB21511 | 300280970 | CLOSED | 11 kV | RYB | PE 21.51 CONDO C1 F1 |  |  | CBJ21513 |  | INDKOM | ZZT | 20040510 | TX1-1000KVA |  | Pass | null | Pass | null
378386164 | TNB | DISTRIBUTION | WP PUTRAJAYA & CYBERJAYA | Existing | VCBJ/PCE/J21522/MB21524 | 300280962 | CLOSED | 11 kV | RYB | PE 21.52 CONDO C3 F2 |  |  | CBJ21526 |  | INDKOM | ZZT | 20040510 | TX2-1000KVA |  | Pass | null | Pass | null
378386260 | TNB | DISTRIBUTION | WP PUTRAJAYA & CYBERJAYA | Existing | VCBJ/PCE/J21521/MB21521 | 300280965 | CLOSED | 11 kV | RYB | PE 21.52 CONDO C3 F1 |  |  | CBJ21523 |  | INDKOM | ZZT | 20040510 | TX1-1000KVA |  | Pass | null | Pass | null
378386385 | TNB | DISTRIBUTION | WP PUTRAJAYA & CYBERJAYA | Existing | VCBJ/PCE/J25051/MB25051 | 310371337 | CLOSED | 11 kV | RYB | PE 25.05 HOSTEL BLOK 1D |  |  | CBJ25053 |  | INDKOM | INS24 |  | TX1-1000KVA |  | Pass | null | Pass | null
378386386 | TNB | DISTRIBUTION | WP PUTRAJAYA & CYBERJAYA | Existing | VCBJ/PCE/J25051/MB25051 | 310371337 | CLOSED | 11 kV | RYB | PE 25.05 HOSTEL BLOK 1D |  |  | CBJ25054 |  | INDKOM | INS24 |  | TX2-1000KVA |  | Pass | null | Pass | null
378386556 | TNB | DISTRIBUTION | WP PUTRAJAYA & CYBERJAYA | Existing | VCBJ/PCE/J25041/MB25041 | 310339238 | CLOSED | 11 kV | RYB | PE 25.04 HOSTEL BLOK 1C |  |  | CBJ25043 |  | INDKOM |  |  | TX1-1000KVA |  | Pass | null | Pass | null
378386557 | TNB | DISTRIBUTION | WP PUTRAJAYA & CYBERJAYA | Existing | VCBJ/PCE/J25041/MB25041 | 310339238 | CLOSED | 11 kV | RYB | PE 25.04 HOSTEL BLOK 1C |  |  | CBJ25044 |  | INDKOM |  |  | TX2-1000KVA |  | Pass | null | Pass | null
378386767 | TNB | DISTRIBUTION | WP PUTRAJAYA & CYBERJAYA | Existing | VCBJ/PCE/J25031/MB25031 | 300453483 | CLOSED | 11 kV | RYB | PE 25.03 HOSTEL BLOK 1B |  |  | CBJ25033 |  | INDKOM | INS24 |  | TX1-1000KVA |  | Pass | null | Pass | null
378386861 | TNB | DISTRIBUTION | WP PUTRAJAYA & CYBERJAYA | Existing | VCBJ/PCE/J25021/MB25021 | 300454737 | CLOSED | 11 kV | RYB | PE 25.02 HOSTEL BLOK 1A |  |  | CBJ25023 |  | INDKOM | INS24 |  | TX1-1000KVA |  | Pass | null | Pass | null
378386959 | TNB | DISTRIBUTION | WP PUTRAJAYA & CYBERJAYA | Existing | VCBJ/PCE/J23031/MB23031 | 300454682 | CLOSED | 11 kV | RYB | PE 23.03 MUTIARA VILLE 1 |  |  | CBJ23033 |  | INDKOM | ZZT |  | TX-1000KVA |  | Pass | null | Pass | null
378387053 | TNB | DISTRIBUTION | WP PUTRAJAYA & CYBERJAYA | Existing | VCBJ/PCE/J23041/MB23041 | 300454734 | CLOSED | 11 kV | RYB | PE 23.04 MUTIARA VILLE 2 |  |  | CBJ23043 |  | INDKOM | ZZT |  | TX-1000KVA |  | Pass | null | Pass | null
378387224 | TNB | DISTRIBUTION | WP PUTRAJAYA & CYBERJAYA | Existing | VCBJ/PCE/J23011/MB23011 | 300280382 | CLOSED | 11 kV | RYB | PE 23.01 PS 2-9 F1 |  |  | CBJ23012 |  | TAMCO | ID-0233 | 20061212 | TX1-1000KVA |  | Pass | null | Pass | null
378387247 | TNB | DISTRIBUTION | WP PUTRAJAYA & CYBERJAYA | Existing | VCBJ/PCE/J23012/MB23014 | 300280383 | CLOSED | 11 kV | RYB | PE 23.01 PS 2-9 F2 |  |  | CBJ23015 |  | TAMCO | ID-0235 | 20061212 | TX2-1000KVA |  | Pass | null | Pass | null
378400221 | TNB | DISTRIBUTION | WP PUTRAJAYA & CYBERJAYA | Existing | VPTJ/PCE/J11211/MB11211 | 300281039 | CLOSED | 11 kV | RYB | PE 11.21 PUSAT KEJIRANAN (F1) |  |  | PTJ11215 |  | TAMCO | GR1 | 30/05/2006 |  |  | Pass | null | Pass | null
378400302 | TNB | DISTRIBUTION | WP PUTRAJAYA & CYBERJAYA | Existing | VPTJ/PCE/J11212/MB11214 | 300281041 | CLOSED | 11 kV | RYB | PE 11.21 PUSAT KEJIRANAN (F2) |  |  | PTJ11212 |  | TAMCO | GR1 | 30/05/2006 |  |  | Pass | null | Pass | null
378400386 | TNB | DISTRIBUTION | WP PUTRAJAYA & CYBERJAYA | Existing | VPTJ/PCE/J11381/MB11381 | 300281070 | CLOSED | 11 kV | RYB | PE 11.38 PS 13 |  |  | PTJ11382 |  | MERLIN GERIN | RM 6 | 26/08/2004 |  |  | Pass | null | Pass | null
378400479 | TNB | DISTRIBUTION | WP PUTRAJAYA & CYBERJAYA | Existing | VPTJ/PCE/J11391/MB11391 | 300281071 | CLOSED | 11 kV | RYB | PE 11.39 BLOK A |  |  | PTJ11393 |  | INDKOM | ZZT | 17/08/2004 |  |  | Pass | null | Pass | null
378404468 | TNB | DISTRIBUTION | WP PUTRAJAYA & CYBERJAYA | Existing | VPTJ/PCE/J01371/MB01371 | 300280451 | CLOSED | 11 kV | RYB | PE 1.37 E16 ANJUNG (F1) |  |  | PTJ01373 |  | INDKOM | ZZT | 20/01/2001 |  |  | Pass | null | Pass | null
378404562 | TNB | DISTRIBUTION | WP PUTRAJAYA & CYBERJAYA | Existing | VPTJ/PCE/J01372/MB01374 | 300280454 | CLOSED | 11 kV | RYB | PE 1.37 E16 ANJUNG (F2) |  |  | PTJ01376 |  | INDKOM | ZZT | 20/01/2001 |  |  | Pass | null | Pass | null
378405030 | TNB | DISTRIBUTION | WP PUTRAJAYA & CYBERJAYA | Existing | VPTJ/PCE/J01561/MB01561 | 300280571 | CLOSED | 11 kV | RYB | PE 1.56 SEK.MEN. A/SHAH (F1) |  |  | PTJ01563 |  | INDKOM | ZZT | 20030801 |  |  | Pass | null | Pass | null
378405124 | TNB | DISTRIBUTION | WP PUTRAJAYA & CYBERJAYA | Existing | VPTJ/PCE/J01562/MB01564 | 300280574 | CLOSED | 11 kV | RYB | PE 1.56 SEK.MEN. A/SHAH (F2) |  |  | PTJ01566 |  | INDKOM | ZZT | 20030801 |  |  | Pass | null | Pass | null
378405220 | TNB | DISTRIBUTION | WP PUTRAJAYA & CYBERJAYA | Existing | VPTJ/PCE/J01571/MB01571 | 300280577 | CLOSED | 11 kV | RYB | PE 1.57 SEK.MEN. A/SHAH (F1) |  |  | PTJ01573 |  | INDKOM | ZZT | 20030801 |  |  | Pass | null | Pass | null
378405316 | TNB | DISTRIBUTION | WP PUTRAJAYA & CYBERJAYA | Existing | VPTJ/PCE/J01572/MB01574 | 300280579 | CLOSED | 11 kV | RYB | PE 1.57 SEK.MEN. A/SHAH (F2) |  |  | PTJ01576 |  | INDKOM | ZZT | 20030801 |  |  | Pass | null | Pass | null
378405566 | TNB | DISTRIBUTION | WP PUTRAJAYA & CYBERJAYA | Existing | VPTJ/PCE/J01531/MB01531 | 300280554 | CLOSED | 11 kV | RYB | PE 1.53 NORTH DEPT (F1) |  |  | PTJ01534 |  | INDKOM | GA | 20041001 |  |  | Pass | null | Pass | null
378405671 | TNB | DISTRIBUTION | WP PUTRAJAYA & CYBERJAYA | Existing | VPTJ/PCE/J01541/MB01541 | 300280559 | CLOSED | 11 kV | RYB | PE 1.54 SOUTH DEPT (F1) |  |  | PTJ01544 |  | INDKOM | ZZZT | 20041001 |  |  | Pass | null | Pass | null
378405934 | TNB | DISTRIBUTION | WP PUTRAJAYA & CYBERJAYA | Existing | VPTJ/PCE/J01381/MB01381 | 300280461 | CLOSED | 11 kV | RYB | PE 1.38 TAMAN PUTRA PERDANA (F1) |  |  | PTJ01384 |  | INDKOM | ZZT | 24/08/2000 |  |  | Pass | null | Pass | null
378406037 | TNB | DISTRIBUTION | WP PUTRAJAYA & CYBERJAYA | Existing | VPTJ/PCE/J01382/MB01385 | 300280462 | CLOSED | 11 kV | RYB | PE 1.38 TAMAN PUTRA PERDANA (F2) |  |  | PTJ01387 |  | INDKOM | ZZT | 24/08/2000 |  |  | Pass | null | Pass | null
378406348 | TNB | DISTRIBUTION | WP PUTRAJAYA & CYBERJAYA | Existing | VPTJ/PCE/J15221/MB15221 | 300281157 | CLOSED | 11 kV | RYB | PE 15.22 PADAT WR 6 |  |  | PTJ15222 |  | SCHNEIDER | RM6 | 27/08/2005 |  |  | Pass | null | Pass | null
378406546 | TNB | DISTRIBUTION | WP PUTRAJAYA & CYBERJAYA | Existing | VPTJ/PCE/J15452/MB15454 | 300281172 | CLOSED | 11 kV | RYB | PE 15.45 Blok C1 15-12B (F2) |  |  | PTJ15456 |  | INDKOM | ZZT | 20091010 |  |  | Pass | null | Pass | null
378406640 | TNB | DISTRIBUTION | WP PUTRAJAYA & CYBERJAYA | Existing | VPTJ/PCE/J15451/MB15451 | 300281171 | CLOSED | 11 kV | RYB | PE 15.45 Blok C1 15-12B (F1) |  |  | PTJ15453 |  | INDKOM | ZZT | 20091010 |  |  | Pass | null | Pass | null
378406734 | TNB | DISTRIBUTION | WP PUTRAJAYA & CYBERJAYA | Existing | VPTJ/PCE/J15461/MB15461 | 300281173 | CLOSED | 11 kV | RYB | PE 15.46 Blok C2 15-12B (F1) |  |  | PTJ15462 |  | EPE | VRN 2A | 20091010 |  |  | Pass | null | Pass | null
378406828 | TNB | DISTRIBUTION | WP PUTRAJAYA & CYBERJAYA | Existing | VPTJ/PCE/J15462/MB15464 | 300281174 | CLOSED | 11 kV | RYB | PE 15.46 Blok C2 15-12B (F2) |  |  | PTJ15465 |  | EPE | VRN 2A | 20091010 |  |  | Pass | null | Pass | null
378406924 | TNB | DISTRIBUTION | WP PUTRAJAYA & CYBERJAYA | Existing | VPTJ/PCE/J15441/MB15441 | 300281169 | CLOSED | 11 kV | RYB | PE 15.44 Blok A3 15-12B (F1) |  |  | PTJ15442 |  | EPE | VRN 2A | 20091010 |  |  | Pass | null | Pass | null
378407018 | TNB | DISTRIBUTION | WP PUTRAJAYA & CYBERJAYA | Existing | VPTJ/PCE/J15442/MB15444 | 300281170 | CLOSED | 11 kV | RYB | PE 15.44 Blok A3 15-12B (F2) |  |  | PTJ15445 |  | EPE | VRN 2A | 20091010 |  |  | Pass | null | Pass | null
378407114 | TNB | DISTRIBUTION | WP PUTRAJAYA & CYBERJAYA | Existing | VPTJ/PCE/J15431/MB15431 | 300281167 | CLOSED | 11 kV | RYB | PE 15.43 BLOK A2 15-12B (F1) |  |  | PTJ15432 |  | EPE | VRN 2A | 20091010 |  |  | Pass | null | Pass | null
378407208 | TNB | DISTRIBUTION | WP PUTRAJAYA & CYBERJAYA | Existing | VPTJ/PCE/J15432/MB15434 | 300281168 | CLOSED | 11 kV | RYB | PE 15.43 BLOK A2 15-12B (F2) |  |  | PTJ15435 |  | EPE | VRN 2A | 20091010 |  |  | Pass | null | Pass | null
378407356 | TNB | DISTRIBUTION | WP PUTRAJAYA & CYBERJAYA | Existing | VPTJ/PCE/J15421/MB15421 | 300281165 | CLOSED | 11 kV | RYB | PE 15.42 P/PURI 15-12 BLOK C (F1) |  |  | PTJ15422 |  | EPE | VRN 2A | 20090601 |  |  | Pass | null | Pass | null
378407452 | TNB | DISTRIBUTION | WP PUTRAJAYA & CYBERJAYA | Existing | VPTJ/PCE/J15422/MB15424 | 300281166 | CLOSED | 11 kV | RYB | PE 15.42 P/PURI 15-12 BLOK C (F2) |  |  | PTJ15425 |  | EPE | VRN 2A | 20090701 |  |  | Pass | null | Pass | null
378407548 | TNB | DISTRIBUTION | WP PUTRAJAYA & CYBERJAYA | Existing | VPTJ/PCE/J15411/MB15411 | 300281163 | CLOSED | 11 kV | RYB | PE 15.41 P/PURI 15-12 BLOK B (F1) |  |  | PTJ15412 |  | EPE | VRN 2A | 20090601 |  |  | Pass | null | Pass | null
378407644 | TNB | DISTRIBUTION | WP PUTRAJAYA & CYBERJAYA | Existing | VPTJ/PCE/J15412/MB15414 | 300281164 | CLOSED | 11 kV | RYB | PE 15.41 P/PURI 15-12 BLOK B (F2) |  |  | PTJ15415 |  | EPE | VRN 2A | 20090701 |  |  | Pass | null | Pass | null
378407740 | TNB | DISTRIBUTION | WP PUTRAJAYA & CYBERJAYA | Existing | VPTJ/PCE/J15401/MB15401 | 300281161 | CLOSED | 11 kV | RYB | PE 15.40 P/PURI 15-12 BLOK A (F1) |  |  | PTJ15402 |  | EPE | VRN 2A | 20090601 |  |  | Pass | null | Pass | null
378407834 | TNB | DISTRIBUTION | WP PUTRAJAYA & CYBERJAYA | Existing | VPTJ/PCE/J15402/MB15404 | 300281162 | CLOSED | 11 kV | RYB | PE 15.40 P/PURI 15-12 BLOK A (F2) |  |  | PTJ15405 |  | EPE | VRN 2A | 20090701 |  |  | Pass | null | Pass | null
378407930 | TNB | DISTRIBUTION | WP PUTRAJAYA & CYBERJAYA | Existing | VPTJ/PCE/J15471/MB15471 | 300454849 | CLOSED | 11 kV | RYB | PE 15.47 APARTMENT ALAM DESA (F1) |  |  | PTJ15473 |  | INDKOM | ZZT |  |  |  | Pass | null | Pass | null
378408026 | TNB | DISTRIBUTION | WP PUTRAJAYA & CYBERJAYA | Existing | VPTJ/PCE/J15472/MB15474 | 300454861 | CLOSED | 11 kV | RYB | PE 15.47 APARTMENT ALAM DESA (F2) |  |  | PTJ15476 |  | INDKOM | ZZT |  |  |  | Pass | null | Pass | null
378408122 | TNB | DISTRIBUTION | WP PUTRAJAYA & CYBERJAYA | Existing | VPTJ/PCE/J15351/MB15351 | 300282003 | CLOSED | 11 kV | RYB | PE 15.35 FASA 15-1A (F1) |  |  | PTJ15352 |  | EPE | VRN2A | 14/11/2009 |  |  | Pass | null | Pass | null
378408216 | TNB | DISTRIBUTION | WP PUTRAJAYA & CYBERJAYA | Existing | VPTJ/PCE/J15352/MB15354 | 300282004 | CLOSED | 11 kV | RYB | PE 15.35 FASA 15-1A (F2) |  |  | PTJ15355 |  | EPE | VRN2A | 15/11/2009 |  |  | Pass | null | Pass | null
378408312 | TNB | DISTRIBUTION | WP PUTRAJAYA & CYBERJAYA | Existing | VPTJ/PCE/J15361/MB15361 | 300282005 | CLOSED | 11 kV | RYB | PE 15.36 FASA 15-1B (F1) |  |  | PTJ15363 |  | INDKOM | ZZT | 14/11/2009 |  |  | Pass | null | Pass | null
378408406 | TNB | DISTRIBUTION | WP PUTRAJAYA & CYBERJAYA | Existing | VPTJ/PCE/J15362/MB15364 | 300282006 | CLOSED | 11 kV | RYB | PE 15.36 FASA 15-1B(F2) |  |  | PTJ15366 |  | INDKOM | ZZT | 15/11/2009 |  |  | Pass | null | Pass | null
378408502 | TNB | DISTRIBUTION | WP PUTRAJAYA & CYBERJAYA | Existing | VPTJ/PCE/J15381/MB15381 | 300282009 | CLOSED | 11 kV | RYB | PE 15.38 FASA 15-3B (F1) |  |  | PTJ15383 |  | INDKOM | ZZT | 14/11/2009 |  |  | Pass | null | Pass | null
378408596 | TNB | DISTRIBUTION | WP PUTRAJAYA & CYBERJAYA | Existing | VPTJ/PCE/J15382/MB15384 | 300282010 | CLOSED | 11 kV | RYB | PE 15.38 FASA 15-3B (F2) |  |  | PTJ15386 |  | INDKOM | ZZT | 15/11/2009 |  |  | Pass | null | Pass | null
378408692 | TNB | DISTRIBUTION | WP PUTRAJAYA & CYBERJAYA | Existing | VPTJ/PCE/J15391/MB15391 | 300282011 | CLOSED | 11 kV | RYB | PE 15.39 FASA 15-3A (F1) |  |  | PTJ15393 |  | INDKOM | ZZT | 14/11/2009 |  |  | Pass | null | Pass | null
378421957 | TNB | DISTRIBUTION | WP PUTRAJAYA & CYBERJAYA | Existing | VPTJ/PCE/J17052/MB17054 | 300281207 | CLOSED | 11 kV | RYB | PE 17.05 RK 1-2 (F2) |  |  | PTJ17056 |  | TAMCO | GR1 | 13/03/2007 |  |  | Pass | null | Pass | null
378421958 | TNB | DISTRIBUTION | WP PUTRAJAYA & CYBERJAYA | Existing | VPTJ/PCE/J17052/MB17054 | 300281207 | CLOSED | 11 kV | RYB | PE 17.05 RK 1-2 (F2) |  |  | PTJ17057 |  | TAMCO | GR1 | 13/03/2007 |  |  | Pass | null | Pass | null
378422119 | TNB | DISTRIBUTION | WP PUTRAJAYA & CYBERJAYA | Existing | VPTJ/PCE/J17081/MB17081 | 300288173 | CLOSED | 11 kV | RYB | PE 17.08 BLOK E 17RK2 (F1) |  |  | PTJ17083 |  | INDKOM | ZZT | 27/12/2010 |  |  | Pass | null | Pass | null
378422403 | TNB | DISTRIBUTION | WP PUTRAJAYA & CYBERJAYA | Existing | VPTJ/PCE/J17072/MB17074 | 300288171 | CLOSED | 11 kV | RYB | PE 17.07 BLOK C 17RK2 (F2) |  |  | PTJ17076 |  | INDKOM | INS24 (ZZTID) | 28/12/2010 |  |  | Pass | null | Pass | null
378422497 | TNB | DISTRIBUTION | WP PUTRAJAYA & CYBERJAYA | Existing | VPTJ/PCE/J17071/MB17071 | 300288169 | CLOSED | 11 kV | RYB | PE 17.07 BLOK C 17RK2 (F1) |  |  | PTJ17073 |  | INDKOM | INS24 (ZZTID) | 27/12/2010 |  |  | Pass | null | Pass | null
378422593 | TNB | DISTRIBUTION | WP PUTRAJAYA & CYBERJAYA | Existing | VPTJ/PCE/J17091/MB17091 | 310288765 | CLOSED | 11 kV | RYB | PE 17.09 SEK REN PRESINT 17 F1 |  |  | PTJ17092 |  |  | VRN6a |  |  |  | Pass | null | Pass | null
378422687 | TNB | DISTRIBUTION | WP PUTRAJAYA & CYBERJAYA | Existing | VPTJ/PCE/J17092/MB17094 | 310288779 | CLOSED | 11 kV | RYB | PE 17.09 SEK REN PRESINT 17 (F2) |  |  | PTJ17095 |  |  | VRN6a |  |  |  | Pass | null | Pass | null
378422783 | TNB | DISTRIBUTION | WP PUTRAJAYA & CYBERJAYA | Existing | VPTJ/PCE/J01311/MB01311 | 300280439 | CLOSED | 11 kV | RYB | PE 1.31 PADAT PERSIARAN PERDANA |  |  | PTJ01313 |  | INDKOM | ZZT | 15/04/1999 |  |  | Pass | null | Pass | null
378422954 | TNB | DISTRIBUTION | WP PUTRAJAYA & CYBERJAYA | Existing | VPTJ/PCE/J01271/MB01271 | 300280438 | CLOSED | 11 kV | RYB | PE 1.27 PADAT PERSIARAN PERSEKUTUAN |  |  | PTJ01273 |  | INDKOM | ZZT | 25/05/1999 |  |  | Pass | null | Pass | null
378423184 | TNB | DISTRIBUTION | WP PUTRAJAYA & CYBERJAYA | Existing | VPTJ/PCE/J01591/MB01591 | 300280588 | CLOSED | 11 kV | RYB | PE 1.59 WETLAND MANAGEMENT |  |  | PTJ01593 |  | SCHNEIDER | NA | 29/07/2003 |  |  | Pass | null | Pass | null
378423350 | TNB | DISTRIBUTION | WP PUTRAJAYA & CYBERJAYA | Existing | VPTJ/PCE/J13041/MB13041 | 300281103 | CLOSED | 11 kV | RYB | PE 13.04 UGS PERSEKUTUAN |  |  | PTJ13043 |  | INDKOM | ZZT | 15/04/1999 |  |  | Pass | null | Pass | null
378423562 | TNB | DISTRIBUTION | WP PUTRAJAYA & CYBERJAYA | Existing | VPTJ/PCE/J01331/MB01331 | 300280445 | CLOSED | 11 kV | RYB | PE 1.33 INSIDE PPU 1 S/L OVAL |  |  | PTJ01333 |  | MERLIN GERIN | ZZT | 17/06/1999 |  |  | Pass | null | Pass | null
378423668 | TNB | DISTRIBUTION | WP PUTRAJAYA & CYBERJAYA | Existing | VPTJ/PCE/J01291/MB01291 | 300280444 | CLOSED | 11 kV | RYB | PE 1.29 PERDANA WALK |  |  | PTJ01294 |  | MERLIN GERIN | RM6 | 30/06/1999 |  |  | Pass | null | Pass | null
378423778 | TNB | DISTRIBUTION | WP PUTRAJAYA & CYBERJAYA | Existing | VPTJ/PCE/J01351/MB01351 | 300280442 | CLOSED | 11 kV | RYB | PE 1.35 MOSQUE (F1) |  |  | PTJ01353 |  | INDKOM | ZZT | 19991205 |  |  | Pass | null | Pass | null
378423872 | TNB | DISTRIBUTION | WP PUTRAJAYA & CYBERJAYA | Existing | VPTJ/PCE/J01352/MB01354 | 300280447 | CLOSED | 11 kV | RYB | PE 1.35 MOSQUE (F2) |  |  | PTJ01356 |  | INDKOM | ZZT | 19991205 |  |  | Pass | null | Pass | null
378424011 | TNB | DISTRIBUTION | WP PUTRAJAYA & CYBERJAYA | Existing | VPTJ/PCE/J17082/MB17084 | 300288175 | CLOSED | 11 kV | RYB | PE 17.08 BLOK E 17RK2 (F2) |  |  | PTJ17086 |  | INDKOM | ZZT | 28/12/2010 |  |  | Pass | null | Pass | null
378424069 | TNB | DISTRIBUTION | WP PUTRAJAYA & CYBERJAYA | Existing | VPTJ/PCE/J17061/MB17061 | 300288162 | CLOSED | 11 kV | RYB | PE 17.06 BLOK A 17RK2 (F1) |  |  | PTJ17063 |  | INDKOM | INS24 (ZZTID) | 27/12/2010 |  |  | Pass | null | Pass | null
378424163 | TNB | DISTRIBUTION | WP PUTRAJAYA & CYBERJAYA | Existing | VPTJ/PCE/J17062/MB17064 | 300288166 | CLOSED | 11 kV | RYB | PE 17.06 BLOK A 17RK2 (F2) |  |  | PTJ17066 |  | INDKOM | INS24 (ZZTID) | 28/12/2010 |  |  | Pass | null | Pass | null
378424272 | TNB | DISTRIBUTION | WP PUTRAJAYA & CYBERJAYA | Existing | VPTJ/PCE/J02032/MB02034 | 300280613 | CLOSED | 11 kV | RYB | PE 2.03 RUMAH PAM (F2) |  |  | PTJ02036 |  | INDKOM | ZZT | 20010502 |  |  | Pass | null | Pass | null
378424368 | TNB | DISTRIBUTION | WP PUTRAJAYA & CYBERJAYA | Existing | VPTJ/PCE/J02031/MB02031 | 300280611 | CLOSED | 11 kV | RYB | PE 2.03 RUMAH PAM (F1) |  |  | PTJ02033 |  | INDKOM | ZZT | 20010502 |  |  | Pass | null | Pass | null
378424528 | TNB | DISTRIBUTION | WP PUTRAJAYA & CYBERJAYA | Existing | VPTJ/PCE/J02172/MB02174 | 300280672 | CLOSED | 11 kV | RYB | PE 2.17 TMN WAWASAN (P.H) (F2) |  |  | PTJ02176 |  | INDKOM | ZZT | 20041003 |  |  | Pass | null | Pass | null
378424624 | TNB | DISTRIBUTION | WP PUTRAJAYA & CYBERJAYA | Existing | VPTJ/PCE/J02171/MB02171 | 300280671 | CLOSED | 11 kV | RYB | PE 2.17 TMN WAWASAN (P.H) (F1) |  |  | PTJ02173 |  | INDKOM | ZZT | 20041003 |  |  | Pass | null | Pass | null
378425027 | TNB | DISTRIBUTION | WP PUTRAJAYA & CYBERJAYA | Existing | VPTJ/PCE/J01621/MB01621 | 300452954 | CLOSED | 11 kV | RYB | PE 1.62 INSIDE PPU PJ1 |  |  | PTJ01622 |  | TAMCO | NA |  |  |  | Pass | null | Pass | null
378425154 | TNB | DISTRIBUTION | WP PUTRAJAYA & CYBERJAYA | Existing | VPTJ/PCE/J01651/MB1651 | 300494280 | CLOSED | 11 kV | RYB | PE 1.65 DATARAN PAHLAWAN F1 |  |  | PTJ01652 |  |  | N/A |  |  |  | Pass | null | Pass | null
378425248 | TNB | DISTRIBUTION | WP PUTRAJAYA & CYBERJAYA | Existing | VPTJ/PCE/J01652/MB01654 | 300494281 | CLOSED | 11 kV | RYB | PE 1.65 DATARAN PAHLAWAN F2 |  |  | PTJ01655 |  |  | VRN6a |  |  |  | Pass | null | Pass | null
378443167 | TNB | DISTRIBUTION | WP PUTRAJAYA & CYBERJAYA | Existing | VPTJ/PCE/J15392/MB15394 | 300282012 | CLOSED | 11 kV | RYB | PE 15.39 FASA 15-3A (F2) |  |  | PTJ15396 |  | INDKOM | ZZT | 15/11/2009 |  |  | Pass | null | Pass | null
378443263 | TNB | DISTRIBUTION | WP PUTRAJAYA & CYBERJAYA | Existing | VPTJ/PCE/J15371/MB15371 | 300282007 | CLOSED | 11 kV | RYB | PE 15.37 FASA 15-2 (F1) |  |  | PTJ15373 |  | INDKOM | ZZT | 14/11/2009 |  |  | Pass | null | Pass | null
378443359 | TNB | DISTRIBUTION | WP PUTRAJAYA & CYBERJAYA | Existing | VPTJ/PCE/J15372/MB15374 | 300282008 | CLOSED | 11 kV | RYB | PE 15.37 FASA 15-2 (F2) |  |  | PTJ15376 |  | INDKOM | ZZT | 15/11/2009 |  |  | Pass | null | Pass | null
378464177 | TNB | DISTRIBUTION | WP PUTRAJAYA & CYBERJAYA | Existing | VPTJ/PCE/J15562/MB15564 | 300509253 | CLOSED | 11 kV | RYB | PE 15.56 DWIPUTRA NO 3 (F2) |  |  | PTJ15565 |  | INDKOM | VRN2a |  |  |  | Pass | null | Pass | null
378464271 | TNB | DISTRIBUTION | WP PUTRAJAYA & CYBERJAYA | Existing | VPTJ/PCE/J00341/MB1 | 300509244 | CLOSED | 11 kV | RYB | PE 15.56 DWIPUTRA NO 3 (F1) |  |  | PTJ15562 |  | INDKOM | INS24 |  |  |  | Pass | null | Pass | null
378464367 | TNB | DISTRIBUTION | WP PUTRAJAYA & CYBERJAYA | Existing | VPTJ/PCE/J00340/MB1 | 300510549 | CLOSED | 11 kV | RYB | PE 15.55 DWIPUTRA NO 2 (F1) |  |  | PTJ15552 | [6 empty] | Pass | null | Pass | null
378464461 | TNB | DISTRIBUTION | WP PUTRAJAYA & CYBERJAYA | Existing | VPTJ/PCE/J15552/MB15554 | 310372419 | CLOSED | 11 kV | RYB | PE 15.55 DWIPUTRA NO 2 (F2) |  |  | PTJ15555 |  |  | VRN2a |  |  |  | Pass | null | Pass | null
378464555 | TNB | DISTRIBUTION | WP PUTRAJAYA & CYBERJAYA | Existing | VPTJ/PCE/J00339/MB1 | 300510413 | CLOSED | 11 kV | RYB | PE 15.54 DWIPUTRA NO 1 (F1) |  |  | PTJ15542 |  |  | VRN2a |  |  |  | Pass | null | Pass | null
378494665 | TNB | DISTRIBUTION | WP PUTRAJAYA & CYBERJAYA | Existing | VPTJ/PCE/J08012/MB08014 | 300280778 | CLOSED | 11 kV | RYB | PE 8.01 PS 10 (EFI) (F2) |  |  | PTJ08016 |  | INDKOM | ZZT | 23/07/1999 |  |  | Pass | null | Pass | null
378494769 | TNB | DISTRIBUTION | WP PUTRAJAYA & CYBERJAYA | Existing | VPTJ/PCE/J08021/MB08021 | 300280779 | CLOSED | 11 kV | RYB | PE 8.02 P8A SEMI D (F1) |  |  | PTJ08023 |  | INDKOM | ZZT | 20000503 |  |  | Pass | null | Pass | null
378494859 | TNB | DISTRIBUTION | WP PUTRAJAYA & CYBERJAYA | Existing | VPTJ/PCE/J08022/MB08024 | 300280780 | CLOSED | 11 kV | RYB | PE 8.02 P8A SEMI D (F2) |  |  | PTJ08026 |  | INDKOM | ZZT | 20000503 |  |  | Pass | null | Pass | null
378494951 | TNB | DISTRIBUTION | WP PUTRAJAYA & CYBERJAYA | Existing | VPTJ/PCE/J08031/MB08031 | 300280781 | CLOSED | 11 kV | RYB | PE 8.03 SEK REN (EFI) (F1) |  |  | PTJ08033 |  | INDKOM | ZZT | 16/11/1999 |  |  | Pass | null | Pass | null
378495042 | TNB | DISTRIBUTION | WP PUTRAJAYA & CYBERJAYA | Existing | VPTJ/PCE/J08032/MB08034 | 300280782 | CLOSED | 11 kV | RYB | PE 8.03 SEK REN (EFI) (F2) |  |  | PTJ08036 |  | INDKOM | ZZT | 16/11/1999 |  |  | Pass | null | Pass | null
378495135 | TNB | DISTRIBUTION | WP PUTRAJAYA & CYBERJAYA | Existing | VPTJ/PCE/J08041/MB08041 | 300280783 | CLOSED | 11 kV | RYB | PE 8.04 SEK MEN (F1) |  |  | PTJ08043 |  | INDKOM | ZZT | 16/11/1999 |  |  | Pass | null | Pass | null
378495226 | TNB | DISTRIBUTION | WP PUTRAJAYA & CYBERJAYA | Existing | VPTJ/PCE/J08042/MB08044 | 300280784 | CLOSED | 11 kV | RYB | PE 8.04 SEK MEN (F2) |  |  | PTJ08046 |  | INDKOM | ZZT | 16/11/1999 |  |  | Pass | null | Pass | null
378495553 | TNB | DISTRIBUTION | WP PUTRAJAYA & CYBERJAYA | Existing | VPTJ/PCE/J08171/MB08171 | 300280801 | CLOSED | 11 kV | RYB | PE 8.17 P.KEJIRANAN (EFI) |  |  | PTJ08173 |  | INDKOM | ZZT | 20000308 |  |  | Pass | null | Pass | null
378495647 | TNB | DISTRIBUTION | WP PUTRAJAYA & CYBERJAYA | Existing | VPTJ/PCE/J08061/MB08061 | 300280785 | CLOSED | 11 kV | RYB | PE 8.06 DEWAN SERBAGUNA (EFI) (F1) |  |  | PTJ08063 |  | INDKOM | ZZT | 18/09/2000 |  |  | Pass | null | Pass | null
378495738 | TNB | DISTRIBUTION | WP PUTRAJAYA & CYBERJAYA | Existing | VPTJ/PCE/J08062/MB08064 | 300280786 | CLOSED | 11 kV | RYB | PE 8.06 DEWAN SERBAGUNA (EFI) (F2) |  |  | PTJ08066 |  | INDKOM | ZZT | 18/09/2000 |  |  | Pass | null | Pass | null
378495831 | TNB | DISTRIBUTION | WP PUTRAJAYA & CYBERJAYA | Existing | VPTJ/PCE/J08361/MB08361 | 310303858 | CLOSED | 11 kV | RYB | PE 8.36 TEMP 8-4F |  |  | PTJ08362 |  | SCHNEIDER | RM 6 |  |  |  | Pass | null | Pass | null
378495933 | TNB | DISTRIBUTION | WP PUTRAJAYA & CYBERJAYA | Existing | VPTJ/PCE/J08112/MB08114 | 300280796 | CLOSED | 11 kV | RYB | PE 8.11 JLN P8E TERES (EFI) (F2) |  |  | PTJ08116 |  | INDKOM | ZZT | 27/03/2002 |  |  | Pass | null | Pass | null
378495956 | TNB | DISTRIBUTION | WP PUTRAJAYA & CYBERJAYA | Existing | VPTJ/PCE/J08111/MB08111 | 300280795 | CLOSED | 11 kV | RYB | PE 8.11 JLN P8E TERES (EFI) (F1) |  |  | PTJ08113 |  | INDKOM | ZZT | 27/03/2002 |  |  | Pass | null | Pass | null
378496117 | TNB | DISTRIBUTION | WP PUTRAJAYA & CYBERJAYA | Existing | VPTJ/PCE/J08251/MB08251 | 300280811 | CLOSED | 11 kV | RYB | PE 8.25 ISTANA DARUL EHSAN (F1) |  |  | PTJ08253 |  | INDKOM | ZZT | 28/05/2003 |  |  | Pass | null | Pass | null
378496208 | TNB | DISTRIBUTION | WP PUTRAJAYA & CYBERJAYA | Existing | VPTJ/PCE/J08252/MB08254 | 300280812 | CLOSED | 11 kV | RYB | PE 8.25 ISTANA DARUL EHSAN (F2) |  |  | PTJ08256 |  | INDKOM | ZZT | 28/05/2003 |  |  | Pass | null | Pass | null
378496301 | TNB | DISTRIBUTION | WP PUTRAJAYA & CYBERJAYA | Existing | VPTJ/PCE/J08321/MB08321 | 300452987 | CLOSED | 11 kV | RYB | PE 8.32 TERES 8-4H (F1) |  |  | PTJ08323 |  | INDKOM | ZZT - I/D |  |  |  | Pass | null | Pass | null
378496395 | TNB | DISTRIBUTION | WP PUTRAJAYA & CYBERJAYA | Existing | VPTJ/PCE/J08331/MB08331 | 300453447 | CLOSED | 11 kV | RYB | PE 8.33 8NC2 PADAT NO.1 |  |  | PTJ08332 |  | SCHNEIDER | NE-2iQ |  |  |  | Pass | null | Pass | null
378496489 | TNB | DISTRIBUTION | WP PUTRAJAYA & CYBERJAYA | Existing | VPTJ/PCE/J08341/MB08341 | 300453452 | CLOSED | 11 kV | RYB | PE 8.34 8NC2 PADAT NO.2 |  |  | PTJ08345 |  | SCHNEIDER | NE-2iQ |  |  |  | Pass | null | Pass | null
378496605 | TNB | DISTRIBUTION | WP PUTRAJAYA & CYBERJAYA | Existing | VPTJ/PCE/J08322/MB08324 | 300452990 | CLOSED | 11 kV | RYB | PE 8.32 TERES 8-4H (F2) |  |  | PTJ08326 |  | INDKOM | ZZT - I/D |  |  |  | Pass | null | Pass | null
378496724 | TNB | DISTRIBUTION | WP PUTRAJAYA & CYBERJAYA | Existing | VPTJ/PCE/J08091/MB08091 | 300280789 | CLOSED | 11 kV | RYB | PE 8.09 JLN P8E2TERES (F1) |  |  | PTJ08093 |  | INDKOM | ZZT | 21/06/2004 |  |  | Pass | null | Pass | null
378496813 | TNB | DISTRIBUTION | WP PUTRAJAYA & CYBERJAYA | Existing | VPTJ/PCE/J08092/MB08094 | 300280792 | CLOSED | 11 kV | RYB | PE 8.09 JLN P8E2TERES (F2) |  |  | PTJ08096 |  | INDKOM | ZZT | 21/06/2004 |  |  | Pass | null | Pass | null
378496907 | TNB | DISTRIBUTION | WP PUTRAJAYA & CYBERJAYA | Existing | VPTJ/PCE/J08101/MB08101 | 300280793 | CLOSED | 11 kV | RYB | PE 8.10 SEK REN FASA 2 |  |  | PTJ08103 |  | INDKOM | ZZT | 20041011 |  |  | Pass | null | Pass | null
378496999 | TNB | DISTRIBUTION | WP PUTRAJAYA & CYBERJAYA | Existing | VPTJ/PCE/J08071/MB08071 | 300280787 | CLOSED | 11 kV | RYB | PE 8.07 APT FASA 4B (B2) (F1) |  |  | PTJ08073 |  | INDKOM | ZZT | 19990912 |  |  | Pass | null | Pass | null
378497090 | TNB | DISTRIBUTION | WP PUTRAJAYA & CYBERJAYA | Existing | VPTJ/PCE/J08072/MB08074 | 300280788 | CLOSED | 11 kV | RYB | PE 8.07 APT FASA 4B (B2) (F2) |  |  | PTJ08076 |  | INDKOM | ZZT | 19990912 |  |  | Pass | null | Pass | null
378524844 | TNB | DISTRIBUTION | WP PUTRAJAYA & CYBERJAYA | Existing | VCBJ/PCE/J24011/MB24011 | 300453042 | CLOSED | 11 kV | RYB | PE 24.01 SYMPHONY HILLS 8 |  |  | CBJ24012 |  | TAMCO | GR1 |  | TX1-1000KVA |  | Pass | null | Pass | null
378524845 | TNB | DISTRIBUTION | WP PUTRAJAYA & CYBERJAYA | Existing | VCBJ/PCE/J24011/MB24011 | 300453042 | CLOSED | 11 kV | RYB | PE 24.01 SYMPHONY HILLS 8 |  |  | CBJ24013 |  | TAMCO | GR1 |  | TX2-1000KVA |  | Pass | null | Pass | null
378525002 | TNB | DISTRIBUTION | WP PUTRAJAYA & CYBERJAYA | Existing | VCBJ/PCE/J24121/MB24121 | 310338844 | CLOSED | 11 kV | RYB | PE 24.12 SEJATI HOMES 2 |  |  | CBJ24122 |  | SCHNEIDER |  |  | TX-1000KVA |  | Pass | null | Pass | null
378525213 | TNB | DISTRIBUTION | WP PUTRAJAYA & CYBERJAYA | Existing | VCBJ/PCE/J24131/MB24131 | 310338850 | CLOSED | 11 kV | RYB | PE 24.13 SYMPHONY HILLS 2 |  |  | CBJ24133 |  | INDKOM | INS24 |  | TX1-1000KVA |  | Pass | null | Pass | null
378525214 | TNB | DISTRIBUTION | WP PUTRAJAYA & CYBERJAYA | Existing | VCBJ/PCE/J24131/MB24131 | 310338850 | CLOSED | 11 kV | RYB | PE 24.13 SYMPHONY HILLS 2 |  |  | CBJ24134 |  | INDKOM | INS24 |  | TX2-1000KVA |  | Pass | null | Pass | null
378525381 | TNB | DISTRIBUTION | WP PUTRAJAYA & CYBERJAYA | Existing | VCBJ/PCE/J24051/MB24052 | 300454676 | CLOSED | 11 kV | RYB | PE 24.05 SYMPHONY HILLS 3 |  |  | CBJ24051 |  | SCHNEIDER | ID-0233 |  | TX1-1000KVA |  | Pass | null | Pass | null
378525475 | TNB | DISTRIBUTION | WP PUTRAJAYA & CYBERJAYA | Existing | VCBJ/PCE/J24161/MB24161 | 310317893 | CLOSED | 11 kV | RYB | PE 24.16 PADAT PERUMAHAN 1 |  |  | CBJ24163 |  | INDKOM | INS24 |  | TX-1000KVA |  | Pass | null | Pass | null
378525569 | TNB | DISTRIBUTION | WP PUTRAJAYA & CYBERJAYA | Existing | VCBJ/PCE/J00340/MB1 | 300507882 | CLOSED | 11 kV | RYB | SS 24.32 NADAYU 99 |  |  | CBJ24324 |  | INDKOM | INS24 |  | TX-1000KVA |  | Pass | null | Pass | null
378525672 | TNB | DISTRIBUTION | WP PUTRAJAYA & CYBERJAYA | Existing | VCBJ/PCE/J22121/MB22121 | 300280565 | CLOSED | 11 kV | RYB | PE 22.12 SEK MEN KEB CJ1 F1 |  |  | CBJ22123 |  | INDKOM | GA | 19/02/2004 | TX-1000KVA |  | Pass | null | Pass | null
378525695 | TNB | DISTRIBUTION | WP PUTRAJAYA & CYBERJAYA | Existing | VCBJ/PCE/J22122/MB22124 | 300280570 | CLOSED | 11 kV | RYB | PE 22.12 SEK MEN KEB CJ1 F2 |  |  | CBJ22126 |  | INDKOM | GA | 19/02/2004 | TX2-1000KVA |  | Pass | null | Pass | null
378525882 | TNB | DISTRIBUTION | WP PUTRAJAYA & CYBERJAYA | Existing | VCBJ/PCE/J24061/MB24062 | 300454672 | CLOSED | 11 kV | RYB | PE 24.06 SYMPHONY HILLS 1 |  |  | CBJ24061 |  | SCHNEIDER | NE-2iQ |  | TX-500KVA |  | Pass | null | Pass | null
378526103 | TNB | DISTRIBUTION | WP PUTRAJAYA & CYBERJAYA | Existing | VCBJ/PCE/J24211/MB24211 | 310314866 | CLOSED | 11 kV | RYB | PE 24.21 SITE OFFICE SYMPHONY HILLS |  |  | CBJ24211 |  | TOSHIBA |  |  | TX-1000KVA |  | Pass | null | Pass | null
378526210 | TNB | DISTRIBUTION | WP PUTRAJAYA & CYBERJAYA | Existing | VCBJ/PCE/J22451/MB22451 | 300280484 | CLOSED | 11 kV | RYB | PE 22.45 KONDOMINIUM F1 |  |  | CBJ22452 |  | TAMCO | GR1-21-1D-0017 | 27/01/2006 | TX1-750KVA |  | Pass | null | Pass | null
378526233 | TNB | DISTRIBUTION | WP PUTRAJAYA & CYBERJAYA | Existing | VCBJ/PCE/J22452/MB22454 | 300280486 | CLOSED | 11 kV | RYB | PE 22.45 KONDOMINIUM F2 |  |  | CBJ22455 |  | TAMCO | GR1-21-1D | 27/01/2006 | TX2-750KVA |  | Pass | null | Pass | null
378526444 | TNB | DISTRIBUTION | WP PUTRAJAYA & CYBERJAYA | Existing | VCBJ/PCE/J22461/MB22461 | 300280481 | CLOSED | 11 kV | RYB | PE 22.46 TOWN HOUSE F1 |  |  | CBJ22462 |  | TAMCO | GR1 | 27/01/2006 | TX1-750KVA |  | Pass | null | Pass | null
378526467 | TNB | DISTRIBUTION | WP PUTRAJAYA & CYBERJAYA | Existing | VCBJ/PCE/J22462/MB22464 | 300280483 | CLOSED | 11 kV | RYB | PE 22.46 TOWN HOUSE F2 |  |  | CBJ22465 |  | TAMCO | GR1 | 27/01/2006 | TX2-750KVA |  | Pass | null | Pass | null
378526876 | TNB | DISTRIBUTION | WP PUTRAJAYA & CYBERJAYA | Existing | VCBJ/PCE/J22441/MB22441 | 300280490 | CLOSED | 11 kV | RYB | PE 22.44 PANGSAPURI PT 12067 F1 |  |  | CBJ22442 |  | TAMCO | GR1 | 28/11/2006 | TX1-1000KVA |  | Pass | null | Pass | null
378526918 | TNB | DISTRIBUTION | WP PUTRAJAYA & CYBERJAYA | Existing | VCBJ/PCE/J21021/MB21021 | 300281079 | CLOSED | 11 kV | RYB | PE 21.02 INCUBATOR F1 |  |  | CBJ21023 |  | INDKOM | ZZT | 15/07/1999 | TX1-1000KVA |  | Pass | null | Pass | null
378526942 | TNB | DISTRIBUTION | WP PUTRAJAYA & CYBERJAYA | Existing | VCBJ/PCE/J21022/MB21024 | 300281078 | CLOSED | 11 kV | RYB | PE 21.02 INCUBATOR F2 |  |  | CBJ21026 |  | INDKOM | ZZT | 15/07/1999 | TX1-1000KVA |  | Pass | null | Pass | null
378527109 | TNB | DISTRIBUTION | WP PUTRAJAYA & CYBERJAYA | Existing | VCBJ/PCE/J22442/MB22444 | 300280492 | CLOSED | 11 kV | RYB | PE 22.44 PANGSAPURI PT 12057 F2 |  |  | CBJ22445 |  | TAMCO | GR1 | 28/11/2006 | TX2-1000KVA |  | Pass | null | Pass | null
378527412 | TNB | DISTRIBUTION | WP PUTRAJAYA & CYBERJAYA | Existing | VCBJ/PCE/J21821/MB21821 | 300454967 | CLOSED | 11 kV | RYB | SS 21.82 SHAFBURY BLOK C F1 |  |  | CBJ21823 |  | INDKOM | INS24 |  | TX1-1000KVA |  | Pass | null | Pass | null
378527506 | TNB | DISTRIBUTION | WP PUTRAJAYA & CYBERJAYA | Existing | VCBJ/PCE/J21822/MB21824 | 300454971 | CLOSED | 11 kV | RYB | SS 21.82 SHAFBURY BLOK C F2 |  |  | CBJ21826 |  | INDKOM | INS24 |  | TX2-1000KVA |  | Pass | null | Pass | null
378527625 | TNB | DISTRIBUTION | WP PUTRAJAYA & CYBERJAYA | Existing | VCBJ/PCE/J21131/MB21131 | 300281036 | CLOSED | 11 kV | RYB | PE 21.13 CYBERVIEW NO. 2 ( MDC ) F1 |  |  | CBJ21133 |  | INDKOM | ZZT | 20020501 | TX1-1000KVA |  | Pass | null | Pass | null
378527741 | TNB | DISTRIBUTION | WP PUTRAJAYA & CYBERJAYA | Existing | VCBJ/PCE/J21132/MB21134 | 300281034 | CLOSED | 11 kV | RYB | PE 21.13 CYBERVIEW NO. 2 ( MDC ) F2 |  |  | CBJ21136 |  | INDKOM | ZZT | 20020501 | TX2-1000KVA |  | Pass | null | Pass | null
378527838 | TNB | DISTRIBUTION | WP PUTRAJAYA & CYBERJAYA | Existing | VCBJ/PCE/J22031/MB22031 | 300280609 | CLOSED | 11 kV | RYB | PE 22.03 CYBERVIEW GARDENS F1 |  |  | CBJ22034 |  | INDKOM | ZZZT | 19980611 | TX1-1000KVA |  | Pass | null | Pass | null
378527870 | TNB | DISTRIBUTION | WP PUTRAJAYA & CYBERJAYA | Existing | VCBJ/PCE/J22032/MB22034 | 300280608 | CLOSED | 11 kV | RYB | PE 22.03 CYBERVIEW GARDENS F2 |  |  | CBJ22038 |  | INDKOM | ZZZT | 19980611 | TX2-1000KVA |  | Pass | null | Pass | null
378528164 | TNB | DISTRIBUTION | WP PUTRAJAYA & CYBERJAYA | Existing | VCBJ/PCE/J21451/MB21451 | 300280987 | CLOSED | 11 kV | RYB | PE 21.45 CYBERVILLAGE SERENITY 1 F1 |  |  | CBJ21452 |  | ABB | VRN2A | 28/02/2017 | TX1-1000KVA |  | Pass | null | Pass | null
378528187 | TNB | DISTRIBUTION | WP PUTRAJAYA & CYBERJAYA | Existing | VCBJ/PCE/J21452/MB21454 | 300280986 | CLOSED | 11 kV | RYB | PE 21.45 CYBERVILLAGE SERENITY 1 F2 |  |  | CBJ21455 |  | ABB | VRN2A | 20170103 | TX2-1000KVA |  | Pass | null | Pass | null
378528389 | TNB | DISTRIBUTION | WP PUTRAJAYA & CYBERJAYA | Existing | VCBJ/PCE/J21961/MB21961 | 300452963 | CLOSED | 11 kV | RYB | PE 21.96 SUBANG ALAM |  |  | CBJ21963 |  | INDKOM | ZZZT |  | TX1-1000KVA |  | Pass | null | Pass | null
378528390 | TNB | DISTRIBUTION | WP PUTRAJAYA & CYBERJAYA | Existing | VCBJ/PCE/J21961/MB21961 | 300452963 | CLOSED | 11 kV | RYB | PE 21.96 SUBANG ALAM |  |  | CBJ21964 |  | INDKOM | ZZZT |  | TX2-1000KVA |  | Pass | null | Pass | null
378528789 | TNB | DISTRIBUTION | WP PUTRAJAYA & CYBERJAYA | Existing | VCBJ/PCE/J21431/MB21431 | 300280990 | CLOSED | 11 kV | RYB | PE 21.43 CYBERVILLAGE SERENITY 3 F1 |  |  | CBJ21432 |  | SIEMENS | 8DJH RRT | 21/11/2016 | TX1-1000KVA |  | Pass | null | Pass | null
378528883 | TNB | DISTRIBUTION | WP PUTRAJAYA & CYBERJAYA | Existing | VCBJ/PCE/J21432/MB21434 | 300280989 | CLOSED | 11 kV | RYB | PE 21.43 CYBERVILLAGE SERENITY 3 F2 |  |  | CBJ21435 |  | SIEMENS | 8DJH RRT | 22/11/2016 | TX2-1000KVA |  | Pass | null | Pass | null
378559117 | TNB | DISTRIBUTION | WP PUTRAJAYA & CYBERJAYA | Existing | VPTJ/PCE/J15542/MB15544 | 300509251 | CLOSED | 11 kV | RYB | PE 15.54 DWIPUTRA NO 1 (F2) |  |  | PTJ15545 |  |  | VRN 2A |  |  |  | Pass | null | Pass | null
378567709 | TNB | DISTRIBUTION | WP PUTRAJAYA & CYBERJAYA | Existing | VPTJ/PCE/J05071/MB05071 | 300281258 | CLOSED | 11 kV | RYB | PE 5.07 JLB1 |  |  | PTJ05072 |  | MERLIN GERIN | ZZT | 20030710 |  |  | Pass | null | Pass | null
378567817 | TNB | DISTRIBUTION | WP PUTRAJAYA & CYBERJAYA | Existing | VPTJ/PCE/J05081/MB05081 | 300280693 | CLOSED | 11 kV | RYB | PE 5.08 JLB2 |  |  | PTJ05083 |  | INDKOM | ZZT | 20030710 |  |  | Pass | null | Pass | null
378567929 | TNB | DISTRIBUTION | WP PUTRAJAYA & CYBERJAYA | Existing | VPTJ/PCE/J05051/MB05051 | 300281256 | CLOSED | 11 kV | RYB | PE 5.05 C/S S/L |  |  | PTJ05052 |  | MERLIN GERIN | RM6 | 23/04/2005 |  |  | Pass | null | Pass | null
378568046 | TNB | DISTRIBUTION | WP PUTRAJAYA & CYBERJAYA | Existing | VPTJ/PCE/J05061/MB05061 | 300281257 | CLOSED | 11 kV | RYB | PE 5.06 C/S S/L |  |  | PTJ05062 |  | SCHNEIDER | ZZT | 25/10/2004 |  |  | Pass | null | Pass | null
378568087 | TNB | DISTRIBUTION | WP PUTRAJAYA & CYBERJAYA | Existing | VPTJ/PCE/J05041/MB05041 | 300280687 | CLOSED | 11 kV | RYB | PE 5.04 C/S S/L |  |  | PTJ05043 |  | MERLIN GERIN | ZZT | 20030210 |  |  | Pass | null | Pass | null
378572010 | TNB | DISTRIBUTION | WP PUTRAJAYA & CYBERJAYA | Existing | VCBJ/PCE/J21421/MB21421 | 300280995 | CLOSED | 11 kV | RYB | PE 21.42 CYBERVILLAGE SERENITY 4 F1 |  |  | CBJ21423 |  | INDKOM | ZZT | 30/03/2004 | TX1-1000KVA |  | Pass | null | Pass | null
378572033 | TNB | DISTRIBUTION | WP PUTRAJAYA & CYBERJAYA | Existing | VCBJ/PCE/J21422/MB21424 | 300280992 | CLOSED | 11 kV | RYB | PE 21.42 CYBERVILLAGE SERENITY 4 F2 |  |  | CBJ21426 |  | INDKOM | ZZT | 30/03/2004 | TX2-1000KVA |  | Pass | null | Pass | null
378572202 | TNB | DISTRIBUTION | WP PUTRAJAYA & CYBERJAYA | Existing | VCBJ/PCE/J21461/MB21461 | 300280985 | CLOSED | 11 kV | RYB | PE 21.46 PS 12 |  |  | CBJ21462 |  | INDKOM | ZZT I/D | 22/12/2016 | TX1-500KVA |  | Pass | null | Pass | null
378572290 | TNB | DISTRIBUTION | WP PUTRAJAYA & CYBERJAYA | Existing | VCBJ/PCE/J24031/MB24031 | 310360646 | CLOSED | 11 kV | RYB | PE 24.03 JELANG VISTA 2 |  |  | CBJ24033 |  | INDKOM | INS24 |  | TX1-1000KVA |  | Pass | null | Pass | null
378572384 | TNB | DISTRIBUTION | WP PUTRAJAYA & CYBERJAYA | Existing | VCBJ/PCE/J24021/MB 24021 | 310303824 | CLOSED | 11 kV | RYB | PE 24.02 JELANG VISTA 1 |  |  | CBJ24023 |  | INDKOM | ZZTT.OD |  | TX-1000KVA |  | Pass | null | Pass | null
378572507 | TNB | DISTRIBUTION | WP PUTRAJAYA & CYBERJAYA | Existing | VCBJ/PCE/J21751/MB21751 | 300454652 | CLOSED | 11 kV | RYB | PE 21.75 LAKEVIEW WEST 1 |  |  | CBJ21753 |  | TAMCO | GR1 |  | TX1-1000KVA |  | Pass | null | Pass | null
378572601 | TNB | DISTRIBUTION | WP PUTRAJAYA & CYBERJAYA | Existing | VCBJ/PCE/J21741/MB21741 | 300454650 | CLOSED | 11 kV | RYB | PE 21.74 LAKE VIEW WEST 2 |  |  | CBJ22443 | TAMCO | TAMCO | GR1 |  | TX-1000KVA |  | Pass | null | Pass | null
378572783 | TNB | DISTRIBUTION | WP PUTRAJAYA & CYBERJAYA | Existing | VCBJ/PCE/J22481/MB22481 | 300280473 | CLOSED | 11 kV | RYB | PE 22.48 LOT 12082 FASA 1B F1 |  |  | CBJ22483 |  | INDKOM | ZZT | 19/12/2005 | TX-1000KVA |  | Pass | null | Pass | null
378572869 | TNB | DISTRIBUTION | WP PUTRAJAYA & CYBERJAYA | Existing | VCBJ/PCE/J22482/MB22484 | 300280474 | CLOSED | 11 kV | RYB | PE 22.48 LOT 12082 FASA 1B F2 |  |  | CBJ22485 |  | TAMCO | GR1 | 19/12/2005 | TX2-1000KVA |  | Pass | null | Pass | null
378573016 | TNB | DISTRIBUTION | WP PUTRAJAYA & CYBERJAYA | Existing | VCBJ/PCE/J22171/MB22171 | 300280556 | CLOSED | 11 kV | RYB | PE 22.17 PADAT STP 4 |  |  | CBJ22173 |  | INDKOM | ZZT | 13/05/2002 | TX-500KVA |  | Pass | null | Pass | null
378573410 | TNB | DISTRIBUTION | WP PUTRAJAYA & CYBERJAYA | Existing | VCBJ/PCE/J22211/MB22211 | 300280540 | CLOSED | 11 kV | RYB | PE 22.21 CYBER HEIGHT VILLA F1 |  |  | CBJ22213 |  | INDKOM | GA | 20020805 | TX1-1000KVA |  | Pass | null | Pass | null
378573518 | TNB | DISTRIBUTION | WP PUTRAJAYA & CYBERJAYA | Existing | VCBJ/PCE/J22212/MB22214 | 300280542 | CLOSED | 11 kV | RYB | PE 22.21 CYBER HEIGHT VILLA F2 |  |  | CBJ22216 |  | INDKOM | GA | 20020805 | TX2-1000KVA |  | Pass | null | Pass | null
378573741 | TNB | DISTRIBUTION | WP PUTRAJAYA & CYBERJAYA | Existing | VCBJ/PCE/J22222/MB22224 | 300280535 | CLOSED | 11 kV | RYB | PE 22.22 CYBER HEIGHT VILLA F2 |  |  | CBJ22226 |  | INDKOM | GA | 20041201 | TX2-1000KVA |  | Pass | null | Pass | null
378573764 | TNB | DISTRIBUTION | WP PUTRAJAYA & CYBERJAYA | Existing | VCBJ/PCE/J22221/MB22221 | 300280533 | CLOSED | 11 kV | RYB | PE 22.22 CYBER HEIGHT VILLA F1 |  |  | CBJ22223 |  | INDKOM | GA | 20041201 | TX1-1000KVA |  | Pass | null | Pass | null
378573943 | TNB | DISTRIBUTION | WP PUTRAJAYA & CYBERJAYA | Existing | VCBJ/PCE/J24151/MB24151 | 310338853 | CLOSED | 11 kV | RYB | PE 24.15 APARTMENT TINDAK MURNI |  |  | CBJ24153 |  | INDKOM | INS24 |  | TX1-750KVA |  | Pass | null | Pass | null
378573944 | TNB | DISTRIBUTION | WP PUTRAJAYA & CYBERJAYA | Existing | VCBJ/PCE/J24151/MB24151 | 310338853 | CLOSED | 11 kV | RYB | PE 24.15 APARTMENT TINDAK MURNI |  |  | CBJ24154 |  | INDKOM | INS24 |  | TX2-750KVA |  | Pass | null | Pass | null
378574139 | TNB | DISTRIBUTION | WP PUTRAJAYA & CYBERJAYA | Existing | VCBJ/PCE/J22252/MB22254 | 300280523 | CLOSED | 11 kV | RYB | PE 22.25 CYBER HEIGHT VILLA F2 |  |  | CBJ22256 |  | INDKOM | ZZT | 13/12/2003 | TX2-1000KVA |  | Pass | null | Pass | null
378574218 | TNB | DISTRIBUTION | WP PUTRAJAYA & CYBERJAYA | Existing | VCBJ/PCE/J22251/MB22251 | 300280518 | CLOSED | 11 kV | RYB | PE 22.25 CYBER HEIGHT VILLA F1 |  |  | CBJ22253 |  | INDKOM | ZZT | 13/12/2003 | TX1-1000KVA |  | Pass | null | Pass | null
378574366 | TNB | DISTRIBUTION | WP PUTRAJAYA & CYBERJAYA | Existing | VCBJ/PCE/J22232/MB22234 | 300280529 | CLOSED | 11 kV | RYB | PE 22.23 SEK. SRI PUTERI F2 |  |  | CBJ22236 |  | INDKOM | GA | 26/11/2002 | TX2-1000KVA |  | Pass | null | Pass | null
378574447 | TNB | DISTRIBUTION | WP PUTRAJAYA & CYBERJAYA | Existing | VCBJ/PCE/J22231/MB22231 | 300280527 | CLOSED | 11 kV | RYB | PE 22.23 SEK. SRI PUTERI F1 |  |  | CBJ22233 |  | INDKOM | GA | 26/11/2002 | TX1-1000KVA |  | Pass | null | Pass | null
378574587 | TNB | DISTRIBUTION | WP PUTRAJAYA & CYBERJAYA | Existing | VCBJ/PCE/J22242/MB22244 | 300280526 | CLOSED | 11 kV | RYB | PE 22.24 SEK. SRI PUTERI F2 |  |  | CBJ22247 |  | INDKOM | ZZT | 26/11/2002 | TX2-750KVA |  | Pass | null | Pass | null
378574673 | TNB | DISTRIBUTION | WP PUTRAJAYA & CYBERJAYA | Existing | VCBJ/PCE/J22241/MB22241 | 300280525 | CLOSED | 11 kV | RYB | PE 22.24 SEK. SRI PUTERI F1 |  |  | CBJ22244 |  | INDKOM | ZZZT | 26/11/2002 | TX1-750KVA |  | Pass | null | Pass | null
378574784 | TNB | DISTRIBUTION | WP PUTRAJAYA & CYBERJAYA | Existing | VCBJ/PCE/J21811/MB21811 | 300454935 | CLOSED | 11 kV | RYB | SS 21.81 SHAFBURY-MLCP CAR PARK F1 |  |  | CBJ21813 |  | INDKOM | ZZT |  | TX1-1000KVA |  | Pass | null | Pass | null
378574878 | TNB | DISTRIBUTION | WP PUTRAJAYA & CYBERJAYA | Existing | VCBJ/PCE/J21812/MB21814 | 300454938 | CLOSED | 11 kV | RYB | SS 21.81 SHAFBURY-MLCP CAR PARK F2 |  |  | CBJ21816 |  | INDKOM | ZZT |  | TX2-1000KVA |  | Pass | null | Pass | null
378574994 | TNB | DISTRIBUTION | WP PUTRAJAYA & CYBERJAYA | Existing | VCBJ/PCE/J21061/MB21061 | 300281072 | CLOSED | 11 kV | RYB | PE 21.06 PADAT B 15-4 |  |  | CBJ21062 |  | TAMCO | ZTZ | 28/06/1999 | TX1-1000KVA |  | Pass | null | Pass | null
378575134 | TNB | DISTRIBUTION | WP PUTRAJAYA & CYBERJAYA | Existing | VCBJ/PCE/J21051/MB21051 | 300281075 | CLOSED | 11 kV | RYB | PE 21.05 B15-3 |  |  | CBJ21052 |  | SIEMENS | 8DJ10.16 | 28/06/1999 | TX-1000KVA |  | Pass | null | Pass | null
378575221 | TNB | DISTRIBUTION | WP PUTRAJAYA & CYBERJAYA | Existing | VCBJ/PCE/J21071/MB21071 | 300281068 | CLOSED | 11 kV | RYB | PE 21.07 P.APEC |  |  | CBJ21072 |  | INDKOM | ZZT | 19990707 | TX-1000KVA |  | Pass | null | Pass | null
378575378 | TNB | DISTRIBUTION | WP PUTRAJAYA & CYBERJAYA | Existing | VCBJ/PCE/J21041/MB21041 | 300281076 | CLOSED | 11 kV | RYB | PE 21.04 B15-2 |  |  | CBJ21042 |  | TAMCO | GR1 | 28/06/1999 | TX-1000KVA |  | Pass | null | Pass | null
378575534 | TNB | DISTRIBUTION | WP PUTRAJAYA & CYBERJAYA | Existing | VPTJ/PCE/J11491/MB11491 | 300281092 | CLOSED | 11 kV | RYB | PE 11.49 KANTIN KVDT |  |  | PTJ11492 |  | TAMCO | GR1 | 24/06/2007 | TX-1000KVA |  | Pass | null | Pass | null
378575648 | TNB | DISTRIBUTION | WP PUTRAJAYA & CYBERJAYA | Existing | VCBJ/PCE/J21031/MB21031 | 300281077 | CLOSED | 11 kV | RYB | PE 21.03 B15-1 |  |  | CBJ21032 |  | TAMCO | GR1 | 28/06/1999 | TX-1000KVA |  | Pass | null | Pass | null
378575796 | TNB | DISTRIBUTION | WP PUTRAJAYA & CYBERJAYA | Existing | VPTJ/PCE/J11421/MB11421 | 300281073 | CLOSED | 11 kV | RYB | PE 11.42 BLOK G (F1) |  |  | PTJ11423 |  | INDKOM | ZZT | 17/08/2004 | TX1-1000KVA |  | Pass | null | Pass | null
378575916 | TNB | DISTRIBUTION | WP PUTRAJAYA & CYBERJAYA | Existing | VPTJ/PCE/J11422/MB11424 | 300281074 | CLOSED | 11 kV | RYB | PE 11.42 BLOK G (F2) |  |  | PTJ11426 |  | INDKOM | ZZT | 17/08/2004 | TX2-1000KVA |  | Pass | null | Pass | null
378576009 | TNB | DISTRIBUTION | WP PUTRAJAYA & CYBERJAYA | Existing | VPTJ/PCE/J11411/MB11411 | 300281080 | CLOSED | 11 kV | RYB | PE 11.41 BLOK F |  |  | PTJ11413 |  | INDKOM | ZZT | 17/08/2004 | TX1-1000KVA |  | Pass | null | Pass | null
378607021 | TNB | DISTRIBUTION | WP PUTRAJAYA & CYBERJAYA | Existing | VCBJ/PCE/J21681/MB21681 | 300455072 | CLOSED | 11 kV | RYB | PE 21.68 Padat Elite 4 |  |  | CBJ21682 |  | SCHNEIDER | NE-1Q1 |  |  |  | Pass | null | Pass | null
378607141 | TNB | DISTRIBUTION | WP PUTRAJAYA & CYBERJAYA | Existing | VCBJ/PCE/J21201/MB21201 | 300281021 | CLOSED | 11 kV | RYB | PE 21.20 ELITE HIGHWAY NO. 2 |  |  | CBJ21203 |  | INDKOM | ZZT | 28/02/2000 |  |  | Pass | null | Pass | null
378607351 | TNB | DISTRIBUTION | WP PUTRAJAYA & CYBERJAYA | Existing | VCBJ/PCE/J21191/MB21191 | 300281022 | CLOSED | 11 kV | RYB | PE 21.19 ELITE HIGHWAY NO. 1 |  |  | CBJ21193 |  | INDKOM | ZZT | 31/12/1999 |  |  | Pass | null | Pass | null
379452217 | TNB | DISTRIBUTION | WP PUTRAJAYA & CYBERJAYA | Existing | VCBJ/PCE/J22061/MB22061 | 300280591 | CLOSED | 11 kV | RYB | PE 22.06 PADAT B 15-5 |  |  | CBJ22063 |  | INDKOM | ZZT | 25/04/2000 | TX-1000KVA |  | Pass | null | Pass | null
379452369 | TNB | DISTRIBUTION | WP PUTRAJAYA & CYBERJAYA | Existing | VCBJ/PCE/J22071/MB22071 | 300280587 | CLOSED | 11 kV | RYB | PE 22.07 PADAT B 15-6 |  |  | CBJ22072 |  | MERLIN GERIN | ZZT | 30/05/2000 | TX-1000KVA |  | Pass | null | Pass | null
379907368 | TNB | DISTRIBUTION | WP PUTRAJAYA & CYBERJAYA | Existing | VPTJ/PCE/J00355/MB1 | 310376044 | CLOSED | 11 kV | RYB | PE 15.57 DWIPUTRA NO 4 (F2) |  |  | PTJ15575 |  |  | VRN2a |  |  |  | Pass | null | Pass | null
379907464 | TNB | DISTRIBUTION | WP PUTRAJAYA & CYBERJAYA | Existing | VPTJ/PCE/J00350/MB1 | 309895385 | CLOSED | 11 kV | RYB | PE 15.57 DWIPUTRA NO 4 (F1) |  |  | PTJ15572 |  |  | VRN 2A |  |  |  | Pass | null | Pass | null
379907563 | TNB | DISTRIBUTION | WP PUTRAJAYA & CYBERJAYA | Existing | VPTJ/PCE/J00354/MB1 | 300537442 | CLOSED | 11 kV | RYB | PE 15.59 DWIPUTRA NO 6 (F2) |  |  | PTJ15595 |  |  | VRN 2A |  |  |  | Pass | null | Pass | null
379907657 | TNB | DISTRIBUTION | WP PUTRAJAYA & CYBERJAYA | Existing | VPTJ/PCE/J00352/MB1 | 300554401 | CLOSED | 11 kV | RYB | PE 15.59 DWIPUTRA NO 6 (F1) |  |  | PTJ15592 |  |  | VRN 2A |  |  |  | Pass | null | Pass | null
379907769 | TNB | DISTRIBUTION | WP PUTRAJAYA & CYBERJAYA | Existing | VPTJ/PCE/J00353/MB1 | 300537441 | CLOSED | 11 kV | RYB | PE 15.58 DWIPUTRA NO 5 (F2) |  |  | PTJ15585 |  |  | VRN2a |  |  |  | Pass | null | Pass | null
379907863 | TNB | DISTRIBUTION | WP PUTRAJAYA & CYBERJAYA | Existing | VPTJ/PCE/J00351/MB1 | 300554406 | CLOSED | 11 kV | RYB | PE 15.58 DWIPUTRA NO 5 (F1) |  |  | PTJ15582 |  |  | VRN 2A |  |  |  | Pass | null | Pass | null
379907998 | TNB | DISTRIBUTION | WP PUTRAJAYA & CYBERJAYA | Existing | VPTJ/PCE/J08402/MB08404 | 310375499 | CLOSED | 11 kV | RYB | PE 8.40 8R4 BLOK C F2 |  |  | PTJ08403 |  |  | VRN29 |  |  |  | Pass | null | Pass | null
379908121 | TNB | DISTRIBUTION | WP PUTRAJAYA & CYBERJAYA | Existing | VPTJ/PCE/J08401/MB08401 | 310375494 | CLOSED | 11 kV | RYB | PE 8.40 8R4 BLOK C F1 |  |  | PTJ08405 |  | EPE | CCTI TYPE:2S+1F |  |  |  | Pass | null | Pass | null
379908217 | TNB | DISTRIBUTION | WP PUTRAJAYA & CYBERJAYA | Existing | VPTJ/PCE/J08411/MB08411 | 310375504 | CLOSED | 11 kV | RYB | PE 8.41 8R4 BLOK D F1 |  |  | PTJ08413 |  | EPE | CCTI TYPE:2S+1F |  |  |  | Pass | null | Pass | null
379908311 | TNB | DISTRIBUTION | WP PUTRAJAYA & CYBERJAYA | Existing | VPTJ/PCE/J08412/MB08414 | 300454909 | CLOSED | 11 kV | RYB | PE 8.41 BLOK D 8R4 F2 |  |  | PTJ08415 |  |  | VRN29 |  |  |  | Pass | null | Pass | null
379908429 | TNB | DISTRIBUTION | WP PUTRAJAYA & CYBERJAYA | Existing | VPTJ/PCE/J08382/MB08384 | 310375517 | CLOSED | 11 kV | RYB | PE 8.38 8R4 BLOK A F2 |  |  | PTJ08385 |  |  | VRN29 |  |  |  | Pass | null | Pass | null
379908523 | TNB | DISTRIBUTION | WP PUTRAJAYA & CYBERJAYA | Existing | VPTJ/PCE/J08381/MB08381 | 310375510 | CLOSED | 11 kV | RYB | PE 8.38 8R4 BLOK A F1 |  |  | PTJ08383 |  | EPE |  |  |  |  | Pass | null | Pass | null
379908619 | TNB | DISTRIBUTION | WP PUTRAJAYA & CYBERJAYA | Existing | VPTJ/PCE/J08391/MB08391 | 310375522 | CLOSED | 11 kV | RYB | PE 8.39 8R4 BLOK B F1 |  |  | PTJ08393 |  | INDKOM | INS24 |  |  |  | Pass | null | Pass | null
379908713 | TNB | DISTRIBUTION | WP PUTRAJAYA & CYBERJAYA | Existing | VPTJ/PCE/J08392/MB08394 | 310338736 | CLOSED | 11 kV | RYB | PE 8.39 BLOK B 8R4 F2 |  |  | PTJ08396 |  | INDKOM |  |  |  |  | Pass | null | Pass | null
379908868 | TNB | DISTRIBUTION | WP PUTRAJAYA & CYBERJAYA | Existing | VPTJ/PCE/J00356/MB1 | 310286482 | CLOSED | 11 kV | RYB | PE 11.76 TERES ZON 9D (1) (F1) |  |  | PTJ11763 |  | INDKOM | INS24 |  |  |  | Pass | null | Pass | null
379908972 | TNB | DISTRIBUTION | WP PUTRAJAYA & CYBERJAYA | Existing | VPTJ/PCE/J00359/MB1 | 310371017 | CLOSED | 11 kV | RYB | PE 11.76 TERES ZON 9D (1) (F2) |  |  | PTJ11766 |  | INDKOM | INS24 |  |  |  | Pass | null | Pass | null
379909078 | TNB | DISTRIBUTION | WP PUTRAJAYA & CYBERJAYA | Existing | VPTJ/PCE/J00357/MB1 | 310371019 | CLOSED | 11 kV | RYB | PE 11.77 TERES ZON 9D (2) (F1) |  |  | PTJ11773 |  | INDKOM | INS24 |  |  |  | Pass | null | Pass | null
379909184 | TNB | DISTRIBUTION | WP PUTRAJAYA & CYBERJAYA | Existing | VPTJ/PCE/J00358/MB1 | 310286485 | CLOSED | 11 kV | RYB | PE 11.77 TERES ZON 9D (2) (F2) |  |  | PTJ11776 |  | INDKOM | INS24 |  |  |  | Pass | null | Pass | null
379909315 | TNB | DISTRIBUTION | WP PUTRAJAYA & CYBERJAYA | Existing | VPTJ/PCE/J00398/MB1 | 310159639 | CLOSED | 11 kV | RYB | Grp: Substation Comp. 1 PE11.78 F1 |  |  | PTJ11782 |  |  | VRN 2A |  |  |  | Pass | null | Pass | null
379909409 | TNB | DISTRIBUTION | WP PUTRAJAYA & CYBERJAYA | Existing | VPTJ/PCE/J00399/MB1 | 310159659 | CLOSED | 11 kV | RYB | E 11.78 PPA1M PALMA (F2) |  |  | PTJ11785 |  |  | VRN 2A | 17/11/2016 |  |  | Pass | null | Pass | null
379909518 | TNB | DISTRIBUTION | WP PUTRAJAYA & CYBERJAYA | Existing | VPTJ/PCE/J05351/MB05351 | 310375513 | CLOSED | 11 kV | RYB | PE 5.35 TEMP 5R5 |  |  | PTJ05353 |  | INDKOM | ZZTT 1D |  |  |  | Pass | null | Pass | null
379909819 | TNB | DISTRIBUTION | WP PUTRAJAYA & CYBERJAYA | Existing | VCBJ/PCE/J24361/MB24361 | 310386506 | CLOSED | 11 kV | RYB | PE 24.36 VERDI CONDO BLOK 2 |  |  | CBJ24364 |  | INDKOM | ZZTT1D |  |  |  | Pass | null | Pass | null
379909820 | TNB | DISTRIBUTION | WP PUTRAJAYA & CYBERJAYA | Existing | VCBJ/PCE/J24361/MB24361 | 310386506 | CLOSED | 11 kV | RYB | PE 24.36 VERDI CONDO BLOK 2 |  |  | CBJ24363 |  | INDKOM | ZZTT1D |  |  |  | Pass | null | Pass | null
379910002 | TNB | DISTRIBUTION | WP PUTRAJAYA & CYBERJAYA | Existing | VCBJ/PCE/J24351/MB24351 | 310386491 | CLOSED | 11 kV | RYB | PE 24.35 VERDI CONDO BLOK 1 |  |  | CBJ24354 |  | INDKOM | ZZTT1D |  |  |  | Pass | null | Pass | null
379910003 | TNB | DISTRIBUTION | WP PUTRAJAYA & CYBERJAYA | Existing | VCBJ/PCE/J24351/MB24351 | 310386491 | CLOSED | 11 kV | RYB | PE 24.35 VERDI CONDO BLOK 1 |  |  | CBJ24353 |  | INDKOM | ZZTT1D |  |  |  | Pass | null | Pass | null
379924544 | TNB | DISTRIBUTION | WP PUTRAJAYA & CYBERJAYA | Existing | VPTJ/PCE/J00347/MB1 | 310371235 | CLOSED | 11 kV | RYB | PE 12.04 SPINE ROAD NO 2 (F2) |  |  | PTJ12046 | [6 empty] | Pass | null | Pass | null
379924645 | TNB | DISTRIBUTION | WP PUTRAJAYA & CYBERJAYA | Existing | VPTJ/PCE/J00347/MB1 | 310371232 | CLOSED | 11 kV | RYB | PE 12.04 SPINE ROAD NO 2 (F1) |  |  | PTJ12043 |  | INDKOM | INS24 |  |  |  | Pass | null | Pass | null
379924739 | TNB | DISTRIBUTION | WP PUTRAJAYA & CYBERJAYA | Existing | VPTJ/PCE/J00348/MB1 | 310372346 | CLOSED | 11 kV | RYB | PE 12.05 PS 19 (F2) |  |  | PTJ12055 |  | SCHNEIDER |  |  |  |  | Pass | null | Pass | null
379924833 | TNB | DISTRIBUTION | WP PUTRAJAYA & CYBERJAYA | Existing | VPTJ/PCE/J00346/MB1 | 310372341 | CLOSED | 11 kV | RYB | PE 12.05 PS 19 (F1) |  |  | PTJ12052 |  | SCHNEIDER |  |  |  |  | Pass | null | Pass | null
379925004 | TNB | DISTRIBUTION | WP PUTRAJAYA & CYBERJAYA | Existing | VPTJ/PCE/J00335/MB1 | 310332995 | CLOSED | 11 kV | RYB | PE 15.49 NADI 15 (1) (F1) |  |  | PTJ15493 |  | INDKOM | ZZT ID |  |  |  | Pass | null | Pass | null
379925098 | TNB | DISTRIBUTION | WP PUTRAJAYA & CYBERJAYA | Existing | VPTJ/PCE/J15492/MB15494 | 310332998 | CLOSED | 11 kV | RYB | PE 15.49 NADI 15 (1) (F2) |  |  | PTJ15496 |  | INDKOM |  |  |  |  | Pass | null | Pass | null
379925194 | TNB | DISTRIBUTION | WP PUTRAJAYA & CYBERJAYA | Existing | VPTJ/PCE/J00336/MB1 | 300520274 | CLOSED | 11 kV | RYB | PE 15.50 NADI 15 (2) (F1) |  |  | PTJ15503 |  | INDKOM | INS24 |  |  |  | Pass | null | Pass | null
379925288 | TNB | DISTRIBUTION | WP PUTRAJAYA & CYBERJAYA | Existing | VPTJ/PCE/J15502/MB15504 | 300522664 | CLOSED | 11 kV | RYB | PE 15.50 NADI 15 (2) (F2) |  |  | PTJ15506 |  | INDKOM | INS24 |  |  |  | Pass | null | Pass | null
379925384 | TNB | DISTRIBUTION | WP PUTRAJAYA & CYBERJAYA | Existing | VPTJ/PCE/J00334/MB1 | 300520263 | CLOSED | 11 kV | RYB | PE 15.51 NADI 15 (3) (F1) |  |  | PTJ15513 |  | INDKOM | INS24 |  |  |  | Pass | null | Pass | null
379925478 | TNB | DISTRIBUTION | WP PUTRAJAYA & CYBERJAYA | Existing | VPTJ/PCE/J15512/MB15514 | 300522668 | CLOSED | 11 kV | RYB | PE 15.51 NADI 15 (3) (F2) |  |  | PTJ15516 |  | INDKOM | INS24 |  |  |  | Pass | null | Pass | null
379925863 | TNB | DISTRIBUTION | WP PUTRAJAYA & CYBERJAYA | Existing | VPTJ/PCE/J00372/MB1 | 310376046 | CLOSED | 11 kV | RYB | PE 14.34 DUTA VILLA (EFI) (F1) |  |  | PTJ14343 |  | INDKOM | INS24 |  |  |  | Pass | null | Pass | null
379925967 | TNB | DISTRIBUTION | WP PUTRAJAYA & CYBERJAYA | Existing | VPTJ/PCE/J00374/MB1 | 310376049 | CLOSED | 11 kV | RYB | PE 14.34 DUTA VILLA (EFI) (F2) |  |  | PTJ14346 |  | INDKOM | INS24 |  |  |  | Pass | null | Pass | null
379926319 | TNB | DISTRIBUTION | WP PUTRAJAYA & CYBERJAYA | Existing | VCBJ/PCE/J00130/MB1 | 310375552 | CLOSED | 11 kV | RYB | PE 25.30 GLADE 3-3 |  |  | CBJ25302 |  | SCHNEIDER | NE-21Q |  |  |  | Pass | null | Pass | null
379926413 | TNB | DISTRIBUTION | WP PUTRAJAYA & CYBERJAYA | Existing | VCBJ/PCE/J00129/MB1 | 310389792 | CLOSED | 11 kV | RYB | PE 25.29 GLADE 3-2 |  |  | CBJ25292 |  | SCHNEIDER | NE-21Q |  |  |  | Pass | null | Pass | null
379926507 | TNB | DISTRIBUTION | WP PUTRAJAYA & CYBERJAYA | Existing | VCBJ/PCE/J00124/MB1 | 310389790 | CLOSED | 11 kV | RYB | PE 25.28 GLADE 3-1 |  |  | CBJ25282 |  | MERLIN GERIN | NE-21Q |  |  |  | Pass | null | Pass | null
379926844 | TNB | DISTRIBUTION | WP PUTRAJAYA & CYBERJAYA | Existing | VCBJ/PCE/J23211/MB23211 | 310303828 | CLOSED | 11 kV | RYB | PE 23.21 EASTERN CORIDOR |  |  | CBJ23212 |  | SCHNEIDER | NE-21Q |  |  |  | Pass | null | Pass | null
379926955 | TNB | DISTRIBUTION | WP PUTRAJAYA & CYBERJAYA | Existing | VCBJ/PCE/J00132/MB1 | 310386417 | CLOSED | 11 kV | RYB | PE 23.31 TEMP AXVENTURE |  |  | CBJ23312 |  | MERLIN GERIN | NE-21Q |  |  |  | Pass | null | Pass | null
380663146 | TNB | DISTRIBUTION | WP PUTRAJAYA & CYBERJAYA | Existing | VPTJ/PCE/J00442/MB1 | 310554291 | CLOSED | 11 kV | RYB | D-PTJ-C15-0989 |  |  | P17152 |  | SIEMENS | 8DJH |  | TX-1000kVA |  | Pass | null | Pass | null
380663267 | TNB | DISTRIBUTION | WP PUTRAJAYA & CYBERJAYA | Existing | VPTJ/PCE/J00443/MB1 | 310554274 | CLOSED | 11 kV | RYB | D-PTJ-C15-0989 |  |  | P17156 |  | SIEMENS | 8DJH |  |  |  | Pass | null | Pass | null
380663390 | TNB | DISTRIBUTION | WP PUTRAJAYA & CYBERJAYA | Existing | VPTJ/PCE/J00444/MB1 | 310554333 | CLOSED | 11 kV | RYB | D-PTJ-C15-0989 |  |  | P17163 |  |  | VRN 2A |  | TX-1000kVA |  | Pass | null | Pass | null
380663511 | TNB | DISTRIBUTION | WP PUTRAJAYA & CYBERJAYA | Existing | VPTJ/PCE/J00445/MB1 | 310543647 | CLOSED | 11 kV | RYB | D-PTJ-C15-0989 |  |  | P17166 |  |  | RM6 |  | TX-1000kVA |  | Pass | null | Pass | null
381401680 | TNB | DISTRIBUTION | WP PUTRAJAYA & CYBERJAYA | Existing |  |  | CLOSED | 11 kV | RYB | D-PTJ-C16-0948 |  |  | PTJ12095 | [6 empty] | Pass | null | Pass | null
381401794 | TNB | DISTRIBUTION | WP PUTRAJAYA & CYBERJAYA | Existing |  |  | CLOSED | 11 kV | RYB | D-PTJ-C16-0948 |  |  | PTJ12092 | [6 empty] | Pass | null | Pass | null
381401916 | TNB | DISTRIBUTION | WP PUTRAJAYA & CYBERJAYA | Existing |  |  | CLOSED | 11 kV | RYB | D-PTJ-C16-0948 |  |  | PTJ12105 | [6 empty] | Pass | null | Pass | null
381402030 | TNB | DISTRIBUTION | WP PUTRAJAYA & CYBERJAYA | Existing |  |  | CLOSED | 11 kV | RYB | D-PTJ-C16-0948 |  |  | PTJ12102 | [6 empty] | Pass | null | Pass | null
381402200 | TNB | DISTRIBUTION | WP PUTRAJAYA & CYBERJAYA | Existing | VPTJ/PCE/J00400/MB1 | 310294512 | CLOSED | 11 kV | RYB | D-PTJ-C15-0944 |  |  | PTJ17112 |  |  | VRN 2A |  |  |  | Pass | null | Pass | null
381402314 | TNB | DISTRIBUTION | WP PUTRAJAYA & CYBERJAYA | Existing | VPTJ/PCE/J00401/MB1 | 310294517 | CLOSED | 11 kV | RYB | D-PTJ-C15-0944 |  |  | PTJ17115 |  |  | VRN 2A |  |  |  | Pass | null | Pass | null
381402430 | TNB | DISTRIBUTION | WP PUTRAJAYA & CYBERJAYA | Existing | VPTJ/PCE/J00406/MB1 | 310294511 | CLOSED | 11 kV | RYB | D-PTJ-C16-1074 |  |  | PTJ17142 |  |  | VRN 2A |  |  |  | Pass | null | Pass | null
381402544 | TNB | DISTRIBUTION | WP PUTRAJAYA & CYBERJAYA | Existing | VPTJ/PCE/J00407/MB1 | 310294509 | CLOSED | 11 kV | RYB | D-PTJ-C16-1074 |  |  | PTJ17145 |  |  | VRN 2A |  |  |  | Pass | null | Pass | null
381402694 | TNB | DISTRIBUTION | WP PUTRAJAYA & CYBERJAYA | Existing | VPTJ/PCE/J00404/MB1 | 310294518 | CLOSED | 11 kV | RYB | D-PTJ-C16-1074 |  |  | PTJ17132 |  |  | VRN 2A |  |  |  | Pass | null | Pass | null
381402810 | TNB | DISTRIBUTION | WP PUTRAJAYA & CYBERJAYA | Existing | VPTJ/PCE/J00405/MB1 | 310294510 | CLOSED | 11 kV | RYB | D-PTJ-C16-1074 |  |  | PTJ17135 |  |  | VRN 2A |  |  |  | Pass | null | Pass | null
381402955 | TNB | DISTRIBUTION | WP PUTRAJAYA & CYBERJAYA | Existing | VPTJ/PCE/J00402/MB1 | 310294514 | CLOSED | 11 kV | RYB | D-PTJ-C15-0944 |  |  | PTJ17122 |  |  | VRN 2A |  |  |  | Pass | null | Pass | null
381403069 | TNB | DISTRIBUTION | WP PUTRAJAYA & CYBERJAYA | Existing | VPTJ/PCE/J00403/MB1 | 310294516 | CLOSED | 11 kV | RYB | D-PTJ-C15-0944 |  |  | PTJ17125 |  |  | VRN 2A |  |  |  | Pass | null | Pass | null
381405974 | TNB | DISTRIBUTION | WP PUTRAJAYA & CYBERJAYA | Existing | VPTJ/PCE/J00375/MB1 | 310425312 | CLOSED | 11 kV | RYB | PE 7.14 ELECTRIC SQC 1 |  |  | PTJ07142 |  | SCHNEIDER | NE-2iQ |  | TX-1000KVA |  | Pass | null | Pass | null
381406088 | TNB | DISTRIBUTION | WP PUTRAJAYA & CYBERJAYA | Existing | VPTJ/PCE/J00377/MB1 | 310425309 | CLOSED | 11 kV | RYB | PE 7.15 ELECTRIC SQC 2 |  |  | PTJ07152 |  | SCHNEIDER | NE-2iQ |  | TX-1000KVA |  | Pass | null | Pass | null
381406211 | TNB | DISTRIBUTION | WP PUTRAJAYA & CYBERJAYA | Existing | VPTJ/PCE/J00378/MB1 | 310425307 | CLOSED | 11 kV | RYB | PE 9.50 DEPOH VSQC |  |  | PTJ09502 |  | SCHNEIDER | NE-2iQ |  | TX-1000KVA |  | Pass | null | Pass | null
381406342 | TNB | DISTRIBUTION | WP PUTRAJAYA & CYBERJAYA | Existing |  |  | CLOSED | 11 kV | RYB | PE 23.30 EAST GARDEN |  |  | CBJ23303 |  |  |  |  | TX1-1000KVA |  | Pass | null | Pass | null
381406343 | TNB | DISTRIBUTION | WP PUTRAJAYA & CYBERJAYA | Existing |  |  | CLOSED | 11 kV | RYB | PE 23.30 EAST GARDEN |  |  | CBJ23304 |  |  |  |  | TX2-1000KVA |  | Pass | null | Pass | null
381406595 | TNB | DISTRIBUTION | WP PUTRAJAYA & CYBERJAYA | Existing | VCBJ/PCE/J00131/MB1 | 310024037 | CLOSED | 11 kV | RYB | PE 24.40 LAMAN VIEW |  |  | CBJ24403 |  | INDKOM | INS24 |  | TX-1000KVA |  | Pass | null | Pass | null
381406596 | TNB | DISTRIBUTION | WP PUTRAJAYA & CYBERJAYA | Existing | VCBJ/PCE/J00131/MB1 | 310024037 | CLOSED | 11 kV | RYB | PE 24.40 LAMAN VIEW |  |  | CBJ24404 |  | INDKOM | INS24 |  | TX2-1000KVA |  | Pass | null | Pass | null
381406811 | TNB | DISTRIBUTION | WP PUTRAJAYA & CYBERJAYA | Existing | VPTJ/PCE/J00388/MB1 | 310213597 | CLOSED | 11 kV | RYB | PE 6.07 BLOK 7 PPA1M (F1) |  |  | PTJ06073 |  | EPE | N/A |  | TX-1000KVA |  | Pass | null | Pass | null
381406932 | TNB | DISTRIBUTION | WP PUTRAJAYA & CYBERJAYA | Existing | VPTJ/PCE/J00389/MB1 | 310213598 | CLOSED | 11 kV | RYB | PE 6.07 BLOK 7 PPA1M (F2) |  |  | PTJ06076 |  | EPE | N/A |  | TX-1000KVA |  | Pass | null | Pass | null
381407059 | TNB | DISTRIBUTION | WP PUTRAJAYA & CYBERJAYA | Existing | VPTJ/PCE/J00393/MB1 | 310251082 | CLOSED | 11 kV | RYB | PE 6.11 BLOK 4 PPA1M (F2) |  |  | PTJ06116 |  | EPE | CCTI |  | TX-1000KVA |  | Pass | null | Pass | null
381407180 | TNB | DISTRIBUTION | WP PUTRAJAYA & CYBERJAYA | Existing | VPTJ/PCE/J00392/MB1 | 310213599 | CLOSED | 11 kV | RYB | PE 6.11 BLOK 4 PPA1M (F1) |  |  | PTJ06113 |  | EPE | N/A |  | TX1-1000KVA |  | Pass | null | Pass | null
381407317 | TNB | DISTRIBUTION | WP PUTRAJAYA & CYBERJAYA | Existing | VPTJ/PCE/J00390/MB1 | 310213605 | CLOSED | 11 kV | RYB | PE 6.10 BLOK 6B PPA1M (F1) |  |  | PTJ06103 |  | EPE | CCTI |  | TX-1000KVA |  | Pass | null | Pass | null
381407438 | TNB | DISTRIBUTION | WP PUTRAJAYA & CYBERJAYA | Existing | VPTJ/PCE/J00391/MB1 | 310251080 | CLOSED | 11 kV | RYB | PE 6.10 BLOK 6B PPA1M (F2) |  |  | PTJ06106 |  | EPE | CCTI |  | TX-1000KVA |  | Pass | null | Pass | null
381407561 | TNB | DISTRIBUTION | WP PUTRAJAYA & CYBERJAYA | Existing | VPTJ/PCE/J00397/MB1 | 310213609 | CLOSED | 11 kV | RYB | PE 6.09 BLOK 6A PPA1M (F2) |  |  | PTJ06096 |  | EPE | CCTI |  |  |  | Pass | null | Pass | null
381407682 | TNB | DISTRIBUTION | WP PUTRAJAYA & CYBERJAYA | Existing | VPTJ/PCE/J00396/MB1 | 310213600 | CLOSED | 11 kV | RYB | PE 6.09 BLOK 6A PPA1M (F1) |  |  | PTJ06093 |  | EPE | N/A |  | TX-1000KVA |  | Pass | null | Pass | null
381407805 | TNB | DISTRIBUTION | WP PUTRAJAYA & CYBERJAYA | Existing | VPTJ/PCE/J00394/MB1 | 310213608 | CLOSED | 11 kV | RYB | PE 6.08 BLOK 3 PPA1M (F1) |  |  | PTJ06082 |  | EPE | SSE-VRN2a |  | TX-1000KVA |  | Pass | null | Pass | null
381407926 | TNB | DISTRIBUTION | WP PUTRAJAYA & CYBERJAYA | Existing | VPTJ/PCE/J00395/MB1 | 310213602 | CLOSED | 11 kV | RYB | PE 6.08 BLOK 3 PPA1M (F2) |  |  | PTJ06085 |  | EPE | SSE-VRN2a |  | TX-1000KVA |  | Pass | null | Pass | null
381408049 | TNB | DISTRIBUTION | WP PUTRAJAYA & CYBERJAYA | Existing | VPTJ/PCE/J00386/MB1 | 309997435 | CLOSED | 11 kV | RYB | PE 6.06 BLOK 5B PPA1M (F1) |  |  | PTJ06063 |  | EPE | N/A |  | TX-1000KVA |  | Pass | null | Pass | null
381408170 | TNB | DISTRIBUTION | WP PUTRAJAYA & CYBERJAYA | Existing | VPTJ/PCE/J00387/MB1 | 309997437 | CLOSED | 11 kV | RYB | PE 6.06 BLOK 5B PPA1M (F2) |  |  | PTJ06066 |  | EPE | N/A |  | TX-1000KVA |  | Pass | null | Pass | null
381526228 | TNB | DISTRIBUTION | WP PUTRAJAYA & CYBERJAYA | Existing | VCBJ/PCE/J23291/MB1 | 300545693 | CLOSED | 11 kV | RYB | PE 23.29 PERUMAHAN CERIA RESIDENT |  |  | CBJ23293 |  | INDKOM | INS24 |  | TX-1000KVA |  | Pass | null | Pass | null
381526229 | TNB | DISTRIBUTION | WP PUTRAJAYA & CYBERJAYA | Existing | VCBJ/PCE/J23291/MB1 | 300545693 | CLOSED | 11 kV | RYB | PE 23.29 PERUMAHAN CERIA RESIDENT |  |  | CBJ23294 |  | INDKOM | INS24 |  | TX-1000KVA |  | Pass | null | Pass | null
381526550 | TNB | DISTRIBUTION | WP PUTRAJAYA & CYBERJAYA | Existing | VCBJ/PCE/J21441/MB21441 | 310370043 | CLOSED | 11 kV | RYB | PE 21.44 CYBERVILLAGE SERENITY 2 |  |  | CBJ21443 |  | TAMCO |  |  |  |  | Pass | null | Pass | null
381526551 | TNB | DISTRIBUTION | WP PUTRAJAYA & CYBERJAYA | Existing | VCBJ/PCE/J21441/MB21441 | 310370043 | CLOSED | 11 kV | RYB | PE 21.44 CYBERVILLAGE SERENITY 2 |  |  | CBJ21442 |  | TAMCO |  |  |  |  | Pass | null | Pass | null
381526761 | TNB | DISTRIBUTION | WP PUTRAJAYA & CYBERJAYA | Existing | VCBJ/PCE/J24031/MB24031 | 310360646 | CLOSED | 11 kV | RYB | PE 24.03 JELANG VISTA 2 |  |  | CBJ24034 |  | INDKOM | INS24 |  | TX1-1000KVA |  | Pass | null | Pass | null
381527222 | TNB | DISTRIBUTION | WP PUTRAJAYA & CYBERJAYA | Existing | VCBJ/PCE/J24111/MB24111 | 310360641 | CLOSED | 11 kV | RYB | PE 24.11 SEJATI HOMES 1 |  |  | CBJ24114 |  | ABB | CCFF |  |  |  | Pass | null | Pass | null
381527223 | TNB | DISTRIBUTION | WP PUTRAJAYA & CYBERJAYA | Existing | VCBJ/PCE/J24111/MB24111 | 310360641 | CLOSED | 11 kV | RYB | PE 24.11 SEJATI HOMES 1 |  |  | CBJ24113 |  | ABB | CCFF |  |  |  | Pass | null | Pass | null
382986166 | TNB | DISTRIBUTION | WP PUTRAJAYA & CYBERJAYA | Existing | VPTJ/PCE/J14331/MB14331 | 310338739 | CLOSED | 11 kV | RYB | PE 14.33 PERUMAHAN 14-6 NO 2 (F1) |  |  | PTJ14333 |  | INDKOM | INS24 |  | TX1-1000KVA |  | Pass | null | Pass | null
382986287 | TNB | DISTRIBUTION | WP PUTRAJAYA & CYBERJAYA | Existing | VPTJ/PCE/J14332/MB14334 | 310338743 | CLOSED | 11 kV | RYB | PE 14.33 PERUMAHAN 14-6 NO 2 (F2) |  |  | PTJ14335 |  | INDKOM | INS24 |  | TX2-1000KVA |  | Pass | null | Pass | null
382986420 | TNB | DISTRIBUTION | WP PUTRAJAYA & CYBERJAYA | Existing | VPTJ/PCE/J14321/MB14321 | 310338752 | CLOSED | 11 kV | RYB | PE 14.32 PERUMAHAN 14-6 NO 1 (F1) |  |  | PTJ14323 |  | INDKOM | INS24 |  | TX-1000KVA |  | Pass | null | Pass | null
382986541 | TNB | DISTRIBUTION | WP PUTRAJAYA & CYBERJAYA | Existing | VPTJ/PCE/J14322/MB14324 | 310338747 | CLOSED | 11 kV | RYB | PE 14.32 PERUMAHAN 14-6 NO 1 (F2) |  |  | PTJ14325 |  | SCHNEIDER | NE-2iQ |  | TX2-1000KVA |  | Pass | null | Pass | null
382986695 | TNB | DISTRIBUTION | WP PUTRAJAYA & CYBERJAYA | Existing | VCBJ/PCE/J00127/MB1 | 310212579 | CLOSED | 11 kV | RYB | PE 24.37 KANVAS TOWER A |  |  | CBJ24374 |  | SIEMENS | 8DJH TRRT |  | TX2-1000KVA |  | Pass | null | Pass | null
382986696 | TNB | DISTRIBUTION | WP PUTRAJAYA & CYBERJAYA | Existing | VCBJ/PCE/J00127/MB1 | 310212579 | CLOSED | 11 kV | RYB | PE 24.37 KANVAS TOWER A |  |  | CBJ24371 |  | SIEMENS | 8DJH TRRT |  | TX-1000KVA |  | Pass | null | Pass | null
382986917 | TNB | DISTRIBUTION | WP PUTRAJAYA & CYBERJAYA | Existing | VCBJ/PCE/J00128/MB1 | 310158556 | CLOSED | 11 kV | RYB | PE 24.38 KANVAS TOWER B |  |  | CBJ24384 |  | INDKOM | ZZTT1D |  | TX2-1000KVA |  | Pass | null | Pass | null
382986918 | TNB | DISTRIBUTION | WP PUTRAJAYA & CYBERJAYA | Existing | VCBJ/PCE/J00128/MB1 | 310158556 | CLOSED | 11 kV | RYB | PE 24.38 KANVAS TOWER B |  |  | CBJ24383 |  | INDKOM | ZZTT1D |  | TX1-1000KVA |  | Pass | null | Pass | null
382987151 | TNB | DISTRIBUTION | WP PUTRAJAYA & CYBERJAYA | Existing | VCBJ/PCE/J23261/MB23261 | 310425257 | CLOSED | 11 kV | RYB | PE 23.26 V RESIDENCE |  |  | CBJ23261 |  | SIEMENS | 8DJH TRRT |  | TX1-1000KVA |  | Pass | null | Pass | null
382987152 | TNB | DISTRIBUTION | WP PUTRAJAYA & CYBERJAYA | Existing | VCBJ/PCE/J23261/MB23261 | 310425257 | CLOSED | 11 kV | RYB | PE 23.26 V RESIDENCE |  |  | CBJ23264 |  | SIEMENS | 8DJH TRRT |  | TX2-1000KVA |  | Pass | null | Pass | null
382987363 | TNB | DISTRIBUTION | WP PUTRAJAYA & CYBERJAYA | Existing | VCBJ/PCE/J23271/MB23271 | 310425266 | CLOSED | 11 kV | RYB | PE 23.27 V RESIDENCE 1 |  |  | CBJ23272 |  |  | VRN 2A |  | TX-750KVA |  | Pass | null | Pass | null
382987623 | TNB | DISTRIBUTION | WP PUTRAJAYA & CYBERJAYA | Existing | VCBJ/PCE/J00133/MB1 | 310158581 | CLOSED | 11 kV | RYB | PE 24.41 MAGIC VILLAGE |  |  | CBJ24412 |  |  | VRN 2A |  | TX-750KVA |  | Pass | null | Pass | null
383003392 | TNB | DISTRIBUTION | WP PUTRAJAYA & CYBERJAYA | Existing | VPTJ/PCE/J00383/MB1 | 310159885 | CLOSED | 11 kV | RYB | PE 6.05 BLOK 5A PPA1M (F2) |  |  | PTJ06056 |  | EPE | CCTI |  |  |  | Pass | null | Pass | null
383003513 | TNB | DISTRIBUTION | WP PUTRAJAYA & CYBERJAYA | Existing | VPTJ/PCE/J00382/MB1 | 310159653 | CLOSED | 11 kV | RYB | PE 6.05 BLOK 5A PPA1M (F1) |  |  | PTJ06053 |  | EPE | CCTI |  |  |  | Pass | null | Pass | null
383003636 | TNB | DISTRIBUTION | WP PUTRAJAYA & CYBERJAYA | Existing | VPTJ/PCE/J00381/MB1 | 310213610 | CLOSED | 11 kV | RYB | PE 6.04 BLOK 1 PPA1M (F2) |  |  | PTJ06046 |  | EPE | CCTI |  |  |  | Pass | null | Pass | null
383003757 | TNB | DISTRIBUTION | WP PUTRAJAYA & CYBERJAYA | Existing | VPTJ/PCE/J00380/MB1 | 310213607 | CLOSED | 11 kV | RYB | PE 6.04 BLOK 1 PPA1M (F1) |  |  | PTJ06043 |  | EPE | CCTI |  |  |  | Pass | null | Pass | null
383003918 | TNB | DISTRIBUTION | WP PUTRAJAYA & CYBERJAYA | Existing | VPTJ/PCE/J16321/MB16321 | 310471639 | CLOSED | 11 kV | RYB | PE 16.32 TEMP PPA1M P16D |  |  | PTJ16322 |  | SCHNEIDER | NE-2iQ |  |  |  | Pass | null | Pass | null
383004178 | TNB | DISTRIBUTION | WP PUTRAJAYA & CYBERJAYA | Existing | VPTJ/PCE/J01681/MB01681 | 310372353 | CLOSED | 11 kV | RYB | PE 1.68 TEMP PLOT Z1 & Z2 |  |  | PTJ01682 |  | TAMCO | NA |  |  |  | Pass | null | Pass | null
383004453 | TNB | DISTRIBUTION | WP PUTRAJAYA & CYBERJAYA | Existing | VPTJ/PCE/J11641/MB11641 | 300281093 | CLOSED | 11 kV | RYB | PE 11.64 ZON 10A (F1) |  |  | PTJ11642 |  | TAMCO | GR1-21-1D-08301 | 21/07/2009 |  |  | Pass | null | Pass | null
383004568 | TNB | DISTRIBUTION | WP PUTRAJAYA & CYBERJAYA | Existing | VPTJ/PCE/J11642/MB11644 | 300454762 | CLOSED | 11 kV | RYB | PE 11.64 ZON 10A (F2) |  |  | PTJ11645 |  | TAMCO | GR1-21-1D-08308 |  |  |  | Pass | null | Pass | null
383004688 | TNB | DISTRIBUTION | WP PUTRAJAYA & CYBERJAYA | Existing | VPTJ/PCE/J11651/MB11651 | 300451360 | CLOSED | 11 kV | RYB | PE 11.65 ZON 10A2 (F1) |  |  | PTJ11653 |  | INDKOM | ZZT |  |  |  | Pass | null | Pass | null
383004803 | TNB | DISTRIBUTION | WP PUTRAJAYA & CYBERJAYA | Existing | VPTJ/PCE/J11652/MB11654 | 300281094 | CLOSED | 11 kV | RYB | PE 11.65 ZON 10A2 (F2) |  |  | PTJ11656 |  | INDKOM | ZZT | 13/08/2009 |  |  | Pass | null | Pass | null
383046385 | TNB | DISTRIBUTION | WP PUTRAJAYA & CYBERJAYA | Existing |  |  | CLOSED | 11 kV | RYB | BE KE PEMBANGUNAN PUSAT PENGAJIAN PERTAH |  |  | P1663 | [6 empty] | Pass | null | Pass | null
383046499 | TNB | DISTRIBUTION | WP PUTRAJAYA & CYBERJAYA | Existing |  |  | CLOSED | 11 kV | RYB |  |  |  | P1666 | [6 empty] | Pass | null | Pass | null
383046625 | TNB | DISTRIBUTION | WP PUTRAJAYA & CYBERJAYA | Existing | VCBJ/PCE/J00164/MB1 | 310580315 | CLOSED | 11 kV | RYB | D-CBJ-C17-0519 |  |  | C23452 | LUCY |  | VRN 2A |  |  |  | Pass | null | Pass | null
383046865 | TNB | DISTRIBUTION | WP PUTRAJAYA & CYBERJAYA | Existing |  |  | CLOSED | 11 kV | RYB | D-CBJ-C16-0576 |  |  | C25312 | [6 empty] | Pass | null | Pass | null
383046979 | TNB | DISTRIBUTION | WP PUTRAJAYA & CYBERJAYA | Existing |  |  | CLOSED | 11 kV | RYB | D-CBJ-C16-0576 |  |  | C25322 | [6 empty] | Pass | null | Pass | null
383047093 | TNB | DISTRIBUTION | WP PUTRAJAYA & CYBERJAYA | Existing |  |  | CLOSED | 11 kV | RYB | D-CBJ-C16-0576 |  |  | C25332 | [6 empty] | Pass | null | Pass | null
383338333 | TNB | DISTRIBUTION | WP PUTRAJAYA & CYBERJAYA | Existing | VCBJ/PCE/J00139/MB1 | 310386607 | CLOSED | 11 kV | RYB | D-CBJ-C15-0468 |  |  | CBJ23404 |  | INDKOM | INS24 |  | TX2-1000KVA |  | Pass | null | Pass | null
383338334 | TNB | DISTRIBUTION | WP PUTRAJAYA & CYBERJAYA | Existing | VCBJ/PCE/J00139/MB1 | 310386607 | CLOSED | 11 kV | RYB | D-CBJ-C15-0468 |  |  | CBJ23403 |  | INDKOM | INS24 |  | TX1-1000KVA |  | Pass | null | Pass | null
383338552 | TNB | DISTRIBUTION | WP PUTRAJAYA & CYBERJAYA | Existing | VCBJ/PCE/J00140/MB1 | 310341678 | CLOSED | 11 kV | RYB | D-CBJ-C15-0468 |  |  | CBJ23413 |  | TAMCO | SF6 RMU GR1 |  | TX2-1000KVA |  | Pass | null | Pass | null
383338553 | TNB | DISTRIBUTION | WP PUTRAJAYA & CYBERJAYA | Existing | VCBJ/PCE/J00140/MB1 | 310341678 | CLOSED | 11 kV | RYB | D-CBJ-C15-0468 |  |  | CBJ23412 |  | TAMCO | SF6 RMU GR1 |  | TX1-1000KVA |  | Pass | null | Pass | null
383347044 | TNB | DISTRIBUTION | WP PUTRAJAYA & CYBERJAYA | Existing | VCBJ/PCE/J24021/MB 24021 | 310303824 | CLOSED | 11 kV | RYB | PE 24.02 JELANG VISTA 1 |  |  | CBJ24024 |  | INDKOM | ZZTT.OD |  | TX-1000KVA |  | Pass | null | Pass | null
384171310 | TNB | DISTRIBUTION | WP PUTRAJAYA & CYBERJAYA | Existing | VCBJ/PCE/J00152 |  | CLOSED | 11 kV | RYB | D-CBJ-C16-0439 |  |  | C25063 | [6 empty] | Pass | null | Pass | null
384171442 | TNB | DISTRIBUTION | WP PUTRAJAYA & CYBERJAYA | Existing |  |  | CLOSED | 11 kV | RYB | PE 24.45 CERIA CONDO B |  |  | C24453 | [6 empty] | Pass | null | Pass | null
384171443 | TNB | DISTRIBUTION | WP PUTRAJAYA & CYBERJAYA | Existing |  |  | CLOSED | 11 kV | RYB | PE 24.45 CERIA CONDO B |  |  | C24452 | [6 empty] | Pass | null | Pass | null
384171653 | TNB | DISTRIBUTION | WP PUTRAJAYA & CYBERJAYA | Existing |  |  | CLOSED | 11 kV | RYB | PE 24.44 CERIA CONDO A |  |  | C24443 | [6 empty] | Pass | null | Pass | null
384171654 | TNB | DISTRIBUTION | WP PUTRAJAYA & CYBERJAYA | Existing |  |  | CLOSED | 11 kV | RYB | PE 24.44 CERIA CONDO A |  |  | C24442 | [6 empty] | Pass | null | Pass | null
384172001 | TNB | DISTRIBUTION | WP PUTRAJAYA & CYBERJAYA | Existing |  |  | CLOSED | 11 kV | RYB | D-CBJ-C15-0497 |  |  | N/A | [6 empty] | Pass | null | Pass | null
384304424 | TNB | DISTRIBUTION | WP PUTRAJAYA & CYBERJAYA | Existing |  |  | CLOSED | 11 kV | RYB | D-CBJ-C16-0532 |  |  | C21392 | [6 empty] | Pass | null | Pass | null
385025816 | TNB | DISTRIBUTION | WP PUTRAJAYA & CYBERJAYA | Existing |  |  | CLOSED | 11 kV | RYB |  |  |  | 17233 | [6 empty] | Pass | null | Pass | null
385026650 | TNB | DISTRIBUTION | WP PUTRAJAYA & CYBERJAYA | Existing |  |  | CLOSED | 11 kV | RYB | D-CBJ-C16-0566 |  |  | 24432 | [6 empty] | Pass | null | Pass | null
385026651 | TNB | DISTRIBUTION | WP PUTRAJAYA & CYBERJAYA | Existing |  |  | CLOSED | 11 kV | RYB | D-CBJ-C16-0566 |  |  | 24433 | [6 empty] | Pass | null | Pass | null
388861013 | TNB | DISTRIBUTION | WP PUTRAJAYA & CYBERJAYA | Existing | VCBJ/PCE/J24051/MB24052 | 300454676 | CLOSED | 11 kV | RYB | PE 24.05 SYMPHONY HILLS 3 |  |  | CBJ24053 |  | SCHNEIDER | ID-0233 |  | TX2-1000KVA |  | Pass | null | Pass | null
389013166 | TNB | DISTRIBUTION | WP PUTRAJAYA & CYBERJAYA | Existing | VCBJ/PCE/J24061/MB24062 | 300454672 | CLOSED | 11 kV | RYB | PE 24.06 SYMPHONY HILLS 1 |  |  | CBJ24063 |  | SCHNEIDER | NE-2iQ |  | TX-500KVA |  | Pass | null | Pass | null
389013194 | TNB | DISTRIBUTION | WP PUTRAJAYA & CYBERJAYA | Existing |  |  | CLOSED | 11 kV | RYB | PE 24.06 SYMPHONY HILLS 1 |  |  | N/A | [6 empty] | Pass | null | Pass | null
389013195 | TNB | DISTRIBUTION | WP PUTRAJAYA & CYBERJAYA | Existing |  |  | CLOSED | 11 kV | RYB | PE 24.06 SYMPHONY HILLS 1 |  |  | N/A | [6 empty] | Pass | null | Pass | null
389470106 | TNB | DISTRIBUTION | WP PUTRAJAYA & CYBERJAYA | Existing |  |  | CLOSED | 11 kV | RYB | D-CBJ-C15-0506 |  |  | CBJ24503 | [6 empty] | Pass | null | Pass | null
389527738 | TNB | DISTRIBUTION | WP PUTRAJAYA & CYBERJAYA | Existing | VCBJ/PCE/J21751/MB21751 | 300454652 | CLOSED | 11 kV | RYB | PE 21.75 LAKEVIEW WEST 1 |  |  | CBJ21752 |  | TAMCO | GR1 |  | TX1-1000KVA |  | Pass | null | Pass | null
389528364 | TNB | DISTRIBUTION | WP PUTRAJAYA & CYBERJAYA | Existing | VCBJ/PCE/J21741/MB21741 | 300454650 | CLOSED | 11 kV | RYB | PE 21.74 LAKE VIEW WEST 2 |  |  | CBJ22442 |  | TAMCO | GR1 |  | TX-1000KVA |  | Pass | null | Pass | null
390114628 | TNB | DISTRIBUTION | WP PUTRAJAYA & CYBERJAYA | Existing | VPTJ/PCE/J14092/MB14094 | 300455138 | CLOSED | 11 kV | RYB | PE 14.09 PERUMAHAN 14-4 (F2) |  |  | PTJ14095 | SCHNEIDER |  | RM6 |  |  |  | Pass | null | Pass | null
390320307 | TNB | DISTRIBUTION | WP PUTRAJAYA & CYBERJAYA | Existing | VCBJ/PCE/J22861/MB22861 | 300454739 | CLOSED | 11 kV | RYB | PE 22.86 NEO CYBER BLOK D |  |  | CBJ22864 | INDKOM | INDKOM | ZZTT |  | TX-1000KVA |  | Pass | null | Pass | null
390865656 | TNB | DISTRIBUTION | WP PUTRAJAYA & CYBERJAYA | Existing |  |  | CLOSED | 11 kV | RYB |  |  |  | P11793 | [6 empty] | Pass | null | Pass | null