## Pothead
Id | Owner Type | Owner Name | Operational Area | Status | Nominal Voltage | Type | Phasing | Substation Functional Location | Substation Name | Label | Remarks
15475582 | TNB | DISTRIBUTION | WP PUTRAJAYA & CYBERJAYA | Existing | 11 kV | PE MV TERMINAL | RYB | VPTJ/PCE/J11171 | PE 11.17 ZON 7B (F1) | MSB PENGGUNA 1
15475585 | TNB | DISTRIBUTION | WP PUTRAJAYA & CYBERJAYA | Existing | 11 kV | PE MV TERMINAL | RYB | VPTJ/PCE/J11171 | PE 11.17 ZON 7B (F1) | PTJ11142 (NOP) : PE 11.14 APT BLOK C (F1)
15475586 | TNB | DISTRIBUTION | WP PUTRAJAYA & CYBERJAYA | Existing | 11 kV | PE MV TERMINAL | RYB | VPTJ/PCE/J11171 | PE 11.17 ZON 7B (F1) | PTJ11181 : PE 11.18 P11 H/3 TERES (F1)
15475598 | TNB | DISTRIBUTION | WP PUTRAJAYA & CYBERJAYA | Existing | 11 kV | PE MV TERMINAL | RYB | VPTJ/PCE/J11172 | PE 11.17 ZON 7B (F2) | TX2 - 1000KVA
15475601 | TNB | DISTRIBUTION | WP PUTRAJAYA & CYBERJAYA | Existing | 11 kV | PE MV TERMINAL | RYB | VPTJ/PCE/J11172 | PE 11.17 ZON 7B (F2) | PTJ11145 [OFF] : PE 11.14 APT BLOK C (F2)
15475602 | TNB | DISTRIBUTION | WP PUTRAJAYA & CYBERJAYA | Existing | 11 kV | PE MV TERMINAL | RYB | VPTJ/PCE/J11172 | PE 11.17 ZON 7B (F2) | PTJ11184 : PE 11.18 P11 H/3 TERES (F2)
30891130 | TNB | DISTRIBUTION | WP PUTRAJAYA & CYBERJAYA | Existing | 11 kV | PE MV TERMINAL | Unknown |  |  | PENGGUNA F2
35361479 | TNB | DISTRIBUTION | WP PUTRAJAYA & CYBERJAYA | Existing | 11 kV | PE MV TERMINAL | Unknown |  |  | PJ4-3 PPU 4 PJ
35361492 | TNB | DISTRIBUTION | WP PUTRAJAYA & CYBERJAYA | Existing | 11 kV | PE MV TERMINAL | Unknown |  |  | P01575 PE 1.57
35361498 | TNB | DISTRIBUTION | WP PUTRAJAYA & CYBERJAYA | Existing | 11 kV | PE MV TERMINAL | Unknown |  |  | TX 2
35386877 | TNB | DISTRIBUTION | WP PUTRAJAYA & CYBERJAYA | Existing | 11 kV | PE MV TERMINAL | Unknown |  |  | P01536 PE 1.53
35386882 | TNB | DISTRIBUTION | WP PUTRAJAYA & CYBERJAYA | Existing | 11 kV | PE MV TERMINAL | Unknown |  |  | TX 2
35386890 | TNB | DISTRIBUTION | WP PUTRAJAYA & CYBERJAYA | Existing | 11 kV | PE MV TERMINAL | Unknown |  |  | P01564 PE 1.56
35399759 | TNB | DISTRIBUTION | WP PUTRAJAYA & CYBERJAYA | Existing | 11 kV | PE MV TERMINAL | Unknown |  |  | P01574 PE 1.57
35399779 | TNB | DISTRIBUTION | WP PUTRAJAYA & CYBERJAYA | Existing | 11 kV | PE MV TERMINAL | Unknown |  |  | PENGGUNA F2
35399780 | TNB | DISTRIBUTION | WP PUTRAJAYA & CYBERJAYA | Existing | 11 kV | PE MV TERMINAL | Unknown |  |  | P01547 PE 1.54
35876398 | TNB | DISTRIBUTION | WP PUTRAJAYA & CYBERJAYA | Existing | 11 kV | PE MV TERMINAL | RYB | VCBJ/PCE/J22782 | SS 22.78 LHDN F2 | CBJ 22734 SS 22.73 - HP IT CAMPUS
35876406 | TNB | DISTRIBUTION | WP PUTRAJAYA & CYBERJAYA | Existing | 11 kV | PE MV TERMINAL | RYB | VCBJ/PCE/J22782 | SS 22.78 LHDN F2 | CBJ22404 PE 22.40 POLIS CJ (F2)
35876410 | TNB | DISTRIBUTION | WP PUTRAJAYA & CYBERJAYA | Existing | 11 kV | PE MV TERMINAL | RYB | VCBJ/PCE/J22782 | SS 22.78 LHDN F2 | PENGGUNA
36722293 | TNB | DISTRIBUTION | WP PUTRAJAYA & CYBERJAYA | Existing | 11 kV | PE MV TERMINAL | RYB | VCBJ/PCE/J21891 | PE 21.89 MYVILLA P2 PARCEL B | TX1- 1000KVA
36722296 | TNB | DISTRIBUTION | WP PUTRAJAYA & CYBERJAYA | Existing | 11 kV | PE MV TERMINAL | RYB | VCBJ/PCE/J21891 | PE 21.89 MYVILLA P2 PARCEL B | CBJ21884 : PE 21.88 MYVILLA P2 PARCEL A
36722297 | TNB | DISTRIBUTION | WP PUTRAJAYA & CYBERJAYA | Existing | 11 kV | PE MV TERMINAL | RYB | VCBJ/PCE/J21891 | PE 21.89 MYVILLA P2 PARCEL B | CBJ23231 : SS 23.23 GARDEN PLAZA F1
36722308 | TNB | DISTRIBUTION | WP PUTRAJAYA & CYBERJAYA | Existing | 11 kV | PE MV TERMINAL | RYB | VCBJ/PCE/J21881 | PE 21.88 MYVILLA P2 PARCEL A | TX1- 1000KVA
36722311 | TNB | DISTRIBUTION | WP PUTRAJAYA & CYBERJAYA | Existing | 11 kV | PE MV TERMINAL | RYB | VCBJ/PCE/J21881 | PE 21.88 MYVILLA P2 PARCEL A | CBJ21974 : PE 21.97 MYVILLA P4
36722312 | TNB | DISTRIBUTION | WP PUTRAJAYA & CYBERJAYA | Existing | 11 kV | PE MV TERMINAL | RYB | VCBJ/PCE/J21881 | PE 21.88 MYVILLA P2 PARCEL A | CBJ21891 : PE 21.89 MYVILLA P2 PARCEL B
256930569 | TNB | DISTRIBUTION | WP PUTRAJAYA & CYBERJAYA | Existing | 11 kV | PE MV TERMINAL | Unknown | VPTJ/PCE/J11282 | PE 11.28 APT ZON 6B (F2) | TX4- 1000KVA
256930571 | TNB | DISTRIBUTION | WP PUTRAJAYA & CYBERJAYA | Existing | 11 kV | PE MV TERMINAL | Unknown | VPTJ/PCE/J11282 | PE 11.28 APT ZON 6B (F2) | PTJ11364 : PE 11.36 P11K/13 (F2)
256930578 | TNB | DISTRIBUTION | WP PUTRAJAYA & CYBERJAYA | Existing | 11 kV | PE MV TERMINAL | Unknown | VPTJ/PCE/J11282 | PE 11.28 APT ZON 6B (F2) | PTJ11185 : PE 11.18 P11 H/3 TERES (F2)
256930581 | TNB | DISTRIBUTION | WP PUTRAJAYA & CYBERJAYA | Existing | 11 kV | PE MV TERMINAL | Unknown | VPTJ/PCE/J11282 | PE 11.28 APT ZON 6B (F2) | TX3- 1000KVA
256930583 | TNB | DISTRIBUTION | WP PUTRAJAYA & CYBERJAYA | Existing | 11 kV | PE MV TERMINAL | Unknown | VPTJ/PCE/J11281 | PE 11.28 APT ZON 6B (F1) | PTJ11361 : PE 11.36 P11K/13 (F1)
256930596 | TNB | DISTRIBUTION | WP PUTRAJAYA & CYBERJAYA | Existing | 11 kV | PE MV TERMINAL | Unknown | VPTJ/PCE/J11281 | PE 11.28 APT ZON 6B (F1) | TX2- 1000KVA
256930598 | TNB | DISTRIBUTION | WP PUTRAJAYA & CYBERJAYA | Existing | 11 kV | PE MV TERMINAL | Unknown | VPTJ/PCE/J11281 | PE 11.28 APT ZON 6B (F1) | P11792 PE 11.79 TEMP TSR BINA
256930601 | TNB | DISTRIBUTION | WP PUTRAJAYA & CYBERJAYA | Existing | 11 kV | PE MV TERMINAL | Unknown | VPTJ/PCE/J11281 | PE 11.28 APT ZON 6B (F1) | TX1- 1000KVA
257015488 | TNB | DISTRIBUTION | WP PUTRAJAYA & CYBERJAYA | Existing | 11 kV | PE MV TERMINAL | Unknown | VPTJ/PCE/J14031 | PE 14.03 C/S S/L | PTJ14224 PE 14.22 KOMPLEKS SEK. MEN. (F2)
257015491 | TNB | DISTRIBUTION | WP PUTRAJAYA & CYBERJAYA | Existing | 11 kV | PE MV TERMINAL | Unknown | VPTJ/PCE/J14031 | PE 14.03 C/S S/L | TX1-500kVA
257015493 | TNB | DISTRIBUTION | WP PUTRAJAYA & CYBERJAYA | Existing | 11 kV | PE MV TERMINAL | Unknown | VPTJ/PCE/J14031 | PE 14.03 C/S S/L | PE14.05 PTJ14052
257015515 | TNB | DISTRIBUTION | WP PUTRAJAYA & CYBERJAYA | Existing | 11 kV | PE MV TERMINAL | Unknown | VPTJ/PCE/J15021 | PE 15.02 RD F 1 | PTJ15012 SS 15.01 PS 6
257015518 | TNB | DISTRIBUTION | WP PUTRAJAYA & CYBERJAYA | Existing | 11 kV | PE MV TERMINAL | Unknown | VPTJ/PCE/J15021 | PE 15.02 RD F 1 | TX1-1000KVA
257015520 | TNB | DISTRIBUTION | WP PUTRAJAYA & CYBERJAYA | Existing | 11 kV | PE MV TERMINAL | Unknown | VPTJ/PCE/J15021 | PE 15.02 RD F 1 | PTJ01681 PE 1.68 TEMP PLOT Z1 & Z2
257017809 | TNB | DISTRIBUTION | WP PUTRAJAYA & CYBERJAYA | Existing | 11 kV | PE MV TERMINAL | Unknown | VPTJ/PCE/J11452 | PE 11.45 SEK MEN (F2) | TX2- 1000KVA
257017811 | TNB | DISTRIBUTION | WP PUTRAJAYA & CYBERJAYA | Existing | 11 kV | PE MV TERMINAL | Unknown | VPTJ/PCE/J11452 | PE 11.45 SEK MEN (F2) | PTJ11354 : PE 11.35 P11K/3 (F2)
257017814 | TNB | DISTRIBUTION | WP PUTRAJAYA & CYBERJAYA | Existing | 11 kV | PE MV TERMINAL | Unknown | VPTJ/PCE/J11451 | PE 11.45 SEK MEN (F1) | TX1- 1000KVA
257017816 | TNB | DISTRIBUTION | WP PUTRAJAYA & CYBERJAYA | Existing | 11 kV | PE MV TERMINAL | Unknown | VPTJ/PCE/J11452 | PE 11.45 SEK MEN (F2) | PTJ11305 : PE 11.30 SMART SCHOOL PRE 11 (F2)
257017818 | TNB | DISTRIBUTION | WP PUTRAJAYA & CYBERJAYA | Existing | 11 kV | PE MV TERMINAL | Unknown | VPTJ/PCE/J11451 | PE 11.45 SEK MEN (F1) | PTJ11302 : PE 11.30 SMART SCHOOL PRE 11 (F1)
257017820 | TNB | DISTRIBUTION | WP PUTRAJAYA & CYBERJAYA | Existing | 11 kV | PE MV TERMINAL | Unknown | VPTJ/PCE/J11451 | PE 11.45 SEK MEN (F1) | PE 11.35 P11K/3 (F1): PTJ11351
257021905 | TNB | DISTRIBUTION | WP PUTRAJAYA & CYBERJAYA | Existing | 11 kV | PE MV TERMINAL | Unknown | VPTJ/PCE/J11302 | PE 11.30 SEK REN (EFI) (F2) | TX2- 1000KVA
257021907 | TNB | DISTRIBUTION | WP PUTRAJAYA & CYBERJAYA | Existing | 11 kV | PE MV TERMINAL | Unknown | VPTJ/PCE/J11302 | PE 11.30 SEK REN (EFI) (F2) | PTJ11454 : PE 11.45 SMART SCHOOL (F2)
257021910 | TNB | DISTRIBUTION | WP PUTRAJAYA & CYBERJAYA | Existing | 11 kV | PE MV TERMINAL | Unknown | VPTJ/PCE/J11301 | PE 11.30 SEK REN (EFI) (F1) | TX1- 1000KVA
257021912 | TNB | DISTRIBUTION | WP PUTRAJAYA & CYBERJAYA | Existing | 11 kV | PE MV TERMINAL | Unknown | VPTJ/PCE/J11302 | PE 11.30 SEK REN (EFI) (F2) | PTJ11365 : PE 11.36 P11K/13 (F2)
257021914 | TNB | DISTRIBUTION | WP PUTRAJAYA & CYBERJAYA | Existing | 11 kV | PE MV TERMINAL | Unknown | VPTJ/PCE/J11301 | PE 11.30 SEK REN (EFI) (F1) | PTJ11362 : PE 11.36 P11K/13 (F1)
257021916 | TNB | DISTRIBUTION | WP PUTRAJAYA & CYBERJAYA | Existing | 11 kV | PE MV TERMINAL | Unknown | VPTJ/PCE/J11301 | PE 11.30 SEK REN (EFI) (F1) | PTJ11451 : PE 11.45 SMART SCHOOL (F1)
257030866 | TNB | DISTRIBUTION | WP PUTRAJAYA & CYBERJAYA | Existing | 11 kV | PE MV TERMINAL | Unknown | VPTJ/PCE/J02061 | PE 2.06 PS 15 (F1) | PTJ02252 PE 2.25 FORMULA E A
257030869 | TNB | DISTRIBUTION | WP PUTRAJAYA & CYBERJAYA | Existing | 11 kV | PE MV TERMINAL | Unknown | VPTJ/PCE/J02061 | PE 2.06 PS 15 (F1) | TX1-1000kVA
257030871 | TNB | DISTRIBUTION | WP PUTRAJAYA & CYBERJAYA | Existing | 11 kV | PE MV TERMINAL | Unknown | VPTJ/PCE/J02061 | PE 2.06 PS 15 (F1) | PTJ02072 PE 2.07 INSIDE PPU18 (F1)
257031324 | TNB | DISTRIBUTION | WP PUTRAJAYA & CYBERJAYA | Existing | 11 kV | PE MV TERMINAL | Unknown | VPTJ/PCE/J04011 | PE 4.01 4G3 (F1) | PTJ03061 SS 3.06 3C4 (F1)
257031325 | TNB | DISTRIBUTION | WP PUTRAJAYA & CYBERJAYA | Existing | 11 kV | PE MV TERMINAL | Unknown | VPTJ/PCE/J04011 | PE 4.01 4G3 (F1) | PENGGUNA HT F1
257031328 | TNB | DISTRIBUTION | WP PUTRAJAYA & CYBERJAYA | Existing | 11 kV | PE MV TERMINAL | Unknown | VPTJ/PCE/J04011 | PE 4.01 4G3 (F1) | TX1-1000kVA
257031336 | TNB | DISTRIBUTION | WP PUTRAJAYA & CYBERJAYA | Existing | 11 kV | PE MV TERMINAL | Unknown | VPTJ/PCE/J04011 | PE 4.01 4G3 (F1) | PTJ04202 SS 4.20 4U2 GDC (F1)
257035871 | TNB | DISTRIBUTION | WP PUTRAJAYA & CYBERJAYA | Existing | 11 kV | PE MV TERMINAL | Unknown |  |  | P08024 PE8.02
257035873 | TNB | DISTRIBUTION | WP PUTRAJAYA & CYBERJAYA | Existing | 11 kV | PE MV TERMINAL | Unknown |  |  | PTJ2-12 PPU 2 PJ
257035876 | TNB | DISTRIBUTION | WP PUTRAJAYA & CYBERJAYA | Existing | 11 kV | PE MV TERMINAL | Unknown
257035979 | TNB | DISTRIBUTION | WP PUTRAJAYA & CYBERJAYA | Existing | 11 kV | PE MV TERMINAL | Unknown |  |  | P08215 PE8.21
257035981 | TNB | DISTRIBUTION | WP PUTRAJAYA & CYBERJAYA | Existing | 11 kV | PE MV TERMINAL | Unknown |  |  | PJ 5-9 PPU 5 PJ
257035984 | TNB | DISTRIBUTION | WP PUTRAJAYA & CYBERJAYA | Existing | 11 kV | PE MV TERMINAL | Unknown |  |  | TX2
257039940 | TNB | DISTRIBUTION | WP PUTRAJAYA & CYBERJAYA | Existing | 11 kV | PE MV TERMINAL | Unknown | VPTJ/PCE/J14221 | PE 14.22 KOMPLEKS SEK MEN (F1) | TX1-P14222
257039942 | TNB | DISTRIBUTION | WP PUTRAJAYA & CYBERJAYA | Existing | 11 kV | PE MV TERMINAL | Unknown | VPTJ/PCE/J14221 | PE 14.22 KOMPLEKS SEK MEN (F1) | PTJ14334 PE 14.33 (F2)
257039944 | TNB | DISTRIBUTION | WP PUTRAJAYA & CYBERJAYA | Existing | 11 kV | PE MV TERMINAL | Unknown | VPTJ/PCE/J14221 | PE 14.22 KOMPLEKS SEK MEN (F1) | PE14.05 PTJ14053
257042431 | TNB | DISTRIBUTION | WP PUTRAJAYA & CYBERJAYA | Existing | 11 kV | PE MV TERMINAL | Unknown |  |  | P09054 PE 9.05
257042433 | TNB | DISTRIBUTION | WP PUTRAJAYA & CYBERJAYA | Existing | 11 kV | PE MV TERMINAL | Unknown |  |  | P09035 PE 9.03
257042436 | TNB | DISTRIBUTION | WP PUTRAJAYA & CYBERJAYA | Existing | 11 kV | PE MV TERMINAL | Unknown |  |  | TX2
257046935 | TNB | DISTRIBUTION | WP PUTRAJAYA & CYBERJAYA | Existing | 11 kV | PE MV TERMINAL | Unknown |  |  | P09034 PE 9.03
257046937 | TNB | DISTRIBUTION | WP PUTRAJAYA & CYBERJAYA | Existing | 11 kV | PE MV TERMINAL | Unknown |  |  | P09015 PE 9.01
257046940 | TNB | DISTRIBUTION | WP PUTRAJAYA & CYBERJAYA | Existing | 11 kV | PE MV TERMINAL | Unknown |  |  | TX2
257204214 | TNB | DISTRIBUTION | WP PUTRAJAYA & CYBERJAYA | Existing | 11 kV | PE MV TERMINAL | Unknown | VCBJ/PCE/J22402 | PE 22.40 POLIS CJ F2 | CBJ22785 SS 22.78 LHDN (F2)
257204216 | TNB | DISTRIBUTION | WP PUTRAJAYA & CYBERJAYA | Existing | 11 kV | PE MV TERMINAL | Unknown | VCBJ/PCE/J22402 | PE 22.40 POLIS CJ F2 | C24472 PE 24.47 MASRECA A
257204219 | TNB | DISTRIBUTION | WP PUTRAJAYA & CYBERJAYA | Existing | 11 kV | PE MV TERMINAL | Unknown | VCBJ/PCE/J22402 | PE 22.40 POLIS CJ F2 | TX2-1000 KVA
257204222 | TNB | DISTRIBUTION | WP PUTRAJAYA & CYBERJAYA | Existing | 11 kV | PE MV TERMINAL | Unknown | VCBJ/PCE/J22401 | PE 22.40 POLIS CJ F1 | TX1-1000 KVA
257204224 | TNB | DISTRIBUTION | WP PUTRAJAYA & CYBERJAYA | Existing | 11 kV | PE MV TERMINAL | Unknown | VCBJ/PCE/J22401 | PE 22.40 POLIS CJ F1 | C24482 PE C24482 MESRECA B
257204226 | TNB | DISTRIBUTION | WP PUTRAJAYA & CYBERJAYA | Existing | 11 kV | PE MV TERMINAL | Unknown | VCBJ/PCE/J22401 | PE 22.40 POLIS CJ F1 | CBJ22551 SS 22.78 LHDN (F1)
257336467 | TNB | DISTRIBUTION | WP PUTRAJAYA & CYBERJAYA | Existing | 11 kV | PE MV TERMINAL | Unknown |  |  | P09084 PE 9.08
257336469 | TNB | DISTRIBUTION | WP PUTRAJAYA & CYBERJAYA | Existing | 11 kV | PE MV TERMINAL | Unknown |  |  | P09064 PE 9.06
257336472 | TNB | DISTRIBUTION | WP PUTRAJAYA & CYBERJAYA | Existing | 11 kV | PE MV TERMINAL | Unknown |  |  | TX2
257353088 | TNB | DISTRIBUTION | WP PUTRAJAYA & CYBERJAYA | Existing | 11 kV | PE MV TERMINAL | Unknown | VPTJ/PCE/J11182 | PE 11.18 P11 H/1 TERES (EFI) (F2) | TX2- 1000KVA
257353090 | TNB | DISTRIBUTION | WP PUTRAJAYA & CYBERJAYA | Existing | 11 kV | PE MV TERMINAL | Unknown | VPTJ/PCE/J11182 | PE 11.18 P11 H/1 TERES (EFI) (F2) | PTJ11285 : PE 11.28 APT ZON 6B (F2)
257353093 | TNB | DISTRIBUTION | WP PUTRAJAYA & CYBERJAYA | Existing | 11 kV | PE MV TERMINAL | Unknown | VPTJ/PCE/J11181 | PE 11.18 P11 H/1 TERES (EFI) (F1) | TX1- 1000KVA
257353095 | TNB | DISTRIBUTION | WP PUTRAJAYA & CYBERJAYA | Existing | 11 kV | PE MV TERMINAL | Unknown | VPTJ/PCE/J11182 | PE 11.18 P11 H/1 TERES (EFI) (F2) | PTJ11175 : PE 11.17 ZON 7B (F2)
257353097 | TNB | DISTRIBUTION | WP PUTRAJAYA & CYBERJAYA | Existing | 11 kV | PE MV TERMINAL | Unknown | VPTJ/PCE/J11181 | PE 11.18 P11 H/1 TERES (EFI) (F1) | PTJ11172 : PE 11.17 APT ZON 7B (F1)
257353099 | TNB | DISTRIBUTION | WP PUTRAJAYA & CYBERJAYA | Existing | 11 kV | PE MV TERMINAL | Unknown | VPTJ/PCE/J11181 | PE 11.18 P11 H/1 TERES (EFI) (F1) | P11791 PE 11.79 TEMP TSR BINA
257370536 | TNB | DISTRIBUTION | WP PUTRAJAYA & CYBERJAYA | Existing | 11 kV | PE MV TERMINAL | Unknown |  |  | P09155 PE 9.15
257370539 | TNB | DISTRIBUTION | WP PUTRAJAYA & CYBERJAYA | Existing | 11 kV | PE MV TERMINAL | Unknown |  |  | TX2
257370541 | TNB | DISTRIBUTION | WP PUTRAJAYA & CYBERJAYA | Existing | 11 kV | PE MV TERMINAL | Unknown |  |  | P09174 PE 9.17
257427452 | TNB | DISTRIBUTION | WP PUTRAJAYA & CYBERJAYA | Existing | 11 kV | PE MV TERMINAL | Unknown | VPTJ/PCE/J11362 | PE 11.36 P11 K/13 TERES (F2) | TX2- 1000KVA
257427454 | TNB | DISTRIBUTION | WP PUTRAJAYA & CYBERJAYA | Existing | 11 kV | PE MV TERMINAL | Unknown | VPTJ/PCE/J11362 | PE 11.36 P11 K/13 TERES (F2) | PTJ11304 : PE 11.30 SMART SCHOOL PRE 11 (F2)
257427457 | TNB | DISTRIBUTION | WP PUTRAJAYA & CYBERJAYA | Existing | 11 kV | PE MV TERMINAL | Unknown | VPTJ/PCE/J11361 | PE 11.36 P11 K/13 TERES (F1) | TX1- 1000KVA
257427459 | TNB | DISTRIBUTION | WP PUTRAJAYA & CYBERJAYA | Existing | 11 kV | PE MV TERMINAL | Unknown | VPTJ/PCE/J11362 | PE 11.36 P11 K/13 TERES (F2) | PTJ11288 : PE 11.28 APT ZON 6B (F2)
257427461 | TNB | DISTRIBUTION | WP PUTRAJAYA & CYBERJAYA | Existing | 11 kV | PE MV TERMINAL | Unknown | VPTJ/PCE/J11361 | PE 11.36 P11 K/13 TERES (F1) | PTJ11284 : PE 11.28 APT ZON 6B (F1)
257427463 | TNB | DISTRIBUTION | WP PUTRAJAYA & CYBERJAYA | Existing | 11 kV | PE MV TERMINAL | Unknown | VPTJ/PCE/J11361 | PE 11.36 P11 K/13 TERES (F1) | PTJ11301 : PE 11.30 SMART SCHOOL PRE 11 (F1)
257437217 | TNB | DISTRIBUTION | WP PUTRAJAYA & CYBERJAYA | Existing | 11 kV | PE MV TERMINAL | Unknown | VPTJ/PCE/J05031 | PE 5.03 BR.6 S. GEMILANG | PMU SSWW CB2
257437220 | TNB | DISTRIBUTION | WP PUTRAJAYA & CYBERJAYA | Existing | 11 kV | PE MV TERMINAL | Unknown | VPTJ/PCE/J05031 | PE 5.03 BR.6 S. GEMILANG | TX1-1000kVA
257437222 | TNB | DISTRIBUTION | WP PUTRAJAYA & CYBERJAYA | Existing | 11 kV | PE MV TERMINAL | Unknown | VPTJ/PCE/J05031 | PE 5.03 BR.6 S. GEMILANG | PTJ05041 PE 5.04 PADAT S/L
257471782 | TNB | DISTRIBUTION | WP PUTRAJAYA & CYBERJAYA | Existing | 11 kV | PE MV TERMINAL | Unknown | VPTJ/PCE/J11352 | PE 11.35 P11 K/3 TERES (EFI) (F2) | TX2- 1000KVA
257471784 | TNB | DISTRIBUTION | WP PUTRAJAYA & CYBERJAYA | Existing | 11 kV | PE MV TERMINAL | Unknown | VPTJ/PCE/J11352 | PE 11.35 P11 K/3 TERES (EFI) (F2) | CBJ21941 : PE 21.94 MYVILLA P3 PARCEL B
257471787 | TNB | DISTRIBUTION | WP PUTRAJAYA & CYBERJAYA | Existing | 11 kV | PE MV TERMINAL | Unknown | VPTJ/PCE/J11351 | PE 11.35 P11 K/3 TERES (EFI) (F1) | TX1-1000KVA
257471789 | TNB | DISTRIBUTION | WP PUTRAJAYA & CYBERJAYA | Existing | 11 kV | PE MV TERMINAL | Unknown | VPTJ/PCE/J11352 | PE 11.35 P11 K/3 TERES (EFI) (F2) | PTJ11455 : PE 11.45 SMART SCHOOL (F2)
257471791 | TNB | DISTRIBUTION | WP PUTRAJAYA & CYBERJAYA | Existing | 11 kV | PE MV TERMINAL | Unknown | VPTJ/PCE/J11351 | PE 11.35 P11 K/3 TERES (EFI) (F1) | PTJ11452 : PE 11.45 SMART SCHOOL (F1)
257471793 | TNB | DISTRIBUTION | WP PUTRAJAYA & CYBERJAYA | Existing | 11 kV | PE MV TERMINAL | Unknown | VPTJ/PCE/J11351 | PE 11.35 P11 K/3 TERES (EFI) (F1) | CBJ21972 : PE 21.97 MYVILLA P4
257471878 | TNB | DISTRIBUTION | WP PUTRAJAYA & CYBERJAYA | Existing | 11 kV | PE MV TERMINAL | Unknown | VPTJ/PCE/J11011 | PE 11.01 RD 3 PER UTARA | PPU PTJ5 CB6
257471881 | TNB | DISTRIBUTION | WP PUTRAJAYA & CYBERJAYA | Existing | 11 kV | PE MV TERMINAL | Unknown | VPTJ/PCE/J11011 | PE 11.01 RD 3 PER UTARA | TX1- 1000KVA
257471883 | TNB | DISTRIBUTION | WP PUTRAJAYA & CYBERJAYA | Existing | 11 kV | PE MV TERMINAL | Unknown | VPTJ/PCE/J11011 | PE 11.01 RD 3 PER UTARA | CBJ21832 : PE 21.83 PS14 ROAD D
257475671 | TNB | DISTRIBUTION | WP PUTRAJAYA & CYBERJAYA | Existing | 11 kV | PE MV TERMINAL | Unknown | VPTJ/PCE/J18011 | PE 18.01 WR2 | PTJ18176 PE 18.17 BLOK H 18R12 (F2)
257475674 | TNB | DISTRIBUTION | WP PUTRAJAYA & CYBERJAYA | Existing | 11 kV | PE MV TERMINAL | RYB | VPTJ/PCE/J18011 | PE 18.01 WR2 | TX1-1000kVA
257475676 | TNB | DISTRIBUTION | WP PUTRAJAYA & CYBERJAYA | Existing | 11 kV | PE MV TERMINAL | Unknown | VPTJ/PCE/J18011 | PE 18.01 WR2 | PPU PTJ17 CB 6
257483713 | TNB | DISTRIBUTION | WP PUTRAJAYA & CYBERJAYA | Existing | 11 kV | PE MV TERMINAL | Unknown |  |  | P09085 PE 9.08
257483715 | TNB | DISTRIBUTION | WP PUTRAJAYA & CYBERJAYA | Existing | 11 kV | PE MV TERMINAL | Unknown |  |  | P11011 PE 11.01
257483718 | TNB | DISTRIBUTION | WP PUTRAJAYA & CYBERJAYA | Existing | 11 kV | PE MV TERMINAL | Unknown |  |  | TX2
376966172 | TNB | DISTRIBUTION | WP PUTRAJAYA & CYBERJAYA | Existing | 11 kV | PE MV TERMINAL | RYB | VPTJ/PCE/J00412 | D-PTJ-C14-0878 | PE 9.50 DEPOH VSQC: PTJ09501
376966178 | TNB | DISTRIBUTION | WP PUTRAJAYA & CYBERJAYA | Existing | 11 kV | PE MV TERMINAL | RYB | VPTJ/PCE/J00412 | D-PTJ-C14-0878 | PENGGUNA F1
376966199 | TNB | DISTRIBUTION | WP PUTRAJAYA & CYBERJAYA | Existing | 11 kV | PE MV TERMINAL | RYB | VPTJ/PCE/J00412 | D-PTJ-C14-0878 | PPU PTJ5: VCB 11
376966236 | TNB | DISTRIBUTION | WP PUTRAJAYA & CYBERJAYA | Existing | 11 kV | PE MV TERMINAL | RYB | VPTJ/PCE/J00413 | D-PTJ-C14-0878 | PTJ09315 PE 9.31 RUMAH TERES (EFI) (F2)
376966242 | TNB | DISTRIBUTION | WP PUTRAJAYA & CYBERJAYA | Existing | 11 kV | PE MV TERMINAL | RYB | VPTJ/PCE/J00413 | D-PTJ-C14-0878 | PENGGUNA F2
376966263 | TNB | DISTRIBUTION | WP PUTRAJAYA & CYBERJAYA | Existing | 11 kV | PE MV TERMINAL | RYB | VPTJ/PCE/J00413 | D-PTJ-C14-0878 | PPU PTJ5: VCB 12
376966281 | TNB | DISTRIBUTION | WP PUTRAJAYA & CYBERJAYA | Existing | 11 kV | PE MV TERMINAL | RYB | VPTJ/PCE/J00414 | D-PTJ-C17-0998 | PTJ18294 PE 18.29 SEK.REN.AGAMA F2
376966282 | TNB | DISTRIBUTION | WP PUTRAJAYA & CYBERJAYA | Existing | 11 kV | PE MV TERMINAL | RYB | VPTJ/PCE/J00414 | D-PTJ-C17-0998 | PTJ18266 PE 18.26 APT 18R4 (F2)
376966285 | TNB | DISTRIBUTION | WP PUTRAJAYA & CYBERJAYA | Existing | 11 kV | PE MV TERMINAL | RYB | VPTJ/PCE/J00414 | D-PTJ-C17-0998 | TX-500KVA
376966396 | TNB | DISTRIBUTION | WP PUTRAJAYA & CYBERJAYA | Existing | 11 kV | PE MV TERMINAL | RYB | VPTJ/PCE/J00415 | D-PTJ-C17-0998 | PTJ18274 PE 18.27 KLINIK KESIHATAN (F2)
376966397 | TNB | DISTRIBUTION | WP PUTRAJAYA & CYBERJAYA | Existing | 11 kV | PE MV TERMINAL | RYB | VPTJ/PCE/J00415 | D-PTJ-C17-0998 | PTJ18292 PE 18.29 SEK.REN.AGAMA F1
376966400 | TNB | DISTRIBUTION | WP PUTRAJAYA & CYBERJAYA | Existing | 11 kV | PE MV TERMINAL | RYB | VPTJ/PCE/J00415 | D-PTJ-C17-0998 | TX-500KVA
376966513 | TNB | DISTRIBUTION | WP PUTRAJAYA & CYBERJAYA | Existing | 11 kV | PE MV TERMINAL | RYB | VPTJ/PCE/J00419 | D-PTJ-C17-1084 | PTJ14291 PE 14.29 LOT INDUSTRI 14-8 JLN 14J (F1)
376966519 | TNB | DISTRIBUTION | WP PUTRAJAYA & CYBERJAYA | Existing | 11 kV | PE MV TERMINAL | RYB | VPTJ/PCE/J00419 | D-PTJ-C17-1084 | PENGGUNA F1
376966540 | TNB | DISTRIBUTION | WP PUTRAJAYA & CYBERJAYA | Existing | 11 kV | PE MV TERMINAL | RYB | VPTJ/PCE/J00419 | D-PTJ-C17-1084 | PTJ14272 PE 14.27 KOMPLEKS PJH JLN 14K
376966545 | TNB | DISTRIBUTION | WP PUTRAJAYA & CYBERJAYA | Existing | 11 kV | PE MV TERMINAL | RYB | VPTJ/PCE/J00420 | D-PTJ-C17-1084 | PTJ14294 PE 14.29 LOT INDUSTRI 14-8 JLN 14J (F2)
376966551 | TNB | DISTRIBUTION | WP PUTRAJAYA & CYBERJAYA | Existing | 11 kV | PE MV TERMINAL | RYB | VPTJ/PCE/J00420 | D-PTJ-C17-1084 | PENGGUNA F2
376966572 | TNB | DISTRIBUTION | WP PUTRAJAYA & CYBERJAYA | Existing | 11 kV | PE MV TERMINAL | RYB | VPTJ/PCE/J00420 | D-PTJ-C17-1084 | PTJ14043 PE 14.04 PADAT L/S
376970322 | TNB | DISTRIBUTION | WP PUTRAJAYA & CYBERJAYA | Existing | 11 kV | PE MV TERMINAL | RYB | VCBJ/PCE/J00150 | D-CBJ-C16-0568 | CBJ24401 PE 24.40 LAMAN VIEW
376970323 | TNB | DISTRIBUTION | WP PUTRAJAYA & CYBERJAYA | Existing | 11 kV | PE MV TERMINAL | RYB | VCBJ/PCE/J00150 | D-CBJ-C16-0568 | C24461 PE 24.46 MASRECA SHOP
376970326 | TNB | DISTRIBUTION | WP PUTRAJAYA & CYBERJAYA | Existing | 11 kV | PE MV TERMINAL | RYB | VCBJ/PCE/J00150 | D-CBJ-C16-0568 | TX1-500KVA
376970448 | TNB | DISTRIBUTION | WP PUTRAJAYA & CYBERJAYA | Existing | 11 kV | PE MV TERMINAL | RYB | VPTJ/PCE/J00416 | D-PTJ-C17-1095 | PTJ19012 PE 19.01 PADAT R8C
376970449 | TNB | DISTRIBUTION | WP PUTRAJAYA & CYBERJAYA | Existing | 11 kV | PE MV TERMINAL | RYB | VPTJ/PCE/J00416 | D-PTJ-C17-1095 | PTJ19023 PE 19.02 PADAT JLN 3
376970452 | TNB | DISTRIBUTION | WP PUTRAJAYA & CYBERJAYA | Existing | 11 kV | PE MV TERMINAL | RYB | VPTJ/PCE/J00416 | D-PTJ-C17-1095 | TX1-500KVA
376970587 | TNB | DISTRIBUTION | WP PUTRAJAYA & CYBERJAYA | Existing | 11 kV | PE MV TERMINAL | RYB | VCBJ/PCE/J00149 | D-CBJ-C16-0520 | TX1-1000KVA
376970591 | TNB | DISTRIBUTION | WP PUTRAJAYA & CYBERJAYA | Existing | 11 kV | PE MV TERMINAL | RYB | VCBJ/PCE/J00149 | D-CBJ-C16-0520 | C23453 PE 23.45 SRJKC UNION D-CBJ-C17-0519
376970599 | TNB | DISTRIBUTION | WP PUTRAJAYA & CYBERJAYA | Existing | 11 kV | PE MV TERMINAL | RYB | VCBJ/PCE/J00149 | D-CBJ-C16-0520 | CBJ23422 PE 23.42 F1
376970606 | TNB | DISTRIBUTION | WP PUTRAJAYA & CYBERJAYA | Existing | 11 kV | PE MV TERMINAL | RYB | VCBJ/PCE/J00149 | D-CBJ-C16-0520 | TX2-1000KVA
376970798 | TNB | DISTRIBUTION | WP PUTRAJAYA & CYBERJAYA | Existing | 11 kV | PE MV TERMINAL | RYB | VCBJ/PCE/J00148 | D-CBJ-C16-0520 | CBJ23302 PE 23.30 EAST GARDEN
376970799 | TNB | DISTRIBUTION | WP PUTRAJAYA & CYBERJAYA | Existing | 11 kV | PE MV TERMINAL | RYB | VCBJ/PCE/J00148 | D-CBJ-C16-0520 | CBJ23424 PE 23.42 F2
376970802 | TNB | DISTRIBUTION | WP PUTRAJAYA & CYBERJAYA | Existing | 11 kV | PE MV TERMINAL | RYB | VCBJ/PCE/J00148 | D-CBJ-C16-0520 | TX1-1000KVA
377653055 | TNB | DISTRIBUTION | WP PUTRAJAYA & CYBERJAYA | Existing | 11 kV | PE MV TERMINAL | RYB | VCBJ/PCE/J21891 | PE 21.89 MYVILLA P2 PARCEL B | TX2- 1000KVA
377653142 | TNB | DISTRIBUTION | WP PUTRAJAYA & CYBERJAYA | Existing | 11 kV | PE MV TERMINAL | RYB | VCBJ/PCE/J21881 | PE 21.88 MYVILLA P2 PARCEL A | TX2- 1000KVA
377654884 | TNB | DISTRIBUTION | WP PUTRAJAYA & CYBERJAYA | Existing | 11 kV | PE MV TERMINAL | RYB | VCBJ/PCE/J21971 | PE 21.97 MY VILLA PRESINT 4 | TX1- 1000KVA
377654891 | TNB | DISTRIBUTION | WP PUTRAJAYA & CYBERJAYA | Existing | 11 kV | PE MV TERMINAL | RYB | VCBJ/PCE/J21971 | PE 21.97 MY VILLA PRESINT 4 | PTJ11352 : PE 11.35 P11K/3 (F1)
377654899 | TNB | DISTRIBUTION | WP PUTRAJAYA & CYBERJAYA | Existing | 11 kV | PE MV TERMINAL | RYB | VCBJ/PCE/J21971 | PE 21.97 MY VILLA PRESINT 4 | CBJ21881 : PE 21.88 MYVILLA P2 PARCEL A
377654909 | TNB | DISTRIBUTION | WP PUTRAJAYA & CYBERJAYA | Existing | 11 kV | PE MV TERMINAL | RYB | VCBJ/PCE/J21971 | PE 21.97 MY VILLA PRESINT 4 | TX2- 1000KVA
377671656 | TNB | DISTRIBUTION | WP PUTRAJAYA & CYBERJAYA | Existing | 11 kV | PE MV TERMINAL | RYB | VCBJ/PCE/J22181 | SS 22.18 MDeC F1 | C23383 PE 23.38 RADIUS 2 F1
377671665 | TNB | DISTRIBUTION | WP PUTRAJAYA & CYBERJAYA | Existing | 11 kV | PE MV TERMINAL | RYB | VCBJ/PCE/J22181 | SS 22.18 MDeC F1 | CBJ22321 PE 22.32 MOTOROLA (F1)
377671676 | TNB | DISTRIBUTION | WP PUTRAJAYA & CYBERJAYA | Existing | 11 kV | PE MV TERMINAL | RYB | VCBJ/PCE/J22181 | SS 22.18 MDeC F1 | PENGGUNA
377671685 | TNB | DISTRIBUTION | WP PUTRAJAYA & CYBERJAYA | Existing | 11 kV | PE MV TERMINAL | RYB | VCBJ/PCE/J22182 | SS 22.18 MDeC F2 | C23386 PE 23.38 RADIUS 2 F2
377671694 | TNB | DISTRIBUTION | WP PUTRAJAYA & CYBERJAYA | Existing | 11 kV | PE MV TERMINAL | RYB | VCBJ/PCE/J22182 | SS 22.18 MDeC F2 | CBJ22324 PE 22.32 MOTOROLA (F2)
377671705 | TNB | DISTRIBUTION | WP PUTRAJAYA & CYBERJAYA | Existing | 11 kV | PE MV TERMINAL | RYB | VCBJ/PCE/J22182 | SS 22.18 MDeC F2 | PENGGUNA
377671721 | TNB | DISTRIBUTION | WP PUTRAJAYA & CYBERJAYA | Existing | 11 kV | PE MV TERMINAL | RYB | VCBJ/PCE/J22321 | PE 22.32 MOTOROLA F1 | C22351 PE 22.35 Prima Pro 2 (F1)
377671722 | TNB | DISTRIBUTION | WP PUTRAJAYA & CYBERJAYA | Existing | 11 kV | PE MV TERMINAL | RYB | VCBJ/PCE/J22321 | PE 22.32 MOTOROLA F1 | C22182 SS 22.18 MDeC (F1)
377671725 | TNB | DISTRIBUTION | WP PUTRAJAYA & CYBERJAYA | Existing | 11 kV | PE MV TERMINAL | RYB | VCBJ/PCE/J22321 | PE 22.32 MOTOROLA F1 | TX1-1000KVA
377671744 | TNB | DISTRIBUTION | WP PUTRAJAYA & CYBERJAYA | Existing | 11 kV | PE MV TERMINAL | RYB | VCBJ/PCE/J22322 | PE 22.32 MOTOROLA F2 | CBJ22355 PE 22.35 Prima Pro 2 (F2)
377671745 | TNB | DISTRIBUTION | WP PUTRAJAYA & CYBERJAYA | Existing | 11 kV | PE MV TERMINAL | RYB | VCBJ/PCE/J22322 | PE 22.32 MOTOROLA F2 | CBJ22185 SS 22.18 MDeC (F2)
377671748 | TNB | DISTRIBUTION | WP PUTRAJAYA & CYBERJAYA | Existing | 11 kV | PE MV TERMINAL | RYB | VCBJ/PCE/J22322 | PE 22.32 MOTOROLA F2 | TX2-1000KVA
377671837 | TNB | DISTRIBUTION | WP PUTRAJAYA & CYBERJAYA | Existing | 11 kV | PE MV TERMINAL | RYB | VCBJ/PCE/J22351 | PE 22.35 PRIMA PROP 2 F1 | TX1-1000KVA
377671844 | TNB | DISTRIBUTION | WP PUTRAJAYA & CYBERJAYA | Existing | 11 kV | PE MV TERMINAL | RYB | VCBJ/PCE/J22351 | PE 22.35 PRIMA PROP 2 F1 | CBJ22191 SS 22.19 (QUILL)P.MULTIMEDIA( DHL ) (F1)
377671852 | TNB | DISTRIBUTION | WP PUTRAJAYA & CYBERJAYA | Existing | 11 kV | PE MV TERMINAL | RYB | VCBJ/PCE/J22351 | PE 22.35 PRIMA PROP 2 F1 | CBJ22322 PE 22.32 MOTOROLA (F1)
377671862 | TNB | DISTRIBUTION | WP PUTRAJAYA & CYBERJAYA | Existing | 11 kV | PE MV TERMINAL | RYB | VCBJ/PCE/J22351 | PE 22.35 PRIMA PROP 2 F1 | TX2-1000KVA
377671866 | TNB | DISTRIBUTION | WP PUTRAJAYA & CYBERJAYA | Existing | 11 kV | PE MV TERMINAL | RYB | VCBJ/PCE/J22352 | PE 22.35 PRIMA PROP 2 F2 | N/A
377671873 | TNB | DISTRIBUTION | WP PUTRAJAYA & CYBERJAYA | Existing | 11 kV | PE MV TERMINAL | RYB | VCBJ/PCE/J22352 | PE 22.35 PRIMA PROP 2 F2 | CBJ22325 PE 22.32 MOTOROLA (F2)
377671881 | TNB | DISTRIBUTION | WP PUTRAJAYA & CYBERJAYA | Existing | 11 kV | PE MV TERMINAL | RYB | VCBJ/PCE/J22352 | PE 22.35 PRIMA PROP 2 F2 | CBJ22194 SS 22.19 (QUILL)P.MULTIMEDIA( DHL ) (F2)
377671891 | TNB | DISTRIBUTION | WP PUTRAJAYA & CYBERJAYA | Existing | 11 kV | PE MV TERMINAL | RYB | VCBJ/PCE/J22352 | PE 22.35 PRIMA PROP 2 F2 | N/A
377672079 | TNB | DISTRIBUTION | WP PUTRAJAYA & CYBERJAYA | Existing | 11 kV | PE MV TERMINAL | RYB | VCBJ/PCE/J22191 | SS 22.19 (QUILL)P.MULTIMEDIA( DHL ) F1 | PENGGUNA 1
377672088 | TNB | DISTRIBUTION | WP PUTRAJAYA & CYBERJAYA | Existing | 11 kV | PE MV TERMINAL | RYB | VCBJ/PCE/J22191 | SS 22.19 (QUILL)P.MULTIMEDIA( DHL ) F1 | CBJ22354 PE 22.35 Prima Pro 2 (F1)
377672099 | TNB | DISTRIBUTION | WP PUTRAJAYA & CYBERJAYA | Existing | 11 kV | PE MV TERMINAL | RYB | VCBJ/PCE/J22191 | SS 22.19 (QUILL)P.MULTIMEDIA( DHL ) F1 | CBJ22471 SS 22.47 DHL 2 (F1)
377672105 | TNB | DISTRIBUTION | WP PUTRAJAYA & CYBERJAYA | Existing | 11 kV | PE MV TERMINAL | RYB | VCBJ/PCE/J22192 | SS 22.19 (QUILL)P.MULTIMEDIA( DHL ) F2 | PENGGUNA 2
377672114 | TNB | DISTRIBUTION | WP PUTRAJAYA & CYBERJAYA | Existing | 11 kV | PE MV TERMINAL | RYB | VCBJ/PCE/J22192 | SS 22.19 (QUILL)P.MULTIMEDIA( DHL ) F2 | CBJ22358 PE 22.35 Prima Pro 2 (F2)
377672125 | TNB | DISTRIBUTION | WP PUTRAJAYA & CYBERJAYA | Existing | 11 kV | PE MV TERMINAL | RYB | VCBJ/PCE/J22192 | SS 22.19 (QUILL)P.MULTIMEDIA( DHL ) F2 | CBJ22474 SS 22.47 DHL 2 (F2)
377672131 | TNB | DISTRIBUTION | WP PUTRAJAYA & CYBERJAYA | Existing | 11 kV | PE MV TERMINAL | RYB | VCBJ/PCE/J22471 | SS 22.47 DHL 2 F1 | CBJ22192 SS 22.19 (QUILL)P.MULTIMEDIA( DHL ) (F1)
377672140 | TNB | DISTRIBUTION | WP PUTRAJAYA & CYBERJAYA | Existing | 11 kV | PE MV TERMINAL | RYB | VCBJ/PCE/J22471 | SS 22.47 DHL 2 F1 | CBJ22091 PE 22.09 DYNA PROPERTIES (FUJITSU) (F1)
377672151 | TNB | DISTRIBUTION | WP PUTRAJAYA & CYBERJAYA | Existing | 11 kV | PE MV TERMINAL | RYB | VCBJ/PCE/J22471 | SS 22.47 DHL 2 F1 | PENGGUNA HT
377672157 | TNB | DISTRIBUTION | WP PUTRAJAYA & CYBERJAYA | Existing | 11 kV | PE MV TERMINAL | RYB | VCBJ/PCE/J22472 | SS 22.47 DHL 2 F2 | PENGGUNA 2
377672166 | TNB | DISTRIBUTION | WP PUTRAJAYA & CYBERJAYA | Existing | 11 kV | PE MV TERMINAL | RYB | VCBJ/PCE/J22472 | SS 22.47 DHL 2 F2 | CBJ22095 PE 22.09 DYNA PROPERTIES (FUJITSU) (F2)
377672177 | TNB | DISTRIBUTION | WP PUTRAJAYA & CYBERJAYA | Existing | 11 kV | PE MV TERMINAL | RYB | VCBJ/PCE/J22472 | SS 22.47 DHL 2 F2 | CBJ22195 SS 22.19 (QUILL)P.MULTIMEDIA( DHL ) (F2)
377672193 | TNB | DISTRIBUTION | WP PUTRAJAYA & CYBERJAYA | Existing | 11 kV | PE MV TERMINAL | RYB | VCBJ/PCE/J22091 | PE 22.09 FUJITSU F1 | CBJ22473 SS 22.47 DHL 2 (F1)
377672194 | TNB | DISTRIBUTION | WP PUTRAJAYA & CYBERJAYA | Existing | 11 kV | PE MV TERMINAL | RYB | VCBJ/PCE/J22091 | PE 22.09 FUJITSU F1 | CBJ22152 PE 22.15 LOT12072 P.MULTIMEDIA (F1)
377672197 | TNB | DISTRIBUTION | WP PUTRAJAYA & CYBERJAYA | Existing | 11 kV | PE MV TERMINAL | RYB | VCBJ/PCE/J22091 | PE 22.09 FUJITSU F1 | TX1-1000KVA
377672216 | TNB | DISTRIBUTION | WP PUTRAJAYA & CYBERJAYA | Existing | 11 kV | PE MV TERMINAL | RYB | VCBJ/PCE/J22092 | PE 22.09 FUJITSU F2 | CBJ22476 SS 22.47 DHL 2 (F2)
377672217 | TNB | DISTRIBUTION | WP PUTRAJAYA & CYBERJAYA | Existing | 11 kV | PE MV TERMINAL | RYB | VCBJ/PCE/J22092 | PE 22.09 FUJITSU F2 | CBJ22155 PE 22.15 LOT12072 P.MULTIMEDIA (F2)
377672220 | TNB | DISTRIBUTION | WP PUTRAJAYA & CYBERJAYA | Existing | 11 kV | PE MV TERMINAL | RYB | VCBJ/PCE/J22092 | PE 22.09 FUJITSU F2 | TX2-1000KVA
377672365 | TNB | DISTRIBUTION | WP PUTRAJAYA & CYBERJAYA | Existing | 11 kV | PE MV TERMINAL | RYB | VCBJ/PCE/J22491 | PE 22.49 LOT PT 12082 F1 | CBJ22151 PE 22.15 LOT12072 P.MULTIMEDIA (F1)
377672366 | TNB | DISTRIBUTION | WP PUTRAJAYA & CYBERJAYA | Existing | 11 kV | PE MV TERMINAL | RYB | VCBJ/PCE/J22491 | PE 22.49 LOT PT 12082 F1 | CBJ22562 SS 22.56 JPJ (F1)
377672369 | TNB | DISTRIBUTION | WP PUTRAJAYA & CYBERJAYA | Existing | 11 kV | PE MV TERMINAL | RYB | VCBJ/PCE/J22491 | PE 22.49 LOT PT 12082 F1 | TX-750KVA
377672388 | TNB | DISTRIBUTION | WP PUTRAJAYA & CYBERJAYA | Existing | 11 kV | PE MV TERMINAL | RYB | VCBJ/PCE/J22492 | PE 22.49 LOT PT 12082 F2 | CBJ22154 PE 22.15 LOT 12072 P.MULTIMEDIA (F2)
377672389 | TNB | DISTRIBUTION | WP PUTRAJAYA & CYBERJAYA | Existing | 11 kV | PE MV TERMINAL | RYB | VCBJ/PCE/J22492 | PE 22.49 LOT PT 12082 F2 | CBJ22565 SS 22.56 JPJ (F2)
377672392 | TNB | DISTRIBUTION | WP PUTRAJAYA & CYBERJAYA | Existing | 11 kV | PE MV TERMINAL | RYB | VCBJ/PCE/J22492 | PE 22.49 LOT PT 12082 F2 | TX2-750KVA
377672491 | TNB | DISTRIBUTION | WP PUTRAJAYA & CYBERJAYA | Existing | 11 kV | PE MV TERMINAL | RYB | VCBJ/PCE/J22561 | SS 22.56 JPJ F1 | CBJ22491 PE 22.49 LOT PT 12082 (F1)
377672495 | TNB | DISTRIBUTION | WP PUTRAJAYA & CYBERJAYA | Existing | 11 kV | PE MV TERMINAL | RYB | VCBJ/PCE/J22561 | SS 22.56 JPJ F1 | CBJ22432 SS 22.43 BMW (F1)
377672510 | TNB | DISTRIBUTION | WP PUTRAJAYA & CYBERJAYA | Existing | 11 kV | PE MV TERMINAL | RYB | VCBJ/PCE/J22561 | SS 22.56 JPJ F1 | PENGGUNA HT
377672532 | TNB | DISTRIBUTION | WP PUTRAJAYA & CYBERJAYA | Existing | 11 kV | PE MV TERMINAL | RYB | VCBJ/PCE/J22562 | SS 22.56 JPJ F2 | CBJ22494 PE 22.49 LOT PT 12082 (F2)
377672536 | TNB | DISTRIBUTION | WP PUTRAJAYA & CYBERJAYA | Existing | 11 kV | PE MV TERMINAL | RYB | VCBJ/PCE/J22562 | SS 22.56 JPJ F2 | CBJ22435 SS 22.43 BMW (F2)
377672551 | TNB | DISTRIBUTION | WP PUTRAJAYA & CYBERJAYA | Existing | 11 kV | PE MV TERMINAL | RYB | VCBJ/PCE/J22562 | SS 22.56 JPJ F2 | PENGGUNA F2
377672564 | TNB | DISTRIBUTION | WP PUTRAJAYA & CYBERJAYA | Existing | 11 kV | PE MV TERMINAL | RYB | VCBJ/PCE/J22432 | SS 22.43 BMW F2 | PENGGUNA F2
377672573 | TNB | DISTRIBUTION | WP PUTRAJAYA & CYBERJAYA | Existing | 11 kV | PE MV TERMINAL | RYB | VCBJ/PCE/J22432 | SS 22.43 BMW F2 | PPU CYBERJAYA 6 CB 14
377672584 | TNB | DISTRIBUTION | WP PUTRAJAYA & CYBERJAYA | Existing | 11 kV | PE MV TERMINAL | RYB | VCBJ/PCE/J22432 | SS 22.43 BMW F2 | CBJ22564 SS 22.56 JPJ (F2)
377672600 | TNB | DISTRIBUTION | WP PUTRAJAYA & CYBERJAYA | Existing | 11 kV | PE MV TERMINAL | RYB | VCBJ/PCE/J22151 | PE 22.15 LOT12072 P.MULTIMEDIA F1 | CBJ22092 PE 22.09 DYNA PROPERTIES (FUJITSU) (F1)
377672601 | TNB | DISTRIBUTION | WP PUTRAJAYA & CYBERJAYA | Existing | 11 kV | PE MV TERMINAL | RYB | VCBJ/PCE/J22151 | PE 22.15 LOT12072 P.MULTIMEDIA F1 | CBJ22493 PE 22.49 LOT PT 12082 (F1)
377672604 | TNB | DISTRIBUTION | WP PUTRAJAYA & CYBERJAYA | Existing | 11 kV | PE MV TERMINAL | RYB | VCBJ/PCE/J22151 | PE 22.15 LOT12072 P.MULTIMEDIA F1 | TX1-1000KVA
377672694 | TNB | DISTRIBUTION | WP PUTRAJAYA & CYBERJAYA | Existing | 11 kV | PE MV TERMINAL | RYB | VCBJ/PCE/J22152 | PE 22.15 LOT 12072 P.MULTIMEDIA F2 | CBJ22096 PE 22.09 DYNA PROPERTIES (FUJITSU) (F2)
377672695 | TNB | DISTRIBUTION | WP PUTRAJAYA & CYBERJAYA | Existing | 11 kV | PE MV TERMINAL | RYB | VCBJ/PCE/J22152 | PE 22.15 LOT 12072 P.MULTIMEDIA F2 | CBJ22496 PE 22.49 LOT PT 12082 (F2)
377672698 | TNB | DISTRIBUTION | WP PUTRAJAYA & CYBERJAYA | Existing | 11 kV | PE MV TERMINAL | RYB | VCBJ/PCE/J22152 | PE 22.15 LOT 12072 P.MULTIMEDIA F2 | TX2-1000KVA
377672800 | TNB | DISTRIBUTION | WP PUTRAJAYA & CYBERJAYA | Existing | 11 kV | PE MV TERMINAL | RYB | VCBJ/PCE/J22431 | SS 22.43 BMW F1 | PENGGUNA HT
377672809 | TNB | DISTRIBUTION | WP PUTRAJAYA & CYBERJAYA | Existing | 11 kV | PE MV TERMINAL | RYB | VCBJ/PCE/J22431 | SS 22.43 BMW F1 | PPU CYBERJAYA 6 CB 13
377672820 | TNB | DISTRIBUTION | WP PUTRAJAYA & CYBERJAYA | Existing | 11 kV | PE MV TERMINAL | RYB | VCBJ/PCE/J22431 | SS 22.43 BMW F1 | CBJ22561 SS 22.56 JPJ (F1)
377678802 | TNB | DISTRIBUTION | WP PUTRAJAYA & CYBERJAYA | Existing | 11 kV | PE MV TERMINAL | RYB | VPTJ/PCE/J05202 | SS 5.20 5G2 TOWER 1 F2 | PTJ05214 SS 05.21-5G2 Tower 2 F2
377678806 | TNB | DISTRIBUTION | WP PUTRAJAYA & CYBERJAYA | Existing | 11 kV | PE MV TERMINAL | RYB | VPTJ/PCE/J05202 | SS 5.20 5G2 TOWER 1 F2 | PENGGUNA HT 11kV
377678822 | TNB | DISTRIBUTION | WP PUTRAJAYA & CYBERJAYA | Existing | 11 kV | PE MV TERMINAL | RYB | VPTJ/PCE/J05202 | SS 5.20 5G2 TOWER 1 F2 | PPU PTJ 13 Fdr3
377678843 | TNB | DISTRIBUTION | WP PUTRAJAYA & CYBERJAYA | Existing | 11 kV | PE MV TERMINAL | RYB | VPTJ/PCE/J05212 | SS 5.21 5G2 TOWER 2 (F2) | PTJ05106 SS 5.10 HOTEL ALAM WARISAN (F2)
377678847 | TNB | DISTRIBUTION | WP PUTRAJAYA & CYBERJAYA | Existing | 11 kV | PE MV TERMINAL | RYB | VPTJ/PCE/J05212 | SS 5.21 5G2 TOWER 2 (F2) | PENGGUNA HT 11kV
377678863 | TNB | DISTRIBUTION | WP PUTRAJAYA & CYBERJAYA | Existing | 11 kV | PE MV TERMINAL | RYB | VPTJ/PCE/J05212 | SS 5.21 5G2 TOWER 2 (F2) | PTJ05205 SS 05.20-5G2 Tower 1 F2
377678894 | TNB | DISTRIBUTION | WP PUTRAJAYA & CYBERJAYA | Existing | 11 kV | PE MV TERMINAL | RYB | VPTJ/PCE/J05102 | SS 5.10 HOTEL ALAM WARISAN (F2) | PTJ05215 SS 05.21-5G2 Tower 2 F2
377678898 | TNB | DISTRIBUTION | WP PUTRAJAYA & CYBERJAYA | Existing | 11 kV | PE MV TERMINAL | RYB | VPTJ/PCE/J05102 | SS 5.10 HOTEL ALAM WARISAN (F2) | PENGGUNA HT 11kV
377678913 | TNB | DISTRIBUTION | WP PUTRAJAYA & CYBERJAYA | Existing | 11 kV | PE MV TERMINAL | RYB | VPTJ/PCE/J05102 | SS 5.10 HOTEL ALAM WARISAN (F2) | SPARE
377678914 | TNB | DISTRIBUTION | WP PUTRAJAYA & CYBERJAYA | Existing | 11 kV | PE MV TERMINAL | RYB | VPTJ/PCE/J05102 | SS 5.10 HOTEL ALAM WARISAN (F2) | PTJ05345 City Campus F2 (SS 5.34)
377678935 | TNB | DISTRIBUTION | WP PUTRAJAYA & CYBERJAYA | Existing | 11 kV | PE MV TERMINAL | RYB | VPTJ/PCE/J05342 | SS 5.34 CITY CAMPUS F2 | PTJ05105 SS 5.10 HOTEL ALAM WARISAN (F2)
377678939 | TNB | DISTRIBUTION | WP PUTRAJAYA & CYBERJAYA | Existing | 11 kV | PE MV TERMINAL | RYB | VPTJ/PCE/J05342 | SS 5.34 CITY CAMPUS F2 | PENGGUNA HT 11kV
377678955 | TNB | DISTRIBUTION | WP PUTRAJAYA & CYBERJAYA | Existing | 11 kV | PE MV TERMINAL | RYB | VPTJ/PCE/J05342 | SS 5.34 CITY CAMPUS F2 | PPU PTJ23 CB 3
377678989 | TNB | DISTRIBUTION | WP PUTRAJAYA & CYBERJAYA | Existing | 11 kV | PE MV TERMINAL | RYB | VPTJ/PCE/J05341 | SS 5.34 CITY CAMPUS F1 | PTJ05101 SS 5.10 HOTEL ALAM WARISAN (F1)
377678993 | TNB | DISTRIBUTION | WP PUTRAJAYA & CYBERJAYA | Existing | 11 kV | PE MV TERMINAL | RYB | VPTJ/PCE/J05341 | SS 5.34 CITY CAMPUS F1 | PENGGUNA HT 11kV
377679009 | TNB | DISTRIBUTION | WP PUTRAJAYA & CYBERJAYA | Existing | 11 kV | PE MV TERMINAL | RYB | VPTJ/PCE/J05341 | SS 5.34 CITY CAMPUS F1 | PPU PTJ23 CB 4
377679035 | TNB | DISTRIBUTION | WP PUTRAJAYA & CYBERJAYA | Existing | 11 kV | PE MV TERMINAL | RYB | VPTJ/PCE/J05201 | SS 5.20 5G2 TOWER 1 F1 | PTJ05211 SS 05.21 5G2 Tower 2 F1
377679039 | TNB | DISTRIBUTION | WP PUTRAJAYA & CYBERJAYA | Existing | 11 kV | PE MV TERMINAL | RYB | VPTJ/PCE/J05201 | SS 5.20 5G2 TOWER 1 F1 | PENGGUNA HT 11kV
377679055 | TNB | DISTRIBUTION | WP PUTRAJAYA & CYBERJAYA | Existing | 11 kV | PE MV TERMINAL | RYB | VPTJ/PCE/J05201 | SS 5.20 5G2 TOWER 1 F1 | PPU PTJ13 Fdr 4
377679076 | TNB | DISTRIBUTION | WP PUTRAJAYA & CYBERJAYA | Existing | 11 kV | PE MV TERMINAL | RYB | VPTJ/PCE/J05211 | SS 5.21 5G2 TOWER 2 (F1) | PTJ05102 SS 5.10 HOTEL ALAM WARISAN (F1)
377679080 | TNB | DISTRIBUTION | WP PUTRAJAYA & CYBERJAYA | Existing | 11 kV | PE MV TERMINAL | RYB | VPTJ/PCE/J05211 | SS 5.21 5G2 TOWER 2 (F1) | PENGGUNA HT 11kV
377679096 | TNB | DISTRIBUTION | WP PUTRAJAYA & CYBERJAYA | Existing | 11 kV | PE MV TERMINAL | RYB | VPTJ/PCE/J05211 | SS 5.21 5G2 TOWER 2 (F1) | PTJ05202 SS 05.20-5G2 Tower 1 F1
377679137 | TNB | DISTRIBUTION | WP PUTRAJAYA & CYBERJAYA | Existing | 11 kV | PE MV TERMINAL | RYB | VPTJ/PCE/J05101 | SS 5.10 HOTEL ALAM WARISAN (F1) | PTJ05212 SS 05.21 5G2 Tower 2 F1
377679141 | TNB | DISTRIBUTION | WP PUTRAJAYA & CYBERJAYA | Existing | 11 kV | PE MV TERMINAL | RYB | VPTJ/PCE/J05101 | SS 5.10 HOTEL ALAM WARISAN (F1) | PENGGUNA HT 11kV
377679156 | TNB | DISTRIBUTION | WP PUTRAJAYA & CYBERJAYA | Existing | 11 kV | PE MV TERMINAL | RYB | VPTJ/PCE/J05101 | SS 5.10 HOTEL ALAM WARISAN (F1) | SPARE
377679157 | TNB | DISTRIBUTION | WP PUTRAJAYA & CYBERJAYA | Existing | 11 kV | PE MV TERMINAL | RYB | VPTJ/PCE/J05101 | SS 5.10 HOTEL ALAM WARISAN (F1) | PTJ05342 City Campus F1 (SS 5.34)
377679188 | TNB | DISTRIBUTION | WP PUTRAJAYA & CYBERJAYA | Existing | 11 kV | PE MV TERMINAL | RYB | VPTJ/PCE/J05111 | SS 5.11 GDC (F1) | PTJ05115 SS 5.11 GDC3 (F2)
377679192 | TNB | DISTRIBUTION | WP PUTRAJAYA & CYBERJAYA | Existing | 11 kV | PE MV TERMINAL | RYB | VPTJ/PCE/J05111 | SS 5.11 GDC (F1) | PENGGUNA HT 11kV
377679208 | TNB | DISTRIBUTION | WP PUTRAJAYA & CYBERJAYA | Existing | 11 kV | PE MV TERMINAL | RYB | VPTJ/PCE/J05111 | SS 5.11 GDC (F1) | PPU PTJ13 Fdr5
377679229 | TNB | DISTRIBUTION | WP PUTRAJAYA & CYBERJAYA | Existing | 11 kV | PE MV TERMINAL | RYB | VPTJ/PCE/J05112 | SS 5.11 GDC (F2) | PTJ05112 SS 5.11 GDC3 (F1)
377679233 | TNB | DISTRIBUTION | WP PUTRAJAYA & CYBERJAYA | Existing | 11 kV | PE MV TERMINAL | RYB | VPTJ/PCE/J05112 | SS 5.11 GDC (F2) | PENGGUNA HT 11kV
377679249 | TNB | DISTRIBUTION | WP PUTRAJAYA & CYBERJAYA | Existing | 11 kV | PE MV TERMINAL | RYB | VPTJ/PCE/J05112 | SS 5.11 GDC (F2) | PPU PTJ13 Fdr6
377679276 | TNB | DISTRIBUTION | WP PUTRAJAYA & CYBERJAYA | Existing | 11 kV | PE MV TERMINAL | RYB | VPTJ/PCE/J05321 | PE 5.32 SEK REN PRESINT 5 (F1) | PPU PTJ13 Fdr9
377679277 | TNB | DISTRIBUTION | WP PUTRAJAYA & CYBERJAYA | Existing | 11 kV | PE MV TERMINAL | RYB | VPTJ/PCE/J05321 | PE 5.32 SEK REN PRESINT 5 (F1) | PTJ05332 PE 5.33 SEK MEN PRESINT 5 (F1)
377679280 | TNB | DISTRIBUTION | WP PUTRAJAYA & CYBERJAYA | Existing | 11 kV | PE MV TERMINAL | RYB | VPTJ/PCE/J05321 | PE 5.32 SEK REN PRESINT 5 (F1) | TX1-750kVA
377679315 | TNB | DISTRIBUTION | WP PUTRAJAYA & CYBERJAYA | Existing | 11 kV | PE MV TERMINAL | RYB | VPTJ/PCE/J05322 | PE 5.32 SEK REN PRESINT 5 (F2) | PPU PTJ13 Fdr10
377679316 | TNB | DISTRIBUTION | WP PUTRAJAYA & CYBERJAYA | Existing | 11 kV | PE MV TERMINAL | RYB | VPTJ/PCE/J05322 | PE 5.32 SEK REN PRESINT 5 (F2) | PTJ05335 PE 5.33 SEK MEN PRESINT 5 (F2)
377679319 | TNB | DISTRIBUTION | WP PUTRAJAYA & CYBERJAYA | Existing | 11 kV | PE MV TERMINAL | RYB | VPTJ/PCE/J05322 | PE 5.32 SEK REN PRESINT 5 (F2) | TX1-1000kVA
377679429 | TNB | DISTRIBUTION | WP PUTRAJAYA & CYBERJAYA | Existing | 11 kV | PE MV TERMINAL | RYB | VPTJ/PCE/J05331 | PE 5.33 SEK MEN PRESINT 5 (F1) | PTJ05321 PE 5.32 SEK KEB PRESINT 5
377679430 | TNB | DISTRIBUTION | WP PUTRAJAYA & CYBERJAYA | Existing | 11 kV | PE MV TERMINAL | RYB | VPTJ/PCE/J05331 | PE 5.33 SEK MEN PRESINT 5 (F1) | PTJ05263 PE 5.26 BLOK D2 5R4 (F1)
377679433 | TNB | DISTRIBUTION | WP PUTRAJAYA & CYBERJAYA | Existing | 11 kV | PE MV TERMINAL | RYB | VPTJ/PCE/J05331 | PE 5.33 SEK MEN PRESINT 5 (F1) | TX1-1000kVA
377679525 | TNB | DISTRIBUTION | WP PUTRAJAYA & CYBERJAYA | Existing | 11 kV | PE MV TERMINAL | RYB | VPTJ/PCE/J05332 | PE 5.33 SEK MEN PRESINT 5 (F2) | PTJ05324 PE 5.32 SEK KEB PRESINT 5 (F2)
377679526 | TNB | DISTRIBUTION | WP PUTRAJAYA & CYBERJAYA | Existing | 11 kV | PE MV TERMINAL | RYB | VPTJ/PCE/J05332 | PE 5.33 SEK MEN PRESINT 5 (F2) | PTJ05266 PE 5.26 BLOK D2 5R4 (F2)
377679529 | TNB | DISTRIBUTION | WP PUTRAJAYA & CYBERJAYA | Existing | 11 kV | PE MV TERMINAL | RYB | VPTJ/PCE/J05332 | PE 5.33 SEK MEN PRESINT 5 (F2) | TX1-1000kVA
377679638 | TNB | DISTRIBUTION | WP PUTRAJAYA & CYBERJAYA | Existing | 11 kV | PE MV TERMINAL | RYB | VPTJ/PCE/J05171 | PE 5.17 BLOK C 5R3 (F1) | PPU PTJ13 Fdr7
377679639 | TNB | DISTRIBUTION | WP PUTRAJAYA & CYBERJAYA | Existing | 11 kV | PE MV TERMINAL | RYB | VPTJ/PCE/J05171 | PE 5.17 BLOK C 5R3 (F1) | PTJ05183 PE 5.18 BLOK D 5R3 (F1)
377679642 | TNB | DISTRIBUTION | WP PUTRAJAYA & CYBERJAYA | Existing | 11 kV | PE MV TERMINAL | RYB | VPTJ/PCE/J05171 | PE 5.17 BLOK C 5R3 (F1) | TX1-1000kVA
377679727 | TNB | DISTRIBUTION | WP PUTRAJAYA & CYBERJAYA | Existing | 11 kV | PE MV TERMINAL | RYB | VPTJ/PCE/J05172 | PE 5.17 BLOK C 5R3 (F2) | PPU PTJ13 Fdr8
377679728 | TNB | DISTRIBUTION | WP PUTRAJAYA & CYBERJAYA | Existing | 11 kV | PE MV TERMINAL | RYB | VPTJ/PCE/J05172 | PE 5.17 BLOK C 5R3 (F2) | PTJ05186 PE 5.18 BLOK D 5R3 (F2)
377679731 | TNB | DISTRIBUTION | WP PUTRAJAYA & CYBERJAYA | Existing | 11 kV | PE MV TERMINAL | RYB | VPTJ/PCE/J05172 | PE 5.17 BLOK C 5R3 (F2) | TX1-1000kVA
377679832 | TNB | DISTRIBUTION | WP PUTRAJAYA & CYBERJAYA | Existing | 11 kV | PE MV TERMINAL | RYB | VPTJ/PCE/J05182 | PE 5.18 BLOK D 5R3 (F2) | PTJ05174 PE 5.17 BLOK C 5R3 (F2)
377679833 | TNB | DISTRIBUTION | WP PUTRAJAYA & CYBERJAYA | Existing | 11 kV | PE MV TERMINAL | RYB | VPTJ/PCE/J05182 | PE 5.18 BLOK D 5R3 (F2) | PTJ05195 PE 5.19 BLOK E 5R3 (F2)
377679836 | TNB | DISTRIBUTION | WP PUTRAJAYA & CYBERJAYA | Existing | 11 kV | PE MV TERMINAL | RYB | VPTJ/PCE/J05182 | PE 5.18 BLOK D 5R3 (F2) | TX1-1000kVA
377679963 | TNB | DISTRIBUTION | WP PUTRAJAYA & CYBERJAYA | Existing | 11 kV | PE MV TERMINAL | RYB | VPTJ/PCE/J05181 | PE 5.18 BLOK D 5R3 (F1) | PTJ05171 PE 5.17 BLOK C 5R3 (F1)
377679964 | TNB | DISTRIBUTION | WP PUTRAJAYA & CYBERJAYA | Existing | 11 kV | PE MV TERMINAL | RYB | VPTJ/PCE/J05181 | PE 5.18 BLOK D 5R3 (F1) | PTJ05192 PE 5.19 BLOK E 5R3 (F1)
377679967 | TNB | DISTRIBUTION | WP PUTRAJAYA & CYBERJAYA | Existing | 11 kV | PE MV TERMINAL | RYB | VPTJ/PCE/J05181 | PE 5.18 BLOK D 5R3 (F1) | TX1-1000kVA
377680059 | TNB | DISTRIBUTION | WP PUTRAJAYA & CYBERJAYA | Existing | 11 kV | PE MV TERMINAL | RYB | VPTJ/PCE/J05192 | PE 5.19 BLOK E 5R3 (F2) | PTJ05184 PE 5.18 BLOK D 5R3 (F2)
377680063 | TNB | DISTRIBUTION | WP PUTRAJAYA & CYBERJAYA | Existing | 11 kV | PE MV TERMINAL | RYB | VPTJ/PCE/J05192 | PE 5.19 BLOK E 5R3 (F2) | TX1-1000kVA
377680079 | TNB | DISTRIBUTION | WP PUTRAJAYA & CYBERJAYA | Existing | 11 kV | PE MV TERMINAL | RYB | VPTJ/PCE/J05192 | PE 5.19 BLOK E 5R3 (F2) | PTJ05166 PE 5.16 BLOK B 5R3 (F2)
377680166 | TNB | DISTRIBUTION | WP PUTRAJAYA & CYBERJAYA | Existing | 11 kV | PE MV TERMINAL | RYB | VPTJ/PCE/J05191 | PE 5.19 BLOK E 5R3 (F1) | TX1-1000kVA
377680168 | TNB | DISTRIBUTION | WP PUTRAJAYA & CYBERJAYA | Existing | 11 kV | PE MV TERMINAL | RYB | VPTJ/PCE/J05191 | PE 5.19 BLOK E 5R3 (F1) | PTJ05163 PE 5.16 BLOK B 5R3 (F1)
377680209 | TNB | DISTRIBUTION | WP PUTRAJAYA & CYBERJAYA | Existing | 11 kV | PE MV TERMINAL | RYB | VPTJ/PCE/J05191 | PE 5.19 BLOK E 5R3 (F1) | PTJ05181 PE 5.18 BLOK D 5R3 (F1)
377680302 | TNB | DISTRIBUTION | WP PUTRAJAYA & CYBERJAYA | Existing | 11 kV | PE MV TERMINAL | RYB | VPTJ/PCE/J05161 | PE 5.16 BLOK B 5R3 (F1) | PTJ05191 PE 5.19 BLOK E 5R3 (F1)
377680303 | TNB | DISTRIBUTION | WP PUTRAJAYA & CYBERJAYA | Existing | 11 kV | PE MV TERMINAL | RYB | VPTJ/PCE/J05161 | PE 5.16 BLOK B 5R3 (F1) | PTJ05152 PE 5.15 BLOK A 5R3 (F1)
377680306 | TNB | DISTRIBUTION | WP PUTRAJAYA & CYBERJAYA | Existing | 11 kV | PE MV TERMINAL | RYB | VPTJ/PCE/J05161 | PE 5.16 BLOK B 5R3 (F1) | TX1-1000kVA
377680393 | TNB | DISTRIBUTION | WP PUTRAJAYA & CYBERJAYA | Existing | 11 kV | PE MV TERMINAL | RYB | VPTJ/PCE/J05162 | PE 5.16 BLOK B 5R3 (F2) | PTJ05194 PE 5.19 BLOK E 5R3 (F2)
377680394 | TNB | DISTRIBUTION | WP PUTRAJAYA & CYBERJAYA | Existing | 11 kV | PE MV TERMINAL | RYB | VPTJ/PCE/J05162 | PE 5.16 BLOK B 5R3 (F2) | PTJ05155 PE 5.15 BLOK A 5R3 (F2)
377680397 | TNB | DISTRIBUTION | WP PUTRAJAYA & CYBERJAYA | Existing | 11 kV | PE MV TERMINAL | RYB | VPTJ/PCE/J05162 | PE 5.16 BLOK B 5R3 (F2) | TX1-1000kVA
377680486 | TNB | DISTRIBUTION | WP PUTRAJAYA & CYBERJAYA | Existing | 11 kV | PE MV TERMINAL | RYB | VPTJ/PCE/J05152 | PE 5.15 BLOK A 5R3 (F2) | PTJ05164 PE 5.16 BLOK B 5R3 (F2)
377680487 | TNB | DISTRIBUTION | WP PUTRAJAYA & CYBERJAYA | Existing | 11 kV | PE MV TERMINAL | RYB | VPTJ/PCE/J05152 | PE 5.15 BLOK A 5R3 (F2) | PTJ06075 PE 6.07 BLOK 7 PPA1M (F2)
377680490 | TNB | DISTRIBUTION | WP PUTRAJAYA & CYBERJAYA | Existing | 11 kV | PE MV TERMINAL | RYB | VPTJ/PCE/J05152 | PE 5.15 BLOK A 5R3 (F2) | TX1-1000kVA
377680584 | TNB | DISTRIBUTION | WP PUTRAJAYA & CYBERJAYA | Existing | 11 kV | PE MV TERMINAL | RYB | VPTJ/PCE/J05151 | PE 5.15 BLOK A 5R3 (F1) | PTJ05161 PE 5.16 BLOK B 5R3 (F1)
377680585 | TNB | DISTRIBUTION | WP PUTRAJAYA & CYBERJAYA | Existing | 11 kV | PE MV TERMINAL | RYB | VPTJ/PCE/J05151 | PE 5.15 BLOK A 5R3 (F1) | PTJ06072 PE 6.07 BLOK 7 PPA1M (F1)
377680588 | TNB | DISTRIBUTION | WP PUTRAJAYA & CYBERJAYA | Existing | 11 kV | PE MV TERMINAL | RYB | VPTJ/PCE/J05151 | PE 5.15 BLOK A 5R3 (F1) | TX1-1000kVA
377680686 | TNB | DISTRIBUTION | WP PUTRAJAYA & CYBERJAYA | Existing | 11 kV | PE MV TERMINAL | RYB | VPTJ/PCE/J06031 | SS 6.03 TEMP 6R6 | PTJ06061 PE 6.06 BLOK 5B PPA1M (F1)
377680687 | TNB | DISTRIBUTION | WP PUTRAJAYA & CYBERJAYA | Existing | 11 kV | PE MV TERMINAL | RYB | VPTJ/PCE/J06031 | SS 6.03 TEMP 6R6 | PTJ05145 PE 5.14 APT 5R1 (F2)
377680690 | TNB | DISTRIBUTION | WP PUTRAJAYA & CYBERJAYA | Existing | 11 kV | PE MV TERMINAL | RYB | VPTJ/PCE/J06031 | SS 6.03 TEMP 6R6 | PENGGUNA HT
377680787 | TNB | DISTRIBUTION | WP PUTRAJAYA & CYBERJAYA | Existing | 11 kV | PE MV TERMINAL | RYB | VPTJ/PCE/J05142 | PE 5.14 5R1 (F2) | PTJ06044 PE 6.04 BLOK 1 PPA1M (F2)
377680788 | TNB | DISTRIBUTION | WP PUTRAJAYA & CYBERJAYA | Existing | 11 kV | PE MV TERMINAL | RYB | VPTJ/PCE/J05142 | PE 5.14 5R1 (F2) | PTJ06026 PE 6.02 KOLAM RENANG (F2)
377680791 | TNB | DISTRIBUTION | WP PUTRAJAYA & CYBERJAYA | Existing | 11 kV | PE MV TERMINAL | RYB | VPTJ/PCE/J05142 | PE 5.14 5R1 (F2) | TX1-1000kVA
377680826 | TNB | DISTRIBUTION | WP PUTRAJAYA & CYBERJAYA | Existing | 11 kV | PE MV TERMINAL | RYB | VPTJ/PCE/J05141 | PE 5.14 5R1 (F1) | PTJ05151 PE 5.15 BLOK A 5R3 (F1)
377680827 | TNB | DISTRIBUTION | WP PUTRAJAYA & CYBERJAYA | Existing | 11 kV | PE MV TERMINAL | RYB | VPTJ/PCE/J05141 | PE 5.14 5R1 (F1) | PTJ06023 PE 6.02 KOLAM RENANG (F1)
377680830 | TNB | DISTRIBUTION | WP PUTRAJAYA & CYBERJAYA | Existing | 11 kV | PE MV TERMINAL | RYB | VPTJ/PCE/J05141 | PE 5.14 5R1 (F1) | TX1-1000kVA
377680976 | TNB | DISTRIBUTION | WP PUTRAJAYA & CYBERJAYA | Existing | 11 kV | PE MV TERMINAL | RYB | VPTJ/PCE/J06021 | PE 6.02 KOLAM RENANG (F1) | PTJ05141 PE 5.14 APT 5R1 (F1)
377680977 | TNB | DISTRIBUTION | WP PUTRAJAYA & CYBERJAYA | Existing | 11 kV | PE MV TERMINAL | RYB | VPTJ/PCE/J06021 | PE 6.02 KOLAM RENANG (F1) | PTJ06013 PE 6.01 GRAND STAND (F1)
377680980 | TNB | DISTRIBUTION | WP PUTRAJAYA & CYBERJAYA | Existing | 11 kV | PE MV TERMINAL | RYB | VPTJ/PCE/J06021 | PE 6.02 KOLAM RENANG (F1) | TX1-750kVA
377681074 | TNB | DISTRIBUTION | WP PUTRAJAYA & CYBERJAYA | Existing | 11 kV | PE MV TERMINAL | RYB | VPTJ/PCE/J06022 | PE 6.02 KOLAM RENANG (F2) | PTJ05144 PE 5.14 APT 5R1 (F2)
377681075 | TNB | DISTRIBUTION | WP PUTRAJAYA & CYBERJAYA | Existing | 11 kV | PE MV TERMINAL | RYB | VPTJ/PCE/J06022 | PE 6.02 KOLAM RENANG (F2) | PTJ06015 PE 6.01 GRAND STAND (F2)
377681078 | TNB | DISTRIBUTION | WP PUTRAJAYA & CYBERJAYA | Existing | 11 kV | PE MV TERMINAL | RYB | VPTJ/PCE/J06022 | PE 6.02 KOLAM RENANG (F2) | TX1-750kVA
377681171 | TNB | DISTRIBUTION | WP PUTRAJAYA & CYBERJAYA | Existing | 11 kV | PE MV TERMINAL | RYB | VPTJ/PCE/J06011 | PE 6.01 GRAND STAND (F1) | PTJ06021 PE 6.02 KOLAM RENANG (F1)
377681172 | TNB | DISTRIBUTION | WP PUTRAJAYA & CYBERJAYA | Existing | 11 kV | PE MV TERMINAL | RYB | VPTJ/PCE/J06011 | PE 6.01 GRAND STAND (F1) | PPU PTJ24 Fdr 11
377681175 | TNB | DISTRIBUTION | WP PUTRAJAYA & CYBERJAYA | Existing | 11 kV | PE MV TERMINAL | RYB | VPTJ/PCE/J06011 | PE 6.01 GRAND STAND (F1) | TX1-1000kVA
377681267 | TNB | DISTRIBUTION | WP PUTRAJAYA & CYBERJAYA | Existing | 11 kV | PE MV TERMINAL | RYB | VPTJ/PCE/J06012 | PE 6.01 GRAND STAND (F2) | PTJ06024 PE 6.02 KOLAM RENANG (F2)
377681268 | TNB | DISTRIBUTION | WP PUTRAJAYA & CYBERJAYA | Existing | 11 kV | PE MV TERMINAL | RYB | VPTJ/PCE/J06012 | PE 6.01 GRAND STAND (F2) | PPU PTJ24 Fdr 10
377681271 | TNB | DISTRIBUTION | WP PUTRAJAYA & CYBERJAYA | Existing | 11 kV | PE MV TERMINAL | RYB | VPTJ/PCE/J06012 | PE 6.01 GRAND STAND (F2) | TX1-1000kVA
377681385 | TNB | DISTRIBUTION | WP PUTRAJAYA & CYBERJAYA | Existing | 11 kV | PE MV TERMINAL | RYB | VPTJ/PCE/J05261 | PE 5.26 BLOK D2 APT 5R4 (F1) | PTJ05331 PE 5.33 SEK MEN PRESINT 5 (F1)
377681386 | TNB | DISTRIBUTION | WP PUTRAJAYA & CYBERJAYA | Existing | 11 kV | PE MV TERMINAL | RYB | VPTJ/PCE/J05261 | PE 5.26 BLOK D2 APT 5R4 (F1) | PTJ05253 PE 5.25 BLOK D1 5R4 (F1)
377681389 | TNB | DISTRIBUTION | WP PUTRAJAYA & CYBERJAYA | Existing | 11 kV | PE MV TERMINAL | RYB | VPTJ/PCE/J05261 | PE 5.26 BLOK D2 APT 5R4 (F1) | TX1-1000kVA
377681483 | TNB | DISTRIBUTION | WP PUTRAJAYA & CYBERJAYA | Existing | 11 kV | PE MV TERMINAL | RYB | VPTJ/PCE/J05262 | PE 5.26 BLOK D2 APT 5R4 (F1) | PTJ05334 PE 5.33 SEK MEN PRESINT 5 (F2)
377681484 | TNB | DISTRIBUTION | WP PUTRAJAYA & CYBERJAYA | Existing | 11 kV | PE MV TERMINAL | RYB | VPTJ/PCE/J05262 | PE 5.26 BLOK D2 APT 5R4 (F1) | PTJ05256 PE 5.25 BLOK D1 5R4 (F2)
377681487 | TNB | DISTRIBUTION | WP PUTRAJAYA & CYBERJAYA | Existing | 11 kV | PE MV TERMINAL | RYB | VPTJ/PCE/J05262 | PE 5.26 BLOK D2 APT 5R4 (F1) | TX1-1000kVA
377681583 | TNB | DISTRIBUTION | WP PUTRAJAYA & CYBERJAYA | Existing | 11 kV | PE MV TERMINAL | RYB | VPTJ/PCE/J05252 | PE 5.25 BLOK D1 APT 5R4 (F2) | PTJ05264 PE 5.26 BLOK D2 5R4 (F2)
377681584 | TNB | DISTRIBUTION | WP PUTRAJAYA & CYBERJAYA | Existing | 11 kV | PE MV TERMINAL | RYB | VPTJ/PCE/J05252 | PE 5.25 BLOK D1 APT 5R4 (F2) | PTJ05246 PE 5.24 BLOK C 5R4 (F2)
377681587 | TNB | DISTRIBUTION | WP PUTRAJAYA & CYBERJAYA | Existing | 11 kV | PE MV TERMINAL | RYB | VPTJ/PCE/J05252 | PE 5.25 BLOK D1 APT 5R4 (F2) | TX1-1000kVA
377681770 | TNB | DISTRIBUTION | WP PUTRAJAYA & CYBERJAYA | Existing | 11 kV | PE MV TERMINAL | RYB | VPTJ/PCE/J05251 | PE 5.25 BLOK D1 APT 5R4 (F1) | PTJ05261 PE 5.26 BLOK D2 5R4 (F1)
377681771 | TNB | DISTRIBUTION | WP PUTRAJAYA & CYBERJAYA | Existing | 11 kV | PE MV TERMINAL | RYB | VPTJ/PCE/J05251 | PE 5.25 BLOK D1 APT 5R4 (F1) | PTJ05243 PE 5.24 BLOK C 5R4
377681774 | TNB | DISTRIBUTION | WP PUTRAJAYA & CYBERJAYA | Existing | 11 kV | PE MV TERMINAL | RYB | VPTJ/PCE/J05251 | PE 5.25 BLOK D1 APT 5R4 (F1) | TX1-1000kVA
377681964 | TNB | DISTRIBUTION | WP PUTRAJAYA & CYBERJAYA | Existing | 11 kV | PE MV TERMINAL | RYB | VPTJ/PCE/J05242 | PE 5.24 BLOK C APT 5R4 (F2) | PTJ05254 PE 5.25 BLOK D1 5R4 (F2)
377681965 | TNB | DISTRIBUTION | WP PUTRAJAYA & CYBERJAYA | Existing | 11 kV | PE MV TERMINAL | RYB | VPTJ/PCE/J05242 | PE 5.24 BLOK C APT 5R4 (F2) | PTJ05236 PE 5.23 BLOK B 5R4 (F2)
377681968 | TNB | DISTRIBUTION | WP PUTRAJAYA & CYBERJAYA | Existing | 11 kV | PE MV TERMINAL | RYB | VPTJ/PCE/J05242 | PE 5.24 BLOK C APT 5R4 (F2) | TX1-1000kVA
377682153 | TNB | DISTRIBUTION | WP PUTRAJAYA & CYBERJAYA | Existing | 11 kV | PE MV TERMINAL | RYB | VPTJ/PCE/J05241 | PE 5.24 BLOK C APT 5R4 (F1) | PTJ05251 PE 5.25 BLOK D1 5R4 (F1)
377682154 | TNB | DISTRIBUTION | WP PUTRAJAYA & CYBERJAYA | Existing | 11 kV | PE MV TERMINAL | RYB | VPTJ/PCE/J05241 | PE 5.24 BLOK C APT 5R4 (F1) | PTJ05233 PE 5.23 BLOK B 5R4 (F1)
377682157 | TNB | DISTRIBUTION | WP PUTRAJAYA & CYBERJAYA | Existing | 11 kV | PE MV TERMINAL | RYB | VPTJ/PCE/J05241 | PE 5.24 BLOK C APT 5R4 (F1) | TX1-1000kVA
377682254 | TNB | DISTRIBUTION | WP PUTRAJAYA & CYBERJAYA | Existing | 11 kV | PE MV TERMINAL | RYB | VPTJ/PCE/J05231 | PE 5.23 BLOK B APT 5R4 (F1) | PTJ05241 PE 5.24 BLOK C 5R4
377682255 | TNB | DISTRIBUTION | WP PUTRAJAYA & CYBERJAYA | Existing | 11 kV | PE MV TERMINAL | RYB | VPTJ/PCE/J05231 | PE 5.23 BLOK B APT 5R4 (F1) | PTJ05223 PE 5.22 BLOK A 5R4 (F1)
377682258 | TNB | DISTRIBUTION | WP PUTRAJAYA & CYBERJAYA | Existing | 11 kV | PE MV TERMINAL | RYB | VPTJ/PCE/J05231 | PE 5.23 BLOK B APT 5R4 (F1) | TX1-1000kVA
377682348 | TNB | DISTRIBUTION | WP PUTRAJAYA & CYBERJAYA | Existing | 11 kV | PE MV TERMINAL | RYB | VPTJ/PCE/J05232 | PE 5.23 BLOK B APT 5R4 (F2) | PTJ05244 PE 5.24 BLOK C 5R4 (F2)
377682349 | TNB | DISTRIBUTION | WP PUTRAJAYA & CYBERJAYA | Existing | 11 kV | PE MV TERMINAL | RYB | VPTJ/PCE/J05232 | PE 5.23 BLOK B APT 5R4 (F2) | PTJ05226 PE 5.22 BLOK A 5R4 (F2)
377682352 | TNB | DISTRIBUTION | WP PUTRAJAYA & CYBERJAYA | Existing | 11 kV | PE MV TERMINAL | RYB | VPTJ/PCE/J05232 | PE 5.23 BLOK B APT 5R4 (F2) | TX1-1000kVA
377682450 | TNB | DISTRIBUTION | WP PUTRAJAYA & CYBERJAYA | Existing | 11 kV | PE MV TERMINAL | RYB | VPTJ/PCE/J05221 | PE 5.22 BLOK A APT 5R4 (F1) | PTJ05231 PE 5.23 BLOK B 5R4 (F1)
377682451 | TNB | DISTRIBUTION | WP PUTRAJAYA & CYBERJAYA | Existing | 11 kV | PE MV TERMINAL | RYB | VPTJ/PCE/J05221 | PE 5.22 BLOK A APT 5R4 (F1) | PTJ05282 PE 5.28 BLOK B 5R6 (F1)
377682454 | TNB | DISTRIBUTION | WP PUTRAJAYA & CYBERJAYA | Existing | 11 kV | PE MV TERMINAL | RYB | VPTJ/PCE/J05221 | PE 5.22 BLOK A APT 5R4 (F1) | TX1-1000kVA
377682550 | TNB | DISTRIBUTION | WP PUTRAJAYA & CYBERJAYA | Existing | 11 kV | PE MV TERMINAL | RYB | VPTJ/PCE/J05222 | PE 5.22 BLOK A APT 5R4 (F2) | PTJ05234 PE 5.23 BLOK B 5R4 (F2)
377682551 | TNB | DISTRIBUTION | WP PUTRAJAYA & CYBERJAYA | Existing | 11 kV | PE MV TERMINAL | RYB | VPTJ/PCE/J05222 | PE 5.22 BLOK A APT 5R4 (F2) | PTJ05352 : PE 5.35 TEMP PPA1M PRS 5
377682554 | TNB | DISTRIBUTION | WP PUTRAJAYA & CYBERJAYA | Existing | 11 kV | PE MV TERMINAL | RYB | VPTJ/PCE/J05222 | PE 5.22 BLOK A APT 5R4 (F2) | TX1-1000kVA
377766192 | TNB | DISTRIBUTION | WP PUTRAJAYA & CYBERJAYA | Existing | 11 kV | PE MV TERMINAL | RYB | VPTJ/PCE/J14191 | PE 14.19 BLOK E2 (EFI) (F1) | PMU ABBA FDR 5
377766193 | TNB | DISTRIBUTION | WP PUTRAJAYA & CYBERJAYA | Existing | 11 kV | PE MV TERMINAL | RYB | VPTJ/PCE/J14191 | PE 14.19 BLOK E2 (EFI) (F1) | PTJ14182 PE 14.18 BLOK 5 (F1)
377766196 | TNB | DISTRIBUTION | WP PUTRAJAYA & CYBERJAYA | Existing | 11 kV | PE MV TERMINAL | RYB | VPTJ/PCE/J14191 | PE 14.19 BLOK E2 (EFI) (F1) | 1000KVA
377766288 | TNB | DISTRIBUTION | WP PUTRAJAYA & CYBERJAYA | Existing | 11 kV | PE MV TERMINAL | RYB | VPTJ/PCE/J14192 | PE 14.19 BLOK E2 (EFI) (F2) | PMU ABBA FDR 6
377766289 | TNB | DISTRIBUTION | WP PUTRAJAYA & CYBERJAYA | Existing | 11 kV | PE MV TERMINAL | RYB | VPTJ/PCE/J14192 | PE 14.19 BLOK E2 (EFI) (F2) | PTJ14185 PE 14.18 BLOK 5 (F2)
377766292 | TNB | DISTRIBUTION | WP PUTRAJAYA & CYBERJAYA | Existing | 11 kV | PE MV TERMINAL | RYB | VPTJ/PCE/J14192 | PE 14.19 BLOK E2 (EFI) (F2) | 1000KVA
377766394 | TNB | DISTRIBUTION | WP PUTRAJAYA & CYBERJAYA | Existing | 11 kV | PE MV TERMINAL | RYB | VPTJ/PCE/J14181 | PE 14.18 BLOK E1 (F1) | PTJ14191 PE 14.19 BLOK 6 (F1)
377766395 | TNB | DISTRIBUTION | WP PUTRAJAYA & CYBERJAYA | Existing | 11 kV | PE MV TERMINAL | RYB | VPTJ/PCE/J14181 | PE 14.18 BLOK E1 (F1) | PTJ14173 PE 14.17 BLOK 4 (F1)
377766398 | TNB | DISTRIBUTION | WP PUTRAJAYA & CYBERJAYA | Existing | 11 kV | PE MV TERMINAL | RYB | VPTJ/PCE/J14181 | PE 14.18 BLOK E1 (F1) | 1000KVA
377766423 | TNB | DISTRIBUTION | WP PUTRAJAYA & CYBERJAYA | Existing | 11 kV | PE MV TERMINAL | RYB | VPTJ/PCE/J14182 | PE 14.18 BLOK E1 (F2) | PTJ14194 PE 14.19 BLOK 6 (F2)
377766424 | TNB | DISTRIBUTION | WP PUTRAJAYA & CYBERJAYA | Existing | 11 kV | PE MV TERMINAL | RYB | VPTJ/PCE/J14182 | PE 14.18 BLOK E1 (F2) | PTJ14175 PE 14.17 BLOK 4 (F2)
377766427 | TNB | DISTRIBUTION | WP PUTRAJAYA & CYBERJAYA | Existing | 11 kV | PE MV TERMINAL | RYB | VPTJ/PCE/J14182 | PE 14.18 BLOK E1 (F2) | 1000KVA
377766516 | TNB | DISTRIBUTION | WP PUTRAJAYA & CYBERJAYA | Existing | 11 kV | PE MV TERMINAL | RYB | VPTJ/PCE/J14171 | PE 14.17 BLOK D (F1) | PTJ14181 PE 14.18 BLOK 5 (F1)
377766517 | TNB | DISTRIBUTION | WP PUTRAJAYA & CYBERJAYA | Existing | 11 kV | PE MV TERMINAL | RYB | VPTJ/PCE/J14171 | PE 14.17 BLOK D (F1) | PTJ14163 PE 14.16 BLOK 3 (F1)
377766520 | TNB | DISTRIBUTION | WP PUTRAJAYA & CYBERJAYA | Existing | 11 kV | PE MV TERMINAL | RYB | VPTJ/PCE/J14171 | PE 14.17 BLOK D (F1) | 1000KVA
377766612 | TNB | DISTRIBUTION | WP PUTRAJAYA & CYBERJAYA | Existing | 11 kV | PE MV TERMINAL | RYB | VPTJ/PCE/J14172 | PE 14.17 BLOK D (F2) | PTJ14184 PE 14.18 BLOK 5 (F2)
377766613 | TNB | DISTRIBUTION | WP PUTRAJAYA & CYBERJAYA | Existing | 11 kV | PE MV TERMINAL | RYB | VPTJ/PCE/J14172 | PE 14.17 BLOK D (F2) | PTJ14165 PE 14.16 BLOK 3 (F2)
377766616 | TNB | DISTRIBUTION | WP PUTRAJAYA & CYBERJAYA | Existing | 11 kV | PE MV TERMINAL | RYB | VPTJ/PCE/J14172 | PE 14.17 BLOK D (F2) | 1000KVA
377766712 | TNB | DISTRIBUTION | WP PUTRAJAYA & CYBERJAYA | Existing | 11 kV | PE MV TERMINAL | RYB | VPTJ/PCE/J14161 | PE 14.16 BLOK C (EFI) (F1) | PTJ14171 PE 14.17 BLOK 4 (F1)
377766713 | TNB | DISTRIBUTION | WP PUTRAJAYA & CYBERJAYA | Existing | 11 kV | PE MV TERMINAL | RYB | VPTJ/PCE/J14161 | PE 14.16 BLOK C (EFI) (F1) | PTJ14152 PE 14.15 BLOK 2 (F1)
377766716 | TNB | DISTRIBUTION | WP PUTRAJAYA & CYBERJAYA | Existing | 11 kV | PE MV TERMINAL | RYB | VPTJ/PCE/J14161 | PE 14.16 BLOK C (EFI) (F1) | 1000KVA
377766808 | TNB | DISTRIBUTION | WP PUTRAJAYA & CYBERJAYA | Existing | 11 kV | PE MV TERMINAL | RYB | VPTJ/PCE/J14162 | PE 14.16 BLOK C (EFI) (F2) | PTJ14174 PE 14.17 BLOK 4 (F2)
377766809 | TNB | DISTRIBUTION | WP PUTRAJAYA & CYBERJAYA | Existing | 11 kV | PE MV TERMINAL | RYB | VPTJ/PCE/J14162 | PE 14.16 BLOK C (EFI) (F2) | PTJ14155 PE 14.15 BLOK 2 (F2)
377766812 | TNB | DISTRIBUTION | WP PUTRAJAYA & CYBERJAYA | Existing | 11 kV | PE MV TERMINAL | RYB | VPTJ/PCE/J14162 | PE 14.16 BLOK C (EFI) (F2) | 1000KVA
377766897 | TNB | DISTRIBUTION | WP PUTRAJAYA & CYBERJAYA | Existing | 11 kV | PE MV TERMINAL | RYB | VPTJ/PCE/J14151 | PE 14.15 BLOK B (F1) | PTJ14161 PE 14.16 BLOK 3 (F1)
377766898 | TNB | DISTRIBUTION | WP PUTRAJAYA & CYBERJAYA | Existing | 11 kV | PE MV TERMINAL | RYB | VPTJ/PCE/J14151 | PE 14.15 BLOK B (F1) | PTJ14142 PE 14.14 BLOK 1 (F1)
377766901 | TNB | DISTRIBUTION | WP PUTRAJAYA & CYBERJAYA | Existing | 11 kV | PE MV TERMINAL | RYB | VPTJ/PCE/J14151 | PE 14.15 BLOK B (F1) | 1000KVA
377766991 | TNB | DISTRIBUTION | WP PUTRAJAYA & CYBERJAYA | Existing | 11 kV | PE MV TERMINAL | RYB | VPTJ/PCE/J14152 | PE 14.15 BLOK B (F2) | PTJ14145 PE 14.14 BLOK 1 (F2)
377766992 | TNB | DISTRIBUTION | WP PUTRAJAYA & CYBERJAYA | Existing | 11 kV | PE MV TERMINAL | RYB | VPTJ/PCE/J14152 | PE 14.15 BLOK B (F2) | PTJ14164 PE 14.16 BLOK 3 (F2)
377766995 | TNB | DISTRIBUTION | WP PUTRAJAYA & CYBERJAYA | Existing | 11 kV | PE MV TERMINAL | RYB | VPTJ/PCE/J14152 | PE 14.15 BLOK B (F2) | 1000KVA
377767078 | TNB | DISTRIBUTION | WP PUTRAJAYA & CYBERJAYA | Existing | 11 kV | PE MV TERMINAL | RYB | VPTJ/PCE/J14141 | PE 14.14 BLOK A (EFI) (F1) | PTJ14151 PE 14.15 BLOK 2 (F1)
377767079 | TNB | DISTRIBUTION | WP PUTRAJAYA & CYBERJAYA | Existing | 11 kV | PE MV TERMINAL | RYB | VPTJ/PCE/J14141 | PE 14.14 BLOK A (EFI) (F1) | PTJ14312 PE 14.31 BLOK B APT 14-12 (F1)
377767082 | TNB | DISTRIBUTION | WP PUTRAJAYA & CYBERJAYA | Existing | 11 kV | PE MV TERMINAL | RYB | VPTJ/PCE/J14141 | PE 14.14 BLOK A (EFI) (F1) | 1000KVA
377767174 | TNB | DISTRIBUTION | WP PUTRAJAYA & CYBERJAYA | Existing | 11 kV | PE MV TERMINAL | RYB | VPTJ/PCE/J14142 | PE 14.14 BLOK A (EFI) (F2) | PTJ14154 PE 14.15 BLOK 2 (F2)
377767175 | TNB | DISTRIBUTION | WP PUTRAJAYA & CYBERJAYA | Existing | 11 kV | PE MV TERMINAL | RYB | VPTJ/PCE/J14142 | PE 14.14 BLOK A (EFI) (F2) | PTJ14315 PE 14.31 BLOK B APT 14-12 (F2)
377767178 | TNB | DISTRIBUTION | WP PUTRAJAYA & CYBERJAYA | Existing | 11 kV | PE MV TERMINAL | RYB | VPTJ/PCE/J14142 | PE 14.14 BLOK A (EFI) (F2) | 1000KVA
377767262 | TNB | DISTRIBUTION | WP PUTRAJAYA & CYBERJAYA | Existing | 11 kV | PE MV TERMINAL | RYB | VPTJ/PCE/J14311 | PE 14.31 P'PURI 14-12 BLOK B (F1) | PTJ14141 PE 14.14 BLOK 1 (F1)
377767263 | TNB | DISTRIBUTION | WP PUTRAJAYA & CYBERJAYA | Existing | 11 kV | PE MV TERMINAL | RYB | VPTJ/PCE/J14311 | PE 14.31 P'PURI 14-12 BLOK B (F1) | PTJ14302 PE 14.30 BLOK A APT 14-12 (F1)
377767266 | TNB | DISTRIBUTION | WP PUTRAJAYA & CYBERJAYA | Existing | 11 kV | PE MV TERMINAL | RYB | VPTJ/PCE/J14311 | PE 14.31 P'PURI 14-12 BLOK B (F1) | TX1-1000kVA
377767356 | TNB | DISTRIBUTION | WP PUTRAJAYA & CYBERJAYA | Existing | 11 kV | PE MV TERMINAL | RYB | VPTJ/PCE/J14312 | PE 14.31 P'PURI 14-12 BLOK B (F2) | PTJ14144 PE 14.14 BLOK 1 (F2)
377767357 | TNB | DISTRIBUTION | WP PUTRAJAYA & CYBERJAYA | Existing | 11 kV | PE MV TERMINAL | RYB | VPTJ/PCE/J14312 | PE 14.31 P'PURI 14-12 BLOK B (F2) | PTJ14305 PE 14.30 BLOK A APT 14-12 (F2)
377767360 | TNB | DISTRIBUTION | WP PUTRAJAYA & CYBERJAYA | Existing | 11 kV | PE MV TERMINAL | RYB | VPTJ/PCE/J14312 | PE 14.31 P'PURI 14-12 BLOK B (F2) | TX2-1000kVA
377767451 | TNB | DISTRIBUTION | WP PUTRAJAYA & CYBERJAYA | Existing | 11 kV | PE MV TERMINAL | RYB | VPTJ/PCE/J14301 | PE 14.30 P'PURI 14-12 BLOK A (EFI) (F1) | PTJ14311 PE 14.31 BLOK B APT 14-12 (F1)
377767452 | TNB | DISTRIBUTION | WP PUTRAJAYA & CYBERJAYA | Existing | 11 kV | PE MV TERMINAL | RYB | VPTJ/PCE/J14301 | PE 14.30 P'PURI 14-12 BLOK A (EFI) (F1) | PTJ14252 PE 14.25 KOMPLEKS SEK REN (F1)
377767455 | TNB | DISTRIBUTION | WP PUTRAJAYA & CYBERJAYA | Existing | 11 kV | PE MV TERMINAL | RYB | VPTJ/PCE/J14301 | PE 14.30 P'PURI 14-12 BLOK A (EFI) (F1) | N/A
377767545 | TNB | DISTRIBUTION | WP PUTRAJAYA & CYBERJAYA | Existing | 11 kV | PE MV TERMINAL | RYB | VPTJ/PCE/J14302 | PE 14.30 P'PURI 14-12 BLOK A (EFI) (F2) | PTJ14314 PE 14.31 BLOK B APT 14-12 (F2)
377767546 | TNB | DISTRIBUTION | WP PUTRAJAYA & CYBERJAYA | Existing | 11 kV | PE MV TERMINAL | RYB | VPTJ/PCE/J14302 | PE 14.30 P'PURI 14-12 BLOK A (EFI) (F2) | PTJ14255 PE 14.25 KOMPLEKS SEK REN (F2)
377767549 | TNB | DISTRIBUTION | WP PUTRAJAYA & CYBERJAYA | Existing | 11 kV | PE MV TERMINAL | RYB | VPTJ/PCE/J14302 | PE 14.30 P'PURI 14-12 BLOK A (EFI) (F2) | TX2-1000kVA
377767579 | TNB | DISTRIBUTION | WP PUTRAJAYA & CYBERJAYA | Existing | 11 kV | PE MV TERMINAL | RYB | VPTJ/PCE/J14251 | PE 14.25 KOMPLEKS SEK REN (EFI) (F1) | PTJ14301 PE 14.30 BLOK A APT 14-12 (F1)
377767580 | TNB | DISTRIBUTION | WP PUTRAJAYA & CYBERJAYA | Existing | 11 kV | PE MV TERMINAL | RYB | VPTJ/PCE/J14251 | PE 14.25 KOMPLEKS SEK REN (EFI) (F1) | PTJ14322 PE 14.32 PERUMAHAN 14-6 NO 1 (F1)
377767583 | TNB | DISTRIBUTION | WP PUTRAJAYA & CYBERJAYA | Existing | 11 kV | PE MV TERMINAL | RYB | VPTJ/PCE/J14251 | PE 14.25 KOMPLEKS SEK REN (EFI) (F1) | 1000KVA
377767673 | TNB | DISTRIBUTION | WP PUTRAJAYA & CYBERJAYA | Existing | 11 kV | PE MV TERMINAL | RYB | VPTJ/PCE/J14252 | PE 14.25 KOMPLEKS SEK REN (EFI) (F2) | PTJ14304 PE 14.30 BLOK A APT 14-12 (F2)
377767674 | TNB | DISTRIBUTION | WP PUTRAJAYA & CYBERJAYA | Existing | 11 kV | PE MV TERMINAL | RYB | VPTJ/PCE/J14252 | PE 14.25 KOMPLEKS SEK REN (EFI) (F2) | PTJ14324 PE 14.32 PERUMAHAN 14-6 NO 1 (F2)
377767677 | TNB | DISTRIBUTION | WP PUTRAJAYA & CYBERJAYA | Existing | 11 kV | PE MV TERMINAL | RYB | VPTJ/PCE/J14252 | PE 14.25 KOMPLEKS SEK REN (EFI) (F2) | 1000KVA
378018338 | TNB | DISTRIBUTION | WP PUTRAJAYA & CYBERJAYA | Existing | 11 kV | PE MV TERMINAL | RYB | VCBJ/PCE/J00143 | D-CBJ-C14-0473 | C23391 PE 23.39 RADIUS 3 F1
378018339 | TNB | DISTRIBUTION | WP PUTRAJAYA & CYBERJAYA | Existing | 11 kV | PE MV TERMINAL | RYB | VCBJ/PCE/J00143 | D-CBJ-C14-0473 | C21393 : PE 21.39 (PS 6A)
378018342 | TNB | DISTRIBUTION | WP PUTRAJAYA & CYBERJAYA | Existing | 11 kV | PE MV TERMINAL | RYB | VCBJ/PCE/J00143 | D-CBJ-C14-0473 | TX1-1000kVA
378018459 | TNB | DISTRIBUTION | WP PUTRAJAYA & CYBERJAYA | Existing | 11 kV | PE MV TERMINAL | RYB | VCBJ/PCE/J00144 | D-CBJ-C14-0473 | C23394 PE 23.39 RADIUS 3 F2
378018460 | TNB | DISTRIBUTION | WP PUTRAJAYA & CYBERJAYA | Existing | 11 kV | PE MV TERMINAL | RYB | VCBJ/PCE/J00144 | D-CBJ-C14-0473 | CBJ21952 PE 21.95 SITE SKY PARK
378018463 | TNB | DISTRIBUTION | WP PUTRAJAYA & CYBERJAYA | Existing | 11 kV | PE MV TERMINAL | RYB | VCBJ/PCE/J00144 | D-CBJ-C14-0473 | TX2-1000kVA
378018582 | TNB | DISTRIBUTION | WP PUTRAJAYA & CYBERJAYA | Existing | 11 kV | PE MV TERMINAL | RYB | VCBJ/PCE/J00141 | D-CBJ-C17-0588 | C23381 PE 23.38 RADIUS 2 F1
378018583 | TNB | DISTRIBUTION | WP PUTRAJAYA & CYBERJAYA | Existing | 11 kV | PE MV TERMINAL | RYB | VCBJ/PCE/J00141 | D-CBJ-C17-0588 | C23373 PE 23.37 RADIUS 1 F1
378018586 | TNB | DISTRIBUTION | WP PUTRAJAYA & CYBERJAYA | Existing | 11 kV | PE MV TERMINAL | RYB | VCBJ/PCE/J00141 | D-CBJ-C17-0588 | TX1-1000kVA
378018703 | TNB | DISTRIBUTION | WP PUTRAJAYA & CYBERJAYA | Existing | 11 kV | PE MV TERMINAL | RYB | VCBJ/PCE/J00142 | D-CBJ-C17-0588 | C23384 PE 23.38 RADIUS 2 F2
378018704 | TNB | DISTRIBUTION | WP PUTRAJAYA & CYBERJAYA | Existing | 11 kV | PE MV TERMINAL | RYB | VCBJ/PCE/J00142 | D-CBJ-C17-0588 | C23376 PE 23.37 RADIUS 1 F2
378018707 | TNB | DISTRIBUTION | WP PUTRAJAYA & CYBERJAYA | Existing | 11 kV | PE MV TERMINAL | RYB | VCBJ/PCE/J00142 | D-CBJ-C17-0588 | TX2-1000kVA
378018826 | TNB | DISTRIBUTION | WP PUTRAJAYA & CYBERJAYA | Existing | 11 kV | PE MV TERMINAL | RYB | VCBJ/PCE/J00145 | D-CBJ-C14-0473 | CBJ22181 SS 22.18 MDeC (F1)
378018827 | TNB | DISTRIBUTION | WP PUTRAJAYA & CYBERJAYA | Existing | 11 kV | PE MV TERMINAL | RYB | VCBJ/PCE/J00145 | D-CBJ-C14-0473 | C23393 PE 23.39 RADIUS 3 F1
378018830 | TNB | DISTRIBUTION | WP PUTRAJAYA & CYBERJAYA | Existing | 11 kV | PE MV TERMINAL | RYB | VCBJ/PCE/J00145 | D-CBJ-C14-0473 | TX1-1000kVA
378018947 | TNB | DISTRIBUTION | WP PUTRAJAYA & CYBERJAYA | Existing | 11 kV | PE MV TERMINAL | RYB | VCBJ/PCE/J00146 | D-CBJ-C14-0473 | CBJ22184 SS 22.18 MDeC (F2)
378018948 | TNB | DISTRIBUTION | WP PUTRAJAYA & CYBERJAYA | Existing | 11 kV | PE MV TERMINAL | RYB | VCBJ/PCE/J00146 | D-CBJ-C14-0473 | C23396 PE 23.39 RADIUS 3 F2
378018951 | TNB | DISTRIBUTION | WP PUTRAJAYA & CYBERJAYA | Existing | 11 kV | PE MV TERMINAL | RYB | VCBJ/PCE/J00146 | D-CBJ-C14-0473 | TX2-1000kVA
378019095 | TNB | DISTRIBUTION | WP PUTRAJAYA & CYBERJAYA | Existing | 11 kV | PE MV TERMINAL | RYB | VCBJ/PCE/J00151 | D-CBJ-C15-0540 | TX1-1000kVA
378019102 | TNB | DISTRIBUTION | WP PUTRAJAYA & CYBERJAYA | Existing | 11 kV | PE MV TERMINAL | RYB | VCBJ/PCE/J00151 | D-CBJ-C15-0540 | CBJ21961 PE 21.96 SUBANG ALAM
378019110 | TNB | DISTRIBUTION | WP PUTRAJAYA & CYBERJAYA | Existing | 11 kV | PE MV TERMINAL | RYB | VCBJ/PCE/J00151 | D-CBJ-C15-0540 | CBJ21456 PE 21.45 CYBERVILLAGE SERENITY (F2)
378019120 | TNB | DISTRIBUTION | WP PUTRAJAYA & CYBERJAYA | Existing | 11 kV | PE MV TERMINAL | RYB | VCBJ/PCE/J00151 | D-CBJ-C15-0540 | TX2-1000kVA
378043804 | TNB | DISTRIBUTION | WP PUTRAJAYA & CYBERJAYA | Existing | 11 kV | PE MV TERMINAL | RYB | VPTJ/PCE/J14222 | PE 14.22 KOMPLEKS SEK MEN (F2) | PTJ14331 PE 14.33 (F1)
378043805 | TNB | DISTRIBUTION | WP PUTRAJAYA & CYBERJAYA | Existing | 11 kV | PE MV TERMINAL | RYB | VPTJ/PCE/J14222 | PE 14.22 KOMPLEKS SEK MEN (F2) | PE14.03 PTJ14031
378043808 | TNB | DISTRIBUTION | WP PUTRAJAYA & CYBERJAYA | Existing | 11 kV | PE MV TERMINAL | RYB | VPTJ/PCE/J14222 | PE 14.22 KOMPLEKS SEK MEN (F2) | TX2-PTJ14225
378043914 | TNB | DISTRIBUTION | WP PUTRAJAYA & CYBERJAYA | Existing | 11 kV | PE MV TERMINAL | RYB | VPTJ/PCE/J14051 | PE 14.05 PERUMAHAN 14-11 (F1) | PTJ14221 PE 14.22 KOMPLEKS SEK. MEN. (F1)
378043915 | TNB | DISTRIBUTION | WP PUTRAJAYA & CYBERJAYA | Existing | 11 kV | PE MV TERMINAL | RYB | VPTJ/PCE/J14051 | PE 14.05 PERUMAHAN 14-11 (F1) | PTJ14071 PE 14.07 Perumahan 14-5B (F1)
378043918 | TNB | DISTRIBUTION | WP PUTRAJAYA & CYBERJAYA | Existing | 11 kV | PE MV TERMINAL | RYB | VPTJ/PCE/J14051 | PE 14.05 PERUMAHAN 14-11 (F1) | 1000KVA
378043937 | TNB | DISTRIBUTION | WP PUTRAJAYA & CYBERJAYA | Existing | 11 kV | PE MV TERMINAL | RYB | VPTJ/PCE/J14052 | PE 14.05 PERUMAHAN 14-11 (F2) | PTJ14033 PE 14.03 PADAT L/S
378043938 | TNB | DISTRIBUTION | WP PUTRAJAYA & CYBERJAYA | Existing | 11 kV | PE MV TERMINAL | RYB | VPTJ/PCE/J14052 | PE 14.05 PERUMAHAN 14-11 (F2) | PTJ14061 PE 14.06 PERUMAHAN 14-5A
378043941 | TNB | DISTRIBUTION | WP PUTRAJAYA & CYBERJAYA | Existing | 11 kV | PE MV TERMINAL | RYB | VPTJ/PCE/J14052 | PE 14.05 PERUMAHAN 14-11 (F2) | 1000KVA
378043968 | TNB | DISTRIBUTION | WP PUTRAJAYA & CYBERJAYA | Existing | 11 kV | PE MV TERMINAL | RYB | VPTJ/PCE/J14061 | PE 14.06 PERUMAHAN 14-5A | PTJ14074 : PE 14.07 14-5B (F2)
378043969 | TNB | DISTRIBUTION | WP PUTRAJAYA & CYBERJAYA | Existing | 11 kV | PE MV TERMINAL | RYB | VPTJ/PCE/J14061 | PE 14.06 PERUMAHAN 14-5A | PTJ14054 : PE 14.05 PADAT 14-11 (F2)
378043972 | TNB | DISTRIBUTION | WP PUTRAJAYA & CYBERJAYA | Existing | 11 kV | PE MV TERMINAL | RYB | VPTJ/PCE/J14061 | PE 14.06 PERUMAHAN 14-5A | N/A
378044105 | TNB | DISTRIBUTION | WP PUTRAJAYA & CYBERJAYA | Existing | 11 kV | PE MV TERMINAL | RYB | VPTJ/PCE/J14071 | PE 14.07 Perumahan 14-5B (F1) | N/A
378044107 | TNB | DISTRIBUTION | WP PUTRAJAYA & CYBERJAYA | Existing | 11 kV | PE MV TERMINAL | RYB | VPTJ/PCE/J14071 | PE 14.07 Perumahan 14-5B (F1) | PTJ14051 PE 14.05 PADAT PERUMAHAN 14-11 (F1)
378044148 | TNB | DISTRIBUTION | WP PUTRAJAYA & CYBERJAYA | Existing | 11 kV | PE MV TERMINAL | RYB | VPTJ/PCE/J14071 | PE 14.07 Perumahan 14-5B (F1)
378044224 | TNB | DISTRIBUTION | WP PUTRAJAYA & CYBERJAYA | Existing | 11 kV | PE MV TERMINAL | RYB | VPTJ/PCE/J14072 | PE 14.07 Perumahan 14-5B (F2) | TX2-1000kVA
378044226 | TNB | DISTRIBUTION | WP PUTRAJAYA & CYBERJAYA | Existing | 11 kV | PE MV TERMINAL | RYB | VPTJ/PCE/J14072 | PE 14.07 Perumahan 14-5B (F2) | PTJ14062 PE 14.06 PERUMAHAN 14-5A
378044267 | TNB | DISTRIBUTION | WP PUTRAJAYA & CYBERJAYA | Existing | 11 kV | PE MV TERMINAL | RYB | VPTJ/PCE/J14072 | PE 14.07 Perumahan 14-5B (F2) | PTJ14075 PE 14.07 Perumahan 14-5B (F2)
378044377 | TNB | DISTRIBUTION | WP PUTRAJAYA & CYBERJAYA | Existing | 11 kV | PE MV TERMINAL | RYB | VPTJ/PCE/J14091 | PE 14.09 PERUMAHAN 14-4 (F1) | PTJ14075 PE 14.07 Perumahan 14-5B (F2)
378044378 | TNB | DISTRIBUTION | WP PUTRAJAYA & CYBERJAYA | Existing | 11 kV | PE MV TERMINAL | RYB | VPTJ/PCE/J14091 | PE 14.09 PERUMAHAN 14-4 (F1) | PTJ14086 PE 14.08 Perumahan 14-10 (F2)
378044381 | TNB | DISTRIBUTION | WP PUTRAJAYA & CYBERJAYA | Existing | 11 kV | PE MV TERMINAL | RYB | VPTJ/PCE/J14091 | PE 14.09 PERUMAHAN 14-4 (F1) | TX-1000KVA
378044508 | TNB | DISTRIBUTION | WP PUTRAJAYA & CYBERJAYA | Existing | 11 kV | PE MV TERMINAL | RYB | VPTJ/PCE/J14081 | PE 14.08 Perumahan 14-10 (F1) | PTJ14094 PE 14.09 PADAT PERUMAHAN 14-4 TERES (F2)
378044509 | TNB | DISTRIBUTION | WP PUTRAJAYA & CYBERJAYA | Existing | 11 kV | PE MV TERMINAL | RYB | VPTJ/PCE/J14081 | PE 14.08 Perumahan 14-10 (F1) | PTJ14133 PE 14.13 P 14 B1 SEMI-D
378044512 | TNB | DISTRIBUTION | WP PUTRAJAYA & CYBERJAYA | Existing | 11 kV | PE MV TERMINAL | RYB | VPTJ/PCE/J14081 | PE 14.08 Perumahan 14-10 (F1) | TX1-1000KVA
378044531 | TNB | DISTRIBUTION | WP PUTRAJAYA & CYBERJAYA | Existing | 11 kV | PE MV TERMINAL | RYB | VPTJ/PCE/J14082 | PE 14.08 Perumahan 14-10 (F2) | PTJ14091 PE 14.09 PADAT PERUMAHAN 14-4 TERES (F1)
378044532 | TNB | DISTRIBUTION | WP PUTRAJAYA & CYBERJAYA | Existing | 11 kV | PE MV TERMINAL | RYB | VPTJ/PCE/J14082 | PE 14.08 Perumahan 14-10 (F2) | PTJ14136 PE 14.13 P 14 B1 SEMI-D (F2)
378044535 | TNB | DISTRIBUTION | WP PUTRAJAYA & CYBERJAYA | Existing | 11 kV | PE MV TERMINAL | RYB | VPTJ/PCE/J14082 | PE 14.08 Perumahan 14-10 (F2) | TX2-1000KVA
378044634 | TNB | DISTRIBUTION | WP PUTRAJAYA & CYBERJAYA | Existing | 11 kV | PE MV TERMINAL | RYB | VPTJ/PCE/J14131 | PE 14.13 ERUMAHAN 14-9 (EFI) (F1) | PTJ14081 PE 14.08 Perumahan 14-10 (F1)
378044635 | TNB | DISTRIBUTION | WP PUTRAJAYA & CYBERJAYA | Existing | 11 kV | PE MV TERMINAL | RYB | VPTJ/PCE/J14131 | PE 14.13 ERUMAHAN 14-9 (EFI) (F1) | PTJ14342 PE 14.34 (F1) (DUTA VILLA)
378044638 | TNB | DISTRIBUTION | WP PUTRAJAYA & CYBERJAYA | Existing | 11 kV | PE MV TERMINAL | RYB | VPTJ/PCE/J14131 | PE 14.13 ERUMAHAN 14-9 (EFI) (F1) | TX1-1000KVA
378044657 | TNB | DISTRIBUTION | WP PUTRAJAYA & CYBERJAYA | Existing | 11 kV | PE MV TERMINAL | RYB | VPTJ/PCE/J14132 | PE 14.13 ERUMAHAN 14-9 (EFI) (F2) | PTJ14084 PE 14.08 Perumahan 14-10 (F2)
378044658 | TNB | DISTRIBUTION | WP PUTRAJAYA & CYBERJAYA | Existing | 11 kV | PE MV TERMINAL | RYB | VPTJ/PCE/J14132 | PE 14.13 ERUMAHAN 14-9 (EFI) (F2) | PTJ14345 PE 14.34 (F2) (DUTA VILLA)
378044661 | TNB | DISTRIBUTION | WP PUTRAJAYA & CYBERJAYA | Existing | 11 kV | PE MV TERMINAL | RYB | VPTJ/PCE/J14132 | PE 14.13 ERUMAHAN 14-9 (EFI) (F2) | TX2-1000KVA
378044759 | TNB | DISTRIBUTION | WP PUTRAJAYA & CYBERJAYA | Existing | 11 kV | PE MV TERMINAL | RYB | VPTJ/PCE/J14021 | PE 14.02 PERUMAHAN 14-1 (EFI) (F1) | PTJ14341 PE 14.34 (F1) (DUTA VILLA)
378044760 | TNB | DISTRIBUTION | WP PUTRAJAYA & CYBERJAYA | Existing | 11 kV | PE MV TERMINAL | RYB | VPTJ/PCE/J14021 | PE 14.02 PERUMAHAN 14-1 (EFI) (F1) | PTJ14113 PE 14.11 P 14A 1/3 TERES (F1)
378044763 | TNB | DISTRIBUTION | WP PUTRAJAYA & CYBERJAYA | Existing | 11 kV | PE MV TERMINAL | RYB | VPTJ/PCE/J14021 | PE 14.02 PERUMAHAN 14-1 (EFI) (F1) | TX1-1000KVA
378044782 | TNB | DISTRIBUTION | WP PUTRAJAYA & CYBERJAYA | Existing | 11 kV | PE MV TERMINAL | RYB | VPTJ/PCE/J14022 | PE 14.02 PERUMAHAN 14-1 (EFI) (F2) | PTJ14344 PE 14.34 (F2) (DUTA VILLA)
378044783 | TNB | DISTRIBUTION | WP PUTRAJAYA & CYBERJAYA | Existing | 11 kV | PE MV TERMINAL | RYB | VPTJ/PCE/J14022 | PE 14.02 PERUMAHAN 14-1 (EFI) (F2) | PTJ14116 PE 14.11 P 14A 1/3 TERES (F2)
378044786 | TNB | DISTRIBUTION | WP PUTRAJAYA & CYBERJAYA | Existing | 11 kV | PE MV TERMINAL | RYB | VPTJ/PCE/J14022 | PE 14.02 PERUMAHAN 14-1 (EFI) (F2) | TX2-1000KVA
378044885 | TNB | DISTRIBUTION | WP PUTRAJAYA & CYBERJAYA | Existing | 11 kV | PE MV TERMINAL | RYB | VPTJ/PCE/J14111 | PE 14.11 PERUMAHAN 14-1 (F1) | PTJ14021 PE 14.02 P 14A 1/1 TERES (F1)
378044886 | TNB | DISTRIBUTION | WP PUTRAJAYA & CYBERJAYA | Existing | 11 kV | PE MV TERMINAL | RYB | VPTJ/PCE/J14111 | PE 14.11 PERUMAHAN 14-1 (F1) | PTJ01551 SS 1.55 PLAZA MALL PARCEL Z (F1)
378044889 | TNB | DISTRIBUTION | WP PUTRAJAYA & CYBERJAYA | Existing | 11 kV | PE MV TERMINAL | RYB | VPTJ/PCE/J14111 | PE 14.11 PERUMAHAN 14-1 (F1) | 1000KVA
378044908 | TNB | DISTRIBUTION | WP PUTRAJAYA & CYBERJAYA | Existing | 11 kV | PE MV TERMINAL | RYB | VPTJ/PCE/J14112 | PE 14.11 PERUMAHAN 14-1 (F2) | PTJ14024 PE 14.02 P 14A 1/1 TERES (F2)
378044909 | TNB | DISTRIBUTION | WP PUTRAJAYA & CYBERJAYA | Existing | 11 kV | PE MV TERMINAL | RYB | VPTJ/PCE/J14112 | PE 14.11 PERUMAHAN 14-1 (F2) | PTJ01554 SS 1.55 PLAZA MALL PARCEL Z (F2)
378044912 | TNB | DISTRIBUTION | WP PUTRAJAYA & CYBERJAYA | Existing | 11 kV | PE MV TERMINAL | RYB | VPTJ/PCE/J14112 | PE 14.11 PERUMAHAN 14-1 (F2) | 1000KVA
378045005 | TNB | DISTRIBUTION | WP PUTRAJAYA & CYBERJAYA | Existing | 11 kV | PE MV TERMINAL | RYB | VPTJ/PCE/J16031 | PE 16.03 146 UNIT RUMAH TERES | PMU ABBA 8
378045006 | TNB | DISTRIBUTION | WP PUTRAJAYA & CYBERJAYA | Existing | 11 kV | PE MV TERMINAL | RYB | VPTJ/PCE/J16031 | PE 16.03 146 UNIT RUMAH TERES | PTJ16012 SS 16.01 TELEKOM
378045009 | TNB | DISTRIBUTION | WP PUTRAJAYA & CYBERJAYA | Existing | 11 kV | PE MV TERMINAL | RYB | VPTJ/PCE/J16031 | PE 16.03 146 UNIT RUMAH TERES | 1000KVA
378045031 | TNB | DISTRIBUTION | WP PUTRAJAYA & CYBERJAYA | Existing | 11 kV | PE MV TERMINAL | RYB | VPTJ/PCE/J16011 | SS 16.01 TELEKOM | PENGGUNA HT
378045035 | TNB | DISTRIBUTION | WP PUTRAJAYA & CYBERJAYA | Existing | 11 kV | PE MV TERMINAL | RYB | VPTJ/PCE/J16011 | SS 16.01 TELEKOM | PTJ16131 PE 1.63 HOTEL PZ10 (F1)
378045050 | TNB | DISTRIBUTION | WP PUTRAJAYA & CYBERJAYA | Existing | 11 kV | PE MV TERMINAL | RYB | VPTJ/PCE/J16011 | SS 16.01 TELEKOM | PTJ16031 PE 16.03 UNIT 146 RUMAH TERES
378045110 | TNB | DISTRIBUTION | WP PUTRAJAYA & CYBERJAYA | Existing | 11 kV | PE MV TERMINAL | RYB | VPTJ/PCE/J01631 | PE 1.63 HOTEL PZ10 (F1) | 1000KVA
378045112 | TNB | DISTRIBUTION | WP PUTRAJAYA & CYBERJAYA | Existing | 11 kV | PE MV TERMINAL | RYB | VPTJ/PCE/J01631 | PE 1.63 HOTEL PZ10 (F1) | PTJ16011 SS 16.01 TELEKOM
378045153 | TNB | DISTRIBUTION | WP PUTRAJAYA & CYBERJAYA | Existing | 11 kV | PE MV TERMINAL | RYB | VPTJ/PCE/J01631 | PE 1.63 HOTEL PZ10 (F1) | PTJ01641 PE 1.64 PEJABAT PZ10
378045232 | TNB | DISTRIBUTION | WP PUTRAJAYA & CYBERJAYA | Existing | 11 kV | PE MV TERMINAL | RYB | VPTJ/PCE/J01632 | PE 1.63 HOTEL PZ10 (F2) | 1000KVA
378045234 | TNB | DISTRIBUTION | WP PUTRAJAYA & CYBERJAYA | Existing | 11 kV | PE MV TERMINAL | RYB | VPTJ/PCE/J01632 | PE 1.63 HOTEL PZ10 (F2) | PMU ABBA 7
378045275 | TNB | DISTRIBUTION | WP PUTRAJAYA & CYBERJAYA | Existing | 11 kV | PE MV TERMINAL | RYB | VPTJ/PCE/J01632 | PE 1.63 HOTEL PZ10 (F2) | PTJ01644 PE 1.64 PEJABAT PZ10 (F2)
378045366 | TNB | DISTRIBUTION | WP PUTRAJAYA & CYBERJAYA | Existing | 11 kV | PE MV TERMINAL | RYB | VPTJ/PCE/J01641 | PE 1.64 PEJ HOTEL PZ 10 (F1) | PTJ16321 PE 16.32 TEMP PPA1M P16D
378045367 | TNB | DISTRIBUTION | WP PUTRAJAYA & CYBERJAYA | Existing | 11 kV | PE MV TERMINAL | RYB | VPTJ/PCE/J01641 | PE 1.64 PEJ HOTEL PZ 10 (F1) | PTJ01632 PE 1.63 HOTEL PZ10 (F1)
378045370 | TNB | DISTRIBUTION | WP PUTRAJAYA & CYBERJAYA | Existing | 11 kV | PE MV TERMINAL | RYB | VPTJ/PCE/J01641 | PE 1.64 PEJ HOTEL PZ 10 (F1) | 1000KVA
378045392 | TNB | DISTRIBUTION | WP PUTRAJAYA & CYBERJAYA | Existing | 11 kV | PE MV TERMINAL | RYB | VPTJ/PCE/J01642 | PE 1.64 PEJ HOTEL PZ 10 (F2) | PTJ16311 PE 16.31 TEMP PPA1M PRS 16
378045393 | TNB | DISTRIBUTION | WP PUTRAJAYA & CYBERJAYA | Existing | 11 kV | PE MV TERMINAL | RYB | VPTJ/PCE/J01642 | PE 1.64 PEJ HOTEL PZ 10 (F2) | PTJ01635 SS 1.63 HOTEL PZ10 (F2)
378045396 | TNB | DISTRIBUTION | WP PUTRAJAYA & CYBERJAYA | Existing | 11 kV | PE MV TERMINAL | RYB | VPTJ/PCE/J01642 | PE 1.64 PEJ HOTEL PZ 10 (F2) | 1000KVA
378045415 | TNB | DISTRIBUTION | WP PUTRAJAYA & CYBERJAYA | Existing | 11 kV | PE MV TERMINAL | RYB | VPTJ/PCE/J16311 | PE 16.31 TEMP PPA1M PR 16 | PTJ16204 PE 16.20 (BLOCK A1) 704 APT (F2)
378045416 | TNB | DISTRIBUTION | WP PUTRAJAYA & CYBERJAYA | Existing | 11 kV | PE MV TERMINAL | RYB | VPTJ/PCE/J16311 | PE 16.31 TEMP PPA1M PR 16 | PTJ01645 PE 1.64 PEJABAT PZ10 (F2)
378045419 | TNB | DISTRIBUTION | WP PUTRAJAYA & CYBERJAYA | Existing | 11 kV | PE MV TERMINAL | RYB | VPTJ/PCE/J16311 | PE 16.31 TEMP PPA1M PR 16 | 1000KVA
378045516 | TNB | DISTRIBUTION | WP PUTRAJAYA & CYBERJAYA | Existing | 11 kV | PE MV TERMINAL | RYB | VPTJ/PCE/J16201 | PE 16.20 APT A1 (EFI) (F1) | PTJ16191 PE 16.19 (BLOCK A2) 704 APT (F1)
378045517 | TNB | DISTRIBUTION | WP PUTRAJAYA & CYBERJAYA | Existing | 11 kV | PE MV TERMINAL | RYB | VPTJ/PCE/J16201 | PE 16.20 APT A1 (EFI) (F1) | PTJ01643 PE 1.64 PEJABAT PZ10
378045520 | TNB | DISTRIBUTION | WP PUTRAJAYA & CYBERJAYA | Existing | 11 kV | PE MV TERMINAL | RYB | VPTJ/PCE/J16201 | PE 16.20 APT A1 (EFI) (F1) | 1000KVA
378045539 | TNB | DISTRIBUTION | WP PUTRAJAYA & CYBERJAYA | Existing | 11 kV | PE MV TERMINAL | RYB | VPTJ/PCE/J16202 | PE 16.20 APT A1 (EFI) (F2) | PTJ16194 PE 16.19 (BLOCK A2) 704 APT (F2)
378045540 | TNB | DISTRIBUTION | WP PUTRAJAYA & CYBERJAYA | Existing | 11 kV | PE MV TERMINAL | RYB | VPTJ/PCE/J16202 | PE 16.20 APT A1 (EFI) (F2) | PTJ16313 PE 16.31 TEMP PPA1M PRS 16
378045543 | TNB | DISTRIBUTION | WP PUTRAJAYA & CYBERJAYA | Existing | 11 kV | PE MV TERMINAL | RYB | VPTJ/PCE/J16202 | PE 16.20 APT A1 (EFI) (F2) | 1000KVA
378045654 | TNB | DISTRIBUTION | WP PUTRAJAYA & CYBERJAYA | Existing | 11 kV | PE MV TERMINAL | RYB | VPTJ/PCE/J16191 | PE 16.19 APT A2 (F1) | PTJ16181 PE 16.18 (BLOCK A3) 704 APT (F1)
378045655 | TNB | DISTRIBUTION | WP PUTRAJAYA & CYBERJAYA | Existing | 11 kV | PE MV TERMINAL | RYB | VPTJ/PCE/J16191 | PE 16.19 APT A2 (F1) | PTJ16202 PE 16.20 (BLOCK A1) 704 APT (F1)
378045658 | TNB | DISTRIBUTION | WP PUTRAJAYA & CYBERJAYA | Existing | 11 kV | PE MV TERMINAL | RYB | VPTJ/PCE/J16191 | PE 16.19 APT A2 (F1) | 1000KVA
378045680 | TNB | DISTRIBUTION | WP PUTRAJAYA & CYBERJAYA | Existing | 11 kV | PE MV TERMINAL | RYB | VPTJ/PCE/J16192 | PE 16.19 APT A2 (F2) | PTJ16184 PE 16.18 (BLOCK A3) 704 APT (F2)
378045681 | TNB | DISTRIBUTION | WP PUTRAJAYA & CYBERJAYA | Existing | 11 kV | PE MV TERMINAL | RYB | VPTJ/PCE/J16192 | PE 16.19 APT A2 (F2) | PTJ16205 PE 16.20 (BLOCK A1) 704 APT (F2)
378045684 | TNB | DISTRIBUTION | WP PUTRAJAYA & CYBERJAYA | Existing | 11 kV | PE MV TERMINAL | RYB | VPTJ/PCE/J16192 | PE 16.19 APT A2 (F2) | 1000KVA
378045783 | TNB | DISTRIBUTION | WP PUTRAJAYA & CYBERJAYA | Existing | 11 kV | PE MV TERMINAL | RYB | VPTJ/PCE/J16181 | PE 16.18 APT A3 (EFI) (F1) | PTJ16151 PE 16.15 SEK. REN. BISTARI (F1)
378045784 | TNB | DISTRIBUTION | WP PUTRAJAYA & CYBERJAYA | Existing | 11 kV | PE MV TERMINAL | RYB | VPTJ/PCE/J16181 | PE 16.18 APT A3 (EFI) (F1) | PTJ16192 PE 16.19 (BLOCK A2) 704 APT (F1)
378045787 | TNB | DISTRIBUTION | WP PUTRAJAYA & CYBERJAYA | Existing | 11 kV | PE MV TERMINAL | RYB | VPTJ/PCE/J16181 | PE 16.18 APT A3 (EFI) (F1) | 1000KVA
378045810 | TNB | DISTRIBUTION | WP PUTRAJAYA & CYBERJAYA | Existing | 11 kV | PE MV TERMINAL | RYB | VPTJ/PCE/J16182 | PE 16.18 APT A3 (EFI) (F2) | PTJ16154 PE 16.15 SEK. REN. BISTARI (F2)
378045811 | TNB | DISTRIBUTION | WP PUTRAJAYA & CYBERJAYA | Existing | 11 kV | PE MV TERMINAL | RYB | VPTJ/PCE/J16182 | PE 16.18 APT A3 (EFI) (F2) | PTJ16195 PE 16.19 (BLOCK A2) 704 APT (F2)
378045814 | TNB | DISTRIBUTION | WP PUTRAJAYA & CYBERJAYA | Existing | 11 kV | PE MV TERMINAL | RYB | VPTJ/PCE/J16182 | PE 16.18 APT A3 (EFI) (F2) | 1000KVA
378045911 | TNB | DISTRIBUTION | WP PUTRAJAYA & CYBERJAYA | Existing | 11 kV | PE MV TERMINAL | RYB | VPTJ/PCE/J16151 | PE 16.15 SEK. REN (F1) | PTJ16131 PE 16.13 SEK .MEN . BISTARI (F1)
378045912 | TNB | DISTRIBUTION | WP PUTRAJAYA & CYBERJAYA | Existing | 11 kV | PE MV TERMINAL | RYB | VPTJ/PCE/J16151 | PE 16.15 SEK. REN (F1) | PTJ16182 PE 16.18 (BLOCK A3) 704 APT (F1)
378045915 | TNB | DISTRIBUTION | WP PUTRAJAYA & CYBERJAYA | Existing | 11 kV | PE MV TERMINAL | RYB | VPTJ/PCE/J16151 | PE 16.15 SEK. REN (F1) | 1000KVA
378045938 | TNB | DISTRIBUTION | WP PUTRAJAYA & CYBERJAYA | Existing | 11 kV | PE MV TERMINAL | RYB | VPTJ/PCE/J16152 | PE 16.15 SEK. REN (F2) | PTJ16134 PE 16.13 SEK .MEN . BISTARI (F2)
378045939 | TNB | DISTRIBUTION | WP PUTRAJAYA & CYBERJAYA | Existing | 11 kV | PE MV TERMINAL | RYB | VPTJ/PCE/J16152 | PE 16.15 SEK. REN (F2) | PTJ16185 PE 16.18 (BLOCK A3) 704 APT (F2)
378045942 | TNB | DISTRIBUTION | WP PUTRAJAYA & CYBERJAYA | Existing | 11 kV | PE MV TERMINAL | RYB | VPTJ/PCE/J16152 | PE 16.15 SEK. REN (F2) | 1000KVA
378046026 | TNB | DISTRIBUTION | WP PUTRAJAYA & CYBERJAYA | Existing | 11 kV | PE MV TERMINAL | RYB | VPTJ/PCE/J16131 | PE 16.13 SEK. MEN (F1) | PTJ16152 PE 16.15 SEK. REN. BISTARI (F1)
378046028 | TNB | DISTRIBUTION | WP PUTRAJAYA & CYBERJAYA | Existing | 11 kV | PE MV TERMINAL | RYB | VPTJ/PCE/J16131 | PE 16.13 SEK. MEN (F1) | 1000KVA
378046069 | TNB | DISTRIBUTION | WP PUTRAJAYA & CYBERJAYA | Existing | 11 kV | PE MV TERMINAL | RYB | VPTJ/PCE/J16131 | PE 16.13 SEK. MEN (F1) | PTJ16171 SS 16.17 KOMPLEK KEJIRANAN (F1)
378046078 | TNB | DISTRIBUTION | WP PUTRAJAYA & CYBERJAYA | Existing | 11 kV | PE MV TERMINAL | RYB | VPTJ/PCE/J16132 | PE 16.13 SEK. MEN (F2) | 1000KVA
378046080 | TNB | DISTRIBUTION | WP PUTRAJAYA & CYBERJAYA | Existing | 11 kV | PE MV TERMINAL | RYB | VPTJ/PCE/J16132 | PE 16.13 SEK. MEN (F2) | PTJ16155 PE 16.15 SEK. REN. BISTARI (F2)
378046121 | TNB | DISTRIBUTION | WP PUTRAJAYA & CYBERJAYA | Existing | 11 kV | PE MV TERMINAL | RYB | VPTJ/PCE/J16132 | PE 16.13 SEK. MEN (F2) | PTJ16174 SS 16.17 KOMPLEK KEJIRANAN (F2)
378046202 | TNB | DISTRIBUTION | WP PUTRAJAYA & CYBERJAYA | Existing | 11 kV | PE MV TERMINAL | RYB | VPTJ/PCE/J16171 | SS 16.17 KOMPLEK KEJIRANAN (EFI) (F1) | PENGGUNA HT
378046211 | TNB | DISTRIBUTION | WP PUTRAJAYA & CYBERJAYA | Existing | 11 kV | PE MV TERMINAL | RYB | VPTJ/PCE/J16171 | SS 16.17 KOMPLEK KEJIRANAN (EFI) (F1) | PTJ16221 PE 16.22 BANGLO (F1): PTJ16221
378046222 | TNB | DISTRIBUTION | WP PUTRAJAYA & CYBERJAYA | Existing | 11 kV | PE MV TERMINAL | RYB | VPTJ/PCE/J16171 | SS 16.17 KOMPLEK KEJIRANAN (EFI) (F1) | PTJ16132 PE 16.13 SEK .MEN . BISTARI (F1)
378046228 | TNB | DISTRIBUTION | WP PUTRAJAYA & CYBERJAYA | Existing | 11 kV | PE MV TERMINAL | RYB | VPTJ/PCE/J16172 | SS 16.17 KOMPLEK KEJIRANAN (EFI) (F2) | PENGGUNA HT
378046237 | TNB | DISTRIBUTION | WP PUTRAJAYA & CYBERJAYA | Existing | 11 kV | PE MV TERMINAL | RYB | VPTJ/PCE/J16172 | SS 16.17 KOMPLEK KEJIRANAN (EFI) (F2) | PTJ16224 PE 16.22 BANGLO (F2)
378046248 | TNB | DISTRIBUTION | WP PUTRAJAYA & CYBERJAYA | Existing | 11 kV | PE MV TERMINAL | RYB | VPTJ/PCE/J16172 | SS 16.17 KOMPLEK KEJIRANAN (EFI) (F2) | PTJ16135 PE 16.13 SEK .MEN . BISTARI (F2)
378046253 | TNB | DISTRIBUTION | WP PUTRAJAYA & CYBERJAYA | Existing | 11 kV | PE MV TERMINAL | RYB | VPTJ/PCE/J16221 | PE 16.22 P16 BGW (F1) | 1000KVA
378046255 | TNB | DISTRIBUTION | WP PUTRAJAYA & CYBERJAYA | Existing | 11 kV | PE MV TERMINAL | RYB | VPTJ/PCE/J16221 | PE 16.22 P16 BGW (F1) | PTJ16172 SS 16.17 KOMPLEK KEJIRANAN (F1)
378046296 | TNB | DISTRIBUTION | WP PUTRAJAYA & CYBERJAYA | Existing | 11 kV | PE MV TERMINAL | RYB | VPTJ/PCE/J16221 | PE 16.22 P16 BGW (F1) | PTJ16162 PE 16.16 PUSAT KEJIRANAN (F1)
378046305 | TNB | DISTRIBUTION | WP PUTRAJAYA & CYBERJAYA | Existing | 11 kV | PE MV TERMINAL | RYB | VPTJ/PCE/J16222 | PE 16.22 P16 BGW (F2) | 1000KVA
378046307 | TNB | DISTRIBUTION | WP PUTRAJAYA & CYBERJAYA | Existing | 11 kV | PE MV TERMINAL | RYB | VPTJ/PCE/J16222 | PE 16.22 P16 BGW (F2) | PTJ16175 SS 16.17 KOMPLEK KEJIRANAN (F2)
378046348 | TNB | DISTRIBUTION | WP PUTRAJAYA & CYBERJAYA | Existing | 11 kV | PE MV TERMINAL | RYB | VPTJ/PCE/J16222 | PE 16.22 P16 BGW (F2) | PTJ16165 PE 16.16 PUSAT KEJIRANAN (F2)
378046498 | TNB | DISTRIBUTION | WP PUTRAJAYA & CYBERJAYA | Existing | 11 kV | PE MV TERMINAL | RYB | VPTJ/PCE/J12021 | PE 12.02 KUARTERS PEKERJA | PTJ12011 PE 12.01 PADAT S/L RF 2
378046499 | TNB | DISTRIBUTION | WP PUTRAJAYA & CYBERJAYA | Existing | 11 kV | PE MV TERMINAL | RYB | VPTJ/PCE/J12021 | PE 12.02 KUARTERS PEKERJA | PMU ABBA 10
378046502 | TNB | DISTRIBUTION | WP PUTRAJAYA & CYBERJAYA | Existing | 11 kV | PE MV TERMINAL | RYB | VPTJ/PCE/J12021 | PE 12.02 KUARTERS PEKERJA | 1000KVA
378046524 | TNB | DISTRIBUTION | WP PUTRAJAYA & CYBERJAYA | Existing | 11 kV | PE MV TERMINAL | RYB | VPTJ/PCE/J12011 | PE 12.01 RF 2 P. UTARA | PTJ15011 SS 15.01 PS 6
378046525 | TNB | DISTRIBUTION | WP PUTRAJAYA & CYBERJAYA | Existing | 11 kV | PE MV TERMINAL | RYB | VPTJ/PCE/J12011 | PE 12.01 RF 2 P. UTARA | PTJ12023 PE 12.02 KUARTERS PEKERJA (F1)
378046528 | TNB | DISTRIBUTION | WP PUTRAJAYA & CYBERJAYA | Existing | 11 kV | PE MV TERMINAL | RYB | VPTJ/PCE/J12011 | PE 12.01 RF 2 P. UTARA | 1000KVA
378046541 | TNB | DISTRIBUTION | WP PUTRAJAYA & CYBERJAYA | Existing | 11 kV | PE MV TERMINAL | RYB | VPTJ/PCE/J15011 | SS 15.01 PS6 | PENGGUNA HT
378046550 | TNB | DISTRIBUTION | WP PUTRAJAYA & CYBERJAYA | Existing | 11 kV | PE MV TERMINAL | RYB | VPTJ/PCE/J15011 | SS 15.01 PS6 | PTJ15021 PE 15.02 PADAT S/L RF 1
378046561 | TNB | DISTRIBUTION | WP PUTRAJAYA & CYBERJAYA | Existing | 11 kV | PE MV TERMINAL | RYB | VPTJ/PCE/J15011 | SS 15.01 PS6 | PTJ12012 PE 12.01 PADAT S/L RF 2
378046583 | TNB | DISTRIBUTION | WP PUTRAJAYA & CYBERJAYA | Existing | 11 kV | PE MV TERMINAL | RYB | VPTJ/PCE/J14011 | SS 14.01 WWTP | PTJ14292 PE 14.29 LOT INDUSTRI 14-8 JLN 14J (F1)
378046587 | TNB | DISTRIBUTION | WP PUTRAJAYA & CYBERJAYA | Existing | 11 kV | PE MV TERMINAL | RYB | VPTJ/PCE/J14011 | SS 14.01 WWTP | PMU ABBA 11
378046602 | TNB | DISTRIBUTION | WP PUTRAJAYA & CYBERJAYA | Existing | 11 kV | PE MV TERMINAL | RYB | VPTJ/PCE/J14011 | SS 14.01 WWTP | PENGGUNA HT
378046628 | TNB | DISTRIBUTION | WP PUTRAJAYA & CYBERJAYA | Existing | 11 kV | PE MV TERMINAL | RYB | VPTJ/PCE/J14291 | PE 14.29 GUDANG (EFI) (F1) | PTJ14372 SS 14.37 NASYRUL QURAN F1
378046629 | TNB | DISTRIBUTION | WP PUTRAJAYA & CYBERJAYA | Existing | 11 kV | PE MV TERMINAL | RYB | VPTJ/PCE/J14291 | PE 14.29 GUDANG (EFI) (F1) | PTJ14011 SS 14.01 WWTP (F1)
378046632 | TNB | DISTRIBUTION | WP PUTRAJAYA & CYBERJAYA | Existing | 11 kV | PE MV TERMINAL | RYB | VPTJ/PCE/J14291 | PE 14.29 GUDANG (EFI) (F1) | 1000KVA
378046689 | TNB | DISTRIBUTION | WP PUTRAJAYA & CYBERJAYA | Existing | 11 kV | PE MV TERMINAL | RYB | VPTJ/PCE/J14292 | PE 14.29 GUDANG (EFI) (F2) | PTJ14375 SS 14.37 NASYRUL QURAN F2
378046690 | TNB | DISTRIBUTION | WP PUTRAJAYA & CYBERJAYA | Existing | 11 kV | PE MV TERMINAL | RYB | VPTJ/PCE/J14292 | PE 14.29 GUDANG (EFI) (F2) | PMU ABBA 12
378046693 | TNB | DISTRIBUTION | WP PUTRAJAYA & CYBERJAYA | Existing | 11 kV | PE MV TERMINAL | RYB | VPTJ/PCE/J14292 | PE 14.29 GUDANG (EFI) (F2) | 1000KVA
378046896 | TNB | DISTRIBUTION | WP PUTRAJAYA & CYBERJAYA | Existing | 11 kV | PE MV TERMINAL | RYB | VPTJ/PCE/J14271 | PE 14.27 KOMP PJC SEMENTARA | 1000KVA
378046903 | TNB | DISTRIBUTION | WP PUTRAJAYA & CYBERJAYA | Existing | 11 kV | PE MV TERMINAL | RYB | VPTJ/PCE/J14271 | PE 14.27 KOMP PJC SEMENTARA | PTJ14371 SS 14.37 NASYRUL QURAN F1
378046911 | TNB | DISTRIBUTION | WP PUTRAJAYA & CYBERJAYA | Existing | 11 kV | PE MV TERMINAL | RYB | VPTJ/PCE/J14271 | PE 14.27 KOMP PJC SEMENTARA | PTJ14283 PE 14.28 PADAT SEDLEY JLN 14K
378046921 | TNB | DISTRIBUTION | WP PUTRAJAYA & CYBERJAYA | Existing | 11 kV | PE MV TERMINAL | RYB | VPTJ/PCE/J14271 | PE 14.27 KOMP PJC SEMENTARA | 1000KVA
378047083 | TNB | DISTRIBUTION | WP PUTRAJAYA & CYBERJAYA | Existing | 11 kV | PE MV TERMINAL | RYB | VPTJ/PCE/J14281 | PE 14.28 KOMPLEKS SEDLEY | PTJ14271 PE 14.27 KOMPLEKS PJH JLN 14K
378047084 | TNB | DISTRIBUTION | WP PUTRAJAYA & CYBERJAYA | Existing | 11 kV | PE MV TERMINAL | RYB | VPTJ/PCE/J14281 | PE 14.28 KOMPLEKS SEDLEY | PTJ15495 PE 15.49 NADI 15 (1) F2
378047087 | TNB | DISTRIBUTION | WP PUTRAJAYA & CYBERJAYA | Existing | 11 kV | PE MV TERMINAL | RYB | VPTJ/PCE/J14281 | PE 14.28 KOMPLEKS SEDLEY | 1000KVA
378047201 | TNB | DISTRIBUTION | WP PUTRAJAYA & CYBERJAYA | Existing | 11 kV | PE MV TERMINAL | RYB | VPTJ/PCE/J14041 | PE 14.04 PADAT L/JALAN | PTJ14374 SS 14.37 NASYRUL QURAN F2
378047202 | TNB | DISTRIBUTION | WP PUTRAJAYA & CYBERJAYA | Existing | 11 kV | PE MV TERMINAL | RYB | VPTJ/PCE/J14041 | PE 14.04 PADAT L/JALAN | PTJ15491 PE 15.49 NADI 15 (1) F1
378047205 | TNB | DISTRIBUTION | WP PUTRAJAYA & CYBERJAYA | Existing | 11 kV | PE MV TERMINAL | RYB | VPTJ/PCE/J14041 | PE 14.04 PADAT L/JALAN | 500KVA
378047306 | TNB | DISTRIBUTION | WP PUTRAJAYA & CYBERJAYA | Existing | 11 kV | PE MV TERMINAL | RYB | VPTJ/PCE/J15201 | PE 15.20 VISITOR CENTER F1 | PTJ15512 PE 15.51 NADI 15 (3) (F1)
378047307 | TNB | DISTRIBUTION | WP PUTRAJAYA & CYBERJAYA | Existing | 11 kV | PE MV TERMINAL | RYB | VPTJ/PCE/J15201 | PE 15.20 VISITOR CENTER F1 | PTJ15532 PE 15.53(1)
378047310 | TNB | DISTRIBUTION | WP PUTRAJAYA & CYBERJAYA | Existing | 11 kV | PE MV TERMINAL | RYB | VPTJ/PCE/J15201 | PE 15.20 VISITOR CENTER F1 | 1000KVA
378047517 | TNB | DISTRIBUTION | WP PUTRAJAYA & CYBERJAYA | Existing | 11 kV | PE MV TERMINAL | RYB | VPTJ/PCE/J15251 | PE 15.25 PJBT KEDUTAAN IRAQ (F1) | PTJ15212 SS 15.21 OFFICE CHANCERIES (F1)
378047518 | TNB | DISTRIBUTION | WP PUTRAJAYA & CYBERJAYA | Existing | 11 kV | PE MV TERMINAL | RYB | VPTJ/PCE/J15251 | PE 15.25 PJBT KEDUTAAN IRAQ (F1) | PTJ15531 PE 15.53(1)
378047521 | TNB | DISTRIBUTION | WP PUTRAJAYA & CYBERJAYA | Existing | 11 kV | PE MV TERMINAL | RYB | VPTJ/PCE/J15251 | PE 15.25 PJBT KEDUTAAN IRAQ (F1) | 500KVA
378047611 | TNB | DISTRIBUTION | WP PUTRAJAYA & CYBERJAYA | Existing | 11 kV | PE MV TERMINAL | RYB | VPTJ/PCE/J15252 | PE 15.25 PJBT KEDUTAAN IRAQ (F2) | PTJ15231 PE 15.23 PADAT SL
378047612 | TNB | DISTRIBUTION | WP PUTRAJAYA & CYBERJAYA | Existing | 11 kV | PE MV TERMINAL | RYB | VPTJ/PCE/J15252 | PE 15.25 PJBT KEDUTAAN IRAQ (F2) | PTJ15534 PE 15.53(2)
378047615 | TNB | DISTRIBUTION | WP PUTRAJAYA & CYBERJAYA | Existing | 11 kV | PE MV TERMINAL | RYB | VPTJ/PCE/J15252 | PE 15.25 PJBT KEDUTAAN IRAQ (F2) | 500KVA
378047707 | TNB | DISTRIBUTION | WP PUTRAJAYA & CYBERJAYA | Existing | 11 kV | PE MV TERMINAL | RYB | VPTJ/PCE/J00330 | PE 15.53 KEDUTAAN BRUNEI F1 | PTJ15253 PE 15.25 PJBT KEDUTAAN IRAQ (F1)
378047708 | TNB | DISTRIBUTION | WP PUTRAJAYA & CYBERJAYA | Existing | 11 kV | PE MV TERMINAL | RYB | VPTJ/PCE/J00330 | PE 15.53 KEDUTAAN BRUNEI F1 | PTJ15201 PE 15.20 VISITOR CHANCERIES (F1)
378047711 | TNB | DISTRIBUTION | WP PUTRAJAYA & CYBERJAYA | Existing | 11 kV | PE MV TERMINAL | RYB | VPTJ/PCE/J00330 | PE 15.53 KEDUTAAN BRUNEI F1 | TX1-1000kVA
378047801 | TNB | DISTRIBUTION | WP PUTRAJAYA & CYBERJAYA | Existing | 11 kV | PE MV TERMINAL | RYB | VPTJ/PCE/J15532 | PE 15.53 KEDUTAAN BRUNEI F2 | PTJ15256 PE 15.25 PJBT KEDUTAAN IRAQ (F2)
378047802 | TNB | DISTRIBUTION | WP PUTRAJAYA & CYBERJAYA | Existing | 11 kV | PE MV TERMINAL | RYB | VPTJ/PCE/J15532 | PE 15.53 KEDUTAAN BRUNEI F2 | PTJ15204 PE 15.20 VISITOR CHANCERIES (F2)
378047805 | TNB | DISTRIBUTION | WP PUTRAJAYA & CYBERJAYA | Existing | 11 kV | PE MV TERMINAL | RYB | VPTJ/PCE/J15532 | PE 15.53 KEDUTAAN BRUNEI F2 | TX2-1000KVA
378047897 | TNB | DISTRIBUTION | WP PUTRAJAYA & CYBERJAYA | Existing | 11 kV | PE MV TERMINAL | RYB | VPTJ/PCE/J15202 | PE 15.20 VISITOR CENTER (F2) | PTJ15515 PE 15.51 NADI 15 (3) (F2)
378047898 | TNB | DISTRIBUTION | WP PUTRAJAYA & CYBERJAYA | Existing | 11 kV | PE MV TERMINAL | RYB | VPTJ/PCE/J15202 | PE 15.20 VISITOR CENTER (F2) | PTJ15535 PE 15.53(2)
378047901 | TNB | DISTRIBUTION | WP PUTRAJAYA & CYBERJAYA | Existing | 11 kV | PE MV TERMINAL | RYB | VPTJ/PCE/J15202 | PE 15.20 VISITOR CENTER (F2) | 1000KVA
378047968 | TNB | DISTRIBUTION | WP PUTRAJAYA & CYBERJAYA | Existing | 11 kV | PE MV TERMINAL | RYB | VPTJ/PCE/J15231 | PE 15.23 PROMENADE | PTJ15216 SS 15.21 OFFICE CHANCERIES (F2)
378047969 | TNB | DISTRIBUTION | WP PUTRAJAYA & CYBERJAYA | Existing | 11 kV | PE MV TERMINAL | RYB | VPTJ/PCE/J15231 | PE 15.23 PROMENADE | PTJ15254 PE 15.25 PJBT KEDUTAAN IRAQ (F2)
378047972 | TNB | DISTRIBUTION | WP PUTRAJAYA & CYBERJAYA | Existing | 11 kV | PE MV TERMINAL | RYB | VPTJ/PCE/J15231 | PE 15.23 PROMENADE | 500KVA
378048070 | TNB | DISTRIBUTION | WP PUTRAJAYA & CYBERJAYA | Existing | 11 kV | PE MV TERMINAL | RYB | VPTJ/PCE/J11142 | PE 11.14 APT C (F2) | PTJ11155 : PE 11.15 APT BLOK D (F2)
378048071 | TNB | DISTRIBUTION | WP PUTRAJAYA & CYBERJAYA | Existing | 11 kV | PE MV TERMINAL | RYB | VPTJ/PCE/J11142 | PE 11.14 APT C (F2) | PTJ11174 : PE 11.17 ZON 7B (F2)
378048074 | TNB | DISTRIBUTION | WP PUTRAJAYA & CYBERJAYA | Existing | 11 kV | PE MV TERMINAL | RYB | VPTJ/PCE/J11142 | PE 11.14 APT C (F2) | TX1- 1000KVA
378048168 | TNB | DISTRIBUTION | WP PUTRAJAYA & CYBERJAYA | Existing | 11 kV | PE MV TERMINAL | RYB | VPTJ/PCE/J11141 | PE 11.14 APT C (F1) | PTJ11171 : PE 11.17 APT ZON 7B (F1)
378048169 | TNB | DISTRIBUTION | WP PUTRAJAYA & CYBERJAYA | Existing | 11 kV | PE MV TERMINAL | RYB | VPTJ/PCE/J11141 | PE 11.14 APT C (F1) | PTJ11152 : PE 11.15 APT BLOK D (F1)
378048172 | TNB | DISTRIBUTION | WP PUTRAJAYA & CYBERJAYA | Existing | 11 kV | PE MV TERMINAL | RYB | VPTJ/PCE/J11141 | PE 11.14 APT C (F1) | TX1 - 1000KVA
378048366 | TNB | DISTRIBUTION | WP PUTRAJAYA & CYBERJAYA | Existing | 11 kV | PE MV TERMINAL | RYB | VCBJ/PCE/J21831 | PE 21.83 PS14 ROAD D | PTJ11011 : PE 11.01 PDT S/L ROAD 3
378048367 | TNB | DISTRIBUTION | WP PUTRAJAYA & CYBERJAYA | Existing | 11 kV | PE MV TERMINAL | RYB | VCBJ/PCE/J21831 | PE 21.83 PS14 ROAD D | CBJ23102 :PE 23.10 CLOVER NO.1
378048370 | TNB | DISTRIBUTION | WP PUTRAJAYA & CYBERJAYA | Existing | 11 kV | PE MV TERMINAL | RYB | VCBJ/PCE/J21831 | PE 21.83 PS14 ROAD D | TX1- 500KVA
378048491 | TNB | DISTRIBUTION | WP PUTRAJAYA & CYBERJAYA | Existing | 11 kV | PE MV TERMINAL | RYB | VCBJ/PCE/J23101 | PE 23.10 CLOVER NO.1 | TX2- 500KVA
378048498 | TNB | DISTRIBUTION | WP PUTRAJAYA & CYBERJAYA | Existing | 11 kV | PE MV TERMINAL | RYB | VCBJ/PCE/J23101 | PE 23.10 CLOVER NO.1 | CBJ21831 : PE 21.83 PS14 ROAD D
378048506 | TNB | DISTRIBUTION | WP PUTRAJAYA & CYBERJAYA | Existing | 11 kV | PE MV TERMINAL | RYB | VCBJ/PCE/J23101 | PE 23.10 CLOVER NO.1 | N/A
378048516 | TNB | DISTRIBUTION | WP PUTRAJAYA & CYBERJAYA | Existing | 11 kV | PE MV TERMINAL | RYB | VCBJ/PCE/J23101 | PE 23.10 CLOVER NO.1 | TX1- 500KVA
378048674 | TNB | DISTRIBUTION | WP PUTRAJAYA & CYBERJAYA | Existing | 11 kV | PE MV TERMINAL | RYB | VCBJ/PCE/J23121 | PE 23.12 CLOVER NO.3 | TX2- 750KVA
378048681 | TNB | DISTRIBUTION | WP PUTRAJAYA & CYBERJAYA | Existing | 11 kV | PE MV TERMINAL | RYB | VCBJ/PCE/J23121 | PE 23.12 CLOVER NO.3 | CBJ23112 : PE 23.11 CLOVER NO.2
378048689 | TNB | DISTRIBUTION | WP PUTRAJAYA & CYBERJAYA | Existing | 11 kV | PE MV TERMINAL | RYB | VCBJ/PCE/J23121 | PE 23.12 CLOVER NO.3 | N/A
378048699 | TNB | DISTRIBUTION | WP PUTRAJAYA & CYBERJAYA | Existing | 11 kV | PE MV TERMINAL | RYB | VCBJ/PCE/J23121 | PE 23.12 CLOVER NO.3 | TX1- 750KVA
378048880 | TNB | DISTRIBUTION | WP PUTRAJAYA & CYBERJAYA | Existing | 11 kV | PE MV TERMINAL | RYB | VCBJ/PCE/J23111 | PE 23.11 CLOVER NO.2 | N/A
378048887 | TNB | DISTRIBUTION | WP PUTRAJAYA & CYBERJAYA | Existing | 11 kV | PE MV TERMINAL | RYB | VCBJ/PCE/J23111 | PE 23.11 CLOVER NO.2 | CBJ21852 : PE 21.85 MYVILLA P1 PARCEL A
378048895 | TNB | DISTRIBUTION | WP PUTRAJAYA & CYBERJAYA | Existing | 11 kV | PE MV TERMINAL | RYB | VCBJ/PCE/J23111 | PE 23.11 CLOVER NO.2 | CBJ23122 : PE 23.12 CLOVER NO.3
378048905 | TNB | DISTRIBUTION | WP PUTRAJAYA & CYBERJAYA | Existing | 11 kV | PE MV TERMINAL | RYB | VCBJ/PCE/J23111 | PE 23.11 CLOVER NO.2 | N/A
378049281 | TNB | DISTRIBUTION | WP PUTRAJAYA & CYBERJAYA | Existing | 11 kV | PE MV TERMINAL | RYB | VCBJ/PCE/J21851 | PE 21.85 MYVILLA P1 PARCEL A | TX2- 1000KVA
378049288 | TNB | DISTRIBUTION | WP PUTRAJAYA & CYBERJAYA | Existing | 11 kV | PE MV TERMINAL | RYB | VCBJ/PCE/J21851 | PE 21.85 MYVILLA P1 PARCEL A | CBJ21862 : PE 21.86 MYVILLA P1 PARCEL B
378049296 | TNB | DISTRIBUTION | WP PUTRAJAYA & CYBERJAYA | Existing | 11 kV | PE MV TERMINAL | RYB | VCBJ/PCE/J21851 | PE 21.85 MYVILLA P1 PARCEL A | CBJ23112 : PE 23.11 CLOVER NO.2
378049306 | TNB | DISTRIBUTION | WP PUTRAJAYA & CYBERJAYA | Existing | 11 kV | PE MV TERMINAL | RYB | VCBJ/PCE/J21851 | PE 21.85 MYVILLA P1 PARCEL A | TX1- 1000KVA
378049470 | TNB | DISTRIBUTION | WP PUTRAJAYA & CYBERJAYA | Existing | 11 kV | PE MV TERMINAL | RYB | VCBJ/PCE/J21861 | PE 21.86 MYVILLA P1 PARCEL B | CBJ23222 : Shop Lot Myvilla Prs 5 (PE 23.22)
378049471 | TNB | DISTRIBUTION | WP PUTRAJAYA & CYBERJAYA | Existing | 11 kV | PE MV TERMINAL | RYB | VCBJ/PCE/J21861 | PE 21.86 MYVILLA P1 PARCEL B | CBJ21851 : PE 21.85 MYVILLA P1 PARCEL A
378049474 | TNB | DISTRIBUTION | WP PUTRAJAYA & CYBERJAYA | Existing | 11 kV | PE MV TERMINAL | RYB | VCBJ/PCE/J21861 | PE 21.86 MYVILLA P1 PARCEL B | TX1- 1000KVA
378049647 | TNB | DISTRIBUTION | WP PUTRAJAYA & CYBERJAYA | Existing | 11 kV | PE MV TERMINAL | RYB | VCBJ/PCE/J00103 | PE 23.22 SHOP LOT MYVILLA PRS 5 | TX2- 500KVA
378049654 | TNB | DISTRIBUTION | WP PUTRAJAYA & CYBERJAYA | Existing | 11 kV | PE MV TERMINAL | RYB | VCBJ/PCE/J00103 | PE 23.22 SHOP LOT MYVILLA PRS 5 | CBJ21861 : PE 21.86 MYVILLA P1 PARCEL B
378049662 | TNB | DISTRIBUTION | WP PUTRAJAYA & CYBERJAYA | Existing | 11 kV | PE MV TERMINAL | RYB | VCBJ/PCE/J00103 | PE 23.22 SHOP LOT MYVILLA PRS 5 | CBJ21932 : PE 21.93 MYVILLA P3 PARCEL A
378049672 | TNB | DISTRIBUTION | WP PUTRAJAYA & CYBERJAYA | Existing | 11 kV | PE MV TERMINAL | RYB | VCBJ/PCE/J00103 | PE 23.22 SHOP LOT MYVILLA PRS 5 | TX1- 750KVA
378049824 | TNB | DISTRIBUTION | WP PUTRAJAYA & CYBERJAYA | Existing | 11 kV | PE MV TERMINAL | RYB | VCBJ/PCE/J21931 | PE 21.93 MYVILLA P3 PARCEL A | TX2- 1000KVA
378049831 | TNB | DISTRIBUTION | WP PUTRAJAYA & CYBERJAYA | Existing | 11 kV | PE MV TERMINAL | RYB | VCBJ/PCE/J21931 | PE 21.93 MYVILLA P3 PARCEL A | CBJ21942 PE 21.94 MYVILLA P3 PARCEL B
378049839 | TNB | DISTRIBUTION | WP PUTRAJAYA & CYBERJAYA | Existing | 11 kV | PE MV TERMINAL | RYB | VCBJ/PCE/J21931 | PE 21.93 MYVILLA P3 PARCEL A | CBJ23221 : Shop Lot Myvilla Prs 5 (PE 23.22)
378049849 | TNB | DISTRIBUTION | WP PUTRAJAYA & CYBERJAYA | Existing | 11 kV | PE MV TERMINAL | RYB | VCBJ/PCE/J21931 | PE 21.93 MYVILLA P3 PARCEL A | TX1- 1000KVA
378050021 | TNB | DISTRIBUTION | WP PUTRAJAYA & CYBERJAYA | Existing | 11 kV | PE MV TERMINAL | RYB | VCBJ/PCE/J21941 | PE 21.94 MYVILLA P3 PARCEL B | TX2- 1000KVA
378050028 | TNB | DISTRIBUTION | WP PUTRAJAYA & CYBERJAYA | Existing | 11 kV | PE MV TERMINAL | RYB | VCBJ/PCE/J21941 | PE 21.94 MYVILLA P3 PARCEL B | PTJ11355 : PE 11.35 P11K/3 (F2)
378050036 | TNB | DISTRIBUTION | WP PUTRAJAYA & CYBERJAYA | Existing | 11 kV | PE MV TERMINAL | RYB | VCBJ/PCE/J21941 | PE 21.94 MYVILLA P3 PARCEL B | CBJ21931 PE 21.93 MYVILLA P3 PARCEL A
378050046 | TNB | DISTRIBUTION | WP PUTRAJAYA & CYBERJAYA | Existing | 11 kV | PE MV TERMINAL | RYB | VCBJ/PCE/J21941 | PE 21.94 MYVILLA P3 PARCEL B | TX1-1000KVA
378050372 | TNB | DISTRIBUTION | WP PUTRAJAYA & CYBERJAYA | Existing | 11 kV | PE MV TERMINAL | RYB | VPTJ/PCE/J07121 | SS 7.12 NATIONAL CANCER INSTITUT F1 | PPU PTJ2: VCB 9
378050376 | TNB | DISTRIBUTION | WP PUTRAJAYA & CYBERJAYA | Existing | 11 kV | PE MV TERMINAL | RYB | VPTJ/PCE/J07121 | SS 7.12 NATIONAL CANCER INSTITUT F1 | PENGGUNA HT
378050392 | TNB | DISTRIBUTION | WP PUTRAJAYA & CYBERJAYA | Existing | 11 kV | PE MV TERMINAL | RYB | VPTJ/PCE/J07121 | SS 7.12 NATIONAL CANCER INSTITUT F1 | PPU PTJ5 CB1
378050413 | TNB | DISTRIBUTION | WP PUTRAJAYA & CYBERJAYA | Existing | 11 kV | PE MV TERMINAL | RYB | VPTJ/PCE/J07122 | SS 7.12 NATIONAL CANCER INSTITUT F2 | PPU PTJ2: VCB 10
378050417 | TNB | DISTRIBUTION | WP PUTRAJAYA & CYBERJAYA | Existing | 11 kV | PE MV TERMINAL | RYB | VPTJ/PCE/J07122 | SS 7.12 NATIONAL CANCER INSTITUT F2 | PENGGUNA HT
378050433 | TNB | DISTRIBUTION | WP PUTRAJAYA & CYBERJAYA | Existing | 11 kV | PE MV TERMINAL | RYB | VPTJ/PCE/J07122 | SS 7.12 NATIONAL CANCER INSTITUT F2 | PPU PTJ5 CB2
378050454 | TNB | DISTRIBUTION | WP PUTRAJAYA & CYBERJAYA | Existing | 11 kV | PE MV TERMINAL | RYB | VPTJ/PCE/J07042 | SS 7.04 HOSPITAL (F2) | PTJ07025 : PE 7.02 IBU PEJABAT POLIS (F2)
378050458 | TNB | DISTRIBUTION | WP PUTRAJAYA & CYBERJAYA | Existing | 11 kV | PE MV TERMINAL | RYB | VPTJ/PCE/J07042 | SS 7.04 HOSPITAL (F2) | PPU PTJ5 CB7
378050473 | TNB | DISTRIBUTION | WP PUTRAJAYA & CYBERJAYA | Existing | 11 kV | PE MV TERMINAL | RYB | VPTJ/PCE/J07042 | SS 7.04 HOSPITAL (F2) | PENGGUNA HT
378050495 | TNB | DISTRIBUTION | WP PUTRAJAYA & CYBERJAYA | Existing | 11 kV | PE MV TERMINAL | RYB | VPTJ/PCE/J07041 | SS 7.04 HOSPITAL (F1) | PPU PTJ5 CB8
378050499 | TNB | DISTRIBUTION | WP PUTRAJAYA & CYBERJAYA | Existing | 11 kV | PE MV TERMINAL | RYB | VPTJ/PCE/J07041 | SS 7.04 HOSPITAL (F1) | PENGGUNA HT
378050515 | TNB | DISTRIBUTION | WP PUTRAJAYA & CYBERJAYA | Existing | 11 kV | PE MV TERMINAL | RYB | VPTJ/PCE/J07041 | SS 7.04 HOSPITAL (F1) | PTJ07022 : PE 7.02 IBU PEJABAT POLIS (F1)
378050634 | TNB | DISTRIBUTION | WP PUTRAJAYA & CYBERJAYA | Existing | 11 kV | PE MV TERMINAL | RYB | VPTJ/PCE/J07021 | PE 7.02 POLIS PUTRAJAYA (F1) | PTJ07041: SS 7.04 HOSPITAL PUTRAJAYA (F1)
378050635 | TNB | DISTRIBUTION | WP PUTRAJAYA & CYBERJAYA | Existing | 11 kV | PE MV TERMINAL | RYB | VPTJ/PCE/J07021 | PE 7.02 POLIS PUTRAJAYA (F1) | PTJ07012 : PE 7.01 IBU PEJABAT BOMBA (F1)
378050638 | TNB | DISTRIBUTION | WP PUTRAJAYA & CYBERJAYA | Existing | 11 kV | PE MV TERMINAL | RYB | VPTJ/PCE/J07021 | PE 7.02 POLIS PUTRAJAYA (F1) | TX1- 1000KVA
378050733 | TNB | DISTRIBUTION | WP PUTRAJAYA & CYBERJAYA | Existing | 11 kV | PE MV TERMINAL | RYB | VPTJ/PCE/J07022 | PE 7.02 POLIS PUTRAJAYA (F2) | PTJ07044 : SS 7.04 HOSPITAL PUTRAJAYA (F2)
378050734 | TNB | DISTRIBUTION | WP PUTRAJAYA & CYBERJAYA | Existing | 11 kV | PE MV TERMINAL | RYB | VPTJ/PCE/J07022 | PE 7.02 POLIS PUTRAJAYA (F2) | PTJ07016 : PE 7.01 IBU PEJABAT BOMBA (F2)
378050737 | TNB | DISTRIBUTION | WP PUTRAJAYA & CYBERJAYA | Existing | 11 kV | PE MV TERMINAL | RYB | VPTJ/PCE/J07022 | PE 7.02 POLIS PUTRAJAYA (F2) | TX2- 1000KVA
378050836 | TNB | DISTRIBUTION | WP PUTRAJAYA & CYBERJAYA | Existing | 11 kV | PE MV TERMINAL | RYB | VPTJ/PCE/J07011 | PE 7.01 BOMBA PUTRAJAYA (F1) | PTJ07021 : PE 7.02 IBU PEJABAT POLIS (F1)
378050837 | TNB | DISTRIBUTION | WP PUTRAJAYA & CYBERJAYA | Existing | 11 kV | PE MV TERMINAL | RYB | VPTJ/PCE/J07011 | PE 7.01 BOMBA PUTRAJAYA (F1) | PTJ07083 : PE 7.08 TERMINAL PARK & RIDE (F1)
378050840 | TNB | DISTRIBUTION | WP PUTRAJAYA & CYBERJAYA | Existing | 11 kV | PE MV TERMINAL | RYB | VPTJ/PCE/J07011 | PE 7.01 BOMBA PUTRAJAYA (F1) | TX1- 1000KVA
378050930 | TNB | DISTRIBUTION | WP PUTRAJAYA & CYBERJAYA | Existing | 11 kV | PE MV TERMINAL | RYB | VPTJ/PCE/J07012 | PE 7.01 IBU PEJABAT BOMBA (F2) | PTJ07024 : PE 7.02 IBU PEJABAT POLIS (F2)
378050931 | TNB | DISTRIBUTION | WP PUTRAJAYA & CYBERJAYA | Existing | 11 kV | PE MV TERMINAL | RYB | VPTJ/PCE/J07012 | PE 7.01 IBU PEJABAT BOMBA (F2) | PTJ07086 : PE 7.08 TERMINAL PARK & RIDE (F2)
378050934 | TNB | DISTRIBUTION | WP PUTRAJAYA & CYBERJAYA | Existing | 11 kV | PE MV TERMINAL | RYB | VPTJ/PCE/J07012 | PE 7.01 IBU PEJABAT BOMBA (F2) | TX2- 1000KVA
378051051 | TNB | DISTRIBUTION | WP PUTRAJAYA & CYBERJAYA | Existing | 11 kV | PE MV TERMINAL | RYB | VPTJ/PCE/J07081 | PE 7.08 PARK & RIDE (F1) | PTJ07151 PE 7.15 ELECTRIC SQC 2
378051052 | TNB | DISTRIBUTION | WP PUTRAJAYA & CYBERJAYA | Existing | 11 kV | PE MV TERMINAL | RYB | VPTJ/PCE/J07081 | PE 7.08 PARK & RIDE (F1) | PTJ07011 : PE 7.01 IBU PEJABAT BOMBA (F1)
378051055 | TNB | DISTRIBUTION | WP PUTRAJAYA & CYBERJAYA | Existing | 11 kV | PE MV TERMINAL | RYB | VPTJ/PCE/J07081 | PE 7.08 PARK & RIDE (F1) | TX1- 1000KVA
378051148 | TNB | DISTRIBUTION | WP PUTRAJAYA & CYBERJAYA | Existing | 11 kV | PE MV TERMINAL | RYB | VPTJ/PCE/J07082 | PE 7.08 PARK & RIDE (F2) | PTJ07141 PE 7.14 ELECTRIC SQC 1
378051149 | TNB | DISTRIBUTION | WP PUTRAJAYA & CYBERJAYA | Existing | 11 kV | PE MV TERMINAL | RYB | VPTJ/PCE/J07082 | PE 7.08 PARK & RIDE (F2) | PTJ07015 : PE 7.01 IBU PEJABAT BOMBA (F2)
378051152 | TNB | DISTRIBUTION | WP PUTRAJAYA & CYBERJAYA | Existing | 11 kV | PE MV TERMINAL | RYB | VPTJ/PCE/J07082 | PE 7.08 PARK & RIDE (F2) | TX2- 1000KVA
378051248 | TNB | DISTRIBUTION | WP PUTRAJAYA & CYBERJAYA | Existing | 11 kV | PE MV TERMINAL | RYB | VPTJ/PCE/J07062 | PE 7.06 TPB (WTT) (F2) | PTJ07074 [OFF] : PE 7.07 PLF (F2)
378051249 | TNB | DISTRIBUTION | WP PUTRAJAYA & CYBERJAYA | Existing | 11 kV | PE MV TERMINAL | RYB | VPTJ/PCE/J07062 | PE 7.06 TPB (WTT) (F2) | PTJ07143 PE 7.14 ELECTRIC SQC 1
378051252 | TNB | DISTRIBUTION | WP PUTRAJAYA & CYBERJAYA | Existing | 11 kV | PE MV TERMINAL | RYB | VPTJ/PCE/J07062 | PE 7.06 TPB (WTT) (F2) | TX2- 1000KVA
378051279 | TNB | DISTRIBUTION | WP PUTRAJAYA & CYBERJAYA | Existing | 11 kV | PE MV TERMINAL | RYB | VPTJ/PCE/J07061 | PE 7.06 TPB (WTT) (F1) | PTJ07053 : PE 7.05 PADAT R2C
378051280 | TNB | DISTRIBUTION | WP PUTRAJAYA & CYBERJAYA | Existing | 11 kV | PE MV TERMINAL | RYB | VPTJ/PCE/J07061 | PE 7.06 TPB (WTT) (F1) | PTJ07081 : PE 7.08 TERMINAL PARK & RIDE (F1)
378051283 | TNB | DISTRIBUTION | WP PUTRAJAYA & CYBERJAYA | Existing | 11 kV | PE MV TERMINAL | RYB | VPTJ/PCE/J07061 | PE 7.06 TPB (WTT) (F1) | TX1- 1000KVA
378051484 | TNB | DISTRIBUTION | WP PUTRAJAYA & CYBERJAYA | Existing | 11 kV | PE MV TERMINAL | RYB | VPTJ/PCE/J07051 | PE 7.05 L SENTOSA (R2C) | PTJ07062 : PE 7.06 TERMINAL P/BARAT (F1)
378051485 | TNB | DISTRIBUTION | WP PUTRAJAYA & CYBERJAYA | Existing | 11 kV | PE MV TERMINAL | RYB | VPTJ/PCE/J07051 | PE 7.05 L SENTOSA (R2C) | PTJ07072 [OFF] : PE 7.07 PLF (F1)
378051488 | TNB | DISTRIBUTION | WP PUTRAJAYA & CYBERJAYA | Existing | 11 kV | PE MV TERMINAL | RYB | VPTJ/PCE/J07051 | PE 7.05 L SENTOSA (R2C) | TX1- 1000KVA
378051579 | TNB | DISTRIBUTION | WP PUTRAJAYA & CYBERJAYA | Existing | 11 kV | PE MV TERMINAL | RYB | VPTJ/PCE/J07071 | PE 7.07 PLF (F1) | PTJ07051 : PE 7.05 PADAT R2C
378051580 | TNB | DISTRIBUTION | WP PUTRAJAYA & CYBERJAYA | Existing | 11 kV | PE MV TERMINAL | RYB | VPTJ/PCE/J07071 | PE 7.07 PLF (F1) | PTJ08241 : PE 8.24 PDT SRI SAUJANA
378051583 | TNB | DISTRIBUTION | WP PUTRAJAYA & CYBERJAYA | Existing | 11 kV | PE MV TERMINAL | RYB | VPTJ/PCE/J07071 | PE 7.07 PLF (F1) | TX1- 1000KVA
378051675 | TNB | DISTRIBUTION | WP PUTRAJAYA & CYBERJAYA | Existing | 11 kV | PE MV TERMINAL | RYB | VPTJ/PCE/J07072 | PE 7.07 PLF (F2) | PTJ07065 : PE 7.06 TERMINAL P/BARAT (F2)
378051676 | TNB | DISTRIBUTION | WP PUTRAJAYA & CYBERJAYA | Existing | 11 kV | PE MV TERMINAL | RYB | VPTJ/PCE/J07072 | PE 7.07 PLF (F2) | PTJ07032 : PE 7.03 PS3 LOJI
378051679 | TNB | DISTRIBUTION | WP PUTRAJAYA & CYBERJAYA | Existing | 11 kV | PE MV TERMINAL | RYB | VPTJ/PCE/J07072 | PE 7.07 PLF (F2) | TX2- 1000KVA
378051782 | TNB | DISTRIBUTION | WP PUTRAJAYA & CYBERJAYA | Existing | 11 kV | PE MV TERMINAL | RYB | VPTJ/PCE/J08121 | PE 8.12 INSIDE PPU 5 (F1) | PPU PTJ5 CB10
378051783 | TNB | DISTRIBUTION | WP PUTRAJAYA & CYBERJAYA | Existing | 11 kV | PE MV TERMINAL | RYB | VPTJ/PCE/J08121 | PE 8.12 INSIDE PPU 5 (F1) | PTJ08162 : PE 8.16 PADAT ROAD 2B
378051786 | TNB | DISTRIBUTION | WP PUTRAJAYA & CYBERJAYA | Existing | 11 kV | PE MV TERMINAL | RYB | VPTJ/PCE/J08121 | PE 8.12 INSIDE PPU 5 (F1) | TX1- 1000KVA
378051876 | TNB | DISTRIBUTION | WP PUTRAJAYA & CYBERJAYA | Existing | 11 kV | PE MV TERMINAL | RYB | VPTJ/PCE/J08122 | PE 8.12 INSIDE PPU 5 (F2) | PPU PTJ5 CB9
378051877 | TNB | DISTRIBUTION | WP PUTRAJAYA & CYBERJAYA | Existing | 11 kV | PE MV TERMINAL | RYB | VPTJ/PCE/J08122 | PE 8.12 INSIDE PPU 5 (F2) | PTJ08305 : PE 8.30 SHOP LOT C1 & C2 (F2)
378051880 | TNB | DISTRIBUTION | WP PUTRAJAYA & CYBERJAYA | Existing | 11 kV | PE MV TERMINAL | RYB | VPTJ/PCE/J08122 | PE 8.12 INSIDE PPU 5 (F2) | TX2- 1000KVA
378051981 | TNB | DISTRIBUTION | WP PUTRAJAYA & CYBERJAYA | Existing | 11 kV | PE MV TERMINAL | RYB | VPTJ/PCE/J08161 | PE 8.16 RD 2B L. SENTOSA | PTJ08302 : PE 8.30 SHOP LOT C1 & C2
378051982 | TNB | DISTRIBUTION | WP PUTRAJAYA & CYBERJAYA | Existing | 11 kV | PE MV TERMINAL | RYB | VPTJ/PCE/J08161 | PE 8.16 RD 2B L. SENTOSA | PTJ08122 : PE 8.12 INSIDE PPU 5 PJ (F1)
378051985 | TNB | DISTRIBUTION | WP PUTRAJAYA & CYBERJAYA | Existing | 11 kV | PE MV TERMINAL | RYB | VPTJ/PCE/J08161 | PE 8.16 RD 2B L. SENTOSA | TX1- 1000KVA
378052074 | TNB | DISTRIBUTION | WP PUTRAJAYA & CYBERJAYA | Existing | 11 kV | PE MV TERMINAL | RYB | VPTJ/PCE/J08301 | PE 8.30 8C1 (F1) | PTJ08161 : PE 8.16 PADAT ROAD 2B
378052075 | TNB | DISTRIBUTION | WP PUTRAJAYA & CYBERJAYA | Existing | 11 kV | PE MV TERMINAL | RYB | VPTJ/PCE/J08301 | PE 8.30 8C1 (F1) | PTJ08402 : PE 8.40 (8R4 BLOK C) (F1)
378052078 | TNB | DISTRIBUTION | WP PUTRAJAYA & CYBERJAYA | Existing | 11 kV | PE MV TERMINAL | RYB | VPTJ/PCE/J08301 | PE 8.30 8C1 (F1) | TX1- 1000KVA
378052102 | TNB | DISTRIBUTION | WP PUTRAJAYA & CYBERJAYA | Existing | 11 kV | PE MV TERMINAL | RYB | VPTJ/PCE/J08302 | PE 8.30 8C1 (F2) | PTJ08125 : PE 8.12 INSIDE PPU 5 PJ (F2)
378052103 | TNB | DISTRIBUTION | WP PUTRAJAYA & CYBERJAYA | Existing | 11 kV | PE MV TERMINAL | RYB | VPTJ/PCE/J08302 | PE 8.30 8C1 (F2) | PTJ08406 : PE 8.40 (8R4 BLOK C) (F2)
378052106 | TNB | DISTRIBUTION | WP PUTRAJAYA & CYBERJAYA | Existing | 11 kV | PE MV TERMINAL | RYB | VPTJ/PCE/J08302 | PE 8.30 8C1 (F2) | TX2- 1000KVA
378052136 | TNB | DISTRIBUTION | WP PUTRAJAYA & CYBERJAYA | Existing | 11 kV | PE MV TERMINAL | RYB | VPTJ/PCE/J08311 | PE 8.31 8C3 F1 | PTJ84141 : PE 8.41 (8R4 BLOK D) (F1)
378052137 | TNB | DISTRIBUTION | WP PUTRAJAYA & CYBERJAYA | Existing | 11 kV | PE MV TERMINAL | RYB | VPTJ/PCE/J08311 | PE 8.31 8C3 F1 | PTJ08372 : PE 8.37 F1 D-PTJ-C16-0861
378052140 | TNB | DISTRIBUTION | WP PUTRAJAYA & CYBERJAYA | Existing | 11 kV | PE MV TERMINAL | RYB | VPTJ/PCE/J08311 | PE 8.31 8C3 F1 | TX1- 1000KVA
378052230 | TNB | DISTRIBUTION | WP PUTRAJAYA & CYBERJAYA | Existing | 11 kV | PE MV TERMINAL | RYB | VPTJ/PCE/J08312 | PE 8.31 8C3 F2 | PTJ08414 : PE 8.41 (8R4 BLOK D) (F2)
378052231 | TNB | DISTRIBUTION | WP PUTRAJAYA & CYBERJAYA | Existing | 11 kV | PE MV TERMINAL | RYB | VPTJ/PCE/J08312 | PE 8.31 8C3 F2 | PTJ08375 PE 8.37 8R7 (F2)
378052234 | TNB | DISTRIBUTION | WP PUTRAJAYA & CYBERJAYA | Existing | 11 kV | PE MV TERMINAL | RYB | VPTJ/PCE/J08312 | PE 8.31 8C3 F2 | TX2- 1000KVA
378052363 | TNB | DISTRIBUTION | WP PUTRAJAYA & CYBERJAYA | Existing | 11 kV | PE MV TERMINAL | RYB | VCBJ/PCE/J22541 | PE 22.54 PRIMA 8 F1 | CBJ22533 PE 22.53 PRIMA 7 SPAN (F1)
378052364 | TNB | DISTRIBUTION | WP PUTRAJAYA & CYBERJAYA | Existing | 11 kV | PE MV TERMINAL | RYB | VCBJ/PCE/J22541 | PE 22.54 PRIMA 8 F1 | PMU CYBERJAYA NORTH CB 3
378052367 | TNB | DISTRIBUTION | WP PUTRAJAYA & CYBERJAYA | Existing | 11 kV | PE MV TERMINAL | RYB | VCBJ/PCE/J22541 | PE 22.54 PRIMA 8 F1 | TX1-1000KVA
378052386 | TNB | DISTRIBUTION | WP PUTRAJAYA & CYBERJAYA | Existing | 11 kV | PE MV TERMINAL | RYB | VCBJ/PCE/J22542 | PE 22.54 PRIMA 8 F2 | PMU CYBERJAYA NORTH CB 3
378052387 | TNB | DISTRIBUTION | WP PUTRAJAYA & CYBERJAYA | Existing | 11 kV | PE MV TERMINAL | RYB | VCBJ/PCE/J22542 | PE 22.54 PRIMA 8 F2 | CBJ22536 PE 22.53 PRIMA 7 SPAN (F2)
378052390 | TNB | DISTRIBUTION | WP PUTRAJAYA & CYBERJAYA | Existing | 11 kV | PE MV TERMINAL | RYB | VCBJ/PCE/J22542 | PE 22.54 PRIMA 8 F2 | TX2-1000KVA
378052480 | TNB | DISTRIBUTION | WP PUTRAJAYA & CYBERJAYA | Existing | 11 kV | PE MV TERMINAL | RYB | VCBJ/PCE/J22531 | PE 22.53 PRIMA 7 SPAN F1 | CBJ22541 PE 22.54 PRIMA 8 (F1)
378052481 | TNB | DISTRIBUTION | WP PUTRAJAYA & CYBERJAYA | Existing | 11 kV | PE MV TERMINAL | RYB | VCBJ/PCE/J22531 | PE 22.53 PRIMA 7 SPAN F1 | CBJ22503 PE 22.50 LOT PT 12092 (F1)
378052484 | TNB | DISTRIBUTION | WP PUTRAJAYA & CYBERJAYA | Existing | 11 kV | PE MV TERMINAL | RYB | VCBJ/PCE/J22531 | PE 22.53 PRIMA 7 SPAN F1 | TX1-1000KVA
378052503 | TNB | DISTRIBUTION | WP PUTRAJAYA & CYBERJAYA | Existing | 11 kV | PE MV TERMINAL | RYB | VCBJ/PCE/J22532 | PE 22.53 PRIMA 7 SPAN F2 | CBJ22544 PE 22.54 PRIMA 8 (F2)
378052504 | TNB | DISTRIBUTION | WP PUTRAJAYA & CYBERJAYA | Existing | 11 kV | PE MV TERMINAL | RYB | VCBJ/PCE/J22532 | PE 22.53 PRIMA 7 SPAN F2 | CBJ22506 PE 22.50 LOT PT 12092 (F2)
378052507 | TNB | DISTRIBUTION | WP PUTRAJAYA & CYBERJAYA | Existing | 11 kV | PE MV TERMINAL | RYB | VCBJ/PCE/J22532 | PE 22.53 PRIMA 7 SPAN F2 | TX2-1000KVA
378052597 | TNB | DISTRIBUTION | WP PUTRAJAYA & CYBERJAYA | Existing | 11 kV | PE MV TERMINAL | RYB | VCBJ/PCE/J22501 | PE 22.50 LOT PT 12092 F1 | CBJ22582 SS 22.58 BANK NEGARA (F1)
378052598 | TNB | DISTRIBUTION | WP PUTRAJAYA & CYBERJAYA | Existing | 11 kV | PE MV TERMINAL | RYB | VCBJ/PCE/J22501 | PE 22.50 LOT PT 12092 F1 | CBJ22531 PE 22.53 PRIMA 7 SPAN (F1)
378052601 | TNB | DISTRIBUTION | WP PUTRAJAYA & CYBERJAYA | Existing | 11 kV | PE MV TERMINAL | RYB | VCBJ/PCE/J22501 | PE 22.50 LOT PT 12092 F1 | TX1-1000KVA
378052620 | TNB | DISTRIBUTION | WP PUTRAJAYA & CYBERJAYA | Existing | 11 kV | PE MV TERMINAL | RYB | VCBJ/PCE/J22502 | PE 22.50 LOT PT 12092 F2 | CBJ22595 SS 22.59 BANK NEGARA (F1)
378052621 | TNB | DISTRIBUTION | WP PUTRAJAYA & CYBERJAYA | Existing | 11 kV | PE MV TERMINAL | RYB | VCBJ/PCE/J22502 | PE 22.50 LOT PT 12092 F2 | CBJ22534 PE 22.53 PRIMA 7 SPAN (F2)
378052624 | TNB | DISTRIBUTION | WP PUTRAJAYA & CYBERJAYA | Existing | 11 kV | PE MV TERMINAL | RYB | VCBJ/PCE/J22502 | PE 22.50 LOT PT 12092 F2 | TX2-1000KVA
378052713 | TNB | DISTRIBUTION | WP PUTRAJAYA & CYBERJAYA | Existing | 11 kV | PE MV TERMINAL | RYB | VCBJ/PCE/J22581 | SS 22.58 BANK NEGARA F1 | CBJ22501 PE 22.50 LOT PT 12092 (F1)
378052717 | TNB | DISTRIBUTION | WP PUTRAJAYA & CYBERJAYA | Existing | 11 kV | PE MV TERMINAL | RYB | VCBJ/PCE/J22581 | SS 22.58 BANK NEGARA F1 | PENGGUNA HT
378052733 | TNB | DISTRIBUTION | WP PUTRAJAYA & CYBERJAYA | Existing | 11 kV | PE MV TERMINAL | RYB | VCBJ/PCE/J22581 | SS 22.58 BANK NEGARA F1 | CBJ22992 SS 22.99 PEJ PUSAT MAKLUMAT (F1)
378052754 | TNB | DISTRIBUTION | WP PUTRAJAYA & CYBERJAYA | Existing | 11 kV | PE MV TERMINAL | RYB | VCBJ/PCE/J22591 | SS 22.59 BANK NEGARA F1 | CBJ22995 SS 22.99 PEJ PUSAT MAKLUMAT (F2)
378052758 | TNB | DISTRIBUTION | WP PUTRAJAYA & CYBERJAYA | Existing | 11 kV | PE MV TERMINAL | RYB | VCBJ/PCE/J22591 | SS 22.59 BANK NEGARA F1 | CBJ22504 PE 22.50 LOT PT 12092 (F2)
378052774 | TNB | DISTRIBUTION | WP PUTRAJAYA & CYBERJAYA | Existing | 11 kV | PE MV TERMINAL | RYB | VCBJ/PCE/J22591 | SS 22.59 BANK NEGARA F1 | PENGGUNA F2
378052786 | TNB | DISTRIBUTION | WP PUTRAJAYA & CYBERJAYA | Existing | 11 kV | PE MV TERMINAL | RYB | VCBJ/PCE/J22991 | SS 22.99 PEJ PUSAT MAKLUMAT F1 | PENGGUNA F1
378052795 | TNB | DISTRIBUTION | WP PUTRAJAYA & CYBERJAYA | Existing | 11 kV | PE MV TERMINAL | RYB | VCBJ/PCE/J22991 | SS 22.99 PEJ PUSAT MAKLUMAT F1 | CBJ22913 PE 22.91 SOHO (F1)
378052806 | TNB | DISTRIBUTION | WP PUTRAJAYA & CYBERJAYA | Existing | 11 kV | PE MV TERMINAL | RYB | VCBJ/PCE/J22991 | SS 22.99 PEJ PUSAT MAKLUMAT F1 | CBJ22581 SS 22.58 BANK NEGARA (F1)
378052812 | TNB | DISTRIBUTION | WP PUTRAJAYA & CYBERJAYA | Existing | 11 kV | PE MV TERMINAL | RYB | VCBJ/PCE/J22992 | SS 22.99 PEJ PUSAT MAKLUMAT F2 | PENGGUNA F2
378052821 | TNB | DISTRIBUTION | WP PUTRAJAYA & CYBERJAYA | Existing | 11 kV | PE MV TERMINAL | RYB | VCBJ/PCE/J22992 | SS 22.99 PEJ PUSAT MAKLUMAT F2 | CBJ22916 PE 22.91 SOHO (F2)
378052832 | TNB | DISTRIBUTION | WP PUTRAJAYA & CYBERJAYA | Existing | 11 kV | PE MV TERMINAL | RYB | VCBJ/PCE/J22992 | SS 22.99 PEJ PUSAT MAKLUMAT F2 | CBJ22594 SS 22.59 BANK NEGARA (F1)
378052854 | TNB | DISTRIBUTION | WP PUTRAJAYA & CYBERJAYA | Existing | 11 kV | PE MV TERMINAL | RYB | VCBJ/PCE/J22911 | PE 22.91 SOHO F1 | CBJ22202 SS 22.20 FUJITSU HQ ( FSBM )
378052855 | TNB | DISTRIBUTION | WP PUTRAJAYA & CYBERJAYA | Existing | 11 kV | PE MV TERMINAL | RYB | VCBJ/PCE/J22911 | PE 22.91 SOHO F1 | CBJ22991 SS 22.99 PEJ PUSAT MAKLUMAT (F1)
378052858 | TNB | DISTRIBUTION | WP PUTRAJAYA & CYBERJAYA | Existing | 11 kV | PE MV TERMINAL | RYB | VCBJ/PCE/J22911 | PE 22.91 SOHO F1 | TX1-1000KVA
378052877 | TNB | DISTRIBUTION | WP PUTRAJAYA & CYBERJAYA | Existing | 11 kV | PE MV TERMINAL | RYB | VCBJ/PCE/J22912 | PE 22.91 SOHO F2 | CBJ22205 SS 22.20 FUJITSU HQ ( FSBM ) (F2)
378052878 | TNB | DISTRIBUTION | WP PUTRAJAYA & CYBERJAYA | Existing | 11 kV | PE MV TERMINAL | RYB | VCBJ/PCE/J22912 | PE 22.91 SOHO F2 | CBJ22994 SS 22.99 PEJ PUSAT MAKLUMAT (F2)
378052881 | TNB | DISTRIBUTION | WP PUTRAJAYA & CYBERJAYA | Existing | 11 kV | PE MV TERMINAL | RYB | VCBJ/PCE/J22912 | PE 22.91 SOHO F2 | TX2-1000KVA
378052912 | TNB | DISTRIBUTION | WP PUTRAJAYA & CYBERJAYA | Existing | 11 kV | PE MV TERMINAL | RYB | VCBJ/PCE/J22202 | SS 22.20 FSBM (AXIS EUREKA) F2 | CBJ22664 PE 22.66 PRIMA 9 (F2)
378052916 | TNB | DISTRIBUTION | WP PUTRAJAYA & CYBERJAYA | Existing | 11 kV | PE MV TERMINAL | RYB | VCBJ/PCE/J22202 | SS 22.20 FSBM (AXIS EUREKA) F2 | CBJ22914 PE 22.91 SOHO (F2)
378052931 | TNB | DISTRIBUTION | WP PUTRAJAYA & CYBERJAYA | Existing | 11 kV | PE MV TERMINAL | RYB | VCBJ/PCE/J22202 | SS 22.20 FSBM (AXIS EUREKA) F2 | PENGGUNA F2
378052953 | TNB | DISTRIBUTION | WP PUTRAJAYA & CYBERJAYA | Existing | 11 kV | PE MV TERMINAL | RYB | VCBJ/PCE/J22201 | SS 22.20 FSBM (AXIS EUREKA) F1 | CBJ22911 PE 22.91 SOHO (F1)
378052957 | TNB | DISTRIBUTION | WP PUTRAJAYA & CYBERJAYA | Existing | 11 kV | PE MV TERMINAL | RYB | VCBJ/PCE/J22201 | SS 22.20 FSBM (AXIS EUREKA) F1 | CBJ22661 PE 22.66 PRIMA 9 (F1)
378052972 | TNB | DISTRIBUTION | WP PUTRAJAYA & CYBERJAYA | Existing | 11 kV | PE MV TERMINAL | RYB | VCBJ/PCE/J22201 | SS 22.20 FSBM (AXIS EUREKA) F1 | PENGGUNA F1
378052994 | TNB | DISTRIBUTION | WP PUTRAJAYA & CYBERJAYA | Existing | 11 kV | PE MV TERMINAL | RYB | VCBJ/PCE/J22662 | SS 22.66 PRIMA 9 F2 | CBJ24372 PE 24.37 KANVAS TOWER A
378052998 | TNB | DISTRIBUTION | WP PUTRAJAYA & CYBERJAYA | Existing | 11 kV | PE MV TERMINAL | RYB | VCBJ/PCE/J22662 | SS 22.66 PRIMA 9 F2 | PENGGUNA F2
378053014 | TNB | DISTRIBUTION | WP PUTRAJAYA & CYBERJAYA | Existing | 11 kV | PE MV TERMINAL | RYB | VCBJ/PCE/J22662 | SS 22.66 PRIMA 9 F2 | CBJ22204 SS 22.20 FUJITSU HQ ( FSBM ) (F2)
378053035 | TNB | DISTRIBUTION | WP PUTRAJAYA & CYBERJAYA | Existing | 11 kV | PE MV TERMINAL | RYB | VCBJ/PCE/J22661 | SS 22.66 PRIMA 9 F1 | CBJ22921 SS 22.92 PRIMA 12 (F1)
378053039 | TNB | DISTRIBUTION | WP PUTRAJAYA & CYBERJAYA | Existing | 11 kV | PE MV TERMINAL | RYB | VCBJ/PCE/J22661 | SS 22.66 PRIMA 9 F1 | PENGGUNA HT
378053055 | TNB | DISTRIBUTION | WP PUTRAJAYA & CYBERJAYA | Existing | 11 kV | PE MV TERMINAL | RYB | VCBJ/PCE/J22661 | SS 22.66 PRIMA 9 F1 | CBJ22201 SS 22.20 FUJITSU HQ ( FSBM )
378053077 | TNB | DISTRIBUTION | WP PUTRAJAYA & CYBERJAYA | Existing | 11 kV | PE MV TERMINAL | RYB | VCBJ/PCE/J22921 | PE 22.92 PRIMA 12 | CBJ22662 PE 22.66 PRIMA 9 (F1)
378053078 | TNB | DISTRIBUTION | WP PUTRAJAYA & CYBERJAYA | Existing | 11 kV | PE MV TERMINAL | RYB | VCBJ/PCE/J22921 | PE 22.92 PRIMA 12 | CBJ22311 SS 22.31 CSF (F1)
378053081 | TNB | DISTRIBUTION | WP PUTRAJAYA & CYBERJAYA | Existing | 11 kV | PE MV TERMINAL | RYB | VCBJ/PCE/J22921 | PE 22.92 PRIMA 12 | TX-1000KVA
378053100 | TNB | DISTRIBUTION | WP PUTRAJAYA & CYBERJAYA | Existing | 11 kV | PE MV TERMINAL | RYB | VCBJ/PCE/J22311 | SS 22.31 CSF F1 | CBJ22922 SS 22.92 PRIMA 12 (F1)
378053104 | TNB | DISTRIBUTION | WP PUTRAJAYA & CYBERJAYA | Existing | 11 kV | PE MV TERMINAL | RYB | VCBJ/PCE/J22311 | SS 22.31 CSF F1 | PENGGUNA HT
378053120 | TNB | DISTRIBUTION | WP PUTRAJAYA & CYBERJAYA | Existing | 11 kV | PE MV TERMINAL | RYB | VCBJ/PCE/J22311 | SS 22.31 CSF F1 | CBJ22513 SS 22.51 DELL R&D (F1)
378053141 | TNB | DISTRIBUTION | WP PUTRAJAYA & CYBERJAYA | Existing | 11 kV | PE MV TERMINAL | RYB | VCBJ/PCE/J22312 | SS 22.31 CSF F2 | CBJ24382 PE 24.38 KANVAS TOWER B
378053145 | TNB | DISTRIBUTION | WP PUTRAJAYA & CYBERJAYA | Existing | 11 kV | PE MV TERMINAL | RYB | VCBJ/PCE/J22312 | SS 22.31 CSF F2 | PENGGUNA F2
378053161 | TNB | DISTRIBUTION | WP PUTRAJAYA & CYBERJAYA | Existing | 11 kV | PE MV TERMINAL | RYB | VCBJ/PCE/J22312 | SS 22.31 CSF F2 | CBJ22515 SS 22.51 DELL R&D (F2)
378053173 | TNB | DISTRIBUTION | WP PUTRAJAYA & CYBERJAYA | Existing | 11 kV | PE MV TERMINAL | RYB | VCBJ/PCE/J22511 | SS 22.51 DELL R&D F1 | PENGGUNA HT
378053182 | TNB | DISTRIBUTION | WP PUTRAJAYA & CYBERJAYA | Existing | 11 kV | PE MV TERMINAL | RYB | VCBJ/PCE/J22511 | SS 22.51 DELL R&D F1 | CBJ22812 PE 22.81 AMD (F1)
378053193 | TNB | DISTRIBUTION | WP PUTRAJAYA & CYBERJAYA | Existing | 11 kV | PE MV TERMINAL | RYB | VCBJ/PCE/J22511 | SS 22.51 DELL R&D F1 | CBJ22312 SS 22.31 CSF (F1)
378053199 | TNB | DISTRIBUTION | WP PUTRAJAYA & CYBERJAYA | Existing | 11 kV | PE MV TERMINAL | RYB | VCBJ/PCE/J22512 | SS 22.51 DELL R&D F2 | PENGGUNA F2
378053208 | TNB | DISTRIBUTION | WP PUTRAJAYA & CYBERJAYA | Existing | 11 kV | PE MV TERMINAL | RYB | VCBJ/PCE/J22512 | SS 22.51 DELL R&D F2 | CBJ22815 PE 22.81 AMD (F2)
378053219 | TNB | DISTRIBUTION | WP PUTRAJAYA & CYBERJAYA | Existing | 11 kV | PE MV TERMINAL | RYB | VCBJ/PCE/J22512 | SS 22.51 DELL R&D F2 | CBJ22315 SS 22.31 CSF (F2)
378053237 | TNB | DISTRIBUTION | WP PUTRAJAYA & CYBERJAYA | Existing | 11 kV | PE MV TERMINAL | RYB | VCBJ/PCE/J22811 | PE 22.81 AMD F1 | PENGGUNA F1
378053246 | TNB | DISTRIBUTION | WP PUTRAJAYA & CYBERJAYA | Existing | 11 kV | PE MV TERMINAL | RYB | VCBJ/PCE/J22811 | PE 22.81 AMD F1 | CBJ22753 PE 22.75 KWDI 4 (F1)
378053257 | TNB | DISTRIBUTION | WP PUTRAJAYA & CYBERJAYA | Existing | 11 kV | PE MV TERMINAL | RYB | VCBJ/PCE/J22811 | PE 22.81 AMD F1 | CBJ22511 SS 22.51 DELL R&D (F1)
378053263 | TNB | DISTRIBUTION | WP PUTRAJAYA & CYBERJAYA | Existing | 11 kV | PE MV TERMINAL | RYB | VCBJ/PCE/J22812 | PE 22.81 AMD F2 | PENGGUNA F2
378053272 | TNB | DISTRIBUTION | WP PUTRAJAYA & CYBERJAYA | Existing | 11 kV | PE MV TERMINAL | RYB | VCBJ/PCE/J22812 | PE 22.81 AMD F2 | CBJ22756 PE 22.75 KWDI 4 (F2)
378053283 | TNB | DISTRIBUTION | WP PUTRAJAYA & CYBERJAYA | Existing | 11 kV | PE MV TERMINAL | RYB | VCBJ/PCE/J22812 | PE 22.81 AMD F2 | CBJ22514 SS 22.51 DELL R&D (F2)
378053299 | TNB | DISTRIBUTION | WP PUTRAJAYA & CYBERJAYA | Existing | 11 kV | PE MV TERMINAL | RYB | VCBJ/PCE/J22752 | PE 22.75 KWDI 4 F2 | CBJ22746 PE 22.74 KWDI 3 (F2)
378053300 | TNB | DISTRIBUTION | WP PUTRAJAYA & CYBERJAYA | Existing | 11 kV | PE MV TERMINAL | RYB | VCBJ/PCE/J22752 | PE 22.75 KWDI 4 F2 | CBJ22814 PE 22.81 AMD (F2)
378053303 | TNB | DISTRIBUTION | WP PUTRAJAYA & CYBERJAYA | Existing | 11 kV | PE MV TERMINAL | RYB | VCBJ/PCE/J22752 | PE 22.75 KWDI 4 F2 | TX2-1000KVA
378053322 | TNB | DISTRIBUTION | WP PUTRAJAYA & CYBERJAYA | Existing | 11 kV | PE MV TERMINAL | RYB | VCBJ/PCE/J22751 | PE 22.75 KWDI 4 F1 | CBJ22743 PE 22.74 KWDI 3 (F1)
378053323 | TNB | DISTRIBUTION | WP PUTRAJAYA & CYBERJAYA | Existing | 11 kV | PE MV TERMINAL | RYB | VCBJ/PCE/J22751 | PE 22.75 KWDI 4 F1 | CBJ22811 PE 22.81 AMD (F1)
378053326 | TNB | DISTRIBUTION | WP PUTRAJAYA & CYBERJAYA | Existing | 11 kV | PE MV TERMINAL | RYB | VCBJ/PCE/J22751 | PE 22.75 KWDI 4 F1 | TX1-1000KVA
378053376 | TNB | DISTRIBUTION | WP PUTRAJAYA & CYBERJAYA | Existing | 11 kV | PE MV TERMINAL | RYB | VCBJ/PCE/J22742 | PE 22.74 KWDI 3 F2 | CBJ22675 PE 22.67 KWDI 1 (F2)
378053377 | TNB | DISTRIBUTION | WP PUTRAJAYA & CYBERJAYA | Existing | 11 kV | PE MV TERMINAL | RYB | VCBJ/PCE/J22742 | PE 22.74 KWDI 3 F2 | CBJ22754 PE 22.75 KWDI 4 (F2)
378053399 | TNB | DISTRIBUTION | WP PUTRAJAYA & CYBERJAYA | Existing | 11 kV | PE MV TERMINAL | RYB | VCBJ/PCE/J22741 | PE 22.74 KWDI 3 F1 | CBJ22672 PE 22.67 KWDI 1 (F1)
378053400 | TNB | DISTRIBUTION | WP PUTRAJAYA & CYBERJAYA | Existing | 11 kV | PE MV TERMINAL | RYB | VCBJ/PCE/J22741 | PE 22.74 KWDI 3 F1 | CBJ22751 PE 22.75 KWDI 4 (F1)
378053403 | TNB | DISTRIBUTION | WP PUTRAJAYA & CYBERJAYA | Existing | 11 kV | PE MV TERMINAL | RYB | VCBJ/PCE/J22741 | PE 22.74 KWDI 3 F1 | TX1-1000KVA
378053449 | TNB | DISTRIBUTION | WP PUTRAJAYA & CYBERJAYA | Existing | 11 kV | PE MV TERMINAL | RYB | VCBJ/PCE/J22672 | PE 22.67 KWDI 1 F2 | PPU CYBERJAYA 9 CB 5
378053450 | TNB | DISTRIBUTION | WP PUTRAJAYA & CYBERJAYA | Existing | 11 kV | PE MV TERMINAL | RYB | VCBJ/PCE/J22672 | PE 22.67 KWDI 1 F2 | CBJ22744 PE 22.74 KWDI 3 (F2)
378053453 | TNB | DISTRIBUTION | WP PUTRAJAYA & CYBERJAYA | Existing | 11 kV | PE MV TERMINAL | RYB | VCBJ/PCE/J22672 | PE 22.67 KWDI 1 F2 | TX2-1000KVA
378053472 | TNB | DISTRIBUTION | WP PUTRAJAYA & CYBERJAYA | Existing | 11 kV | PE MV TERMINAL | RYB | VCBJ/PCE/J22671 | PE 22.67 KWDI 1 F1 | PPU CYB9: VCB 4
378053473 | TNB | DISTRIBUTION | WP PUTRAJAYA & CYBERJAYA | Existing | 11 kV | PE MV TERMINAL | RYB | VCBJ/PCE/J22671 | PE 22.67 KWDI 1 F1 | CBJ22741 PE 22.74 KWDI 3 (F1)
378053476 | TNB | DISTRIBUTION | WP PUTRAJAYA & CYBERJAYA | Existing | 11 kV | PE MV TERMINAL | RYB | VCBJ/PCE/J22671 | PE 22.67 KWDI 1 F1 | TX1-1000KVA
378053631 | TNB | DISTRIBUTION | WP PUTRAJAYA & CYBERJAYA | Existing | 11 kV | PE MV TERMINAL | RYB | VCBJ/PCE/J21951 | PE 21.95 SITE OFFICE SKY PARK | C23374 PE 23.37 RADIUS 1 F2
378053640 | TNB | DISTRIBUTION | WP PUTRAJAYA & CYBERJAYA | Existing | 11 kV | PE MV TERMINAL | RYB | VCBJ/PCE/J21951 | PE 21.95 SITE OFFICE SKY PARK | PMU CBJN 132/11KV: VCB 2
378053651 | TNB | DISTRIBUTION | WP PUTRAJAYA & CYBERJAYA | Existing | 11 kV | PE MV TERMINAL | RYB | VCBJ/PCE/J21951 | PE 21.95 SITE OFFICE SKY PARK | PENGGUNA F1
378053675 | TNB | DISTRIBUTION | WP PUTRAJAYA & CYBERJAYA | Existing | 11 kV | PE MV TERMINAL | RYB | VCBJ/PCE/J21621 | SS 21.62 BLOK A IT PARK F1 | CBJ21641 SS 21.64 IT PARK BLOK B (F1)
378053679 | TNB | DISTRIBUTION | WP PUTRAJAYA & CYBERJAYA | Existing | 11 kV | PE MV TERMINAL | RYB | VCBJ/PCE/J21621 | SS 21.62 BLOK A IT PARK F1 | PMU CBJN VCB 5
378053695 | TNB | DISTRIBUTION | WP PUTRAJAYA & CYBERJAYA | Existing | 11 kV | PE MV TERMINAL | RYB | VCBJ/PCE/J21621 | SS 21.62 BLOK A IT PARK F1 | PENGGUNA F1
378053716 | TNB | DISTRIBUTION | WP PUTRAJAYA & CYBERJAYA | Existing | 11 kV | PE MV TERMINAL | RYB | VCBJ/PCE/J21622 | SS 21.62 BLOK A IT PARK F2 | CBJ21644 SS 21.64 IT PARK BLOK B (F2)
378053720 | TNB | DISTRIBUTION | WP PUTRAJAYA & CYBERJAYA | Existing | 11 kV | PE MV TERMINAL | RYB | VCBJ/PCE/J21622 | SS 21.62 BLOK A IT PARK F2 | PMU CBJN VCB 6
378053736 | TNB | DISTRIBUTION | WP PUTRAJAYA & CYBERJAYA | Existing | 11 kV | PE MV TERMINAL | RYB | VCBJ/PCE/J21622 | SS 21.62 BLOK A IT PARK F2 | PENGGUNA F2
378053766 | TNB | DISTRIBUTION | WP PUTRAJAYA & CYBERJAYA | Existing | 11 kV | PE MV TERMINAL | RYB | VCBJ/PCE/J21642 | SS 21.64 BLOK B IT PARK F2 | CBJ21664 SS 21.66 Blok C IT Park (F2)
378053770 | TNB | DISTRIBUTION | WP PUTRAJAYA & CYBERJAYA | Existing | 11 kV | PE MV TERMINAL | RYB | VCBJ/PCE/J21642 | SS 21.64 BLOK B IT PARK F2 | CBJ21625 SS 21.62 BLOK A IT PARK (F2)
378053786 | TNB | DISTRIBUTION | WP PUTRAJAYA & CYBERJAYA | Existing | 11 kV | PE MV TERMINAL | RYB | VCBJ/PCE/J21642 | SS 21.64 BLOK B IT PARK F2 | PENGGUNA F2
378053807 | TNB | DISTRIBUTION | WP PUTRAJAYA & CYBERJAYA | Existing | 11 kV | PE MV TERMINAL | RYB | VCBJ/PCE/J21641 | SS 21.64 BLOK B IT PARK F1 | CBJ21661 SS 21.66 Blok C IT Park (F1)
378053811 | TNB | DISTRIBUTION | WP PUTRAJAYA & CYBERJAYA | Existing | 11 kV | PE MV TERMINAL | RYB | VCBJ/PCE/J21641 | SS 21.64 BLOK B IT PARK F1 | CBJ21622 SS 21.62 BLOK A IT PARK (F1)
378053827 | TNB | DISTRIBUTION | WP PUTRAJAYA & CYBERJAYA | Existing | 11 kV | PE MV TERMINAL | RYB | VCBJ/PCE/J21641 | SS 21.64 BLOK B IT PARK F1 | PENGGUNA F1
378053865 | TNB | DISTRIBUTION | WP PUTRAJAYA & CYBERJAYA | Existing | 11 kV | PE MV TERMINAL | RYB | VCBJ/PCE/J21661 | SS 21.66 BLOK C IT PARK F1 | CBJ 21671 SS 21.67 Blok D IT Park (F1)
378053869 | TNB | DISTRIBUTION | WP PUTRAJAYA & CYBERJAYA | Existing | 11 kV | PE MV TERMINAL | RYB | VCBJ/PCE/J21661 | SS 21.66 BLOK C IT PARK F1 | CBJ21642 SS 21.64 IT PARK BLOK B (F1)
378053885 | TNB | DISTRIBUTION | WP PUTRAJAYA & CYBERJAYA | Existing | 11 kV | PE MV TERMINAL | RYB | VCBJ/PCE/J21661 | SS 21.66 BLOK C IT PARK F1 | PENGGUNA F1
378053906 | TNB | DISTRIBUTION | WP PUTRAJAYA & CYBERJAYA | Existing | 11 kV | PE MV TERMINAL | RYB | VCBJ/PCE/J21662 | SS 21.66 BLOK C IT PARK F2 | CBJ 21674 SS 21.67 Blok D IT Park (F2)
378053910 | TNB | DISTRIBUTION | WP PUTRAJAYA & CYBERJAYA | Existing | 11 kV | PE MV TERMINAL | RYB | VCBJ/PCE/J21662 | SS 21.66 BLOK C IT PARK F2 | CBJ21645 SS 21.64 IT PARK BLOK B (F2)
378053926 | TNB | DISTRIBUTION | WP PUTRAJAYA & CYBERJAYA | Existing | 11 kV | PE MV TERMINAL | RYB | VCBJ/PCE/J21662 | SS 21.66 BLOK C IT PARK F2 | PENGGUNA F2
378053964 | TNB | DISTRIBUTION | WP PUTRAJAYA & CYBERJAYA | Existing | 11 kV | PE MV TERMINAL | RYB | VCBJ/PCE/J21671 | SS 21.67 BLOK D IT PARK F1 | CBJ 21701 PE 21.71 CAR PARK IT Park F1
378053968 | TNB | DISTRIBUTION | WP PUTRAJAYA & CYBERJAYA | Existing | 11 kV | PE MV TERMINAL | RYB | VCBJ/PCE/J21671 | SS 21.67 BLOK D IT PARK F1 | CBJ21662 SS 21.66 Blok C IT Park (F1)
378053984 | TNB | DISTRIBUTION | WP PUTRAJAYA & CYBERJAYA | Existing | 11 kV | PE MV TERMINAL | RYB | VCBJ/PCE/J21671 | SS 21.67 BLOK D IT PARK F1 | PENGGUNA F1
378054005 | TNB | DISTRIBUTION | WP PUTRAJAYA & CYBERJAYA | Existing | 11 kV | PE MV TERMINAL | RYB | VCBJ/PCE/J21672 | SS 21.67 BLOK D IT PARK F2 | CBJ 21714 PE 21.71 CAR PARK IT Park F2
378054009 | TNB | DISTRIBUTION | WP PUTRAJAYA & CYBERJAYA | Existing | 11 kV | PE MV TERMINAL | RYB | VCBJ/PCE/J21672 | SS 21.67 BLOK D IT PARK F2 | CBJ21665 SS 21.66 Blok C IT Park (F2)
378054025 | TNB | DISTRIBUTION | WP PUTRAJAYA & CYBERJAYA | Existing | 11 kV | PE MV TERMINAL | RYB | VCBJ/PCE/J21672 | SS 21.67 BLOK D IT PARK F2 | PENGGUNA F2
378054048 | TNB | DISTRIBUTION | WP PUTRAJAYA & CYBERJAYA | Existing | 11 kV | PE MV TERMINAL | RYB | VCBJ/PCE/J21711 | PE 21.71 CAR PARK IT PARK F1 | TX1-1000KVA
378054052 | TNB | DISTRIBUTION | WP PUTRAJAYA & CYBERJAYA | Existing | 11 kV | PE MV TERMINAL | RYB | VCBJ/PCE/J21711 | PE 21.71 CAR PARK IT PARK F1 | CBJ 21672 SS 21.67 Blok D IT Park (F1)
378054068 | TNB | DISTRIBUTION | WP PUTRAJAYA & CYBERJAYA | Existing | 11 kV | PE MV TERMINAL | RYB | VCBJ/PCE/J21711 | PE 21.71 CAR PARK IT PARK F1 | CBJ 21701 SS 21.70 - IT PARK BLOK I & J F1
378054089 | TNB | DISTRIBUTION | WP PUTRAJAYA & CYBERJAYA | Existing | 11 kV | PE MV TERMINAL | RYB | VCBJ/PCE/J21712 | PE 21.71 CAR PARK IT PARK F2 | CBJ 21675 SS 21.67 Blok D IT Park (F2)
378054093 | TNB | DISTRIBUTION | WP PUTRAJAYA & CYBERJAYA | Existing | 11 kV | PE MV TERMINAL | RYB | VCBJ/PCE/J21712 | PE 21.71 CAR PARK IT PARK F2 | CBJ21705 SS 21.70 - IT PARK BLOK I & J f2
378054109 | TNB | DISTRIBUTION | WP PUTRAJAYA & CYBERJAYA | Existing | 11 kV | PE MV TERMINAL | RYB | VCBJ/PCE/J21712 | PE 21.71 CAR PARK IT PARK F2 | TX2-1000KVA
378054141 | TNB | DISTRIBUTION | WP PUTRAJAYA & CYBERJAYA | Existing | 11 kV | PE MV TERMINAL | RYB | VCBJ/PCE/J21701 | SS 21.70 - IT PARK BLOK I & J F1 | CBJ 21702 PE 21.71 CAR PARK IT Park F1
378054145 | TNB | DISTRIBUTION | WP PUTRAJAYA & CYBERJAYA | Existing | 11 kV | PE MV TERMINAL | RYB | VCBJ/PCE/J21701 | SS 21.70 - IT PARK BLOK I & J F1 | PPU CJ 6: CB 18
378054161 | TNB | DISTRIBUTION | WP PUTRAJAYA & CYBERJAYA | Existing | 11 kV | PE MV TERMINAL | RYB | VCBJ/PCE/J21701 | SS 21.70 - IT PARK BLOK I & J F1 | PENGGUNA F1
378054182 | TNB | DISTRIBUTION | WP PUTRAJAYA & CYBERJAYA | Existing | 11 kV | PE MV TERMINAL | RYB | VCBJ/PCE/J21702 | SS 21.70 - IT PARK BLOK I & J F2 | CBJ 21715 PE 21.71 CAR PARK IT Park F2
378054186 | TNB | DISTRIBUTION | WP PUTRAJAYA & CYBERJAYA | Existing | 11 kV | PE MV TERMINAL | RYB | VCBJ/PCE/J21702 | SS 21.70 - IT PARK BLOK I & J F2 | PPU CBJ 6: VCB 17
378054202 | TNB | DISTRIBUTION | WP PUTRAJAYA & CYBERJAYA | Existing | 11 kV | PE MV TERMINAL | RYB | VCBJ/PCE/J21702 | SS 21.70 - IT PARK BLOK I & J F2 | PENGGUNA F2
378054251 | TNB | DISTRIBUTION | WP PUTRAJAYA & CYBERJAYA | Existing | 11 kV | PE MV TERMINAL | RYB | VCBJ/PCE/J21151 | PE 21.15 SATELIT TELEKOM CBJ 3 F1 | CBJ25072 SS 25.07 STESEN SATELIT BUMI (F1)
378054252 | TNB | DISTRIBUTION | WP PUTRAJAYA & CYBERJAYA | Existing | 11 kV | PE MV TERMINAL | RYB | VCBJ/PCE/J21151 | PE 21.15 SATELIT TELEKOM CBJ 3 F1 | PMU CBJN: VCB 7
378054255 | TNB | DISTRIBUTION | WP PUTRAJAYA & CYBERJAYA | Existing | 11 kV | PE MV TERMINAL | RYB | VCBJ/PCE/J21151 | PE 21.15 SATELIT TELEKOM CBJ 3 F1 | TX2-1000KVA
378054274 | TNB | DISTRIBUTION | WP PUTRAJAYA & CYBERJAYA | Existing | 11 kV | PE MV TERMINAL | RYB | VCBJ/PCE/J21152 | PE 21.15 SATELIT TELEKOM CBJ 3 F2 | CBJ25075 SS 25.07 STESEN SATELIT BUMI (F2)
378054275 | TNB | DISTRIBUTION | WP PUTRAJAYA & CYBERJAYA | Existing | 11 kV | PE MV TERMINAL | RYB | VCBJ/PCE/J21152 | PE 21.15 SATELIT TELEKOM CBJ 3 F2 | PMU CBJN: VCB 8
378054278 | TNB | DISTRIBUTION | WP PUTRAJAYA & CYBERJAYA | Existing | 11 kV | PE MV TERMINAL | RYB | VCBJ/PCE/J21152 | PE 21.15 SATELIT TELEKOM CBJ 3 F2 | TX2-1000KVA
378054321 | TNB | DISTRIBUTION | WP PUTRAJAYA & CYBERJAYA | Existing | 11 kV | PE MV TERMINAL | RYB | VCBJ/PCE/J21561 | SS 21.56 MEASAT ASTRO F1 | CBJ 23072 SS 23.07 MEASAT 2 ;; ;; ;; F2
378054325 | TNB | DISTRIBUTION | WP PUTRAJAYA & CYBERJAYA | Existing | 11 kV | PE MV TERMINAL | RYB | VCBJ/PCE/J21561 | SS 21.56 MEASAT ASTRO F1 | PENGGUNA F1
378054341 | TNB | DISTRIBUTION | WP PUTRAJAYA & CYBERJAYA | Existing | 11 kV | PE MV TERMINAL | RYB | VCBJ/PCE/J21561 | SS 21.56 MEASAT ASTRO F1 | CBJ25071 SS 25.07 STESEN SATELIT BUMI (F1)
378054362 | TNB | DISTRIBUTION | WP PUTRAJAYA & CYBERJAYA | Existing | 11 kV | PE MV TERMINAL | RYB | VCBJ/PCE/J21562 | SS 21.56 MEASAT ASTRO F2 | CBJ25074 SS 25.07 STESEN SATELIT BUMI (F2)
378054366 | TNB | DISTRIBUTION | WP PUTRAJAYA & CYBERJAYA | Existing | 11 kV | PE MV TERMINAL | RYB | VCBJ/PCE/J21562 | SS 21.56 MEASAT ASTRO F2 | CBJ 23074 SS 23.07 MEASAT 2 ;; ;; F2
378054382 | TNB | DISTRIBUTION | WP PUTRAJAYA & CYBERJAYA | Existing | 11 kV | PE MV TERMINAL | RYB | VCBJ/PCE/J21562 | SS 21.56 MEASAT ASTRO F2 | PENGGUNA F2
378054409 | TNB | DISTRIBUTION | WP PUTRAJAYA & CYBERJAYA | Existing | 11 kV | PE MV TERMINAL | RYB | VCBJ/PCE/J21101 | PE 21.10 ELITE HIGHWAY NO. 3 | CBJ 23071 SS 23.07 MEASAT 2 ;; ;; ;; F2
378054410 | TNB | DISTRIBUTION | WP PUTRAJAYA & CYBERJAYA | Existing | 11 kV | PE MV TERMINAL | RYB | VCBJ/PCE/J21101 | PE 21.10 ELITE HIGHWAY NO. 3 | CBJ21542 PE 21.54 PS 3 (F1)
378054413 | TNB | DISTRIBUTION | WP PUTRAJAYA & CYBERJAYA | Existing | 11 kV | PE MV TERMINAL | RYB | VCBJ/PCE/J21101 | PE 21.10 ELITE HIGHWAY NO. 3 | TX-1000KVA
378054494 | TNB | DISTRIBUTION | WP PUTRAJAYA & CYBERJAYA | Existing | 11 kV | PE MV TERMINAL | RYB | VCBJ/PCE/J21541 | PE 21.54 PS 3 F1 | CBJ21101 PE 21.10 ELITE HIGHWAY NO. 3
378054495 | TNB | DISTRIBUTION | WP PUTRAJAYA & CYBERJAYA | Existing | 11 kV | PE MV TERMINAL | RYB | VCBJ/PCE/J21541 | PE 21.54 PS 3 F1 | CBJ21403 PE 21.40 STP 1
378054498 | TNB | DISTRIBUTION | WP PUTRAJAYA & CYBERJAYA | Existing | 11 kV | PE MV TERMINAL | RYB | VCBJ/PCE/J21541 | PE 21.54 PS 3 F1 | TX1-500KVA
378054517 | TNB | DISTRIBUTION | WP PUTRAJAYA & CYBERJAYA | Existing | 11 kV | PE MV TERMINAL | RYB | VCBJ/PCE/J21542 | PE 21.54 PS 3 F2 | CBJ23162 PE 23.16 MASJID CYBERJAYA
378054518 | TNB | DISTRIBUTION | WP PUTRAJAYA & CYBERJAYA | Existing | 11 kV | PE MV TERMINAL | RYB | VCBJ/PCE/J21542 | PE 21.54 PS 3 F2 | CBJ 23075 SS 23.07 MEASAT 2 ;; ;; ;; F2
378054521 | TNB | DISTRIBUTION | WP PUTRAJAYA & CYBERJAYA | Existing | 11 kV | PE MV TERMINAL | RYB | VCBJ/PCE/J21542 | PE 21.54 PS 3 F2 | TX-500KVA
378054667 | TNB | DISTRIBUTION | WP PUTRAJAYA & CYBERJAYA | Existing | 11 kV | PE MV TERMINAL | RYB | VCBJ/PCE/J21401 | PE 21.40 STP 1 | CBJ21541 PE 21.54 PS 3 (F1)
378054668 | TNB | DISTRIBUTION | WP PUTRAJAYA & CYBERJAYA | Existing | 11 kV | PE MV TERMINAL | RYB | VCBJ/PCE/J21401 | PE 21.40 STP 1 | N/A
378054671 | TNB | DISTRIBUTION | WP PUTRAJAYA & CYBERJAYA | Existing | 11 kV | PE MV TERMINAL | RYB | VCBJ/PCE/J21401 | PE 21.40 STP 1 | TX-1000KVA
378054692 | TNB | DISTRIBUTION | WP PUTRAJAYA & CYBERJAYA | Existing | 11 kV | PE MV TERMINAL | RYB | VCBJ/PCE/J23161 | PE 23.16 MASJID CYBERJAYA | TX2-1000KVA
378054699 | TNB | DISTRIBUTION | WP PUTRAJAYA & CYBERJAYA | Existing | 11 kV | PE MV TERMINAL | RYB | VCBJ/PCE/J23161 | PE 23.16 MASJID CYBERJAYA | CBJ21544 PE 21.54 PS 3 (F2)
378054707 | TNB | DISTRIBUTION | WP PUTRAJAYA & CYBERJAYA | Existing | 11 kV | PE MV TERMINAL | RYB | VCBJ/PCE/J23161 | PE 23.16 MASJID CYBERJAYA | CBJ21576 PE 21.57 CLUB HOUSE (F2)
378054717 | TNB | DISTRIBUTION | WP PUTRAJAYA & CYBERJAYA | Existing | 11 kV | PE MV TERMINAL | RYB | VCBJ/PCE/J23161 | PE 23.16 MASJID CYBERJAYA | TX1-500KVA
378054883 | TNB | DISTRIBUTION | WP PUTRAJAYA & CYBERJAYA | Existing | 11 kV | PE MV TERMINAL | RYB | VCBJ/PCE/J21572 | PE 21.57 CLUB HOUSE F2 | CBJ23161 PE 23.16 MASJID CYBERJAYA
378054884 | TNB | DISTRIBUTION | WP PUTRAJAYA & CYBERJAYA | Existing | 11 kV | PE MV TERMINAL | RYB | VCBJ/PCE/J21572 | PE 21.57 CLUB HOUSE F2 | CBJ21615 PE 21.61MPS (F2)
378054887 | TNB | DISTRIBUTION | WP PUTRAJAYA & CYBERJAYA | Existing | 11 kV | PE MV TERMINAL | RYB | VCBJ/PCE/J21572 | PE 21.57 CLUB HOUSE F2 | TX2-500KVA
378054906 | TNB | DISTRIBUTION | WP PUTRAJAYA & CYBERJAYA | Existing | 11 kV | PE MV TERMINAL | RYB | VCBJ/PCE/J21571 | PE 21.57 CLUB HOUSE F1 | CBJ21401 PE 21.40 STP 1
378054907 | TNB | DISTRIBUTION | WP PUTRAJAYA & CYBERJAYA | Existing | 11 kV | PE MV TERMINAL | RYB | VCBJ/PCE/J21571 | PE 21.57 CLUB HOUSE F1 | CBJ21571 PE 21.57 CLUB HOUSE (F1)
378054910 | TNB | DISTRIBUTION | WP PUTRAJAYA & CYBERJAYA | Existing | 11 kV | PE MV TERMINAL | RYB | VCBJ/PCE/J21571 | PE 21.57 CLUB HOUSE F1 | TX1-500KVA
378055066 | TNB | DISTRIBUTION | WP PUTRAJAYA & CYBERJAYA | Existing | 11 kV | PE MV TERMINAL | RYB | VCBJ/PCE/J21612 | PE 21.61 MPS F2 | TX3-1000KVA
378055073 | TNB | DISTRIBUTION | WP PUTRAJAYA & CYBERJAYA | Existing | 11 kV | PE MV TERMINAL | RYB | VCBJ/PCE/J21612 | PE 21.61 MPS F2 | CBJ25232 PE 25.23 SALES GALERY ECOGLADE
378055081 | TNB | DISTRIBUTION | WP PUTRAJAYA & CYBERJAYA | Existing | 11 kV | PE MV TERMINAL | RYB | VCBJ/PCE/J21612 | PE 21.61 MPS F2 | CBJ21574 PE 21.57 CLUB HOUSE (F2)
378055091 | TNB | DISTRIBUTION | WP PUTRAJAYA & CYBERJAYA | Existing | 11 kV | PE MV TERMINAL | RYB | VCBJ/PCE/J21612 | PE 21.61 MPS F2 | TX4-1000KVA
378055095 | TNB | DISTRIBUTION | WP PUTRAJAYA & CYBERJAYA | Existing | 11 kV | PE MV TERMINAL | RYB | VCBJ/PCE/J21611 | PE 21.61 MPS F1 | TX1-1000KVA
378055102 | TNB | DISTRIBUTION | WP PUTRAJAYA & CYBERJAYA | Existing | 11 kV | PE MV TERMINAL | RYB | VCBJ/PCE/J21611 | PE 21.61 MPS F1 | CBJ21412 PE 21.41 TMN.CYBER
378055110 | TNB | DISTRIBUTION | WP PUTRAJAYA & CYBERJAYA | Existing | 11 kV | PE MV TERMINAL | RYB | VCBJ/PCE/J21611 | PE 21.61 MPS F1 | CBJ21571 PE 21.57 CLUB HOUSE (F1)
378055120 | TNB | DISTRIBUTION | WP PUTRAJAYA & CYBERJAYA | Existing | 11 kV | PE MV TERMINAL | RYB | VCBJ/PCE/J21611 | PE 21.61 MPS F1 | TX2-1000KVA
378055375 | TNB | DISTRIBUTION | WP PUTRAJAYA & CYBERJAYA | Existing | 11 kV | PE MV TERMINAL | RYB | VCBJ/PCE/J21411 | PE 21.41 TMN.CYBER | CBJ21611 PE 21.61MPS (F1)
378055376 | TNB | DISTRIBUTION | WP PUTRAJAYA & CYBERJAYA | Existing | 11 kV | PE MV TERMINAL | RYB | VCBJ/PCE/J21411 | PE 21.41 TMN.CYBER | CBJ25262 PE 25.26 Padat Setia Villa 6
378055379 | TNB | DISTRIBUTION | WP PUTRAJAYA & CYBERJAYA | Existing | 11 kV | PE MV TERMINAL | RYB | VCBJ/PCE/J21411 | PE 21.41 TMN.CYBER | TX-500KVA
378055458 | TNB | DISTRIBUTION | WP PUTRAJAYA & CYBERJAYA | Existing | 11 kV | PE MV TERMINAL | RYB | VCBJ/PCE/J00118 | PE 25.26 SETIA VILLA 6 | CBJ21411 PE 21.41 TMN.CYBER
378055459 | TNB | DISTRIBUTION | WP PUTRAJAYA & CYBERJAYA | Existing | 11 kV | PE MV TERMINAL | RYB | VCBJ/PCE/J00118 | PE 25.26 SETIA VILLA 6 | CBJ25252 PE 25.25 Padat Setia Villa 5
378055462 | TNB | DISTRIBUTION | WP PUTRAJAYA & CYBERJAYA | Existing | 11 kV | PE MV TERMINAL | RYB | VCBJ/PCE/J00118 | PE 25.26 SETIA VILLA 6 | TX-1000KVA
378055558 | TNB | DISTRIBUTION | WP PUTRAJAYA & CYBERJAYA | Existing | 11 kV | PE MV TERMINAL | RYB | VCBJ/PCE/J00117 | PE 25.25 SETIA VILLA 5 | CBJ25261 PE 25.26 Padat Setia Villa 6
378055559 | TNB | DISTRIBUTION | WP PUTRAJAYA & CYBERJAYA | Existing | 11 kV | PE MV TERMINAL | RYB | VCBJ/PCE/J00117 | PE 25.25 SETIA VILLA 5 | CBJ25242 PE 25.24 Padat Setia Villa 4
378055562 | TNB | DISTRIBUTION | WP PUTRAJAYA & CYBERJAYA | Existing | 11 kV | PE MV TERMINAL | RYB | VCBJ/PCE/J00117 | PE 25.25 SETIA VILLA 5 | TX-1000KVA
378055662 | TNB | DISTRIBUTION | WP PUTRAJAYA & CYBERJAYA | Existing | 11 kV | PE MV TERMINAL | RYB | VCBJ/PCE/J00116 | PE 25.24 SETIA VILLA 4 | CBJ25192 PE 25.19 SETIA VILLA 3
378055663 | TNB | DISTRIBUTION | WP PUTRAJAYA & CYBERJAYA | Existing | 11 kV | PE MV TERMINAL | RYB | VCBJ/PCE/J00116 | PE 25.24 SETIA VILLA 4 | CBJ25251 PE 25.25 Padat Setia Villa 5
378055666 | TNB | DISTRIBUTION | WP PUTRAJAYA & CYBERJAYA | Existing | 11 kV | PE MV TERMINAL | RYB | VCBJ/PCE/J00116 | PE 25.24 SETIA VILLA 4 | TX1-1000kVA
378055762 | TNB | DISTRIBUTION | WP PUTRAJAYA & CYBERJAYA | Existing | 11 kV | PE MV TERMINAL | RYB | VCBJ/PCE/J00112 | PE 25.19 SETIA VILLA 3 | CBJ25183 PE 25.18 SETIA VILLA 2
378055763 | TNB | DISTRIBUTION | WP PUTRAJAYA & CYBERJAYA | Existing | 11 kV | PE MV TERMINAL | RYB | VCBJ/PCE/J00112 | PE 25.19 SETIA VILLA 3 | CBJ25241 PE 25.24 Padat Setia Villa 4
378055766 | TNB | DISTRIBUTION | WP PUTRAJAYA & CYBERJAYA | Existing | 11 kV | PE MV TERMINAL | RYB | VCBJ/PCE/J00112 | PE 25.19 SETIA VILLA 3 | TX-1000KVA
378055861 | TNB | DISTRIBUTION | WP PUTRAJAYA & CYBERJAYA | Existing | 11 kV | PE MV TERMINAL | RYB | VCBJ/PCE/J00110 | PE 25.18 SETIA VILLA 2 | CBJ25172 PE 25.17 SETIA VILLA 1
378055862 | TNB | DISTRIBUTION | WP PUTRAJAYA & CYBERJAYA | Existing | 11 kV | PE MV TERMINAL | RYB | VCBJ/PCE/J00110 | PE 25.18 SETIA VILLA 2 | CBJ25191 PE 25.19 SETIA VILLA 3
378055865 | TNB | DISTRIBUTION | WP PUTRAJAYA & CYBERJAYA | Existing | 11 kV | PE MV TERMINAL | RYB | VCBJ/PCE/J00110 | PE 25.18 SETIA VILLA 2 | TX-1000KVA
378055966 | TNB | DISTRIBUTION | WP PUTRAJAYA & CYBERJAYA | Existing | 11 kV | PE MV TERMINAL | RYB | VCBJ/PCE/J00109 | PE 25.17 SETIA VILLA 1 | CBJ25223 PE 25.22 SETIA MARINA 3
378055967 | TNB | DISTRIBUTION | WP PUTRAJAYA & CYBERJAYA | Existing | 11 kV | PE MV TERMINAL | RYB | VCBJ/PCE/J00109 | PE 25.17 SETIA VILLA 1 | CBJ25181 PE 25.18 SETIA VILLA 2
378055970 | TNB | DISTRIBUTION | WP PUTRAJAYA & CYBERJAYA | Existing | 11 kV | PE MV TERMINAL | RYB | VCBJ/PCE/J00109 | PE 25.17 SETIA VILLA 1 | TX-1000KVA
378056062 | TNB | DISTRIBUTION | WP PUTRAJAYA & CYBERJAYA | Existing | 11 kV | PE MV TERMINAL | RYB | VCBJ/PCE/J25221 | PE 25.22 SETIA MARINA 3 | CBJ25213 PE 25.21 SETIA MARINA 2
378056063 | TNB | DISTRIBUTION | WP PUTRAJAYA & CYBERJAYA | Existing | 11 kV | PE MV TERMINAL | RYB | VCBJ/PCE/J25221 | PE 25.22 SETIA MARINA 3 | CBJ25171 PE 25.17 SETIA VILLA 1
378056066 | TNB | DISTRIBUTION | WP PUTRAJAYA & CYBERJAYA | Existing | 11 kV | PE MV TERMINAL | RYB | VCBJ/PCE/J25221 | PE 25.22 SETIA MARINA 3 | TX-1000KVA
378056162 | TNB | DISTRIBUTION | WP PUTRAJAYA & CYBERJAYA | Existing | 11 kV | PE MV TERMINAL | RYB | VCBJ/PCE/J25211 | PE 25.21 SETIA MARINA 2 | CBJ25203 PE 25.20 SETIA MARINA 1
378056163 | TNB | DISTRIBUTION | WP PUTRAJAYA & CYBERJAYA | Existing | 11 kV | PE MV TERMINAL | RYB | VCBJ/PCE/J25211 | PE 25.21 SETIA MARINA 2 | CBJ25221 PE 25.22 SETIA MARINA 3
378056166 | TNB | DISTRIBUTION | WP PUTRAJAYA & CYBERJAYA | Existing | 11 kV | PE MV TERMINAL | RYB | VCBJ/PCE/J25211 | PE 25.21 SETIA MARINA 2 | TX-1000KVA
378056267 | TNB | DISTRIBUTION | WP PUTRAJAYA & CYBERJAYA | Existing | 11 kV | PE MV TERMINAL | RYB | VCBJ/PCE/J25201 | PE 25.20 SETIA MARINA 1 | CBJ25303 PE 25.30 (GLADE 3-3)
378056268 | TNB | DISTRIBUTION | WP PUTRAJAYA & CYBERJAYA | Existing | 11 kV | PE MV TERMINAL | RYB | VCBJ/PCE/J25201 | PE 25.20 SETIA MARINA 1 | CBJ25211 PE 25.21 SETIA MARINA 2
378056271 | TNB | DISTRIBUTION | WP PUTRAJAYA & CYBERJAYA | Existing | 11 kV | PE MV TERMINAL | RYB | VCBJ/PCE/J25201 | PE 25.20 SETIA MARINA 1 | TX-1000KVA
378056362 | TNB | DISTRIBUTION | WP PUTRAJAYA & CYBERJAYA | Existing | 11 kV | PE MV TERMINAL | RYB | VCBJ/PCE/J23241 | SS 23.24 SOLTICE | PENGGUNA HT
378056366 | TNB | DISTRIBUTION | WP PUTRAJAYA & CYBERJAYA | Existing | 11 kV | PE MV TERMINAL | RYB | VCBJ/PCE/J23241 | SS 23.24 SOLTICE | CBJ23182 SS 23.18 PARAGON
378056381 | TNB | DISTRIBUTION | WP PUTRAJAYA & CYBERJAYA | Existing | 11 kV | PE MV TERMINAL | RYB | VCBJ/PCE/J23241 | SS 23.24 SOLTICE | CBJ25281 PE 25.28 (GLADE 3-1)
378056382 | TNB | DISTRIBUTION | WP PUTRAJAYA & CYBERJAYA | Existing | 11 kV | PE MV TERMINAL | RYB | VCBJ/PCE/J23241 | SS 23.24 SOLTICE | PENGGUNA HT
378056443 | TNB | DISTRIBUTION | WP PUTRAJAYA & CYBERJAYA | Existing | 11 kV | PE MV TERMINAL | RYB | VCBJ/PCE/J23171 | PE 23.17 TEMP SERI MUTIARA | CBJ 23442 SS 23.44 D-CBJ-C16-0583
378056444 | TNB | DISTRIBUTION | WP PUTRAJAYA & CYBERJAYA | Existing | 11 kV | PE MV TERMINAL | RYB | VCBJ/PCE/J23171 | PE 23.17 TEMP SERI MUTIARA | CBJ24341 SS 24.34 TAMARIND SQUARE F1
378056447 | TNB | DISTRIBUTION | WP PUTRAJAYA & CYBERJAYA | Existing | 11 kV | PE MV TERMINAL | RYB | VCBJ/PCE/J23171 | PE 23.17 TEMP SERI MUTIARA | TX-1000KVA
378056540 | TNB | DISTRIBUTION | WP PUTRAJAYA & CYBERJAYA | Existing | 11 kV | PE MV TERMINAL | RYB | VCBJ/PCE/J00108 | SS 23.25 MUTIARA VILLE 4 | CBJ23155 SS 23.15 MUTIARA VILLE 3
378056544 | TNB | DISTRIBUTION | WP PUTRAJAYA & CYBERJAYA | Existing | 11 kV | PE MV TERMINAL | RYB | VCBJ/PCE/J00108 | SS 23.25 MUTIARA VILLE 4 | PENGGUNA HT
378056559 | TNB | DISTRIBUTION | WP PUTRAJAYA & CYBERJAYA | Existing | 11 kV | PE MV TERMINAL | RYB | VCBJ/PCE/J00108 | SS 23.25 MUTIARA VILLE 4 | PENGGUNA HT
378056560 | TNB | DISTRIBUTION | WP PUTRAJAYA & CYBERJAYA | Existing | 11 kV | PE MV TERMINAL | RYB | VCBJ/PCE/J00108 | SS 23.25 MUTIARA VILLE 4 | CBJ23361 SS 23.36 MUTIARA VILLE 5
378056584 | TNB | DISTRIBUTION | WP PUTRAJAYA & CYBERJAYA | Existing | 11 kV | PE MV TERMINAL | RYB | VCBJ/PCE/J23151 | SS 23.15 MUTIARA VILLE 3 F1 | PENGGUNA HT
378056590 | TNB | DISTRIBUTION | WP PUTRAJAYA & CYBERJAYA | Existing | 11 kV | PE MV TERMINAL | RYB | VCBJ/PCE/J23151 | SS 23.15 MUTIARA VILLE 3 F1 | J39962 PE TAMAN SAINS SELANGOR NO 2
378056602 | TNB | DISTRIBUTION | WP PUTRAJAYA & CYBERJAYA | Existing | 11 kV | PE MV TERMINAL | RYB | VCBJ/PCE/J23151 | SS 23.15 MUTIARA VILLE 3 F1 | CBJ23251 SS 23.25 MUTIARA VILLE 4
378056617 | TNB | DISTRIBUTION | WP PUTRAJAYA & CYBERJAYA | Existing | 11 kV | PE MV TERMINAL | RYB | VCBJ/PCE/J23151 | SS 23.15 MUTIARA VILLE 3 F1 | PENGGUNA HT
378056651 | TNB | DISTRIBUTION | WP PUTRAJAYA & CYBERJAYA | Existing | 11 kV | PE MV TERMINAL | RYB | VPTJ/PCE/J02081 | PE 2.08 TMN WAWASAN (F1) | PPU PTJ17 CB 3
378056654 | TNB | DISTRIBUTION | WP PUTRAJAYA & CYBERJAYA | Existing | 11 kV | PE MV TERMINAL | RYB | VPTJ/PCE/J02081 | PE 2.08 TMN WAWASAN (F1) | TX1-1000kVA
378056671 | TNB | DISTRIBUTION | WP PUTRAJAYA & CYBERJAYA | Existing | 11 kV | PE MV TERMINAL | RYB | VPTJ/PCE/J02081 | PE 2.08 TMN WAWASAN (F1) | SPARE
378056674 | TNB | DISTRIBUTION | WP PUTRAJAYA & CYBERJAYA | Existing | 11 kV | PE MV TERMINAL | RYB | VPTJ/PCE/J02081 | PE 2.08 TMN WAWASAN (F1) | PTJ02071 PE 2.07 INSIDE PPU18 (F1)
378056791 | TNB | DISTRIBUTION | WP PUTRAJAYA & CYBERJAYA | Existing | 11 kV | PE MV TERMINAL | RYB | VPTJ/PCE/J02082 | PE 2.08 TMN WAWASAN (F2) | PPU PTJ17 CB 4
378056794 | TNB | DISTRIBUTION | WP PUTRAJAYA & CYBERJAYA | Existing | 11 kV | PE MV TERMINAL | RYB | VPTJ/PCE/J02082 | PE 2.08 TMN WAWASAN (F2) | TX1-1000kVA
378056811 | TNB | DISTRIBUTION | WP PUTRAJAYA & CYBERJAYA | Existing | 11 kV | PE MV TERMINAL | RYB | VPTJ/PCE/J02082 | PE 2.08 TMN WAWASAN (F2) | SPARE
378056814 | TNB | DISTRIBUTION | WP PUTRAJAYA & CYBERJAYA | Existing | 11 kV | PE MV TERMINAL | RYB | VPTJ/PCE/J02082 | PE 2.08 TMN WAWASAN (F2) | PTJ02074 PE 2.07 INSIDE PPU18 (F2)
378056913 | TNB | DISTRIBUTION | WP PUTRAJAYA & CYBERJAYA | Existing | 11 kV | PE MV TERMINAL | RYB | VPTJ/PCE/J02071 | PE 2.07 INSIDE PPU 18 (F1) | PTJ02061 PE 2.06 PS15 PR.2 PJ (F1)
378056914 | TNB | DISTRIBUTION | WP PUTRAJAYA & CYBERJAYA | Existing | 11 kV | PE MV TERMINAL | RYB | VPTJ/PCE/J02071 | PE 2.07 INSIDE PPU 18 (F1) | PTJ02082 PE 2.08 TMN.WAWASAN (F1)
378056917 | TNB | DISTRIBUTION | WP PUTRAJAYA & CYBERJAYA | Existing | 11 kV | PE MV TERMINAL | RYB | VPTJ/PCE/J02071 | PE 2.07 INSIDE PPU 18 (F1) | TX1-1000kVA
378057018 | TNB | DISTRIBUTION | WP PUTRAJAYA & CYBERJAYA | Existing | 11 kV | PE MV TERMINAL | RYB | VPTJ/PCE/J02072 | PE 2.07 INSIDE PPU 18 (F2) | PTJ02064 PE 2.06 PS15 PR.2 PJ (F2)
378057019 | TNB | DISTRIBUTION | WP PUTRAJAYA & CYBERJAYA | Existing | 11 kV | PE MV TERMINAL | RYB | VPTJ/PCE/J02072 | PE 2.07 INSIDE PPU 18 (F2) | PTJ02086 PE 2.08 TMN.WAWASAN (F2)
378057022 | TNB | DISTRIBUTION | WP PUTRAJAYA & CYBERJAYA | Existing | 11 kV | PE MV TERMINAL | RYB | VPTJ/PCE/J02072 | PE 2.07 INSIDE PPU 18 (F2) | TX1-1000kVA
378057187 | TNB | DISTRIBUTION | WP PUTRAJAYA & CYBERJAYA | Existing | 11 kV | PE MV TERMINAL | RYB | VPTJ/PCE/J02062 | PE 2.06 PS 15 (F2) | PTJ02291 TEMP SKY RIDE (PE 2.29)
378057188 | TNB | DISTRIBUTION | WP PUTRAJAYA & CYBERJAYA | Existing | 11 kV | PE MV TERMINAL | RYB | VPTJ/PCE/J02062 | PE 2.06 PS 15 (F2) | PTJ02075 PE 2.07 INSIDE PPU18 (F2)
378057191 | TNB | DISTRIBUTION | WP PUTRAJAYA & CYBERJAYA | Existing | 11 kV | PE MV TERMINAL | RYB | VPTJ/PCE/J02062 | PE 2.06 PS 15 (F2) | TX1-1000kVA
378057293 | TNB | DISTRIBUTION | WP PUTRAJAYA & CYBERJAYA | Existing | 11 kV | PE MV TERMINAL | RYB | VPTJ/PCE/J02291 | PE 2.29 TEMP SKYRIDE | PTJ02272 PE 2.27 FORMULA E 3
378057294 | TNB | DISTRIBUTION | WP PUTRAJAYA & CYBERJAYA | Existing | 11 kV | PE MV TERMINAL | RYB | VPTJ/PCE/J02291 | PE 2.29 TEMP SKYRIDE | PTJ02065 PE 2.06 PS15 PR.2 PJ (F2)
378057297 | TNB | DISTRIBUTION | WP PUTRAJAYA & CYBERJAYA | Existing | 11 kV | PE MV TERMINAL | RYB | VPTJ/PCE/J02291 | PE 2.29 TEMP SKYRIDE | TX1-500kVA
378057407 | TNB | DISTRIBUTION | WP PUTRAJAYA & CYBERJAYA | Existing | 11 kV | PE MV TERMINAL | RYB | VPTJ/PCE/J18251 | PE 18.25 KOMPLEKS SEK FASA 3 | PPU PTJ17 CB 5
378057408 | TNB | DISTRIBUTION | WP PUTRAJAYA & CYBERJAYA | Existing | 11 kV | PE MV TERMINAL | RYB | VPTJ/PCE/J18251 | PE 18.25 KOMPLEKS SEK FASA 3 | PTJ18173 PE 18.17 BLOK H 18R12 (F1)
378057411 | TNB | DISTRIBUTION | WP PUTRAJAYA & CYBERJAYA | Existing | 11 kV | PE MV TERMINAL | RYB | VPTJ/PCE/J18251 | PE 18.25 KOMPLEKS SEK FASA 3 | TX1-1000kVA
378057508 | TNB | DISTRIBUTION | WP PUTRAJAYA & CYBERJAYA | Existing | 11 kV | PE MV TERMINAL | RYB | VPTJ/PCE/J18171 | PE 18.17 BLOK H 18R12 (F1) | PTJ18251 PE 18.25 KOMPLEKS SEK. FASA 3 (F1)
378057509 | TNB | DISTRIBUTION | WP PUTRAJAYA & CYBERJAYA | Existing | 11 kV | PE MV TERMINAL | RYB | VPTJ/PCE/J18171 | PE 18.17 BLOK H 18R12 (F1) | PTJ18163 PE 18.16 BLOK G 18R12 (F1)
378057512 | TNB | DISTRIBUTION | WP PUTRAJAYA & CYBERJAYA | Existing | 11 kV | PE MV TERMINAL | RYB | VPTJ/PCE/J18171 | PE 18.17 BLOK H 18R12 (F1) | TX1-1000kVA
378057604 | TNB | DISTRIBUTION | WP PUTRAJAYA & CYBERJAYA | Existing | 11 kV | PE MV TERMINAL | RYB | VPTJ/PCE/J18172 | PE 18.17 BLOK H 18R12 (F2) | PTJ18012 PE 18.01 PADAT WR 2
378057605 | TNB | DISTRIBUTION | WP PUTRAJAYA & CYBERJAYA | Existing | 11 kV | PE MV TERMINAL | RYB | VPTJ/PCE/J18172 | PE 18.17 BLOK H 18R12 (F2) | PTJ18166 PE 18.16 BLOK G 18R12 (F2)
378057608 | TNB | DISTRIBUTION | WP PUTRAJAYA & CYBERJAYA | Existing | 11 kV | PE MV TERMINAL | RYB | VPTJ/PCE/J18172 | PE 18.17 BLOK H 18R12 (F2) | TX1-1000kVA
378057770 | TNB | DISTRIBUTION | WP PUTRAJAYA & CYBERJAYA | Existing | 11 kV | PE MV TERMINAL | RYB | VPTJ/PCE/J18161 | PE 18.16 BLOK G 18R12 (F1) | PTJ18171 PE 18.17 BLOK H 18R12 (F1)
378057771 | TNB | DISTRIBUTION | WP PUTRAJAYA & CYBERJAYA | Existing | 11 kV | PE MV TERMINAL | RYB | VPTJ/PCE/J18161 | PE 18.16 BLOK G 18R12 (F1) | PTJ18153 PE 18.15 BLOK E&F 18R12 (F1)
378057774 | TNB | DISTRIBUTION | WP PUTRAJAYA & CYBERJAYA | Existing | 11 kV | PE MV TERMINAL | RYB | VPTJ/PCE/J18161 | PE 18.16 BLOK G 18R12 (F1) | TX1-1000kVA
378057866 | TNB | DISTRIBUTION | WP PUTRAJAYA & CYBERJAYA | Existing | 11 kV | PE MV TERMINAL | RYB | VPTJ/PCE/J18162 | PE 18.16 BLOK G 18R12 (F2) | PTJ18174 PE 18.17 BLOK H 18R12 (F2)
378057867 | TNB | DISTRIBUTION | WP PUTRAJAYA & CYBERJAYA | Existing | 11 kV | PE MV TERMINAL | RYB | VPTJ/PCE/J18162 | PE 18.16 BLOK G 18R12 (F2) | PTJ18156 PE 18.15 BLOK E&F 18R12 (F2)
378057870 | TNB | DISTRIBUTION | WP PUTRAJAYA & CYBERJAYA | Existing | 11 kV | PE MV TERMINAL | RYB | VPTJ/PCE/J18162 | PE 18.16 BLOK G 18R12 (F2) | TX1-1000kVA
378057972 | TNB | DISTRIBUTION | WP PUTRAJAYA & CYBERJAYA | Existing | 11 kV | PE MV TERMINAL | RYB | VPTJ/PCE/J18151 | PE 18.15 BLOK E&F 18R12 (F1) | PTJ18161 PE 18.16 BLOK G 18R12 (F1)
378057973 | TNB | DISTRIBUTION | WP PUTRAJAYA & CYBERJAYA | Existing | 11 kV | PE MV TERMINAL | RYB | VPTJ/PCE/J18151 | PE 18.15 BLOK E&F 18R12 (F1) | PTJ18183 PE 18.18 BLOK C&D 18R12 (F1)
378057976 | TNB | DISTRIBUTION | WP PUTRAJAYA & CYBERJAYA | Existing | 11 kV | PE MV TERMINAL | RYB | VPTJ/PCE/J18151 | PE 18.15 BLOK E&F 18R12 (F1) | TX1-1000kVA
378058070 | TNB | DISTRIBUTION | WP PUTRAJAYA & CYBERJAYA | Existing | 11 kV | PE MV TERMINAL | RYB | VPTJ/PCE/J18152 | PE 18.15 BLOK E&F 18R12 (F2) | PTJ18164 PE 18.16 BLOK G 18R12 (F2)
378058071 | TNB | DISTRIBUTION | WP PUTRAJAYA & CYBERJAYA | Existing | 11 kV | PE MV TERMINAL | RYB | VPTJ/PCE/J18152 | PE 18.15 BLOK E&F 18R12 (F2) | PTJ18186 PE 18.18 BLOK C&D 18R12 (F2)
378058074 | TNB | DISTRIBUTION | WP PUTRAJAYA & CYBERJAYA | Existing | 11 kV | PE MV TERMINAL | RYB | VPTJ/PCE/J18152 | PE 18.15 BLOK E&F 18R12 (F2) | TX1-1000kVA
378058169 | TNB | DISTRIBUTION | WP PUTRAJAYA & CYBERJAYA | Existing | 11 kV | PE MV TERMINAL | RYB | VPTJ/PCE/J18181 | PE 18.18 BLOK C&D 18R12 (F1) | PTJ18151 PE 18.15 BLOK E&F 18R12 (F1)
378058170 | TNB | DISTRIBUTION | WP PUTRAJAYA & CYBERJAYA | Existing | 11 kV | PE MV TERMINAL | RYB | VPTJ/PCE/J18181 | PE 18.18 BLOK C&D 18R12 (F1) | PTJ18193 PE 18.19 BLOK A&B 18R12 (F1)
378058173 | TNB | DISTRIBUTION | WP PUTRAJAYA & CYBERJAYA | Existing | 11 kV | PE MV TERMINAL | RYB | VPTJ/PCE/J18181 | PE 18.18 BLOK C&D 18R12 (F1) | TX1-1000kVA
378058263 | TNB | DISTRIBUTION | WP PUTRAJAYA & CYBERJAYA | Existing | 11 kV | PE MV TERMINAL | RYB | VPTJ/PCE/J18182 | PE 18.18 BLOK C&D 18R12 (F2) | PTJ18154 PE 18.15 BLOK E&F 18R12 (F2)
378058264 | TNB | DISTRIBUTION | WP PUTRAJAYA & CYBERJAYA | Existing | 11 kV | PE MV TERMINAL | RYB | VPTJ/PCE/J18182 | PE 18.18 BLOK C&D 18R12 (F2) | PTJ18196 PE 18.19 BLOK A&B 18R12 (F2)
378058267 | TNB | DISTRIBUTION | WP PUTRAJAYA & CYBERJAYA | Existing | 11 kV | PE MV TERMINAL | RYB | VPTJ/PCE/J18182 | PE 18.18 BLOK C&D 18R12 (F2) | TX1-1000kVA
378058374 | TNB | DISTRIBUTION | WP PUTRAJAYA & CYBERJAYA | Existing | 11 kV | PE MV TERMINAL | RYB | VPTJ/PCE/J18191 | PE 18.19 BLOK A&B 18R12 (F1) | PTJ18181 PE 18.18 BLOK C&D 18R12 (F1)
378058375 | TNB | DISTRIBUTION | WP PUTRAJAYA & CYBERJAYA | Existing | 11 kV | PE MV TERMINAL | RYB | VPTJ/PCE/J18191 | PE 18.19 BLOK A&B 18R12 (F1) | PTJ18243 PE 18.24 APT 24 (F1)
378058378 | TNB | DISTRIBUTION | WP PUTRAJAYA & CYBERJAYA | Existing | 11 kV | PE MV TERMINAL | RYB | VPTJ/PCE/J18191 | PE 18.19 BLOK A&B 18R12 (F1) | TX1-1000kVA
378058468 | TNB | DISTRIBUTION | WP PUTRAJAYA & CYBERJAYA | Existing | 11 kV | PE MV TERMINAL | RYB | VPTJ/PCE/J18192 | PE 18.19 BLOK A&B 18R12 (F2) | PTJ18184 PE 18.18 BLOK C&D 18R12 (F2)
378058469 | TNB | DISTRIBUTION | WP PUTRAJAYA & CYBERJAYA | Existing | 11 kV | PE MV TERMINAL | RYB | VPTJ/PCE/J18192 | PE 18.19 BLOK A&B 18R12 (F2) | PTJ18246 PE 18.24 APT 24 (F2)
378058472 | TNB | DISTRIBUTION | WP PUTRAJAYA & CYBERJAYA | Existing | 11 kV | PE MV TERMINAL | RYB | VPTJ/PCE/J18192 | PE 18.19 BLOK A&B 18R12 (F2) | TX1-1000kVA
378058573 | TNB | DISTRIBUTION | WP PUTRAJAYA & CYBERJAYA | Existing | 11 kV | PE MV TERMINAL | RYB | VPTJ/PCE/J18241 | PE 18.24 BLOK D 18R13 (F1) | PTJ18191 PE 18.19 BLOK A&B 18R12 (F1)
378058574 | TNB | DISTRIBUTION | WP PUTRAJAYA & CYBERJAYA | Existing | 11 kV | PE MV TERMINAL | RYB | VPTJ/PCE/J18241 | PE 18.24 BLOK D 18R13 (F1) | PTJ18233 PE 18.23 APT 23 (F1)
378058577 | TNB | DISTRIBUTION | WP PUTRAJAYA & CYBERJAYA | Existing | 11 kV | PE MV TERMINAL | RYB | VPTJ/PCE/J18241 | PE 18.24 BLOK D 18R13 (F1) | TX1-1000kVA
378058667 | TNB | DISTRIBUTION | WP PUTRAJAYA & CYBERJAYA | Existing | 11 kV | PE MV TERMINAL | RYB | VPTJ/PCE/J18242 | PE 18.24 BLOK D 18R13 (F2) | PTJ18194 PE 18.19 BLOK A&B 18R12 (F2)
378058668 | TNB | DISTRIBUTION | WP PUTRAJAYA & CYBERJAYA | Existing | 11 kV | PE MV TERMINAL | RYB | VPTJ/PCE/J18242 | PE 18.24 BLOK D 18R13 (F2) | PTJ18236 PE 18.23 APT 23 (F2)
378058671 | TNB | DISTRIBUTION | WP PUTRAJAYA & CYBERJAYA | Existing | 11 kV | PE MV TERMINAL | RYB | VPTJ/PCE/J18242 | PE 18.24 BLOK D 18R13 (F2) | TX1-1000kVA
378058773 | TNB | DISTRIBUTION | WP PUTRAJAYA & CYBERJAYA | Existing | 11 kV | PE MV TERMINAL | RYB | VPTJ/PCE/J18231 | PE 18.23 BLOK C 18R13 (F1) | PTJ18241 PE 18.24 APT 24 (F1)
378058774 | TNB | DISTRIBUTION | WP PUTRAJAYA & CYBERJAYA | Existing | 11 kV | PE MV TERMINAL | RYB | VPTJ/PCE/J18231 | PE 18.23 BLOK C 18R13 (F1) | PTJ18213 PE 18.22
378058777 | TNB | DISTRIBUTION | WP PUTRAJAYA & CYBERJAYA | Existing | 11 kV | PE MV TERMINAL | RYB | VPTJ/PCE/J18231 | PE 18.23 BLOK C 18R13 (F1) | TX1-1000kVA
378058867 | TNB | DISTRIBUTION | WP PUTRAJAYA & CYBERJAYA | Existing | 11 kV | PE MV TERMINAL | RYB | VPTJ/PCE/J18232 | PE 18.23 BLOK C 18R13 (F2) | PTJ18244 PE 18.24 APT 24 (F2)
378058868 | TNB | DISTRIBUTION | WP PUTRAJAYA & CYBERJAYA | Existing | 11 kV | PE MV TERMINAL | RYB | VPTJ/PCE/J18232 | PE 18.23 BLOK C 18R13 (F2) | PTJ18216 PE 18.22
378058871 | TNB | DISTRIBUTION | WP PUTRAJAYA & CYBERJAYA | Existing | 11 kV | PE MV TERMINAL | RYB | VPTJ/PCE/J18232 | PE 18.23 BLOK C 18R13 (F2) | TX1-1000kVA
378059102 | TNB | DISTRIBUTION | WP PUTRAJAYA & CYBERJAYA | Existing | 11 kV | PE MV TERMINAL | RYB | VPTJ/PCE/J02211 | PE 2.21 S/Tenaga (F1) | TX1-1000kVA
378059104 | TNB | DISTRIBUTION | WP PUTRAJAYA & CYBERJAYA | Existing | 11 kV | PE MV TERMINAL | RYB | VPTJ/PCE/J02211 | PE 2.21 S/Tenaga (F1) | PPU PTJ17 CB7
378059145 | TNB | DISTRIBUTION | WP PUTRAJAYA & CYBERJAYA | Existing | 11 kV | PE MV TERMINAL | RYB | VPTJ/PCE/J02211 | PE 2.21 S/Tenaga (F1) | PTJ02151 PE 2.15 2G4 (F1)
378059223 | TNB | DISTRIBUTION | WP PUTRAJAYA & CYBERJAYA | Existing | 11 kV | PE MV TERMINAL | RYB | VPTJ/PCE/J02212 | PE 2.21 S/Tenaga (F2) | TX2-1000kVA
378059225 | TNB | DISTRIBUTION | WP PUTRAJAYA & CYBERJAYA | Existing | 11 kV | PE MV TERMINAL | RYB | VPTJ/PCE/J02212 | PE 2.21 S/Tenaga (F2) | PPU PTJ17 CB8
378059266 | TNB | DISTRIBUTION | WP PUTRAJAYA & CYBERJAYA | Existing | 11 kV | PE MV TERMINAL | RYB | VPTJ/PCE/J02212 | PE 2.21 S/Tenaga (F2) | PTJ02155 PE 2.15 2G4 (F2)
378059344 | TNB | DISTRIBUTION | WP PUTRAJAYA & CYBERJAYA | Existing | 11 kV | PE MV TERMINAL | RYB | VPTJ/PCE/J02151 | PE 2.15 2G4 (F1) | PTJ02212 PE 2.21 Suruhanjaya Tenaga (F1)
378059348 | TNB | DISTRIBUTION | WP PUTRAJAYA & CYBERJAYA | Existing | 11 kV | PE MV TERMINAL | RYB | VPTJ/PCE/J02151 | PE 2.15 2G4 (F1) | TX1-1000kVA
378059350 | TNB | DISTRIBUTION | WP PUTRAJAYA & CYBERJAYA | Existing | 11 kV | PE MV TERMINAL | RYB | VPTJ/PCE/J02151 | PE 2.15 2G4 (F1) | PTJ02141 SS 2.14 2G3 (F1)
378059391 | TNB | DISTRIBUTION | WP PUTRAJAYA & CYBERJAYA | Existing | 11 kV | PE MV TERMINAL | RYB | VPTJ/PCE/J02151 | PE 2.15 2G4 (F1) | PENGGUNA HT 11kV
378059486 | TNB | DISTRIBUTION | WP PUTRAJAYA & CYBERJAYA | Existing | 11 kV | PE MV TERMINAL | RYB | VPTJ/PCE/J02152 | PE 2.15 2G4 (F2) | PTJ02215 PE 2.21 Suruhanjaya Tenaga (F2)
378059490 | TNB | DISTRIBUTION | WP PUTRAJAYA & CYBERJAYA | Existing | 11 kV | PE MV TERMINAL | RYB | VPTJ/PCE/J02152 | PE 2.15 2G4 (F2) | PTJ02144 SS 2.14 2G3 (F2)
378059505 | TNB | DISTRIBUTION | WP PUTRAJAYA & CYBERJAYA | Existing | 11 kV | PE MV TERMINAL | RYB | VPTJ/PCE/J02152 | PE 2.15 2G4 (F2) | PENGGUNA HT
378059527 | TNB | DISTRIBUTION | WP PUTRAJAYA & CYBERJAYA | Existing | 11 kV | PE MV TERMINAL | RYB | VPTJ/PCE/J02141 | SS 2.14 2G3 (F1) | PTJ02152 PE 2.15 2G4 (F1)
378059531 | TNB | DISTRIBUTION | WP PUTRAJAYA & CYBERJAYA | Existing | 11 kV | PE MV TERMINAL | RYB | VPTJ/PCE/J02141 | SS 2.14 2G3 (F1) | PTJ02301 PE 2.30 2C5 PR2 PJ (F1)
378059546 | TNB | DISTRIBUTION | WP PUTRAJAYA & CYBERJAYA | Existing | 11 kV | PE MV TERMINAL | RYB | VPTJ/PCE/J02141 | SS 2.14 2G3 (F1) | PENGGUNA HT 11kV
378059568 | TNB | DISTRIBUTION | WP PUTRAJAYA & CYBERJAYA | Existing | 11 kV | PE MV TERMINAL | RYB | VPTJ/PCE/J02142 | SS 2.14 2G3 (F2) | PTJ02156 PE 2.15 2G4 (F2)
378059572 | TNB | DISTRIBUTION | WP PUTRAJAYA & CYBERJAYA | Existing | 11 kV | PE MV TERMINAL | RYB | VPTJ/PCE/J02142 | SS 2.14 2G3 (F2) | PTJ02305 PE 2.30 2C5 PR2 PJ (F2)
378059587 | TNB | DISTRIBUTION | WP PUTRAJAYA & CYBERJAYA | Existing | 11 kV | PE MV TERMINAL | RYB | VPTJ/PCE/J02142 | SS 2.14 2G3 (F2) | PENGGUNA
378059616 | TNB | DISTRIBUTION | WP PUTRAJAYA & CYBERJAYA | Existing | 11 kV | PE MV TERMINAL | RYB | VPTJ/PCE/J02131 | SS 2.13 2G6 (F1) | PTJ02302 PE 2.30 2C5 PR2 PJ (F1)
378059620 | TNB | DISTRIBUTION | WP PUTRAJAYA & CYBERJAYA | Existing | 11 kV | PE MV TERMINAL | RYB | VPTJ/PCE/J02131 | SS 2.13 2G6 (F1) | PTJ02121 PE 2.12 2G5 PR2 PJ (F1)
378059635 | TNB | DISTRIBUTION | WP PUTRAJAYA & CYBERJAYA | Existing | 11 kV | PE MV TERMINAL | RYB | VPTJ/PCE/J02131 | SS 2.13 2G6 (F1) | PENGGUNA
378059657 | TNB | DISTRIBUTION | WP PUTRAJAYA & CYBERJAYA | Existing | 11 kV | PE MV TERMINAL | RYB | VPTJ/PCE/J02132 | SS 2.13 2G6 (F2) | PTJ02306 PE 2.30 2C5 PR2 PJ (F2)
378059661 | TNB | DISTRIBUTION | WP PUTRAJAYA & CYBERJAYA | Existing | 11 kV | PE MV TERMINAL | RYB | VPTJ/PCE/J02132 | SS 2.13 2G6 (F2) | PTJ02125 PE 2.12 2G5 PR2 PJ (F2)
378059676 | TNB | DISTRIBUTION | WP PUTRAJAYA & CYBERJAYA | Existing | 11 kV | PE MV TERMINAL | RYB | VPTJ/PCE/J02132 | SS 2.13 2G6 (F2) | PENGGUNA
378059692 | TNB | DISTRIBUTION | WP PUTRAJAYA & CYBERJAYA | Existing | 11 kV | PE MV TERMINAL | RYB | VPTJ/PCE/J02121 | PE 2.12 2G5 (F1) | PTJ02132 SS 2.13 2G6 (F1)
378059696 | TNB | DISTRIBUTION | WP PUTRAJAYA & CYBERJAYA | Existing | 11 kV | PE MV TERMINAL | RYB | VPTJ/PCE/J02121 | PE 2.12 2G5 (F1) | TX1-500kVA
378059698 | TNB | DISTRIBUTION | WP PUTRAJAYA & CYBERJAYA | Existing | 11 kV | PE MV TERMINAL | RYB | VPTJ/PCE/J02121 | PE 2.12 2G5 (F1) | PTJ03092 SS 3.09 3C5 (F1)
378059739 | TNB | DISTRIBUTION | WP PUTRAJAYA & CYBERJAYA | Existing | 11 kV | PE MV TERMINAL | RYB | VPTJ/PCE/J02121 | PE 2.12 2G5 (F1) | PENGGUNA MV
378059825 | TNB | DISTRIBUTION | WP PUTRAJAYA & CYBERJAYA | Existing | 11 kV | PE MV TERMINAL | RYB | VPTJ/PCE/J02122 | PE 2.12 2G5 (F2) | PTJ02135 SS 2.13 2G6 (F2)
378059829 | TNB | DISTRIBUTION | WP PUTRAJAYA & CYBERJAYA | Existing | 11 kV | PE MV TERMINAL | RYB | VPTJ/PCE/J02122 | PE 2.12 2G5 (F2) | PTJ03095 PE 3.09 3C5 (F2)
378059844 | TNB | DISTRIBUTION | WP PUTRAJAYA & CYBERJAYA | Existing | 11 kV | PE MV TERMINAL | RYB | VPTJ/PCE/J02122 | PE 2.12 2G5 (F2) | PENGGUNA MV
378059894 | TNB | DISTRIBUTION | WP PUTRAJAYA & CYBERJAYA | Existing | 11 kV | PE MV TERMINAL | RYB | VPTJ/PCE/J03092 | PE 3.09 3C5 (F2) | PTJ03075 SS 3.07 3C6 (F2)
378059898 | TNB | DISTRIBUTION | WP PUTRAJAYA & CYBERJAYA | Existing | 11 kV | PE MV TERMINAL | RYB | VPTJ/PCE/J03092 | PE 3.09 3C5 (F2) | PTJ02126 PE 2.12 2G5 PR2 PJ (F2)
378059913 | TNB | DISTRIBUTION | WP PUTRAJAYA & CYBERJAYA | Existing | 11 kV | PE MV TERMINAL | RYB | VPTJ/PCE/J03092 | PE 3.09 3C5 (F2) | PENGGUNA HT
378059935 | TNB | DISTRIBUTION | WP PUTRAJAYA & CYBERJAYA | Existing | 11 kV | PE MV TERMINAL | RYB | VPTJ/PCE/J03091 | SS 3.09 3C5 (F1) | PTJ03072 SS 3.07 3C6 (F1)
378059939 | TNB | DISTRIBUTION | WP PUTRAJAYA & CYBERJAYA | Existing | 11 kV | PE MV TERMINAL | RYB | VPTJ/PCE/J03091 | SS 3.09 3C5 (F1) | PTJ02122 PE 2.12 2G5 PR2 PJ (F1)
378059954 | TNB | DISTRIBUTION | WP PUTRAJAYA & CYBERJAYA | Existing | 11 kV | PE MV TERMINAL | RYB | VPTJ/PCE/J03091 | SS 3.09 3C5 (F1) | PENGGUNA HT
378059980 | TNB | DISTRIBUTION | WP PUTRAJAYA & CYBERJAYA | Existing | 11 kV | PE MV TERMINAL | RYB | VPTJ/PCE/J03071 | SS 3.07 3C6 (F1) | PTJ03032 SS 3.03 3G2 (F1)
378059984 | TNB | DISTRIBUTION | WP PUTRAJAYA & CYBERJAYA | Existing | 11 kV | PE MV TERMINAL | RYB | VPTJ/PCE/J03071 | SS 3.07 3C6 (F1) | PTJ03091 SS 3.09 3C5 (F1)
378059999 | TNB | DISTRIBUTION | WP PUTRAJAYA & CYBERJAYA | Existing | 11 kV | PE MV TERMINAL | RYB | VPTJ/PCE/J03071 | SS 3.07 3C6 (F1) | PENGGUNA HT
378060021 | TNB | DISTRIBUTION | WP PUTRAJAYA & CYBERJAYA | Existing | 11 kV | PE MV TERMINAL | RYB | VPTJ/PCE/J03072 | SS 3.07 3C6 (F2) | PTJ03035 SS 3.03 3G2 (F2)
378060025 | TNB | DISTRIBUTION | WP PUTRAJAYA & CYBERJAYA | Existing | 11 kV | PE MV TERMINAL | RYB | VPTJ/PCE/J03072 | SS 3.07 3C6 (F2) | PTJ03094 PE 3.09 3C5 (F2)
378060040 | TNB | DISTRIBUTION | WP PUTRAJAYA & CYBERJAYA | Existing | 11 kV | PE MV TERMINAL | RYB | VPTJ/PCE/J03072 | SS 3.07 3C6 (F2) | PENGGUNA HT
378060125 | TNB | DISTRIBUTION | WP PUTRAJAYA & CYBERJAYA | Existing | 11 kV | PE MV TERMINAL | RYB | VPTJ/PCE/J03081 | SS 3.08 3C7 (F1) | PPU PTJ 17 CB9
378060129 | TNB | DISTRIBUTION | WP PUTRAJAYA & CYBERJAYA | Existing | 11 kV | PE MV TERMINAL | RYB | VPTJ/PCE/J03081 | SS 3.08 3C7 (F1) | PTJ03041 SS 3.04 PALACE OF JUSTICE (F1)
378060144 | TNB | DISTRIBUTION | WP PUTRAJAYA & CYBERJAYA | Existing | 11 kV | PE MV TERMINAL | RYB | VPTJ/PCE/J03081 | SS 3.08 3C7 (F1) | PENGGUNA HT
378060166 | TNB | DISTRIBUTION | WP PUTRAJAYA & CYBERJAYA | Existing | 11 kV | PE MV TERMINAL | RYB | VPTJ/PCE/J03082 | SS 3.08 3C7 (F2) | PPU PTJ 17 CB10
378060170 | TNB | DISTRIBUTION | WP PUTRAJAYA & CYBERJAYA | Existing | 11 kV | PE MV TERMINAL | RYB | VPTJ/PCE/J03082 | SS 3.08 3C7 (F2) | PTJ03044 SS 3.04 PALACE OF JUSTICE (F2)
378060185 | TNB | DISTRIBUTION | WP PUTRAJAYA & CYBERJAYA | Existing | 11 kV | PE MV TERMINAL | RYB | VPTJ/PCE/J03082 | SS 3.08 3C7 (F2) | PENGGUNA HT
378060223 | TNB | DISTRIBUTION | WP PUTRAJAYA & CYBERJAYA | Existing | 11 kV | PE MV TERMINAL | RYB | VPTJ/PCE/J03041 | SS 3.04 3G3 (F1) | PTJ03082 SS 3.08 3C7 (F1)
378060227 | TNB | DISTRIBUTION | WP PUTRAJAYA & CYBERJAYA | Existing | 11 kV | PE MV TERMINAL | RYB | VPTJ/PCE/J03041 | SS 3.04 3G3 (F1) | PTJ04041 SS 4.04 4G4 (F1)
378060242 | TNB | DISTRIBUTION | WP PUTRAJAYA & CYBERJAYA | Existing | 11 kV | PE MV TERMINAL | RYB | VPTJ/PCE/J03041 | SS 3.04 3G3 (F1) | PENGGUNA HT
378060264 | TNB | DISTRIBUTION | WP PUTRAJAYA & CYBERJAYA | Existing | 11 kV | PE MV TERMINAL | RYB | VPTJ/PCE/J03042 | SS 3.04 3G3 (F2) | PTJ03085 SS 3.08 3C7 (F2)
378060268 | TNB | DISTRIBUTION | WP PUTRAJAYA & CYBERJAYA | Existing | 11 kV | PE MV TERMINAL | RYB | VPTJ/PCE/J03042 | SS 3.04 3G3 (F2) | PTJ04044 SS 4.04 4G4 (F2)
378060283 | TNB | DISTRIBUTION | WP PUTRAJAYA & CYBERJAYA | Existing | 11 kV | PE MV TERMINAL | RYB | VPTJ/PCE/J03042 | SS 3.04 3G3 (F2) | PENGGUNA HT
378060335 | TNB | DISTRIBUTION | WP PUTRAJAYA & CYBERJAYA | Existing | 11 kV | PE MV TERMINAL | RYB | VPTJ/PCE/J04041 | SS 4.04 4G4 (F1) | PTJ03042 SS 3.04 PALACE OF JUSTICE (F1)
378060339 | TNB | DISTRIBUTION | WP PUTRAJAYA & CYBERJAYA | Existing | 11 kV | PE MV TERMINAL | RYB | VPTJ/PCE/J04041 | SS 4.04 4G4 (F1) | PTJ04201 SS 4.20 4U2 GDC (F1)
378060354 | TNB | DISTRIBUTION | WP PUTRAJAYA & CYBERJAYA | Existing | 11 kV | PE MV TERMINAL | RYB | VPTJ/PCE/J04041 | SS 4.04 4G4 (F1) | PENGGUNA HT
378060376 | TNB | DISTRIBUTION | WP PUTRAJAYA & CYBERJAYA | Existing | 11 kV | PE MV TERMINAL | RYB | VPTJ/PCE/J04042 | SS 4.04 4G4 (F2) | PTJ04204 SS 4.20 4U2 GDC (F2)
378060380 | TNB | DISTRIBUTION | WP PUTRAJAYA & CYBERJAYA | Existing | 11 kV | PE MV TERMINAL | RYB | VPTJ/PCE/J04042 | SS 4.04 4G4 (F2) | SPARE
378060395 | TNB | DISTRIBUTION | WP PUTRAJAYA & CYBERJAYA | Existing | 11 kV | PE MV TERMINAL | RYB | VPTJ/PCE/J04042 | SS 4.04 4G4 (F2) | PENGGUNA HT
378060396 | TNB | DISTRIBUTION | WP PUTRAJAYA & CYBERJAYA | Existing | 11 kV | PE MV TERMINAL | RYB | VPTJ/PCE/J04042 | SS 4.04 4G4 (F2) | PTJ03045 SS 3.04 PALACE OF JUSTICE (F2)
378060454 | TNB | DISTRIBUTION | WP PUTRAJAYA & CYBERJAYA | Existing | 11 kV | PE MV TERMINAL | RYB | VPTJ/PCE/J04201 | SS 4.20 4U2 GDC (F1) | PTJ04042 SS 4.04 4G4 (F1)
378060458 | TNB | DISTRIBUTION | WP PUTRAJAYA & CYBERJAYA | Existing | 11 kV | PE MV TERMINAL | RYB | VPTJ/PCE/J04201 | SS 4.20 4U2 GDC (F1) | PTJ04011 PE 4.01 4G3 (F1)
378060473 | TNB | DISTRIBUTION | WP PUTRAJAYA & CYBERJAYA | Existing | 11 kV | PE MV TERMINAL | RYB | VPTJ/PCE/J04201 | SS 4.20 4U2 GDC (F1) | PENGGUNA HT
378060495 | TNB | DISTRIBUTION | WP PUTRAJAYA & CYBERJAYA | Existing | 11 kV | PE MV TERMINAL | RYB | VPTJ/PCE/J04202 | SS 4.20 4U2 GDC (F2) | PTJ04045 SS 4.04 4G4 (F2)
378060499 | TNB | DISTRIBUTION | WP PUTRAJAYA & CYBERJAYA | Existing | 11 kV | PE MV TERMINAL | RYB | VPTJ/PCE/J04202 | SS 4.20 4U2 GDC (F2) | PTJ04015 PE 4.01 4G3 (F2)
378060514 | TNB | DISTRIBUTION | WP PUTRAJAYA & CYBERJAYA | Existing | 11 kV | PE MV TERMINAL | RYB | VPTJ/PCE/J04202 | SS 4.20 4U2 GDC (F2) | PENGGUNA HT
378060557 | TNB | DISTRIBUTION | WP PUTRAJAYA & CYBERJAYA | Existing | 11 kV | PE MV TERMINAL | RYB | VPTJ/PCE/J04012 | PE 4.01 4G3 (F2) | PTJ03064 SS 3.06 3C4 (F2)
378060561 | TNB | DISTRIBUTION | WP PUTRAJAYA & CYBERJAYA | Existing | 11 kV | PE MV TERMINAL | RYB | VPTJ/PCE/J04012 | PE 4.01 4G3 (F2) | PENGGUNA HT F2
378060576 | TNB | DISTRIBUTION | WP PUTRAJAYA & CYBERJAYA | Existing | 11 kV | PE MV TERMINAL | RYB | VPTJ/PCE/J04012 | PE 4.01 4G3 (F2) | TX2-1000kVA
378060577 | TNB | DISTRIBUTION | WP PUTRAJAYA & CYBERJAYA | Existing | 11 kV | PE MV TERMINAL | RYB | VPTJ/PCE/J04012 | PE 4.01 4G3 (F2) | PTJ04205 SS 4.20 4U2 GDC (F2)
378060878 | TNB | DISTRIBUTION | WP PUTRAJAYA & CYBERJAYA | Existing | 11 kV | PE MV TERMINAL | RYB | VPTJ/PCE/J02161 | SS 2.16 MENARA PJH (2C1) (F1) | P2322 : SS 2.32 F1
378060882 | TNB | DISTRIBUTION | WP PUTRAJAYA & CYBERJAYA | Existing | 11 kV | PE MV TERMINAL | RYB | VPTJ/PCE/J02161 | SS 2.16 MENARA PJH (2C1) (F1) | P2311 SS 2.31 HOTEL ZENITH F1
378060897 | TNB | DISTRIBUTION | WP PUTRAJAYA & CYBERJAYA | Existing | 11 kV | PE MV TERMINAL | RYB | VPTJ/PCE/J02161 | SS 2.16 MENARA PJH (2C1) (F1) | PENGGUNA HT
378060919 | TNB | DISTRIBUTION | WP PUTRAJAYA & CYBERJAYA | Existing | 11 kV | PE MV TERMINAL | RYB | VPTJ/PCE/J02162 | SS 2.16 MENARA PJH (2C1) (F2) | P2325 : SS 2.32 F1
378060923 | TNB | DISTRIBUTION | WP PUTRAJAYA & CYBERJAYA | Existing | 11 kV | PE MV TERMINAL | RYB | VPTJ/PCE/J02162 | SS 2.16 MENARA PJH (2C1) (F2) | P2314 SS 2.31 HOTEL ZENITH F2
378069538 | TNB | DISTRIBUTION | WP PUTRAJAYA & CYBERJAYA | Existing | 11 kV | PE MV TERMINAL | RYB | VCBJ/PCE/J22731 | SS 22.73 - HP IT CAMPUS F1 | PPU CYB9: VCB 9 [OFF]
378069542 | TNB | DISTRIBUTION | WP PUTRAJAYA & CYBERJAYA | Existing | 11 kV | PE MV TERMINAL | RYB | VCBJ/PCE/J22731 | SS 22.73 - HP IT CAMPUS F1 | PENGGUNA
378069558 | TNB | DISTRIBUTION | WP PUTRAJAYA & CYBERJAYA | Existing | 11 kV | PE MV TERMINAL | RYB | VCBJ/PCE/J22731 | SS 22.73 - HP IT CAMPUS F1 | CBJ22551 SS 22.78 LHDN (F1)
378069622 | TNB | DISTRIBUTION | WP PUTRAJAYA & CYBERJAYA | Existing | 11 kV | PE MV TERMINAL | RYB | VCBJ/PCE/J22732 | SS 22.73 - HP IT CAMPUS F2 | CBJ 22785 SS 22.78
378069626 | TNB | DISTRIBUTION | WP PUTRAJAYA & CYBERJAYA | Existing | 11 kV | PE MV TERMINAL | RYB | VCBJ/PCE/J22732 | SS 22.73 - HP IT CAMPUS F2 | PENGGUNA
378069642 | TNB | DISTRIBUTION | WP PUTRAJAYA & CYBERJAYA | Existing | 11 kV | PE MV TERMINAL | RYB | VCBJ/PCE/J22732 | SS 22.73 - HP IT CAMPUS F2 | PPU CYB9: VCB 10
378069663 | TNB | DISTRIBUTION | WP PUTRAJAYA & CYBERJAYA | Existing | 11 kV | PE MV TERMINAL | RYB | VCBJ/PCE/J22781 | SS 22.78 LHDN F1 | PTJ01261 SS 22.73 - HP IT CAMPUS
378069667 | TNB | DISTRIBUTION | WP PUTRAJAYA & CYBERJAYA | Existing | 11 kV | PE MV TERMINAL | RYB | VCBJ/PCE/J22781 | SS 22.78 LHDN F1 | PENGGUNA
378069683 | TNB | DISTRIBUTION | WP PUTRAJAYA & CYBERJAYA | Existing | 11 kV | PE MV TERMINAL | RYB | VCBJ/PCE/J22781 | SS 22.78 LHDN F1 | CBJ22401 PE 22.40 POLIS CJ (F1)
378069725 | TNB | DISTRIBUTION | WP PUTRAJAYA & CYBERJAYA | Existing | 11 kV | PE MV TERMINAL | RYB | VCBJ/PCE/J22761 | PE 22.76 - STP B F1 | C24481 PE 24.48 MASRECA B
378069726 | TNB | DISTRIBUTION | WP PUTRAJAYA & CYBERJAYA | Existing | 11 kV | PE MV TERMINAL | RYB | VCBJ/PCE/J22761 | PE 22.76 - STP B F1 | CBJ22773 PE 22.77 - PS2-8 F1
378069729 | TNB | DISTRIBUTION | WP PUTRAJAYA & CYBERJAYA | Existing | 11 kV | PE MV TERMINAL | RYB | VCBJ/PCE/J22761 | PE 22.76 - STP B F1 | TX1-1000KVA
378069757 | TNB | DISTRIBUTION | WP PUTRAJAYA & CYBERJAYA | Existing | 11 kV | PE MV TERMINAL | RYB | VCBJ/PCE/J22762 | PE 22.76 - STP B F2 | CBJ22776 PE 22.77 - PS2-8 F2
378069758 | TNB | DISTRIBUTION | WP PUTRAJAYA & CYBERJAYA | Existing | 11 kV | PE MV TERMINAL | RYB | VCBJ/PCE/J22762 | PE 22.76 - STP B F2 | CBJ24402 PE 24.40 LAMAN VIEW
378069761 | TNB | DISTRIBUTION | WP PUTRAJAYA & CYBERJAYA | Existing | 11 kV | PE MV TERMINAL | RYB | VCBJ/PCE/J22762 | PE 22.76 - STP B F2 | TX2-1000 kVA
378069816 | TNB | DISTRIBUTION | WP PUTRAJAYA & CYBERJAYA | Existing | 11 kV | PE MV TERMINAL | RYB | VCBJ/PCE/J22771 | PE 22.77 - PS2-8 F1 | CBJ22671 PE 22.76 - STP B F1
378069817 | TNB | DISTRIBUTION | WP PUTRAJAYA & CYBERJAYA | Existing | 11 kV | PE MV TERMINAL | RYB | VCBJ/PCE/J22771 | PE 22.77 - PS2-8 F1 | CBJ22693 PE 22.69 KRU STUDIO (F1)
378069820 | TNB | DISTRIBUTION | WP PUTRAJAYA & CYBERJAYA | Existing | 11 kV | PE MV TERMINAL | RYB | VCBJ/PCE/J22771 | PE 22.77 - PS2-8 F1 | TX1-1000kVA
378069912 | TNB | DISTRIBUTION | WP PUTRAJAYA & CYBERJAYA | Existing | 11 kV | PE MV TERMINAL | RYB | VCBJ/PCE/J22772 | PE 22.77 - PS2-8 F2 | CBJ22696 PE 22.69 KRU STUDIO (F2)
378069913 | TNB | DISTRIBUTION | WP PUTRAJAYA & CYBERJAYA | Existing | 11 kV | PE MV TERMINAL | RYB | VCBJ/PCE/J22772 | PE 22.77 - PS2-8 F2 | CBJ22776 PE 22.77 - PS2-8 F2
378069916 | TNB | DISTRIBUTION | WP PUTRAJAYA & CYBERJAYA | Existing | 11 kV | PE MV TERMINAL | RYB | VCBJ/PCE/J22772 | PE 22.77 - PS2-8 F2 | TX2-1000 kVA
378070010 | TNB | DISTRIBUTION | WP PUTRAJAYA & CYBERJAYA | Existing | 11 kV | PE MV TERMINAL | RYB | VCBJ/PCE/J22691 | PE 22.69 KRU STUDIO F1 | CBJ22771 PE 22.77 - PS2-8 F1
378070011 | TNB | DISTRIBUTION | WP PUTRAJAYA & CYBERJAYA | Existing | 11 kV | PE MV TERMINAL | RYB | VCBJ/PCE/J22691 | PE 22.69 KRU STUDIO F1 | CBJ24192 PE 24.19 (YAKIN INVEST))
378070014 | TNB | DISTRIBUTION | WP PUTRAJAYA & CYBERJAYA | Existing | 11 kV | PE MV TERMINAL | RYB | VCBJ/PCE/J22691 | PE 22.69 KRU STUDIO F1 | TX1-1000 kVA
378070039 | TNB | DISTRIBUTION | WP PUTRAJAYA & CYBERJAYA | Existing | 11 kV | PE MV TERMINAL | RYB | VCBJ/PCE/J24191 | PE 24.19 YAKIN INVEST F1 | CBJ22691 PE 22.69 KRU STUDIO (F1)
378070040 | TNB | DISTRIBUTION | WP PUTRAJAYA & CYBERJAYA | Existing | 11 kV | PE MV TERMINAL | RYB | VCBJ/PCE/J24191 | PE 24.19 YAKIN INVEST F1 | CBJ22892 PE 22.89 MYTELEHAUS (F1)
378070043 | TNB | DISTRIBUTION | WP PUTRAJAYA & CYBERJAYA | Existing | 11 kV | PE MV TERMINAL | RYB | VCBJ/PCE/J24191 | PE 24.19 YAKIN INVEST F1 | TX1-1000kVA
378070139 | TNB | DISTRIBUTION | WP PUTRAJAYA & CYBERJAYA | Existing | 11 kV | PE MV TERMINAL | RYB | VCBJ/PCE/J22692 | PE 22.69 KRU STUDIO F2 | CBJ24195 PE 24.19 (YAKIN INVEST)) F2
378070140 | TNB | DISTRIBUTION | WP PUTRAJAYA & CYBERJAYA | Existing | 11 kV | PE MV TERMINAL | RYB | VCBJ/PCE/J22692 | PE 22.69 KRU STUDIO F2 | CBJ22774 PE 22.77 - PS2-8 F2
378070143 | TNB | DISTRIBUTION | WP PUTRAJAYA & CYBERJAYA | Existing | 11 kV | PE MV TERMINAL | RYB | VCBJ/PCE/J22692 | PE 22.69 KRU STUDIO F2 | TX2-1000 kVA
378070171 | TNB | DISTRIBUTION | WP PUTRAJAYA & CYBERJAYA | Existing | 11 kV | PE MV TERMINAL | RYB | VCBJ/PCE/J24192 | PE 24.19 YAKIN INVEST F2 | CBJ22694 PE 22.69 KRU STUDIO (F2)
378070172 | TNB | DISTRIBUTION | WP PUTRAJAYA & CYBERJAYA | Existing | 11 kV | PE MV TERMINAL | RYB | VCBJ/PCE/J24192 | PE 24.19 YAKIN INVEST F2 | CBJ22895 PE 22.89 MYTELEHAUS (F2)
378070175 | TNB | DISTRIBUTION | WP PUTRAJAYA & CYBERJAYA | Existing | 11 kV | PE MV TERMINAL | RYB | VCBJ/PCE/J24192 | PE 24.19 YAKIN INVEST F2 | TX2- 750 KVA
378070317 | TNB | DISTRIBUTION | WP PUTRAJAYA & CYBERJAYA | Existing | 11 kV | PE MV TERMINAL | RYB | VCBJ/PCE/J22891 | PE 22.89 MYTELEHAUS F1 | CBJ24191 PE 24.19 (YAKIN INVEST))
378070318 | TNB | DISTRIBUTION | WP PUTRAJAYA & CYBERJAYA | Existing | 11 kV | PE MV TERMINAL | RYB | VCBJ/PCE/J22891 | PE 22.89 MYTELEHAUS F1 | CBJ22882 PE 22.88 SKY LEISURE (F1)
378070321 | TNB | DISTRIBUTION | WP PUTRAJAYA & CYBERJAYA | Existing | 11 kV | PE MV TERMINAL | RYB | VCBJ/PCE/J22891 | PE 22.89 MYTELEHAUS F1 | PENGGUNA HT
378070417 | TNB | DISTRIBUTION | WP PUTRAJAYA & CYBERJAYA | Existing | 11 kV | PE MV TERMINAL | RYB | VCBJ/PCE/J22892 | PE 22.89 MYTELEHAUS F2 | CBJ22884 PE 22.88 SKY LEISURE (F2)
378070418 | TNB | DISTRIBUTION | WP PUTRAJAYA & CYBERJAYA | Existing | 11 kV | PE MV TERMINAL | RYB | VCBJ/PCE/J22892 | PE 22.89 MYTELEHAUS F2 | CBJ24194 PE 24.19 (YAKIN INVEST)) F2
378070421 | TNB | DISTRIBUTION | WP PUTRAJAYA & CYBERJAYA | Existing | 11 kV | PE MV TERMINAL | RYB | VCBJ/PCE/J22892 | PE 22.89 MYTELEHAUS F2 | PENGGUNA HT
378070518 | TNB | DISTRIBUTION | WP PUTRAJAYA & CYBERJAYA | Existing | 11 kV | PE MV TERMINAL | RYB | VCBJ/PCE/J22881 | PE 22.88 SKY LEISURE F1 | CBJ22891 PE 22.89 MYTELEHAUS (F1)
378070519 | TNB | DISTRIBUTION | WP PUTRAJAYA & CYBERJAYA | Existing | 11 kV | PE MV TERMINAL | RYB | VCBJ/PCE/J22881 | PE 22.88 SKY LEISURE F1 | CBJ22552 SS 22.55 Basis Bay No1
378070522 | TNB | DISTRIBUTION | WP PUTRAJAYA & CYBERJAYA | Existing | 11 kV | PE MV TERMINAL | RYB | VCBJ/PCE/J22881 | PE 22.88 SKY LEISURE F1 | TX1-1000 kVA
378070620 | TNB | DISTRIBUTION | WP PUTRAJAYA & CYBERJAYA | Existing | 11 kV | PE MV TERMINAL | RYB | VCBJ/PCE/J22882 | PE 22.88 SKY LEISURE F2 | CBJ22894 PE 22.89 MYTELEHAUS (F2)
378070621 | TNB | DISTRIBUTION | WP PUTRAJAYA & CYBERJAYA | Existing | 11 kV | PE MV TERMINAL | RYB | VCBJ/PCE/J22882 | PE 22.88 SKY LEISURE F2 | CBJ22656 SS 22.65 Basis Bay No2
378070624 | TNB | DISTRIBUTION | WP PUTRAJAYA & CYBERJAYA | Existing | 11 kV | PE MV TERMINAL | RYB | VCBJ/PCE/J22882 | PE 22.88 SKY LEISURE F2 | TX2-1000 kVA
378070761 | TNB | DISTRIBUTION | WP PUTRAJAYA & CYBERJAYA | Existing | 11 kV | PE MV TERMINAL | RYB | VCBJ/PCE/J22651 | SS 22.65 BASIS BAY NO 2 | CYB7: 15
378070765 | TNB | DISTRIBUTION | WP PUTRAJAYA & CYBERJAYA | Existing | 11 kV | PE MV TERMINAL | RYB | VCBJ/PCE/J22651 | SS 22.65 BASIS BAY NO 2 | PENGGUNA
378070781 | TNB | DISTRIBUTION | WP PUTRAJAYA & CYBERJAYA | Existing | 11 kV | PE MV TERMINAL | RYB | VCBJ/PCE/J22651 | SS 22.65 BASIS BAY NO 2 | CBJ22885 PE 22.88 SKY LEISURE (F2)
378070802 | TNB | DISTRIBUTION | WP PUTRAJAYA & CYBERJAYA | Existing | 11 kV | PE MV TERMINAL | RYB | VCBJ/PCE/J22551 | SS 22.55 BASIS BAY NO 1 | CBJ22881 PE 22.88 SKY LEISURE (F1)
378070806 | TNB | DISTRIBUTION | WP PUTRAJAYA & CYBERJAYA | Existing | 11 kV | PE MV TERMINAL | RYB | VCBJ/PCE/J22551 | SS 22.55 BASIS BAY NO 1 | PENGGUNA
378070822 | TNB | DISTRIBUTION | WP PUTRAJAYA & CYBERJAYA | Existing | 11 kV | PE MV TERMINAL | RYB | VCBJ/PCE/J22551 | SS 22.55 BASIS BAY NO 1 | CYB7: 6
378070848 | TNB | DISTRIBUTION | WP PUTRAJAYA & CYBERJAYA | Existing | 11 kV | PE MV TERMINAL | RYB | VCBJ/PCE/J22371 | PE 22.37 BOMBA CJ F1 | CBJ22375 PE 22.37 BOMBA CJ (F2)
378070852 | TNB | DISTRIBUTION | WP PUTRAJAYA & CYBERJAYA | Existing | 11 kV | PE MV TERMINAL | RYB | VCBJ/PCE/J22371 | PE 22.37 BOMBA CJ F1 | TX1-1000 kVA
378070868 | TNB | DISTRIBUTION | WP PUTRAJAYA & CYBERJAYA | Existing | 11 kV | PE MV TERMINAL | RYB | VCBJ/PCE/J22371 | PE 22.37 BOMBA CJ F1 | PPU CYB9: VCB 8
378071136 | TNB | DISTRIBUTION | WP PUTRAJAYA & CYBERJAYA | Existing | 11 kV | PE MV TERMINAL | RYB | VCBJ/PCE/J22372 | PE 22.37 BOMBA CJ F2 | PPU CYB9: VCB 7
378071142 | TNB | DISTRIBUTION | WP PUTRAJAYA & CYBERJAYA | Existing | 11 kV | PE MV TERMINAL | RYB | VCBJ/PCE/J22372 | PE 22.37 BOMBA CJ F2 | CBJ22372 [OFF] PE 22.37 BOMBA CJ (F1)
378071183 | TNB | DISTRIBUTION | WP PUTRAJAYA & CYBERJAYA | Existing | 11 kV | PE MV TERMINAL | RYB | VCBJ/PCE/J22372 | PE 22.37 BOMBA CJ F2 | TX2-1000 kVA
378071283 | TNB | DISTRIBUTION | WP PUTRAJAYA & CYBERJAYA | Existing | 11 kV | PE MV TERMINAL | RYB | VCBJ/PCE/J24231 | SS 24.23 STAR CENTRAL F1 | CBJ25101 SS 25.10 CBD3 NO 2
378071287 | TNB | DISTRIBUTION | WP PUTRAJAYA & CYBERJAYA | Existing | 11 kV | PE MV TERMINAL | RYB | VCBJ/PCE/J24231 | SS 24.23 STAR CENTRAL F1 | PENGGUNA
378071303 | TNB | DISTRIBUTION | WP PUTRAJAYA & CYBERJAYA | Existing | 11 kV | PE MV TERMINAL | RYB | VCBJ/PCE/J24231 | SS 24.23 STAR CENTRAL F1 | CBJ 22792 SS 22.79 DCP2 (F1)
378071324 | TNB | DISTRIBUTION | WP PUTRAJAYA & CYBERJAYA | Existing | 11 kV | PE MV TERMINAL | RYB | VCBJ/PCE/J22791 | SS 22.79 DCP2 F1 | CBJ24411 PE 24.41 MAGIC VILLAGE
378071328 | TNB | DISTRIBUTION | WP PUTRAJAYA & CYBERJAYA | Existing | 11 kV | PE MV TERMINAL | RYB | VCBJ/PCE/J22791 | SS 22.79 DCP2 F1 | PENGGUNA
378071344 | TNB | DISTRIBUTION | WP PUTRAJAYA & CYBERJAYA | Existing | 11 kV | PE MV TERMINAL | RYB | VCBJ/PCE/J22791 | SS 22.79 DCP2 F1 | PPU CYB9: VCB 2
378071365 | TNB | DISTRIBUTION | WP PUTRAJAYA & CYBERJAYA | Existing | 11 kV | PE MV TERMINAL | RYB | VCBJ/PCE/J22792 | SS 22.79 DCP2 F2 | CBJ24234 SS 24.23 (STAR CENTRAL) F2
378071369 | TNB | DISTRIBUTION | WP PUTRAJAYA & CYBERJAYA | Existing | 11 kV | PE MV TERMINAL | RYB | VCBJ/PCE/J22792 | SS 22.79 DCP2 F2 | PENGGUNA
378071385 | TNB | DISTRIBUTION | WP PUTRAJAYA & CYBERJAYA | Existing | 11 kV | PE MV TERMINAL | RYB | VCBJ/PCE/J22792 | SS 22.79 DCP2 F2 | PPU CYB9: VCB 1
378071425 | TNB | DISTRIBUTION | WP PUTRAJAYA & CYBERJAYA | Existing | 11 kV | PE MV TERMINAL | RYB | VCBJ/PCE/J24232 | SS 24.23 STAR CENTRAL F2 | CBJ25104 SS 25.10 CBD NO 2 F2
378071429 | TNB | DISTRIBUTION | WP PUTRAJAYA & CYBERJAYA | Existing | 11 kV | PE MV TERMINAL | RYB | VCBJ/PCE/J24232 | SS 24.23 STAR CENTRAL F2 | PENGGUNA
378071445 | TNB | DISTRIBUTION | WP PUTRAJAYA & CYBERJAYA | Existing | 11 kV | PE MV TERMINAL | RYB | VCBJ/PCE/J24232 | SS 24.23 STAR CENTRAL F2 | CBJ 22795 SS 22.79 DCP2 (F2)
378071467 | TNB | DISTRIBUTION | WP PUTRAJAYA & CYBERJAYA | Existing | 11 kV | PE MV TERMINAL | RYB | VCBJ/PCE/J22931 | PE 22.93 BLOK A TRIENTEL | TX2-1000KVA
378071474 | TNB | DISTRIBUTION | WP PUTRAJAYA & CYBERJAYA | Existing | 11 kV | PE MV TERMINAL | RYB | VCBJ/PCE/J22931 | PE 22.93 BLOK A TRIENTEL | CBJ22961 PE 22.96 BLOK D TRIENTEL
378071482 | TNB | DISTRIBUTION | WP PUTRAJAYA & CYBERJAYA | Existing | 11 kV | PE MV TERMINAL | RYB | VCBJ/PCE/J22931 | PE 22.93 BLOK A TRIENTEL | PPU CYB9: VCB 11
378071492 | TNB | DISTRIBUTION | WP PUTRAJAYA & CYBERJAYA | Existing | 11 kV | PE MV TERMINAL | RYB | VCBJ/PCE/J22931 | PE 22.93 BLOK A TRIENTEL | TX1-1000KVA
378071660 | TNB | DISTRIBUTION | WP PUTRAJAYA & CYBERJAYA | Existing | 11 kV | PE MV TERMINAL | RYB | VCBJ/PCE/J22951 | PE 22.95 TRIENTEL BLOK C | CBJ22942 PE 22.94 BLOK B TRIENTEL
378071661 | TNB | DISTRIBUTION | WP PUTRAJAYA & CYBERJAYA | Existing | 11 kV | PE MV TERMINAL | RYB | VCBJ/PCE/J22951 | PE 22.95 TRIENTEL BLOK C | PPU CYB9: VCB 12
378071664 | TNB | DISTRIBUTION | WP PUTRAJAYA & CYBERJAYA | Existing | 11 kV | PE MV TERMINAL | RYB | VCBJ/PCE/J22951 | PE 22.95 TRIENTEL BLOK C | TX1-1000KVA
378071760 | TNB | DISTRIBUTION | WP PUTRAJAYA & CYBERJAYA | Existing | 11 kV | PE MV TERMINAL | RYB | VCBJ/PCE/J22961 | PE 22.96 TRIENTEL BLOK D | CBJ21782 PE 21.78 GARDEN VIEW BLOK C
378071761 | TNB | DISTRIBUTION | WP PUTRAJAYA & CYBERJAYA | Existing | 11 kV | PE MV TERMINAL | RYB | VCBJ/PCE/J22961 | PE 22.96 TRIENTEL BLOK D | CBJ22931 PE 22.93 BLOK A TRIENTEL
378071764 | TNB | DISTRIBUTION | WP PUTRAJAYA & CYBERJAYA | Existing | 11 kV | PE MV TERMINAL | RYB | VCBJ/PCE/J22961 | PE 22.96 TRIENTEL BLOK D | TX1-1000KVA
378071847 | TNB | DISTRIBUTION | WP PUTRAJAYA & CYBERJAYA | Existing | 11 kV | PE MV TERMINAL | RYB | VCBJ/PCE/J22941 | PE 22.94 TRIENTEL BLOK B | TX1-1000KVA
378071854 | TNB | DISTRIBUTION | WP PUTRAJAYA & CYBERJAYA | Existing | 11 kV | PE MV TERMINAL | RYB | VCBJ/PCE/J22941 | PE 22.94 TRIENTEL BLOK B | CBJ21731 PE 21.73 - SEK. ANTARABANGSA
378071862 | TNB | DISTRIBUTION | WP PUTRAJAYA & CYBERJAYA | Existing | 11 kV | PE MV TERMINAL | RYB | VCBJ/PCE/J22941 | PE 22.94 TRIENTEL BLOK B | CBJ22951 PE 22.95 BLOK C TRIENTEL
378071872 | TNB | DISTRIBUTION | WP PUTRAJAYA & CYBERJAYA | Existing | 11 kV | PE MV TERMINAL | RYB | VCBJ/PCE/J22941 | PE 22.94 TRIENTEL BLOK B | TX2-1000KVA
378072055 | TNB | DISTRIBUTION | WP PUTRAJAYA & CYBERJAYA | Existing | 11 kV | PE MV TERMINAL | RYB | VCBJ/PCE/J21781 | PE 21.78 GARDEN VIEW BLOK C | CBJ21773 PE 21.77 GARDEN VIEW BLOK B
378072056 | TNB | DISTRIBUTION | WP PUTRAJAYA & CYBERJAYA | Existing | 11 kV | PE MV TERMINAL | RYB | VCBJ/PCE/J21781 | PE 21.78 GARDEN VIEW BLOK C | CBJ22961 PE 22.96 BLOK D TRIENTEL
378072059 | TNB | DISTRIBUTION | WP PUTRAJAYA & CYBERJAYA | Existing | 11 kV | PE MV TERMINAL | RYB | VCBJ/PCE/J21781 | PE 21.78 GARDEN VIEW BLOK C | TX1-1000KVA
378072150 | TNB | DISTRIBUTION | WP PUTRAJAYA & CYBERJAYA | Existing | 11 kV | PE MV TERMINAL | RYB | VCBJ/PCE/J21771 | PE 21.77 GARDEN VIEW BLOK B | CBJ21762 PE 21.76 GARDEN VIEW BLOK A
378072151 | TNB | DISTRIBUTION | WP PUTRAJAYA & CYBERJAYA | Existing | 11 kV | PE MV TERMINAL | RYB | VCBJ/PCE/J21771 | PE 21.77 GARDEN VIEW BLOK B | CBJ21781 PE 21.78 GARDEN VIEW BLOK C
378072154 | TNB | DISTRIBUTION | WP PUTRAJAYA & CYBERJAYA | Existing | 11 kV | PE MV TERMINAL | RYB | VCBJ/PCE/J21771 | PE 21.77 GARDEN VIEW BLOK B | TX1-500KVA
378072247 | TNB | DISTRIBUTION | WP PUTRAJAYA & CYBERJAYA | Existing | 11 kV | PE MV TERMINAL | RYB | VCBJ/PCE/J21761 | PE 21.76 GARDEN VIEW BLOK A | CBJ21734 PE 21.73 - SEK. ANTARABANGSA
378072248 | TNB | DISTRIBUTION | WP PUTRAJAYA & CYBERJAYA | Existing | 11 kV | PE MV TERMINAL | RYB | VCBJ/PCE/J21761 | PE 21.76 GARDEN VIEW BLOK A | CBJ21771 PE 21.77 GARDEN VIEW BLOK B
378072251 | TNB | DISTRIBUTION | WP PUTRAJAYA & CYBERJAYA | Existing | 11 kV | PE MV TERMINAL | RYB | VCBJ/PCE/J21761 | PE 21.76 GARDEN VIEW BLOK A | TX2-500KVA
378072343 | TNB | DISTRIBUTION | WP PUTRAJAYA & CYBERJAYA | Existing | 11 kV | PE MV TERMINAL | RYB | VCBJ/PCE/J21731 | PE 21.73 - SEK. ANTARABANGSA F1 | CBJ22111 PE 22.11 THE STREET MALL (F1)
378072344 | TNB | DISTRIBUTION | WP PUTRAJAYA & CYBERJAYA | Existing | 11 kV | PE MV TERMINAL | RYB | VCBJ/PCE/J21731 | PE 21.73 - SEK. ANTARABANGSA F1 | CBJ21761 PE 21.76 GARDEN VIEW BLOK A
378072347 | TNB | DISTRIBUTION | WP PUTRAJAYA & CYBERJAYA | Existing | 11 kV | PE MV TERMINAL | RYB | VCBJ/PCE/J21731 | PE 21.73 - SEK. ANTARABANGSA F1 | TX1-1000KVA
378072557 | TNB | DISTRIBUTION | WP PUTRAJAYA & CYBERJAYA | Existing | 11 kV | PE MV TERMINAL | RYB | VCBJ/PCE/J21732 | PE 21.73 - SEK. ANTARABANGSA F2 | CBJ22114 PE 22.11 THE STREET MALL (F2)
378072558 | TNB | DISTRIBUTION | WP PUTRAJAYA & CYBERJAYA | Existing | 11 kV | PE MV TERMINAL | RYB | VCBJ/PCE/J21732 | PE 21.73 - SEK. ANTARABANGSA F2 | CBJ22941 PE 22.94 BLOK B TRIENTEL
378072561 | TNB | DISTRIBUTION | WP PUTRAJAYA & CYBERJAYA | Existing | 11 kV | PE MV TERMINAL | RYB | VCBJ/PCE/J21732 | PE 21.73 - SEK. ANTARABANGSA F2 | TX2-1000KVA
378072673 | TNB | DISTRIBUTION | WP PUTRAJAYA & CYBERJAYA | Existing | 11 kV | PE MV TERMINAL | RYB | VCBJ/PCE/J22111 | PE 22.11 THE STREET MALL F1 | CBJ24243 PE 24.24 CRYSTAL VILLE NO.1
378072674 | TNB | DISTRIBUTION | WP PUTRAJAYA & CYBERJAYA | Existing | 11 kV | PE MV TERMINAL | RYB | VCBJ/PCE/J22111 | PE 22.11 THE STREET MALL F1 | CBJ21733 PE 21.73 - SEK. ANTARABANGSA
378072677 | TNB | DISTRIBUTION | WP PUTRAJAYA & CYBERJAYA | Existing | 11 kV | PE MV TERMINAL | RYB | VCBJ/PCE/J22111 | PE 22.11 THE STREET MALL F1 | TX1-1000KVA
378072768 | TNB | DISTRIBUTION | WP PUTRAJAYA & CYBERJAYA | Existing | 11 kV | PE MV TERMINAL | RYB | VCBJ/PCE/J22112 | PE 22.11 THE STREET MALL F2 | CBJ24251 PE 24.25 CRYSTAL VILLE NO.2
378072769 | TNB | DISTRIBUTION | WP PUTRAJAYA & CYBERJAYA | Existing | 11 kV | PE MV TERMINAL | RYB | VCBJ/PCE/J22112 | PE 22.11 THE STREET MALL F2 | CBJ21736 PE 21.73 - SEK. ANTARABANGSA
378072772 | TNB | DISTRIBUTION | WP PUTRAJAYA & CYBERJAYA | Existing | 11 kV | PE MV TERMINAL | RYB | VCBJ/PCE/J22112 | PE 22.11 THE STREET MALL F2 | TX2-1000KVA
378072865 | TNB | DISTRIBUTION | WP PUTRAJAYA & CYBERJAYA | Existing | 11 kV | PE MV TERMINAL | RYB | VCBJ/PCE/J22411 | PE 22.41 32 UNIT S/LOT BLOK A F1 | CBJ22422 PE 22.42 32 UNIT S/LOT BLOK B
378072866 | TNB | DISTRIBUTION | WP PUTRAJAYA & CYBERJAYA | Existing | 11 kV | PE MV TERMINAL | RYB | VCBJ/PCE/J22411 | PE 22.41 32 UNIT S/LOT BLOK A F1 | PPU CYB9: VCB 13
378072869 | TNB | DISTRIBUTION | WP PUTRAJAYA & CYBERJAYA | Existing | 11 kV | PE MV TERMINAL | RYB | VCBJ/PCE/J22411 | PE 22.41 32 UNIT S/LOT BLOK A F1 | TX1-1000KVA
378072959 | TNB | DISTRIBUTION | WP PUTRAJAYA & CYBERJAYA | Existing | 11 kV | PE MV TERMINAL | RYB | VCBJ/PCE/J22412 | PE 22.41 32 UNIT S/LOT BLOK A F2 | CBJ22426 PE 22.42 32 UNIT S/LOT BLOK B (F2)
378072960 | TNB | DISTRIBUTION | WP PUTRAJAYA & CYBERJAYA | Existing | 11 kV | PE MV TERMINAL | RYB | VCBJ/PCE/J22412 | PE 22.41 32 UNIT S/LOT BLOK A F2 | PPU CJ 9:
378072963 | TNB | DISTRIBUTION | WP PUTRAJAYA & CYBERJAYA | Existing | 11 kV | PE MV TERMINAL | RYB | VCBJ/PCE/J22412 | PE 22.41 32 UNIT S/LOT BLOK A F2 | TX2-1000KVA
378073335 | TNB | DISTRIBUTION | WP PUTRAJAYA & CYBERJAYA | Existing | 11 kV | PE MV TERMINAL | RYB | VCBJ/PCE/J22421 | PE 22.42 32 UNIT S/LOT BLOK B F1 | CBJ22703 PE 22.70 CBD PERDANA 2A (F1):
378073336 | TNB | DISTRIBUTION | WP PUTRAJAYA & CYBERJAYA | Existing | 11 kV | PE MV TERMINAL | RYB | VCBJ/PCE/J22421 | PE 22.42 32 UNIT S/LOT BLOK B F1 | CBJ22411 PE 22.41 32 UNIT S/LOT BLOK A (F1):
378073339 | TNB | DISTRIBUTION | WP PUTRAJAYA & CYBERJAYA | Existing | 11 kV | PE MV TERMINAL | RYB | VCBJ/PCE/J22421 | PE 22.42 32 UNIT S/LOT BLOK B F1 | TX1-1000KVA
378073442 | TNB | DISTRIBUTION | WP PUTRAJAYA & CYBERJAYA | Existing | 11 kV | PE MV TERMINAL | RYB | VCBJ/PCE/J22422 | PE 22.42 32 UNIT S/LOT BLOK B F2 | CBJ22706 PE 22.70 CBD PERDANA 2A (F2)
378073443 | TNB | DISTRIBUTION | WP PUTRAJAYA & CYBERJAYA | Existing | 11 kV | PE MV TERMINAL | RYB | VCBJ/PCE/J22422 | PE 22.42 32 UNIT S/LOT BLOK B F2 | CBJ22414 PE 22.41 32 UNIT S/LOT BLOK A (F2)
378073446 | TNB | DISTRIBUTION | WP PUTRAJAYA & CYBERJAYA | Existing | 11 kV | PE MV TERMINAL | RYB | VCBJ/PCE/J22422 | PE 22.42 32 UNIT S/LOT BLOK B F2 | TX2-1000KVA
378073540 | TNB | DISTRIBUTION | WP PUTRAJAYA & CYBERJAYA | Existing | 11 kV | PE MV TERMINAL | RYB | VCBJ/PCE/J22701 | PE 22.70 CBD PERDANA 2A F1 | CBJ22712 PE 22.71 CBD PERDANA 2B (F1)
378073541 | TNB | DISTRIBUTION | WP PUTRAJAYA & CYBERJAYA | Existing | 11 kV | PE MV TERMINAL | RYB | VCBJ/PCE/J22701 | PE 22.70 CBD PERDANA 2A F1 | CBJ24221 PE 22.42 32 UNIT S/LOT BLOK B
378073544 | TNB | DISTRIBUTION | WP PUTRAJAYA & CYBERJAYA | Existing | 11 kV | PE MV TERMINAL | RYB | VCBJ/PCE/J22701 | PE 22.70 CBD PERDANA 2A F1 | TX1-1000KVA
378073636 | TNB | DISTRIBUTION | WP PUTRAJAYA & CYBERJAYA | Existing | 11 kV | PE MV TERMINAL | RYB | VCBJ/PCE/J22702 | PE 22.70 CBD PERDANA 2A F2 | CBJ22716 PE 22.71 CBD PERDANA 2B (F2)
378073637 | TNB | DISTRIBUTION | WP PUTRAJAYA & CYBERJAYA | Existing | 11 kV | PE MV TERMINAL | RYB | VCBJ/PCE/J22702 | PE 22.70 CBD PERDANA 2A F2 | CBJ22424 PE 22.42 32 UNIT S/LOT BLOK B (F2)
378073640 | TNB | DISTRIBUTION | WP PUTRAJAYA & CYBERJAYA | Existing | 11 kV | PE MV TERMINAL | RYB | VCBJ/PCE/J22702 | PE 22.70 CBD PERDANA 2A F2 | TX2-1000KVA
378073727 | TNB | DISTRIBUTION | WP PUTRAJAYA & CYBERJAYA | Existing | 11 kV | PE MV TERMINAL | RYB | VCBJ/PCE/J22711 | PE 22.71 CBD PERDANA 2B F1 | TX1-1000KVA
378073734 | TNB | DISTRIBUTION | WP PUTRAJAYA & CYBERJAYA | Existing | 11 kV | PE MV TERMINAL | RYB | VCBJ/PCE/J22711 | PE 22.71 CBD PERDANA 2B F1 | CBJ22822 PE 22.82 CBD PERDANA 2C (F1)
378073742 | TNB | DISTRIBUTION | WP PUTRAJAYA & CYBERJAYA | Existing | 11 kV | PE MV TERMINAL | RYB | VCBJ/PCE/J22711 | PE 22.71 CBD PERDANA 2B F1 | CBJ22701 PE 22.70 CBD PERDANA 2A (F1)
378073752 | TNB | DISTRIBUTION | WP PUTRAJAYA & CYBERJAYA | Existing | 11 kV | PE MV TERMINAL | RYB | VCBJ/PCE/J22711 | PE 22.71 CBD PERDANA 2B F1 | TX2-1000KVA
378112568 | TNB | DISTRIBUTION | WP PUTRAJAYA & CYBERJAYA | Existing | 11 kV | PE MV TERMINAL | RYB | VPTJ/PCE/J08372 | PE 8.37 8R7 (F2) | PTJ08314 PE 8.31 SHOP LOT 8C3 (F2)
378112569 | TNB | DISTRIBUTION | WP PUTRAJAYA & CYBERJAYA | Existing | 11 kV | PE MV TERMINAL | RYB | VPTJ/PCE/J08372 | PE 8.37 8R7 (F2) | PTJ08386 : PE 8.38 (8R4 BLOK A) (F2)
378112572 | TNB | DISTRIBUTION | WP PUTRAJAYA & CYBERJAYA | Existing | 11 kV | PE MV TERMINAL | RYB | VPTJ/PCE/J08372 | PE 8.37 8R7 (F2) | TX2- 1000KVA
378112662 | TNB | DISTRIBUTION | WP PUTRAJAYA & CYBERJAYA | Existing | 11 kV | PE MV TERMINAL | RYB | VPTJ/PCE/J08371 | PE 8.37 8R7 (F1) | PTJ08311 : PE 8.31 PDT SHOP LOT 8C3 (F1)
378112663 | TNB | DISTRIBUTION | WP PUTRAJAYA & CYBERJAYA | Existing | 11 kV | PE MV TERMINAL | RYB | VPTJ/PCE/J08371 | PE 8.37 8R7 (F1) | PTJ08382 : PE 8.38 (8R4 BLOK A) (F1)
378112666 | TNB | DISTRIBUTION | WP PUTRAJAYA & CYBERJAYA | Existing | 11 kV | PE MV TERMINAL | RYB | VPTJ/PCE/J08371 | PE 8.37 8R7 (F1) | TX1- 1000KVA
378112764 | TNB | DISTRIBUTION | WP PUTRAJAYA & CYBERJAYA | Existing | 11 kV | PE MV TERMINAL | RYB | VPTJ/PCE/J08211 | PE 8.21 APT B (EFI) (F1) | PTJ08371 : PE 8.37 F1 D-PTJ-C16-0861
378112765 | TNB | DISTRIBUTION | WP PUTRAJAYA & CYBERJAYA | Existing | 11 kV | PE MV TERMINAL | RYB | VPTJ/PCE/J08211 | PE 8.21 APT B (EFI) (F1) | PTJ08202 : PE 8.20 APT 640 UNIT (F1)
378112768 | TNB | DISTRIBUTION | WP PUTRAJAYA & CYBERJAYA | Existing | 11 kV | PE MV TERMINAL | RYB | VPTJ/PCE/J08211 | PE 8.21 APT B (EFI) (F1) | TX1- 1000KVA
378112858 | TNB | DISTRIBUTION | WP PUTRAJAYA & CYBERJAYA | Existing | 11 kV | PE MV TERMINAL | RYB | VPTJ/PCE/J08212 | PE 8.21 APT B (EFI) (F2) | PTJ08374 : PE 8.37 F2 D-PTJ-C16-0861
378112859 | TNB | DISTRIBUTION | WP PUTRAJAYA & CYBERJAYA | Existing | 11 kV | PE MV TERMINAL | RYB | VPTJ/PCE/J08212 | PE 8.21 APT B (EFI) (F2) | PTJ08205 : PE 8.20 APT 640 UNIT (F2)
378112862 | TNB | DISTRIBUTION | WP PUTRAJAYA & CYBERJAYA | Existing | 11 kV | PE MV TERMINAL | RYB | VPTJ/PCE/J08212 | PE 8.21 APT B (EFI) (F2) | TX2- 1000KVA
378112970 | TNB | DISTRIBUTION | WP PUTRAJAYA & CYBERJAYA | Existing | 11 kV | PE MV TERMINAL | RYB | VPTJ/PCE/J08201 | PE 8.20 APT D (F1) | PTJ08211 : PE 8.21 APT 640 UNIT (F1)
378112971 | TNB | DISTRIBUTION | WP PUTRAJAYA & CYBERJAYA | Existing | 11 kV | PE MV TERMINAL | RYB | VPTJ/PCE/J08201 | PE 8.20 APT D (F1) | PTJ08192 : PE 8.19 APT 640 UNIT (F1)
378112974 | TNB | DISTRIBUTION | WP PUTRAJAYA & CYBERJAYA | Existing | 11 kV | PE MV TERMINAL | RYB | VPTJ/PCE/J08201 | PE 8.20 APT D (F1) | TX1- 1000KVA
378113067 | TNB | DISTRIBUTION | WP PUTRAJAYA & CYBERJAYA | Existing | 11 kV | PE MV TERMINAL | RYB | VPTJ/PCE/J08202 | PE 8.20 APT D (F2) | PTJ08214 : PE 8.21 APT 640 UNIT (F2)
378113068 | TNB | DISTRIBUTION | WP PUTRAJAYA & CYBERJAYA | Existing | 11 kV | PE MV TERMINAL | RYB | VPTJ/PCE/J08202 | PE 8.20 APT D (F2) | PTJ08195 : PE 8.19 APT 640 UNIT (F2)
378113071 | TNB | DISTRIBUTION | WP PUTRAJAYA & CYBERJAYA | Existing | 11 kV | PE MV TERMINAL | RYB | VPTJ/PCE/J08202 | PE 8.20 APT D (F2) | TX2- 1000KVA
378113166 | TNB | DISTRIBUTION | WP PUTRAJAYA & CYBERJAYA | Existing | 11 kV | PE MV TERMINAL | RYB | VPTJ/PCE/J08191 | PE 8.19 APT A (EFI) (F1) | PTJ08201 : PE 8.20 APT 640 UNIT (F1)
378113167 | TNB | DISTRIBUTION | WP PUTRAJAYA & CYBERJAYA | Existing | 11 kV | PE MV TERMINAL | RYB | VPTJ/PCE/J08191 | PE 8.19 APT A (EFI) (F1) | PTJ08273 : PE 8.27 - APT C5
378113170 | TNB | DISTRIBUTION | WP PUTRAJAYA & CYBERJAYA | Existing | 11 kV | PE MV TERMINAL | RYB | VPTJ/PCE/J08191 | PE 8.19 APT A (EFI) (F1) | TX1- 1000KVA
378113258 | TNB | DISTRIBUTION | WP PUTRAJAYA & CYBERJAYA | Existing | 11 kV | PE MV TERMINAL | RYB | VPTJ/PCE/J08192 | PE 8.19 APT A (EFI) (F2) | PTJ08204 : PE 8.20 APT 640 UNIT (F2)
378113259 | TNB | DISTRIBUTION | WP PUTRAJAYA & CYBERJAYA | Existing | 11 kV | PE MV TERMINAL | RYB | VPTJ/PCE/J08192 | PE 8.19 APT A (EFI) (F2) | PTJ08275 : PE 8.27 - APT C5
378113262 | TNB | DISTRIBUTION | WP PUTRAJAYA & CYBERJAYA | Existing | 11 kV | PE MV TERMINAL | RYB | VPTJ/PCE/J08192 | PE 8.19 APT A (EFI) (F2) | TX2- 1000KVA
378113372 | TNB | DISTRIBUTION | WP PUTRAJAYA & CYBERJAYA | Existing | 11 kV | PE MV TERMINAL | RYB | VPTJ/PCE/J08271 | PE 8.27 APT C5 (F1) | PTJ08191 : PE 8.19 APT 640 UNIT (F1)
378113373 | TNB | DISTRIBUTION | WP PUTRAJAYA & CYBERJAYA | Existing | 11 kV | PE MV TERMINAL | RYB | VPTJ/PCE/J08271 | PE 8.27 APT C5 (F1) | PTJ08283 : PE 8.28 - APT C6
378113376 | TNB | DISTRIBUTION | WP PUTRAJAYA & CYBERJAYA | Existing | 11 kV | PE MV TERMINAL | RYB | VPTJ/PCE/J08271 | PE 8.27 APT C5 (F1) | TX1- 1000KVA
378113466 | TNB | DISTRIBUTION | WP PUTRAJAYA & CYBERJAYA | Existing | 11 kV | PE MV TERMINAL | RYB | VPTJ/PCE/J08272 | PE 8.27 APT C5 (F2) | PTJ08194 : PE 8.19 APT 640 UNIT (F2)
378113467 | TNB | DISTRIBUTION | WP PUTRAJAYA & CYBERJAYA | Existing | 11 kV | PE MV TERMINAL | RYB | VPTJ/PCE/J08272 | PE 8.27 APT C5 (F2) | PTJ08285 : PE 8.28 - APT C6
378113470 | TNB | DISTRIBUTION | WP PUTRAJAYA & CYBERJAYA | Existing | 11 kV | PE MV TERMINAL | RYB | VPTJ/PCE/J08272 | PE 8.27 APT C5 (F2) | TX2- 1000KVA
378113571 | TNB | DISTRIBUTION | WP PUTRAJAYA & CYBERJAYA | Existing | 11 kV | PE MV TERMINAL | RYB | VPTJ/PCE/J08281 | PE 8.28 APT C6 F1 | PTJ08271 : PE 8.27 - APT C5
378113572 | TNB | DISTRIBUTION | WP PUTRAJAYA & CYBERJAYA | Existing | 11 kV | PE MV TERMINAL | RYB | VPTJ/PCE/J08281 | PE 8.28 APT C6 F1 | PTJ08232 : PE 8.23 PS8 (F1)
378113575 | TNB | DISTRIBUTION | WP PUTRAJAYA & CYBERJAYA | Existing | 11 kV | PE MV TERMINAL | RYB | VPTJ/PCE/J08281 | PE 8.28 APT C6 F1 | TX1- 1000KVA
378113665 | TNB | DISTRIBUTION | WP PUTRAJAYA & CYBERJAYA | Existing | 11 kV | PE MV TERMINAL | RYB | VPTJ/PCE/J08282 | PE 8.28 APT C6 F2 | PTJ08274 : PE 8.27 - APT C5
378113666 | TNB | DISTRIBUTION | WP PUTRAJAYA & CYBERJAYA | Existing | 11 kV | PE MV TERMINAL | RYB | VPTJ/PCE/J08282 | PE 8.28 APT C6 F2 | PTJ08235 : PE 8.23 PS8 (F2)
378113669 | TNB | DISTRIBUTION | WP PUTRAJAYA & CYBERJAYA | Existing | 11 kV | PE MV TERMINAL | RYB | VPTJ/PCE/J08282 | PE 8.28 APT C6 F2 | TX2- 1000KVA
378113773 | TNB | DISTRIBUTION | WP PUTRAJAYA & CYBERJAYA | Existing | 11 kV | PE MV TERMINAL | RYB | VPTJ/PCE/J08231 | PE 8.23 PS8 (F1) | PTJ08281 : PE 8.28 - APT C6
378113774 | TNB | DISTRIBUTION | WP PUTRAJAYA & CYBERJAYA | Existing | 11 kV | PE MV TERMINAL | RYB | VPTJ/PCE/J08231 | PE 8.23 PS8 (F1) | PTJ08071 [OFF] : PE 8.07 APTMT B2 (F1)
378113777 | TNB | DISTRIBUTION | WP PUTRAJAYA & CYBERJAYA | Existing | 11 kV | PE MV TERMINAL | RYB | VPTJ/PCE/J08231 | PE 8.23 PS8 (F1) | TX1- 1000KVA
378113864 | TNB | DISTRIBUTION | WP PUTRAJAYA & CYBERJAYA | Existing | 11 kV | PE MV TERMINAL | RYB | VPTJ/PCE/J08232 | PE 8.23 PS8 (F2) | PTJ08284 : PE 8.28 - APT C6
378113865 | TNB | DISTRIBUTION | WP PUTRAJAYA & CYBERJAYA | Existing | 11 kV | PE MV TERMINAL | RYB | VPTJ/PCE/J08232 | PE 8.23 PS8 (F2) | PTJ08074 [OFF] : PE 8.07 APRTMT B2 (F2)
378113868 | TNB | DISTRIBUTION | WP PUTRAJAYA & CYBERJAYA | Existing | 11 kV | PE MV TERMINAL | RYB | VPTJ/PCE/J08232 | PE 8.23 PS8 (F2) | TX2- 1000KVA
378113958 | TNB | DISTRIBUTION | WP PUTRAJAYA & CYBERJAYA | Existing | 11 kV | PE MV TERMINAL | RYB | VPTJ/PCE/J07131 | PE 7.13 TEMP SPRM | PPU PTJ5 CB11
378113959 | TNB | DISTRIBUTION | WP PUTRAJAYA & CYBERJAYA | Existing | 11 kV | PE MV TERMINAL | RYB | VPTJ/PCE/J07131 | PE 7.13 TEMP SPRM | PTJ09503 PE 9.50 DEPOH VSQC
378113962 | TNB | DISTRIBUTION | WP PUTRAJAYA & CYBERJAYA | Existing | 11 kV | PE MV TERMINAL | RYB | VPTJ/PCE/J07131 | PE 7.13 TEMP SPRM | TX1- 1000KVA
378114057 | TNB | DISTRIBUTION | WP PUTRAJAYA & CYBERJAYA | Existing | 11 kV | PE MV TERMINAL | RYB | VPTJ/PCE/J09291 | PE 9.29 BAS DEPOH | PTJ09503 PE 9.50 DEPOH VSQC
378114058 | TNB | DISTRIBUTION | WP PUTRAJAYA & CYBERJAYA | Existing | 11 kV | PE MV TERMINAL | RYB | VPTJ/PCE/J09291 | PE 9.29 BAS DEPOH | PTJ09312 : PE 9.31 RUMAH TERES (F1)
378114061 | TNB | DISTRIBUTION | WP PUTRAJAYA & CYBERJAYA | Existing | 11 kV | PE MV TERMINAL | RYB | VPTJ/PCE/J09291 | PE 9.29 BAS DEPOH | TX1- 1000KVA
378114150 | TNB | DISTRIBUTION | WP PUTRAJAYA & CYBERJAYA | Existing | 11 kV | PE MV TERMINAL | RYB | VPTJ/PCE/J09311 | PE 9.31 RUMAH TERES (EFI) (F1) | PTJ09291 : PE 9.29 BUS DEPOT (F1)
378114151 | TNB | DISTRIBUTION | WP PUTRAJAYA & CYBERJAYA | Existing | 11 kV | PE MV TERMINAL | RYB | VPTJ/PCE/J09311 | PE 9.31 RUMAH TERES (EFI) (F1) | PTJ09363 : PE 9.36 SEK MEN (F1)
378114154 | TNB | DISTRIBUTION | WP PUTRAJAYA & CYBERJAYA | Existing | 11 kV | PE MV TERMINAL | RYB | VPTJ/PCE/J09311 | PE 9.31 RUMAH TERES (EFI) (F1) | TX1- 1000KVA
378114242 | TNB | DISTRIBUTION | WP PUTRAJAYA & CYBERJAYA | Existing | 11 kV | PE MV TERMINAL | RYB | VPTJ/PCE/J09312 | PE 9.31 RUMAH TERES (EFI) (F2) | PTJ 7165 SS 7.16 SPRM F2
378114243 | TNB | DISTRIBUTION | WP PUTRAJAYA & CYBERJAYA | Existing | 11 kV | PE MV TERMINAL | RYB | VPTJ/PCE/J09312 | PE 9.31 RUMAH TERES (EFI) (F2) | PTJ09366 : PE 9.36 SEK MEN (F2)
378114246 | TNB | DISTRIBUTION | WP PUTRAJAYA & CYBERJAYA | Existing | 11 kV | PE MV TERMINAL | RYB | VPTJ/PCE/J09312 | PE 9.31 RUMAH TERES (EFI) (F2) | TX2- 1000KVA
378114327 | TNB | DISTRIBUTION | WP PUTRAJAYA & CYBERJAYA | Existing | 11 kV | PE MV TERMINAL | RYB | VPTJ/PCE/J09361 | PE 9.36 SEK MEN FASA 3 (F1) | PTJ09311 : PE 9.31 RUMAH TERES (F1)
378114328 | TNB | DISTRIBUTION | WP PUTRAJAYA & CYBERJAYA | Existing | 11 kV | PE MV TERMINAL | RYB | VPTJ/PCE/J09361 | PE 9.36 SEK MEN FASA 3 (F1) | PTJ09302 : PE 9.30 SEK REN FASA 2 (F1)
378114331 | TNB | DISTRIBUTION | WP PUTRAJAYA & CYBERJAYA | Existing | 11 kV | PE MV TERMINAL | RYB | VPTJ/PCE/J09361 | PE 9.36 SEK MEN FASA 3 (F1) | TX1- 1000KVA
378114418 | TNB | DISTRIBUTION | WP PUTRAJAYA & CYBERJAYA | Existing | 11 kV | PE MV TERMINAL | RYB | VPTJ/PCE/J09362 | PE 9.36 SEK MEN FASA 3 (F2) | PTJ09314 : PE 9.31 RUMAH TERES (F2)
378114419 | TNB | DISTRIBUTION | WP PUTRAJAYA & CYBERJAYA | Existing | 11 kV | PE MV TERMINAL | RYB | VPTJ/PCE/J09362 | PE 9.36 SEK MEN FASA 3 (F2) | PTJ09305 : PE 9.30 SEK REN FASA 2 (F2)
378114422 | TNB | DISTRIBUTION | WP PUTRAJAYA & CYBERJAYA | Existing | 11 kV | PE MV TERMINAL | RYB | VPTJ/PCE/J09362 | PE 9.36 SEK MEN FASA 3 (F2) | TX2- 1000KVA
378114509 | TNB | DISTRIBUTION | WP PUTRAJAYA & CYBERJAYA | Existing | 11 kV | PE MV TERMINAL | RYB | VPTJ/PCE/J09301 | PE 9.30 SEK REN FASA 2 (F1) | PTJ09361 : PE 9.36 SEK MEN (F1)
378114510 | TNB | DISTRIBUTION | WP PUTRAJAYA & CYBERJAYA | Existing | 11 kV | PE MV TERMINAL | RYB | VPTJ/PCE/J09301 | PE 9.30 SEK REN FASA 2 (F1) | PTJ09262 : PE 9.26 APT. BLK B (F1)
378114513 | TNB | DISTRIBUTION | WP PUTRAJAYA & CYBERJAYA | Existing | 11 kV | PE MV TERMINAL | RYB | VPTJ/PCE/J09301 | PE 9.30 SEK REN FASA 2 (F1) | TX1- 1000KVA
378114600 | TNB | DISTRIBUTION | WP PUTRAJAYA & CYBERJAYA | Existing | 11 kV | PE MV TERMINAL | RYB | VPTJ/PCE/J09302 | PE 9.30 SEK REN FASA 2 (F2) | PTJ09364 : PE 9.36 SEK MEN (F2)
378114601 | TNB | DISTRIBUTION | WP PUTRAJAYA & CYBERJAYA | Existing | 11 kV | PE MV TERMINAL | RYB | VPTJ/PCE/J09302 | PE 9.30 SEK REN FASA 2 (F2) | PTJ09265 : PE 9.26 APT. BLK B (F2)
378114604 | TNB | DISTRIBUTION | WP PUTRAJAYA & CYBERJAYA | Existing | 11 kV | PE MV TERMINAL | RYB | VPTJ/PCE/J09302 | PE 9.30 SEK REN FASA 2 (F2) | TX2- 1000KVA
378114754 | TNB | DISTRIBUTION | WP PUTRAJAYA & CYBERJAYA | Existing | 11 kV | PE MV TERMINAL | RYB | VPTJ/PCE/J09261 | PE 9.26 FLAT B (F1) | PTJ09301 : PE 9.30 SEK REN FASA 2 (F1)
378114755 | TNB | DISTRIBUTION | WP PUTRAJAYA & CYBERJAYA | Existing | 11 kV | PE MV TERMINAL | RYB | VPTJ/PCE/J09261 | PE 9.26 FLAT B (F1) | PTJ09252 : PE 9.25 APT. BLK A (F1)
378114758 | TNB | DISTRIBUTION | WP PUTRAJAYA & CYBERJAYA | Existing | 11 kV | PE MV TERMINAL | RYB | VPTJ/PCE/J09261 | PE 9.26 FLAT B (F1) | TX1- 1000KVA
378114777 | TNB | DISTRIBUTION | WP PUTRAJAYA & CYBERJAYA | Existing | 11 kV | PE MV TERMINAL | RYB | VPTJ/PCE/J09262 | PE 9.26 FLAT B (F2) | PTJ09304 : PE 9.30 SEK REN FASA 2 (F2)
378114778 | TNB | DISTRIBUTION | WP PUTRAJAYA & CYBERJAYA | Existing | 11 kV | PE MV TERMINAL | RYB | VPTJ/PCE/J09262 | PE 9.26 FLAT B (F2) | PTJ09255 : PE 9.25 APT. BLK A (F2)
378114781 | TNB | DISTRIBUTION | WP PUTRAJAYA & CYBERJAYA | Existing | 11 kV | PE MV TERMINAL | RYB | VPTJ/PCE/J09262 | PE 9.26 FLAT B (F2) | TX2- 1000KVA
378114878 | TNB | DISTRIBUTION | WP PUTRAJAYA & CYBERJAYA | Existing | 11 kV | PE MV TERMINAL | RYB | VPTJ/PCE/J09251 | PE 9.25 FLAT A (F1) | PTJ09242 : PE 9.24 APT. BLK C (F1)
378114879 | TNB | DISTRIBUTION | WP PUTRAJAYA & CYBERJAYA | Existing | 11 kV | PE MV TERMINAL | RYB | VPTJ/PCE/J09251 | PE 9.25 FLAT A (F1) | PTJ09261 : PE 9.26 APT. BLK B (F1)
378114882 | TNB | DISTRIBUTION | WP PUTRAJAYA & CYBERJAYA | Existing | 11 kV | PE MV TERMINAL | RYB | VPTJ/PCE/J09251 | PE 9.25 FLAT A (F1) | TX1- 1000KVA
378114907 | TNB | DISTRIBUTION | WP PUTRAJAYA & CYBERJAYA | Existing | 11 kV | PE MV TERMINAL | RYB | VPTJ/PCE/J09252 | PE 9.25 FLAT A (F2) | PTJ09245 : PE 9.24 APT. BLK C (F2)
378114908 | TNB | DISTRIBUTION | WP PUTRAJAYA & CYBERJAYA | Existing | 11 kV | PE MV TERMINAL | RYB | VPTJ/PCE/J09252 | PE 9.25 FLAT A (F2) | PTJ09264 PE 9.26 APT. BLK B (F2)
378114911 | TNB | DISTRIBUTION | WP PUTRAJAYA & CYBERJAYA | Existing | 11 kV | PE MV TERMINAL | RYB | VPTJ/PCE/J09252 | PE 9.25 FLAT A (F2) | TX2- 1000KVA
378115122 | TNB | DISTRIBUTION | WP PUTRAJAYA & CYBERJAYA | Existing | 11 kV | PE MV TERMINAL | RYB | VPTJ/PCE/J09241 | PE 9.24 FLAT C (F1) | PTJ09251 : PE 9.25 APT. BLK A (F1)
378115123 | TNB | DISTRIBUTION | WP PUTRAJAYA & CYBERJAYA | Existing | 11 kV | PE MV TERMINAL | RYB | VPTJ/PCE/J09241 | PE 9.24 FLAT C (F1) | PTJ09232 : PE 9.23 APT. BLK D (F1)
378115126 | TNB | DISTRIBUTION | WP PUTRAJAYA & CYBERJAYA | Existing | 11 kV | PE MV TERMINAL | RYB | VPTJ/PCE/J09241 | PE 9.24 FLAT C (F1) | TX1- 1000KVA
378115216 | TNB | DISTRIBUTION | WP PUTRAJAYA & CYBERJAYA | Existing | 11 kV | PE MV TERMINAL | RYB | VPTJ/PCE/J09242 | PE 9.24 FLAT C (F2) | PTJ09254 : PE 9.25 APT. BLK A (F2)
378115217 | TNB | DISTRIBUTION | WP PUTRAJAYA & CYBERJAYA | Existing | 11 kV | PE MV TERMINAL | RYB | VPTJ/PCE/J09242 | PE 9.24 FLAT C (F2) | PTJ09235 : PE 9.23 APT. BLK D (F2)
378115220 | TNB | DISTRIBUTION | WP PUTRAJAYA & CYBERJAYA | Existing | 11 kV | PE MV TERMINAL | RYB | VPTJ/PCE/J09242 | PE 9.24 FLAT C (F2) | TX2- 1000KVA
378115360 | TNB | DISTRIBUTION | WP PUTRAJAYA & CYBERJAYA | Existing | 11 kV | PE MV TERMINAL | RYB | VPTJ/PCE/J09231 | PE 9.23 FLAT D (F1) | PTJ09202 : PE 9.20 TERES P9B1 (F1)
378115366 | TNB | DISTRIBUTION | WP PUTRAJAYA & CYBERJAYA | Existing | 11 kV | PE MV TERMINAL | RYB | VPTJ/PCE/J09231 | PE 9.23 FLAT D (F1) | PTJ09241 : PE 9.24 APT. BLK C (F1)
378115407 | TNB | DISTRIBUTION | WP PUTRAJAYA & CYBERJAYA | Existing | 11 kV | PE MV TERMINAL | RYB | VPTJ/PCE/J09231 | PE 9.23 FLAT D (F1) | TX1- 1000KVA
378115479 | TNB | DISTRIBUTION | WP PUTRAJAYA & CYBERJAYA | Existing | 11 kV | PE MV TERMINAL | RYB | VPTJ/PCE/J09232 | PE 9.23 FLAT D (F2) | PTJ09221 : PE 9.22 PS 2
378115485 | TNB | DISTRIBUTION | WP PUTRAJAYA & CYBERJAYA | Existing | 11 kV | PE MV TERMINAL | RYB | VPTJ/PCE/J09232 | PE 9.23 FLAT D (F2) | PTJ09244 : PE 9.24 APT. BLK C (F2)
378115526 | TNB | DISTRIBUTION | WP PUTRAJAYA & CYBERJAYA | Existing | 11 kV | PE MV TERMINAL | RYB | VPTJ/PCE/J09232 | PE 9.23 FLAT D (F2) | TX2- 1000KVA
378115610 | TNB | DISTRIBUTION | WP PUTRAJAYA & CYBERJAYA | Existing | 11 kV | PE MV TERMINAL | RYB | VPTJ/PCE/J09221 | PE 9.22 PS 2 | PTJ09234 : PE 9.23 APT. BLK D (F2)
378115611 | TNB | DISTRIBUTION | WP PUTRAJAYA & CYBERJAYA | Existing | 11 kV | PE MV TERMINAL | RYB | VPTJ/PCE/J09221 | PE 9.22 PS 2 | PTJ09205 : PE 9.20 TERES P9B1 (F2)
378115614 | TNB | DISTRIBUTION | WP PUTRAJAYA & CYBERJAYA | Existing | 11 kV | PE MV TERMINAL | RYB | VPTJ/PCE/J09221 | PE 9.22 PS 2 | TX1- 1000KVA
378115701 | TNB | DISTRIBUTION | WP PUTRAJAYA & CYBERJAYA | Existing | 11 kV | PE MV TERMINAL | RYB | VPTJ/PCE/J09201 | PE 9.20 P9B1 (EFI) (F1) | PTJ09231 : PE 9.23 APT. BLK D (F1)
378115702 | TNB | DISTRIBUTION | WP PUTRAJAYA & CYBERJAYA | Existing | 11 kV | PE MV TERMINAL | RYB | VPTJ/PCE/J09201 | PE 9.20 P9B1 (EFI) (F1) | PTJ09192 : PE 9.19 TERES FASA 2 (F1)
378115705 | TNB | DISTRIBUTION | WP PUTRAJAYA & CYBERJAYA | Existing | 11 kV | PE MV TERMINAL | RYB | VPTJ/PCE/J09201 | PE 9.20 P9B1 (EFI) (F1) | TX1- 1000KVA
378115793 | TNB | DISTRIBUTION | WP PUTRAJAYA & CYBERJAYA | Existing | 11 kV | PE MV TERMINAL | RYB | VPTJ/PCE/J09202 | PE 9.20 P9B1 (EFI) (F2) | PTJ09222 : PE 9.22 PS 2
378115794 | TNB | DISTRIBUTION | WP PUTRAJAYA & CYBERJAYA | Existing | 11 kV | PE MV TERMINAL | RYB | VPTJ/PCE/J09202 | PE 9.20 P9B1 (EFI) (F2) | PTJ09195 : PE 9.19 TERES FASA 2 (F2)
378115797 | TNB | DISTRIBUTION | WP PUTRAJAYA & CYBERJAYA | Existing | 11 kV | PE MV TERMINAL | RYB | VPTJ/PCE/J09202 | PE 9.20 P9B1 (EFI) (F2) | TX2- 1000KVA
378115885 | TNB | DISTRIBUTION | WP PUTRAJAYA & CYBERJAYA | Existing | 11 kV | PE MV TERMINAL | RYB | VPTJ/PCE/J09192 | PE 9.19 P9B1 TERES (F2) | PTJ09204 : PE 9.20 TERES P9B1 (F2)
378115886 | TNB | DISTRIBUTION | WP PUTRAJAYA & CYBERJAYA | Existing | 11 kV | PE MV TERMINAL | RYB | VPTJ/PCE/J09192 | PE 9.19 P9B1 TERES (F2) | PTJ09215 : PE 9.21 TERES FASA 2 (F2)
378115889 | TNB | DISTRIBUTION | WP PUTRAJAYA & CYBERJAYA | Existing | 11 kV | PE MV TERMINAL | RYB | VPTJ/PCE/J09192 | PE 9.19 P9B1 TERES (F2) | TX2- 1000KVA
378115976 | TNB | DISTRIBUTION | WP PUTRAJAYA & CYBERJAYA | Existing | 11 kV | PE MV TERMINAL | RYB | VPTJ/PCE/J09191 | PE 9.19 P9B1 TERES (F1) | PTJ09201 : PE 9.20 TERES P9B1 (F1)
378115977 | TNB | DISTRIBUTION | WP PUTRAJAYA & CYBERJAYA | Existing | 11 kV | PE MV TERMINAL | RYB | VPTJ/PCE/J09191 | PE 9.19 P9B1 TERES (F1) | PTJ09212 : PE 9.21 TERES FASA 2 (F1)
378115980 | TNB | DISTRIBUTION | WP PUTRAJAYA & CYBERJAYA | Existing | 11 kV | PE MV TERMINAL | RYB | VPTJ/PCE/J09191 | PE 9.19 P9B1 TERES (F1) | TX1- 1000KVA
378116052 | TNB | DISTRIBUTION | WP PUTRAJAYA & CYBERJAYA | Existing | 11 kV | PE MV TERMINAL | RYB | VPTJ/PCE/J09212 | PE 9.21 P9D/1 TERES (F2) | PTJ09194 : PE 9.19 TERES FASA 2 (F2)
378116058 | TNB | DISTRIBUTION | WP PUTRAJAYA & CYBERJAYA | Existing | 11 kV | PE MV TERMINAL | RYB | VPTJ/PCE/J09212 | PE 9.21 P9D/1 TERES (F2) | PTJ09464 : PE 9.46 APT B3 (F2)
378116099 | TNB | DISTRIBUTION | WP PUTRAJAYA & CYBERJAYA | Existing | 11 kV | PE MV TERMINAL | RYB | VPTJ/PCE/J09212 | PE 9.21 P9D/1 TERES (F2) | TX2- 1000KVA
378116169 | TNB | DISTRIBUTION | WP PUTRAJAYA & CYBERJAYA | Existing | 11 kV | PE MV TERMINAL | RYB | VPTJ/PCE/J09211 | PE 9.21 P9D/1 TERES (F1) | PTJ09191 : PE 9.19 TERES FASA 2 (F1)
378116175 | TNB | DISTRIBUTION | WP PUTRAJAYA & CYBERJAYA | Existing | 11 kV | PE MV TERMINAL | RYB | VPTJ/PCE/J09211 | PE 9.21 P9D/1 TERES (F1) | PTJ09461 : PE 9.46 APT B3 (F1)
378116216 | TNB | DISTRIBUTION | WP PUTRAJAYA & CYBERJAYA | Existing | 11 kV | PE MV TERMINAL | RYB | VPTJ/PCE/J09211 | PE 9.21 P9D/1 TERES (F1) | TX1- 1000KVA
378116301 | TNB | DISTRIBUTION | WP PUTRAJAYA & CYBERJAYA | Existing | 11 kV | PE MV TERMINAL | RYB | VPTJ/PCE/J09461 | PE 9.46 P'PURI P7 BLOK B3 (EFI) (F1) | PTJ09211 : PE 9.21 TERES FASA 2 (F1)
378116302 | TNB | DISTRIBUTION | WP PUTRAJAYA & CYBERJAYA | Existing | 11 kV | PE MV TERMINAL | RYB | VPTJ/PCE/J09461 | PE 9.46 P'PURI P7 BLOK B3 (EFI) (F1) | PTJ09451 : PE 9.45 APT B1 (F1)
378116305 | TNB | DISTRIBUTION | WP PUTRAJAYA & CYBERJAYA | Existing | 11 kV | PE MV TERMINAL | RYB | VPTJ/PCE/J09461 | PE 9.46 P'PURI P7 BLOK B3 (EFI) (F1) | TX1- 1000KVA
378116393 | TNB | DISTRIBUTION | WP PUTRAJAYA & CYBERJAYA | Existing | 11 kV | PE MV TERMINAL | RYB | VPTJ/PCE/J09462 | PE 9.46 P'PURI P7 BLOK B3 (EFI) (F2) | PTJ09214 : PE 9.21 TERES FASA 2 (F2)
378116394 | TNB | DISTRIBUTION | WP PUTRAJAYA & CYBERJAYA | Existing | 11 kV | PE MV TERMINAL | RYB | VPTJ/PCE/J09462 | PE 9.46 P'PURI P7 BLOK B3 (EFI) (F2) | PTJ09454 : PE 9.45 APT B1 (F2)
378116397 | TNB | DISTRIBUTION | WP PUTRAJAYA & CYBERJAYA | Existing | 11 kV | PE MV TERMINAL | RYB | VPTJ/PCE/J09462 | PE 9.46 P'PURI P7 BLOK B3 (EFI) (F2) | TX2- 1000KVA
378116485 | TNB | DISTRIBUTION | WP PUTRAJAYA & CYBERJAYA | Existing | 11 kV | PE MV TERMINAL | RYB | VPTJ/PCE/J09451 | PE 9.45 P'PURI P7 BLOK B1 (F1) | PTJ09462 : PE 9.46 APT B3 (F1)
378116486 | TNB | DISTRIBUTION | WP PUTRAJAYA & CYBERJAYA | Existing | 11 kV | PE MV TERMINAL | RYB | VPTJ/PCE/J09451 | PE 9.45 P'PURI P7 BLOK B1 (F1) | PTJ09441 : PE 9.44 APT A2 (F1)
378116489 | TNB | DISTRIBUTION | WP PUTRAJAYA & CYBERJAYA | Existing | 11 kV | PE MV TERMINAL | RYB | VPTJ/PCE/J09451 | PE 9.45 P'PURI P7 BLOK B1 (F1) | TX1- 1000KVA
378116578 | TNB | DISTRIBUTION | WP PUTRAJAYA & CYBERJAYA | Existing | 11 kV | PE MV TERMINAL | RYB | VPTJ/PCE/J09452 | PE 9.45 P'PURI P7 BLOK B1 (F2) | PTJ09465 : PE 9.46 APT B3 (F2)
378116579 | TNB | DISTRIBUTION | WP PUTRAJAYA & CYBERJAYA | Existing | 11 kV | PE MV TERMINAL | RYB | VPTJ/PCE/J09452 | PE 9.45 P'PURI P7 BLOK B1 (F2) | PTJ09444 : PE 9.44 APT A2 (F2)
378116582 | TNB | DISTRIBUTION | WP PUTRAJAYA & CYBERJAYA | Existing | 11 kV | PE MV TERMINAL | RYB | VPTJ/PCE/J09452 | PE 9.45 P'PURI P7 BLOK B1 (F2) | TX2- 1000KVA
378116670 | TNB | DISTRIBUTION | WP PUTRAJAYA & CYBERJAYA | Existing | 11 kV | PE MV TERMINAL | RYB | VPTJ/PCE/J09441 | PE 9.44 P'PURI P7 BLOK A2 (EFI) (F1) | PTJ09452 : PE 9.45 APT B1 (F1)
378116671 | TNB | DISTRIBUTION | WP PUTRAJAYA & CYBERJAYA | Existing | 11 kV | PE MV TERMINAL | RYB | VPTJ/PCE/J09441 | PE 9.44 P'PURI P7 BLOK A2 (EFI) (F1) | PTJ09431 : PE 9.43 APT A1 (F1)
378116674 | TNB | DISTRIBUTION | WP PUTRAJAYA & CYBERJAYA | Existing | 11 kV | PE MV TERMINAL | RYB | VPTJ/PCE/J09441 | PE 9.44 P'PURI P7 BLOK A2 (EFI) (F1) | TX1- 750KVA
378116774 | TNB | DISTRIBUTION | WP PUTRAJAYA & CYBERJAYA | Existing | 11 kV | PE MV TERMINAL | RYB | VCBJ/PCE/J25231 | PE 25.23 SALES OFFICE ECOGLADE GALERY | CBJ21616 PE 21.61MPS (F2)
378116775 | TNB | DISTRIBUTION | WP PUTRAJAYA & CYBERJAYA | Existing | 11 kV | PE MV TERMINAL | RYB | VCBJ/PCE/J25231 | PE 25.23 SALES OFFICE ECOGLADE GALERY | CBJ25162 PE 25.16 SETIA RIMBA 4
378116778 | TNB | DISTRIBUTION | WP PUTRAJAYA & CYBERJAYA | Existing | 11 kV | PE MV TERMINAL | RYB | VCBJ/PCE/J25231 | PE 25.23 SALES OFFICE ECOGLADE GALERY | TX-1000KVA
378116913 | TNB | DISTRIBUTION | WP PUTRAJAYA & CYBERJAYA | Existing | 11 kV | PE MV TERMINAL | RYB | VCBJ/PCE/J21472 | SS 21.47 LIM KOK WING F2 | PMU CBJN: VCB 10
378116922 | TNB | DISTRIBUTION | WP PUTRAJAYA & CYBERJAYA | Existing | 11 kV | PE MV TERMINAL | RYB | VCBJ/PCE/J21472 | SS 21.47 LIM KOK WING F2 | CBJ23081 SS 23.08 THE PLACE NO 1
378116933 | TNB | DISTRIBUTION | WP PUTRAJAYA & CYBERJAYA | Existing | 11 kV | PE MV TERMINAL | RYB | VCBJ/PCE/J21472 | SS 21.47 LIM KOK WING F2 | PENGGUNA F2
378116939 | TNB | DISTRIBUTION | WP PUTRAJAYA & CYBERJAYA | Existing | 11 kV | PE MV TERMINAL | RYB | VCBJ/PCE/J21471 | SS 21.47 LIM KOK WING F1 | PENGGUNA F1
378116948 | TNB | DISTRIBUTION | WP PUTRAJAYA & CYBERJAYA | Existing | 11 kV | PE MV TERMINAL | RYB | VCBJ/PCE/J21471 | SS 21.47 LIM KOK WING F1 | PMU CBJN: VCB 9
378116959 | TNB | DISTRIBUTION | WP PUTRAJAYA & CYBERJAYA | Existing | 11 kV | PE MV TERMINAL | RYB | VCBJ/PCE/J21471 | SS 21.47 LIM KOK WING F1 | CBJ23091 PE 23.09 THE PLACE NO 2
378116963 | TNB | DISTRIBUTION | WP PUTRAJAYA & CYBERJAYA | Existing | 11 kV | PE MV TERMINAL | RYB | VCBJ/PCE/J23091 | PE 23.09 THE PLACE NO 2 | PENGGUNA HT
378116970 | TNB | DISTRIBUTION | WP PUTRAJAYA & CYBERJAYA | Existing | 11 kV | PE MV TERMINAL | RYB | VCBJ/PCE/J23091 | PE 23.09 THE PLACE NO 2 | CBJ21472 SS 21.47 LIM KOK WING (F1)
378116978 | TNB | DISTRIBUTION | WP PUTRAJAYA & CYBERJAYA | Existing | 11 kV | PE MV TERMINAL | RYB | VCBJ/PCE/J23091 | PE 23.09 THE PLACE NO 2 | CBJ21981 PE 21.98 PADAT PETRONAS CYBER 3 (F1)
378116988 | TNB | DISTRIBUTION | WP PUTRAJAYA & CYBERJAYA | Existing | 11 kV | PE MV TERMINAL | RYB | VCBJ/PCE/J23091 | PE 23.09 THE PLACE NO 2 | PENGGUNA HT
378117149 | TNB | DISTRIBUTION | WP PUTRAJAYA & CYBERJAYA | Existing | 11 kV | PE MV TERMINAL | RYB | VCBJ/PCE/J23081 | SS 23.08 THE PLACE NO 1 | PENGGUNA HT
378117153 | TNB | DISTRIBUTION | WP PUTRAJAYA & CYBERJAYA | Existing | 11 kV | PE MV TERMINAL | RYB | VCBJ/PCE/J23081 | SS 23.08 THE PLACE NO 1 | CBJ21015 PE 21.01 NTT (F2)
378117168 | TNB | DISTRIBUTION | WP PUTRAJAYA & CYBERJAYA | Existing | 11 kV | PE MV TERMINAL | RYB | VCBJ/PCE/J23081 | SS 23.08 THE PLACE NO 1 | CBJ21475 SS 21.47 LIM KOK WING (F2)
378117169 | TNB | DISTRIBUTION | WP PUTRAJAYA & CYBERJAYA | Existing | 11 kV | PE MV TERMINAL | RYB | VCBJ/PCE/J23081 | SS 23.08 THE PLACE NO 1 | PENGGUNA F2
378117199 | TNB | DISTRIBUTION | WP PUTRAJAYA & CYBERJAYA | Existing | 11 kV | PE MV TERMINAL | RYB | VCBJ/PCE/J21981 | PE 21.98 PADAT PETRONAS CYBER 3 | CBJ23092 PE 23.09 THE PLACE NO 2
378117200 | TNB | DISTRIBUTION | WP PUTRAJAYA & CYBERJAYA | Existing | 11 kV | PE MV TERMINAL | RYB | VCBJ/PCE/J21981 | PE 21.98 PADAT PETRONAS CYBER 3 | CBJ21011 PE 21.01 NTT (F1)
378117203 | TNB | DISTRIBUTION | WP PUTRAJAYA & CYBERJAYA | Existing | 11 kV | PE MV TERMINAL | RYB | VCBJ/PCE/J21981 | PE 21.98 PADAT PETRONAS CYBER 3 | TX-1000KVA
378117325 | TNB | DISTRIBUTION | WP PUTRAJAYA & CYBERJAYA | Existing | 11 kV | PE MV TERMINAL | RYB | VCBJ/PCE/J21011 | PE 21.01 NTT F1 | CBJ21921 SS 21.92 NTT DATA CENTRE (F1)
378117326 | TNB | DISTRIBUTION | WP PUTRAJAYA & CYBERJAYA | Existing | 11 kV | PE MV TERMINAL | RYB | VCBJ/PCE/J21011 | PE 21.01 NTT F1 | CBJ21982 PE 21.98 PADAT PETRONAS CYBER 3 (F1)
378117329 | TNB | DISTRIBUTION | WP PUTRAJAYA & CYBERJAYA | Existing | 11 kV | PE MV TERMINAL | RYB | VCBJ/PCE/J21011 | PE 21.01 NTT F1 | TX1-1000KVA
378117333 | TNB | DISTRIBUTION | WP PUTRAJAYA & CYBERJAYA | Existing | 11 kV | PE MV TERMINAL | RYB | VCBJ/PCE/J21012 | PE 21.01 NTT F2 | CBJ23082 SS 23.08 THE PLACE NO 1
378117336 | TNB | DISTRIBUTION | WP PUTRAJAYA & CYBERJAYA | Existing | 11 kV | PE MV TERMINAL | RYB | VCBJ/PCE/J21012 | PE 21.01 NTT F2 | TX2-1000KVA
378117353 | TNB | DISTRIBUTION | WP PUTRAJAYA & CYBERJAYA | Existing | 11 kV | PE MV TERMINAL | RYB | VCBJ/PCE/J21012 | PE 21.01 NTT F2 | PENGGUNA F2
378117356 | TNB | DISTRIBUTION | WP PUTRAJAYA & CYBERJAYA | Existing | 11 kV | PE MV TERMINAL | RYB | VCBJ/PCE/J21012 | PE 21.01 NTT F2 | CBJ21924 SS 21.92 NTT DATA CENTRE (F2)
378117453 | TNB | DISTRIBUTION | WP PUTRAJAYA & CYBERJAYA | Existing | 11 kV | PE MV TERMINAL | RYB | VCBJ/PCE/J21922 | SS 21.92 NTT DATA CENTRE F2 | CBJ25084 SS 25.08 NTT 3 (F2)
378117462 | TNB | DISTRIBUTION | WP PUTRAJAYA & CYBERJAYA | Existing | 11 kV | PE MV TERMINAL | RYB | VCBJ/PCE/J21922 | SS 21.92 NTT DATA CENTRE F2 | CBJ21016 PE 21.01 NTT (F2)
378117473 | TNB | DISTRIBUTION | WP PUTRAJAYA & CYBERJAYA | Existing | 11 kV | PE MV TERMINAL | RYB | VCBJ/PCE/J21922 | SS 21.92 NTT DATA CENTRE F2 | PENGGUNA F2
378117479 | TNB | DISTRIBUTION | WP PUTRAJAYA & CYBERJAYA | Existing | 11 kV | PE MV TERMINAL | RYB | VCBJ/PCE/J21921 | SS 21.92 NTT DATA CENTRE F1 | PENGGUNA F1
378117488 | TNB | DISTRIBUTION | WP PUTRAJAYA & CYBERJAYA | Existing | 11 kV | PE MV TERMINAL | RYB | VCBJ/PCE/J21921 | SS 21.92 NTT DATA CENTRE F1 | CBJ25081 SS 25.08 NTT 3 (F1)
378117499 | TNB | DISTRIBUTION | WP PUTRAJAYA & CYBERJAYA | Existing | 11 kV | PE MV TERMINAL | RYB | VCBJ/PCE/J21921 | SS 21.92 NTT DATA CENTRE F1 | CBJ21012 PE 21.01 NTT (F1)
378117510 | TNB | DISTRIBUTION | WP PUTRAJAYA & CYBERJAYA | Existing | 11 kV | PE MV TERMINAL | RYB | VCBJ/PCE/J21091 | SS 21.09 KOMPLEKS TELEKOM CBJ 1 F1 | CBJ25082 SS 25.08 NTT 3 (F1)
378117519 | TNB | DISTRIBUTION | WP PUTRAJAYA & CYBERJAYA | Existing | 11 kV | PE MV TERMINAL | RYB | VCBJ/PCE/J21091 | SS 21.09 KOMPLEKS TELEKOM CBJ 1 F1 | PENGGUNA F1
378117530 | TNB | DISTRIBUTION | WP PUTRAJAYA & CYBERJAYA | Existing | 11 kV | PE MV TERMINAL | RYB | VCBJ/PCE/J21091 | SS 21.09 KOMPLEKS TELEKOM CBJ 1 F1 | CBJ21343 PE 21.34 PS5 (F1)
378117536 | TNB | DISTRIBUTION | WP PUTRAJAYA & CYBERJAYA | Existing | 11 kV | PE MV TERMINAL | RYB | VCBJ/PCE/J21092 | SS 21.09 KOMPLEKS TELEKOM CBJ 1 F2 | PENGGUNA F2
378117545 | TNB | DISTRIBUTION | WP PUTRAJAYA & CYBERJAYA | Existing | 11 kV | PE MV TERMINAL | RYB | VCBJ/PCE/J21092 | SS 21.09 KOMPLEKS TELEKOM CBJ 1 F2 | CBJ21346 PE 21.34 PS5 (F2)
378117556 | TNB | DISTRIBUTION | WP PUTRAJAYA & CYBERJAYA | Existing | 11 kV | PE MV TERMINAL | RYB | VCBJ/PCE/J21092 | SS 21.09 KOMPLEKS TELEKOM CBJ 1 F2 | CBJ25085 SS 25.08 NTT 3 (F2)
378117582 | TNB | DISTRIBUTION | WP PUTRAJAYA & CYBERJAYA | Existing | 11 kV | PE MV TERMINAL | RYB | VCBJ/PCE/J00107 | PE25.16 SETIA RIMBA 4 | CBJ25231 PE 25.23 SALES GALERY ECOGLADE
378117583 | TNB | DISTRIBUTION | WP PUTRAJAYA & CYBERJAYA | Existing | 11 kV | PE MV TERMINAL | RYB | VCBJ/PCE/J00107 | PE25.16 SETIA RIMBA 4 | CBJ25152 PE 25.15 SETIA RIMBA 3
378117586 | TNB | DISTRIBUTION | WP PUTRAJAYA & CYBERJAYA | Existing | 11 kV | PE MV TERMINAL | RYB | VCBJ/PCE/J00107 | PE25.16 SETIA RIMBA 4 | TX-1000KVA
378117676 | TNB | DISTRIBUTION | WP PUTRAJAYA & CYBERJAYA | Existing | 11 kV | PE MV TERMINAL | RYB | VCBJ/PCE/J00106 | PE25.15 SETIA RIMBA 3 | CBJ25161 PE 25.16 SETIA RIMBA 4
378117677 | TNB | DISTRIBUTION | WP PUTRAJAYA & CYBERJAYA | Existing | 11 kV | PE MV TERMINAL | RYB | VCBJ/PCE/J00106 | PE25.15 SETIA RIMBA 3 | CBJ25142 PE 25.14 SETIA RIMBA 2
378117680 | TNB | DISTRIBUTION | WP PUTRAJAYA & CYBERJAYA | Existing | 11 kV | PE MV TERMINAL | RYB | VCBJ/PCE/J00106 | PE25.15 SETIA RIMBA 3 | TX-1000KVA
378117770 | TNB | DISTRIBUTION | WP PUTRAJAYA & CYBERJAYA | Existing | 11 kV | PE MV TERMINAL | RYB | VCBJ/PCE/J00105 | PE25.14 SETIA RIMBA 2 | CBJ25151 PE25.15 SETIA RIMBA 3
378117771 | TNB | DISTRIBUTION | WP PUTRAJAYA & CYBERJAYA | Existing | 11 kV | PE MV TERMINAL | RYB | VCBJ/PCE/J00105 | PE25.14 SETIA RIMBA 2 | CBJ25313 PE 25.31 D-CBJ-C16-0576
378117774 | TNB | DISTRIBUTION | WP PUTRAJAYA & CYBERJAYA | Existing | 11 kV | PE MV TERMINAL | RYB | VCBJ/PCE/J00105 | PE25.14 SETIA RIMBA 2 | TX-1000KVA
378117864 | TNB | DISTRIBUTION | WP PUTRAJAYA & CYBERJAYA | Existing | 11 kV | PE MV TERMINAL | RYB | VCBJ/PCE/J00104 | PE 25.13 SETIA RIMBA 1 | C25062 SS 25.06 TEMP LAKEFRONT
378117865 | TNB | DISTRIBUTION | WP PUTRAJAYA & CYBERJAYA | Existing | 11 kV | PE MV TERMINAL | RYB | VCBJ/PCE/J00104 | PE 25.13 SETIA RIMBA 1 | CBJ25331 PE 25.33 D-CBJ-C16-0576
378117868 | TNB | DISTRIBUTION | WP PUTRAJAYA & CYBERJAYA | Existing | 11 kV | PE MV TERMINAL | RYB | VCBJ/PCE/J00104 | PE 25.13 SETIA RIMBA 1 | TX-1000KVA
378117958 | TNB | DISTRIBUTION | WP PUTRAJAYA & CYBERJAYA | Existing | 11 kV | PE MV TERMINAL | RYB | VCBJ/PCE/J23061 | PE 23.06 TEMP OSK | CBJ23211 PE 23.21 EASTERN CORIDOR
378117959 | TNB | DISTRIBUTION | WP PUTRAJAYA & CYBERJAYA | Existing | 11 kV | PE MV TERMINAL | RYB | VCBJ/PCE/J23061 | PE 23.06 TEMP OSK | CBJ24425 : SS 24.42 TAMARIND 2 F2
378117962 | TNB | DISTRIBUTION | WP PUTRAJAYA & CYBERJAYA | Existing | 11 kV | PE MV TERMINAL | RYB | VCBJ/PCE/J23061 | PE 23.06 TEMP OSK | TX-1000KVA
378118135 | TNB | DISTRIBUTION | WP PUTRAJAYA & CYBERJAYA | Existing | 11 kV | PE MV TERMINAL | RYB | VCBJ/PCE/J23191 | PE 23.19 AUTOVILLE NO1 | TX1-1000KVA
378118142 | TNB | DISTRIBUTION | WP PUTRAJAYA & CYBERJAYA | Existing | 11 kV | PE MV TERMINAL | RYB | VCBJ/PCE/J23191 | PE 23.19 AUTOVILLE NO1 | CBJ23201 SS 23.20 AUTOVILLE NO.2
378118150 | TNB | DISTRIBUTION | WP PUTRAJAYA & CYBERJAYA | Existing | 11 kV | PE MV TERMINAL | RYB | VCBJ/PCE/J23191 | PE 23.19 AUTOVILLE NO1 | CBJ24345 PE TAMARIND SQUARE NO.1 F2
378118160 | TNB | DISTRIBUTION | WP PUTRAJAYA & CYBERJAYA | Existing | 11 kV | PE MV TERMINAL | RYB | VCBJ/PCE/J23191 | PE 23.19 AUTOVILLE NO1 | TX2-1000KVA
378118306 | TNB | DISTRIBUTION | WP PUTRAJAYA & CYBERJAYA | Existing | 11 kV | PE MV TERMINAL | RYB | VCBJ/PCE/J23201 | PE 23.20 AUTOVILLE 2 | TX1-1000KVA
378118313 | TNB | DISTRIBUTION | WP PUTRAJAYA & CYBERJAYA | Existing | 11 kV | PE MV TERMINAL | RYB | VCBJ/PCE/J23201 | PE 23.20 AUTOVILLE 2 | C24454 PE 24.45 BLOK B
378118321 | TNB | DISTRIBUTION | WP PUTRAJAYA & CYBERJAYA | Existing | 11 kV | PE MV TERMINAL | RYB | VCBJ/PCE/J23201 | PE 23.20 AUTOVILLE 2 | CBJ23192 SS 23.19 AUTOVILLE NO.1
378118331 | TNB | DISTRIBUTION | WP PUTRAJAYA & CYBERJAYA | Existing | 11 kV | PE MV TERMINAL | RYB | VCBJ/PCE/J23201 | PE 23.20 AUTOVILLE 2 | TX2-1000KVA
378129642 | TNB | DISTRIBUTION | WP PUTRAJAYA & CYBERJAYA | Existing | 11 kV | PE MV TERMINAL | RYB | VPTJ/PCE/J02162 | SS 2.16 MENARA PJH (2C1) (F2) | PENGGUNA HT
378129664 | TNB | DISTRIBUTION | WP PUTRAJAYA & CYBERJAYA | Existing | 11 kV | PE MV TERMINAL | RYB | VPTJ/PCE/J02221 | SS 2.22 2C2 (F1) | P2312 SS 2.31 HOTEL ZENITH F1
378129668 | TNB | DISTRIBUTION | WP PUTRAJAYA & CYBERJAYA | Existing | 11 kV | PE MV TERMINAL | RYB | VPTJ/PCE/J02221 | SS 2.22 2C2 (F1) | PTJ02091 SS 2.09 MOF 2G1 (F1)
378129683 | TNB | DISTRIBUTION | WP PUTRAJAYA & CYBERJAYA | Existing | 11 kV | PE MV TERMINAL | RYB | VPTJ/PCE/J02221 | SS 2.22 2C2 (F1) | PENGGUNA HT
378129705 | TNB | DISTRIBUTION | WP PUTRAJAYA & CYBERJAYA | Existing | 11 kV | PE MV TERMINAL | RYB | VPTJ/PCE/J02222 | SS 2.22 2C2 (F2) | P2315 SS 2.31 HOTEL ZENITH F2
378129709 | TNB | DISTRIBUTION | WP PUTRAJAYA & CYBERJAYA | Existing | 11 kV | PE MV TERMINAL | RYB | VPTJ/PCE/J02222 | SS 2.22 2C2 (F2) | PTJ02094 SS 2.09 MOF 2G1 (F2)
378129724 | TNB | DISTRIBUTION | WP PUTRAJAYA & CYBERJAYA | Existing | 11 kV | PE MV TERMINAL | RYB | VPTJ/PCE/J02222 | SS 2.22 2C2 (F2) | PENGGUNA HT
378129773 | TNB | DISTRIBUTION | WP PUTRAJAYA & CYBERJAYA | Existing | 11 kV | PE MV TERMINAL | RYB | VPTJ/PCE/J02091 | SS 2.09 MOF 2G1 (F1) | PTJ02222 SS 2.22 2C2 (F1)
378129777 | TNB | DISTRIBUTION | WP PUTRAJAYA & CYBERJAYA | Existing | 11 kV | PE MV TERMINAL | RYB | VPTJ/PCE/J02091 | SS 2.09 MOF 2G1 (F1) | PTJ02101 SS 2.10 MOF 2G2 UTARA (F1)
378129792 | TNB | DISTRIBUTION | WP PUTRAJAYA & CYBERJAYA | Existing | 11 kV | PE MV TERMINAL | RYB | VPTJ/PCE/J02091 | SS 2.09 MOF 2G1 (F1) | PENGGUNA HT
378129814 | TNB | DISTRIBUTION | WP PUTRAJAYA & CYBERJAYA | Existing | 11 kV | PE MV TERMINAL | RYB | VPTJ/PCE/J02092 | SS 2.09 MOF 2G1 (F2) | PTJ02225 SS 2.22 2C2 (F2)
378129818 | TNB | DISTRIBUTION | WP PUTRAJAYA & CYBERJAYA | Existing | 11 kV | PE MV TERMINAL | RYB | VPTJ/PCE/J02092 | SS 2.09 MOF 2G1 (F2) | PTJ02104 SS 2.10 MOF 2G2 UTARA (F2)
378129833 | TNB | DISTRIBUTION | WP PUTRAJAYA & CYBERJAYA | Existing | 11 kV | PE MV TERMINAL | RYB | VPTJ/PCE/J02092 | SS 2.09 MOF 2G1 (F2) | PENGGUNA HT
378129881 | TNB | DISTRIBUTION | WP PUTRAJAYA & CYBERJAYA | Existing | 11 kV | PE MV TERMINAL | RYB | VPTJ/PCE/J02101 | SS 2.10 MOF 2G2 UTARA (F1) | PTJ02092 SS 2.09 MOF 2G1 (F1)
378129885 | TNB | DISTRIBUTION | WP PUTRAJAYA & CYBERJAYA | Existing | 11 kV | PE MV TERMINAL | RYB | VPTJ/PCE/J02101 | SS 2.10 MOF 2G2 UTARA (F1) | PTJ02111 SS 2.11 MOF 2G2 SELATAN (F1)
378129900 | TNB | DISTRIBUTION | WP PUTRAJAYA & CYBERJAYA | Existing | 11 kV | PE MV TERMINAL | RYB | VPTJ/PCE/J02101 | SS 2.10 MOF 2G2 UTARA (F1) | PENGGUNA HT
378129922 | TNB | DISTRIBUTION | WP PUTRAJAYA & CYBERJAYA | Existing | 11 kV | PE MV TERMINAL | RYB | VPTJ/PCE/J02102 | SS 2.10 MOF 2G2 UTARA (F2) | PTJ02095 SS 2.09 MOF 2G1 (F2)
378129926 | TNB | DISTRIBUTION | WP PUTRAJAYA & CYBERJAYA | Existing | 11 kV | PE MV TERMINAL | RYB | VPTJ/PCE/J02102 | SS 2.10 MOF 2G2 UTARA (F2) | PTJ02114 SS 2.11 MOF 2G2 SELATAN (F2)
378129941 | TNB | DISTRIBUTION | WP PUTRAJAYA & CYBERJAYA | Existing | 11 kV | PE MV TERMINAL | RYB | VPTJ/PCE/J02102 | SS 2.10 MOF 2G2 UTARA (F2) | PENGGUNA HT
378130008 | TNB | DISTRIBUTION | WP PUTRAJAYA & CYBERJAYA | Existing | 11 kV | PE MV TERMINAL | RYB | VPTJ/PCE/J02112 | SS 2.11 MOF 2G2 SELATAN (F2) | SPARE
378130012 | TNB | DISTRIBUTION | WP PUTRAJAYA & CYBERJAYA | Existing | 11 kV | PE MV TERMINAL | RYB | VPTJ/PCE/J02112 | SS 2.11 MOF 2G2 SELATAN (F2) | PTJ02204 SS 2.20 2M11 (F2)
378130027 | TNB | DISTRIBUTION | WP PUTRAJAYA & CYBERJAYA | Existing | 11 kV | PE MV TERMINAL | RYB | VPTJ/PCE/J02112 | SS 2.11 MOF 2G2 SELATAN (F2) | PENGGUNA HT
378130028 | TNB | DISTRIBUTION | WP PUTRAJAYA & CYBERJAYA | Existing | 11 kV | PE MV TERMINAL | RYB | VPTJ/PCE/J02112 | SS 2.11 MOF 2G2 SELATAN (F2) | PTJ02105 SS 2.10 MOF 2G2 UTARA (F2)
378130049 | TNB | DISTRIBUTION | WP PUTRAJAYA & CYBERJAYA | Existing | 11 kV | PE MV TERMINAL | RYB | VPTJ/PCE/J02111 | SS 2.11 MOF 2G2 SELATAN (F1) | PTJ02201 SS 2.20 2M11 (F1)
378130053 | TNB | DISTRIBUTION | WP PUTRAJAYA & CYBERJAYA | Existing | 11 kV | PE MV TERMINAL | RYB | VPTJ/PCE/J02111 | SS 2.11 MOF 2G2 SELATAN (F1) | PENGGUNA HT
378130069 | TNB | DISTRIBUTION | WP PUTRAJAYA & CYBERJAYA | Existing | 11 kV | PE MV TERMINAL | RYB | VPTJ/PCE/J02111 | SS 2.11 MOF 2G2 SELATAN (F1) | PTJ02102 SS 2.10 MOF 2G2 UTARA (F1)
378130094 | TNB | DISTRIBUTION | WP PUTRAJAYA & CYBERJAYA | Existing | 11 kV | PE MV TERMINAL | RYB | VPTJ/PCE/J02201 | SS 2.20 2M11 (F1) | PTJ02112 SS 2.11 MOF 2G2 SELATAN (F1)
378130098 | TNB | DISTRIBUTION | WP PUTRAJAYA & CYBERJAYA | Existing | 11 kV | PE MV TERMINAL | RYB | VPTJ/PCE/J02201 | SS 2.20 2M11 (F1) | PTJ02231 2C10 F2 (PE 2.23)
378130113 | TNB | DISTRIBUTION | WP PUTRAJAYA & CYBERJAYA | Existing | 11 kV | PE MV TERMINAL | RYB | VPTJ/PCE/J02201 | SS 2.20 2M11 (F1) | PENGGUNA HT
378130135 | TNB | DISTRIBUTION | WP PUTRAJAYA & CYBERJAYA | Existing | 11 kV | PE MV TERMINAL | RYB | VPTJ/PCE/J02202 | SS 2.20 2M11 (F2) | PTJ02116 SS 2.11 MOF 2G2 SELATAN (F2)
378130139 | TNB | DISTRIBUTION | WP PUTRAJAYA & CYBERJAYA | Existing | 11 kV | PE MV TERMINAL | RYB | VPTJ/PCE/J02202 | SS 2.20 2M11 (F2) | PTJ02234 2C10 F2 (PE 2.23)
378130154 | TNB | DISTRIBUTION | WP PUTRAJAYA & CYBERJAYA | Existing | 11 kV | PE MV TERMINAL | RYB | VPTJ/PCE/J02202 | SS 2.20 2M11 (F2) | PENGGUNA HT
378130182 | TNB | DISTRIBUTION | WP PUTRAJAYA & CYBERJAYA | Existing | 11 kV | PE MV TERMINAL | RYB | VPTJ/PCE/J18201 | PE 18.20 TMN PANCARONA (F1) | PTJ18031 PE 18.03 PADAT PS 12
378130183 | TNB | DISTRIBUTION | WP PUTRAJAYA & CYBERJAYA | Existing | 11 kV | PE MV TERMINAL | RYB | VPTJ/PCE/J18201 | PE 18.20 TMN PANCARONA (F1) | PPU PTJ17 CB13
378130186 | TNB | DISTRIBUTION | WP PUTRAJAYA & CYBERJAYA | Existing | 11 kV | PE MV TERMINAL | RYB | VPTJ/PCE/J18201 | PE 18.20 TMN PANCARONA (F1) | TX1-500kVA
378130276 | TNB | DISTRIBUTION | WP PUTRAJAYA & CYBERJAYA | Existing | 11 kV | PE MV TERMINAL | RYB | VPTJ/PCE/J18202 | PE 18.20 TMN PANCARONA (F2) | PTJ04064 PE 4.06 PADAT S/L (F2)
378130277 | TNB | DISTRIBUTION | WP PUTRAJAYA & CYBERJAYA | Existing | 11 kV | PE MV TERMINAL | RYB | VPTJ/PCE/J18202 | PE 18.20 TMN PANCARONA (F2) | PTJ03013 PE 3.01 PADAT POJ
378130280 | TNB | DISTRIBUTION | WP PUTRAJAYA & CYBERJAYA | Existing | 11 kV | PE MV TERMINAL | RYB | VPTJ/PCE/J18202 | PE 18.20 TMN PANCARONA (F2) | TX2-500kVA
378130378 | TNB | DISTRIBUTION | WP PUTRAJAYA & CYBERJAYA | Existing | 11 kV | PE MV TERMINAL | RYB | VPTJ/PCE/J03011 | PE 3.01 3M5 S/LIGHTING | PTJ18204 PE 18.20 TMN PANCARONA (F2)
378130379 | TNB | DISTRIBUTION | WP PUTRAJAYA & CYBERJAYA | Existing | 11 kV | PE MV TERMINAL | RYB | VPTJ/PCE/J03011 | PE 3.01 3M5 S/LIGHTING | PPU PTJ17 CB 14
378130382 | TNB | DISTRIBUTION | WP PUTRAJAYA & CYBERJAYA | Existing | 11 kV | PE MV TERMINAL | RYB | VPTJ/PCE/J03011 | PE 3.01 3M5 S/LIGHTING | TX1-1000kVA
378130432 | TNB | DISTRIBUTION | WP PUTRAJAYA & CYBERJAYA | Existing | 11 kV | PE MV TERMINAL | RYB | VPTJ/PCE/J04062 | PE 4.06 PADAT S/L (F2) | PTJ04094 PE 4.09 PADAT S/L (F2)
378130433 | TNB | DISTRIBUTION | WP PUTRAJAYA & CYBERJAYA | Existing | 11 kV | PE MV TERMINAL | RYB | VPTJ/PCE/J04062 | PE 4.06 PADAT S/L (F2) | PTJ18206 PE 18.20 TMN PANCARONA (F2)
378130436 | TNB | DISTRIBUTION | WP PUTRAJAYA & CYBERJAYA | Existing | 11 kV | PE MV TERMINAL | RYB | VPTJ/PCE/J04062 | PE 4.06 PADAT S/L (F2) | TX2-1000kVA
378130538 | TNB | DISTRIBUTION | WP PUTRAJAYA & CYBERJAYA | Existing | 11 kV | PE MV TERMINAL | RYB | VPTJ/PCE/J04061 | PE 4.06 S/LIGHTING (F1) | PTJ04091 PE 4.09 PADAT S/L (F1)
378130539 | TNB | DISTRIBUTION | WP PUTRAJAYA & CYBERJAYA | Existing | 11 kV | PE MV TERMINAL | RYB | VPTJ/PCE/J04061 | PE 4.06 S/LIGHTING (F1) | PTJ04102 PE 4.10 S/L PR.4
378130542 | TNB | DISTRIBUTION | WP PUTRAJAYA & CYBERJAYA | Existing | 11 kV | PE MV TERMINAL | RYB | VPTJ/PCE/J04061 | PE 4.06 S/LIGHTING (F1) | TX1-1000kVA
378130686 | TNB | DISTRIBUTION | WP PUTRAJAYA & CYBERJAYA | Existing | 11 kV | PE MV TERMINAL | RYB | VPTJ/PCE/J04101 | PE 4.10 S/LIGHTING | PTJ04061 PE 4.06 PADAT S/L (F1)
378130687 | TNB | DISTRIBUTION | WP PUTRAJAYA & CYBERJAYA | Existing | 11 kV | PE MV TERMINAL | RYB | VPTJ/PCE/J04101 | PE 4.10 S/LIGHTING | PTJ17022 PE 17.02 PADAT R8B
378130690 | TNB | DISTRIBUTION | WP PUTRAJAYA & CYBERJAYA | Existing | 11 kV | PE MV TERMINAL | RYB | VPTJ/PCE/J04101 | PE 4.10 S/LIGHTING | TX1-1000kVA
378130715 | TNB | DISTRIBUTION | WP PUTRAJAYA & CYBERJAYA | Existing | 11 kV | PE MV TERMINAL | RYB | VPTJ/PCE/J17021 | PE 17.02 R8B | PTJ19011 PE 19.01 PADAT R8C
378130716 | TNB | DISTRIBUTION | WP PUTRAJAYA & CYBERJAYA | Existing | 11 kV | PE MV TERMINAL | RYB | VPTJ/PCE/J17021 | PE 17.02 R8B | PTJ04101 PE 4.10 S/L PR.4
378130719 | TNB | DISTRIBUTION | WP PUTRAJAYA & CYBERJAYA | Existing | 11 kV | PE MV TERMINAL | RYB | VPTJ/PCE/J17021 | PE 17.02 R8B | TX1-500kVA
378130821 | TNB | DISTRIBUTION | WP PUTRAJAYA & CYBERJAYA | Existing | 11 kV | PE MV TERMINAL | RYB | VPTJ/PCE/J19011 | PE 19.01 R8C | PTJ19043 PE 19.04 BRIDGE PR 19
378130822 | TNB | DISTRIBUTION | WP PUTRAJAYA & CYBERJAYA | Existing | 11 kV | PE MV TERMINAL | RYB | VPTJ/PCE/J19011 | PE 19.01 R8C | PTJ17022 PE 17.02 PADAT R8B
378130825 | TNB | DISTRIBUTION | WP PUTRAJAYA & CYBERJAYA | Existing | 11 kV | PE MV TERMINAL | RYB | VPTJ/PCE/J19011 | PE 19.01 R8C | TX1-500kVA
378130865 | TNB | DISTRIBUTION | WP PUTRAJAYA & CYBERJAYA | Existing | 11 kV | PE MV TERMINAL | RYB | VPTJ/PCE/J19021 | PE 19.02 JLB 3 | PTJ19041 PE 19.04 BRIDGE PR 19
378130866 | TNB | DISTRIBUTION | WP PUTRAJAYA & CYBERJAYA | Existing | 11 kV | PE MV TERMINAL | RYB | VPTJ/PCE/J19021 | PE 19.02 JLB 3 | PTJ18032 PE 18.03 PADAT PS 12
378130869 | TNB | DISTRIBUTION | WP PUTRAJAYA & CYBERJAYA | Existing | 11 kV | PE MV TERMINAL | RYB | VPTJ/PCE/J19021 | PE 19.02 JLB 3 | TX1-1000kVA
378130996 | TNB | DISTRIBUTION | WP PUTRAJAYA & CYBERJAYA | Existing | 11 kV | PE MV TERMINAL | RYB | VPTJ/PCE/J18031 | PE 18.03 PS 12 | PTJ19021 PE 19.02 PADAT JLN 3
378130997 | TNB | DISTRIBUTION | WP PUTRAJAYA & CYBERJAYA | Existing | 11 kV | PE MV TERMINAL | RYB | VPTJ/PCE/J18031 | PE 18.03 PS 12 | PTJ18203 PE 18.20 TMN PANCARONA (F1)
378131000 | TNB | DISTRIBUTION | WP PUTRAJAYA & CYBERJAYA | Existing | 11 kV | PE MV TERMINAL | RYB | VPTJ/PCE/J18031 | PE 18.03 PS 12 | TX1-1000kVA
378131166 | TNB | DISTRIBUTION | WP PUTRAJAYA & CYBERJAYA | Existing | 11 kV | PE MV TERMINAL | RYB | VPTJ/PCE/J18211 | PE 18.21 BLOK A 18R13 (F1) | PTJ18231 PE 18.23 APT 23 (F1)
378131167 | TNB | DISTRIBUTION | WP PUTRAJAYA & CYBERJAYA | Existing | 11 kV | PE MV TERMINAL | RYB | VPTJ/PCE/J18211 | PE 18.21 BLOK A 18R13 (F1) | PTJ18223 PE 18.22 APT22 18R13 (F1)
378131170 | TNB | DISTRIBUTION | WP PUTRAJAYA & CYBERJAYA | Existing | 11 kV | PE MV TERMINAL | RYB | VPTJ/PCE/J18211 | PE 18.21 BLOK A 18R13 (F1) | TX1-1000kVA
378131260 | TNB | DISTRIBUTION | WP PUTRAJAYA & CYBERJAYA | Existing | 11 kV | PE MV TERMINAL | RYB | VPTJ/PCE/J18212 | PE 18.21 BLOK A 18R13 (F2) | PTJ18234 PE 18.23 APT 23 (F2)
378131261 | TNB | DISTRIBUTION | WP PUTRAJAYA & CYBERJAYA | Existing | 11 kV | PE MV TERMINAL | RYB | VPTJ/PCE/J18212 | PE 18.21 BLOK A 18R13 (F2) | PTJ18226 PE 18.22 APT22 18R13 (F2)
378131264 | TNB | DISTRIBUTION | WP PUTRAJAYA & CYBERJAYA | Existing | 11 kV | PE MV TERMINAL | RYB | VPTJ/PCE/J18212 | PE 18.21 BLOK A 18R13 (F2) | TX2-1000kVA
378131371 | TNB | DISTRIBUTION | WP PUTRAJAYA & CYBERJAYA | Existing | 11 kV | PE MV TERMINAL | RYB | VPTJ/PCE/J02251 | PE 2.25 C/S FORMULA E 1 | PTJ02062 PE 2.06 PS15 PR.2 PJ (F1)
378131372 | TNB | DISTRIBUTION | WP PUTRAJAYA & CYBERJAYA | Existing | 11 kV | PE MV TERMINAL | RYB | VPTJ/PCE/J02251 | PE 2.25 C/S FORMULA E 1 | PTJ02262 : PE 2.26 FORMULA E (2)
378131375 | TNB | DISTRIBUTION | WP PUTRAJAYA & CYBERJAYA | Existing | 11 kV | PE MV TERMINAL | RYB | VPTJ/PCE/J02251 | PE 2.25 C/S FORMULA E 1 | TX1-1000kVA
378131475 | TNB | DISTRIBUTION | WP PUTRAJAYA & CYBERJAYA | Existing | 11 kV | PE MV TERMINAL | RYB | VPTJ/PCE/J02271 | PE 2.27 C/S FORMULA E 3 | PTJ02293 TEMP SKY RIDE (PE 2.29)
378131476 | TNB | DISTRIBUTION | WP PUTRAJAYA & CYBERJAYA | Existing | 11 kV | PE MV TERMINAL | RYB | VPTJ/PCE/J02271 | PE 2.27 C/S FORMULA E 3 | PTJ02282 : PE 2.28 FORMULA E 4
378131479 | TNB | DISTRIBUTION | WP PUTRAJAYA & CYBERJAYA | Existing | 11 kV | PE MV TERMINAL | RYB | VPTJ/PCE/J02271 | PE 2.27 C/S FORMULA E 3 | TX1-1000kVA
378155486 | TNB | DISTRIBUTION | WP PUTRAJAYA & CYBERJAYA | Existing | 11 kV | PE MV TERMINAL | RYB | VCBJ/PCE/J22712 | PE 22.71 CBD PERDANA 2B F2 | TX1-1000KVA
378155493 | TNB | DISTRIBUTION | WP PUTRAJAYA & CYBERJAYA | Existing | 11 kV | PE MV TERMINAL | RYB | VCBJ/PCE/J22712 | PE 22.71 CBD PERDANA 2B F2 | CBJ22825 PE 22.82 CBD PERDANA 2C (F2)
378155501 | TNB | DISTRIBUTION | WP PUTRAJAYA & CYBERJAYA | Existing | 11 kV | PE MV TERMINAL | RYB | VCBJ/PCE/J22712 | PE 22.71 CBD PERDANA 2B F2 | CBJ22704 PE 22.70 CBD PERDANA 2A (F2)
378155511 | TNB | DISTRIBUTION | WP PUTRAJAYA & CYBERJAYA | Existing | 11 kV | PE MV TERMINAL | RYB | VCBJ/PCE/J22712 | PE 22.71 CBD PERDANA 2B F2 | TX2-1000KVA
378155675 | TNB | DISTRIBUTION | WP PUTRAJAYA & CYBERJAYA | Existing | 11 kV | PE MV TERMINAL | RYB | VCBJ/PCE/J22822 | PE 22.82 CBD PERDANA 2C F2 | CBJ22835 PE 22.83 CBD PERDANA 2D (F2)
378155676 | TNB | DISTRIBUTION | WP PUTRAJAYA & CYBERJAYA | Existing | 11 kV | PE MV TERMINAL | RYB | VCBJ/PCE/J22822 | PE 22.82 CBD PERDANA 2C F2 | CBJ22715 PE 22.71 CBD PERDANA 2B (F2)
378155679 | TNB | DISTRIBUTION | WP PUTRAJAYA & CYBERJAYA | Existing | 11 kV | PE MV TERMINAL | RYB | VCBJ/PCE/J22822 | PE 22.82 CBD PERDANA 2C F2 | TX2-1000KVA
378155769 | TNB | DISTRIBUTION | WP PUTRAJAYA & CYBERJAYA | Existing | 11 kV | PE MV TERMINAL | RYB | VCBJ/PCE/J22821 | PE 22.82 CBD PERDANA 2C F1 | CBJ22832 PE 22.83 CBD PERDANA 2D (F1)
378155770 | TNB | DISTRIBUTION | WP PUTRAJAYA & CYBERJAYA | Existing | 11 kV | PE MV TERMINAL | RYB | VCBJ/PCE/J22821 | PE 22.82 CBD PERDANA 2C F1 | CBJ22711 PE 22.71 CBD PERDANA 2B (F1)
378155773 | TNB | DISTRIBUTION | WP PUTRAJAYA & CYBERJAYA | Existing | 11 kV | PE MV TERMINAL | RYB | VCBJ/PCE/J22821 | PE 22.82 CBD PERDANA 2C F1 | TX1-1000KVA
378155872 | TNB | DISTRIBUTION | WP PUTRAJAYA & CYBERJAYA | Existing | 11 kV | PE MV TERMINAL | RYB | VCBJ/PCE/J22831 | PE 22.83 CBD PERDANA 2D F1 | CBJ21292 SS 21.29 HSBC (F1)
378155873 | TNB | DISTRIBUTION | WP PUTRAJAYA & CYBERJAYA | Existing | 11 kV | PE MV TERMINAL | RYB | VCBJ/PCE/J22831 | PE 22.83 CBD PERDANA 2D F1 | CBJ22821 PE 22.82 CBD PERDANA 2C (F1)
378155876 | TNB | DISTRIBUTION | WP PUTRAJAYA & CYBERJAYA | Existing | 11 kV | PE MV TERMINAL | RYB | VCBJ/PCE/J22831 | PE 22.83 CBD PERDANA 2D F1 | TX1-1000KVA
378155966 | TNB | DISTRIBUTION | WP PUTRAJAYA & CYBERJAYA | Existing | 11 kV | PE MV TERMINAL | RYB | VCBJ/PCE/J22832 | PE 22.83 CBD PERDANA 2D F2 | CBJ21294 SS 21.29 HSBC (F2)
378155967 | TNB | DISTRIBUTION | WP PUTRAJAYA & CYBERJAYA | Existing | 11 kV | PE MV TERMINAL | RYB | VCBJ/PCE/J22832 | PE 22.83 CBD PERDANA 2D F2 | CBJ22824 PE 22.82 CBD PERDANA 2C (F2):
378155970 | TNB | DISTRIBUTION | WP PUTRAJAYA & CYBERJAYA | Existing | 11 kV | PE MV TERMINAL | RYB | VCBJ/PCE/J22832 | PE 22.83 CBD PERDANA 2D F2 | TX2-1000KVA
378156083 | TNB | DISTRIBUTION | WP PUTRAJAYA & CYBERJAYA | Existing | 11 kV | PE MV TERMINAL | RYB | VCBJ/PCE/J21291 | SS 21.29 HSBC F1 | CBJ21582 SS 21.58 QB5 (F1)
378156087 | TNB | DISTRIBUTION | WP PUTRAJAYA & CYBERJAYA | Existing | 11 kV | PE MV TERMINAL | RYB | VCBJ/PCE/J21291 | SS 21.29 HSBC F1 | PENGGUNA
378156103 | TNB | DISTRIBUTION | WP PUTRAJAYA & CYBERJAYA | Existing | 11 kV | PE MV TERMINAL | RYB | VCBJ/PCE/J21291 | SS 21.29 HSBC F1 | CBJ22831 PE 22.83 CBD PERDANA 2D (F1)
378156124 | TNB | DISTRIBUTION | WP PUTRAJAYA & CYBERJAYA | Existing | 11 kV | PE MV TERMINAL | RYB | VCBJ/PCE/J21292 | SS 21.29 HSBC F2 | CBJ22824 [OFF] PE 22.83 CBD PERDANA 2D (F2)
378156128 | TNB | DISTRIBUTION | WP PUTRAJAYA & CYBERJAYA | Existing | 11 kV | PE MV TERMINAL | RYB | VCBJ/PCE/J21292 | SS 21.29 HSBC F2 | PENGGUNA
378156144 | TNB | DISTRIBUTION | WP PUTRAJAYA & CYBERJAYA | Existing | 11 kV | PE MV TERMINAL | RYB | VCBJ/PCE/J21292 | SS 21.29 HSBC F2 | CBJ21584 SS 21.58 QB5 (F2)
378156348 | TNB | DISTRIBUTION | WP PUTRAJAYA & CYBERJAYA | Existing | 11 kV | PE MV TERMINAL | RYB | VCBJ/PCE/J21581 | SS 21.58 QB5 F1 | PENGGUNA
378156357 | TNB | DISTRIBUTION | WP PUTRAJAYA & CYBERJAYA | Existing | 11 kV | PE MV TERMINAL | RYB | VCBJ/PCE/J21581 | SS 21.58 QB5 F1 | CBJ21992 SS 21.99 QUILL (F1) COMMERCIAL
378156368 | TNB | DISTRIBUTION | WP PUTRAJAYA & CYBERJAYA | Existing | 11 kV | PE MV TERMINAL | RYB | VCBJ/PCE/J21581 | SS 21.58 QB5 F1 | CBJ21291 SS 21.29 HSBC (F1)
378156374 | TNB | DISTRIBUTION | WP PUTRAJAYA & CYBERJAYA | Existing | 11 kV | PE MV TERMINAL | RYB | VCBJ/PCE/J21582 | SS 21.58 QB5 F2 | PENGGUNA
378156383 | TNB | DISTRIBUTION | WP PUTRAJAYA & CYBERJAYA | Existing | 11 kV | PE MV TERMINAL | RYB | VCBJ/PCE/J21582 | SS 21.58 QB5 F2 | CBJ21995 SS 21.99 QUILL COMMERCIAL (F2)
378156394 | TNB | DISTRIBUTION | WP PUTRAJAYA & CYBERJAYA | Existing | 11 kV | PE MV TERMINAL | RYB | VCBJ/PCE/J21582 | SS 21.58 QB5 F2 | CBJ21294 SS 21.29 HSBC (F2)
378156409 | TNB | DISTRIBUTION | WP PUTRAJAYA & CYBERJAYA | Existing | 11 kV | PE MV TERMINAL | RYB | VCBJ/PCE/J21991 | SS 21.99 QUILL COMMERCIAL F1 | CBJ21653 PE 21.65 EMERIO (F1
378156413 | TNB | DISTRIBUTION | WP PUTRAJAYA & CYBERJAYA | Existing | 11 kV | PE MV TERMINAL | RYB | VCBJ/PCE/J21991 | SS 21.99 QUILL COMMERCIAL F1 | PENGGUNA
378156429 | TNB | DISTRIBUTION | WP PUTRAJAYA & CYBERJAYA | Existing | 11 kV | PE MV TERMINAL | RYB | VCBJ/PCE/J21991 | SS 21.99 QUILL COMMERCIAL F1 | CBJ21581 SS 21.58 QB5 (F1)
378156450 | TNB | DISTRIBUTION | WP PUTRAJAYA & CYBERJAYA | Existing | 11 kV | PE MV TERMINAL | RYB | VCBJ/PCE/J21992 | SS 21.99 QUILL COMMERCIAL F2 | CBJ21585 SS 21.58 QB5 (F2)
378156454 | TNB | DISTRIBUTION | WP PUTRAJAYA & CYBERJAYA | Existing | 11 kV | PE MV TERMINAL | RYB | VCBJ/PCE/J21992 | SS 21.99 QUILL COMMERCIAL F2 | PENGGUNA
378156470 | TNB | DISTRIBUTION | WP PUTRAJAYA & CYBERJAYA | Existing | 11 kV | PE MV TERMINAL | RYB | VCBJ/PCE/J21992 | SS 21.99 QUILL COMMERCIAL F2 | CBJ21656 PE 21.65 EMERIO (F2)
378156492 | TNB | DISTRIBUTION | WP PUTRAJAYA & CYBERJAYA | Existing | 11 kV | PE MV TERMINAL | RYB | VCBJ/PCE/J21651 | PE 21.65 EMERIO F1 | CBJ21722 SS 21.72 JOYFUL F1
378156493 | TNB | DISTRIBUTION | WP PUTRAJAYA & CYBERJAYA | Existing | 11 kV | PE MV TERMINAL | RYB | VCBJ/PCE/J21651 | PE 21.65 EMERIO F1 | CBJ21991 SS 21.99 QUILL (F1) COMMERCIAL
378156496 | TNB | DISTRIBUTION | WP PUTRAJAYA & CYBERJAYA | Existing | 11 kV | PE MV TERMINAL | RYB | VCBJ/PCE/J21651 | PE 21.65 EMERIO F1 | TX1-1000KVA
378156586 | TNB | DISTRIBUTION | WP PUTRAJAYA & CYBERJAYA | Existing | 11 kV | PE MV TERMINAL | RYB | VCBJ/PCE/J21652 | PE 21.65 EMERIO F2 | CBJ21994 SS 21.99 QUILL COMMERCIAL (F2)
378156587 | TNB | DISTRIBUTION | WP PUTRAJAYA & CYBERJAYA | Existing | 11 kV | PE MV TERMINAL | RYB | VCBJ/PCE/J21652 | PE 21.65 EMERIO F2 | CBJ21725 SS 21.72 JOYFUL F2
378156590 | TNB | DISTRIBUTION | WP PUTRAJAYA & CYBERJAYA | Existing | 11 kV | PE MV TERMINAL | RYB | VCBJ/PCE/J21652 | PE 21.65 EMERIO F2 | TX2-1000KVA
378186035 | TNB | DISTRIBUTION | WP PUTRAJAYA & CYBERJAYA | Existing | 11 kV | PE MV TERMINAL | RYB | VCBJ/PCE/J25101 | SS 25.10 CBD3 C2 F1 | CBJ24232 SS 24.23 STAR CENTRAL
378186044 | TNB | DISTRIBUTION | WP PUTRAJAYA & CYBERJAYA | Existing | 11 kV | PE MV TERMINAL | RYB | VCBJ/PCE/J25101 | SS 25.10 CBD3 C2 F1 | CBJ 25091 SS 25.09 CDB 3 NO 1
378186055 | TNB | DISTRIBUTION | WP PUTRAJAYA & CYBERJAYA | Existing | 11 kV | PE MV TERMINAL | RYB | VCBJ/PCE/J25101 | SS 25.10 CBD3 C2 F1 | PENGGUNA F1
378186061 | TNB | DISTRIBUTION | WP PUTRAJAYA & CYBERJAYA | Existing | 11 kV | PE MV TERMINAL | RYB | VCBJ/PCE/J25102 | SS 25.10 CBD3 C2 F2 | PENGGUNA F2
378186070 | TNB | DISTRIBUTION | WP PUTRAJAYA & CYBERJAYA | Existing | 11 kV | PE MV TERMINAL | RYB | VCBJ/PCE/J25102 | SS 25.10 CBD3 C2 F2 | CBJ24235 SS 24.23 STAR CENTRAL
378186081 | TNB | DISTRIBUTION | WP PUTRAJAYA & CYBERJAYA | Existing | 11 kV | PE MV TERMINAL | RYB | VCBJ/PCE/J25102 | SS 25.10 CBD3 C2 F2 | CBJ 25094 SS 25.09 CDB 3 NO 1 F2
378186148 | TNB | DISTRIBUTION | WP PUTRAJAYA & CYBERJAYA | Existing | 11 kV | PE MV TERMINAL | RYB | VCBJ/PCE/J25091 | SS 25.09 CDB 3B F1 | CBJ25112 PE 25.11 D'PLUZE F1
378186152 | TNB | DISTRIBUTION | WP PUTRAJAYA & CYBERJAYA | Existing | 11 kV | PE MV TERMINAL | RYB | VCBJ/PCE/J25091 | SS 25.09 CDB 3B F1 | PENGGUNA F1
378186168 | TNB | DISTRIBUTION | WP PUTRAJAYA & CYBERJAYA | Existing | 11 kV | PE MV TERMINAL | RYB | VCBJ/PCE/J25091 | SS 25.09 CDB 3B F1 | CBJ25102 SS 25.10 CBD3 NO 2
378186189 | TNB | DISTRIBUTION | WP PUTRAJAYA & CYBERJAYA | Existing | 11 kV | PE MV TERMINAL | RYB | VCBJ/PCE/J25092 | SS 25.09 CDB 3B F2 | CBJ25105 SS 25.10 CBD NO 2 F2
378186193 | TNB | DISTRIBUTION | WP PUTRAJAYA & CYBERJAYA | Existing | 11 kV | PE MV TERMINAL | RYB | VCBJ/PCE/J25092 | SS 25.09 CDB 3B F2 | CBJ25115 PE 25.11 D'PLUZE F2
378186209 | TNB | DISTRIBUTION | WP PUTRAJAYA & CYBERJAYA | Existing | 11 kV | PE MV TERMINAL | RYB | VCBJ/PCE/J25092 | SS 25.09 CDB 3B F2 | PENGGUNA F2
378186245 | TNB | DISTRIBUTION | WP PUTRAJAYA & CYBERJAYA | Existing | 11 kV | PE MV TERMINAL | RYB | VCBJ/PCE/J22042 | SS 22.04 DCS F2 | PPU CBJ 6: VCB 1
378186248 | TNB | DISTRIBUTION | WP PUTRAJAYA & CYBERJAYA | Existing | 11 kV | PE MV TERMINAL | RYB | VCBJ/PCE/J22042 | SS 22.04 DCS F2 | CBJ22041 SS 22.04 DCS (F1)
378186265 | TNB | DISTRIBUTION | WP PUTRAJAYA & CYBERJAYA | Existing | 11 kV | PE MV TERMINAL | RYB | VCBJ/PCE/J22042 | SS 22.04 DCS F2 | PENGGUNA HT
378186268 | TNB | DISTRIBUTION | WP PUTRAJAYA & CYBERJAYA | Existing | 11 kV | PE MV TERMINAL | RYB | VCBJ/PCE/J22042 | SS 22.04 DCS F2 | CBJ220410 SS 22.04 DCS (F2)
378186282 | TNB | DISTRIBUTION | WP PUTRAJAYA & CYBERJAYA | Existing | 11 kV | PE MV TERMINAL | RYB | VCBJ/PCE/J22041 | SS 22.04 DCS F1 | PENGGUNA HT
378186291 | TNB | DISTRIBUTION | WP PUTRAJAYA & CYBERJAYA | Existing | 11 kV | PE MV TERMINAL | RYB | VCBJ/PCE/J22041 | SS 22.04 DCS F1 | CBJ22044 SS 22.04 DCS (F2)
378186302 | TNB | DISTRIBUTION | WP PUTRAJAYA & CYBERJAYA | Existing | 11 kV | PE MV TERMINAL | RYB | VCBJ/PCE/J22041 | SS 22.04 DCS F1 | PPU CBJ 6: VCB 2
378186314 | TNB | DISTRIBUTION | WP PUTRAJAYA & CYBERJAYA | Existing | 11 kV | PE MV TERMINAL | RYB | VCBJ/PCE/J22042 | SS 22.04 DCS F2 | CBJ21603 PE 21.60 PADAT PPN CJ7
378186315 | TNB | DISTRIBUTION | WP PUTRAJAYA & CYBERJAYA | Existing | 11 kV | PE MV TERMINAL | RYB | VCBJ/PCE/J22042 | SS 22.04 DCS F2 | CBJ22046 SS 22.04 DCS (F2)
378186318 | TNB | DISTRIBUTION | WP PUTRAJAYA & CYBERJAYA | Existing | 11 kV | PE MV TERMINAL | RYB | VCBJ/PCE/J22042 | SS 22.04 DCS F2 | PENGGUNA HT
378186353 | TNB | DISTRIBUTION | WP PUTRAJAYA & CYBERJAYA | Existing | 11 kV | PE MV TERMINAL | RYB | VCBJ/PCE/J21271 | SS 21.27 LOT 12067 MAYBANK F1 | CBJ21632 SS 21.63 BANGUNAN MUSTAPHA (F1)
378186362 | TNB | DISTRIBUTION | WP PUTRAJAYA & CYBERJAYA | Existing | 11 kV | PE MV TERMINAL | RYB | VCBJ/PCE/J21271 | SS 21.27 LOT 12067 MAYBANK F1 | PPU CBJ 6: VCB 7
378186373 | TNB | DISTRIBUTION | WP PUTRAJAYA & CYBERJAYA | Existing | 11 kV | PE MV TERMINAL | RYB | VCBJ/PCE/J21271 | SS 21.27 LOT 12067 MAYBANK F1 | PENGGUNA F1
378186379 | TNB | DISTRIBUTION | WP PUTRAJAYA & CYBERJAYA | Existing | 11 kV | PE MV TERMINAL | RYB | VCBJ/PCE/J21272 | SS 21.27 LOT 12067 MAYBANK F2 | CBJ21635 SS 21.63 BANGUNAN MUSTAPHA (F2)
378186388 | TNB | DISTRIBUTION | WP PUTRAJAYA & CYBERJAYA | Existing | 11 kV | PE MV TERMINAL | RYB | VCBJ/PCE/J21272 | SS 21.27 LOT 12067 MAYBANK F2 | PPU CBJ 6: VCB 8
378186399 | TNB | DISTRIBUTION | WP PUTRAJAYA & CYBERJAYA | Existing | 11 kV | PE MV TERMINAL | RYB | VCBJ/PCE/J21272 | SS 21.27 LOT 12067 MAYBANK F2 | PENGGUNA F2
378186426 | TNB | DISTRIBUTION | WP PUTRAJAYA & CYBERJAYA | Existing | 11 kV | PE MV TERMINAL | RYB | VCBJ/PCE/J21631 | SS 21.63 BANGUNAN MUSTAFA KAMAL F1 | PENGGUNA F1
378186435 | TNB | DISTRIBUTION | WP PUTRAJAYA & CYBERJAYA | Existing | 11 kV | PE MV TERMINAL | RYB | VCBJ/PCE/J21631 | SS 21.63 BANGUNAN MUSTAFA KAMAL F1 | CBJ21272 SS 21.27 LOT 12067 PERSIARAN MEDIA (F1)
378186446 | TNB | DISTRIBUTION | WP PUTRAJAYA & CYBERJAYA | Existing | 11 kV | PE MV TERMINAL | RYB | VCBJ/PCE/J21631 | SS 21.63 BANGUNAN MUSTAFA KAMAL F1 | CBJ21252 SS 21.25 CENTUARY SQUARE (F1)
378186452 | TNB | DISTRIBUTION | WP PUTRAJAYA & CYBERJAYA | Existing | 11 kV | PE MV TERMINAL | RYB | VCBJ/PCE/J21632 | SS 21.63 BANGUNAN MUSTAFA KAMAL F2 | CBJ21275 SS 21.27 LOT 12067 PERSIARAN MEDIA (F2)
378186461 | TNB | DISTRIBUTION | WP PUTRAJAYA & CYBERJAYA | Existing | 11 kV | PE MV TERMINAL | RYB | VCBJ/PCE/J21632 | SS 21.63 BANGUNAN MUSTAFA KAMAL F2 | CBJ21255 SS 21.25 CENTUARY SQUARE (F2)
378186472 | TNB | DISTRIBUTION | WP PUTRAJAYA & CYBERJAYA | Existing | 11 kV | PE MV TERMINAL | RYB | VCBJ/PCE/J21632 | SS 21.63 BANGUNAN MUSTAFA KAMAL F2 | PENGGUNA F2
378186485 | TNB | DISTRIBUTION | WP PUTRAJAYA & CYBERJAYA | Existing | 11 kV | PE MV TERMINAL | RYB | VCBJ/PCE/J21251 | SS 21.25 CENTUARY SQUARE F1 | CBJ21631 SS 21.63 BANGUNAN MUSTAPHA (F1)
378186494 | TNB | DISTRIBUTION | WP PUTRAJAYA & CYBERJAYA | Existing | 11 kV | PE MV TERMINAL | RYB | VCBJ/PCE/J21251 | SS 21.25 CENTUARY SQUARE F1 | CBJ21592 SS 21.59 SME 2 (F1)
378186505 | TNB | DISTRIBUTION | WP PUTRAJAYA & CYBERJAYA | Existing | 11 kV | PE MV TERMINAL | RYB | VCBJ/PCE/J21251 | SS 21.25 CENTUARY SQUARE F1 | PENGGUNA F1
378186511 | TNB | DISTRIBUTION | WP PUTRAJAYA & CYBERJAYA | Existing | 11 kV | PE MV TERMINAL | RYB | VCBJ/PCE/J21252 | SS 21.25 CENTUARY SQUARE F2 | CBJ21634 SS 21.63 BANGUNAN MUSTAPHA (F2)
378186520 | TNB | DISTRIBUTION | WP PUTRAJAYA & CYBERJAYA | Existing | 11 kV | PE MV TERMINAL | RYB | VCBJ/PCE/J21252 | SS 21.25 CENTUARY SQUARE F2 | CBJ21595 SS 21.59 SME 2 (F2)
378186531 | TNB | DISTRIBUTION | WP PUTRAJAYA & CYBERJAYA | Existing | 11 kV | PE MV TERMINAL | RYB | VCBJ/PCE/J21252 | SS 21.25 CENTUARY SQUARE F2 | PENGGUNA F2
378186554 | TNB | DISTRIBUTION | WP PUTRAJAYA & CYBERJAYA | Existing | 11 kV | PE MV TERMINAL | RYB | VCBJ/PCE/J21591 | SS 21.59 SME 2 F1 | PENGGUNA F1
378186563 | TNB | DISTRIBUTION | WP PUTRAJAYA & CYBERJAYA | Existing | 11 kV | PE MV TERMINAL | RYB | VCBJ/PCE/J21591 | SS 21.59 SME 2 F1 | CBJ21262 PE 21.26 PUSAT KAWAL SELIA (F1)
378186574 | TNB | DISTRIBUTION | WP PUTRAJAYA & CYBERJAYA | Existing | 11 kV | PE MV TERMINAL | RYB | VCBJ/PCE/J21591 | SS 21.59 SME 2 F1 | CBJ21251 SS 21.25 CENTUARY SQUARE (F1)
378186606 | TNB | DISTRIBUTION | WP PUTRAJAYA & CYBERJAYA | Existing | 11 kV | PE MV TERMINAL | RYB | VCBJ/PCE/J21592 | SS 21.59 SME 2 F2 | PENGGUNA F2
378186615 | TNB | DISTRIBUTION | WP PUTRAJAYA & CYBERJAYA | Existing | 11 kV | PE MV TERMINAL | RYB | VCBJ/PCE/J21592 | SS 21.59 SME 2 F2 | CBJ21265 PE 21.26 PUSAT KAWAL SELIA (F2)
378186626 | TNB | DISTRIBUTION | WP PUTRAJAYA & CYBERJAYA | Existing | 11 kV | PE MV TERMINAL | RYB | VCBJ/PCE/J21592 | SS 21.59 SME 2 F2 | CBJ21254 SS 21.25 CENTUARY SQUARE (F2)
378186663 | TNB | DISTRIBUTION | WP PUTRAJAYA & CYBERJAYA | Existing | 11 kV | PE MV TERMINAL | RYB | VCBJ/PCE/J21261 | PE 21.26 PUSAT KAWAL SELIA F1 | CBJ21554 SS 21.55 SME (F1)
378186664 | TNB | DISTRIBUTION | WP PUTRAJAYA & CYBERJAYA | Existing | 11 kV | PE MV TERMINAL | RYB | VCBJ/PCE/J21261 | PE 21.26 PUSAT KAWAL SELIA F1 | CBJ21591 SS 21.59 SME 2 (F1)
378186667 | TNB | DISTRIBUTION | WP PUTRAJAYA & CYBERJAYA | Existing | 11 kV | PE MV TERMINAL | RYB | VCBJ/PCE/J21261 | PE 21.26 PUSAT KAWAL SELIA F1 | TX1-1000KVA
378186686 | TNB | DISTRIBUTION | WP PUTRAJAYA & CYBERJAYA | Existing | 11 kV | PE MV TERMINAL | RYB | VCBJ/PCE/J21262 | PE 21.26 PUSAT KAWAL SELIA F2 | CBJ21558 SS 21.55 SME (F2)
378186687 | TNB | DISTRIBUTION | WP PUTRAJAYA & CYBERJAYA | Existing | 11 kV | PE MV TERMINAL | RYB | VCBJ/PCE/J21262 | PE 21.26 PUSAT KAWAL SELIA F2 | CBJ21594 SS 21.59 SME 2 (F2)
378186690 | TNB | DISTRIBUTION | WP PUTRAJAYA & CYBERJAYA | Existing | 11 kV | PE MV TERMINAL | RYB | VCBJ/PCE/J21262 | PE 21.26 PUSAT KAWAL SELIA F2 | TX2-1000KVA
378186852 | TNB | DISTRIBUTION | WP PUTRAJAYA & CYBERJAYA | Existing | 11 kV | PE MV TERMINAL | RYB | VCBJ/PCE/J21551 | SS 21.55 SME TECHNOPRENEUR CENTRE F1 | PENGGUNA F1
378186861 | TNB | DISTRIBUTION | WP PUTRAJAYA & CYBERJAYA | Existing | 11 kV | PE MV TERMINAL | RYB | VCBJ/PCE/J21551 | SS 21.55 SME TECHNOPRENEUR CENTRE F1 | CBJ21232 SS 21.23 CENTURY SQUARE 2320 (F1)
378186872 | TNB | DISTRIBUTION | WP PUTRAJAYA & CYBERJAYA | Existing | 11 kV | PE MV TERMINAL | RYB | VCBJ/PCE/J21551 | SS 21.55 SME TECHNOPRENEUR CENTRE F1 | CBJ21261 PE 21.26 PUSAT KAWAL SELIA (F1)
378186878 | TNB | DISTRIBUTION | WP PUTRAJAYA & CYBERJAYA | Existing | 11 kV | PE MV TERMINAL | RYB | VCBJ/PCE/J21552 | SS 21.55 SME TECHNOPRENEUR CENTRE F2 | PENGGUNA F2
378186887 | TNB | DISTRIBUTION | WP PUTRAJAYA & CYBERJAYA | Existing | 11 kV | PE MV TERMINAL | RYB | VCBJ/PCE/J21552 | SS 21.55 SME TECHNOPRENEUR CENTRE F2 | CBJ21235 SS 21.23 CENTURY SQUARE 2320 (F2)
378186898 | TNB | DISTRIBUTION | WP PUTRAJAYA & CYBERJAYA | Existing | 11 kV | PE MV TERMINAL | RYB | VCBJ/PCE/J21552 | SS 21.55 SME TECHNOPRENEUR CENTRE F2 | CBJ21264 PE 21.26 PUSAT KAWAL SELIA (F2)
378186921 | TNB | DISTRIBUTION | WP PUTRAJAYA & CYBERJAYA | Existing | 11 kV | PE MV TERMINAL | RYB | VCBJ/PCE/J21231 | SS 21.23 CENTURY SQUARE 2320 F1 | CBJ21112 PE 21.11 CENTURY SQUARE 2310 (F1)
378186925 | TNB | DISTRIBUTION | WP PUTRAJAYA & CYBERJAYA | Existing | 11 kV | PE MV TERMINAL | RYB | VCBJ/PCE/J21231 | SS 21.23 CENTURY SQUARE 2320 F1 | PENGGUNA F1
378186941 | TNB | DISTRIBUTION | WP PUTRAJAYA & CYBERJAYA | Existing | 11 kV | PE MV TERMINAL | RYB | VCBJ/PCE/J21231 | SS 21.23 CENTURY SQUARE 2320 F1 | CBJ21551 SS 21.55 SME (F1)
378186962 | TNB | DISTRIBUTION | WP PUTRAJAYA & CYBERJAYA | Existing | 11 kV | PE MV TERMINAL | RYB | VCBJ/PCE/J21232 | SS 21.23 CENTURY SQUARE 2320 F2 | CBJ21555 SS 21.55 SME (F2)
378186966 | TNB | DISTRIBUTION | WP PUTRAJAYA & CYBERJAYA | Existing | 11 kV | PE MV TERMINAL | RYB | VCBJ/PCE/J21232 | SS 21.23 CENTURY SQUARE 2320 F2 | CBJ21115 PE 21.11 CENTURY SQUARE 2310 (F2)
378186982 | TNB | DISTRIBUTION | WP PUTRAJAYA & CYBERJAYA | Existing | 11 kV | PE MV TERMINAL | RYB | VCBJ/PCE/J21232 | SS 21.23 CENTURY SQUARE 2320 F2 | PENGGUNA F2
378187004 | TNB | DISTRIBUTION | WP PUTRAJAYA & CYBERJAYA | Existing | 11 kV | PE MV TERMINAL | RYB | VCBJ/PCE/J21111 | PE 21.11 CENTURY SQUARE 2310 F1 | CBJ21231 SS 21.23 CENTURY SQUARE 2320 (F1)
378187005 | TNB | DISTRIBUTION | WP PUTRAJAYA & CYBERJAYA | Existing | 11 kV | PE MV TERMINAL | RYB | VCBJ/PCE/J21111 | PE 21.11 CENTURY SQUARE 2310 F1 | CBJ21082 PE 21.08 CENTURY SEQ 2300 (F1)
378187008 | TNB | DISTRIBUTION | WP PUTRAJAYA & CYBERJAYA | Existing | 11 kV | PE MV TERMINAL | RYB | VCBJ/PCE/J21111 | PE 21.11 CENTURY SQUARE 2310 F1 | TX1-1000KVA
378187027 | TNB | DISTRIBUTION | WP PUTRAJAYA & CYBERJAYA | Existing | 11 kV | PE MV TERMINAL | RYB | VCBJ/PCE/J21112 | PE 21.11 CENTURY SQUARE 2310 F2 | CBJ21234 SS 21.23 CENTURY SQUARE 2320 (F2)
378187028 | TNB | DISTRIBUTION | WP PUTRAJAYA & CYBERJAYA | Existing | 11 kV | PE MV TERMINAL | RYB | VCBJ/PCE/J21112 | PE 21.11 CENTURY SQUARE 2310 F2 | CBJ21085 PE 21.08 CENTURY SEQ 2300 (F2)
378187031 | TNB | DISTRIBUTION | WP PUTRAJAYA & CYBERJAYA | Existing | 11 kV | PE MV TERMINAL | RYB | VCBJ/PCE/J21112 | PE 21.11 CENTURY SQUARE 2310 F2 | TX2-1000KVA
378187191 | TNB | DISTRIBUTION | WP PUTRAJAYA & CYBERJAYA | Existing | 11 kV | PE MV TERMINAL | RYB | VCBJ/PCE/J21081 | PE 21.08 CENTURY SQUARE 2300 F1 | CBJ21111 PE 21.11 CENTURY SQUARE 2310 (F1)
378187192 | TNB | DISTRIBUTION | WP PUTRAJAYA & CYBERJAYA | Existing | 11 kV | PE MV TERMINAL | RYB | VCBJ/PCE/J21081 | PE 21.08 CENTURY SQUARE 2300 F1 | CBJ22902 PE 22.90 SHAFBURY APT BLOK B
378187195 | TNB | DISTRIBUTION | WP PUTRAJAYA & CYBERJAYA | Existing | 11 kV | PE MV TERMINAL | RYB | VCBJ/PCE/J21081 | PE 21.08 CENTURY SQUARE 2300 F1 | TX1-1000KVA
378187214 | TNB | DISTRIBUTION | WP PUTRAJAYA & CYBERJAYA | Existing | 11 kV | PE MV TERMINAL | RYB | VCBJ/PCE/J21082 | PE 21.08 CENTURY SQUARE 2300 F2 | CBJ21114 PE 21.11 CENTURY SQUARE 2310 (F2)
378187215 | TNB | DISTRIBUTION | WP PUTRAJAYA & CYBERJAYA | Existing | 11 kV | PE MV TERMINAL | RYB | VCBJ/PCE/J21082 | PE 21.08 CENTURY SQUARE 2300 F2 | CBJ22982 PE 22.98 SHAFBURY APT BLOK A (F1)
378187218 | TNB | DISTRIBUTION | WP PUTRAJAYA & CYBERJAYA | Existing | 11 kV | PE MV TERMINAL | RYB | VCBJ/PCE/J21082 | PE 21.08 CENTURY SQUARE 2300 F2 | TX2-1000KVA
378187426 | TNB | DISTRIBUTION | WP PUTRAJAYA & CYBERJAYA | Existing | 11 kV | PE MV TERMINAL | RYB | VCBJ/PCE/J22901 | PE 22.90 SHAFBURY APT BLOK B | CBJ22852 PE 22.85 SHAFBURY CHILLER PLANT (F1)
378187427 | TNB | DISTRIBUTION | WP PUTRAJAYA & CYBERJAYA | Existing | 11 kV | PE MV TERMINAL | RYB | VCBJ/PCE/J22901 | PE 22.90 SHAFBURY APT BLOK B | CBJ21081 PE 21.08 CENTURY SEQ 2300 (F1)
378187430 | TNB | DISTRIBUTION | WP PUTRAJAYA & CYBERJAYA | Existing | 11 kV | PE MV TERMINAL | RYB | VCBJ/PCE/J22901 | PE 22.90 SHAFBURY APT BLOK B | TX-1000KVA
378187522 | TNB | DISTRIBUTION | WP PUTRAJAYA & CYBERJAYA | Existing | 11 kV | PE MV TERMINAL | RYB | VCBJ/PCE/J22851 | SS 22.85 SHAFTBURY CHILLER PLANT F1 | CBJ22901 PE 22.90 SHAFBURY APT BLOK B
378187523 | TNB | DISTRIBUTION | WP PUTRAJAYA & CYBERJAYA | Existing | 11 kV | PE MV TERMINAL | RYB | VCBJ/PCE/J22851 | SS 22.85 SHAFTBURY CHILLER PLANT F1 | CBJ24182 SS 24.18 SHAFTBURY BLOK E (F1)
378187526 | TNB | DISTRIBUTION | WP PUTRAJAYA & CYBERJAYA | Existing | 11 kV | PE MV TERMINAL | RYB | VCBJ/PCE/J22851 | SS 22.85 SHAFTBURY CHILLER PLANT F1 | TX1-1000KVA
378187616 | TNB | DISTRIBUTION | WP PUTRAJAYA & CYBERJAYA | Existing | 11 kV | PE MV TERMINAL | RYB | VCBJ/PCE/J22852 | SS 22.85 SHAFTBURY CHILLER PLANT F2 | CBJ22981 PE 22.98 SHAFBURY APT BLOK A (F1)
378187617 | TNB | DISTRIBUTION | WP PUTRAJAYA & CYBERJAYA | Existing | 11 kV | PE MV TERMINAL | RYB | VCBJ/PCE/J22852 | SS 22.85 SHAFTBURY CHILLER PLANT F2 | CBJ24185 SS 24.18 SHAFTBURY BLOK E (F2)
378187620 | TNB | DISTRIBUTION | WP PUTRAJAYA & CYBERJAYA | Existing | 11 kV | PE MV TERMINAL | RYB | VCBJ/PCE/J22852 | SS 22.85 SHAFTBURY CHILLER PLANT F2 | TX2-1000KVA
378187767 | TNB | DISTRIBUTION | WP PUTRAJAYA & CYBERJAYA | Existing | 11 kV | PE MV TERMINAL | RYB | VCBJ/PCE/J22981 | PE 22.98 SHAFBURY APT A | CBJ21084 PE 21.08 CENTURY SEQ 2300 (F2)
378187768 | TNB | DISTRIBUTION | WP PUTRAJAYA & CYBERJAYA | Existing | 11 kV | PE MV TERMINAL | RYB | VCBJ/PCE/J22981 | PE 22.98 SHAFBURY APT A | CBJ22855 PE 22.85 SHAFBURY CHILLER PLANT (F2)
378187771 | TNB | DISTRIBUTION | WP PUTRAJAYA & CYBERJAYA | Existing | 11 kV | PE MV TERMINAL | RYB | VCBJ/PCE/J22981 | PE 22.98 SHAFBURY APT A | TX-1000KVA
378187897 | TNB | DISTRIBUTION | WP PUTRAJAYA & CYBERJAYA | Existing | 11 kV | PE MV TERMINAL | RYB | VCBJ/PCE/J22841 | SS 22.84 SHAFBURY KEDAI PEJABAT F1 | PENGGUNA F1
378187906 | TNB | DISTRIBUTION | WP PUTRAJAYA & CYBERJAYA | Existing | 11 kV | PE MV TERMINAL | RYB | VCBJ/PCE/J22841 | SS 22.84 SHAFBURY KEDAI PEJABAT F1 | CBJ24181 SS 24.18 SHAFTBURY BLOK E (F1)
378187917 | TNB | DISTRIBUTION | WP PUTRAJAYA & CYBERJAYA | Existing | 11 kV | PE MV TERMINAL | RYB | VCBJ/PCE/J22841 | SS 22.84 SHAFBURY KEDAI PEJABAT F1 | PPU CYB7: VCB 10
378187946 | TNB | DISTRIBUTION | WP PUTRAJAYA & CYBERJAYA | Existing | 11 kV | PE MV TERMINAL | RYB | VCBJ/PCE/J22842 | SS 22.84 SHAFBURY KEDAI PEJABAT F2 | PENGGUNA F2
378187955 | TNB | DISTRIBUTION | WP PUTRAJAYA & CYBERJAYA | Existing | 11 kV | PE MV TERMINAL | RYB | VCBJ/PCE/J22842 | SS 22.84 SHAFBURY KEDAI PEJABAT F2 | CBJ24184 SS 24.18 SHAFTBURY BLOK E (F2)
378187966 | TNB | DISTRIBUTION | WP PUTRAJAYA & CYBERJAYA | Existing | 11 kV | PE MV TERMINAL | RYB | VCBJ/PCE/J22842 | SS 22.84 SHAFBURY KEDAI PEJABAT F2 | PPU CYB7: VCB 11
378187997 | TNB | DISTRIBUTION | WP PUTRAJAYA & CYBERJAYA | Existing | 11 kV | PE MV TERMINAL | RYB | VCBJ/PCE/J00344 | PE 24.31 CRISTAL TERES | CBJ24303 PE 24.30 (BLOK B)
378187998 | TNB | DISTRIBUTION | WP PUTRAJAYA & CYBERJAYA | Existing | 11 kV | PE MV TERMINAL | RYB | VCBJ/PCE/J00344 | PE 24.31 CRISTAL TERES | PPU CBJ 6: VCB 11
378188001 | TNB | DISTRIBUTION | WP PUTRAJAYA & CYBERJAYA | Existing | 11 kV | PE MV TERMINAL | RYB | VCBJ/PCE/J00344 | PE 24.31 CRISTAL TERES | TX-1000KVA
378188079 | TNB | DISTRIBUTION | WP PUTRAJAYA & CYBERJAYA | Existing | 11 kV | PE MV TERMINAL | RYB | VCBJ/PCE/J00343 | PE 24.30 CRYSTAL BLOK B | TX2-500KVA
378188086 | TNB | DISTRIBUTION | WP PUTRAJAYA & CYBERJAYA | Existing | 11 kV | PE MV TERMINAL | RYB | VCBJ/PCE/J00343 | PE 24.30 CRYSTAL BLOK B | CBJ22342 PE 22.34 STREET MALL 2 (F1)
378188094 | TNB | DISTRIBUTION | WP PUTRAJAYA & CYBERJAYA | Existing | 11 kV | PE MV TERMINAL | RYB | VCBJ/PCE/J00343 | PE 24.30 CRYSTAL BLOK B | CBJ24311 PE 24.31 (TERES)
378188104 | TNB | DISTRIBUTION | WP PUTRAJAYA & CYBERJAYA | Existing | 11 kV | PE MV TERMINAL | RYB | VCBJ/PCE/J00343 | PE 24.30 CRYSTAL BLOK B | TX1-1000KVA
378188250 | TNB | DISTRIBUTION | WP PUTRAJAYA & CYBERJAYA | Existing | 11 kV | PE MV TERMINAL | RYB | VCBJ/PCE/J00342 | PE 24.29 CRYSTAL BLOK A | TX1-1000KVA
378188257 | TNB | DISTRIBUTION | WP PUTRAJAYA & CYBERJAYA | Existing | 11 kV | PE MV TERMINAL | RYB | VCBJ/PCE/J00342 | PE 24.29 CRYSTAL BLOK A | CBJ22345 PE 22.34 STREET MALL 2 (F2)
378188265 | TNB | DISTRIBUTION | WP PUTRAJAYA & CYBERJAYA | Existing | 11 kV | PE MV TERMINAL | RYB | VCBJ/PCE/J00342 | PE 24.29 CRYSTAL BLOK A | PPU CBJ 6: VCB 10
378188275 | TNB | DISTRIBUTION | WP PUTRAJAYA & CYBERJAYA | Existing | 11 kV | PE MV TERMINAL | RYB | VCBJ/PCE/J00342 | PE 24.29 CRYSTAL BLOK A | TX2-500KVA
378188463 | TNB | DISTRIBUTION | WP PUTRAJAYA & CYBERJAYA | Existing | 11 kV | PE MV TERMINAL | RYB | VCBJ/PCE/J22341 | PE 22.34 STREET MALL 2 F1 | CBJ24301 PE 24.30 (BLOK B)
378188464 | TNB | DISTRIBUTION | WP PUTRAJAYA & CYBERJAYA | Existing | 11 kV | PE MV TERMINAL | RYB | VCBJ/PCE/J22341 | PE 22.34 STREET MALL 2 F1 | CBJ22623 PE 22.62 8 BLOK KEDAI PEJ 2B (F1)
378188467 | TNB | DISTRIBUTION | WP PUTRAJAYA & CYBERJAYA | Existing | 11 kV | PE MV TERMINAL | RYB | VCBJ/PCE/J22341 | PE 22.34 STREET MALL 2 F1 | TX1-1000KVA
378188486 | TNB | DISTRIBUTION | WP PUTRAJAYA & CYBERJAYA | Existing | 11 kV | PE MV TERMINAL | RYB | VCBJ/PCE/J22342 | PE 22.34 STREET MALL 2 F2 | CBJ24293 PE 24.29 (BLOK A)
378188487 | TNB | DISTRIBUTION | WP PUTRAJAYA & CYBERJAYA | Existing | 11 kV | PE MV TERMINAL | RYB | VCBJ/PCE/J22342 | PE 22.34 STREET MALL 2 F2 | CBJ22626 PE 22.62 8 BLOK KEDAI PEJ 2B (F2)
378188490 | TNB | DISTRIBUTION | WP PUTRAJAYA & CYBERJAYA | Existing | 11 kV | PE MV TERMINAL | RYB | VCBJ/PCE/J22342 | PE 22.34 STREET MALL 2 F2 | TX2-1000KVA
378188651 | TNB | DISTRIBUTION | WP PUTRAJAYA & CYBERJAYA | Existing | 11 kV | PE MV TERMINAL | RYB | VCBJ/PCE/J22621 | PE 22.62 8 BLOK KEDAI PEJ 2B F1 | CBJ22341 PE 22.34 STREET MALL 2 (F1)
378188652 | TNB | DISTRIBUTION | WP PUTRAJAYA & CYBERJAYA | Existing | 11 kV | PE MV TERMINAL | RYB | VCBJ/PCE/J22621 | PE 22.62 8 BLOK KEDAI PEJ 2B F1 | CBJ22723 PE 22.72 CYBERNEO 3(F1)
378188655 | TNB | DISTRIBUTION | WP PUTRAJAYA & CYBERJAYA | Existing | 11 kV | PE MV TERMINAL | RYB | VCBJ/PCE/J22621 | PE 22.62 8 BLOK KEDAI PEJ 2B F1 | TX1-1000KVA
378188674 | TNB | DISTRIBUTION | WP PUTRAJAYA & CYBERJAYA | Existing | 11 kV | PE MV TERMINAL | RYB | VCBJ/PCE/J22622 | PE 22.62 8 BLOK KEDAI PEJ 2B F2 | CBJ22344 PE 22.34 STREET MALL 2 (F2)
378188675 | TNB | DISTRIBUTION | WP PUTRAJAYA & CYBERJAYA | Existing | 11 kV | PE MV TERMINAL | RYB | VCBJ/PCE/J22622 | PE 22.62 8 BLOK KEDAI PEJ 2B F2 | CBJ22725 PE 22.72 CYBERNEO 3(F2)
378188678 | TNB | DISTRIBUTION | WP PUTRAJAYA & CYBERJAYA | Existing | 11 kV | PE MV TERMINAL | RYB | VCBJ/PCE/J22622 | PE 22.62 8 BLOK KEDAI PEJ 2B F2 | TX2-1000KVA
378188818 | TNB | DISTRIBUTION | WP PUTRAJAYA & CYBERJAYA | Existing | 11 kV | PE MV TERMINAL | RYB | VCBJ/PCE/J22721 | PE 22.72 CYBERNEO 3 F1 | CBJ22621 PE 22.62 8 BLOK KEDAI PEJ 2B (F1)
378188822 | TNB | DISTRIBUTION | WP PUTRAJAYA & CYBERJAYA | Existing | 11 kV | PE MV TERMINAL | RYB | VCBJ/PCE/J22721 | PE 22.72 CYBERNEO 3 F1 | TX1-1000KVA
378188838 | TNB | DISTRIBUTION | WP PUTRAJAYA & CYBERJAYA | Existing | 11 kV | PE MV TERMINAL | RYB | VCBJ/PCE/J22721 | PE 22.72 CYBERNEO 3 F1 | CBJ22862 PE 22.86 NEO CYBER BLOK D
378188859 | TNB | DISTRIBUTION | WP PUTRAJAYA & CYBERJAYA | Existing | 11 kV | PE MV TERMINAL | RYB | VCBJ/PCE/J22722 | PE 22.72 CYBERNEO 3 F2 | CBJ22624 PE 22.62 8 BLOK KEDAI PEJ 2B (F2)
378188863 | TNB | DISTRIBUTION | WP PUTRAJAYA & CYBERJAYA | Existing | 11 kV | PE MV TERMINAL | RYB | VCBJ/PCE/J22722 | PE 22.72 CYBERNEO 3 F2 | TX2-1000KVA
378188879 | TNB | DISTRIBUTION | WP PUTRAJAYA & CYBERJAYA | Existing | 11 kV | PE MV TERMINAL | RYB | VCBJ/PCE/J22722 | PE 22.72 CYBERNEO 3 F2 | CBJ22616 PE 22.61 8 BLOK KEDAI PEJ 2A (F2)
378189045 | TNB | DISTRIBUTION | WP PUTRAJAYA & CYBERJAYA | Existing | 11 kV | PE MV TERMINAL | RYB | VCBJ/PCE/J22861 | PE 22.86 NEO CYBER BLOK D | CBJ22721 PE 22.72 CYBERNEO 3(F1)
378189046 | TNB | DISTRIBUTION | WP PUTRAJAYA & CYBERJAYA | Existing | 11 kV | PE MV TERMINAL | RYB | VCBJ/PCE/J22861 | PE 22.86 NEO CYBER BLOK D | CBJ22613 PE 22.61 8 BLOK KEDAI PEJ 2A (F1)
378189049 | TNB | DISTRIBUTION | WP PUTRAJAYA & CYBERJAYA | Existing | 11 kV | PE MV TERMINAL | RYB | VCBJ/PCE/J22861 | PE 22.86 NEO CYBER BLOK D | TX1-1000KVA
378189135 | TNB | DISTRIBUTION | WP PUTRAJAYA & CYBERJAYA | Existing | 11 kV | PE MV TERMINAL | RYB | VCBJ/PCE/J22611 | PE 22.61 8 BLOK KEDAI PEJ 2A F1 | CBJ22861 PE 22.86 NEO CYBER BLOK D
378189136 | TNB | DISTRIBUTION | WP PUTRAJAYA & CYBERJAYA | Existing | 11 kV | PE MV TERMINAL | RYB | VCBJ/PCE/J22611 | PE 22.61 8 BLOK KEDAI PEJ 2A F1 | CBJ22522 PE 22.52 (58) UNITS SHOP LOT (F1)
378189139 | TNB | DISTRIBUTION | WP PUTRAJAYA & CYBERJAYA | Existing | 11 kV | PE MV TERMINAL | RYB | VCBJ/PCE/J22611 | PE 22.61 8 BLOK KEDAI PEJ 2A F1 | TX1-1000KVA
378189158 | TNB | DISTRIBUTION | WP PUTRAJAYA & CYBERJAYA | Existing | 11 kV | PE MV TERMINAL | RYB | VCBJ/PCE/J22612 | PE 22.61 8 BLOK KEDAI PEJ 2A F2 | CBJ22724 PE 22.72 CYBERNEO 3(F2)
378189159 | TNB | DISTRIBUTION | WP PUTRAJAYA & CYBERJAYA | Existing | 11 kV | PE MV TERMINAL | RYB | VCBJ/PCE/J22612 | PE 22.61 8 BLOK KEDAI PEJ 2A F2 | CBJ22526 PE 22.52 (58) UNITS SHOP LOT (F2)
378189162 | TNB | DISTRIBUTION | WP PUTRAJAYA & CYBERJAYA | Existing | 11 kV | PE MV TERMINAL | RYB | VCBJ/PCE/J22612 | PE 22.61 8 BLOK KEDAI PEJ 2A F2 | TX2-1000KVA
378189347 | TNB | DISTRIBUTION | WP PUTRAJAYA & CYBERJAYA | Existing | 11 kV | PE MV TERMINAL | RYB | VCBJ/PCE/J22521 | PE 22.52 58 UNITS SHOP LOT F1 | TX1-1000KVA
378189354 | TNB | DISTRIBUTION | WP PUTRAJAYA & CYBERJAYA | Existing | 11 kV | PE MV TERMINAL | RYB | VCBJ/PCE/J22521 | PE 22.52 58 UNITS SHOP LOT F1 | CBJ22611 PE 22.61 8 BLOK KEDAI PEJ 2A (F1)
378189362 | TNB | DISTRIBUTION | WP PUTRAJAYA & CYBERJAYA | Existing | 11 kV | PE MV TERMINAL | RYB | VCBJ/PCE/J22521 | PE 22.52 58 UNITS SHOP LOT F1 | CBJ22802 PE 22.80 APT NEO CYBER BLOK A
378189372 | TNB | DISTRIBUTION | WP PUTRAJAYA & CYBERJAYA | Existing | 11 kV | PE MV TERMINAL | RYB | VCBJ/PCE/J22521 | PE 22.52 58 UNITS SHOP LOT F1 | TX2-1000KVA
378189376 | TNB | DISTRIBUTION | WP PUTRAJAYA & CYBERJAYA | Existing | 11 kV | PE MV TERMINAL | RYB | VCBJ/PCE/J22522 | PE 22.52 58 UNITS SHOP LOT F2 | TX3-1000KVA
378189383 | TNB | DISTRIBUTION | WP PUTRAJAYA & CYBERJAYA | Existing | 11 kV | PE MV TERMINAL | RYB | VCBJ/PCE/J22522 | PE 22.52 58 UNITS SHOP LOT F2 | CBJ22614 PE 22.61 8 BLOK KEDAI PEJ 2A (F2)
378189391 | TNB | DISTRIBUTION | WP PUTRAJAYA & CYBERJAYA | Existing | 11 kV | PE MV TERMINAL | RYB | VCBJ/PCE/J22522 | PE 22.52 58 UNITS SHOP LOT F2 | CBJ24252 PE 24.25 CRYSTAL VILLE NO.2
378189401 | TNB | DISTRIBUTION | WP PUTRAJAYA & CYBERJAYA | Existing | 11 kV | PE MV TERMINAL | RYB | VCBJ/PCE/J22522 | PE 22.52 58 UNITS SHOP LOT F2 | TX4-1000KVA
378189674 | TNB | DISTRIBUTION | WP PUTRAJAYA & CYBERJAYA | Existing | 11 kV | PE MV TERMINAL | RYB | VCBJ/PCE/J22801 | PE 22.80 APT NEO CYBER BLOK A | TX1-1000KVA
378189681 | TNB | DISTRIBUTION | WP PUTRAJAYA & CYBERJAYA | Existing | 11 kV | PE MV TERMINAL | RYB | VCBJ/PCE/J22801 | PE 22.80 APT NEO CYBER BLOK A | CBJ22521 PE 22.52 (58) UNITS SHOP LOT (F1)
378189689 | TNB | DISTRIBUTION | WP PUTRAJAYA & CYBERJAYA | Existing | 11 kV | PE MV TERMINAL | RYB | VCBJ/PCE/J22801 | PE 22.80 APT NEO CYBER BLOK A | CBJ24242 PE 24.24 CRYSTAL VILLE NO.1
378189699 | TNB | DISTRIBUTION | WP PUTRAJAYA & CYBERJAYA | Existing | 11 kV | PE MV TERMINAL | RYB | VCBJ/PCE/J22801 | PE 22.80 APT NEO CYBER BLOK A | TX2-1000KVA
378202696 | TNB | DISTRIBUTION | WP PUTRAJAYA & CYBERJAYA | Existing | 11 kV | PE MV TERMINAL | RYB | VPTJ/PCE/J04211 | SS 4.21 4G5 (F1) | PTJ04172 SS 4.17 - 4G11 (F1)
378202700 | TNB | DISTRIBUTION | WP PUTRAJAYA & CYBERJAYA | Existing | 11 kV | PE MV TERMINAL | RYB | VPTJ/PCE/J04211 | SS 4.21 4G5 (F1) | PMU PTJC CB 6
378202715 | TNB | DISTRIBUTION | WP PUTRAJAYA & CYBERJAYA | Existing | 11 kV | PE MV TERMINAL | RYB | VPTJ/PCE/J04211 | SS 4.21 4G5 (F1) | PENGGUNA HT 11kV
378202737 | TNB | DISTRIBUTION | WP PUTRAJAYA & CYBERJAYA | Existing | 11 kV | PE MV TERMINAL | RYB | VPTJ/PCE/J04212 | SS 4.21 4G5 (F2) | PTJ04175 SS 4.17 - 4G11
378202741 | TNB | DISTRIBUTION | WP PUTRAJAYA & CYBERJAYA | Existing | 11 kV | PE MV TERMINAL | RYB | VPTJ/PCE/J04212 | SS 4.21 4G5 (F2) | PMU PTJC CB 5
378202756 | TNB | DISTRIBUTION | WP PUTRAJAYA & CYBERJAYA | Existing | 11 kV | PE MV TERMINAL | RYB | VPTJ/PCE/J04212 | SS 4.21 4G5 (F2) | PENGGUNA HT 11kV
378202802 | TNB | DISTRIBUTION | WP PUTRAJAYA & CYBERJAYA | Existing | 11 kV | PE MV TERMINAL | RYB | VPTJ/PCE/J18141 | PE 18.14 BLOK D&E (F1) | PTJ18131 PE 18.13 APT F (F1)
378202803 | TNB | DISTRIBUTION | WP PUTRAJAYA & CYBERJAYA | Existing | 11 kV | PE MV TERMINAL | RYB | VPTJ/PCE/J18141 | PE 18.14 BLOK D&E (F1) | PMU PTJC CB 3
378202806 | TNB | DISTRIBUTION | WP PUTRAJAYA & CYBERJAYA | Existing | 11 kV | PE MV TERMINAL | RYB | VPTJ/PCE/J18141 | PE 18.14 BLOK D&E (F1) | TX1-1000kVA
378202827 | TNB | DISTRIBUTION | WP PUTRAJAYA & CYBERJAYA | Existing | 11 kV | PE MV TERMINAL | RYB | VPTJ/PCE/J18142 | PE 18.14 BLOK D&E (F2) | PTJ18134 PE 18.13 APT F (F2)
378202828 | TNB | DISTRIBUTION | WP PUTRAJAYA & CYBERJAYA | Existing | 11 kV | PE MV TERMINAL | RYB | VPTJ/PCE/J18142 | PE 18.14 BLOK D&E (F2) | PMU PTJC CB 4
378202831 | TNB | DISTRIBUTION | WP PUTRAJAYA & CYBERJAYA | Existing | 11 kV | PE MV TERMINAL | RYB | VPTJ/PCE/J18142 | PE 18.14 BLOK D&E (F2) | TX2-1000kVA
378202966 | TNB | DISTRIBUTION | WP PUTRAJAYA & CYBERJAYA | Existing | 11 kV | PE MV TERMINAL | RYB | VPTJ/PCE/J18131 | PE 18.13 BLOK F (F1) | PTJ18121 PE 18.12 APT A (F1)
378202967 | TNB | DISTRIBUTION | WP PUTRAJAYA & CYBERJAYA | Existing | 11 kV | PE MV TERMINAL | RYB | VPTJ/PCE/J18131 | PE 18.13 BLOK F (F1) | PTJ18143 PE 18.14 APT D&E (F1)
378202970 | TNB | DISTRIBUTION | WP PUTRAJAYA & CYBERJAYA | Existing | 11 kV | PE MV TERMINAL | RYB | VPTJ/PCE/J18131 | PE 18.13 BLOK F (F1) | TX1-1000kVA
378203067 | TNB | DISTRIBUTION | WP PUTRAJAYA & CYBERJAYA | Existing | 11 kV | PE MV TERMINAL | RYB | VPTJ/PCE/J18132 | PE 18.13 BLOK F (F2) | PTJ18124 PE 18.12 APT A (F2)
378203068 | TNB | DISTRIBUTION | WP PUTRAJAYA & CYBERJAYA | Existing | 11 kV | PE MV TERMINAL | RYB | VPTJ/PCE/J18132 | PE 18.13 BLOK F (F2) | PTJ18146 PE 18.14 APT D&E (F2)
378203071 | TNB | DISTRIBUTION | WP PUTRAJAYA & CYBERJAYA | Existing | 11 kV | PE MV TERMINAL | RYB | VPTJ/PCE/J18132 | PE 18.13 BLOK F (F2) | TX2-1000kVA
378203167 | TNB | DISTRIBUTION | WP PUTRAJAYA & CYBERJAYA | Existing | 11 kV | PE MV TERMINAL | RYB | VPTJ/PCE/J18121 | PE 18.12 BLOK A (F1) | PTJ18133 PE 18.13 APT F (F1)
378203171 | TNB | DISTRIBUTION | WP PUTRAJAYA & CYBERJAYA | Existing | 11 kV | PE MV TERMINAL | RYB | VPTJ/PCE/J18121 | PE 18.12 BLOK A (F1) | PTJ18111 PE 18.11 APT B&C (F1)
378203186 | TNB | DISTRIBUTION | WP PUTRAJAYA & CYBERJAYA | Existing | 11 kV | PE MV TERMINAL | RYB | VPTJ/PCE/J18121 | PE 18.12 BLOK A (F1) | TX1-1000kVA
378203198 | TNB | DISTRIBUTION | WP PUTRAJAYA & CYBERJAYA | Existing | 11 kV | PE MV TERMINAL | RYB | VPTJ/PCE/J18122 | PE 18.12 BLOK A (F2) | TX2-1000kVA
378203200 | TNB | DISTRIBUTION | WP PUTRAJAYA & CYBERJAYA | Existing | 11 kV | PE MV TERMINAL | RYB | VPTJ/PCE/J18122 | PE 18.12 BLOK A (F2) | PTJ18136 PE 18.13 APT F (F2)
378203241 | TNB | DISTRIBUTION | WP PUTRAJAYA & CYBERJAYA | Existing | 11 kV | PE MV TERMINAL | RYB | VPTJ/PCE/J18122 | PE 18.12 BLOK A (F2) | PTJ18114 PE 18.11 APT B&C (F2)
378203345 | TNB | DISTRIBUTION | WP PUTRAJAYA & CYBERJAYA | Existing | 11 kV | PE MV TERMINAL | RYB | VPTJ/PCE/J18111 | E 18.11 BLOK B&C (F1) | PTJ18101 PE 18.10
378203346 | TNB | DISTRIBUTION | WP PUTRAJAYA & CYBERJAYA | Existing | 11 kV | PE MV TERMINAL | RYB | VPTJ/PCE/J18111 | E 18.11 BLOK B&C (F1) | PTJ18122 PE 18.12 APT A (F1)
378203349 | TNB | DISTRIBUTION | WP PUTRAJAYA & CYBERJAYA | Existing | 11 kV | PE MV TERMINAL | RYB | VPTJ/PCE/J18111 | E 18.11 BLOK B&C (F1) | TX1-1000kVA
378203441 | TNB | DISTRIBUTION | WP PUTRAJAYA & CYBERJAYA | Existing | 11 kV | PE MV TERMINAL | RYB | VPTJ/PCE/J18112 | PE 18.11 BLOK B&C (F2) | PTJ18281 PE 18.28 SEK KEB (2) (F1)
378203442 | TNB | DISTRIBUTION | WP PUTRAJAYA & CYBERJAYA | Existing | 11 kV | PE MV TERMINAL | RYB | VPTJ/PCE/J18112 | PE 18.11 BLOK B&C (F2) | PTJ18125 PE 18.12 APT A (F2)
378203445 | TNB | DISTRIBUTION | WP PUTRAJAYA & CYBERJAYA | Existing | 11 kV | PE MV TERMINAL | RYB | VPTJ/PCE/J18112 | PE 18.11 BLOK B&C (F2) | TX2-1000kVA
378203583 | TNB | DISTRIBUTION | WP PUTRAJAYA & CYBERJAYA | Existing | 11 kV | PE MV TERMINAL | RYB | VPTJ/PCE/J18101 | PE 18.10 PADAT SL | PTJ18041 PE 18.04 PADAT JLN 18R7
378203584 | TNB | DISTRIBUTION | WP PUTRAJAYA & CYBERJAYA | Existing | 11 kV | PE MV TERMINAL | RYB | VPTJ/PCE/J18101 | PE 18.10 PADAT SL | PTJ18113 PE 18.11 APT B&C (F1)
378203587 | TNB | DISTRIBUTION | WP PUTRAJAYA & CYBERJAYA | Existing | 11 kV | PE MV TERMINAL | RYB | VPTJ/PCE/J18101 | PE 18.10 PADAT SL | TX1-1000kVA
378203703 | TNB | DISTRIBUTION | WP PUTRAJAYA & CYBERJAYA | Existing | 11 kV | PE MV TERMINAL | RYB | VPTJ/PCE/J18041 | PE 18.04 PERUMAHAN 18R7 | PTJ18051 PE 18.05 Padat 18R5 Fasa 2 F1
378203704 | TNB | DISTRIBUTION | WP PUTRAJAYA & CYBERJAYA | Existing | 11 kV | PE MV TERMINAL | RYB | VPTJ/PCE/J18041 | PE 18.04 PERUMAHAN 18R7 | PTJ18103 PE 18.10
378203707 | TNB | DISTRIBUTION | WP PUTRAJAYA & CYBERJAYA | Existing | 11 kV | PE MV TERMINAL | RYB | VPTJ/PCE/J18041 | PE 18.04 PERUMAHAN 18R7 | TX1-1000kVA
378203809 | TNB | DISTRIBUTION | WP PUTRAJAYA & CYBERJAYA | Existing | 11 kV | PE MV TERMINAL | RYB | VPTJ/PCE/J18051 | PE 18.05 PERUMAHAN 18R5 Fasa 2(F1) | PTJ18061 PE 18.06 - 18R5 F1
378203810 | TNB | DISTRIBUTION | WP PUTRAJAYA & CYBERJAYA | Existing | 11 kV | PE MV TERMINAL | RYB | VPTJ/PCE/J18051 | PE 18.05 PERUMAHAN 18R5 Fasa 2(F1) | PTJ18043 PE 18.04 PADAT JLN 18R7
378203813 | TNB | DISTRIBUTION | WP PUTRAJAYA & CYBERJAYA | Existing | 11 kV | PE MV TERMINAL | RYB | VPTJ/PCE/J18051 | PE 18.05 PERUMAHAN 18R5 Fasa 2(F1) | TX1-1000kVA
378203917 | TNB | DISTRIBUTION | WP PUTRAJAYA & CYBERJAYA | Existing | 11 kV | PE MV TERMINAL | RYB | VPTJ/PCE/J18052 | PE 18.05 PERUMAHAN 18R5 Fasa 2(F2) | PTJ18064 PE 18.06 - 18R5 F2
378203918 | TNB | DISTRIBUTION | WP PUTRAJAYA & CYBERJAYA | Existing | 11 kV | PE MV TERMINAL | RYB | VPTJ/PCE/J18052 | PE 18.05 PERUMAHAN 18R5 Fasa 2(F2) | PTJ18286 PE 18.28 SEK KEB (2) (F2)
378203921 | TNB | DISTRIBUTION | WP PUTRAJAYA & CYBERJAYA | Existing | 11 kV | PE MV TERMINAL | RYB | VPTJ/PCE/J18052 | PE 18.05 PERUMAHAN 18R5 Fasa 2(F2) | TX2-1000kVA
378204024 | TNB | DISTRIBUTION | WP PUTRAJAYA & CYBERJAYA | Existing | 11 kV | PE MV TERMINAL | RYB | VPTJ/PCE/J18281 | PE 18.28 SEK KEB (2) (F1) | PTJ18284 PE 18.28 SEK KEB (2) (F2)
378204025 | TNB | DISTRIBUTION | WP PUTRAJAYA & CYBERJAYA | Existing | 11 kV | PE MV TERMINAL | RYB | VPTJ/PCE/J18281 | PE 18.28 SEK KEB (2) (F1) | PTJ18116 PE 18.11 APT B&C (F2)
378204028 | TNB | DISTRIBUTION | WP PUTRAJAYA & CYBERJAYA | Existing | 11 kV | PE MV TERMINAL | RYB | VPTJ/PCE/J18281 | PE 18.28 SEK KEB (2) (F1) | TX1-1000kVA
378204118 | TNB | DISTRIBUTION | WP PUTRAJAYA & CYBERJAYA | Existing | 11 kV | PE MV TERMINAL | RYB | VPTJ/PCE/J18282 | PE 18.28 SEK KEB (2) (F2) | PTJ18054 PE 18.05 Padat 18R5 Fasa 2 F2
378204119 | TNB | DISTRIBUTION | WP PUTRAJAYA & CYBERJAYA | Existing | 11 kV | PE MV TERMINAL | RYB | VPTJ/PCE/J18282 | PE 18.28 SEK KEB (2) (F2) | PTJ18283 PE 18.28 SEK KEB (2) (F1)
378204122 | TNB | DISTRIBUTION | WP PUTRAJAYA & CYBERJAYA | Existing | 11 kV | PE MV TERMINAL | RYB | VPTJ/PCE/J18282 | PE 18.28 SEK KEB (2) (F2) | TX2-1000kVA
378204231 | TNB | DISTRIBUTION | WP PUTRAJAYA & CYBERJAYA | Existing | 11 kV | PE MV TERMINAL | RYB | VPTJ/PCE/J18062 | PE 18.06 18R5 (F2) | N/A
378204232 | TNB | DISTRIBUTION | WP PUTRAJAYA & CYBERJAYA | Existing | 11 kV | PE MV TERMINAL | RYB | VPTJ/PCE/J18062 | PE 18.06 18R5 (F2) | PTJ18056 PE 18.05 Padat 18R5 Fasa 2 F2
378204235 | TNB | DISTRIBUTION | WP PUTRAJAYA & CYBERJAYA | Existing | 11 kV | PE MV TERMINAL | RYB | VPTJ/PCE/J18062 | PE 18.06 18R5 (F2) | TX2-1000kVA
378204335 | TNB | DISTRIBUTION | WP PUTRAJAYA & CYBERJAYA | Existing | 11 kV | PE MV TERMINAL | RYB | VPTJ/PCE/J18061 | PE 18.06 18R5 (F1) | N/A
378204336 | TNB | DISTRIBUTION | WP PUTRAJAYA & CYBERJAYA | Existing | 11 kV | PE MV TERMINAL | RYB | VPTJ/PCE/J18061 | PE 18.06 18R5 (F1) | PTJ18053 PE 18.05 Padat 18R5 Fasa 2 F1
378204339 | TNB | DISTRIBUTION | WP PUTRAJAYA & CYBERJAYA | Existing | 11 kV | PE MV TERMINAL | RYB | VPTJ/PCE/J18061 | PE 18.06 18R5 (F1) | TX1-1000kVA
378204451 | TNB | DISTRIBUTION | WP PUTRAJAYA & CYBERJAYA | Existing | 11 kV | PE MV TERMINAL | RYB | VPTJ/PCE/J18261 | PE 18.26 APT. 18R4 (F1) | TX2-1000kVA
378204458 | TNB | DISTRIBUTION | WP PUTRAJAYA & CYBERJAYA | Existing | 11 kV | PE MV TERMINAL | RYB | VPTJ/PCE/J18261 | PE 18.26 APT. 18R4 (F1) | PTJ18091 PE 18.09
378204466 | TNB | DISTRIBUTION | WP PUTRAJAYA & CYBERJAYA | Existing | 11 kV | PE MV TERMINAL | RYB | VPTJ/PCE/J18261 | PE 18.26 APT. 18R4 (F1) | N/A
378204476 | TNB | DISTRIBUTION | WP PUTRAJAYA & CYBERJAYA | Existing | 11 kV | PE MV TERMINAL | RYB | VPTJ/PCE/J18261 | PE 18.26 APT. 18R4 (F1) | TX1-1000kVA
378204865 | TNB | DISTRIBUTION | WP PUTRAJAYA & CYBERJAYA | Existing | 11 kV | PE MV TERMINAL | RYB | VPTJ/PCE/J18091 | PE 18.09 PADAT SL | PTJ18271 PE 18.27 KLINIK KESIHATAN (F1)
378204866 | TNB | DISTRIBUTION | WP PUTRAJAYA & CYBERJAYA | Existing | 11 kV | PE MV TERMINAL | RYB | VPTJ/PCE/J18091 | PE 18.09 PADAT SL | PTJ18262 PE 18.26 APT 18R4 (F1)
378204869 | TNB | DISTRIBUTION | WP PUTRAJAYA & CYBERJAYA | Existing | 11 kV | PE MV TERMINAL | RYB | VPTJ/PCE/J18091 | PE 18.09 PADAT SL | TX1-500kVA
378204966 | TNB | DISTRIBUTION | WP PUTRAJAYA & CYBERJAYA | Existing | 11 kV | PE MV TERMINAL | RYB | VPTJ/PCE/J18262 | PE 18.26 APT. 18R4 (F2) | TX4-1000kVA
378204973 | TNB | DISTRIBUTION | WP PUTRAJAYA & CYBERJAYA | Existing | 11 kV | PE MV TERMINAL | RYB | VPTJ/PCE/J18262 | PE 18.26 APT. 18R4 (F2) | PTJ18291 PE 18.29 SEK.REN.AGAMA F1
378204981 | TNB | DISTRIBUTION | WP PUTRAJAYA & CYBERJAYA | Existing | 11 kV | PE MV TERMINAL | RYB | VPTJ/PCE/J18262 | PE 18.26 APT. 18R4 (F2) | PTJ18066 PE 18.06 - 18R5 F2
378204991 | TNB | DISTRIBUTION | WP PUTRAJAYA & CYBERJAYA | Existing | 11 kV | PE MV TERMINAL | RYB | VPTJ/PCE/J18262 | PE 18.26 APT. 18R4 (F2) | TX3-1000kVA
378205157 | TNB | DISTRIBUTION | WP PUTRAJAYA & CYBERJAYA | Existing | 11 kV | PE MV TERMINAL | RYB | VPTJ/PCE/J18271 | PE 18.27 KLINIK KESIHATAN (F1) | PTJ18081 PE 18.08 18R1 (F1)
378205158 | TNB | DISTRIBUTION | WP PUTRAJAYA & CYBERJAYA | Existing | 11 kV | PE MV TERMINAL | RYB | VPTJ/PCE/J18271 | PE 18.27 KLINIK KESIHATAN (F1) | PTJ18093 PE 18.09
378205161 | TNB | DISTRIBUTION | WP PUTRAJAYA & CYBERJAYA | Existing | 11 kV | PE MV TERMINAL | RYB | VPTJ/PCE/J18271 | PE 18.27 KLINIK KESIHATAN (F1) | TX1-1000kVA
378205251 | TNB | DISTRIBUTION | WP PUTRAJAYA & CYBERJAYA | Existing | 11 kV | PE MV TERMINAL | RYB | VPTJ/PCE/J18272 | PE 18.27 KLINIK KESIHATAN (F2) | PTJ18084 PE 18.08 18R1 (F2)
378205252 | TNB | DISTRIBUTION | WP PUTRAJAYA & CYBERJAYA | Existing | 11 kV | PE MV TERMINAL | RYB | VPTJ/PCE/J18272 | PE 18.27 KLINIK KESIHATAN (F2) | PTJ18295 PE 18.29 SEK.REN.AGAMA F2
378205255 | TNB | DISTRIBUTION | WP PUTRAJAYA & CYBERJAYA | Existing | 11 kV | PE MV TERMINAL | RYB | VPTJ/PCE/J18272 | PE 18.27 KLINIK KESIHATAN (F2) | TX2-1000kVA
378205356 | TNB | DISTRIBUTION | WP PUTRAJAYA & CYBERJAYA | Existing | 11 kV | PE MV TERMINAL | RYB | VPTJ/PCE/J18081 | PE 18.08 18R1 (F1) | PTJ18221 PE 18.22 APT22 18R13 (F1)
378205357 | TNB | DISTRIBUTION | WP PUTRAJAYA & CYBERJAYA | Existing | 11 kV | PE MV TERMINAL | RYB | VPTJ/PCE/J18081 | PE 18.08 18R1 (F1) | PTJ18272 PE 18.27 KLINIK KESIHATAN (F1)
378205360 | TNB | DISTRIBUTION | WP PUTRAJAYA & CYBERJAYA | Existing | 11 kV | PE MV TERMINAL | RYB | VPTJ/PCE/J18081 | PE 18.08 18R1 (F1) | TX1-1000kVA
378205460 | TNB | DISTRIBUTION | WP PUTRAJAYA & CYBERJAYA | Existing | 11 kV | PE MV TERMINAL | RYB | VPTJ/PCE/J18082 | PE 18.08 18R1 (F2) | PTJ18224 PE 18.22 APT22 18R13 (F2)
378205461 | TNB | DISTRIBUTION | WP PUTRAJAYA & CYBERJAYA | Existing | 11 kV | PE MV TERMINAL | RYB | VPTJ/PCE/J18082 | PE 18.08 18R1 (F2) | PTJ18275 PE 18.27 KLINIK KESIHATAN (F2)
378205464 | TNB | DISTRIBUTION | WP PUTRAJAYA & CYBERJAYA | Existing | 11 kV | PE MV TERMINAL | RYB | VPTJ/PCE/J18082 | PE 18.08 18R1 (F2) | TX2-1000kVA
378205571 | TNB | DISTRIBUTION | WP PUTRAJAYA & CYBERJAYA | Existing | 11 kV | PE MV TERMINAL | RYB | VPTJ/PCE/J18221 | PE 18.22 BLOK B 18R13 (F1) | PTJ18211 PE 18.21 APT21 18R13 (F1)
378205572 | TNB | DISTRIBUTION | WP PUTRAJAYA & CYBERJAYA | Existing | 11 kV | PE MV TERMINAL | RYB | VPTJ/PCE/J18221 | PE 18.22 BLOK B 18R13 (F1) | PTJ18083 PE 18.08 18R1 (F1)
378205575 | TNB | DISTRIBUTION | WP PUTRAJAYA & CYBERJAYA | Existing | 11 kV | PE MV TERMINAL | RYB | VPTJ/PCE/J18221 | PE 18.22 BLOK B 18R13 (F1) | TX1-1000kVA
378205669 | TNB | DISTRIBUTION | WP PUTRAJAYA & CYBERJAYA | Existing | 11 kV | PE MV TERMINAL | RYB | VPTJ/PCE/J18222 | PE 18.22 BLOK B 18R13 (F2) | PTJ18214 PE 18.21 APT21 18R13 (F2)
378205670 | TNB | DISTRIBUTION | WP PUTRAJAYA & CYBERJAYA | Existing | 11 kV | PE MV TERMINAL | RYB | VPTJ/PCE/J18222 | PE 18.22 BLOK B 18R13 (F2) | PTJ18085 PE 18.08 18R1 (F2)
378205673 | TNB | DISTRIBUTION | WP PUTRAJAYA & CYBERJAYA | Existing | 11 kV | PE MV TERMINAL | RYB | VPTJ/PCE/J18222 | PE 18.22 BLOK B 18R13 (F2) | TX2-1000kVA
378205758 | TNB | DISTRIBUTION | WP PUTRAJAYA & CYBERJAYA | Existing | 11 kV | PE MV TERMINAL | RYB | VPTJ/PCE/J02021 | SS 2.02 IDHL (F1) | PENGGUNA HT 11kV
378205767 | TNB | DISTRIBUTION | WP PUTRAJAYA & CYBERJAYA | Existing | 11 kV | PE MV TERMINAL | RYB | VPTJ/PCE/J02021 | SS 2.02 IDHL (F1) | PENGGUNA HT 11kV
378205778 | TNB | DISTRIBUTION | WP PUTRAJAYA & CYBERJAYA | Existing | 11 kV | PE MV TERMINAL | RYB | VPTJ/PCE/J02021 | SS 2.02 IDHL (F1) | P02012 SS 2.01 W.PUTRA (F1)
378205780 | TNB | DISTRIBUTION | WP PUTRAJAYA & CYBERJAYA | Existing | 11 kV | PE MV TERMINAL | RYB | VPTJ/PCE/J02021 | SS 2.02 IDHL (F1) | PMU PTJC CB 1
378205793 | TNB | DISTRIBUTION | WP PUTRAJAYA & CYBERJAYA | Existing | 11 kV | PE MV TERMINAL | RYB | VPTJ/PCE/J02022 | SS 2.02 IDHL (F2) | PENGGUNA HT 11kV
378205802 | TNB | DISTRIBUTION | WP PUTRAJAYA & CYBERJAYA | Existing | 11 kV | PE MV TERMINAL | RYB | VPTJ/PCE/J02022 | SS 2.02 IDHL (F2) | PENGGUNA HT 11kV
378205813 | TNB | DISTRIBUTION | WP PUTRAJAYA & CYBERJAYA | Existing | 11 kV | PE MV TERMINAL | RYB | VPTJ/PCE/J02022 | SS 2.02 IDHL (F2) | P02015 SS 2.01 W.PUTRA (F2)
378205817 | TNB | DISTRIBUTION | WP PUTRAJAYA & CYBERJAYA | Existing | 11 kV | PE MV TERMINAL | RYB | VPTJ/PCE/J02022 | SS 2.02 IDHL (F2) | PMU PTJC CB 1
378205828 | TNB | DISTRIBUTION | WP PUTRAJAYA & CYBERJAYA | Existing | 11 kV | PE MV TERMINAL | RYB | VPTJ/PCE/J02011 | SS 2.01 W.PUTRA (F1) | PENGGUNA HT 11kV
378205837 | TNB | DISTRIBUTION | WP PUTRAJAYA & CYBERJAYA | Existing | 11 kV | PE MV TERMINAL | RYB | VPTJ/PCE/J02011 | SS 2.01 W.PUTRA (F1) | PTJ02022 SS 2.02 IDHL (F1)
378205848 | TNB | DISTRIBUTION | WP PUTRAJAYA & CYBERJAYA | Existing | 11 kV | PE MV TERMINAL | RYB | VPTJ/PCE/J02011 | SS 2.01 W.PUTRA (F1) | PTJ02185 PE 2.18 TMN WAWASAN (WR) (F2
378205854 | TNB | DISTRIBUTION | WP PUTRAJAYA & CYBERJAYA | Existing | 11 kV | PE MV TERMINAL | RYB | VPTJ/PCE/J02012 | SS 2.01 W.PUTRA (F2) | PENGGUNA HT 11kV
378205863 | TNB | DISTRIBUTION | WP PUTRAJAYA & CYBERJAYA | Existing | 11 kV | PE MV TERMINAL | RYB | VPTJ/PCE/J02012 | SS 2.01 W.PUTRA (F2) | PTJ02026 SS 2.02 IDHL (F2)
378205874 | TNB | DISTRIBUTION | WP PUTRAJAYA & CYBERJAYA | Existing | 11 kV | PE MV TERMINAL | RYB | VPTJ/PCE/J02012 | SS 2.01 W.PUTRA (F2) | PTJ02182 PE 2.18 TMN WAWASAN (WR) (F1)
378205902 | TNB | DISTRIBUTION | WP PUTRAJAYA & CYBERJAYA | Existing | 11 kV | PE MV TERMINAL | RYB | VPTJ/PCE/J04171 | SS 4.17 4G11 (F1) | PTJ04162 SS 4.16 - 4G10 (F1)
378205906 | TNB | DISTRIBUTION | WP PUTRAJAYA & CYBERJAYA | Existing | 11 kV | PE MV TERMINAL | RYB | VPTJ/PCE/J04171 | SS 4.17 4G11 (F1) | PTJ04211 SS 4.21 - 4G5 (F2)
378205921 | TNB | DISTRIBUTION | WP PUTRAJAYA & CYBERJAYA | Existing | 11 kV | PE MV TERMINAL | RYB | VPTJ/PCE/J04171 | SS 4.17 4G11 (F1) | PENGGUNA HT 11kV
378205943 | TNB | DISTRIBUTION | WP PUTRAJAYA & CYBERJAYA | Existing | 11 kV | PE MV TERMINAL | RYB | VPTJ/PCE/J04172 | SS 4.17 4G11 (F2) | PTJ04164 SS 4.16 - 4G10 (F2)
378205947 | TNB | DISTRIBUTION | WP PUTRAJAYA & CYBERJAYA | Existing | 11 kV | PE MV TERMINAL | RYB | VPTJ/PCE/J04172 | SS 4.17 4G11 (F2) | PTJ04214 SS 4.21 - 4G5 (F2)
378205962 | TNB | DISTRIBUTION | WP PUTRAJAYA & CYBERJAYA | Existing | 11 kV | PE MV TERMINAL | RYB | VPTJ/PCE/J04172 | SS 4.17 4G11 (F2) | PENGGUNA HT 11kV
378205984 | TNB | DISTRIBUTION | WP PUTRAJAYA & CYBERJAYA | Existing | 11 kV | PE MV TERMINAL | RYB | VPTJ/PCE/J04161 | SS 4.16 4G10 (F1) | PTJ04152 SS 4.15 - 4G9 F1
378205988 | TNB | DISTRIBUTION | WP PUTRAJAYA & CYBERJAYA | Existing | 11 kV | PE MV TERMINAL | RYB | VPTJ/PCE/J04161 | SS 4.16 4G10 (F1) | PTJ04171 SS 4.17 - 4G11 (F1)
378206003 | TNB | DISTRIBUTION | WP PUTRAJAYA & CYBERJAYA | Existing | 11 kV | PE MV TERMINAL | RYB | VPTJ/PCE/J04161 | SS 4.16 4G10 (F1) | PENGGUNA HT 11kV
378206025 | TNB | DISTRIBUTION | WP PUTRAJAYA & CYBERJAYA | Existing | 11 kV | PE MV TERMINAL | RYB | VPTJ/PCE/J04162 | SS 4.16 4G10 (F2) | PTJ04155 SS 4.15 - 4G9 F2
378206029 | TNB | DISTRIBUTION | WP PUTRAJAYA & CYBERJAYA | Existing | 11 kV | PE MV TERMINAL | RYB | VPTJ/PCE/J04162 | SS 4.16 4G10 (F2) | PTJ04174 SS 4.17 - 4G11
378206044 | TNB | DISTRIBUTION | WP PUTRAJAYA & CYBERJAYA | Existing | 11 kV | PE MV TERMINAL | RYB | VPTJ/PCE/J04162 | SS 4.16 4G10 (F2) | PENGGUNA HT 11kV
378206082 | TNB | DISTRIBUTION | WP PUTRAJAYA & CYBERJAYA | Existing | 11 kV | PE MV TERMINAL | RYB | VPTJ/PCE/J04151 | SS 4.15 4G9 (F1) | PTJ04142 SS 4.14 - 4G8 F1
378206086 | TNB | DISTRIBUTION | WP PUTRAJAYA & CYBERJAYA | Existing | 11 kV | PE MV TERMINAL | RYB | VPTJ/PCE/J04151 | SS 4.15 4G9 (F1) | PTJ04161 SS 4.16 - 4G10 (F1)
378206101 | TNB | DISTRIBUTION | WP PUTRAJAYA & CYBERJAYA | Existing | 11 kV | PE MV TERMINAL | RYB | VPTJ/PCE/J04151 | SS 4.15 4G9 (F1) | PENGGUNA HT 11kV
378206123 | TNB | DISTRIBUTION | WP PUTRAJAYA & CYBERJAYA | Existing | 11 kV | PE MV TERMINAL | RYB | VPTJ/PCE/J04152 | SS 4.15 4G9 (F2) | PTJ04145 SS 4.14 - 4G8 F2
378206127 | TNB | DISTRIBUTION | WP PUTRAJAYA & CYBERJAYA | Existing | 11 kV | PE MV TERMINAL | RYB | VPTJ/PCE/J04152 | SS 4.15 4G9 (F2) | PTJ04164 SS 4.16 - 4G10 (F2)
378206142 | TNB | DISTRIBUTION | WP PUTRAJAYA & CYBERJAYA | Existing | 11 kV | PE MV TERMINAL | RYB | VPTJ/PCE/J04152 | SS 4.15 4G9 (F2) | PENGGUNA HT 11kV
378206287 | TNB | DISTRIBUTION | WP PUTRAJAYA & CYBERJAYA | Existing | 11 kV | PE MV TERMINAL | RYB | VPTJ/PCE/J04141 | SS 4.14 4G8 (F1) | PPU PTJ 24 CB7
378206291 | TNB | DISTRIBUTION | WP PUTRAJAYA & CYBERJAYA | Existing | 11 kV | PE MV TERMINAL | RYB | VPTJ/PCE/J04141 | SS 4.14 4G8 (F1) | PTJ04151 SS 4.15 - 4G9 F1
378206306 | TNB | DISTRIBUTION | WP PUTRAJAYA & CYBERJAYA | Existing | 11 kV | PE MV TERMINAL | RYB | VPTJ/PCE/J04141 | SS 4.14 4G8 (F1) | PENGGUNA HT 11kV
378206328 | TNB | DISTRIBUTION | WP PUTRAJAYA & CYBERJAYA | Existing | 11 kV | PE MV TERMINAL | RYB | VPTJ/PCE/J04142 | SS 4.14 4G8 (F2) | PPU PTJ 24 CB18
378206332 | TNB | DISTRIBUTION | WP PUTRAJAYA & CYBERJAYA | Existing | 11 kV | PE MV TERMINAL | RYB | VPTJ/PCE/J04142 | SS 4.14 4G8 (F2) | PTJ04154 SS 4.15 - 4G9 F2
378206347 | TNB | DISTRIBUTION | WP PUTRAJAYA & CYBERJAYA | Existing | 11 kV | PE MV TERMINAL | RYB | VPTJ/PCE/J04142 | SS 4.14 4G8 (F2) | PENGGUNA HT 11kV
378211232 | TNB | DISTRIBUTION | WP PUTRAJAYA & CYBERJAYA | Existing | 11 kV | PE MV TERMINAL | RYB | VPTJ/PCE/J09442 | PE 9.44 P'PURI P7 BLOK A2 (EFI) (F2) | PTJ09455 : PE 9.45 APT B1 (F2)
378211233 | TNB | DISTRIBUTION | WP PUTRAJAYA & CYBERJAYA | Existing | 11 kV | PE MV TERMINAL | RYB | VPTJ/PCE/J09442 | PE 9.44 P'PURI P7 BLOK A2 (EFI) (F2) | PTJ09434 : PE 9.43 APT A1 (F2)
378211236 | TNB | DISTRIBUTION | WP PUTRAJAYA & CYBERJAYA | Existing | 11 kV | PE MV TERMINAL | RYB | VPTJ/PCE/J09442 | PE 9.44 P'PURI P7 BLOK A2 (EFI) (F2) | TX2- 750KVA
378211329 | TNB | DISTRIBUTION | WP PUTRAJAYA & CYBERJAYA | Existing | 11 kV | PE MV TERMINAL | RYB | VPTJ/PCE/J09431 | PE 9.43 P'PURI P7 BLOK A1 (F1) | PTJ09442 : PE 9.44 APT A2 (F1)
378211330 | TNB | DISTRIBUTION | WP PUTRAJAYA & CYBERJAYA | Existing | 11 kV | PE MV TERMINAL | RYB | VPTJ/PCE/J09431 | PE 9.43 P'PURI P7 BLOK A1 (F1) | PTJ09351 : PE 9.35 APT. BLOK A1 (F1)
378211333 | TNB | DISTRIBUTION | WP PUTRAJAYA & CYBERJAYA | Existing | 11 kV | PE MV TERMINAL | RYB | VPTJ/PCE/J09431 | PE 9.43 P'PURI P7 BLOK A1 (F1) | TX1- 1000KVA
378211419 | TNB | DISTRIBUTION | WP PUTRAJAYA & CYBERJAYA | Existing | 11 kV | PE MV TERMINAL | RYB | VPTJ/PCE/J09432 | PE 9.43 P'PURI P7 BLOK A1 (F2) | PTJ09445 : PE 9.44 APT A2 (F2)
378211420 | TNB | DISTRIBUTION | WP PUTRAJAYA & CYBERJAYA | Existing | 11 kV | PE MV TERMINAL | RYB | VPTJ/PCE/J09432 | PE 9.43 P'PURI P7 BLOK A1 (F2) | PTJ09354 : PE 9.35 APT. BLOK A1 (F2)
378211423 | TNB | DISTRIBUTION | WP PUTRAJAYA & CYBERJAYA | Existing | 11 kV | PE MV TERMINAL | RYB | VPTJ/PCE/J09432 | PE 9.43 P'PURI P7 BLOK A1 (F2) | TX2- 1000KVA
378211510 | TNB | DISTRIBUTION | WP PUTRAJAYA & CYBERJAYA | Existing | 11 kV | PE MV TERMINAL | RYB | VPTJ/PCE/J09351 | PE 9.35 P'PURI BLOK A1 (EFI) (F1) | N/A
378211511 | TNB | DISTRIBUTION | WP PUTRAJAYA & CYBERJAYA | Existing | 11 kV | PE MV TERMINAL | RYB | VPTJ/PCE/J09351 | PE 9.35 P'PURI BLOK A1 (EFI) (F1) | PTJ09432 : PE 9.43 APT A1 (F1)
378211514 | TNB | DISTRIBUTION | WP PUTRAJAYA & CYBERJAYA | Existing | 11 kV | PE MV TERMINAL | RYB | VPTJ/PCE/J09351 | PE 9.35 P'PURI BLOK A1 (EFI) (F1) | TX1- 1000KVA
378211602 | TNB | DISTRIBUTION | WP PUTRAJAYA & CYBERJAYA | Existing | 11 kV | PE MV TERMINAL | RYB | VPTJ/PCE/J09352 | PE 9.35 P'PURI BLOK A1 (EFI) (F2) | N/A
378211603 | TNB | DISTRIBUTION | WP PUTRAJAYA & CYBERJAYA | Existing | 11 kV | PE MV TERMINAL | RYB | VPTJ/PCE/J09352 | PE 9.35 P'PURI BLOK A1 (EFI) (F2) | PTJ09435 : PE 9.43 APT A1 (F2)
378211606 | TNB | DISTRIBUTION | WP PUTRAJAYA & CYBERJAYA | Existing | 11 kV | PE MV TERMINAL | RYB | VPTJ/PCE/J09352 | PE 9.35 P'PURI BLOK A1 (EFI) (F2) | TX2- 1000KVA
378211697 | TNB | DISTRIBUTION | WP PUTRAJAYA & CYBERJAYA | Existing | 11 kV | PE MV TERMINAL | RYB | VPTJ/PCE/J09341 | PE 9.34 P'PURI BLOK A3 (F1) | PTJ09331 : PE 9.33 APT. BLOK B1 (F1)
378211698 | TNB | DISTRIBUTION | WP PUTRAJAYA & CYBERJAYA | Existing | 11 kV | PE MV TERMINAL | RYB | VPTJ/PCE/J09341 | PE 9.34 P'PURI BLOK A3 (F1) | PTJ09352 : PE 9.35 APT. BLOK A1 (F1)
378211701 | TNB | DISTRIBUTION | WP PUTRAJAYA & CYBERJAYA | Existing | 11 kV | PE MV TERMINAL | RYB | VPTJ/PCE/J09341 | PE 9.34 P'PURI BLOK A3 (F1) | TX1- 1000KVA
378211789 | TNB | DISTRIBUTION | WP PUTRAJAYA & CYBERJAYA | Existing | 11 kV | PE MV TERMINAL | RYB | VPTJ/PCE/J09342 | PE 9.34 P'PURI BLOK A3 (F2) | PTJ09334 : PE 9.33 APT. BLOK B1 (F2)
378211790 | TNB | DISTRIBUTION | WP PUTRAJAYA & CYBERJAYA | Existing | 11 kV | PE MV TERMINAL | RYB | VPTJ/PCE/J09342 | PE 9.34 P'PURI BLOK A3 (F2) | PTJ09355 : PE 9.35 APT. BLOK A1 (F2)
378211793 | TNB | DISTRIBUTION | WP PUTRAJAYA & CYBERJAYA | Existing | 11 kV | PE MV TERMINAL | RYB | VPTJ/PCE/J09342 | PE 9.34 P'PURI BLOK A3 (F2) | TX2- 1000KVA
378211885 | TNB | DISTRIBUTION | WP PUTRAJAYA & CYBERJAYA | Existing | 11 kV | PE MV TERMINAL | RYB | VPTJ/PCE/J09331 | PE 9.33 P'PURI BLOK B1 (EFI) (F1) | PTJ09321 : PE 9.32 APT. BLOK B3 (F1)
378211886 | TNB | DISTRIBUTION | WP PUTRAJAYA & CYBERJAYA | Existing | 11 kV | PE MV TERMINAL | RYB | VPTJ/PCE/J09331 | PE 9.33 P'PURI BLOK B1 (EFI) (F1) | PTJ09342 : PE 9.34 APT. BLOK A3 (F1)
378211889 | TNB | DISTRIBUTION | WP PUTRAJAYA & CYBERJAYA | Existing | 11 kV | PE MV TERMINAL | RYB | VPTJ/PCE/J09331 | PE 9.33 P'PURI BLOK B1 (EFI) (F1) | TX1- 1000KVA
378211977 | TNB | DISTRIBUTION | WP PUTRAJAYA & CYBERJAYA | Existing | 11 kV | PE MV TERMINAL | RYB | VPTJ/PCE/J09332 | PE 9.33 P'PURI BLOK B1 (EFI) (F2) | PTJ09324 : PE 9.32 APT. BLOK B3 (F2)
378211978 | TNB | DISTRIBUTION | WP PUTRAJAYA & CYBERJAYA | Existing | 11 kV | PE MV TERMINAL | RYB | VPTJ/PCE/J09332 | PE 9.33 P'PURI BLOK B1 (EFI) (F2) | PTJ09345 : PE 9.34 APT. BLOK A3 (F2)
378211981 | TNB | DISTRIBUTION | WP PUTRAJAYA & CYBERJAYA | Existing | 11 kV | PE MV TERMINAL | RYB | VPTJ/PCE/J09332 | PE 9.33 P'PURI BLOK B1 (EFI) (F2) | TX2- 1000KVA
378212070 | TNB | DISTRIBUTION | WP PUTRAJAYA & CYBERJAYA | Existing | 11 kV | PE MV TERMINAL | RYB | VPTJ/PCE/J09321 | PE 9.32 P'PURI BLOK B3 (F1) | PTJ09332 : PE 9.33 APT. BLOK B1 (F1)
378212071 | TNB | DISTRIBUTION | WP PUTRAJAYA & CYBERJAYA | Existing | 11 kV | PE MV TERMINAL | RYB | VPTJ/PCE/J09321 | PE 9.32 P'PURI BLOK B3 (F1) | PTJ09373 : PE 9.37 APT A1 (F1)
378212074 | TNB | DISTRIBUTION | WP PUTRAJAYA & CYBERJAYA | Existing | 11 kV | PE MV TERMINAL | RYB | VPTJ/PCE/J09321 | PE 9.32 P'PURI BLOK B3 (F1) | TX1- 1000KVA
378212114 | TNB | DISTRIBUTION | WP PUTRAJAYA & CYBERJAYA | Existing | 11 kV | PE MV TERMINAL | RYB | VPTJ/PCE/J09322 | PE 9.32 P'PURI BLOK B3 (F2) | PTJ09335 : PE 9.33 APT. BLOK B1 (F2)
378212115 | TNB | DISTRIBUTION | WP PUTRAJAYA & CYBERJAYA | Existing | 11 kV | PE MV TERMINAL | RYB | VPTJ/PCE/J09322 | PE 9.32 P'PURI BLOK B3 (F2) | PTJ09376 : PE 9.37 APT A1 (F2)
378212118 | TNB | DISTRIBUTION | WP PUTRAJAYA & CYBERJAYA | Existing | 11 kV | PE MV TERMINAL | RYB | VPTJ/PCE/J09322 | PE 9.32 P'PURI BLOK B3 (F2) | TX2- 1000KVA
378212200 | TNB | DISTRIBUTION | WP PUTRAJAYA & CYBERJAYA | Existing | 11 kV | PE MV TERMINAL | RYB | VPTJ/PCE/J09371 | PE 9.37 P'PURI BLOK A1 (EFI) (F1) | PTJ09323 : PE 9.32 APT. BLOK B3 (F1)
378212201 | TNB | DISTRIBUTION | WP PUTRAJAYA & CYBERJAYA | Existing | 11 kV | PE MV TERMINAL | RYB | VPTJ/PCE/J09371 | PE 9.37 P'PURI BLOK A1 (EFI) (F1) | PTJ09383 : PE 9.38 APT A3 (F1)
378212204 | TNB | DISTRIBUTION | WP PUTRAJAYA & CYBERJAYA | Existing | 11 kV | PE MV TERMINAL | RYB | VPTJ/PCE/J09371 | PE 9.37 P'PURI BLOK A1 (EFI) (F1) | TX1- 1000KVA
378212353 | TNB | DISTRIBUTION | WP PUTRAJAYA & CYBERJAYA | Existing | 11 kV | PE MV TERMINAL | RYB | VPTJ/PCE/J09372 | PE 9.37 P'PURI BLOK A1 (EFI) (F2) | PTJ09325 : PE 9.32 APT. BLOK B3 (F2)
378212354 | TNB | DISTRIBUTION | WP PUTRAJAYA & CYBERJAYA | Existing | 11 kV | PE MV TERMINAL | RYB | VPTJ/PCE/J09372 | PE 9.37 P'PURI BLOK A1 (EFI) (F2) | PTJ09384 : PE 9.38 APT A3 (F2)
378212357 | TNB | DISTRIBUTION | WP PUTRAJAYA & CYBERJAYA | Existing | 11 kV | PE MV TERMINAL | RYB | VPTJ/PCE/J09372 | PE 9.37 P'PURI BLOK A1 (EFI) (F2) | TX2- 1000KVA
378212382 | TNB | DISTRIBUTION | WP PUTRAJAYA & CYBERJAYA | Existing | 11 kV | PE MV TERMINAL | RYB | VPTJ/PCE/J09381 | PE 9.38 P'PURI BLOK A3 (F1) | PTJ09371 : PE 9.37 APT A1 (F1)
378212383 | TNB | DISTRIBUTION | WP PUTRAJAYA & CYBERJAYA | Existing | 11 kV | PE MV TERMINAL | RYB | VPTJ/PCE/J09381 | PE 9.38 P'PURI BLOK A3 (F1) | PTJ09393 : PE 9.39 APT B3 (F1)
378212386 | TNB | DISTRIBUTION | WP PUTRAJAYA & CYBERJAYA | Existing | 11 kV | PE MV TERMINAL | RYB | VPTJ/PCE/J09381 | PE 9.38 P'PURI BLOK A3 (F1) | TX1- 1000KVA
378212413 | TNB | DISTRIBUTION | WP PUTRAJAYA & CYBERJAYA | Existing | 11 kV | PE MV TERMINAL | RYB | VPTJ/PCE/J09382 | PE 9.38 P'PURI BLOK A3 (F2) | PTJ09374 : PE 9.37 APT A1 (F2)
378212414 | TNB | DISTRIBUTION | WP PUTRAJAYA & CYBERJAYA | Existing | 11 kV | PE MV TERMINAL | RYB | VPTJ/PCE/J09382 | PE 9.38 P'PURI BLOK A3 (F2) | PTJ09396 : PE 9.39 APT B3 (F2)
378212417 | TNB | DISTRIBUTION | WP PUTRAJAYA & CYBERJAYA | Existing | 11 kV | PE MV TERMINAL | RYB | VPTJ/PCE/J09382 | PE 9.38 P'PURI BLOK A3 (F2) | TX2- 1000KVA
378212568 | TNB | DISTRIBUTION | WP PUTRAJAYA & CYBERJAYA | Existing | 11 kV | PE MV TERMINAL | RYB | VPTJ/PCE/J09392 | PE 9.39 P'PURI BLOK B3 (EFI) (F2) | PTJ09386 : PE 9.38 APT A3 (F2)
378212569 | TNB | DISTRIBUTION | WP PUTRAJAYA & CYBERJAYA | Existing | 11 kV | PE MV TERMINAL | RYB | VPTJ/PCE/J09392 | PE 9.39 P'PURI BLOK B3 (EFI) (F2) | PTJ09405 : PE 9.40 APT C (F2)
378212572 | TNB | DISTRIBUTION | WP PUTRAJAYA & CYBERJAYA | Existing | 11 kV | PE MV TERMINAL | RYB | VPTJ/PCE/J09392 | PE 9.39 P'PURI BLOK B3 (EFI) (F2) | TX2- 1000KVA
378212591 | TNB | DISTRIBUTION | WP PUTRAJAYA & CYBERJAYA | Existing | 11 kV | PE MV TERMINAL | RYB | VPTJ/PCE/J09391 | PE 9.39 P'PURI BLOK B3 (EFI) (F1) | PTJ09381 : PE 9.38 APT A3 (F1)
378212592 | TNB | DISTRIBUTION | WP PUTRAJAYA & CYBERJAYA | Existing | 11 kV | PE MV TERMINAL | RYB | VPTJ/PCE/J09391 | PE 9.39 P'PURI BLOK B3 (EFI) (F1) | PTJ09402 : PE 9.40 APT C (F1)
378212595 | TNB | DISTRIBUTION | WP PUTRAJAYA & CYBERJAYA | Existing | 11 kV | PE MV TERMINAL | RYB | VPTJ/PCE/J09391 | PE 9.39 P'PURI BLOK B3 (EFI) (F1) | TX1- 1000KVA
378212826 | TNB | DISTRIBUTION | WP PUTRAJAYA & CYBERJAYA | Existing | 11 kV | PE MV TERMINAL | RYB | VPTJ/PCE/J09401 | PE 9.40 P'PURI BLOK C (F1) | PTJ09413 : PE 9.41 APT E3 (F1)
378212832 | TNB | DISTRIBUTION | WP PUTRAJAYA & CYBERJAYA | Existing | 11 kV | PE MV TERMINAL | RYB | VPTJ/PCE/J09401 | PE 9.40 P'PURI BLOK C (F1) | PTJ09391 : PE 9.39 APT B3 (F1)
378212873 | TNB | DISTRIBUTION | WP PUTRAJAYA & CYBERJAYA | Existing | 11 kV | PE MV TERMINAL | RYB | VPTJ/PCE/J09401 | PE 9.40 P'PURI BLOK C (F1) | TX1- 1000KVA
378212879 | TNB | DISTRIBUTION | WP PUTRAJAYA & CYBERJAYA | Existing | 11 kV | PE MV TERMINAL | RYB | VPTJ/PCE/J09402 | PE 9.40 P'PURI BLOK C (F2) | PTJ09416 : PE 9.41 APT E3 (F2)
378212885 | TNB | DISTRIBUTION | WP PUTRAJAYA & CYBERJAYA | Existing | 11 kV | PE MV TERMINAL | RYB | VPTJ/PCE/J09402 | PE 9.40 P'PURI BLOK C (F2) | PTJ09394 : PE 9.39 APT B3 (F2)
378212926 | TNB | DISTRIBUTION | WP PUTRAJAYA & CYBERJAYA | Existing | 11 kV | PE MV TERMINAL | RYB | VPTJ/PCE/J09402 | PE 9.40 P'PURI BLOK C (F2) | TX2- 1000KVA
378213011 | TNB | DISTRIBUTION | WP PUTRAJAYA & CYBERJAYA | Existing | 11 kV | PE MV TERMINAL | RYB | VPTJ/PCE/J09411 | PE 9.41 P'PURI BLOK E3 (F1) | PTJ09401 : PE 9.40 APT C (F1)
378213012 | TNB | DISTRIBUTION | WP PUTRAJAYA & CYBERJAYA | Existing | 11 kV | PE MV TERMINAL | RYB | VPTJ/PCE/J09411 | PE 9.41 P'PURI BLOK E3 (F1) | PTJ09423 : PE 9.42 APT E1 (F1)
378213015 | TNB | DISTRIBUTION | WP PUTRAJAYA & CYBERJAYA | Existing | 11 kV | PE MV TERMINAL | RYB | VPTJ/PCE/J09411 | PE 9.41 P'PURI BLOK E3 (F1) | TX1- 750KVA
378213108 | TNB | DISTRIBUTION | WP PUTRAJAYA & CYBERJAYA | Existing | 11 kV | PE MV TERMINAL | RYB | VPTJ/PCE/J09412 | PE 9.41 P'PURI BLOK E3 (F2) | PTJ09404 : PE 9.40 APT C (F2)
378213109 | TNB | DISTRIBUTION | WP PUTRAJAYA & CYBERJAYA | Existing | 11 kV | PE MV TERMINAL | RYB | VPTJ/PCE/J09412 | PE 9.41 P'PURI BLOK E3 (F2) | PTJ09426 : PE 9.42 APT E1 (F2)
378213112 | TNB | DISTRIBUTION | WP PUTRAJAYA & CYBERJAYA | Existing | 11 kV | PE MV TERMINAL | RYB | VPTJ/PCE/J09412 | PE 9.41 P'PURI BLOK E3 (F2) | TX2- 1000KVA
378213203 | TNB | DISTRIBUTION | WP PUTRAJAYA & CYBERJAYA | Existing | 11 kV | PE MV TERMINAL | RYB | VPTJ/PCE/J09421 | PE 9.42 P'PURI BLOK E1 (EFI) (F1) | PTJ09411 : PE 9.41 APT E3 (F1)
378213204 | TNB | DISTRIBUTION | WP PUTRAJAYA & CYBERJAYA | Existing | 11 kV | PE MV TERMINAL | RYB | VPTJ/PCE/J09421 | PE 9.42 P'PURI BLOK E1 (EFI) (F1) | PTJ09483 : PE 9.48 APT C&D (F1)
378213207 | TNB | DISTRIBUTION | WP PUTRAJAYA & CYBERJAYA | Existing | 11 kV | PE MV TERMINAL | RYB | VPTJ/PCE/J09421 | PE 9.42 P'PURI BLOK E1 (EFI) (F1) | TX1- 1000KVA
378213293 | TNB | DISTRIBUTION | WP PUTRAJAYA & CYBERJAYA | Existing | 11 kV | PE MV TERMINAL | RYB | VPTJ/PCE/J09422 | PE 9.42 P'PURI BLOK E1 (EFI) (F2) | PTJ09414 : PE 9.41 APT E3 (F2)
378213294 | TNB | DISTRIBUTION | WP PUTRAJAYA & CYBERJAYA | Existing | 11 kV | PE MV TERMINAL | RYB | VPTJ/PCE/J09422 | PE 9.42 P'PURI BLOK E1 (EFI) (F2) | PTJ09486 : PE 9.48 APT C&D (F2)
378213297 | TNB | DISTRIBUTION | WP PUTRAJAYA & CYBERJAYA | Existing | 11 kV | PE MV TERMINAL | RYB | VPTJ/PCE/J09422 | PE 9.42 P'PURI BLOK E1 (EFI) (F2) | TX2- 1000KVA
378213384 | TNB | DISTRIBUTION | WP PUTRAJAYA & CYBERJAYA | Existing | 11 kV | PE MV TERMINAL | RYB | VPTJ/PCE/J09481 | PE 9.48 P'PURI BLOK C&D (EFI) (F1) | PTJ09421 : PE 9.42 APT E1 (F1)
378213385 | TNB | DISTRIBUTION | WP PUTRAJAYA & CYBERJAYA | Existing | 11 kV | PE MV TERMINAL | RYB | VPTJ/PCE/J09481 | PE 9.48 P'PURI BLOK C&D (EFI) (F1) | N/A
378213388 | TNB | DISTRIBUTION | WP PUTRAJAYA & CYBERJAYA | Existing | 11 kV | PE MV TERMINAL | RYB | VPTJ/PCE/J09481 | PE 9.48 P'PURI BLOK C&D (EFI) (F1) | TX1- 1000KVA
378213477 | TNB | DISTRIBUTION | WP PUTRAJAYA & CYBERJAYA | Existing | 11 kV | PE MV TERMINAL | RYB | VPTJ/PCE/J09482 | PE 9.48 P'PURI BLOK C&D (EFI) (F2) | N/A
378213478 | TNB | DISTRIBUTION | WP PUTRAJAYA & CYBERJAYA | Existing | 11 kV | PE MV TERMINAL | RYB | VPTJ/PCE/J09482 | PE 9.48 P'PURI BLOK C&D (EFI) (F2) | PTJ09424 : PE 9.42 APT E1 (F2)
378213481 | TNB | DISTRIBUTION | WP PUTRAJAYA & CYBERJAYA | Existing | 11 kV | PE MV TERMINAL | RYB | VPTJ/PCE/J09482 | PE 9.48 P'PURI BLOK C&D (EFI) (F2) | TX2- 1000KVA
378213568 | TNB | DISTRIBUTION | WP PUTRAJAYA & CYBERJAYA | Existing | 11 kV | PE MV TERMINAL | RYB | VPTJ/PCE/J09471 | PE 9.47 P'PURI BLOK A&B (F1) | N/A
378213569 | TNB | DISTRIBUTION | WP PUTRAJAYA & CYBERJAYA | Existing | 11 kV | PE MV TERMINAL | RYB | VPTJ/PCE/J09471 | PE 9.47 P'PURI BLOK A&B (F1) | PTJ09481 : PE 9.48 APT C&D (F1)
378213572 | TNB | DISTRIBUTION | WP PUTRAJAYA & CYBERJAYA | Existing | 11 kV | PE MV TERMINAL | RYB | VPTJ/PCE/J09471 | PE 9.47 P'PURI BLOK A&B (F1) | TX1- 1000KVA
378213653 | TNB | DISTRIBUTION | WP PUTRAJAYA & CYBERJAYA | Existing | 11 kV | PE MV TERMINAL | RYB | VPTJ/PCE/J09472 | PE 9.47 P'PURI BLOK A&B (F2) | N/A
378213654 | TNB | DISTRIBUTION | WP PUTRAJAYA & CYBERJAYA | Existing | 11 kV | PE MV TERMINAL | RYB | VPTJ/PCE/J09472 | PE 9.47 P'PURI BLOK A&B (F2) | PTJ09484 : PE 9.48 APT C&D (F2)
378213657 | TNB | DISTRIBUTION | WP PUTRAJAYA & CYBERJAYA | Existing | 11 kV | PE MV TERMINAL | RYB | VPTJ/PCE/J09472 | PE 9.47 P'PURI BLOK A&B (F2) | TX2- 1000KVA
378213752 | TNB | DISTRIBUTION | WP PUTRAJAYA & CYBERJAYA | Existing | 11 kV | PE MV TERMINAL | RYB | VPTJ/PCE/J09141 | PE 9.14 K.KEJIRANAN (F1) | PTJ09283 : PE 9.28 APT 11C (F1)
378213753 | TNB | DISTRIBUTION | WP PUTRAJAYA & CYBERJAYA | Existing | 11 kV | PE MV TERMINAL | RYB | VPTJ/PCE/J09141 | PE 9.14 K.KEJIRANAN (F1) | PTJ09471 : PE 9.47 APT A&B (F1)
378213756 | TNB | DISTRIBUTION | WP PUTRAJAYA & CYBERJAYA | Existing | 11 kV | PE MV TERMINAL | RYB | VPTJ/PCE/J09141 | PE 9.14 K.KEJIRANAN (F1) | TX1- 1000KVA
378213844 | TNB | DISTRIBUTION | WP PUTRAJAYA & CYBERJAYA | Existing | 11 kV | PE MV TERMINAL | RYB | VPTJ/PCE/J09142 | PE 9.14 K.KEJIRANAN (F2) | PTJ09474 : PE 9.47 APT A&B (F2)
378213845 | TNB | DISTRIBUTION | WP PUTRAJAYA & CYBERJAYA | Existing | 11 kV | PE MV TERMINAL | RYB | VPTJ/PCE/J09142 | PE 9.14 K.KEJIRANAN (F2) | PTJ09286 : PE 9.28 APT 11C (F2)
378213848 | TNB | DISTRIBUTION | WP PUTRAJAYA & CYBERJAYA | Existing | 11 kV | PE MV TERMINAL | RYB | VPTJ/PCE/J09142 | PE 9.14 K.KEJIRANAN (F2) | TX2- 1000KVA
378213939 | TNB | DISTRIBUTION | WP PUTRAJAYA & CYBERJAYA | Existing | 11 kV | PE MV TERMINAL | RYB | VPTJ/PCE/J10132 | PE 10.13 PUSPANITA (F2) | PPU PTJ5 VCB13
378213940 | TNB | DISTRIBUTION | WP PUTRAJAYA & CYBERJAYA | Existing | 11 kV | PE MV TERMINAL | RYB | VPTJ/PCE/J10132 | PE 10.13 PUSPANITA (F2) | PTJ10145 : PE 10.14 P10A1 (F2)
378213943 | TNB | DISTRIBUTION | WP PUTRAJAYA & CYBERJAYA | Existing | 11 kV | PE MV TERMINAL | RYB | VPTJ/PCE/J10132 | PE 10.13 PUSPANITA (F2) | TX2- 1000KVA
378213962 | TNB | DISTRIBUTION | WP PUTRAJAYA & CYBERJAYA | Existing | 11 kV | PE MV TERMINAL | RYB | VPTJ/PCE/J10131 | PE 10.13 PUSPANITA (F1) | PPU PTJ5 CB13
378213963 | TNB | DISTRIBUTION | WP PUTRAJAYA & CYBERJAYA | Existing | 11 kV | PE MV TERMINAL | RYB | VPTJ/PCE/J10131 | PE 10.13 PUSPANITA (F1) | PTJ10122 : PE 10.12 JLN P10A PDT
378213966 | TNB | DISTRIBUTION | WP PUTRAJAYA & CYBERJAYA | Existing | 11 kV | PE MV TERMINAL | RYB | VPTJ/PCE/J10131 | PE 10.13 PUSPANITA (F1) | TX1- 1000KVA
378214125 | TNB | DISTRIBUTION | WP PUTRAJAYA & CYBERJAYA | Existing | 11 kV | PE MV TERMINAL | RYB | VPTJ/PCE/J02041 | PE 2.04 W.F PROMENADE (F1) | PTJ02052 : PE 2.05 PADAT CUT
378214126 | TNB | DISTRIBUTION | WP PUTRAJAYA & CYBERJAYA | Existing | 11 kV | PE MV TERMINAL | RYB | VPTJ/PCE/J02041 | PE 2.04 W.F PROMENADE (F1) | PPU PTJ5 VCB 18
378214129 | TNB | DISTRIBUTION | WP PUTRAJAYA & CYBERJAYA | Existing | 11 kV | PE MV TERMINAL | RYB | VPTJ/PCE/J02041 | PE 2.04 W.F PROMENADE (F1) | TX1- 1000KVA
378214217 | TNB | DISTRIBUTION | WP PUTRAJAYA & CYBERJAYA | Existing | 11 kV | PE MV TERMINAL | RYB | VPTJ/PCE/J02042 | PE 2.04 W.F PROMENADE (F2) | PTJ02241 : Pdt Site Office 2C5 (PE 2.24)
378214218 | TNB | DISTRIBUTION | WP PUTRAJAYA & CYBERJAYA | Existing | 11 kV | PE MV TERMINAL | RYB | VPTJ/PCE/J02042 | PE 2.04 W.F PROMENADE (F2) | PPU PTJ5 VCB 15
378214221 | TNB | DISTRIBUTION | WP PUTRAJAYA & CYBERJAYA | Existing | 11 kV | PE MV TERMINAL | RYB | VPTJ/PCE/J02042 | PE 2.04 W.F PROMENADE (F2) | TX2- 1000KVA
378214311 | TNB | DISTRIBUTION | WP PUTRAJAYA & CYBERJAYA | Existing | 11 kV | PE MV TERMINAL | RYB | VPTJ/PCE/J02051 | PE 2.05 PADAT CUT | PTJ02261 : PE 2.26 FORMULA E (2)
378214312 | TNB | DISTRIBUTION | WP PUTRAJAYA & CYBERJAYA | Existing | 11 kV | PE MV TERMINAL | RYB | VPTJ/PCE/J02051 | PE 2.05 PADAT CUT | PTJ02041 : PE 2.04 W.F PROMENADE (F1)
378214315 | TNB | DISTRIBUTION | WP PUTRAJAYA & CYBERJAYA | Existing | 11 kV | PE MV TERMINAL | RYB | VPTJ/PCE/J02051 | PE 2.05 PADAT CUT | TX1- 1000KVA
378214401 | TNB | DISTRIBUTION | WP PUTRAJAYA & CYBERJAYA | Existing | 11 kV | PE MV TERMINAL | RYB | VPTJ/PCE/J02261 | PE 2.26 C/S FORMULA E 2 | PTJ02051 : PE 2.05 PADAT CUT
378214402 | TNB | DISTRIBUTION | WP PUTRAJAYA & CYBERJAYA | Existing | 11 kV | PE MV TERMINAL | RYB | VPTJ/PCE/J02261 | PE 2.26 C/S FORMULA E 2 | PTJ02251 : PE 2.25 FORMULA E A
378214405 | TNB | DISTRIBUTION | WP PUTRAJAYA & CYBERJAYA | Existing | 11 kV | PE MV TERMINAL | RYB | VPTJ/PCE/J02261 | PE 2.26 C/S FORMULA E 2 | N/A
378214512 | TNB | DISTRIBUTION | WP PUTRAJAYA & CYBERJAYA | Existing | 11 kV | PE MV TERMINAL | RYB | VPTJ/PCE/J02241 | PE 2.24 TEMP 2C5 | PTJ02281 : PE 2.28 FORMULA E 4
378214513 | TNB | DISTRIBUTION | WP PUTRAJAYA & CYBERJAYA | Existing | 11 kV | PE MV TERMINAL | RYB | VPTJ/PCE/J02241 | PE 2.24 TEMP 2C5 | PTJ02045 : PE 2.04 W.F PROMENADE (F2)
378214516 | TNB | DISTRIBUTION | WP PUTRAJAYA & CYBERJAYA | Existing | 11 kV | PE MV TERMINAL | RYB | VPTJ/PCE/J02241 | PE 2.24 TEMP 2C5 | TX1-1000kVA
378214621 | TNB | DISTRIBUTION | WP PUTRAJAYA & CYBERJAYA | Existing | 11 kV | PE MV TERMINAL | RYB | VPTJ/PCE/J02281 | PE 2.28 C/S FORMULA E 4 | PTJ02242 : Pdt Site Office 2C5 (PE 2.24)
378214622 | TNB | DISTRIBUTION | WP PUTRAJAYA & CYBERJAYA | Existing | 11 kV | PE MV TERMINAL | RYB | VPTJ/PCE/J02281 | PE 2.28 C/S FORMULA E 4 | PTJ02271 : PE 2.27 FORMULA E 3
378214625 | TNB | DISTRIBUTION | WP PUTRAJAYA & CYBERJAYA | Existing | 11 kV | PE MV TERMINAL | RYB | VPTJ/PCE/J02281 | PE 2.28 C/S FORMULA E 4 | TX1- 1000KVA
378219817 | TNB | DISTRIBUTION | WP PUTRAJAYA & CYBERJAYA | Existing | 11 kV | PE MV TERMINAL | RYB | VPTJ/PCE/J15211 | SS 15.21 OFFICE CHANCERIES (EFI) (F1) | PENGGUNA HT
378219826 | TNB | DISTRIBUTION | WP PUTRAJAYA & CYBERJAYA | Existing | 11 kV | PE MV TERMINAL | RYB | VPTJ/PCE/J15211 | SS 15.21 OFFICE CHANCERIES (EFI) (F1) | PTJ15073 PE 15.07 BLOK D3 (F1)
378219837 | TNB | DISTRIBUTION | WP PUTRAJAYA & CYBERJAYA | Existing | 11 kV | PE MV TERMINAL | RYB | VPTJ/PCE/J15211 | SS 15.21 OFFICE CHANCERIES (EFI) (F1) | PTJ15251 PE 15.25 PJBT KEDUTAAN IRAQ (F1)
378219843 | TNB | DISTRIBUTION | WP PUTRAJAYA & CYBERJAYA | Existing | 11 kV | PE MV TERMINAL | RYB | VPTJ/PCE/J15212 | SS 15.21 OFFICE CHANCERIES (EFI) (F2) | PENGGUNA HT
378219852 | TNB | DISTRIBUTION | WP PUTRAJAYA & CYBERJAYA | Existing | 11 kV | PE MV TERMINAL | RYB | VPTJ/PCE/J15212 | SS 15.21 OFFICE CHANCERIES (EFI) (F2) | PTJ15076 PE 15.07 BLOK D3 (F2)
378219863 | TNB | DISTRIBUTION | WP PUTRAJAYA & CYBERJAYA | Existing | 11 kV | PE MV TERMINAL | RYB | VPTJ/PCE/J15212 | SS 15.21 OFFICE CHANCERIES (EFI) (F2) | PTJ15233 PE 15.23 PADAT SL
378219888 | TNB | DISTRIBUTION | WP PUTRAJAYA & CYBERJAYA | Existing | 11 kV | PE MV TERMINAL | RYB | VPTJ/PCE/J15071 | PE 15.07 BLOK D3 (EFI) (F1) | PTJ15333 PE 15.33 PDT KEDIAMAN KEDUTAAN IRAQ (F1)
378219889 | TNB | DISTRIBUTION | WP PUTRAJAYA & CYBERJAYA | Existing | 11 kV | PE MV TERMINAL | RYB | VPTJ/PCE/J15071 | PE 15.07 BLOK D3 (EFI) (F1) | PTJ15211 SS 15.21 OFFICE CHANCERIES (F1)
378219892 | TNB | DISTRIBUTION | WP PUTRAJAYA & CYBERJAYA | Existing | 11 kV | PE MV TERMINAL | RYB | VPTJ/PCE/J15071 | PE 15.07 BLOK D3 (EFI) (F1) | 1000KVA
378219911 | TNB | DISTRIBUTION | WP PUTRAJAYA & CYBERJAYA | Existing | 11 kV | PE MV TERMINAL | RYB | VPTJ/PCE/J15072 | PE 15.07 BLOK D3 (EFI) (F2) | PTJ15335 PE 15.33 PDT KEDIAMAN KEDUTAAN IRAQ (F2)
378219912 | TNB | DISTRIBUTION | WP PUTRAJAYA & CYBERJAYA | Existing | 11 kV | PE MV TERMINAL | RYB | VPTJ/PCE/J15072 | PE 15.07 BLOK D3 (EFI) (F2) | PTJ15214 SS 15.21 OFFICE CHANCERIES (F2)
378219915 | TNB | DISTRIBUTION | WP PUTRAJAYA & CYBERJAYA | Existing | 11 kV | PE MV TERMINAL | RYB | VPTJ/PCE/J15072 | PE 15.07 BLOK D3 (EFI) (F2) | 1000KVA
378219940 | TNB | DISTRIBUTION | WP PUTRAJAYA & CYBERJAYA | Existing | 11 kV | PE MV TERMINAL | RYB | VPTJ/PCE/J15331 | PE 15.33 PDT KEDIAMAN KEDUTAAN IRAQ (F1) | PTJ15063 PE 15.06 BLOK D2 (F1)
378219941 | TNB | DISTRIBUTION | WP PUTRAJAYA & CYBERJAYA | Existing | 11 kV | PE MV TERMINAL | RYB | VPTJ/PCE/J15331 | PE 15.33 PDT KEDIAMAN KEDUTAAN IRAQ (F1) | PTJ15071 PE 15.07 BLOK D3 (F1)
378219944 | TNB | DISTRIBUTION | WP PUTRAJAYA & CYBERJAYA | Existing | 11 kV | PE MV TERMINAL | RYB | VPTJ/PCE/J15331 | PE 15.33 PDT KEDIAMAN KEDUTAAN IRAQ (F1) | TX1-1000kVA
378220044 | TNB | DISTRIBUTION | WP PUTRAJAYA & CYBERJAYA | Existing | 11 kV | PE MV TERMINAL | RYB | VPTJ/PCE/J15332 | PE 15.33 PDT KEDIAMAN KEDUTAAN IRAQ (F2) | PTJ15066 PE 15.06 BLOK D2 (F2)
378220045 | TNB | DISTRIBUTION | WP PUTRAJAYA & CYBERJAYA | Existing | 11 kV | PE MV TERMINAL | RYB | VPTJ/PCE/J15332 | PE 15.33 PDT KEDIAMAN KEDUTAAN IRAQ (F2) | PTJ15074 PE 15.07 BLOK D3 (F2)
378220048 | TNB | DISTRIBUTION | WP PUTRAJAYA & CYBERJAYA | Existing | 11 kV | PE MV TERMINAL | RYB | VPTJ/PCE/J15332 | PE 15.33 PDT KEDIAMAN KEDUTAAN IRAQ (F2) | TX2-1000kVA
378220155 | TNB | DISTRIBUTION | WP PUTRAJAYA & CYBERJAYA | Existing | 11 kV | PE MV TERMINAL | RYB | VPTJ/PCE/J15051 | PE 15.05 BLOK D2 (1) (EFI) (F1) | PTJ15372 PE 15.37 FASA 15-2 (F1)
378220156 | TNB | DISTRIBUTION | WP PUTRAJAYA & CYBERJAYA | Existing | 11 kV | PE MV TERMINAL | RYB | VPTJ/PCE/J15051 | PE 15.05 BLOK D2 (1) (EFI) (F1) | PTJ15061 PE 15.06 BLOK D2 (F1)
378220159 | TNB | DISTRIBUTION | WP PUTRAJAYA & CYBERJAYA | Existing | 11 kV | PE MV TERMINAL | RYB | VPTJ/PCE/J15051 | PE 15.05 BLOK D2 (1) (EFI) (F1) | 1000KVA
378220201 | TNB | DISTRIBUTION | WP PUTRAJAYA & CYBERJAYA | Existing | 11 kV | PE MV TERMINAL | RYB | VPTJ/PCE/J15052 | PE 15.05 BLOK D2 (1) (EFI) (F2) | PTJ15375 PE 15.37 FASA 15-2 (F2)
378220202 | TNB | DISTRIBUTION | WP PUTRAJAYA & CYBERJAYA | Existing | 11 kV | PE MV TERMINAL | RYB | VPTJ/PCE/J15052 | PE 15.05 BLOK D2 (1) (EFI) (F2) | PTJ15064 PE 15.06 BLOK D2 (F2)
378220205 | TNB | DISTRIBUTION | WP PUTRAJAYA & CYBERJAYA | Existing | 11 kV | PE MV TERMINAL | RYB | VPTJ/PCE/J15052 | PE 15.05 BLOK D2 (1) (EFI) (F2) | 1000KVA
378220297 | TNB | DISTRIBUTION | WP PUTRAJAYA & CYBERJAYA | Existing | 11 kV | PE MV TERMINAL | RYB | VPTJ/PCE/J15061 | PE 15.06 BLOK D2 (2) (F1) | PTJ15053 PE 15.05 BLOK D2 (F1)
378220298 | TNB | DISTRIBUTION | WP PUTRAJAYA & CYBERJAYA | Existing | 11 kV | PE MV TERMINAL | RYB | VPTJ/PCE/J15061 | PE 15.06 BLOK D2 (2) (F1) | PTJ15331 PE 15.33 PDT KEDIAMAN KEDUTAAN IRAQ (F1)
378220301 | TNB | DISTRIBUTION | WP PUTRAJAYA & CYBERJAYA | Existing | 11 kV | PE MV TERMINAL | RYB | VPTJ/PCE/J15061 | PE 15.06 BLOK D2 (2) (F1) | 1000KVA
378220393 | TNB | DISTRIBUTION | WP PUTRAJAYA & CYBERJAYA | Existing | 11 kV | PE MV TERMINAL | RYB | VPTJ/PCE/J15062 | PE 15.06 BLOK D2 (2) (F2) | PTJ15056 PE 15.05 BLOK D2 (F2)
378220394 | TNB | DISTRIBUTION | WP PUTRAJAYA & CYBERJAYA | Existing | 11 kV | PE MV TERMINAL | RYB | VPTJ/PCE/J15062 | PE 15.06 BLOK D2 (2) (F2) | PTJ15334 PE 15.33 PDT KEDIAMAN KEDUTAAN IRAQ (F2)
378220397 | TNB | DISTRIBUTION | WP PUTRAJAYA & CYBERJAYA | Existing | 11 kV | PE MV TERMINAL | RYB | VPTJ/PCE/J15062 | PE 15.06 BLOK D2 (2) (F2) | 1000KVA
378224303 | TNB | DISTRIBUTION | WP PUTRAJAYA & CYBERJAYA | Existing | 11 kV | PE MV TERMINAL | RYB | VCBJ/PCE/J24251 | PE 24.25 CRYSTAL VILLE 2 | CBJ22525 PE 22.52 (58) UNITS SHOP LOT (F2)
378224304 | TNB | DISTRIBUTION | WP PUTRAJAYA & CYBERJAYA | Existing | 11 kV | PE MV TERMINAL | RYB | VCBJ/PCE/J24251 | PE 24.25 CRYSTAL VILLE 2 | CBJ22113 PE 22.11 THE STREET MALL (F2)
378224307 | TNB | DISTRIBUTION | WP PUTRAJAYA & CYBERJAYA | Existing | 11 kV | PE MV TERMINAL | RYB | VCBJ/PCE/J24251 | PE 24.25 CRYSTAL VILLE 2 | TX-1000KVA
378224744 | TNB | DISTRIBUTION | WP PUTRAJAYA & CYBERJAYA | Existing | 11 kV | PE MV TERMINAL | RYB | VCBJ/PCE/J24241 | PE 24.24 CRYSTAL VILLE 1 | TX1-1000KVA
378224751 | TNB | DISTRIBUTION | WP PUTRAJAYA & CYBERJAYA | Existing | 11 kV | PE MV TERMINAL | RYB | VCBJ/PCE/J24241 | PE 24.24 CRYSTAL VILLE 1 | CBJ22112 PE 22.11 THE STREET MALL (F1)
378224759 | TNB | DISTRIBUTION | WP PUTRAJAYA & CYBERJAYA | Existing | 11 kV | PE MV TERMINAL | RYB | VCBJ/PCE/J24241 | PE 24.24 CRYSTAL VILLE 1 | CBJ22801 PE 22.80 APT NEO CYBER BLOK A
378224769 | TNB | DISTRIBUTION | WP PUTRAJAYA & CYBERJAYA | Existing | 11 kV | PE MV TERMINAL | RYB | VCBJ/PCE/J24241 | PE 24.24 CRYSTAL VILLE 1 | TX2-1000KVA
378224926 | TNB | DISTRIBUTION | WP PUTRAJAYA & CYBERJAYA | Existing | 11 kV | PE MV TERMINAL | RYB | VCBJ/PCE/J25081 | SS 25.08 NTT 3 F1 | CBJ21092 SS 21.09 CBJ 1 (F1)
378224930 | TNB | DISTRIBUTION | WP PUTRAJAYA & CYBERJAYA | Existing | 11 kV | PE MV TERMINAL | RYB | VCBJ/PCE/J25081 | SS 25.08 NTT 3 F1 | PENGGUNA F1
378224946 | TNB | DISTRIBUTION | WP PUTRAJAYA & CYBERJAYA | Existing | 11 kV | PE MV TERMINAL | RYB | VCBJ/PCE/J25081 | SS 25.08 NTT 3 F1 | CBJ21922 SS 21.92 NTT DATA CENTRE (F1)
378224967 | TNB | DISTRIBUTION | WP PUTRAJAYA & CYBERJAYA | Existing | 11 kV | PE MV TERMINAL | RYB | VCBJ/PCE/J25082 | SS 25.08 NTT 3 F2 | CBJ21095 SS 21.09 CBJ 1 (F2)
378224971 | TNB | DISTRIBUTION | WP PUTRAJAYA & CYBERJAYA | Existing | 11 kV | PE MV TERMINAL | RYB | VCBJ/PCE/J25082 | SS 25.08 NTT 3 F2 | PENGGUNA F2
378224987 | TNB | DISTRIBUTION | WP PUTRAJAYA & CYBERJAYA | Existing | 11 kV | PE MV TERMINAL | RYB | VCBJ/PCE/J25082 | SS 25.08 NTT 3 F2 | CBJ21925 SS 21.92 NTT DATA CENTRE (F2)
378225020 | TNB | DISTRIBUTION | WP PUTRAJAYA & CYBERJAYA | Existing | 11 kV | PE MV TERMINAL | RYB | VCBJ/PCE/J21341 | PE 21.34 PS5 F1 | VCB 8 PPU CYB7
378225021 | TNB | DISTRIBUTION | WP PUTRAJAYA & CYBERJAYA | Existing | 11 kV | PE MV TERMINAL | RYB | VCBJ/PCE/J21341 | PE 21.34 PS5 F1 | CBJ21091 SS 21.09 CBJ 1 (F1)
378225024 | TNB | DISTRIBUTION | WP PUTRAJAYA & CYBERJAYA | Existing | 11 kV | PE MV TERMINAL | RYB | VCBJ/PCE/J21341 | PE 21.34 PS5 F1 | TX1-500KVA
378225043 | TNB | DISTRIBUTION | WP PUTRAJAYA & CYBERJAYA | Existing | 11 kV | PE MV TERMINAL | RYB | VCBJ/PCE/J21342 | PE 21.34 PS5 F2 | VCB 7 PPU CYB7
378225044 | TNB | DISTRIBUTION | WP PUTRAJAYA & CYBERJAYA | Existing | 11 kV | PE MV TERMINAL | RYB | VCBJ/PCE/J21342 | PE 21.34 PS5 F2 | CBJ21094 SS 21.09 CBJ 1 (F2)
378225047 | TNB | DISTRIBUTION | WP PUTRAJAYA & CYBERJAYA | Existing | 11 kV | PE MV TERMINAL | RYB | VCBJ/PCE/J21342 | PE 21.34 PS5 F2 | TX2-500KVA
378284227 | TNB | DISTRIBUTION | WP PUTRAJAYA & CYBERJAYA | Existing | 11 kV | PE MV TERMINAL | RYB | VPTJ/PCE/J01071 | SS 1.07 JPM B1 JPM B8 (F1) | PENGGUNA HT
378284234 | TNB | DISTRIBUTION | WP PUTRAJAYA & CYBERJAYA | Existing | 11 kV | PE MV TERMINAL | RYB | VPTJ/PCE/J01071 | SS 1.07 JPM B1 JPM B8 (F1) | PTJ1062 SS 1.06 PARCEL B6 (F1)
378284242 | TNB | DISTRIBUTION | WP PUTRAJAYA & CYBERJAYA | Existing | 11 kV | PE MV TERMINAL | RYB | VPTJ/PCE/J01071 | SS 1.07 JPM B1 JPM B8 (F1) | VCB 6 PTJ6
378284252 | TNB | DISTRIBUTION | WP PUTRAJAYA & CYBERJAYA | Existing | 11 kV | PE MV TERMINAL | RYB | VPTJ/PCE/J01071 | SS 1.07 JPM B1 JPM B8 (F1) | PENGGUNA HT
378284398 | TNB | DISTRIBUTION | WP PUTRAJAYA & CYBERJAYA | Existing | 11 kV | PE MV TERMINAL | RYB | VPTJ/PCE/J01072 | SS 1.07 JPM B1 JPM B8 (F2) | PENGGUNA HT
378284405 | TNB | DISTRIBUTION | WP PUTRAJAYA & CYBERJAYA | Existing | 11 kV | PE MV TERMINAL | RYB | VPTJ/PCE/J01072 | SS 1.07 JPM B1 JPM B8 (F2) | VCB 11 PTJ6
378284413 | TNB | DISTRIBUTION | WP PUTRAJAYA & CYBERJAYA | Existing | 11 kV | PE MV TERMINAL | RYB | VPTJ/PCE/J01072 | SS 1.07 JPM B1 JPM B8 (F2) | PTJ1066 SS 1.06 PARCEL B6 (F2)
378284423 | TNB | DISTRIBUTION | WP PUTRAJAYA & CYBERJAYA | Existing | 11 kV | PE MV TERMINAL | RYB | VPTJ/PCE/J01072 | SS 1.07 JPM B1 JPM B8 (F2) | PENGGUNA HT
378284573 | TNB | DISTRIBUTION | WP PUTRAJAYA & CYBERJAYA | Existing | 11 kV | PE MV TERMINAL | RYB | VPTJ/PCE/J01061 | SS 1.06 JPM B6 JPM B7 (F1) | PENGGUNA HT
378284580 | TNB | DISTRIBUTION | WP PUTRAJAYA & CYBERJAYA | Existing | 11 kV | PE MV TERMINAL | RYB | VPTJ/PCE/J01061 | SS 1.06 JPM B6 JPM B7 (F1) | PTJ1054 SS 1.05 PARCEL B5 (F1)
378284588 | TNB | DISTRIBUTION | WP PUTRAJAYA & CYBERJAYA | Existing | 11 kV | PE MV TERMINAL | RYB | VPTJ/PCE/J01061 | SS 1.06 JPM B6 JPM B7 (F1) | PTJ1076 SS 1.07 PARCEL B1 (F1)
378284598 | TNB | DISTRIBUTION | WP PUTRAJAYA & CYBERJAYA | Existing | 11 kV | PE MV TERMINAL | RYB | VPTJ/PCE/J01061 | SS 1.06 JPM B6 JPM B7 (F1) | PENGGUNA HT
378284602 | TNB | DISTRIBUTION | WP PUTRAJAYA & CYBERJAYA | Existing | 11 kV | PE MV TERMINAL | RYB | VPTJ/PCE/J01062 | SS 1.06 JPM B6 JPM B7 (F2) | PENGGUNA HT
378284609 | TNB | DISTRIBUTION | WP PUTRAJAYA & CYBERJAYA | Existing | 11 kV | PE MV TERMINAL | RYB | VPTJ/PCE/J01062 | SS 1.06 JPM B6 JPM B7 (F2) | PTJ1072 SS 1.07 PARCEL B1 (F2)
378284617 | TNB | DISTRIBUTION | WP PUTRAJAYA & CYBERJAYA | Existing | 11 kV | PE MV TERMINAL | RYB | VPTJ/PCE/J01062 | SS 1.06 JPM B6 JPM B7 (F2) | PTJ1051 SS 1.05 PARCEL B5 (F2)
378284627 | TNB | DISTRIBUTION | WP PUTRAJAYA & CYBERJAYA | Existing | 11 kV | PE MV TERMINAL | RYB | VPTJ/PCE/J01062 | SS 1.06 JPM B6 JPM B7 (F2) | PENGGUNA HT
378284643 | TNB | DISTRIBUTION | WP PUTRAJAYA & CYBERJAYA | Existing | 11 kV | PE MV TERMINAL | RYB | VPTJ/PCE/J01051 | SS 1.05 JPM B5 (F1) | PTJ1041 SS 1.04 PARCEL B4 (F1)
378284644 | TNB | DISTRIBUTION | WP PUTRAJAYA & CYBERJAYA | Existing | 11 kV | PE MV TERMINAL | RYB | VPTJ/PCE/J01051 | SS 1.05 JPM B5 (F1) | PTJ1063 SS 1.06 PARCEL B6 (F1)
378284647 | TNB | DISTRIBUTION | WP PUTRAJAYA & CYBERJAYA | Existing | 11 kV | PE MV TERMINAL | RYB | VPTJ/PCE/J01051 | SS 1.05 JPM B5 (F1) | PENGGUNA HT
378284695 | TNB | DISTRIBUTION | WP PUTRAJAYA & CYBERJAYA | Existing | 11 kV | PE MV TERMINAL | RYB | VPTJ/PCE/J01052 | SS 1.05 JPM B5 (F2) | PTJ1044 SS 1.04 PARCEL B4 (F2)
378284696 | TNB | DISTRIBUTION | WP PUTRAJAYA & CYBERJAYA | Existing | 11 kV | PE MV TERMINAL | RYB | VPTJ/PCE/J01052 | SS 1.05 JPM B5 (F2) | PTJ1067 SS 1.06 PARCEL B6 (F2)
378284699 | TNB | DISTRIBUTION | WP PUTRAJAYA & CYBERJAYA | Existing | 11 kV | PE MV TERMINAL | RYB | VPTJ/PCE/J01052 | SS 1.05 JPM B5 (F2) | PENGGUNA HT
378284764 | TNB | DISTRIBUTION | WP PUTRAJAYA & CYBERJAYA | Existing | 11 kV | PE MV TERMINAL | RYB | VPTJ/PCE/J01081 | SS 1.08 C4 (F1) | PTJ1094 SS 1.09 PARCEL C3 (F1)
378284765 | TNB | DISTRIBUTION | WP PUTRAJAYA & CYBERJAYA | Existing | 11 kV | PE MV TERMINAL | RYB | VPTJ/PCE/J01081 | SS 1.08 C4 (F1) | VCB 9 PTJ6
378284768 | TNB | DISTRIBUTION | WP PUTRAJAYA & CYBERJAYA | Existing | 11 kV | PE MV TERMINAL | RYB | VPTJ/PCE/J01081 | SS 1.08 C4 (F1) | PENGGUNA HT
378284858 | TNB | DISTRIBUTION | WP PUTRAJAYA & CYBERJAYA | Existing | 11 kV | PE MV TERMINAL | RYB | VPTJ/PCE/J01082 | SS 1.08 C4 (F2) | PTJ1091 SS 1.09 PARCEL C3 (F2)
378284859 | TNB | DISTRIBUTION | WP PUTRAJAYA & CYBERJAYA | Existing | 11 kV | PE MV TERMINAL | RYB | VPTJ/PCE/J01082 | SS 1.08 C4 (F2) | CB10 PTJ 6
378284862 | TNB | DISTRIBUTION | WP PUTRAJAYA & CYBERJAYA | Existing | 11 kV | PE MV TERMINAL | RYB | VPTJ/PCE/J01082 | SS 1.08 C4 (F2) | PENGGUNA HT
378284904 | TNB | DISTRIBUTION | WP PUTRAJAYA & CYBERJAYA | Existing | 11 kV | PE MV TERMINAL | RYB | VPTJ/PCE/J01091 | SS 1.09 C3 (F1) | PTJ1104 SS 1.10 PARCEL C2 (F1
378284905 | TNB | DISTRIBUTION | WP PUTRAJAYA & CYBERJAYA | Existing | 11 kV | PE MV TERMINAL | RYB | VPTJ/PCE/J01091 | SS 1.09 C3 (F1) | PTJ1085 SS 1.08 PARCEL C4 (F1)
378284908 | TNB | DISTRIBUTION | WP PUTRAJAYA & CYBERJAYA | Existing | 11 kV | PE MV TERMINAL | RYB | VPTJ/PCE/J01091 | SS 1.09 C3 (F1) | PENGGUNA HT
378284998 | TNB | DISTRIBUTION | WP PUTRAJAYA & CYBERJAYA | Existing | 11 kV | PE MV TERMINAL | RYB | VPTJ/PCE/J01092 | SS 1.09 C3 (F2) | PTJ1101 SS 1.10 PARCEL C2 (F2)
378284999 | TNB | DISTRIBUTION | WP PUTRAJAYA & CYBERJAYA | Existing | 11 kV | PE MV TERMINAL | RYB | VPTJ/PCE/J01092 | SS 1.09 C3 (F2) | PTJ1082 SS 1.08 PARCEL C4 (F2)
378285002 | TNB | DISTRIBUTION | WP PUTRAJAYA & CYBERJAYA | Existing | 11 kV | PE MV TERMINAL | RYB | VPTJ/PCE/J01092 | SS 1.09 C3 (F2) | PENGGUNA HT
378285021 | TNB | DISTRIBUTION | WP PUTRAJAYA & CYBERJAYA | Existing | 11 kV | PE MV TERMINAL | RYB | VPTJ/PCE/J01101 | SS 1.10 C2 (F1) | PTJ1114 SS 1.11 PARCEL C1 (F1)
378285022 | TNB | DISTRIBUTION | WP PUTRAJAYA & CYBERJAYA | Existing | 11 kV | PE MV TERMINAL | RYB | VPTJ/PCE/J01101 | SS 1.10 C2 (F1) | PTJ1095 SS 1.09 PARCEL C3 (F1)
378285025 | TNB | DISTRIBUTION | WP PUTRAJAYA & CYBERJAYA | Existing | 11 kV | PE MV TERMINAL | RYB | VPTJ/PCE/J01101 | SS 1.10 C2 (F1) | PENGGUNA HT
378285044 | TNB | DISTRIBUTION | WP PUTRAJAYA & CYBERJAYA | Existing | 11 kV | PE MV TERMINAL | RYB | VPTJ/PCE/J01102 | SS 1.10 C2 (F2) | PTJ1111 SS 1.11 PARCEL C1 (F2)
378285045 | TNB | DISTRIBUTION | WP PUTRAJAYA & CYBERJAYA | Existing | 11 kV | PE MV TERMINAL | RYB | VPTJ/PCE/J01102 | SS 1.10 C2 (F2) | PTJ1092 SS 1.09 PARCEL C3 (F2)
378285048 | TNB | DISTRIBUTION | WP PUTRAJAYA & CYBERJAYA | Existing | 11 kV | PE MV TERMINAL | RYB | VPTJ/PCE/J01102 | SS 1.10 C2 (F2) | PENGGUNA HT
378285068 | TNB | DISTRIBUTION | WP PUTRAJAYA & CYBERJAYA | Existing | 11 kV | PE MV TERMINAL | RYB | VPTJ/PCE/J01111 | SS 1.11 C1 (F1) | PTJ1124 SS 1.12 PARCEL C7 (F1)
378285069 | TNB | DISTRIBUTION | WP PUTRAJAYA & CYBERJAYA | Existing | 11 kV | PE MV TERMINAL | RYB | VPTJ/PCE/J01111 | SS 1.11 C1 (F1) | PTJ1105 SS 1.10 PARCEL C2 (F1)
378285072 | TNB | DISTRIBUTION | WP PUTRAJAYA & CYBERJAYA | Existing | 11 kV | PE MV TERMINAL | RYB | VPTJ/PCE/J01111 | SS 1.11 C1 (F1) | PENGGUNA HT
378285091 | TNB | DISTRIBUTION | WP PUTRAJAYA & CYBERJAYA | Existing | 11 kV | PE MV TERMINAL | RYB | VPTJ/PCE/J01112 | SS 1.11 C1 (F2) | PTJ1121 SS 1.12 PARCEL C7 (F2)
378285092 | TNB | DISTRIBUTION | WP PUTRAJAYA & CYBERJAYA | Existing | 11 kV | PE MV TERMINAL | RYB | VPTJ/PCE/J01112 | SS 1.11 C1 (F2) | PTJ1102 SS 1.10 PARCEL C2 (F2)
378285095 | TNB | DISTRIBUTION | WP PUTRAJAYA & CYBERJAYA | Existing | 11 kV | PE MV TERMINAL | RYB | VPTJ/PCE/J01112 | SS 1.11 C1 (F2) | N/A
378285114 | TNB | DISTRIBUTION | WP PUTRAJAYA & CYBERJAYA | Existing | 11 kV | PE MV TERMINAL | RYB | VPTJ/PCE/J01121 | SS 1.12 C7 (F1) | PTJ1134 SS 1.13 PARCEL C6 (F1)
378285115 | TNB | DISTRIBUTION | WP PUTRAJAYA & CYBERJAYA | Existing | 11 kV | PE MV TERMINAL | RYB | VPTJ/PCE/J01121 | SS 1.12 C7 (F1) | PTJ1115 SS 1.11 PARCEL C1 (F1)
378285118 | TNB | DISTRIBUTION | WP PUTRAJAYA & CYBERJAYA | Existing | 11 kV | PE MV TERMINAL | RYB | VPTJ/PCE/J01121 | SS 1.12 C7 (F1) | PENGGUNA HT
378285137 | TNB | DISTRIBUTION | WP PUTRAJAYA & CYBERJAYA | Existing | 11 kV | PE MV TERMINAL | RYB | VPTJ/PCE/J01122 | SS 1.12 C7 (F2) | PTJ1132 SS 1.13 PARCEL C6 (F2)
378285138 | TNB | DISTRIBUTION | WP PUTRAJAYA & CYBERJAYA | Existing | 11 kV | PE MV TERMINAL | RYB | VPTJ/PCE/J01122 | SS 1.12 C7 (F2) | PTJ1112 SS 1.11 PARCEL C1 (F2)
378285141 | TNB | DISTRIBUTION | WP PUTRAJAYA & CYBERJAYA | Existing | 11 kV | PE MV TERMINAL | RYB | VPTJ/PCE/J01122 | SS 1.12 C7 (F2) | PENGGUNA HT
378285160 | TNB | DISTRIBUTION | WP PUTRAJAYA & CYBERJAYA | Existing | 11 kV | PE MV TERMINAL | RYB | VPTJ/PCE/J01131 | SS 1.13 C6 (F1) | PTJ1144 SS 1.14 PARCEL C5 (F1)
378285161 | TNB | DISTRIBUTION | WP PUTRAJAYA & CYBERJAYA | Existing | 11 kV | PE MV TERMINAL | RYB | VPTJ/PCE/J01131 | SS 1.13 C6 (F1) | PTJ1125 SS 1.12 PARCEL C7 (F1)
378285164 | TNB | DISTRIBUTION | WP PUTRAJAYA & CYBERJAYA | Existing | 11 kV | PE MV TERMINAL | RYB | VPTJ/PCE/J01131 | SS 1.13 C6 (F1) | PENGGUNA HT
378285183 | TNB | DISTRIBUTION | WP PUTRAJAYA & CYBERJAYA | Existing | 11 kV | PE MV TERMINAL | RYB | VPTJ/PCE/J01132 | SS 1.13 C6 (F2) | PTJ1142 SS 1.14 PARCEL C5 (F2)
378285184 | TNB | DISTRIBUTION | WP PUTRAJAYA & CYBERJAYA | Existing | 11 kV | PE MV TERMINAL | RYB | VPTJ/PCE/J01132 | SS 1.13 C6 (F2) | PTJ1122 SS 1.12 PARCEL C7 (F2)
378285187 | TNB | DISTRIBUTION | WP PUTRAJAYA & CYBERJAYA | Existing | 11 kV | PE MV TERMINAL | RYB | VPTJ/PCE/J01132 | SS 1.13 C6 (F2) | N/A
378285206 | TNB | DISTRIBUTION | WP PUTRAJAYA & CYBERJAYA | Existing | 11 kV | PE MV TERMINAL | RYB | VPTJ/PCE/J01141 | SS 1.14 C5 (F1) | PPU PTJ4: VCB 12
378285207 | TNB | DISTRIBUTION | WP PUTRAJAYA & CYBERJAYA | Existing | 11 kV | PE MV TERMINAL | RYB | VPTJ/PCE/J01141 | SS 1.14 C5 (F1) | PTJ1135 SS 1.13 PARCEL C6 (F1)
378285210 | TNB | DISTRIBUTION | WP PUTRAJAYA & CYBERJAYA | Existing | 11 kV | PE MV TERMINAL | RYB | VPTJ/PCE/J01141 | SS 1.14 C5 (F1) | PENGGUNA HT
378285229 | TNB | DISTRIBUTION | WP PUTRAJAYA & CYBERJAYA | Existing | 11 kV | PE MV TERMINAL | RYB | VPTJ/PCE/J01142 | SS 1.14 C5 (F2) | PPU PTJ4: VCB 11
378285230 | TNB | DISTRIBUTION | WP PUTRAJAYA & CYBERJAYA | Existing | 11 kV | PE MV TERMINAL | RYB | VPTJ/PCE/J01142 | SS 1.14 C5 (F2) | PTJ1131 SS 1.13 PARCEL C6 (F2)
378285233 | TNB | DISTRIBUTION | WP PUTRAJAYA & CYBERJAYA | Existing | 11 kV | PE MV TERMINAL | RYB | VPTJ/PCE/J01142 | SS 1.14 C5 (F2) | PENGGUNA HT
378285237 | TNB | DISTRIBUTION | WP PUTRAJAYA & CYBERJAYA | Existing | 11 kV | PE MV TERMINAL | RYB | VPTJ/PCE/J01362 | PE 1.36 DATARAN PUTRA (F2) | PTJ01354 PE 1.35 MASJID PUTERA (F2)
378285240 | TNB | DISTRIBUTION | WP PUTRAJAYA & CYBERJAYA | Existing | 11 kV | PE MV TERMINAL | RYB | VPTJ/PCE/J01362 | PE 1.36 DATARAN PUTRA (F2) | TX2-1000KVA
378285257 | TNB | DISTRIBUTION | WP PUTRAJAYA & CYBERJAYA | Existing | 11 kV | PE MV TERMINAL | RYB | VPTJ/PCE/J01362 | PE 1.36 DATARAN PUTRA (F2) | PENGGUNA HT
378285260 | TNB | DISTRIBUTION | WP PUTRAJAYA & CYBERJAYA | Existing | 11 kV | PE MV TERMINAL | RYB | VPTJ/PCE/J01362 | PE 1.36 DATARAN PUTRA (F2) | PPU PTJ6: VCB 8
378285269 | TNB | DISTRIBUTION | WP PUTRAJAYA & CYBERJAYA | Existing | 11 kV | PE MV TERMINAL | RYB | VPTJ/PCE/J01361 | PE 1.36 DATARAN PUTRA (F1) | VCB 3 PTJ6
378285272 | TNB | DISTRIBUTION | WP PUTRAJAYA & CYBERJAYA | Existing | 11 kV | PE MV TERMINAL | RYB | VPTJ/PCE/J01361 | PE 1.36 DATARAN PUTRA (F1) | TX1-1000KVA
378285289 | TNB | DISTRIBUTION | WP PUTRAJAYA & CYBERJAYA | Existing | 11 kV | PE MV TERMINAL | RYB | VPTJ/PCE/J01361 | PE 1.36 DATARAN PUTRA (F1) | PENGGUNA HT
378285292 | TNB | DISTRIBUTION | WP PUTRAJAYA & CYBERJAYA | Existing | 11 kV | PE MV TERMINAL | RYB | VPTJ/PCE/J01361 | PE 1.36 DATARAN PUTRA (F1) | PTJ01351 PE 1.35 MASJID PUTERA (F1)
378285622 | TNB | DISTRIBUTION | WP PUTRAJAYA & CYBERJAYA | Existing | 11 kV | PE MV TERMINAL | RYB | VPTJ/PCE/J01321 | PE 1.32 INSIDE PPU6 S/L OVAL | VCB 4 PTJ6
378285623 | TNB | DISTRIBUTION | WP PUTRAJAYA & CYBERJAYA | Existing | 11 kV | PE MV TERMINAL | RYB | VPTJ/PCE/J01321 | PE 1.32 INSIDE PPU6 S/L OVAL | PTJ13012 PE 13.01 WETLAND PUMP
378285626 | TNB | DISTRIBUTION | WP PUTRAJAYA & CYBERJAYA | Existing | 11 kV | PE MV TERMINAL | RYB | VPTJ/PCE/J01321 | PE 1.32 INSIDE PPU6 S/L OVAL | 1000KVA
378285763 | TNB | DISTRIBUTION | WP PUTRAJAYA & CYBERJAYA | Existing | 11 kV | PE MV TERMINAL | RYB | VPTJ/PCE/J13011 | PE 13.01 WETLAND PUMP 250KW | PTJ1321 PE 1.32 PADAT INSIDE PPU 6 P
378285764 | TNB | DISTRIBUTION | WP PUTRAJAYA & CYBERJAYA | Existing | 11 kV | PE MV TERMINAL | RYB | VPTJ/PCE/J13011 | PE 13.01 WETLAND PUMP 250KW | PTJ13022 PE 13.02 WETLAND NIC
378285767 | TNB | DISTRIBUTION | WP PUTRAJAYA & CYBERJAYA | Existing | 11 kV | PE MV TERMINAL | RYB | VPTJ/PCE/J13011 | PE 13.01 WETLAND PUMP 250KW | 500KVA
378285960 | TNB | DISTRIBUTION | WP PUTRAJAYA & CYBERJAYA | Existing | 11 kV | PE MV TERMINAL | RYB | VPTJ/PCE/J13021 | PE 13.02 WETLAND NIC 85KW | PTJ13033 PE 13.03 WETLAND NURSERY
378285961 | TNB | DISTRIBUTION | WP PUTRAJAYA & CYBERJAYA | Existing | 11 kV | PE MV TERMINAL | RYB | VPTJ/PCE/J13021 | PE 13.02 WETLAND NIC 85KW | PTJ13011 PE 13.01 WETLAND PUMP
378285964 | TNB | DISTRIBUTION | WP PUTRAJAYA & CYBERJAYA | Existing | 11 kV | PE MV TERMINAL | RYB | VPTJ/PCE/J13021 | PE 13.02 WETLAND NIC 85KW | 1000KVA
378285972 | TNB | DISTRIBUTION | WP PUTRAJAYA & CYBERJAYA | Existing | 11 kV | PE MV TERMINAL | RYB | VPTJ/PCE/J13031 | PE 13.03 WETLAND NURSERY 85KW | PTJ13021 PE 13.02 WETLAND NIC
378285975 | TNB | DISTRIBUTION | WP PUTRAJAYA & CYBERJAYA | Existing | 11 kV | PE MV TERMINAL | RYB | VPTJ/PCE/J13031 | PE 13.03 WETLAND NURSERY 85KW | TX-500KVA
378285992 | TNB | DISTRIBUTION | WP PUTRAJAYA & CYBERJAYA | Existing | 11 kV | PE MV TERMINAL | RYB | VPTJ/PCE/J13031 | PE 13.03 WETLAND NURSERY 85KW | PTJ13041 PE 13.04 UGS PERSEKUTUAN
378285995 | TNB | DISTRIBUTION | WP PUTRAJAYA & CYBERJAYA | Existing | 11 kV | PE MV TERMINAL | RYB | VPTJ/PCE/J13031 | PE 13.03 WETLAND NURSERY 85KW | PTJ11261 PE 11.26 PADAT TERES 11A&11B
378286150 | TNB | DISTRIBUTION | WP PUTRAJAYA & CYBERJAYA | Existing | 11 kV | PE MV TERMINAL | RYB | VPTJ/PCE/J11261 | PE 11.26 TERES 11A & 11B | PTJ11271 PE 11.27 PADAT SEMI - D 11A&11B
378286151 | TNB | DISTRIBUTION | WP PUTRAJAYA & CYBERJAYA | Existing | 11 kV | PE MV TERMINAL | RYB | VPTJ/PCE/J11261 | PE 11.26 TERES 11A & 11B | PTJ13031 PE 13.03 WETLAND NURSERY
378286154 | TNB | DISTRIBUTION | WP PUTRAJAYA & CYBERJAYA | Existing | 11 kV | PE MV TERMINAL | RYB | VPTJ/PCE/J11261 | PE 11.26 TERES 11A & 11B | 1000KVA
378286291 | TNB | DISTRIBUTION | WP PUTRAJAYA & CYBERJAYA | Existing | 11 kV | PE MV TERMINAL | RYB | VPTJ/PCE/J11271 | PE 11.27 SEMI D 11A & 11B | PTJ11436 PE 11.43 SEK. MEN. JLN P11 (F1)
378286292 | TNB | DISTRIBUTION | WP PUTRAJAYA & CYBERJAYA | Existing | 11 kV | PE MV TERMINAL | RYB | VPTJ/PCE/J11271 | PE 11.27 SEMI D 11A & 11B | PTJ11263 PE 11.26 PADAT TERES 11A&11B
378286295 | TNB | DISTRIBUTION | WP PUTRAJAYA & CYBERJAYA | Existing | 11 kV | PE MV TERMINAL | RYB | VPTJ/PCE/J11271 | PE 11.27 SEMI D 11A & 11B | TX-1000KVA
378286374 | TNB | DISTRIBUTION | WP PUTRAJAYA & CYBERJAYA | Existing | 11 kV | PE MV TERMINAL | RYB | VPTJ/PCE/J11431 | PE 11.43 SEK. MEN. FASA 2 (F1) | PTJ11433 PE 11.43 SEK. MEN. JLN P11 (F2)
378286375 | TNB | DISTRIBUTION | WP PUTRAJAYA & CYBERJAYA | Existing | 11 kV | PE MV TERMINAL | RYB | VPTJ/PCE/J11431 | PE 11.43 SEK. MEN. FASA 2 (F1) | PTJ11273 PE 11.27 PADAT SEMI - D 11A&11B
378286378 | TNB | DISTRIBUTION | WP PUTRAJAYA & CYBERJAYA | Existing | 11 kV | PE MV TERMINAL | RYB | VPTJ/PCE/J11431 | PE 11.43 SEK. MEN. FASA 2 (F1) | TX-1000KVA
378286456 | TNB | DISTRIBUTION | WP PUTRAJAYA & CYBERJAYA | Existing | 11 kV | PE MV TERMINAL | RYB | VPTJ/PCE/J11432 | PE 11.43 SEK. MEN. FASA 2 (F2) | PTJ11434 PE 11.43 SEK. MEN. JLN P11 (F1)
378286457 | TNB | DISTRIBUTION | WP PUTRAJAYA & CYBERJAYA | Existing | 11 kV | PE MV TERMINAL | RYB | VPTJ/PCE/J11432 | PE 11.43 SEK. MEN. FASA 2 (F2) | PTJ11446PE 11.44 SEK. REN. JLN P11 (F1)
378286460 | TNB | DISTRIBUTION | WP PUTRAJAYA & CYBERJAYA | Existing | 11 kV | PE MV TERMINAL | RYB | VPTJ/PCE/J11432 | PE 11.43 SEK. MEN. FASA 2 (F2) | TX-1000KVA
378286542 | TNB | DISTRIBUTION | WP PUTRAJAYA & CYBERJAYA | Existing | 11 kV | PE MV TERMINAL | RYB | VPTJ/PCE/J11441 | PE 11.44 SEK. REN. FASA 2 (F1) | PTJ11443 PE 11.44 SEK. REN. JLN P11 (F2)
378286543 | TNB | DISTRIBUTION | WP PUTRAJAYA & CYBERJAYA | Existing | 11 kV | PE MV TERMINAL | RYB | VPTJ/PCE/J11441 | PE 11.44 SEK. REN. FASA 2 (F1) | PTJ11431 PE 11.43 SEK. MEN. JLN P11 (F2)
378286546 | TNB | DISTRIBUTION | WP PUTRAJAYA & CYBERJAYA | Existing | 11 kV | PE MV TERMINAL | RYB | VPTJ/PCE/J11441 | PE 11.44 SEK. REN. FASA 2 (F1) | TX-1000KVA
378286623 | TNB | DISTRIBUTION | WP PUTRAJAYA & CYBERJAYA | Existing | 11 kV | PE MV TERMINAL | RYB | VPTJ/PCE/J11442 | PE 11.44 SEK. REN. FASA 2 (F2) | PTJ14444 PE 11.44 SEK. REN. JLN P11 (F1)
378286624 | TNB | DISTRIBUTION | WP PUTRAJAYA & CYBERJAYA | Existing | 11 kV | PE MV TERMINAL | RYB | VPTJ/PCE/J11442 | PE 11.44 SEK. REN. FASA 2 (F2) | PTJ11695 PE 11.69 PDT TERES ZON 10A (F1)
378286627 | TNB | DISTRIBUTION | WP PUTRAJAYA & CYBERJAYA | Existing | 11 kV | PE MV TERMINAL | RYB | VPTJ/PCE/J11442 | PE 11.44 SEK. REN. FASA 2 (F2) | TX-1000KVA
378286713 | TNB | DISTRIBUTION | WP PUTRAJAYA & CYBERJAYA | Existing | 11 kV | PE MV TERMINAL | RYB | VPTJ/PCE/J11691 | PE 11.69 ZON 10A (F1) | PTJ11693 PE 11.69 PDT TERES ZON 10A (F2)
378286714 | TNB | DISTRIBUTION | WP PUTRAJAYA & CYBERJAYA | Existing | 11 kV | PE MV TERMINAL | RYB | VPTJ/PCE/J11691 | PE 11.69 ZON 10A (F1) | PTJ11441 PE 11.44 SEK. REN. JLN P11 (F2)
378286717 | TNB | DISTRIBUTION | WP PUTRAJAYA & CYBERJAYA | Existing | 11 kV | PE MV TERMINAL | RYB | VPTJ/PCE/J11691 | PE 11.69 ZON 10A (F1) | TX-1000KVA
378286736 | TNB | DISTRIBUTION | WP PUTRAJAYA & CYBERJAYA | Existing | 11 kV | PE MV TERMINAL | RYB | VPTJ/PCE/J11692 | PE 11.69 ZON 10A (F2) | PTJ11694 PE 11.69 PDT TERES ZON 10A (F1)
378286737 | TNB | DISTRIBUTION | WP PUTRAJAYA & CYBERJAYA | Existing | 11 kV | PE MV TERMINAL | RYB | VPTJ/PCE/J11692 | PE 11.69 ZON 10A (F2) | PTJ11226 PE 11.22 JLN PHD/6 TERES (F1)
378286740 | TNB | DISTRIBUTION | WP PUTRAJAYA & CYBERJAYA | Existing | 11 kV | PE MV TERMINAL | RYB | VPTJ/PCE/J11692 | PE 11.69 ZON 10A (F2) | TX-1000KVA
378286767 | TNB | DISTRIBUTION | WP PUTRAJAYA & CYBERJAYA | Existing | 11 kV | PE MV TERMINAL | RYB | VPTJ/PCE/J11221 | PE 11.22 ZON 10B (F1) | PTJ11223 PE 11.22 JLN PHD/6 TERES (F2)
378286768 | TNB | DISTRIBUTION | WP PUTRAJAYA & CYBERJAYA | Existing | 11 kV | PE MV TERMINAL | RYB | VPTJ/PCE/J11221 | PE 11.22 ZON 10B (F1) | PTJ11691 PE 11.69 PDT TERES ZON 10A (F2)
378286771 | TNB | DISTRIBUTION | WP PUTRAJAYA & CYBERJAYA | Existing | 11 kV | PE MV TERMINAL | RYB | VPTJ/PCE/J11221 | PE 11.22 ZON 10B (F1) | TX-1000KVA
378286790 | TNB | DISTRIBUTION | WP PUTRAJAYA & CYBERJAYA | Existing | 11 kV | PE MV TERMINAL | RYB | VPTJ/PCE/J11222 | PE 11.22 ZON 10B (F2) | PTJ11224 PE 11.22 JLN PHD/6 TERES (F1)
378286791 | TNB | DISTRIBUTION | WP PUTRAJAYA & CYBERJAYA | Existing | 11 kV | PE MV TERMINAL | RYB | VPTJ/PCE/J11222 | PE 11.22 ZON 10B (F2) | PTJ11786 : PE 11.78 (PPA1M PALMA) (F2)
378286794 | TNB | DISTRIBUTION | WP PUTRAJAYA & CYBERJAYA | Existing | 11 kV | PE MV TERMINAL | RYB | VPTJ/PCE/J11222 | PE 11.22 ZON 10B (F2) | TX-1000KVA
378286933 | TNB | DISTRIBUTION | WP PUTRAJAYA & CYBERJAYA | Existing | 11 kV | PE MV TERMINAL | RYB | VPTJ/PCE/J11231 | PE 11.23 TERES ZON 12B (F1) | PTJ11233 PE 11.23 TERES (F2)
378286934 | TNB | DISTRIBUTION | WP PUTRAJAYA & CYBERJAYA | Existing | 11 kV | PE MV TERMINAL | RYB | VPTJ/PCE/J11231 | PE 11.23 TERES ZON 12B (F1) | PTJ11781 : PE 11.78 (PPA1M PALMA) (F1)
378286937 | TNB | DISTRIBUTION | WP PUTRAJAYA & CYBERJAYA | Existing | 11 kV | PE MV TERMINAL | RYB | VPTJ/PCE/J11231 | PE 11.23 TERES ZON 12B (F1) | TX-1000KVA
378286956 | TNB | DISTRIBUTION | WP PUTRAJAYA & CYBERJAYA | Existing | 11 kV | PE MV TERMINAL | RYB | VPTJ/PCE/J11232 | PE 11.23 TERES ZON 12B (F2) | PTJ11234 PE 11.23 TERES (F1)
378286957 | TNB | DISTRIBUTION | WP PUTRAJAYA & CYBERJAYA | Existing | 11 kV | PE MV TERMINAL | RYB | VPTJ/PCE/J11232 | PE 11.23 TERES ZON 12B (F2) | PTJ11726 PE 11.72 PRIMA BLOK B
378286960 | TNB | DISTRIBUTION | WP PUTRAJAYA & CYBERJAYA | Existing | 11 kV | PE MV TERMINAL | RYB | VPTJ/PCE/J11232 | PE 11.23 TERES ZON 12B (F2) | TX-1000KVA
378286987 | TNB | DISTRIBUTION | WP PUTRAJAYA & CYBERJAYA | Existing | 11 kV | PE MV TERMINAL | RYB | VPTJ/PCE/J11721 | PE 11.72 PRIMA BLOK B (F1) | PTJ11724 PE 11.72 PRIMA BLOK B
378286988 | TNB | DISTRIBUTION | WP PUTRAJAYA & CYBERJAYA | Existing | 11 kV | PE MV TERMINAL | RYB | VPTJ/PCE/J11721 | PE 11.72 PRIMA BLOK B (F1) | PTJ11736 PE 11.73 PRIMA BLOK C
378286991 | TNB | DISTRIBUTION | WP PUTRAJAYA & CYBERJAYA | Existing | 11 kV | PE MV TERMINAL | RYB | VPTJ/PCE/J11721 | PE 11.72 PRIMA BLOK B (F1) | TX-1000KVA
378287081 | TNB | DISTRIBUTION | WP PUTRAJAYA & CYBERJAYA | Existing | 11 kV | PE MV TERMINAL | RYB | VPTJ/PCE/J11722 | PE 11.72 PRIMA BLOK B (F2) | PTJ11723 Prima B F2 (PE 11.72)
378287082 | TNB | DISTRIBUTION | WP PUTRAJAYA & CYBERJAYA | Existing | 11 kV | PE MV TERMINAL | RYB | VPTJ/PCE/J11722 | PE 11.72 PRIMA BLOK B (F2) | PTJ11231 PE 11.23 TERES (F2)
378287085 | TNB | DISTRIBUTION | WP PUTRAJAYA & CYBERJAYA | Existing | 11 kV | PE MV TERMINAL | RYB | VPTJ/PCE/J11722 | PE 11.72 PRIMA BLOK B (F2) | TX-1000KVA
378287184 | TNB | DISTRIBUTION | WP PUTRAJAYA & CYBERJAYA | Existing | 11 kV | PE MV TERMINAL | RYB | VPTJ/PCE/J11732 | PE 11.73 PRIMA BLOK C (F2) | PTJ11734 PE 11.73 PRIMA BLOK C
378287185 | TNB | DISTRIBUTION | WP PUTRAJAYA & CYBERJAYA | Existing | 11 kV | PE MV TERMINAL | RYB | VPTJ/PCE/J11732 | PE 11.73 PRIMA BLOK C (F2) | PTJ11716 PE 11.71 PRIMA BLOK A
378287188 | TNB | DISTRIBUTION | WP PUTRAJAYA & CYBERJAYA | Existing | 11 kV | PE MV TERMINAL | RYB | VPTJ/PCE/J11732 | PE 11.73 PRIMA BLOK C (F2) | 1000KVA
378287278 | TNB | DISTRIBUTION | WP PUTRAJAYA & CYBERJAYA | Existing | 11 kV | PE MV TERMINAL | RYB | VPTJ/PCE/J11731 | PE 11.73 PRIMA BLOK C (F1) | PTJ11733 Prima C F2 (PE 11.73)
378287279 | TNB | DISTRIBUTION | WP PUTRAJAYA & CYBERJAYA | Existing | 11 kV | PE MV TERMINAL | RYB | VPTJ/PCE/J11731 | PE 11.73 PRIMA BLOK C (F1) | PTJ11721 Prima B F2 (PE 11.72)
378287282 | TNB | DISTRIBUTION | WP PUTRAJAYA & CYBERJAYA | Existing | 11 kV | PE MV TERMINAL | RYB | VPTJ/PCE/J11731 | PE 11.73 PRIMA BLOK C (F1) | TX-1000KVA
378287386 | TNB | DISTRIBUTION | WP PUTRAJAYA & CYBERJAYA | Existing | 11 kV | PE MV TERMINAL | RYB | VPTJ/PCE/J11712 | PE 11.71 PRIMA BLOK A (F2) | PTJ11714 PE 11.71 PRIMA BLOK A
378287387 | TNB | DISTRIBUTION | WP PUTRAJAYA & CYBERJAYA | Existing | 11 kV | PE MV TERMINAL | RYB | VPTJ/PCE/J11712 | PE 11.71 PRIMA BLOK A (F2) | PTJ11753 Padat Site Office PPA1M (PE 11.75)
378287390 | TNB | DISTRIBUTION | WP PUTRAJAYA & CYBERJAYA | Existing | 11 kV | PE MV TERMINAL | RYB | VPTJ/PCE/J11712 | PE 11.71 PRIMA BLOK A (F2) | TX-1000KVA
378287480 | TNB | DISTRIBUTION | WP PUTRAJAYA & CYBERJAYA | Existing | 11 kV | PE MV TERMINAL | RYB | VPTJ/PCE/J11711 | PE 11.71 PRIMA BLOK A (F1) | PTJ11713 Prima A F2 (PE 11.71)
378287481 | TNB | DISTRIBUTION | WP PUTRAJAYA & CYBERJAYA | Existing | 11 kV | PE MV TERMINAL | RYB | VPTJ/PCE/J11711 | PE 11.71 PRIMA BLOK A (F1) | PTJ11731 Prima C F2 (PE 11.73)
378287484 | TNB | DISTRIBUTION | WP PUTRAJAYA & CYBERJAYA | Existing | 11 kV | PE MV TERMINAL | RYB | VPTJ/PCE/J11711 | PE 11.71 PRIMA BLOK A (F1) | TX-1000KVA
378287589 | TNB | DISTRIBUTION | WP PUTRAJAYA & CYBERJAYA | Existing | 11 kV | PE MV TERMINAL | RYB | VPTJ/PCE/J11751 | PE 11.75 TEMP PPA1M PR 11 | PTJ11245 PE 11.24 TERES ZON 9A (F1)
378287590 | TNB | DISTRIBUTION | WP PUTRAJAYA & CYBERJAYA | Existing | 11 kV | PE MV TERMINAL | RYB | VPTJ/PCE/J11751 | PE 11.75 TEMP PPA1M PR 11 | PTJ11711 Prima A F2 (PE 11.71)
378287593 | TNB | DISTRIBUTION | WP PUTRAJAYA & CYBERJAYA | Existing | 11 kV | PE MV TERMINAL | RYB | VPTJ/PCE/J11751 | PE 11.75 TEMP PPA1M PR 11 | TX-1000KVA
378287688 | TNB | DISTRIBUTION | WP PUTRAJAYA & CYBERJAYA | Existing | 11 kV | PE MV TERMINAL | RYB | VPTJ/PCE/J11241 | PE 11.24 TERES ZON 9A (F1) | PTJ11242 PE 11.24 TERES ZON 9A (F2)
378287689 | TNB | DISTRIBUTION | WP PUTRAJAYA & CYBERJAYA | Existing | 11 kV | PE MV TERMINAL | RYB | VPTJ/PCE/J11241 | PE 11.24 TERES ZON 9A (F1) | PTJ11751 Padat Site Office PPA1M (PE 11.75)
378287692 | TNB | DISTRIBUTION | WP PUTRAJAYA & CYBERJAYA | Existing | 11 kV | PE MV TERMINAL | RYB | VPTJ/PCE/J11241 | PE 11.24 TERES ZON 9A (F1) | TX-1000KVA
378287711 | TNB | DISTRIBUTION | WP PUTRAJAYA & CYBERJAYA | Existing | 11 kV | PE MV TERMINAL | RYB | VPTJ/PCE/J11242 | PE 11.24 TERES ZON 9A (F2) | PTJ11244 PE 11.24 TERES ZON 9A (F1)
378287712 | TNB | DISTRIBUTION | WP PUTRAJAYA & CYBERJAYA | Existing | 11 kV | PE MV TERMINAL | RYB | VPTJ/PCE/J11242 | PE 11.24 TERES ZON 9A (F2) | PTJ11765 : PE 11.76 (TERES ZON 9D (1) (F2)
378287715 | TNB | DISTRIBUTION | WP PUTRAJAYA & CYBERJAYA | Existing | 11 kV | PE MV TERMINAL | RYB | VPTJ/PCE/J11242 | PE 11.24 TERES ZON 9A (F2) | TX-1000KVA
378287877 | TNB | DISTRIBUTION | WP PUTRAJAYA & CYBERJAYA | Existing | 11 kV | PE MV TERMINAL | RYB | VPTJ/PCE/J11601 | PE 11.60 TERES ZON 9B (F1) | PTJ11604 PE 11.60 TERES ZON 9B
378287878 | TNB | DISTRIBUTION | WP PUTRAJAYA & CYBERJAYA | Existing | 11 kV | PE MV TERMINAL | RYB | VPTJ/PCE/J11601 | PE 11.60 TERES ZON 9B (F1) | PTJ11745 Teres Zon 9C F1 (PE 11.74)
378287881 | TNB | DISTRIBUTION | WP PUTRAJAYA & CYBERJAYA | Existing | 11 kV | PE MV TERMINAL | RYB | VPTJ/PCE/J11601 | PE 11.60 TERES ZON 9B (F1) | TX-1000KVA
378287971 | TNB | DISTRIBUTION | WP PUTRAJAYA & CYBERJAYA | Existing | 11 kV | PE MV TERMINAL | RYB | VPTJ/PCE/J11602 | PE 11.60 TERES ZON 9B (F2) | PTJ11604 PE 11.60 TERES ZON 9B
378287972 | TNB | DISTRIBUTION | WP PUTRAJAYA & CYBERJAYA | Existing | 11 kV | PE MV TERMINAL | RYB | VPTJ/PCE/J11602 | PE 11.60 TERES ZON 9B (F2) | PTJ11771 : PE 11.77 (TERES ZON 9D (2) (F1)
378287975 | TNB | DISTRIBUTION | WP PUTRAJAYA & CYBERJAYA | Existing | 11 kV | PE MV TERMINAL | RYB | VPTJ/PCE/J11602 | PE 11.60 TERES ZON 9B (F2) | TX-1000KVA
378288077 | TNB | DISTRIBUTION | WP PUTRAJAYA & CYBERJAYA | Existing | 11 kV | PE MV TERMINAL | RYB | VPTJ/PCE/J11742 | PE 11.74 TERES ZON C (F2) | PTJ11742 Teres Zon 9C F2 (PE 11.74)
378288078 | TNB | DISTRIBUTION | WP PUTRAJAYA & CYBERJAYA | Existing | 11 kV | PE MV TERMINAL | RYB | VPTJ/PCE/J11742 | PE 11.74 TERES ZON C (F2) | PTJ11601 PE 11.60 TERES ZON 9B (F2)
378288081 | TNB | DISTRIBUTION | WP PUTRAJAYA & CYBERJAYA | Existing | 11 kV | PE MV TERMINAL | RYB | VPTJ/PCE/J11742 | PE 11.74 TERES ZON C (F2) | TX-1000KVA
378288171 | TNB | DISTRIBUTION | WP PUTRAJAYA & CYBERJAYA | Existing | 11 kV | PE MV TERMINAL | RYB | VPTJ/PCE/J11741 | PE 11.74 TERES ZON C (F1) | PTJ11744 Teres Zon 9C F1 (PE 11.74)
378288172 | TNB | DISTRIBUTION | WP PUTRAJAYA & CYBERJAYA | Existing | 11 kV | PE MV TERMINAL | RYB | VPTJ/PCE/J11741 | PE 11.74 TERES ZON C (F1) | PTJ11374 PE 11.37 SEK REN FASA 2 (F1)
378288175 | TNB | DISTRIBUTION | WP PUTRAJAYA & CYBERJAYA | Existing | 11 kV | PE MV TERMINAL | RYB | VPTJ/PCE/J11741 | PE 11.74 TERES ZON C (F1) | TX-1000KVA
378288273 | TNB | DISTRIBUTION | WP PUTRAJAYA & CYBERJAYA | Existing | 11 kV | PE MV TERMINAL | RYB | VPTJ/PCE/J11371 | PE 11.37 SEK REN FASA 2 (F1) | PTJ11372 PE 11.37 SEK REN FASA 2 (F2)
378288274 | TNB | DISTRIBUTION | WP PUTRAJAYA & CYBERJAYA | Existing | 11 kV | PE MV TERMINAL | RYB | VPTJ/PCE/J11371 | PE 11.37 SEK REN FASA 2 (F1) | PTJ11741 Teres Zon 9C F2 (PE 11.74)
378288277 | TNB | DISTRIBUTION | WP PUTRAJAYA & CYBERJAYA | Existing | 11 kV | PE MV TERMINAL | RYB | VPTJ/PCE/J11371 | PE 11.37 SEK REN FASA 2 (F1) | TX-1000KVA
378288369 | TNB | DISTRIBUTION | WP PUTRAJAYA & CYBERJAYA | Existing | 11 kV | PE MV TERMINAL | RYB | VPTJ/PCE/J11372 | PE 11.37 SEK REN FASA 2 (F2) | PTJ11375 PE 11.37 SEK REN FASA 2 (F1)
378288370 | TNB | DISTRIBUTION | WP PUTRAJAYA & CYBERJAYA | Existing | 11 kV | PE MV TERMINAL | RYB | VPTJ/PCE/J11372 | PE 11.37 SEK REN FASA 2 (F2) | PTJ11216 PE 11.21 KOMPLEKS KEJIRANAN (F1)
378288373 | TNB | DISTRIBUTION | WP PUTRAJAYA & CYBERJAYA | Existing | 11 kV | PE MV TERMINAL | RYB | VPTJ/PCE/J11372 | PE 11.37 SEK REN FASA 2 (F2) | TX-1000KVA
378297120 | TNB | DISTRIBUTION | WP PUTRAJAYA & CYBERJAYA | Existing | 11 kV | PE MV TERMINAL | RYB | VPTJ/PCE/J02191 | SS 2.19 2M10 (F1) | PTJ02232 2C10 F2 (PE 2.23)
378297124 | TNB | DISTRIBUTION | WP PUTRAJAYA & CYBERJAYA | Existing | 11 kV | PE MV TERMINAL | RYB | VPTJ/PCE/J02191 | SS 2.19 2M10 (F1) | PPU PTJ24 CB 1
378297139 | TNB | DISTRIBUTION | WP PUTRAJAYA & CYBERJAYA | Existing | 11 kV | PE MV TERMINAL | RYB | VPTJ/PCE/J02191 | SS 2.19 2M10 (F1) | PENGGUNA HT 11kV
378297161 | TNB | DISTRIBUTION | WP PUTRAJAYA & CYBERJAYA | Existing | 11 kV | PE MV TERMINAL | RYB | VPTJ/PCE/J02192 | SS 2.19 2M10 (F2) | PTJ02235 2C10 F2 (PE 2.23)
378297165 | TNB | DISTRIBUTION | WP PUTRAJAYA & CYBERJAYA | Existing | 11 kV | PE MV TERMINAL | RYB | VPTJ/PCE/J02192 | SS 2.19 2M10 (F2) | PPU PTJ24 CB 2
378297180 | TNB | DISTRIBUTION | WP PUTRAJAYA & CYBERJAYA | Existing | 11 kV | PE MV TERMINAL | RYB | VPTJ/PCE/J02192 | SS 2.19 2M10 (F2) | PENGGUNA HT 11kV
378297202 | TNB | DISTRIBUTION | WP PUTRAJAYA & CYBERJAYA | Existing | 11 kV | PE MV TERMINAL | RYB | VPTJ/PCE/J02231 | PE 2.23 2C10 (F1) | PTJ02191 SS 2.19 2M10 (F1)
378297206 | TNB | DISTRIBUTION | WP PUTRAJAYA & CYBERJAYA | Existing | 11 kV | PE MV TERMINAL | RYB | VPTJ/PCE/J02231 | PE 2.23 2C10 (F1) | PENGGUNA HT 11kV
378297222 | TNB | DISTRIBUTION | WP PUTRAJAYA & CYBERJAYA | Existing | 11 kV | PE MV TERMINAL | RYB | VPTJ/PCE/J02231 | PE 2.23 2C10 (F1) | PTJ02202 SS 2.20 2M11 (F1)
378297243 | TNB | DISTRIBUTION | WP PUTRAJAYA & CYBERJAYA | Existing | 11 kV | PE MV TERMINAL | RYB | VPTJ/PCE/J02232 | PE 2.23 2C10 (F2) | PTJ02194 SS 2.19 2M10 (F2)
378297247 | TNB | DISTRIBUTION | WP PUTRAJAYA & CYBERJAYA | Existing | 11 kV | PE MV TERMINAL | RYB | VPTJ/PCE/J02232 | PE 2.23 2C10 (F2) | PENGGUNA HT 11kV
378297263 | TNB | DISTRIBUTION | WP PUTRAJAYA & CYBERJAYA | Existing | 11 kV | PE MV TERMINAL | RYB | VPTJ/PCE/J02232 | PE 2.23 2C10 (F2) | PTJ02205 SS 2.20 2M11 (F2)
378297336 | TNB | DISTRIBUTION | WP PUTRAJAYA & CYBERJAYA | Existing | 11 kV | PE MV TERMINAL | RYB | VPTJ/PCE/J03051 | SS 3.05 KIBLAT WALK (F1) | PTJ04021 PE 4.02 4G2 (F1)
378297340 | TNB | DISTRIBUTION | WP PUTRAJAYA & CYBERJAYA | Existing | 11 kV | PE MV TERMINAL | RYB | VPTJ/PCE/J03051 | SS 3.05 KIBLAT WALK (F1) | PENGGUNA HT 11kV
378297356 | TNB | DISTRIBUTION | WP PUTRAJAYA & CYBERJAYA | Existing | 11 kV | PE MV TERMINAL | RYB | VPTJ/PCE/J03051 | SS 3.05 KIBLAT WALK (F1) | PPU PTJ24 CB 4
378297377 | TNB | DISTRIBUTION | WP PUTRAJAYA & CYBERJAYA | Existing | 11 kV | PE MV TERMINAL | RYB | VPTJ/PCE/J03052 | SS 3.05 KIBLAT WALK (F2) | PTJ04025 PE 4.02 4G2 (F2)
378297381 | TNB | DISTRIBUTION | WP PUTRAJAYA & CYBERJAYA | Existing | 11 kV | PE MV TERMINAL | RYB | VPTJ/PCE/J03052 | SS 3.05 KIBLAT WALK (F2) | PENGGUNA HT 11kV
378297397 | TNB | DISTRIBUTION | WP PUTRAJAYA & CYBERJAYA | Existing | 11 kV | PE MV TERMINAL | RYB | VPTJ/PCE/J03052 | SS 3.05 KIBLAT WALK (F2) | PPU PTJ24 CB 3
378301405 | TNB | DISTRIBUTION | WP PUTRAJAYA & CYBERJAYA | Existing | 11 kV | PE MV TERMINAL | RYB | VCBJ/PCE/J22361 | SS 22.36 SKMM F1 | PENGGUNA HT
378301414 | TNB | DISTRIBUTION | WP PUTRAJAYA & CYBERJAYA | Existing | 11 kV | PE MV TERMINAL | RYB | VCBJ/PCE/J22361 | SS 22.36 SKMM F1 | CBJ24221 SS 24.22 POSH ATLANTIC (F1)
378301425 | TNB | DISTRIBUTION | WP PUTRAJAYA & CYBERJAYA | Existing | 11 kV | PE MV TERMINAL | RYB | VCBJ/PCE/J22361 | SS 22.36 SKMM F1 | PPU CYB7: VCB 2
378301431 | TNB | DISTRIBUTION | WP PUTRAJAYA & CYBERJAYA | Existing | 11 kV | PE MV TERMINAL | RYB | VCBJ/PCE/J22362 | SS 22.36 SKMM F2 | PENGGUNA HT
378301440 | TNB | DISTRIBUTION | WP PUTRAJAYA & CYBERJAYA | Existing | 11 kV | PE MV TERMINAL | RYB | VCBJ/PCE/J22362 | SS 22.36 SKMM F2 | CBJ24224 SS 24.22 POSH ATLANTIC (F2)
378301451 | TNB | DISTRIBUTION | WP PUTRAJAYA & CYBERJAYA | Existing | 11 kV | PE MV TERMINAL | RYB | VCBJ/PCE/J22362 | SS 22.36 SKMM F2 | PPU CYB7: VCB 1
378301466 | TNB | DISTRIBUTION | WP PUTRAJAYA & CYBERJAYA | Existing | 11 kV | PE MV TERMINAL | RYB | VCBJ/PCE/J24221 | SS 24.22 POSH ATLANTIC F1 | CBJ22362 SS 22.36 SKMM (F1)
378301470 | TNB | DISTRIBUTION | WP PUTRAJAYA & CYBERJAYA | Existing | 11 kV | PE MV TERMINAL | RYB | VCBJ/PCE/J24221 | SS 24.22 POSH ATLANTIC F1 | PENGGUNA HT
378301486 | TNB | DISTRIBUTION | WP PUTRAJAYA & CYBERJAYA | Existing | 11 kV | PE MV TERMINAL | RYB | VCBJ/PCE/J24221 | SS 24.22 POSH ATLANTIC F1 | CBJ22131 PE 22.13 PADAT ROAD E1
378301507 | TNB | DISTRIBUTION | WP PUTRAJAYA & CYBERJAYA | Existing | 11 kV | PE MV TERMINAL | RYB | VCBJ/PCE/J24222 | SS 24.22 POSH ATLANTIC F2 | CBJ22365 SS 22.36 SKMM (F2)
378301511 | TNB | DISTRIBUTION | WP PUTRAJAYA & CYBERJAYA | Existing | 11 kV | PE MV TERMINAL | RYB | VCBJ/PCE/J24222 | SS 24.22 POSH ATLANTIC F2 | PENGGUNA HT
378301527 | TNB | DISTRIBUTION | WP PUTRAJAYA & CYBERJAYA | Existing | 11 kV | PE MV TERMINAL | RYB | VCBJ/PCE/J24222 | SS 24.22 POSH ATLANTIC F2 | CBJ22051 PE 22.05 PADAT ROAD E
378301578 | TNB | DISTRIBUTION | WP PUTRAJAYA & CYBERJAYA | Existing | 11 kV | PE MV TERMINAL | RYB | VCBJ/PCE/J22051 | PE 22.05 PADAT ROAD E | CBJ 24281 SS 24.28 CYBERSQUARE NO.3
378301579 | TNB | DISTRIBUTION | WP PUTRAJAYA & CYBERJAYA | Existing | 11 kV | PE MV TERMINAL | RYB | VCBJ/PCE/J22051 | PE 22.05 PADAT ROAD E | CBJ24225 SS 24.22 POSH ATLANTIC F2
378301582 | TNB | DISTRIBUTION | WP PUTRAJAYA & CYBERJAYA | Existing | 11 kV | PE MV TERMINAL | RYB | VCBJ/PCE/J22051 | PE 22.05 PADAT ROAD E | TX-1000KVA
378301682 | TNB | DISTRIBUTION | WP PUTRAJAYA & CYBERJAYA | Existing | 11 kV | PE MV TERMINAL | RYB | VCBJ/PCE/J22131 | PE 22.13 PADAT ROAD E1 | CBJ24261 SS 24.26 CYBERSQUARE NO.1
378301683 | TNB | DISTRIBUTION | WP PUTRAJAYA & CYBERJAYA | Existing | 11 kV | PE MV TERMINAL | RYB | VCBJ/PCE/J22131 | PE 22.13 PADAT ROAD E1 | CBJ24222 SS 24.22 POSH ATLANTIC (F1)
378301686 | TNB | DISTRIBUTION | WP PUTRAJAYA & CYBERJAYA | Existing | 11 kV | PE MV TERMINAL | RYB | VCBJ/PCE/J22131 | PE 22.13 PADAT ROAD E1 | TX-1000KVA
378301785 | TNB | DISTRIBUTION | WP PUTRAJAYA & CYBERJAYA | Existing | 11 kV | PE MV TERMINAL | RYB | VCBJ/PCE/J00113 | SS 24.26 CYBERSQUARE 1 | CBJ22132 PE 22.13 PADAT ROAD E1
378301789 | TNB | DISTRIBUTION | WP PUTRAJAYA & CYBERJAYA | Existing | 11 kV | PE MV TERMINAL | RYB | VCBJ/PCE/J00113 | SS 24.26 CYBERSQUARE 1 | PENGGUNA HT
378301804 | TNB | DISTRIBUTION | WP PUTRAJAYA & CYBERJAYA | Existing | 11 kV | PE MV TERMINAL | RYB | VCBJ/PCE/J00113 | SS 24.26 CYBERSQUARE 1 | PENGGUNA HT
378301805 | TNB | DISTRIBUTION | WP PUTRAJAYA & CYBERJAYA | Existing | 11 kV | PE MV TERMINAL | RYB | VCBJ/PCE/J00113 | SS 24.26 CYBERSQUARE 1 | CBJ24271 SS 24.27 CYBERSQUARE 2 F1
378301826 | TNB | DISTRIBUTION | WP PUTRAJAYA & CYBERJAYA | Existing | 11 kV | PE MV TERMINAL | RYB | VCBJ/PCE/J00341 | SS 24.28 CYBERSQUARE 3 | PENGGUNA HT
378301830 | TNB | DISTRIBUTION | WP PUTRAJAYA & CYBERJAYA | Existing | 11 kV | PE MV TERMINAL | RYB | VCBJ/PCE/J00341 | SS 24.28 CYBERSQUARE 3 | CBJ22052 PE 22.05 PADAT ROAD E
378301845 | TNB | DISTRIBUTION | WP PUTRAJAYA & CYBERJAYA | Existing | 11 kV | PE MV TERMINAL | RYB | VCBJ/PCE/J00341 | SS 24.28 CYBERSQUARE 3 | CBJ24274 SS 24.27 CYBERSQUARE 2 F2
378301846 | TNB | DISTRIBUTION | WP PUTRAJAYA & CYBERJAYA | Existing | 11 kV | PE MV TERMINAL | RYB | VCBJ/PCE/J00341 | SS 24.28 CYBERSQUARE 3 | PENGGUNA HT
378301867 | TNB | DISTRIBUTION | WP PUTRAJAYA & CYBERJAYA | Existing | 11 kV | PE MV TERMINAL | RYB | VCBJ/PCE/J24271 | SS 24.27 CYBERSQUARE 2 F1 | CBJ24081 SS 24.08 EMERALD DOMAIN
378301871 | TNB | DISTRIBUTION | WP PUTRAJAYA & CYBERJAYA | Existing | 11 kV | PE MV TERMINAL | RYB | VCBJ/PCE/J24271 | SS 24.27 CYBERSQUARE 2 F1 | CBJ26262 SS 24.26 CYBERSQUARE NO.1
378301887 | TNB | DISTRIBUTION | WP PUTRAJAYA & CYBERJAYA | Existing | 11 kV | PE MV TERMINAL | RYB | VCBJ/PCE/J24271 | SS 24.27 CYBERSQUARE 2 F1 | PENGGUNA HT
378301934 | TNB | DISTRIBUTION | WP PUTRAJAYA & CYBERJAYA | Existing | 11 kV | PE MV TERMINAL | RYB | VCBJ/PCE/J24081 | SS 24.08 EMERALD DOMAIN F1 | CBJ22601 SS 22.60 SATYAM (F1)
378301938 | TNB | DISTRIBUTION | WP PUTRAJAYA & CYBERJAYA | Existing | 11 kV | PE MV TERMINAL | RYB | VCBJ/PCE/J24081 | SS 24.08 EMERALD DOMAIN F1 | CBJ24272 SS 24.27 CYBERSQUARE 2 F1
378301954 | TNB | DISTRIBUTION | WP PUTRAJAYA & CYBERJAYA | Existing | 11 kV | PE MV TERMINAL | RYB | VCBJ/PCE/J24081 | SS 24.08 EMERALD DOMAIN F1 | PENGGUNA HT
378301975 | TNB | DISTRIBUTION | WP PUTRAJAYA & CYBERJAYA | Existing | 11 kV | PE MV TERMINAL | RYB | VCBJ/PCE/J24082 | SS 24.08 EMERALD DOMAIN F2 | CBJ22604 SS 22.60 SATYAM (F2)
378301979 | TNB | DISTRIBUTION | WP PUTRAJAYA & CYBERJAYA | Existing | 11 kV | PE MV TERMINAL | RYB | VCBJ/PCE/J24082 | SS 24.08 EMERALD DOMAIN F2 | CBJ24275 SS 24.27 CYBERSQUARE 2 F2
378301995 | TNB | DISTRIBUTION | WP PUTRAJAYA & CYBERJAYA | Existing | 11 kV | PE MV TERMINAL | RYB | VCBJ/PCE/J24082 | SS 24.08 EMERALD DOMAIN F2 | PENGGUNA HT
378302005 | TNB | DISTRIBUTION | WP PUTRAJAYA & CYBERJAYA | Existing | 11 kV | PE MV TERMINAL | RYB | VCBJ/PCE/J21221 | PE 21.22 CYBERVIEW NO.1 | TX2-1000KVA
378302012 | TNB | DISTRIBUTION | WP PUTRAJAYA & CYBERJAYA | Existing | 11 kV | PE MV TERMINAL | RYB | VCBJ/PCE/J21221 | PE 21.22 CYBERVIEW NO.1 | CBJ21131 PE 21.13 CYBERVIEW NO. 2 ( MDC ) (F1)
378302020 | TNB | DISTRIBUTION | WP PUTRAJAYA & CYBERJAYA | Existing | 11 kV | PE MV TERMINAL | RYB | VCBJ/PCE/J21221 | PE 21.22 CYBERVIEW NO.1 | CBJ21822 PE 21.82 SHAFBURY BLOK C (F1)
378302030 | TNB | DISTRIBUTION | WP PUTRAJAYA & CYBERJAYA | Existing | 11 kV | PE MV TERMINAL | RYB | VCBJ/PCE/J21221 | PE 21.22 CYBERVIEW NO.1 | TX1-1000KVA
378310026 | TNB | DISTRIBUTION | WP PUTRAJAYA & CYBERJAYA | Existing | 11 kV | PE MV TERMINAL | RYB | VPTJ/PCE/J11071 | PE 11.07 PADAT ZON 1 | PTJ11041 : PE 11.04 P11 A1/12 TERES (F1)
378310027 | TNB | DISTRIBUTION | WP PUTRAJAYA & CYBERJAYA | Existing | 11 kV | PE MV TERMINAL | RYB | VPTJ/PCE/J11071 | PE 11.07 PADAT ZON 1 | PPU PTJ2: VCB 3
378310030 | TNB | DISTRIBUTION | WP PUTRAJAYA & CYBERJAYA | Existing | 11 kV | PE MV TERMINAL | RYB | VPTJ/PCE/J11071 | PE 11.07 PADAT ZON 1 | TX1- 1000KVA
378310122 | TNB | DISTRIBUTION | WP PUTRAJAYA & CYBERJAYA | Existing | 11 kV | PE MV TERMINAL | RYB | VPTJ/PCE/J11041 | PE 11.04 P11A1/12 TERES (EFI) (F1) | PTJ11073 : PE 11.07 PADAT ZON 1
378310123 | TNB | DISTRIBUTION | WP PUTRAJAYA & CYBERJAYA | Existing | 11 kV | PE MV TERMINAL | RYB | VPTJ/PCE/J11041 | PE 11.04 P11A1/12 TERES (EFI) (F1) | PTJ11081 : PE 11.08 P11 A5/7 TERES (F1)
378310126 | TNB | DISTRIBUTION | WP PUTRAJAYA & CYBERJAYA | Existing | 11 kV | PE MV TERMINAL | RYB | VPTJ/PCE/J11041 | PE 11.04 P11A1/12 TERES (EFI) (F1) | TX1- 1000KVA
378310213 | TNB | DISTRIBUTION | WP PUTRAJAYA & CYBERJAYA | Existing | 11 kV | PE MV TERMINAL | RYB | VPTJ/PCE/J11042 | PE 11.04 P11A1/12 TERES (EFI) (F2) | PPU PTJ2: VCB 6
378310214 | TNB | DISTRIBUTION | WP PUTRAJAYA & CYBERJAYA | Existing | 11 kV | PE MV TERMINAL | RYB | VPTJ/PCE/J11042 | PE 11.04 P11A1/12 TERES (EFI) (F2) | PTJ11084 : PE 11.08 P11 A5/7 TERES (F2)
378310217 | TNB | DISTRIBUTION | WP PUTRAJAYA & CYBERJAYA | Existing | 11 kV | PE MV TERMINAL | RYB | VPTJ/PCE/J11042 | PE 11.04 P11A1/12 TERES (EFI) (F2) | TX2- 1000KVA
378310307 | TNB | DISTRIBUTION | WP PUTRAJAYA & CYBERJAYA | Existing | 11 kV | PE MV TERMINAL | RYB | VPTJ/PCE/J11081 | PE 11.08 P11A2/5 TERES (EFI) (F1) | PTJ11671 : PE 11.67 PS 9 PRE 11 (F1)
378310308 | TNB | DISTRIBUTION | WP PUTRAJAYA & CYBERJAYA | Existing | 11 kV | PE MV TERMINAL | RYB | VPTJ/PCE/J11081 | PE 11.08 P11A2/5 TERES (EFI) (F1) | PTJ11042 : PE 11.04 P11 A1/12 TERES (F1)
378310311 | TNB | DISTRIBUTION | WP PUTRAJAYA & CYBERJAYA | Existing | 11 kV | PE MV TERMINAL | RYB | VPTJ/PCE/J11081 | PE 11.08 P11A2/5 TERES (EFI) (F1) | TX1- 1000KVA
378310399 | TNB | DISTRIBUTION | WP PUTRAJAYA & CYBERJAYA | Existing | 11 kV | PE MV TERMINAL | RYB | VPTJ/PCE/J11082 | PE 11.08 P11A2/5 TERES (EFI) (F2) | PTJ11045 : PE 11.04 P11 A1/12 TERES (F2)
378310400 | TNB | DISTRIBUTION | WP PUTRAJAYA & CYBERJAYA | Existing | 11 kV | PE MV TERMINAL | RYB | VPTJ/PCE/J11082 | PE 11.08 P11A2/5 TERES (EFI) (F2) | PTJ11674 : PE 11.67 PS 9 PRE 11 (F2)
378310403 | TNB | DISTRIBUTION | WP PUTRAJAYA & CYBERJAYA | Existing | 11 kV | PE MV TERMINAL | RYB | VPTJ/PCE/J11082 | PE 11.08 P11A2/5 TERES (EFI) (F2) | TX2- 1000KVA
378310433 | TNB | DISTRIBUTION | WP PUTRAJAYA & CYBERJAYA | Existing | 11 kV | PE MV TERMINAL | RYB | VPTJ/PCE/J11671 | PE 11.67 PS9 (F1) | PTJ11091 : PE 11.09 P11 A2/5 TERES (F1)
378310434 | TNB | DISTRIBUTION | WP PUTRAJAYA & CYBERJAYA | Existing | 11 kV | PE MV TERMINAL | RYB | VPTJ/PCE/J11671 | PE 11.67 PS9 (F1) | PTJ11082 : PE 11.08 P11 A5/7 TERES (F1)
378310437 | TNB | DISTRIBUTION | WP PUTRAJAYA & CYBERJAYA | Existing | 11 kV | PE MV TERMINAL | RYB | VPTJ/PCE/J11671 | PE 11.67 PS9 (F1) | TX1- 1000KVA
378310554 | TNB | DISTRIBUTION | WP PUTRAJAYA & CYBERJAYA | Existing | 11 kV | PE MV TERMINAL | RYB | VPTJ/PCE/J11672 | PE 11.67 PS9 (F2) | PTJ11094 : PE 11.09 P11 A2/5 TERES (F2)
378310555 | TNB | DISTRIBUTION | WP PUTRAJAYA & CYBERJAYA | Existing | 11 kV | PE MV TERMINAL | RYB | VPTJ/PCE/J11672 | PE 11.67 PS9 (F2) | PTJ11085 : PE 11.08 P11 A5/7 TERES (F2)
378310558 | TNB | DISTRIBUTION | WP PUTRAJAYA & CYBERJAYA | Existing | 11 kV | PE MV TERMINAL | RYB | VPTJ/PCE/J11672 | PE 11.67 PS9 (F2) | TX2- 1000KVA
378310653 | TNB | DISTRIBUTION | WP PUTRAJAYA & CYBERJAYA | Existing | 11 kV | PE MV TERMINAL | RYB | VPTJ/PCE/J11091 | PE 11.09 P11A2/5 TERES (EFI) (F1) | PTJ11031 : PE 11.03 TERES (F1)
378310654 | TNB | DISTRIBUTION | WP PUTRAJAYA & CYBERJAYA | Existing | 11 kV | PE MV TERMINAL | RYB | VPTJ/PCE/J11091 | PE 11.09 P11A2/5 TERES (EFI) (F1) | PTJ11672 : PE 11.67 PS 9 PRE 11 (F1)
378310657 | TNB | DISTRIBUTION | WP PUTRAJAYA & CYBERJAYA | Existing | 11 kV | PE MV TERMINAL | RYB | VPTJ/PCE/J11091 | PE 11.09 P11A2/5 TERES (EFI) (F1) | TX1- 1000KVA
378310751 | TNB | DISTRIBUTION | WP PUTRAJAYA & CYBERJAYA | Existing | 11 kV | PE MV TERMINAL | RYB | VPTJ/PCE/J11092 | PE 11.09 P11A2/5 TERES (EFI) (F2) | PTJ11034 : PE 11.03 TERES (F2)
378310752 | TNB | DISTRIBUTION | WP PUTRAJAYA & CYBERJAYA | Existing | 11 kV | PE MV TERMINAL | RYB | VPTJ/PCE/J11092 | PE 11.09 P11A2/5 TERES (EFI) (F2) | PTJ11675 : PE 11.67 PS 9 PRE 11 (F2)
378310755 | TNB | DISTRIBUTION | WP PUTRAJAYA & CYBERJAYA | Existing | 11 kV | PE MV TERMINAL | RYB | VPTJ/PCE/J11092 | PE 11.09 P11A2/5 TERES (EFI) (F2) | TX2- 1000KVA
378310862 | TNB | DISTRIBUTION | WP PUTRAJAYA & CYBERJAYA | Existing | 11 kV | PE MV TERMINAL | RYB | VPTJ/PCE/J11031 | PE 11.03 P11A1/12 TERES (F1) | PTJ11021 : PE 11.02 BLOK 3A (F1)
378310868 | TNB | DISTRIBUTION | WP PUTRAJAYA & CYBERJAYA | Existing | 11 kV | PE MV TERMINAL | RYB | VPTJ/PCE/J11031 | PE 11.03 P11A1/12 TERES (F1) | PTJ11092 : PE 11.09 P11 A2/5 TERES (F1)
378310909 | TNB | DISTRIBUTION | WP PUTRAJAYA & CYBERJAYA | Existing | 11 kV | PE MV TERMINAL | RYB | VPTJ/PCE/J11031 | PE 11.03 P11A1/12 TERES (F1) | TX1- 1000KVA
378310978 | TNB | DISTRIBUTION | WP PUTRAJAYA & CYBERJAYA | Existing | 11 kV | PE MV TERMINAL | RYB | VPTJ/PCE/J11032 | PE 11.03 P11A1/12 TERES (F2) | PTJ11024 : PE 11.02 BLOK 3A (F2)
378310984 | TNB | DISTRIBUTION | WP PUTRAJAYA & CYBERJAYA | Existing | 11 kV | PE MV TERMINAL | RYB | VPTJ/PCE/J11032 | PE 11.03 P11A1/12 TERES (F2) | PTJ11095 : PE 11.09 P11 A2/5 TERES (F2)
378311025 | TNB | DISTRIBUTION | WP PUTRAJAYA & CYBERJAYA | Existing | 11 kV | PE MV TERMINAL | RYB | VPTJ/PCE/J11032 | PE 11.03 P11A1/12 TERES (F2) | TX2- 1000KVA
378311111 | TNB | DISTRIBUTION | WP PUTRAJAYA & CYBERJAYA | Existing | 11 kV | PE MV TERMINAL | RYB | VPTJ/PCE/J11021 | PE 11.02 BLOK 3A (F1) | PTJ11655 : PE 11.65 Zon 10A2 (F1)
378311112 | TNB | DISTRIBUTION | WP PUTRAJAYA & CYBERJAYA | Existing | 11 kV | PE MV TERMINAL | RYB | VPTJ/PCE/J11021 | PE 11.02 BLOK 3A (F1) | PTJ11032 : PE 11.03 TERES (F1)
378311115 | TNB | DISTRIBUTION | WP PUTRAJAYA & CYBERJAYA | Existing | 11 kV | PE MV TERMINAL | RYB | VPTJ/PCE/J11021 | PE 11.02 BLOK 3A (F1) | TX1- 1000KVA
378311329 | TNB | DISTRIBUTION | WP PUTRAJAYA & CYBERJAYA | Existing | 11 kV | PE MV TERMINAL | RYB | VPTJ/PCE/J11022 | PE 11.02 BLOK 3A (F2) | PTJ11104 : PE 11.10 SEMI D(F2)
378311330 | TNB | DISTRIBUTION | WP PUTRAJAYA & CYBERJAYA | Existing | 11 kV | PE MV TERMINAL | RYB | VPTJ/PCE/J11022 | PE 11.02 BLOK 3A (F2) | PTJ11035 : PE 11.03 TERES (F2)
378311333 | TNB | DISTRIBUTION | WP PUTRAJAYA & CYBERJAYA | Existing | 11 kV | PE MV TERMINAL | RYB | VPTJ/PCE/J11022 | PE 11.02 BLOK 3A (F2) | TX2- 1000KVA
378311737 | TNB | DISTRIBUTION | WP PUTRAJAYA & CYBERJAYA | Existing | 11 kV | PE MV TERMINAL | RYB | VPTJ/PCE/J11201 | PE 11.20 WR5 | PTJ11641 : PE 11.64 ZON 10A (F1)
378311738 | TNB | DISTRIBUTION | WP PUTRAJAYA & CYBERJAYA | Existing | 11 kV | PE MV TERMINAL | RYB | VPTJ/PCE/J11201 | PE 11.20 WR5 | PTJ11481 : PE 11.48 BALAI POLIS JLN PR11 (F1)
378311741 | TNB | DISTRIBUTION | WP PUTRAJAYA & CYBERJAYA | Existing | 11 kV | PE MV TERMINAL | RYB | VPTJ/PCE/J11201 | PE 11.20 WR5 | TX1- 1000KVA
378311846 | TNB | DISTRIBUTION | WP PUTRAJAYA & CYBERJAYA | Existing | 11 kV | PE MV TERMINAL | RYB | VPTJ/PCE/J11481 | PE 11.48 BALAI POLIS | PTJ11201 : PE 11.20 PDT WR5 JLN P11
378311847 | TNB | DISTRIBUTION | WP PUTRAJAYA & CYBERJAYA | Existing | 11 kV | PE MV TERMINAL | RYB | VPTJ/PCE/J11481 | PE 11.48 BALAI POLIS | PTJ11101 : PE 11.10 P11 B1/6 SEMI D (F1)
378311850 | TNB | DISTRIBUTION | WP PUTRAJAYA & CYBERJAYA | Existing | 11 kV | PE MV TERMINAL | RYB | VPTJ/PCE/J11481 | PE 11.48 BALAI POLIS | TX1- 1000KVA
378311937 | TNB | DISTRIBUTION | WP PUTRAJAYA & CYBERJAYA | Existing | 11 kV | PE MV TERMINAL | RYB | VPTJ/PCE/J11101 | PE 11.10 P11B1/6 SEMI-D (EFI) (F1) | PTJ11483 : PE 11.48 BALAI POLIS (F1)
378311938 | TNB | DISTRIBUTION | WP PUTRAJAYA & CYBERJAYA | Existing | 11 kV | PE MV TERMINAL | RYB | VPTJ/PCE/J11101 | PE 11.10 P11B1/6 SEMI-D (EFI) (F1) | PTJ11121 : PE 11.12 APT BLOK A (F1)
378311941 | TNB | DISTRIBUTION | WP PUTRAJAYA & CYBERJAYA | Existing | 11 kV | PE MV TERMINAL | RYB | VPTJ/PCE/J11101 | PE 11.10 P11B1/6 SEMI-D (EFI) (F1) | TX1- 1000KVA
378312030 | TNB | DISTRIBUTION | WP PUTRAJAYA & CYBERJAYA | Existing | 11 kV | PE MV TERMINAL | RYB | VPTJ/PCE/J11102 | PE 11.10 P11B1/6 SEMI-D (EFI) (F2) | PTJ11026 : PE 11.02 BLOK 3A (F2)
378312031 | TNB | DISTRIBUTION | WP PUTRAJAYA & CYBERJAYA | Existing | 11 kV | PE MV TERMINAL | RYB | VPTJ/PCE/J11102 | PE 11.10 P11B1/6 SEMI-D (EFI) (F2) | PTJ11124 : PE 11.12 APT BLOK A (F2)
378312034 | TNB | DISTRIBUTION | WP PUTRAJAYA & CYBERJAYA | Existing | 11 kV | PE MV TERMINAL | RYB | VPTJ/PCE/J11102 | PE 11.10 P11B1/6 SEMI-D (EFI) (F2) | TX2- 1000KVA
378312120 | TNB | DISTRIBUTION | WP PUTRAJAYA & CYBERJAYA | Existing | 11 kV | PE MV TERMINAL | RYB | VPTJ/PCE/J11121 | PE 11.12 APT A (F1) | PTJ11131 : PE 11.13 APT BLOK B (F1)
378312121 | TNB | DISTRIBUTION | WP PUTRAJAYA & CYBERJAYA | Existing | 11 kV | PE MV TERMINAL | RYB | VPTJ/PCE/J11121 | PE 11.12 APT A (F1) | PTJ11102 : PE 11.10 P11 B1/6 SEMI D (F1)
378312124 | TNB | DISTRIBUTION | WP PUTRAJAYA & CYBERJAYA | Existing | 11 kV | PE MV TERMINAL | RYB | VPTJ/PCE/J11121 | PE 11.12 APT A (F1) | TX1- 1000KVA
378312143 | TNB | DISTRIBUTION | WP PUTRAJAYA & CYBERJAYA | Existing | 11 kV | PE MV TERMINAL | RYB | VPTJ/PCE/J11122 | PE 11.12 APT A (F2) | PTJ11134 : PE 11.13 APT BLOK B (F2)
378312144 | TNB | DISTRIBUTION | WP PUTRAJAYA & CYBERJAYA | Existing | 11 kV | PE MV TERMINAL | RYB | VPTJ/PCE/J11122 | PE 11.12 APT A (F2) | PTJ11105 : PE 11.10 P11 B1/6(F2)
378312147 | TNB | DISTRIBUTION | WP PUTRAJAYA & CYBERJAYA | Existing | 11 kV | PE MV TERMINAL | RYB | VPTJ/PCE/J11122 | PE 11.12 APT A (F2) | TX2- 1000KVA
378312307 | TNB | DISTRIBUTION | WP PUTRAJAYA & CYBERJAYA | Existing | 11 kV | PE MV TERMINAL | RYB | VPTJ/PCE/J11131 | PE 11.13 APT B (F1) | PTJ11111 : PE 11.11 P11 B1/1 (F1)
378312308 | TNB | DISTRIBUTION | WP PUTRAJAYA & CYBERJAYA | Existing | 11 kV | PE MV TERMINAL | RYB | VPTJ/PCE/J11131 | PE 11.13 APT B (F1) | PTJ11122 : PE 11.12 APT BLOK A (F1)
378312311 | TNB | DISTRIBUTION | WP PUTRAJAYA & CYBERJAYA | Existing | 11 kV | PE MV TERMINAL | RYB | VPTJ/PCE/J11131 | PE 11.13 APT B (F1) | TX1- 1000KVA
378312330 | TNB | DISTRIBUTION | WP PUTRAJAYA & CYBERJAYA | Existing | 11 kV | PE MV TERMINAL | RYB | VPTJ/PCE/J11132 | PE 11.13 APT B (F2) | PTJ11114 : PE 11.11 P11 B1/1 SEMI D (F2)
378312331 | TNB | DISTRIBUTION | WP PUTRAJAYA & CYBERJAYA | Existing | 11 kV | PE MV TERMINAL | RYB | VPTJ/PCE/J11132 | PE 11.13 APT B (F2) | PTJ11125 : PE 11.12 APT BLOK A (F2)
378312334 | TNB | DISTRIBUTION | WP PUTRAJAYA & CYBERJAYA | Existing | 11 kV | PE MV TERMINAL | RYB | VPTJ/PCE/J11132 | PE 11.13 APT B (F2) | TX1- 1000KVA
378312504 | TNB | DISTRIBUTION | WP PUTRAJAYA & CYBERJAYA | Existing | 11 kV | PE MV TERMINAL | RYB | VPTJ/PCE/J11112 | PE 11.11 (EFI) (F2) | PTJ11135 : PE 11.13 APT BLOK B (F2)
378312505 | TNB | DISTRIBUTION | WP PUTRAJAYA & CYBERJAYA | Existing | 11 kV | PE MV TERMINAL | RYB | VPTJ/PCE/J11112 | PE 11.11 (EFI) (F2) | PTJ11164 : PE 11.16 APT BLOK E (F2)
378312508 | TNB | DISTRIBUTION | WP PUTRAJAYA & CYBERJAYA | Existing | 11 kV | PE MV TERMINAL | RYB | VPTJ/PCE/J11112 | PE 11.11 (EFI) (F2) | TX2- 1000KVA
378312596 | TNB | DISTRIBUTION | WP PUTRAJAYA & CYBERJAYA | Existing | 11 kV | PE MV TERMINAL | RYB | VPTJ/PCE/J11111 | PE 11.11 (EFI) (F1) | PTJ11132 : PE 11.13 APT BLOK B (F1)
378312597 | TNB | DISTRIBUTION | WP PUTRAJAYA & CYBERJAYA | Existing | 11 kV | PE MV TERMINAL | RYB | VPTJ/PCE/J11111 | PE 11.11 (EFI) (F1) | PTJ11161 : PE 11.16 APT BLOK E (F1)
378312600 | TNB | DISTRIBUTION | WP PUTRAJAYA & CYBERJAYA | Existing | 11 kV | PE MV TERMINAL | RYB | VPTJ/PCE/J11111 | PE 11.11 (EFI) (F1) | TX1- 1000KVA
378312688 | TNB | DISTRIBUTION | WP PUTRAJAYA & CYBERJAYA | Existing | 11 kV | PE MV TERMINAL | RYB | VPTJ/PCE/J11161 | PE 11.16 APT E (F1) | PTJ11112 : PE 11.11 P11 B1/1 (F1)
378312689 | TNB | DISTRIBUTION | WP PUTRAJAYA & CYBERJAYA | Existing | 11 kV | PE MV TERMINAL | RYB | VPTJ/PCE/J11161 | PE 11.16 APT E (F1) | PTJ11151 : PE 11.15 APT BLOK D (F1)
378312692 | TNB | DISTRIBUTION | WP PUTRAJAYA & CYBERJAYA | Existing | 11 kV | PE MV TERMINAL | RYB | VPTJ/PCE/J11161 | PE 11.16 APT E (F1) | TX1- 1000KVA
378312785 | TNB | DISTRIBUTION | WP PUTRAJAYA & CYBERJAYA | Existing | 11 kV | PE MV TERMINAL | RYB | VPTJ/PCE/J11162 | PE 11.16 APT E (F2) | PTJ11115 : PE 11.11 P11 B1/1 (F2)
378312786 | TNB | DISTRIBUTION | WP PUTRAJAYA & CYBERJAYA | Existing | 11 kV | PE MV TERMINAL | RYB | VPTJ/PCE/J11162 | PE 11.16 APT E (F2) | PTJ11154 : PE 11.15 APT BLOK D (F2)
378312789 | TNB | DISTRIBUTION | WP PUTRAJAYA & CYBERJAYA | Existing | 11 kV | PE MV TERMINAL | RYB | VPTJ/PCE/J11162 | PE 11.16 APT E (F2) | TX1- 1000KVA
378312889 | TNB | DISTRIBUTION | WP PUTRAJAYA & CYBERJAYA | Existing | 11 kV | PE MV TERMINAL | RYB | VPTJ/PCE/J11152 | PE 11.15 APT D (EFI) (F2) | PTJ11165 : PE 11.16 APT BLOK E (F2)
378312890 | TNB | DISTRIBUTION | WP PUTRAJAYA & CYBERJAYA | Existing | 11 kV | PE MV TERMINAL | RYB | VPTJ/PCE/J11152 | PE 11.15 APT D (EFI) (F2) | PTJ11144 : PE 11.14 APT BLOK C (F2)
378312893 | TNB | DISTRIBUTION | WP PUTRAJAYA & CYBERJAYA | Existing | 11 kV | PE MV TERMINAL | RYB | VPTJ/PCE/J11152 | PE 11.15 APT D (EFI) (F2) | TX2- 1000KVA
378312985 | TNB | DISTRIBUTION | WP PUTRAJAYA & CYBERJAYA | Existing | 11 kV | PE MV TERMINAL | RYB | VPTJ/PCE/J11151 | PE 11.15 APT D (EFI) (F1) | PTJ11162 : PE 11.16 APT BLOK E (F1)
378312986 | TNB | DISTRIBUTION | WP PUTRAJAYA & CYBERJAYA | Existing | 11 kV | PE MV TERMINAL | RYB | VPTJ/PCE/J11151 | PE 11.15 APT D (EFI) (F1) | PTJ11141 : PE 11.14 APT BLOK C (F1)
378312989 | TNB | DISTRIBUTION | WP PUTRAJAYA & CYBERJAYA | Existing | 11 kV | PE MV TERMINAL | RYB | VPTJ/PCE/J11151 | PE 11.15 APT D (EFI) (F1) | TX1- 1000KVA
378313079 | TNB | DISTRIBUTION | WP PUTRAJAYA & CYBERJAYA | Existing | 11 kV | PE MV TERMINAL | RYB | VPTJ/PCE/J10022 | PE 10.02 INSIDE PPU2 (F2) | PTJ10031 : PE 10.03 LOT BANGLO (F1)
378313080 | TNB | DISTRIBUTION | WP PUTRAJAYA & CYBERJAYA | Existing | 11 kV | PE MV TERMINAL | RYB | VPTJ/PCE/J10022 | PE 10.02 INSIDE PPU2 (F2) | PPU PTJ2: VCB 5
378313083 | TNB | DISTRIBUTION | WP PUTRAJAYA & CYBERJAYA | Existing | 11 kV | PE MV TERMINAL | RYB | VPTJ/PCE/J10022 | PE 10.02 INSIDE PPU2 (F2) | TX2- 1000KVA
378313172 | TNB | DISTRIBUTION | WP PUTRAJAYA & CYBERJAYA | Existing | 11 kV | PE MV TERMINAL | RYB | VPTJ/PCE/J10021 | PE 10.02 INSIDE PPU2 (F1) | PTJ10034 : PE 10.03 LOT BANGLO (F2)
378313173 | TNB | DISTRIBUTION | WP PUTRAJAYA & CYBERJAYA | Existing | 11 kV | PE MV TERMINAL | RYB | VPTJ/PCE/J10021 | PE 10.02 INSIDE PPU2 (F1) | PPU PTJ2: VCB 4
378313176 | TNB | DISTRIBUTION | WP PUTRAJAYA & CYBERJAYA | Existing | 11 kV | PE MV TERMINAL | RYB | VPTJ/PCE/J10021 | PE 10.02 INSIDE PPU2 (F1) | TX1- 1000KVA
378313269 | TNB | DISTRIBUTION | WP PUTRAJAYA & CYBERJAYA | Existing | 11 kV | PE MV TERMINAL | RYB | VPTJ/PCE/J10031 | PE 10.03 P10 C BANGLOW (F1) | PTJ01311 : PE 10.15 - MINI GOLF
378313270 | TNB | DISTRIBUTION | WP PUTRAJAYA & CYBERJAYA | Existing | 11 kV | PE MV TERMINAL | RYB | VPTJ/PCE/J10031 | PE 10.03 P10 C BANGLOW (F1) | PTJ10025 : PE 10.02 2 PJ (F2)
378313273 | TNB | DISTRIBUTION | WP PUTRAJAYA & CYBERJAYA | Existing | 11 kV | PE MV TERMINAL | RYB | VPTJ/PCE/J10031 | PE 10.03 P10 C BANGLOW (F1) | TX1- 1000KVA
378313361 | TNB | DISTRIBUTION | WP PUTRAJAYA & CYBERJAYA | Existing | 11 kV | PE MV TERMINAL | RYB | VPTJ/PCE/J10032 | PE 10.03 P10 C BANGLOW (F2) | PTJ10044 : PE 10.04 LOT BANGLO (F2)
378313362 | TNB | DISTRIBUTION | WP PUTRAJAYA & CYBERJAYA | Existing | 11 kV | PE MV TERMINAL | RYB | VPTJ/PCE/J10032 | PE 10.03 P10 C BANGLOW (F2) | PTJ10022 : PE 10.02 2 PJ (F1)
378313365 | TNB | DISTRIBUTION | WP PUTRAJAYA & CYBERJAYA | Existing | 11 kV | PE MV TERMINAL | RYB | VPTJ/PCE/J10032 | PE 10.03 P10 C BANGLOW (F2) | TX2- 1000KVA
378313476 | TNB | DISTRIBUTION | WP PUTRAJAYA & CYBERJAYA | Existing | 11 kV | PE MV TERMINAL | RYB | VPTJ/PCE/J10151 | PE 10.15 MINI GOLF | PTJ10041 : PE 10.04 LOT BANGLO (F1)
378313477 | TNB | DISTRIBUTION | WP PUTRAJAYA & CYBERJAYA | Existing | 11 kV | PE MV TERMINAL | RYB | VPTJ/PCE/J10151 | PE 10.15 MINI GOLF | PTJ10032 : PE 10.03 LOT BANGLO (F1)
378313480 | TNB | DISTRIBUTION | WP PUTRAJAYA & CYBERJAYA | Existing | 11 kV | PE MV TERMINAL | RYB | VPTJ/PCE/J10151 | PE 10.15 MINI GOLF | TX1- 1000KVA
378313572 | TNB | DISTRIBUTION | WP PUTRAJAYA & CYBERJAYA | Existing | 11 kV | PE MV TERMINAL | RYB | VPTJ/PCE/J10041 | PE 10.04 P10 D BANGLO (F1) | PTJ10054 : PE 10.05 JLN P10/7 (F2)
378313573 | TNB | DISTRIBUTION | WP PUTRAJAYA & CYBERJAYA | Existing | 11 kV | PE MV TERMINAL | RYB | VPTJ/PCE/J10041 | PE 10.04 P10 D BANGLO (F1) | PTJ01312 : PE 10.15 - MINI GOLF
378313576 | TNB | DISTRIBUTION | WP PUTRAJAYA & CYBERJAYA | Existing | 11 kV | PE MV TERMINAL | RYB | VPTJ/PCE/J10041 | PE 10.04 P10 D BANGLO (F1) | TX1- 1000KVA
378313663 | TNB | DISTRIBUTION | WP PUTRAJAYA & CYBERJAYA | Existing | 11 kV | PE MV TERMINAL | RYB | VPTJ/PCE/J10042 | PE 10.04 P10 D BANGLO (F2) | PTJ10051 : PE 10.05 JLN P10/7 (F1)
378313664 | TNB | DISTRIBUTION | WP PUTRAJAYA & CYBERJAYA | Existing | 11 kV | PE MV TERMINAL | RYB | VPTJ/PCE/J10042 | PE 10.04 P10 D BANGLO (F2) | PTJ10035 : PE 10.03 LOT BANGLO (F2)
378313667 | TNB | DISTRIBUTION | WP PUTRAJAYA & CYBERJAYA | Existing | 11 kV | PE MV TERMINAL | RYB | VPTJ/PCE/J10042 | PE 10.04 P10 D BANGLO (F2) | TX2- 1000KVA
378313747 | TNB | DISTRIBUTION | WP PUTRAJAYA & CYBERJAYA | Existing | 11 kV | PE MV TERMINAL | RYB | VPTJ/PCE/J10051 | PE 10.05 P10/7 BANGLOW (F1) | PTJ10061 : PE 10.06 JLN P10 B (F1)
378313753 | TNB | DISTRIBUTION | WP PUTRAJAYA & CYBERJAYA | Existing | 11 kV | PE MV TERMINAL | RYB | VPTJ/PCE/J10051 | PE 10.05 P10/7 BANGLOW (F1) | PTJ10045 : PE 10.04 LOT BANGLO (F2)
378313794 | TNB | DISTRIBUTION | WP PUTRAJAYA & CYBERJAYA | Existing | 11 kV | PE MV TERMINAL | RYB | VPTJ/PCE/J10051 | PE 10.05 P10/7 BANGLOW (F1) | TX1- 1000KVA
378313795 | TNB | DISTRIBUTION | WP PUTRAJAYA & CYBERJAYA | Existing | 11 kV | PE MV TERMINAL | RYB | VPTJ/PCE/J10052 | PE 10.05 P10/7 BANGLOW (F2) | PTJ10064 : PE 10.06 JLN P10 B (F2)
378313801 | TNB | DISTRIBUTION | WP PUTRAJAYA & CYBERJAYA | Existing | 11 kV | PE MV TERMINAL | RYB | VPTJ/PCE/J10052 | PE 10.05 P10/7 BANGLOW (F2) | PTJ10042 : PE 10.04 LOT BANGLO (F1)
378313842 | TNB | DISTRIBUTION | WP PUTRAJAYA & CYBERJAYA | Existing | 11 kV | PE MV TERMINAL | RYB | VPTJ/PCE/J10052 | PE 10.05 P10/7 BANGLOW (F2) | TX2- 1000KVA
378313999 | TNB | DISTRIBUTION | WP PUTRAJAYA & CYBERJAYA | Existing | 11 kV | PE MV TERMINAL | RYB | VPTJ/PCE/J10062 | PE 10.06 JLN P10B (F2) | PTJ10055 : PE 10.05 JLN P10/7 (F2)
378314000 | TNB | DISTRIBUTION | WP PUTRAJAYA & CYBERJAYA | Existing | 11 kV | PE MV TERMINAL | RYB | VPTJ/PCE/J10062 | PE 10.06 JLN P10B (F2) | PTJ10141 : PE 10.14 P10A1 (F1)
378314003 | TNB | DISTRIBUTION | WP PUTRAJAYA & CYBERJAYA | Existing | 11 kV | PE MV TERMINAL | RYB | VPTJ/PCE/J10062 | PE 10.06 JLN P10B (F2) | TX2- 1000KVA
378314092 | TNB | DISTRIBUTION | WP PUTRAJAYA & CYBERJAYA | Existing | 11 kV | PE MV TERMINAL | RYB | VPTJ/PCE/J10061 | PE 10.06 JLN P10B (F1) | PTJ10052 : PE 10.05 JLN P10/7 (F1)
378314093 | TNB | DISTRIBUTION | WP PUTRAJAYA & CYBERJAYA | Existing | 11 kV | PE MV TERMINAL | RYB | VPTJ/PCE/J10061 | PE 10.06 JLN P10B (F1) | PTJ10144 : PE 10.14 P10A1 (F2)
378314096 | TNB | DISTRIBUTION | WP PUTRAJAYA & CYBERJAYA | Existing | 11 kV | PE MV TERMINAL | RYB | VPTJ/PCE/J10061 | PE 10.06 JLN P10B (F1) | TX1- 1000KVA
378353040 | TNB | DISTRIBUTION | WP PUTRAJAYA & CYBERJAYA | Existing | 11 kV | PE MV TERMINAL | RYB | VPTJ/PCE/J04021 | PE 4.02 4G2 (F1) | PTJ03052 SS 3.05 Kiblat Walk (F1)
378353044 | TNB | DISTRIBUTION | WP PUTRAJAYA & CYBERJAYA | Existing | 11 kV | PE MV TERMINAL | RYB | VPTJ/PCE/J04021 | PE 4.02 4G2 (F1) | TX1-1000kVA
378353046 | TNB | DISTRIBUTION | WP PUTRAJAYA & CYBERJAYA | Existing | 11 kV | PE MV TERMINAL | RYB | VPTJ/PCE/J04021 | PE 4.02 4G2 (F1) | PTJ04031 SS 4.03 4G1 (F1)
378353087 | TNB | DISTRIBUTION | WP PUTRAJAYA & CYBERJAYA | Existing | 11 kV | PE MV TERMINAL | RYB | VPTJ/PCE/J04021 | PE 4.02 4G2 (F1) | PENGGUNA HT 11kV
378353161 | TNB | DISTRIBUTION | WP PUTRAJAYA & CYBERJAYA | Existing | 11 kV | PE MV TERMINAL | RYB | VPTJ/PCE/J04022 | PE 4.02 4G2 (F2) | PTJ03055 SS 3.05 Kiblat Walk (F2)
378353165 | TNB | DISTRIBUTION | WP PUTRAJAYA & CYBERJAYA | Existing | 11 kV | PE MV TERMINAL | RYB | VPTJ/PCE/J04022 | PE 4.02 4G2 (F2) | TX2-1000kVA
378353167 | TNB | DISTRIBUTION | WP PUTRAJAYA & CYBERJAYA | Existing | 11 kV | PE MV TERMINAL | RYB | VPTJ/PCE/J04022 | PE 4.02 4G2 (F2) | PTJ04034 SS 4.03 4G1 (F2)
378353208 | TNB | DISTRIBUTION | WP PUTRAJAYA & CYBERJAYA | Existing | 11 kV | PE MV TERMINAL | RYB | VPTJ/PCE/J04022 | PE 4.02 4G2 (F2) | PENGGUNA HT 11kV
378353342 | TNB | DISTRIBUTION | WP PUTRAJAYA & CYBERJAYA | Existing | 11 kV | PE MV TERMINAL | RYB | VPTJ/PCE/J04031 | SS 4.03 4G1 (F1) | PTJ04022 PE 4.02 4G2 (F1)
378353346 | TNB | DISTRIBUTION | WP PUTRAJAYA & CYBERJAYA | Existing | 11 kV | PE MV TERMINAL | RYB | VPTJ/PCE/J04031 | SS 4.03 4G1 (F1) | PTJ03062 SS 3.06 3C4 (F1)
378353361 | TNB | DISTRIBUTION | WP PUTRAJAYA & CYBERJAYA | Existing | 11 kV | PE MV TERMINAL | RYB | VPTJ/PCE/J04031 | SS 4.03 4G1 (F1) | PENGGUNA HT 11kV
378353383 | TNB | DISTRIBUTION | WP PUTRAJAYA & CYBERJAYA | Existing | 11 kV | PE MV TERMINAL | RYB | VPTJ/PCE/J04032 | SS 4.03 4G1 (F2) | PTJ03065 SS 3.06 3C4 (F2)
378353387 | TNB | DISTRIBUTION | WP PUTRAJAYA & CYBERJAYA | Existing | 11 kV | PE MV TERMINAL | RYB | VPTJ/PCE/J04032 | SS 4.03 4G1 (F2) | PENGGUNA HT 11kV
378353403 | TNB | DISTRIBUTION | WP PUTRAJAYA & CYBERJAYA | Existing | 11 kV | PE MV TERMINAL | RYB | VPTJ/PCE/J04032 | SS 4.03 4G1 (F2) | PTJ04026 PE 4.02 4G2 (F2)
378353434 | TNB | DISTRIBUTION | WP PUTRAJAYA & CYBERJAYA | Existing | 11 kV | PE MV TERMINAL | RYB | VPTJ/PCE/J03061 | SS 3.06 3C4 (F1) | PTJ04012 PE 4.01 4G3 (F1)
378353438 | TNB | DISTRIBUTION | WP PUTRAJAYA & CYBERJAYA | Existing | 11 kV | PE MV TERMINAL | RYB | VPTJ/PCE/J03061 | SS 3.06 3C4 (F1) | PTJ04032 SS 4.03 4G1 (F1)
378353453 | TNB | DISTRIBUTION | WP PUTRAJAYA & CYBERJAYA | Existing | 11 kV | PE MV TERMINAL | RYB | VPTJ/PCE/J03061 | SS 3.06 3C4 (F1) | PENGGUNA HT 11kV
378353475 | TNB | DISTRIBUTION | WP PUTRAJAYA & CYBERJAYA | Existing | 11 kV | PE MV TERMINAL | RYB | VPTJ/PCE/J03062 | SS 3.06 3C4 (F2) | PTJ04016 PE 4.01 4G3 (F2)
378353479 | TNB | DISTRIBUTION | WP PUTRAJAYA & CYBERJAYA | Existing | 11 kV | PE MV TERMINAL | RYB | VPTJ/PCE/J03062 | SS 3.06 3C4 (F2) | PTJ04035 SS 4.03 4G1 (F2)
378353494 | TNB | DISTRIBUTION | WP PUTRAJAYA & CYBERJAYA | Existing | 11 kV | PE MV TERMINAL | RYB | VPTJ/PCE/J03062 | SS 3.06 3C4 (F2) | PENGGUNA HT 11kV
378353521 | TNB | DISTRIBUTION | WP PUTRAJAYA & CYBERJAYA | Existing | 11 kV | PE MV TERMINAL | RYB | VPTJ/PCE/J05121 | PE 5.12 EQUESTRIAN PARK (F1) | PTJ05301 PE 5.30 BLOK D1 5R6 (F1)
378353522 | TNB | DISTRIBUTION | WP PUTRAJAYA & CYBERJAYA | Existing | 11 kV | PE MV TERMINAL | RYB | VPTJ/PCE/J05121 | PE 5.12 EQUESTRIAN PARK (F1) | PPU PTJ24 CB 5
378353525 | TNB | DISTRIBUTION | WP PUTRAJAYA & CYBERJAYA | Existing | 11 kV | PE MV TERMINAL | RYB | VPTJ/PCE/J05121 | PE 5.12 EQUESTRIAN PARK (F1) | TX1-750kVA
378353615 | TNB | DISTRIBUTION | WP PUTRAJAYA & CYBERJAYA | Existing | 11 kV | PE MV TERMINAL | RYB | VPTJ/PCE/J05122 | PE 5.12 EQUESTRIAN PARK (F2) | PTJ05304 PE 5.30 BLOK D1 5R6 (F2)
378353616 | TNB | DISTRIBUTION | WP PUTRAJAYA & CYBERJAYA | Existing | 11 kV | PE MV TERMINAL | RYB | VPTJ/PCE/J05122 | PE 5.12 EQUESTRIAN PARK (F2) | PPU PTJ24 CB 6
378353619 | TNB | DISTRIBUTION | WP PUTRAJAYA & CYBERJAYA | Existing | 11 kV | PE MV TERMINAL | RYB | VPTJ/PCE/J05122 | PE 5.12 EQUESTRIAN PARK (F2) | TX2-750kVA
378353770 | TNB | DISTRIBUTION | WP PUTRAJAYA & CYBERJAYA | Existing | 11 kV | PE MV TERMINAL | RYB | VPTJ/PCE/J05301 | PE 5.30 BLOK D APT 5R6 (F1) | PTJ05291 PE 5.29 BLOK C 5R6 (F1)
378353771 | TNB | DISTRIBUTION | WP PUTRAJAYA & CYBERJAYA | Existing | 11 kV | PE MV TERMINAL | RYB | VPTJ/PCE/J05301 | PE 5.30 BLOK D APT 5R6 (F1) | PTJ05123 PE 5.12 EQUESTRIAN PARK (F1)
378353774 | TNB | DISTRIBUTION | WP PUTRAJAYA & CYBERJAYA | Existing | 11 kV | PE MV TERMINAL | RYB | VPTJ/PCE/J05301 | PE 5.30 BLOK D APT 5R6 (F1) | TX1-1000kVA
378353864 | TNB | DISTRIBUTION | WP PUTRAJAYA & CYBERJAYA | Existing | 11 kV | PE MV TERMINAL | RYB | VPTJ/PCE/J05302 | PE 5.30 BLOK D APT 5R6 (F2) | PTJ05294 PE 5.29 BLOK C 5R6 (F2)
378353865 | TNB | DISTRIBUTION | WP PUTRAJAYA & CYBERJAYA | Existing | 11 kV | PE MV TERMINAL | RYB | VPTJ/PCE/J05302 | PE 5.30 BLOK D APT 5R6 (F2) | PTJ05125 PE 5.12 EQUESTRIAN PARK (F2)
378353868 | TNB | DISTRIBUTION | WP PUTRAJAYA & CYBERJAYA | Existing | 11 kV | PE MV TERMINAL | RYB | VPTJ/PCE/J05302 | PE 5.30 BLOK D APT 5R6 (F2) | TX2-1000kVA
378353970 | TNB | DISTRIBUTION | WP PUTRAJAYA & CYBERJAYA | Existing | 11 kV | PE MV TERMINAL | RYB | VPTJ/PCE/J05291 | PE 5.29 BLOK C APT 5R6 (F1) | PTJ05271 PE 5.27 BLOK A 5R6 (F1)
378353971 | TNB | DISTRIBUTION | WP PUTRAJAYA & CYBERJAYA | Existing | 11 kV | PE MV TERMINAL | RYB | VPTJ/PCE/J05291 | PE 5.29 BLOK C APT 5R6 (F1) | PTJ05302 PE 5.30 BLOK D1 5R6 (F1)
378353974 | TNB | DISTRIBUTION | WP PUTRAJAYA & CYBERJAYA | Existing | 11 kV | PE MV TERMINAL | RYB | VPTJ/PCE/J05291 | PE 5.29 BLOK C APT 5R6 (F1) | TX1-1000kVA
378354064 | TNB | DISTRIBUTION | WP PUTRAJAYA & CYBERJAYA | Existing | 11 kV | PE MV TERMINAL | RYB | VPTJ/PCE/J05292 | PE 5.29 BLOK C APT 5R6 (F2) | PTJ05274 PE 5.27 BLOK A 5R6 (F2)
378354065 | TNB | DISTRIBUTION | WP PUTRAJAYA & CYBERJAYA | Existing | 11 kV | PE MV TERMINAL | RYB | VPTJ/PCE/J05292 | PE 5.29 BLOK C APT 5R6 (F2) | PTJ05305 PE 5.30 BLOK D1 5R6 (F2)
378354068 | TNB | DISTRIBUTION | WP PUTRAJAYA & CYBERJAYA | Existing | 11 kV | PE MV TERMINAL | RYB | VPTJ/PCE/J05292 | PE 5.29 BLOK C APT 5R6 (F2) | TX2-1000kVA
378354175 | TNB | DISTRIBUTION | WP PUTRAJAYA & CYBERJAYA | Existing | 11 kV | PE MV TERMINAL | RYB | VPTJ/PCE/J05271 | PE 5.27 BLOK A APT 5R6 (F1) | PTJ05281 PE 5.28 BLOK B 5R6 (F1)
378354176 | TNB | DISTRIBUTION | WP PUTRAJAYA & CYBERJAYA | Existing | 11 kV | PE MV TERMINAL | RYB | VPTJ/PCE/J05271 | PE 5.27 BLOK A APT 5R6 (F1) | PTJ05292 PE 5.29 BLOK C 5R6 (F1)
378354179 | TNB | DISTRIBUTION | WP PUTRAJAYA & CYBERJAYA | Existing | 11 kV | PE MV TERMINAL | RYB | VPTJ/PCE/J05271 | PE 5.27 BLOK A APT 5R6 (F1) | TX1-1000kVA
378354269 | TNB | DISTRIBUTION | WP PUTRAJAYA & CYBERJAYA | Existing | 11 kV | PE MV TERMINAL | RYB | VPTJ/PCE/J05272 | PE 5.27 BLOK A APT 5R6 (F2) | PTJ05284 PE 5.28 BLOK B 5R6 (F2)
378354270 | TNB | DISTRIBUTION | WP PUTRAJAYA & CYBERJAYA | Existing | 11 kV | PE MV TERMINAL | RYB | VPTJ/PCE/J05272 | PE 5.27 BLOK A APT 5R6 (F2) | PTJ05295 PE 5.29 BLOK C 5R6 (F2)
378354273 | TNB | DISTRIBUTION | WP PUTRAJAYA & CYBERJAYA | Existing | 11 kV | PE MV TERMINAL | RYB | VPTJ/PCE/J05272 | PE 5.27 BLOK A APT 5R6 (F2) | TX2-1000kVA
378354367 | TNB | DISTRIBUTION | WP PUTRAJAYA & CYBERJAYA | Existing | 11 kV | PE MV TERMINAL | RYB | VPTJ/PCE/J05281 | PE 5.28 BLOK B APT 5R6 (F1) | PTJ05221 PE 5.22 BLOK A 5R4 (F1)
378354368 | TNB | DISTRIBUTION | WP PUTRAJAYA & CYBERJAYA | Existing | 11 kV | PE MV TERMINAL | RYB | VPTJ/PCE/J05281 | PE 5.28 BLOK B APT 5R6 (F1) | PTJ05272 PE 5.27 BLOK A 5R6 (F1)
378354371 | TNB | DISTRIBUTION | WP PUTRAJAYA & CYBERJAYA | Existing | 11 kV | PE MV TERMINAL | RYB | VPTJ/PCE/J05281 | PE 5.28 BLOK B APT 5R6 (F1) | TX1-1000kVA
378354461 | TNB | DISTRIBUTION | WP PUTRAJAYA & CYBERJAYA | Existing | 11 kV | PE MV TERMINAL | RYB | VPTJ/PCE/J05282 | PE 5.28 BLOK B APT 5R6 (F2) | PTJ05351 : PE 5.35 TEMP PPA1M PRS 5
378354462 | TNB | DISTRIBUTION | WP PUTRAJAYA & CYBERJAYA | Existing | 11 kV | PE MV TERMINAL | RYB | VPTJ/PCE/J05282 | PE 5.28 BLOK B APT 5R6 (F2) | PTJ05275 PE 5.27 BLOK A 5R6 (F2)
378354465 | TNB | DISTRIBUTION | WP PUTRAJAYA & CYBERJAYA | Existing | 11 kV | PE MV TERMINAL | RYB | VPTJ/PCE/J05282 | PE 5.28 BLOK B APT 5R6 (F2) | TX2-1000kVA
378354662 | TNB | DISTRIBUTION | WP PUTRAJAYA & CYBERJAYA | Existing | 11 kV | PE MV TERMINAL | RYB | VPTJ/PCE/J04051 | PE 4.05 S/LIGHTING | PTJ04082 PE 4.08 S/L
378354663 | TNB | DISTRIBUTION | WP PUTRAJAYA & CYBERJAYA | Existing | 11 kV | PE MV TERMINAL | RYB | VPTJ/PCE/J04051 | PE 4.05 S/LIGHTING | PPU PTJ24 CB 8
378354666 | TNB | DISTRIBUTION | WP PUTRAJAYA & CYBERJAYA | Existing | 11 kV | PE MV TERMINAL | RYB | VPTJ/PCE/J04051 | PE 4.05 S/LIGHTING | TX1-1000kVA
378354764 | TNB | DISTRIBUTION | WP PUTRAJAYA & CYBERJAYA | Existing | 11 kV | PE MV TERMINAL | RYB | VPTJ/PCE/J04081 | PE 4.08 S/LIGHTING | PTJ04052 PE 4.05 PADAT S/L
378354765 | TNB | DISTRIBUTION | WP PUTRAJAYA & CYBERJAYA | Existing | 11 kV | PE MV TERMINAL | RYB | VPTJ/PCE/J04081 | PE 4.08 S/LIGHTING | PTJ04225 PE 4.22 PARKING 4P5 (F2)
378354768 | TNB | DISTRIBUTION | WP PUTRAJAYA & CYBERJAYA | Existing | 11 kV | PE MV TERMINAL | RYB | VPTJ/PCE/J04081 | PE 4.08 S/LIGHTING | TX1-1000kVA
378354868 | TNB | DISTRIBUTION | WP PUTRAJAYA & CYBERJAYA | Existing | 11 kV | PE MV TERMINAL | RYB | VPTJ/PCE/J04221 | PE 4.22 4P5 (F1) | PPU PTJ24 CB15
378354869 | TNB | DISTRIBUTION | WP PUTRAJAYA & CYBERJAYA | Existing | 11 kV | PE MV TERMINAL | RYB | VPTJ/PCE/J04221 | PE 4.22 4P5 (F1) | PTJ04093 PE 4.09 PADAT S/L (F1)
378354872 | TNB | DISTRIBUTION | WP PUTRAJAYA & CYBERJAYA | Existing | 11 kV | PE MV TERMINAL | RYB | VPTJ/PCE/J04221 | PE 4.22 4P5 (F1) | TX1-1000kVA
378354962 | TNB | DISTRIBUTION | WP PUTRAJAYA & CYBERJAYA | Existing | 11 kV | PE MV TERMINAL | RYB | VPTJ/PCE/J04222 | PE 4.22 4P5 (F2) | PTJ04081 PE 4.08 S/L
378354963 | TNB | DISTRIBUTION | WP PUTRAJAYA & CYBERJAYA | Existing | 11 kV | PE MV TERMINAL | RYB | VPTJ/PCE/J04222 | PE 4.22 4P5 (F2) | PTJ04096 PE 4.09 PADAT S/L (F2)
378354966 | TNB | DISTRIBUTION | WP PUTRAJAYA & CYBERJAYA | Existing | 11 kV | PE MV TERMINAL | RYB | VPTJ/PCE/J04222 | PE 4.22 4P5 (F2) | TX2-1000kVA
378355083 | TNB | DISTRIBUTION | WP PUTRAJAYA & CYBERJAYA | Existing | 11 kV | PE MV TERMINAL | RYB | VPTJ/PCE/J04092 | PE 4.09 S/LIGHTING (F2) | PTJ04224 PE 4.22 PARKING 4P5 (F2)
378355084 | TNB | DISTRIBUTION | WP PUTRAJAYA & CYBERJAYA | Existing | 11 kV | PE MV TERMINAL | RYB | VPTJ/PCE/J04092 | PE 4.09 S/LIGHTING (F2) | PTJ04066 PE 4.06 PADAT S/L (F2)
378355087 | TNB | DISTRIBUTION | WP PUTRAJAYA & CYBERJAYA | Existing | 11 kV | PE MV TERMINAL | RYB | VPTJ/PCE/J04092 | PE 4.09 S/LIGHTING (F2) | TX2-1000kVA
378355187 | TNB | DISTRIBUTION | WP PUTRAJAYA & CYBERJAYA | Existing | 11 kV | PE MV TERMINAL | RYB | VPTJ/PCE/J04091 | PE 4.09 S/LIGHTING (F1) | PTJ04221 PE 4.22 PARKING 4P5 (F1)
378355188 | TNB | DISTRIBUTION | WP PUTRAJAYA & CYBERJAYA | Existing | 11 kV | PE MV TERMINAL | RYB | VPTJ/PCE/J04091 | PE 4.09 S/LIGHTING (F1) | PTJ04063 PE 4.06 PADAT S/L (F1)
378355191 | TNB | DISTRIBUTION | WP PUTRAJAYA & CYBERJAYA | Existing | 11 kV | PE MV TERMINAL | RYB | VPTJ/PCE/J04091 | PE 4.09 S/LIGHTING (F1) | TX1-1000kVA
378355303 | TNB | DISTRIBUTION | WP PUTRAJAYA & CYBERJAYA | Existing | 11 kV | PE MV TERMINAL | RYB | VPTJ/PCE/J03021 | PE 3.02 3G1 (F1) | PPU PTJ24 CB14
378355307 | TNB | DISTRIBUTION | WP PUTRAJAYA & CYBERJAYA | Existing | 11 kV | PE MV TERMINAL | RYB | VPTJ/PCE/J03021 | PE 3.02 3G1 (F1) | TX1-1000kVA
378355309 | TNB | DISTRIBUTION | WP PUTRAJAYA & CYBERJAYA | Existing | 11 kV | PE MV TERMINAL | RYB | VPTJ/PCE/J03021 | PE 3.02 3G1 (F1) | PTJ03031 SS 3.03 3G2 (F1)
378355350 | TNB | DISTRIBUTION | WP PUTRAJAYA & CYBERJAYA | Existing | 11 kV | PE MV TERMINAL | RYB | VPTJ/PCE/J03021 | PE 3.02 3G1 (F1) | PENGGUNA HT 11kV
378355422 | TNB | DISTRIBUTION | WP PUTRAJAYA & CYBERJAYA | Existing | 11 kV | PE MV TERMINAL | RYB | VPTJ/PCE/J03022 | PE 3.02 3G1 (F2) | PPU PTJ24 CB13
378355426 | TNB | DISTRIBUTION | WP PUTRAJAYA & CYBERJAYA | Existing | 11 kV | PE MV TERMINAL | RYB | VPTJ/PCE/J03022 | PE 3.02 3G1 (F2) | TX2-1000kVA
378355428 | TNB | DISTRIBUTION | WP PUTRAJAYA & CYBERJAYA | Existing | 11 kV | PE MV TERMINAL | RYB | VPTJ/PCE/J03022 | PE 3.02 3G1 (F2) | PTJ03034 SS 3.03 3G2 (F2)
378355469 | TNB | DISTRIBUTION | WP PUTRAJAYA & CYBERJAYA | Existing | 11 kV | PE MV TERMINAL | RYB | VPTJ/PCE/J03022 | PE 3.02 3G1 (F2) | PENGGUNA HT 11kV
378355688 | TNB | DISTRIBUTION | WP PUTRAJAYA & CYBERJAYA | Existing | 11 kV | PE MV TERMINAL | RYB | VPTJ/PCE/J03031 | SS 3.03 3G2 (F1) | PTJ03022 PE 3.02 3G1 (F1)
378355692 | TNB | DISTRIBUTION | WP PUTRAJAYA & CYBERJAYA | Existing | 11 kV | PE MV TERMINAL | RYB | VPTJ/PCE/J03031 | SS 3.03 3G2 (F1) | PTJ03071 SS 3.07 3C6 (F1)
378355706 | TNB | DISTRIBUTION | WP PUTRAJAYA & CYBERJAYA | Existing | 11 kV | PE MV TERMINAL | RYB | VPTJ/PCE/J03031 | SS 3.03 3G2 (F1) | PENGGUNA HT 11kV
378355729 | TNB | DISTRIBUTION | WP PUTRAJAYA & CYBERJAYA | Existing | 11 kV | PE MV TERMINAL | RYB | VPTJ/PCE/J03032 | SS 3.03 3G2 (F2) | PTJ03026 PE 3.02 3G1 (F2)
378355733 | TNB | DISTRIBUTION | WP PUTRAJAYA & CYBERJAYA | Existing | 11 kV | PE MV TERMINAL | RYB | VPTJ/PCE/J03032 | SS 3.03 3G2 (F2) | PTJ03074 SS 3.07 3C6 (F2)
378355747 | TNB | DISTRIBUTION | WP PUTRAJAYA & CYBERJAYA | Existing | 11 kV | PE MV TERMINAL | RYB | VPTJ/PCE/J03032 | SS 3.03 3G2 (F2) | PENGGUNA HT 11kV
378355777 | TNB | DISTRIBUTION | WP PUTRAJAYA & CYBERJAYA | Existing | 11 kV | PE MV TERMINAL | RYB | VPTJ/PCE/J03141 | SS 3.14 BLOK D (F1) | PPU PTJ24 CB9
378355781 | TNB | DISTRIBUTION | WP PUTRAJAYA & CYBERJAYA | Existing | 11 kV | PE MV TERMINAL | RYB | VPTJ/PCE/J03141 | SS 3.14 BLOK D (F1) | PTJ03131 SS 3.13 BLOK C
378355795 | TNB | DISTRIBUTION | WP PUTRAJAYA & CYBERJAYA | Existing | 11 kV | PE MV TERMINAL | RYB | VPTJ/PCE/J03141 | SS 3.14 BLOK D (F1) | PENGGUNA HT 11kV
378355818 | TNB | DISTRIBUTION | WP PUTRAJAYA & CYBERJAYA | Existing | 11 kV | PE MV TERMINAL | RYB | VPTJ/PCE/J03142 | SS 3.14 BLOK D (F2) | PPU PTJ24 CB12
378355822 | TNB | DISTRIBUTION | WP PUTRAJAYA & CYBERJAYA | Existing | 11 kV | PE MV TERMINAL | RYB | VPTJ/PCE/J03142 | SS 3.14 BLOK D (F2) | PTJ03134 Blok C TH F2 (SS 3.13)
378355836 | TNB | DISTRIBUTION | WP PUTRAJAYA & CYBERJAYA | Existing | 11 kV | PE MV TERMINAL | RYB | VPTJ/PCE/J03142 | SS 3.14 BLOK D (F2) | PENGGUNA HT 11kV
378355867 | TNB | DISTRIBUTION | WP PUTRAJAYA & CYBERJAYA | Existing | 11 kV | PE MV TERMINAL | RYB | VPTJ/PCE/J03131 | SS 3.13 BLOK C (F1) | PTJ03142 SS 3.14 BLOK D
378355871 | TNB | DISTRIBUTION | WP PUTRAJAYA & CYBERJAYA | Existing | 11 kV | PE MV TERMINAL | RYB | VPTJ/PCE/J03131 | SS 3.13 BLOK C (F1) | PTJ03121 SS 3.12 JAKIM BLOK A&B
378355885 | TNB | DISTRIBUTION | WP PUTRAJAYA & CYBERJAYA | Existing | 11 kV | PE MV TERMINAL | RYB | VPTJ/PCE/J03131 | SS 3.13 BLOK C (F1) | PENGGUNA HT 11kV
378355908 | TNB | DISTRIBUTION | WP PUTRAJAYA & CYBERJAYA | Existing | 11 kV | PE MV TERMINAL | RYB | VPTJ/PCE/J03132 | SS 3.13 BLOK C (F2) | PTJ03145 Blok D TH F2 (SS 3.14)
378355912 | TNB | DISTRIBUTION | WP PUTRAJAYA & CYBERJAYA | Existing | 11 kV | PE MV TERMINAL | RYB | VPTJ/PCE/J03132 | SS 3.13 BLOK C (F2) | PTJ03124 Blok A&B TH F2 (SS 3.12)
378355926 | TNB | DISTRIBUTION | WP PUTRAJAYA & CYBERJAYA | Existing | 11 kV | PE MV TERMINAL | RYB | VPTJ/PCE/J03132 | SS 3.13 BLOK C (F2) | PENGGUNA HT 11kV
378355957 | TNB | DISTRIBUTION | WP PUTRAJAYA & CYBERJAYA | Existing | 11 kV | PE MV TERMINAL | RYB | VPTJ/PCE/J03121 | SS 3.12 BLOK A&B (F1) | PTJ03132 SS 3.13 BLOK C
378355961 | TNB | DISTRIBUTION | WP PUTRAJAYA & CYBERJAYA | Existing | 11 kV | PE MV TERMINAL | RYB | VPTJ/PCE/J03121 | SS 3.12 BLOK A&B (F1) | PTJ04131 SS 4.13 4G11 (F1)
378355975 | TNB | DISTRIBUTION | WP PUTRAJAYA & CYBERJAYA | Existing | 11 kV | PE MV TERMINAL | RYB | VPTJ/PCE/J03121 | SS 3.12 BLOK A&B (F1) | PENGGUNA HT 11kV
378355998 | TNB | DISTRIBUTION | WP PUTRAJAYA & CYBERJAYA | Existing | 11 kV | PE MV TERMINAL | RYB | VPTJ/PCE/J03122 | SS 3.12 BLOK A&B (F2) | PTJ03135 Blok C TH F2 (SS 3.13)
378356002 | TNB | DISTRIBUTION | WP PUTRAJAYA & CYBERJAYA | Existing | 11 kV | PE MV TERMINAL | RYB | VPTJ/PCE/J03122 | SS 3.12 BLOK A&B (F2) | PTJ04134 SS 4.13 4G11 (F2)
378356016 | TNB | DISTRIBUTION | WP PUTRAJAYA & CYBERJAYA | Existing | 11 kV | PE MV TERMINAL | RYB | VPTJ/PCE/J03122 | SS 3.12 BLOK A&B (F2) | PENGGUNA HT 11kV
378356055 | TNB | DISTRIBUTION | WP PUTRAJAYA & CYBERJAYA | Existing | 11 kV | PE MV TERMINAL | RYB | VPTJ/PCE/J04131 | SS 4.13 4G11 (F1) | PTJ03122 SS 3.12 JAKIM BLOK A&B
378356059 | TNB | DISTRIBUTION | WP PUTRAJAYA & CYBERJAYA | Existing | 11 kV | PE MV TERMINAL | RYB | VPTJ/PCE/J04131 | SS 4.13 4G11 (F1) | PTJ04121 SS 4.12 4G7 PEJ. PEGUAM NEGARA (F1)
378356073 | TNB | DISTRIBUTION | WP PUTRAJAYA & CYBERJAYA | Existing | 11 kV | PE MV TERMINAL | RYB | VPTJ/PCE/J04131 | SS 4.13 4G11 (F1) | PENGGUNA HT 11kV
378356096 | TNB | DISTRIBUTION | WP PUTRAJAYA & CYBERJAYA | Existing | 11 kV | PE MV TERMINAL | RYB | VPTJ/PCE/J04132 | SS 4.13 4G11 (F2) | PTJ03125 Blok A&B TH F2 (SS 3.12)
378356100 | TNB | DISTRIBUTION | WP PUTRAJAYA & CYBERJAYA | Existing | 11 kV | PE MV TERMINAL | RYB | VPTJ/PCE/J04132 | SS 4.13 4G11 (F2) | PTJ04124 SS 4.12 4G7 PEJ. PEGUAM NEGARA (F2)
378356114 | TNB | DISTRIBUTION | WP PUTRAJAYA & CYBERJAYA | Existing | 11 kV | PE MV TERMINAL | RYB | VPTJ/PCE/J04132 | SS 4.13 4G11 (F2) | PENGGUNA HT 11kV
378356137 | TNB | DISTRIBUTION | WP PUTRAJAYA & CYBERJAYA | Existing | 11 kV | PE MV TERMINAL | RYB | VPTJ/PCE/J04121 | SS 4.12 4G7 (F1) | PTJ04132 SS 4.13 4G11 (F1)
378356141 | TNB | DISTRIBUTION | WP PUTRAJAYA & CYBERJAYA | Existing | 11 kV | PE MV TERMINAL | RYB | VPTJ/PCE/J04121 | SS 4.12 4G7 (F1) | PTJ05015 SS 5.01 PUSAT CONVENTION (F2)
378356155 | TNB | DISTRIBUTION | WP PUTRAJAYA & CYBERJAYA | Existing | 11 kV | PE MV TERMINAL | RYB | VPTJ/PCE/J04121 | SS 4.12 4G7 (F1) | PENGGUNA HT 11kV
378356178 | TNB | DISTRIBUTION | WP PUTRAJAYA & CYBERJAYA | Existing | 11 kV | PE MV TERMINAL | RYB | VPTJ/PCE/J04122 | SS 4.12 4G7 (F2) | PTJ04135 SS 4.13 4G11 (F2)
378356182 | TNB | DISTRIBUTION | WP PUTRAJAYA & CYBERJAYA | Existing | 11 kV | PE MV TERMINAL | RYB | VPTJ/PCE/J04122 | SS 4.12 4G7 (F2) | PTJ05018 SS 5.01 PUSAT CONVENTION (F2)
378356196 | TNB | DISTRIBUTION | WP PUTRAJAYA & CYBERJAYA | Existing | 11 kV | PE MV TERMINAL | RYB | VPTJ/PCE/J04122 | SS 4.12 4G7 (F2) | PENGGUNA HT 11kV
378356236 | TNB | DISTRIBUTION | WP PUTRAJAYA & CYBERJAYA | Existing | 11 kV | PE MV TERMINAL | RYB | VPTJ/PCE/J05011 | SS 5.01 PUSAT CONVENTION (F1) | PTJ20041 PE 20.04 PADAT CHALLENGE PARK (F1)
378356240 | TNB | DISTRIBUTION | WP PUTRAJAYA & CYBERJAYA | Existing | 11 kV | PE MV TERMINAL | RYB | VPTJ/PCE/J05011 | SS 5.01 PUSAT CONVENTION (F1) | PMU SSWW CB6
378356254 | TNB | DISTRIBUTION | WP PUTRAJAYA & CYBERJAYA | Existing | 11 kV | PE MV TERMINAL | RYB | VPTJ/PCE/J05011 | SS 5.01 PUSAT CONVENTION (F1) | PTJ05014 SS 5.01 PUSAT CONVENTION (F2)
378356268 | TNB | DISTRIBUTION | WP PUTRAJAYA & CYBERJAYA | Existing | 11 kV | PE MV TERMINAL | RYB | VPTJ/PCE/J05012 | SS 5.01 PUSAT CONVENTION (F2) | PENGGUNA HT 11kV (P1)
378356274 | TNB | DISTRIBUTION | WP PUTRAJAYA & CYBERJAYA | Existing | 11 kV | PE MV TERMINAL | RYB | VPTJ/PCE/J05012 | SS 5.01 PUSAT CONVENTION (F2) | PTJ04125 SS 4.12 4G7 PEJ. PEGUAM NEGARA (F2)
378356286 | TNB | DISTRIBUTION | WP PUTRAJAYA & CYBERJAYA | Existing | 11 kV | PE MV TERMINAL | RYB | VPTJ/PCE/J05012 | SS 5.01 PUSAT CONVENTION (F2) | PTJ04122 SS 4.12 4G7 PEJ. PEGUAM NEGARA (F1)
378356298 | TNB | DISTRIBUTION | WP PUTRAJAYA & CYBERJAYA | Existing | 11 kV | PE MV TERMINAL | RYB | VPTJ/PCE/J05012 | SS 5.01 PUSAT CONVENTION (F2) | PTJ05013 SS 5.01 PUSAT CONVENTION (F1)
378356301 | TNB | DISTRIBUTION | WP PUTRAJAYA & CYBERJAYA | Existing | 11 kV | PE MV TERMINAL | RYB | VPTJ/PCE/J05012 | SS 5.01 PUSAT CONVENTION (F2) | PENGGUNA HT 11kV (P2)
378356408 | TNB | DISTRIBUTION | WP PUTRAJAYA & CYBERJAYA | Existing | 11 kV | PE MV TERMINAL | RYB | VPTJ/PCE/J20041 | PE 20.04 PADAT CHALLENGE PARK | PTJ20012 PE 20.01 DEPOH SENGGARAAN
378356409 | TNB | DISTRIBUTION | WP PUTRAJAYA & CYBERJAYA | Existing | 11 kV | PE MV TERMINAL | RYB | VPTJ/PCE/J20041 | PE 20.04 PADAT CHALLENGE PARK | PTJ05011 SS 5.01 PUSAT CONVENTION (F1)
378356412 | TNB | DISTRIBUTION | WP PUTRAJAYA & CYBERJAYA | Existing | 11 kV | PE MV TERMINAL | RYB | VPTJ/PCE/J20041 | PE 20.04 PADAT CHALLENGE PARK | TX1-1000kVA
378356520 | TNB | DISTRIBUTION | WP PUTRAJAYA & CYBERJAYA | Existing | 11 kV | PE MV TERMINAL | RYB | VPTJ/PCE/J20011 | PE 20.01 DEPOH SENGGARAAN | PTJ20043 PE 20.04 PADAT CHALLENGE PARK (F1)
378356521 | TNB | DISTRIBUTION | WP PUTRAJAYA & CYBERJAYA | Existing | 11 kV | PE MV TERMINAL | RYB | VPTJ/PCE/J20011 | PE 20.01 DEPOH SENGGARAAN | PTJ20051 PE 20.05 PUSARA NEGARA (F1)
378356524 | TNB | DISTRIBUTION | WP PUTRAJAYA & CYBERJAYA | Existing | 11 kV | PE MV TERMINAL | RYB | VPTJ/PCE/J20011 | PE 20.01 DEPOH SENGGARAAN | TX1-500kVA
378356721 | TNB | DISTRIBUTION | WP PUTRAJAYA & CYBERJAYA | Existing | 11 kV | PE MV TERMINAL | RYB | VPTJ/PCE/J20051 | PE 20.05 PUSARA NEGARA F1 | PTJ20054 PE 20.05 PUSARA NEGARA (F2)
378356722 | TNB | DISTRIBUTION | WP PUTRAJAYA & CYBERJAYA | Existing | 11 kV | PE MV TERMINAL | RYB | VPTJ/PCE/J20051 | PE 20.05 PUSARA NEGARA F1 | PTJ20011 PE 20.01 DEPOH SENGGARAAN
378356725 | TNB | DISTRIBUTION | WP PUTRAJAYA & CYBERJAYA | Existing | 11 kV | PE MV TERMINAL | RYB | VPTJ/PCE/J20051 | PE 20.05 PUSARA NEGARA F1 | TX1-500kVA
378356815 | TNB | DISTRIBUTION | WP PUTRAJAYA & CYBERJAYA | Existing | 11 kV | PE MV TERMINAL | RYB | VPTJ/PCE/J20052 | PE 20.05 PUSARA NEGARA F2 | PTJ20023 PE 20.02 CREMATORIUM
378356816 | TNB | DISTRIBUTION | WP PUTRAJAYA & CYBERJAYA | Existing | 11 kV | PE MV TERMINAL | RYB | VPTJ/PCE/J20052 | PE 20.05 PUSARA NEGARA F2 | PTJ20052 PE 20.05 PUSARA NEGARA (F1)
378356819 | TNB | DISTRIBUTION | WP PUTRAJAYA & CYBERJAYA | Existing | 11 kV | PE MV TERMINAL | RYB | VPTJ/PCE/J20052 | PE 20.05 PUSARA NEGARA F2 | TX2-500kVA
378357012 | TNB | DISTRIBUTION | WP PUTRAJAYA & CYBERJAYA | Existing | 11 kV | PE MV TERMINAL | RYB | VPTJ/PCE/J20021 | PE 20.02 CREMATORIUM | PTJ20055 PE 20.05 PUSARA NEGARA (F2)
378357013 | TNB | DISTRIBUTION | WP PUTRAJAYA & CYBERJAYA | Existing | 11 kV | PE MV TERMINAL | RYB | VPTJ/PCE/J20021 | PE 20.02 CREMATORIUM | PTJ20031 PE 20.03 PUMP HOUSE
378357016 | TNB | DISTRIBUTION | WP PUTRAJAYA & CYBERJAYA | Existing | 11 kV | PE MV TERMINAL | RYB | VPTJ/PCE/J20021 | PE 20.02 CREMATORIUM | TX1-1000kVA
378357116 | TNB | DISTRIBUTION | WP PUTRAJAYA & CYBERJAYA | Existing | 11 kV | PE MV TERMINAL | RYB | VPTJ/PCE/J20031 | PE 20.03 PUMP HSE | PTJ05022 SS 5.02 STP 2 (F1)
378357117 | TNB | DISTRIBUTION | WP PUTRAJAYA & CYBERJAYA | Existing | 11 kV | PE MV TERMINAL | RYB | VPTJ/PCE/J20031 | PE 20.03 PUMP HSE | PTJ20021 PE 20.02 CREMATORIUM
378357120 | TNB | DISTRIBUTION | WP PUTRAJAYA & CYBERJAYA | Existing | 11 kV | PE MV TERMINAL | RYB | VPTJ/PCE/J20031 | PE 20.03 PUMP HSE | TX1-1000kVA
378357218 | TNB | DISTRIBUTION | WP PUTRAJAYA & CYBERJAYA | Existing | 11 kV | PE MV TERMINAL | RYB | VPTJ/PCE/J05021 | SS 5.02 STP2 (F1) | PTJ05071 PE 5.07 JLB1
378357291 | TNB | DISTRIBUTION | WP PUTRAJAYA & CYBERJAYA | Existing | 11 kV | PE MV TERMINAL | RYB | VPTJ/PCE/J10141 | PE 10.14 P10 A1 (F1) | PTJ10065 : PE 10.06 JLN P10 B (F2)
378357292 | TNB | DISTRIBUTION | WP PUTRAJAYA & CYBERJAYA | Existing | 11 kV | PE MV TERMINAL | RYB | VPTJ/PCE/J10141 | PE 10.14 P10 A1 (F1) | PTJ10121 : PE 10.12 JLN P10A PDT
378357295 | TNB | DISTRIBUTION | WP PUTRAJAYA & CYBERJAYA | Existing | 11 kV | PE MV TERMINAL | RYB | VPTJ/PCE/J10141 | PE 10.14 P10 A1 (F1) | TX1- 1000KVA
378357385 | TNB | DISTRIBUTION | WP PUTRAJAYA & CYBERJAYA | Existing | 11 kV | PE MV TERMINAL | RYB | VPTJ/PCE/J10142 | PE 10.14 P10 A1 (F2) | PTJ10062 : PE 10.06 JLN P10 B (F1)
378357386 | TNB | DISTRIBUTION | WP PUTRAJAYA & CYBERJAYA | Existing | 11 kV | PE MV TERMINAL | RYB | VPTJ/PCE/J10142 | PE 10.14 P10 A1 (F2) | PTJ10134 : PE 10.13 PUSPANITA (F2)
378357389 | TNB | DISTRIBUTION | WP PUTRAJAYA & CYBERJAYA | Existing | 11 kV | PE MV TERMINAL | RYB | VPTJ/PCE/J10142 | PE 10.14 P10 A1 (F2) | TX2- 1000KVA
378357490 | TNB | DISTRIBUTION | WP PUTRAJAYA & CYBERJAYA | Existing | 11 kV | PE MV TERMINAL | RYB | VPTJ/PCE/J10121 | PE 10.12 P10 A SEMI-D | PTJ10131 : PE 10.13 PUSPANITA (F1)
378357491 | TNB | DISTRIBUTION | WP PUTRAJAYA & CYBERJAYA | Existing | 11 kV | PE MV TERMINAL | RYB | VPTJ/PCE/J10121 | PE 10.12 P10 A SEMI-D | PTJ10142 : PE 10.14 P10A1 (F1)
378357494 | TNB | DISTRIBUTION | WP PUTRAJAYA & CYBERJAYA | Existing | 11 kV | PE MV TERMINAL | RYB | VPTJ/PCE/J10121 | PE 10.12 P10 A SEMI-D | TX1- 1000KVA
378357597 | TNB | DISTRIBUTION | WP PUTRAJAYA & CYBERJAYA | Existing | 11 kV | PE MV TERMINAL | RYB | VPTJ/PCE/J09011 | PE 9.01 APT 4A (EFI) (F1) | PPU PTJ2: VCB 7
378357598 | TNB | DISTRIBUTION | WP PUTRAJAYA & CYBERJAYA | Existing | 11 kV | PE MV TERMINAL | RYB | VPTJ/PCE/J09011 | PE 9.01 APT 4A (EFI) (F1) | PTJ09021 : PE 9.02 BLOK 4E (F1)
378357601 | TNB | DISTRIBUTION | WP PUTRAJAYA & CYBERJAYA | Existing | 11 kV | PE MV TERMINAL | RYB | VPTJ/PCE/J09011 | PE 9.01 APT 4A (EFI) (F1) | TX1- 1000KVA
378357687 | TNB | DISTRIBUTION | WP PUTRAJAYA & CYBERJAYA | Existing | 11 kV | PE MV TERMINAL | RYB | VPTJ/PCE/J09012 | PE 9.01 APT 4A (EFI) (F2) | PPU PTJ2: VCB 8
378357688 | TNB | DISTRIBUTION | WP PUTRAJAYA & CYBERJAYA | Existing | 11 kV | PE MV TERMINAL | RYB | VPTJ/PCE/J09012 | PE 9.01 APT 4A (EFI) (F2) | PTJ09024 : PE 9.02 BLOK 4E (F2)
378357691 | TNB | DISTRIBUTION | WP PUTRAJAYA & CYBERJAYA | Existing | 11 kV | PE MV TERMINAL | RYB | VPTJ/PCE/J09012 | PE 9.01 APT 4A (EFI) (F2) | TX2- 1000KVA
378357778 | TNB | DISTRIBUTION | WP PUTRAJAYA & CYBERJAYA | Existing | 11 kV | PE MV TERMINAL | RYB | VPTJ/PCE/J09021 | PE 9.02 APT 4E (F1) | PTJ09012 : PE 9.01 BLOK 4A (F1)
378357779 | TNB | DISTRIBUTION | WP PUTRAJAYA & CYBERJAYA | Existing | 11 kV | PE MV TERMINAL | RYB | VPTJ/PCE/J09021 | PE 9.02 APT 4E (F1) | PTJ09031 : PE 9.03 BLOCK 3C (F1)
378357782 | TNB | DISTRIBUTION | WP PUTRAJAYA & CYBERJAYA | Existing | 11 kV | PE MV TERMINAL | RYB | VPTJ/PCE/J09021 | PE 9.02 APT 4E (F1) | TX1- 1000KVA
378357878 | TNB | DISTRIBUTION | WP PUTRAJAYA & CYBERJAYA | Existing | 11 kV | PE MV TERMINAL | RYB | VPTJ/PCE/J09022 | PE 9.02 APT 4E (F2) | PTJ09015 : PE 9.01 BLOK 4A (F2)
378357879 | TNB | DISTRIBUTION | WP PUTRAJAYA & CYBERJAYA | Existing | 11 kV | PE MV TERMINAL | RYB | VPTJ/PCE/J09022 | PE 9.02 APT 4E (F2) | PTJ09034 : PE 9.03 BLOCK 3C (F2)
378357882 | TNB | DISTRIBUTION | WP PUTRAJAYA & CYBERJAYA | Existing | 11 kV | PE MV TERMINAL | RYB | VPTJ/PCE/J09022 | PE 9.02 APT 4E (F2) | TX2- 1000KVA
378357977 | TNB | DISTRIBUTION | WP PUTRAJAYA & CYBERJAYA | Existing | 11 kV | PE MV TERMINAL | RYB | VPTJ/PCE/J09031 | PE 9.03 APT 3C (F1) | PTJ09022 : PE 9.02 BLOK 4E (F1)
378357978 | TNB | DISTRIBUTION | WP PUTRAJAYA & CYBERJAYA | Existing | 11 kV | PE MV TERMINAL | RYB | VPTJ/PCE/J09031 | PE 9.03 APT 3C (F1) | PTJ09041 : PE 9.04 BLOCK 3B (F1):
378357981 | TNB | DISTRIBUTION | WP PUTRAJAYA & CYBERJAYA | Existing | 11 kV | PE MV TERMINAL | RYB | VPTJ/PCE/J09031 | PE 9.03 APT 3C (F1) | TX1- 1000KVA
378358070 | TNB | DISTRIBUTION | WP PUTRAJAYA & CYBERJAYA | Existing | 11 kV | PE MV TERMINAL | RYB | VPTJ/PCE/J09032 | PE 9.03 APT 3C (F2) | PTJ09025 : PE 9.02 BLOK 4E (F2)
378358071 | TNB | DISTRIBUTION | WP PUTRAJAYA & CYBERJAYA | Existing | 11 kV | PE MV TERMINAL | RYB | VPTJ/PCE/J09032 | PE 9.03 APT 3C (F2) | PTJ09044 : PE 9.04 BLOCK 3B (F2)
378358074 | TNB | DISTRIBUTION | WP PUTRAJAYA & CYBERJAYA | Existing | 11 kV | PE MV TERMINAL | RYB | VPTJ/PCE/J09032 | PE 9.03 APT 3C (F2) | TX2- 1000KVA
378358168 | TNB | DISTRIBUTION | WP PUTRAJAYA & CYBERJAYA | Existing | 11 kV | PE MV TERMINAL | RYB | VPTJ/PCE/J09041 | PE 9.04 APT 3B (EFI) (F1) | PTJ09052 : PE 9.05 RMH TERES (F1)
378358169 | TNB | DISTRIBUTION | WP PUTRAJAYA & CYBERJAYA | Existing | 11 kV | PE MV TERMINAL | RYB | VPTJ/PCE/J09041 | PE 9.04 APT 3B (EFI) (F1) | PTJ09032 : PE 9.03 BLOCK 3C (F1)
378358172 | TNB | DISTRIBUTION | WP PUTRAJAYA & CYBERJAYA | Existing | 11 kV | PE MV TERMINAL | RYB | VPTJ/PCE/J09041 | PE 9.04 APT 3B (EFI) (F1) | TX1- 1000KVA
378358262 | TNB | DISTRIBUTION | WP PUTRAJAYA & CYBERJAYA | Existing | 11 kV | PE MV TERMINAL | RYB | VPTJ/PCE/J09042 | PE 9.04 APT 3B (EFI) (F2) | PTJ09054 : PE 9.05 RMH TERES (F2)
378358263 | TNB | DISTRIBUTION | WP PUTRAJAYA & CYBERJAYA | Existing | 11 kV | PE MV TERMINAL | RYB | VPTJ/PCE/J09042 | PE 9.04 APT 3B (EFI) (F2) | PTJ09035 : PE 9.03 BLCK 3C (F2)
378358266 | TNB | DISTRIBUTION | WP PUTRAJAYA & CYBERJAYA | Existing | 11 kV | PE MV TERMINAL | RYB | VPTJ/PCE/J09042 | PE 9.04 APT 3B (EFI) (F2) | TX2- 1000KVA
378358352 | TNB | DISTRIBUTION | WP PUTRAJAYA & CYBERJAYA | Existing | 11 kV | PE MV TERMINAL | RYB | VPTJ/PCE/J09052 | PE 9.05 P9 G1 TERES F2 | PTJ09045 : PE 9.04 BLCK 3B (F2)
378358358 | TNB | DISTRIBUTION | WP PUTRAJAYA & CYBERJAYA | Existing | 11 kV | PE MV TERMINAL | RYB | VPTJ/PCE/J09052 | PE 9.05 P9 G1 TERES F2 | PTJ09062 : PE 9.06 APARTMENT (F1)
378358399 | TNB | DISTRIBUTION | WP PUTRAJAYA & CYBERJAYA | Existing | 11 kV | PE MV TERMINAL | RYB | VPTJ/PCE/J09052 | PE 9.05 P9 G1 TERES F2 | TX2- 1000KVA
378358400 | TNB | DISTRIBUTION | WP PUTRAJAYA & CYBERJAYA | Existing | 11 kV | PE MV TERMINAL | RYB | VPTJ/PCE/J09051 | PE 9.05 P9 G1 TERES F1 | PTJ09065 : PE 9.06 APARTMENT (F2)
378358406 | TNB | DISTRIBUTION | WP PUTRAJAYA & CYBERJAYA | Existing | 11 kV | PE MV TERMINAL | RYB | VPTJ/PCE/J09051 | PE 9.05 P9 G1 TERES F1 | PTJ09042 : PE 9.04 BLOCK 3B (F1)
378358447 | TNB | DISTRIBUTION | WP PUTRAJAYA & CYBERJAYA | Existing | 11 kV | PE MV TERMINAL | RYB | VPTJ/PCE/J09051 | PE 9.05 P9 G1 TERES F1 | TX1- 1000KVA
378358601 | TNB | DISTRIBUTION | WP PUTRAJAYA & CYBERJAYA | Existing | 11 kV | PE MV TERMINAL | RYB | VPTJ/PCE/J09061 | PE 9.06 APT 2E (F1) | PTJ09055 : PE 9.05 RMH TERES (F2)
378358602 | TNB | DISTRIBUTION | WP PUTRAJAYA & CYBERJAYA | Existing | 11 kV | PE MV TERMINAL | RYB | VPTJ/PCE/J09061 | PE 9.06 APT 2E (F1) | PTJ09072 : PE 9.07 APARTMANT (F1)
378358605 | TNB | DISTRIBUTION | WP PUTRAJAYA & CYBERJAYA | Existing | 11 kV | PE MV TERMINAL | RYB | VPTJ/PCE/J09061 | PE 9.06 APT 2E (F1) | TX1- 1000KVA
378358624 | TNB | DISTRIBUTION | WP PUTRAJAYA & CYBERJAYA | Existing | 11 kV | PE MV TERMINAL | RYB | VPTJ/PCE/J09062 | PE 9.06 APT 2E (F2) | PTJ09051 : PE 9.05 RMH TERES (F1)
378358625 | TNB | DISTRIBUTION | WP PUTRAJAYA & CYBERJAYA | Existing | 11 kV | PE MV TERMINAL | RYB | VPTJ/PCE/J09062 | PE 9.06 APT 2E (F2) | PTJ09074 : PE 9.07 APARTMANT (F2)
378358628 | TNB | DISTRIBUTION | WP PUTRAJAYA & CYBERJAYA | Existing | 11 kV | PE MV TERMINAL | RYB | VPTJ/PCE/J09062 | PE 9.06 APT 2E (F2) | TX2- 1000KVA
378358787 | TNB | DISTRIBUTION | WP PUTRAJAYA & CYBERJAYA | Existing | 11 kV | PE MV TERMINAL | RYB | VPTJ/PCE/J09071 | PE 9.07 APT 2A (EFI) (F1) | PTJ09061 : PE 9.06 APARTMENT (F1)
378358788 | TNB | DISTRIBUTION | WP PUTRAJAYA & CYBERJAYA | Existing | 11 kV | PE MV TERMINAL | RYB | VPTJ/PCE/J09071 | PE 9.07 APT 2A (EFI) (F1) | PTJ09082 : PE 9.08 RUMAH TERES (F1)
378358791 | TNB | DISTRIBUTION | WP PUTRAJAYA & CYBERJAYA | Existing | 11 kV | PE MV TERMINAL | RYB | VPTJ/PCE/J09071 | PE 9.07 APT 2A (EFI) (F1) | TX1- 1000KVA
378358881 | TNB | DISTRIBUTION | WP PUTRAJAYA & CYBERJAYA | Existing | 11 kV | PE MV TERMINAL | RYB | VPTJ/PCE/J09072 | PE 9.07 APT 2A (EFI) (F2) | PTJ09084 : PE 9.08 RUMAH TERES (F2)
378358882 | TNB | DISTRIBUTION | WP PUTRAJAYA & CYBERJAYA | Existing | 11 kV | PE MV TERMINAL | RYB | VPTJ/PCE/J09072 | PE 9.07 APT 2A (EFI) (F2) | PTJ09064 : PE 9.06 APARTMENT (F2)
378358885 | TNB | DISTRIBUTION | WP PUTRAJAYA & CYBERJAYA | Existing | 11 kV | PE MV TERMINAL | RYB | VPTJ/PCE/J09072 | PE 9.07 APT 2A (EFI) (F2) | TX2- 1000KVA
378358984 | TNB | DISTRIBUTION | WP PUTRAJAYA & CYBERJAYA | Existing | 11 kV | PE MV TERMINAL | RYB | VPTJ/PCE/J09081 | PE 9.08 P9G TERES (F1) | PTJ09071 : PE 9.07 APARTMANT (F1)
378358985 | TNB | DISTRIBUTION | WP PUTRAJAYA & CYBERJAYA | Existing | 11 kV | PE MV TERMINAL | RYB | VPTJ/PCE/J09081 | PE 9.08 P9G TERES (F1) | PTJ09092 : PE 9.09 APARTMANT (F1)
378358988 | TNB | DISTRIBUTION | WP PUTRAJAYA & CYBERJAYA | Existing | 11 kV | PE MV TERMINAL | RYB | VPTJ/PCE/J09081 | PE 9.08 P9G TERES (F1) | TX1- 1000KVA
378359075 | TNB | DISTRIBUTION | WP PUTRAJAYA & CYBERJAYA | Existing | 11 kV | PE MV TERMINAL | RYB | VPTJ/PCE/J09082 | PE 9.08 P9G TERES (F2) | PTJ09095 : PE 9.09 APARTMANT (F2)
378359076 | TNB | DISTRIBUTION | WP PUTRAJAYA & CYBERJAYA | Existing | 11 kV | PE MV TERMINAL | RYB | VPTJ/PCE/J09082 | PE 9.08 P9G TERES (F2) | PTJ09075 : PE 9.07 APARTMANT (F2)
378359079 | TNB | DISTRIBUTION | WP PUTRAJAYA & CYBERJAYA | Existing | 11 kV | PE MV TERMINAL | RYB | VPTJ/PCE/J09082 | PE 9.08 P9G TERES (F2) | TX2- 1000KVA
378359168 | TNB | DISTRIBUTION | WP PUTRAJAYA & CYBERJAYA | Existing | 11 kV | PE MV TERMINAL | RYB | VPTJ/PCE/J09091 | PE 9.09 APT A1 (EFI) (F1) | PTJ09081 : PE 9.08 RUMAH TERES (F1)
378359169 | TNB | DISTRIBUTION | WP PUTRAJAYA & CYBERJAYA | Existing | 11 kV | PE MV TERMINAL | RYB | VPTJ/PCE/J09091 | PE 9.09 APT A1 (EFI) (F1) | PTJ09101 : PE 9.10 PS 1
378359172 | TNB | DISTRIBUTION | WP PUTRAJAYA & CYBERJAYA | Existing | 11 kV | PE MV TERMINAL | RYB | VPTJ/PCE/J09091 | PE 9.09 APT A1 (EFI) (F1) | TX1- 1000KVA
378359262 | TNB | DISTRIBUTION | WP PUTRAJAYA & CYBERJAYA | Existing | 11 kV | PE MV TERMINAL | RYB | VPTJ/PCE/J09092 | PE 9.09 APT A1 (EFI) (F2) | PTJ09085 : PE 9.08 RUMAH TERES (F2)
378359263 | TNB | DISTRIBUTION | WP PUTRAJAYA & CYBERJAYA | Existing | 11 kV | PE MV TERMINAL | RYB | VPTJ/PCE/J09092 | PE 9.09 APT A1 (EFI) (F2) | PTJ09151 : PE 9.15 BLOCK D (F1)
378359266 | TNB | DISTRIBUTION | WP PUTRAJAYA & CYBERJAYA | Existing | 11 kV | PE MV TERMINAL | RYB | VPTJ/PCE/J09092 | PE 9.09 APT A1 (EFI) (F2) | TX2- 1000KVA
378359364 | TNB | DISTRIBUTION | WP PUTRAJAYA & CYBERJAYA | Existing | 11 kV | PE MV TERMINAL | RYB | VPTJ/PCE/J09101 | PE 9.10 PS 1 | PTJ09154 : PE 9.15 BLOCK D (F2)
378359365 | TNB | DISTRIBUTION | WP PUTRAJAYA & CYBERJAYA | Existing | 11 kV | PE MV TERMINAL | RYB | VPTJ/PCE/J09101 | PE 9.10 PS 1 | PTJ09091 : PE 9.09 APARTMANT (F1)
378359368 | TNB | DISTRIBUTION | WP PUTRAJAYA & CYBERJAYA | Existing | 11 kV | PE MV TERMINAL | RYB | VPTJ/PCE/J09101 | PE 9.10 PS 1 | TX1- 1000KVA
378359468 | TNB | DISTRIBUTION | WP PUTRAJAYA & CYBERJAYA | Existing | 11 kV | PE MV TERMINAL | RYB | VPTJ/PCE/J09151 | PE 9.15 APT 6D (EFI) (F1) | PTJ09161 : PE 9.16 BLOCK F (F1)
378359469 | TNB | DISTRIBUTION | WP PUTRAJAYA & CYBERJAYA | Existing | 11 kV | PE MV TERMINAL | RYB | VPTJ/PCE/J09151 | PE 9.15 APT 6D (EFI) (F1) | PTJ09094 : PE 9.09 APARTMANT (F2)
378359472 | TNB | DISTRIBUTION | WP PUTRAJAYA & CYBERJAYA | Existing | 11 kV | PE MV TERMINAL | RYB | VPTJ/PCE/J09151 | PE 9.15 APT 6D (EFI) (F1) | TX1- 1000KVA
378359551 | TNB | DISTRIBUTION | WP PUTRAJAYA & CYBERJAYA | Existing | 11 kV | PE MV TERMINAL | RYB | VPTJ/PCE/J09152 | PE 9.15 APT 6D (EFI) (F2) | PTJ09164 : PE 9.16 BLOCK F (F2)
378359552 | TNB | DISTRIBUTION | WP PUTRAJAYA & CYBERJAYA | Existing | 11 kV | PE MV TERMINAL | RYB | VPTJ/PCE/J09152 | PE 9.15 APT 6D (EFI) (F2) | PTJ09102 : PE 9.10 PS 1
378359555 | TNB | DISTRIBUTION | WP PUTRAJAYA & CYBERJAYA | Existing | 11 kV | PE MV TERMINAL | RYB | VPTJ/PCE/J09152 | PE 9.15 APT 6D (EFI) (F2) | TX2- 1000KVA
378359643 | TNB | DISTRIBUTION | WP PUTRAJAYA & CYBERJAYA | Existing | 11 kV | PE MV TERMINAL | RYB | VPTJ/PCE/J09161 | PE 9.16 APT 6F (F1) | PTJ09171 : PE 9.17 BLOCK A (F1)
378359644 | TNB | DISTRIBUTION | WP PUTRAJAYA & CYBERJAYA | Existing | 11 kV | PE MV TERMINAL | RYB | VPTJ/PCE/J09161 | PE 9.16 APT 6F (F1) | PTJ09152 : PE 9.15 BLOCK D (F1)
378359647 | TNB | DISTRIBUTION | WP PUTRAJAYA & CYBERJAYA | Existing | 11 kV | PE MV TERMINAL | RYB | VPTJ/PCE/J09161 | PE 9.16 APT 6F (F1) | TX1- 1000KVA
378359739 | TNB | DISTRIBUTION | WP PUTRAJAYA & CYBERJAYA | Existing | 11 kV | PE MV TERMINAL | RYB | VPTJ/PCE/J09162 | PE 9.16 APT 6F (F2) | PTJ09174 : PE 9.17 BLOCK A (F2)
378359740 | TNB | DISTRIBUTION | WP PUTRAJAYA & CYBERJAYA | Existing | 11 kV | PE MV TERMINAL | RYB | VPTJ/PCE/J09162 | PE 9.16 APT 6F (F2) | PTJ09155 : PE 9.15 BLOCK D (F2)
378359743 | TNB | DISTRIBUTION | WP PUTRAJAYA & CYBERJAYA | Existing | 11 kV | PE MV TERMINAL | RYB | VPTJ/PCE/J09162 | PE 9.16 APT 6F (F2) | TX2- 1000KVA
378359841 | TNB | DISTRIBUTION | WP PUTRAJAYA & CYBERJAYA | Existing | 11 kV | PE MV TERMINAL | RYB | VPTJ/PCE/J09171 | PE 9.17 APT 5A (EFI) (F1) | PTJ09181 : PE 9.18 BLOCK C (F1)
378359842 | TNB | DISTRIBUTION | WP PUTRAJAYA & CYBERJAYA | Existing | 11 kV | PE MV TERMINAL | RYB | VPTJ/PCE/J09171 | PE 9.17 APT 5A (EFI) (F1) | PTJ09162 : PE 9.16 BLOCK F (F1)
378359845 | TNB | DISTRIBUTION | WP PUTRAJAYA & CYBERJAYA | Existing | 11 kV | PE MV TERMINAL | RYB | VPTJ/PCE/J09171 | PE 9.17 APT 5A (EFI) (F1) | TX1- 1000KVA
378359866 | TNB | DISTRIBUTION | WP PUTRAJAYA & CYBERJAYA | Existing | 11 kV | PE MV TERMINAL | RYB | VPTJ/PCE/J09172 | PE 9.17 APT 5A (EFI) (F2) | PTJ09184 : PE 9.18 BLOCK C (F2)
378359867 | TNB | DISTRIBUTION | WP PUTRAJAYA & CYBERJAYA | Existing | 11 kV | PE MV TERMINAL | RYB | VPTJ/PCE/J09172 | PE 9.17 APT 5A (EFI) (F2) | PTJ09165 : PE 9.16 BLOCK F (F2)
378359870 | TNB | DISTRIBUTION | WP PUTRAJAYA & CYBERJAYA | Existing | 11 kV | PE MV TERMINAL | RYB | VPTJ/PCE/J09172 | PE 9.17 APT 5A (EFI) (F2) | TX2- 1000KVA
378360027 | TNB | DISTRIBUTION | WP PUTRAJAYA & CYBERJAYA | Existing | 11 kV | PE MV TERMINAL | RYB | VPTJ/PCE/J09181 | PE 9.18 APT 5C (F1) | PTJ09111 : PE 9.11 KLINIK (F1)
378360028 | TNB | DISTRIBUTION | WP PUTRAJAYA & CYBERJAYA | Existing | 11 kV | PE MV TERMINAL | RYB | VPTJ/PCE/J09181 | PE 9.18 APT 5C (F1) | PTJ09172 : PE 9.17 BLOCK A (F1)
378360031 | TNB | DISTRIBUTION | WP PUTRAJAYA & CYBERJAYA | Existing | 11 kV | PE MV TERMINAL | RYB | VPTJ/PCE/J09181 | PE 9.18 APT 5C (F1) | TX1- 1000KVA
378360050 | TNB | DISTRIBUTION | WP PUTRAJAYA & CYBERJAYA | Existing | 11 kV | PE MV TERMINAL | RYB | VPTJ/PCE/J09182 | PE 9.18 APT 5C (F2) | PTJ09114 : PE 9.11 KLINIK (F2)
378360051 | TNB | DISTRIBUTION | WP PUTRAJAYA & CYBERJAYA | Existing | 11 kV | PE MV TERMINAL | RYB | VPTJ/PCE/J09182 | PE 9.18 APT 5C (F2) | PTJ09175 : PE 9.17 BLOCK A (F2)
378360054 | TNB | DISTRIBUTION | WP PUTRAJAYA & CYBERJAYA | Existing | 11 kV | PE MV TERMINAL | RYB | VPTJ/PCE/J09182 | PE 9.18 APT 5C (F2) | TX2- 1000KVA
378360209 | TNB | DISTRIBUTION | WP PUTRAJAYA & CYBERJAYA | Existing | 11 kV | PE MV TERMINAL | RYB | VPTJ/PCE/J09111 | PE 9.11 KLINIK (F1) | PTJ09121 : PE 9.12 PRI. SCHOOL (F1)
378360210 | TNB | DISTRIBUTION | WP PUTRAJAYA & CYBERJAYA | Existing | 11 kV | PE MV TERMINAL | RYB | VPTJ/PCE/J09111 | PE 9.11 KLINIK (F1) | PTJ09182 : PE 9.18 BLOCK C (F1)
378360213 | TNB | DISTRIBUTION | WP PUTRAJAYA & CYBERJAYA | Existing | 11 kV | PE MV TERMINAL | RYB | VPTJ/PCE/J09111 | PE 9.11 KLINIK (F1) | TX1- 1000KVA
378360232 | TNB | DISTRIBUTION | WP PUTRAJAYA & CYBERJAYA | Existing | 11 kV | PE MV TERMINAL | RYB | VPTJ/PCE/J09112 | PE 9.11 KLINIK (F2) | PTJ09124 : PE 9.12 PRI. SCHOOL (F2)
378360233 | TNB | DISTRIBUTION | WP PUTRAJAYA & CYBERJAYA | Existing | 11 kV | PE MV TERMINAL | RYB | VPTJ/PCE/J09112 | PE 9.11 KLINIK (F2) | PTJ09185 : PE 9.18 BLOCK C (F2)
378360236 | TNB | DISTRIBUTION | WP PUTRAJAYA & CYBERJAYA | Existing | 11 kV | PE MV TERMINAL | RYB | VPTJ/PCE/J09112 | PE 9.11 KLINIK (F2) | TX2- 1000KVA
378360393 | TNB | DISTRIBUTION | WP PUTRAJAYA & CYBERJAYA | Existing | 11 kV | PE MV TERMINAL | RYB | VPTJ/PCE/J09122 | PE 9.12 SEK REN (F2) | PTJ09134 : PE 9.13 SEK MEN (F2)
378360394 | TNB | DISTRIBUTION | WP PUTRAJAYA & CYBERJAYA | Existing | 11 kV | PE MV TERMINAL | RYB | VPTJ/PCE/J09122 | PE 9.12 SEK REN (F2) | PTJ09115 : PE 9.11 KLINIK (F2)
378360397 | TNB | DISTRIBUTION | WP PUTRAJAYA & CYBERJAYA | Existing | 11 kV | PE MV TERMINAL | RYB | VPTJ/PCE/J09122 | PE 9.12 SEK REN (F2) | TX2- 1000KVA
378360484 | TNB | DISTRIBUTION | WP PUTRAJAYA & CYBERJAYA | Existing | 11 kV | PE MV TERMINAL | RYB | VPTJ/PCE/J09121 | PE 9.12 SEK REN (F1) | PTJ09131 : PE 9.13 SEK MEN (F1)
378360485 | TNB | DISTRIBUTION | WP PUTRAJAYA & CYBERJAYA | Existing | 11 kV | PE MV TERMINAL | RYB | VPTJ/PCE/J09121 | PE 9.12 SEK REN (F1) | PTJ09112 : PE 9.11 KLINIK (F1)
378360488 | TNB | DISTRIBUTION | WP PUTRAJAYA & CYBERJAYA | Existing | 11 kV | PE MV TERMINAL | RYB | VPTJ/PCE/J09121 | PE 9.12 SEK REN (F1) | TX1- 1000KVA
378360577 | TNB | DISTRIBUTION | WP PUTRAJAYA & CYBERJAYA | Existing | 11 kV | PE MV TERMINAL | RYB | VPTJ/PCE/J09131 | PE 9.13 SEK MEN (EFI) (F1) | PTJ09271 : PE 9.27 Apt 11A (F1)
378360578 | TNB | DISTRIBUTION | WP PUTRAJAYA & CYBERJAYA | Existing | 11 kV | PE MV TERMINAL | RYB | VPTJ/PCE/J09131 | PE 9.13 SEK MEN (EFI) (F1) | PTJ09122 : PE 9.12 PRI. SCHOOL (F1)
378360581 | TNB | DISTRIBUTION | WP PUTRAJAYA & CYBERJAYA | Existing | 11 kV | PE MV TERMINAL | RYB | VPTJ/PCE/J09131 | PE 9.13 SEK MEN (EFI) (F1) | TX1- 1000KVA
378360671 | TNB | DISTRIBUTION | WP PUTRAJAYA & CYBERJAYA | Existing | 11 kV | PE MV TERMINAL | RYB | VPTJ/PCE/J09132 | PE 9.13 SEK MEN (EFI) (F2) | PTJ09274 : PE 9.27 Apt 11A (F2)
378360672 | TNB | DISTRIBUTION | WP PUTRAJAYA & CYBERJAYA | Existing | 11 kV | PE MV TERMINAL | RYB | VPTJ/PCE/J09132 | PE 9.13 SEK MEN (EFI) (F2) | PTJ09125 : PE 9.12 PRI. SCHOOL (F2)
378360675 | TNB | DISTRIBUTION | WP PUTRAJAYA & CYBERJAYA | Existing | 11 kV | PE MV TERMINAL | RYB | VPTJ/PCE/J09132 | PE 9.13 SEK MEN (EFI) (F2) | TX2- 1000KVA
378360773 | TNB | DISTRIBUTION | WP PUTRAJAYA & CYBERJAYA | Existing | 11 kV | PE MV TERMINAL | RYB | VPTJ/PCE/J09271 | PE 9.27 APT 11A (F1) | PTJ09281 : PE 9.28 APT 11C (F1)
378360774 | TNB | DISTRIBUTION | WP PUTRAJAYA & CYBERJAYA | Existing | 11 kV | PE MV TERMINAL | RYB | VPTJ/PCE/J09271 | PE 9.27 APT 11A (F1) | PTJ09132 : PE 9.13 SEK MEN (F1)
378360777 | TNB | DISTRIBUTION | WP PUTRAJAYA & CYBERJAYA | Existing | 11 kV | PE MV TERMINAL | RYB | VPTJ/PCE/J09271 | PE 9.27 APT 11A (F1) | TX1- 1000KVA
378360867 | TNB | DISTRIBUTION | WP PUTRAJAYA & CYBERJAYA | Existing | 11 kV | PE MV TERMINAL | RYB | VPTJ/PCE/J09272 | PE 9.27 APT 11A (F2) | PTJ09284 : PE 9.28 APT 11C (F2)
378360868 | TNB | DISTRIBUTION | WP PUTRAJAYA & CYBERJAYA | Existing | 11 kV | PE MV TERMINAL | RYB | VPTJ/PCE/J09272 | PE 9.27 APT 11A (F2) | PTJ09135 : PE 9.13 SEK MEN (F2)
378360871 | TNB | DISTRIBUTION | WP PUTRAJAYA & CYBERJAYA | Existing | 11 kV | PE MV TERMINAL | RYB | VPTJ/PCE/J09272 | PE 9.27 APT 11A (F2) | TX2- 1000KVA
378360967 | TNB | DISTRIBUTION | WP PUTRAJAYA & CYBERJAYA | Existing | 11 kV | PE MV TERMINAL | RYB | VPTJ/PCE/J09281 | PE 9.28 APT 11C (EFI) (F1) | PTJ09141 : PE 9.14 P.KEJIRANAN (F1)
378360968 | TNB | DISTRIBUTION | WP PUTRAJAYA & CYBERJAYA | Existing | 11 kV | PE MV TERMINAL | RYB | VPTJ/PCE/J09281 | PE 9.28 APT 11C (EFI) (F1) | PTJ09273 : PE 9.27 Apt 11A (F1)
378360971 | TNB | DISTRIBUTION | WP PUTRAJAYA & CYBERJAYA | Existing | 11 kV | PE MV TERMINAL | RYB | VPTJ/PCE/J09281 | PE 9.28 APT 11C (EFI) (F1) | TX1- 1000KVA
378361063 | TNB | DISTRIBUTION | WP PUTRAJAYA & CYBERJAYA | Existing | 11 kV | PE MV TERMINAL | RYB | VPTJ/PCE/J09282 | PE 9.28 APT 11C (EFI) (F2) | PTJ09144 : PE 9.14 P.KEJIRANAN (F2)
378361064 | TNB | DISTRIBUTION | WP PUTRAJAYA & CYBERJAYA | Existing | 11 kV | PE MV TERMINAL | RYB | VPTJ/PCE/J09282 | PE 9.28 APT 11C (EFI) (F2) | PTJ09276 : PE 9.27 Apt 11A (F2)
378361067 | TNB | DISTRIBUTION | WP PUTRAJAYA & CYBERJAYA | Existing | 11 kV | PE MV TERMINAL | RYB | VPTJ/PCE/J09282 | PE 9.28 APT 11C (EFI) (F2) | TX2- 1000KVA
378361163 | TNB | DISTRIBUTION | WP PUTRAJAYA & CYBERJAYA | Existing | 11 kV | PE MV TERMINAL | RYB | VPTJ/PCE/J07031 | PE 7.03 STESEN PAM PS3 | PPU PTJ2: VCB 14
378361164 | TNB | DISTRIBUTION | WP PUTRAJAYA & CYBERJAYA | Existing | 11 kV | PE MV TERMINAL | RYB | VPTJ/PCE/J07031 | PE 7.03 STESEN PAM PS3 | PTJ07075 : PE 7.07 PLF (F2)
378361167 | TNB | DISTRIBUTION | WP PUTRAJAYA & CYBERJAYA | Existing | 11 kV | PE MV TERMINAL | RYB | VPTJ/PCE/J07031 | PE 7.03 STESEN PAM PS3 | TX1- 1000KVA
378361327 | TNB | DISTRIBUTION | WP PUTRAJAYA & CYBERJAYA | Existing | 11 kV | PE MV TERMINAL | RYB | VPTJ/PCE/J08241 | PE 8.24 SERI SAUJANA (BR 8) | PTJ07071 : PE 7.07 PLF (F1)
378361328 | TNB | DISTRIBUTION | WP PUTRAJAYA & CYBERJAYA | Existing | 11 kV | PE MV TERMINAL | RYB | VPTJ/PCE/J08241 | PE 8.24 SERI SAUJANA (BR 8) | PPU PTJ2: VCB 13
378361331 | TNB | DISTRIBUTION | WP PUTRAJAYA & CYBERJAYA | Existing | 11 kV | PE MV TERMINAL | RYB | VPTJ/PCE/J08241 | PE 8.24 SERI SAUJANA (BR 8) | TX1- 500KVA
378361369 | TNB | DISTRIBUTION | WP PUTRAJAYA & CYBERJAYA | Existing | 11 kV | PE MV TERMINAL | RYB | VPTJ/PCE/J08151 | PE 8.15 RD2A L. SENTOSA | PTJ08011 : PE 8.01 PS 10 (F1)
378361370 | TNB | DISTRIBUTION | WP PUTRAJAYA & CYBERJAYA | Existing | 11 kV | PE MV TERMINAL | RYB | VPTJ/PCE/J08151 | PE 8.15 RD2A L. SENTOSA | PPU PTJ2: VCB 11
378361373 | TNB | DISTRIBUTION | WP PUTRAJAYA & CYBERJAYA | Existing | 11 kV | PE MV TERMINAL | RYB | VPTJ/PCE/J08151 | PE 8.15 RD2A L. SENTOSA | TX1- 1000KVA
378361460 | TNB | DISTRIBUTION | WP PUTRAJAYA & CYBERJAYA | Existing | 11 kV | PE MV TERMINAL | RYB | VPTJ/PCE/J08011 | PE 8.01 PS 10 (EFI) (F1) | PTJ08021 : PE 8.02 SEMI D (F1)
378361461 | TNB | DISTRIBUTION | WP PUTRAJAYA & CYBERJAYA | Existing | 11 kV | PE MV TERMINAL | RYB | VPTJ/PCE/J08011 | PE 8.01 PS 10 (EFI) (F1) | PTJ08152 : PE 8.15 PDT ROAD 2A
378361464 | TNB | DISTRIBUTION | WP PUTRAJAYA & CYBERJAYA | Existing | 11 kV | PE MV TERMINAL | RYB | VPTJ/PCE/J08011 | PE 8.01 PS 10 (EFI) (F1) | TX1- 1000KVA
378365843 | TNB | DISTRIBUTION | WP PUTRAJAYA & CYBERJAYA | Existing | 11 kV | PE MV TERMINAL | RYB | VPTJ/PCE/J16111 | PE 16.11 DPMR P16/C (F1) | TX1-1000KVA
378365845 | TNB | DISTRIBUTION | WP PUTRAJAYA & CYBERJAYA | Existing | 11 kV | PE MV TERMINAL | RYB | VPTJ/PCE/J16111 | PE 16.11 DPMR P16/C (F1) | PTJ1: VCB 8
378365886 | TNB | DISTRIBUTION | WP PUTRAJAYA & CYBERJAYA | Existing | 11 kV | PE MV TERMINAL | RYB | VPTJ/PCE/J16111 | PE 16.11 DPMR P16/C (F1) | PTJ16301 PE 16.30 PERUMAHAN P16A (F1)
378365964 | TNB | DISTRIBUTION | WP PUTRAJAYA & CYBERJAYA | Existing | 11 kV | PE MV TERMINAL | RYB | VPTJ/PCE/J16112 | PE 16.11 DPMR P16/C (F2) | TX2-1000KVA
378365966 | TNB | DISTRIBUTION | WP PUTRAJAYA & CYBERJAYA | Existing | 11 kV | PE MV TERMINAL | RYB | VPTJ/PCE/J16112 | PE 16.11 DPMR P16/C (F2) | PTJ1: VCB 17
378366007 | TNB | DISTRIBUTION | WP PUTRAJAYA & CYBERJAYA | Existing | 11 kV | PE MV TERMINAL | RYB | VPTJ/PCE/J16112 | PE 16.11 DPMR P16/C (F2) | PTJ16304 PE 16.30 PERUMAHAN P16A (F2)
378366361 | TNB | DISTRIBUTION | WP PUTRAJAYA & CYBERJAYA | Existing | 11 kV | PE MV TERMINAL | RYB | VPTJ/PCE/J16301 | PE 16.30 PERUMAHAN P16A (F1) | PTJ16282 PE 16.28 TAMAN WARISAN (F1)
378366362 | TNB | DISTRIBUTION | WP PUTRAJAYA & CYBERJAYA | Existing | 11 kV | PE MV TERMINAL | RYB | VPTJ/PCE/J16301 | PE 16.30 PERUMAHAN P16A (F1) | PTJ16112 PE 16.11 DPMR (F1)
378366365 | TNB | DISTRIBUTION | WP PUTRAJAYA & CYBERJAYA | Existing | 11 kV | PE MV TERMINAL | RYB | VPTJ/PCE/J16301 | PE 16.30 PERUMAHAN P16A (F1) | TX1-1000KVA
378366467 | TNB | DISTRIBUTION | WP PUTRAJAYA & CYBERJAYA | Existing | 11 kV | PE MV TERMINAL | RYB | VPTJ/PCE/J16302 | PE 16.30 PERUMAHAN P16A (F2) | PTJ16285 PE 16.28 TAMAN WARISAN (F2)
378366468 | TNB | DISTRIBUTION | WP PUTRAJAYA & CYBERJAYA | Existing | 11 kV | PE MV TERMINAL | RYB | VPTJ/PCE/J16302 | PE 16.30 PERUMAHAN P16A (F2) | PTJ16115 PE 16.11 DPMR (F2)
378366471 | TNB | DISTRIBUTION | WP PUTRAJAYA & CYBERJAYA | Existing | 11 kV | PE MV TERMINAL | RYB | VPTJ/PCE/J16302 | PE 16.30 PERUMAHAN P16A (F2) | TX2-1000KVA
378366623 | TNB | DISTRIBUTION | WP PUTRAJAYA & CYBERJAYA | Existing | 11 kV | PE MV TERMINAL | RYB | VPTJ/PCE/J16281 | PE 16.28 TAMAN WARISAN (F1) | PTJ16062 PE 16.06 SEK REN FASA2 (F1)
378366624 | TNB | DISTRIBUTION | WP PUTRAJAYA & CYBERJAYA | Existing | 11 kV | PE MV TERMINAL | RYB | VPTJ/PCE/J16281 | PE 16.28 TAMAN WARISAN (F1) | PTJ16302 PE 16.30 PERUMAHAN P16A (F1)
378366627 | TNB | DISTRIBUTION | WP PUTRAJAYA & CYBERJAYA | Existing | 11 kV | PE MV TERMINAL | RYB | VPTJ/PCE/J16281 | PE 16.28 TAMAN WARISAN (F1) | TX1-1000KVA
378366717 | TNB | DISTRIBUTION | WP PUTRAJAYA & CYBERJAYA | Existing | 11 kV | PE MV TERMINAL | RYB | VPTJ/PCE/J16282 | PE 16.28 TAMAN WARISAN (F2) | PTJ16065 PE 16.06 SEK REN FASA2 (F2)
378366718 | TNB | DISTRIBUTION | WP PUTRAJAYA & CYBERJAYA | Existing | 11 kV | PE MV TERMINAL | RYB | VPTJ/PCE/J16282 | PE 16.28 TAMAN WARISAN (F2) | PTJ16306 PE 16.30 PERUMAHAN P16A (F2)
378366721 | TNB | DISTRIBUTION | WP PUTRAJAYA & CYBERJAYA | Existing | 11 kV | PE MV TERMINAL | RYB | VPTJ/PCE/J16282 | PE 16.28 TAMAN WARISAN (F2) | TX2-1000KVA
378366821 | TNB | DISTRIBUTION | WP PUTRAJAYA & CYBERJAYA | Existing | 11 kV | PE MV TERMINAL | RYB | VPTJ/PCE/J16061 | PE 16.06 SEK REN F2 (F1) | PTJ16072 PE 16.07 BANGLO (F1)
378366822 | TNB | DISTRIBUTION | WP PUTRAJAYA & CYBERJAYA | Existing | 11 kV | PE MV TERMINAL | RYB | VPTJ/PCE/J16061 | PE 16.06 SEK REN F2 (F1) | PTJ16281 PE 16.28 TAMAN WARISAN (F1)
378366825 | TNB | DISTRIBUTION | WP PUTRAJAYA & CYBERJAYA | Existing | 11 kV | PE MV TERMINAL | RYB | VPTJ/PCE/J16061 | PE 16.06 SEK REN F2 (F1) | TX1-1000KVA
378366917 | TNB | DISTRIBUTION | WP PUTRAJAYA & CYBERJAYA | Existing | 11 kV | PE MV TERMINAL | RYB | VPTJ/PCE/J16062 | PE 16.06 SEK REN F2 (F2) | PTJ16075 PE 16.07 BANGLO (F2)
378366918 | TNB | DISTRIBUTION | WP PUTRAJAYA & CYBERJAYA | Existing | 11 kV | PE MV TERMINAL | RYB | VPTJ/PCE/J16062 | PE 16.06 SEK REN F2 (F2) | PTJ16284 PE 16.28 TAMAN WARISAN (F2)
378366921 | TNB | DISTRIBUTION | WP PUTRAJAYA & CYBERJAYA | Existing | 11 kV | PE MV TERMINAL | RYB | VPTJ/PCE/J16062 | PE 16.06 SEK REN F2 (F2) | TX2-1000KVA
378367018 | TNB | DISTRIBUTION | WP PUTRAJAYA & CYBERJAYA | Existing | 11 kV | PE MV TERMINAL | RYB | VPTJ/PCE/J16071 | PE 16.07 22 UNIT TERES (EFI) (F1) | PTJ16292 PE 16.29 JLN P16 BANGLO (F1)
378367019 | TNB | DISTRIBUTION | WP PUTRAJAYA & CYBERJAYA | Existing | 11 kV | PE MV TERMINAL | RYB | VPTJ/PCE/J16071 | PE 16.07 22 UNIT TERES (EFI) (F1) | PTJ16061 PE 16.06 SEK REN FASA2 (F1)
378367022 | TNB | DISTRIBUTION | WP PUTRAJAYA & CYBERJAYA | Existing | 11 kV | PE MV TERMINAL | RYB | VPTJ/PCE/J16071 | PE 16.07 22 UNIT TERES (EFI) (F1) | TX1-1000KVA
378367114 | TNB | DISTRIBUTION | WP PUTRAJAYA & CYBERJAYA | Existing | 11 kV | PE MV TERMINAL | RYB | VPTJ/PCE/J16072 | PE 16.07 22 UNIT TERES (EFI) (F2) | PE 16.PTJ16295 29 JLN P16 BANGLO (F2)
378367115 | TNB | DISTRIBUTION | WP PUTRAJAYA & CYBERJAYA | Existing | 11 kV | PE MV TERMINAL | RYB | VPTJ/PCE/J16072 | PE 16.07 22 UNIT TERES (EFI) (F2) | PTJ16064 PE 16.06 SEK REN FASA2 (F2)
378367118 | TNB | DISTRIBUTION | WP PUTRAJAYA & CYBERJAYA | Existing | 11 kV | PE MV TERMINAL | RYB | VPTJ/PCE/J16072 | PE 16.07 22 UNIT TERES (EFI) (F2) | TX2-1000KVA
378367220 | TNB | DISTRIBUTION | WP PUTRAJAYA & CYBERJAYA | Existing | 11 kV | PE MV TERMINAL | RYB | VPTJ/PCE/J16292 | PE 16.29 25 UNIT (EFI) (F2) | PTJ16023 SS 16.02 PS 5
378367221 | TNB | DISTRIBUTION | WP PUTRAJAYA & CYBERJAYA | Existing | 11 kV | PE MV TERMINAL | RYB | VPTJ/PCE/J16292 | PE 16.29 25 UNIT (EFI) (F2) | PTJ16074 PE 16.07 BANGLO (F2)
378367224 | TNB | DISTRIBUTION | WP PUTRAJAYA & CYBERJAYA | Existing | 11 kV | PE MV TERMINAL | RYB | VPTJ/PCE/J16292 | PE 16.29 25 UNIT (EFI) (F2) | TX2-1000KVA
378367314 | TNB | DISTRIBUTION | WP PUTRAJAYA & CYBERJAYA | Existing | 11 kV | PE MV TERMINAL | RYB | VPTJ/PCE/J16291 | PE 16.29 25 UNIT (EFI) (F1) | PTJ16271 PE 16.27 UPPER BISA
378367315 | TNB | DISTRIBUTION | WP PUTRAJAYA & CYBERJAYA | Existing | 11 kV | PE MV TERMINAL | RYB | VPTJ/PCE/J16291 | PE 16.29 25 UNIT (EFI) (F1) | PTJ16071 PE 16.07 BANGLO (F1)
378367318 | TNB | DISTRIBUTION | WP PUTRAJAYA & CYBERJAYA | Existing | 11 kV | PE MV TERMINAL | RYB | VPTJ/PCE/J16291 | PE 16.29 25 UNIT (EFI) (F1) | TX1-1000KVA
378367409 | TNB | DISTRIBUTION | WP PUTRAJAYA & CYBERJAYA | Existing | 11 kV | PE MV TERMINAL | RYB | VPTJ/PCE/J16021 | SS 16.02 PS5 (EFI) | PENGGUNA
378367418 | TNB | DISTRIBUTION | WP PUTRAJAYA & CYBERJAYA | Existing | 11 kV | PE MV TERMINAL | RYB | VPTJ/PCE/J16021 | SS 16.02 PS5 (EFI) | PE 16.14 SEMI D (F1): PTJ16142
378367429 | TNB | DISTRIBUTION | WP PUTRAJAYA & CYBERJAYA | Existing | 11 kV | PE MV TERMINAL | RYB | VPTJ/PCE/J16021 | SS 16.02 PS5 (EFI) | PTJ16294 PE 16.29 JLN P16 BANGLO (F2)
378367539 | TNB | DISTRIBUTION | WP PUTRAJAYA & CYBERJAYA | Existing | 11 kV | PE MV TERMINAL | RYB | VPTJ/PCE/J16271 | PE 16.27 UPPER BISA | PTJ16145 PE 16.14 SEMI D (F2)
378367540 | TNB | DISTRIBUTION | WP PUTRAJAYA & CYBERJAYA | Existing | 11 kV | PE MV TERMINAL | RYB | VPTJ/PCE/J16271 | PE 16.27 UPPER BISA | PTJ16291 PE 16.29 JLN P16 BANGLO (F1):
378367543 | TNB | DISTRIBUTION | WP PUTRAJAYA & CYBERJAYA | Existing | 11 kV | PE MV TERMINAL | RYB | VPTJ/PCE/J16271 | PE 16.27 UPPER BISA | TX1-1000KVA
378367635 | TNB | DISTRIBUTION | WP PUTRAJAYA & CYBERJAYA | Existing | 11 kV | PE MV TERMINAL | RYB | VPTJ/PCE/J16141 | PE 16.14 SEMI D (EFI) (F1) | PTJ16161 PE 16.16 PUSAT KEJIRANAN (F1):
378367636 | TNB | DISTRIBUTION | WP PUTRAJAYA & CYBERJAYA | Existing | 11 kV | PE MV TERMINAL | RYB | VPTJ/PCE/J16141 | PE 16.14 SEMI D (EFI) (F1) | PTJ16021 SS 16.02 PS 5
378367639 | TNB | DISTRIBUTION | WP PUTRAJAYA & CYBERJAYA | Existing | 11 kV | PE MV TERMINAL | RYB | VPTJ/PCE/J16141 | PE 16.14 SEMI D (EFI) (F1) | TX1-1000KVA
378367729 | TNB | DISTRIBUTION | WP PUTRAJAYA & CYBERJAYA | Existing | 11 kV | PE MV TERMINAL | RYB | VPTJ/PCE/J16142 | PE 16.14 SEMI D (EFI) (F2) | PTJ16272 PE 16.27 UPPER BISA
378367730 | TNB | DISTRIBUTION | WP PUTRAJAYA & CYBERJAYA | Existing | 11 kV | PE MV TERMINAL | RYB | VPTJ/PCE/J16142 | PE 16.14 SEMI D (EFI) (F2) | PTJ16164 PE 16.16 PUSAT KEJIRANAN (F2)
378367733 | TNB | DISTRIBUTION | WP PUTRAJAYA & CYBERJAYA | Existing | 11 kV | PE MV TERMINAL | RYB | VPTJ/PCE/J16142 | PE 16.14 SEMI D (EFI) (F2) | TX2-1000KVA
378367833 | TNB | DISTRIBUTION | WP PUTRAJAYA & CYBERJAYA | Existing | 11 kV | PE MV TERMINAL | RYB | VPTJ/PCE/J16161 | PE 16.16 PUSAT KEJIRANAN (F1) | PTJ16141 PE 16.14 SEMI D (F1)
378367834 | TNB | DISTRIBUTION | WP PUTRAJAYA & CYBERJAYA | Existing | 11 kV | PE MV TERMINAL | RYB | VPTJ/PCE/J16161 | PE 16.16 PUSAT KEJIRANAN (F1) | PTJ16222 PE 16.22 BANGLO (F1)
378367837 | TNB | DISTRIBUTION | WP PUTRAJAYA & CYBERJAYA | Existing | 11 kV | PE MV TERMINAL | RYB | VPTJ/PCE/J16161 | PE 16.16 PUSAT KEJIRANAN (F1) | TX1-1000KVA
378367927 | TNB | DISTRIBUTION | WP PUTRAJAYA & CYBERJAYA | Existing | 11 kV | PE MV TERMINAL | RYB | VPTJ/PCE/J16162 | PE 16.16 PUSAT KEJIRANAN (F2) | PTJ16225 PE 16.22 BANGLO (F2)
378367928 | TNB | DISTRIBUTION | WP PUTRAJAYA & CYBERJAYA | Existing | 11 kV | PE MV TERMINAL | RYB | VPTJ/PCE/J16162 | PE 16.16 PUSAT KEJIRANAN (F2) | PTJ16144 PE 16.14 SEMI D (F2)
378367931 | TNB | DISTRIBUTION | WP PUTRAJAYA & CYBERJAYA | Existing | 11 kV | PE MV TERMINAL | RYB | VPTJ/PCE/J16162 | PE 16.16 PUSAT KEJIRANAN (F2) | TX2-1000KVA
378368022 | TNB | DISTRIBUTION | WP PUTRAJAYA & CYBERJAYA | Existing | 11 kV | PE MV TERMINAL | RYB | VPTJ/PCE/J01021 | SS 1.02 JPM B2 (F1) | PENGGUNA
378368031 | TNB | DISTRIBUTION | WP PUTRAJAYA & CYBERJAYA | Existing | 11 kV | PE MV TERMINAL | RYB | VPTJ/PCE/J01021 | SS 1.02 JPM B2 (F1) | PTJ01035 SS 1.03 PARCEL B3 (F2)
378368042 | TNB | DISTRIBUTION | WP PUTRAJAYA & CYBERJAYA | Existing | 11 kV | PE MV TERMINAL | RYB | VPTJ/PCE/J01021 | SS 1.02 JPM B2 (F1) | PTJ1: VCB 9
378368048 | TNB | DISTRIBUTION | WP PUTRAJAYA & CYBERJAYA | Existing | 11 kV | PE MV TERMINAL | RYB | VPTJ/PCE/J01022 | SS 1.02 JPM B2 (F2) | PENGGUNA
378368057 | TNB | DISTRIBUTION | WP PUTRAJAYA & CYBERJAYA | Existing | 11 kV | PE MV TERMINAL | RYB | VPTJ/PCE/J01022 | SS 1.02 JPM B2 (F2) | PTJ01032 SS 1.03 PARCEL B3 (F1)
378368068 | TNB | DISTRIBUTION | WP PUTRAJAYA & CYBERJAYA | Existing | 11 kV | PE MV TERMINAL | RYB | VPTJ/PCE/J01022 | SS 1.02 JPM B2 (F2) | PTJ1: VCB 6
378368074 | TNB | DISTRIBUTION | WP PUTRAJAYA & CYBERJAYA | Existing | 11 kV | PE MV TERMINAL | RYB | VPTJ/PCE/J01031 | SS 1.03 JPM B3 (F1) | PENGGUNA KETUA SETIAUSAHA NEGARA
378368083 | TNB | DISTRIBUTION | WP PUTRAJAYA & CYBERJAYA | Existing | 11 kV | PE MV TERMINAL | RYB | VPTJ/PCE/J01031 | SS 1.03 JPM B3 (F1) | PTJ01045 SS 1.04 PARCEL B4 (F2)
378368094 | TNB | DISTRIBUTION | WP PUTRAJAYA & CYBERJAYA | Existing | 11 kV | PE MV TERMINAL | RYB | VPTJ/PCE/J01031 | SS 1.03 JPM B3 (F1) | PTJ01025 SS 1.02 PARCEL B2 (F2)
378368100 | TNB | DISTRIBUTION | WP PUTRAJAYA & CYBERJAYA | Existing | 11 kV | PE MV TERMINAL | RYB | VPTJ/PCE/J01032 | SS 1.03 JPM B3 (F2) | PENGGUNA
378368109 | TNB | DISTRIBUTION | WP PUTRAJAYA & CYBERJAYA | Existing | 11 kV | PE MV TERMINAL | RYB | VPTJ/PCE/J01032 | SS 1.03 JPM B3 (F2) | PTJ01042 SS 1.04 PARCEL B4 (F1)
378368120 | TNB | DISTRIBUTION | WP PUTRAJAYA & CYBERJAYA | Existing | 11 kV | PE MV TERMINAL | RYB | VPTJ/PCE/J01032 | SS 1.03 JPM B3 (F2) | PTJ01022 SS 1.02 PARCEL B2 (F1)
378368188 | TNB | DISTRIBUTION | WP PUTRAJAYA & CYBERJAYA | Existing | 11 kV | PE MV TERMINAL | RYB | VPTJ/PCE/J01242 | PE 1.24 BOT PUMP (F2) | PTJ1: VCB 3
378368189 | TNB | DISTRIBUTION | WP PUTRAJAYA & CYBERJAYA | Existing | 11 kV | PE MV TERMINAL | RYB | VPTJ/PCE/J01242 | PE 1.24 BOT PUMP (F2) | PTJ01254 PE 1.25 BOTANI ADMIN (F2)
378368192 | TNB | DISTRIBUTION | WP PUTRAJAYA & CYBERJAYA | Existing | 11 kV | PE MV TERMINAL | RYB | VPTJ/PCE/J01242 | PE 1.24 BOT PUMP (F2) | TX2-1000KVA
378368286 | TNB | DISTRIBUTION | WP PUTRAJAYA & CYBERJAYA | Existing | 11 kV | PE MV TERMINAL | RYB | VPTJ/PCE/J01241 | PE 1.24 BOT PUMP (F1) | PTJ1: VCB 10
378368287 | TNB | DISTRIBUTION | WP PUTRAJAYA & CYBERJAYA | Existing | 11 kV | PE MV TERMINAL | RYB | VPTJ/PCE/J01241 | PE 1.24 BOT PUMP (F1) | PTJ01251 PE 1.25 BOTANI ADMIN (F1)
378368290 | TNB | DISTRIBUTION | WP PUTRAJAYA & CYBERJAYA | Existing | 11 kV | PE MV TERMINAL | RYB | VPTJ/PCE/J01241 | PE 1.24 BOT PUMP (F1) | TX1-1000KVA
378368389 | TNB | DISTRIBUTION | WP PUTRAJAYA & CYBERJAYA | Existing | 11 kV | PE MV TERMINAL | RYB | VPTJ/PCE/J01251 | PE 1.25 BOT ADMIN (F1) | P01581 SS 1.58 ISTANA MELAWATI
378368390 | TNB | DISTRIBUTION | WP PUTRAJAYA & CYBERJAYA | Existing | 11 kV | PE MV TERMINAL | RYB | VPTJ/PCE/J01251 | PE 1.25 BOT ADMIN (F1) | PTJ01242 PE 1.24 BOTANI PUMP (F1)
378368393 | TNB | DISTRIBUTION | WP PUTRAJAYA & CYBERJAYA | Existing | 11 kV | PE MV TERMINAL | RYB | VPTJ/PCE/J01251 | PE 1.25 BOT ADMIN (F1) | TX1-1000KVA
378368485 | TNB | DISTRIBUTION | WP PUTRAJAYA & CYBERJAYA | Existing | 11 kV | PE MV TERMINAL | RYB | VPTJ/PCE/J01252 | PE 1.25 BOT ADMIN (F2) | PTJ01245 PE 1.24 BOTANI PUMP (F2)
378368486 | TNB | DISTRIBUTION | WP PUTRAJAYA & CYBERJAYA | Existing | 11 kV | PE MV TERMINAL | RYB | VPTJ/PCE/J01252 | PE 1.25 BOT ADMIN (F2) | PTJ01601 PE 1.60 PADAT L/S TPP
378368489 | TNB | DISTRIBUTION | WP PUTRAJAYA & CYBERJAYA | Existing | 11 kV | PE MV TERMINAL | RYB | VPTJ/PCE/J01252 | PE 1.25 BOT ADMIN (F2) | TX2-1000KVA
378368614 | TNB | DISTRIBUTION | WP PUTRAJAYA & CYBERJAYA | Existing | 11 kV | PE MV TERMINAL | RYB | VPTJ/PCE/J01601 | PE 1.60 L/S TPP | PTJ01255 PE 1.25 BOTANI ADMIN (F2)
378368615 | TNB | DISTRIBUTION | WP PUTRAJAYA & CYBERJAYA | Existing | 11 kV | PE MV TERMINAL | RYB | VPTJ/PCE/J01601 | PE 1.60 L/S TPP | P01584 [OFF] SS 1.58 ISTANA MELAWATI
378368618 | TNB | DISTRIBUTION | WP PUTRAJAYA & CYBERJAYA | Existing | 11 kV | PE MV TERMINAL | RYB | VPTJ/PCE/J01601 | PE 1.60 L/S TPP | TX1-1000KVA
378368710 | TNB | DISTRIBUTION | WP PUTRAJAYA & CYBERJAYA | Existing | 11 kV | PE MV TERMINAL | RYB | VPTJ/PCE/J01581 | SS 1.58 ISTANA MELAWATI (F1) | PENGGUNA
378368719 | TNB | DISTRIBUTION | WP PUTRAJAYA & CYBERJAYA | Existing | 11 kV | PE MV TERMINAL | RYB | VPTJ/PCE/J01581 | SS 1.58 ISTANA MELAWATI (F1) | PTJ01582 SS 1.58 ISTANA MELAWATI (F1)
378368730 | TNB | DISTRIBUTION | WP PUTRAJAYA & CYBERJAYA | Existing | 11 kV | PE MV TERMINAL | RYB | VPTJ/PCE/J01581 | SS 1.58 ISTANA MELAWATI (F1) | PTJ01252 PE 1.25 BOTANI ADMIN (F1)
378368736 | TNB | DISTRIBUTION | WP PUTRAJAYA & CYBERJAYA | Existing | 11 kV | PE MV TERMINAL | RYB | VPTJ/PCE/J01582 | SS 1.58 ISTANA MELAWATI (F2) | PENGGUNA
378368745 | TNB | DISTRIBUTION | WP PUTRAJAYA & CYBERJAYA | Existing | 11 kV | PE MV TERMINAL | RYB | VPTJ/PCE/J01582 | SS 1.58 ISTANA MELAWATI (F2) | PTJ01585 SS 1.58 ISTANA MELAWATI (F2)
378368756 | TNB | DISTRIBUTION | WP PUTRAJAYA & CYBERJAYA | Existing | 11 kV | PE MV TERMINAL | RYB | VPTJ/PCE/J01582 | SS 1.58 ISTANA MELAWATI (F2) | PTJ01603 PE 1.60 PADAT L/S TPP
378368772 | TNB | DISTRIBUTION | WP PUTRAJAYA & CYBERJAYA | Existing | 11 kV | PE MV TERMINAL | RYB | VPTJ/PCE/J01341 | PE 1.34 PROMENADE | PTJ15033 PE 15.03 PADAT WR 3
378368773 | TNB | DISTRIBUTION | WP PUTRAJAYA & CYBERJAYA | Existing | 11 kV | PE MV TERMINAL | RYB | VPTJ/PCE/J01341 | PE 1.34 PROMENADE | PTJ1: VCB 5
378368776 | TNB | DISTRIBUTION | WP PUTRAJAYA & CYBERJAYA | Existing | 11 kV | PE MV TERMINAL | RYB | VPTJ/PCE/J01341 | PE 1.34 PROMENADE | TX1-1000KVA
378368880 | TNB | DISTRIBUTION | WP PUTRAJAYA & CYBERJAYA | Existing | 11 kV | PE MV TERMINAL | RYB | VPTJ/PCE/J15031 | PE 15.03 WR 3 | PTJ15043 PE 15.04 PADAT STABLE KOMPLEKS
378368881 | TNB | DISTRIBUTION | WP PUTRAJAYA & CYBERJAYA | Existing | 11 kV | PE MV TERMINAL | RYB | VPTJ/PCE/J15031 | PE 15.03 WR 3 | PTJ01341 PE 1.34 PADAT PROMENADE
378368884 | TNB | DISTRIBUTION | WP PUTRAJAYA & CYBERJAYA | Existing | 11 kV | PE MV TERMINAL | RYB | VPTJ/PCE/J15031 | PE 15.03 WR 3 | TX1-1000KVA
378368986 | TNB | DISTRIBUTION | WP PUTRAJAYA & CYBERJAYA | Existing | 11 kV | PE MV TERMINAL | RYB | VPTJ/PCE/J15041 | PE 15.04 STABLE KOMPLEKS | PTJ15031 PE 15.03 PADAT WR 3
378368987 | TNB | DISTRIBUTION | WP PUTRAJAYA & CYBERJAYA | Existing | 11 kV | PE MV TERMINAL | RYB | VPTJ/PCE/J15041 | PE 15.04 STABLE KOMPLEKS | PTJ01672 SS 1.67 TEMP PARCEL F
378368990 | TNB | DISTRIBUTION | WP PUTRAJAYA & CYBERJAYA | Existing | 11 kV | PE MV TERMINAL | RYB | VPTJ/PCE/J15041 | PE 15.04 STABLE KOMPLEKS | TX1-1000KVA
378369092 | TNB | DISTRIBUTION | WP PUTRAJAYA & CYBERJAYA | Existing | 11 kV | PE MV TERMINAL | RYB | VPTJ/PCE/J01671 | SS 1.67 TEMP PARCEL F | PTJ12041 PE 12.04 (SPINE ROAD NO2) F1
378369093 | TNB | DISTRIBUTION | WP PUTRAJAYA & CYBERJAYA | Existing | 11 kV | PE MV TERMINAL | RYB | VPTJ/PCE/J01671 | SS 1.67 TEMP PARCEL F | PTJ15043 PE 15.04 PADAT STABLE KOMPLEKS
378369096 | TNB | DISTRIBUTION | WP PUTRAJAYA & CYBERJAYA | Existing | 11 kV | PE MV TERMINAL | RYB | VPTJ/PCE/J01671 | SS 1.67 TEMP PARCEL F | PENGGUNA HT
378369318 | TNB | DISTRIBUTION | WP PUTRAJAYA & CYBERJAYA | Existing | 11 kV | PE MV TERMINAL | RYB | VPTJ/PCE/J12031 | PE 12.03 SPINE ROAD NO 1 | PTJ12101 D-PTJ-C16-0948 (12.10 F1)
378369319 | TNB | DISTRIBUTION | WP PUTRAJAYA & CYBERJAYA | Existing | 11 kV | PE MV TERMINAL | RYB | VPTJ/PCE/J12031 | PE 12.03 SPINE ROAD NO 1 | PTJ01683 PE 1.68 TEMP PLOT Z1 & Z2
378369322 | TNB | DISTRIBUTION | WP PUTRAJAYA & CYBERJAYA | Existing | 11 kV | PE MV TERMINAL | RYB | VPTJ/PCE/J12031 | PE 12.03 SPINE ROAD NO 1 | TX1-500kVA
378369412 | TNB | DISTRIBUTION | WP PUTRAJAYA & CYBERJAYA | Existing | 11 kV | PE MV TERMINAL | RYB | VPTJ/PCE/J01231 | SS 1.23 D9 (F1) | PENGGUNA
378369421 | TNB | DISTRIBUTION | WP PUTRAJAYA & CYBERJAYA | Existing | 11 kV | PE MV TERMINAL | RYB | VPTJ/PCE/J01231 | SS 1.23 D9 (F1) | PTJ01222 SS 1.22 PARCEL D8 (F1)
378369432 | TNB | DISTRIBUTION | WP PUTRAJAYA & CYBERJAYA | Existing | 11 kV | PE MV TERMINAL | RYB | VPTJ/PCE/J01231 | SS 1.23 D9 (F1) | PTJ1: VCB 14
378369438 | TNB | DISTRIBUTION | WP PUTRAJAYA & CYBERJAYA | Existing | 11 kV | PE MV TERMINAL | RYB | VPTJ/PCE/J01232 | SS 1.23 D9 (F2) | PENGGUNA
378369447 | TNB | DISTRIBUTION | WP PUTRAJAYA & CYBERJAYA | Existing | 11 kV | PE MV TERMINAL | RYB | VPTJ/PCE/J01232 | SS 1.23 D9 (F2) | PTJ1: VCB 11
378369458 | TNB | DISTRIBUTION | WP PUTRAJAYA & CYBERJAYA | Existing | 11 kV | PE MV TERMINAL | RYB | VPTJ/PCE/J01232 | SS 1.23 D9 (F2) | PTJ01225 SS 1.22 PARCEL D8 (F2)
378369464 | TNB | DISTRIBUTION | WP PUTRAJAYA & CYBERJAYA | Existing | 11 kV | PE MV TERMINAL | RYB | VPTJ/PCE/J01221 | SS 1.22 D8 (F1) | PENGGUNA
378369473 | TNB | DISTRIBUTION | WP PUTRAJAYA & CYBERJAYA | Existing | 11 kV | PE MV TERMINAL | RYB | VPTJ/PCE/J01221 | SS 1.22 D8 (F1) | PTJ01231 SS 1.23 PARCEL D9 (F1)
378369484 | TNB | DISTRIBUTION | WP PUTRAJAYA & CYBERJAYA | Existing | 11 kV | PE MV TERMINAL | RYB | VPTJ/PCE/J01221 | SS 1.22 D8 (F1) | PTJ01212 SS 1.21 PARCEL D7 (F1)
378369490 | TNB | DISTRIBUTION | WP PUTRAJAYA & CYBERJAYA | Existing | 11 kV | PE MV TERMINAL | RYB | VPTJ/PCE/J01222 | SS 1.22 D8 (F2) | PENGGUNA
378369499 | TNB | DISTRIBUTION | WP PUTRAJAYA & CYBERJAYA | Existing | 11 kV | PE MV TERMINAL | RYB | VPTJ/PCE/J01222 | SS 1.22 D8 (F2) | PTJ01234 SS 1.23 PARCEL D9 (F2)
378369510 | TNB | DISTRIBUTION | WP PUTRAJAYA & CYBERJAYA | Existing | 11 kV | PE MV TERMINAL | RYB | VPTJ/PCE/J01222 | SS 1.22 D8 (F2) | PTJ01215 SS 1.21 PARCEL D7 (F2)
378369516 | TNB | DISTRIBUTION | WP PUTRAJAYA & CYBERJAYA | Existing | 11 kV | PE MV TERMINAL | RYB | VPTJ/PCE/J01212 | SS 1.21 D7 (F2) | PENGGUNA
378369525 | TNB | DISTRIBUTION | WP PUTRAJAYA & CYBERJAYA | Existing | 11 kV | PE MV TERMINAL | RYB | VPTJ/PCE/J01212 | SS 1.21 D7 (F2) | PTJ01224 SS 1.22 PARCEL D8 (F2)
378369536 | TNB | DISTRIBUTION | WP PUTRAJAYA & CYBERJAYA | Existing | 11 kV | PE MV TERMINAL | RYB | VPTJ/PCE/J01212 | SS 1.21 D7 (F2) | PTJ01205 SS 1.20 PARCEL D6 (F2)
378369542 | TNB | DISTRIBUTION | WP PUTRAJAYA & CYBERJAYA | Existing | 11 kV | PE MV TERMINAL | RYB | VPTJ/PCE/J01211 | SS 1.21 D7 (F1) | PENGGUNA
378369551 | TNB | DISTRIBUTION | WP PUTRAJAYA & CYBERJAYA | Existing | 11 kV | PE MV TERMINAL | RYB | VPTJ/PCE/J01211 | SS 1.21 D7 (F1) | PTJ01221 SS 1.22 PARCEL D8 (F1)
378369562 | TNB | DISTRIBUTION | WP PUTRAJAYA & CYBERJAYA | Existing | 11 kV | PE MV TERMINAL | RYB | VPTJ/PCE/J01211 | SS 1.21 D7 (F1) | PTJ01202 SS 1.20 PARCEL D6 (F1)
378369568 | TNB | DISTRIBUTION | WP PUTRAJAYA & CYBERJAYA | Existing | 11 kV | PE MV TERMINAL | RYB | VPTJ/PCE/J01202 | SS 1.20 D6 (F2) | PENGGUNA
378369577 | TNB | DISTRIBUTION | WP PUTRAJAYA & CYBERJAYA | Existing | 11 kV | PE MV TERMINAL | RYB | VPTJ/PCE/J01202 | SS 1.20 D6 (F2) | PTJ01195 SS 1.19 PARCEL D5 (F2)
378369588 | TNB | DISTRIBUTION | WP PUTRAJAYA & CYBERJAYA | Existing | 11 kV | PE MV TERMINAL | RYB | VPTJ/PCE/J01202 | SS 1.20 D6 (F2) | PTJ01214 SS 1.21 PARCEL D7 (F2)
378369594 | TNB | DISTRIBUTION | WP PUTRAJAYA & CYBERJAYA | Existing | 11 kV | PE MV TERMINAL | RYB | VPTJ/PCE/J01201 | SS 1.20 D6 (F1) | PENGGUNA
378369603 | TNB | DISTRIBUTION | WP PUTRAJAYA & CYBERJAYA | Existing | 11 kV | PE MV TERMINAL | RYB | VPTJ/PCE/J01201 | SS 1.20 D6 (F1) | PTJ01211 SS 1.21 PARCEL D7 (F1)
378369614 | TNB | DISTRIBUTION | WP PUTRAJAYA & CYBERJAYA | Existing | 11 kV | PE MV TERMINAL | RYB | VPTJ/PCE/J01201 | SS 1.20 D6 (F1) | PTJ01192 [OFF] SS 1.19 PARCEL D5 (F1)
378369620 | TNB | DISTRIBUTION | WP PUTRAJAYA & CYBERJAYA | Existing | 11 kV | PE MV TERMINAL | RYB | VPTJ/PCE/J01191 | SS 1.19 D5 (F1) | PENGGUNA
378369629 | TNB | DISTRIBUTION | WP PUTRAJAYA & CYBERJAYA | Existing | 11 kV | PE MV TERMINAL | RYB | VPTJ/PCE/J01191 | SS 1.19 D5 (F1) | PTJ01182 SS 1.18 PARCEL D4 (F1)
378369640 | TNB | DISTRIBUTION | WP PUTRAJAYA & CYBERJAYA | Existing | 11 kV | PE MV TERMINAL | RYB | VPTJ/PCE/J01191 | SS 1.19 D5 (F1) | PTJ01201 SS 1.20 PARCEL D6 (F1)
378369646 | TNB | DISTRIBUTION | WP PUTRAJAYA & CYBERJAYA | Existing | 11 kV | PE MV TERMINAL | RYB | VPTJ/PCE/J01192 | SS 1.19 D5 (F2) | PENGGUNA
378369655 | TNB | DISTRIBUTION | WP PUTRAJAYA & CYBERJAYA | Existing | 11 kV | PE MV TERMINAL | RYB | VPTJ/PCE/J01192 | SS 1.19 D5 (F2) | PTJ01185 SS 1.18 PARCEL D4 (F2)
378369666 | TNB | DISTRIBUTION | WP PUTRAJAYA & CYBERJAYA | Existing | 11 kV | PE MV TERMINAL | RYB | VPTJ/PCE/J01192 | SS 1.19 D5 (F2) | PTJ01204 SS 1.20 PARCEL D6 (F2)
378369670 | TNB | DISTRIBUTION | WP PUTRAJAYA & CYBERJAYA | Existing | 11 kV | PE MV TERMINAL | RYB | VPTJ/PCE/J17041 | PE 17.04 RK 1-1 (F1) | TX2-1000KVA
378369677 | TNB | DISTRIBUTION | WP PUTRAJAYA & CYBERJAYA | Existing | 11 kV | PE MV TERMINAL | RYB | VPTJ/PCE/J17041 | PE 17.04 RK 1-1 (F1) | PTJ17051 PE 17.05 APT RK1-1 JLN P17 (F1)
378369685 | TNB | DISTRIBUTION | WP PUTRAJAYA & CYBERJAYA | Existing | 11 kV | PE MV TERMINAL | RYB | VPTJ/PCE/J17041 | PE 17.04 RK 1-1 (F1) | PPU PTJ1: VCB 2
378369695 | TNB | DISTRIBUTION | WP PUTRAJAYA & CYBERJAYA | Existing | 11 kV | PE MV TERMINAL | RYB | VPTJ/PCE/J17041 | PE 17.04 RK 1-1 (F1) | TX1-1000KVA
378369886 | TNB | DISTRIBUTION | WP PUTRAJAYA & CYBERJAYA | Existing | 11 kV | PE MV TERMINAL | RYB | VPTJ/PCE/J17042 | PE 17.04 RK 1-1 (F2) | TX1-1000KVA
378369893 | TNB | DISTRIBUTION | WP PUTRAJAYA & CYBERJAYA | Existing | 11 kV | PE MV TERMINAL | RYB | VPTJ/PCE/J17042 | PE 17.04 RK 1-1 (F2) | PTJ17055 PE 17.05 APT RK1-1 JLN P17 (F2):
378369901 | TNB | DISTRIBUTION | WP PUTRAJAYA & CYBERJAYA | Existing | 11 kV | PE MV TERMINAL | RYB | VPTJ/PCE/J17042 | PE 17.04 RK 1-1 (F2) | PPU PTJ1: VCB 19
378369911 | TNB | DISTRIBUTION | WP PUTRAJAYA & CYBERJAYA | Existing | 11 kV | PE MV TERMINAL | RYB | VPTJ/PCE/J17042 | PE 17.04 RK 1-1 (F2) | TX2-1000KVA
378370061 | TNB | DISTRIBUTION | WP PUTRAJAYA & CYBERJAYA | Existing | 11 kV | PE MV TERMINAL | RYB | VPTJ/PCE/J17051 | PE 17.05 RK 1-2 (F1) | TX1-1000KVA
378370068 | TNB | DISTRIBUTION | WP PUTRAJAYA & CYBERJAYA | Existing | 11 kV | PE MV TERMINAL | RYB | VPTJ/PCE/J17051 | PE 17.05 RK 1-2 (F1) | PTJ17081 PE 17.08 - BLOK E 17RK2 F1
378370076 | TNB | DISTRIBUTION | WP PUTRAJAYA & CYBERJAYA | Existing | 11 kV | PE MV TERMINAL | RYB | VPTJ/PCE/J17051 | PE 17.05 RK 1-2 (F1) | PTJ17044 PE 17.04 APT RK1-1 JLN P17 (F1)
378370086 | TNB | DISTRIBUTION | WP PUTRAJAYA & CYBERJAYA | Existing | 11 kV | PE MV TERMINAL | RYB | VPTJ/PCE/J17051 | PE 17.05 RK 1-2 (F1) | TX1-1000KVA
378383033 | TNB | DISTRIBUTION | WP PUTRAJAYA & CYBERJAYA | Existing | 11 kV | PE MV TERMINAL | RYB | VCBJ/PCE/J24272 | SS 24.27 CYBERSQUARE 2 F2 | CBJ24282 SS 24.28 CYBERSQUARE NO.3
378383037 | TNB | DISTRIBUTION | WP PUTRAJAYA & CYBERJAYA | Existing | 11 kV | PE MV TERMINAL | RYB | VCBJ/PCE/J24272 | SS 24.27 CYBERSQUARE 2 F2 | PENGGUNA HT
378383053 | TNB | DISTRIBUTION | WP PUTRAJAYA & CYBERJAYA | Existing | 11 kV | PE MV TERMINAL | RYB | VCBJ/PCE/J24272 | SS 24.27 CYBERSQUARE 2 F2 | CBJ24084 SS 24.08 EMERALD DOMAIN F2
378383090 | TNB | DISTRIBUTION | WP PUTRAJAYA & CYBERJAYA | Existing | 11 kV | PE MV TERMINAL | RYB | VCBJ/PCE/J22601 | SS 22.60 SATYAM F1 | PPU CYB9: VCB 3
378383094 | TNB | DISTRIBUTION | WP PUTRAJAYA & CYBERJAYA | Existing | 11 kV | PE MV TERMINAL | RYB | VCBJ/PCE/J22601 | SS 22.60 SATYAM F1 | CBJ24082 SS 24.08 EMERALD DOMAIN
378383110 | TNB | DISTRIBUTION | WP PUTRAJAYA & CYBERJAYA | Existing | 11 kV | PE MV TERMINAL | RYB | VCBJ/PCE/J22601 | SS 22.60 SATYAM F1 | PENGGUNA HT
378383131 | TNB | DISTRIBUTION | WP PUTRAJAYA & CYBERJAYA | Existing | 11 kV | PE MV TERMINAL | RYB | VCBJ/PCE/J22602 | SS 22.60 SATYAM F2 | PPU CYB9: VCB 6
378383135 | TNB | DISTRIBUTION | WP PUTRAJAYA & CYBERJAYA | Existing | 11 kV | PE MV TERMINAL | RYB | VCBJ/PCE/J22602 | SS 22.60 SATYAM F2 | CBJ24085 SS 24.08 EMERALD DOMAIN F2
378383151 | TNB | DISTRIBUTION | WP PUTRAJAYA & CYBERJAYA | Existing | 11 kV | PE MV TERMINAL | RYB | VCBJ/PCE/J22602 | SS 22.60 SATYAM F2 | PENGGUNA HT
378383167 | TNB | DISTRIBUTION | WP PUTRAJAYA & CYBERJAYA | Existing | 11 kV | PE MV TERMINAL | RYB | VCBJ/PCE/J21281 | SS 21.28 LOT 12065 F1 | PENGGUNA HT
378383176 | TNB | DISTRIBUTION | WP PUTRAJAYA & CYBERJAYA | Existing | 11 kV | PE MV TERMINAL | RYB | VCBJ/PCE/J21281 | SS 21.28 LOT 12065 F1 | CBJ21841 PE 21.84 GLOMAC
378383187 | TNB | DISTRIBUTION | WP PUTRAJAYA & CYBERJAYA | Existing | 11 kV | PE MV TERMINAL | RYB | VCBJ/PCE/J21281 | SS 21.28 LOT 12065 F1 | PPU CYB7: VCB 14
378383193 | TNB | DISTRIBUTION | WP PUTRAJAYA & CYBERJAYA | Existing | 11 kV | PE MV TERMINAL | RYB | VCBJ/PCE/J21282 | SS 21.28 LOT 12065 F2 | PPU CYB7: VCB 9
378383202 | TNB | DISTRIBUTION | WP PUTRAJAYA & CYBERJAYA | Existing | 11 kV | PE MV TERMINAL | RYB | VCBJ/PCE/J21282 | SS 21.28 LOT 12065 F2 | CBJ23142 PE 23.14 GLOMAC 2B
378383213 | TNB | DISTRIBUTION | WP PUTRAJAYA & CYBERJAYA | Existing | 11 kV | PE MV TERMINAL | RYB | VCBJ/PCE/J21282 | SS 21.28 LOT 12065 F2 | PENGGUNA HT
378383218 | TNB | DISTRIBUTION | WP PUTRAJAYA & CYBERJAYA | Existing | 11 kV | PE MV TERMINAL | RYB | VCBJ/PCE/J21841 | PE 21.84 GLOMAC | TX1-1000KVA
378383225 | TNB | DISTRIBUTION | WP PUTRAJAYA & CYBERJAYA | Existing | 11 kV | PE MV TERMINAL | RYB | VCBJ/PCE/J21841 | PE 21.84 GLOMAC | CBJ23131 PE 23.13 GLOMAC 2A
378383233 | TNB | DISTRIBUTION | WP PUTRAJAYA & CYBERJAYA | Existing | 11 kV | PE MV TERMINAL | RYB | VCBJ/PCE/J21841 | PE 21.84 GLOMAC | CBJ21282 SS 21.28 LOT 12065 (F1)
378383243 | TNB | DISTRIBUTION | WP PUTRAJAYA & CYBERJAYA | Existing | 11 kV | PE MV TERMINAL | RYB | VCBJ/PCE/J21841 | PE 21.84 GLOMAC | TX2-1000KVA
378383408 | TNB | DISTRIBUTION | WP PUTRAJAYA & CYBERJAYA | Existing | 11 kV | PE MV TERMINAL | RYB | VCBJ/PCE/J23141 | PE 23.14 GLOMAC 2B | CBJ21285 SS 21.28 LOT 12065 (F2)
378383409 | TNB | DISTRIBUTION | WP PUTRAJAYA & CYBERJAYA | Existing | 11 kV | PE MV TERMINAL | RYB | VCBJ/PCE/J23141 | PE 23.14 GLOMAC 2B | CBJ21304 SS 21.30 ERICSSON (F2)
378383412 | TNB | DISTRIBUTION | WP PUTRAJAYA & CYBERJAYA | Existing | 11 kV | PE MV TERMINAL | RYB | VCBJ/PCE/J23141 | PE 23.14 GLOMAC 2B | TX-1000KVA
378383517 | TNB | DISTRIBUTION | WP PUTRAJAYA & CYBERJAYA | Existing | 11 kV | PE MV TERMINAL | RYB | VCBJ/PCE/J23131 | PE 23.13 GLOMAC 2A | CBJ21301 SS 21.30 ERICSSON (F1)
378383518 | TNB | DISTRIBUTION | WP PUTRAJAYA & CYBERJAYA | Existing | 11 kV | PE MV TERMINAL | RYB | VCBJ/PCE/J23131 | PE 23.13 GLOMAC 2A | CBJ21842 PE 21.84 GLOMAC
378383521 | TNB | DISTRIBUTION | WP PUTRAJAYA & CYBERJAYA | Existing | 11 kV | PE MV TERMINAL | RYB | VCBJ/PCE/J23131 | PE 23.13 GLOMAC 2A | TX-1000KVA
378383616 | TNB | DISTRIBUTION | WP PUTRAJAYA & CYBERJAYA | Existing | 11 kV | PE MV TERMINAL | RYB | VCBJ/PCE/J21301 | SS 21.30 ERICSSON F1 | PENGGUNA HT
378383625 | TNB | DISTRIBUTION | WP PUTRAJAYA & CYBERJAYA | Existing | 11 kV | PE MV TERMINAL | RYB | VCBJ/PCE/J21301 | SS 21.30 ERICSSON F1 | CBJ21481 SS 21.48 INVENT QJAYA (F1)
378383636 | TNB | DISTRIBUTION | WP PUTRAJAYA & CYBERJAYA | Existing | 11 kV | PE MV TERMINAL | RYB | VCBJ/PCE/J21301 | SS 21.30 ERICSSON F1 | CBJ23132 PE 23.13 GLOMAC 2A
378383642 | TNB | DISTRIBUTION | WP PUTRAJAYA & CYBERJAYA | Existing | 11 kV | PE MV TERMINAL | RYB | VCBJ/PCE/J21302 | SS 21.30 ERICSSON F2 | PENGGUNA HT
378383651 | TNB | DISTRIBUTION | WP PUTRAJAYA & CYBERJAYA | Existing | 11 kV | PE MV TERMINAL | RYB | VCBJ/PCE/J21302 | SS 21.30 ERICSSON F2 | CBJ21485 SS 21.48 INVENT QJAYA (F2)
378383662 | TNB | DISTRIBUTION | WP PUTRAJAYA & CYBERJAYA | Existing | 11 kV | PE MV TERMINAL | RYB | VCBJ/PCE/J21302 | SS 21.30 ERICSSON F2 | CBJ23141 PE 23.14 GLOMAC 2B
378383726 | TNB | DISTRIBUTION | WP PUTRAJAYA & CYBERJAYA | Existing | 11 kV | PE MV TERMINAL | RYB | VCBJ/PCE/J21482 | SS 21.48 INVENT Q JAYA F2 | CBJ21305 SS 21.30 ERICSSON (F2)
378383730 | TNB | DISTRIBUTION | WP PUTRAJAYA & CYBERJAYA | Existing | 11 kV | PE MV TERMINAL | RYB | VCBJ/PCE/J21482 | SS 21.48 INVENT Q JAYA F2 | N/A
378383746 | TNB | DISTRIBUTION | WP PUTRAJAYA & CYBERJAYA | Existing | 11 kV | PE MV TERMINAL | RYB | VCBJ/PCE/J21482 | SS 21.48 INVENT Q JAYA F2 | PENGGUNA HT
378383775 | TNB | DISTRIBUTION | WP PUTRAJAYA & CYBERJAYA | Existing | 11 kV | PE MV TERMINAL | RYB | VCBJ/PCE/J21481 | SS 21.48 INVENT Q JAYA F1 | N/A
378383779 | TNB | DISTRIBUTION | WP PUTRAJAYA & CYBERJAYA | Existing | 11 kV | PE MV TERMINAL | RYB | VCBJ/PCE/J21481 | SS 21.48 INVENT Q JAYA F1 | CBJ21302 SS 21.30 ERICSSON (F1)
378383795 | TNB | DISTRIBUTION | WP PUTRAJAYA & CYBERJAYA | Existing | 11 kV | PE MV TERMINAL | RYB | VCBJ/PCE/J21481 | SS 21.48 INVENT Q JAYA F1 | PENGGUNA HT
378383821 | TNB | DISTRIBUTION | WP PUTRAJAYA & CYBERJAYA | Existing | 11 kV | PE MV TERMINAL | RYB | VCBJ/PCE/J23281 | PE 23.28 SITE OFFICE PERSONA METRO | CBJ21484 SS 21.48 INVENT QJAYA (F2)
378383822 | TNB | DISTRIBUTION | WP PUTRAJAYA & CYBERJAYA | Existing | 11 kV | PE MV TERMINAL | RYB | VCBJ/PCE/J23281 | PE 23.28 SITE OFFICE PERSONA METRO | CBJ21724 SS 21.72 JOYFUL F2
378383825 | TNB | DISTRIBUTION | WP PUTRAJAYA & CYBERJAYA | Existing | 11 kV | PE MV TERMINAL | RYB | VCBJ/PCE/J23281 | PE 23.28 SITE OFFICE PERSONA METRO | TX-1000KVA
378383920 | TNB | DISTRIBUTION | WP PUTRAJAYA & CYBERJAYA | Existing | 11 kV | PE MV TERMINAL | RYB | VCBJ/PCE/J21722 | SS 21.72 JOYFUL F2 | CBJ21654 PE 21.65 EMERIO (F2)
378383924 | TNB | DISTRIBUTION | WP PUTRAJAYA & CYBERJAYA | Existing | 11 kV | PE MV TERMINAL | RYB | VCBJ/PCE/J21722 | SS 21.72 JOYFUL F2 | CBJ23281 PE 23.28 (TEMP PESONA METRO)
378383940 | TNB | DISTRIBUTION | WP PUTRAJAYA & CYBERJAYA | Existing | 11 kV | PE MV TERMINAL | RYB | VCBJ/PCE/J21722 | SS 21.72 JOYFUL F2 | PENGGUNA HT
378383961 | TNB | DISTRIBUTION | WP PUTRAJAYA & CYBERJAYA | Existing | 11 kV | PE MV TERMINAL | RYB | VCBJ/PCE/J21721 | SS 21.72 JOYFUL F1 | CBJ21651 PE 21.65 EMERIO (F1)
378383965 | TNB | DISTRIBUTION | WP PUTRAJAYA & CYBERJAYA | Existing | 11 kV | PE MV TERMINAL | RYB | VCBJ/PCE/J21721 | SS 21.72 JOYFUL F1 | CBJ21482 SS 21.48 INVENT QJAYA (F1)
378383981 | TNB | DISTRIBUTION | WP PUTRAJAYA & CYBERJAYA | Existing | 11 kV | PE MV TERMINAL | RYB | VCBJ/PCE/J21721 | SS 21.72 JOYFUL F1 | PENGGUNA HT
378384022 | TNB | DISTRIBUTION | WP PUTRAJAYA & CYBERJAYA | Existing | 11 kV | PE MV TERMINAL | RYB | VCBJ/PCE/J21601 | PE 21.60 PADAT PPN CJ7 | CBJ22048 SS 22.04 DCS (F2)
378384023 | TNB | DISTRIBUTION | WP PUTRAJAYA & CYBERJAYA | Existing | 11 kV | PE MV TERMINAL | RYB | VCBJ/PCE/J21601 | PE 21.60 PADAT PPN CJ7 | PPU CYB7: VCB 16
378384026 | TNB | DISTRIBUTION | WP PUTRAJAYA & CYBERJAYA | Existing | 11 kV | PE MV TERMINAL | RYB | VCBJ/PCE/J21601 | PE 21.60 PADAT PPN CJ7 | TX-1000KVA
378384130 | TNB | DISTRIBUTION | WP PUTRAJAYA & CYBERJAYA | Existing | 11 kV | PE MV TERMINAL | RYB | VCBJ/PCE/J22101 | PE 22.10 D' MELOR F1 | CBJ21141 PE 21.14 PUSAT REKREASI SMART HOME (F1)
378384131 | TNB | DISTRIBUTION | WP PUTRAJAYA & CYBERJAYA | Existing | 11 kV | PE MV TERMINAL | RYB | VCBJ/PCE/J22101 | PE 22.10 D' MELOR F1 | PPU CYB7: VCB 17
378384134 | TNB | DISTRIBUTION | WP PUTRAJAYA & CYBERJAYA | Existing | 11 kV | PE MV TERMINAL | RYB | VCBJ/PCE/J22101 | PE 22.10 D' MELOR F1 | TX1-1000KVA
378384153 | TNB | DISTRIBUTION | WP PUTRAJAYA & CYBERJAYA | Existing | 11 kV | PE MV TERMINAL | RYB | VCBJ/PCE/J22102 | PE 22.10 D' MELOR F2 | CBJ21144 PE 21.14 PUSAT REKREASI SMART HOME (F2)
378384154 | TNB | DISTRIBUTION | WP PUTRAJAYA & CYBERJAYA | Existing | 11 kV | PE MV TERMINAL | RYB | VCBJ/PCE/J22102 | PE 22.10 D' MELOR F2 | PPU CYB7: VCB 18
378384157 | TNB | DISTRIBUTION | WP PUTRAJAYA & CYBERJAYA | Existing | 11 kV | PE MV TERMINAL | RYB | VCBJ/PCE/J22102 | PE 22.10 D' MELOR F2 | TX2-1000KVA
378384346 | TNB | DISTRIBUTION | WP PUTRAJAYA & CYBERJAYA | Existing | 11 kV | PE MV TERMINAL | RYB | VCBJ/PCE/J21141 | PE 21.14 PUSAT REKREASI SMART HOME F1 | CBJ21161 PE 21.16 SMART HOMES (F1)
378384347 | TNB | DISTRIBUTION | WP PUTRAJAYA & CYBERJAYA | Existing | 11 kV | PE MV TERMINAL | RYB | VCBJ/PCE/J21141 | PE 21.14 PUSAT REKREASI SMART HOME F1 | CBJ22102 PE 22.10 APT 120 UNIT (F1)
378384350 | TNB | DISTRIBUTION | WP PUTRAJAYA & CYBERJAYA | Existing | 11 kV | PE MV TERMINAL | RYB | VCBJ/PCE/J21141 | PE 21.14 PUSAT REKREASI SMART HOME F1 | TX1-1000KVA
378384369 | TNB | DISTRIBUTION | WP PUTRAJAYA & CYBERJAYA | Existing | 11 kV | PE MV TERMINAL | RYB | VCBJ/PCE/J21142 | PE 21.14 PUSAT REKREASI SMART HOME F2 | CBJ21164 PE 21.16 SMART HOMES (F2)
378384370 | TNB | DISTRIBUTION | WP PUTRAJAYA & CYBERJAYA | Existing | 11 kV | PE MV TERMINAL | RYB | VCBJ/PCE/J21142 | PE 21.14 PUSAT REKREASI SMART HOME F2 | CBJ22104 PE 22.10 APT 120 UNIT (F2)
378384373 | TNB | DISTRIBUTION | WP PUTRAJAYA & CYBERJAYA | Existing | 11 kV | PE MV TERMINAL | RYB | VCBJ/PCE/J21142 | PE 21.14 PUSAT REKREASI SMART HOME F2 | TX2-1000KVA
378384721 | TNB | DISTRIBUTION | WP PUTRAJAYA & CYBERJAYA | Existing | 11 kV | PE MV TERMINAL | RYB | VCBJ/PCE/J21161 | PE 21.16 SMART HOMES F1 | CBJ21121 PE 21.12 CYBERIA SMARTHOMES (F1)
378384722 | TNB | DISTRIBUTION | WP PUTRAJAYA & CYBERJAYA | Existing | 11 kV | PE MV TERMINAL | RYB | VCBJ/PCE/J21161 | PE 21.16 SMART HOMES F1 | CBJ21142 PE 21.14 PUSAT REKREASI SMART HOME (F1)
378384725 | TNB | DISTRIBUTION | WP PUTRAJAYA & CYBERJAYA | Existing | 11 kV | PE MV TERMINAL | RYB | VCBJ/PCE/J21161 | PE 21.16 SMART HOMES F1 | TX1-1000KVA
378384744 | TNB | DISTRIBUTION | WP PUTRAJAYA & CYBERJAYA | Existing | 11 kV | PE MV TERMINAL | RYB | VCBJ/PCE/J21162 | PE 21.16 SMART HOMES F2 | CBJ21124 PE 21.12 CYBERIA SMARTHOMES (F2)
378384745 | TNB | DISTRIBUTION | WP PUTRAJAYA & CYBERJAYA | Existing | 11 kV | PE MV TERMINAL | RYB | VCBJ/PCE/J21162 | PE 21.16 SMART HOMES F2 | CBJ21145 PE 21.14 PUSAT REKREASI SMART HOME (F2)
378384748 | TNB | DISTRIBUTION | WP PUTRAJAYA & CYBERJAYA | Existing | 11 kV | PE MV TERMINAL | RYB | VCBJ/PCE/J21162 | PE 21.16 SMART HOMES F2 | TX2-1000KVA
378384894 | TNB | DISTRIBUTION | WP PUTRAJAYA & CYBERJAYA | Existing | 11 kV | PE MV TERMINAL | RYB | VCBJ/PCE/J21122 | PE 21.12 CYBERIA SMARTHOMES F2 | CBJ21165 PE 21.16 SMART HOMES (F2)
378384900 | TNB | DISTRIBUTION | WP PUTRAJAYA & CYBERJAYA | Existing | 11 kV | PE MV TERMINAL | RYB | VCBJ/PCE/J21122 | PE 21.12 CYBERIA SMARTHOMES F2 | CBJ21184 PE 21.18 BLK A1 APT 12 TKT (F2)
378384941 | TNB | DISTRIBUTION | WP PUTRAJAYA & CYBERJAYA | Existing | 11 kV | PE MV TERMINAL | RYB | VCBJ/PCE/J21122 | PE 21.12 CYBERIA SMARTHOMES F2 | TX2-1000KVA
378384942 | TNB | DISTRIBUTION | WP PUTRAJAYA & CYBERJAYA | Existing | 11 kV | PE MV TERMINAL | RYB | VCBJ/PCE/J21121 | PE 21.12 CYBERIA SMARTHOMES F1 | TX1-1000KVA
378384948 | TNB | DISTRIBUTION | WP PUTRAJAYA & CYBERJAYA | Existing | 11 kV | PE MV TERMINAL | RYB | VCBJ/PCE/J21121 | PE 21.12 CYBERIA SMARTHOMES F1 | CBJ21181 PE 21.18 BLK A1 APT 12 TKT (F1)
378384989 | TNB | DISTRIBUTION | WP PUTRAJAYA & CYBERJAYA | Existing | 11 kV | PE MV TERMINAL | RYB | VCBJ/PCE/J21121 | PE 21.12 CYBERIA SMARTHOMES F1 | CBJ21162 PE 21.16 SMART HOMES (F1)
378385413 | TNB | DISTRIBUTION | WP PUTRAJAYA & CYBERJAYA | Existing | 11 kV | PE MV TERMINAL | RYB | VCBJ/PCE/J21181 | PE 21.18 CONDO A1 CYBERIA F1 | CBJ21171 PE 21.17 BLK A3 APT 12 TKT. (F1)
378385414 | TNB | DISTRIBUTION | WP PUTRAJAYA & CYBERJAYA | Existing | 11 kV | PE MV TERMINAL | RYB | VCBJ/PCE/J21181 | PE 21.18 CONDO A1 CYBERIA F1 | CBJ21122 PE 21.12 CYBERIA SMARTHOMES (F1)
378385417 | TNB | DISTRIBUTION | WP PUTRAJAYA & CYBERJAYA | Existing | 11 kV | PE MV TERMINAL | RYB | VCBJ/PCE/J21181 | PE 21.18 CONDO A1 CYBERIA F1 | TX1-1000KVA
378385436 | TNB | DISTRIBUTION | WP PUTRAJAYA & CYBERJAYA | Existing | 11 kV | PE MV TERMINAL | RYB | VCBJ/PCE/J21182 | PE 21.18 CONDO A1 CYBERIA F2 | CBJ21174 PE 21.17 BLK A3 APT 12 TKT. (F2)
378385437 | TNB | DISTRIBUTION | WP PUTRAJAYA & CYBERJAYA | Existing | 11 kV | PE MV TERMINAL | RYB | VCBJ/PCE/J21182 | PE 21.18 CONDO A1 CYBERIA F2 | CBJ21125 PE 21.12 CYBERIA SMARTHOMES (F2)
378385440 | TNB | DISTRIBUTION | WP PUTRAJAYA & CYBERJAYA | Existing | 11 kV | PE MV TERMINAL | RYB | VCBJ/PCE/J21182 | PE 21.18 CONDO A1 CYBERIA F2 | TX2-1000KVA
378385603 | TNB | DISTRIBUTION | WP PUTRAJAYA & CYBERJAYA | Existing | 11 kV | PE MV TERMINAL | RYB | VCBJ/PCE/J21172 | PE 21.17 CONDO A3 CYBERIA F2 | CBJ21494 PE 21.49 CONDO B2 (F2)
378385604 | TNB | DISTRIBUTION | WP PUTRAJAYA & CYBERJAYA | Existing | 11 kV | PE MV TERMINAL | RYB | VCBJ/PCE/J21172 | PE 21.17 CONDO A3 CYBERIA F2 | CBJ21185 PE 21.18 BLK A1 APT 12 TKT (F2)
378385607 | TNB | DISTRIBUTION | WP PUTRAJAYA & CYBERJAYA | Existing | 11 kV | PE MV TERMINAL | RYB | VCBJ/PCE/J21172 | PE 21.17 CONDO A3 CYBERIA F2 | TX2-1000KVA
378385689 | TNB | DISTRIBUTION | WP PUTRAJAYA & CYBERJAYA | Existing | 11 kV | PE MV TERMINAL | RYB | VCBJ/PCE/J21171 | PE 21.17 CONDO A3 CYBERIA F1 | CBJ21491 PE 21.49 CONDO B2 (F1)
378385690 | TNB | DISTRIBUTION | WP PUTRAJAYA & CYBERJAYA | Existing | 11 kV | PE MV TERMINAL | RYB | VCBJ/PCE/J21171 | PE 21.17 CONDO A3 CYBERIA F1 | CBJ21182 PE 21.18 BLK A1 APT 12 TKT (F1)
378385693 | TNB | DISTRIBUTION | WP PUTRAJAYA & CYBERJAYA | Existing | 11 kV | PE MV TERMINAL | RYB | VCBJ/PCE/J21171 | PE 21.17 CONDO A3 CYBERIA F1 | TX1-1000KVA
378385784 | TNB | DISTRIBUTION | WP PUTRAJAYA & CYBERJAYA | Existing | 11 kV | PE MV TERMINAL | RYB | VCBJ/PCE/J21492 | PE 21.49 CONDO B2 F2 | CBJ21514 PE 21.51 CONDO C1 (F2)
378385785 | TNB | DISTRIBUTION | WP PUTRAJAYA & CYBERJAYA | Existing | 11 kV | PE MV TERMINAL | RYB | VCBJ/PCE/J21492 | PE 21.49 CONDO B2 F2 | CBJ21175 PE 21.17 BLK A3 APT 12 TKT. (F2)
378385788 | TNB | DISTRIBUTION | WP PUTRAJAYA & CYBERJAYA | Existing | 11 kV | PE MV TERMINAL | RYB | VCBJ/PCE/J21492 | PE 21.49 CONDO B2 F2 | TX2-1000KVA
378385876 | TNB | DISTRIBUTION | WP PUTRAJAYA & CYBERJAYA | Existing | 11 kV | PE MV TERMINAL | RYB | VCBJ/PCE/J21491 | PE 21.49 CONDO B2 F1 | CBJ21511 PE 21.51 CONDO C1 (F1)
378385877 | TNB | DISTRIBUTION | WP PUTRAJAYA & CYBERJAYA | Existing | 11 kV | PE MV TERMINAL | RYB | VCBJ/PCE/J21491 | PE 21.49 CONDO B2 F1 | CBJ21172 PE 21.17 BLK A3 APT 12 TKT. (F1)
378385880 | TNB | DISTRIBUTION | WP PUTRAJAYA & CYBERJAYA | Existing | 11 kV | PE MV TERMINAL | RYB | VCBJ/PCE/J21491 | PE 21.49 CONDO B2 F1 | TX1-1000KVA
378385972 | TNB | DISTRIBUTION | WP PUTRAJAYA & CYBERJAYA | Existing | 11 kV | PE MV TERMINAL | RYB | VCBJ/PCE/J21512 | PE 21.51 CONDO C1 F2 | CBJ21524 PE 21.52 CONDO C3 (F2)
378385973 | TNB | DISTRIBUTION | WP PUTRAJAYA & CYBERJAYA | Existing | 11 kV | PE MV TERMINAL | RYB | VCBJ/PCE/J21512 | PE 21.51 CONDO C1 F2 | CBJ21495 PE 21.49 CONDO B2 (F2)
378385976 | TNB | DISTRIBUTION | WP PUTRAJAYA & CYBERJAYA | Existing | 11 kV | PE MV TERMINAL | RYB | VCBJ/PCE/J21512 | PE 21.51 CONDO C1 F2 | TX2-1000KVA
378386063 | TNB | DISTRIBUTION | WP PUTRAJAYA & CYBERJAYA | Existing | 11 kV | PE MV TERMINAL | RYB | VCBJ/PCE/J21511 | PE 21.51 CONDO C1 F1 | CBJ21521 PE 21.52 CONDO C3 (F1)
378386064 | TNB | DISTRIBUTION | WP PUTRAJAYA & CYBERJAYA | Existing | 11 kV | PE MV TERMINAL | RYB | VCBJ/PCE/J21511 | PE 21.51 CONDO C1 F1 | CBJ21492 PE 21.49 CONDO B2 (F1)
378386067 | TNB | DISTRIBUTION | WP PUTRAJAYA & CYBERJAYA | Existing | 11 kV | PE MV TERMINAL | RYB | VCBJ/PCE/J21511 | PE 21.51 CONDO C1 F1 | TX1-1000KVA
378386167 | TNB | DISTRIBUTION | WP PUTRAJAYA & CYBERJAYA | Existing | 11 kV | PE MV TERMINAL | RYB | VCBJ/PCE/J21522 | PE 21.52 CONDO C3 F2 | CBJ21021 PE 21.02 INCUBATOR (F1)
378386168 | TNB | DISTRIBUTION | WP PUTRAJAYA & CYBERJAYA | Existing | 11 kV | PE MV TERMINAL | RYB | VCBJ/PCE/J21522 | PE 21.52 CONDO C3 F2 | CBJ21515 PE 21.51 CONDO C1 (F2)
378386171 | TNB | DISTRIBUTION | WP PUTRAJAYA & CYBERJAYA | Existing | 11 kV | PE MV TERMINAL | RYB | VCBJ/PCE/J21522 | PE 21.52 CONDO C3 F2 | TX2-1000KVA
378386263 | TNB | DISTRIBUTION | WP PUTRAJAYA & CYBERJAYA | Existing | 11 kV | PE MV TERMINAL | RYB | VCBJ/PCE/J21521 | PE 21.52 CONDO C3 F1 | CBJ21025 PE 21.02 INCUBATOR (F2)
378386264 | TNB | DISTRIBUTION | WP PUTRAJAYA & CYBERJAYA | Existing | 11 kV | PE MV TERMINAL | RYB | VCBJ/PCE/J21521 | PE 21.52 CONDO C3 F1 | CBJ21512 PE 21.51 CONDO C1 (F1)
378386267 | TNB | DISTRIBUTION | WP PUTRAJAYA & CYBERJAYA | Existing | 11 kV | PE MV TERMINAL | RYB | VCBJ/PCE/J21521 | PE 21.52 CONDO C3 F1 | TX1-1000KVA
378386363 | TNB | DISTRIBUTION | WP PUTRAJAYA & CYBERJAYA | Existing | 11 kV | PE MV TERMINAL | RYB | VCBJ/PCE/J25051 | PE 25.05 HOSTEL BLOK 1D | TX1-1000KVA
378386370 | TNB | DISTRIBUTION | WP PUTRAJAYA & CYBERJAYA | Existing | 11 kV | PE MV TERMINAL | RYB | VCBJ/PCE/J25051 | PE 25.05 HOSTEL BLOK 1D | CBJ25041 PE 25.04 HOSTEL BLOK1C
378386378 | TNB | DISTRIBUTION | WP PUTRAJAYA & CYBERJAYA | Existing | 11 kV | PE MV TERMINAL | RYB | VCBJ/PCE/J25051 | PE 25.05 HOSTEL BLOK 1D | CBJ21022 PE 21.02 INCUBATOR (F1)
378386388 | TNB | DISTRIBUTION | WP PUTRAJAYA & CYBERJAYA | Existing | 11 kV | PE MV TERMINAL | RYB | VCBJ/PCE/J25051 | PE 25.05 HOSTEL BLOK 1D | TX2-1000KVA
378386534 | TNB | DISTRIBUTION | WP PUTRAJAYA & CYBERJAYA | Existing | 11 kV | PE MV TERMINAL | RYB | VCBJ/PCE/J25041 | PE 25.04 HOSTEL BLOK 1C | TX1-1000KVA
378386541 | TNB | DISTRIBUTION | WP PUTRAJAYA & CYBERJAYA | Existing | 11 kV | PE MV TERMINAL | RYB | VCBJ/PCE/J25041 | PE 25.04 HOSTEL BLOK 1C | CBJ23041 PE 23.04 MUTIARA VILLE 2
378386549 | TNB | DISTRIBUTION | WP PUTRAJAYA & CYBERJAYA | Existing | 11 kV | PE MV TERMINAL | RYB | VCBJ/PCE/J25041 | PE 25.04 HOSTEL BLOK 1C | CBJ25052 PE 25.05 HOSTEL BLOK 1D
378386559 | TNB | DISTRIBUTION | WP PUTRAJAYA & CYBERJAYA | Existing | 11 kV | PE MV TERMINAL | RYB | VCBJ/PCE/J25041 | PE 25.04 HOSTEL BLOK 1C | TX2-1000KVA
378386770 | TNB | DISTRIBUTION | WP PUTRAJAYA & CYBERJAYA | Existing | 11 kV | PE MV TERMINAL | RYB | VCBJ/PCE/J25031 | PE 25.03 HOSTEL BLOK 1B | CBJ25021 PE 25.02 HOSTEL BLOK 1A
378386771 | TNB | DISTRIBUTION | WP PUTRAJAYA & CYBERJAYA | Existing | 11 kV | PE MV TERMINAL | RYB | VCBJ/PCE/J25031 | PE 25.03 HOSTEL BLOK 1B | CBJ21024 PE 21.02 INCUBATOR (F2)
378386774 | TNB | DISTRIBUTION | WP PUTRAJAYA & CYBERJAYA | Existing | 11 kV | PE MV TERMINAL | RYB | VCBJ/PCE/J25031 | PE 25.03 HOSTEL BLOK 1B | TX1-1000KVA
378386864 | TNB | DISTRIBUTION | WP PUTRAJAYA & CYBERJAYA | Existing | 11 kV | PE MV TERMINAL | RYB | VCBJ/PCE/J25021 | PE 25.02 HOSTEL BLOK 1A | CBJ23031 PE 23.03 MUTIARA VILLE 1
378386865 | TNB | DISTRIBUTION | WP PUTRAJAYA & CYBERJAYA | Existing | 11 kV | PE MV TERMINAL | RYB | VCBJ/PCE/J25021 | PE 25.02 HOSTEL BLOK 1A | CBJ25032 PE 25.03 HOSTEL BLOK 1B
378386868 | TNB | DISTRIBUTION | WP PUTRAJAYA & CYBERJAYA | Existing | 11 kV | PE MV TERMINAL | RYB | VCBJ/PCE/J25021 | PE 25.02 HOSTEL BLOK 1A | TX1-1000KVA
378386962 | TNB | DISTRIBUTION | WP PUTRAJAYA & CYBERJAYA | Existing | 11 kV | PE MV TERMINAL | RYB | VCBJ/PCE/J23031 | PE 23.03 MUTIARA VILLE 1 | CBJ23021 SS 23.02 STP A (F1)
378386963 | TNB | DISTRIBUTION | WP PUTRAJAYA & CYBERJAYA | Existing | 11 kV | PE MV TERMINAL | RYB | VCBJ/PCE/J23031 | PE 23.03 MUTIARA VILLE 1 | CBJ25022 PE 25.02 HOSTEL BLOK 1A
378386966 | TNB | DISTRIBUTION | WP PUTRAJAYA & CYBERJAYA | Existing | 11 kV | PE MV TERMINAL | RYB | VCBJ/PCE/J23031 | PE 23.03 MUTIARA VILLE 1 | TX1-1000KVA
378387056 | TNB | DISTRIBUTION | WP PUTRAJAYA & CYBERJAYA | Existing | 11 kV | PE MV TERMINAL | RYB | VCBJ/PCE/J23041 | PE 23.04 MUTIARA VILLE 2 | CBJ23024 SS 23.02 STP A (F2)
378387057 | TNB | DISTRIBUTION | WP PUTRAJAYA & CYBERJAYA | Existing | 11 kV | PE MV TERMINAL | RYB | VCBJ/PCE/J23041 | PE 23.04 MUTIARA VILLE 2 | CBJ25042 PE 25.04 HOSTEL BLOK1C
378387060 | TNB | DISTRIBUTION | WP PUTRAJAYA & CYBERJAYA | Existing | 11 kV | PE MV TERMINAL | RYB | VCBJ/PCE/J23041 | PE 23.04 MUTIARA VILLE 2 | TX-1000KVA
378387153 | TNB | DISTRIBUTION | WP PUTRAJAYA & CYBERJAYA | Existing | 11 kV | PE MV TERMINAL | RYB | VCBJ/PCE/J23021 | SS 23.02 STP A F1 | CBJ23032 PE 23.03 MUTIARA VILLE 1
378387162 | TNB | DISTRIBUTION | WP PUTRAJAYA & CYBERJAYA | Existing | 11 kV | PE MV TERMINAL | RYB | VCBJ/PCE/J23021 | SS 23.02 STP A F1 | C23451 D-CBJ-C17-0519
378387173 | TNB | DISTRIBUTION | WP PUTRAJAYA & CYBERJAYA | Existing | 11 kV | PE MV TERMINAL | RYB | VCBJ/PCE/J23021 | SS 23.02 STP A F1 | PENGGUNA HT
378387179 | TNB | DISTRIBUTION | WP PUTRAJAYA & CYBERJAYA | Existing | 11 kV | PE MV TERMINAL | RYB | VCBJ/PCE/J23022 | SS 23.02 STP A F2 | CBJ23042 PE 23.04 MUTIARA VILLE 2
378387188 | TNB | DISTRIBUTION | WP PUTRAJAYA & CYBERJAYA | Existing | 11 kV | PE MV TERMINAL | RYB | VCBJ/PCE/J23022 | SS 23.02 STP A F2 | PENGGUNA HT
378387199 | TNB | DISTRIBUTION | WP PUTRAJAYA & CYBERJAYA | Existing | 11 kV | PE MV TERMINAL | RYB | VCBJ/PCE/J23022 | SS 23.02 STP A F2 | CBJ23014 : PE 23.01 PS 2-9 (F2)
378387227 | TNB | DISTRIBUTION | WP PUTRAJAYA & CYBERJAYA | Existing | 11 kV | PE MV TERMINAL | RYB | VCBJ/PCE/J23011 | PE 23.01 PS 2-9 F1 | CBJ24121 PE 24.12 SEJATI HOMES 2
378387228 | TNB | DISTRIBUTION | WP PUTRAJAYA & CYBERJAYA | Existing | 11 kV | PE MV TERMINAL | RYB | VCBJ/PCE/J23011 | PE 23.01 PS 2-9 F1 | CBJ23301 PE 23.30 EAST GARDEN
378387231 | TNB | DISTRIBUTION | WP PUTRAJAYA & CYBERJAYA | Existing | 11 kV | PE MV TERMINAL | RYB | VCBJ/PCE/J23011 | PE 23.01 PS 2-9 F1 | TX1-1000KVA
378387250 | TNB | DISTRIBUTION | WP PUTRAJAYA & CYBERJAYA | Existing | 11 kV | PE MV TERMINAL | RYB | VCBJ/PCE/J23012 | PE 23.01 PS 2-9 F2 | CBJ24361 : PE 24.36 VERDI CONDO BLOK 1
378387251 | TNB | DISTRIBUTION | WP PUTRAJAYA & CYBERJAYA | Existing | 11 kV | PE MV TERMINAL | RYB | VCBJ/PCE/J23012 | PE 23.01 PS 2-9 F2 | CBJ23026 SS 23.02 STP A (F2)
378387254 | TNB | DISTRIBUTION | WP PUTRAJAYA & CYBERJAYA | Existing | 11 kV | PE MV TERMINAL | RYB | VCBJ/PCE/J23012 | PE 23.01 PS 2-9 F2 | TX2-1000KVA
378400224 | TNB | DISTRIBUTION | WP PUTRAJAYA & CYBERJAYA | Existing | 11 kV | PE MV TERMINAL | RYB | VPTJ/PCE/J11211 | PE 11.21 PUSAT KEJIRANAN (F1) | PTJ11213 PE 11.21 KOMPLEKS KEJIRANAN (F2)
378400225 | TNB | DISTRIBUTION | WP PUTRAJAYA & CYBERJAYA | Existing | 11 kV | PE MV TERMINAL | RYB | VPTJ/PCE/J11211 | PE 11.21 PUSAT KEJIRANAN (F1) | PTJ11371 PE 11.37 SEK REN FASA 2 (F2)
378400228 | TNB | DISTRIBUTION | WP PUTRAJAYA & CYBERJAYA | Existing | 11 kV | PE MV TERMINAL | RYB | VPTJ/PCE/J11211 | PE 11.21 PUSAT KEJIRANAN (F1) | TX-1000KVA
378400305 | TNB | DISTRIBUTION | WP PUTRAJAYA & CYBERJAYA | Existing | 11 kV | PE MV TERMINAL | RYB | VPTJ/PCE/J11212 | PE 11.21 PUSAT KEJIRANAN (F2) | PTJ11214 PE 11.21 KOMPLEKS KEJIRANAN (F1)
378400306 | TNB | DISTRIBUTION | WP PUTRAJAYA & CYBERJAYA | Existing | 11 kV | PE MV TERMINAL | RYB | VPTJ/PCE/J11212 | PE 11.21 PUSAT KEJIRANAN (F2) | PTJ11381 PE 11.38 PADAT PS 13
378400309 | TNB | DISTRIBUTION | WP PUTRAJAYA & CYBERJAYA | Existing | 11 kV | PE MV TERMINAL | RYB | VPTJ/PCE/J11212 | PE 11.21 PUSAT KEJIRANAN (F2) | TX-1000KVA
378400389 | TNB | DISTRIBUTION | WP PUTRAJAYA & CYBERJAYA | Existing | 11 kV | PE MV TERMINAL | RYB | VPTJ/PCE/J11381 | PE 11.38 PS 13 | PTJ11392 PE 11.39 BLOK A (F1)
378400390 | TNB | DISTRIBUTION | WP PUTRAJAYA & CYBERJAYA | Existing | 11 kV | PE MV TERMINAL | RYB | VPTJ/PCE/J11381 | PE 11.38 PS 13 | PTJ11211 PE 11.21 KOMPLEKS KEJIRANAN (F2)
378400393 | TNB | DISTRIBUTION | WP PUTRAJAYA & CYBERJAYA | Existing | 11 kV | PE MV TERMINAL | RYB | VPTJ/PCE/J11381 | PE 11.38 PS 13 | TX-1000KVA
378400482 | TNB | DISTRIBUTION | WP PUTRAJAYA & CYBERJAYA | Existing | 11 kV | PE MV TERMINAL | RYB | VPTJ/PCE/J11391 | PE 11.39 BLOK A | PTJ11404 PE 11.40 APT BLOK C (F2)
378400483 | TNB | DISTRIBUTION | WP PUTRAJAYA & CYBERJAYA | Existing | 11 kV | PE MV TERMINAL | RYB | VPTJ/PCE/J11391 | PE 11.39 BLOK A | PTJ11383 PE 11.38 PADAT PS 13
378400486 | TNB | DISTRIBUTION | WP PUTRAJAYA & CYBERJAYA | Existing | 11 kV | PE MV TERMINAL | RYB | VPTJ/PCE/J11391 | PE 11.39 BLOK A | TX-1000KVA
378400551 | TNB | DISTRIBUTION | WP PUTRAJAYA & CYBERJAYA | Existing | 11 kV | PE MV TERMINAL | RYB | VPTJ/PCE/J11402 | PE 11.40 BLOK C (F2) | PTJ11391 PE 11.39 BLOK A (F1)
378400557 | TNB | DISTRIBUTION | WP PUTRAJAYA & CYBERJAYA | Existing | 11 kV | PE MV TERMINAL | RYB | VPTJ/PCE/J11402 | PE 11.40 BLOK C (F2) | PTJ11402 PE 11.40 APT BLOK C (F1)
378400598 | TNB | DISTRIBUTION | WP PUTRAJAYA & CYBERJAYA | Existing | 11 kV | PE MV TERMINAL | RYB | VPTJ/PCE/J11402 | PE 11.40 BLOK C (F2) | TX-1000KVA
378400657 | TNB | DISTRIBUTION | WP PUTRAJAYA & CYBERJAYA | Existing | 11 kV | PE MV TERMINAL | RYB | VPTJ/PCE/J11401 | PE 11.40 BLOK C (F1) | PTJ11412 PE 11.41 BLOK F
378400663 | TNB | DISTRIBUTION | WP PUTRAJAYA & CYBERJAYA | Existing | 11 kV | PE MV TERMINAL | RYB | VPTJ/PCE/J11401 | PE 11.40 BLOK C (F1) | PTJ11405 PE 11.40 APT BLOK C (F2)
378400704 | TNB | DISTRIBUTION | WP PUTRAJAYA & CYBERJAYA | Existing | 11 kV | PE MV TERMINAL | RYB | VPTJ/PCE/J11401 | PE 11.40 BLOK C (F1) | TX-1000KVA
378400778 | TNB | DISTRIBUTION | WP PUTRAJAYA & CYBERJAYA | Existing | 11 kV | PE MV TERMINAL | RYB | VPTJ/PCE/J01461 | SS 1.46 E9 (F1) | PENGGUNA HT
378400787 | TNB | DISTRIBUTION | WP PUTRAJAYA & CYBERJAYA | Existing | 11 kV | PE MV TERMINAL | RYB | VPTJ/PCE/J01461 | SS 1.46 E9 (F1) | PTJ01451 SS 1.45 BLOK E8 PARCEL E (F1)
378400798 | TNB | DISTRIBUTION | WP PUTRAJAYA & CYBERJAYA | Existing | 11 kV | PE MV TERMINAL | RYB | VPTJ/PCE/J01461 | SS 1.46 E9 (F1) | VCB 14 PTJ6
378400804 | TNB | DISTRIBUTION | WP PUTRAJAYA & CYBERJAYA | Existing | 11 kV | PE MV TERMINAL | RYB | VPTJ/PCE/J01462 | SS 1.46 E9 (F2) | PENGGUNA HT
378400813 | TNB | DISTRIBUTION | WP PUTRAJAYA & CYBERJAYA | Existing | 11 kV | PE MV TERMINAL | RYB | VPTJ/PCE/J01462 | SS 1.46 E9 (F2) | PTJ01454 SS 1.45 BLOK E8 PARCEL E (F2)
378400824 | TNB | DISTRIBUTION | WP PUTRAJAYA & CYBERJAYA | Existing | 11 kV | PE MV TERMINAL | RYB | VPTJ/PCE/J01462 | SS 1.46 E9 (F2) | VCB 7 PTJ6
378400825 | TNB | DISTRIBUTION | WP PUTRAJAYA & CYBERJAYA | Existing | 11 kV | PE MV TERMINAL | RYB | VPTJ/PCE/J01451 | SS 1.45 E8 (F1) | PTJ1462 SS 1.46 BLOK E9 PARCEL E (F1)
378400831 | TNB | DISTRIBUTION | WP PUTRAJAYA & CYBERJAYA | Existing | 11 kV | PE MV TERMINAL | RYB | VPTJ/PCE/J01451 | SS 1.45 E8 (F1) | PTJ1501 SS 1.50 BLOK E13 PARCEL E (F1)
378400872 | TNB | DISTRIBUTION | WP PUTRAJAYA & CYBERJAYA | Existing | 11 kV | PE MV TERMINAL | RYB | VPTJ/PCE/J01451 | SS 1.45 E8 (F1) | PENGGUNA HT
378400873 | TNB | DISTRIBUTION | WP PUTRAJAYA & CYBERJAYA | Existing | 11 kV | PE MV TERMINAL | RYB | VPTJ/PCE/J01452 | SS 1.45 E8 (F2) | PTJ1465 SS 1.46 BLOK E9 PARCEL E (F2)
378400879 | TNB | DISTRIBUTION | WP PUTRAJAYA & CYBERJAYA | Existing | 11 kV | PE MV TERMINAL | RYB | VPTJ/PCE/J01452 | SS 1.45 E8 (F2) | PTJ1504 SS 1.50 BLOK E13 PARCEL E (F2)
378400920 | TNB | DISTRIBUTION | WP PUTRAJAYA & CYBERJAYA | Existing | 11 kV | PE MV TERMINAL | RYB | VPTJ/PCE/J01452 | SS 1.45 E8 (F2) | PENGGUNA HT
378400926 | TNB | DISTRIBUTION | WP PUTRAJAYA & CYBERJAYA | Existing | 11 kV | PE MV TERMINAL | RYB | VPTJ/PCE/J01501 | SS 1.50 E13 (F1) | PENGGUNA HT
378400935 | TNB | DISTRIBUTION | WP PUTRAJAYA & CYBERJAYA | Existing | 11 kV | PE MV TERMINAL | RYB | VPTJ/PCE/J01501 | SS 1.50 E13 (F1) | PTJ01491 SS 1.49 BLOK E12 PARCEL E (F1)
378400946 | TNB | DISTRIBUTION | WP PUTRAJAYA & CYBERJAYA | Existing | 11 kV | PE MV TERMINAL | RYB | VPTJ/PCE/J01501 | SS 1.50 E13 (F1) | PTJ01452 SS 1.45 BLOK E8 PARCEL E (F1)
378400952 | TNB | DISTRIBUTION | WP PUTRAJAYA & CYBERJAYA | Existing | 11 kV | PE MV TERMINAL | RYB | VPTJ/PCE/J01502 | SS 1.50 E13 (F2) | PENGGUNA HT
378400961 | TNB | DISTRIBUTION | WP PUTRAJAYA & CYBERJAYA | Existing | 11 kV | PE MV TERMINAL | RYB | VPTJ/PCE/J01502 | SS 1.50 E13 (F2) | PTJ01494 SS 1.49 BLOK E12 PARCEL E (F2)
378400972 | TNB | DISTRIBUTION | WP PUTRAJAYA & CYBERJAYA | Existing | 11 kV | PE MV TERMINAL | RYB | VPTJ/PCE/J01502 | SS 1.50 E13 (F2) | PTJ01455 SS 1.45 BLOK E8 PARCEL E (F2)
378400973 | TNB | DISTRIBUTION | WP PUTRAJAYA & CYBERJAYA | Existing | 11 kV | PE MV TERMINAL | RYB | VPTJ/PCE/J01491 | SS 1.49 E12 (F1) | PTJ1503 SS 1.50 BLOK E13 PARCEL E (F1)
378400979 | TNB | DISTRIBUTION | WP PUTRAJAYA & CYBERJAYA | Existing | 11 kV | PE MV TERMINAL | RYB | VPTJ/PCE/J01491 | SS 1.49 E12 (F1) | PTJ1481 SS 1.48 BLOK E11 PARCEL E (F1)
378401020 | TNB | DISTRIBUTION | WP PUTRAJAYA & CYBERJAYA | Existing | 11 kV | PE MV TERMINAL | RYB | VPTJ/PCE/J01491 | SS 1.49 E12 (F1) | PENGGUNA HT
378401021 | TNB | DISTRIBUTION | WP PUTRAJAYA & CYBERJAYA | Existing | 11 kV | PE MV TERMINAL | RYB | VPTJ/PCE/J01492 | SS 1.49 E12 F2) | PTJ1506 SS 1.50 BLOK E13 PARCEL E (F2)
378401027 | TNB | DISTRIBUTION | WP PUTRAJAYA & CYBERJAYA | Existing | 11 kV | PE MV TERMINAL | RYB | VPTJ/PCE/J01492 | SS 1.49 E12 F2) | PTJ1484 SS 1.48 BLOK E11 PARCEL E (F2)
378401068 | TNB | DISTRIBUTION | WP PUTRAJAYA & CYBERJAYA | Existing | 11 kV | PE MV TERMINAL | RYB | VPTJ/PCE/J01492 | SS 1.49 E12 F2) | PENGGUNA HT
378401074 | TNB | DISTRIBUTION | WP PUTRAJAYA & CYBERJAYA | Existing | 11 kV | PE MV TERMINAL | RYB | VPTJ/PCE/J01481 | SS 1.48 E11 (F1) | PENGGUNA HT
378401083 | TNB | DISTRIBUTION | WP PUTRAJAYA & CYBERJAYA | Existing | 11 kV | PE MV TERMINAL | RYB | VPTJ/PCE/J01481 | SS 1.48 E11 (F1) | PTJ1471 SS 1.47 BLOK E10 PARCEL E (F1)
378401094 | TNB | DISTRIBUTION | WP PUTRAJAYA & CYBERJAYA | Existing | 11 kV | PE MV TERMINAL | RYB | VPTJ/PCE/J01481 | SS 1.48 E11 (F1) | PTJ01492 SS 1.49 BLOK E12 PARCEL E (F1)
378401100 | TNB | DISTRIBUTION | WP PUTRAJAYA & CYBERJAYA | Existing | 11 kV | PE MV TERMINAL | RYB | VPTJ/PCE/J01482 | SS 1.48 E11 (F2) | PENGGUNA HT
378401109 | TNB | DISTRIBUTION | WP PUTRAJAYA & CYBERJAYA | Existing | 11 kV | PE MV TERMINAL | RYB | VPTJ/PCE/J01482 | SS 1.48 E11 (F2) | PTJ1474 SS 1.47 BLOK E10 PARCEL E (F2)
378401120 | TNB | DISTRIBUTION | WP PUTRAJAYA & CYBERJAYA | Existing | 11 kV | PE MV TERMINAL | RYB | VPTJ/PCE/J01482 | SS 1.48 E11 (F2) | PTJ01495 SS 1.49 BLOK E12 PARCEL E (F2)
378401128 | TNB | DISTRIBUTION | WP PUTRAJAYA & CYBERJAYA | Existing | 11 kV | PE MV TERMINAL | RYB | VPTJ/PCE/J01471 | SS 1.47 E10 (F1) | PENGGUNA HT
378401137 | TNB | DISTRIBUTION | WP PUTRAJAYA & CYBERJAYA | Existing | 11 kV | PE MV TERMINAL | RYB | VPTJ/PCE/J01471 | SS 1.47 E10 (F1) | PTJ1441 SS 1.44 BLOK E7 PARCEL E (F1)
378401148 | TNB | DISTRIBUTION | WP PUTRAJAYA & CYBERJAYA | Existing | 11 kV | PE MV TERMINAL | RYB | VPTJ/PCE/J01471 | SS 1.47 E10 (F1) | PTJ1482 SS 1.48 BLOK E11 PARCEL E (F1)
378401154 | TNB | DISTRIBUTION | WP PUTRAJAYA & CYBERJAYA | Existing | 11 kV | PE MV TERMINAL | RYB | VPTJ/PCE/J01472 | SS 1.47 E10 (F2) | PENGGUNA HT
378401163 | TNB | DISTRIBUTION | WP PUTRAJAYA & CYBERJAYA | Existing | 11 kV | PE MV TERMINAL | RYB | VPTJ/PCE/J01472 | SS 1.47 E10 (F2) | PTJ1444 SS 1.44 BLOK E7 PARCEL E (F2)
378401174 | TNB | DISTRIBUTION | WP PUTRAJAYA & CYBERJAYA | Existing | 11 kV | PE MV TERMINAL | RYB | VPTJ/PCE/J01472 | SS 1.47 E10 (F2) | PTJ1485 SS 1.48 BLOK E11 PARCEL E (F2)
378401180 | TNB | DISTRIBUTION | WP PUTRAJAYA & CYBERJAYA | Existing | 11 kV | PE MV TERMINAL | RYB | VPTJ/PCE/J01442 | SS 1.44 E7 (F2) | PENGGUNA HT
378401189 | TNB | DISTRIBUTION | WP PUTRAJAYA & CYBERJAYA | Existing | 11 kV | PE MV TERMINAL | RYB | VPTJ/PCE/J01442 | SS 1.44 E7 (F2) | PTJ1434 SS 1.43 BLOK E6 PARCEL E (F2)
378401200 | TNB | DISTRIBUTION | WP PUTRAJAYA & CYBERJAYA | Existing | 11 kV | PE MV TERMINAL | RYB | VPTJ/PCE/J01442 | SS 1.44 E7 (F2) | PTJ1475 SS 1.47 BLOK E10 PARCEL E (F2)
378401206 | TNB | DISTRIBUTION | WP PUTRAJAYA & CYBERJAYA | Existing | 11 kV | PE MV TERMINAL | RYB | VPTJ/PCE/J01441 | SS 1.44 E7 (F1) | PENGGUNA HT
378401215 | TNB | DISTRIBUTION | WP PUTRAJAYA & CYBERJAYA | Existing | 11 kV | PE MV TERMINAL | RYB | VPTJ/PCE/J01441 | SS 1.44 E7 (F1) | PTJ1431 SS 1.43 BLOK E6 PARCEL E (F1)
378401226 | TNB | DISTRIBUTION | WP PUTRAJAYA & CYBERJAYA | Existing | 11 kV | PE MV TERMINAL | RYB | VPTJ/PCE/J01441 | SS 1.44 E7 (F1) | PTJ1472 SS 1.47 BLOK E10 PARCEL E (F1)
378401232 | TNB | DISTRIBUTION | WP PUTRAJAYA & CYBERJAYA | Existing | 11 kV | PE MV TERMINAL | RYB | VPTJ/PCE/J01431 | SS 1.43 E6 (F1) | PENGGUNA HT
378401241 | TNB | DISTRIBUTION | WP PUTRAJAYA & CYBERJAYA | Existing | 11 kV | PE MV TERMINAL | RYB | VPTJ/PCE/J01431 | SS 1.43 E6 (F1) | CB7 PTJ4 [OFF]
378401252 | TNB | DISTRIBUTION | WP PUTRAJAYA & CYBERJAYA | Existing | 11 kV | PE MV TERMINAL | RYB | VPTJ/PCE/J01431 | SS 1.43 E6 (F1) | PTJ1442 SS 1.44 BLOK E7 PARCEL E (F1)
378401258 | TNB | DISTRIBUTION | WP PUTRAJAYA & CYBERJAYA | Existing | 11 kV | PE MV TERMINAL | RYB | VPTJ/PCE/J01432 | SS 1.43 E6 (F2) | PENGGUNA HT
378401267 | TNB | DISTRIBUTION | WP PUTRAJAYA & CYBERJAYA | Existing | 11 kV | PE MV TERMINAL | RYB | VPTJ/PCE/J01432 | SS 1.43 E6 (F2) | CB8 PTJ4
378401278 | TNB | DISTRIBUTION | WP PUTRAJAYA & CYBERJAYA | Existing | 11 kV | PE MV TERMINAL | RYB | VPTJ/PCE/J01432 | SS 1.43 E6 (F2) | PTJ1445 SS 1.44 BLOK E7 PARCEL E (F2)
378401287 | TNB | DISTRIBUTION | WP PUTRAJAYA & CYBERJAYA | Existing | 11 kV | PE MV TERMINAL | RYB | VPTJ/PCE/J01011 | SS 1.01 PMO (F1) | VCB 1 PTJ6
378401293 | TNB | DISTRIBUTION | WP PUTRAJAYA & CYBERJAYA | Existing | 11 kV | PE MV TERMINAL | RYB | VPTJ/PCE/J01011 | SS 1.01 PMO (F1) | VCB 2 PTJ6
378401334 | TNB | DISTRIBUTION | WP PUTRAJAYA & CYBERJAYA | Existing | 11 kV | PE MV TERMINAL | RYB | VPTJ/PCE/J01011 | SS 1.01 PMO (F1) | CB12 PTJ1
378404471 | TNB | DISTRIBUTION | WP PUTRAJAYA & CYBERJAYA | Existing | 11 kV | PE MV TERMINAL | RYB | VPTJ/PCE/J01371 | PE 1.37 E16 ANJUNG (F1) | VCB 2 PTJ4
378404472 | TNB | DISTRIBUTION | WP PUTRAJAYA & CYBERJAYA | Existing | 11 kV | PE MV TERMINAL | RYB | VPTJ/PCE/J01371 | PE 1.37 E16 ANJUNG (F1) | PTJ01393 SS 1.39 BLOK E1 PARCEL E (F1)
378404475 | TNB | DISTRIBUTION | WP PUTRAJAYA & CYBERJAYA | Existing | 11 kV | PE MV TERMINAL | RYB | VPTJ/PCE/J01371 | PE 1.37 E16 ANJUNG (F1) | TX1-1000KVA
378404565 | TNB | DISTRIBUTION | WP PUTRAJAYA & CYBERJAYA | Existing | 11 kV | PE MV TERMINAL | RYB | VPTJ/PCE/J01372 | PE 1.37 E16 ANJUNG (F2) | VCB 1 PTJ4
378404566 | TNB | DISTRIBUTION | WP PUTRAJAYA & CYBERJAYA | Existing | 11 kV | PE MV TERMINAL | RYB | VPTJ/PCE/J01372 | PE 1.37 E16 ANJUNG (F2) | PTJ01396 SS 1.39 BLOK E1 PARCEL E (F2)
378404569 | TNB | DISTRIBUTION | WP PUTRAJAYA & CYBERJAYA | Existing | 11 kV | PE MV TERMINAL | RYB | VPTJ/PCE/J01372 | PE 1.37 E16 ANJUNG (F2) | 1000KVA
378404651 | TNB | DISTRIBUTION | WP PUTRAJAYA & CYBERJAYA | Existing | 11 kV | PE MV TERMINAL | RYB | VPTJ/PCE/J01391 | SS 1.39 E1 (F1) | PTJ01371 PE 1.37 KOMPLEK E16 ANJUNG (F1)
378404660 | TNB | DISTRIBUTION | WP PUTRAJAYA & CYBERJAYA | Existing | 11 kV | PE MV TERMINAL | RYB | VPTJ/PCE/J01391 | SS 1.39 E1 (F1) | PENGGUNA HT
378404671 | TNB | DISTRIBUTION | WP PUTRAJAYA & CYBERJAYA | Existing | 11 kV | PE MV TERMINAL | RYB | VPTJ/PCE/J01391 | SS 1.39 E1 (F1) | PTJ01402 SS 1.40 BLOK E2 PARCEL E (F1)
378404677 | TNB | DISTRIBUTION | WP PUTRAJAYA & CYBERJAYA | Existing | 11 kV | PE MV TERMINAL | RYB | VPTJ/PCE/J01392 | SS 1.39 E1 (F2) | PTJ01374 PE 1.37 KOMPLEK E16 ANJUNG (F2)
378404686 | TNB | DISTRIBUTION | WP PUTRAJAYA & CYBERJAYA | Existing | 11 kV | PE MV TERMINAL | RYB | VPTJ/PCE/J01392 | SS 1.39 E1 (F2) | PENGGUNA HT
378404697 | TNB | DISTRIBUTION | WP PUTRAJAYA & CYBERJAYA | Existing | 11 kV | PE MV TERMINAL | RYB | VPTJ/PCE/J01392 | SS 1.39 E1 (F2) | PTJ01405 SS 1.40 BLOK E2 PARCEL E (F2)
378404712 | TNB | DISTRIBUTION | WP PUTRAJAYA & CYBERJAYA | Existing | 11 kV | PE MV TERMINAL | RYB | VPTJ/PCE/J01401 | SS 1.40 E2 (F1) | PTJ01391 SS 1.39 BLOK E1 PARCEL E (F1)
378404716 | TNB | DISTRIBUTION | WP PUTRAJAYA & CYBERJAYA | Existing | 11 kV | PE MV TERMINAL | RYB | VPTJ/PCE/J01401 | SS 1.40 E2 (F1) | PENGGUNA HT
378404732 | TNB | DISTRIBUTION | WP PUTRAJAYA & CYBERJAYA | Existing | 11 kV | PE MV TERMINAL | RYB | VPTJ/PCE/J01401 | SS 1.40 E2 (F1) | N/A
378404753 | TNB | DISTRIBUTION | WP PUTRAJAYA & CYBERJAYA | Existing | 11 kV | PE MV TERMINAL | RYB | VPTJ/PCE/J01402 | SS 1.40 E2 (F2) | PTJ01394 SS 1.39 BLOK E1 PARCEL E (F2)
378404757 | TNB | DISTRIBUTION | WP PUTRAJAYA & CYBERJAYA | Existing | 11 kV | PE MV TERMINAL | RYB | VPTJ/PCE/J01402 | SS 1.40 E2 (F2) | PENGGUNA HT
378404773 | TNB | DISTRIBUTION | WP PUTRAJAYA & CYBERJAYA | Existing | 11 kV | PE MV TERMINAL | RYB | VPTJ/PCE/J01402 | SS 1.40 E2 (F2) | N/A
378404785 | TNB | DISTRIBUTION | WP PUTRAJAYA & CYBERJAYA | Existing | 11 kV | PE MV TERMINAL | RYB | VPTJ/PCE/J01411 | SS 1.41 E3 (F1) | PENGGUNA HT
378404794 | TNB | DISTRIBUTION | WP PUTRAJAYA & CYBERJAYA | Existing | 11 kV | PE MV TERMINAL | RYB | VPTJ/PCE/J01411 | SS 1.41 E3 (F1) | PTJ01401 SS 1.40 BLOK E2 PARCEL E (F1)
378404805 | TNB | DISTRIBUTION | WP PUTRAJAYA & CYBERJAYA | Existing | 11 kV | PE MV TERMINAL | RYB | VPTJ/PCE/J01411 | SS 1.41 E3 (F1) | PTJ01423 SS 1.42 BLOK E4&E5 PARCEL E (F1)
378404811 | TNB | DISTRIBUTION | WP PUTRAJAYA & CYBERJAYA | Existing | 11 kV | PE MV TERMINAL | RYB | VPTJ/PCE/J01412 | SS 1.41 E3 (F2) | PENGGUNA HT
378404820 | TNB | DISTRIBUTION | WP PUTRAJAYA & CYBERJAYA | Existing | 11 kV | PE MV TERMINAL | RYB | VPTJ/PCE/J01412 | SS 1.41 E3 (F2) | PTJ01404 SS 1.40 BLOK E2 PARCEL E (F2)
378404831 | TNB | DISTRIBUTION | WP PUTRAJAYA & CYBERJAYA | Existing | 11 kV | PE MV TERMINAL | RYB | VPTJ/PCE/J01412 | SS 1.41 E3 (F2) | PTJ01425 SS 1.42 BLOK E4&E5 PARCEL E (F2)
378404837 | TNB | DISTRIBUTION | WP PUTRAJAYA & CYBERJAYA | Existing | 11 kV | PE MV TERMINAL | RYB | VPTJ/PCE/J01421 | SS 1.42 E4 & E5 (F1) | PTJ01411 SS 1.41 BLOK E3 PARCEL E (F1)
378404846 | TNB | DISTRIBUTION | WP PUTRAJAYA & CYBERJAYA | Existing | 11 kV | PE MV TERMINAL | RYB | VPTJ/PCE/J01421 | SS 1.42 E4 & E5 (F1) | PENGGUNA HT
378404857 | TNB | DISTRIBUTION | WP PUTRAJAYA & CYBERJAYA | Existing | 11 kV | PE MV TERMINAL | RYB | VPTJ/PCE/J01421 | SS 1.42 E4 & E5 (F1) | PTJ01522 SS 1.52 BLOK E15 PARCEL E (F1)
378404863 | TNB | DISTRIBUTION | WP PUTRAJAYA & CYBERJAYA | Existing | 11 kV | PE MV TERMINAL | RYB | VPTJ/PCE/J01422 | SS 1.42 E4 & E5 (F2) | PENGGUNA HT
378404872 | TNB | DISTRIBUTION | WP PUTRAJAYA & CYBERJAYA | Existing | 11 kV | PE MV TERMINAL | RYB | VPTJ/PCE/J01422 | SS 1.42 E4 & E5 (F2) | PTJ01414 SS 1.41 BLOK E3 PARCEL E (F2)
378404883 | TNB | DISTRIBUTION | WP PUTRAJAYA & CYBERJAYA | Existing | 11 kV | PE MV TERMINAL | RYB | VPTJ/PCE/J01422 | SS 1.42 E4 & E5 (F2) | PTJ01525 SS 1.52 BLOK E15 PARCEL E (F2)
378404889 | TNB | DISTRIBUTION | WP PUTRAJAYA & CYBERJAYA | Existing | 11 kV | PE MV TERMINAL | RYB | VPTJ/PCE/J01521 | SS 1.52 E15 (F1) | PENGGUNA HT
378404898 | TNB | DISTRIBUTION | WP PUTRAJAYA & CYBERJAYA | Existing | 11 kV | PE MV TERMINAL | RYB | VPTJ/PCE/J01521 | SS 1.52 E15 (F1) | PTJ01421 SS 1.42 BLOK E4&E5 PARCEL E (F1)
378404909 | TNB | DISTRIBUTION | WP PUTRAJAYA & CYBERJAYA | Existing | 11 kV | PE MV TERMINAL | RYB | VPTJ/PCE/J01521 | SS 1.52 E15 (F1) | PTJ01512 SS 1.51 BLOK E14 PARCEL E (F1)
378404915 | TNB | DISTRIBUTION | WP PUTRAJAYA & CYBERJAYA | Existing | 11 kV | PE MV TERMINAL | RYB | VPTJ/PCE/J01522 | SS 1.52 E15 (F2) | PENGGUNA HT
378404924 | TNB | DISTRIBUTION | WP PUTRAJAYA & CYBERJAYA | Existing | 11 kV | PE MV TERMINAL | RYB | VPTJ/PCE/J01522 | SS 1.52 E15 (F2) | PTJ01424 SS 1.42 BLOK E4&E5 PARCEL E (F2)
378404935 | TNB | DISTRIBUTION | WP PUTRAJAYA & CYBERJAYA | Existing | 11 kV | PE MV TERMINAL | RYB | VPTJ/PCE/J01522 | SS 1.52 E15 (F2) | PTJ01515 N/ASS 1.51 BLOK E14 PARCEL E (F2)
378404950 | TNB | DISTRIBUTION | WP PUTRAJAYA & CYBERJAYA | Existing | 11 kV | PE MV TERMINAL | RYB | VPTJ/PCE/J01511 | SS 1.51 E14 (F1) | PTJ01521SS 1.52 BLOK E15 PARCEL E (F1)
378404954 | TNB | DISTRIBUTION | WP PUTRAJAYA & CYBERJAYA | Existing | 11 kV | PE MV TERMINAL | RYB | VPTJ/PCE/J01511 | SS 1.51 E14 (F1) | PENGGUNA HT
378404970 | TNB | DISTRIBUTION | WP PUTRAJAYA & CYBERJAYA | Existing | 11 kV | PE MV TERMINAL | RYB | VPTJ/PCE/J01511 | SS 1.51 E14 (F1) | PTJ01653 PE 1.65 (DATARAN PAHLAWAN)
378404991 | TNB | DISTRIBUTION | WP PUTRAJAYA & CYBERJAYA | Existing | 11 kV | PE MV TERMINAL | RYB | VPTJ/PCE/J01512 | SS 1.51 E14 (F2) | PTJ01524 SS 1.52 BLOK E15 PARCEL E (F2)
378404995 | TNB | DISTRIBUTION | WP PUTRAJAYA & CYBERJAYA | Existing | 11 kV | PE MV TERMINAL | RYB | VPTJ/PCE/J01512 | SS 1.51 E14 (F2) | PENGGUNA HT
378405011 | TNB | DISTRIBUTION | WP PUTRAJAYA & CYBERJAYA | Existing | 11 kV | PE MV TERMINAL | RYB | VPTJ/PCE/J01512 | SS 1.51 E14 (F2) | PTJ01656 PE 1.65 (DATARAN PAHLAWAN) F2
378405033 | TNB | DISTRIBUTION | WP PUTRAJAYA & CYBERJAYA | Existing | 11 kV | PE MV TERMINAL | RYB | VPTJ/PCE/J01561 | PE 1.56 SEK.MEN. A/SHAH (F1) | VCB 4 PTJ4
378405034 | TNB | DISTRIBUTION | WP PUTRAJAYA & CYBERJAYA | Existing | 11 kV | PE MV TERMINAL | RYB | VPTJ/PCE/J01561 | PE 1.56 SEK.MEN. A/SHAH (F1) | PTJ01572 PE 1.57 SEK.MEN. ALAM SHAH (F1)
378405037 | TNB | DISTRIBUTION | WP PUTRAJAYA & CYBERJAYA | Existing | 11 kV | PE MV TERMINAL | RYB | VPTJ/PCE/J01561 | PE 1.56 SEK.MEN. A/SHAH (F1) | 1000KVA
378405127 | TNB | DISTRIBUTION | WP PUTRAJAYA & CYBERJAYA | Existing | 11 kV | PE MV TERMINAL | RYB | VPTJ/PCE/J01562 | PE 1.56 SEK.MEN. A/SHAH (F2) | VCB 3 PTJ4
378405128 | TNB | DISTRIBUTION | WP PUTRAJAYA & CYBERJAYA | Existing | 11 kV | PE MV TERMINAL | RYB | VPTJ/PCE/J01562 | PE 1.56 SEK.MEN. A/SHAH (F2) | PTJ01575 PE 1.57 SEK.MEN. ALAM SHAH (F2)
378405131 | TNB | DISTRIBUTION | WP PUTRAJAYA & CYBERJAYA | Existing | 11 kV | PE MV TERMINAL | RYB | VPTJ/PCE/J01562 | PE 1.56 SEK.MEN. A/SHAH (F2) | 1000KVA
378405223 | TNB | DISTRIBUTION | WP PUTRAJAYA & CYBERJAYA | Existing | 11 kV | PE MV TERMINAL | RYB | VPTJ/PCE/J01571 | PE 1.57 SEK.MEN. A/SHAH (F1) | PTJ01561 PE 1.56 SEK.MEN.ALAM SHAH (F1)
378405224 | TNB | DISTRIBUTION | WP PUTRAJAYA & CYBERJAYA | Existing | 11 kV | PE MV TERMINAL | RYB | VPTJ/PCE/J01571 | PE 1.57 SEK.MEN. A/SHAH (F1) | PTJ01532 PE 1.53 NORTH DEPT. PARCEL Z (F1)
378405227 | TNB | DISTRIBUTION | WP PUTRAJAYA & CYBERJAYA | Existing | 11 kV | PE MV TERMINAL | RYB | VPTJ/PCE/J01571 | PE 1.57 SEK.MEN. A/SHAH (F1) | 1000KVA
378405319 | TNB | DISTRIBUTION | WP PUTRAJAYA & CYBERJAYA | Existing | 11 kV | PE MV TERMINAL | RYB | VPTJ/PCE/J01572 | PE 1.57 SEK.MEN. A/SHAH (F2) | PTJ01564 PE 1.56 SEK.MEN.ALAM SHAH (F2)
378405320 | TNB | DISTRIBUTION | WP PUTRAJAYA & CYBERJAYA | Existing | 11 kV | PE MV TERMINAL | RYB | VPTJ/PCE/J01572 | PE 1.57 SEK.MEN. A/SHAH (F2) | PTJ01536 PE 1.53 NORTH DEPT. PARCEL Z (F2)
378405323 | TNB | DISTRIBUTION | WP PUTRAJAYA & CYBERJAYA | Existing | 11 kV | PE MV TERMINAL | RYB | VPTJ/PCE/J01572 | PE 1.57 SEK.MEN. A/SHAH (F2) | 1000KVA
378405501 | TNB | DISTRIBUTION | WP PUTRAJAYA & CYBERJAYA | Existing | 11 kV | PE MV TERMINAL | RYB | VPTJ/PCE/J01532 | PE 1.53 NORTH DEPT (F2) | PENGGUNA HT
378405510 | TNB | DISTRIBUTION | WP PUTRAJAYA & CYBERJAYA | Existing | 11 kV | PE MV TERMINAL | RYB | VPTJ/PCE/J01532 | PE 1.53 NORTH DEPT (F2) | PTJ01574 PE 1.57 SEK.MEN. ALAM SHAH (F2)
378405521 | TNB | DISTRIBUTION | WP PUTRAJAYA & CYBERJAYA | Existing | 11 kV | PE MV TERMINAL | RYB | VPTJ/PCE/J01532 | PE 1.53 NORTH DEPT (F2) | PTJ01547 PE 1.54 SOUTH DEPT. PARCEL Z (F2)
378405554 | TNB | DISTRIBUTION | WP PUTRAJAYA & CYBERJAYA | Existing | 11 kV | PE MV TERMINAL | RYB | VPTJ/PCE/J01531 | PE 1.53 NORTH DEPT (F1) | PTJ01542 PE 1.54 SOUTH DEPT. PARCEL Z (F1)
378405557 | TNB | DISTRIBUTION | WP PUTRAJAYA & CYBERJAYA | Existing | 11 kV | PE MV TERMINAL | RYB | VPTJ/PCE/J01531 | PE 1.53 NORTH DEPT (F1) | 1000KVA
378405574 | TNB | DISTRIBUTION | WP PUTRAJAYA & CYBERJAYA | Existing | 11 kV | PE MV TERMINAL | RYB | VPTJ/PCE/J01531 | PE 1.53 NORTH DEPT (F1) | PENGGUNA HT
378405577 | TNB | DISTRIBUTION | WP PUTRAJAYA & CYBERJAYA | Existing | 11 kV | PE MV TERMINAL | RYB | VPTJ/PCE/J01531 | PE 1.53 NORTH DEPT (F1) | PTJ01571 PE 1.57 SEK.MEN. ALAM SHAH (F1)
378405659 | TNB | DISTRIBUTION | WP PUTRAJAYA & CYBERJAYA | Existing | 11 kV | PE MV TERMINAL | RYB | VPTJ/PCE/J01541 | PE 1.54 SOUTH DEPT (F1) | PTJ01553 SS 1.55 PLAZA MALL PARCEL Z (F1)
378405662 | TNB | DISTRIBUTION | WP PUTRAJAYA & CYBERJAYA | Existing | 11 kV | PE MV TERMINAL | RYB | VPTJ/PCE/J01541 | PE 1.54 SOUTH DEPT (F1) | 1000KVA
378405679 | TNB | DISTRIBUTION | WP PUTRAJAYA & CYBERJAYA | Existing | 11 kV | PE MV TERMINAL | RYB | VPTJ/PCE/J01541 | PE 1.54 SOUTH DEPT (F1) | PENGGUNA HT
378405682 | TNB | DISTRIBUTION | WP PUTRAJAYA & CYBERJAYA | Existing | 11 kV | PE MV TERMINAL | RYB | VPTJ/PCE/J01541 | PE 1.54 SOUTH DEPT (F1) | PTJ01542 PE 1.54 SOUTH DEPT. PARCEL Z (F1)
378405767 | TNB | DISTRIBUTION | WP PUTRAJAYA & CYBERJAYA | Existing | 11 kV | PE MV TERMINAL | RYB | VPTJ/PCE/J01542 | PE 1.54 SOUTH DEPT (F2) | PTJ01535 PE 1.53 NORTH DEPT. PARCEL Z (F2)
378405776 | TNB | DISTRIBUTION | WP PUTRAJAYA & CYBERJAYA | Existing | 11 kV | PE MV TERMINAL | RYB | VPTJ/PCE/J01542 | PE 1.54 SOUTH DEPT (F2) | PENGGUNA HT
378405787 | TNB | DISTRIBUTION | WP PUTRAJAYA & CYBERJAYA | Existing | 11 kV | PE MV TERMINAL | RYB | VPTJ/PCE/J01542 | PE 1.54 SOUTH DEPT (F2) | PTJ01556 SS 1.55 PLAZA MALL PARCEL Z (F2)
378405793 | TNB | DISTRIBUTION | WP PUTRAJAYA & CYBERJAYA | Existing | 11 kV | PE MV TERMINAL | RYB | VPTJ/PCE/J01551 | SS 1.55 PLAZA MALL (F1) | PTJ01541 PE 1.54 SOUTH DEPT. PARCEL Z (F1)
378405802 | TNB | DISTRIBUTION | WP PUTRAJAYA & CYBERJAYA | Existing | 11 kV | PE MV TERMINAL | RYB | VPTJ/PCE/J01551 | SS 1.55 PLAZA MALL (F1) | PENGGUNA HT
378405813 | TNB | DISTRIBUTION | WP PUTRAJAYA & CYBERJAYA | Existing | 11 kV | PE MV TERMINAL | RYB | VPTJ/PCE/J01551 | SS 1.55 PLAZA MALL (F1) | PTJ14111 PE 14.11 P 14A 1/3 TERES (F1)
378405819 | TNB | DISTRIBUTION | WP PUTRAJAYA & CYBERJAYA | Existing | 11 kV | PE MV TERMINAL | RYB | VPTJ/PCE/J01552 | SS 1.55 PLAZA MALL (F2) | PTJ01545 PE 1.54 SOUTH DEPT. PARCEL Z (F2)
378405828 | TNB | DISTRIBUTION | WP PUTRAJAYA & CYBERJAYA | Existing | 11 kV | PE MV TERMINAL | RYB | VPTJ/PCE/J01552 | SS 1.55 PLAZA MALL (F2) | PENGGUNA HT
378405839 | TNB | DISTRIBUTION | WP PUTRAJAYA & CYBERJAYA | Existing | 11 kV | PE MV TERMINAL | RYB | VPTJ/PCE/J01552 | SS 1.55 PLAZA MALL (F2) | PTJ14114 PE 14.11 P 14A 1/3 TERES (F2)
378405854 | TNB | DISTRIBUTION | WP PUTRAJAYA & CYBERJAYA | Existing | 11 kV | PE MV TERMINAL | RYB | VPTJ/PCE/J01261 | SS 1.26 HOTEL SANGRI-LA (F1) | P1661 BE KE PEMBANGUNAN PUSAT PENGAJIAN PERTAH:
378405858 | TNB | DISTRIBUTION | WP PUTRAJAYA & CYBERJAYA | Existing | 11 kV | PE MV TERMINAL | RYB | VPTJ/PCE/J01261 | SS 1.26 HOTEL SANGRI-LA (F1) | PENGGUNA HT
378405874 | TNB | DISTRIBUTION | WP PUTRAJAYA & CYBERJAYA | Existing | 11 kV | PE MV TERMINAL | RYB | VPTJ/PCE/J01261 | SS 1.26 HOTEL SANGRI-LA (F1) | PTJ01382 PE 1.38 TAMAN PUTERA PERDANA (F1)
378405895 | TNB | DISTRIBUTION | WP PUTRAJAYA & CYBERJAYA | Existing | 11 kV | PE MV TERMINAL | RYB | VPTJ/PCE/J01262 | SS 1.26 HOTEL SANGRI-LA (F2) | P1664 D-PTJ-C15-0735
378405899 | TNB | DISTRIBUTION | WP PUTRAJAYA & CYBERJAYA | Existing | 11 kV | PE MV TERMINAL | RYB | VPTJ/PCE/J01262 | SS 1.26 HOTEL SANGRI-LA (F2) | PENGGUNA HT
378405915 | TNB | DISTRIBUTION | WP PUTRAJAYA & CYBERJAYA | Existing | 11 kV | PE MV TERMINAL | RYB | VPTJ/PCE/J01262 | SS 1.26 HOTEL SANGRI-LA (F2) | PTJ01386 PE 1.38 TAMAN PUTERA PERDANA (F2)
378405922 | TNB | DISTRIBUTION | WP PUTRAJAYA & CYBERJAYA | Existing | 11 kV | PE MV TERMINAL | RYB | VPTJ/PCE/J01381 | PE 1.38 TAMAN PUTRA PERDANA (F1) | PTJ01582 SS 1.58 ISTANA MELAWATI (F1)
378405925 | TNB | DISTRIBUTION | WP PUTRAJAYA & CYBERJAYA | Existing | 11 kV | PE MV TERMINAL | RYB | VPTJ/PCE/J01381 | PE 1.38 TAMAN PUTRA PERDANA (F1) | TX1-1000KVA
378405942 | TNB | DISTRIBUTION | WP PUTRAJAYA & CYBERJAYA | Existing | 11 kV | PE MV TERMINAL | RYB | VPTJ/PCE/J01381 | PE 1.38 TAMAN PUTRA PERDANA (F1) | SPARE
378405945 | TNB | DISTRIBUTION | WP PUTRAJAYA & CYBERJAYA | Existing | 11 kV | PE MV TERMINAL | RYB | VPTJ/PCE/J01381 | PE 1.38 TAMAN PUTRA PERDANA (F1) | PTJ01261 SS 1.26 HOTEL SANGRI-LA (F1)
378406025 | TNB | DISTRIBUTION | WP PUTRAJAYA & CYBERJAYA | Existing | 11 kV | PE MV TERMINAL | RYB | VPTJ/PCE/J01382 | PE 1.38 TAMAN PUTRA PERDANA (F2) | PTJ01585 SS 1.58 ISTANA MELAWATI (F2)
378406028 | TNB | DISTRIBUTION | WP PUTRAJAYA & CYBERJAYA | Existing | 11 kV | PE MV TERMINAL | RYB | VPTJ/PCE/J01382 | PE 1.38 TAMAN PUTRA PERDANA (F2) | N/A
378406045 | TNB | DISTRIBUTION | WP PUTRAJAYA & CYBERJAYA | Existing | 11 kV | PE MV TERMINAL | RYB | VPTJ/PCE/J01382 | PE 1.38 TAMAN PUTRA PERDANA (F2) | SPARE
378406048 | TNB | DISTRIBUTION | WP PUTRAJAYA & CYBERJAYA | Existing | 11 kV | PE MV TERMINAL | RYB | VPTJ/PCE/J01382 | PE 1.38 TAMAN PUTRA PERDANA (F2) | PTJ01264 SS 1.26 HOTEL SANGRI-LA (F2)
378406133 | TNB | DISTRIBUTION | WP PUTRAJAYA & CYBERJAYA | Existing | 11 kV | PE MV TERMINAL | RYB | VPTJ/PCE/J01151 | SS 1.15 D1 (F1) | PENGGUNA HT
378406142 | TNB | DISTRIBUTION | WP PUTRAJAYA & CYBERJAYA | Existing | 11 kV | PE MV TERMINAL | RYB | VPTJ/PCE/J01151 | SS 1.15 D1 (F1) | PTJ01161 SS 1.16 PARCEL D2 (F1)
378406153 | TNB | DISTRIBUTION | WP PUTRAJAYA & CYBERJAYA | Existing | 11 kV | PE MV TERMINAL | RYB | VPTJ/PCE/J01151 | SS 1.15 D1 (F1) | VCB 9 PTJ4
378406159 | TNB | DISTRIBUTION | WP PUTRAJAYA & CYBERJAYA | Existing | 11 kV | PE MV TERMINAL | RYB | VPTJ/PCE/J01152 | SS 1.15 D1 (F2) | PENGGUNA HT
378406168 | TNB | DISTRIBUTION | WP PUTRAJAYA & CYBERJAYA | Existing | 11 kV | PE MV TERMINAL | RYB | VPTJ/PCE/J01152 | SS 1.15 D1 (F2) | PTJ01164 SS 1.16 PARCEL D2 (F2)
378406179 | TNB | DISTRIBUTION | WP PUTRAJAYA & CYBERJAYA | Existing | 11 kV | PE MV TERMINAL | RYB | VPTJ/PCE/J01152 | SS 1.15 D1 (F2) | VCB 10 PTJ4
378406185 | TNB | DISTRIBUTION | WP PUTRAJAYA & CYBERJAYA | Existing | 11 kV | PE MV TERMINAL | RYB | VPTJ/PCE/J01161 | SS 1.16 D2 (F1) | N/A
378406194 | TNB | DISTRIBUTION | WP PUTRAJAYA & CYBERJAYA | Existing | 11 kV | PE MV TERMINAL | RYB | VPTJ/PCE/J01161 | SS 1.16 D2 (F1) | PTJ01171 SS 1.17 PARCEL D3 (F1)
378406205 | TNB | DISTRIBUTION | WP PUTRAJAYA & CYBERJAYA | Existing | 11 kV | PE MV TERMINAL | RYB | VPTJ/PCE/J01161 | SS 1.16 D2 (F1) | PTJ01152 SS 1.15 PARCEL D1 (F1)
378406211 | TNB | DISTRIBUTION | WP PUTRAJAYA & CYBERJAYA | Existing | 11 kV | PE MV TERMINAL | RYB | VPTJ/PCE/J01162 | SS 1.16 D2 (F2) | N/A
378406220 | TNB | DISTRIBUTION | WP PUTRAJAYA & CYBERJAYA | Existing | 11 kV | PE MV TERMINAL | RYB | VPTJ/PCE/J01162 | SS 1.16 D2 (F2) | PTJ01174 SS 1.17 PARCEL D3 (F2)
378406231 | TNB | DISTRIBUTION | WP PUTRAJAYA & CYBERJAYA | Existing | 11 kV | PE MV TERMINAL | RYB | VPTJ/PCE/J01162 | SS 1.16 D2 (F2) | PTJ01155 SS 1.15 PARCEL D1 (F2)
378406237 | TNB | DISTRIBUTION | WP PUTRAJAYA & CYBERJAYA | Existing | 11 kV | PE MV TERMINAL | RYB | VPTJ/PCE/J01171 | SS 1.17 D3 (F1) | N/A
378406246 | TNB | DISTRIBUTION | WP PUTRAJAYA & CYBERJAYA | Existing | 11 kV | PE MV TERMINAL | RYB | VPTJ/PCE/J01171 | SS 1.17 D3 (F1) | PTJ01181 SS 1.18 PARCEL D4 (F1)
378406257 | TNB | DISTRIBUTION | WP PUTRAJAYA & CYBERJAYA | Existing | 11 kV | PE MV TERMINAL | RYB | VPTJ/PCE/J01171 | SS 1.17 D3 (F1) | PTJ01162 SS 1.16 PARCEL D2 (F1)
378406263 | TNB | DISTRIBUTION | WP PUTRAJAYA & CYBERJAYA | Existing | 11 kV | PE MV TERMINAL | RYB | VPTJ/PCE/J01172 | SS 1.17 D3 (F2) | N/A
378406272 | TNB | DISTRIBUTION | WP PUTRAJAYA & CYBERJAYA | Existing | 11 kV | PE MV TERMINAL | RYB | VPTJ/PCE/J01172 | SS 1.17 D3 (F2) | PTJ01184 SS 1.18 PARCEL D4 (F2)
378406283 | TNB | DISTRIBUTION | WP PUTRAJAYA & CYBERJAYA | Existing | 11 kV | PE MV TERMINAL | RYB | VPTJ/PCE/J01172 | SS 1.17 D3 (F2) | PTJ01165 SS 1.16 PARCEL D2 (F2)
378406289 | TNB | DISTRIBUTION | WP PUTRAJAYA & CYBERJAYA | Existing | 11 kV | PE MV TERMINAL | RYB | VPTJ/PCE/J01181 | SS 1.18 D4 (F1) | PENGGUNA
378406298 | TNB | DISTRIBUTION | WP PUTRAJAYA & CYBERJAYA | Existing | 11 kV | PE MV TERMINAL | RYB | VPTJ/PCE/J01181 | SS 1.18 D4 (F1) | PTJ01191 SS 1.19 PARCEL D5 (F1)
378406309 | TNB | DISTRIBUTION | WP PUTRAJAYA & CYBERJAYA | Existing | 11 kV | PE MV TERMINAL | RYB | VPTJ/PCE/J01181 | SS 1.18 D4 (F1) | PTJ01172 SS 1.17 PARCEL D3 (F1)
378406315 | TNB | DISTRIBUTION | WP PUTRAJAYA & CYBERJAYA | Existing | 11 kV | PE MV TERMINAL | RYB | VPTJ/PCE/J01182 | SS 1.18 D4 (F2) | PENGGUNA
378406324 | TNB | DISTRIBUTION | WP PUTRAJAYA & CYBERJAYA | Existing | 11 kV | PE MV TERMINAL | RYB | VPTJ/PCE/J01182 | SS 1.18 D4 (F2) | PTJ01194 SS 1.19 PARCEL D5 (F2)
378406335 | TNB | DISTRIBUTION | WP PUTRAJAYA & CYBERJAYA | Existing | 11 kV | PE MV TERMINAL | RYB | VPTJ/PCE/J01182 | SS 1.18 D4 (F2) | PTJ01175 SS 1.17 PARCEL D3 (F2)
378406351 | TNB | DISTRIBUTION | WP PUTRAJAYA & CYBERJAYA | Existing | 11 kV | PE MV TERMINAL | RYB | VPTJ/PCE/J15221 | PE 15.22 PADAT WR 6 | VCB 14 PTJ4
378406352 | TNB | DISTRIBUTION | WP PUTRAJAYA & CYBERJAYA | Existing | 11 kV | PE MV TERMINAL | RYB | VPTJ/PCE/J15221 | PE 15.22 PADAT WR 6 | PTJ15452 PE 15.45 Blok C1 15-12B (F1)
378406355 | TNB | DISTRIBUTION | WP PUTRAJAYA & CYBERJAYA | Existing | 11 kV | PE MV TERMINAL | RYB | VPTJ/PCE/J15221 | PE 15.22 PADAT WR 6 | 1000KVA
378406549 | TNB | DISTRIBUTION | WP PUTRAJAYA & CYBERJAYA | Existing | 11 kV | PE MV TERMINAL | RYB | VPTJ/PCE/J15452 | PE 15.45 Blok C1 15-12B (F2) | VCB 13 PTJ4
378406550 | TNB | DISTRIBUTION | WP PUTRAJAYA & CYBERJAYA | Existing | 11 kV | PE MV TERMINAL | RYB | VPTJ/PCE/J15452 | PE 15.45 Blok C1 15-12B (F2) | PTJ15466 PE 15.46 Blok C2 15-12B (F2)
378406553 | TNB | DISTRIBUTION | WP PUTRAJAYA & CYBERJAYA | Existing | 11 kV | PE MV TERMINAL | RYB | VPTJ/PCE/J15452 | PE 15.45 Blok C1 15-12B (F2) | 1000KVA
378406643 | TNB | DISTRIBUTION | WP PUTRAJAYA & CYBERJAYA | Existing | 11 kV | PE MV TERMINAL | RYB | VPTJ/PCE/J15451 | PE 15.45 Blok C1 15-12B (F1) | PTJ15221 PE 15.22 PADAT WR 6
378406644 | TNB | DISTRIBUTION | WP PUTRAJAYA & CYBERJAYA | Existing | 11 kV | PE MV TERMINAL | RYB | VPTJ/PCE/J15451 | PE 15.45 Blok C1 15-12B (F1) | PTJ15463 PE 15.46 Blok C2 15-12B (F1)
378406647 | TNB | DISTRIBUTION | WP PUTRAJAYA & CYBERJAYA | Existing | 11 kV | PE MV TERMINAL | RYB | VPTJ/PCE/J15451 | PE 15.45 Blok C1 15-12B (F1) | 1000KVA
378406737 | TNB | DISTRIBUTION | WP PUTRAJAYA & CYBERJAYA | Existing | 11 kV | PE MV TERMINAL | RYB | VPTJ/PCE/J15461 | PE 15.46 Blok C2 15-12B (F1) | PTJ15451 PE 15.45 Blok C1 15-12B (F1)
378406738 | TNB | DISTRIBUTION | WP PUTRAJAYA & CYBERJAYA | Existing | 11 kV | PE MV TERMINAL | RYB | VPTJ/PCE/J15461 | PE 15.46 Blok C2 15-12B (F1) | PTJ15443 PE 15.44 Blok A3 15-12B (F1)
378406741 | TNB | DISTRIBUTION | WP PUTRAJAYA & CYBERJAYA | Existing | 11 kV | PE MV TERMINAL | RYB | VPTJ/PCE/J15461 | PE 15.46 Blok C2 15-12B (F1) | 1000KVA
378406831 | TNB | DISTRIBUTION | WP PUTRAJAYA & CYBERJAYA | Existing | 11 kV | PE MV TERMINAL | RYB | VPTJ/PCE/J15462 | PE 15.46 Blok C2 15-12B (F2) | PTJ15454 PE 15.45 Blok C1 15-12B (F2)
378406832 | TNB | DISTRIBUTION | WP PUTRAJAYA & CYBERJAYA | Existing | 11 kV | PE MV TERMINAL | RYB | VPTJ/PCE/J15462 | PE 15.46 Blok C2 15-12B (F2) | PTJ15446 PE 15.44 Blok A3 15-12B (F2)
378406835 | TNB | DISTRIBUTION | WP PUTRAJAYA & CYBERJAYA | Existing | 11 kV | PE MV TERMINAL | RYB | VPTJ/PCE/J15462 | PE 15.46 Blok C2 15-12B (F2) | 1000KVA
378406927 | TNB | DISTRIBUTION | WP PUTRAJAYA & CYBERJAYA | Existing | 11 kV | PE MV TERMINAL | RYB | VPTJ/PCE/J15441 | PE 15.44 Blok A3 15-12B (F1) | PTJ15461 PE 15.46 Blok C2 15-12B (F1)
378406928 | TNB | DISTRIBUTION | WP PUTRAJAYA & CYBERJAYA | Existing | 11 kV | PE MV TERMINAL | RYB | VPTJ/PCE/J15441 | PE 15.44 Blok A3 15-12B (F1) | PTJ15433 PE 15.43 Blok A2 15-12B (F1)
378406931 | TNB | DISTRIBUTION | WP PUTRAJAYA & CYBERJAYA | Existing | 11 kV | PE MV TERMINAL | RYB | VPTJ/PCE/J15441 | PE 15.44 Blok A3 15-12B (F1) | 1000KVA
378407021 | TNB | DISTRIBUTION | WP PUTRAJAYA & CYBERJAYA | Existing | 11 kV | PE MV TERMINAL | RYB | VPTJ/PCE/J15442 | PE 15.44 Blok A3 15-12B (F2) | PTJ15464 PE 15.46 Blok C2 15-12B (F2)
378407022 | TNB | DISTRIBUTION | WP PUTRAJAYA & CYBERJAYA | Existing | 11 kV | PE MV TERMINAL | RYB | VPTJ/PCE/J15442 | PE 15.44 Blok A3 15-12B (F2) | PTJ15436 PE 15.43 Blok A2 15-12B (F2)
378407025 | TNB | DISTRIBUTION | WP PUTRAJAYA & CYBERJAYA | Existing | 11 kV | PE MV TERMINAL | RYB | VPTJ/PCE/J15442 | PE 15.44 Blok A3 15-12B (F2) | 1000KVA
378407117 | TNB | DISTRIBUTION | WP PUTRAJAYA & CYBERJAYA | Existing | 11 kV | PE MV TERMINAL | RYB | VPTJ/PCE/J15431 | PE 15.43 BLOK A2 15-12B (F1) | PTJ15441 PE 15.44 Blok A3 15-12B (F1)
378407118 | TNB | DISTRIBUTION | WP PUTRAJAYA & CYBERJAYA | Existing | 11 kV | PE MV TERMINAL | RYB | VPTJ/PCE/J15431 | PE 15.43 BLOK A2 15-12B (F1) | PTJ15243 SS 15.24 SEK. ANTARABANGSA (F1)
378407121 | TNB | DISTRIBUTION | WP PUTRAJAYA & CYBERJAYA | Existing | 11 kV | PE MV TERMINAL | RYB | VPTJ/PCE/J15431 | PE 15.43 BLOK A2 15-12B (F1) | 1000KVA
378407211 | TNB | DISTRIBUTION | WP PUTRAJAYA & CYBERJAYA | Existing | 11 kV | PE MV TERMINAL | RYB | VPTJ/PCE/J15432 | PE 15.43 BLOK A2 15-12B (F2) | PTJ15444 PE 15.44 Blok A3 15-12B (F2)
378407212 | TNB | DISTRIBUTION | WP PUTRAJAYA & CYBERJAYA | Existing | 11 kV | PE MV TERMINAL | RYB | VPTJ/PCE/J15432 | PE 15.43 BLOK A2 15-12B (F2) | PTJ15246 SS 15.24 SEK. ANTARABANGSA (F2)
378407215 | TNB | DISTRIBUTION | WP PUTRAJAYA & CYBERJAYA | Existing | 11 kV | PE MV TERMINAL | RYB | VPTJ/PCE/J15432 | PE 15.43 BLOK A2 15-12B (F2) | 1000KVA
378407297 | TNB | DISTRIBUTION | WP PUTRAJAYA & CYBERJAYA | Existing | 11 kV | PE MV TERMINAL | RYB | VPTJ/PCE/J15241 | SS 15.24 SEK. ANTARABANGSA (F1) | PTJ15431 PE 15.43 Blok A2 15-12B (F1)
378407306 | TNB | DISTRIBUTION | WP PUTRAJAYA & CYBERJAYA | Existing | 11 kV | PE MV TERMINAL | RYB | VPTJ/PCE/J15241 | SS 15.24 SEK. ANTARABANGSA (F1) | PENGGUNA HT
378407317 | TNB | DISTRIBUTION | WP PUTRAJAYA & CYBERJAYA | Existing | 11 kV | PE MV TERMINAL | RYB | VPTJ/PCE/J15241 | SS 15.24 SEK. ANTARABANGSA (F1) | PTJ15424 PE 15.42 P/PURI 15-12 BLOK C (F2)
378407323 | TNB | DISTRIBUTION | WP PUTRAJAYA & CYBERJAYA | Existing | 11 kV | PE MV TERMINAL | RYB | VPTJ/PCE/J15242 | SS 15.24 SEK. ANTARABANGSA (F2) | PTJ15434 PE 15.43 Blok A2 15-12B (F2)
378407332 | TNB | DISTRIBUTION | WP PUTRAJAYA & CYBERJAYA | Existing | 11 kV | PE MV TERMINAL | RYB | VPTJ/PCE/J15242 | SS 15.24 SEK. ANTARABANGSA (F2) | PENGGUNA HT
378407343 | TNB | DISTRIBUTION | WP PUTRAJAYA & CYBERJAYA | Existing | 11 kV | PE MV TERMINAL | RYB | VPTJ/PCE/J15242 | SS 15.24 SEK. ANTARABANGSA (F2) | PTJ15421 PE 15.42 P/PURI 15-12 BLOK C (F1)
378407359 | TNB | DISTRIBUTION | WP PUTRAJAYA & CYBERJAYA | Existing | 11 kV | PE MV TERMINAL | RYB | VPTJ/PCE/J15421 | PE 15.42 P/PURI 15-12 BLOK C (F1) | PTJ15411 PE 15.41 P/PURI 15-12 BLOK B (F1)
378407360 | TNB | DISTRIBUTION | WP PUTRAJAYA & CYBERJAYA | Existing | 11 kV | PE MV TERMINAL | RYB | VPTJ/PCE/J15421 | PE 15.42 P/PURI 15-12 BLOK C (F1) | PTJ15244 SS 15.24 SEK. ANTARABANGSA (F2)
378407363 | TNB | DISTRIBUTION | WP PUTRAJAYA & CYBERJAYA | Existing | 11 kV | PE MV TERMINAL | RYB | VPTJ/PCE/J15421 | PE 15.42 P/PURI 15-12 BLOK C (F1) | 1000KVA
378407455 | TNB | DISTRIBUTION | WP PUTRAJAYA & CYBERJAYA | Existing | 11 kV | PE MV TERMINAL | RYB | VPTJ/PCE/J15422 | PE 15.42 P/PURI 15-12 BLOK C (F2) | PTJ15414 PE 15.41 P/PURI 15-12 BLOK B (F2)
378407456 | TNB | DISTRIBUTION | WP PUTRAJAYA & CYBERJAYA | Existing | 11 kV | PE MV TERMINAL | RYB | VPTJ/PCE/J15422 | PE 15.42 P/PURI 15-12 BLOK C (F2) | PTJ15241 SS 15.24 SEK. ANTARABANGSA (F1)
378407459 | TNB | DISTRIBUTION | WP PUTRAJAYA & CYBERJAYA | Existing | 11 kV | PE MV TERMINAL | RYB | VPTJ/PCE/J15422 | PE 15.42 P/PURI 15-12 BLOK C (F2) | 1000KVA
378407551 | TNB | DISTRIBUTION | WP PUTRAJAYA & CYBERJAYA | Existing | 11 kV | PE MV TERMINAL | RYB | VPTJ/PCE/J15411 | PE 15.41 P/PURI 15-12 BLOK B (F1) | PTJ15401 PE 15.40 P/PURI 15-12 BLOK A (F1)
378407552 | TNB | DISTRIBUTION | WP PUTRAJAYA & CYBERJAYA | Existing | 11 kV | PE MV TERMINAL | RYB | VPTJ/PCE/J15411 | PE 15.41 P/PURI 15-12 BLOK B (F1) | PTJ15423 PE 15.42 P/PURI 15-12 BLOK C (F1)
378407555 | TNB | DISTRIBUTION | WP PUTRAJAYA & CYBERJAYA | Existing | 11 kV | PE MV TERMINAL | RYB | VPTJ/PCE/J15411 | PE 15.41 P/PURI 15-12 BLOK B (F1) | 1000KVA
378407647 | TNB | DISTRIBUTION | WP PUTRAJAYA & CYBERJAYA | Existing | 11 kV | PE MV TERMINAL | RYB | VPTJ/PCE/J15412 | PE 15.41 P/PURI 15-12 BLOK B (F2) | PTJ15404 PE 15.40 P/PURI 15-12 BLOK A (F2)
378407648 | TNB | DISTRIBUTION | WP PUTRAJAYA & CYBERJAYA | Existing | 11 kV | PE MV TERMINAL | RYB | VPTJ/PCE/J15412 | PE 15.41 P/PURI 15-12 BLOK B (F2) | PTJ15426 PE 15.42 P/PURI 15-12 BLOK C (F2)
378407651 | TNB | DISTRIBUTION | WP PUTRAJAYA & CYBERJAYA | Existing | 11 kV | PE MV TERMINAL | RYB | VPTJ/PCE/J15412 | PE 15.41 P/PURI 15-12 BLOK B (F2) | 1000KVA
378407743 | TNB | DISTRIBUTION | WP PUTRAJAYA & CYBERJAYA | Existing | 11 kV | PE MV TERMINAL | RYB | VPTJ/PCE/J15401 | PE 15.40 P/PURI 15-12 BLOK A (F1) | PTJ15471 PE 15.47 APARTMENT ALAM DESA (F1)
378407744 | TNB | DISTRIBUTION | WP PUTRAJAYA & CYBERJAYA | Existing | 11 kV | PE MV TERMINAL | RYB | VPTJ/PCE/J15401 | PE 15.40 P/PURI 15-12 BLOK A (F1) | PTJ15413 PE 15.41 P/PURI 15-12 BLOK B (F1)
378407747 | TNB | DISTRIBUTION | WP PUTRAJAYA & CYBERJAYA | Existing | 11 kV | PE MV TERMINAL | RYB | VPTJ/PCE/J15401 | PE 15.40 P/PURI 15-12 BLOK A (F1) | TX1-1000kVA
378407837 | TNB | DISTRIBUTION | WP PUTRAJAYA & CYBERJAYA | Existing | 11 kV | PE MV TERMINAL | RYB | VPTJ/PCE/J15402 | PE 15.40 P/PURI 15-12 BLOK A (F2) | PTJ15474 PE 15.47 APARTMENT ALAM DESA (F2)
378407838 | TNB | DISTRIBUTION | WP PUTRAJAYA & CYBERJAYA | Existing | 11 kV | PE MV TERMINAL | RYB | VPTJ/PCE/J15402 | PE 15.40 P/PURI 15-12 BLOK A (F2) | PTJ15416 PE 15.41 P/PURI 15-12 BLOK B (F2)
378407841 | TNB | DISTRIBUTION | WP PUTRAJAYA & CYBERJAYA | Existing | 11 kV | PE MV TERMINAL | RYB | VPTJ/PCE/J15402 | PE 15.40 P/PURI 15-12 BLOK A (F2) | TX2-1000kVA
378407933 | TNB | DISTRIBUTION | WP PUTRAJAYA & CYBERJAYA | Existing | 11 kV | PE MV TERMINAL | RYB | VPTJ/PCE/J15471 | PE 15.47 APARTMENT ALAM DESA (F1) | PTJ15563 PE 15.56 DWIPUTRA NO 3 (F1)
378407934 | TNB | DISTRIBUTION | WP PUTRAJAYA & CYBERJAYA | Existing | 11 kV | PE MV TERMINAL | RYB | VPTJ/PCE/J15471 | PE 15.47 APARTMENT ALAM DESA (F1) | PTJ15403 PE 15.40 P/PURI 15-12 BLOK A (F1)
378407937 | TNB | DISTRIBUTION | WP PUTRAJAYA & CYBERJAYA | Existing | 11 kV | PE MV TERMINAL | RYB | VPTJ/PCE/J15471 | PE 15.47 APARTMENT ALAM DESA (F1) | 1000KVA
378408029 | TNB | DISTRIBUTION | WP PUTRAJAYA & CYBERJAYA | Existing | 11 kV | PE MV TERMINAL | RYB | VPTJ/PCE/J15472 | PE 15.47 APARTMENT ALAM DESA (F2) | PTJ15566 PE 15.56(F2)
378408030 | TNB | DISTRIBUTION | WP PUTRAJAYA & CYBERJAYA | Existing | 11 kV | PE MV TERMINAL | RYB | VPTJ/PCE/J15472 | PE 15.47 APARTMENT ALAM DESA (F2) | PTJ15406 PE 15.40 P/PURI 15-12 BLOK A (F2)
378408033 | TNB | DISTRIBUTION | WP PUTRAJAYA & CYBERJAYA | Existing | 11 kV | PE MV TERMINAL | RYB | VPTJ/PCE/J15472 | PE 15.47 APARTMENT ALAM DESA (F2) | 1000KVA
378408125 | TNB | DISTRIBUTION | WP PUTRAJAYA & CYBERJAYA | Existing | 11 kV | PE MV TERMINAL | RYB | VPTJ/PCE/J15351 | PE 15.35 FASA 15-1A (F1) | PTJ15361 PE 15.36 FASA 15-1B (F1)
378408126 | TNB | DISTRIBUTION | WP PUTRAJAYA & CYBERJAYA | Existing | 11 kV | PE MV TERMINAL | RYB | VPTJ/PCE/J15351 | PE 15.35 FASA 15-1A (F1) | PTJ15541 PE 15.54 (F1)
378408129 | TNB | DISTRIBUTION | WP PUTRAJAYA & CYBERJAYA | Existing | 11 kV | PE MV TERMINAL | RYB | VPTJ/PCE/J15351 | PE 15.35 FASA 15-1A (F1) | 1000KVA
378408219 | TNB | DISTRIBUTION | WP PUTRAJAYA & CYBERJAYA | Existing | 11 kV | PE MV TERMINAL | RYB | VPTJ/PCE/J15352 | PE 15.35 FASA 15-1A (F2) | PTJ15364 PE 15.36 FASA 15-1B(F2)
378408220 | TNB | DISTRIBUTION | WP PUTRAJAYA & CYBERJAYA | Existing | 11 kV | PE MV TERMINAL | RYB | VPTJ/PCE/J15352 | PE 15.35 FASA 15-1A (F2) | PTJ15544 PE 15.54 (F2)
378408223 | TNB | DISTRIBUTION | WP PUTRAJAYA & CYBERJAYA | Existing | 11 kV | PE MV TERMINAL | RYB | VPTJ/PCE/J15352 | PE 15.35 FASA 15-1A (F2) | 1000KVA
378408315 | TNB | DISTRIBUTION | WP PUTRAJAYA & CYBERJAYA | Existing | 11 kV | PE MV TERMINAL | RYB | VPTJ/PCE/J15361 | PE 15.36 FASA 15-1B (F1) | PTJ15381 PE 15.38 FASA 15-3B (F1)
378408316 | TNB | DISTRIBUTION | WP PUTRAJAYA & CYBERJAYA | Existing | 11 kV | PE MV TERMINAL | RYB | VPTJ/PCE/J15361 | PE 15.36 FASA 15-1B (F1) | PTJ15353 PE 15.35 FASA 15-1A F1 (F1)
378408319 | TNB | DISTRIBUTION | WP PUTRAJAYA & CYBERJAYA | Existing | 11 kV | PE MV TERMINAL | RYB | VPTJ/PCE/J15361 | PE 15.36 FASA 15-1B (F1) | 1000KVA
378408409 | TNB | DISTRIBUTION | WP PUTRAJAYA & CYBERJAYA | Existing | 11 kV | PE MV TERMINAL | RYB | VPTJ/PCE/J15362 | PE 15.36 FASA 15-1B(F2) | PTJ15384 PE 15.38 FASA 15-3B (F2)
378408410 | TNB | DISTRIBUTION | WP PUTRAJAYA & CYBERJAYA | Existing | 11 kV | PE MV TERMINAL | RYB | VPTJ/PCE/J15362 | PE 15.36 FASA 15-1B(F2) | PTJ15356 PE 15.35 FASA 15-1A (F2)
378408413 | TNB | DISTRIBUTION | WP PUTRAJAYA & CYBERJAYA | Existing | 11 kV | PE MV TERMINAL | RYB | VPTJ/PCE/J15362 | PE 15.36 FASA 15-1B(F2) | 1000KVA
378408505 | TNB | DISTRIBUTION | WP PUTRAJAYA & CYBERJAYA | Existing | 11 kV | PE MV TERMINAL | RYB | VPTJ/PCE/J15381 | PE 15.38 FASA 15-3B (F1) | PTJ15391 PE 15.39 FASA 15-3A (F1)
378408506 | TNB | DISTRIBUTION | WP PUTRAJAYA & CYBERJAYA | Existing | 11 kV | PE MV TERMINAL | RYB | VPTJ/PCE/J15381 | PE 15.38 FASA 15-3B (F1) | PTJ15362 PE 15.36 FASA 15-1B (F1)
378408509 | TNB | DISTRIBUTION | WP PUTRAJAYA & CYBERJAYA | Existing | 11 kV | PE MV TERMINAL | RYB | VPTJ/PCE/J15381 | PE 15.38 FASA 15-3B (F1) | 1000KVA
378408599 | TNB | DISTRIBUTION | WP PUTRAJAYA & CYBERJAYA | Existing | 11 kV | PE MV TERMINAL | RYB | VPTJ/PCE/J15382 | PE 15.38 FASA 15-3B (F2) | PTJ15394 PE 15.39 Fasa 15-3A (F2)
378408600 | TNB | DISTRIBUTION | WP PUTRAJAYA & CYBERJAYA | Existing | 11 kV | PE MV TERMINAL | RYB | VPTJ/PCE/J15382 | PE 15.38 FASA 15-3B (F2) | PTJ15365 PE 15.36 FASA 15-1B(F2)
378408603 | TNB | DISTRIBUTION | WP PUTRAJAYA & CYBERJAYA | Existing | 11 kV | PE MV TERMINAL | RYB | VPTJ/PCE/J15382 | PE 15.38 FASA 15-3B (F2) | 1000KVA
378408695 | TNB | DISTRIBUTION | WP PUTRAJAYA & CYBERJAYA | Existing | 11 kV | PE MV TERMINAL | RYB | VPTJ/PCE/J15391 | PE 15.39 FASA 15-3A (F1) | N/A
378408696 | TNB | DISTRIBUTION | WP PUTRAJAYA & CYBERJAYA | Existing | 11 kV | PE MV TERMINAL | RYB | VPTJ/PCE/J15391 | PE 15.39 FASA 15-3A (F1) | PTJ15382 PE 15.38 FASA 15-3B (F1)
378408699 | TNB | DISTRIBUTION | WP PUTRAJAYA & CYBERJAYA | Existing | 11 kV | PE MV TERMINAL | RYB | VPTJ/PCE/J15391 | PE 15.39 FASA 15-3A (F1) | 1000KVA
378421935 | TNB | DISTRIBUTION | WP PUTRAJAYA & CYBERJAYA | Existing | 11 kV | PE MV TERMINAL | RYB | VPTJ/PCE/J17052 | PE 17.05 RK 1-2 (F2) | TX1-1000KVA
378421942 | TNB | DISTRIBUTION | WP PUTRAJAYA & CYBERJAYA | Existing | 11 kV | PE MV TERMINAL | RYB | VPTJ/PCE/J17052 | PE 17.05 RK 1-2 (F2) | PTJ17084 PE 17.08 - BLOK E 17RK2 F2
378421950 | TNB | DISTRIBUTION | WP PUTRAJAYA & CYBERJAYA | Existing | 11 kV | PE MV TERMINAL | RYB | VPTJ/PCE/J17052 | PE 17.05 RK 1-2 (F2) | PTJ17048 PE 17.04 APT RK1-1 JLN P17 (F2)
378421960 | TNB | DISTRIBUTION | WP PUTRAJAYA & CYBERJAYA | Existing | 11 kV | PE MV TERMINAL | RYB | VPTJ/PCE/J17052 | PE 17.05 RK 1-2 (F2) | TX2-1000KVA
378422122 | TNB | DISTRIBUTION | WP PUTRAJAYA & CYBERJAYA | Existing | 11 kV | PE MV TERMINAL | RYB | VPTJ/PCE/J17081 | PE 17.08 BLOK E 17RK2 (F1) | PTJ17071 PE 17.07 - BLOK C 17RK2 F1
378422123 | TNB | DISTRIBUTION | WP PUTRAJAYA & CYBERJAYA | Existing | 11 kV | PE MV TERMINAL | RYB | VPTJ/PCE/J17081 | PE 17.08 BLOK E 17RK2 (F1) | PTJ17054 PE 17.05 APT RK1-1 JLN P17 (F1)
378422126 | TNB | DISTRIBUTION | WP PUTRAJAYA & CYBERJAYA | Existing | 11 kV | PE MV TERMINAL | RYB | VPTJ/PCE/J17081 | PE 17.08 BLOK E 17RK2 (F1) | TX1-1000KVA
378422216 | TNB | DISTRIBUTION | WP PUTRAJAYA & CYBERJAYA | Existing | 11 kV | PE MV TERMINAL | RYB | VPTJ/PCE/J17082 | PE 17.08 BLOK E 17RK2 (F2) | PTJ17074 PE 17.07 - BLOK C 17RK2 F2
378422217 | TNB | DISTRIBUTION | WP PUTRAJAYA & CYBERJAYA | Existing | 11 kV | PE MV TERMINAL | RYB | VPTJ/PCE/J17082 | PE 17.08 BLOK E 17RK2 (F2) | PTJ17058 PE 17.05 APT RK1-1 JLN P17 (F2)
378422406 | TNB | DISTRIBUTION | WP PUTRAJAYA & CYBERJAYA | Existing | 11 kV | PE MV TERMINAL | RYB | VPTJ/PCE/J17072 | PE 17.07 BLOK C 17RK2 (F2) | P17094 PE 17.09 SEK REN PRESINT 17 (F2)
378422407 | TNB | DISTRIBUTION | WP PUTRAJAYA & CYBERJAYA | Existing | 11 kV | PE MV TERMINAL | RYB | VPTJ/PCE/J17072 | PE 17.07 BLOK C 17RK2 (F2) | PTJ17085 PE 17.08 - BLOK E 17RK2 F2
378422410 | TNB | DISTRIBUTION | WP PUTRAJAYA & CYBERJAYA | Existing | 11 kV | PE MV TERMINAL | RYB | VPTJ/PCE/J17072 | PE 17.07 BLOK C 17RK2 (F2) | TX2-1000KVA
378422500 | TNB | DISTRIBUTION | WP PUTRAJAYA & CYBERJAYA | Existing | 11 kV | PE MV TERMINAL | RYB | VPTJ/PCE/J17071 | PE 17.07 BLOK C 17RK2 (F1) | PTJ17091 PE 17.09 SEK REN PRESINT 17
378422501 | TNB | DISTRIBUTION | WP PUTRAJAYA & CYBERJAYA | Existing | 11 kV | PE MV TERMINAL | RYB | VPTJ/PCE/J17071 | PE 17.07 BLOK C 17RK2 (F1) | PTJ17082 PE 17.08 - BLOK E 17RK2 F1
378422504 | TNB | DISTRIBUTION | WP PUTRAJAYA & CYBERJAYA | Existing | 11 kV | PE MV TERMINAL | RYB | VPTJ/PCE/J17071 | PE 17.07 BLOK C 17RK2 (F1) | TX1-1000KVA
378422596 | TNB | DISTRIBUTION | WP PUTRAJAYA & CYBERJAYA | Existing | 11 kV | PE MV TERMINAL | RYB | VPTJ/PCE/J17091 | PE 17.09 SEK REN PRESINT 17 F1 | P17171 SS 17.17 PUDINA BLOK C (F1)
378422597 | TNB | DISTRIBUTION | WP PUTRAJAYA & CYBERJAYA | Existing | 11 kV | PE MV TERMINAL | RYB | VPTJ/PCE/J17091 | PE 17.09 SEK REN PRESINT 17 F1 | PTJ17072 PE 17.07 - BLOK C 17RK2 F1
378422600 | TNB | DISTRIBUTION | WP PUTRAJAYA & CYBERJAYA | Existing | 11 kV | PE MV TERMINAL | RYB | VPTJ/PCE/J17091 | PE 17.09 SEK REN PRESINT 17 F1 | TX1-500KVA
378422690 | TNB | DISTRIBUTION | WP PUTRAJAYA & CYBERJAYA | Existing | 11 kV | PE MV TERMINAL | RYB | VPTJ/PCE/J17092 | PE 17.09 SEK REN PRESINT 17 (F2) | P17174 SS 17.17 PUDINA BLOK C (F2)
378422691 | TNB | DISTRIBUTION | WP PUTRAJAYA & CYBERJAYA | Existing | 11 kV | PE MV TERMINAL | RYB | VPTJ/PCE/J17092 | PE 17.09 SEK REN PRESINT 17 (F2) | PTJ17075 PE 17.07 - BLOK C 17RK2 F2
378422694 | TNB | DISTRIBUTION | WP PUTRAJAYA & CYBERJAYA | Existing | 11 kV | PE MV TERMINAL | RYB | VPTJ/PCE/J17092 | PE 17.09 SEK REN PRESINT 17 (F2) | TX1-500KVA
378422786 | TNB | DISTRIBUTION | WP PUTRAJAYA & CYBERJAYA | Existing | 11 kV | PE MV TERMINAL | RYB | VPTJ/PCE/J01311 | PE 1.31 PADAT PERSIARAN PERDANA | PTJ01271 PE 1.27 PADAT PER. PERSEKUTUAN
378422787 | TNB | DISTRIBUTION | WP PUTRAJAYA & CYBERJAYA | Existing | 11 kV | PE MV TERMINAL | RYB | VPTJ/PCE/J01311 | PE 1.31 PADAT PERSIARAN PERDANA | PTJ1: VCB 15
378422790 | TNB | DISTRIBUTION | WP PUTRAJAYA & CYBERJAYA | Existing | 11 kV | PE MV TERMINAL | RYB | VPTJ/PCE/J01311 | PE 1.31 PADAT PERSIARAN PERDANA | TX1-1000KVA
378422957 | TNB | DISTRIBUTION | WP PUTRAJAYA & CYBERJAYA | Existing | 11 kV | PE MV TERMINAL | RYB | VPTJ/PCE/J01271 | PE 1.27 PADAT PERSIARAN PERSEKUTUAN | PTJ01312 PE 1.31 PADAT PER. PERDANA
378422958 | TNB | DISTRIBUTION | WP PUTRAJAYA & CYBERJAYA | Existing | 11 kV | PE MV TERMINAL | RYB | VPTJ/PCE/J01271 | PE 1.27 PADAT PERSIARAN PERSEKUTUAN | PTJ01302 PE 1.30 TAPAK SEMAIAN BOTANI
378422961 | TNB | DISTRIBUTION | WP PUTRAJAYA & CYBERJAYA | Existing | 11 kV | PE MV TERMINAL | RYB | VPTJ/PCE/J01271 | PE 1.27 PADAT PERSIARAN PERSEKUTUAN | TX1-1000KVA
378423055 | TNB | DISTRIBUTION | WP PUTRAJAYA & CYBERJAYA | Existing | 11 kV | PE MV TERMINAL | RYB | VPTJ/PCE/J01301 | PE 1.30 TAPAK SEMAIAN BOTANI | TX1-1000KVA
378423057 | TNB | DISTRIBUTION | WP PUTRAJAYA & CYBERJAYA | Existing | 11 kV | PE MV TERMINAL | RYB | VPTJ/PCE/J01301 | PE 1.30 TAPAK SEMAIAN BOTANI | PTJ01592 PE 1.59 WETLAND MANAGEMENT
378423098 | TNB | DISTRIBUTION | WP PUTRAJAYA & CYBERJAYA | Existing | 11 kV | PE MV TERMINAL | RYB | VPTJ/PCE/J01301 | PE 1.30 TAPAK SEMAIAN BOTANI | PTJ01272 PE 1.27 PADAT PER. PERSEKUTUAN
378423187 | TNB | DISTRIBUTION | WP PUTRAJAYA & CYBERJAYA | Existing | 11 kV | PE MV TERMINAL | RYB | VPTJ/PCE/J01591 | PE 1.59 WETLAND MANAGEMENT | PTJ13042 PE 13.04 UGS PERSEKUTUAN
378423188 | TNB | DISTRIBUTION | WP PUTRAJAYA & CYBERJAYA | Existing | 11 kV | PE MV TERMINAL | RYB | VPTJ/PCE/J01591 | PE 1.59 WETLAND MANAGEMENT | PTJ01301 PE 1.30 TAPAK SEMAIAN BOTANI
378423191 | TNB | DISTRIBUTION | WP PUTRAJAYA & CYBERJAYA | Existing | 11 kV | PE MV TERMINAL | RYB | VPTJ/PCE/J01591 | PE 1.59 WETLAND MANAGEMENT | TX1-1000KVA
378423353 | TNB | DISTRIBUTION | WP PUTRAJAYA & CYBERJAYA | Existing | 11 kV | PE MV TERMINAL | RYB | VPTJ/PCE/J13041 | PE 13.04 UGS PERSEKUTUAN | PTJ13032 [OFF] PE 13.03 WETLAND NURSERY
378423354 | TNB | DISTRIBUTION | WP PUTRAJAYA & CYBERJAYA | Existing | 11 kV | PE MV TERMINAL | RYB | VPTJ/PCE/J13041 | PE 13.04 UGS PERSEKUTUAN | PTJ01591 PE 1.59 WETLAND MANAGEMENT
378423357 | TNB | DISTRIBUTION | WP PUTRAJAYA & CYBERJAYA | Existing | 11 kV | PE MV TERMINAL | RYB | VPTJ/PCE/J13041 | PE 13.04 UGS PERSEKUTUAN | TX1-1000KVA
378423565 | TNB | DISTRIBUTION | WP PUTRAJAYA & CYBERJAYA | Existing | 11 kV | PE MV TERMINAL | RYB | VPTJ/PCE/J01331 | PE 1.33 INSIDE PPU 1 S/L OVAL | PTJ01292 PE 1.29 PADAT PERDANA WALK:
378423566 | TNB | DISTRIBUTION | WP PUTRAJAYA & CYBERJAYA | Existing | 11 kV | PE MV TERMINAL | RYB | VPTJ/PCE/J01331 | PE 1.33 INSIDE PPU 1 S/L OVAL | PTJ1: VCB 7
378423569 | TNB | DISTRIBUTION | WP PUTRAJAYA & CYBERJAYA | Existing | 11 kV | PE MV TERMINAL | RYB | VPTJ/PCE/J01331 | PE 1.33 INSIDE PPU 1 S/L OVAL | TX1-1000KVA
378423671 | TNB | DISTRIBUTION | WP PUTRAJAYA & CYBERJAYA | Existing | 11 kV | PE MV TERMINAL | RYB | VPTJ/PCE/J01291 | PE 1.29 PERDANA WALK | PTJ01332 PE 1.33 PADAT INSIDE PPU 1 PJ
378423672 | TNB | DISTRIBUTION | WP PUTRAJAYA & CYBERJAYA | Existing | 11 kV | PE MV TERMINAL | RYB | VPTJ/PCE/J01291 | PE 1.29 PERDANA WALK | PTJ01352 PE 1.35 MASJID PUTERA (F1)
378423675 | TNB | DISTRIBUTION | WP PUTRAJAYA & CYBERJAYA | Existing | 11 kV | PE MV TERMINAL | RYB | VPTJ/PCE/J01291 | PE 1.29 PERDANA WALK | TX1-1000KVA
378423781 | TNB | DISTRIBUTION | WP PUTRAJAYA & CYBERJAYA | Existing | 11 kV | PE MV TERMINAL | RYB | VPTJ/PCE/J01351 | PE 1.35 MOSQUE (F1) | PTJ01362 PE 1.36 DATARAN PUTERA (F1)
378423782 | TNB | DISTRIBUTION | WP PUTRAJAYA & CYBERJAYA | Existing | 11 kV | PE MV TERMINAL | RYB | VPTJ/PCE/J01351 | PE 1.35 MOSQUE (F1) | PTJ01291 PE 1.29 PADAT PERDANA WALK
378423785 | TNB | DISTRIBUTION | WP PUTRAJAYA & CYBERJAYA | Existing | 11 kV | PE MV TERMINAL | RYB | VPTJ/PCE/J01351 | PE 1.35 MOSQUE (F1) | TX1-1000KVA
378423875 | TNB | DISTRIBUTION | WP PUTRAJAYA & CYBERJAYA | Existing | 11 kV | PE MV TERMINAL | RYB | VPTJ/PCE/J01352 | PE 1.35 MOSQUE (F2) | PTJ1362 [OFF] PE 1.36 DATARAN PUTERA (F2)
378423876 | TNB | DISTRIBUTION | WP PUTRAJAYA & CYBERJAYA | Existing | 11 kV | PE MV TERMINAL | RYB | VPTJ/PCE/J01352 | PE 1.35 MOSQUE (F2) | PTJ01623 PE 1.62 INSIDE PPU PJ1
378423879 | TNB | DISTRIBUTION | WP PUTRAJAYA & CYBERJAYA | Existing | 11 kV | PE MV TERMINAL | RYB | VPTJ/PCE/J01352 | PE 1.35 MOSQUE (F2) | TX2-1000KVA
378424016 | TNB | DISTRIBUTION | WP PUTRAJAYA & CYBERJAYA | Existing | 11 kV | PE MV TERMINAL | RYB | VPTJ/PCE/J17082 | PE 17.08 BLOK E 17RK2 (F2) | TX2-1000KVA
378424036 | TNB | DISTRIBUTION | WP PUTRAJAYA & CYBERJAYA | Existing | 11 kV | PE MV TERMINAL | RYB | VPTJ/PCE/J17101 | SS 17.10 TEMP PPA1M PRESINT 17 | PENGGUNA HT
378424045 | TNB | DISTRIBUTION | WP PUTRAJAYA & CYBERJAYA | Existing | 11 kV | PE MV TERMINAL | RYB | VPTJ/PCE/J17101 | SS 17.10 TEMP PPA1M PRESINT 17 | PTJ17061 PE 17.06 - BLOK A 17RK2 F1
378424056 | TNB | DISTRIBUTION | WP PUTRAJAYA & CYBERJAYA | Existing | 11 kV | PE MV TERMINAL | RYB | VPTJ/PCE/J17101 | SS 17.10 TEMP PPA1M PRESINT 17 | PTJ17093 PE 17.09 SEK REN PRESINT 17
378424072 | TNB | DISTRIBUTION | WP PUTRAJAYA & CYBERJAYA | Existing | 11 kV | PE MV TERMINAL | RYB | VPTJ/PCE/J17061 | PE 17.06 BLOK A 17RK2 (F1) | PTJ17143 D-PTJ-C16-1074 (17.14 F1)
378424073 | TNB | DISTRIBUTION | WP PUTRAJAYA & CYBERJAYA | Existing | 11 kV | PE MV TERMINAL | RYB | VPTJ/PCE/J17061 | PE 17.06 BLOK A 17RK2 (F1) | P17162 SS 17.16 PUDINA BLOK B (F1)
378424076 | TNB | DISTRIBUTION | WP PUTRAJAYA & CYBERJAYA | Existing | 11 kV | PE MV TERMINAL | RYB | VPTJ/PCE/J17061 | PE 17.06 BLOK A 17RK2 (F1) | TX1-1000KVA
378424166 | TNB | DISTRIBUTION | WP PUTRAJAYA & CYBERJAYA | Existing | 11 kV | PE MV TERMINAL | RYB | VPTJ/PCE/J17062 | PE 17.06 BLOK A 17RK2 (F2) | PTJ17146 D-PTJ-C16-1074 (17.14 F2)
378424167 | TNB | DISTRIBUTION | WP PUTRAJAYA & CYBERJAYA | Existing | 11 kV | PE MV TERMINAL | RYB | VPTJ/PCE/J17062 | PE 17.06 BLOK A 17RK2 (F2) | P17165 SS 17.16 PUDINA BLOK B (F2)
378424170 | TNB | DISTRIBUTION | WP PUTRAJAYA & CYBERJAYA | Existing | 11 kV | PE MV TERMINAL | RYB | VPTJ/PCE/J17062 | PE 17.06 BLOK A 17RK2 (F2) | TX1-1000KVA
378424275 | TNB | DISTRIBUTION | WP PUTRAJAYA & CYBERJAYA | Existing | 11 kV | PE MV TERMINAL | RYB | VPTJ/PCE/J02032 | PE 2.03 RUMAH PAM (F2) | PTJ02174 PE 2.17 TMN WAWASAN (P.H) (F2)
378424276 | TNB | DISTRIBUTION | WP PUTRAJAYA & CYBERJAYA | Existing | 11 kV | PE MV TERMINAL | RYB | VPTJ/PCE/J02032 | PE 2.03 RUMAH PAM (F2) | PTJ17114 D-PTJ-C15-0944 (17.11 F2)
378424279 | TNB | DISTRIBUTION | WP PUTRAJAYA & CYBERJAYA | Existing | 11 kV | PE MV TERMINAL | RYB | VPTJ/PCE/J02032 | PE 2.03 RUMAH PAM (F2) | TX2-1000KVA
378424371 | TNB | DISTRIBUTION | WP PUTRAJAYA & CYBERJAYA | Existing | 11 kV | PE MV TERMINAL | RYB | VPTJ/PCE/J02031 | PE 2.03 RUMAH PAM (F1) | PTJ02171 PE 2.17 TMN WAWASAN (P.H) (F1)
378424372 | TNB | DISTRIBUTION | WP PUTRAJAYA & CYBERJAYA | Existing | 11 kV | PE MV TERMINAL | RYB | VPTJ/PCE/J02031 | PE 2.03 RUMAH PAM (F1) | PTJ17111 D-PTJ-C15-0944 (17.11 F1)
378424375 | TNB | DISTRIBUTION | WP PUTRAJAYA & CYBERJAYA | Existing | 11 kV | PE MV TERMINAL | RYB | VPTJ/PCE/J02031 | PE 2.03 RUMAH PAM (F1) | TX1-1000KVA
378424469 | TNB | DISTRIBUTION | WP PUTRAJAYA & CYBERJAYA | Existing | 11 kV | PE MV TERMINAL | RYB | VPTJ/PCE/J01041 | SS 1.04 JPM B4 (F1) | PENGGUNA
378424478 | TNB | DISTRIBUTION | WP PUTRAJAYA & CYBERJAYA | Existing | 11 kV | PE MV TERMINAL | RYB | VPTJ/PCE/J01041 | SS 1.04 JPM B4 (F1) | PTJ1055 SS 1.05 PARCEL B5 (F1)
378424489 | TNB | DISTRIBUTION | WP PUTRAJAYA & CYBERJAYA | Existing | 11 kV | PE MV TERMINAL | RYB | VPTJ/PCE/J01041 | SS 1.04 JPM B4 (F1) | PTJ01034 SS 1.03 PARCEL B3 (F2)
378424495 | TNB | DISTRIBUTION | WP PUTRAJAYA & CYBERJAYA | Existing | 11 kV | PE MV TERMINAL | RYB | VPTJ/PCE/J01042 | SS 1.04 JPM B4 (F2) | PENGGUNA
378424504 | TNB | DISTRIBUTION | WP PUTRAJAYA & CYBERJAYA | Existing | 11 kV | PE MV TERMINAL | RYB | VPTJ/PCE/J01042 | SS 1.04 JPM B4 (F2) | PTJ1052 SS 1.05 PARCEL B5 (F2)
378424515 | TNB | DISTRIBUTION | WP PUTRAJAYA & CYBERJAYA | Existing | 11 kV | PE MV TERMINAL | RYB | VPTJ/PCE/J01042 | SS 1.04 JPM B4 (F2) | PTJ01031 SS 1.03 PARCEL B3 (F1)
378424531 | TNB | DISTRIBUTION | WP PUTRAJAYA & CYBERJAYA | Existing | 11 kV | PE MV TERMINAL | RYB | VPTJ/PCE/J02172 | PE 2.17 TMN WAWASAN (P.H) (F2) | PTJ02184 PE 2.18 TMN WAWASAN (WR) (F2)
378424532 | TNB | DISTRIBUTION | WP PUTRAJAYA & CYBERJAYA | Existing | 11 kV | PE MV TERMINAL | RYB | VPTJ/PCE/J02172 | PE 2.17 TMN WAWASAN (P.H) (F2) | PTJ02035 PE 2.03 RUMAH PAM (F2)
378424535 | TNB | DISTRIBUTION | WP PUTRAJAYA & CYBERJAYA | Existing | 11 kV | PE MV TERMINAL | RYB | VPTJ/PCE/J02172 | PE 2.17 TMN WAWASAN (P.H) (F2) | TX2-1000KVA
378424627 | TNB | DISTRIBUTION | WP PUTRAJAYA & CYBERJAYA | Existing | 11 kV | PE MV TERMINAL | RYB | VPTJ/PCE/J02171 | PE 2.17 TMN WAWASAN (P.H) (F1) | PTJ02181 PE 2.18 TMN WAWASAN (WR) (F1)
378424628 | TNB | DISTRIBUTION | WP PUTRAJAYA & CYBERJAYA | Existing | 11 kV | PE MV TERMINAL | RYB | VPTJ/PCE/J02171 | PE 2.17 TMN WAWASAN (P.H) (F1) | PTJ02031 PE 2.03 RUMAH PAM (F1)
378424631 | TNB | DISTRIBUTION | WP PUTRAJAYA & CYBERJAYA | Existing | 11 kV | PE MV TERMINAL | RYB | VPTJ/PCE/J02171 | PE 2.17 TMN WAWASAN (P.H) (F1) | TX1-1000KVA
378424726 | TNB | DISTRIBUTION | WP PUTRAJAYA & CYBERJAYA | Existing | 11 kV | PE MV TERMINAL | RYB | VPTJ/PCE/J02182 | PE 2.18 TMN WAWASAN (WR) (F2) | TX2-1000KVA
378424728 | TNB | DISTRIBUTION | WP PUTRAJAYA & CYBERJAYA | Existing | 11 kV | PE MV TERMINAL | RYB | VPTJ/PCE/J02182 | PE 2.18 TMN WAWASAN (WR) (F2) | P02014 SS 2.01 W.PUTRA (F2)
378424769 | TNB | DISTRIBUTION | WP PUTRAJAYA & CYBERJAYA | Existing | 11 kV | PE MV TERMINAL | RYB | VPTJ/PCE/J02182 | PE 2.18 TMN WAWASAN (WR) (F2) | PTJ02175 PE 2.17 TMN WAWASAN (P.H) (F2)
378424847 | TNB | DISTRIBUTION | WP PUTRAJAYA & CYBERJAYA | Existing | 11 kV | PE MV TERMINAL | RYB | VPTJ/PCE/J02181 | PE 2.18 TMN WAWASAN (WR) (F1) | TX1-1000KVA
378424849 | TNB | DISTRIBUTION | WP PUTRAJAYA & CYBERJAYA | Existing | 11 kV | PE MV TERMINAL | RYB | VPTJ/PCE/J02181 | PE 2.18 TMN WAWASAN (WR) (F1) | PTJ02172 PE 2.17 TMN WAWASAN (P.H) (F1)
378424890 | TNB | DISTRIBUTION | WP PUTRAJAYA & CYBERJAYA | Existing | 11 kV | PE MV TERMINAL | RYB | VPTJ/PCE/J02181 | PE 2.18 TMN WAWASAN (WR) (F1) | PTJ02011 SS 2.01 W.PUTRA (F1)
378425030 | TNB | DISTRIBUTION | WP PUTRAJAYA & CYBERJAYA | Existing | 11 kV | PE MV TERMINAL | RYB | VPTJ/PCE/J01621 | PE 1.62 INSIDE PPU PJ1 | PTJ01355 PE 1.35 MASJID PUTERA (F2)
378425031 | TNB | DISTRIBUTION | WP PUTRAJAYA & CYBERJAYA | Existing | 11 kV | PE MV TERMINAL | RYB | VPTJ/PCE/J01621 | PE 1.62 INSIDE PPU PJ1 | PTJ1: VCB 16
378425034 | TNB | DISTRIBUTION | WP PUTRAJAYA & CYBERJAYA | Existing | 11 kV | PE MV TERMINAL | RYB | VPTJ/PCE/J01621 | PE 1.62 INSIDE PPU PJ1 | TX1-1000KVA
378425157 | TNB | DISTRIBUTION | WP PUTRAJAYA & CYBERJAYA | Existing | 11 kV | PE MV TERMINAL | RYB | VPTJ/PCE/J01651 | PE 1.65 DATARAN PAHLAWAN F1 | PTJ01511 SS 1.51 BLOK E14 PARCEL E (F1)
378425158 | TNB | DISTRIBUTION | WP PUTRAJAYA & CYBERJAYA | Existing | 11 kV | PE MV TERMINAL | RYB | VPTJ/PCE/J01651 | PE 1.65 DATARAN PAHLAWAN F1 | PTJ1: VCB 1
378425161 | TNB | DISTRIBUTION | WP PUTRAJAYA & CYBERJAYA | Existing | 11 kV | PE MV TERMINAL | RYB | VPTJ/PCE/J01651 | PE 1.65 DATARAN PAHLAWAN F1 | TX1-750KVA
378425251 | TNB | DISTRIBUTION | WP PUTRAJAYA & CYBERJAYA | Existing | 11 kV | PE MV TERMINAL | RYB | VPTJ/PCE/J01652 | PE 1.65 DATARAN PAHLAWAN F2 | PTJ01514 SS 1.51 BLOK E14 PARCEL E (F2)
378425252 | TNB | DISTRIBUTION | WP PUTRAJAYA & CYBERJAYA | Existing | 11 kV | PE MV TERMINAL | RYB | VPTJ/PCE/J01652 | PE 1.65 DATARAN PAHLAWAN F2 | PTJ1: VCB 4
378425255 | TNB | DISTRIBUTION | WP PUTRAJAYA & CYBERJAYA | Existing | 11 kV | PE MV TERMINAL | RYB | VPTJ/PCE/J01652 | PE 1.65 DATARAN PAHLAWAN F2 | TX2-750KVA
378443170 | TNB | DISTRIBUTION | WP PUTRAJAYA & CYBERJAYA | Existing | 11 kV | PE MV TERMINAL | RYB | VPTJ/PCE/J15392 | PE 15.39 FASA 15-3A (F2) | N/A
378443171 | TNB | DISTRIBUTION | WP PUTRAJAYA & CYBERJAYA | Existing | 11 kV | PE MV TERMINAL | RYB | VPTJ/PCE/J15392 | PE 15.39 FASA 15-3A (F2) | PTJ15385 PE 15.38 FASA 15-3B (F2)
378443174 | TNB | DISTRIBUTION | WP PUTRAJAYA & CYBERJAYA | Existing | 11 kV | PE MV TERMINAL | RYB | VPTJ/PCE/J15392 | PE 15.39 FASA 15-3A (F2) | 1000KVA
378443266 | TNB | DISTRIBUTION | WP PUTRAJAYA & CYBERJAYA | Existing | 11 kV | PE MV TERMINAL | RYB | VPTJ/PCE/J15371 | PE 15.37 FASA 15-2 (F1) | PTJ15051 PE 15.05 BLOK D2 (F1)
378443267 | TNB | DISTRIBUTION | WP PUTRAJAYA & CYBERJAYA | Existing | 11 kV | PE MV TERMINAL | RYB | VPTJ/PCE/J15371 | PE 15.37 FASA 15-2 (F1) | PTJ15392 PE 15.39 FASA 15-3A (F1)
378443270 | TNB | DISTRIBUTION | WP PUTRAJAYA & CYBERJAYA | Existing | 11 kV | PE MV TERMINAL | RYB | VPTJ/PCE/J15371 | PE 15.37 FASA 15-2 (F1) | 1000KVA
378443362 | TNB | DISTRIBUTION | WP PUTRAJAYA & CYBERJAYA | Existing | 11 kV | PE MV TERMINAL | RYB | VPTJ/PCE/J15372 | PE 15.37 FASA 15-2 (F2) | PTJ15054 PE 15.05 BLOK D2 (F2)
378443363 | TNB | DISTRIBUTION | WP PUTRAJAYA & CYBERJAYA | Existing | 11 kV | PE MV TERMINAL | RYB | VPTJ/PCE/J15372 | PE 15.37 FASA 15-2 (F2) | PTJ15395 PE 15.39 Fasa 15-3A (F2)
378443366 | TNB | DISTRIBUTION | WP PUTRAJAYA & CYBERJAYA | Existing | 11 kV | PE MV TERMINAL | RYB | VPTJ/PCE/J15372 | PE 15.37 FASA 15-2 (F2) | 1000KVA
378464180 | TNB | DISTRIBUTION | WP PUTRAJAYA & CYBERJAYA | Existing | 11 kV | PE MV TERMINAL | RYB | VPTJ/PCE/J15562 | PE 15.56 DWIPUTRA NO 3 (F2) | PTJ15596 : PE 15.59 DWIPUTRA NO.6 (F2)
378464181 | TNB | DISTRIBUTION | WP PUTRAJAYA & CYBERJAYA | Existing | 11 kV | PE MV TERMINAL | RYB | VPTJ/PCE/J15562 | PE 15.56 DWIPUTRA NO 3 (F2) | PTJ15475 PE 15.47 APARTMENT ALAM DESA (F2)
378464184 | TNB | DISTRIBUTION | WP PUTRAJAYA & CYBERJAYA | Existing | 11 kV | PE MV TERMINAL | RYB | VPTJ/PCE/J15562 | PE 15.56 DWIPUTRA NO 3 (F2) | 1000KVA
378464274 | TNB | DISTRIBUTION | WP PUTRAJAYA & CYBERJAYA | Existing | 11 kV | PE MV TERMINAL | RYB | VPTJ/PCE/J00341 | PE 15.56 DWIPUTRA NO 3 (F1) | PTJ15593 : PE 15.59 DWIPUTRA NO.6 (F1)
378464275 | TNB | DISTRIBUTION | WP PUTRAJAYA & CYBERJAYA | Existing | 11 kV | PE MV TERMINAL | RYB | VPTJ/PCE/J00341 | PE 15.56 DWIPUTRA NO 3 (F1) | PTJ15472 PE 15.47 APARTMENT ALAM DESA (F1)
378464278 | TNB | DISTRIBUTION | WP PUTRAJAYA & CYBERJAYA | Existing | 11 kV | PE MV TERMINAL | RYB | VPTJ/PCE/J00341 | PE 15.56 DWIPUTRA NO 3 (F1) | 1000KVA
378464370 | TNB | DISTRIBUTION | WP PUTRAJAYA & CYBERJAYA | Existing | 11 kV | PE MV TERMINAL | RYB | VPTJ/PCE/J00340 | PE 15.55 DWIPUTRA NO 2 (F1) | PTJ15573 : PE 15.57 DWIPUTRA NO.4 (F1)
378464371 | TNB | DISTRIBUTION | WP PUTRAJAYA & CYBERJAYA | Existing | 11 kV | PE MV TERMINAL | RYB | VPTJ/PCE/J00340 | PE 15.55 DWIPUTRA NO 2 (F1) | PTJ15591 : PE 15.59 DWIPUTRA NO.6 (F1)
378464374 | TNB | DISTRIBUTION | WP PUTRAJAYA & CYBERJAYA | Existing | 11 kV | PE MV TERMINAL | RYB | VPTJ/PCE/J00340 | PE 15.55 DWIPUTRA NO 2 (F1) | 1000KVA
378464464 | TNB | DISTRIBUTION | WP PUTRAJAYA & CYBERJAYA | Existing | 11 kV | PE MV TERMINAL | RYB | VPTJ/PCE/J15552 | PE 15.55 DWIPUTRA NO 2 (F2) | PTJ15576 : PE 15.57 DWIPUTRA NO.4 (F2)
378464465 | TNB | DISTRIBUTION | WP PUTRAJAYA & CYBERJAYA | Existing | 11 kV | PE MV TERMINAL | RYB | VPTJ/PCE/J15552 | PE 15.55 DWIPUTRA NO 2 (F2) | PTJ15594 : PE 15.59 DWIPUTRA NO.6 (F2)
378464468 | TNB | DISTRIBUTION | WP PUTRAJAYA & CYBERJAYA | Existing | 11 kV | PE MV TERMINAL | RYB | VPTJ/PCE/J15552 | PE 15.55 DWIPUTRA NO 2 (F2) | 1000KVA
378464558 | TNB | DISTRIBUTION | WP PUTRAJAYA & CYBERJAYA | Existing | 11 kV | PE MV TERMINAL | RYB | VPTJ/PCE/J00339 | PE 15.54 DWIPUTRA NO 1 (F1) | PTJ15351 PE 15.35 FASA 15-1A F1 (F1)
378464559 | TNB | DISTRIBUTION | WP PUTRAJAYA & CYBERJAYA | Existing | 11 kV | PE MV TERMINAL | RYB | VPTJ/PCE/J00339 | PE 15.54 DWIPUTRA NO 1 (F1) | PTJ15551 PE 15.55 (F1)
378464562 | TNB | DISTRIBUTION | WP PUTRAJAYA & CYBERJAYA | Existing | 11 kV | PE MV TERMINAL | RYB | VPTJ/PCE/J00339 | PE 15.54 DWIPUTRA NO 1 (F1) | TX1- 1000KVA
378494668 | TNB | DISTRIBUTION | WP PUTRAJAYA & CYBERJAYA | Existing | 11 kV | PE MV TERMINAL | RYB | VPTJ/PCE/J08012 | PE 8.01 PS 10 (EFI) (F2) | PTJ08024 : PE 8.02 SEMI D (F2)
378494669 | TNB | DISTRIBUTION | WP PUTRAJAYA & CYBERJAYA | Existing | 11 kV | PE MV TERMINAL | RYB | VPTJ/PCE/J08012 | PE 8.01 PS 10 (EFI) (F2) | PPU PTJ2: VCB 12
378494672 | TNB | DISTRIBUTION | WP PUTRAJAYA & CYBERJAYA | Existing | 11 kV | PE MV TERMINAL | RYB | VPTJ/PCE/J08012 | PE 8.01 PS 10 (EFI) (F2) | TX2- 1000KVA
378494772 | TNB | DISTRIBUTION | WP PUTRAJAYA & CYBERJAYA | Existing | 11 kV | PE MV TERMINAL | RYB | VPTJ/PCE/J08021 | PE 8.02 P8A SEMI D (F1) | PTJ08031 : PE 8.03 PRI. SCHOOL (F1)
378494773 | TNB | DISTRIBUTION | WP PUTRAJAYA & CYBERJAYA | Existing | 11 kV | PE MV TERMINAL | RYB | VPTJ/PCE/J08021 | PE 8.02 P8A SEMI D (F1) | PTJ08012 : PE 8.01 PS 10 (F1)
378494776 | TNB | DISTRIBUTION | WP PUTRAJAYA & CYBERJAYA | Existing | 11 kV | PE MV TERMINAL | RYB | VPTJ/PCE/J08021 | PE 8.02 P8A SEMI D (F1) | TX1- 1000KVA
378494862 | TNB | DISTRIBUTION | WP PUTRAJAYA & CYBERJAYA | Existing | 11 kV | PE MV TERMINAL | RYB | VPTJ/PCE/J08022 | PE 8.02 P8A SEMI D (F2) | PTJ08034 : PE 8.03 PRI. SCHOOL (F2)
378494863 | TNB | DISTRIBUTION | WP PUTRAJAYA & CYBERJAYA | Existing | 11 kV | PE MV TERMINAL | RYB | VPTJ/PCE/J08022 | PE 8.02 P8A SEMI D (F2) | PTJ08015 : PE 8.01 PS 10 (F2)
378494866 | TNB | DISTRIBUTION | WP PUTRAJAYA & CYBERJAYA | Existing | 11 kV | PE MV TERMINAL | RYB | VPTJ/PCE/J08022 | PE 8.02 P8A SEMI D (F2) | TX2- 1000KVA
378494954 | TNB | DISTRIBUTION | WP PUTRAJAYA & CYBERJAYA | Existing | 11 kV | PE MV TERMINAL | RYB | VPTJ/PCE/J08031 | PE 8.03 SEK REN (EFI) (F1) | PTJ08041 : PE 8.04 SEC.SCHOOL (F1)
378494955 | TNB | DISTRIBUTION | WP PUTRAJAYA & CYBERJAYA | Existing | 11 kV | PE MV TERMINAL | RYB | VPTJ/PCE/J08031 | PE 8.03 SEK REN (EFI) (F1) | PTJ08022 : PE 8.02 SEMI D (F1)
378494958 | TNB | DISTRIBUTION | WP PUTRAJAYA & CYBERJAYA | Existing | 11 kV | PE MV TERMINAL | RYB | VPTJ/PCE/J08031 | PE 8.03 SEK REN (EFI) (F1) | TX1- 1000KVA
378495045 | TNB | DISTRIBUTION | WP PUTRAJAYA & CYBERJAYA | Existing | 11 kV | PE MV TERMINAL | RYB | VPTJ/PCE/J08032 | PE 8.03 SEK REN (EFI) (F2) | PTJ08044 : PE 8.04 SEC.SCHOOL (F2)
378495046 | TNB | DISTRIBUTION | WP PUTRAJAYA & CYBERJAYA | Existing | 11 kV | PE MV TERMINAL | RYB | VPTJ/PCE/J08032 | PE 8.03 SEK REN (EFI) (F2) | PTJ08025 : PE 8.02 SEMI D (F2)
378495049 | TNB | DISTRIBUTION | WP PUTRAJAYA & CYBERJAYA | Existing | 11 kV | PE MV TERMINAL | RYB | VPTJ/PCE/J08032 | PE 8.03 SEK REN (EFI) (F2) | TX2- 1000KVA
378495138 | TNB | DISTRIBUTION | WP PUTRAJAYA & CYBERJAYA | Existing | 11 kV | PE MV TERMINAL | RYB | VPTJ/PCE/J08041 | PE 8.04 SEK MEN (F1) | PTJ08051 : PE 8.05 APARTMENT B1 (F1)
378495139 | TNB | DISTRIBUTION | WP PUTRAJAYA & CYBERJAYA | Existing | 11 kV | PE MV TERMINAL | RYB | VPTJ/PCE/J08041 | PE 8.04 SEK MEN (F1) | PTJ08032 : PE 8.03 PRI.SCHOOL (F1)
378495142 | TNB | DISTRIBUTION | WP PUTRAJAYA & CYBERJAYA | Existing | 11 kV | PE MV TERMINAL | RYB | VPTJ/PCE/J08041 | PE 8.04 SEK MEN (F1) | TX1- 1000KVA
378495229 | TNB | DISTRIBUTION | WP PUTRAJAYA & CYBERJAYA | Existing | 11 kV | PE MV TERMINAL | RYB | VPTJ/PCE/J08042 | PE 8.04 SEK MEN (F2) | PTJ08054 : PE 8.05 APARTMENT B1 (F2)
378495230 | TNB | DISTRIBUTION | WP PUTRAJAYA & CYBERJAYA | Existing | 11 kV | PE MV TERMINAL | RYB | VPTJ/PCE/J08042 | PE 8.04 SEK MEN (F2) | PTJ08035 : PE 8.03 PRI. SCHOOL (F2)
378495233 | TNB | DISTRIBUTION | WP PUTRAJAYA & CYBERJAYA | Existing | 11 kV | PE MV TERMINAL | RYB | VPTJ/PCE/J08042 | PE 8.04 SEK MEN (F2) | TX2- 1000KVA
378495306 | TNB | DISTRIBUTION | WP PUTRAJAYA & CYBERJAYA | Existing | 11 kV | PE MV TERMINAL | RYB | VPTJ/PCE/J08051 | PE 8.05 APT FASA 4A (B1) (F1) | PTJ08042 : PE 8.04 SEC. SCHOOL (F1)
378495312 | TNB | DISTRIBUTION | WP PUTRAJAYA & CYBERJAYA | Existing | 11 kV | PE MV TERMINAL | RYB | VPTJ/PCE/J08051 | PE 8.05 APT FASA 4A (B1) (F1) | PTJ08061 : PE 8.06 DEWAN (F1)
378495353 | TNB | DISTRIBUTION | WP PUTRAJAYA & CYBERJAYA | Existing | 11 kV | PE MV TERMINAL | RYB | VPTJ/PCE/J08051 | PE 8.05 APT FASA 4A (B1) (F1) | TX1- 1000KVA
378495354 | TNB | DISTRIBUTION | WP PUTRAJAYA & CYBERJAYA | Existing | 11 kV | PE MV TERMINAL | RYB | VPTJ/PCE/J08052 | PE 8.05 APT FASA 4A (B1) (F2) | PTJ08045 : PE 8.04 SEC.SCHOOL (F2)
378495360 | TNB | DISTRIBUTION | WP PUTRAJAYA & CYBERJAYA | Existing | 11 kV | PE MV TERMINAL | RYB | VPTJ/PCE/J08052 | PE 8.05 APT FASA 4A (B1) (F2) | PTJ08172 : PE 8.17 PST KEJIRANAN
378495401 | TNB | DISTRIBUTION | WP PUTRAJAYA & CYBERJAYA | Existing | 11 kV | PE MV TERMINAL | RYB | VPTJ/PCE/J08052 | PE 8.05 APT FASA 4A (B1) (F2) | TX2- 1000KVA
378495556 | TNB | DISTRIBUTION | WP PUTRAJAYA & CYBERJAYA | Existing | 11 kV | PE MV TERMINAL | RYB | VPTJ/PCE/J08171 | PE 8.17 P.KEJIRANAN (EFI) | PTJ08064 : PE 8.06 DEWAN (F2)
378495557 | TNB | DISTRIBUTION | WP PUTRAJAYA & CYBERJAYA | Existing | 11 kV | PE MV TERMINAL | RYB | VPTJ/PCE/J08171 | PE 8.17 P.KEJIRANAN (EFI) | PTJ08055 : PE 8.05 APARTMENT B1 (F2)
378495560 | TNB | DISTRIBUTION | WP PUTRAJAYA & CYBERJAYA | Existing | 11 kV | PE MV TERMINAL | RYB | VPTJ/PCE/J08171 | PE 8.17 P.KEJIRANAN (EFI) | TX1- 1000KVA
378495650 | TNB | DISTRIBUTION | WP PUTRAJAYA & CYBERJAYA | Existing | 11 kV | PE MV TERMINAL | RYB | VPTJ/PCE/J08061 | PE 8.06 DEWAN SERBAGUNA (EFI) (F1) | PTJ08111 : PE 8.11 TERES (F1)
378495651 | TNB | DISTRIBUTION | WP PUTRAJAYA & CYBERJAYA | Existing | 11 kV | PE MV TERMINAL | RYB | VPTJ/PCE/J08061 | PE 8.06 DEWAN SERBAGUNA (EFI) (F1) | PTJ08052 : PE 8.05 APARTMENT B1 (F1)
378495654 | TNB | DISTRIBUTION | WP PUTRAJAYA & CYBERJAYA | Existing | 11 kV | PE MV TERMINAL | RYB | VPTJ/PCE/J08061 | PE 8.06 DEWAN SERBAGUNA (EFI) (F1) | TX1- 1000KVA
378495741 | TNB | DISTRIBUTION | WP PUTRAJAYA & CYBERJAYA | Existing | 11 kV | PE MV TERMINAL | RYB | VPTJ/PCE/J08062 | PE 8.06 DEWAN SERBAGUNA (EFI) (F2) | PTJ08361 : PE 8.36 (TEMP 8-4F)
378495742 | TNB | DISTRIBUTION | WP PUTRAJAYA & CYBERJAYA | Existing | 11 kV | PE MV TERMINAL | RYB | VPTJ/PCE/J08062 | PE 8.06 DEWAN SERBAGUNA (EFI) (F2) | PTJ08171 : PE 8.17 PUSAT KEJIRANAN
378495745 | TNB | DISTRIBUTION | WP PUTRAJAYA & CYBERJAYA | Existing | 11 kV | PE MV TERMINAL | RYB | VPTJ/PCE/J08062 | PE 8.06 DEWAN SERBAGUNA (EFI) (F2) | TX2- 1000KVA
378495834 | TNB | DISTRIBUTION | WP PUTRAJAYA & CYBERJAYA | Existing | 11 kV | PE MV TERMINAL | RYB | VPTJ/PCE/J08361 | PE 8.36 TEMP 8-4F | PTJ08114 : PE 8.11 TERES (F2)
378495835 | TNB | DISTRIBUTION | WP PUTRAJAYA & CYBERJAYA | Existing | 11 kV | PE MV TERMINAL | RYB | VPTJ/PCE/J08361 | PE 8.36 TEMP 8-4F | PTJ08065 : PE 8.06 DEWAN (F2)
378495838 | TNB | DISTRIBUTION | WP PUTRAJAYA & CYBERJAYA | Existing | 11 kV | PE MV TERMINAL | RYB | VPTJ/PCE/J08361 | PE 8.36 TEMP 8-4F | TX1- 1000KVA
378495936 | TNB | DISTRIBUTION | WP PUTRAJAYA & CYBERJAYA | Existing | 11 kV | PE MV TERMINAL | RYB | VPTJ/PCE/J08112 | PE 8.11 JLN P8E TERES (EFI) (F2) | PTJ08254 : PE 8.25 ISTANA SGOR (F2)
378495937 | TNB | DISTRIBUTION | WP PUTRAJAYA & CYBERJAYA | Existing | 11 kV | PE MV TERMINAL | RYB | VPTJ/PCE/J08112 | PE 8.11 JLN P8E TERES (EFI) (F2) | PTJ08363 : PE 8.36 (TEMP 8-4F)
378495940 | TNB | DISTRIBUTION | WP PUTRAJAYA & CYBERJAYA | Existing | 11 kV | PE MV TERMINAL | RYB | VPTJ/PCE/J08112 | PE 8.11 JLN P8E TERES (EFI) (F2) | TX2- 1000KVA
378495959 | TNB | DISTRIBUTION | WP PUTRAJAYA & CYBERJAYA | Existing | 11 kV | PE MV TERMINAL | RYB | VPTJ/PCE/J08111 | PE 8.11 JLN P8E TERES (EFI) (F1) | PTJ08251 : PE 8.25 ISTANA SGOR (F1)
378495960 | TNB | DISTRIBUTION | WP PUTRAJAYA & CYBERJAYA | Existing | 11 kV | PE MV TERMINAL | RYB | VPTJ/PCE/J08111 | PE 8.11 JLN P8E TERES (EFI) (F1) | PTJ08062 : PE 8.06 DEWAN (F1)
378495963 | TNB | DISTRIBUTION | WP PUTRAJAYA & CYBERJAYA | Existing | 11 kV | PE MV TERMINAL | RYB | VPTJ/PCE/J08111 | PE 8.11 JLN P8E TERES (EFI) (F1) | TX1- 1000KVA
378496120 | TNB | DISTRIBUTION | WP PUTRAJAYA & CYBERJAYA | Existing | 11 kV | PE MV TERMINAL | RYB | VPTJ/PCE/J08251 | PE 8.25 ISTANA DARUL EHSAN (F1) | PTJ08321 : PE 8.32 TERES 8-4H (F1)
378496121 | TNB | DISTRIBUTION | WP PUTRAJAYA & CYBERJAYA | Existing | 11 kV | PE MV TERMINAL | RYB | VPTJ/PCE/J08251 | PE 8.25 ISTANA DARUL EHSAN (F1) | PTJ08112 : PE 8.11 TERES (F1)
378496124 | TNB | DISTRIBUTION | WP PUTRAJAYA & CYBERJAYA | Existing | 11 kV | PE MV TERMINAL | RYB | VPTJ/PCE/J08251 | PE 8.25 ISTANA DARUL EHSAN (F1) | TX1- 1000KVA
378496211 | TNB | DISTRIBUTION | WP PUTRAJAYA & CYBERJAYA | Existing | 11 kV | PE MV TERMINAL | RYB | VPTJ/PCE/J08252 | PE 8.25 ISTANA DARUL EHSAN (F2) | PTJ08324 : PE 8.32 TERES 8-4H (F2)
378496212 | TNB | DISTRIBUTION | WP PUTRAJAYA & CYBERJAYA | Existing | 11 kV | PE MV TERMINAL | RYB | VPTJ/PCE/J08252 | PE 8.25 ISTANA DARUL EHSAN (F2) | PTJ08115 : PE 8.11 TERES (F2)
378496215 | TNB | DISTRIBUTION | WP PUTRAJAYA & CYBERJAYA | Existing | 11 kV | PE MV TERMINAL | RYB | VPTJ/PCE/J08252 | PE 8.25 ISTANA DARUL EHSAN (F2) | TX2- 1000KVA
378496304 | TNB | DISTRIBUTION | WP PUTRAJAYA & CYBERJAYA | Existing | 11 kV | PE MV TERMINAL | RYB | VPTJ/PCE/J08321 | PE 8.32 TERES 8-4H (F1) | PTJ08333 : PE 8.33 8NC2 PADAT NO 1
378496305 | TNB | DISTRIBUTION | WP PUTRAJAYA & CYBERJAYA | Existing | 11 kV | PE MV TERMINAL | RYB | VPTJ/PCE/J08321 | PE 8.32 TERES 8-4H (F1) | PTJ08252 : PE 8.25 ISTANA SGOR (F1)
378496308 | TNB | DISTRIBUTION | WP PUTRAJAYA & CYBERJAYA | Existing | 11 kV | PE MV TERMINAL | RYB | VPTJ/PCE/J08321 | PE 8.32 TERES 8-4H (F1) | TX1- 1000KVA
378496398 | TNB | DISTRIBUTION | WP PUTRAJAYA & CYBERJAYA | Existing | 11 kV | PE MV TERMINAL | RYB | VPTJ/PCE/J08331 | PE 8.33 8NC2 PADAT NO.1 | PTJ08091 : PE 8.09 TERES (F1)
378496399 | TNB | DISTRIBUTION | WP PUTRAJAYA & CYBERJAYA | Existing | 11 kV | PE MV TERMINAL | RYB | VPTJ/PCE/J08331 | PE 8.33 8NC2 PADAT NO.1 | PTJ08322 : PE 8.32 TERES 8-4H (F1)
378496402 | TNB | DISTRIBUTION | WP PUTRAJAYA & CYBERJAYA | Existing | 11 kV | PE MV TERMINAL | RYB | VPTJ/PCE/J08331 | PE 8.33 8NC2 PADAT NO.1 | TX1- 1000KVA
378496492 | TNB | DISTRIBUTION | WP PUTRAJAYA & CYBERJAYA | Existing | 11 kV | PE MV TERMINAL | RYB | VPTJ/PCE/J08341 | PE 8.34 8NC2 PADAT NO.2 | PTJ08094 : PE 8.09 TERES (F2)
378496493 | TNB | DISTRIBUTION | WP PUTRAJAYA & CYBERJAYA | Existing | 11 kV | PE MV TERMINAL | RYB | VPTJ/PCE/J08341 | PE 8.34 8NC2 PADAT NO.2 | PTJ08325 : PE 8.32 TERES 8-4H (F2)
378496496 | TNB | DISTRIBUTION | WP PUTRAJAYA & CYBERJAYA | Existing | 11 kV | PE MV TERMINAL | RYB | VPTJ/PCE/J08341 | PE 8.34 8NC2 PADAT NO.2 | TX1- 1000KVA
378496608 | TNB | DISTRIBUTION | WP PUTRAJAYA & CYBERJAYA | Existing | 11 kV | PE MV TERMINAL | RYB | VPTJ/PCE/J08322 | PE 8.32 TERES 8-4H (F2) | PTJ08344 : PE 8.34 8NC2 PADAT NO 2
378496609 | TNB | DISTRIBUTION | WP PUTRAJAYA & CYBERJAYA | Existing | 11 kV | PE MV TERMINAL | RYB | VPTJ/PCE/J08322 | PE 8.32 TERES 8-4H (F2) | PTJ08255 : PE 8.25 ISTANA SGOR (F2)
378496612 | TNB | DISTRIBUTION | WP PUTRAJAYA & CYBERJAYA | Existing | 11 kV | PE MV TERMINAL | RYB | VPTJ/PCE/J08322 | PE 8.32 TERES 8-4H (F2) | TX2- 1000KVA
378496727 | TNB | DISTRIBUTION | WP PUTRAJAYA & CYBERJAYA | Existing | 11 kV | PE MV TERMINAL | RYB | VPTJ/PCE/J08091 | PE 8.09 JLN P8E2TERES (F1) | PTJ08102 : PE 8.10 SEK REN F 2 (F1)
378496728 | TNB | DISTRIBUTION | WP PUTRAJAYA & CYBERJAYA | Existing | 11 kV | PE MV TERMINAL | RYB | VPTJ/PCE/J08091 | PE 8.09 JLN P8E2TERES (F1) | PTJ08331 : PE 8.33 8NC2 PDT NO 1
378496731 | TNB | DISTRIBUTION | WP PUTRAJAYA & CYBERJAYA | Existing | 11 kV | PE MV TERMINAL | RYB | VPTJ/PCE/J08091 | PE 8.09 JLN P8E2TERES (F1) | TX1- 1000KVA
378496816 | TNB | DISTRIBUTION | WP PUTRAJAYA & CYBERJAYA | Existing | 11 kV | PE MV TERMINAL | RYB | VPTJ/PCE/J08092 | PE 8.09 JLN P8E2TERES (F2) | PTJ08075 : PE 8.07 APARTMENT B2 (F2)
378496817 | TNB | DISTRIBUTION | WP PUTRAJAYA & CYBERJAYA | Existing | 11 kV | PE MV TERMINAL | RYB | VPTJ/PCE/J08092 | PE 8.09 JLN P8E2TERES (F2) | PTJ08346 : PE 8.34 8NC2 PDT NO 2
378496820 | TNB | DISTRIBUTION | WP PUTRAJAYA & CYBERJAYA | Existing | 11 kV | PE MV TERMINAL | RYB | VPTJ/PCE/J08092 | PE 8.09 JLN P8E2TERES (F2) | TX2- 1000KVA
378496910 | TNB | DISTRIBUTION | WP PUTRAJAYA & CYBERJAYA | Existing | 11 kV | PE MV TERMINAL | RYB | VPTJ/PCE/J08101 | PE 8.10 SEK REN FASA 2 | PTJ08072 : PE 8.07 APTMT B2 (F1)
378496911 | TNB | DISTRIBUTION | WP PUTRAJAYA & CYBERJAYA | Existing | 11 kV | PE MV TERMINAL | RYB | VPTJ/PCE/J08101 | PE 8.10 SEK REN FASA 2 | PTJ08092 : PE 8.09 TERES (F1)
378496914 | TNB | DISTRIBUTION | WP PUTRAJAYA & CYBERJAYA | Existing | 11 kV | PE MV TERMINAL | RYB | VPTJ/PCE/J08101 | PE 8.10 SEK REN FASA 2 | TX1- 1000KVA
378497002 | TNB | DISTRIBUTION | WP PUTRAJAYA & CYBERJAYA | Existing | 11 kV | PE MV TERMINAL | RYB | VPTJ/PCE/J08071 | PE 8.07 APT FASA 4B (B2) (F1) | PTJ08231 : PE 8.23 PS8 (F1)
378497003 | TNB | DISTRIBUTION | WP PUTRAJAYA & CYBERJAYA | Existing | 11 kV | PE MV TERMINAL | RYB | VPTJ/PCE/J08071 | PE 8.07 APT FASA 4B (B2) (F1) | PTJ08101 : PE 8.10 SEK REN F 2 (F1)
378497006 | TNB | DISTRIBUTION | WP PUTRAJAYA & CYBERJAYA | Existing | 11 kV | PE MV TERMINAL | RYB | VPTJ/PCE/J08071 | PE 8.07 APT FASA 4B (B2) (F1) | TX1- 1000KVA
378497093 | TNB | DISTRIBUTION | WP PUTRAJAYA & CYBERJAYA | Existing | 11 kV | PE MV TERMINAL | RYB | VPTJ/PCE/J08072 | PE 8.07 APT FASA 4B (B2) (F2) | PTJ08234 : PE 8.23 PS8 (F2)
378497094 | TNB | DISTRIBUTION | WP PUTRAJAYA & CYBERJAYA | Existing | 11 kV | PE MV TERMINAL | RYB | VPTJ/PCE/J08072 | PE 8.07 APT FASA 4B (B2) (F2) | PTJ08095 : PE 8.09 TERES (F2)
378497097 | TNB | DISTRIBUTION | WP PUTRAJAYA & CYBERJAYA | Existing | 11 kV | PE MV TERMINAL | RYB | VPTJ/PCE/J08072 | PE 8.07 APT FASA 4B (B2) (F2) | TX2- 1000KVA
378497336 | TNB | DISTRIBUTION | WP PUTRAJAYA & CYBERJAYA | Existing | 11 kV | PE MV TERMINAL | RYB | VPTJ/PCE/J10012 | SS 10.01 PMR (F2) | PTJ10013 BUSTIE
378497340 | TNB | DISTRIBUTION | WP PUTRAJAYA & CYBERJAYA | Existing | 11 kV | PE MV TERMINAL | RYB | VPTJ/PCE/J10012 | SS 10.01 PMR (F2) | PPU PTJ2: VCB 1
378497354 | TNB | DISTRIBUTION | WP PUTRAJAYA & CYBERJAYA | Existing | 11 kV | PE MV TERMINAL | RYB | VPTJ/PCE/J10012 | SS 10.01 PMR (F2) | PPU PTJ1: VCB 13
378524822 | TNB | DISTRIBUTION | WP PUTRAJAYA & CYBERJAYA | Existing | 11 kV | PE MV TERMINAL | RYB | VCBJ/PCE/J24011 | PE 24.01 SYMPHONY HILLS 8 | TX1-1000KVA
378524829 | TNB | DISTRIBUTION | WP PUTRAJAYA & CYBERJAYA | Existing | 11 kV | PE MV TERMINAL | RYB | VCBJ/PCE/J24011 | PE 24.01 SYMPHONY HILLS 8 | CBJ24062 PE 24.06 SYMPHONY HILL PERUMAHAN (F1)
378524837 | TNB | DISTRIBUTION | WP PUTRAJAYA & CYBERJAYA | Existing | 11 kV | PE MV TERMINAL | RYB | VCBJ/PCE/J24011 | PE 24.01 SYMPHONY HILLS 8 | CBJ24352 : PE 24.35 VERDI CONDO BLOK 2
378524847 | TNB | DISTRIBUTION | WP PUTRAJAYA & CYBERJAYA | Existing | 11 kV | PE MV TERMINAL | RYB | VCBJ/PCE/J24011 | PE 24.01 SYMPHONY HILLS 8 | TX2-1000KVA
378525005 | TNB | DISTRIBUTION | WP PUTRAJAYA & CYBERJAYA | Existing | 11 kV | PE MV TERMINAL | RYB | VCBJ/PCE/J24121 | PE 24.12 SEJATI HOMES 2 | CBJ24111 PE 24.11 CLUBHOUSE
378525006 | TNB | DISTRIBUTION | WP PUTRAJAYA & CYBERJAYA | Existing | 11 kV | PE MV TERMINAL | RYB | VCBJ/PCE/J24121 | PE 24.12 SEJATI HOMES 2 | CBJ23013 PE 23.01 PS 2-9 (F1)
378525009 | TNB | DISTRIBUTION | WP PUTRAJAYA & CYBERJAYA | Existing | 11 kV | PE MV TERMINAL | RYB | VCBJ/PCE/J24121 | PE 24.12 SEJATI HOMES 2 | TX1-1000KVA
378525191 | TNB | DISTRIBUTION | WP PUTRAJAYA & CYBERJAYA | Existing | 11 kV | PE MV TERMINAL | RYB | VCBJ/PCE/J24131 | PE 24.13 SYMPHONY HILLS 2 | TX1-1000KVA
378525198 | TNB | DISTRIBUTION | WP PUTRAJAYA & CYBERJAYA | Existing | 11 kV | PE MV TERMINAL | RYB | VCBJ/PCE/J24131 | PE 24.13 SYMPHONY HILLS 2 | CBJ24112 PE 24.11 CLUBHOUSE
378525206 | TNB | DISTRIBUTION | WP PUTRAJAYA & CYBERJAYA | Existing | 11 kV | PE MV TERMINAL | RYB | VCBJ/PCE/J24131 | PE 24.13 SYMPHONY HILLS 2 | CBJ24054 PE 24.05 PERUMAHAN 3 (F1)
378525216 | TNB | DISTRIBUTION | WP PUTRAJAYA & CYBERJAYA | Existing | 11 kV | PE MV TERMINAL | RYB | VCBJ/PCE/J24131 | PE 24.13 SYMPHONY HILLS 2 | TX2-1000KVA
378525384 | TNB | DISTRIBUTION | WP PUTRAJAYA & CYBERJAYA | Existing | 11 kV | PE MV TERMINAL | RYB | VCBJ/PCE/J24051 | PE 24.05 SYMPHONY HILLS 3 | CBJ24161 PE 24.16 PADAT PERUMAHAN 1
378525385 | TNB | DISTRIBUTION | WP PUTRAJAYA & CYBERJAYA | Existing | 11 kV | PE MV TERMINAL | RYB | VCBJ/PCE/J24051 | PE 24.05 SYMPHONY HILLS 3 | CBJ24131 PE 24.13 PERUMAHAN 2
378525388 | TNB | DISTRIBUTION | WP PUTRAJAYA & CYBERJAYA | Existing | 11 kV | PE MV TERMINAL | RYB | VCBJ/PCE/J24051 | PE 24.05 SYMPHONY HILLS 3 | TX1-1000KVA
378525478 | TNB | DISTRIBUTION | WP PUTRAJAYA & CYBERJAYA | Existing | 11 kV | PE MV TERMINAL | RYB | VCBJ/PCE/J24161 | PE 24.16 PADAT PERUMAHAN 1 | CBJ24321 PE 24.32 NADAYU 99
378525479 | TNB | DISTRIBUTION | WP PUTRAJAYA & CYBERJAYA | Existing | 11 kV | PE MV TERMINAL | RYB | VCBJ/PCE/J24161 | PE 24.16 PADAT PERUMAHAN 1 | CBJ24052 PE 24.05 PERUMAHAN 3 (F1)
378525482 | TNB | DISTRIBUTION | WP PUTRAJAYA & CYBERJAYA | Existing | 11 kV | PE MV TERMINAL | RYB | VCBJ/PCE/J24161 | PE 24.16 PADAT PERUMAHAN 1 | TX-1000KVA
378525557 | TNB | DISTRIBUTION | WP PUTRAJAYA & CYBERJAYA | Existing | 11 kV | PE MV TERMINAL | RYB | VCBJ/PCE/J00340 | SS 24.32 NADAYU 99 | CBJ24162 PE 24.16 PADAT PERUMAHAN 1
378525560 | TNB | DISTRIBUTION | WP PUTRAJAYA & CYBERJAYA | Existing | 11 kV | PE MV TERMINAL | RYB | VCBJ/PCE/J00340 | SS 24.32 NADAYU 99 | TX-1000KVA
378525577 | TNB | DISTRIBUTION | WP PUTRAJAYA & CYBERJAYA | Existing | 11 kV | PE MV TERMINAL | RYB | VCBJ/PCE/J00340 | SS 24.32 NADAYU 99 | SPARE
378525580 | TNB | DISTRIBUTION | WP PUTRAJAYA & CYBERJAYA | Existing | 11 kV | PE MV TERMINAL | RYB | VCBJ/PCE/J00340 | SS 24.32 NADAYU 99 | CBJ22125 PE 22.12 SEK MEN KEB CJ1 (F2)
378525675 | TNB | DISTRIBUTION | WP PUTRAJAYA & CYBERJAYA | Existing | 11 kV | PE MV TERMINAL | RYB | VCBJ/PCE/J22121 | PE 22.12 SEK MEN KEB CJ1 F1 | CBJ24064 PE 24.06 SYMPHONY HILL PERUMAHAN (F1)
378525676 | TNB | DISTRIBUTION | WP PUTRAJAYA & CYBERJAYA | Existing | 11 kV | PE MV TERMINAL | RYB | VCBJ/PCE/J22121 | PE 22.12 SEK MEN KEB CJ1 F1 | CBJ24213 PE 24.21 TEMP SYMPONY HILLS
378525679 | TNB | DISTRIBUTION | WP PUTRAJAYA & CYBERJAYA | Existing | 11 kV | PE MV TERMINAL | RYB | VCBJ/PCE/J22121 | PE 22.12 SEK MEN KEB CJ1 F1 | TX1-1000KVA
378525698 | TNB | DISTRIBUTION | WP PUTRAJAYA & CYBERJAYA | Existing | 11 kV | PE MV TERMINAL | RYB | VCBJ/PCE/J22122 | PE 22.12 SEK MEN KEB CJ1 F2 | CBJ24322 PE 24.32 NADAYU 99
378525699 | TNB | DISTRIBUTION | WP PUTRAJAYA & CYBERJAYA | Existing | 11 kV | PE MV TERMINAL | RYB | VCBJ/PCE/J22122 | PE 22.12 SEK MEN KEB CJ1 F2 | CBJ22024 SS 22.02 TELEKOM CBJ 2 (F2)
378525702 | TNB | DISTRIBUTION | WP PUTRAJAYA & CYBERJAYA | Existing | 11 kV | PE MV TERMINAL | RYB | VCBJ/PCE/J22122 | PE 22.12 SEK MEN KEB CJ1 F2 | TX2-1000KVA
378525885 | TNB | DISTRIBUTION | WP PUTRAJAYA & CYBERJAYA | Existing | 11 kV | PE MV TERMINAL | RYB | VCBJ/PCE/J24061 | PE 24.06 SYMPHONY HILLS 1 | CBJ22122 PE 22.12 SEK MEN KEB CJ1 (F1)
378525886 | TNB | DISTRIBUTION | WP PUTRAJAYA & CYBERJAYA | Existing | 11 kV | PE MV TERMINAL | RYB | VCBJ/PCE/J24061 | PE 24.06 SYMPHONY HILLS 1 | CBJ24014 PE 24.01 PERUMAHAN 8 (F1)
378525889 | TNB | DISTRIBUTION | WP PUTRAJAYA & CYBERJAYA | Existing | 11 kV | PE MV TERMINAL | RYB | VCBJ/PCE/J24061 | PE 24.06 SYMPHONY HILLS 1 | TX-500KVA
378526021 | TNB | DISTRIBUTION | WP PUTRAJAYA & CYBERJAYA | Existing | 11 kV | PE MV TERMINAL | RYB | VCBJ/PCE/J22021 | SS 22.02 TELEKOM CBJ 2 F1 | CBJ24212 PE 24.21 TEMP SYMPONY HILLS
378526030 | TNB | DISTRIBUTION | WP PUTRAJAYA & CYBERJAYA | Existing | 11 kV | PE MV TERMINAL | RYB | VCBJ/PCE/J22021 | SS 22.02 TELEKOM CBJ 2 F1 | CBJ22454 PE 22.45 KONDOMINIUM (F2)
378526041 | TNB | DISTRIBUTION | WP PUTRAJAYA & CYBERJAYA | Existing | 11 kV | PE MV TERMINAL | RYB | VCBJ/PCE/J22021 | SS 22.02 TELEKOM CBJ 2 F1 | PENGGUNA 11KV
378526070 | TNB | DISTRIBUTION | WP PUTRAJAYA & CYBERJAYA | Existing | 11 kV | PE MV TERMINAL | RYB | VCBJ/PCE/J22022 | SS 22.02 TELEKOM CBJ 2 F2 | CBJ22124 PE 22.12 SEK MEN KEB CJ1 (F2)
378526079 | TNB | DISTRIBUTION | WP PUTRAJAYA & CYBERJAYA | Existing | 11 kV | PE MV TERMINAL | RYB | VCBJ/PCE/J22022 | SS 22.02 TELEKOM CBJ 2 F2 | CBJ22451 PE 22.45 KONDOMINIUM (F1)
378526090 | TNB | DISTRIBUTION | WP PUTRAJAYA & CYBERJAYA | Existing | 11 kV | PE MV TERMINAL | RYB | VCBJ/PCE/J22022 | SS 22.02 TELEKOM CBJ 2 F2 | PENGGUNA 11KV
378526106 | TNB | DISTRIBUTION | WP PUTRAJAYA & CYBERJAYA | Existing | 11 kV | PE MV TERMINAL | RYB | VCBJ/PCE/J24211 | PE 24.21 SITE OFFICE SYMPHONY HILLS | CBJ22121 PE 22.12 SEK MEN KEB CJ1 (F1)
378526107 | TNB | DISTRIBUTION | WP PUTRAJAYA & CYBERJAYA | Existing | 11 kV | PE MV TERMINAL | RYB | VCBJ/PCE/J24211 | PE 24.21 SITE OFFICE SYMPHONY HILLS | CBJ22021 SS 22.02 TELEKOM CBJ 2 (F1)
378526110 | TNB | DISTRIBUTION | WP PUTRAJAYA & CYBERJAYA | Existing | 11 kV | PE MV TERMINAL | RYB | VCBJ/PCE/J24211 | PE 24.21 SITE OFFICE SYMPHONY HILLS | TX-1000KVA
378526213 | TNB | DISTRIBUTION | WP PUTRAJAYA & CYBERJAYA | Existing | 11 kV | PE MV TERMINAL | RYB | VCBJ/PCE/J22451 | PE 22.45 KONDOMINIUM F1 | CBJ22461 PE 22.46 TOWN HOUSE (F1)
378526214 | TNB | DISTRIBUTION | WP PUTRAJAYA & CYBERJAYA | Existing | 11 kV | PE MV TERMINAL | RYB | VCBJ/PCE/J22451 | PE 22.45 KONDOMINIUM F1 | CBJ22025 SS 22.02 TELEKOM CBJ 2 (F2)
378526217 | TNB | DISTRIBUTION | WP PUTRAJAYA & CYBERJAYA | Existing | 11 kV | PE MV TERMINAL | RYB | VCBJ/PCE/J22451 | PE 22.45 KONDOMINIUM F1 | TX1-750KVA
378526236 | TNB | DISTRIBUTION | WP PUTRAJAYA & CYBERJAYA | Existing | 11 kV | PE MV TERMINAL | RYB | VCBJ/PCE/J22452 | PE 22.45 KONDOMINIUM F2 | CBJ22464 PE 22.46 TOWN HOUSE (F2)
378526237 | TNB | DISTRIBUTION | WP PUTRAJAYA & CYBERJAYA | Existing | 11 kV | PE MV TERMINAL | RYB | VCBJ/PCE/J22452 | PE 22.45 KONDOMINIUM F2 | CBJ22022 SS 22.02 TELEKOM CBJ 2 (F1)
378526240 | TNB | DISTRIBUTION | WP PUTRAJAYA & CYBERJAYA | Existing | 11 kV | PE MV TERMINAL | RYB | VCBJ/PCE/J22452 | PE 22.45 KONDOMINIUM F2 | TX2-750KVA
378526447 | TNB | DISTRIBUTION | WP PUTRAJAYA & CYBERJAYA | Existing | 11 kV | PE MV TERMINAL | RYB | VCBJ/PCE/J22461 | PE 22.46 TOWN HOUSE F1 | CBJ22441 PE 22.44 PANGSAPURI PT 12067 (F1)
378526448 | TNB | DISTRIBUTION | WP PUTRAJAYA & CYBERJAYA | Existing | 11 kV | PE MV TERMINAL | RYB | VCBJ/PCE/J22461 | PE 22.46 TOWN HOUSE F1 | CBJ22453 PE 22.45 KONDOMINIUM (F1)
378526451 | TNB | DISTRIBUTION | WP PUTRAJAYA & CYBERJAYA | Existing | 11 kV | PE MV TERMINAL | RYB | VCBJ/PCE/J22461 | PE 22.46 TOWN HOUSE F1 | TX1-750KVA
378526470 | TNB | DISTRIBUTION | WP PUTRAJAYA & CYBERJAYA | Existing | 11 kV | PE MV TERMINAL | RYB | VCBJ/PCE/J22462 | PE 22.46 TOWN HOUSE F2 | N/A
378526471 | TNB | DISTRIBUTION | WP PUTRAJAYA & CYBERJAYA | Existing | 11 kV | PE MV TERMINAL | RYB | VCBJ/PCE/J22462 | PE 22.46 TOWN HOUSE F2 | CBJ22456 PE 22.45 KONDOMINIUM (F2)
378526474 | TNB | DISTRIBUTION | WP PUTRAJAYA & CYBERJAYA | Existing | 11 kV | PE MV TERMINAL | RYB | VCBJ/PCE/J22462 | PE 22.46 TOWN HOUSE F2 | TX2-750KVA
378526879 | TNB | DISTRIBUTION | WP PUTRAJAYA & CYBERJAYA | Existing | 11 kV | PE MV TERMINAL | RYB | VCBJ/PCE/J22441 | PE 22.44 PANGSAPURI PT 12067 F1 | PPU CYB6: VCB 9
378526880 | TNB | DISTRIBUTION | WP PUTRAJAYA & CYBERJAYA | Existing | 11 kV | PE MV TERMINAL | RYB | VCBJ/PCE/J22441 | PE 22.44 PANGSAPURI PT 12067 F1 | CBJ22463 PE 22.46 TOWN HOUSE (F1)
378526883 | TNB | DISTRIBUTION | WP PUTRAJAYA & CYBERJAYA | Existing | 11 kV | PE MV TERMINAL | RYB | VCBJ/PCE/J22441 | PE 22.44 PANGSAPURI PT 12067 F1 | TX1-1000KVA
378526921 | TNB | DISTRIBUTION | WP PUTRAJAYA & CYBERJAYA | Existing | 11 kV | PE MV TERMINAL | RYB | VCBJ/PCE/J21021 | PE 21.02 INCUBATOR F1 | CBJ25051 PE 25.05 HOSTEL BLOK 1D
378526922 | TNB | DISTRIBUTION | WP PUTRAJAYA & CYBERJAYA | Existing | 11 kV | PE MV TERMINAL | RYB | VCBJ/PCE/J21021 | PE 21.02 INCUBATOR F1 | CBJ21525 PE 21.52 CONDO C3 (F2)
378526925 | TNB | DISTRIBUTION | WP PUTRAJAYA & CYBERJAYA | Existing | 11 kV | PE MV TERMINAL | RYB | VCBJ/PCE/J21021 | PE 21.02 INCUBATOR F1 | TX1-1000KVA
378526945 | TNB | DISTRIBUTION | WP PUTRAJAYA & CYBERJAYA | Existing | 11 kV | PE MV TERMINAL | RYB | VCBJ/PCE/J21022 | PE 21.02 INCUBATOR F2 | CBJ21522 PE 21.52 CONDO C3 (F1)
378526946 | TNB | DISTRIBUTION | WP PUTRAJAYA & CYBERJAYA | Existing | 11 kV | PE MV TERMINAL | RYB | VCBJ/PCE/J21022 | PE 21.02 INCUBATOR F2 | CBJ25031 PE 25.03 HOSTEL BLOK 1B
378526949 | TNB | DISTRIBUTION | WP PUTRAJAYA & CYBERJAYA | Existing | 11 kV | PE MV TERMINAL | RYB | VCBJ/PCE/J21022 | PE 21.02 INCUBATOR F2 | TX2-1000KVA
378527112 | TNB | DISTRIBUTION | WP PUTRAJAYA & CYBERJAYA | Existing | 11 kV | PE MV TERMINAL | RYB | VCBJ/PCE/J22442 | PE 22.44 PANGSAPURI PT 12057 F2 | PPU CYB6: VCB 12
378527113 | TNB | DISTRIBUTION | WP PUTRAJAYA & CYBERJAYA | Existing | 11 kV | PE MV TERMINAL | RYB | VCBJ/PCE/J22442 | PE 22.44 PANGSAPURI PT 12057 F2 | CBJ22466 PE 22.46 TOWN HOUSE (F2)
378527116 | TNB | DISTRIBUTION | WP PUTRAJAYA & CYBERJAYA | Existing | 11 kV | PE MV TERMINAL | RYB | VCBJ/PCE/J22442 | PE 22.44 PANGSAPURI PT 12057 F2 | TX2-1000KVA
378527202 | TNB | DISTRIBUTION | WP PUTRAJAYA & CYBERJAYA | Existing | 11 kV | PE MV TERMINAL | RYB | VCBJ/PCE/J24141 | SS 24.14 SHAFTBURY BLOK D F1 | TX-1000KVA
378527204 | TNB | DISTRIBUTION | WP PUTRAJAYA & CYBERJAYA | Existing | 11 kV | PE MV TERMINAL | RYB | VCBJ/PCE/J24141 | SS 24.14 SHAFTBURY BLOK D F1 | CBJ21812 PE 21.81 SHAFBURY-MLCP CAR PARK (F1)
378527245 | TNB | DISTRIBUTION | WP PUTRAJAYA & CYBERJAYA | Existing | 11 kV | PE MV TERMINAL | RYB | VCBJ/PCE/J24141 | SS 24.14 SHAFTBURY BLOK D F1 | CBJ21821 PE 21.82 SHAFBURY BLOK C (F1)
378527332 | TNB | DISTRIBUTION | WP PUTRAJAYA & CYBERJAYA | Existing | 11 kV | PE MV TERMINAL | RYB | VCBJ/PCE/J24142 | SS 24.14 SHAFBURY BLOK D F2 | CBJ21815 PE 21.81 SHAFBURY-MLCP CAR PARK (F2)
378527336 | TNB | DISTRIBUTION | WP PUTRAJAYA & CYBERJAYA | Existing | 11 kV | PE MV TERMINAL | RYB | VCBJ/PCE/J24142 | SS 24.14 SHAFBURY BLOK D F2 | CBJ21824 PE 21.82 SHAFBURY BLOK C (F2)
378527350 | TNB | DISTRIBUTION | WP PUTRAJAYA & CYBERJAYA | Existing | 11 kV | PE MV TERMINAL | RYB | VCBJ/PCE/J24142 | SS 24.14 SHAFBURY BLOK D F2 | PENGGUNA 11KV
378527415 | TNB | DISTRIBUTION | WP PUTRAJAYA & CYBERJAYA | Existing | 11 kV | PE MV TERMINAL | RYB | VCBJ/PCE/J21821 | SS 21.82 SHAFBURY BLOK C F1 | CBJ21221 PE 21.22 CYBERVIEW NO.1
378527416 | TNB | DISTRIBUTION | WP PUTRAJAYA & CYBERJAYA | Existing | 11 kV | PE MV TERMINAL | RYB | VCBJ/PCE/J21821 | SS 21.82 SHAFBURY BLOK C F1 | CBJ24142 SS 24.14 SHAFTBURY BLOK D
378527419 | TNB | DISTRIBUTION | WP PUTRAJAYA & CYBERJAYA | Existing | 11 kV | PE MV TERMINAL | RYB | VCBJ/PCE/J21821 | SS 21.82 SHAFBURY BLOK C F1 | TX1-1000KVA
378527509 | TNB | DISTRIBUTION | WP PUTRAJAYA & CYBERJAYA | Existing | 11 kV | PE MV TERMINAL | RYB | VCBJ/PCE/J21822 | SS 21.82 SHAFBURY BLOK C F2 | CBJ21134 PE 21.13 CYBERVIEW NO. 2 ( MDC ) (F2)
378527510 | TNB | DISTRIBUTION | WP PUTRAJAYA & CYBERJAYA | Existing | 11 kV | PE MV TERMINAL | RYB | VCBJ/PCE/J21822 | SS 21.82 SHAFBURY BLOK C F2 | CBJ24145 SS 24.14 (F2) SHAFBURY BLOK D
378527513 | TNB | DISTRIBUTION | WP PUTRAJAYA & CYBERJAYA | Existing | 11 kV | PE MV TERMINAL | RYB | VCBJ/PCE/J21822 | SS 21.82 SHAFBURY BLOK C F2 | TX2-1000KVA
378527628 | TNB | DISTRIBUTION | WP PUTRAJAYA & CYBERJAYA | Existing | 11 kV | PE MV TERMINAL | RYB | VCBJ/PCE/J21131 | PE 21.13 CYBERVIEW NO. 2 ( MDC ) F1 | CBJ22031 PE 22.03 CYBERVIEW GARDENS (F1)
378527629 | TNB | DISTRIBUTION | WP PUTRAJAYA & CYBERJAYA | Existing | 11 kV | PE MV TERMINAL | RYB | VCBJ/PCE/J21131 | PE 21.13 CYBERVIEW NO. 2 ( MDC ) F1 | CBJ21222 PE 21.22 CYBERVIEW NO.1
378527632 | TNB | DISTRIBUTION | WP PUTRAJAYA & CYBERJAYA | Existing | 11 kV | PE MV TERMINAL | RYB | VCBJ/PCE/J21131 | PE 21.13 CYBERVIEW NO. 2 ( MDC ) F1 | TX1-1000KVA
378527744 | TNB | DISTRIBUTION | WP PUTRAJAYA & CYBERJAYA | Existing | 11 kV | PE MV TERMINAL | RYB | VCBJ/PCE/J21132 | PE 21.13 CYBERVIEW NO. 2 ( MDC ) F2 | CBJ22035 PE 22.03 CYBERVIEW GARDENS (F2)
378527745 | TNB | DISTRIBUTION | WP PUTRAJAYA & CYBERJAYA | Existing | 11 kV | PE MV TERMINAL | RYB | VCBJ/PCE/J21132 | PE 21.13 CYBERVIEW NO. 2 ( MDC ) F2 | CBJ21825 PE 21.82 SHAFBURY BLOK C (F2)
378527748 | TNB | DISTRIBUTION | WP PUTRAJAYA & CYBERJAYA | Existing | 11 kV | PE MV TERMINAL | RYB | VCBJ/PCE/J21132 | PE 21.13 CYBERVIEW NO. 2 ( MDC ) F2 | TX2-1000KVA
378527826 | TNB | DISTRIBUTION | WP PUTRAJAYA & CYBERJAYA | Existing | 11 kV | PE MV TERMINAL | RYB | VCBJ/PCE/J22031 | PE 22.03 CYBERVIEW GARDENS F1 | CBJ21132 PE 21.13 CYBERVIEW NO. 2 ( MDC ) (F1)
378527829 | TNB | DISTRIBUTION | WP PUTRAJAYA & CYBERJAYA | Existing | 11 kV | PE MV TERMINAL | RYB | VCBJ/PCE/J22031 | PE 22.03 CYBERVIEW GARDENS F1 | TX1-1000KVA
378527846 | TNB | DISTRIBUTION | WP PUTRAJAYA & CYBERJAYA | Existing | 11 kV | PE MV TERMINAL | RYB | VCBJ/PCE/J22031 | PE 22.03 CYBERVIEW GARDENS F1 | CBJ21451 PE 21.45 CYBERVILLAGE SERENITY (F1)
378527849 | TNB | DISTRIBUTION | WP PUTRAJAYA & CYBERJAYA | Existing | 11 kV | PE MV TERMINAL | RYB | VCBJ/PCE/J22031 | PE 22.03 CYBERVIEW GARDENS F1 | SPARE
378527858 | TNB | DISTRIBUTION | WP PUTRAJAYA & CYBERJAYA | Existing | 11 kV | PE MV TERMINAL | RYB | VCBJ/PCE/J22032 | PE 22.03 CYBERVIEW GARDENS F2 | CBJ21135 PE 21.13 CYBERVIEW NO. 2 ( MDC ) (F2)
378527861 | TNB | DISTRIBUTION | WP PUTRAJAYA & CYBERJAYA | Existing | 11 kV | PE MV TERMINAL | RYB | VCBJ/PCE/J22032 | PE 22.03 CYBERVIEW GARDENS F2 | TX2-1000KVA
378527878 | TNB | DISTRIBUTION | WP PUTRAJAYA & CYBERJAYA | Existing | 11 kV | PE MV TERMINAL | RYB | VCBJ/PCE/J22032 | PE 22.03 CYBERVIEW GARDENS F2 | SPARE
378527881 | TNB | DISTRIBUTION | WP PUTRAJAYA & CYBERJAYA | Existing | 11 kV | PE MV TERMINAL | RYB | VCBJ/PCE/J22032 | PE 22.03 CYBERVIEW GARDENS F2 | CBJ21454 PE 21.45 CYBERVILLAGE SERENITY (F2)
378528167 | TNB | DISTRIBUTION | WP PUTRAJAYA & CYBERJAYA | Existing | 11 kV | PE MV TERMINAL | RYB | VCBJ/PCE/J21451 | PE 21.45 CYBERVILLAGE SERENITY 1 F1 | CBJ21441 PE 21.44 CYBERVILLAGE SERENITY 2
378528168 | TNB | DISTRIBUTION | WP PUTRAJAYA & CYBERJAYA | Existing | 11 kV | PE MV TERMINAL | RYB | VCBJ/PCE/J21451 | PE 21.45 CYBERVILLAGE SERENITY 1 F1 | CBJ22033 PE 22.03 CYBERVIEW GARDENS (F1)
378528171 | TNB | DISTRIBUTION | WP PUTRAJAYA & CYBERJAYA | Existing | 11 kV | PE MV TERMINAL | RYB | VCBJ/PCE/J21451 | PE 21.45 CYBERVILLAGE SERENITY 1 F1 | TX1-1000KVA
378528190 | TNB | DISTRIBUTION | WP PUTRAJAYA & CYBERJAYA | Existing | 11 kV | PE MV TERMINAL | RYB | VCBJ/PCE/J21452 | PE 21.45 CYBERVILLAGE SERENITY 1 F2 | C23431 PE 23.43 OPUS
378528191 | TNB | DISTRIBUTION | WP PUTRAJAYA & CYBERJAYA | Existing | 11 kV | PE MV TERMINAL | RYB | VCBJ/PCE/J21452 | PE 21.45 CYBERVILLAGE SERENITY 1 F2 | CBJ22036 PE 22.03 CYBERVIEW GARDENS (F2)
378528194 | TNB | DISTRIBUTION | WP PUTRAJAYA & CYBERJAYA | Existing | 11 kV | PE MV TERMINAL | RYB | VCBJ/PCE/J21452 | PE 21.45 CYBERVILLAGE SERENITY 1 F2 | TX2-1000KVA
378528367 | TNB | DISTRIBUTION | WP PUTRAJAYA & CYBERJAYA | Existing | 11 kV | PE MV TERMINAL | RYB | VCBJ/PCE/J21961 | PE 21.96 SUBANG ALAM | TX1-1000KVA
378528374 | TNB | DISTRIBUTION | WP PUTRAJAYA & CYBERJAYA | Existing | 11 kV | PE MV TERMINAL | RYB | VCBJ/PCE/J21961 | PE 21.96 SUBANG ALAM | CBJ21434 PE 21.43 CYBERVILLAGE SERENITY (F2)
378528382 | TNB | DISTRIBUTION | WP PUTRAJAYA & CYBERJAYA | Existing | 11 kV | PE MV TERMINAL | RYB | VCBJ/PCE/J21961 | PE 21.96 SUBANG ALAM | C23432 PE 23.43 OPUS
378528392 | TNB | DISTRIBUTION | WP PUTRAJAYA & CYBERJAYA | Existing | 11 kV | PE MV TERMINAL | RYB | VCBJ/PCE/J21961 | PE 21.96 SUBANG ALAM | TX2-1000KVA
378528792 | TNB | DISTRIBUTION | WP PUTRAJAYA & CYBERJAYA | Existing | 11 kV | PE MV TERMINAL | RYB | VCBJ/PCE/J21431 | PE 21.43 CYBERVILLAGE SERENITY 3 F1 | CBJ21421 PE 21.42 CYBERVILLAGE SERENITY (F1)
378528793 | TNB | DISTRIBUTION | WP PUTRAJAYA & CYBERJAYA | Existing | 11 kV | PE MV TERMINAL | RYB | VCBJ/PCE/J21431 | PE 21.43 CYBERVILLAGE SERENITY 3 F1 | CBJ 21444 PE 21.44 CYBERVILLAGE SERENITY 2
378528796 | TNB | DISTRIBUTION | WP PUTRAJAYA & CYBERJAYA | Existing | 11 kV | PE MV TERMINAL | RYB | VCBJ/PCE/J21431 | PE 21.43 CYBERVILLAGE SERENITY 3 F1 | TX1-1000KVA
378528886 | TNB | DISTRIBUTION | WP PUTRAJAYA & CYBERJAYA | Existing | 11 kV | PE MV TERMINAL | RYB | VCBJ/PCE/J21432 | PE 21.43 CYBERVILLAGE SERENITY 3 F2 | CBJ21424 PE 21.42 CYBERVILLAGE SERENITY (F2)
378528887 | TNB | DISTRIBUTION | WP PUTRAJAYA & CYBERJAYA | Existing | 11 kV | PE MV TERMINAL | RYB | VCBJ/PCE/J21432 | PE 21.43 CYBERVILLAGE SERENITY 3 F2 | CBJ21962 PE 21.96 SUBANG ALAM
378528890 | TNB | DISTRIBUTION | WP PUTRAJAYA & CYBERJAYA | Existing | 11 kV | PE MV TERMINAL | RYB | VCBJ/PCE/J21432 | PE 21.43 CYBERVILLAGE SERENITY 3 F2 | TX2-1000KVA
378559120 | TNB | DISTRIBUTION | WP PUTRAJAYA & CYBERJAYA | Existing | 11 kV | PE MV TERMINAL | RYB | VPTJ/PCE/J15542 | PE 15.54 DWIPUTRA NO 1 (F2) | PTJ15354 PE 15.35 FASA 15-1A (F2)
378559121 | TNB | DISTRIBUTION | WP PUTRAJAYA & CYBERJAYA | Existing | 11 kV | PE MV TERMINAL | RYB | VPTJ/PCE/J15542 | PE 15.54 DWIPUTRA NO 1 (F2) | PTJ15554 PE 15.55 (F2)
378559124 | TNB | DISTRIBUTION | WP PUTRAJAYA & CYBERJAYA | Existing | 11 kV | PE MV TERMINAL | RYB | VPTJ/PCE/J15542 | PE 15.54 DWIPUTRA NO 1 (F2) | 1000KVA
378567628 | TNB | DISTRIBUTION | WP PUTRAJAYA & CYBERJAYA | Existing | 11 kV | PE MV TERMINAL | RYB | VPTJ/PCE/J05021 | SS 5.02 STP2 (F1) | PTJ20033 PE 20.03 PUMP HOUSE
378567642 | TNB | DISTRIBUTION | WP PUTRAJAYA & CYBERJAYA | Existing | 11 kV | PE MV TERMINAL | RYB | VPTJ/PCE/J05021 | SS 5.02 STP2 (F1) | PENGUUNA HT 11kV
378567665 | TNB | DISTRIBUTION | WP PUTRAJAYA & CYBERJAYA | Existing | 11 kV | PE MV TERMINAL | RYB | VPTJ/PCE/J05022 | SS 5.02 STP2 (F2) | PTJ05073 PE 5.07 JLB1
378567669 | TNB | DISTRIBUTION | WP PUTRAJAYA & CYBERJAYA | Existing | 11 kV | PE MV TERMINAL | RYB | VPTJ/PCE/J05022 | SS 5.02 STP2 (F2) | SPARE
378567683 | TNB | DISTRIBUTION | WP PUTRAJAYA & CYBERJAYA | Existing | 11 kV | PE MV TERMINAL | RYB | VPTJ/PCE/J05022 | SS 5.02 STP2 (F2) | PENGGUNA HT 11kV
378567684 | TNB | DISTRIBUTION | WP PUTRAJAYA & CYBERJAYA | Existing | 132 kV | PE MV TERMINAL | RYB | VPTJ/PCE/J05022 | SS 5.02 STP2 (F2) | PTJ05082 PE 5.08 JLB2
378567712 | TNB | DISTRIBUTION | WP PUTRAJAYA & CYBERJAYA | Existing | 11 kV | PE MV TERMINAL | RYB | VPTJ/PCE/J05071 | PE 5.07 JLB1 | PTJ05025 SS 5.02 STP 2 (F2)
378567713 | TNB | DISTRIBUTION | WP PUTRAJAYA & CYBERJAYA | Existing | 11 kV | PE MV TERMINAL | RYB | VPTJ/PCE/J05071 | PE 5.07 JLB1 | PTJ05021 SS 5.02 STP 2 (F1)
378567716 | TNB | DISTRIBUTION | WP PUTRAJAYA & CYBERJAYA | Existing | 11 kV | PE MV TERMINAL | RYB | VPTJ/PCE/J05071 | PE 5.07 JLB1 | TX1-500kVA
378567820 | TNB | DISTRIBUTION | WP PUTRAJAYA & CYBERJAYA | Existing | 11 kV | PE MV TERMINAL | RYB | VPTJ/PCE/J05081 | PE 5.08 JLB2 | PTJ05024 SS 5.02 STP 2 (F2)
378567821 | TNB | DISTRIBUTION | WP PUTRAJAYA & CYBERJAYA | Existing | 11 kV | PE MV TERMINAL | RYB | VPTJ/PCE/J05081 | PE 5.08 JLB2 | PTJ05051 PE 5.05 PADAT S/L
378567824 | TNB | DISTRIBUTION | WP PUTRAJAYA & CYBERJAYA | Existing | 11 kV | PE MV TERMINAL | RYB | VPTJ/PCE/J05081 | PE 5.08 JLB2 | TX1-1000kVA
378567932 | TNB | DISTRIBUTION | WP PUTRAJAYA & CYBERJAYA | Existing | 11 kV | PE MV TERMINAL | RYB | VPTJ/PCE/J05051 | PE 5.05 C/S S/L | PTJ05061 PE 5.06 PADAT S/L
378567933 | TNB | DISTRIBUTION | WP PUTRAJAYA & CYBERJAYA | Existing | 11 kV | PE MV TERMINAL | RYB | VPTJ/PCE/J05051 | PE 5.05 C/S S/L | PTJ05081 PE 5.08 JLB2
378567936 | TNB | DISTRIBUTION | WP PUTRAJAYA & CYBERJAYA | Existing | 11 kV | PE MV TERMINAL | RYB | VPTJ/PCE/J05051 | PE 5.05 C/S S/L | TX1-1000kVA
378568049 | TNB | DISTRIBUTION | WP PUTRAJAYA & CYBERJAYA | Existing | 11 kV | PE MV TERMINAL | RYB | VPTJ/PCE/J05061 | PE 5.06 C/S S/L | PTJ05042 PE 5.04 PADAT S/L
378568050 | TNB | DISTRIBUTION | WP PUTRAJAYA & CYBERJAYA | Existing | 11 kV | PE MV TERMINAL | RYB | VPTJ/PCE/J05061 | PE 5.06 C/S S/L | PTJ05053 PE 5.05 PADAT S/L
378568053 | TNB | DISTRIBUTION | WP PUTRAJAYA & CYBERJAYA | Existing | 11 kV | PE MV TERMINAL | RYB | VPTJ/PCE/J05061 | PE 5.06 C/S S/L | TX1-1000kVA
378568090 | TNB | DISTRIBUTION | WP PUTRAJAYA & CYBERJAYA | Existing | 11 kV | PE MV TERMINAL | RYB | VPTJ/PCE/J05041 | PE 5.04 C/S S/L | PTJ05063 PE 5.06 PADAT S/L
378568091 | TNB | DISTRIBUTION | WP PUTRAJAYA & CYBERJAYA | Existing | 11 kV | PE MV TERMINAL | RYB | VPTJ/PCE/J05041 | PE 5.04 C/S S/L | PTJ05031 PE 5.03 PADAT BR.6 SERI GEMILANG
378568094 | TNB | DISTRIBUTION | WP PUTRAJAYA & CYBERJAYA | Existing | 11 kV | PE MV TERMINAL | RYB | VPTJ/PCE/J05041 | PE 5.04 C/S S/L | TX1-1000kVA
378572013 | TNB | DISTRIBUTION | WP PUTRAJAYA & CYBERJAYA | Existing | 11 kV | PE MV TERMINAL | RYB | VCBJ/PCE/J21421 | PE 21.42 CYBERVILLAGE SERENITY 4 F1 | CBJ21461 PE 21.46 PS 12
378572014 | TNB | DISTRIBUTION | WP PUTRAJAYA & CYBERJAYA | Existing | 11 kV | PE MV TERMINAL | RYB | VCBJ/PCE/J21421 | PE 21.42 CYBERVILLAGE SERENITY 4 F1 | CBJ21433 PE 21.43 CYBERVILLAGE SERENITY (F1)
378572017 | TNB | DISTRIBUTION | WP PUTRAJAYA & CYBERJAYA | Existing | 11 kV | PE MV TERMINAL | RYB | VCBJ/PCE/J21421 | PE 21.42 CYBERVILLAGE SERENITY 4 F1 | TX1-1000KVA
378572036 | TNB | DISTRIBUTION | WP PUTRAJAYA & CYBERJAYA | Existing | 11 kV | PE MV TERMINAL | RYB | VCBJ/PCE/J21422 | PE 21.42 CYBERVILLAGE SERENITY 4 F2 | CBJ21751 PE 21.75 LAKEVIEW WEST 1
378572037 | TNB | DISTRIBUTION | WP PUTRAJAYA & CYBERJAYA | Existing | 11 kV | PE MV TERMINAL | RYB | VCBJ/PCE/J21422 | PE 21.42 CYBERVILLAGE SERENITY 4 F2 | CBJ21436 PE 21.43 CYBERVILLAGE SERENITY (F2)
378572040 | TNB | DISTRIBUTION | WP PUTRAJAYA & CYBERJAYA | Existing | 11 kV | PE MV TERMINAL | RYB | VCBJ/PCE/J21422 | PE 21.42 CYBERVILLAGE SERENITY 4 F2 | TX2-1000KVA
378572205 | TNB | DISTRIBUTION | WP PUTRAJAYA & CYBERJAYA | Existing | 11 kV | PE MV TERMINAL | RYB | VCBJ/PCE/J21461 | PE 21.46 PS 12 | CBJ24032 PE 24.03 JELANG VISTA 2
378572206 | TNB | DISTRIBUTION | WP PUTRAJAYA & CYBERJAYA | Existing | 11 kV | PE MV TERMINAL | RYB | VCBJ/PCE/J21461 | PE 21.46 PS 12 | CBJ21422 PE 21.42 CYBERVILLAGE SERENITY (F1)
378572209 | TNB | DISTRIBUTION | WP PUTRAJAYA & CYBERJAYA | Existing | 11 kV | PE MV TERMINAL | RYB | VCBJ/PCE/J21461 | PE 21.46 PS 12 | TX-500KVA
378572293 | TNB | DISTRIBUTION | WP PUTRAJAYA & CYBERJAYA | Existing | 11 kV | PE MV TERMINAL | RYB | VCBJ/PCE/J24031 | PE 24.03 JELANG VISTA 2 | CBJ21463 PE 21.46 PS 12
378572294 | TNB | DISTRIBUTION | WP PUTRAJAYA & CYBERJAYA | Existing | 11 kV | PE MV TERMINAL | RYB | VCBJ/PCE/J24031 | PE 24.03 JELANG VISTA 2 | CBJ24022 PE 24.02 JELANG VISTA NO 1
378572297 | TNB | DISTRIBUTION | WP PUTRAJAYA & CYBERJAYA | Existing | 11 kV | PE MV TERMINAL | RYB | VCBJ/PCE/J24031 | PE 24.03 JELANG VISTA 2 | TX1-1000KVA
378572387 | TNB | DISTRIBUTION | WP PUTRAJAYA & CYBERJAYA | Existing | 11 kV | PE MV TERMINAL | RYB | VCBJ/PCE/J24021 | PE 24.02 JELANG VISTA 1 | CBJ24031 PE 24.03 JELANG VISTA 2
378572388 | TNB | DISTRIBUTION | WP PUTRAJAYA & CYBERJAYA | Existing | 11 kV | PE MV TERMINAL | RYB | VCBJ/PCE/J24021 | PE 24.02 JELANG VISTA 1 | CBJ21741 PE 21.74 LAKE VIEW WEST 2
378572391 | TNB | DISTRIBUTION | WP PUTRAJAYA & CYBERJAYA | Existing | 11 kV | PE MV TERMINAL | RYB | VCBJ/PCE/J24021 | PE 24.02 JELANG VISTA 1 | TX1-1000KVA
378572510 | TNB | DISTRIBUTION | WP PUTRAJAYA & CYBERJAYA | Existing | 11 kV | PE MV TERMINAL | RYB | VCBJ/PCE/J21751 | PE 21.75 LAKEVIEW WEST 1 | CBJ22484 PE 22.48 LOT 12082 FASA 1B (F2)
378572511 | TNB | DISTRIBUTION | WP PUTRAJAYA & CYBERJAYA | Existing | 11 kV | PE MV TERMINAL | RYB | VCBJ/PCE/J21751 | PE 21.75 LAKEVIEW WEST 1 | CBJ21425 PE 21.42 CYBERVILLAGE SERENITY (F2)
378572514 | TNB | DISTRIBUTION | WP PUTRAJAYA & CYBERJAYA | Existing | 11 kV | PE MV TERMINAL | RYB | VCBJ/PCE/J21751 | PE 21.75 LAKEVIEW WEST 1 | TX-1000KVA
378572604 | TNB | DISTRIBUTION | WP PUTRAJAYA & CYBERJAYA | Existing | 11 kV | PE MV TERMINAL | RYB | VCBJ/PCE/J21741 | PE 21.74 LAKE VIEW WEST 2 | CBJ22481 PE 22.48 LOT 12082 FASA 1B (F1)
378572605 | TNB | DISTRIBUTION | WP PUTRAJAYA & CYBERJAYA | Existing | 11 kV | PE MV TERMINAL | RYB | VCBJ/PCE/J21741 | PE 21.74 LAKE VIEW WEST 2 | CBJ24021 PE 24.02 JELANG VISTA NO 1
378572608 | TNB | DISTRIBUTION | WP PUTRAJAYA & CYBERJAYA | Existing | 11 kV | PE MV TERMINAL | RYB | VCBJ/PCE/J21741 | PE 21.74 LAKE VIEW WEST 2 | TX-1000KVA
378572786 | TNB | DISTRIBUTION | WP PUTRAJAYA & CYBERJAYA | Existing | 11 kV | PE MV TERMINAL | RYB | VCBJ/PCE/J22481 | PE 22.48 LOT 12082 FASA 1B F1 | CBJ22172 PE 22.17 PADAT STP 4
378572787 | TNB | DISTRIBUTION | WP PUTRAJAYA & CYBERJAYA | Existing | 11 kV | PE MV TERMINAL | RYB | VCBJ/PCE/J22481 | PE 22.48 LOT 12082 FASA 1B F1 | CBJ21744 PE 21.74 LAKE VIEW WEST 2
378572790 | TNB | DISTRIBUTION | WP PUTRAJAYA & CYBERJAYA | Existing | 11 kV | PE MV TERMINAL | RYB | VCBJ/PCE/J22481 | PE 22.48 LOT 12082 FASA 1B F1 | TX-1000KVA
378572872 | TNB | DISTRIBUTION | WP PUTRAJAYA & CYBERJAYA | Existing | 11 kV | PE MV TERMINAL | RYB | VCBJ/PCE/J22482 | PE 22.48 LOT 12082 FASA 1B F2 | CBJ22144 PE 22.14 CYBER HEIGHT VILLA (F2)
378572873 | TNB | DISTRIBUTION | WP PUTRAJAYA & CYBERJAYA | Existing | 11 kV | PE MV TERMINAL | RYB | VCBJ/PCE/J22482 | PE 22.48 LOT 12082 FASA 1B F2 | CBJ21754 PE 21.75 LAKEVIEW WEST 1
378572876 | TNB | DISTRIBUTION | WP PUTRAJAYA & CYBERJAYA | Existing | 11 kV | PE MV TERMINAL | RYB | VCBJ/PCE/J22482 | PE 22.48 LOT 12082 FASA 1B F2 | TX2-1000KVA
378573019 | TNB | DISTRIBUTION | WP PUTRAJAYA & CYBERJAYA | Existing | 11 kV | PE MV TERMINAL | RYB | VCBJ/PCE/J22171 | PE 22.17 PADAT STP 4 | CBJ22482 PE 22.48 LOT 12082 FASA 1B (F1)
378573020 | TNB | DISTRIBUTION | WP PUTRAJAYA & CYBERJAYA | Existing | 11 kV | PE MV TERMINAL | RYB | VCBJ/PCE/J22171 | PE 22.17 PADAT STP 4 | CBJ22141 PE 22.14 CYBER HEIGHT VILLA (F1)
378573023 | TNB | DISTRIBUTION | WP PUTRAJAYA & CYBERJAYA | Existing | 11 kV | PE MV TERMINAL | RYB | VCBJ/PCE/J22171 | PE 22.17 PADAT STP 4 | TX-500KVA
378573103 | TNB | DISTRIBUTION | WP PUTRAJAYA & CYBERJAYA | Existing | 11 kV | PE MV TERMINAL | RYB | VCBJ/PCE/J22142 | PE 22.14 CYBER HEIGHT VILLA F2 | TX2-1000KVA
378573105 | TNB | DISTRIBUTION | WP PUTRAJAYA & CYBERJAYA | Existing | 11 kV | PE MV TERMINAL | RYB | VCBJ/PCE/J22142 | PE 22.14 CYBER HEIGHT VILLA F2 | CBJ22486 PE 22.48 LOT 12082 FASA 1B (F2)
378573146 | TNB | DISTRIBUTION | WP PUTRAJAYA & CYBERJAYA | Existing | 11 kV | PE MV TERMINAL | RYB | VCBJ/PCE/J22142 | PE 22.14 CYBER HEIGHT VILLA F2 | CBJ22214 PE 22.21 CYBER HEIGHT VILLA (F2)
378573214 | TNB | DISTRIBUTION | WP PUTRAJAYA & CYBERJAYA | Existing | 11 kV | PE MV TERMINAL | RYB | VCBJ/PCE/J22141 | PE 22.14 CYBER HEIGHT VILLA F1 | TX1-1000KVA
378573216 | TNB | DISTRIBUTION | WP PUTRAJAYA & CYBERJAYA | Existing | 11 kV | PE MV TERMINAL | RYB | VCBJ/PCE/J22141 | PE 22.14 CYBER HEIGHT VILLA F1 | CBJ22171 PE 22.17 PADAT STP 4
378573257 | TNB | DISTRIBUTION | WP PUTRAJAYA & CYBERJAYA | Existing | 11 kV | PE MV TERMINAL | RYB | VCBJ/PCE/J22141 | PE 22.14 CYBER HEIGHT VILLA F1 | CBJ22211 PE 22.21 CYBER HEIGHT VILLA (F1)
378573413 | TNB | DISTRIBUTION | WP PUTRAJAYA & CYBERJAYA | Existing | 11 kV | PE MV TERMINAL | RYB | VCBJ/PCE/J22211 | PE 22.21 CYBER HEIGHT VILLA F1 | CBJ22221 PE 22.22 CYBER HEIGHT VILLA (F1)
378573414 | TNB | DISTRIBUTION | WP PUTRAJAYA & CYBERJAYA | Existing | 11 kV | PE MV TERMINAL | RYB | VCBJ/PCE/J22211 | PE 22.21 CYBER HEIGHT VILLA F1 | CBJ22142 PE 22.14 CYBER HEIGHT VILLA (F1)
378573417 | TNB | DISTRIBUTION | WP PUTRAJAYA & CYBERJAYA | Existing | 11 kV | PE MV TERMINAL | RYB | VCBJ/PCE/J22211 | PE 22.21 CYBER HEIGHT VILLA F1 | TX1-1000KVA
378573521 | TNB | DISTRIBUTION | WP PUTRAJAYA & CYBERJAYA | Existing | 11 kV | PE MV TERMINAL | RYB | VCBJ/PCE/J22212 | PE 22.21 CYBER HEIGHT VILLA F2 | CBJ22224 PE 22.22 CYBER HEIGHT VILLA (F2)
378573522 | TNB | DISTRIBUTION | WP PUTRAJAYA & CYBERJAYA | Existing | 11 kV | PE MV TERMINAL | RYB | VCBJ/PCE/J22212 | PE 22.21 CYBER HEIGHT VILLA F2 | CBJ22145 PE 22.14 CYBER HEIGHT VILLA (F2)
378573525 | TNB | DISTRIBUTION | WP PUTRAJAYA & CYBERJAYA | Existing | 11 kV | PE MV TERMINAL | RYB | VCBJ/PCE/J22212 | PE 22.21 CYBER HEIGHT VILLA F2 | TX2-1000KVA
378573744 | TNB | DISTRIBUTION | WP PUTRAJAYA & CYBERJAYA | Existing | 11 kV | PE MV TERMINAL | RYB | VCBJ/PCE/J22222 | PE 22.22 CYBER HEIGHT VILLA F2 | CBJ24151 PE 24.15 CYBER HEIGHT VILLA
378573745 | TNB | DISTRIBUTION | WP PUTRAJAYA & CYBERJAYA | Existing | 11 kV | PE MV TERMINAL | RYB | VCBJ/PCE/J22222 | PE 22.22 CYBER HEIGHT VILLA F2 | CBJ22215 PE 22.21 CYBER HEIGHT VILLA (F2)
378573748 | TNB | DISTRIBUTION | WP PUTRAJAYA & CYBERJAYA | Existing | 11 kV | PE MV TERMINAL | RYB | VCBJ/PCE/J22222 | PE 22.22 CYBER HEIGHT VILLA F2 | TX2-1000KVA
378573767 | TNB | DISTRIBUTION | WP PUTRAJAYA & CYBERJAYA | Existing | 11 kV | PE MV TERMINAL | RYB | VCBJ/PCE/J22221 | PE 22.22 CYBER HEIGHT VILLA F1 | CBJ22251 PE 22.25 CYBER HEIGHT VILLA (F1)
378573768 | TNB | DISTRIBUTION | WP PUTRAJAYA & CYBERJAYA | Existing | 11 kV | PE MV TERMINAL | RYB | VCBJ/PCE/J22221 | PE 22.22 CYBER HEIGHT VILLA F1 | CBJ22212 PE 22.21 CYBER HEIGHT VILLA (F1)
378573771 | TNB | DISTRIBUTION | WP PUTRAJAYA & CYBERJAYA | Existing | 11 kV | PE MV TERMINAL | RYB | VCBJ/PCE/J22221 | PE 22.22 CYBER HEIGHT VILLA F1 | TX1-1000KVA
378573921 | TNB | DISTRIBUTION | WP PUTRAJAYA & CYBERJAYA | Existing | 11 kV | PE MV TERMINAL | RYB | VCBJ/PCE/J24151 | PE 24.15 APARTMENT TINDAK MURNI | TX1-750KVA
378573928 | TNB | DISTRIBUTION | WP PUTRAJAYA & CYBERJAYA | Existing | 11 kV | PE MV TERMINAL | RYB | VCBJ/PCE/J24151 | PE 24.15 APARTMENT TINDAK MURNI | CBJ22254 PE 22.25 CYBER HEIGHT VILLA (F2)
378573936 | TNB | DISTRIBUTION | WP PUTRAJAYA & CYBERJAYA | Existing | 11 kV | PE MV TERMINAL | RYB | VCBJ/PCE/J24151 | PE 24.15 APARTMENT TINDAK MURNI | CBJ22225 PE 22.22 CYBER HEIGHT VILLA (F2)
378573946 | TNB | DISTRIBUTION | WP PUTRAJAYA & CYBERJAYA | Existing | 11 kV | PE MV TERMINAL | RYB | VCBJ/PCE/J24151 | PE 24.15 APARTMENT TINDAK MURNI | TX2-750KVA
378574142 | TNB | DISTRIBUTION | WP PUTRAJAYA & CYBERJAYA | Existing | 11 kV | PE MV TERMINAL | RYB | VCBJ/PCE/J22252 | PE 22.25 CYBER HEIGHT VILLA F2 | CBJ22234 PE 22.23 SEK. SRI PUTERI (F2)
378574143 | TNB | DISTRIBUTION | WP PUTRAJAYA & CYBERJAYA | Existing | 11 kV | PE MV TERMINAL | RYB | VCBJ/PCE/J22252 | PE 22.25 CYBER HEIGHT VILLA F2 | CBJ24152 PE 24.15 CYBER HEIGHT VILLA
378574146 | TNB | DISTRIBUTION | WP PUTRAJAYA & CYBERJAYA | Existing | 11 kV | PE MV TERMINAL | RYB | VCBJ/PCE/J22252 | PE 22.25 CYBER HEIGHT VILLA F2 | TX2-1000KVA
378574221 | TNB | DISTRIBUTION | WP PUTRAJAYA & CYBERJAYA | Existing | 11 kV | PE MV TERMINAL | RYB | VCBJ/PCE/J22251 | PE 22.25 CYBER HEIGHT VILLA F1 | CBJ22231 PE 22.23 SEK. SRI PUTERI (F1)
378574222 | TNB | DISTRIBUTION | WP PUTRAJAYA & CYBERJAYA | Existing | 11 kV | PE MV TERMINAL | RYB | VCBJ/PCE/J22251 | PE 22.25 CYBER HEIGHT VILLA F1 | CBJ22222 PE 22.22 CYBER HEIGHT VILLA (F1)
378574225 | TNB | DISTRIBUTION | WP PUTRAJAYA & CYBERJAYA | Existing | 11 kV | PE MV TERMINAL | RYB | VCBJ/PCE/J22251 | PE 22.25 CYBER HEIGHT VILLA F1 | TX1-1000KVA
378574369 | TNB | DISTRIBUTION | WP PUTRAJAYA & CYBERJAYA | Existing | 11 kV | PE MV TERMINAL | RYB | VCBJ/PCE/J22232 | PE 22.23 SEK. SRI PUTERI F2 | N/A
378574370 | TNB | DISTRIBUTION | WP PUTRAJAYA & CYBERJAYA | Existing | 11 kV | PE MV TERMINAL | RYB | VCBJ/PCE/J22232 | PE 22.23 SEK. SRI PUTERI F2 | CBJ22255 PE 22.25 CYBER HEIGHT VILLA (F2)
378574373 | TNB | DISTRIBUTION | WP PUTRAJAYA & CYBERJAYA | Existing | 11 kV | PE MV TERMINAL | RYB | VCBJ/PCE/J22232 | PE 22.23 SEK. SRI PUTERI F2 | TX2-1000KVA
378574450 | TNB | DISTRIBUTION | WP PUTRAJAYA & CYBERJAYA | Existing | 11 kV | PE MV TERMINAL | RYB | VCBJ/PCE/J22231 | PE 22.23 SEK. SRI PUTERI F1 | N/A
378574451 | TNB | DISTRIBUTION | WP PUTRAJAYA & CYBERJAYA | Existing | 11 kV | PE MV TERMINAL | RYB | VCBJ/PCE/J22231 | PE 22.23 SEK. SRI PUTERI F1 | CBJ22252 PE 22.25 CYBER HEIGHT VILLA (F1)
378574454 | TNB | DISTRIBUTION | WP PUTRAJAYA & CYBERJAYA | Existing | 11 kV | PE MV TERMINAL | RYB | VCBJ/PCE/J22231 | PE 22.23 SEK. SRI PUTERI F1 | TX1-1000KVA
378574590 | TNB | DISTRIBUTION | WP PUTRAJAYA & CYBERJAYA | Existing | 11 kV | PE MV TERMINAL | RYB | VCBJ/PCE/J22242 | PE 22.24 SEK. SRI PUTERI F2 | CBJ22242 PE 22.24 SEK. SRI PUTERI (F1)
378574591 | TNB | DISTRIBUTION | WP PUTRAJAYA & CYBERJAYA | Existing | 11 kV | PE MV TERMINAL | RYB | VCBJ/PCE/J22242 | PE 22.24 SEK. SRI PUTERI F2 | CBJ22235 PE 22.23 SEK. SRI PUTERI (F2)
378574594 | TNB | DISTRIBUTION | WP PUTRAJAYA & CYBERJAYA | Existing | 11 kV | PE MV TERMINAL | RYB | VCBJ/PCE/J22242 | PE 22.24 SEK. SRI PUTERI F2 | TX2-750KVA
378574661 | TNB | DISTRIBUTION | WP PUTRAJAYA & CYBERJAYA | Existing | 11 kV | PE MV TERMINAL | RYB | VCBJ/PCE/J22241 | PE 22.24 SEK. SRI PUTERI F1 | CBJ22232 PE 22.23 SEK. SRI PUTERI (F1)
378574664 | TNB | DISTRIBUTION | WP PUTRAJAYA & CYBERJAYA | Existing | 11 kV | PE MV TERMINAL | RYB | VCBJ/PCE/J22241 | PE 22.24 SEK. SRI PUTERI F1 | TX1-750KVA
378574681 | TNB | DISTRIBUTION | WP PUTRAJAYA & CYBERJAYA | Existing | 11 kV | PE MV TERMINAL | RYB | VCBJ/PCE/J22241 | PE 22.24 SEK. SRI PUTERI F1 | SPARE
378574684 | TNB | DISTRIBUTION | WP PUTRAJAYA & CYBERJAYA | Existing | 11 kV | PE MV TERMINAL | RYB | VCBJ/PCE/J22241 | PE 22.24 SEK. SRI PUTERI F1 | CBJ22246 PE 22.24 SEK. SRI PUTERI (F2)
378574787 | TNB | DISTRIBUTION | WP PUTRAJAYA & CYBERJAYA | Existing | 11 kV | PE MV TERMINAL | RYB | VCBJ/PCE/J21811 | SS 21.81 SHAFBURY-MLCP CAR PARK F1 | CBJ24141 SS 24.14 SHAFTBURY BLOK D
378574788 | TNB | DISTRIBUTION | WP PUTRAJAYA & CYBERJAYA | Existing | 11 kV | PE MV TERMINAL | RYB | VCBJ/PCE/J21811 | SS 21.81 SHAFBURY-MLCP CAR PARK F1 | PPU CYB7: VCB 5
378574881 | TNB | DISTRIBUTION | WP PUTRAJAYA & CYBERJAYA | Existing | 11 kV | PE MV TERMINAL | RYB | VCBJ/PCE/J21812 | SS 21.81 SHAFBURY-MLCP CAR PARK F2 | CBJ24144 SS 24.14 (F2) SHAFBURY BLOK D
378574882 | TNB | DISTRIBUTION | WP PUTRAJAYA & CYBERJAYA | Existing | 11 kV | PE MV TERMINAL | RYB | VCBJ/PCE/J21812 | SS 21.81 SHAFBURY-MLCP CAR PARK F2 | PPU CYB7: VCB 4
378574885 | TNB | DISTRIBUTION | WP PUTRAJAYA & CYBERJAYA | Existing | 11 kV | PE MV TERMINAL | RYB | VCBJ/PCE/J21812 | SS 21.81 SHAFBURY-MLCP CAR PARK F2 | TX2-1000KVA
378574997 | TNB | DISTRIBUTION | WP PUTRAJAYA & CYBERJAYA | Existing | 11 kV | PE MV TERMINAL | RYB | VCBJ/PCE/J21061 | PE 21.06 PADAT B 15-4 | PPU CYB7: VCB 12
378574998 | TNB | DISTRIBUTION | WP PUTRAJAYA & CYBERJAYA | Existing | 11 kV | PE MV TERMINAL | RYB | VCBJ/PCE/J21061 | PE 21.06 PADAT B 15-4 | CBJ21051 PE 21.05 PADAT B 15-3
378575001 | TNB | DISTRIBUTION | WP PUTRAJAYA & CYBERJAYA | Existing | 11 kV | PE MV TERMINAL | RYB | VCBJ/PCE/J21061 | PE 21.06 PADAT B 15-4 | TX-1000KVA
378575137 | TNB | DISTRIBUTION | WP PUTRAJAYA & CYBERJAYA | Existing | 11 kV | PE MV TERMINAL | RYB | VCBJ/PCE/J21051 | PE 21.05 B15-3 | N/A
378575138 | TNB | DISTRIBUTION | WP PUTRAJAYA & CYBERJAYA | Existing | 11 kV | PE MV TERMINAL | RYB | VCBJ/PCE/J21051 | PE 21.05 B15-3 | CBJ21061 PE 21.06 PADAT B 15-4
378575141 | TNB | DISTRIBUTION | WP PUTRAJAYA & CYBERJAYA | Existing | 11 kV | PE MV TERMINAL | RYB | VCBJ/PCE/J21051 | PE 21.05 B15-3 | TX-1000KVA
378575224 | TNB | DISTRIBUTION | WP PUTRAJAYA & CYBERJAYA | Existing | 11 kV | PE MV TERMINAL | RYB | VCBJ/PCE/J21071 | PE 21.07 P.APEC | CBJ23263 PE 23.26 V RESIDENCE
378575225 | TNB | DISTRIBUTION | WP PUTRAJAYA & CYBERJAYA | Existing | 11 kV | PE MV TERMINAL | RYB | VCBJ/PCE/J21071 | PE 21.07 P.APEC | CBJ21053 PE 21.05 PADAT B 15-3
378575228 | TNB | DISTRIBUTION | WP PUTRAJAYA & CYBERJAYA | Existing | 11 kV | PE MV TERMINAL | RYB | VCBJ/PCE/J21071 | PE 21.07 P.APEC | TX-1000KVA
378575381 | TNB | DISTRIBUTION | WP PUTRAJAYA & CYBERJAYA | Existing | 11 kV | PE MV TERMINAL | RYB | VCBJ/PCE/J21041 | PE 21.04 B15-2 | PTJ11491 PE 11.49 KANTIN KVDT
378575382 | TNB | DISTRIBUTION | WP PUTRAJAYA & CYBERJAYA | Existing | 11 kV | PE MV TERMINAL | RYB | VCBJ/PCE/J21041 | PE 21.04 B15-2 | CBJ 23271 PE 23.27 V RESIDENCE 1
378575385 | TNB | DISTRIBUTION | WP PUTRAJAYA & CYBERJAYA | Existing | 11 kV | PE MV TERMINAL | RYB | VCBJ/PCE/J21041 | PE 21.04 B15-2 | TX-1000KVA
378575537 | TNB | DISTRIBUTION | WP PUTRAJAYA & CYBERJAYA | Existing | 11 kV | PE MV TERMINAL | RYB | VPTJ/PCE/J11491 | PE 11.49 KANTIN KVDT | CBJ21242 SS 21.24 KVDT PETRONAS
378575538 | TNB | DISTRIBUTION | WP PUTRAJAYA & CYBERJAYA | Existing | 11 kV | PE MV TERMINAL | RYB | VPTJ/PCE/J11491 | PE 11.49 KANTIN KVDT | CBJ21043 PE 21.04 PADAT B 15-2
378575541 | TNB | DISTRIBUTION | WP PUTRAJAYA & CYBERJAYA | Existing | 11 kV | PE MV TERMINAL | RYB | VPTJ/PCE/J11491 | PE 11.49 KANTIN KVDT | TX-1000KVA
378575615 | TNB | DISTRIBUTION | WP PUTRAJAYA & CYBERJAYA | Existing | 11 kV | PE MV TERMINAL | RYB | VCBJ/PCE/J21241 | SS 21.24 KVDT PETRONAS | PENGGUNA 11KV
378575624 | TNB | DISTRIBUTION | WP PUTRAJAYA & CYBERJAYA | Existing | 11 kV | PE MV TERMINAL | RYB | VCBJ/PCE/J21241 | SS 21.24 KVDT PETRONAS | PTJ11493 PE 11.49 KANTIN KVDT
378575635 | TNB | DISTRIBUTION | WP PUTRAJAYA & CYBERJAYA | Existing | 11 kV | PE MV TERMINAL | RYB | VCBJ/PCE/J21241 | SS 21.24 KVDT PETRONAS | CBJ21031 PE 21.03 PADAT B 15-1
378575651 | TNB | DISTRIBUTION | WP PUTRAJAYA & CYBERJAYA | Existing | 11 kV | PE MV TERMINAL | RYB | VCBJ/PCE/J21031 | PE 21.03 B15-1 | PTJ11421 PE 11.42 APT BLOK G (F1)
378575652 | TNB | DISTRIBUTION | WP PUTRAJAYA & CYBERJAYA | Existing | 11 kV | PE MV TERMINAL | RYB | VCBJ/PCE/J21031 | PE 21.03 B15-1 | CBJ21241 SS 21.24 KVDT PETRONAS
378575655 | TNB | DISTRIBUTION | WP PUTRAJAYA & CYBERJAYA | Existing | 11 kV | PE MV TERMINAL | RYB | VCBJ/PCE/J21031 | PE 21.03 B15-1 | TX-1000KVA
378575799 | TNB | DISTRIBUTION | WP PUTRAJAYA & CYBERJAYA | Existing | 11 kV | PE MV TERMINAL | RYB | VPTJ/PCE/J11421 | PE 11.42 BLOK G (F1) | PTJ11425 PE 11.42 APT BLOK G (F2)
378575800 | TNB | DISTRIBUTION | WP PUTRAJAYA & CYBERJAYA | Existing | 11 kV | PE MV TERMINAL | RYB | VPTJ/PCE/J11421 | PE 11.42 BLOK G (F1) | CBJ21033 PE 21.03 PADAT B 15-1
378575803 | TNB | DISTRIBUTION | WP PUTRAJAYA & CYBERJAYA | Existing | 11 kV | PE MV TERMINAL | RYB | VPTJ/PCE/J11421 | PE 11.42 BLOK G (F1) | TX-1000KVA
378575919 | TNB | DISTRIBUTION | WP PUTRAJAYA & CYBERJAYA | Existing | 11 kV | PE MV TERMINAL | RYB | VPTJ/PCE/J11422 | PE 11.42 BLOK G (F2) | PTJ11422 PE 11.42 APT BLOK G (F1)
378575920 | TNB | DISTRIBUTION | WP PUTRAJAYA & CYBERJAYA | Existing | 11 kV | PE MV TERMINAL | RYB | VPTJ/PCE/J11422 | PE 11.42 BLOK G (F2) | PTJ11411 PE 11.41 BLOK F
378575923 | TNB | DISTRIBUTION | WP PUTRAJAYA & CYBERJAYA | Existing | 11 kV | PE MV TERMINAL | RYB | VPTJ/PCE/J11422 | PE 11.42 BLOK G (F2) | TX2-1000KVA
378576012 | TNB | DISTRIBUTION | WP PUTRAJAYA & CYBERJAYA | Existing | 11 kV | PE MV TERMINAL | RYB | VPTJ/PCE/J11411 | PE 11.41 BLOK F | PTJ11401 PE 11.40 APT BLOK C (F1)
378576013 | TNB | DISTRIBUTION | WP PUTRAJAYA & CYBERJAYA | Existing | 11 kV | PE MV TERMINAL | RYB | VPTJ/PCE/J11411 | PE 11.41 BLOK F | PTJ11424 PE 11.42 APT BLOK G (F2)
378576016 | TNB | DISTRIBUTION | WP PUTRAJAYA & CYBERJAYA | Existing | 11 kV | PE MV TERMINAL | RYB | VPTJ/PCE/J11411 | PE 11.41 BLOK F | TX1-1000KVA
378607024 | TNB | DISTRIBUTION | WP PUTRAJAYA & CYBERJAYA | Existing | 11 kV | PE MV TERMINAL | RYB | VCBJ/PCE/J21681 | PE 21.68 Padat Elite 4 | CBJ21202 PE 21.20 ELITE HIGHWAY NO. 2
378607025 | TNB | DISTRIBUTION | WP PUTRAJAYA & CYBERJAYA | Existing | 11 kV | PE MV TERMINAL | RYB | VCBJ/PCE/J21681 | PE 21.68 Padat Elite 4 | CBJ21192 PE 21.19 ELITE HIGHWAY NO. 1
378607028 | TNB | DISTRIBUTION | WP PUTRAJAYA & CYBERJAYA | Existing | 11 kV | PE MV TERMINAL | RYB | VCBJ/PCE/J21681 | PE 21.68 Padat Elite 4 | TX1-1000kVA
378607144 | TNB | DISTRIBUTION | WP PUTRAJAYA & CYBERJAYA | Existing | 11 kV | PE MV TERMINAL | RYB | VCBJ/PCE/J21201 | PE 21.20 ELITE HIGHWAY NO. 2 | CBJ21683 PE 21.68 Padat Elite 4
378607145 | TNB | DISTRIBUTION | WP PUTRAJAYA & CYBERJAYA | Existing | 11 kV | PE MV TERMINAL | RYB | VCBJ/PCE/J21201 | PE 21.20 ELITE HIGHWAY NO. 2 | J42396 PE PDT PULAU MERANTI
378607148 | TNB | DISTRIBUTION | WP PUTRAJAYA & CYBERJAYA | Existing | 11 kV | PE MV TERMINAL | RYB | VCBJ/PCE/J21201 | PE 21.20 ELITE HIGHWAY NO. 2 | TX1-1000kVA
378607354 | TNB | DISTRIBUTION | WP PUTRAJAYA & CYBERJAYA | Existing | 11 kV | PE MV TERMINAL | RYB | VCBJ/PCE/J21191 | PE 21.19 ELITE HIGHWAY NO. 1 | CBJ21681 PE 21.68 Padat Elite 4
378607355 | TNB | DISTRIBUTION | WP PUTRAJAYA & CYBERJAYA | Existing | 11 kV | PE MV TERMINAL | RYB | VCBJ/PCE/J21191 | PE 21.19 ELITE HIGHWAY NO. 1 | G04249 SAUJANA PUTRA NO4
378607358 | TNB | DISTRIBUTION | WP PUTRAJAYA & CYBERJAYA | Existing | 11 kV | PE MV TERMINAL | RYB | VCBJ/PCE/J21191 | PE 21.19 ELITE HIGHWAY NO. 1 | TX1-1000kVA
379452220 | TNB | DISTRIBUTION | WP PUTRAJAYA & CYBERJAYA | Existing | 11 kV | PE MV TERMINAL | RYB | VCBJ/PCE/J22061 | PE 22.06 PADAT B 15-5 | CBJ22073 PE 22.07 PADAT B 15-6
379452221 | TNB | DISTRIBUTION | WP PUTRAJAYA & CYBERJAYA | Existing | 11 kV | PE MV TERMINAL | RYB | VCBJ/PCE/J22061 | PE 22.06 PADAT B 15-5 | PPU CYB7: VCB 13
379452224 | TNB | DISTRIBUTION | WP PUTRAJAYA & CYBERJAYA | Existing | 11 kV | PE MV TERMINAL | RYB | VCBJ/PCE/J22061 | PE 22.06 PADAT B 15-5 | TX-1000KVA
379452372 | TNB | DISTRIBUTION | WP PUTRAJAYA & CYBERJAYA | Existing | 11 kV | PE MV TERMINAL | RYB | VCBJ/PCE/J22071 | PE 22.07 PADAT B 15-6 | CBJ22062 PE 22.06 PADAT B 15-5
379452373 | TNB | DISTRIBUTION | WP PUTRAJAYA & CYBERJAYA | Existing | 11 kV | PE MV TERMINAL | RYB | VCBJ/PCE/J22071 | PE 22.07 PADAT B 15-6 | B11920 SS LAMPU JALAN LB1
379452376 | TNB | DISTRIBUTION | WP PUTRAJAYA & CYBERJAYA | Existing | 11 kV | PE MV TERMINAL | RYB | VCBJ/PCE/J22071 | PE 22.07 PADAT B 15-6 | TX-1000KVA
379907371 | TNB | DISTRIBUTION | WP PUTRAJAYA & CYBERJAYA | Existing | 11 kV | PE MV TERMINAL | RYB | VPTJ/PCE/J00355 | PE 15.57 DWIPUTRA NO 4 (F2) | PTJ15554 : PE 15.55 (F2)
379907372 | TNB | DISTRIBUTION | WP PUTRAJAYA & CYBERJAYA | Existing | 11 kV | PE MV TERMINAL | RYB | VPTJ/PCE/J00355 | PE 15.57 DWIPUTRA NO 4 (F2) | PTJ15586 : PE 15.58 DWIPUTRA NO.5 (F2)
379907375 | TNB | DISTRIBUTION | WP PUTRAJAYA & CYBERJAYA | Existing | 11 kV | PE MV TERMINAL | RYB | VPTJ/PCE/J00355 | PE 15.57 DWIPUTRA NO 4 (F2) | TX2- 1000KVA
379907566 | TNB | DISTRIBUTION | WP PUTRAJAYA & CYBERJAYA | Existing | 11 kV | PE MV TERMINAL | RYB | VPTJ/PCE/J00354 | PE 15.59 DWIPUTRA NO 6 (F2) | PTJ15564 : PE 15.56(F2)
379907567 | TNB | DISTRIBUTION | WP PUTRAJAYA & CYBERJAYA | Existing | 11 kV | PE MV TERMINAL | RYB | VPTJ/PCE/J00354 | PE 15.59 DWIPUTRA NO 6 (F2) | PTJ15556 : PE 15.55 (F2)
379907570 | TNB | DISTRIBUTION | WP PUTRAJAYA & CYBERJAYA | Existing | 11 kV | PE MV TERMINAL | RYB | VPTJ/PCE/J00354 | PE 15.59 DWIPUTRA NO 6 (F2) | TX2- 1000KVA
379907660 | TNB | DISTRIBUTION | WP PUTRAJAYA & CYBERJAYA | Existing | 11 kV | PE MV TERMINAL | RYB | VPTJ/PCE/J00352 | PE 15.59 DWIPUTRA NO 6 (F1) | PTJ15561 : PE 15.56(F1)
379907661 | TNB | DISTRIBUTION | WP PUTRAJAYA & CYBERJAYA | Existing | 11 kV | PE MV TERMINAL | RYB | VPTJ/PCE/J00352 | PE 15.59 DWIPUTRA NO 6 (F1) | PTJ15553 : PE 15.55 (F1)
379907664 | TNB | DISTRIBUTION | WP PUTRAJAYA & CYBERJAYA | Existing | 11 kV | PE MV TERMINAL | RYB | VPTJ/PCE/J00352 | PE 15.59 DWIPUTRA NO 6 (F1) | TX1- 1000KVA
379907866 | TNB | DISTRIBUTION | WP PUTRAJAYA & CYBERJAYA | Existing | 11 kV | PE MV TERMINAL | RYB | VPTJ/PCE/J00351 | PE 15.58 DWIPUTRA NO 5 (F1) | PTJ15571 : PE 15.57 DWIPUTRA NO.4 (F1)
379907867 | TNB | DISTRIBUTION | WP PUTRAJAYA & CYBERJAYA | Existing | 11 kV | PE MV TERMINAL | RYB | VPTJ/PCE/J00351 | PE 15.58 DWIPUTRA NO 5 (F1) | PTJ15543 : PE 15.54 (F1)
379907870 | TNB | DISTRIBUTION | WP PUTRAJAYA & CYBERJAYA | Existing | 11 kV | PE MV TERMINAL | RYB | VPTJ/PCE/J00351 | PE 15.58 DWIPUTRA NO 5 (F1) | TX1- 1000KVA
379908001 | TNB | DISTRIBUTION | WP PUTRAJAYA & CYBERJAYA | Existing | 11 kV | PE MV TERMINAL | RYB | VPTJ/PCE/J08402 | PE 8.40 8R4 BLOK C F2 | PTJ08301 : PE 8.30 SHOP LOT C1 & C2
379908002 | TNB | DISTRIBUTION | WP PUTRAJAYA & CYBERJAYA | Existing | 11 kV | PE MV TERMINAL | RYB | VPTJ/PCE/J08402 | PE 8.40 8R4 BLOK C F2 | PTJ08412 : PE 8.41 (8R4 BLOK D) (F1)
379908005 | TNB | DISTRIBUTION | WP PUTRAJAYA & CYBERJAYA | Existing | 11 kV | PE MV TERMINAL | RYB | VPTJ/PCE/J08402 | PE 8.40 8R4 BLOK C F2 | TX1- 1000KVA
379908124 | TNB | DISTRIBUTION | WP PUTRAJAYA & CYBERJAYA | Existing | 11 kV | PE MV TERMINAL | RYB | VPTJ/PCE/J08401 | PE 8.40 8R4 BLOK C F1 | PTJ08304 : PE 8.30 SHOP LOT C1 & C2 (F2)
379908125 | TNB | DISTRIBUTION | WP PUTRAJAYA & CYBERJAYA | Existing | 11 kV | PE MV TERMINAL | RYB | VPTJ/PCE/J08401 | PE 8.40 8R4 BLOK C F1 | PTJ08416 : PE 8.41 (8R4 BLOK D) (F2)
379908128 | TNB | DISTRIBUTION | WP PUTRAJAYA & CYBERJAYA | Existing | 11 kV | PE MV TERMINAL | RYB | VPTJ/PCE/J08401 | PE 8.40 8R4 BLOK C F1 | TX2- 1000KVA
379908220 | TNB | DISTRIBUTION | WP PUTRAJAYA & CYBERJAYA | Existing | 11 kV | PE MV TERMINAL | RYB | VPTJ/PCE/J08411 | PE 8.41 8R4 BLOK D F1 | PTJ08401 : PE 8.40 (8R4 BLOK C) (F1)
379908221 | TNB | DISTRIBUTION | WP PUTRAJAYA & CYBERJAYA | Existing | 11 kV | PE MV TERMINAL | RYB | VPTJ/PCE/J08411 | PE 8.41 8R4 BLOK D F1 | PTJ08313 : PE 8.31 PDT SHOP LOT 8C3 (F1)
379908224 | TNB | DISTRIBUTION | WP PUTRAJAYA & CYBERJAYA | Existing | 11 kV | PE MV TERMINAL | RYB | VPTJ/PCE/J08411 | PE 8.41 8R4 BLOK D F1 | TX1- 1000KVA
379908314 | TNB | DISTRIBUTION | WP PUTRAJAYA & CYBERJAYA | Existing | 11 kV | PE MV TERMINAL | RYB | VPTJ/PCE/J08412 | PE 8.41 BLOK D 8R4 F2 | PTJ08404 : PE 8.40 (8R4 BLOK C) (F2)
379908315 | TNB | DISTRIBUTION | WP PUTRAJAYA & CYBERJAYA | Existing | 11 kV | PE MV TERMINAL | RYB | VPTJ/PCE/J08412 | PE 8.41 BLOK D 8R4 F2 | PTJ08315 : PE 8.31 SHOP LOT 8C3 (F2)
379908318 | TNB | DISTRIBUTION | WP PUTRAJAYA & CYBERJAYA | Existing | 11 kV | PE MV TERMINAL | RYB | VPTJ/PCE/J08412 | PE 8.41 BLOK D 8R4 F2 | TX2- 1000KVA
379908432 | TNB | DISTRIBUTION | WP PUTRAJAYA & CYBERJAYA | Existing | 11 kV | PE MV TERMINAL | RYB | VPTJ/PCE/J08382 | PE 8.38 8R4 BLOK A F2 | PTJ08374 : PE 8.37 F2 D-PTJ-C16-0861
379908433 | TNB | DISTRIBUTION | WP PUTRAJAYA & CYBERJAYA | Existing | 11 kV | PE MV TERMINAL | RYB | VPTJ/PCE/J08382 | PE 8.38 8R4 BLOK A F2 | PTJ08395 : PE 8.39 (8R4 BLOK B) (F2)
379908436 | TNB | DISTRIBUTION | WP PUTRAJAYA & CYBERJAYA | Existing | 11 kV | PE MV TERMINAL | RYB | VPTJ/PCE/J08382 | PE 8.38 8R4 BLOK A F2 | TX2- 1000KVA
379908526 | TNB | DISTRIBUTION | WP PUTRAJAYA & CYBERJAYA | Existing | 11 kV | PE MV TERMINAL | RYB | VPTJ/PCE/J08381 | PE 8.38 8R4 BLOK A F1 | PTJ08371 : PE 8.37 F1 D-PTJ-C16-0861
379908527 | TNB | DISTRIBUTION | WP PUTRAJAYA & CYBERJAYA | Existing | 11 kV | PE MV TERMINAL | RYB | VPTJ/PCE/J08381 | PE 8.38 8R4 BLOK A F1 | PTJ08392 : PE 8.39 (8R4 BLOK B) (F1)
379908530 | TNB | DISTRIBUTION | WP PUTRAJAYA & CYBERJAYA | Existing | 11 kV | PE MV TERMINAL | RYB | VPTJ/PCE/J08381 | PE 8.38 8R4 BLOK A F1 | TX1- 1000KVA
379908622 | TNB | DISTRIBUTION | WP PUTRAJAYA & CYBERJAYA | Existing | 11 kV | PE MV TERMINAL | RYB | VPTJ/PCE/J08391 | PE 8.39 8R4 BLOK B F1 | PTJ08212 : PE 8.21 APT 640 UNIT (F1)
379908623 | TNB | DISTRIBUTION | WP PUTRAJAYA & CYBERJAYA | Existing | 11 kV | PE MV TERMINAL | RYB | VPTJ/PCE/J08391 | PE 8.39 8R4 BLOK B F1 | PTJ08381 : PE 8.38 (8R4 BLOK A) (F1)
379908626 | TNB | DISTRIBUTION | WP PUTRAJAYA & CYBERJAYA | Existing | 11 kV | PE MV TERMINAL | RYB | VPTJ/PCE/J08391 | PE 8.39 8R4 BLOK B F1 | TX1- 1000KVA
379908716 | TNB | DISTRIBUTION | WP PUTRAJAYA & CYBERJAYA | Existing | 11 kV | PE MV TERMINAL | RYB | VPTJ/PCE/J08392 | PE 8.39 BLOK B 8R4 F2 | PTJ08215 : PE 8.21 APT 640 UNIT (F2)
379908717 | TNB | DISTRIBUTION | WP PUTRAJAYA & CYBERJAYA | Existing | 11 kV | PE MV TERMINAL | RYB | VPTJ/PCE/J08392 | PE 8.39 BLOK B 8R4 F2 | PTJ08384 : PE 8.38 (8R4 BLOK A) (F2)
379908720 | TNB | DISTRIBUTION | WP PUTRAJAYA & CYBERJAYA | Existing | 11 kV | PE MV TERMINAL | RYB | VPTJ/PCE/J08392 | PE 8.39 BLOK B 8R4 F2 | TX2- 1000KVA
379908871 | TNB | DISTRIBUTION | WP PUTRAJAYA & CYBERJAYA | Existing | 11 kV | PE MV TERMINAL | RYB | VPTJ/PCE/J00356 | PE 11.76 TERES ZON 9D (1) (F1) | PTJ11764 : PE 11.76 (TERES ZON 9D (1) (F2)
379908872 | TNB | DISTRIBUTION | WP PUTRAJAYA & CYBERJAYA | Existing | 11 kV | PE MV TERMINAL | RYB | VPTJ/PCE/J00356 | PE 11.76 TERES ZON 9D (1) (F1) | PTJ11775 : PE 11.77 (TERES ZON 9D (2) (F2)
379908875 | TNB | DISTRIBUTION | WP PUTRAJAYA & CYBERJAYA | Existing | 11 kV | PE MV TERMINAL | RYB | VPTJ/PCE/J00356 | PE 11.76 TERES ZON 9D (1) (F1) | TX1- 1000KVA
379908975 | TNB | DISTRIBUTION | WP PUTRAJAYA & CYBERJAYA | Existing | 11 kV | PE MV TERMINAL | RYB | VPTJ/PCE/J00359 | PE 11.76 TERES ZON 9D (1) (F2) | PTJ11241 : PE 11.24 TERES ZON 9A (F2)
379908976 | TNB | DISTRIBUTION | WP PUTRAJAYA & CYBERJAYA | Existing | 11 kV | PE MV TERMINAL | RYB | VPTJ/PCE/J00359 | PE 11.76 TERES ZON 9D (1) (F2) | PTJ11762 : PE 11.76 (TERES ZON 9D (1) (F1)
379908979 | TNB | DISTRIBUTION | WP PUTRAJAYA & CYBERJAYA | Existing | 11 kV | PE MV TERMINAL | RYB | VPTJ/PCE/J00359 | PE 11.76 TERES ZON 9D (1) (F2) | TX2- 1000KVA
379909081 | TNB | DISTRIBUTION | WP PUTRAJAYA & CYBERJAYA | Existing | 11 kV | PE MV TERMINAL | RYB | VPTJ/PCE/J00357 | PE 11.77 TERES ZON 9D (2) (F1) | PTJ11774 : PE 11.77 (TERES ZON 9D (2) (F2)
379909082 | TNB | DISTRIBUTION | WP PUTRAJAYA & CYBERJAYA | Existing | 11 kV | PE MV TERMINAL | RYB | VPTJ/PCE/J00357 | PE 11.77 TERES ZON 9D (2) (F1) | PTJ11605 : PE 11.60 TERES ZON 9B
379909085 | TNB | DISTRIBUTION | WP PUTRAJAYA & CYBERJAYA | Existing | 11 kV | PE MV TERMINAL | RYB | VPTJ/PCE/J00357 | PE 11.77 TERES ZON 9D (2) (F1) | TX1- 1000KVA
379909187 | TNB | DISTRIBUTION | WP PUTRAJAYA & CYBERJAYA | Existing | 11 kV | PE MV TERMINAL | RYB | VPTJ/PCE/J00358 | PE 11.77 TERES ZON 9D (2) (F2) | PTJ11761 : PE 11.76 (TERES ZON 9D (1) (F1)
379909188 | TNB | DISTRIBUTION | WP PUTRAJAYA & CYBERJAYA | Existing | 11 kV | PE MV TERMINAL | RYB | VPTJ/PCE/J00358 | PE 11.77 TERES ZON 9D (2) (F2) | PTJ11772 : PE 11.77 (TERES ZON 9D (2) (F1)
379909191 | TNB | DISTRIBUTION | WP PUTRAJAYA & CYBERJAYA | Existing | 11 kV | PE MV TERMINAL | RYB | VPTJ/PCE/J00358 | PE 11.77 TERES ZON 9D (2) (F2) | TX2- 1000KVA
379909318 | TNB | DISTRIBUTION | WP PUTRAJAYA & CYBERJAYA | Existing | 11 kV | PE MV TERMINAL | RYB | VPTJ/PCE/J00398 | Grp: Substation Comp. 1 PE11.78 F1 | PTJ11784 : PE 11.78 (PPA1M PALMA) (F2)
379909319 | TNB | DISTRIBUTION | WP PUTRAJAYA & CYBERJAYA | Existing | 11 kV | PE MV TERMINAL | RYB | VPTJ/PCE/J00398 | Grp: Substation Comp. 1 PE11.78 F1 | PTJ11236 : PE 11.23 TERES (F1)
379909322 | TNB | DISTRIBUTION | WP PUTRAJAYA & CYBERJAYA | Existing | 11 kV | PE MV TERMINAL | RYB | VPTJ/PCE/J00398 | Grp: Substation Comp. 1 PE11.78 F1 | TX1- 1000KVA
379909412 | TNB | DISTRIBUTION | WP PUTRAJAYA & CYBERJAYA | Existing | 11 kV | PE MV TERMINAL | RYB | VPTJ/PCE/J00399 | E 11.78 PPA1M PALMA (F2) | PTJ11221 PE 11.22 JLN PHD/6 TERES (F2)
379909413 | TNB | DISTRIBUTION | WP PUTRAJAYA & CYBERJAYA | Existing | 11 kV | PE MV TERMINAL | RYB | VPTJ/PCE/J00399 | E 11.78 PPA1M PALMA (F2) | PTJ11783 PE 11.78 (PPA1M PALMA) (F1)
379909416 | TNB | DISTRIBUTION | WP PUTRAJAYA & CYBERJAYA | Existing | 11 kV | PE MV TERMINAL | RYB | VPTJ/PCE/J00399 | E 11.78 PPA1M PALMA (F2) | TX2- 1000KVA
379909521 | TNB | DISTRIBUTION | WP PUTRAJAYA & CYBERJAYA | Existing | 11 kV | PE MV TERMINAL | RYB | VPTJ/PCE/J05351 | PE 5.35 TEMP 5R5 | PTJ05224 : PE 5.22 BLOK A 5R4 (F2)
379909522 | TNB | DISTRIBUTION | WP PUTRAJAYA & CYBERJAYA | Existing | 11 kV | PE MV TERMINAL | RYB | VPTJ/PCE/J05351 | PE 5.35 TEMP 5R5 | PTJ05285 : PE 5.28 BLOK B 5R6 (F2)
379909525 | TNB | DISTRIBUTION | WP PUTRAJAYA & CYBERJAYA | Existing | 11 kV | PE MV TERMINAL | RYB | VPTJ/PCE/J05351 | PE 5.35 TEMP 5R5 | TX1- 1000KVA
379909797 | TNB | DISTRIBUTION | WP PUTRAJAYA & CYBERJAYA | Existing | 11 kV | PE MV TERMINAL | RYB | VCBJ/PCE/J24361 | PE 24.36 VERDI CONDO BLOK 2 | TX2- 1000KVA
379909804 | TNB | DISTRIBUTION | WP PUTRAJAYA & CYBERJAYA | Existing | 11 kV | PE MV TERMINAL | RYB | VCBJ/PCE/J24361 | PE 24.36 VERDI CONDO BLOK 2 | CBJ24351 : PE 24.35 VERDI CONDO BLOK 2
379909812 | TNB | DISTRIBUTION | WP PUTRAJAYA & CYBERJAYA | Existing | 11 kV | PE MV TERMINAL | RYB | VCBJ/PCE/J24361 | PE 24.36 VERDI CONDO BLOK 2 | CBJ23016 : PE 23.01 PS 2-9 (F2)
379909822 | TNB | DISTRIBUTION | WP PUTRAJAYA & CYBERJAYA | Existing | 11 kV | PE MV TERMINAL | RYB | VCBJ/PCE/J24361 | PE 24.36 VERDI CONDO BLOK 2 | TX1- 1000KVA
379909980 | TNB | DISTRIBUTION | WP PUTRAJAYA & CYBERJAYA | Existing | 11 kV | PE MV TERMINAL | RYB | VCBJ/PCE/J24351 | PE 24.35 VERDI CONDO BLOK 1 | TX2- 1000KVA
379909987 | TNB | DISTRIBUTION | WP PUTRAJAYA & CYBERJAYA | Existing | 11 kV | PE MV TERMINAL | RYB | VCBJ/PCE/J24351 | PE 24.35 VERDI CONDO BLOK 1 | CBJ24011 : PE 24.01 PERUMAHAN 8 (F1)
379909995 | TNB | DISTRIBUTION | WP PUTRAJAYA & CYBERJAYA | Existing | 11 kV | PE MV TERMINAL | RYB | VCBJ/PCE/J24351 | PE 24.35 VERDI CONDO BLOK 1 | CBJ24362 : PE 24.36 VERDI CONDO BLOK 1
379910005 | TNB | DISTRIBUTION | WP PUTRAJAYA & CYBERJAYA | Existing | 11 kV | PE MV TERMINAL | RYB | VCBJ/PCE/J24351 | PE 24.35 VERDI CONDO BLOK 1 | TX1- 1000KVA
379924547 | TNB | DISTRIBUTION | WP PUTRAJAYA & CYBERJAYA | Existing | 11 kV | PE MV TERMINAL | RYB | VPTJ/PCE/J00349 | PE 12.04 SPINE ROAD NO 2 (F2) | N/A
379924548 | TNB | DISTRIBUTION | WP PUTRAJAYA & CYBERJAYA | Existing | 11 kV | PE MV TERMINAL | RYB | VPTJ/PCE/J00349 | PE 12.04 SPINE ROAD NO 2 (F2) | PTJ12042 PE 12.04 (SPINE ROAD NO2) F1
379924551 | TNB | DISTRIBUTION | WP PUTRAJAYA & CYBERJAYA | Existing | 11 kV | PE MV TERMINAL | RYB | VPTJ/PCE/J00349 | PE 12.04 SPINE ROAD NO 2 (F2) | TX1-300kVA
379924648 | TNB | DISTRIBUTION | WP PUTRAJAYA & CYBERJAYA | Existing | 11 kV | PE MV TERMINAL | RYB | VPTJ/PCE/J00347 | PE 12.04 SPINE ROAD NO 2 (F1) | PTJ12044 PE 12.04 (SPINE ROAD NO2) F2
379924649 | TNB | DISTRIBUTION | WP PUTRAJAYA & CYBERJAYA | Existing | 11 kV | PE MV TERMINAL | RYB | VPTJ/PCE/J00347 | PE 12.04 SPINE ROAD NO 2 (F1) | PTJ01671 SS 1.67 TEMP PARCEL F
379924652 | TNB | DISTRIBUTION | WP PUTRAJAYA & CYBERJAYA | Existing | 11 kV | PE MV TERMINAL | RYB | VPTJ/PCE/J00347 | PE 12.04 SPINE ROAD NO 2 (F1) | SPARE
379924742 | TNB | DISTRIBUTION | WP PUTRAJAYA & CYBERJAYA | Existing | 11 kV | PE MV TERMINAL | RYB | VPTJ/PCE/J00348 | PE 12.05 PS 19 (F2) | PTJ12045 PE 12.04 (SPINE ROAD NO2) F2
379924743 | TNB | DISTRIBUTION | WP PUTRAJAYA & CYBERJAYA | Existing | 11 kV | PE MV TERMINAL | RYB | VPTJ/PCE/J00348 | PE 12.05 PS 19 (F2) | PTJ12053 PE 12.05 (PS 19 F1)
379924746 | TNB | DISTRIBUTION | WP PUTRAJAYA & CYBERJAYA | Existing | 11 kV | PE MV TERMINAL | RYB | VPTJ/PCE/J00348 | PE 12.05 PS 19 (F2) | TX1-1000kVA
379924836 | TNB | DISTRIBUTION | WP PUTRAJAYA & CYBERJAYA | Existing | 11 kV | PE MV TERMINAL | RYB | VPTJ/PCE/J00346 | PE 12.05 PS 19 (F1) | PTJ12054 PE 12.05 (PS 19 F2)
379924837 | TNB | DISTRIBUTION | WP PUTRAJAYA & CYBERJAYA | Existing | 11 kV | PE MV TERMINAL | RYB | VPTJ/PCE/J00346 | PE 12.05 PS 19 (F1) | PTJ12096 D-PTJ-C16-0948 (12.09 F2)
379924840 | TNB | DISTRIBUTION | WP PUTRAJAYA & CYBERJAYA | Existing | 11 kV | PE MV TERMINAL | RYB | VPTJ/PCE/J00346 | PE 12.05 PS 19 (F1) | TX1-1000kVA
379925007 | TNB | DISTRIBUTION | WP PUTRAJAYA & CYBERJAYA | Existing | 11 kV | PE MV TERMINAL | RYB | VPTJ/PCE/J00335 | PE 15.49 NADI 15 (1) (F1) | PTJ15501 PE 15.50 NADI 15 (2) F1
379925008 | TNB | DISTRIBUTION | WP PUTRAJAYA & CYBERJAYA | Existing | 11 kV | PE MV TERMINAL | RYB | VPTJ/PCE/J00335 | PE 15.49 NADI 15 (1) (F1) | PTJ14041 PE 14.04 PADAT L/S
379925011 | TNB | DISTRIBUTION | WP PUTRAJAYA & CYBERJAYA | Existing | 11 kV | PE MV TERMINAL | RYB | VPTJ/PCE/J00335 | PE 15.49 NADI 15 (1) (F1) | TX1-1000kVA
379925101 | TNB | DISTRIBUTION | WP PUTRAJAYA & CYBERJAYA | Existing | 11 kV | PE MV TERMINAL | RYB | VPTJ/PCE/J15492 | PE 15.49 NADI 15 (1) (F2) | PTJ14281 PE 14.28 PADAT SEDLEY
379925102 | TNB | DISTRIBUTION | WP PUTRAJAYA & CYBERJAYA | Existing | 11 kV | PE MV TERMINAL | RYB | VPTJ/PCE/J15492 | PE 15.49 NADI 15 (1) (F2) | PTJ15505 PE 15.50 NADI 15 (2) F2
379925105 | TNB | DISTRIBUTION | WP PUTRAJAYA & CYBERJAYA | Existing | 11 kV | PE MV TERMINAL | RYB | VPTJ/PCE/J15492 | PE 15.49 NADI 15 (1) (F2) | TX1-1000kVA
379925197 | TNB | DISTRIBUTION | WP PUTRAJAYA & CYBERJAYA | Existing | 11 kV | PE MV TERMINAL | RYB | VPTJ/PCE/J00336 | PE 15.50 NADI 15 (2) (F1) | PTJ15511 PE 15.51 NADI 15(3) ;; ;; F1
379925198 | TNB | DISTRIBUTION | WP PUTRAJAYA & CYBERJAYA | Existing | 11 kV | PE MV TERMINAL | RYB | VPTJ/PCE/J00336 | PE 15.50 NADI 15 (2) (F1) | PTJ15492 PE 15.49 NADI 15 (1) F1
379925201 | TNB | DISTRIBUTION | WP PUTRAJAYA & CYBERJAYA | Existing | 11 kV | PE MV TERMINAL | RYB | VPTJ/PCE/J00336 | PE 15.50 NADI 15 (2) (F1) | TX1-1000kVA
379925291 | TNB | DISTRIBUTION | WP PUTRAJAYA & CYBERJAYA | Existing | 11 kV | PE MV TERMINAL | RYB | VPTJ/PCE/J15502 | PE 15.50 NADI 15 (2) (F2) | PTJ15494 PE 15.49 NADI 15 (1) F2
379925292 | TNB | DISTRIBUTION | WP PUTRAJAYA & CYBERJAYA | Existing | 11 kV | PE MV TERMINAL | RYB | VPTJ/PCE/J15502 | PE 15.50 NADI 15 (2) (F2) | PTJ15514 PE 15.51 NADI 15(3) ;; ;; ;; F2
379925295 | TNB | DISTRIBUTION | WP PUTRAJAYA & CYBERJAYA | Existing | 11 kV | PE MV TERMINAL | RYB | VPTJ/PCE/J15502 | PE 15.50 NADI 15 (2) (F2) | TX2-1000kVA
379925387 | TNB | DISTRIBUTION | WP PUTRAJAYA & CYBERJAYA | Existing | 11 kV | PE MV TERMINAL | RYB | VPTJ/PCE/J00334 | PE 15.51 NADI 15 (3) (F1) | PTJ15202 PE 15.20 VISITOR CHANCERIES (F1)
379925388 | TNB | DISTRIBUTION | WP PUTRAJAYA & CYBERJAYA | Existing | 11 kV | PE MV TERMINAL | RYB | VPTJ/PCE/J00334 | PE 15.51 NADI 15 (3) (F1) | PTJ15502 PE 15.50 NADI 15 (2) F1
379925391 | TNB | DISTRIBUTION | WP PUTRAJAYA & CYBERJAYA | Existing | 11 kV | PE MV TERMINAL | RYB | VPTJ/PCE/J00334 | PE 15.51 NADI 15 (3) (F1) | TX1-1000kVA
379925481 | TNB | DISTRIBUTION | WP PUTRAJAYA & CYBERJAYA | Existing | 11 kV | PE MV TERMINAL | RYB | VPTJ/PCE/J15512 | PE 15.51 NADI 15 (3) (F2) | PTJ15205 PE 15.20 VISITOR CHANCERIES (F2)
379925482 | TNB | DISTRIBUTION | WP PUTRAJAYA & CYBERJAYA | Existing | 11 kV | PE MV TERMINAL | RYB | VPTJ/PCE/J15512 | PE 15.51 NADI 15 (3) (F2) | PTJ15504 PE 15.50 NADI 15 (2) F2
379925485 | TNB | DISTRIBUTION | WP PUTRAJAYA & CYBERJAYA | Existing | 11 kV | PE MV TERMINAL | RYB | VPTJ/PCE/J15512 | PE 15.51 NADI 15 (3) (F2) | TX2-1000kVA
379925866 | TNB | DISTRIBUTION | WP PUTRAJAYA & CYBERJAYA | Existing | 11 kV | PE MV TERMINAL | RYB | VPTJ/PCE/J00372 | PE 14.34 DUTA VILLA (EFI) (F1) | PTJ14131 PE 14.13 P 14 B1 SEMI-D
379925867 | TNB | DISTRIBUTION | WP PUTRAJAYA & CYBERJAYA | Existing | 11 kV | PE MV TERMINAL | RYB | VPTJ/PCE/J00372 | PE 14.34 DUTA VILLA (EFI) (F1) | PTJ14023 PE 14.02 P 14A 1/1 TERES (F1)
379925870 | TNB | DISTRIBUTION | WP PUTRAJAYA & CYBERJAYA | Existing | 11 kV | PE MV TERMINAL | RYB | VPTJ/PCE/J00372 | PE 14.34 DUTA VILLA (EFI) (F1) | TX1-1000kVA
379925970 | TNB | DISTRIBUTION | WP PUTRAJAYA & CYBERJAYA | Existing | 11 kV | PE MV TERMINAL | RYB | VPTJ/PCE/J00374 | PE 14.34 DUTA VILLA (EFI) (F2) | PTJ14134 PE 14.13 P 14 B1 SEMI-D (F2)
379925971 | TNB | DISTRIBUTION | WP PUTRAJAYA & CYBERJAYA | Existing | 11 kV | PE MV TERMINAL | RYB | VPTJ/PCE/J00374 | PE 14.34 DUTA VILLA (EFI) (F2) | PTJ14026 PE 14.02 P 14A 1/1 TERES (F2)
379925974 | TNB | DISTRIBUTION | WP PUTRAJAYA & CYBERJAYA | Existing | 11 kV | PE MV TERMINAL | RYB | VPTJ/PCE/J00374 | PE 14.34 DUTA VILLA (EFI) (F2) | TX2-1000kVA
379926119 | TNB | DISTRIBUTION | WP PUTRAJAYA & CYBERJAYA | Existing | 11 kV | PE MV TERMINAL | RYB | VCBJ/PCE/J25071 | SS 25.07 STESEN SATELIT BUMI F1 | CBJ21562 SS 21.56 MEASAT ASTRO (F1)
379926123 | TNB | DISTRIBUTION | WP PUTRAJAYA & CYBERJAYA | Existing | 11 kV | PE MV TERMINAL | RYB | VCBJ/PCE/J25071 | SS 25.07 STESEN SATELIT BUMI F1 | CBJ21151 PE 21.15 CBJ 3 (F1)
379926137 | TNB | DISTRIBUTION | WP PUTRAJAYA & CYBERJAYA | Existing | 11 kV | PE MV TERMINAL | RYB | VCBJ/PCE/J25071 | SS 25.07 STESEN SATELIT BUMI F1 | PENGGUNA HT 11kV
379926160 | TNB | DISTRIBUTION | WP PUTRAJAYA & CYBERJAYA | Existing | 11 kV | PE MV TERMINAL | RYB | VCBJ/PCE/J25072 | SS 25.07 STESEN SATELIT BUMI F2 | CBJ21565 SS 21.56 MEASAT ASTRO (F2)
379926164 | TNB | DISTRIBUTION | WP PUTRAJAYA & CYBERJAYA | Existing | 11 kV | PE MV TERMINAL | RYB | VCBJ/PCE/J25072 | SS 25.07 STESEN SATELIT BUMI F2 | CBJ21154 PE 21.15 CBJ 3 (F2)
379926178 | TNB | DISTRIBUTION | WP PUTRAJAYA & CYBERJAYA | Existing | 11 kV | PE MV TERMINAL | RYB | VCBJ/PCE/J25072 | SS 25.07 STESEN SATELIT BUMI F2 | PENGGUNA HT 11kV
379926211 | TNB | DISTRIBUTION | WP PUTRAJAYA & CYBERJAYA | Existing | 11 kV | PE MV TERMINAL | RYB | VCBJ/PCE/J23071 | SS 23.07 MEASAT F1 | CBJ21102 PE 21.10 ELITE HIGHWAY NO. 3
379926215 | TNB | DISTRIBUTION | WP PUTRAJAYA & CYBERJAYA | Existing | 11 kV | PE MV TERMINAL | RYB | VCBJ/PCE/J23071 | SS 23.07 MEASAT F1 | CBJ21561 SS 21.56 MEASAT ASTRO (F1)
379926229 | TNB | DISTRIBUTION | WP PUTRAJAYA & CYBERJAYA | Existing | 11 kV | PE MV TERMINAL | RYB | VCBJ/PCE/J23071 | SS 23.07 MEASAT F1 | PENGGUNA HT
379926252 | TNB | DISTRIBUTION | WP PUTRAJAYA & CYBERJAYA | Existing | 11 kV | PE MV TERMINAL | RYB | VCBJ/PCE/J23072 | SS 23.07 MEASAT F2 | CBJ21564 SS 21.56 MEASAT ASTRO (F2)
379926256 | TNB | DISTRIBUTION | WP PUTRAJAYA & CYBERJAYA | Existing | 11 kV | PE MV TERMINAL | RYB | VCBJ/PCE/J23072 | SS 23.07 MEASAT F2 | CBJ21545 PE 21.54 PS 3 (F2)
379926270 | TNB | DISTRIBUTION | WP PUTRAJAYA & CYBERJAYA | Existing | 11 kV | PE MV TERMINAL | RYB | VCBJ/PCE/J23072 | SS 23.07 MEASAT F2 | PENGGUNA HT 11kV
379926322 | TNB | DISTRIBUTION | WP PUTRAJAYA & CYBERJAYA | Existing | 11 kV | PE MV TERMINAL | RYB | VCBJ/PCE/J00130 | PE 25.30 GLADE 3-3 | CBJ25201 PE 25.20 SETIA MARINA 1
379926323 | TNB | DISTRIBUTION | WP PUTRAJAYA & CYBERJAYA | Existing | 11 kV | PE MV TERMINAL | RYB | VCBJ/PCE/J00130 | PE 25.30 GLADE 3-3 | CBJ25293 PE 25.29 (GLADE 3-2)
379926326 | TNB | DISTRIBUTION | WP PUTRAJAYA & CYBERJAYA | Existing | 11 kV | PE MV TERMINAL | RYB | VCBJ/PCE/J00130 | PE 25.30 GLADE 3-3 | TX1-1000kVA
379926416 | TNB | DISTRIBUTION | WP PUTRAJAYA & CYBERJAYA | Existing | 11 kV | PE MV TERMINAL | RYB | VCBJ/PCE/J00129 | PE 25.29 GLADE 3-2 | CBJ25301 PE 25.30 (GLADE 3-3)
379926417 | TNB | DISTRIBUTION | WP PUTRAJAYA & CYBERJAYA | Existing | 11 kV | PE MV TERMINAL | RYB | VCBJ/PCE/J00129 | PE 25.29 GLADE 3-2 | CBJ25283 PE 25.28 (GLADE 3-1)
379926420 | TNB | DISTRIBUTION | WP PUTRAJAYA & CYBERJAYA | Existing | 11 kV | PE MV TERMINAL | RYB | VCBJ/PCE/J00129 | PE 25.29 GLADE 3-2 | TX1-1000kVA
379926510 | TNB | DISTRIBUTION | WP PUTRAJAYA & CYBERJAYA | Existing | 11 kV | PE MV TERMINAL | RYB | VCBJ/PCE/J00124 | PE 25.28 GLADE 3-1 | CBJ25291 PE 25.29 (GLADE 3-2)
379926511 | TNB | DISTRIBUTION | WP PUTRAJAYA & CYBERJAYA | Existing | 11 kV | PE MV TERMINAL | RYB | VCBJ/PCE/J00124 | PE 25.28 GLADE 3-1 | CBJ23242 SS 23.24 SOLTICE
379926514 | TNB | DISTRIBUTION | WP PUTRAJAYA & CYBERJAYA | Existing | 11 kV | PE MV TERMINAL | RYB | VCBJ/PCE/J00124 | PE 25.28 GLADE 3-1 | TX1-1000kVA
379926741 | TNB | DISTRIBUTION | WP PUTRAJAYA & CYBERJAYA | Existing | 11 kV | PE MV TERMINAL | RYB | VCBJ/PCE/J00120 | SS 24.34 TAMARIND SQUARE F1 | C24421 : SS 24.42 TAMARIND 2 F1
379926745 | TNB | DISTRIBUTION | WP PUTRAJAYA & CYBERJAYA | Existing | 11 kV | PE MV TERMINAL | RYB | VCBJ/PCE/J00120 | SS 24.34 TAMARIND SQUARE F1 | PENGGUNA HT 1
379926759 | TNB | DISTRIBUTION | WP PUTRAJAYA & CYBERJAYA | Existing | 11 kV | PE MV TERMINAL | RYB | VCBJ/PCE/J00120 | SS 24.34 TAMARIND SQUARE F1 | PENGGUNA HT 2
379926760 | TNB | DISTRIBUTION | WP PUTRAJAYA & CYBERJAYA | Existing | 132 kV | PE MV TERMINAL | RYB | VCBJ/PCE/J00120 | SS 24.34 TAMARIND SQUARE F1 | CBJ23173 PE 23.17 CSU SRI MUTIARA
379926847 | TNB | DISTRIBUTION | WP PUTRAJAYA & CYBERJAYA | Existing | 11 kV | PE MV TERMINAL | RYB | VCBJ/PCE/J23211 | PE 23.21 EASTERN CORIDOR | CBJ23501 PE 23.50 D-CBJ-C17-0469
379926848 | TNB | DISTRIBUTION | WP PUTRAJAYA & CYBERJAYA | Existing | 11 kV | PE MV TERMINAL | RYB | VCBJ/PCE/J23211 | PE 23.21 EASTERN CORIDOR | CBJ23062 PE 23.06 TEMP OSK
379926851 | TNB | DISTRIBUTION | WP PUTRAJAYA & CYBERJAYA | Existing | 11 kV | PE MV TERMINAL | RYB | VCBJ/PCE/J23211 | PE 23.21 EASTERN CORIDOR | TX1-500kVA
379926958 | TNB | DISTRIBUTION | WP PUTRAJAYA & CYBERJAYA | Existing | 11 kV | PE MV TERMINAL | RYB | VCBJ/PCE/J00132 | PE 23.31 TEMP AXVENTURE | C25061 SS 25.06 TEMP LAKEFRONT
379926959 | TNB | DISTRIBUTION | WP PUTRAJAYA & CYBERJAYA | Existing | 11 kV | PE MV TERMINAL | RYB | VCBJ/PCE/J00132 | PE 23.31 TEMP AXVENTURE | CBJ23502 PE 23.50 D-CBJ-C17-0469
379926962 | TNB | DISTRIBUTION | WP PUTRAJAYA & CYBERJAYA | Existing | 11 kV | PE MV TERMINAL | RYB | VCBJ/PCE/J00132 | PE 23.31 TEMP AXVENTURE | TX1-1000kVA
380663149 | TNB | DISTRIBUTION | WP PUTRAJAYA & CYBERJAYA | Existing | 11 kV | PE MV TERMINAL | RYB | VPTJ/PCE/J00442 | D-PTJ-C15-0989 | P17161 SS 17.16 PUDINA BLOK B (F1)
380663150 | TNB | DISTRIBUTION | WP PUTRAJAYA & CYBERJAYA | Existing | 11 kV | PE MV TERMINAL | RYB | VPTJ/PCE/J00442 | D-PTJ-C15-0989 | P17222 SS 17.22 PUDINA BLOK H
380663153 | TNB | DISTRIBUTION | WP PUTRAJAYA & CYBERJAYA | Existing | 11 kV | PE MV TERMINAL | RYB | VPTJ/PCE/J00442 | D-PTJ-C15-0989 | TX-1000kVA
380663270 | TNB | DISTRIBUTION | WP PUTRAJAYA & CYBERJAYA | Existing | 11 kV | PE MV TERMINAL | RYB | VPTJ/PCE/J00443 | D-PTJ-C15-0989 | P17164 SS 17.16 PUDINA BLOK B (F2)
380663271 | TNB | DISTRIBUTION | WP PUTRAJAYA & CYBERJAYA | Existing | 11 kV | PE MV TERMINAL | RYB | VPTJ/PCE/J00443 | D-PTJ-C15-0989 | P17225 SS 17.22 PUDINA BLOK H
380663274 | TNB | DISTRIBUTION | WP PUTRAJAYA & CYBERJAYA | Existing | 11 kV | PE MV TERMINAL | RYB | VPTJ/PCE/J00443 | D-PTJ-C15-0989 | TX-1000kVA
380663393 | TNB | DISTRIBUTION | WP PUTRAJAYA & CYBERJAYA | Existing | 11 kV | PE MV TERMINAL | RYB | VPTJ/PCE/J00444 | D-PTJ-C15-0989 | P17153 SS 17.15 PUDINA BLOK A
380663394 | TNB | DISTRIBUTION | WP PUTRAJAYA & CYBERJAYA | Existing | 11 kV | PE MV TERMINAL | RYB | VPTJ/PCE/J00444 | D-PTJ-C15-0989 | P17061 PE 17.06 BLOK A 17RK2 (F1)
380663397 | TNB | DISTRIBUTION | WP PUTRAJAYA & CYBERJAYA | Existing | 11 kV | PE MV TERMINAL | RYB | VPTJ/PCE/J00444 | D-PTJ-C15-0989 | TX-1000kVA
380663514 | TNB | DISTRIBUTION | WP PUTRAJAYA & CYBERJAYA | Existing | 11 kV | PE MV TERMINAL | RYB | VPTJ/PCE/J00445 | D-PTJ-C15-0989 | P17155 SS 17.15 PUDINA BLOK A
380663515 | TNB | DISTRIBUTION | WP PUTRAJAYA & CYBERJAYA | Existing | 11 kV | PE MV TERMINAL | RYB | VPTJ/PCE/J00445 | D-PTJ-C15-0989 | P17064 PE 17.06 BLOK A 17RK2 (F2)
380663518 | TNB | DISTRIBUTION | WP PUTRAJAYA & CYBERJAYA | Existing | 11 kV | PE MV TERMINAL | RYB | VPTJ/PCE/J00445 | D-PTJ-C15-0989 | TX-1000kVA
381079625 | TNB | DISTRIBUTION | WP PUTRAJAYA & CYBERJAYA | Existing | 11 kV | PE MV TERMINAL | RYB | VCBJ/PCE/J25111 | SS 25.11 D'PULZE F1 | PPU CYB6: VCB 3
381079631 | TNB | DISTRIBUTION | WP PUTRAJAYA & CYBERJAYA | Existing | 11 kV | PE MV TERMINAL | RYB | VCBJ/PCE/J25111 | SS 25.11 D'PULZE F1 | CBJ 25092 : SS 25.09 CDB 3 NO 1
381079672 | TNB | DISTRIBUTION | WP PUTRAJAYA & CYBERJAYA | Existing | 11 kV | PE MV TERMINAL | RYB | VCBJ/PCE/J25111 | SS 25.11 D'PULZE F1 | PENGGUNA HT
381079767 | TNB | DISTRIBUTION | WP PUTRAJAYA & CYBERJAYA | Existing | 11 kV | PE MV TERMINAL | RYB | VCBJ/PCE/J25112 | SS 25.11 D'PULZE F2 | PPU CYB6: VCB 4
381079773 | TNB | DISTRIBUTION | WP PUTRAJAYA & CYBERJAYA | Existing | 11 kV | PE MV TERMINAL | RYB | VCBJ/PCE/J25112 | SS 25.11 D'PULZE F2 | CBJ 25095 : SS 25.09 CDB 3 NO 1 F2
381079814 | TNB | DISTRIBUTION | WP PUTRAJAYA & CYBERJAYA | Existing | 11 kV | PE MV TERMINAL | RYB | VCBJ/PCE/J25112 | SS 25.11 D'PULZE F2 | PENGGUNA HT
381080382 | TNB | DISTRIBUTION | WP PUTRAJAYA & CYBERJAYA | Existing | 11 kV | PE MV TERMINAL | RYB | VCBJ/PCE/J24181 | SS 24.18 SHAFTBURY BLOK E F1 | CBJ22842 : SS 22.84 SHAFBURY KEDAI PJBT (F1)
381080386 | TNB | DISTRIBUTION | WP PUTRAJAYA & CYBERJAYA | Existing | 11 kV | PE MV TERMINAL | RYB | VCBJ/PCE/J24181 | SS 24.18 SHAFTBURY BLOK E F1 | CBJ22851 : PE 22.85 SHAFBURY (F1)
381080400 | TNB | DISTRIBUTION | WP PUTRAJAYA & CYBERJAYA | Existing | 11 kV | PE MV TERMINAL | RYB | VCBJ/PCE/J24181 | SS 24.18 SHAFTBURY BLOK E F1 | PENGGUNA HT
381080423 | TNB | DISTRIBUTION | WP PUTRAJAYA & CYBERJAYA | Existing | 11 kV | PE MV TERMINAL | RYB | VCBJ/PCE/J24182 | SS 24.18 SHAFTBURY BLOK E F2 | CBJ22845 : SS 22.84 SHAFTBURY KEDAI PJBT (F2)
381080427 | TNB | DISTRIBUTION | WP PUTRAJAYA & CYBERJAYA | Existing | 11 kV | PE MV TERMINAL | RYB | VCBJ/PCE/J24182 | SS 24.18 SHAFTBURY BLOK E F2 | CBJ22854 : PE 22.85 SHAFBURY (F2)
381080441 | TNB | DISTRIBUTION | WP PUTRAJAYA & CYBERJAYA | Existing | 11 kV | PE MV TERMINAL | RYB | VCBJ/PCE/J24182 | SS 24.18 SHAFTBURY BLOK E F2 | PENGGUNA HT
381401683 | TNB | DISTRIBUTION | WP PUTRAJAYA & CYBERJAYA | Existing | 11 kV | PE MV TERMINAL | RYB | VPTJ/PCE/J00409 | D-PTJ-C16-0948 | PTJ12093 D-PTJ-C16-0948 (F1)
381401684 | TNB | DISTRIBUTION | WP PUTRAJAYA & CYBERJAYA | Existing | 11 kV | PE MV TERMINAL | RYB | VPTJ/PCE/J00409 | D-PTJ-C16-0948 | PTJ12051 PE 12.05 (PS 19 F1)
381401687 | TNB | DISTRIBUTION | WP PUTRAJAYA & CYBERJAYA | Existing | 11 kV | PE MV TERMINAL | RYB | VPTJ/PCE/J00409 | D-PTJ-C16-0948 | TX1-1000kVA
381401797 | TNB | DISTRIBUTION | WP PUTRAJAYA & CYBERJAYA | Existing | 11 kV | PE MV TERMINAL | RYB | VPTJ/PCE/J00408 | D-PTJ-C16-0948 | PTJ12106 D-PTJ-C16-0948 (F2)
381401798 | TNB | DISTRIBUTION | WP PUTRAJAYA & CYBERJAYA | Existing | 11 kV | PE MV TERMINAL | RYB | VPTJ/PCE/J00408 | D-PTJ-C16-0948 | PTJ12094 D-PTJ-C16-0948 (F2)
381401801 | TNB | DISTRIBUTION | WP PUTRAJAYA & CYBERJAYA | Existing | 11 kV | PE MV TERMINAL | RYB | VPTJ/PCE/J00408 | D-PTJ-C16-0948 | TX1-1000kVA
381401919 | TNB | DISTRIBUTION | WP PUTRAJAYA & CYBERJAYA | Existing | 11 kV | PE MV TERMINAL | RYB | VPTJ/PCE/J00411 | D-PTJ-C16-0948 | PTJ12103 D-PTJ-C16-0948 (F1)
381401920 | TNB | DISTRIBUTION | WP PUTRAJAYA & CYBERJAYA | Existing | 11 kV | PE MV TERMINAL | RYB | VPTJ/PCE/J00411 | D-PTJ-C16-0948 | PTJ12091 D-PTJ-C16-0948 (F1)
381401923 | TNB | DISTRIBUTION | WP PUTRAJAYA & CYBERJAYA | Existing | 11 kV | PE MV TERMINAL | RYB | VPTJ/PCE/J00411 | D-PTJ-C16-0948 | TX1-1000kVA
381402033 | TNB | DISTRIBUTION | WP PUTRAJAYA & CYBERJAYA | Existing | 11 kV | PE MV TERMINAL | RYB | VPTJ/PCE/J00410 | D-PTJ-C16-0948 | PTJ12032 PE 12.03 SPINE ROAD NO 1
381402034 | TNB | DISTRIBUTION | WP PUTRAJAYA & CYBERJAYA | Existing | 11 kV | PE MV TERMINAL | RYB | VPTJ/PCE/J00410 | D-PTJ-C16-0948 | PTJ12104 D-PTJ-C16-0948 (F2)
381402037 | TNB | DISTRIBUTION | WP PUTRAJAYA & CYBERJAYA | Existing | 11 kV | PE MV TERMINAL | RYB | VPTJ/PCE/J00410 | D-PTJ-C16-0948 | TX1-1000kVA
381402203 | TNB | DISTRIBUTION | WP PUTRAJAYA & CYBERJAYA | Existing | 11 kV | PE MV TERMINAL | RYB | VPTJ/PCE/J00400 | D-PTJ-C15-0944 | PTJ02032 PE 2.03 RUMAH PAM (F1)
381402204 | TNB | DISTRIBUTION | WP PUTRAJAYA & CYBERJAYA | Existing | 11 kV | PE MV TERMINAL | RYB | VPTJ/PCE/J00400 | D-PTJ-C15-0944 | PTJ17121 D-PTJ-C15-0944 (17.12 F1)
381402207 | TNB | DISTRIBUTION | WP PUTRAJAYA & CYBERJAYA | Existing | 11 kV | PE MV TERMINAL | RYB | VPTJ/PCE/J00400 | D-PTJ-C15-0944 | TX1-1000kVA
381402317 | TNB | DISTRIBUTION | WP PUTRAJAYA & CYBERJAYA | Existing | 11 kV | PE MV TERMINAL | RYB | VPTJ/PCE/J00401 | D-PTJ-C15-0944 | PTJ02034 PE 2.03 RUMAH PAM (F2)
381402318 | TNB | DISTRIBUTION | WP PUTRAJAYA & CYBERJAYA | Existing | 11 kV | PE MV TERMINAL | RYB | VPTJ/PCE/J00401 | D-PTJ-C15-0944 | PTJ17124 D-PTJ-C15-0944 (17.12 F2)
381402321 | TNB | DISTRIBUTION | WP PUTRAJAYA & CYBERJAYA | Existing | 11 kV | PE MV TERMINAL | RYB | VPTJ/PCE/J00401 | D-PTJ-C15-0944 | TX1-1000kVA
381402433 | TNB | DISTRIBUTION | WP PUTRAJAYA & CYBERJAYA | Existing | 11 kV | PE MV TERMINAL | RYB | VPTJ/PCE/J00406 | D-PTJ-C16-1074 | PTJ17133 D-PTJ-C16-1074 (17.13 F1)
381402434 | TNB | DISTRIBUTION | WP PUTRAJAYA & CYBERJAYA | Existing | 11 kV | PE MV TERMINAL | RYB | VPTJ/PCE/J00406 | D-PTJ-C16-1074 | PTJ17062 PE 17.06 - BLOK A 17RK2 F1
381402437 | TNB | DISTRIBUTION | WP PUTRAJAYA & CYBERJAYA | Existing | 11 kV | PE MV TERMINAL | RYB | VPTJ/PCE/J00406 | D-PTJ-C16-1074 | TX1-1000kVA
381402547 | TNB | DISTRIBUTION | WP PUTRAJAYA & CYBERJAYA | Existing | 11 kV | PE MV TERMINAL | RYB | VPTJ/PCE/J00407 | D-PTJ-C16-1074 | PTJ17136 D-PTJ-C16-1074 (17.13 F2)
381402548 | TNB | DISTRIBUTION | WP PUTRAJAYA & CYBERJAYA | Existing | 11 kV | PE MV TERMINAL | RYB | VPTJ/PCE/J00407 | D-PTJ-C16-1074 | PTJ17065 PE 17.06 - BLOK A 17RK2 F2
381402551 | TNB | DISTRIBUTION | WP PUTRAJAYA & CYBERJAYA | Existing | 11 kV | PE MV TERMINAL | RYB | VPTJ/PCE/J00407 | D-PTJ-C16-1074 | TX1-1000kVA
381402697 | TNB | DISTRIBUTION | WP PUTRAJAYA & CYBERJAYA | Existing | 11 kV | PE MV TERMINAL | RYB | VPTJ/PCE/J00404 | D-PTJ-C16-1074 | PTJ17123 D-PTJ-C15-0944 (17.12 F1)
381402698 | TNB | DISTRIBUTION | WP PUTRAJAYA & CYBERJAYA | Existing | 11 kV | PE MV TERMINAL | RYB | VPTJ/PCE/J00404 | D-PTJ-C16-1074 | PTJ17141 D-PTJ-C16-1074 (17.14 F1)
381402701 | TNB | DISTRIBUTION | WP PUTRAJAYA & CYBERJAYA | Existing | 11 kV | PE MV TERMINAL | RYB | VPTJ/PCE/J00404 | D-PTJ-C16-1074 | TX1-1000kVA
381402813 | TNB | DISTRIBUTION | WP PUTRAJAYA & CYBERJAYA | Existing | 11 kV | PE MV TERMINAL | RYB | VPTJ/PCE/J00405 | D-PTJ-C16-1074 | PTJ17126 D-PTJ-C15-0944 (17.12 F2)
381402814 | TNB | DISTRIBUTION | WP PUTRAJAYA & CYBERJAYA | Existing | 11 kV | PE MV TERMINAL | RYB | VPTJ/PCE/J00405 | D-PTJ-C16-1074 | PTJ17144 D-PTJ-C16-1074 (17.14 F2)
381402817 | TNB | DISTRIBUTION | WP PUTRAJAYA & CYBERJAYA | Existing | 11 kV | PE MV TERMINAL | RYB | VPTJ/PCE/J00405 | D-PTJ-C16-1074 | TX1-1000kVA
381402958 | TNB | DISTRIBUTION | WP PUTRAJAYA & CYBERJAYA | Existing | 11 kV | PE MV TERMINAL | RYB | VPTJ/PCE/J00402 | D-PTJ-C15-0944 | PTJ17113 D-PTJ-C15-0944 (17.11 F1)
381402959 | TNB | DISTRIBUTION | WP PUTRAJAYA & CYBERJAYA | Existing | 11 kV | PE MV TERMINAL | RYB | VPTJ/PCE/J00402 | D-PTJ-C15-0944 | PTJ17131 D-PTJ-C16-1074 (17.13 F1)
381402962 | TNB | DISTRIBUTION | WP PUTRAJAYA & CYBERJAYA | Existing | 11 kV | PE MV TERMINAL | RYB | VPTJ/PCE/J00402 | D-PTJ-C15-0944 | TX1-1000kVA
381403072 | TNB | DISTRIBUTION | WP PUTRAJAYA & CYBERJAYA | Existing | 11 kV | PE MV TERMINAL | RYB | VPTJ/PCE/J00403 | D-PTJ-C15-0944 | PTJ17116 D-PTJ-C15-0944 (17.11 F2)
381403073 | TNB | DISTRIBUTION | WP PUTRAJAYA & CYBERJAYA | Existing | 11 kV | PE MV TERMINAL | RYB | VPTJ/PCE/J00403 | D-PTJ-C15-0944 | PTJ17134 D-PTJ-C16-1074 (17.13 F2)
381403076 | TNB | DISTRIBUTION | WP PUTRAJAYA & CYBERJAYA | Existing | 11 kV | PE MV TERMINAL | RYB | VPTJ/PCE/J00403 | D-PTJ-C15-0944 | TX1-1000kVA
381405977 | TNB | DISTRIBUTION | WP PUTRAJAYA & CYBERJAYA | Existing | 11 kV | PE MV TERMINAL | RYB | VPTJ/PCE/J00375 | PE 7.14 ELECTRIC SQC 1 | PTJ07064 PE 7.06 TERMINAL P/BARAT (F2)
381405978 | TNB | DISTRIBUTION | WP PUTRAJAYA & CYBERJAYA | Existing | 11 kV | PE MV TERMINAL | RYB | VPTJ/PCE/J00375 | PE 7.14 ELECTRIC SQC 1 | PTJ07084 PE 7.08 TERMINAL PARK & RIDE (F2)
381405981 | TNB | DISTRIBUTION | WP PUTRAJAYA & CYBERJAYA | Existing | 11 kV | PE MV TERMINAL | RYB | VPTJ/PCE/J00375 | PE 7.14 ELECTRIC SQC 1 | TX-1000KVA
381406091 | TNB | DISTRIBUTION | WP PUTRAJAYA & CYBERJAYA | Existing | 11 kV | PE MV TERMINAL | RYB | VPTJ/PCE/J00377 | PE 7.15 ELECTRIC SQC 2 | PTJ07081 PE 7.08 TERMINAL PARK & RIDE (F1)
381406092 | TNB | DISTRIBUTION | WP PUTRAJAYA & CYBERJAYA | Existing | 11 kV | PE MV TERMINAL | RYB | VPTJ/PCE/J00377 | PE 7.15 ELECTRIC SQC 2 | PTJ07061 PE 7.06 TERMINAL P/BARAT (F1)
381406095 | TNB | DISTRIBUTION | WP PUTRAJAYA & CYBERJAYA | Existing | 11 kV | PE MV TERMINAL | RYB | VPTJ/PCE/J00377 | PE 7.15 ELECTRIC SQC 2 | TX-1000KVA
381406214 | TNB | DISTRIBUTION | WP PUTRAJAYA & CYBERJAYA | Existing | 11 kV | PE MV TERMINAL | RYB | VPTJ/PCE/J00378 | PE 9.50 DEPOH VSQC | PTJ09293 PE 9.29 BUS DEPOT (F1)
381406215 | TNB | DISTRIBUTION | WP PUTRAJAYA & CYBERJAYA | Existing | 11 kV | PE MV TERMINAL | RYB | VPTJ/PCE/J00378 | PE 9.50 DEPOH VSQC | PTJ07162 SS 7.16 SPRM F1
381406218 | TNB | DISTRIBUTION | WP PUTRAJAYA & CYBERJAYA | Existing | 11 kV | PE MV TERMINAL | RYB | VPTJ/PCE/J00378 | PE 9.50 DEPOH VSQC | TX-1000KVA
381406323 | TNB | DISTRIBUTION | WP PUTRAJAYA & CYBERJAYA | Existing | 11 kV | PE MV TERMINAL | RYB | VCBJ/PCE/J00379 | PE 23.30 EAST GARDEN | TX-1000KVA
381406327 | TNB | DISTRIBUTION | WP PUTRAJAYA & CYBERJAYA | Existing | 11 kV | PE MV TERMINAL | RYB | VCBJ/PCE/J00379 | PE 23.30 EAST GARDEN | CBJ23011 PE 23.01 PS 2-9 (F1)
381406335 | TNB | DISTRIBUTION | WP PUTRAJAYA & CYBERJAYA | Existing | 11 kV | PE MV TERMINAL | RYB | VCBJ/PCE/J00379 | PE 23.30 EAST GARDEN | CBJ23421 PE 23.42 F1
381406345 | TNB | DISTRIBUTION | WP PUTRAJAYA & CYBERJAYA | Existing | 11 kV | PE MV TERMINAL | RYB | VCBJ/PCE/J00379 | PE 23.30 EAST GARDEN | TX-1000KVA
381406576 | TNB | DISTRIBUTION | WP PUTRAJAYA & CYBERJAYA | Existing | 11 kV | PE MV TERMINAL | RYB | VCBJ/PCE/J00131 | PE 24.40 LAMAN VIEW | TX1-1000KVA
381406580 | TNB | DISTRIBUTION | WP PUTRAJAYA & CYBERJAYA | Existing | 11 kV | PE MV TERMINAL | RYB | VCBJ/PCE/J00131 | PE 24.40 LAMAN VIEW | C24392 PE 24.39 PS 2-6
381406588 | TNB | DISTRIBUTION | WP PUTRAJAYA & CYBERJAYA | Existing | 11 kV | PE MV TERMINAL | RYB | VCBJ/PCE/J00131 | PE 24.40 LAMAN VIEW | CBJ22675 PE 22.76 - STP B F2
381406598 | TNB | DISTRIBUTION | WP PUTRAJAYA & CYBERJAYA | Existing | 11 kV | PE MV TERMINAL | RYB | VCBJ/PCE/J00131 | PE 24.40 LAMAN VIEW | TX2-1000KVA
381406814 | TNB | DISTRIBUTION | WP PUTRAJAYA & CYBERJAYA | Existing | 11 kV | PE MV TERMINAL | RYB | VPTJ/PCE/J00388 | PE 6.07 BLOK 7 PPA1M (F1) | PTJ05151 PE 5.15 BLOK A 5R3 (F1)
381406815 | TNB | DISTRIBUTION | WP PUTRAJAYA & CYBERJAYA | Existing | 11 kV | PE MV TERMINAL | RYB | VPTJ/PCE/J00388 | PE 6.07 BLOK 7 PPA1M (F1) | PTJ06112 PE 6.11 BLOK 4 PPA1M (F1)
381406818 | TNB | DISTRIBUTION | WP PUTRAJAYA & CYBERJAYA | Existing | 11 kV | PE MV TERMINAL | RYB | VPTJ/PCE/J00388 | PE 6.07 BLOK 7 PPA1M (F1) | TX-1000KVA
381406935 | TNB | DISTRIBUTION | WP PUTRAJAYA & CYBERJAYA | Existing | 11 kV | PE MV TERMINAL | RYB | VPTJ/PCE/J00389 | PE 6.07 BLOK 7 PPA1M (F2) | PTJ05154 PE 5.15 BLOK A 5R3 (F2)
381406936 | TNB | DISTRIBUTION | WP PUTRAJAYA & CYBERJAYA | Existing | 11 kV | PE MV TERMINAL | RYB | VPTJ/PCE/J00389 | PE 6.07 BLOK 7 PPA1M (F2) | PTJ06115 PE 6.11 BLOK 4 PPA1M (F2)
381406939 | TNB | DISTRIBUTION | WP PUTRAJAYA & CYBERJAYA | Existing | 11 kV | PE MV TERMINAL | RYB | VPTJ/PCE/J00389 | PE 6.07 BLOK 7 PPA1M (F2) | TX-1000KVA
381407062 | TNB | DISTRIBUTION | WP PUTRAJAYA & CYBERJAYA | Existing | 11 kV | PE MV TERMINAL | RYB | VPTJ/PCE/J00393 | PE 6.11 BLOK 4 PPA1M (F2) | PTJ06074 PE 6.07 BLOK 7 PPA1M (F2)
381407063 | TNB | DISTRIBUTION | WP PUTRAJAYA & CYBERJAYA | Existing | 11 kV | PE MV TERMINAL | RYB | VPTJ/PCE/J00393 | PE 6.11 BLOK 4 PPA1M (F2) | PTJ06105 PE 6.10 BLOK 6B PPA1M (F2)
381407066 | TNB | DISTRIBUTION | WP PUTRAJAYA & CYBERJAYA | Existing | 11 kV | PE MV TERMINAL | RYB | VPTJ/PCE/J00393 | PE 6.11 BLOK 4 PPA1M (F2) | TX-1000KVA
381407183 | TNB | DISTRIBUTION | WP PUTRAJAYA & CYBERJAYA | Existing | 11 kV | PE MV TERMINAL | RYB | VPTJ/PCE/J00392 | PE 6.11 BLOK 4 PPA1M (F1) | PTJ06102 PE 6.10 BLOK 6B PPA1M (F1)
381407184 | TNB | DISTRIBUTION | WP PUTRAJAYA & CYBERJAYA | Existing | 11 kV | PE MV TERMINAL | RYB | VPTJ/PCE/J00392 | PE 6.11 BLOK 4 PPA1M (F1) | PTJ06071 PE 6.07 BLOK 7 PPA1M (F1)
381407187 | TNB | DISTRIBUTION | WP PUTRAJAYA & CYBERJAYA | Existing | 11 kV | PE MV TERMINAL | RYB | VPTJ/PCE/J00392 | PE 6.11 BLOK 4 PPA1M (F1) | TX-1000KVA
381407320 | TNB | DISTRIBUTION | WP PUTRAJAYA & CYBERJAYA | Existing | 11 kV | PE MV TERMINAL | RYB | VPTJ/PCE/J00390 | PE 6.10 BLOK 6B PPA1M (F1) | PTJ06111 PE 6.11 BLOK 4 PPA1M (F1)
381407321 | TNB | DISTRIBUTION | WP PUTRAJAYA & CYBERJAYA | Existing | 11 kV | PE MV TERMINAL | RYB | VPTJ/PCE/J00390 | PE 6.10 BLOK 6B PPA1M (F1) | PTJ06092 PE 6.09 BLOK 6A PPA1M (F1)
381407324 | TNB | DISTRIBUTION | WP PUTRAJAYA & CYBERJAYA | Existing | 11 kV | PE MV TERMINAL | RYB | VPTJ/PCE/J00390 | PE 6.10 BLOK 6B PPA1M (F1) | TX-1000KVA
381407441 | TNB | DISTRIBUTION | WP PUTRAJAYA & CYBERJAYA | Existing | 11 kV | PE MV TERMINAL | RYB | VPTJ/PCE/J00391 | PE 6.10 BLOK 6B PPA1M (F2) | PTJ06114 PE 6.11 BLOK 4 PPA1M (F2)
381407442 | TNB | DISTRIBUTION | WP PUTRAJAYA & CYBERJAYA | Existing | 11 kV | PE MV TERMINAL | RYB | VPTJ/PCE/J00391 | PE 6.10 BLOK 6B PPA1M (F2) | PTJ06095 PE 6.09 BLOK 6A PPA1M (F2)
381407445 | TNB | DISTRIBUTION | WP PUTRAJAYA & CYBERJAYA | Existing | 11 kV | PE MV TERMINAL | RYB | VPTJ/PCE/J00391 | PE 6.10 BLOK 6B PPA1M (F2) | TX-1000KVA
381407564 | TNB | DISTRIBUTION | WP PUTRAJAYA & CYBERJAYA | Existing | 11 kV | PE MV TERMINAL | RYB | VPTJ/PCE/J00397 | PE 6.09 BLOK 6A PPA1M (F2) | PTJ06086 PE 6.08 BLOK 3 PPA1M (F2)
381407565 | TNB | DISTRIBUTION | WP PUTRAJAYA & CYBERJAYA | Existing | 11 kV | PE MV TERMINAL | RYB | VPTJ/PCE/J00397 | PE 6.09 BLOK 6A PPA1M (F2) | PTJ06104 PE 6.10 BLOK 6B PPA1M (F2)
381407568 | TNB | DISTRIBUTION | WP PUTRAJAYA & CYBERJAYA | Existing | 11 kV | PE MV TERMINAL | RYB | VPTJ/PCE/J00397 | PE 6.09 BLOK 6A PPA1M (F2) | TX-1000KVA
381407685 | TNB | DISTRIBUTION | WP PUTRAJAYA & CYBERJAYA | Existing | 11 kV | PE MV TERMINAL | RYB | VPTJ/PCE/J00396 | PE 6.09 BLOK 6A PPA1M (F1) | PTJ06083 PE 6.08 BLOK 3 PPA1M (F1)
381407686 | TNB | DISTRIBUTION | WP PUTRAJAYA & CYBERJAYA | Existing | 11 kV | PE MV TERMINAL | RYB | VPTJ/PCE/J00396 | PE 6.09 BLOK 6A PPA1M (F1) | PTJ06101 PE 6.10 BLOK 6B PPA1M (F1)
381407689 | TNB | DISTRIBUTION | WP PUTRAJAYA & CYBERJAYA | Existing | 11 kV | PE MV TERMINAL | RYB | VPTJ/PCE/J00396 | PE 6.09 BLOK 6A PPA1M (F1) | TX-1000KVA
381407808 | TNB | DISTRIBUTION | WP PUTRAJAYA & CYBERJAYA | Existing | 11 kV | PE MV TERMINAL | RYB | VPTJ/PCE/J00394 | PE 6.08 BLOK 3 PPA1M (F1) | PTJ06091 PE 6.09 BLOK 6A PPA1M (F1)
381407809 | TNB | DISTRIBUTION | WP PUTRAJAYA & CYBERJAYA | Existing | 11 kV | PE MV TERMINAL | RYB | VPTJ/PCE/J00394 | PE 6.08 BLOK 3 PPA1M (F1) | PTJ06062 PE 6.06 BLOK 5B PPA1M (F1)
381407812 | TNB | DISTRIBUTION | WP PUTRAJAYA & CYBERJAYA | Existing | 11 kV | PE MV TERMINAL | RYB | VPTJ/PCE/J00394 | PE 6.08 BLOK 3 PPA1M (F1) | TX-1000KVA
381407929 | TNB | DISTRIBUTION | WP PUTRAJAYA & CYBERJAYA | Existing | 11 kV | PE MV TERMINAL | RYB | VPTJ/PCE/J00395 | PE 6.08 BLOK 3 PPA1M (F2) | PTJ06094 PE 6.09 BLOK 6A PPA1M (F2)
381407930 | TNB | DISTRIBUTION | WP PUTRAJAYA & CYBERJAYA | Existing | 11 kV | PE MV TERMINAL | RYB | VPTJ/PCE/J00395 | PE 6.08 BLOK 3 PPA1M (F2) | PTJ06065 PE 6.06 BLOK 5B PPA1M (F2)
381407933 | TNB | DISTRIBUTION | WP PUTRAJAYA & CYBERJAYA | Existing | 11 kV | PE MV TERMINAL | RYB | VPTJ/PCE/J00395 | PE 6.08 BLOK 3 PPA1M (F2) | TX-1000KVA
381408052 | TNB | DISTRIBUTION | WP PUTRAJAYA & CYBERJAYA | Existing | 11 kV | PE MV TERMINAL | RYB | VPTJ/PCE/J00386 | PE 6.06 BLOK 5B PPA1M (F1) | PTJ06052 PE 6.05 BLOK 5A PPA1M (F1)
381408053 | TNB | DISTRIBUTION | WP PUTRAJAYA & CYBERJAYA | Existing | 11 kV | PE MV TERMINAL | RYB | VPTJ/PCE/J00386 | PE 6.06 BLOK 5B PPA1M (F1) | PTJ06081 PE 6.08 BLOK 3 PPA1M (F1)
381408056 | TNB | DISTRIBUTION | WP PUTRAJAYA & CYBERJAYA | Existing | 11 kV | PE MV TERMINAL | RYB | VPTJ/PCE/J00386 | PE 6.06 BLOK 5B PPA1M (F1) | TX-1000KVA
381408173 | TNB | DISTRIBUTION | WP PUTRAJAYA & CYBERJAYA | Existing | 11 kV | PE MV TERMINAL | RYB | VPTJ/PCE/J00387 | PE 6.06 BLOK 5B PPA1M (F2) | PTJ06055 PE 6.05 BLOK 5A PPA1M (F2)
381408174 | TNB | DISTRIBUTION | WP PUTRAJAYA & CYBERJAYA | Existing | 11 kV | PE MV TERMINAL | RYB | VPTJ/PCE/J00387 | PE 6.06 BLOK 5B PPA1M (F2) | PTJ06084 PE 6.08 BLOK 3 PPA1M (F2)
381408177 | TNB | DISTRIBUTION | WP PUTRAJAYA & CYBERJAYA | Existing | 11 kV | PE MV TERMINAL | RYB | VPTJ/PCE/J00387 | PE 6.06 BLOK 5B PPA1M (F2) | TX-1000KVA
381526209 | TNB | DISTRIBUTION | WP PUTRAJAYA & CYBERJAYA | Existing | 11 kV | PE MV TERMINAL | RYB | VCBJ/PCE/J23291 | PE 23.29 PERUMAHAN CERIA RESIDENT | TX-1000KVA
381526213 | TNB | DISTRIBUTION | WP PUTRAJAYA & CYBERJAYA | Existing | 11 kV | PE MV TERMINAL | RYB | VCBJ/PCE/J23291 | PE 23.29 PERUMAHAN CERIA RESIDENT | PPU CYB6: VCB 6
381526221 | TNB | DISTRIBUTION | WP PUTRAJAYA & CYBERJAYA | Existing | 11 kV | PE MV TERMINAL | RYB | VCBJ/PCE/J23291 | PE 23.29 PERUMAHAN CERIA RESIDENT | C24441 PE 24.44 BLOK A
381526231 | TNB | DISTRIBUTION | WP PUTRAJAYA & CYBERJAYA | Existing | 11 kV | PE MV TERMINAL | RYB | VCBJ/PCE/J23291 | PE 23.29 PERUMAHAN CERIA RESIDENT | TX-1000KVA
381526462 | TNB | DISTRIBUTION | WP PUTRAJAYA & CYBERJAYA | Existing | 11 kV | PE MV TERMINAL | RYB | VCBJ/PCE/J00121 | SS 24.34 TAMARIND SQUARE F2 | CBJ23191 PE 23.19 AUTOVILLE NO1
381526468 | TNB | DISTRIBUTION | WP PUTRAJAYA & CYBERJAYA | Existing | 11 kV | PE MV TERMINAL | RYB | VCBJ/PCE/J00121 | SS 24.34 TAMARIND SQUARE F2 | PENGGUNA HT
381526489 | TNB | DISTRIBUTION | WP PUTRAJAYA & CYBERJAYA | Existing | 11 kV | PE MV TERMINAL | RYB | VCBJ/PCE/J00121 | SS 24.34 TAMARIND SQUARE F2 | CBJ24424 : SS 24.42 TAMARIND 2 F2
381526493 | TNB | DISTRIBUTION | WP PUTRAJAYA & CYBERJAYA | Existing | 11 kV | PE MV TERMINAL | RYB | VCBJ/PCE/J00121 | SS 24.34 TAMARIND SQUARE F2 | PENGGUNA HT
381526494 | TNB | DISTRIBUTION | WP PUTRAJAYA & CYBERJAYA | Existing | 11 kV | PE MV TERMINAL | RYB | VCBJ/PCE/J23181 | SS 23.18 PARAGON | CBJ24342 PE 23414 ECLIP TOWER 2
381526500 | TNB | DISTRIBUTION | WP PUTRAJAYA & CYBERJAYA | Existing | 11 kV | PE MV TERMINAL | RYB | VCBJ/PCE/J23181 | SS 23.18 PARAGON | PENGGUNA HT 11kV
381526521 | TNB | DISTRIBUTION | WP PUTRAJAYA & CYBERJAYA | Existing | 11 kV | PE MV TERMINAL | RYB | VCBJ/PCE/J23181 | SS 23.18 PARAGON | CBJ 23241 SS 23.24 SOLTICE F1
381526525 | TNB | DISTRIBUTION | WP PUTRAJAYA & CYBERJAYA | Existing | 11 kV | PE MV TERMINAL | RYB | VCBJ/PCE/J23181 | SS 23.18 PARAGON | PENGGUNA HT 11kV
381526531 | TNB | DISTRIBUTION | WP PUTRAJAYA & CYBERJAYA | Existing | 11 kV | PE MV TERMINAL | RYB | VCBJ/PCE/J21441 | PE 21.44 CYBERVILLAGE SERENITY 2 | TX2-1000kVA
381526535 | TNB | DISTRIBUTION | WP PUTRAJAYA & CYBERJAYA | Existing | 11 kV | PE MV TERMINAL | RYB | VCBJ/PCE/J21441 | PE 21.44 CYBERVILLAGE SERENITY 2 | CBJ21431 PE 21.43 CYBERVILLAGE SERENITY (F1)
381526543 | TNB | DISTRIBUTION | WP PUTRAJAYA & CYBERJAYA | Existing | 11 kV | PE MV TERMINAL | RYB | VCBJ/PCE/J21441 | PE 21.44 CYBERVILLAGE SERENITY 2 | CBJ21453 PE 21.45 CYBERVILLAGE SERENITY (F1)
381526553 | TNB | DISTRIBUTION | WP PUTRAJAYA & CYBERJAYA | Existing | 11 kV | PE MV TERMINAL | RYB | VCBJ/PCE/J21441 | PE 21.44 CYBERVILLAGE SERENITY 2 | TX1-1000kVA
381526770 | TNB | DISTRIBUTION | WP PUTRAJAYA & CYBERJAYA | Existing | 11 kV | PE MV TERMINAL | RYB | VCBJ/PCE/J24031 | PE 24.03 JELANG VISTA 2 | TX2-1000KVA
381526894 | TNB | DISTRIBUTION | WP PUTRAJAYA & CYBERJAYA | Existing | 11 kV | PE MV TERMINAL | RYB | VCBJ/PCE/J23232 | SS 23.23 GARDEN PLAZA F2 | CBJ 23232 SS 23.23 GARDEN PLAZA F1
381526900 | TNB | DISTRIBUTION | WP PUTRAJAYA & CYBERJAYA | Existing | 11 kV | PE MV TERMINAL | RYB | VCBJ/PCE/J23232 | SS 23.23 GARDEN PLAZA F2 | SPARE
381526921 | TNB | DISTRIBUTION | WP PUTRAJAYA & CYBERJAYA | Existing | 11 kV | PE MV TERMINAL | RYB | VCBJ/PCE/J23232 | SS 23.23 GARDEN PLAZA F2 | PPU PTJ5 Fdr 5
381526925 | TNB | DISTRIBUTION | WP PUTRAJAYA & CYBERJAYA | Existing | 11 kV | PE MV TERMINAL | RYB | VCBJ/PCE/J23232 | SS 23.23 GARDEN PLAZA F2 | SPARE
381526928 | TNB | DISTRIBUTION | WP PUTRAJAYA & CYBERJAYA | Existing | 11 kV | PE MV TERMINAL | RYB | VCBJ/PCE/J23232 | SS 23.23 GARDEN PLAZA F2 | PENGGUNA HT 11kV
381526934 | TNB | DISTRIBUTION | WP PUTRAJAYA & CYBERJAYA | Existing | 11 kV | PE MV TERMINAL | RYB | VCBJ/PCE/J23232 | SS 23.23 GARDEN PLAZA F2 | PENGGUNA HT 11kV
381526939 | TNB | DISTRIBUTION | WP PUTRAJAYA & CYBERJAYA | Existing | 11 kV | PE MV TERMINAL | RYB | VCBJ/PCE/J23231 | SS 23.23 GARDEN PLAZA F1 | SPARE
381526945 | TNB | DISTRIBUTION | WP PUTRAJAYA & CYBERJAYA | Existing | 11 kV | PE MV TERMINAL | RYB | VCBJ/PCE/J23231 | SS 23.23 GARDEN PLAZA F1 | PENGGUNA HT 11kV
381526966 | TNB | DISTRIBUTION | WP PUTRAJAYA & CYBERJAYA | Existing | 11 kV | PE MV TERMINAL | RYB | VCBJ/PCE/J23231 | SS 23.23 GARDEN PLAZA F1 | SPARE
381526970 | TNB | DISTRIBUTION | WP PUTRAJAYA & CYBERJAYA | Existing | 11 kV | PE MV TERMINAL | RYB | VCBJ/PCE/J23231 | SS 23.23 GARDEN PLAZA F1 | PENGGUNA HT 11kV
381526978 | TNB | DISTRIBUTION | WP PUTRAJAYA & CYBERJAYA | Existing | 11 kV | PE MV TERMINAL | RYB | VCBJ/PCE/J23231 | SS 23.23 GARDEN PLAZA F1 | CBJ21894 PE 21.89 MYVILLA P2 PARCEL B
381526981 | TNB | DISTRIBUTION | WP PUTRAJAYA & CYBERJAYA | Existing | 11 kV | PE MV TERMINAL | RYB | VCBJ/PCE/J23231 | SS 23.23 GARDEN PLAZA F1 | CBJ 23238 SS 23.23 GARDEN PLAZA F2
381527203 | TNB | DISTRIBUTION | WP PUTRAJAYA & CYBERJAYA | Existing | 11 kV | PE MV TERMINAL | RYB | VCBJ/PCE/J24111 | PE 24.11 SEJATI HOMES 1 | TX2-1000kVA
381527207 | TNB | DISTRIBUTION | WP PUTRAJAYA & CYBERJAYA | Existing | 11 kV | PE MV TERMINAL | RYB | VCBJ/PCE/J24111 | PE 24.11 SEJATI HOMES 1 | CBJ24132 PE 24.13 SYMPHONY HILLS 2
381527215 | TNB | DISTRIBUTION | WP PUTRAJAYA & CYBERJAYA | Existing | 11 kV | PE MV TERMINAL | RYB | VCBJ/PCE/J24111 | PE 24.11 SEJATI HOMES 1 | CBJ24123 PE 24.12 SEJATI HOMES 2
381527225 | TNB | DISTRIBUTION | WP PUTRAJAYA & CYBERJAYA | Existing | 11 kV | PE MV TERMINAL | RYB | VCBJ/PCE/J24111 | PE 24.11 SEJATI HOMES 1 | TX1-1000kVA
382986169 | TNB | DISTRIBUTION | WP PUTRAJAYA & CYBERJAYA | Existing | 11 kV | PE MV TERMINAL | RYB | VPTJ/PCE/J14331 | PE 14.33 PERUMAHAN 14-6 NO 2 (F1) | PTJ14226 PE 14.22 KOMPLEKS SEK. MEN. (F2)
382986170 | TNB | DISTRIBUTION | WP PUTRAJAYA & CYBERJAYA | Existing | 11 kV | PE MV TERMINAL | RYB | VPTJ/PCE/J14331 | PE 14.33 PERUMAHAN 14-6 NO 2 (F1) | PTJ14326 PE 14.32 PERUMAHAN 14-6 NO 1 (F2)
382986173 | TNB | DISTRIBUTION | WP PUTRAJAYA & CYBERJAYA | Existing | 11 kV | PE MV TERMINAL | RYB | VPTJ/PCE/J14331 | PE 14.33 PERUMAHAN 14-6 NO 2 (F1) | TX-1000KVA
382986290 | TNB | DISTRIBUTION | WP PUTRAJAYA & CYBERJAYA | Existing | 11 kV | PE MV TERMINAL | RYB | VPTJ/PCE/J14332 | PE 14.33 PERUMAHAN 14-6 NO 2 (F2) | PTJ14223 PE 14.22 KOMPLEKS SEK. MEN. (F1)
382986291 | TNB | DISTRIBUTION | WP PUTRAJAYA & CYBERJAYA | Existing | 11 kV | PE MV TERMINAL | RYB | VPTJ/PCE/J14332 | PE 14.33 PERUMAHAN 14-6 NO 2 (F2) | PTJ14321 PE 14.32 PERUMAHAN 14-6 NO 1 (F1)
382986294 | TNB | DISTRIBUTION | WP PUTRAJAYA & CYBERJAYA | Existing | 11 kV | PE MV TERMINAL | RYB | VPTJ/PCE/J14332 | PE 14.33 PERUMAHAN 14-6 NO 2 (F2) | TX2-1000KVA
382986423 | TNB | DISTRIBUTION | WP PUTRAJAYA & CYBERJAYA | Existing | 11 kV | PE MV TERMINAL | RYB | VPTJ/PCE/J14321 | PE 14.32 PERUMAHAN 14-6 NO 1 (F1) | PTJ14336 PE 14.33 PERUMAHAN 14-6 NO 2 (F2)
382986424 | TNB | DISTRIBUTION | WP PUTRAJAYA & CYBERJAYA | Existing | 11 kV | PE MV TERMINAL | RYB | VPTJ/PCE/J14321 | PE 14.32 PERUMAHAN 14-6 NO 1 (F1) | PTJ14251 PE 14.25 KOMPLEKS SEK REN (F1)
382986427 | TNB | DISTRIBUTION | WP PUTRAJAYA & CYBERJAYA | Existing | 11 kV | PE MV TERMINAL | RYB | VPTJ/PCE/J14321 | PE 14.32 PERUMAHAN 14-6 NO 1 (F1) | TX1-1000KVA
382986544 | TNB | DISTRIBUTION | WP PUTRAJAYA & CYBERJAYA | Existing | 11 kV | PE MV TERMINAL | RYB | VPTJ/PCE/J14322 | PE 14.32 PERUMAHAN 14-6 NO 1 (F2) | PTJ14332 PE 14.33 PERUMAHAN 14-6 NO 2 (F1)
382986545 | TNB | DISTRIBUTION | WP PUTRAJAYA & CYBERJAYA | Existing | 11 kV | PE MV TERMINAL | RYB | VPTJ/PCE/J14322 | PE 14.32 PERUMAHAN 14-6 NO 1 (F2) | PTJ14254 PE 14.25 KOMPLEKS SEK REN (F2)
382986548 | TNB | DISTRIBUTION | WP PUTRAJAYA & CYBERJAYA | Existing | 11 kV | PE MV TERMINAL | RYB | VPTJ/PCE/J14322 | PE 14.32 PERUMAHAN 14-6 NO 1 (F2) | TX2-1000KVA
382986676 | TNB | DISTRIBUTION | WP PUTRAJAYA & CYBERJAYA | Existing | 11 kV | PE MV TERMINAL | RYB | VCBJ/PCE/J00127 | PE 24.37 KANVAS TOWER A | TX2-1000KVA
382986680 | TNB | DISTRIBUTION | WP PUTRAJAYA & CYBERJAYA | Existing | 11 kV | PE MV TERMINAL | RYB | VCBJ/PCE/J00127 | PE 24.37 KANVAS TOWER A | CBJ24381 PE 24.38 KANVAS TOWER B
382986688 | TNB | DISTRIBUTION | WP PUTRAJAYA & CYBERJAYA | Existing | 11 kV | PE MV TERMINAL | RYB | VCBJ/PCE/J00127 | PE 24.37 KANVAS TOWER A | CBJ22665 PE 22.66 PRIMA 9 (F2)
382986698 | TNB | DISTRIBUTION | WP PUTRAJAYA & CYBERJAYA | Existing | 11 kV | PE MV TERMINAL | RYB | VCBJ/PCE/J00127 | PE 24.37 KANVAS TOWER A | TX1-1000KVA
382986898 | TNB | DISTRIBUTION | WP PUTRAJAYA & CYBERJAYA | Existing | 11 kV | PE MV TERMINAL | RYB | VCBJ/PCE/J00128 | PE 24.38 KANVAS TOWER B | TX2-1000KVA
382986902 | TNB | DISTRIBUTION | WP PUTRAJAYA & CYBERJAYA | Existing | 11 kV | PE MV TERMINAL | RYB | VCBJ/PCE/J00128 | PE 24.38 KANVAS TOWER B | CBJ22314 SS 22.31 CSF (F2)
382986910 | TNB | DISTRIBUTION | WP PUTRAJAYA & CYBERJAYA | Existing | 11 kV | PE MV TERMINAL | RYB | VCBJ/PCE/J00128 | PE 24.38 KANVAS TOWER B | CBJ24373 PE 24.37 KANVAS TOWER A
382986920 | TNB | DISTRIBUTION | WP PUTRAJAYA & CYBERJAYA | Existing | 11 kV | PE MV TERMINAL | RYB | VCBJ/PCE/J00128 | PE 24.38 KANVAS TOWER B | TX1-1000KVA
382987132 | TNB | DISTRIBUTION | WP PUTRAJAYA & CYBERJAYA | Existing | 11 kV | PE MV TERMINAL | RYB | VCBJ/PCE/J23261 | PE 23.26 V RESIDENCE | TX1-1000KVA
382987136 | TNB | DISTRIBUTION | WP PUTRAJAYA & CYBERJAYA | Existing | 11 kV | PE MV TERMINAL | RYB | VCBJ/PCE/J23261 | PE 23.26 V RESIDENCE | CBJ23273 PE 23.27 V RESIDENCE 1
382987144 | TNB | DISTRIBUTION | WP PUTRAJAYA & CYBERJAYA | Existing | 11 kV | PE MV TERMINAL | RYB | VCBJ/PCE/J23261 | PE 23.26 V RESIDENCE | CBJ21073 PE 21.07 PADAT ROAD D
382987154 | TNB | DISTRIBUTION | WP PUTRAJAYA & CYBERJAYA | Existing | 11 kV | PE MV TERMINAL | RYB | VCBJ/PCE/J23261 | PE 23.26 V RESIDENCE | TX2-1000KVA
382987366 | TNB | DISTRIBUTION | WP PUTRAJAYA & CYBERJAYA | Existing | 11 kV | PE MV TERMINAL | RYB | VCBJ/PCE/J23271 | PE 23.27 V RESIDENCE 1 | CBJ21041 PE 21.04 PADAT B 15-2
382987367 | TNB | DISTRIBUTION | WP PUTRAJAYA & CYBERJAYA | Existing | 11 kV | PE MV TERMINAL | RYB | VCBJ/PCE/J23271 | PE 23.27 V RESIDENCE 1 | CBJ23262 PE 23.26 V RESIDENCE
382987370 | TNB | DISTRIBUTION | WP PUTRAJAYA & CYBERJAYA | Existing | 11 kV | PE MV TERMINAL | RYB | VCBJ/PCE/J23271 | PE 23.27 V RESIDENCE 1 | TX-750KVA
382987626 | TNB | DISTRIBUTION | WP PUTRAJAYA & CYBERJAYA | Existing | 11 kV | PE MV TERMINAL | RYB | VCBJ/PCE/J00133 | PE 24.41 MAGIC VILLAGE | CBJ24231 SS 24.23 STAR CENTRAL F1
382987627 | TNB | DISTRIBUTION | WP PUTRAJAYA & CYBERJAYA | Existing | 11 kV | PE MV TERMINAL | RYB | VCBJ/PCE/J00133 | PE 24.41 MAGIC VILLAGE | CBJ22792 SS 22.79 DCP2 (F1)
382987630 | TNB | DISTRIBUTION | WP PUTRAJAYA & CYBERJAYA | Existing | 11 kV | PE MV TERMINAL | RYB | VCBJ/PCE/J00133 | PE 24.41 MAGIC VILLAGE | TX-750KVA
383003395 | TNB | DISTRIBUTION | WP PUTRAJAYA & CYBERJAYA | Existing | 11 kV | PE MV TERMINAL | RYB | VPTJ/PCE/J00383 | PE 6.05 BLOK 5A PPA1M (F2) | PTJ06064 PE 6.06 BLOK 5B PPA1M (F2)
383003396 | TNB | DISTRIBUTION | WP PUTRAJAYA & CYBERJAYA | Existing | 11 kV | PE MV TERMINAL | RYB | VPTJ/PCE/J00383 | PE 6.05 BLOK 5A PPA1M (F2) | PTJ06045 PE 6.04 BLOK 1 PPA1M (F2)
383003399 | TNB | DISTRIBUTION | WP PUTRAJAYA & CYBERJAYA | Existing | 11 kV | PE MV TERMINAL | RYB | VPTJ/PCE/J00383 | PE 6.05 BLOK 5A PPA1M (F2) | TX1-1000kVA
383003516 | TNB | DISTRIBUTION | WP PUTRAJAYA & CYBERJAYA | Existing | 11 kV | PE MV TERMINAL | RYB | VPTJ/PCE/J00382 | PE 6.05 BLOK 5A PPA1M (F1) | PTJ06042 PE 6.04 BLOK 1 PPA1M (F1)
383003517 | TNB | DISTRIBUTION | WP PUTRAJAYA & CYBERJAYA | Existing | 11 kV | PE MV TERMINAL | RYB | VPTJ/PCE/J00382 | PE 6.05 BLOK 5A PPA1M (F1) | PTJ06061 PE 6.06 BLOK 5B PPA1M (F1)
383003520 | TNB | DISTRIBUTION | WP PUTRAJAYA & CYBERJAYA | Existing | 11 kV | PE MV TERMINAL | RYB | VPTJ/PCE/J00382 | PE 6.05 BLOK 5A PPA1M (F1) | TX1-1000kVA
383003639 | TNB | DISTRIBUTION | WP PUTRAJAYA & CYBERJAYA | Existing | 11 kV | PE MV TERMINAL | RYB | VPTJ/PCE/J00381 | PE 6.04 BLOK 1 PPA1M (F2) | PTJ05145 PE 5.14 APT 5R1 (F2)
383003640 | TNB | DISTRIBUTION | WP PUTRAJAYA & CYBERJAYA | Existing | 11 kV | PE MV TERMINAL | RYB | VPTJ/PCE/J00381 | PE 6.04 BLOK 1 PPA1M (F2) | PTJ06054 PE 6.05 BLOK 5A PPA1M (F2)
383003643 | TNB | DISTRIBUTION | WP PUTRAJAYA & CYBERJAYA | Existing | 11 kV | PE MV TERMINAL | RYB | VPTJ/PCE/J00381 | PE 6.04 BLOK 1 PPA1M (F2) | TX1-1000kVA
383003760 | TNB | DISTRIBUTION | WP PUTRAJAYA & CYBERJAYA | Existing | 11 kV | PE MV TERMINAL | RYB | VPTJ/PCE/J00380 | PE 6.04 BLOK 1 PPA1M (F1) | PTJ06033 SS 6.03 TEMP 6R6
383003761 | TNB | DISTRIBUTION | WP PUTRAJAYA & CYBERJAYA | Existing | 11 kV | PE MV TERMINAL | RYB | VPTJ/PCE/J00380 | PE 6.04 BLOK 1 PPA1M (F1) | PTJ06051 PE 6.05 BLOK 5A PPA1M (F1)
383003764 | TNB | DISTRIBUTION | WP PUTRAJAYA & CYBERJAYA | Existing | 11 kV | PE MV TERMINAL | RYB | VPTJ/PCE/J00380 | PE 6.04 BLOK 1 PPA1M (F1) | TX1-1000kVA
383003921 | TNB | DISTRIBUTION | WP PUTRAJAYA & CYBERJAYA | Existing | 11 kV | PE MV TERMINAL | RYB | VPTJ/PCE/J16321 | PE 16.32 TEMP PPA1M P16D | PTJ16201 PE 16.20 (BLOCK A1) 704 APT (F1)
383003922 | TNB | DISTRIBUTION | WP PUTRAJAYA & CYBERJAYA | Existing | 11 kV | PE MV TERMINAL | RYB | VPTJ/PCE/J16321 | PE 16.32 TEMP PPA1M P16D | PTJ01643 PE 1.64 PEJABAT PZ10
383003925 | TNB | DISTRIBUTION | WP PUTRAJAYA & CYBERJAYA | Existing | 11 kV | PE MV TERMINAL | RYB | VPTJ/PCE/J16321 | PE 16.32 TEMP PPA1M P16D | TX1-500kVA
383004181 | TNB | DISTRIBUTION | WP PUTRAJAYA & CYBERJAYA | Existing | 11 kV | PE MV TERMINAL | RYB | VPTJ/PCE/J01681 | PE 1.68 TEMP PLOT Z1 & Z2 | PTJ12031 PE 12.03 SPINE ROAD NO 1
383004182 | TNB | DISTRIBUTION | WP PUTRAJAYA & CYBERJAYA | Existing | 11 kV | PE MV TERMINAL | RYB | VPTJ/PCE/J01681 | PE 1.68 TEMP PLOT Z1 & Z2 | PTJ15023 PE 15.02 PADAT S/L RF 1
383004185 | TNB | DISTRIBUTION | WP PUTRAJAYA & CYBERJAYA | Existing | 11 kV | PE MV TERMINAL | RYB | VPTJ/PCE/J01681 | PE 1.68 TEMP PLOT Z1 & Z2 | TX1-1000kVA
383004456 | TNB | DISTRIBUTION | WP PUTRAJAYA & CYBERJAYA | Existing | 11 kV | PE MV TERMINAL | RYB | VPTJ/PCE/J11641 | PE 11.64 ZON 10A (F1) | PTJ11644 PE 11.64 ZON 10A (F2)
383004457 | TNB | DISTRIBUTION | WP PUTRAJAYA & CYBERJAYA | Existing | 11 kV | PE MV TERMINAL | RYB | VPTJ/PCE/J11641 | PE 11.64 ZON 10A (F1) | PTJ11203 PE 11.20 PADAT WR5 JLN P11
383004460 | TNB | DISTRIBUTION | WP PUTRAJAYA & CYBERJAYA | Existing | 11 kV | PE MV TERMINAL | RYB | VPTJ/PCE/J11641 | PE 11.64 ZON 10A (F1) | TX1-1000kVA
383004571 | TNB | DISTRIBUTION | WP PUTRAJAYA & CYBERJAYA | Existing | 11 kV | PE MV TERMINAL | RYB | VPTJ/PCE/J11642 | PE 11.64 ZON 10A (F2) | PTJ11651 PE 11.65 Zon 10A2 (F1)
383004572 | TNB | DISTRIBUTION | WP PUTRAJAYA & CYBERJAYA | Existing | 11 kV | PE MV TERMINAL | RYB | VPTJ/PCE/J11642 | PE 11.64 ZON 10A (F2) | PTJ11643 PE 11.64 ZON 10A (F1)
383004575 | TNB | DISTRIBUTION | WP PUTRAJAYA & CYBERJAYA | Existing | 11 kV | PE MV TERMINAL | RYB | VPTJ/PCE/J11642 | PE 11.64 ZON 10A (F2) | TX2-1000kVA
383004691 | TNB | DISTRIBUTION | WP PUTRAJAYA & CYBERJAYA | Existing | 11 kV | PE MV TERMINAL | RYB | VPTJ/PCE/J11651 | PE 11.65 ZON 10A2 (F1) | PTJ11654 PE 11.65 ZON 10A2 (F2)
383004692 | TNB | DISTRIBUTION | WP PUTRAJAYA & CYBERJAYA | Existing | 11 kV | PE MV TERMINAL | RYB | VPTJ/PCE/J11651 | PE 11.65 ZON 10A2 (F1) | PTJ11646 PE 11.64 ZON 10A (F2)
383004695 | TNB | DISTRIBUTION | WP PUTRAJAYA & CYBERJAYA | Existing | 11 kV | PE MV TERMINAL | RYB | VPTJ/PCE/J11651 | PE 11.65 ZON 10A2 (F1) | TX1-1000kVA
383004806 | TNB | DISTRIBUTION | WP PUTRAJAYA & CYBERJAYA | Existing | 11 kV | PE MV TERMINAL | RYB | VPTJ/PCE/J11652 | PE 11.65 ZON 10A2 (F2) | PTJ11023 PE 11.02 BLOK 3A (F1)
383004807 | TNB | DISTRIBUTION | WP PUTRAJAYA & CYBERJAYA | Existing | 11 kV | PE MV TERMINAL | RYB | VPTJ/PCE/J11652 | PE 11.65 ZON 10A2 (F2) | PTJ11652 PE 11.65 ZON 10A2 (F1)
383004810 | TNB | DISTRIBUTION | WP PUTRAJAYA & CYBERJAYA | Existing | 11 kV | PE MV TERMINAL | RYB | VPTJ/PCE/J11652 | PE 11.65 ZON 10A2 (F2) | TX2-1000kVA
383046388 | TNB | DISTRIBUTION | WP PUTRAJAYA & CYBERJAYA | Existing | 11 kV | PE MV TERMINAL | RYB | VPTJ/PCE/J00327 | BE KE PEMBANGUNAN PUSAT PENGAJIAN PERTAH | VCB 6 PTJ4
383046389 | TNB | DISTRIBUTION | WP PUTRAJAYA & CYBERJAYA | Existing | 11 kV | PE MV TERMINAL | RYB | VPTJ/PCE/J00327 | BE KE PEMBANGUNAN PUSAT PENGAJIAN PERTAH | P01262 SS 1.26 HOTEL SANGRI-LA (F1)
383046392 | TNB | DISTRIBUTION | WP PUTRAJAYA & CYBERJAYA | Existing | 11 kV | PE MV TERMINAL | RYB | VPTJ/PCE/J00327 | BE KE PEMBANGUNAN PUSAT PENGAJIAN PERTAH | PENGGUNA HT
383046502 | TNB | DISTRIBUTION | WP PUTRAJAYA & CYBERJAYA | Existing | 11 kV | PE MV TERMINAL | RYB |  |  | VCB 5 PTJ4
383046503 | TNB | DISTRIBUTION | WP PUTRAJAYA & CYBERJAYA | Existing | 11 kV | PE MV TERMINAL | RYB |  |  | P01265 SS 1.26 HOTEL SANGRI-LA (F2)
383046506 | TNB | DISTRIBUTION | WP PUTRAJAYA & CYBERJAYA | Existing | 11 kV | PE MV TERMINAL | RYB |  |  | PENGGUNA HT
383046628 | TNB | DISTRIBUTION | WP PUTRAJAYA & CYBERJAYA | Existing | 11 kV | PE MV TERMINAL | RYB | VCBJ/PCE/J00164 | D-CBJ-C17-0519 | CBJ23425 PE 23.42 D-CBJ-C16-0520
383046629 | TNB | DISTRIBUTION | WP PUTRAJAYA & CYBERJAYA | Existing | 11 kV | PE MV TERMINAL | RYB | VCBJ/PCE/J00164 | D-CBJ-C17-0519 | CBJ23023 SS 23.02 STP A F1
383046632 | TNB | DISTRIBUTION | WP PUTRAJAYA & CYBERJAYA | Existing | 11 kV | PE MV TERMINAL | RYB | VCBJ/PCE/J00164 | D-CBJ-C17-0519 | TX-1000KVA
383046774 | TNB | DISTRIBUTION | WP PUTRAJAYA & CYBERJAYA | Existing | 11 kV | PE MV TERMINAL | RYB | VCBJ/PCE/J00163 | D-CBJ-C16-0583 | CBJ23171 PE 23.17 TEMP SERI MUTIARA
383046780 | TNB | DISTRIBUTION | WP PUTRAJAYA & CYBERJAYA | Existing | 11 kV | PE MV TERMINAL | RYB | VCBJ/PCE/J00163 | D-CBJ-C16-0583 | PENGGUNA HT
383046801 | TNB | DISTRIBUTION | WP PUTRAJAYA & CYBERJAYA | Existing | 11 kV | PE MV TERMINAL | RYB | VCBJ/PCE/J00163 | D-CBJ-C16-0583 | CBJ23362 D-CBJ-C16-0575
383046805 | TNB | DISTRIBUTION | WP PUTRAJAYA & CYBERJAYA | Existing | 11 kV | PE MV TERMINAL | RYB | VCBJ/PCE/J00163 | D-CBJ-C16-0583 | PENGGUNA HT
383046810 | TNB | DISTRIBUTION | WP PUTRAJAYA & CYBERJAYA | Existing | 11 kV | PE MV TERMINAL | RYB | VCBJ/PCE/J00165 | D-CBJ-C17-0469 | CBJ23213 PE 23.21 EASTERN CORIDOR
383046816 | TNB | DISTRIBUTION | WP PUTRAJAYA & CYBERJAYA | Existing | 11 kV | PE MV TERMINAL | RYB | VCBJ/PCE/J00165 | D-CBJ-C17-0469 | PENGGUNA HT
383046837 | TNB | DISTRIBUTION | WP PUTRAJAYA & CYBERJAYA | Existing | 11 kV | PE MV TERMINAL | RYB | VCBJ/PCE/J00165 | D-CBJ-C17-0469 | CBJ23311 PE 23.31 TEMP AXVENTURE
383046841 | TNB | DISTRIBUTION | WP PUTRAJAYA & CYBERJAYA | Existing | 11 kV | PE MV TERMINAL | RYB | VCBJ/PCE/J00165 | D-CBJ-C17-0469 | PENGGUNA HT
383046868 | TNB | DISTRIBUTION | WP PUTRAJAYA & CYBERJAYA | Existing | 11 kV | PE MV TERMINAL | RYB | VCBJ/PCE/J00158 | D-CBJ-C16-0576 | CBJ25141 PE25.14 SETIA RIMBA 2
383046872 | TNB | DISTRIBUTION | WP PUTRAJAYA & CYBERJAYA | Existing | 11 kV | PE MV TERMINAL | RYB | VCBJ/PCE/J00158 | D-CBJ-C16-0576 | TX-1000KVA
383046982 | TNB | DISTRIBUTION | WP PUTRAJAYA & CYBERJAYA | Existing | 11 kV | PE MV TERMINAL | RYB | VCBJ/PCE/J00159 | D-CBJ-C16-0576 | CBJ25311 PE 25.31 D-CBJ-C16-0576
383046983 | TNB | DISTRIBUTION | WP PUTRAJAYA & CYBERJAYA | Existing | 11 kV | PE MV TERMINAL | RYB | VCBJ/PCE/J00159 | D-CBJ-C16-0576 | CBJ25333 PE 25.33 D-CBJ-C16-0576
383046986 | TNB | DISTRIBUTION | WP PUTRAJAYA & CYBERJAYA | Existing | 11 kV | PE MV TERMINAL | RYB | VCBJ/PCE/J00159 | D-CBJ-C16-0576 | TX-1000KVA
383047096 | TNB | DISTRIBUTION | WP PUTRAJAYA & CYBERJAYA | Existing | 11 kV | PE MV TERMINAL | RYB | VCBJ/PCE/J00160 | D-CBJ-C16-0576 | CBJ25321PE 25.32 D-CBJ-C16-0576
383047097 | TNB | DISTRIBUTION | WP PUTRAJAYA & CYBERJAYA | Existing | 11 kV | PE MV TERMINAL | RYB | VCBJ/PCE/J00160 | D-CBJ-C16-0576 | CBJ25132 PE 25.13 SETIA RIMBA 1
383047100 | TNB | DISTRIBUTION | WP PUTRAJAYA & CYBERJAYA | Existing | 11 kV | PE MV TERMINAL | RYB | VCBJ/PCE/J00160 | D-CBJ-C16-0576 | TX-1000KVA
383047205 | TNB | DISTRIBUTION | WP PUTRAJAYA & CYBERJAYA | Existing | 11 kV | PE MV TERMINAL | RYB | VCBJ/PCE/J00158 | D-CBJ-C16-0576 | CBJ25323 PE 25.32 D-CBJ-C16-0576
383338262 | TNB | DISTRIBUTION | WP PUTRAJAYA & CYBERJAYA | Existing | 11 kV | PE MV TERMINAL | RYB | VPTJ/PCE/J10011 | SS 10.01 PMR (F1) | PPU PTJ2: VCB 2
383338268 | TNB | DISTRIBUTION | WP PUTRAJAYA & CYBERJAYA | Existing | 11 kV | PE MV TERMINAL | RYB | VPTJ/PCE/J10011 | SS 10.01 PMR (F1) | PTJ10016 BUSTIE
383338289 | TNB | DISTRIBUTION | WP PUTRAJAYA & CYBERJAYA | Existing | 11 kV | PE MV TERMINAL | RYB | VPTJ/PCE/J10011 | SS 10.01 PMR (F1) | N/A
383338317 | TNB | DISTRIBUTION | WP PUTRAJAYA & CYBERJAYA | Existing | 11 kV | PE MV TERMINAL | RYB | VCBJ/PCE/J00139 | D-CBJ-C15-0468 | TX2-1000KVA
383338321 | TNB | DISTRIBUTION | WP PUTRAJAYA & CYBERJAYA | Existing | 11 kV | PE MV TERMINAL | RYB | VCBJ/PCE/J00139 | D-CBJ-C15-0468 | CBJ23411 PE 23.41 ECLIP TOWER 2
383338329 | TNB | DISTRIBUTION | WP PUTRAJAYA & CYBERJAYA | Existing | 11 kV | PE MV TERMINAL | RYB | VCBJ/PCE/J00139 | D-CBJ-C15-0468 | C24422 : SS 24.42 TAMARIND 2 F1
383338336 | TNB | DISTRIBUTION | WP PUTRAJAYA & CYBERJAYA | Existing | 11 kV | PE MV TERMINAL | RYB | VCBJ/PCE/J00139 | D-CBJ-C15-0468 | TX1-1000KVA
383338536 | TNB | DISTRIBUTION | WP PUTRAJAYA & CYBERJAYA | Existing | 11 kV | PE MV TERMINAL | RYB | VCBJ/PCE/J00140 | D-CBJ-C15-0468 | TX2-1000KVA
383338540 | TNB | DISTRIBUTION | WP PUTRAJAYA & CYBERJAYA | Existing | 11 kV | PE MV TERMINAL | RYB | VCBJ/PCE/J00140 | D-CBJ-C15-0468 | CBJ23181 SS 23.18 PARAGON
383338548 | TNB | DISTRIBUTION | WP PUTRAJAYA & CYBERJAYA | Existing | 11 kV | PE MV TERMINAL | RYB | VCBJ/PCE/J00140 | D-CBJ-C15-0468 | CBJ23402 PE 23.40 ECLIP TOWER 1
383338555 | TNB | DISTRIBUTION | WP PUTRAJAYA & CYBERJAYA | Existing | 11 kV | PE MV TERMINAL | RYB | VCBJ/PCE/J00140 | D-CBJ-C15-0468 | TX1-1000KVA
383347045 | TNB | DISTRIBUTION | WP PUTRAJAYA & CYBERJAYA | Existing | 11 kV | PE MV TERMINAL | RYB | VCBJ/PCE/J24021 | PE 24.02 JELANG VISTA 1 | TX2-1000KVA
383497176 | TNB | DISTRIBUTION | WP PUTRAJAYA & CYBERJAYA | Existing | 11 kV | PE MV TERMINAL | RYB | VCBJ/PCE/J00147 | D-CBJ-C16-0575 | PENGGUNA HT
383497182 | TNB | DISTRIBUTION | WP PUTRAJAYA & CYBERJAYA | Existing | 11 kV | PE MV TERMINAL | RYB | VCBJ/PCE/J00147 | D-CBJ-C16-0575 | CBJ23252 SS 23.25 MUTIARA VILLE 4
383497187 | TNB | DISTRIBUTION | WP PUTRAJAYA & CYBERJAYA | Existing | 11 kV | PE MV TERMINAL | RYB | VCBJ/PCE/J00147 | D-CBJ-C16-0575 | CBJ 23441 SS 23.44 D-CBJ-C16-0583
383497192 | TNB | DISTRIBUTION | WP PUTRAJAYA & CYBERJAYA | Existing | 11 kV | PE MV TERMINAL | RYB | VCBJ/PCE/J00147 | D-CBJ-C16-0575 | PENGGUNA HT
383621666 | TNB | DISTRIBUTION | WP PUTRAJAYA & CYBERJAYA | Existing | 11 kV | PE MV TERMINAL | RYB | VPTJ/PCE/J02301 | PE 2.30 2C5 PR2 PJ (F1) | PTJ02142 SS 2.14 2G3 (F1)
383621672 | TNB | DISTRIBUTION | WP PUTRAJAYA & CYBERJAYA | Existing | 11 kV | PE MV TERMINAL | RYB | VPTJ/PCE/J02301 | PE 2.30 2C5 PR2 PJ (F1) | PENGGUNA HT
383621693 | TNB | DISTRIBUTION | WP PUTRAJAYA & CYBERJAYA | Existing | 11 kV | PE MV TERMINAL | RYB | VPTJ/PCE/J02301 | PE 2.30 2C5 PR2 PJ (F1) | PTJ02131 SS 2.13 2G6 (F1)
383621697 | TNB | DISTRIBUTION | WP PUTRAJAYA & CYBERJAYA | Existing | 11 kV | PE MV TERMINAL | RYB | VPTJ/PCE/J02301 | PE 2.30 2C5 PR2 PJ (F1) | PENGGUNA HT
383621698 | TNB | DISTRIBUTION | WP PUTRAJAYA & CYBERJAYA | Existing | 11 kV | PE MV TERMINAL | RYB | VPTJ/PCE/J02302 | PE 2.30 2C5 PR2 PJ (F2) | PTJ02145 SS 2.14 2G3 (F2)
383621704 | TNB | DISTRIBUTION | WP PUTRAJAYA & CYBERJAYA | Existing | 11 kV | PE MV TERMINAL | RYB | VPTJ/PCE/J02302 | PE 2.30 2C5 PR2 PJ (F2) | PENGGUNA HT
383621725 | TNB | DISTRIBUTION | WP PUTRAJAYA & CYBERJAYA | Existing | 11 kV | PE MV TERMINAL | RYB | VPTJ/PCE/J02302 | PE 2.30 2C5 PR2 PJ (F2) | PTJ02134 SS 2.13 2G6 (F2)
383621729 | TNB | DISTRIBUTION | WP PUTRAJAYA & CYBERJAYA | Existing | 11 kV | PE MV TERMINAL | RYB | VPTJ/PCE/J02302 | PE 2.30 2C5 PR2 PJ (F2) | PENGGUNA HT
384171313 | TNB | DISTRIBUTION | WP PUTRAJAYA & CYBERJAYA | Existing | 11 kV | PE MV TERMINAL | RYB | VCBJ/PCE/J00152 | D-CBJ-C16-0439 | CBJ25131 PE 25.13 SETIA RIMBA 1
384171314 | TNB | DISTRIBUTION | WP PUTRAJAYA & CYBERJAYA | Existing | 11 kV | PE MV TERMINAL | RYB | VCBJ/PCE/J00152 | D-CBJ-C16-0439 | CBJ23313 PE 23.31 TEMP AXVENTURE
384171317 | TNB | DISTRIBUTION | WP PUTRAJAYA & CYBERJAYA | Existing | 11 kV | PE MV TERMINAL | RYB | VCBJ/PCE/J00152 | D-CBJ-C16-0439 | N/A
384171420 | TNB | DISTRIBUTION | WP PUTRAJAYA & CYBERJAYA | Existing | 11 kV | PE MV TERMINAL | RYB | VCBJ/PCE/J00154 | PE 24.45 CERIA CONDO B | 1000KVA
384171427 | TNB | DISTRIBUTION | WP PUTRAJAYA & CYBERJAYA | Existing | 11 kV | PE MV TERMINAL | RYB | VCBJ/PCE/J00154 | PE 24.45 CERIA CONDO B | CBJ23202 PE 23.20 AUTOVILLE 2
384171435 | TNB | DISTRIBUTION | WP PUTRAJAYA & CYBERJAYA | Existing | 11 kV | PE MV TERMINAL | RYB | VCBJ/PCE/J00154 | PE 24.45 CERIA CONDO B | C24444 PE 24.44 BLOK A
384171445 | TNB | DISTRIBUTION | WP PUTRAJAYA & CYBERJAYA | Existing | 11 kV | PE MV TERMINAL | RYB | VCBJ/PCE/J00154 | PE 24.45 CERIA CONDO B | 1000KVA
384171631 | TNB | DISTRIBUTION | WP PUTRAJAYA & CYBERJAYA | Existing | 11 kV | PE MV TERMINAL | RYB | VCBJ/PCE/J00153 | PE 24.44 CERIA CONDO A | 1000KVA
384171638 | TNB | DISTRIBUTION | WP PUTRAJAYA & CYBERJAYA | Existing | 11 kV | PE MV TERMINAL | RYB | VCBJ/PCE/J00153 | PE 24.44 CERIA CONDO A | C24451 PE 24.45 BLOK B
384171646 | TNB | DISTRIBUTION | WP PUTRAJAYA & CYBERJAYA | Existing | 11 kV | PE MV TERMINAL | RYB | VCBJ/PCE/J00153 | PE 24.44 CERIA CONDO A | CBJ23291 PE 23.29 PERUMAHAN CERIA RESIDENT
384171656 | TNB | DISTRIBUTION | WP PUTRAJAYA & CYBERJAYA | Existing | 11 kV | PE MV TERMINAL | RYB | VCBJ/PCE/J00153 | PE 24.44 CERIA CONDO A | 1000KVA
384172004 | TNB | DISTRIBUTION | WP PUTRAJAYA & CYBERJAYA | Existing | 11 kV | PE MV TERMINAL | RYB | VCBJ/PCE/J00167 | D-CBJ-C15-0497 | C24471 PE 24.47 PE MASRECA A
384172005 | TNB | DISTRIBUTION | WP PUTRAJAYA & CYBERJAYA | Existing | 11 kV | PE MV TERMINAL | RYB | VCBJ/PCE/J00167 | D-CBJ-C15-0497 | C24391 PE 24.39 PS 2- 6
384172008 | TNB | DISTRIBUTION | WP PUTRAJAYA & CYBERJAYA | Existing | 11 kV | PE MV TERMINAL | RYB | VCBJ/PCE/J00167 | D-CBJ-C15-0497 | 1000KVA
384172109 | TNB | DISTRIBUTION | WP PUTRAJAYA & CYBERJAYA | Existing | 11 kV | PE MV TERMINAL | RYB | VCBJ/PCE/J00168 | D-CBJ-C15-0497 | C22406 PE 22.40 POLIS VIP
384172115 | TNB | DISTRIBUTION | WP PUTRAJAYA & CYBERJAYA | Existing | 11 kV | PE MV TERMINAL | RYB | VCBJ/PCE/J00168 | D-CBJ-C15-0497 | N/A
384172125 | TNB | DISTRIBUTION | WP PUTRAJAYA & CYBERJAYA | Existing | 11 kV | PE MV TERMINAL | RYB | VCBJ/PCE/J00168 | D-CBJ-C15-0497 | C24463 PE 24.46 MESRECA SHOP
384172238 | TNB | DISTRIBUTION | WP PUTRAJAYA & CYBERJAYA | Existing | 11 kV | PE MV TERMINAL | RYB | VCBJ/PCE/J00169 | D-CBJ-C15-0497 | CBJ22403 PE 22.40 POLIS CJ F1
384172244 | TNB | DISTRIBUTION | WP PUTRAJAYA & CYBERJAYA | Existing | 11 kV | PE MV TERMINAL | RYB | VCBJ/PCE/J00169 | D-CBJ-C15-0497 | N/A
384172254 | TNB | DISTRIBUTION | WP PUTRAJAYA & CYBERJAYA | Existing | 11 kV | PE MV TERMINAL | RYB | VCBJ/PCE/J00169 | D-CBJ-C15-0497 | CBJ22762 PE 22.76 - STP B F1
384304427 | TNB | DISTRIBUTION | WP PUTRAJAYA & CYBERJAYA | Existing | 11 kV | PE MV TERMINAL | RYB | VCBJ/PCE/J00155 | D-CBJ-C16-0532 | PPU CBJN VCB1
384304428 | TNB | DISTRIBUTION | WP PUTRAJAYA & CYBERJAYA | Existing | 11 kV | PE MV TERMINAL | RYB | VCBJ/PCE/J00155 | D-CBJ-C16-0532 | C23371 : 23.37 RADIUS 1
384304431 | TNB | DISTRIBUTION | WP PUTRAJAYA & CYBERJAYA | Existing | 11 kV | PE MV TERMINAL | RYB | VCBJ/PCE/J00155 | D-CBJ-C16-0532 | TX1- 500KVA
384304539 | TNB | DISTRIBUTION | WP PUTRAJAYA & CYBERJAYA | Existing | 11 kV | PE MV TERMINAL | RYB | VCBJ/PCE/J00161 | D-CBJ-C16-0533 | C24342 : SS 24.34 TAMARIND SQUARE F1
384304545 | TNB | DISTRIBUTION | WP PUTRAJAYA & CYBERJAYA | Existing | 11 kV | PE MV TERMINAL | RYB | VCBJ/PCE/J00161 | D-CBJ-C16-0533 | PENGGUNA HT
384304566 | TNB | DISTRIBUTION | WP PUTRAJAYA & CYBERJAYA | Existing | 11 kV | PE MV TERMINAL | RYB | VCBJ/PCE/J00161 | D-CBJ-C16-0533 | CBJ23401 PE 23.40 ECLIP TOWER 1
384304571 | TNB | DISTRIBUTION | WP PUTRAJAYA & CYBERJAYA | Existing | 11 kV | PE MV TERMINAL | RYB | VCBJ/PCE/J00162 | D-CBJ-C16-0533 | C24346 : SS 24.34 TAMARIND SQ F2
384304577 | TNB | DISTRIBUTION | WP PUTRAJAYA & CYBERJAYA | Existing | 11 kV | PE MV TERMINAL | RYB | VCBJ/PCE/J00162 | D-CBJ-C16-0533 | PENGGUNA HT
384304598 | TNB | DISTRIBUTION | WP PUTRAJAYA & CYBERJAYA | Existing | 11 kV | PE MV TERMINAL | RYB | VCBJ/PCE/J00162 | D-CBJ-C16-0533 | CBJ23061 : PE 23.06 TEMP OSK
384304616 | TNB | DISTRIBUTION | WP PUTRAJAYA & CYBERJAYA | Existing | 11 kV | PE MV TERMINAL | RYB | VPTJ/PCE/J00421 | D-PTJ-C15-0992 | PPU PTJ17 : VCB 11
384304622 | TNB | DISTRIBUTION | WP PUTRAJAYA & CYBERJAYA | Existing | 11 kV | PE MV TERMINAL | RYB | VPTJ/PCE/J00421 | D-PTJ-C15-0992 | SPARE
384304643 | TNB | DISTRIBUTION | WP PUTRAJAYA & CYBERJAYA | Existing | 11 kV | PE MV TERMINAL | RYB | VPTJ/PCE/J00421 | D-PTJ-C15-0992 | P02161: SS 2.16 MENARA PJH (2C1) (F1)
384304648 | TNB | DISTRIBUTION | WP PUTRAJAYA & CYBERJAYA | Existing | 11 kV | PE MV TERMINAL | RYB | VPTJ/PCE/J00422 | D-PTJ-C15-0992 | PPU PTJ17 : VCB 12
384304654 | TNB | DISTRIBUTION | WP PUTRAJAYA & CYBERJAYA | Existing | 11 kV | PE MV TERMINAL | RYB | VPTJ/PCE/J00422 | D-PTJ-C15-0992 | PENGGUNA HT
384304675 | TNB | DISTRIBUTION | WP PUTRAJAYA & CYBERJAYA | Existing | 11 kV | PE MV TERMINAL | RYB | VPTJ/PCE/J00422 | D-PTJ-C15-0992 | P02164 : SS 2.16 MENARA PJH (2C1) (F2)
385025819 | TNB | DISTRIBUTION | WP PUTRAJAYA & CYBERJAYA | Existing | 11 kV | PE MV TERMINAL | RYB |  |  | P17084 PE 17.08 BLOK E 17RK2 (F2)
385025820 | TNB | DISTRIBUTION | WP PUTRAJAYA & CYBERJAYA | Existing | 11 kV | PE MV TERMINAL | RYB |  |  | P17058 PE 17.05 RK 1-2 (F2)
385025823 | TNB | DISTRIBUTION | WP PUTRAJAYA & CYBERJAYA | Existing | 11 kV | PE MV TERMINAL | RYB |  |  | TX 1000kVA
385026628 | TNB | DISTRIBUTION | WP PUTRAJAYA & CYBERJAYA | Existing | 11 kV | PE MV TERMINAL | RYB | VCBJ/PCE/J00166 | D-CBJ-C16-0566 | TX1-1000kVA
385026635 | TNB | DISTRIBUTION | WP PUTRAJAYA & CYBERJAYA | Existing | 11 kV | PE MV TERMINAL | RYB | VCBJ/PCE/J00166 | D-CBJ-C16-0566 | CBJ24401 PE 24.40 LAMAN VIEW
385026643 | TNB | DISTRIBUTION | WP PUTRAJAYA & CYBERJAYA | Existing | 11 kV | PE MV TERMINAL | RYB | VCBJ/PCE/J00166 | D-CBJ-C16-0566 | CBJ24392 D-CBJ-C16-0568
385026653 | TNB | DISTRIBUTION | WP PUTRAJAYA & CYBERJAYA | Existing | 11 kV | PE MV TERMINAL | RYB | VCBJ/PCE/J00166 | D-CBJ-C16-0566 | TX2-1000kVA
386017718 | TNB | DISTRIBUTION | WP PUTRAJAYA & CYBERJAYA | Existing | 11 kV | PE MV TERMINAL | RYB | VPTJ/PCE/J00448 | D-PTJ-C16-1076 | P02221 SS 2.22 2C2 (F1)
386017724 | TNB | DISTRIBUTION | WP PUTRAJAYA & CYBERJAYA | Existing | 11 kV | PE MV TERMINAL | RYB | VPTJ/PCE/J00448 | D-PTJ-C16-1076 | HT CUSTOMER
386017745 | TNB | DISTRIBUTION | WP PUTRAJAYA & CYBERJAYA | Existing | 11 kV | PE MV TERMINAL | RYB | VPTJ/PCE/J00448 | D-PTJ-C16-1076 | P02162 SS 2.16 MENARA PJH (2C1) (F1)
386017750 | TNB | DISTRIBUTION | WP PUTRAJAYA & CYBERJAYA | Existing | 11 kV | PE MV TERMINAL | RYB | VPTJ/PCE/J00449 | D-PTJ-C16-1076 | P02224 SS 2.22 2C2 (F2)
386017756 | TNB | DISTRIBUTION | WP PUTRAJAYA & CYBERJAYA | Existing | 11 kV | PE MV TERMINAL | RYB | VPTJ/PCE/J00449 | D-PTJ-C16-1076 | HT CUSTOMER
386017777 | TNB | DISTRIBUTION | WP PUTRAJAYA & CYBERJAYA | Existing | 11 kV | PE MV TERMINAL | RYB | VPTJ/PCE/J00449 | D-PTJ-C16-1076 | P02165 SS 2.16 MENARA PJH (2C1) (F2)
388861014 | TNB | DISTRIBUTION | WP PUTRAJAYA & CYBERJAYA | Existing | 11 kV | PE MV TERMINAL | RYB | VCBJ/PCE/J24051 | PE 24.05 SYMPHONY HILLS 3 | TX2-1000KVA
389013163 | TNB | DISTRIBUTION | WP PUTRAJAYA & CYBERJAYA | Existing | 11 kV | PE MV TERMINAL | RYB | VCBJ/PCE/J24061 | PE 24.06 SYMPHONY HILLS 1 | TX-500KVA
389422875 | TNB | DISTRIBUTION | WP PUTRAJAYA & CYBERJAYA | Existing | 11 kV | PE MV TERMINAL | RYB | VCBJ/PCE/J21811 | SS 21.81 SHAFBURY-MLCP CAR PARK F1 | PENGGUNA HT 11KV
389470109 | TNB | DISTRIBUTION | WP PUTRAJAYA & CYBERJAYA | Existing | 11 kV | PE MV TERMINAL | RYB | VCBJ/PCE/J00170 | D-CBJ-C15-0506 | N/A
389470110 | TNB | DISTRIBUTION | WP PUTRAJAYA & CYBERJAYA | Existing | 11 kV | PE MV TERMINAL | RYB | VCBJ/PCE/J00170 | D-CBJ-C15-0506 | N/A
389470113 | TNB | DISTRIBUTION | WP PUTRAJAYA & CYBERJAYA | Existing | 11 kV | PE MV TERMINAL | RYB | VCBJ/PCE/J00170 | D-CBJ-C15-0506 | TX1- 1000KVA
389527942 | TNB | DISTRIBUTION | WP PUTRAJAYA & CYBERJAYA | Existing | 11 kV | PE MV TERMINAL | RYB | VCBJ/PCE/J21751 | PE 21.75 LAKEVIEW WEST 1 | TX-1000KVA
389528360 | TNB | DISTRIBUTION | WP PUTRAJAYA & CYBERJAYA | Existing | 11 kV | PE MV TERMINAL | RYB | VCBJ/PCE/J21741 | PE 21.74 LAKE VIEW WEST 2 | TX-1000KVA
390114631 | TNB | DISTRIBUTION | WP PUTRAJAYA & CYBERJAYA | Existing | 11 kV | PE MV TERMINAL | RYB | VPTJ/PCE/J14092 | PE 14.09 PERUMAHAN 14-4 (F2) | PTJ14083 PE 14.08 Perumahan 14-10 (F1)
390114632 | TNB | DISTRIBUTION | WP PUTRAJAYA & CYBERJAYA | Existing | 11 kV | PE MV TERMINAL | RYB | VPTJ/PCE/J14092 | PE 14.09 PERUMAHAN 14-4 (F2) | P14072 PE 14.07 Perumahan 14-5B (F1)
390114635 | TNB | DISTRIBUTION | WP PUTRAJAYA & CYBERJAYA | Existing | 11 kV | PE MV TERMINAL | RYB | VPTJ/PCE/J14092 | PE 14.09 PERUMAHAN 14-4 (F2) | TX1-1000KVA
390320308 | TNB | DISTRIBUTION | WP PUTRAJAYA & CYBERJAYA | Existing | 11 kV | PE MV TERMINAL | RYB | VCBJ/PCE/J22861 | PE 22.86 NEO CYBER BLOK D | TX2-1000KVA
390865659 | TNB | DISTRIBUTION | WP PUTRAJAYA & CYBERJAYA | Existing | 11 kV | PE MV TERMINAL | RYB |  |  | PTJ11182 PE 11.18 P11 H/1 TERES (EFI) (F1)
390865660 | TNB | DISTRIBUTION | WP PUTRAJAYA & CYBERJAYA | Existing | 11 kV | PE MV TERMINAL | RYB |  |  | PTJ11281 PE 11.28 APT ZON 6B (F1)
390865663 | TNB | DISTRIBUTION | WP PUTRAJAYA & CYBERJAYA | Existing | 11 kV | PE MV TERMINAL | RYB |  |  | TX1-1000KVA

## Output
Id | Owner Type | Owner Name | Operational Area | Status | Nominal Voltage | Type | Phasing | Substation Functional Location | Substation Name | Label | Remarks | Check | Detail
15475582 | TNB | DISTRIBUTION | WP PUTRAJAYA & CYBERJAYA | Existing | 11 kV | PE MV TERMINAL | RYB | VPTJ/PCE/J11171 | PE 11.17 ZON 7B (F1) | MSB PENGGUNA 1 |  | Pass | null
15475585 | TNB | DISTRIBUTION | WP PUTRAJAYA & CYBERJAYA | Existing | 11 kV | PE MV TERMINAL | RYB | VPTJ/PCE/J11171 | PE 11.17 ZON 7B (F1) | PTJ11142 (NOP) : PE 11.14 APT BLOK C (F1) |  | Pass | null
15475586 | TNB | DISTRIBUTION | WP PUTRAJAYA & CYBERJAYA | Existing | 11 kV | PE MV TERMINAL | RYB | VPTJ/PCE/J11171 | PE 11.17 ZON 7B (F1) | PTJ11181 : PE 11.18 P11 H/3 TERES (F1) |  | Pass | null
15475598 | TNB | DISTRIBUTION | WP PUTRAJAYA & CYBERJAYA | Existing | 11 kV | PE MV TERMINAL | RYB | VPTJ/PCE/J11172 | PE 11.17 ZON 7B (F2) | TX2 - 1000KVA |  | Pass | null
15475601 | TNB | DISTRIBUTION | WP PUTRAJAYA & CYBERJAYA | Existing | 11 kV | PE MV TERMINAL | RYB | VPTJ/PCE/J11172 | PE 11.17 ZON 7B (F2) | PTJ11145 [OFF] : PE 11.14 APT BLOK C (F2) |  | Pass | null
15475602 | TNB | DISTRIBUTION | WP PUTRAJAYA & CYBERJAYA | Existing | 11 kV | PE MV TERMINAL | RYB | VPTJ/PCE/J11172 | PE 11.17 ZON 7B (F2) | PTJ11184 : PE 11.18 P11 H/3 TERES (F2) |  | Pass | null
30891130 | TNB | DISTRIBUTION | WP PUTRAJAYA & CYBERJAYA | Existing | 11 kV | PE MV TERMINAL | Unknown |  |  | PENGGUNA F2 |  | Fail | Please check "Phasing"
35361479 | TNB | DISTRIBUTION | WP PUTRAJAYA & CYBERJAYA | Existing | 11 kV | PE MV TERMINAL | Unknown |  |  | PJ4-3 PPU 4 PJ |  | Fail | Please check "Phasing"
35361492 | TNB | DISTRIBUTION | WP PUTRAJAYA & CYBERJAYA | Existing | 11 kV | PE MV TERMINAL | Unknown |  |  | P01575 PE 1.57 |  | Fail | Please check "Phasing"
35361498 | TNB | DISTRIBUTION | WP PUTRAJAYA & CYBERJAYA | Existing | 11 kV | PE MV TERMINAL | Unknown |  |  | TX 2 |  | Fail | Please check "Phasing"
35386877 | TNB | DISTRIBUTION | WP PUTRAJAYA & CYBERJAYA | Existing | 11 kV | PE MV TERMINAL | Unknown |  |  | P01536 PE 1.53 |  | Fail | Please check "Phasing"
35386882 | TNB | DISTRIBUTION | WP PUTRAJAYA & CYBERJAYA | Existing | 11 kV | PE MV TERMINAL | Unknown |  |  | TX 2 |  | Fail | Please check "Phasing"
35386890 | TNB | DISTRIBUTION | WP PUTRAJAYA & CYBERJAYA | Existing | 11 kV | PE MV TERMINAL | Unknown |  |  | P01564 PE 1.56 |  | Fail | Please check "Phasing"
35399759 | TNB | DISTRIBUTION | WP PUTRAJAYA & CYBERJAYA | Existing | 11 kV | PE MV TERMINAL | Unknown |  |  | P01574 PE 1.57 |  | Fail | Please check "Phasing"
35399779 | TNB | DISTRIBUTION | WP PUTRAJAYA & CYBERJAYA | Existing | 11 kV | PE MV TERMINAL | Unknown |  |  | PENGGUNA F2 |  | Fail | Please check "Phasing"
35399780 | TNB | DISTRIBUTION | WP PUTRAJAYA & CYBERJAYA | Existing | 11 kV | PE MV TERMINAL | Unknown |  |  | P01547 PE 1.54 |  | Fail | Please check "Phasing"
35876398 | TNB | DISTRIBUTION | WP PUTRAJAYA & CYBERJAYA | Existing | 11 kV | PE MV TERMINAL | RYB | VCBJ/PCE/J22782 | SS 22.78 LHDN F2 | CBJ 22734 SS 22.73 - HP IT CAMPUS |  | Pass | null
35876406 | TNB | DISTRIBUTION | WP PUTRAJAYA & CYBERJAYA | Existing | 11 kV | PE MV TERMINAL | RYB | VCBJ/PCE/J22782 | SS 22.78 LHDN F2 | CBJ22404 PE 22.40 POLIS CJ (F2) |  | Pass | null
35876410 | TNB | DISTRIBUTION | WP PUTRAJAYA & CYBERJAYA | Existing | 11 kV | PE MV TERMINAL | RYB | VCBJ/PCE/J22782 | SS 22.78 LHDN F2 | PENGGUNA |  | Pass | null
36722293 | TNB | DISTRIBUTION | WP PUTRAJAYA & CYBERJAYA | Existing | 11 kV | PE MV TERMINAL | RYB | VCBJ/PCE/J21891 | PE 21.89 MYVILLA P2 PARCEL B | TX1- 1000KVA |  | Pass | null
36722296 | TNB | DISTRIBUTION | WP PUTRAJAYA & CYBERJAYA | Existing | 11 kV | PE MV TERMINAL | RYB | VCBJ/PCE/J21891 | PE 21.89 MYVILLA P2 PARCEL B | CBJ21884 : PE 21.88 MYVILLA P2 PARCEL A |  | Pass | null
36722297 | TNB | DISTRIBUTION | WP PUTRAJAYA & CYBERJAYA | Existing | 11 kV | PE MV TERMINAL | RYB | VCBJ/PCE/J21891 | PE 21.89 MYVILLA P2 PARCEL B | CBJ23231 : SS 23.23 GARDEN PLAZA F1 |  | Pass | null
36722308 | TNB | DISTRIBUTION | WP PUTRAJAYA & CYBERJAYA | Existing | 11 kV | PE MV TERMINAL | RYB | VCBJ/PCE/J21881 | PE 21.88 MYVILLA P2 PARCEL A | TX1- 1000KVA |  | Pass | null
36722311 | TNB | DISTRIBUTION | WP PUTRAJAYA & CYBERJAYA | Existing | 11 kV | PE MV TERMINAL | RYB | VCBJ/PCE/J21881 | PE 21.88 MYVILLA P2 PARCEL A | CBJ21974 : PE 21.97 MYVILLA P4 |  | Pass | null
36722312 | TNB | DISTRIBUTION | WP PUTRAJAYA & CYBERJAYA | Existing | 11 kV | PE MV TERMINAL | RYB | VCBJ/PCE/J21881 | PE 21.88 MYVILLA P2 PARCEL A | CBJ21891 : PE 21.89 MYVILLA P2 PARCEL B |  | Pass | null
256930569 | TNB | DISTRIBUTION | WP PUTRAJAYA & CYBERJAYA | Existing | 11 kV | PE MV TERMINAL | Unknown | VPTJ/PCE/J11282 | PE 11.28 APT ZON 6B (F2) | TX4- 1000KVA |  | Fail | Please check "Phasing"
256930571 | TNB | DISTRIBUTION | WP PUTRAJAYA & CYBERJAYA | Existing | 11 kV | PE MV TERMINAL | Unknown | VPTJ/PCE/J11282 | PE 11.28 APT ZON 6B (F2) | PTJ11364 : PE 11.36 P11K/13 (F2) |  | Fail | Please check "Phasing"
256930578 | TNB | DISTRIBUTION | WP PUTRAJAYA & CYBERJAYA | Existing | 11 kV | PE MV TERMINAL | Unknown | VPTJ/PCE/J11282 | PE 11.28 APT ZON 6B (F2) | PTJ11185 : PE 11.18 P11 H/3 TERES (F2) |  | Fail | Please check "Phasing"
256930581 | TNB | DISTRIBUTION | WP PUTRAJAYA & CYBERJAYA | Existing | 11 kV | PE MV TERMINAL | Unknown | VPTJ/PCE/J11282 | PE 11.28 APT ZON 6B (F2) | TX3- 1000KVA |  | Fail | Please check "Phasing"
256930583 | TNB | DISTRIBUTION | WP PUTRAJAYA & CYBERJAYA | Existing | 11 kV | PE MV TERMINAL | Unknown | VPTJ/PCE/J11281 | PE 11.28 APT ZON 6B (F1) | PTJ11361 : PE 11.36 P11K/13 (F1) |  | Fail | Please check "Phasing"
256930596 | TNB | DISTRIBUTION | WP PUTRAJAYA & CYBERJAYA | Existing | 11 kV | PE MV TERMINAL | Unknown | VPTJ/PCE/J11281 | PE 11.28 APT ZON 6B (F1) | TX2- 1000KVA |  | Fail | Please check "Phasing"
256930598 | TNB | DISTRIBUTION | WP PUTRAJAYA & CYBERJAYA | Existing | 11 kV | PE MV TERMINAL | Unknown | VPTJ/PCE/J11281 | PE 11.28 APT ZON 6B (F1) | P11792 PE 11.79 TEMP TSR BINA |  | Fail | Please check "Phasing"
256930601 | TNB | DISTRIBUTION | WP PUTRAJAYA & CYBERJAYA | Existing | 11 kV | PE MV TERMINAL | Unknown | VPTJ/PCE/J11281 | PE 11.28 APT ZON 6B (F1) | TX1- 1000KVA |  | Fail | Please check "Phasing"
257015488 | TNB | DISTRIBUTION | WP PUTRAJAYA & CYBERJAYA | Existing | 11 kV | PE MV TERMINAL | Unknown | VPTJ/PCE/J14031 | PE 14.03 C/S S/L | PTJ14224 PE 14.22 KOMPLEKS SEK. MEN. (F2) |  | Fail | Please check "Phasing"
257015491 | TNB | DISTRIBUTION | WP PUTRAJAYA & CYBERJAYA | Existing | 11 kV | PE MV TERMINAL | Unknown | VPTJ/PCE/J14031 | PE 14.03 C/S S/L | TX1-500kVA |  | Fail | Please check "Phasing"
257015493 | TNB | DISTRIBUTION | WP PUTRAJAYA & CYBERJAYA | Existing | 11 kV | PE MV TERMINAL | Unknown | VPTJ/PCE/J14031 | PE 14.03 C/S S/L | PE14.05 PTJ14052 |  | Fail | Please check "Phasing"
257015515 | TNB | DISTRIBUTION | WP PUTRAJAYA & CYBERJAYA | Existing | 11 kV | PE MV TERMINAL | Unknown | VPTJ/PCE/J15021 | PE 15.02 RD F 1 | PTJ15012 SS 15.01 PS 6 |  | Fail | Please check "Phasing"
257015518 | TNB | DISTRIBUTION | WP PUTRAJAYA & CYBERJAYA | Existing | 11 kV | PE MV TERMINAL | Unknown | VPTJ/PCE/J15021 | PE 15.02 RD F 1 | TX1-1000KVA |  | Fail | Please check "Phasing"
257015520 | TNB | DISTRIBUTION | WP PUTRAJAYA & CYBERJAYA | Existing | 11 kV | PE MV TERMINAL | Unknown | VPTJ/PCE/J15021 | PE 15.02 RD F 1 | PTJ01681 PE 1.68 TEMP PLOT Z1 & Z2 |  | Fail | Please check "Phasing"
257017809 | TNB | DISTRIBUTION | WP PUTRAJAYA & CYBERJAYA | Existing | 11 kV | PE MV TERMINAL | Unknown | VPTJ/PCE/J11452 | PE 11.45 SEK MEN (F2) | TX2- 1000KVA |  | Fail | Please check "Phasing"
257017811 | TNB | DISTRIBUTION | WP PUTRAJAYA & CYBERJAYA | Existing | 11 kV | PE MV TERMINAL | Unknown | VPTJ/PCE/J11452 | PE 11.45 SEK MEN (F2) | PTJ11354 : PE 11.35 P11K/3 (F2) |  | Fail | Please check "Phasing"
257017814 | TNB | DISTRIBUTION | WP PUTRAJAYA & CYBERJAYA | Existing | 11 kV | PE MV TERMINAL | Unknown | VPTJ/PCE/J11451 | PE 11.45 SEK MEN (F1) | TX1- 1000KVA |  | Fail | Please check "Phasing"
257017816 | TNB | DISTRIBUTION | WP PUTRAJAYA & CYBERJAYA | Existing | 11 kV | PE MV TERMINAL | Unknown | VPTJ/PCE/J11452 | PE 11.45 SEK MEN (F2) | PTJ11305 : PE 11.30 SMART SCHOOL PRE 11 (F2) |  | Fail | Please check "Phasing"
257017818 | TNB | DISTRIBUTION | WP PUTRAJAYA & CYBERJAYA | Existing | 11 kV | PE MV TERMINAL | Unknown | VPTJ/PCE/J11451 | PE 11.45 SEK MEN (F1) | PTJ11302 : PE 11.30 SMART SCHOOL PRE 11 (F1) |  | Fail | Please check "Phasing"
257017820 | TNB | DISTRIBUTION | WP PUTRAJAYA & CYBERJAYA | Existing | 11 kV | PE MV TERMINAL | Unknown | VPTJ/PCE/J11451 | PE 11.45 SEK MEN (F1) | PE 11.35 P11K/3 (F1): PTJ11351 |  | Fail | Please check "Phasing"
257021905 | TNB | DISTRIBUTION | WP PUTRAJAYA & CYBERJAYA | Existing | 11 kV | PE MV TERMINAL | Unknown | VPTJ/PCE/J11302 | PE 11.30 SEK REN (EFI) (F2) | TX2- 1000KVA |  | Fail | Please check "Phasing"
257021907 | TNB | DISTRIBUTION | WP PUTRAJAYA & CYBERJAYA | Existing | 11 kV | PE MV TERMINAL | Unknown | VPTJ/PCE/J11302 | PE 11.30 SEK REN (EFI) (F2) | PTJ11454 : PE 11.45 SMART SCHOOL (F2) |  | Fail | Please check "Phasing"
257021910 | TNB | DISTRIBUTION | WP PUTRAJAYA & CYBERJAYA | Existing | 11 kV | PE MV TERMINAL | Unknown | VPTJ/PCE/J11301 | PE 11.30 SEK REN (EFI) (F1) | TX1- 1000KVA |  | Fail | Please check "Phasing"
257021912 | TNB | DISTRIBUTION | WP PUTRAJAYA & CYBERJAYA | Existing | 11 kV | PE MV TERMINAL | Unknown | VPTJ/PCE/J11302 | PE 11.30 SEK REN (EFI) (F2) | PTJ11365 : PE 11.36 P11K/13 (F2) |  | Fail | Please check "Phasing"
257021914 | TNB | DISTRIBUTION | WP PUTRAJAYA & CYBERJAYA | Existing | 11 kV | PE MV TERMINAL | Unknown | VPTJ/PCE/J11301 | PE 11.30 SEK REN (EFI) (F1) | PTJ11362 : PE 11.36 P11K/13 (F1) |  | Fail | Please check "Phasing"
257021916 | TNB | DISTRIBUTION | WP PUTRAJAYA & CYBERJAYA | Existing | 11 kV | PE MV TERMINAL | Unknown | VPTJ/PCE/J11301 | PE 11.30 SEK REN (EFI) (F1) | PTJ11451 : PE 11.45 SMART SCHOOL (F1) |  | Fail | Please check "Phasing"
257030866 | TNB | DISTRIBUTION | WP PUTRAJAYA & CYBERJAYA | Existing | 11 kV | PE MV TERMINAL | Unknown | VPTJ/PCE/J02061 | PE 2.06 PS 15 (F1) | PTJ02252 PE 2.25 FORMULA E A |  | Fail | Please check "Phasing"
257030869 | TNB | DISTRIBUTION | WP PUTRAJAYA & CYBERJAYA | Existing | 11 kV | PE MV TERMINAL | Unknown | VPTJ/PCE/J02061 | PE 2.06 PS 15 (F1) | TX1-1000kVA |  | Fail | Please check "Phasing"
257030871 | TNB | DISTRIBUTION | WP PUTRAJAYA & CYBERJAYA | Existing | 11 kV | PE MV TERMINAL | Unknown | VPTJ/PCE/J02061 | PE 2.06 PS 15 (F1) | PTJ02072 PE 2.07 INSIDE PPU18 (F1) |  | Fail | Please check "Phasing"
257031324 | TNB | DISTRIBUTION | WP PUTRAJAYA & CYBERJAYA | Existing | 11 kV | PE MV TERMINAL | Unknown | VPTJ/PCE/J04011 | PE 4.01 4G3 (F1) | PTJ03061 SS 3.06 3C4 (F1) |  | Fail | Please check "Phasing"
257031325 | TNB | DISTRIBUTION | WP PUTRAJAYA & CYBERJAYA | Existing | 11 kV | PE MV TERMINAL | Unknown | VPTJ/PCE/J04011 | PE 4.01 4G3 (F1) | PENGGUNA HT F1 |  | Fail | Please check "Phasing"
257031328 | TNB | DISTRIBUTION | WP PUTRAJAYA & CYBERJAYA | Existing | 11 kV | PE MV TERMINAL | Unknown | VPTJ/PCE/J04011 | PE 4.01 4G3 (F1) | TX1-1000kVA |  | Fail | Please check "Phasing"
257031336 | TNB | DISTRIBUTION | WP PUTRAJAYA & CYBERJAYA | Existing | 11 kV | PE MV TERMINAL | Unknown | VPTJ/PCE/J04011 | PE 4.01 4G3 (F1) | PTJ04202 SS 4.20 4U2 GDC (F1) |  | Fail | Please check "Phasing"
257035871 | TNB | DISTRIBUTION | WP PUTRAJAYA & CYBERJAYA | Existing | 11 kV | PE MV TERMINAL | Unknown |  |  | P08024 PE8.02 |  | Fail | Please check "Phasing"
257035873 | TNB | DISTRIBUTION | WP PUTRAJAYA & CYBERJAYA | Existing | 11 kV | PE MV TERMINAL | Unknown |  |  | PTJ2-12 PPU 2 PJ |  | Fail | Please check "Phasing"
257035876 | TNB | DISTRIBUTION | WP PUTRAJAYA & CYBERJAYA | Existing | 11 kV | PE MV TERMINAL | Unknown |  |  |  |  | Fail | Please check "Phasing"
257035979 | TNB | DISTRIBUTION | WP PUTRAJAYA & CYBERJAYA | Existing | 11 kV | PE MV TERMINAL | Unknown |  |  | P08215 PE8.21 |  | Fail | Please check "Phasing"
257035981 | TNB | DISTRIBUTION | WP PUTRAJAYA & CYBERJAYA | Existing | 11 kV | PE MV TERMINAL | Unknown |  |  | PJ 5-9 PPU 5 PJ |  | Fail | Please check "Phasing"
257035984 | TNB | DISTRIBUTION | WP PUTRAJAYA & CYBERJAYA | Existing | 11 kV | PE MV TERMINAL | Unknown |  |  | TX2 |  | Fail | Please check "Phasing"
257039940 | TNB | DISTRIBUTION | WP PUTRAJAYA & CYBERJAYA | Existing | 11 kV | PE MV TERMINAL | Unknown | VPTJ/PCE/J14221 | PE 14.22 KOMPLEKS SEK MEN (F1) | TX1-P14222 |  | Fail | Please check "Phasing"
257039942 | TNB | DISTRIBUTION | WP PUTRAJAYA & CYBERJAYA | Existing | 11 kV | PE MV TERMINAL | Unknown | VPTJ/PCE/J14221 | PE 14.22 KOMPLEKS SEK MEN (F1) | PTJ14334 PE 14.33 (F2) |  | Fail | Please check "Phasing"
257039944 | TNB | DISTRIBUTION | WP PUTRAJAYA & CYBERJAYA | Existing | 11 kV | PE MV TERMINAL | Unknown | VPTJ/PCE/J14221 | PE 14.22 KOMPLEKS SEK MEN (F1) | PE14.05 PTJ14053 |  | Fail | Please check "Phasing"
257042431 | TNB | DISTRIBUTION | WP PUTRAJAYA & CYBERJAYA | Existing | 11 kV | PE MV TERMINAL | Unknown |  |  | P09054 PE 9.05 |  | Fail | Please check "Phasing"
257042433 | TNB | DISTRIBUTION | WP PUTRAJAYA & CYBERJAYA | Existing | 11 kV | PE MV TERMINAL | Unknown |  |  | P09035 PE 9.03 |  | Fail | Please check "Phasing"
257042436 | TNB | DISTRIBUTION | WP PUTRAJAYA & CYBERJAYA | Existing | 11 kV | PE MV TERMINAL | Unknown |  |  | TX2 |  | Fail | Please check "Phasing"
257046935 | TNB | DISTRIBUTION | WP PUTRAJAYA & CYBERJAYA | Existing | 11 kV | PE MV TERMINAL | Unknown |  |  | P09034 PE 9.03 |  | Fail | Please check "Phasing"
257046937 | TNB | DISTRIBUTION | WP PUTRAJAYA & CYBERJAYA | Existing | 11 kV | PE MV TERMINAL | Unknown |  |  | P09015 PE 9.01 |  | Fail | Please check "Phasing"
257046940 | TNB | DISTRIBUTION | WP PUTRAJAYA & CYBERJAYA | Existing | 11 kV | PE MV TERMINAL | Unknown |  |  | TX2 |  | Fail | Please check "Phasing"
257204214 | TNB | DISTRIBUTION | WP PUTRAJAYA & CYBERJAYA | Existing | 11 kV | PE MV TERMINAL | Unknown | VCBJ/PCE/J22402 | PE 22.40 POLIS CJ F2 | CBJ22785 SS 22.78 LHDN (F2) |  | Fail | Please check "Phasing"
257204216 | TNB | DISTRIBUTION | WP PUTRAJAYA & CYBERJAYA | Existing | 11 kV | PE MV TERMINAL | Unknown | VCBJ/PCE/J22402 | PE 22.40 POLIS CJ F2 | C24472 PE 24.47 MASRECA A |  | Fail | Please check "Phasing"
257204219 | TNB | DISTRIBUTION | WP PUTRAJAYA & CYBERJAYA | Existing | 11 kV | PE MV TERMINAL | Unknown | VCBJ/PCE/J22402 | PE 22.40 POLIS CJ F2 | TX2-1000 KVA |  | Fail | Please check "Phasing"
257204222 | TNB | DISTRIBUTION | WP PUTRAJAYA & CYBERJAYA | Existing | 11 kV | PE MV TERMINAL | Unknown | VCBJ/PCE/J22401 | PE 22.40 POLIS CJ F1 | TX1-1000 KVA |  | Fail | Please check "Phasing"
257204224 | TNB | DISTRIBUTION | WP PUTRAJAYA & CYBERJAYA | Existing | 11 kV | PE MV TERMINAL | Unknown | VCBJ/PCE/J22401 | PE 22.40 POLIS CJ F1 | C24482 PE C24482 MESRECA B |  | Fail | Please check "Phasing"
257204226 | TNB | DISTRIBUTION | WP PUTRAJAYA & CYBERJAYA | Existing | 11 kV | PE MV TERMINAL | Unknown | VCBJ/PCE/J22401 | PE 22.40 POLIS CJ F1 | CBJ22551 SS 22.78 LHDN (F1) |  | Fail | Please check "Phasing"
257336467 | TNB | DISTRIBUTION | WP PUTRAJAYA & CYBERJAYA | Existing | 11 kV | PE MV TERMINAL | Unknown |  |  | P09084 PE 9.08 |  | Fail | Please check "Phasing"
257336469 | TNB | DISTRIBUTION | WP PUTRAJAYA & CYBERJAYA | Existing | 11 kV | PE MV TERMINAL | Unknown |  |  | P09064 PE 9.06 |  | Fail | Please check "Phasing"
257336472 | TNB | DISTRIBUTION | WP PUTRAJAYA & CYBERJAYA | Existing | 11 kV | PE MV TERMINAL | Unknown |  |  | TX2 |  | Fail | Please check "Phasing"
257353088 | TNB | DISTRIBUTION | WP PUTRAJAYA & CYBERJAYA | Existing | 11 kV | PE MV TERMINAL | Unknown | VPTJ/PCE/J11182 | PE 11.18 P11 H/1 TERES (EFI) (F2) | TX2- 1000KVA |  | Fail | Please check "Phasing"
257353090 | TNB | DISTRIBUTION | WP PUTRAJAYA & CYBERJAYA | Existing | 11 kV | PE MV TERMINAL | Unknown | VPTJ/PCE/J11182 | PE 11.18 P11 H/1 TERES (EFI) (F2) | PTJ11285 : PE 11.28 APT ZON 6B (F2) |  | Fail | Please check "Phasing"
257353093 | TNB | DISTRIBUTION | WP PUTRAJAYA & CYBERJAYA | Existing | 11 kV | PE MV TERMINAL | Unknown | VPTJ/PCE/J11181 | PE 11.18 P11 H/1 TERES (EFI) (F1) | TX1- 1000KVA |  | Fail | Please check "Phasing"
257353095 | TNB | DISTRIBUTION | WP PUTRAJAYA & CYBERJAYA | Existing | 11 kV | PE MV TERMINAL | Unknown | VPTJ/PCE/J11182 | PE 11.18 P11 H/1 TERES (EFI) (F2) | PTJ11175 : PE 11.17 ZON 7B (F2) |  | Fail | Please check "Phasing"
257353097 | TNB | DISTRIBUTION | WP PUTRAJAYA & CYBERJAYA | Existing | 11 kV | PE MV TERMINAL | Unknown | VPTJ/PCE/J11181 | PE 11.18 P11 H/1 TERES (EFI) (F1) | PTJ11172 : PE 11.17 APT ZON 7B (F1) |  | Fail | Please check "Phasing"
257353099 | TNB | DISTRIBUTION | WP PUTRAJAYA & CYBERJAYA | Existing | 11 kV | PE MV TERMINAL | Unknown | VPTJ/PCE/J11181 | PE 11.18 P11 H/1 TERES (EFI) (F1) | P11791 PE 11.79 TEMP TSR BINA |  | Fail | Please check "Phasing"
257370536 | TNB | DISTRIBUTION | WP PUTRAJAYA & CYBERJAYA | Existing | 11 kV | PE MV TERMINAL | Unknown |  |  | P09155 PE 9.15 |  | Fail | Please check "Phasing"
257370539 | TNB | DISTRIBUTION | WP PUTRAJAYA & CYBERJAYA | Existing | 11 kV | PE MV TERMINAL | Unknown |  |  | TX2 |  | Fail | Please check "Phasing"
257370541 | TNB | DISTRIBUTION | WP PUTRAJAYA & CYBERJAYA | Existing | 11 kV | PE MV TERMINAL | Unknown |  |  | P09174 PE 9.17 |  | Fail | Please check "Phasing"
257427452 | TNB | DISTRIBUTION | WP PUTRAJAYA & CYBERJAYA | Existing | 11 kV | PE MV TERMINAL | Unknown | VPTJ/PCE/J11362 | PE 11.36 P11 K/13 TERES (F2) | TX2- 1000KVA |  | Fail | Please check "Phasing"
257427454 | TNB | DISTRIBUTION | WP PUTRAJAYA & CYBERJAYA | Existing | 11 kV | PE MV TERMINAL | Unknown | VPTJ/PCE/J11362 | PE 11.36 P11 K/13 TERES (F2) | PTJ11304 : PE 11.30 SMART SCHOOL PRE 11 (F2) |  | Fail | Please check "Phasing"
257427457 | TNB | DISTRIBUTION | WP PUTRAJAYA & CYBERJAYA | Existing | 11 kV | PE MV TERMINAL | Unknown | VPTJ/PCE/J11361 | PE 11.36 P11 K/13 TERES (F1) | TX1- 1000KVA |  | Fail | Please check "Phasing"
257427459 | TNB | DISTRIBUTION | WP PUTRAJAYA & CYBERJAYA | Existing | 11 kV | PE MV TERMINAL | Unknown | VPTJ/PCE/J11362 | PE 11.36 P11 K/13 TERES (F2) | PTJ11288 : PE 11.28 APT ZON 6B (F2) |  | Fail | Please check "Phasing"
257427461 | TNB | DISTRIBUTION | WP PUTRAJAYA & CYBERJAYA | Existing | 11 kV | PE MV TERMINAL | Unknown | VPTJ/PCE/J11361 | PE 11.36 P11 K/13 TERES (F1) | PTJ11284 : PE 11.28 APT ZON 6B (F1) |  | Fail | Please check "Phasing"
257427463 | TNB | DISTRIBUTION | WP PUTRAJAYA & CYBERJAYA | Existing | 11 kV | PE MV TERMINAL | Unknown | VPTJ/PCE/J11361 | PE 11.36 P11 K/13 TERES (F1) | PTJ11301 : PE 11.30 SMART SCHOOL PRE 11 (F1) |  | Fail | Please check "Phasing"
257437217 | TNB | DISTRIBUTION | WP PUTRAJAYA & CYBERJAYA | Existing | 11 kV | PE MV TERMINAL | Unknown | VPTJ/PCE/J05031 | PE 5.03 BR.6 S. GEMILANG | PMU SSWW CB2 |  | Fail | Please check "Phasing"
257437220 | TNB | DISTRIBUTION | WP PUTRAJAYA & CYBERJAYA | Existing | 11 kV | PE MV TERMINAL | Unknown | VPTJ/PCE/J05031 | PE 5.03 BR.6 S. GEMILANG | TX1-1000kVA |  | Fail | Please check "Phasing"
257437222 | TNB | DISTRIBUTION | WP PUTRAJAYA & CYBERJAYA | Existing | 11 kV | PE MV TERMINAL | Unknown | VPTJ/PCE/J05031 | PE 5.03 BR.6 S. GEMILANG | PTJ05041 PE 5.04 PADAT S/L |  | Fail | Please check "Phasing"
257471782 | TNB | DISTRIBUTION | WP PUTRAJAYA & CYBERJAYA | Existing | 11 kV | PE MV TERMINAL | Unknown | VPTJ/PCE/J11352 | PE 11.35 P11 K/3 TERES (EFI) (F2) | TX2- 1000KVA |  | Fail | Please check "Phasing"
257471784 | TNB | DISTRIBUTION | WP PUTRAJAYA & CYBERJAYA | Existing | 11 kV | PE MV TERMINAL | Unknown | VPTJ/PCE/J11352 | PE 11.35 P11 K/3 TERES (EFI) (F2) | CBJ21941 : PE 21.94 MYVILLA P3 PARCEL B |  | Fail | Please check "Phasing"
257471787 | TNB | DISTRIBUTION | WP PUTRAJAYA & CYBERJAYA | Existing | 11 kV | PE MV TERMINAL | Unknown | VPTJ/PCE/J11351 | PE 11.35 P11 K/3 TERES (EFI) (F1) | TX1-1000KVA |  | Fail | Please check "Phasing"
257471789 | TNB | DISTRIBUTION | WP PUTRAJAYA & CYBERJAYA | Existing | 11 kV | PE MV TERMINAL | Unknown | VPTJ/PCE/J11352 | PE 11.35 P11 K/3 TERES (EFI) (F2) | PTJ11455 : PE 11.45 SMART SCHOOL (F2) |  | Fail | Please check "Phasing"
257471791 | TNB | DISTRIBUTION | WP PUTRAJAYA & CYBERJAYA | Existing | 11 kV | PE MV TERMINAL | Unknown | VPTJ/PCE/J11351 | PE 11.35 P11 K/3 TERES (EFI) (F1) | PTJ11452 : PE 11.45 SMART SCHOOL (F1) |  | Fail | Please check "Phasing"
257471793 | TNB | DISTRIBUTION | WP PUTRAJAYA & CYBERJAYA | Existing | 11 kV | PE MV TERMINAL | Unknown | VPTJ/PCE/J11351 | PE 11.35 P11 K/3 TERES (EFI) (F1) | CBJ21972 : PE 21.97 MYVILLA P4 |  | Fail | Please check "Phasing"
257471878 | TNB | DISTRIBUTION | WP PUTRAJAYA & CYBERJAYA | Existing | 11 kV | PE MV TERMINAL | Unknown | VPTJ/PCE/J11011 | PE 11.01 RD 3 PER UTARA | PPU PTJ5 CB6 |  | Fail | Please check "Phasing"
257471881 | TNB | DISTRIBUTION | WP PUTRAJAYA & CYBERJAYA | Existing | 11 kV | PE MV TERMINAL | Unknown | VPTJ/PCE/J11011 | PE 11.01 RD 3 PER UTARA | TX1- 1000KVA |  | Fail | Please check "Phasing"
257471883 | TNB | DISTRIBUTION | WP PUTRAJAYA & CYBERJAYA | Existing | 11 kV | PE MV TERMINAL | Unknown | VPTJ/PCE/J11011 | PE 11.01 RD 3 PER UTARA | CBJ21832 : PE 21.83 PS14 ROAD D |  | Fail | Please check "Phasing"
257475671 | TNB | DISTRIBUTION | WP PUTRAJAYA & CYBERJAYA | Existing | 11 kV | PE MV TERMINAL | Unknown | VPTJ/PCE/J18011 | PE 18.01 WR2 | PTJ18176 PE 18.17 BLOK H 18R12 (F2) |  | Fail | Please check "Phasing"
257475674 | TNB | DISTRIBUTION | WP PUTRAJAYA & CYBERJAYA | Existing | 11 kV | PE MV TERMINAL | RYB | VPTJ/PCE/J18011 | PE 18.01 WR2 | TX1-1000kVA |  | Pass | null
257475676 | TNB | DISTRIBUTION | WP PUTRAJAYA & CYBERJAYA | Existing | 11 kV | PE MV TERMINAL | Unknown | VPTJ/PCE/J18011 | PE 18.01 WR2 | PPU PTJ17 CB 6 |  | Fail | Please check "Phasing"
257483713 | TNB | DISTRIBUTION | WP PUTRAJAYA & CYBERJAYA | Existing | 11 kV | PE MV TERMINAL | Unknown |  |  | P09085 PE 9.08 |  | Fail | Please check "Phasing"
257483715 | TNB | DISTRIBUTION | WP PUTRAJAYA & CYBERJAYA | Existing | 11 kV | PE MV TERMINAL | Unknown |  |  | P11011 PE 11.01 |  | Fail | Please check "Phasing"
257483718 | TNB | DISTRIBUTION | WP PUTRAJAYA & CYBERJAYA | Existing | 11 kV | PE MV TERMINAL | Unknown |  |  | TX2 |  | Fail | Please check "Phasing"
376966172 | TNB | DISTRIBUTION | WP PUTRAJAYA & CYBERJAYA | Existing | 11 kV | PE MV TERMINAL | RYB | VPTJ/PCE/J00412 | D-PTJ-C14-0878 | PE 9.50 DEPOH VSQC: PTJ09501 |  | Pass | null
376966178 | TNB | DISTRIBUTION | WP PUTRAJAYA & CYBERJAYA | Existing | 11 kV | PE MV TERMINAL | RYB | VPTJ/PCE/J00412 | D-PTJ-C14-0878 | PENGGUNA F1 |  | Pass | null
376966199 | TNB | DISTRIBUTION | WP PUTRAJAYA & CYBERJAYA | Existing | 11 kV | PE MV TERMINAL | RYB | VPTJ/PCE/J00412 | D-PTJ-C14-0878 | PPU PTJ5: VCB 11 |  | Pass | null
376966236 | TNB | DISTRIBUTION | WP PUTRAJAYA & CYBERJAYA | Existing | 11 kV | PE MV TERMINAL | RYB | VPTJ/PCE/J00413 | D-PTJ-C14-0878 | PTJ09315 PE 9.31 RUMAH TERES (EFI) (F2) |  | Pass | null
376966242 | TNB | DISTRIBUTION | WP PUTRAJAYA & CYBERJAYA | Existing | 11 kV | PE MV TERMINAL | RYB | VPTJ/PCE/J00413 | D-PTJ-C14-0878 | PENGGUNA F2 |  | Pass | null
376966263 | TNB | DISTRIBUTION | WP PUTRAJAYA & CYBERJAYA | Existing | 11 kV | PE MV TERMINAL | RYB | VPTJ/PCE/J00413 | D-PTJ-C14-0878 | PPU PTJ5: VCB 12 |  | Pass | null
376966281 | TNB | DISTRIBUTION | WP PUTRAJAYA & CYBERJAYA | Existing | 11 kV | PE MV TERMINAL | RYB | VPTJ/PCE/J00414 | D-PTJ-C17-0998 | PTJ18294 PE 18.29 SEK.REN.AGAMA F2 |  | Pass | null
376966282 | TNB | DISTRIBUTION | WP PUTRAJAYA & CYBERJAYA | Existing | 11 kV | PE MV TERMINAL | RYB | VPTJ/PCE/J00414 | D-PTJ-C17-0998 | PTJ18266 PE 18.26 APT 18R4 (F2) |  | Pass | null
376966285 | TNB | DISTRIBUTION | WP PUTRAJAYA & CYBERJAYA | Existing | 11 kV | PE MV TERMINAL | RYB | VPTJ/PCE/J00414 | D-PTJ-C17-0998 | TX-500KVA |  | Pass | null
376966396 | TNB | DISTRIBUTION | WP PUTRAJAYA & CYBERJAYA | Existing | 11 kV | PE MV TERMINAL | RYB | VPTJ/PCE/J00415 | D-PTJ-C17-0998 | PTJ18274 PE 18.27 KLINIK KESIHATAN (F2) |  | Pass | null
376966397 | TNB | DISTRIBUTION | WP PUTRAJAYA & CYBERJAYA | Existing | 11 kV | PE MV TERMINAL | RYB | VPTJ/PCE/J00415 | D-PTJ-C17-0998 | PTJ18292 PE 18.29 SEK.REN.AGAMA F1 |  | Pass | null
376966400 | TNB | DISTRIBUTION | WP PUTRAJAYA & CYBERJAYA | Existing | 11 kV | PE MV TERMINAL | RYB | VPTJ/PCE/J00415 | D-PTJ-C17-0998 | TX-500KVA |  | Pass | null
376966513 | TNB | DISTRIBUTION | WP PUTRAJAYA & CYBERJAYA | Existing | 11 kV | PE MV TERMINAL | RYB | VPTJ/PCE/J00419 | D-PTJ-C17-1084 | PTJ14291 PE 14.29 LOT INDUSTRI 14-8 JLN 14J (F1) |  | Pass | null
376966519 | TNB | DISTRIBUTION | WP PUTRAJAYA & CYBERJAYA | Existing | 11 kV | PE MV TERMINAL | RYB | VPTJ/PCE/J00419 | D-PTJ-C17-1084 | PENGGUNA F1 |  | Pass | null
376966540 | TNB | DISTRIBUTION | WP PUTRAJAYA & CYBERJAYA | Existing | 11 kV | PE MV TERMINAL | RYB | VPTJ/PCE/J00419 | D-PTJ-C17-1084 | PTJ14272 PE 14.27 KOMPLEKS PJH JLN 14K |  | Pass | null
376966545 | TNB | DISTRIBUTION | WP PUTRAJAYA & CYBERJAYA | Existing | 11 kV | PE MV TERMINAL | RYB | VPTJ/PCE/J00420 | D-PTJ-C17-1084 | PTJ14294 PE 14.29 LOT INDUSTRI 14-8 JLN 14J (F2) |  | Pass | null
376966551 | TNB | DISTRIBUTION | WP PUTRAJAYA & CYBERJAYA | Existing | 11 kV | PE MV TERMINAL | RYB | VPTJ/PCE/J00420 | D-PTJ-C17-1084 | PENGGUNA F2 |  | Pass | null
376966572 | TNB | DISTRIBUTION | WP PUTRAJAYA & CYBERJAYA | Existing | 11 kV | PE MV TERMINAL | RYB | VPTJ/PCE/J00420 | D-PTJ-C17-1084 | PTJ14043 PE 14.04 PADAT L/S |  | Pass | null
376970322 | TNB | DISTRIBUTION | WP PUTRAJAYA & CYBERJAYA | Existing | 11 kV | PE MV TERMINAL | RYB | VCBJ/PCE/J00150 | D-CBJ-C16-0568 | CBJ24401 PE 24.40 LAMAN VIEW |  | Pass | null
376970323 | TNB | DISTRIBUTION | WP PUTRAJAYA & CYBERJAYA | Existing | 11 kV | PE MV TERMINAL | RYB | VCBJ/PCE/J00150 | D-CBJ-C16-0568 | C24461 PE 24.46 MASRECA SHOP |  | Pass | null
376970326 | TNB | DISTRIBUTION | WP PUTRAJAYA & CYBERJAYA | Existing | 11 kV | PE MV TERMINAL | RYB | VCBJ/PCE/J00150 | D-CBJ-C16-0568 | TX1-500KVA |  | Pass | null
376970448 | TNB | DISTRIBUTION | WP PUTRAJAYA & CYBERJAYA | Existing | 11 kV | PE MV TERMINAL | RYB | VPTJ/PCE/J00416 | D-PTJ-C17-1095 | PTJ19012 PE 19.01 PADAT R8C |  | Pass | null
376970449 | TNB | DISTRIBUTION | WP PUTRAJAYA & CYBERJAYA | Existing | 11 kV | PE MV TERMINAL | RYB | VPTJ/PCE/J00416 | D-PTJ-C17-1095 | PTJ19023 PE 19.02 PADAT JLN 3 |  | Pass | null
376970452 | TNB | DISTRIBUTION | WP PUTRAJAYA & CYBERJAYA | Existing | 11 kV | PE MV TERMINAL | RYB | VPTJ/PCE/J00416 | D-PTJ-C17-1095 | TX1-500KVA |  | Pass | null
376970587 | TNB | DISTRIBUTION | WP PUTRAJAYA & CYBERJAYA | Existing | 11 kV | PE MV TERMINAL | RYB | VCBJ/PCE/J00149 | D-CBJ-C16-0520 | TX1-1000KVA |  | Pass | null
376970591 | TNB | DISTRIBUTION | WP PUTRAJAYA & CYBERJAYA | Existing | 11 kV | PE MV TERMINAL | RYB | VCBJ/PCE/J00149 | D-CBJ-C16-0520 | C23453 PE 23.45 SRJKC UNION D-CBJ-C17-0519 |  | Pass | null
376970599 | TNB | DISTRIBUTION | WP PUTRAJAYA & CYBERJAYA | Existing | 11 kV | PE MV TERMINAL | RYB | VCBJ/PCE/J00149 | D-CBJ-C16-0520 | CBJ23422 PE 23.42 F1 |  | Pass | null
376970606 | TNB | DISTRIBUTION | WP PUTRAJAYA & CYBERJAYA | Existing | 11 kV | PE MV TERMINAL | RYB | VCBJ/PCE/J00149 | D-CBJ-C16-0520 | TX2-1000KVA |  | Pass | null
376970798 | TNB | DISTRIBUTION | WP PUTRAJAYA & CYBERJAYA | Existing | 11 kV | PE MV TERMINAL | RYB | VCBJ/PCE/J00148 | D-CBJ-C16-0520 | CBJ23302 PE 23.30 EAST GARDEN |  | Pass | null
376970799 | TNB | DISTRIBUTION | WP PUTRAJAYA & CYBERJAYA | Existing | 11 kV | PE MV TERMINAL | RYB | VCBJ/PCE/J00148 | D-CBJ-C16-0520 | CBJ23424 PE 23.42 F2 |  | Pass | null
376970802 | TNB | DISTRIBUTION | WP PUTRAJAYA & CYBERJAYA | Existing | 11 kV | PE MV TERMINAL | RYB | VCBJ/PCE/J00148 | D-CBJ-C16-0520 | TX1-1000KVA |  | Pass | null
377653055 | TNB | DISTRIBUTION | WP PUTRAJAYA & CYBERJAYA | Existing | 11 kV | PE MV TERMINAL | RYB | VCBJ/PCE/J21891 | PE 21.89 MYVILLA P2 PARCEL B | TX2- 1000KVA |  | Pass | null
377653142 | TNB | DISTRIBUTION | WP PUTRAJAYA & CYBERJAYA | Existing | 11 kV | PE MV TERMINAL | RYB | VCBJ/PCE/J21881 | PE 21.88 MYVILLA P2 PARCEL A | TX2- 1000KVA |  | Pass | null
377654884 | TNB | DISTRIBUTION | WP PUTRAJAYA & CYBERJAYA | Existing | 11 kV | PE MV TERMINAL | RYB | VCBJ/PCE/J21971 | PE 21.97 MY VILLA PRESINT 4 | TX1- 1000KVA |  | Pass | null
377654891 | TNB | DISTRIBUTION | WP PUTRAJAYA & CYBERJAYA | Existing | 11 kV | PE MV TERMINAL | RYB | VCBJ/PCE/J21971 | PE 21.97 MY VILLA PRESINT 4 | PTJ11352 : PE 11.35 P11K/3 (F1) |  | Pass | null
377654899 | TNB | DISTRIBUTION | WP PUTRAJAYA & CYBERJAYA | Existing | 11 kV | PE MV TERMINAL | RYB | VCBJ/PCE/J21971 | PE 21.97 MY VILLA PRESINT 4 | CBJ21881 : PE 21.88 MYVILLA P2 PARCEL A |  | Pass | null
377654909 | TNB | DISTRIBUTION | WP PUTRAJAYA & CYBERJAYA | Existing | 11 kV | PE MV TERMINAL | RYB | VCBJ/PCE/J21971 | PE 21.97 MY VILLA PRESINT 4 | TX2- 1000KVA |  | Pass | null
377671656 | TNB | DISTRIBUTION | WP PUTRAJAYA & CYBERJAYA | Existing | 11 kV | PE MV TERMINAL | RYB | VCBJ/PCE/J22181 | SS 22.18 MDeC F1 | C23383 PE 23.38 RADIUS 2 F1 |  | Pass | null
377671665 | TNB | DISTRIBUTION | WP PUTRAJAYA & CYBERJAYA | Existing | 11 kV | PE MV TERMINAL | RYB | VCBJ/PCE/J22181 | SS 22.18 MDeC F1 | CBJ22321 PE 22.32 MOTOROLA (F1) |  | Pass | null
377671676 | TNB | DISTRIBUTION | WP PUTRAJAYA & CYBERJAYA | Existing | 11 kV | PE MV TERMINAL | RYB | VCBJ/PCE/J22181 | SS 22.18 MDeC F1 | PENGGUNA |  | Pass | null
377671685 | TNB | DISTRIBUTION | WP PUTRAJAYA & CYBERJAYA | Existing | 11 kV | PE MV TERMINAL | RYB | VCBJ/PCE/J22182 | SS 22.18 MDeC F2 | C23386 PE 23.38 RADIUS 2 F2 |  | Pass | null
377671694 | TNB | DISTRIBUTION | WP PUTRAJAYA & CYBERJAYA | Existing | 11 kV | PE MV TERMINAL | RYB | VCBJ/PCE/J22182 | SS 22.18 MDeC F2 | CBJ22324 PE 22.32 MOTOROLA (F2) |  | Pass | null
377671705 | TNB | DISTRIBUTION | WP PUTRAJAYA & CYBERJAYA | Existing | 11 kV | PE MV TERMINAL | RYB | VCBJ/PCE/J22182 | SS 22.18 MDeC F2 | PENGGUNA |  | Pass | null
377671721 | TNB | DISTRIBUTION | WP PUTRAJAYA & CYBERJAYA | Existing | 11 kV | PE MV TERMINAL | RYB | VCBJ/PCE/J22321 | PE 22.32 MOTOROLA F1 | C22351 PE 22.35 Prima Pro 2 (F1) |  | Pass | null
377671722 | TNB | DISTRIBUTION | WP PUTRAJAYA & CYBERJAYA | Existing | 11 kV | PE MV TERMINAL | RYB | VCBJ/PCE/J22321 | PE 22.32 MOTOROLA F1 | C22182 SS 22.18 MDeC (F1) |  | Pass | null
377671725 | TNB | DISTRIBUTION | WP PUTRAJAYA & CYBERJAYA | Existing | 11 kV | PE MV TERMINAL | RYB | VCBJ/PCE/J22321 | PE 22.32 MOTOROLA F1 | TX1-1000KVA |  | Pass | null
377671744 | TNB | DISTRIBUTION | WP PUTRAJAYA & CYBERJAYA | Existing | 11 kV | PE MV TERMINAL | RYB | VCBJ/PCE/J22322 | PE 22.32 MOTOROLA F2 | CBJ22355 PE 22.35 Prima Pro 2 (F2) |  | Pass | null
377671745 | TNB | DISTRIBUTION | WP PUTRAJAYA & CYBERJAYA | Existing | 11 kV | PE MV TERMINAL | RYB | VCBJ/PCE/J22322 | PE 22.32 MOTOROLA F2 | CBJ22185 SS 22.18 MDeC (F2) |  | Pass | null
377671748 | TNB | DISTRIBUTION | WP PUTRAJAYA & CYBERJAYA | Existing | 11 kV | PE MV TERMINAL | RYB | VCBJ/PCE/J22322 | PE 22.32 MOTOROLA F2 | TX2-1000KVA |  | Pass | null
377671837 | TNB | DISTRIBUTION | WP PUTRAJAYA & CYBERJAYA | Existing | 11 kV | PE MV TERMINAL | RYB | VCBJ/PCE/J22351 | PE 22.35 PRIMA PROP 2 F1 | TX1-1000KVA |  | Pass | null
377671844 | TNB | DISTRIBUTION | WP PUTRAJAYA & CYBERJAYA | Existing | 11 kV | PE MV TERMINAL | RYB | VCBJ/PCE/J22351 | PE 22.35 PRIMA PROP 2 F1 | CBJ22191 SS 22.19 (QUILL)P.MULTIMEDIA( DHL ) (F1) |  | Pass | null
377671852 | TNB | DISTRIBUTION | WP PUTRAJAYA & CYBERJAYA | Existing | 11 kV | PE MV TERMINAL | RYB | VCBJ/PCE/J22351 | PE 22.35 PRIMA PROP 2 F1 | CBJ22322 PE 22.32 MOTOROLA (F1) |  | Pass | null
377671862 | TNB | DISTRIBUTION | WP PUTRAJAYA & CYBERJAYA | Existing | 11 kV | PE MV TERMINAL | RYB | VCBJ/PCE/J22351 | PE 22.35 PRIMA PROP 2 F1 | TX2-1000KVA |  | Pass | null
377671866 | TNB | DISTRIBUTION | WP PUTRAJAYA & CYBERJAYA | Existing | 11 kV | PE MV TERMINAL | RYB | VCBJ/PCE/J22352 | PE 22.35 PRIMA PROP 2 F2 | N/A |  | Pass | null
377671873 | TNB | DISTRIBUTION | WP PUTRAJAYA & CYBERJAYA | Existing | 11 kV | PE MV TERMINAL | RYB | VCBJ/PCE/J22352 | PE 22.35 PRIMA PROP 2 F2 | CBJ22325 PE 22.32 MOTOROLA (F2) |  | Pass | null
377671881 | TNB | DISTRIBUTION | WP PUTRAJAYA & CYBERJAYA | Existing | 11 kV | PE MV TERMINAL | RYB | VCBJ/PCE/J22352 | PE 22.35 PRIMA PROP 2 F2 | CBJ22194 SS 22.19 (QUILL)P.MULTIMEDIA( DHL ) (F2) |  | Pass | null
377671891 | TNB | DISTRIBUTION | WP PUTRAJAYA & CYBERJAYA | Existing | 11 kV | PE MV TERMINAL | RYB | VCBJ/PCE/J22352 | PE 22.35 PRIMA PROP 2 F2 | N/A |  | Pass | null
377672079 | TNB | DISTRIBUTION | WP PUTRAJAYA & CYBERJAYA | Existing | 11 kV | PE MV TERMINAL | RYB | VCBJ/PCE/J22191 | SS 22.19 (QUILL)P.MULTIMEDIA( DHL ) F1 | PENGGUNA 1 |  | Pass | null
377672088 | TNB | DISTRIBUTION | WP PUTRAJAYA & CYBERJAYA | Existing | 11 kV | PE MV TERMINAL | RYB | VCBJ/PCE/J22191 | SS 22.19 (QUILL)P.MULTIMEDIA( DHL ) F1 | CBJ22354 PE 22.35 Prima Pro 2 (F1) |  | Pass | null
377672099 | TNB | DISTRIBUTION | WP PUTRAJAYA & CYBERJAYA | Existing | 11 kV | PE MV TERMINAL | RYB | VCBJ/PCE/J22191 | SS 22.19 (QUILL)P.MULTIMEDIA( DHL ) F1 | CBJ22471 SS 22.47 DHL 2 (F1) |  | Pass | null
377672105 | TNB | DISTRIBUTION | WP PUTRAJAYA & CYBERJAYA | Existing | 11 kV | PE MV TERMINAL | RYB | VCBJ/PCE/J22192 | SS 22.19 (QUILL)P.MULTIMEDIA( DHL ) F2 | PENGGUNA 2 |  | Pass | null
377672114 | TNB | DISTRIBUTION | WP PUTRAJAYA & CYBERJAYA | Existing | 11 kV | PE MV TERMINAL | RYB | VCBJ/PCE/J22192 | SS 22.19 (QUILL)P.MULTIMEDIA( DHL ) F2 | CBJ22358 PE 22.35 Prima Pro 2 (F2) |  | Pass | null
377672125 | TNB | DISTRIBUTION | WP PUTRAJAYA & CYBERJAYA | Existing | 11 kV | PE MV TERMINAL | RYB | VCBJ/PCE/J22192 | SS 22.19 (QUILL)P.MULTIMEDIA( DHL ) F2 | CBJ22474 SS 22.47 DHL 2 (F2) |  | Pass | null
377672131 | TNB | DISTRIBUTION | WP PUTRAJAYA & CYBERJAYA | Existing | 11 kV | PE MV TERMINAL | RYB | VCBJ/PCE/J22471 | SS 22.47 DHL 2 F1 | CBJ22192 SS 22.19 (QUILL)P.MULTIMEDIA( DHL ) (F1) |  | Pass | null
377672140 | TNB | DISTRIBUTION | WP PUTRAJAYA & CYBERJAYA | Existing | 11 kV | PE MV TERMINAL | RYB | VCBJ/PCE/J22471 | SS 22.47 DHL 2 F1 | CBJ22091 PE 22.09 DYNA PROPERTIES (FUJITSU) (F1) |  | Pass | null
377672151 | TNB | DISTRIBUTION | WP PUTRAJAYA & CYBERJAYA | Existing | 11 kV | PE MV TERMINAL | RYB | VCBJ/PCE/J22471 | SS 22.47 DHL 2 F1 | PENGGUNA HT |  | Pass | null
377672157 | TNB | DISTRIBUTION | WP PUTRAJAYA & CYBERJAYA | Existing | 11 kV | PE MV TERMINAL | RYB | VCBJ/PCE/J22472 | SS 22.47 DHL 2 F2 | PENGGUNA 2 |  | Pass | null
377672166 | TNB | DISTRIBUTION | WP PUTRAJAYA & CYBERJAYA | Existing | 11 kV | PE MV TERMINAL | RYB | VCBJ/PCE/J22472 | SS 22.47 DHL 2 F2 | CBJ22095 PE 22.09 DYNA PROPERTIES (FUJITSU) (F2) |  | Pass | null
377672177 | TNB | DISTRIBUTION | WP PUTRAJAYA & CYBERJAYA | Existing | 11 kV | PE MV TERMINAL | RYB | VCBJ/PCE/J22472 | SS 22.47 DHL 2 F2 | CBJ22195 SS 22.19 (QUILL)P.MULTIMEDIA( DHL ) (F2) |  | Pass | null
377672193 | TNB | DISTRIBUTION | WP PUTRAJAYA & CYBERJAYA | Existing | 11 kV | PE MV TERMINAL | RYB | VCBJ/PCE/J22091 | PE 22.09 FUJITSU F1 | CBJ22473 SS 22.47 DHL 2 (F1) |  | Pass | null
377672194 | TNB | DISTRIBUTION | WP PUTRAJAYA & CYBERJAYA | Existing | 11 kV | PE MV TERMINAL | RYB | VCBJ/PCE/J22091 | PE 22.09 FUJITSU F1 | CBJ22152 PE 22.15 LOT12072 P.MULTIMEDIA (F1) |  | Pass | null
377672197 | TNB | DISTRIBUTION | WP PUTRAJAYA & CYBERJAYA | Existing | 11 kV | PE MV TERMINAL | RYB | VCBJ/PCE/J22091 | PE 22.09 FUJITSU F1 | TX1-1000KVA |  | Pass | null
377672216 | TNB | DISTRIBUTION | WP PUTRAJAYA & CYBERJAYA | Existing | 11 kV | PE MV TERMINAL | RYB | VCBJ/PCE/J22092 | PE 22.09 FUJITSU F2 | CBJ22476 SS 22.47 DHL 2 (F2) |  | Pass | null
377672217 | TNB | DISTRIBUTION | WP PUTRAJAYA & CYBERJAYA | Existing | 11 kV | PE MV TERMINAL | RYB | VCBJ/PCE/J22092 | PE 22.09 FUJITSU F2 | CBJ22155 PE 22.15 LOT12072 P.MULTIMEDIA (F2) |  | Pass | null
377672220 | TNB | DISTRIBUTION | WP PUTRAJAYA & CYBERJAYA | Existing | 11 kV | PE MV TERMINAL | RYB | VCBJ/PCE/J22092 | PE 22.09 FUJITSU F2 | TX2-1000KVA |  | Pass | null
377672365 | TNB | DISTRIBUTION | WP PUTRAJAYA & CYBERJAYA | Existing | 11 kV | PE MV TERMINAL | RYB | VCBJ/PCE/J22491 | PE 22.49 LOT PT 12082 F1 | CBJ22151 PE 22.15 LOT12072 P.MULTIMEDIA (F1) |  | Pass | null
377672366 | TNB | DISTRIBUTION | WP PUTRAJAYA & CYBERJAYA | Existing | 11 kV | PE MV TERMINAL | RYB | VCBJ/PCE/J22491 | PE 22.49 LOT PT 12082 F1 | CBJ22562 SS 22.56 JPJ (F1) |  | Pass | null
377672369 | TNB | DISTRIBUTION | WP PUTRAJAYA & CYBERJAYA | Existing | 11 kV | PE MV TERMINAL | RYB | VCBJ/PCE/J22491 | PE 22.49 LOT PT 12082 F1 | TX-750KVA |  | Pass | null
377672388 | TNB | DISTRIBUTION | WP PUTRAJAYA & CYBERJAYA | Existing | 11 kV | PE MV TERMINAL | RYB | VCBJ/PCE/J22492 | PE 22.49 LOT PT 12082 F2 | CBJ22154 PE 22.15 LOT 12072 P.MULTIMEDIA (F2) |  | Pass | null
377672389 | TNB | DISTRIBUTION | WP PUTRAJAYA & CYBERJAYA | Existing | 11 kV | PE MV TERMINAL | RYB | VCBJ/PCE/J22492 | PE 22.49 LOT PT 12082 F2 | CBJ22565 SS 22.56 JPJ (F2) |  | Pass | null
377672392 | TNB | DISTRIBUTION | WP PUTRAJAYA & CYBERJAYA | Existing | 11 kV | PE MV TERMINAL | RYB | VCBJ/PCE/J22492 | PE 22.49 LOT PT 12082 F2 | TX2-750KVA |  | Pass | null
377672491 | TNB | DISTRIBUTION | WP PUTRAJAYA & CYBERJAYA | Existing | 11 kV | PE MV TERMINAL | RYB | VCBJ/PCE/J22561 | SS 22.56 JPJ F1 | CBJ22491 PE 22.49 LOT PT 12082 (F1) |  | Pass | null
377672495 | TNB | DISTRIBUTION | WP PUTRAJAYA & CYBERJAYA | Existing | 11 kV | PE MV TERMINAL | RYB | VCBJ/PCE/J22561 | SS 22.56 JPJ F1 | CBJ22432 SS 22.43 BMW (F1) |  | Pass | null
377672510 | TNB | DISTRIBUTION | WP PUTRAJAYA & CYBERJAYA | Existing | 11 kV | PE MV TERMINAL | RYB | VCBJ/PCE/J22561 | SS 22.56 JPJ F1 | PENGGUNA HT |  | Pass | null
377672532 | TNB | DISTRIBUTION | WP PUTRAJAYA & CYBERJAYA | Existing | 11 kV | PE MV TERMINAL | RYB | VCBJ/PCE/J22562 | SS 22.56 JPJ F2 | CBJ22494 PE 22.49 LOT PT 12082 (F2) |  | Pass | null
377672536 | TNB | DISTRIBUTION | WP PUTRAJAYA & CYBERJAYA | Existing | 11 kV | PE MV TERMINAL | RYB | VCBJ/PCE/J22562 | SS 22.56 JPJ F2 | CBJ22435 SS 22.43 BMW (F2) |  | Pass | null
377672551 | TNB | DISTRIBUTION | WP PUTRAJAYA & CYBERJAYA | Existing | 11 kV | PE MV TERMINAL | RYB | VCBJ/PCE/J22562 | SS 22.56 JPJ F2 | PENGGUNA F2 |  | Pass | null
377672564 | TNB | DISTRIBUTION | WP PUTRAJAYA & CYBERJAYA | Existing | 11 kV | PE MV TERMINAL | RYB | VCBJ/PCE/J22432 | SS 22.43 BMW F2 | PENGGUNA F2 |  | Pass | null
377672573 | TNB | DISTRIBUTION | WP PUTRAJAYA & CYBERJAYA | Existing | 11 kV | PE MV TERMINAL | RYB | VCBJ/PCE/J22432 | SS 22.43 BMW F2 | PPU CYBERJAYA 6 CB 14 |  | Pass | null
377672584 | TNB | DISTRIBUTION | WP PUTRAJAYA & CYBERJAYA | Existing | 11 kV | PE MV TERMINAL | RYB | VCBJ/PCE/J22432 | SS 22.43 BMW F2 | CBJ22564 SS 22.56 JPJ (F2) |  | Pass | null
377672600 | TNB | DISTRIBUTION | WP PUTRAJAYA & CYBERJAYA | Existing | 11 kV | PE MV TERMINAL | RYB | VCBJ/PCE/J22151 | PE 22.15 LOT12072 P.MULTIMEDIA F1 | CBJ22092 PE 22.09 DYNA PROPERTIES (FUJITSU) (F1) |  | Pass | null
377672601 | TNB | DISTRIBUTION | WP PUTRAJAYA & CYBERJAYA | Existing | 11 kV | PE MV TERMINAL | RYB | VCBJ/PCE/J22151 | PE 22.15 LOT12072 P.MULTIMEDIA F1 | CBJ22493 PE 22.49 LOT PT 12082 (F1) |  | Pass | null
377672604 | TNB | DISTRIBUTION | WP PUTRAJAYA & CYBERJAYA | Existing | 11 kV | PE MV TERMINAL | RYB | VCBJ/PCE/J22151 | PE 22.15 LOT12072 P.MULTIMEDIA F1 | TX1-1000KVA |  | Pass | null
377672694 | TNB | DISTRIBUTION | WP PUTRAJAYA & CYBERJAYA | Existing | 11 kV | PE MV TERMINAL | RYB | VCBJ/PCE/J22152 | PE 22.15 LOT 12072 P.MULTIMEDIA F2 | CBJ22096 PE 22.09 DYNA PROPERTIES (FUJITSU) (F2) |  | Pass | null
377672695 | TNB | DISTRIBUTION | WP PUTRAJAYA & CYBERJAYA | Existing | 11 kV | PE MV TERMINAL | RYB | VCBJ/PCE/J22152 | PE 22.15 LOT 12072 P.MULTIMEDIA F2 | CBJ22496 PE 22.49 LOT PT 12082 (F2) |  | Pass | null
377672698 | TNB | DISTRIBUTION | WP PUTRAJAYA & CYBERJAYA | Existing | 11 kV | PE MV TERMINAL | RYB | VCBJ/PCE/J22152 | PE 22.15 LOT 12072 P.MULTIMEDIA F2 | TX2-1000KVA |  | Pass | null
377672800 | TNB | DISTRIBUTION | WP PUTRAJAYA & CYBERJAYA | Existing | 11 kV | PE MV TERMINAL | RYB | VCBJ/PCE/J22431 | SS 22.43 BMW F1 | PENGGUNA HT |  | Pass | null
377672809 | TNB | DISTRIBUTION | WP PUTRAJAYA & CYBERJAYA | Existing | 11 kV | PE MV TERMINAL | RYB | VCBJ/PCE/J22431 | SS 22.43 BMW F1 | PPU CYBERJAYA 6 CB 13 |  | Pass | null
377672820 | TNB | DISTRIBUTION | WP PUTRAJAYA & CYBERJAYA | Existing | 11 kV | PE MV TERMINAL | RYB | VCBJ/PCE/J22431 | SS 22.43 BMW F1 | CBJ22561 SS 22.56 JPJ (F1) |  | Pass | null
377678802 | TNB | DISTRIBUTION | WP PUTRAJAYA & CYBERJAYA | Existing | 11 kV | PE MV TERMINAL | RYB | VPTJ/PCE/J05202 | SS 5.20 5G2 TOWER 1 F2 | PTJ05214 SS 05.21-5G2 Tower 2 F2 |  | Pass | null
377678806 | TNB | DISTRIBUTION | WP PUTRAJAYA & CYBERJAYA | Existing | 11 kV | PE MV TERMINAL | RYB | VPTJ/PCE/J05202 | SS 5.20 5G2 TOWER 1 F2 | PENGGUNA HT 11kV |  | Pass | null
377678822 | TNB | DISTRIBUTION | WP PUTRAJAYA & CYBERJAYA | Existing | 11 kV | PE MV TERMINAL | RYB | VPTJ/PCE/J05202 | SS 5.20 5G2 TOWER 1 F2 | PPU PTJ 13 Fdr3 |  | Pass | null
377678843 | TNB | DISTRIBUTION | WP PUTRAJAYA & CYBERJAYA | Existing | 11 kV | PE MV TERMINAL | RYB | VPTJ/PCE/J05212 | SS 5.21 5G2 TOWER 2 (F2) | PTJ05106 SS 5.10 HOTEL ALAM WARISAN (F2) |  | Pass | null
377678847 | TNB | DISTRIBUTION | WP PUTRAJAYA & CYBERJAYA | Existing | 11 kV | PE MV TERMINAL | RYB | VPTJ/PCE/J05212 | SS 5.21 5G2 TOWER 2 (F2) | PENGGUNA HT 11kV |  | Pass | null
377678863 | TNB | DISTRIBUTION | WP PUTRAJAYA & CYBERJAYA | Existing | 11 kV | PE MV TERMINAL | RYB | VPTJ/PCE/J05212 | SS 5.21 5G2 TOWER 2 (F2) | PTJ05205 SS 05.20-5G2 Tower 1 F2 |  | Pass | null
377678894 | TNB | DISTRIBUTION | WP PUTRAJAYA & CYBERJAYA | Existing | 11 kV | PE MV TERMINAL | RYB | VPTJ/PCE/J05102 | SS 5.10 HOTEL ALAM WARISAN (F2) | PTJ05215 SS 05.21-5G2 Tower 2 F2 |  | Pass | null
377678898 | TNB | DISTRIBUTION | WP PUTRAJAYA & CYBERJAYA | Existing | 11 kV | PE MV TERMINAL | RYB | VPTJ/PCE/J05102 | SS 5.10 HOTEL ALAM WARISAN (F2) | PENGGUNA HT 11kV |  | Pass | null
377678913 | TNB | DISTRIBUTION | WP PUTRAJAYA & CYBERJAYA | Existing | 11 kV | PE MV TERMINAL | RYB | VPTJ/PCE/J05102 | SS 5.10 HOTEL ALAM WARISAN (F2) | SPARE |  | Pass | null
377678914 | TNB | DISTRIBUTION | WP PUTRAJAYA & CYBERJAYA | Existing | 11 kV | PE MV TERMINAL | RYB | VPTJ/PCE/J05102 | SS 5.10 HOTEL ALAM WARISAN (F2) | PTJ05345 City Campus F2 (SS 5.34) |  | Pass | null
377678935 | TNB | DISTRIBUTION | WP PUTRAJAYA & CYBERJAYA | Existing | 11 kV | PE MV TERMINAL | RYB | VPTJ/PCE/J05342 | SS 5.34 CITY CAMPUS F2 | PTJ05105 SS 5.10 HOTEL ALAM WARISAN (F2) |  | Pass | null
377678939 | TNB | DISTRIBUTION | WP PUTRAJAYA & CYBERJAYA | Existing | 11 kV | PE MV TERMINAL | RYB | VPTJ/PCE/J05342 | SS 5.34 CITY CAMPUS F2 | PENGGUNA HT 11kV |  | Pass | null
377678955 | TNB | DISTRIBUTION | WP PUTRAJAYA & CYBERJAYA | Existing | 11 kV | PE MV TERMINAL | RYB | VPTJ/PCE/J05342 | SS 5.34 CITY CAMPUS F2 | PPU PTJ23 CB 3 |  | Pass | null
377678989 | TNB | DISTRIBUTION | WP PUTRAJAYA & CYBERJAYA | Existing | 11 kV | PE MV TERMINAL | RYB | VPTJ/PCE/J05341 | SS 5.34 CITY CAMPUS F1 | PTJ05101 SS 5.10 HOTEL ALAM WARISAN (F1) |  | Pass | null
377678993 | TNB | DISTRIBUTION | WP PUTRAJAYA & CYBERJAYA | Existing | 11 kV | PE MV TERMINAL | RYB | VPTJ/PCE/J05341 | SS 5.34 CITY CAMPUS F1 | PENGGUNA HT 11kV |  | Pass | null
377679009 | TNB | DISTRIBUTION | WP PUTRAJAYA & CYBERJAYA | Existing | 11 kV | PE MV TERMINAL | RYB | VPTJ/PCE/J05341 | SS 5.34 CITY CAMPUS F1 | PPU PTJ23 CB 4 |  | Pass | null
377679035 | TNB | DISTRIBUTION | WP PUTRAJAYA & CYBERJAYA | Existing | 11 kV | PE MV TERMINAL | RYB | VPTJ/PCE/J05201 | SS 5.20 5G2 TOWER 1 F1 | PTJ05211 SS 05.21 5G2 Tower 2 F1 |  | Pass | null
377679039 | TNB | DISTRIBUTION | WP PUTRAJAYA & CYBERJAYA | Existing | 11 kV | PE MV TERMINAL | RYB | VPTJ/PCE/J05201 | SS 5.20 5G2 TOWER 1 F1 | PENGGUNA HT 11kV |  | Pass | null
377679055 | TNB | DISTRIBUTION | WP PUTRAJAYA & CYBERJAYA | Existing | 11 kV | PE MV TERMINAL | RYB | VPTJ/PCE/J05201 | SS 5.20 5G2 TOWER 1 F1 | PPU PTJ13 Fdr 4 |  | Pass | null
377679076 | TNB | DISTRIBUTION | WP PUTRAJAYA & CYBERJAYA | Existing | 11 kV | PE MV TERMINAL | RYB | VPTJ/PCE/J05211 | SS 5.21 5G2 TOWER 2 (F1) | PTJ05102 SS 5.10 HOTEL ALAM WARISAN (F1) |  | Pass | null
377679080 | TNB | DISTRIBUTION | WP PUTRAJAYA & CYBERJAYA | Existing | 11 kV | PE MV TERMINAL | RYB | VPTJ/PCE/J05211 | SS 5.21 5G2 TOWER 2 (F1) | PENGGUNA HT 11kV |  | Pass | null
377679096 | TNB | DISTRIBUTION | WP PUTRAJAYA & CYBERJAYA | Existing | 11 kV | PE MV TERMINAL | RYB | VPTJ/PCE/J05211 | SS 5.21 5G2 TOWER 2 (F1) | PTJ05202 SS 05.20-5G2 Tower 1 F1 |  | Pass | null
377679137 | TNB | DISTRIBUTION | WP PUTRAJAYA & CYBERJAYA | Existing | 11 kV | PE MV TERMINAL | RYB | VPTJ/PCE/J05101 | SS 5.10 HOTEL ALAM WARISAN (F1) | PTJ05212 SS 05.21 5G2 Tower 2 F1 |  | Pass | null
377679141 | TNB | DISTRIBUTION | WP PUTRAJAYA & CYBERJAYA | Existing | 11 kV | PE MV TERMINAL | RYB | VPTJ/PCE/J05101 | SS 5.10 HOTEL ALAM WARISAN (F1) | PENGGUNA HT 11kV |  | Pass | null
377679156 | TNB | DISTRIBUTION | WP PUTRAJAYA & CYBERJAYA | Existing | 11 kV | PE MV TERMINAL | RYB | VPTJ/PCE/J05101 | SS 5.10 HOTEL ALAM WARISAN (F1) | SPARE |  | Pass | null
377679157 | TNB | DISTRIBUTION | WP PUTRAJAYA & CYBERJAYA | Existing | 11 kV | PE MV TERMINAL | RYB | VPTJ/PCE/J05101 | SS 5.10 HOTEL ALAM WARISAN (F1) | PTJ05342 City Campus F1 (SS 5.34) |  | Pass | null
377679188 | TNB | DISTRIBUTION | WP PUTRAJAYA & CYBERJAYA | Existing | 11 kV | PE MV TERMINAL | RYB | VPTJ/PCE/J05111 | SS 5.11 GDC (F1) | PTJ05115 SS 5.11 GDC3 (F2) |  | Pass | null
377679192 | TNB | DISTRIBUTION | WP PUTRAJAYA & CYBERJAYA | Existing | 11 kV | PE MV TERMINAL | RYB | VPTJ/PCE/J05111 | SS 5.11 GDC (F1) | PENGGUNA HT 11kV |  | Pass | null
377679208 | TNB | DISTRIBUTION | WP PUTRAJAYA & CYBERJAYA | Existing | 11 kV | PE MV TERMINAL | RYB | VPTJ/PCE/J05111 | SS 5.11 GDC (F1) | PPU PTJ13 Fdr5 |  | Pass | null
377679229 | TNB | DISTRIBUTION | WP PUTRAJAYA & CYBERJAYA | Existing | 11 kV | PE MV TERMINAL | RYB | VPTJ/PCE/J05112 | SS 5.11 GDC (F2) | PTJ05112 SS 5.11 GDC3 (F1) |  | Pass | null
377679233 | TNB | DISTRIBUTION | WP PUTRAJAYA & CYBERJAYA | Existing | 11 kV | PE MV TERMINAL | RYB | VPTJ/PCE/J05112 | SS 5.11 GDC (F2) | PENGGUNA HT 11kV |  | Pass | null
377679249 | TNB | DISTRIBUTION | WP PUTRAJAYA & CYBERJAYA | Existing | 11 kV | PE MV TERMINAL | RYB | VPTJ/PCE/J05112 | SS 5.11 GDC (F2) | PPU PTJ13 Fdr6 |  | Pass | null
377679276 | TNB | DISTRIBUTION | WP PUTRAJAYA & CYBERJAYA | Existing | 11 kV | PE MV TERMINAL | RYB | VPTJ/PCE/J05321 | PE 5.32 SEK REN PRESINT 5 (F1) | PPU PTJ13 Fdr9 |  | Pass | null
377679277 | TNB | DISTRIBUTION | WP PUTRAJAYA & CYBERJAYA | Existing | 11 kV | PE MV TERMINAL | RYB | VPTJ/PCE/J05321 | PE 5.32 SEK REN PRESINT 5 (F1) | PTJ05332 PE 5.33 SEK MEN PRESINT 5 (F1) |  | Pass | null
377679280 | TNB | DISTRIBUTION | WP PUTRAJAYA & CYBERJAYA | Existing | 11 kV | PE MV TERMINAL | RYB | VPTJ/PCE/J05321 | PE 5.32 SEK REN PRESINT 5 (F1) | TX1-750kVA |  | Pass | null
377679315 | TNB | DISTRIBUTION | WP PUTRAJAYA & CYBERJAYA | Existing | 11 kV | PE MV TERMINAL | RYB | VPTJ/PCE/J05322 | PE 5.32 SEK REN PRESINT 5 (F2) | PPU PTJ13 Fdr10 |  | Pass | null
377679316 | TNB | DISTRIBUTION | WP PUTRAJAYA & CYBERJAYA | Existing | 11 kV | PE MV TERMINAL | RYB | VPTJ/PCE/J05322 | PE 5.32 SEK REN PRESINT 5 (F2) | PTJ05335 PE 5.33 SEK MEN PRESINT 5 (F2) |  | Pass | null
377679319 | TNB | DISTRIBUTION | WP PUTRAJAYA & CYBERJAYA | Existing | 11 kV | PE MV TERMINAL | RYB | VPTJ/PCE/J05322 | PE 5.32 SEK REN PRESINT 5 (F2) | TX1-1000kVA |  | Pass | null
377679429 | TNB | DISTRIBUTION | WP PUTRAJAYA & CYBERJAYA | Existing | 11 kV | PE MV TERMINAL | RYB | VPTJ/PCE/J05331 | PE 5.33 SEK MEN PRESINT 5 (F1) | PTJ05321 PE 5.32 SEK KEB PRESINT 5 |  | Pass | null
377679430 | TNB | DISTRIBUTION | WP PUTRAJAYA & CYBERJAYA | Existing | 11 kV | PE MV TERMINAL | RYB | VPTJ/PCE/J05331 | PE 5.33 SEK MEN PRESINT 5 (F1) | PTJ05263 PE 5.26 BLOK D2 5R4 (F1) |  | Pass | null
377679433 | TNB | DISTRIBUTION | WP PUTRAJAYA & CYBERJAYA | Existing | 11 kV | PE MV TERMINAL | RYB | VPTJ/PCE/J05331 | PE 5.33 SEK MEN PRESINT 5 (F1) | TX1-1000kVA |  | Pass | null
377679525 | TNB | DISTRIBUTION | WP PUTRAJAYA & CYBERJAYA | Existing | 11 kV | PE MV TERMINAL | RYB | VPTJ/PCE/J05332 | PE 5.33 SEK MEN PRESINT 5 (F2) | PTJ05324 PE 5.32 SEK KEB PRESINT 5 (F2) |  | Pass | null
377679526 | TNB | DISTRIBUTION | WP PUTRAJAYA & CYBERJAYA | Existing | 11 kV | PE MV TERMINAL | RYB | VPTJ/PCE/J05332 | PE 5.33 SEK MEN PRESINT 5 (F2) | PTJ05266 PE 5.26 BLOK D2 5R4 (F2) |  | Pass | null
377679529 | TNB | DISTRIBUTION | WP PUTRAJAYA & CYBERJAYA | Existing | 11 kV | PE MV TERMINAL | RYB | VPTJ/PCE/J05332 | PE 5.33 SEK MEN PRESINT 5 (F2) | TX1-1000kVA |  | Pass | null
377679638 | TNB | DISTRIBUTION | WP PUTRAJAYA & CYBERJAYA | Existing | 11 kV | PE MV TERMINAL | RYB | VPTJ/PCE/J05171 | PE 5.17 BLOK C 5R3 (F1) | PPU PTJ13 Fdr7 |  | Pass | null
377679639 | TNB | DISTRIBUTION | WP PUTRAJAYA & CYBERJAYA | Existing | 11 kV | PE MV TERMINAL | RYB | VPTJ/PCE/J05171 | PE 5.17 BLOK C 5R3 (F1) | PTJ05183 PE 5.18 BLOK D 5R3 (F1) |  | Pass | null
377679642 | TNB | DISTRIBUTION | WP PUTRAJAYA & CYBERJAYA | Existing | 11 kV | PE MV TERMINAL | RYB | VPTJ/PCE/J05171 | PE 5.17 BLOK C 5R3 (F1) | TX1-1000kVA |  | Pass | null
377679727 | TNB | DISTRIBUTION | WP PUTRAJAYA & CYBERJAYA | Existing | 11 kV | PE MV TERMINAL | RYB | VPTJ/PCE/J05172 | PE 5.17 BLOK C 5R3 (F2) | PPU PTJ13 Fdr8 |  | Pass | null
377679728 | TNB | DISTRIBUTION | WP PUTRAJAYA & CYBERJAYA | Existing | 11 kV | PE MV TERMINAL | RYB | VPTJ/PCE/J05172 | PE 5.17 BLOK C 5R3 (F2) | PTJ05186 PE 5.18 BLOK D 5R3 (F2) |  | Pass | null
377679731 | TNB | DISTRIBUTION | WP PUTRAJAYA & CYBERJAYA | Existing | 11 kV | PE MV TERMINAL | RYB | VPTJ/PCE/J05172 | PE 5.17 BLOK C 5R3 (F2) | TX1-1000kVA |  | Pass | null
377679832 | TNB | DISTRIBUTION | WP PUTRAJAYA & CYBERJAYA | Existing | 11 kV | PE MV TERMINAL | RYB | VPTJ/PCE/J05182 | PE 5.18 BLOK D 5R3 (F2) | PTJ05174 PE 5.17 BLOK C 5R3 (F2) |  | Pass | null
377679833 | TNB | DISTRIBUTION | WP PUTRAJAYA & CYBERJAYA | Existing | 11 kV | PE MV TERMINAL | RYB | VPTJ/PCE/J05182 | PE 5.18 BLOK D 5R3 (F2) | PTJ05195 PE 5.19 BLOK E 5R3 (F2) |  | Pass | null
377679836 | TNB | DISTRIBUTION | WP PUTRAJAYA & CYBERJAYA | Existing | 11 kV | PE MV TERMINAL | RYB | VPTJ/PCE/J05182 | PE 5.18 BLOK D 5R3 (F2) | TX1-1000kVA |  | Pass | null
377679963 | TNB | DISTRIBUTION | WP PUTRAJAYA & CYBERJAYA | Existing | 11 kV | PE MV TERMINAL | RYB | VPTJ/PCE/J05181 | PE 5.18 BLOK D 5R3 (F1) | PTJ05171 PE 5.17 BLOK C 5R3 (F1) |  | Pass | null
377679964 | TNB | DISTRIBUTION | WP PUTRAJAYA & CYBERJAYA | Existing | 11 kV | PE MV TERMINAL | RYB | VPTJ/PCE/J05181 | PE 5.18 BLOK D 5R3 (F1) | PTJ05192 PE 5.19 BLOK E 5R3 (F1) |  | Pass | null
377679967 | TNB | DISTRIBUTION | WP PUTRAJAYA & CYBERJAYA | Existing | 11 kV | PE MV TERMINAL | RYB | VPTJ/PCE/J05181 | PE 5.18 BLOK D 5R3 (F1) | TX1-1000kVA |  | Pass | null
377680059 | TNB | DISTRIBUTION | WP PUTRAJAYA & CYBERJAYA | Existing | 11 kV | PE MV TERMINAL | RYB | VPTJ/PCE/J05192 | PE 5.19 BLOK E 5R3 (F2) | PTJ05184 PE 5.18 BLOK D 5R3 (F2) |  | Pass | null
377680063 | TNB | DISTRIBUTION | WP PUTRAJAYA & CYBERJAYA | Existing | 11 kV | PE MV TERMINAL | RYB | VPTJ/PCE/J05192 | PE 5.19 BLOK E 5R3 (F2) | TX1-1000kVA |  | Pass | null
377680079 | TNB | DISTRIBUTION | WP PUTRAJAYA & CYBERJAYA | Existing | 11 kV | PE MV TERMINAL | RYB | VPTJ/PCE/J05192 | PE 5.19 BLOK E 5R3 (F2) | PTJ05166 PE 5.16 BLOK B 5R3 (F2) |  | Pass | null
377680166 | TNB | DISTRIBUTION | WP PUTRAJAYA & CYBERJAYA | Existing | 11 kV | PE MV TERMINAL | RYB | VPTJ/PCE/J05191 | PE 5.19 BLOK E 5R3 (F1) | TX1-1000kVA |  | Pass | null
377680168 | TNB | DISTRIBUTION | WP PUTRAJAYA & CYBERJAYA | Existing | 11 kV | PE MV TERMINAL | RYB | VPTJ/PCE/J05191 | PE 5.19 BLOK E 5R3 (F1) | PTJ05163 PE 5.16 BLOK B 5R3 (F1) |  | Pass | null
377680209 | TNB | DISTRIBUTION | WP PUTRAJAYA & CYBERJAYA | Existing | 11 kV | PE MV TERMINAL | RYB | VPTJ/PCE/J05191 | PE 5.19 BLOK E 5R3 (F1) | PTJ05181 PE 5.18 BLOK D 5R3 (F1) |  | Pass | null
377680302 | TNB | DISTRIBUTION | WP PUTRAJAYA & CYBERJAYA | Existing | 11 kV | PE MV TERMINAL | RYB | VPTJ/PCE/J05161 | PE 5.16 BLOK B 5R3 (F1) | PTJ05191 PE 5.19 BLOK E 5R3 (F1) |  | Pass | null
377680303 | TNB | DISTRIBUTION | WP PUTRAJAYA & CYBERJAYA | Existing | 11 kV | PE MV TERMINAL | RYB | VPTJ/PCE/J05161 | PE 5.16 BLOK B 5R3 (F1) | PTJ05152 PE 5.15 BLOK A 5R3 (F1) |  | Pass | null
377680306 | TNB | DISTRIBUTION | WP PUTRAJAYA & CYBERJAYA | Existing | 11 kV | PE MV TERMINAL | RYB | VPTJ/PCE/J05161 | PE 5.16 BLOK B 5R3 (F1) | TX1-1000kVA |  | Pass | null
377680393 | TNB | DISTRIBUTION | WP PUTRAJAYA & CYBERJAYA | Existing | 11 kV | PE MV TERMINAL | RYB | VPTJ/PCE/J05162 | PE 5.16 BLOK B 5R3 (F2) | PTJ05194 PE 5.19 BLOK E 5R3 (F2) |  | Pass | null
377680394 | TNB | DISTRIBUTION | WP PUTRAJAYA & CYBERJAYA | Existing | 11 kV | PE MV TERMINAL | RYB | VPTJ/PCE/J05162 | PE 5.16 BLOK B 5R3 (F2) | PTJ05155 PE 5.15 BLOK A 5R3 (F2) |  | Pass | null
377680397 | TNB | DISTRIBUTION | WP PUTRAJAYA & CYBERJAYA | Existing | 11 kV | PE MV TERMINAL | RYB | VPTJ/PCE/J05162 | PE 5.16 BLOK B 5R3 (F2) | TX1-1000kVA |  | Pass | null
377680486 | TNB | DISTRIBUTION | WP PUTRAJAYA & CYBERJAYA | Existing | 11 kV | PE MV TERMINAL | RYB | VPTJ/PCE/J05152 | PE 5.15 BLOK A 5R3 (F2) | PTJ05164 PE 5.16 BLOK B 5R3 (F2) |  | Pass | null
377680487 | TNB | DISTRIBUTION | WP PUTRAJAYA & CYBERJAYA | Existing | 11 kV | PE MV TERMINAL | RYB | VPTJ/PCE/J05152 | PE 5.15 BLOK A 5R3 (F2) | PTJ06075 PE 6.07 BLOK 7 PPA1M (F2) |  | Pass | null
377680490 | TNB | DISTRIBUTION | WP PUTRAJAYA & CYBERJAYA | Existing | 11 kV | PE MV TERMINAL | RYB | VPTJ/PCE/J05152 | PE 5.15 BLOK A 5R3 (F2) | TX1-1000kVA |  | Pass | null
377680584 | TNB | DISTRIBUTION | WP PUTRAJAYA & CYBERJAYA | Existing | 11 kV | PE MV TERMINAL | RYB | VPTJ/PCE/J05151 | PE 5.15 BLOK A 5R3 (F1) | PTJ05161 PE 5.16 BLOK B 5R3 (F1) |  | Pass | null
377680585 | TNB | DISTRIBUTION | WP PUTRAJAYA & CYBERJAYA | Existing | 11 kV | PE MV TERMINAL | RYB | VPTJ/PCE/J05151 | PE 5.15 BLOK A 5R3 (F1) | PTJ06072 PE 6.07 BLOK 7 PPA1M (F1) |  | Pass | null
377680588 | TNB | DISTRIBUTION | WP PUTRAJAYA & CYBERJAYA | Existing | 11 kV | PE MV TERMINAL | RYB | VPTJ/PCE/J05151 | PE 5.15 BLOK A 5R3 (F1) | TX1-1000kVA |  | Pass | null
377680686 | TNB | DISTRIBUTION | WP PUTRAJAYA & CYBERJAYA | Existing | 11 kV | PE MV TERMINAL | RYB | VPTJ/PCE/J06031 | SS 6.03 TEMP 6R6 | PTJ06061 PE 6.06 BLOK 5B PPA1M (F1) |  | Pass | null
377680687 | TNB | DISTRIBUTION | WP PUTRAJAYA & CYBERJAYA | Existing | 11 kV | PE MV TERMINAL | RYB | VPTJ/PCE/J06031 | SS 6.03 TEMP 6R6 | PTJ05145 PE 5.14 APT 5R1 (F2) |  | Pass | null
377680690 | TNB | DISTRIBUTION | WP PUTRAJAYA & CYBERJAYA | Existing | 11 kV | PE MV TERMINAL | RYB | VPTJ/PCE/J06031 | SS 6.03 TEMP 6R6 | PENGGUNA HT |  | Pass | null
377680787 | TNB | DISTRIBUTION | WP PUTRAJAYA & CYBERJAYA | Existing | 11 kV | PE MV TERMINAL | RYB | VPTJ/PCE/J05142 | PE 5.14 5R1 (F2) | PTJ06044 PE 6.04 BLOK 1 PPA1M (F2) |  | Pass | null
377680788 | TNB | DISTRIBUTION | WP PUTRAJAYA & CYBERJAYA | Existing | 11 kV | PE MV TERMINAL | RYB | VPTJ/PCE/J05142 | PE 5.14 5R1 (F2) | PTJ06026 PE 6.02 KOLAM RENANG (F2) |  | Pass | null
377680791 | TNB | DISTRIBUTION | WP PUTRAJAYA & CYBERJAYA | Existing | 11 kV | PE MV TERMINAL | RYB | VPTJ/PCE/J05142 | PE 5.14 5R1 (F2) | TX1-1000kVA |  | Pass | null
377680826 | TNB | DISTRIBUTION | WP PUTRAJAYA & CYBERJAYA | Existing | 11 kV | PE MV TERMINAL | RYB | VPTJ/PCE/J05141 | PE 5.14 5R1 (F1) | PTJ05151 PE 5.15 BLOK A 5R3 (F1) |  | Pass | null
377680827 | TNB | DISTRIBUTION | WP PUTRAJAYA & CYBERJAYA | Existing | 11 kV | PE MV TERMINAL | RYB | VPTJ/PCE/J05141 | PE 5.14 5R1 (F1) | PTJ06023 PE 6.02 KOLAM RENANG (F1) |  | Pass | null
377680830 | TNB | DISTRIBUTION | WP PUTRAJAYA & CYBERJAYA | Existing | 11 kV | PE MV TERMINAL | RYB | VPTJ/PCE/J05141 | PE 5.14 5R1 (F1) | TX1-1000kVA |  | Pass | null
377680976 | TNB | DISTRIBUTION | WP PUTRAJAYA & CYBERJAYA | Existing | 11 kV | PE MV TERMINAL | RYB | VPTJ/PCE/J06021 | PE 6.02 KOLAM RENANG (F1) | PTJ05141 PE 5.14 APT 5R1 (F1) |  | Pass | null
377680977 | TNB | DISTRIBUTION | WP PUTRAJAYA & CYBERJAYA | Existing | 11 kV | PE MV TERMINAL | RYB | VPTJ/PCE/J06021 | PE 6.02 KOLAM RENANG (F1) | PTJ06013 PE 6.01 GRAND STAND (F1) |  | Pass | null
377680980 | TNB | DISTRIBUTION | WP PUTRAJAYA & CYBERJAYA | Existing | 11 kV | PE MV TERMINAL | RYB | VPTJ/PCE/J06021 | PE 6.02 KOLAM RENANG (F1) | TX1-750kVA |  | Pass | null
377681074 | TNB | DISTRIBUTION | WP PUTRAJAYA & CYBERJAYA | Existing | 11 kV | PE MV TERMINAL | RYB | VPTJ/PCE/J06022 | PE 6.02 KOLAM RENANG (F2) | PTJ05144 PE 5.14 APT 5R1 (F2) |  | Pass | null
377681075 | TNB | DISTRIBUTION | WP PUTRAJAYA & CYBERJAYA | Existing | 11 kV | PE MV TERMINAL | RYB | VPTJ/PCE/J06022 | PE 6.02 KOLAM RENANG (F2) | PTJ06015 PE 6.01 GRAND STAND (F2) |  | Pass | null
377681078 | TNB | DISTRIBUTION | WP PUTRAJAYA & CYBERJAYA | Existing | 11 kV | PE MV TERMINAL | RYB | VPTJ/PCE/J06022 | PE 6.02 KOLAM RENANG (F2) | TX1-750kVA |  | Pass | null
377681171 | TNB | DISTRIBUTION | WP PUTRAJAYA & CYBERJAYA | Existing | 11 kV | PE MV TERMINAL | RYB | VPTJ/PCE/J06011 | PE 6.01 GRAND STAND (F1) | PTJ06021 PE 6.02 KOLAM RENANG (F1) |  | Pass | null
377681172 | TNB | DISTRIBUTION | WP PUTRAJAYA & CYBERJAYA | Existing | 11 kV | PE MV TERMINAL | RYB | VPTJ/PCE/J06011 | PE 6.01 GRAND STAND (F1) | PPU PTJ24 Fdr 11 |  | Pass | null
377681175 | TNB | DISTRIBUTION | WP PUTRAJAYA & CYBERJAYA | Existing | 11 kV | PE MV TERMINAL | RYB | VPTJ/PCE/J06011 | PE 6.01 GRAND STAND (F1) | TX1-1000kVA |  | Pass | null
377681267 | TNB | DISTRIBUTION | WP PUTRAJAYA & CYBERJAYA | Existing | 11 kV | PE MV TERMINAL | RYB | VPTJ/PCE/J06012 | PE 6.01 GRAND STAND (F2) | PTJ06024 PE 6.02 KOLAM RENANG (F2) |  | Pass | null
377681268 | TNB | DISTRIBUTION | WP PUTRAJAYA & CYBERJAYA | Existing | 11 kV | PE MV TERMINAL | RYB | VPTJ/PCE/J06012 | PE 6.01 GRAND STAND (F2) | PPU PTJ24 Fdr 10 |  | Pass | null
377681271 | TNB | DISTRIBUTION | WP PUTRAJAYA & CYBERJAYA | Existing | 11 kV | PE MV TERMINAL | RYB | VPTJ/PCE/J06012 | PE 6.01 GRAND STAND (F2) | TX1-1000kVA |  | Pass | null
377681385 | TNB | DISTRIBUTION | WP PUTRAJAYA & CYBERJAYA | Existing | 11 kV | PE MV TERMINAL | RYB | VPTJ/PCE/J05261 | PE 5.26 BLOK D2 APT 5R4 (F1) | PTJ05331 PE 5.33 SEK MEN PRESINT 5 (F1) |  | Pass | null
377681386 | TNB | DISTRIBUTION | WP PUTRAJAYA & CYBERJAYA | Existing | 11 kV | PE MV TERMINAL | RYB | VPTJ/PCE/J05261 | PE 5.26 BLOK D2 APT 5R4 (F1) | PTJ05253 PE 5.25 BLOK D1 5R4 (F1) |  | Pass | null
377681389 | TNB | DISTRIBUTION | WP PUTRAJAYA & CYBERJAYA | Existing | 11 kV | PE MV TERMINAL | RYB | VPTJ/PCE/J05261 | PE 5.26 BLOK D2 APT 5R4 (F1) | TX1-1000kVA |  | Pass | null
377681483 | TNB | DISTRIBUTION | WP PUTRAJAYA & CYBERJAYA | Existing | 11 kV | PE MV TERMINAL | RYB | VPTJ/PCE/J05262 | PE 5.26 BLOK D2 APT 5R4 (F1) | PTJ05334 PE 5.33 SEK MEN PRESINT 5 (F2) |  | Pass | null
377681484 | TNB | DISTRIBUTION | WP PUTRAJAYA & CYBERJAYA | Existing | 11 kV | PE MV TERMINAL | RYB | VPTJ/PCE/J05262 | PE 5.26 BLOK D2 APT 5R4 (F1) | PTJ05256 PE 5.25 BLOK D1 5R4 (F2) |  | Pass | null
377681487 | TNB | DISTRIBUTION | WP PUTRAJAYA & CYBERJAYA | Existing | 11 kV | PE MV TERMINAL | RYB | VPTJ/PCE/J05262 | PE 5.26 BLOK D2 APT 5R4 (F1) | TX1-1000kVA |  | Pass | null
377681583 | TNB | DISTRIBUTION | WP PUTRAJAYA & CYBERJAYA | Existing | 11 kV | PE MV TERMINAL | RYB | VPTJ/PCE/J05252 | PE 5.25 BLOK D1 APT 5R4 (F2) | PTJ05264 PE 5.26 BLOK D2 5R4 (F2) |  | Pass | null
377681584 | TNB | DISTRIBUTION | WP PUTRAJAYA & CYBERJAYA | Existing | 11 kV | PE MV TERMINAL | RYB | VPTJ/PCE/J05252 | PE 5.25 BLOK D1 APT 5R4 (F2) | PTJ05246 PE 5.24 BLOK C 5R4 (F2) |  | Pass | null
377681587 | TNB | DISTRIBUTION | WP PUTRAJAYA & CYBERJAYA | Existing | 11 kV | PE MV TERMINAL | RYB | VPTJ/PCE/J05252 | PE 5.25 BLOK D1 APT 5R4 (F2) | TX1-1000kVA |  | Pass | null
377681770 | TNB | DISTRIBUTION | WP PUTRAJAYA & CYBERJAYA | Existing | 11 kV | PE MV TERMINAL | RYB | VPTJ/PCE/J05251 | PE 5.25 BLOK D1 APT 5R4 (F1) | PTJ05261 PE 5.26 BLOK D2 5R4 (F1) |  | Pass | null
377681771 | TNB | DISTRIBUTION | WP PUTRAJAYA & CYBERJAYA | Existing | 11 kV | PE MV TERMINAL | RYB | VPTJ/PCE/J05251 | PE 5.25 BLOK D1 APT 5R4 (F1) | PTJ05243 PE 5.24 BLOK C 5R4 |  | Pass | null
377681774 | TNB | DISTRIBUTION | WP PUTRAJAYA & CYBERJAYA | Existing | 11 kV | PE MV TERMINAL | RYB | VPTJ/PCE/J05251 | PE 5.25 BLOK D1 APT 5R4 (F1) | TX1-1000kVA |  | Pass | null
377681964 | TNB | DISTRIBUTION | WP PUTRAJAYA & CYBERJAYA | Existing | 11 kV | PE MV TERMINAL | RYB | VPTJ/PCE/J05242 | PE 5.24 BLOK C APT 5R4 (F2) | PTJ05254 PE 5.25 BLOK D1 5R4 (F2) |  | Pass | null
377681965 | TNB | DISTRIBUTION | WP PUTRAJAYA & CYBERJAYA | Existing | 11 kV | PE MV TERMINAL | RYB | VPTJ/PCE/J05242 | PE 5.24 BLOK C APT 5R4 (F2) | PTJ05236 PE 5.23 BLOK B 5R4 (F2) |  | Pass | null
377681968 | TNB | DISTRIBUTION | WP PUTRAJAYA & CYBERJAYA | Existing | 11 kV | PE MV TERMINAL | RYB | VPTJ/PCE/J05242 | PE 5.24 BLOK C APT 5R4 (F2) | TX1-1000kVA |  | Pass | null
377682153 | TNB | DISTRIBUTION | WP PUTRAJAYA & CYBERJAYA | Existing | 11 kV | PE MV TERMINAL | RYB | VPTJ/PCE/J05241 | PE 5.24 BLOK C APT 5R4 (F1) | PTJ05251 PE 5.25 BLOK D1 5R4 (F1) |  | Pass | null
377682154 | TNB | DISTRIBUTION | WP PUTRAJAYA & CYBERJAYA | Existing | 11 kV | PE MV TERMINAL | RYB | VPTJ/PCE/J05241 | PE 5.24 BLOK C APT 5R4 (F1) | PTJ05233 PE 5.23 BLOK B 5R4 (F1) |  | Pass | null
377682157 | TNB | DISTRIBUTION | WP PUTRAJAYA & CYBERJAYA | Existing | 11 kV | PE MV TERMINAL | RYB | VPTJ/PCE/J05241 | PE 5.24 BLOK C APT 5R4 (F1) | TX1-1000kVA |  | Pass | null
377682254 | TNB | DISTRIBUTION | WP PUTRAJAYA & CYBERJAYA | Existing | 11 kV | PE MV TERMINAL | RYB | VPTJ/PCE/J05231 | PE 5.23 BLOK B APT 5R4 (F1) | PTJ05241 PE 5.24 BLOK C 5R4 |  | Pass | null
377682255 | TNB | DISTRIBUTION | WP PUTRAJAYA & CYBERJAYA | Existing | 11 kV | PE MV TERMINAL | RYB | VPTJ/PCE/J05231 | PE 5.23 BLOK B APT 5R4 (F1) | PTJ05223 PE 5.22 BLOK A 5R4 (F1) |  | Pass | null
377682258 | TNB | DISTRIBUTION | WP PUTRAJAYA & CYBERJAYA | Existing | 11 kV | PE MV TERMINAL | RYB | VPTJ/PCE/J05231 | PE 5.23 BLOK B APT 5R4 (F1) | TX1-1000kVA |  | Pass | null
377682348 | TNB | DISTRIBUTION | WP PUTRAJAYA & CYBERJAYA | Existing | 11 kV | PE MV TERMINAL | RYB | VPTJ/PCE/J05232 | PE 5.23 BLOK B APT 5R4 (F2) | PTJ05244 PE 5.24 BLOK C 5R4 (F2) |  | Pass | null
377682349 | TNB | DISTRIBUTION | WP PUTRAJAYA & CYBERJAYA | Existing | 11 kV | PE MV TERMINAL | RYB | VPTJ/PCE/J05232 | PE 5.23 BLOK B APT 5R4 (F2) | PTJ05226 PE 5.22 BLOK A 5R4 (F2) |  | Pass | null
377682352 | TNB | DISTRIBUTION | WP PUTRAJAYA & CYBERJAYA | Existing | 11 kV | PE MV TERMINAL | RYB | VPTJ/PCE/J05232 | PE 5.23 BLOK B APT 5R4 (F2) | TX1-1000kVA |  | Pass | null
377682450 | TNB | DISTRIBUTION | WP PUTRAJAYA & CYBERJAYA | Existing | 11 kV | PE MV TERMINAL | RYB | VPTJ/PCE/J05221 | PE 5.22 BLOK A APT 5R4 (F1) | PTJ05231 PE 5.23 BLOK B 5R4 (F1) |  | Pass | null
377682451 | TNB | DISTRIBUTION | WP PUTRAJAYA & CYBERJAYA | Existing | 11 kV | PE MV TERMINAL | RYB | VPTJ/PCE/J05221 | PE 5.22 BLOK A APT 5R4 (F1) | PTJ05282 PE 5.28 BLOK B 5R6 (F1) |  | Pass | null
377682454 | TNB | DISTRIBUTION | WP PUTRAJAYA & CYBERJAYA | Existing | 11 kV | PE MV TERMINAL | RYB | VPTJ/PCE/J05221 | PE 5.22 BLOK A APT 5R4 (F1) | TX1-1000kVA |  | Pass | null
377682550 | TNB | DISTRIBUTION | WP PUTRAJAYA & CYBERJAYA | Existing | 11 kV | PE MV TERMINAL | RYB | VPTJ/PCE/J05222 | PE 5.22 BLOK A APT 5R4 (F2) | PTJ05234 PE 5.23 BLOK B 5R4 (F2) |  | Pass | null
377682551 | TNB | DISTRIBUTION | WP PUTRAJAYA & CYBERJAYA | Existing | 11 kV | PE MV TERMINAL | RYB | VPTJ/PCE/J05222 | PE 5.22 BLOK A APT 5R4 (F2) | PTJ05352 : PE 5.35 TEMP PPA1M PRS 5 |  | Pass | null
377682554 | TNB | DISTRIBUTION | WP PUTRAJAYA & CYBERJAYA | Existing | 11 kV | PE MV TERMINAL | RYB | VPTJ/PCE/J05222 | PE 5.22 BLOK A APT 5R4 (F2) | TX1-1000kVA |  | Pass | null
377766192 | TNB | DISTRIBUTION | WP PUTRAJAYA & CYBERJAYA | Existing | 11 kV | PE MV TERMINAL | RYB | VPTJ/PCE/J14191 | PE 14.19 BLOK E2 (EFI) (F1) | PMU ABBA FDR 5 |  | Pass | null
377766193 | TNB | DISTRIBUTION | WP PUTRAJAYA & CYBERJAYA | Existing | 11 kV | PE MV TERMINAL | RYB | VPTJ/PCE/J14191 | PE 14.19 BLOK E2 (EFI) (F1) | PTJ14182 PE 14.18 BLOK 5 (F1) |  | Pass | null
377766196 | TNB | DISTRIBUTION | WP PUTRAJAYA & CYBERJAYA | Existing | 11 kV | PE MV TERMINAL | RYB | VPTJ/PCE/J14191 | PE 14.19 BLOK E2 (EFI) (F1) | 1000KVA |  | Pass | null
377766288 | TNB | DISTRIBUTION | WP PUTRAJAYA & CYBERJAYA | Existing | 11 kV | PE MV TERMINAL | RYB | VPTJ/PCE/J14192 | PE 14.19 BLOK E2 (EFI) (F2) | PMU ABBA FDR 6 |  | Pass | null
377766289 | TNB | DISTRIBUTION | WP PUTRAJAYA & CYBERJAYA | Existing | 11 kV | PE MV TERMINAL | RYB | VPTJ/PCE/J14192 | PE 14.19 BLOK E2 (EFI) (F2) | PTJ14185 PE 14.18 BLOK 5 (F2) |  | Pass | null
377766292 | TNB | DISTRIBUTION | WP PUTRAJAYA & CYBERJAYA | Existing | 11 kV | PE MV TERMINAL | RYB | VPTJ/PCE/J14192 | PE 14.19 BLOK E2 (EFI) (F2) | 1000KVA |  | Pass | null
377766394 | TNB | DISTRIBUTION | WP PUTRAJAYA & CYBERJAYA | Existing | 11 kV | PE MV TERMINAL | RYB | VPTJ/PCE/J14181 | PE 14.18 BLOK E1 (F1) | PTJ14191 PE 14.19 BLOK 6 (F1) |  | Pass | null
377766395 | TNB | DISTRIBUTION | WP PUTRAJAYA & CYBERJAYA | Existing | 11 kV | PE MV TERMINAL | RYB | VPTJ/PCE/J14181 | PE 14.18 BLOK E1 (F1) | PTJ14173 PE 14.17 BLOK 4 (F1) |  | Pass | null
377766398 | TNB | DISTRIBUTION | WP PUTRAJAYA & CYBERJAYA | Existing | 11 kV | PE MV TERMINAL | RYB | VPTJ/PCE/J14181 | PE 14.18 BLOK E1 (F1) | 1000KVA |  | Pass | null
377766423 | TNB | DISTRIBUTION | WP PUTRAJAYA & CYBERJAYA | Existing | 11 kV | PE MV TERMINAL | RYB | VPTJ/PCE/J14182 | PE 14.18 BLOK E1 (F2) | PTJ14194 PE 14.19 BLOK 6 (F2) |  | Pass | null
377766424 | TNB | DISTRIBUTION | WP PUTRAJAYA & CYBERJAYA | Existing | 11 kV | PE MV TERMINAL | RYB | VPTJ/PCE/J14182 | PE 14.18 BLOK E1 (F2) | PTJ14175 PE 14.17 BLOK 4 (F2) |  | Pass | null
377766427 | TNB | DISTRIBUTION | WP PUTRAJAYA & CYBERJAYA | Existing | 11 kV | PE MV TERMINAL | RYB | VPTJ/PCE/J14182 | PE 14.18 BLOK E1 (F2) | 1000KVA |  | Pass | null
377766516 | TNB | DISTRIBUTION | WP PUTRAJAYA & CYBERJAYA | Existing | 11 kV | PE MV TERMINAL | RYB | VPTJ/PCE/J14171 | PE 14.17 BLOK D (F1) | PTJ14181 PE 14.18 BLOK 5 (F1) |  | Pass | null
377766517 | TNB | DISTRIBUTION | WP PUTRAJAYA & CYBERJAYA | Existing | 11 kV | PE MV TERMINAL | RYB | VPTJ/PCE/J14171 | PE 14.17 BLOK D (F1) | PTJ14163 PE 14.16 BLOK 3 (F1) |  | Pass | null
377766520 | TNB | DISTRIBUTION | WP PUTRAJAYA & CYBERJAYA | Existing | 11 kV | PE MV TERMINAL | RYB | VPTJ/PCE/J14171 | PE 14.17 BLOK D (F1) | 1000KVA |  | Pass | null
377766612 | TNB | DISTRIBUTION | WP PUTRAJAYA & CYBERJAYA | Existing | 11 kV | PE MV TERMINAL | RYB | VPTJ/PCE/J14172 | PE 14.17 BLOK D (F2) | PTJ14184 PE 14.18 BLOK 5 (F2) |  | Pass | null
377766613 | TNB | DISTRIBUTION | WP PUTRAJAYA & CYBERJAYA | Existing | 11 kV | PE MV TERMINAL | RYB | VPTJ/PCE/J14172 | PE 14.17 BLOK D (F2) | PTJ14165 PE 14.16 BLOK 3 (F2) |  | Pass | null
377766616 | TNB | DISTRIBUTION | WP PUTRAJAYA & CYBERJAYA | Existing | 11 kV | PE MV TERMINAL | RYB | VPTJ/PCE/J14172 | PE 14.17 BLOK D (F2) | 1000KVA |  | Pass | null
377766712 | TNB | DISTRIBUTION | WP PUTRAJAYA & CYBERJAYA | Existing | 11 kV | PE MV TERMINAL | RYB | VPTJ/PCE/J14161 | PE 14.16 BLOK C (EFI) (F1) | PTJ14171 PE 14.17 BLOK 4 (F1) |  | Pass | null
377766713 | TNB | DISTRIBUTION | WP PUTRAJAYA & CYBERJAYA | Existing | 11 kV | PE MV TERMINAL | RYB | VPTJ/PCE/J14161 | PE 14.16 BLOK C (EFI) (F1) | PTJ14152 PE 14.15 BLOK 2 (F1) |  | Pass | null
377766716 | TNB | DISTRIBUTION | WP PUTRAJAYA & CYBERJAYA | Existing | 11 kV | PE MV TERMINAL | RYB | VPTJ/PCE/J14161 | PE 14.16 BLOK C (EFI) (F1) | 1000KVA |  | Pass | null
377766808 | TNB | DISTRIBUTION | WP PUTRAJAYA & CYBERJAYA | Existing | 11 kV | PE MV TERMINAL | RYB | VPTJ/PCE/J14162 | PE 14.16 BLOK C (EFI) (F2) | PTJ14174 PE 14.17 BLOK 4 (F2) |  | Pass | null
377766809 | TNB | DISTRIBUTION | WP PUTRAJAYA & CYBERJAYA | Existing | 11 kV | PE MV TERMINAL | RYB | VPTJ/PCE/J14162 | PE 14.16 BLOK C (EFI) (F2) | PTJ14155 PE 14.15 BLOK 2 (F2) |  | Pass | null
377766812 | TNB | DISTRIBUTION | WP PUTRAJAYA & CYBERJAYA | Existing | 11 kV | PE MV TERMINAL | RYB | VPTJ/PCE/J14162 | PE 14.16 BLOK C (EFI) (F2) | 1000KVA |  | Pass | null
377766897 | TNB | DISTRIBUTION | WP PUTRAJAYA & CYBERJAYA | Existing | 11 kV | PE MV TERMINAL | RYB | VPTJ/PCE/J14151 | PE 14.15 BLOK B (F1) | PTJ14161 PE 14.16 BLOK 3 (F1) |  | Pass | null
377766898 | TNB | DISTRIBUTION | WP PUTRAJAYA & CYBERJAYA | Existing | 11 kV | PE MV TERMINAL | RYB | VPTJ/PCE/J14151 | PE 14.15 BLOK B (F1) | PTJ14142 PE 14.14 BLOK 1 (F1) |  | Pass | null
377766901 | TNB | DISTRIBUTION | WP PUTRAJAYA & CYBERJAYA | Existing | 11 kV | PE MV TERMINAL | RYB | VPTJ/PCE/J14151 | PE 14.15 BLOK B (F1) | 1000KVA |  | Pass | null
377766991 | TNB | DISTRIBUTION | WP PUTRAJAYA & CYBERJAYA | Existing | 11 kV | PE MV TERMINAL | RYB | VPTJ/PCE/J14152 | PE 14.15 BLOK B (F2) | PTJ14145 PE 14.14 BLOK 1 (F2) |  | Pass | null
377766992 | TNB | DISTRIBUTION | WP PUTRAJAYA & CYBERJAYA | Existing | 11 kV | PE MV TERMINAL | RYB | VPTJ/PCE/J14152 | PE 14.15 BLOK B (F2) | PTJ14164 PE 14.16 BLOK 3 (F2) |  | Pass | null
377766995 | TNB | DISTRIBUTION | WP PUTRAJAYA & CYBERJAYA | Existing | 11 kV | PE MV TERMINAL | RYB | VPTJ/PCE/J14152 | PE 14.15 BLOK B (F2) | 1000KVA |  | Pass | null
377767078 | TNB | DISTRIBUTION | WP PUTRAJAYA & CYBERJAYA | Existing | 11 kV | PE MV TERMINAL | RYB | VPTJ/PCE/J14141 | PE 14.14 BLOK A (EFI) (F1) | PTJ14151 PE 14.15 BLOK 2 (F1) |  | Pass | null
377767079 | TNB | DISTRIBUTION | WP PUTRAJAYA & CYBERJAYA | Existing | 11 kV | PE MV TERMINAL | RYB | VPTJ/PCE/J14141 | PE 14.14 BLOK A (EFI) (F1) | PTJ14312 PE 14.31 BLOK B APT 14-12 (F1) |  | Pass | null
377767082 | TNB | DISTRIBUTION | WP PUTRAJAYA & CYBERJAYA | Existing | 11 kV | PE MV TERMINAL | RYB | VPTJ/PCE/J14141 | PE 14.14 BLOK A (EFI) (F1) | 1000KVA |  | Pass | null
377767174 | TNB | DISTRIBUTION | WP PUTRAJAYA & CYBERJAYA | Existing | 11 kV | PE MV TERMINAL | RYB | VPTJ/PCE/J14142 | PE 14.14 BLOK A (EFI) (F2) | PTJ14154 PE 14.15 BLOK 2 (F2) |  | Pass | null
377767175 | TNB | DISTRIBUTION | WP PUTRAJAYA & CYBERJAYA | Existing | 11 kV | PE MV TERMINAL | RYB | VPTJ/PCE/J14142 | PE 14.14 BLOK A (EFI) (F2) | PTJ14315 PE 14.31 BLOK B APT 14-12 (F2) |  | Pass | null
377767178 | TNB | DISTRIBUTION | WP PUTRAJAYA & CYBERJAYA | Existing | 11 kV | PE MV TERMINAL | RYB | VPTJ/PCE/J14142 | PE 14.14 BLOK A (EFI) (F2) | 1000KVA |  | Pass | null
377767262 | TNB | DISTRIBUTION | WP PUTRAJAYA & CYBERJAYA | Existing | 11 kV | PE MV TERMINAL | RYB | VPTJ/PCE/J14311 | PE 14.31 P'PURI 14-12 BLOK B (F1) | PTJ14141 PE 14.14 BLOK 1 (F1) |  | Pass | null
377767263 | TNB | DISTRIBUTION | WP PUTRAJAYA & CYBERJAYA | Existing | 11 kV | PE MV TERMINAL | RYB | VPTJ/PCE/J14311 | PE 14.31 P'PURI 14-12 BLOK B (F1) | PTJ14302 PE 14.30 BLOK A APT 14-12 (F1) |  | Pass | null
377767266 | TNB | DISTRIBUTION | WP PUTRAJAYA & CYBERJAYA | Existing | 11 kV | PE MV TERMINAL | RYB | VPTJ/PCE/J14311 | PE 14.31 P'PURI 14-12 BLOK B (F1) | TX1-1000kVA |  | Pass | null
377767356 | TNB | DISTRIBUTION | WP PUTRAJAYA & CYBERJAYA | Existing | 11 kV | PE MV TERMINAL | RYB | VPTJ/PCE/J14312 | PE 14.31 P'PURI 14-12 BLOK B (F2) | PTJ14144 PE 14.14 BLOK 1 (F2) |  | Pass | null
377767357 | TNB | DISTRIBUTION | WP PUTRAJAYA & CYBERJAYA | Existing | 11 kV | PE MV TERMINAL | RYB | VPTJ/PCE/J14312 | PE 14.31 P'PURI 14-12 BLOK B (F2) | PTJ14305 PE 14.30 BLOK A APT 14-12 (F2) |  | Pass | null
377767360 | TNB | DISTRIBUTION | WP PUTRAJAYA & CYBERJAYA | Existing | 11 kV | PE MV TERMINAL | RYB | VPTJ/PCE/J14312 | PE 14.31 P'PURI 14-12 BLOK B (F2) | TX2-1000kVA |  | Pass | null
377767451 | TNB | DISTRIBUTION | WP PUTRAJAYA & CYBERJAYA | Existing | 11 kV | PE MV TERMINAL | RYB | VPTJ/PCE/J14301 | PE 14.30 P'PURI 14-12 BLOK A (EFI) (F1) | PTJ14311 PE 14.31 BLOK B APT 14-12 (F1) |  | Pass | null
377767452 | TNB | DISTRIBUTION | WP PUTRAJAYA & CYBERJAYA | Existing | 11 kV | PE MV TERMINAL | RYB | VPTJ/PCE/J14301 | PE 14.30 P'PURI 14-12 BLOK A (EFI) (F1) | PTJ14252 PE 14.25 KOMPLEKS SEK REN (F1) |  | Pass | null
377767455 | TNB | DISTRIBUTION | WP PUTRAJAYA & CYBERJAYA | Existing | 11 kV | PE MV TERMINAL | RYB | VPTJ/PCE/J14301 | PE 14.30 P'PURI 14-12 BLOK A (EFI) (F1) | N/A |  | Pass | null
377767545 | TNB | DISTRIBUTION | WP PUTRAJAYA & CYBERJAYA | Existing | 11 kV | PE MV TERMINAL | RYB | VPTJ/PCE/J14302 | PE 14.30 P'PURI 14-12 BLOK A (EFI) (F2) | PTJ14314 PE 14.31 BLOK B APT 14-12 (F2) |  | Pass | null
377767546 | TNB | DISTRIBUTION | WP PUTRAJAYA & CYBERJAYA | Existing | 11 kV | PE MV TERMINAL | RYB | VPTJ/PCE/J14302 | PE 14.30 P'PURI 14-12 BLOK A (EFI) (F2) | PTJ14255 PE 14.25 KOMPLEKS SEK REN (F2) |  | Pass | null
377767549 | TNB | DISTRIBUTION | WP PUTRAJAYA & CYBERJAYA | Existing | 11 kV | PE MV TERMINAL | RYB | VPTJ/PCE/J14302 | PE 14.30 P'PURI 14-12 BLOK A (EFI) (F2) | TX2-1000kVA |  | Pass | null
377767579 | TNB | DISTRIBUTION | WP PUTRAJAYA & CYBERJAYA | Existing | 11 kV | PE MV TERMINAL | RYB | VPTJ/PCE/J14251 | PE 14.25 KOMPLEKS SEK REN (EFI) (F1) | PTJ14301 PE 14.30 BLOK A APT 14-12 (F1) |  | Pass | null
377767580 | TNB | DISTRIBUTION | WP PUTRAJAYA & CYBERJAYA | Existing | 11 kV | PE MV TERMINAL | RYB | VPTJ/PCE/J14251 | PE 14.25 KOMPLEKS SEK REN (EFI) (F1) | PTJ14322 PE 14.32 PERUMAHAN 14-6 NO 1 (F1) |  | Pass | null
377767583 | TNB | DISTRIBUTION | WP PUTRAJAYA & CYBERJAYA | Existing | 11 kV | PE MV TERMINAL | RYB | VPTJ/PCE/J14251 | PE 14.25 KOMPLEKS SEK REN (EFI) (F1) | 1000KVA |  | Pass | null
377767673 | TNB | DISTRIBUTION | WP PUTRAJAYA & CYBERJAYA | Existing | 11 kV | PE MV TERMINAL | RYB | VPTJ/PCE/J14252 | PE 14.25 KOMPLEKS SEK REN (EFI) (F2) | PTJ14304 PE 14.30 BLOK A APT 14-12 (F2) |  | Pass | null
377767674 | TNB | DISTRIBUTION | WP PUTRAJAYA & CYBERJAYA | Existing | 11 kV | PE MV TERMINAL | RYB | VPTJ/PCE/J14252 | PE 14.25 KOMPLEKS SEK REN (EFI) (F2) | PTJ14324 PE 14.32 PERUMAHAN 14-6 NO 1 (F2) |  | Pass | null
377767677 | TNB | DISTRIBUTION | WP PUTRAJAYA & CYBERJAYA | Existing | 11 kV | PE MV TERMINAL | RYB | VPTJ/PCE/J14252 | PE 14.25 KOMPLEKS SEK REN (EFI) (F2) | 1000KVA |  | Pass | null
378018338 | TNB | DISTRIBUTION | WP PUTRAJAYA & CYBERJAYA | Existing | 11 kV | PE MV TERMINAL | RYB | VCBJ/PCE/J00143 | D-CBJ-C14-0473 | C23391 PE 23.39 RADIUS 3 F1 |  | Pass | null
378018339 | TNB | DISTRIBUTION | WP PUTRAJAYA & CYBERJAYA | Existing | 11 kV | PE MV TERMINAL | RYB | VCBJ/PCE/J00143 | D-CBJ-C14-0473 | C21393 : PE 21.39 (PS 6A) |  | Pass | null
378018342 | TNB | DISTRIBUTION | WP PUTRAJAYA & CYBERJAYA | Existing | 11 kV | PE MV TERMINAL | RYB | VCBJ/PCE/J00143 | D-CBJ-C14-0473 | TX1-1000kVA |  | Pass | null
378018459 | TNB | DISTRIBUTION | WP PUTRAJAYA & CYBERJAYA | Existing | 11 kV | PE MV TERMINAL | RYB | VCBJ/PCE/J00144 | D-CBJ-C14-0473 | C23394 PE 23.39 RADIUS 3 F2 |  | Pass | null
378018460 | TNB | DISTRIBUTION | WP PUTRAJAYA & CYBERJAYA | Existing | 11 kV | PE MV TERMINAL | RYB | VCBJ/PCE/J00144 | D-CBJ-C14-0473 | CBJ21952 PE 21.95 SITE SKY PARK |  | Pass | null
378018463 | TNB | DISTRIBUTION | WP PUTRAJAYA & CYBERJAYA | Existing | 11 kV | PE MV TERMINAL | RYB | VCBJ/PCE/J00144 | D-CBJ-C14-0473 | TX2-1000kVA |  | Pass | null
378018582 | TNB | DISTRIBUTION | WP PUTRAJAYA & CYBERJAYA | Existing | 11 kV | PE MV TERMINAL | RYB | VCBJ/PCE/J00141 | D-CBJ-C17-0588 | C23381 PE 23.38 RADIUS 2 F1 |  | Pass | null
378018583 | TNB | DISTRIBUTION | WP PUTRAJAYA & CYBERJAYA | Existing | 11 kV | PE MV TERMINAL | RYB | VCBJ/PCE/J00141 | D-CBJ-C17-0588 | C23373 PE 23.37 RADIUS 1 F1 |  | Pass | null
378018586 | TNB | DISTRIBUTION | WP PUTRAJAYA & CYBERJAYA | Existing | 11 kV | PE MV TERMINAL | RYB | VCBJ/PCE/J00141 | D-CBJ-C17-0588 | TX1-1000kVA |  | Pass | null
378018703 | TNB | DISTRIBUTION | WP PUTRAJAYA & CYBERJAYA | Existing | 11 kV | PE MV TERMINAL | RYB | VCBJ/PCE/J00142 | D-CBJ-C17-0588 | C23384 PE 23.38 RADIUS 2 F2 |  | Pass | null
378018704 | TNB | DISTRIBUTION | WP PUTRAJAYA & CYBERJAYA | Existing | 11 kV | PE MV TERMINAL | RYB | VCBJ/PCE/J00142 | D-CBJ-C17-0588 | C23376 PE 23.37 RADIUS 1 F2 |  | Pass | null
378018707 | TNB | DISTRIBUTION | WP PUTRAJAYA & CYBERJAYA | Existing | 11 kV | PE MV TERMINAL | RYB | VCBJ/PCE/J00142 | D-CBJ-C17-0588 | TX2-1000kVA |  | Pass | null
378018826 | TNB | DISTRIBUTION | WP PUTRAJAYA & CYBERJAYA | Existing | 11 kV | PE MV TERMINAL | RYB | VCBJ/PCE/J00145 | D-CBJ-C14-0473 | CBJ22181 SS 22.18 MDeC (F1) |  | Pass | null
378018827 | TNB | DISTRIBUTION | WP PUTRAJAYA & CYBERJAYA | Existing | 11 kV | PE MV TERMINAL | RYB | VCBJ/PCE/J00145 | D-CBJ-C14-0473 | C23393 PE 23.39 RADIUS 3 F1 |  | Pass | null
378018830 | TNB | DISTRIBUTION | WP PUTRAJAYA & CYBERJAYA | Existing | 11 kV | PE MV TERMINAL | RYB | VCBJ/PCE/J00145 | D-CBJ-C14-0473 | TX1-1000kVA |  | Pass | null
378018947 | TNB | DISTRIBUTION | WP PUTRAJAYA & CYBERJAYA | Existing | 11 kV | PE MV TERMINAL | RYB | VCBJ/PCE/J00146 | D-CBJ-C14-0473 | CBJ22184 SS 22.18 MDeC (F2) |  | Pass | null
378018948 | TNB | DISTRIBUTION | WP PUTRAJAYA & CYBERJAYA | Existing | 11 kV | PE MV TERMINAL | RYB | VCBJ/PCE/J00146 | D-CBJ-C14-0473 | C23396 PE 23.39 RADIUS 3 F2 |  | Pass | null
378018951 | TNB | DISTRIBUTION | WP PUTRAJAYA & CYBERJAYA | Existing | 11 kV | PE MV TERMINAL | RYB | VCBJ/PCE/J00146 | D-CBJ-C14-0473 | TX2-1000kVA |  | Pass | null
378019095 | TNB | DISTRIBUTION | WP PUTRAJAYA & CYBERJAYA | Existing | 11 kV | PE MV TERMINAL | RYB | VCBJ/PCE/J00151 | D-CBJ-C15-0540 | TX1-1000kVA |  | Pass | null
378019102 | TNB | DISTRIBUTION | WP PUTRAJAYA & CYBERJAYA | Existing | 11 kV | PE MV TERMINAL | RYB | VCBJ/PCE/J00151 | D-CBJ-C15-0540 | CBJ21961 PE 21.96 SUBANG ALAM |  | Pass | null
378019110 | TNB | DISTRIBUTION | WP PUTRAJAYA & CYBERJAYA | Existing | 11 kV | PE MV TERMINAL | RYB | VCBJ/PCE/J00151 | D-CBJ-C15-0540 | CBJ21456 PE 21.45 CYBERVILLAGE SERENITY (F2) |  | Pass | null
378019120 | TNB | DISTRIBUTION | WP PUTRAJAYA & CYBERJAYA | Existing | 11 kV | PE MV TERMINAL | RYB | VCBJ/PCE/J00151 | D-CBJ-C15-0540 | TX2-1000kVA |  | Pass | null
378043804 | TNB | DISTRIBUTION | WP PUTRAJAYA & CYBERJAYA | Existing | 11 kV | PE MV TERMINAL | RYB | VPTJ/PCE/J14222 | PE 14.22 KOMPLEKS SEK MEN (F2) | PTJ14331 PE 14.33 (F1) |  | Pass | null
378043805 | TNB | DISTRIBUTION | WP PUTRAJAYA & CYBERJAYA | Existing | 11 kV | PE MV TERMINAL | RYB | VPTJ/PCE/J14222 | PE 14.22 KOMPLEKS SEK MEN (F2) | PE14.03 PTJ14031 |  | Pass | null
378043808 | TNB | DISTRIBUTION | WP PUTRAJAYA & CYBERJAYA | Existing | 11 kV | PE MV TERMINAL | RYB | VPTJ/PCE/J14222 | PE 14.22 KOMPLEKS SEK MEN (F2) | TX2-PTJ14225 |  | Pass | null
378043914 | TNB | DISTRIBUTION | WP PUTRAJAYA & CYBERJAYA | Existing | 11 kV | PE MV TERMINAL | RYB | VPTJ/PCE/J14051 | PE 14.05 PERUMAHAN 14-11 (F1) | PTJ14221 PE 14.22 KOMPLEKS SEK. MEN. (F1) |  | Pass | null
378043915 | TNB | DISTRIBUTION | WP PUTRAJAYA & CYBERJAYA | Existing | 11 kV | PE MV TERMINAL | RYB | VPTJ/PCE/J14051 | PE 14.05 PERUMAHAN 14-11 (F1) | PTJ14071 PE 14.07 Perumahan 14-5B (F1) |  | Pass | null
378043918 | TNB | DISTRIBUTION | WP PUTRAJAYA & CYBERJAYA | Existing | 11 kV | PE MV TERMINAL | RYB | VPTJ/PCE/J14051 | PE 14.05 PERUMAHAN 14-11 (F1) | 1000KVA |  | Pass | null
378043937 | TNB | DISTRIBUTION | WP PUTRAJAYA & CYBERJAYA | Existing | 11 kV | PE MV TERMINAL | RYB | VPTJ/PCE/J14052 | PE 14.05 PERUMAHAN 14-11 (F2) | PTJ14033 PE 14.03 PADAT L/S |  | Pass | null
378043938 | TNB | DISTRIBUTION | WP PUTRAJAYA & CYBERJAYA | Existing | 11 kV | PE MV TERMINAL | RYB | VPTJ/PCE/J14052 | PE 14.05 PERUMAHAN 14-11 (F2) | PTJ14061 PE 14.06 PERUMAHAN 14-5A |  | Pass | null
378043941 | TNB | DISTRIBUTION | WP PUTRAJAYA & CYBERJAYA | Existing | 11 kV | PE MV TERMINAL | RYB | VPTJ/PCE/J14052 | PE 14.05 PERUMAHAN 14-11 (F2) | 1000KVA |  | Pass | null
378043968 | TNB | DISTRIBUTION | WP PUTRAJAYA & CYBERJAYA | Existing | 11 kV | PE MV TERMINAL | RYB | VPTJ/PCE/J14061 | PE 14.06 PERUMAHAN 14-5A | PTJ14074 : PE 14.07 14-5B (F2) |  | Pass | null
378043969 | TNB | DISTRIBUTION | WP PUTRAJAYA & CYBERJAYA | Existing | 11 kV | PE MV TERMINAL | RYB | VPTJ/PCE/J14061 | PE 14.06 PERUMAHAN 14-5A | PTJ14054 : PE 14.05 PADAT 14-11 (F2) |  | Pass | null
378043972 | TNB | DISTRIBUTION | WP PUTRAJAYA & CYBERJAYA | Existing | 11 kV | PE MV TERMINAL | RYB | VPTJ/PCE/J14061 | PE 14.06 PERUMAHAN 14-5A | N/A |  | Pass | null
378044105 | TNB | DISTRIBUTION | WP PUTRAJAYA & CYBERJAYA | Existing | 11 kV | PE MV TERMINAL | RYB | VPTJ/PCE/J14071 | PE 14.07 Perumahan 14-5B (F1) | N/A |  | Pass | null
378044107 | TNB | DISTRIBUTION | WP PUTRAJAYA & CYBERJAYA | Existing | 11 kV | PE MV TERMINAL | RYB | VPTJ/PCE/J14071 | PE 14.07 Perumahan 14-5B (F1) | PTJ14051 PE 14.05 PADAT PERUMAHAN 14-11 (F1) |  | Pass | null
378044148 | TNB | DISTRIBUTION | WP PUTRAJAYA & CYBERJAYA | Existing | 11 kV | PE MV TERMINAL | RYB | VPTJ/PCE/J14071 | PE 14.07 Perumahan 14-5B (F1) |  |  | Pass | null
378044224 | TNB | DISTRIBUTION | WP PUTRAJAYA & CYBERJAYA | Existing | 11 kV | PE MV TERMINAL | RYB | VPTJ/PCE/J14072 | PE 14.07 Perumahan 14-5B (F2) | TX2-1000kVA |  | Pass | null
378044226 | TNB | DISTRIBUTION | WP PUTRAJAYA & CYBERJAYA | Existing | 11 kV | PE MV TERMINAL | RYB | VPTJ/PCE/J14072 | PE 14.07 Perumahan 14-5B (F2) | PTJ14062 PE 14.06 PERUMAHAN 14-5A |  | Pass | null
378044267 | TNB | DISTRIBUTION | WP PUTRAJAYA & CYBERJAYA | Existing | 11 kV | PE MV TERMINAL | RYB | VPTJ/PCE/J14072 | PE 14.07 Perumahan 14-5B (F2) | PTJ14075 PE 14.07 Perumahan 14-5B (F2) |  | Pass | null
378044377 | TNB | DISTRIBUTION | WP PUTRAJAYA & CYBERJAYA | Existing | 11 kV | PE MV TERMINAL | RYB | VPTJ/PCE/J14091 | PE 14.09 PERUMAHAN 14-4 (F1) | PTJ14075 PE 14.07 Perumahan 14-5B (F2) |  | Pass | null
378044378 | TNB | DISTRIBUTION | WP PUTRAJAYA & CYBERJAYA | Existing | 11 kV | PE MV TERMINAL | RYB | VPTJ/PCE/J14091 | PE 14.09 PERUMAHAN 14-4 (F1) | PTJ14086 PE 14.08 Perumahan 14-10 (F2) |  | Pass | null
378044381 | TNB | DISTRIBUTION | WP PUTRAJAYA & CYBERJAYA | Existing | 11 kV | PE MV TERMINAL | RYB | VPTJ/PCE/J14091 | PE 14.09 PERUMAHAN 14-4 (F1) | TX-1000KVA |  | Pass | null
378044508 | TNB | DISTRIBUTION | WP PUTRAJAYA & CYBERJAYA | Existing | 11 kV | PE MV TERMINAL | RYB | VPTJ/PCE/J14081 | PE 14.08 Perumahan 14-10 (F1) | PTJ14094 PE 14.09 PADAT PERUMAHAN 14-4 TERES (F2) |  | Pass | null
378044509 | TNB | DISTRIBUTION | WP PUTRAJAYA & CYBERJAYA | Existing | 11 kV | PE MV TERMINAL | RYB | VPTJ/PCE/J14081 | PE 14.08 Perumahan 14-10 (F1) | PTJ14133 PE 14.13 P 14 B1 SEMI-D |  | Pass | null
378044512 | TNB | DISTRIBUTION | WP PUTRAJAYA & CYBERJAYA | Existing | 11 kV | PE MV TERMINAL | RYB | VPTJ/PCE/J14081 | PE 14.08 Perumahan 14-10 (F1) | TX1-1000KVA |  | Pass | null
378044531 | TNB | DISTRIBUTION | WP PUTRAJAYA & CYBERJAYA | Existing | 11 kV | PE MV TERMINAL | RYB | VPTJ/PCE/J14082 | PE 14.08 Perumahan 14-10 (F2) | PTJ14091 PE 14.09 PADAT PERUMAHAN 14-4 TERES (F1) |  | Pass | null
378044532 | TNB | DISTRIBUTION | WP PUTRAJAYA & CYBERJAYA | Existing | 11 kV | PE MV TERMINAL | RYB | VPTJ/PCE/J14082 | PE 14.08 Perumahan 14-10 (F2) | PTJ14136 PE 14.13 P 14 B1 SEMI-D (F2) |  | Pass | null
378044535 | TNB | DISTRIBUTION | WP PUTRAJAYA & CYBERJAYA | Existing | 11 kV | PE MV TERMINAL | RYB | VPTJ/PCE/J14082 | PE 14.08 Perumahan 14-10 (F2) | TX2-1000KVA |  | Pass | null
378044634 | TNB | DISTRIBUTION | WP PUTRAJAYA & CYBERJAYA | Existing | 11 kV | PE MV TERMINAL | RYB | VPTJ/PCE/J14131 | PE 14.13 ERUMAHAN 14-9 (EFI) (F1) | PTJ14081 PE 14.08 Perumahan 14-10 (F1) |  | Pass | null
378044635 | TNB | DISTRIBUTION | WP PUTRAJAYA & CYBERJAYA | Existing | 11 kV | PE MV TERMINAL | RYB | VPTJ/PCE/J14131 | PE 14.13 ERUMAHAN 14-9 (EFI) (F1) | PTJ14342 PE 14.34 (F1) (DUTA VILLA) |  | Pass | null
378044638 | TNB | DISTRIBUTION | WP PUTRAJAYA & CYBERJAYA | Existing | 11 kV | PE MV TERMINAL | RYB | VPTJ/PCE/J14131 | PE 14.13 ERUMAHAN 14-9 (EFI) (F1) | TX1-1000KVA |  | Pass | null
378044657 | TNB | DISTRIBUTION | WP PUTRAJAYA & CYBERJAYA | Existing | 11 kV | PE MV TERMINAL | RYB | VPTJ/PCE/J14132 | PE 14.13 ERUMAHAN 14-9 (EFI) (F2) | PTJ14084 PE 14.08 Perumahan 14-10 (F2) |  | Pass | null
378044658 | TNB | DISTRIBUTION | WP PUTRAJAYA & CYBERJAYA | Existing | 11 kV | PE MV TERMINAL | RYB | VPTJ/PCE/J14132 | PE 14.13 ERUMAHAN 14-9 (EFI) (F2) | PTJ14345 PE 14.34 (F2) (DUTA VILLA) |  | Pass | null
378044661 | TNB | DISTRIBUTION | WP PUTRAJAYA & CYBERJAYA | Existing | 11 kV | PE MV TERMINAL | RYB | VPTJ/PCE/J14132 | PE 14.13 ERUMAHAN 14-9 (EFI) (F2) | TX2-1000KVA |  | Pass | null
378044759 | TNB | DISTRIBUTION | WP PUTRAJAYA & CYBERJAYA | Existing | 11 kV | PE MV TERMINAL | RYB | VPTJ/PCE/J14021 | PE 14.02 PERUMAHAN 14-1 (EFI) (F1) | PTJ14341 PE 14.34 (F1) (DUTA VILLA) |  | Pass | null
378044760 | TNB | DISTRIBUTION | WP PUTRAJAYA & CYBERJAYA | Existing | 11 kV | PE MV TERMINAL | RYB | VPTJ/PCE/J14021 | PE 14.02 PERUMAHAN 14-1 (EFI) (F1) | PTJ14113 PE 14.11 P 14A 1/3 TERES (F1) |  | Pass | null
378044763 | TNB | DISTRIBUTION | WP PUTRAJAYA & CYBERJAYA | Existing | 11 kV | PE MV TERMINAL | RYB | VPTJ/PCE/J14021 | PE 14.02 PERUMAHAN 14-1 (EFI) (F1) | TX1-1000KVA |  | Pass | null
378044782 | TNB | DISTRIBUTION | WP PUTRAJAYA & CYBERJAYA | Existing | 11 kV | PE MV TERMINAL | RYB | VPTJ/PCE/J14022 | PE 14.02 PERUMAHAN 14-1 (EFI) (F2) | PTJ14344 PE 14.34 (F2) (DUTA VILLA) |  | Pass | null
378044783 | TNB | DISTRIBUTION | WP PUTRAJAYA & CYBERJAYA | Existing | 11 kV | PE MV TERMINAL | RYB | VPTJ/PCE/J14022 | PE 14.02 PERUMAHAN 14-1 (EFI) (F2) | PTJ14116 PE 14.11 P 14A 1/3 TERES (F2) |  | Pass | null
378044786 | TNB | DISTRIBUTION | WP PUTRAJAYA & CYBERJAYA | Existing | 11 kV | PE MV TERMINAL | RYB | VPTJ/PCE/J14022 | PE 14.02 PERUMAHAN 14-1 (EFI) (F2) | TX2-1000KVA |  | Pass | null
378044885 | TNB | DISTRIBUTION | WP PUTRAJAYA & CYBERJAYA | Existing | 11 kV | PE MV TERMINAL | RYB | VPTJ/PCE/J14111 | PE 14.11 PERUMAHAN 14-1 (F1) | PTJ14021 PE 14.02 P 14A 1/1 TERES (F1) |  | Pass | null
378044886 | TNB | DISTRIBUTION | WP PUTRAJAYA & CYBERJAYA | Existing | 11 kV | PE MV TERMINAL | RYB | VPTJ/PCE/J14111 | PE 14.11 PERUMAHAN 14-1 (F1) | PTJ01551 SS 1.55 PLAZA MALL PARCEL Z (F1) |  | Pass | null
378044889 | TNB | DISTRIBUTION | WP PUTRAJAYA & CYBERJAYA | Existing | 11 kV | PE MV TERMINAL | RYB | VPTJ/PCE/J14111 | PE 14.11 PERUMAHAN 14-1 (F1) | 1000KVA |  | Pass | null
378044908 | TNB | DISTRIBUTION | WP PUTRAJAYA & CYBERJAYA | Existing | 11 kV | PE MV TERMINAL | RYB | VPTJ/PCE/J14112 | PE 14.11 PERUMAHAN 14-1 (F2) | PTJ14024 PE 14.02 P 14A 1/1 TERES (F2) |  | Pass | null
378044909 | TNB | DISTRIBUTION | WP PUTRAJAYA & CYBERJAYA | Existing | 11 kV | PE MV TERMINAL | RYB | VPTJ/PCE/J14112 | PE 14.11 PERUMAHAN 14-1 (F2) | PTJ01554 SS 1.55 PLAZA MALL PARCEL Z (F2) |  | Pass | null
378044912 | TNB | DISTRIBUTION | WP PUTRAJAYA & CYBERJAYA | Existing | 11 kV | PE MV TERMINAL | RYB | VPTJ/PCE/J14112 | PE 14.11 PERUMAHAN 14-1 (F2) | 1000KVA |  | Pass | null
378045005 | TNB | DISTRIBUTION | WP PUTRAJAYA & CYBERJAYA | Existing | 11 kV | PE MV TERMINAL | RYB | VPTJ/PCE/J16031 | PE 16.03 146 UNIT RUMAH TERES | PMU ABBA 8 |  | Pass | null
378045006 | TNB | DISTRIBUTION | WP PUTRAJAYA & CYBERJAYA | Existing | 11 kV | PE MV TERMINAL | RYB | VPTJ/PCE/J16031 | PE 16.03 146 UNIT RUMAH TERES | PTJ16012 SS 16.01 TELEKOM |  | Pass | null
378045009 | TNB | DISTRIBUTION | WP PUTRAJAYA & CYBERJAYA | Existing | 11 kV | PE MV TERMINAL | RYB | VPTJ/PCE/J16031 | PE 16.03 146 UNIT RUMAH TERES | 1000KVA |  | Pass | null
378045031 | TNB | DISTRIBUTION | WP PUTRAJAYA & CYBERJAYA | Existing | 11 kV | PE MV TERMINAL | RYB | VPTJ/PCE/J16011 | SS 16.01 TELEKOM | PENGGUNA HT |  | Pass | null
378045035 | TNB | DISTRIBUTION | WP PUTRAJAYA & CYBERJAYA | Existing | 11 kV | PE MV TERMINAL | RYB | VPTJ/PCE/J16011 | SS 16.01 TELEKOM | PTJ16131 PE 1.63 HOTEL PZ10 (F1) |  | Pass | null
378045050 | TNB | DISTRIBUTION | WP PUTRAJAYA & CYBERJAYA | Existing | 11 kV | PE MV TERMINAL | RYB | VPTJ/PCE/J16011 | SS 16.01 TELEKOM | PTJ16031 PE 16.03 UNIT 146 RUMAH TERES |  | Pass | null
378045110 | TNB | DISTRIBUTION | WP PUTRAJAYA & CYBERJAYA | Existing | 11 kV | PE MV TERMINAL | RYB | VPTJ/PCE/J01631 | PE 1.63 HOTEL PZ10 (F1) | 1000KVA |  | Pass | null
378045112 | TNB | DISTRIBUTION | WP PUTRAJAYA & CYBERJAYA | Existing | 11 kV | PE MV TERMINAL | RYB | VPTJ/PCE/J01631 | PE 1.63 HOTEL PZ10 (F1) | PTJ16011 SS 16.01 TELEKOM |  | Pass | null
378045153 | TNB | DISTRIBUTION | WP PUTRAJAYA & CYBERJAYA | Existing | 11 kV | PE MV TERMINAL | RYB | VPTJ/PCE/J01631 | PE 1.63 HOTEL PZ10 (F1) | PTJ01641 PE 1.64 PEJABAT PZ10 |  | Pass | null
378045232 | TNB | DISTRIBUTION | WP PUTRAJAYA & CYBERJAYA | Existing | 11 kV | PE MV TERMINAL | RYB | VPTJ/PCE/J01632 | PE 1.63 HOTEL PZ10 (F2) | 1000KVA |  | Pass | null
378045234 | TNB | DISTRIBUTION | WP PUTRAJAYA & CYBERJAYA | Existing | 11 kV | PE MV TERMINAL | RYB | VPTJ/PCE/J01632 | PE 1.63 HOTEL PZ10 (F2) | PMU ABBA 7 |  | Pass | null
378045275 | TNB | DISTRIBUTION | WP PUTRAJAYA & CYBERJAYA | Existing | 11 kV | PE MV TERMINAL | RYB | VPTJ/PCE/J01632 | PE 1.63 HOTEL PZ10 (F2) | PTJ01644 PE 1.64 PEJABAT PZ10 (F2) |  | Pass | null
378045366 | TNB | DISTRIBUTION | WP PUTRAJAYA & CYBERJAYA | Existing | 11 kV | PE MV TERMINAL | RYB | VPTJ/PCE/J01641 | PE 1.64 PEJ HOTEL PZ 10 (F1) | PTJ16321 PE 16.32 TEMP PPA1M P16D |  | Pass | null
378045367 | TNB | DISTRIBUTION | WP PUTRAJAYA & CYBERJAYA | Existing | 11 kV | PE MV TERMINAL | RYB | VPTJ/PCE/J01641 | PE 1.64 PEJ HOTEL PZ 10 (F1) | PTJ01632 PE 1.63 HOTEL PZ10 (F1) |  | Pass | null
378045370 | TNB | DISTRIBUTION | WP PUTRAJAYA & CYBERJAYA | Existing | 11 kV | PE MV TERMINAL | RYB | VPTJ/PCE/J01641 | PE 1.64 PEJ HOTEL PZ 10 (F1) | 1000KVA |  | Pass | null
378045392 | TNB | DISTRIBUTION | WP PUTRAJAYA & CYBERJAYA | Existing | 11 kV | PE MV TERMINAL | RYB | VPTJ/PCE/J01642 | PE 1.64 PEJ HOTEL PZ 10 (F2) | PTJ16311 PE 16.31 TEMP PPA1M PRS 16 |  | Pass | null
378045393 | TNB | DISTRIBUTION | WP PUTRAJAYA & CYBERJAYA | Existing | 11 kV | PE MV TERMINAL | RYB | VPTJ/PCE/J01642 | PE 1.64 PEJ HOTEL PZ 10 (F2) | PTJ01635 SS 1.63 HOTEL PZ10 (F2) |  | Pass | null
378045396 | TNB | DISTRIBUTION | WP PUTRAJAYA & CYBERJAYA | Existing | 11 kV | PE MV TERMINAL | RYB | VPTJ/PCE/J01642 | PE 1.64 PEJ HOTEL PZ 10 (F2) | 1000KVA |  | Pass | null
378045415 | TNB | DISTRIBUTION | WP PUTRAJAYA & CYBERJAYA | Existing | 11 kV | PE MV TERMINAL | RYB | VPTJ/PCE/J16311 | PE 16.31 TEMP PPA1M PR 16 | PTJ16204 PE 16.20 (BLOCK A1) 704 APT (F2) |  | Pass | null
378045416 | TNB | DISTRIBUTION | WP PUTRAJAYA & CYBERJAYA | Existing | 11 kV | PE MV TERMINAL | RYB | VPTJ/PCE/J16311 | PE 16.31 TEMP PPA1M PR 16 | PTJ01645 PE 1.64 PEJABAT PZ10 (F2) |  | Pass | null
378045419 | TNB | DISTRIBUTION | WP PUTRAJAYA & CYBERJAYA | Existing | 11 kV | PE MV TERMINAL | RYB | VPTJ/PCE/J16311 | PE 16.31 TEMP PPA1M PR 16 | 1000KVA |  | Pass | null
378045516 | TNB | DISTRIBUTION | WP PUTRAJAYA & CYBERJAYA | Existing | 11 kV | PE MV TERMINAL | RYB | VPTJ/PCE/J16201 | PE 16.20 APT A1 (EFI) (F1) | PTJ16191 PE 16.19 (BLOCK A2) 704 APT (F1) |  | Pass | null
378045517 | TNB | DISTRIBUTION | WP PUTRAJAYA & CYBERJAYA | Existing | 11 kV | PE MV TERMINAL | RYB | VPTJ/PCE/J16201 | PE 16.20 APT A1 (EFI) (F1) | PTJ01643 PE 1.64 PEJABAT PZ10 |  | Pass | null
378045520 | TNB | DISTRIBUTION | WP PUTRAJAYA & CYBERJAYA | Existing | 11 kV | PE MV TERMINAL | RYB | VPTJ/PCE/J16201 | PE 16.20 APT A1 (EFI) (F1) | 1000KVA |  | Pass | null
378045539 | TNB | DISTRIBUTION | WP PUTRAJAYA & CYBERJAYA | Existing | 11 kV | PE MV TERMINAL | RYB | VPTJ/PCE/J16202 | PE 16.20 APT A1 (EFI) (F2) | PTJ16194 PE 16.19 (BLOCK A2) 704 APT (F2) |  | Pass | null
378045540 | TNB | DISTRIBUTION | WP PUTRAJAYA & CYBERJAYA | Existing | 11 kV | PE MV TERMINAL | RYB | VPTJ/PCE/J16202 | PE 16.20 APT A1 (EFI) (F2) | PTJ16313 PE 16.31 TEMP PPA1M PRS 16 |  | Pass | null
378045543 | TNB | DISTRIBUTION | WP PUTRAJAYA & CYBERJAYA | Existing | 11 kV | PE MV TERMINAL | RYB | VPTJ/PCE/J16202 | PE 16.20 APT A1 (EFI) (F2) | 1000KVA |  | Pass | null
378045654 | TNB | DISTRIBUTION | WP PUTRAJAYA & CYBERJAYA | Existing | 11 kV | PE MV TERMINAL | RYB | VPTJ/PCE/J16191 | PE 16.19 APT A2 (F1) | PTJ16181 PE 16.18 (BLOCK A3) 704 APT (F1) |  | Pass | null
378045655 | TNB | DISTRIBUTION | WP PUTRAJAYA & CYBERJAYA | Existing | 11 kV | PE MV TERMINAL | RYB | VPTJ/PCE/J16191 | PE 16.19 APT A2 (F1) | PTJ16202 PE 16.20 (BLOCK A1) 704 APT (F1) |  | Pass | null
378045658 | TNB | DISTRIBUTION | WP PUTRAJAYA & CYBERJAYA | Existing | 11 kV | PE MV TERMINAL | RYB | VPTJ/PCE/J16191 | PE 16.19 APT A2 (F1) | 1000KVA |  | Pass | null
378045680 | TNB | DISTRIBUTION | WP PUTRAJAYA & CYBERJAYA | Existing | 11 kV | PE MV TERMINAL | RYB | VPTJ/PCE/J16192 | PE 16.19 APT A2 (F2) | PTJ16184 PE 16.18 (BLOCK A3) 704 APT (F2) |  | Pass | null
378045681 | TNB | DISTRIBUTION | WP PUTRAJAYA & CYBERJAYA | Existing | 11 kV | PE MV TERMINAL | RYB | VPTJ/PCE/J16192 | PE 16.19 APT A2 (F2) | PTJ16205 PE 16.20 (BLOCK A1) 704 APT (F2) |  | Pass | null
378045684 | TNB | DISTRIBUTION | WP PUTRAJAYA & CYBERJAYA | Existing | 11 kV | PE MV TERMINAL | RYB | VPTJ/PCE/J16192 | PE 16.19 APT A2 (F2) | 1000KVA |  | Pass | null
378045783 | TNB | DISTRIBUTION | WP PUTRAJAYA & CYBERJAYA | Existing | 11 kV | PE MV TERMINAL | RYB | VPTJ/PCE/J16181 | PE 16.18 APT A3 (EFI) (F1) | PTJ16151 PE 16.15 SEK. REN. BISTARI (F1) |  | Pass | null
378045784 | TNB | DISTRIBUTION | WP PUTRAJAYA & CYBERJAYA | Existing | 11 kV | PE MV TERMINAL | RYB | VPTJ/PCE/J16181 | PE 16.18 APT A3 (EFI) (F1) | PTJ16192 PE 16.19 (BLOCK A2) 704 APT (F1) |  | Pass | null
378045787 | TNB | DISTRIBUTION | WP PUTRAJAYA & CYBERJAYA | Existing | 11 kV | PE MV TERMINAL | RYB | VPTJ/PCE/J16181 | PE 16.18 APT A3 (EFI) (F1) | 1000KVA |  | Pass | null
378045810 | TNB | DISTRIBUTION | WP PUTRAJAYA & CYBERJAYA | Existing | 11 kV | PE MV TERMINAL | RYB | VPTJ/PCE/J16182 | PE 16.18 APT A3 (EFI) (F2) | PTJ16154 PE 16.15 SEK. REN. BISTARI (F2) |  | Pass | null
378045811 | TNB | DISTRIBUTION | WP PUTRAJAYA & CYBERJAYA | Existing | 11 kV | PE MV TERMINAL | RYB | VPTJ/PCE/J16182 | PE 16.18 APT A3 (EFI) (F2) | PTJ16195 PE 16.19 (BLOCK A2) 704 APT (F2) |  | Pass | null
378045814 | TNB | DISTRIBUTION | WP PUTRAJAYA & CYBERJAYA | Existing | 11 kV | PE MV TERMINAL | RYB | VPTJ/PCE/J16182 | PE 16.18 APT A3 (EFI) (F2) | 1000KVA |  | Pass | null
378045911 | TNB | DISTRIBUTION | WP PUTRAJAYA & CYBERJAYA | Existing | 11 kV | PE MV TERMINAL | RYB | VPTJ/PCE/J16151 | PE 16.15 SEK. REN (F1) | PTJ16131 PE 16.13 SEK .MEN . BISTARI (F1) |  | Pass | null
378045912 | TNB | DISTRIBUTION | WP PUTRAJAYA & CYBERJAYA | Existing | 11 kV | PE MV TERMINAL | RYB | VPTJ/PCE/J16151 | PE 16.15 SEK. REN (F1) | PTJ16182 PE 16.18 (BLOCK A3) 704 APT (F1) |  | Pass | null
378045915 | TNB | DISTRIBUTION | WP PUTRAJAYA & CYBERJAYA | Existing | 11 kV | PE MV TERMINAL | RYB | VPTJ/PCE/J16151 | PE 16.15 SEK. REN (F1) | 1000KVA |  | Pass | null
378045938 | TNB | DISTRIBUTION | WP PUTRAJAYA & CYBERJAYA | Existing | 11 kV | PE MV TERMINAL | RYB | VPTJ/PCE/J16152 | PE 16.15 SEK. REN (F2) | PTJ16134 PE 16.13 SEK .MEN . BISTARI (F2) |  | Pass | null
378045939 | TNB | DISTRIBUTION | WP PUTRAJAYA & CYBERJAYA | Existing | 11 kV | PE MV TERMINAL | RYB | VPTJ/PCE/J16152 | PE 16.15 SEK. REN (F2) | PTJ16185 PE 16.18 (BLOCK A3) 704 APT (F2) |  | Pass | null
378045942 | TNB | DISTRIBUTION | WP PUTRAJAYA & CYBERJAYA | Existing | 11 kV | PE MV TERMINAL | RYB | VPTJ/PCE/J16152 | PE 16.15 SEK. REN (F2) | 1000KVA |  | Pass | null
378046026 | TNB | DISTRIBUTION | WP PUTRAJAYA & CYBERJAYA | Existing | 11 kV | PE MV TERMINAL | RYB | VPTJ/PCE/J16131 | PE 16.13 SEK. MEN (F1) | PTJ16152 PE 16.15 SEK. REN. BISTARI (F1) |  | Pass | null
378046028 | TNB | DISTRIBUTION | WP PUTRAJAYA & CYBERJAYA | Existing | 11 kV | PE MV TERMINAL | RYB | VPTJ/PCE/J16131 | PE 16.13 SEK. MEN (F1) | 1000KVA |  | Pass | null
378046069 | TNB | DISTRIBUTION | WP PUTRAJAYA & CYBERJAYA | Existing | 11 kV | PE MV TERMINAL | RYB | VPTJ/PCE/J16131 | PE 16.13 SEK. MEN (F1) | PTJ16171 SS 16.17 KOMPLEK KEJIRANAN (F1) |  | Pass | null
378046078 | TNB | DISTRIBUTION | WP PUTRAJAYA & CYBERJAYA | Existing | 11 kV | PE MV TERMINAL | RYB | VPTJ/PCE/J16132 | PE 16.13 SEK. MEN (F2) | 1000KVA |  | Pass | null
378046080 | TNB | DISTRIBUTION | WP PUTRAJAYA & CYBERJAYA | Existing | 11 kV | PE MV TERMINAL | RYB | VPTJ/PCE/J16132 | PE 16.13 SEK. MEN (F2) | PTJ16155 PE 16.15 SEK. REN. BISTARI (F2) |  | Pass | null
378046121 | TNB | DISTRIBUTION | WP PUTRAJAYA & CYBERJAYA | Existing | 11 kV | PE MV TERMINAL | RYB | VPTJ/PCE/J16132 | PE 16.13 SEK. MEN (F2) | PTJ16174 SS 16.17 KOMPLEK KEJIRANAN (F2) |  | Pass | null
378046202 | TNB | DISTRIBUTION | WP PUTRAJAYA & CYBERJAYA | Existing | 11 kV | PE MV TERMINAL | RYB | VPTJ/PCE/J16171 | SS 16.17 KOMPLEK KEJIRANAN (EFI) (F1) | PENGGUNA HT |  | Pass | null
378046211 | TNB | DISTRIBUTION | WP PUTRAJAYA & CYBERJAYA | Existing | 11 kV | PE MV TERMINAL | RYB | VPTJ/PCE/J16171 | SS 16.17 KOMPLEK KEJIRANAN (EFI) (F1) | PTJ16221 PE 16.22 BANGLO (F1): PTJ16221 |  | Pass | null
378046222 | TNB | DISTRIBUTION | WP PUTRAJAYA & CYBERJAYA | Existing | 11 kV | PE MV TERMINAL | RYB | VPTJ/PCE/J16171 | SS 16.17 KOMPLEK KEJIRANAN (EFI) (F1) | PTJ16132 PE 16.13 SEK .MEN . BISTARI (F1) |  | Pass | null
378046228 | TNB | DISTRIBUTION | WP PUTRAJAYA & CYBERJAYA | Existing | 11 kV | PE MV TERMINAL | RYB | VPTJ/PCE/J16172 | SS 16.17 KOMPLEK KEJIRANAN (EFI) (F2) | PENGGUNA HT |  | Pass | null
378046237 | TNB | DISTRIBUTION | WP PUTRAJAYA & CYBERJAYA | Existing | 11 kV | PE MV TERMINAL | RYB | VPTJ/PCE/J16172 | SS 16.17 KOMPLEK KEJIRANAN (EFI) (F2) | PTJ16224 PE 16.22 BANGLO (F2) |  | Pass | null
378046248 | TNB | DISTRIBUTION | WP PUTRAJAYA & CYBERJAYA | Existing | 11 kV | PE MV TERMINAL | RYB | VPTJ/PCE/J16172 | SS 16.17 KOMPLEK KEJIRANAN (EFI) (F2) | PTJ16135 PE 16.13 SEK .MEN . BISTARI (F2) |  | Pass | null
378046253 | TNB | DISTRIBUTION | WP PUTRAJAYA & CYBERJAYA | Existing | 11 kV | PE MV TERMINAL | RYB | VPTJ/PCE/J16221 | PE 16.22 P16 BGW (F1) | 1000KVA |  | Pass | null
378046255 | TNB | DISTRIBUTION | WP PUTRAJAYA & CYBERJAYA | Existing | 11 kV | PE MV TERMINAL | RYB | VPTJ/PCE/J16221 | PE 16.22 P16 BGW (F1) | PTJ16172 SS 16.17 KOMPLEK KEJIRANAN (F1) |  | Pass | null
378046296 | TNB | DISTRIBUTION | WP PUTRAJAYA & CYBERJAYA | Existing | 11 kV | PE MV TERMINAL | RYB | VPTJ/PCE/J16221 | PE 16.22 P16 BGW (F1) | PTJ16162 PE 16.16 PUSAT KEJIRANAN (F1) |  | Pass | null
378046305 | TNB | DISTRIBUTION | WP PUTRAJAYA & CYBERJAYA | Existing | 11 kV | PE MV TERMINAL | RYB | VPTJ/PCE/J16222 | PE 16.22 P16 BGW (F2) | 1000KVA |  | Pass | null
378046307 | TNB | DISTRIBUTION | WP PUTRAJAYA & CYBERJAYA | Existing | 11 kV | PE MV TERMINAL | RYB | VPTJ/PCE/J16222 | PE 16.22 P16 BGW (F2) | PTJ16175 SS 16.17 KOMPLEK KEJIRANAN (F2) |  | Pass | null
378046348 | TNB | DISTRIBUTION | WP PUTRAJAYA & CYBERJAYA | Existing | 11 kV | PE MV TERMINAL | RYB | VPTJ/PCE/J16222 | PE 16.22 P16 BGW (F2) | PTJ16165 PE 16.16 PUSAT KEJIRANAN (F2) |  | Pass | null
378046498 | TNB | DISTRIBUTION | WP PUTRAJAYA & CYBERJAYA | Existing | 11 kV | PE MV TERMINAL | RYB | VPTJ/PCE/J12021 | PE 12.02 KUARTERS PEKERJA | PTJ12011 PE 12.01 PADAT S/L RF 2 |  | Pass | null
378046499 | TNB | DISTRIBUTION | WP PUTRAJAYA & CYBERJAYA | Existing | 11 kV | PE MV TERMINAL | RYB | VPTJ/PCE/J12021 | PE 12.02 KUARTERS PEKERJA | PMU ABBA 10 |  | Pass | null
378046502 | TNB | DISTRIBUTION | WP PUTRAJAYA & CYBERJAYA | Existing | 11 kV | PE MV TERMINAL | RYB | VPTJ/PCE/J12021 | PE 12.02 KUARTERS PEKERJA | 1000KVA |  | Pass | null
378046524 | TNB | DISTRIBUTION | WP PUTRAJAYA & CYBERJAYA | Existing | 11 kV | PE MV TERMINAL | RYB | VPTJ/PCE/J12011 | PE 12.01 RF 2 P. UTARA | PTJ15011 SS 15.01 PS 6 |  | Pass | null
378046525 | TNB | DISTRIBUTION | WP PUTRAJAYA & CYBERJAYA | Existing | 11 kV | PE MV TERMINAL | RYB | VPTJ/PCE/J12011 | PE 12.01 RF 2 P. UTARA | PTJ12023 PE 12.02 KUARTERS PEKERJA (F1) |  | Pass | null
378046528 | TNB | DISTRIBUTION | WP PUTRAJAYA & CYBERJAYA | Existing | 11 kV | PE MV TERMINAL | RYB | VPTJ/PCE/J12011 | PE 12.01 RF 2 P. UTARA | 1000KVA |  | Pass | null
378046541 | TNB | DISTRIBUTION | WP PUTRAJAYA & CYBERJAYA | Existing | 11 kV | PE MV TERMINAL | RYB | VPTJ/PCE/J15011 | SS 15.01 PS6 | PENGGUNA HT |  | Pass | null
378046550 | TNB | DISTRIBUTION | WP PUTRAJAYA & CYBERJAYA | Existing | 11 kV | PE MV TERMINAL | RYB | VPTJ/PCE/J15011 | SS 15.01 PS6 | PTJ15021 PE 15.02 PADAT S/L RF 1 |  | Pass | null
378046561 | TNB | DISTRIBUTION | WP PUTRAJAYA & CYBERJAYA | Existing | 11 kV | PE MV TERMINAL | RYB | VPTJ/PCE/J15011 | SS 15.01 PS6 | PTJ12012 PE 12.01 PADAT S/L RF 2 |  | Pass | null
378046583 | TNB | DISTRIBUTION | WP PUTRAJAYA & CYBERJAYA | Existing | 11 kV | PE MV TERMINAL | RYB | VPTJ/PCE/J14011 | SS 14.01 WWTP | PTJ14292 PE 14.29 LOT INDUSTRI 14-8 JLN 14J (F1) |  | Pass | null
378046587 | TNB | DISTRIBUTION | WP PUTRAJAYA & CYBERJAYA | Existing | 11 kV | PE MV TERMINAL | RYB | VPTJ/PCE/J14011 | SS 14.01 WWTP | PMU ABBA 11 |  | Pass | null
378046602 | TNB | DISTRIBUTION | WP PUTRAJAYA & CYBERJAYA | Existing | 11 kV | PE MV TERMINAL | RYB | VPTJ/PCE/J14011 | SS 14.01 WWTP | PENGGUNA HT |  | Pass | null
378046628 | TNB | DISTRIBUTION | WP PUTRAJAYA & CYBERJAYA | Existing | 11 kV | PE MV TERMINAL | RYB | VPTJ/PCE/J14291 | PE 14.29 GUDANG (EFI) (F1) | PTJ14372 SS 14.37 NASYRUL QURAN F1 |  | Pass | null
378046629 | TNB | DISTRIBUTION | WP PUTRAJAYA & CYBERJAYA | Existing | 11 kV | PE MV TERMINAL | RYB | VPTJ/PCE/J14291 | PE 14.29 GUDANG (EFI) (F1) | PTJ14011 SS 14.01 WWTP (F1) |  | Pass | null
378046632 | TNB | DISTRIBUTION | WP PUTRAJAYA & CYBERJAYA | Existing | 11 kV | PE MV TERMINAL | RYB | VPTJ/PCE/J14291 | PE 14.29 GUDANG (EFI) (F1) | 1000KVA |  | Pass | null
378046689 | TNB | DISTRIBUTION | WP PUTRAJAYA & CYBERJAYA | Existing | 11 kV | PE MV TERMINAL | RYB | VPTJ/PCE/J14292 | PE 14.29 GUDANG (EFI) (F2) | PTJ14375 SS 14.37 NASYRUL QURAN F2 |  | Pass | null
378046690 | TNB | DISTRIBUTION | WP PUTRAJAYA & CYBERJAYA | Existing | 11 kV | PE MV TERMINAL | RYB | VPTJ/PCE/J14292 | PE 14.29 GUDANG (EFI) (F2) | PMU ABBA 12 |  | Pass | null
378046693 | TNB | DISTRIBUTION | WP PUTRAJAYA & CYBERJAYA | Existing | 11 kV | PE MV TERMINAL | RYB | VPTJ/PCE/J14292 | PE 14.29 GUDANG (EFI) (F2) | 1000KVA |  | Pass | null
378046896 | TNB | DISTRIBUTION | WP PUTRAJAYA & CYBERJAYA | Existing | 11 kV | PE MV TERMINAL | RYB | VPTJ/PCE/J14271 | PE 14.27 KOMP PJC SEMENTARA | 1000KVA |  | Pass | null
378046903 | TNB | DISTRIBUTION | WP PUTRAJAYA & CYBERJAYA | Existing | 11 kV | PE MV TERMINAL | RYB | VPTJ/PCE/J14271 | PE 14.27 KOMP PJC SEMENTARA | PTJ14371 SS 14.37 NASYRUL QURAN F1 |  | Pass | null
378046911 | TNB | DISTRIBUTION | WP PUTRAJAYA & CYBERJAYA | Existing | 11 kV | PE MV TERMINAL | RYB | VPTJ/PCE/J14271 | PE 14.27 KOMP PJC SEMENTARA | PTJ14283 PE 14.28 PADAT SEDLEY JLN 14K |  | Pass | null
378046921 | TNB | DISTRIBUTION | WP PUTRAJAYA & CYBERJAYA | Existing | 11 kV | PE MV TERMINAL | RYB | VPTJ/PCE/J14271 | PE 14.27 KOMP PJC SEMENTARA | 1000KVA |  | Pass | null
378047083 | TNB | DISTRIBUTION | WP PUTRAJAYA & CYBERJAYA | Existing | 11 kV | PE MV TERMINAL | RYB | VPTJ/PCE/J14281 | PE 14.28 KOMPLEKS SEDLEY | PTJ14271 PE 14.27 KOMPLEKS PJH JLN 14K |  | Pass | null
378047084 | TNB | DISTRIBUTION | WP PUTRAJAYA & CYBERJAYA | Existing | 11 kV | PE MV TERMINAL | RYB | VPTJ/PCE/J14281 | PE 14.28 KOMPLEKS SEDLEY | PTJ15495 PE 15.49 NADI 15 (1) F2 |  | Pass | null
378047087 | TNB | DISTRIBUTION | WP PUTRAJAYA & CYBERJAYA | Existing | 11 kV | PE MV TERMINAL | RYB | VPTJ/PCE/J14281 | PE 14.28 KOMPLEKS SEDLEY | 1000KVA |  | Pass | null
378047201 | TNB | DISTRIBUTION | WP PUTRAJAYA & CYBERJAYA | Existing | 11 kV | PE MV TERMINAL | RYB | VPTJ/PCE/J14041 | PE 14.04 PADAT L/JALAN | PTJ14374 SS 14.37 NASYRUL QURAN F2 |  | Pass | null
378047202 | TNB | DISTRIBUTION | WP PUTRAJAYA & CYBERJAYA | Existing | 11 kV | PE MV TERMINAL | RYB | VPTJ/PCE/J14041 | PE 14.04 PADAT L/JALAN | PTJ15491 PE 15.49 NADI 15 (1) F1 |  | Pass | null
378047205 | TNB | DISTRIBUTION | WP PUTRAJAYA & CYBERJAYA | Existing | 11 kV | PE MV TERMINAL | RYB | VPTJ/PCE/J14041 | PE 14.04 PADAT L/JALAN | 500KVA |  | Pass | null
378047306 | TNB | DISTRIBUTION | WP PUTRAJAYA & CYBERJAYA | Existing | 11 kV | PE MV TERMINAL | RYB | VPTJ/PCE/J15201 | PE 15.20 VISITOR CENTER F1 | PTJ15512 PE 15.51 NADI 15 (3) (F1) |  | Pass | null
378047307 | TNB | DISTRIBUTION | WP PUTRAJAYA & CYBERJAYA | Existing | 11 kV | PE MV TERMINAL | RYB | VPTJ/PCE/J15201 | PE 15.20 VISITOR CENTER F1 | PTJ15532 PE 15.53(1) |  | Pass | null
378047310 | TNB | DISTRIBUTION | WP PUTRAJAYA & CYBERJAYA | Existing | 11 kV | PE MV TERMINAL | RYB | VPTJ/PCE/J15201 | PE 15.20 VISITOR CENTER F1 | 1000KVA |  | Pass | null
378047517 | TNB | DISTRIBUTION | WP PUTRAJAYA & CYBERJAYA | Existing | 11 kV | PE MV TERMINAL | RYB | VPTJ/PCE/J15251 | PE 15.25 PJBT KEDUTAAN IRAQ (F1) | PTJ15212 SS 15.21 OFFICE CHANCERIES (F1) |  | Pass | null
378047518 | TNB | DISTRIBUTION | WP PUTRAJAYA & CYBERJAYA | Existing | 11 kV | PE MV TERMINAL | RYB | VPTJ/PCE/J15251 | PE 15.25 PJBT KEDUTAAN IRAQ (F1) | PTJ15531 PE 15.53(1) |  | Pass | null
378047521 | TNB | DISTRIBUTION | WP PUTRAJAYA & CYBERJAYA | Existing | 11 kV | PE MV TERMINAL | RYB | VPTJ/PCE/J15251 | PE 15.25 PJBT KEDUTAAN IRAQ (F1) | 500KVA |  | Pass | null
378047611 | TNB | DISTRIBUTION | WP PUTRAJAYA & CYBERJAYA | Existing | 11 kV | PE MV TERMINAL | RYB | VPTJ/PCE/J15252 | PE 15.25 PJBT KEDUTAAN IRAQ (F2) | PTJ15231 PE 15.23 PADAT SL |  | Pass | null
378047612 | TNB | DISTRIBUTION | WP PUTRAJAYA & CYBERJAYA | Existing | 11 kV | PE MV TERMINAL | RYB | VPTJ/PCE/J15252 | PE 15.25 PJBT KEDUTAAN IRAQ (F2) | PTJ15534 PE 15.53(2) |  | Pass | null
378047615 | TNB | DISTRIBUTION | WP PUTRAJAYA & CYBERJAYA | Existing | 11 kV | PE MV TERMINAL | RYB | VPTJ/PCE/J15252 | PE 15.25 PJBT KEDUTAAN IRAQ (F2) | 500KVA |  | Pass | null
378047707 | TNB | DISTRIBUTION | WP PUTRAJAYA & CYBERJAYA | Existing | 11 kV | PE MV TERMINAL | RYB | VPTJ/PCE/J00330 | PE 15.53 KEDUTAAN BRUNEI F1 | PTJ15253 PE 15.25 PJBT KEDUTAAN IRAQ (F1) |  | Pass | null
378047708 | TNB | DISTRIBUTION | WP PUTRAJAYA & CYBERJAYA | Existing | 11 kV | PE MV TERMINAL | RYB | VPTJ/PCE/J00330 | PE 15.53 KEDUTAAN BRUNEI F1 | PTJ15201 PE 15.20 VISITOR CHANCERIES (F1) |  | Pass | null
378047711 | TNB | DISTRIBUTION | WP PUTRAJAYA & CYBERJAYA | Existing | 11 kV | PE MV TERMINAL | RYB | VPTJ/PCE/J00330 | PE 15.53 KEDUTAAN BRUNEI F1 | TX1-1000kVA |  | Pass | null
378047801 | TNB | DISTRIBUTION | WP PUTRAJAYA & CYBERJAYA | Existing | 11 kV | PE MV TERMINAL | RYB | VPTJ/PCE/J15532 | PE 15.53 KEDUTAAN BRUNEI F2 | PTJ15256 PE 15.25 PJBT KEDUTAAN IRAQ (F2) |  | Pass | null
378047802 | TNB | DISTRIBUTION | WP PUTRAJAYA & CYBERJAYA | Existing | 11 kV | PE MV TERMINAL | RYB | VPTJ/PCE/J15532 | PE 15.53 KEDUTAAN BRUNEI F2 | PTJ15204 PE 15.20 VISITOR CHANCERIES (F2) |  | Pass | null
378047805 | TNB | DISTRIBUTION | WP PUTRAJAYA & CYBERJAYA | Existing | 11 kV | PE MV TERMINAL | RYB | VPTJ/PCE/J15532 | PE 15.53 KEDUTAAN BRUNEI F2 | TX2-1000KVA |  | Pass | null
378047897 | TNB | DISTRIBUTION | WP PUTRAJAYA & CYBERJAYA | Existing | 11 kV | PE MV TERMINAL | RYB | VPTJ/PCE/J15202 | PE 15.20 VISITOR CENTER (F2) | PTJ15515 PE 15.51 NADI 15 (3) (F2) |  | Pass | null
378047898 | TNB | DISTRIBUTION | WP PUTRAJAYA & CYBERJAYA | Existing | 11 kV | PE MV TERMINAL | RYB | VPTJ/PCE/J15202 | PE 15.20 VISITOR CENTER (F2) | PTJ15535 PE 15.53(2) |  | Pass | null
378047901 | TNB | DISTRIBUTION | WP PUTRAJAYA & CYBERJAYA | Existing | 11 kV | PE MV TERMINAL | RYB | VPTJ/PCE/J15202 | PE 15.20 VISITOR CENTER (F2) | 1000KVA |  | Pass | null
378047968 | TNB | DISTRIBUTION | WP PUTRAJAYA & CYBERJAYA | Existing | 11 kV | PE MV TERMINAL | RYB | VPTJ/PCE/J15231 | PE 15.23 PROMENADE | PTJ15216 SS 15.21 OFFICE CHANCERIES (F2) |  | Pass | null
378047969 | TNB | DISTRIBUTION | WP PUTRAJAYA & CYBERJAYA | Existing | 11 kV | PE MV TERMINAL | RYB | VPTJ/PCE/J15231 | PE 15.23 PROMENADE | PTJ15254 PE 15.25 PJBT KEDUTAAN IRAQ (F2) |  | Pass | null
378047972 | TNB | DISTRIBUTION | WP PUTRAJAYA & CYBERJAYA | Existing | 11 kV | PE MV TERMINAL | RYB | VPTJ/PCE/J15231 | PE 15.23 PROMENADE | 500KVA |  | Pass | null
378048070 | TNB | DISTRIBUTION | WP PUTRAJAYA & CYBERJAYA | Existing | 11 kV | PE MV TERMINAL | RYB | VPTJ/PCE/J11142 | PE 11.14 APT C (F2) | PTJ11155 : PE 11.15 APT BLOK D (F2) |  | Pass | null
378048071 | TNB | DISTRIBUTION | WP PUTRAJAYA & CYBERJAYA | Existing | 11 kV | PE MV TERMINAL | RYB | VPTJ/PCE/J11142 | PE 11.14 APT C (F2) | PTJ11174 : PE 11.17 ZON 7B (F2) |  | Pass | null
378048074 | TNB | DISTRIBUTION | WP PUTRAJAYA & CYBERJAYA | Existing | 11 kV | PE MV TERMINAL | RYB | VPTJ/PCE/J11142 | PE 11.14 APT C (F2) | TX1- 1000KVA |  | Pass | null
378048168 | TNB | DISTRIBUTION | WP PUTRAJAYA & CYBERJAYA | Existing | 11 kV | PE MV TERMINAL | RYB | VPTJ/PCE/J11141 | PE 11.14 APT C (F1) | PTJ11171 : PE 11.17 APT ZON 7B (F1) |  | Pass | null
378048169 | TNB | DISTRIBUTION | WP PUTRAJAYA & CYBERJAYA | Existing | 11 kV | PE MV TERMINAL | RYB | VPTJ/PCE/J11141 | PE 11.14 APT C (F1) | PTJ11152 : PE 11.15 APT BLOK D (F1) |  | Pass | null
378048172 | TNB | DISTRIBUTION | WP PUTRAJAYA & CYBERJAYA | Existing | 11 kV | PE MV TERMINAL | RYB | VPTJ/PCE/J11141 | PE 11.14 APT C (F1) | TX1 - 1000KVA |  | Pass | null
378048366 | TNB | DISTRIBUTION | WP PUTRAJAYA & CYBERJAYA | Existing | 11 kV | PE MV TERMINAL | RYB | VCBJ/PCE/J21831 | PE 21.83 PS14 ROAD D | PTJ11011 : PE 11.01 PDT S/L ROAD 3 |  | Pass | null
378048367 | TNB | DISTRIBUTION | WP PUTRAJAYA & CYBERJAYA | Existing | 11 kV | PE MV TERMINAL | RYB | VCBJ/PCE/J21831 | PE 21.83 PS14 ROAD D | CBJ23102 :PE 23.10 CLOVER NO.1 |  | Pass | null
378048370 | TNB | DISTRIBUTION | WP PUTRAJAYA & CYBERJAYA | Existing | 11 kV | PE MV TERMINAL | RYB | VCBJ/PCE/J21831 | PE 21.83 PS14 ROAD D | TX1- 500KVA |  | Pass | null
378048491 | TNB | DISTRIBUTION | WP PUTRAJAYA & CYBERJAYA | Existing | 11 kV | PE MV TERMINAL | RYB | VCBJ/PCE/J23101 | PE 23.10 CLOVER NO.1 | TX2- 500KVA |  | Pass | null
378048498 | TNB | DISTRIBUTION | WP PUTRAJAYA & CYBERJAYA | Existing | 11 kV | PE MV TERMINAL | RYB | VCBJ/PCE/J23101 | PE 23.10 CLOVER NO.1 | CBJ21831 : PE 21.83 PS14 ROAD D |  | Pass | null
378048506 | TNB | DISTRIBUTION | WP PUTRAJAYA & CYBERJAYA | Existing | 11 kV | PE MV TERMINAL | RYB | VCBJ/PCE/J23101 | PE 23.10 CLOVER NO.1 | N/A |  | Pass | null
378048516 | TNB | DISTRIBUTION | WP PUTRAJAYA & CYBERJAYA | Existing | 11 kV | PE MV TERMINAL | RYB | VCBJ/PCE/J23101 | PE 23.10 CLOVER NO.1 | TX1- 500KVA |  | Pass | null
378048674 | TNB | DISTRIBUTION | WP PUTRAJAYA & CYBERJAYA | Existing | 11 kV | PE MV TERMINAL | RYB | VCBJ/PCE/J23121 | PE 23.12 CLOVER NO.3 | TX2- 750KVA |  | Pass | null
378048681 | TNB | DISTRIBUTION | WP PUTRAJAYA & CYBERJAYA | Existing | 11 kV | PE MV TERMINAL | RYB | VCBJ/PCE/J23121 | PE 23.12 CLOVER NO.3 | CBJ23112 : PE 23.11 CLOVER NO.2 |  | Pass | null
378048689 | TNB | DISTRIBUTION | WP PUTRAJAYA & CYBERJAYA | Existing | 11 kV | PE MV TERMINAL | RYB | VCBJ/PCE/J23121 | PE 23.12 CLOVER NO.3 | N/A |  | Pass | null
378048699 | TNB | DISTRIBUTION | WP PUTRAJAYA & CYBERJAYA | Existing | 11 kV | PE MV TERMINAL | RYB | VCBJ/PCE/J23121 | PE 23.12 CLOVER NO.3 | TX1- 750KVA |  | Pass | null
378048880 | TNB | DISTRIBUTION | WP PUTRAJAYA & CYBERJAYA | Existing | 11 kV | PE MV TERMINAL | RYB | VCBJ/PCE/J23111 | PE 23.11 CLOVER NO.2 | N/A |  | Pass | null
378048887 | TNB | DISTRIBUTION | WP PUTRAJAYA & CYBERJAYA | Existing | 11 kV | PE MV TERMINAL | RYB | VCBJ/PCE/J23111 | PE 23.11 CLOVER NO.2 | CBJ21852 : PE 21.85 MYVILLA P1 PARCEL A |  | Pass | null
378048895 | TNB | DISTRIBUTION | WP PUTRAJAYA & CYBERJAYA | Existing | 11 kV | PE MV TERMINAL | RYB | VCBJ/PCE/J23111 | PE 23.11 CLOVER NO.2 | CBJ23122 : PE 23.12 CLOVER NO.3 |  | Pass | null
378048905 | TNB | DISTRIBUTION | WP PUTRAJAYA & CYBERJAYA | Existing | 11 kV | PE MV TERMINAL | RYB | VCBJ/PCE/J23111 | PE 23.11 CLOVER NO.2 | N/A |  | Pass | null
378049281 | TNB | DISTRIBUTION | WP PUTRAJAYA & CYBERJAYA | Existing | 11 kV | PE MV TERMINAL | RYB | VCBJ/PCE/J21851 | PE 21.85 MYVILLA P1 PARCEL A | TX2- 1000KVA |  | Pass | null
378049288 | TNB | DISTRIBUTION | WP PUTRAJAYA & CYBERJAYA | Existing | 11 kV | PE MV TERMINAL | RYB | VCBJ/PCE/J21851 | PE 21.85 MYVILLA P1 PARCEL A | CBJ21862 : PE 21.86 MYVILLA P1 PARCEL B |  | Pass | null
378049296 | TNB | DISTRIBUTION | WP PUTRAJAYA & CYBERJAYA | Existing | 11 kV | PE MV TERMINAL | RYB | VCBJ/PCE/J21851 | PE 21.85 MYVILLA P1 PARCEL A | CBJ23112 : PE 23.11 CLOVER NO.2 |  | Pass | null
378049306 | TNB | DISTRIBUTION | WP PUTRAJAYA & CYBERJAYA | Existing | 11 kV | PE MV TERMINAL | RYB | VCBJ/PCE/J21851 | PE 21.85 MYVILLA P1 PARCEL A | TX1- 1000KVA |  | Pass | null
378049470 | TNB | DISTRIBUTION | WP PUTRAJAYA & CYBERJAYA | Existing | 11 kV | PE MV TERMINAL | RYB | VCBJ/PCE/J21861 | PE 21.86 MYVILLA P1 PARCEL B | CBJ23222 : Shop Lot Myvilla Prs 5 (PE 23.22) |  | Pass | null
378049471 | TNB | DISTRIBUTION | WP PUTRAJAYA & CYBERJAYA | Existing | 11 kV | PE MV TERMINAL | RYB | VCBJ/PCE/J21861 | PE 21.86 MYVILLA P1 PARCEL B | CBJ21851 : PE 21.85 MYVILLA P1 PARCEL A |  | Pass | null
378049474 | TNB | DISTRIBUTION | WP PUTRAJAYA & CYBERJAYA | Existing | 11 kV | PE MV TERMINAL | RYB | VCBJ/PCE/J21861 | PE 21.86 MYVILLA P1 PARCEL B | TX1- 1000KVA |  | Pass | null
378049647 | TNB | DISTRIBUTION | WP PUTRAJAYA & CYBERJAYA | Existing | 11 kV | PE MV TERMINAL | RYB | VCBJ/PCE/J00103 | PE 23.22 SHOP LOT MYVILLA PRS 5 | TX2- 500KVA |  | Pass | null
378049654 | TNB | DISTRIBUTION | WP PUTRAJAYA & CYBERJAYA | Existing | 11 kV | PE MV TERMINAL | RYB | VCBJ/PCE/J00103 | PE 23.22 SHOP LOT MYVILLA PRS 5 | CBJ21861 : PE 21.86 MYVILLA P1 PARCEL B |  | Pass | null
378049662 | TNB | DISTRIBUTION | WP PUTRAJAYA & CYBERJAYA | Existing | 11 kV | PE MV TERMINAL | RYB | VCBJ/PCE/J00103 | PE 23.22 SHOP LOT MYVILLA PRS 5 | CBJ21932 : PE 21.93 MYVILLA P3 PARCEL A |  | Pass | null
378049672 | TNB | DISTRIBUTION | WP PUTRAJAYA & CYBERJAYA | Existing | 11 kV | PE MV TERMINAL | RYB | VCBJ/PCE/J00103 | PE 23.22 SHOP LOT MYVILLA PRS 5 | TX1- 750KVA |  | Pass | null
378049824 | TNB | DISTRIBUTION | WP PUTRAJAYA & CYBERJAYA | Existing | 11 kV | PE MV TERMINAL | RYB | VCBJ/PCE/J21931 | PE 21.93 MYVILLA P3 PARCEL A | TX2- 1000KVA |  | Pass | null
378049831 | TNB | DISTRIBUTION | WP PUTRAJAYA & CYBERJAYA | Existing | 11 kV | PE MV TERMINAL | RYB | VCBJ/PCE/J21931 | PE 21.93 MYVILLA P3 PARCEL A | CBJ21942 PE 21.94 MYVILLA P3 PARCEL B |  | Pass | null
378049839 | TNB | DISTRIBUTION | WP PUTRAJAYA & CYBERJAYA | Existing | 11 kV | PE MV TERMINAL | RYB | VCBJ/PCE/J21931 | PE 21.93 MYVILLA P3 PARCEL A | CBJ23221 : Shop Lot Myvilla Prs 5 (PE 23.22) |  | Pass | null
378049849 | TNB | DISTRIBUTION | WP PUTRAJAYA & CYBERJAYA | Existing | 11 kV | PE MV TERMINAL | RYB | VCBJ/PCE/J21931 | PE 21.93 MYVILLA P3 PARCEL A | TX1- 1000KVA |  | Pass | null
378050021 | TNB | DISTRIBUTION | WP PUTRAJAYA & CYBERJAYA | Existing | 11 kV | PE MV TERMINAL | RYB | VCBJ/PCE/J21941 | PE 21.94 MYVILLA P3 PARCEL B | TX2- 1000KVA |  | Pass | null
378050028 | TNB | DISTRIBUTION | WP PUTRAJAYA & CYBERJAYA | Existing | 11 kV | PE MV TERMINAL | RYB | VCBJ/PCE/J21941 | PE 21.94 MYVILLA P3 PARCEL B | PTJ11355 : PE 11.35 P11K/3 (F2) |  | Pass | null
378050036 | TNB | DISTRIBUTION | WP PUTRAJAYA & CYBERJAYA | Existing | 11 kV | PE MV TERMINAL | RYB | VCBJ/PCE/J21941 | PE 21.94 MYVILLA P3 PARCEL B | CBJ21931 PE 21.93 MYVILLA P3 PARCEL A |  | Pass | null
378050046 | TNB | DISTRIBUTION | WP PUTRAJAYA & CYBERJAYA | Existing | 11 kV | PE MV TERMINAL | RYB | VCBJ/PCE/J21941 | PE 21.94 MYVILLA P3 PARCEL B | TX1-1000KVA |  | Pass | null
378050372 | TNB | DISTRIBUTION | WP PUTRAJAYA & CYBERJAYA | Existing | 11 kV | PE MV TERMINAL | RYB | VPTJ/PCE/J07121 | SS 7.12 NATIONAL CANCER INSTITUT F1 | PPU PTJ2: VCB 9 |  | Pass | null
378050376 | TNB | DISTRIBUTION | WP PUTRAJAYA & CYBERJAYA | Existing | 11 kV | PE MV TERMINAL | RYB | VPTJ/PCE/J07121 | SS 7.12 NATIONAL CANCER INSTITUT F1 | PENGGUNA HT |  | Pass | null
378050392 | TNB | DISTRIBUTION | WP PUTRAJAYA & CYBERJAYA | Existing | 11 kV | PE MV TERMINAL | RYB | VPTJ/PCE/J07121 | SS 7.12 NATIONAL CANCER INSTITUT F1 | PPU PTJ5 CB1 |  | Pass | null
378050413 | TNB | DISTRIBUTION | WP PUTRAJAYA & CYBERJAYA | Existing | 11 kV | PE MV TERMINAL | RYB | VPTJ/PCE/J07122 | SS 7.12 NATIONAL CANCER INSTITUT F2 | PPU PTJ2: VCB 10 |  | Pass | null
378050417 | TNB | DISTRIBUTION | WP PUTRAJAYA & CYBERJAYA | Existing | 11 kV | PE MV TERMINAL | RYB | VPTJ/PCE/J07122 | SS 7.12 NATIONAL CANCER INSTITUT F2 | PENGGUNA HT |  | Pass | null
378050433 | TNB | DISTRIBUTION | WP PUTRAJAYA & CYBERJAYA | Existing | 11 kV | PE MV TERMINAL | RYB | VPTJ/PCE/J07122 | SS 7.12 NATIONAL CANCER INSTITUT F2 | PPU PTJ5 CB2 |  | Pass | null
378050454 | TNB | DISTRIBUTION | WP PUTRAJAYA & CYBERJAYA | Existing | 11 kV | PE MV TERMINAL | RYB | VPTJ/PCE/J07042 | SS 7.04 HOSPITAL (F2) | PTJ07025 : PE 7.02 IBU PEJABAT POLIS (F2) |  | Pass | null
378050458 | TNB | DISTRIBUTION | WP PUTRAJAYA & CYBERJAYA | Existing | 11 kV | PE MV TERMINAL | RYB | VPTJ/PCE/J07042 | SS 7.04 HOSPITAL (F2) | PPU PTJ5 CB7 |  | Pass | null
378050473 | TNB | DISTRIBUTION | WP PUTRAJAYA & CYBERJAYA | Existing | 11 kV | PE MV TERMINAL | RYB | VPTJ/PCE/J07042 | SS 7.04 HOSPITAL (F2) | PENGGUNA HT |  | Pass | null
378050495 | TNB | DISTRIBUTION | WP PUTRAJAYA & CYBERJAYA | Existing | 11 kV | PE MV TERMINAL | RYB | VPTJ/PCE/J07041 | SS 7.04 HOSPITAL (F1) | PPU PTJ5 CB8 |  | Pass | null
378050499 | TNB | DISTRIBUTION | WP PUTRAJAYA & CYBERJAYA | Existing | 11 kV | PE MV TERMINAL | RYB | VPTJ/PCE/J07041 | SS 7.04 HOSPITAL (F1) | PENGGUNA HT |  | Pass | null
378050515 | TNB | DISTRIBUTION | WP PUTRAJAYA & CYBERJAYA | Existing | 11 kV | PE MV TERMINAL | RYB | VPTJ/PCE/J07041 | SS 7.04 HOSPITAL (F1) | PTJ07022 : PE 7.02 IBU PEJABAT POLIS (F1) |  | Pass | null
378050634 | TNB | DISTRIBUTION | WP PUTRAJAYA & CYBERJAYA | Existing | 11 kV | PE MV TERMINAL | RYB | VPTJ/PCE/J07021 | PE 7.02 POLIS PUTRAJAYA (F1) | PTJ07041: SS 7.04 HOSPITAL PUTRAJAYA (F1) |  | Pass | null
378050635 | TNB | DISTRIBUTION | WP PUTRAJAYA & CYBERJAYA | Existing | 11 kV | PE MV TERMINAL | RYB | VPTJ/PCE/J07021 | PE 7.02 POLIS PUTRAJAYA (F1) | PTJ07012 : PE 7.01 IBU PEJABAT BOMBA (F1) |  | Pass | null
378050638 | TNB | DISTRIBUTION | WP PUTRAJAYA & CYBERJAYA | Existing | 11 kV | PE MV TERMINAL | RYB | VPTJ/PCE/J07021 | PE 7.02 POLIS PUTRAJAYA (F1) | TX1- 1000KVA |  | Pass | null
378050733 | TNB | DISTRIBUTION | WP PUTRAJAYA & CYBERJAYA | Existing | 11 kV | PE MV TERMINAL | RYB | VPTJ/PCE/J07022 | PE 7.02 POLIS PUTRAJAYA (F2) | PTJ07044 : SS 7.04 HOSPITAL PUTRAJAYA (F2) |  | Pass | null
378050734 | TNB | DISTRIBUTION | WP PUTRAJAYA & CYBERJAYA | Existing | 11 kV | PE MV TERMINAL | RYB | VPTJ/PCE/J07022 | PE 7.02 POLIS PUTRAJAYA (F2) | PTJ07016 : PE 7.01 IBU PEJABAT BOMBA (F2) |  | Pass | null
378050737 | TNB | DISTRIBUTION | WP PUTRAJAYA & CYBERJAYA | Existing | 11 kV | PE MV TERMINAL | RYB | VPTJ/PCE/J07022 | PE 7.02 POLIS PUTRAJAYA (F2) | TX2- 1000KVA |  | Pass | null
378050836 | TNB | DISTRIBUTION | WP PUTRAJAYA & CYBERJAYA | Existing | 11 kV | PE MV TERMINAL | RYB | VPTJ/PCE/J07011 | PE 7.01 BOMBA PUTRAJAYA (F1) | PTJ07021 : PE 7.02 IBU PEJABAT POLIS (F1) |  | Pass | null
378050837 | TNB | DISTRIBUTION | WP PUTRAJAYA & CYBERJAYA | Existing | 11 kV | PE MV TERMINAL | RYB | VPTJ/PCE/J07011 | PE 7.01 BOMBA PUTRAJAYA (F1) | PTJ07083 : PE 7.08 TERMINAL PARK & RIDE (F1) |  | Pass | null
378050840 | TNB | DISTRIBUTION | WP PUTRAJAYA & CYBERJAYA | Existing | 11 kV | PE MV TERMINAL | RYB | VPTJ/PCE/J07011 | PE 7.01 BOMBA PUTRAJAYA (F1) | TX1- 1000KVA |  | Pass | null
378050930 | TNB | DISTRIBUTION | WP PUTRAJAYA & CYBERJAYA | Existing | 11 kV | PE MV TERMINAL | RYB | VPTJ/PCE/J07012 | PE 7.01 IBU PEJABAT BOMBA (F2) | PTJ07024 : PE 7.02 IBU PEJABAT POLIS (F2) |  | Pass | null
378050931 | TNB | DISTRIBUTION | WP PUTRAJAYA & CYBERJAYA | Existing | 11 kV | PE MV TERMINAL | RYB | VPTJ/PCE/J07012 | PE 7.01 IBU PEJABAT BOMBA (F2) | PTJ07086 : PE 7.08 TERMINAL PARK & RIDE (F2) |  | Pass | null
378050934 | TNB | DISTRIBUTION | WP PUTRAJAYA & CYBERJAYA | Existing | 11 kV | PE MV TERMINAL | RYB | VPTJ/PCE/J07012 | PE 7.01 IBU PEJABAT BOMBA (F2) | TX2- 1000KVA |  | Pass | null
378051051 | TNB | DISTRIBUTION | WP PUTRAJAYA & CYBERJAYA | Existing | 11 kV | PE MV TERMINAL | RYB | VPTJ/PCE/J07081 | PE 7.08 PARK & RIDE (F1) | PTJ07151 PE 7.15 ELECTRIC SQC 2 |  | Pass | null
378051052 | TNB | DISTRIBUTION | WP PUTRAJAYA & CYBERJAYA | Existing | 11 kV | PE MV TERMINAL | RYB | VPTJ/PCE/J07081 | PE 7.08 PARK & RIDE (F1) | PTJ07011 : PE 7.01 IBU PEJABAT BOMBA (F1) |  | Pass | null
378051055 | TNB | DISTRIBUTION | WP PUTRAJAYA & CYBERJAYA | Existing | 11 kV | PE MV TERMINAL | RYB | VPTJ/PCE/J07081 | PE 7.08 PARK & RIDE (F1) | TX1- 1000KVA |  | Pass | null
378051148 | TNB | DISTRIBUTION | WP PUTRAJAYA & CYBERJAYA | Existing | 11 kV | PE MV TERMINAL | RYB | VPTJ/PCE/J07082 | PE 7.08 PARK & RIDE (F2) | PTJ07141 PE 7.14 ELECTRIC SQC 1 |  | Pass | null
378051149 | TNB | DISTRIBUTION | WP PUTRAJAYA & CYBERJAYA | Existing | 11 kV | PE MV TERMINAL | RYB | VPTJ/PCE/J07082 | PE 7.08 PARK & RIDE (F2) | PTJ07015 : PE 7.01 IBU PEJABAT BOMBA (F2) |  | Pass | null
378051152 | TNB | DISTRIBUTION | WP PUTRAJAYA & CYBERJAYA | Existing | 11 kV | PE MV TERMINAL | RYB | VPTJ/PCE/J07082 | PE 7.08 PARK & RIDE (F2) | TX2- 1000KVA |  | Pass | null
378051248 | TNB | DISTRIBUTION | WP PUTRAJAYA & CYBERJAYA | Existing | 11 kV | PE MV TERMINAL | RYB | VPTJ/PCE/J07062 | PE 7.06 TPB (WTT) (F2) | PTJ07074 [OFF] : PE 7.07 PLF (F2) |  | Pass | null
378051249 | TNB | DISTRIBUTION | WP PUTRAJAYA & CYBERJAYA | Existing | 11 kV | PE MV TERMINAL | RYB | VPTJ/PCE/J07062 | PE 7.06 TPB (WTT) (F2) | PTJ07143 PE 7.14 ELECTRIC SQC 1 |  | Pass | null
378051252 | TNB | DISTRIBUTION | WP PUTRAJAYA & CYBERJAYA | Existing | 11 kV | PE MV TERMINAL | RYB | VPTJ/PCE/J07062 | PE 7.06 TPB (WTT) (F2) | TX2- 1000KVA |  | Pass | null
378051279 | TNB | DISTRIBUTION | WP PUTRAJAYA & CYBERJAYA | Existing | 11 kV | PE MV TERMINAL | RYB | VPTJ/PCE/J07061 | PE 7.06 TPB (WTT) (F1) | PTJ07053 : PE 7.05 PADAT R2C |  | Pass | null
378051280 | TNB | DISTRIBUTION | WP PUTRAJAYA & CYBERJAYA | Existing | 11 kV | PE MV TERMINAL | RYB | VPTJ/PCE/J07061 | PE 7.06 TPB (WTT) (F1) | PTJ07081 : PE 7.08 TERMINAL PARK & RIDE (F1) |  | Pass | null
378051283 | TNB | DISTRIBUTION | WP PUTRAJAYA & CYBERJAYA | Existing | 11 kV | PE MV TERMINAL | RYB | VPTJ/PCE/J07061 | PE 7.06 TPB (WTT) (F1) | TX1- 1000KVA |  | Pass | null
378051484 | TNB | DISTRIBUTION | WP PUTRAJAYA & CYBERJAYA | Existing | 11 kV | PE MV TERMINAL | RYB | VPTJ/PCE/J07051 | PE 7.05 L SENTOSA (R2C) | PTJ07062 : PE 7.06 TERMINAL P/BARAT (F1) |  | Pass | null
378051485 | TNB | DISTRIBUTION | WP PUTRAJAYA & CYBERJAYA | Existing | 11 kV | PE MV TERMINAL | RYB | VPTJ/PCE/J07051 | PE 7.05 L SENTOSA (R2C) | PTJ07072 [OFF] : PE 7.07 PLF (F1) |  | Pass | null
378051488 | TNB | DISTRIBUTION | WP PUTRAJAYA & CYBERJAYA | Existing | 11 kV | PE MV TERMINAL | RYB | VPTJ/PCE/J07051 | PE 7.05 L SENTOSA (R2C) | TX1- 1000KVA |  | Pass | null
378051579 | TNB | DISTRIBUTION | WP PUTRAJAYA & CYBERJAYA | Existing | 11 kV | PE MV TERMINAL | RYB | VPTJ/PCE/J07071 | PE 7.07 PLF (F1) | PTJ07051 : PE 7.05 PADAT R2C |  | Pass | null
378051580 | TNB | DISTRIBUTION | WP PUTRAJAYA & CYBERJAYA | Existing | 11 kV | PE MV TERMINAL | RYB | VPTJ/PCE/J07071 | PE 7.07 PLF (F1) | PTJ08241 : PE 8.24 PDT SRI SAUJANA |  | Pass | null
378051583 | TNB | DISTRIBUTION | WP PUTRAJAYA & CYBERJAYA | Existing | 11 kV | PE MV TERMINAL | RYB | VPTJ/PCE/J07071 | PE 7.07 PLF (F1) | TX1- 1000KVA |  | Pass | null
378051675 | TNB | DISTRIBUTION | WP PUTRAJAYA & CYBERJAYA | Existing | 11 kV | PE MV TERMINAL | RYB | VPTJ/PCE/J07072 | PE 7.07 PLF (F2) | PTJ07065 : PE 7.06 TERMINAL P/BARAT (F2) |  | Pass | null
378051676 | TNB | DISTRIBUTION | WP PUTRAJAYA & CYBERJAYA | Existing | 11 kV | PE MV TERMINAL | RYB | VPTJ/PCE/J07072 | PE 7.07 PLF (F2) | PTJ07032 : PE 7.03 PS3 LOJI |  | Pass | null
378051679 | TNB | DISTRIBUTION | WP PUTRAJAYA & CYBERJAYA | Existing | 11 kV | PE MV TERMINAL | RYB | VPTJ/PCE/J07072 | PE 7.07 PLF (F2) | TX2- 1000KVA |  | Pass | null
378051782 | TNB | DISTRIBUTION | WP PUTRAJAYA & CYBERJAYA | Existing | 11 kV | PE MV TERMINAL | RYB | VPTJ/PCE/J08121 | PE 8.12 INSIDE PPU 5 (F1) | PPU PTJ5 CB10 |  | Pass | null
378051783 | TNB | DISTRIBUTION | WP PUTRAJAYA & CYBERJAYA | Existing | 11 kV | PE MV TERMINAL | RYB | VPTJ/PCE/J08121 | PE 8.12 INSIDE PPU 5 (F1) | PTJ08162 : PE 8.16 PADAT ROAD 2B |  | Pass | null
378051786 | TNB | DISTRIBUTION | WP PUTRAJAYA & CYBERJAYA | Existing | 11 kV | PE MV TERMINAL | RYB | VPTJ/PCE/J08121 | PE 8.12 INSIDE PPU 5 (F1) | TX1- 1000KVA |  | Pass | null
378051876 | TNB | DISTRIBUTION | WP PUTRAJAYA & CYBERJAYA | Existing | 11 kV | PE MV TERMINAL | RYB | VPTJ/PCE/J08122 | PE 8.12 INSIDE PPU 5 (F2) | PPU PTJ5 CB9 |  | Pass | null
378051877 | TNB | DISTRIBUTION | WP PUTRAJAYA & CYBERJAYA | Existing | 11 kV | PE MV TERMINAL | RYB | VPTJ/PCE/J08122 | PE 8.12 INSIDE PPU 5 (F2) | PTJ08305 : PE 8.30 SHOP LOT C1 & C2 (F2) |  | Pass | null
378051880 | TNB | DISTRIBUTION | WP PUTRAJAYA & CYBERJAYA | Existing | 11 kV | PE MV TERMINAL | RYB | VPTJ/PCE/J08122 | PE 8.12 INSIDE PPU 5 (F2) | TX2- 1000KVA |  | Pass | null
378051981 | TNB | DISTRIBUTION | WP PUTRAJAYA & CYBERJAYA | Existing | 11 kV | PE MV TERMINAL | RYB | VPTJ/PCE/J08161 | PE 8.16 RD 2B L. SENTOSA | PTJ08302 : PE 8.30 SHOP LOT C1 & C2 |  | Pass | null
378051982 | TNB | DISTRIBUTION | WP PUTRAJAYA & CYBERJAYA | Existing | 11 kV | PE MV TERMINAL | RYB | VPTJ/PCE/J08161 | PE 8.16 RD 2B L. SENTOSA | PTJ08122 : PE 8.12 INSIDE PPU 5 PJ (F1) |  | Pass | null
378051985 | TNB | DISTRIBUTION | WP PUTRAJAYA & CYBERJAYA | Existing | 11 kV | PE MV TERMINAL | RYB | VPTJ/PCE/J08161 | PE 8.16 RD 2B L. SENTOSA | TX1- 1000KVA |  | Pass | null
378052074 | TNB | DISTRIBUTION | WP PUTRAJAYA & CYBERJAYA | Existing | 11 kV | PE MV TERMINAL | RYB | VPTJ/PCE/J08301 | PE 8.30 8C1 (F1) | PTJ08161 : PE 8.16 PADAT ROAD 2B |  | Pass | null
378052075 | TNB | DISTRIBUTION | WP PUTRAJAYA & CYBERJAYA | Existing | 11 kV | PE MV TERMINAL | RYB | VPTJ/PCE/J08301 | PE 8.30 8C1 (F1) | PTJ08402 : PE 8.40 (8R4 BLOK C) (F1) |  | Pass | null
378052078 | TNB | DISTRIBUTION | WP PUTRAJAYA & CYBERJAYA | Existing | 11 kV | PE MV TERMINAL | RYB | VPTJ/PCE/J08301 | PE 8.30 8C1 (F1) | TX1- 1000KVA |  | Pass | null
378052102 | TNB | DISTRIBUTION | WP PUTRAJAYA & CYBERJAYA | Existing | 11 kV | PE MV TERMINAL | RYB | VPTJ/PCE/J08302 | PE 8.30 8C1 (F2) | PTJ08125 : PE 8.12 INSIDE PPU 5 PJ (F2) |  | Pass | null
378052103 | TNB | DISTRIBUTION | WP PUTRAJAYA & CYBERJAYA | Existing | 11 kV | PE MV TERMINAL | RYB | VPTJ/PCE/J08302 | PE 8.30 8C1 (F2) | PTJ08406 : PE 8.40 (8R4 BLOK C) (F2) |  | Pass | null
378052106 | TNB | DISTRIBUTION | WP PUTRAJAYA & CYBERJAYA | Existing | 11 kV | PE MV TERMINAL | RYB | VPTJ/PCE/J08302 | PE 8.30 8C1 (F2) | TX2- 1000KVA |  | Pass | null
378052136 | TNB | DISTRIBUTION | WP PUTRAJAYA & CYBERJAYA | Existing | 11 kV | PE MV TERMINAL | RYB | VPTJ/PCE/J08311 | PE 8.31 8C3 F1 | PTJ84141 : PE 8.41 (8R4 BLOK D) (F1) |  | Pass | null
378052137 | TNB | DISTRIBUTION | WP PUTRAJAYA & CYBERJAYA | Existing | 11 kV | PE MV TERMINAL | RYB | VPTJ/PCE/J08311 | PE 8.31 8C3 F1 | PTJ08372 : PE 8.37 F1 D-PTJ-C16-0861 |  | Pass | null
378052140 | TNB | DISTRIBUTION | WP PUTRAJAYA & CYBERJAYA | Existing | 11 kV | PE MV TERMINAL | RYB | VPTJ/PCE/J08311 | PE 8.31 8C3 F1 | TX1- 1000KVA |  | Pass | null
378052230 | TNB | DISTRIBUTION | WP PUTRAJAYA & CYBERJAYA | Existing | 11 kV | PE MV TERMINAL | RYB | VPTJ/PCE/J08312 | PE 8.31 8C3 F2 | PTJ08414 : PE 8.41 (8R4 BLOK D) (F2) |  | Pass | null
378052231 | TNB | DISTRIBUTION | WP PUTRAJAYA & CYBERJAYA | Existing | 11 kV | PE MV TERMINAL | RYB | VPTJ/PCE/J08312 | PE 8.31 8C3 F2 | PTJ08375 PE 8.37 8R7 (F2) |  | Pass | null
378052234 | TNB | DISTRIBUTION | WP PUTRAJAYA & CYBERJAYA | Existing | 11 kV | PE MV TERMINAL | RYB | VPTJ/PCE/J08312 | PE 8.31 8C3 F2 | TX2- 1000KVA |  | Pass | null
378052363 | TNB | DISTRIBUTION | WP PUTRAJAYA & CYBERJAYA | Existing | 11 kV | PE MV TERMINAL | RYB | VCBJ/PCE/J22541 | PE 22.54 PRIMA 8 F1 | CBJ22533 PE 22.53 PRIMA 7 SPAN (F1) |  | Pass | null
378052364 | TNB | DISTRIBUTION | WP PUTRAJAYA & CYBERJAYA | Existing | 11 kV | PE MV TERMINAL | RYB | VCBJ/PCE/J22541 | PE 22.54 PRIMA 8 F1 | PMU CYBERJAYA NORTH CB 3 |  | Pass | null
378052367 | TNB | DISTRIBUTION | WP PUTRAJAYA & CYBERJAYA | Existing | 11 kV | PE MV TERMINAL | RYB | VCBJ/PCE/J22541 | PE 22.54 PRIMA 8 F1 | TX1-1000KVA |  | Pass | null
378052386 | TNB | DISTRIBUTION | WP PUTRAJAYA & CYBERJAYA | Existing | 11 kV | PE MV TERMINAL | RYB | VCBJ/PCE/J22542 | PE 22.54 PRIMA 8 F2 | PMU CYBERJAYA NORTH CB 3 |  | Pass | null
378052387 | TNB | DISTRIBUTION | WP PUTRAJAYA & CYBERJAYA | Existing | 11 kV | PE MV TERMINAL | RYB | VCBJ/PCE/J22542 | PE 22.54 PRIMA 8 F2 | CBJ22536 PE 22.53 PRIMA 7 SPAN (F2) |  | Pass | null
378052390 | TNB | DISTRIBUTION | WP PUTRAJAYA & CYBERJAYA | Existing | 11 kV | PE MV TERMINAL | RYB | VCBJ/PCE/J22542 | PE 22.54 PRIMA 8 F2 | TX2-1000KVA |  | Pass | null
378052480 | TNB | DISTRIBUTION | WP PUTRAJAYA & CYBERJAYA | Existing | 11 kV | PE MV TERMINAL | RYB | VCBJ/PCE/J22531 | PE 22.53 PRIMA 7 SPAN F1 | CBJ22541 PE 22.54 PRIMA 8 (F1) |  | Pass | null
378052481 | TNB | DISTRIBUTION | WP PUTRAJAYA & CYBERJAYA | Existing | 11 kV | PE MV TERMINAL | RYB | VCBJ/PCE/J22531 | PE 22.53 PRIMA 7 SPAN F1 | CBJ22503 PE 22.50 LOT PT 12092 (F1) |  | Pass | null
378052484 | TNB | DISTRIBUTION | WP PUTRAJAYA & CYBERJAYA | Existing | 11 kV | PE MV TERMINAL | RYB | VCBJ/PCE/J22531 | PE 22.53 PRIMA 7 SPAN F1 | TX1-1000KVA |  | Pass | null
378052503 | TNB | DISTRIBUTION | WP PUTRAJAYA & CYBERJAYA | Existing | 11 kV | PE MV TERMINAL | RYB | VCBJ/PCE/J22532 | PE 22.53 PRIMA 7 SPAN F2 | CBJ22544 PE 22.54 PRIMA 8 (F2) |  | Pass | null
378052504 | TNB | DISTRIBUTION | WP PUTRAJAYA & CYBERJAYA | Existing | 11 kV | PE MV TERMINAL | RYB | VCBJ/PCE/J22532 | PE 22.53 PRIMA 7 SPAN F2 | CBJ22506 PE 22.50 LOT PT 12092 (F2) |  | Pass | null
378052507 | TNB | DISTRIBUTION | WP PUTRAJAYA & CYBERJAYA | Existing | 11 kV | PE MV TERMINAL | RYB | VCBJ/PCE/J22532 | PE 22.53 PRIMA 7 SPAN F2 | TX2-1000KVA |  | Pass | null
378052597 | TNB | DISTRIBUTION | WP PUTRAJAYA & CYBERJAYA | Existing | 11 kV | PE MV TERMINAL | RYB | VCBJ/PCE/J22501 | PE 22.50 LOT PT 12092 F1 | CBJ22582 SS 22.58 BANK NEGARA (F1) |  | Pass | null
378052598 | TNB | DISTRIBUTION | WP PUTRAJAYA & CYBERJAYA | Existing | 11 kV | PE MV TERMINAL | RYB | VCBJ/PCE/J22501 | PE 22.50 LOT PT 12092 F1 | CBJ22531 PE 22.53 PRIMA 7 SPAN (F1) |  | Pass | null
378052601 | TNB | DISTRIBUTION | WP PUTRAJAYA & CYBERJAYA | Existing | 11 kV | PE MV TERMINAL | RYB | VCBJ/PCE/J22501 | PE 22.50 LOT PT 12092 F1 | TX1-1000KVA |  | Pass | null
378052620 | TNB | DISTRIBUTION | WP PUTRAJAYA & CYBERJAYA | Existing | 11 kV | PE MV TERMINAL | RYB | VCBJ/PCE/J22502 | PE 22.50 LOT PT 12092 F2 | CBJ22595 SS 22.59 BANK NEGARA (F1) |  | Pass | null
378052621 | TNB | DISTRIBUTION | WP PUTRAJAYA & CYBERJAYA | Existing | 11 kV | PE MV TERMINAL | RYB | VCBJ/PCE/J22502 | PE 22.50 LOT PT 12092 F2 | CBJ22534 PE 22.53 PRIMA 7 SPAN (F2) |  | Pass | null
378052624 | TNB | DISTRIBUTION | WP PUTRAJAYA & CYBERJAYA | Existing | 11 kV | PE MV TERMINAL | RYB | VCBJ/PCE/J22502 | PE 22.50 LOT PT 12092 F2 | TX2-1000KVA |  | Pass | null
378052713 | TNB | DISTRIBUTION | WP PUTRAJAYA & CYBERJAYA | Existing | 11 kV | PE MV TERMINAL | RYB | VCBJ/PCE/J22581 | SS 22.58 BANK NEGARA F1 | CBJ22501 PE 22.50 LOT PT 12092 (F1) |  | Pass | null
378052717 | TNB | DISTRIBUTION | WP PUTRAJAYA & CYBERJAYA | Existing | 11 kV | PE MV TERMINAL | RYB | VCBJ/PCE/J22581 | SS 22.58 BANK NEGARA F1 | PENGGUNA HT |  | Pass | null
378052733 | TNB | DISTRIBUTION | WP PUTRAJAYA & CYBERJAYA | Existing | 11 kV | PE MV TERMINAL | RYB | VCBJ/PCE/J22581 | SS 22.58 BANK NEGARA F1 | CBJ22992 SS 22.99 PEJ PUSAT MAKLUMAT (F1) |  | Pass | null
378052754 | TNB | DISTRIBUTION | WP PUTRAJAYA & CYBERJAYA | Existing | 11 kV | PE MV TERMINAL | RYB | VCBJ/PCE/J22591 | SS 22.59 BANK NEGARA F1 | CBJ22995 SS 22.99 PEJ PUSAT MAKLUMAT (F2) |  | Pass | null
378052758 | TNB | DISTRIBUTION | WP PUTRAJAYA & CYBERJAYA | Existing | 11 kV | PE MV TERMINAL | RYB | VCBJ/PCE/J22591 | SS 22.59 BANK NEGARA F1 | CBJ22504 PE 22.50 LOT PT 12092 (F2) |  | Pass | null
378052774 | TNB | DISTRIBUTION | WP PUTRAJAYA & CYBERJAYA | Existing | 11 kV | PE MV TERMINAL | RYB | VCBJ/PCE/J22591 | SS 22.59 BANK NEGARA F1 | PENGGUNA F2 |  | Pass | null
378052786 | TNB | DISTRIBUTION | WP PUTRAJAYA & CYBERJAYA | Existing | 11 kV | PE MV TERMINAL | RYB | VCBJ/PCE/J22991 | SS 22.99 PEJ PUSAT MAKLUMAT F1 | PENGGUNA F1 |  | Pass | null
378052795 | TNB | DISTRIBUTION | WP PUTRAJAYA & CYBERJAYA | Existing | 11 kV | PE MV TERMINAL | RYB | VCBJ/PCE/J22991 | SS 22.99 PEJ PUSAT MAKLUMAT F1 | CBJ22913 PE 22.91 SOHO (F1) |  | Pass | null
378052806 | TNB | DISTRIBUTION | WP PUTRAJAYA & CYBERJAYA | Existing | 11 kV | PE MV TERMINAL | RYB | VCBJ/PCE/J22991 | SS 22.99 PEJ PUSAT MAKLUMAT F1 | CBJ22581 SS 22.58 BANK NEGARA (F1) |  | Pass | null
378052812 | TNB | DISTRIBUTION | WP PUTRAJAYA & CYBERJAYA | Existing | 11 kV | PE MV TERMINAL | RYB | VCBJ/PCE/J22992 | SS 22.99 PEJ PUSAT MAKLUMAT F2 | PENGGUNA F2 |  | Pass | null
378052821 | TNB | DISTRIBUTION | WP PUTRAJAYA & CYBERJAYA | Existing | 11 kV | PE MV TERMINAL | RYB | VCBJ/PCE/J22992 | SS 22.99 PEJ PUSAT MAKLUMAT F2 | CBJ22916 PE 22.91 SOHO (F2) |  | Pass | null
378052832 | TNB | DISTRIBUTION | WP PUTRAJAYA & CYBERJAYA | Existing | 11 kV | PE MV TERMINAL | RYB | VCBJ/PCE/J22992 | SS 22.99 PEJ PUSAT MAKLUMAT F2 | CBJ22594 SS 22.59 BANK NEGARA (F1) |  | Pass | null
378052854 | TNB | DISTRIBUTION | WP PUTRAJAYA & CYBERJAYA | Existing | 11 kV | PE MV TERMINAL | RYB | VCBJ/PCE/J22911 | PE 22.91 SOHO F1 | CBJ22202 SS 22.20 FUJITSU HQ ( FSBM ) |  | Pass | null
378052855 | TNB | DISTRIBUTION | WP PUTRAJAYA & CYBERJAYA | Existing | 11 kV | PE MV TERMINAL | RYB | VCBJ/PCE/J22911 | PE 22.91 SOHO F1 | CBJ22991 SS 22.99 PEJ PUSAT MAKLUMAT (F1) |  | Pass | null
378052858 | TNB | DISTRIBUTION | WP PUTRAJAYA & CYBERJAYA | Existing | 11 kV | PE MV TERMINAL | RYB | VCBJ/PCE/J22911 | PE 22.91 SOHO F1 | TX1-1000KVA |  | Pass | null
378052877 | TNB | DISTRIBUTION | WP PUTRAJAYA & CYBERJAYA | Existing | 11 kV | PE MV TERMINAL | RYB | VCBJ/PCE/J22912 | PE 22.91 SOHO F2 | CBJ22205 SS 22.20 FUJITSU HQ ( FSBM ) (F2) |  | Pass | null
378052878 | TNB | DISTRIBUTION | WP PUTRAJAYA & CYBERJAYA | Existing | 11 kV | PE MV TERMINAL | RYB | VCBJ/PCE/J22912 | PE 22.91 SOHO F2 | CBJ22994 SS 22.99 PEJ PUSAT MAKLUMAT (F2) |  | Pass | null
378052881 | TNB | DISTRIBUTION | WP PUTRAJAYA & CYBERJAYA | Existing | 11 kV | PE MV TERMINAL | RYB | VCBJ/PCE/J22912 | PE 22.91 SOHO F2 | TX2-1000KVA |  | Pass | null
378052912 | TNB | DISTRIBUTION | WP PUTRAJAYA & CYBERJAYA | Existing | 11 kV | PE MV TERMINAL | RYB | VCBJ/PCE/J22202 | SS 22.20 FSBM (AXIS EUREKA) F2 | CBJ22664 PE 22.66 PRIMA 9 (F2) |  | Pass | null
378052916 | TNB | DISTRIBUTION | WP PUTRAJAYA & CYBERJAYA | Existing | 11 kV | PE MV TERMINAL | RYB | VCBJ/PCE/J22202 | SS 22.20 FSBM (AXIS EUREKA) F2 | CBJ22914 PE 22.91 SOHO (F2) |  | Pass | null
378052931 | TNB | DISTRIBUTION | WP PUTRAJAYA & CYBERJAYA | Existing | 11 kV | PE MV TERMINAL | RYB | VCBJ/PCE/J22202 | SS 22.20 FSBM (AXIS EUREKA) F2 | PENGGUNA F2 |  | Pass | null
378052953 | TNB | DISTRIBUTION | WP PUTRAJAYA & CYBERJAYA | Existing | 11 kV | PE MV TERMINAL | RYB | VCBJ/PCE/J22201 | SS 22.20 FSBM (AXIS EUREKA) F1 | CBJ22911 PE 22.91 SOHO (F1) |  | Pass | null
378052957 | TNB | DISTRIBUTION | WP PUTRAJAYA & CYBERJAYA | Existing | 11 kV | PE MV TERMINAL | RYB | VCBJ/PCE/J22201 | SS 22.20 FSBM (AXIS EUREKA) F1 | CBJ22661 PE 22.66 PRIMA 9 (F1) |  | Pass | null
378052972 | TNB | DISTRIBUTION | WP PUTRAJAYA & CYBERJAYA | Existing | 11 kV | PE MV TERMINAL | RYB | VCBJ/PCE/J22201 | SS 22.20 FSBM (AXIS EUREKA) F1 | PENGGUNA F1 |  | Pass | null
378052994 | TNB | DISTRIBUTION | WP PUTRAJAYA & CYBERJAYA | Existing | 11 kV | PE MV TERMINAL | RYB | VCBJ/PCE/J22662 | SS 22.66 PRIMA 9 F2 | CBJ24372 PE 24.37 KANVAS TOWER A |  | Pass | null
378052998 | TNB | DISTRIBUTION | WP PUTRAJAYA & CYBERJAYA | Existing | 11 kV | PE MV TERMINAL | RYB | VCBJ/PCE/J22662 | SS 22.66 PRIMA 9 F2 | PENGGUNA F2 |  | Pass | null
378053014 | TNB | DISTRIBUTION | WP PUTRAJAYA & CYBERJAYA | Existing | 11 kV | PE MV TERMINAL | RYB | VCBJ/PCE/J22662 | SS 22.66 PRIMA 9 F2 | CBJ22204 SS 22.20 FUJITSU HQ ( FSBM ) (F2) |  | Pass | null
378053035 | TNB | DISTRIBUTION | WP PUTRAJAYA & CYBERJAYA | Existing | 11 kV | PE MV TERMINAL | RYB | VCBJ/PCE/J22661 | SS 22.66 PRIMA 9 F1 | CBJ22921 SS 22.92 PRIMA 12 (F1) |  | Pass | null
378053039 | TNB | DISTRIBUTION | WP PUTRAJAYA & CYBERJAYA | Existing | 11 kV | PE MV TERMINAL | RYB | VCBJ/PCE/J22661 | SS 22.66 PRIMA 9 F1 | PENGGUNA HT |  | Pass | null
378053055 | TNB | DISTRIBUTION | WP PUTRAJAYA & CYBERJAYA | Existing | 11 kV | PE MV TERMINAL | RYB | VCBJ/PCE/J22661 | SS 22.66 PRIMA 9 F1 | CBJ22201 SS 22.20 FUJITSU HQ ( FSBM ) |  | Pass | null
378053077 | TNB | DISTRIBUTION | WP PUTRAJAYA & CYBERJAYA | Existing | 11 kV | PE MV TERMINAL | RYB | VCBJ/PCE/J22921 | PE 22.92 PRIMA 12 | CBJ22662 PE 22.66 PRIMA 9 (F1) |  | Pass | null
378053078 | TNB | DISTRIBUTION | WP PUTRAJAYA & CYBERJAYA | Existing | 11 kV | PE MV TERMINAL | RYB | VCBJ/PCE/J22921 | PE 22.92 PRIMA 12 | CBJ22311 SS 22.31 CSF (F1) |  | Pass | null
378053081 | TNB | DISTRIBUTION | WP PUTRAJAYA & CYBERJAYA | Existing | 11 kV | PE MV TERMINAL | RYB | VCBJ/PCE/J22921 | PE 22.92 PRIMA 12 | TX-1000KVA |  | Pass | null
378053100 | TNB | DISTRIBUTION | WP PUTRAJAYA & CYBERJAYA | Existing | 11 kV | PE MV TERMINAL | RYB | VCBJ/PCE/J22311 | SS 22.31 CSF F1 | CBJ22922 SS 22.92 PRIMA 12 (F1) |  | Pass | null
378053104 | TNB | DISTRIBUTION | WP PUTRAJAYA & CYBERJAYA | Existing | 11 kV | PE MV TERMINAL | RYB | VCBJ/PCE/J22311 | SS 22.31 CSF F1 | PENGGUNA HT |  | Pass | null
378053120 | TNB | DISTRIBUTION | WP PUTRAJAYA & CYBERJAYA | Existing | 11 kV | PE MV TERMINAL | RYB | VCBJ/PCE/J22311 | SS 22.31 CSF F1 | CBJ22513 SS 22.51 DELL R&D (F1) |  | Pass | null
378053141 | TNB | DISTRIBUTION | WP PUTRAJAYA & CYBERJAYA | Existing | 11 kV | PE MV TERMINAL | RYB | VCBJ/PCE/J22312 | SS 22.31 CSF F2 | CBJ24382 PE 24.38 KANVAS TOWER B |  | Pass | null
378053145 | TNB | DISTRIBUTION | WP PUTRAJAYA & CYBERJAYA | Existing | 11 kV | PE MV TERMINAL | RYB | VCBJ/PCE/J22312 | SS 22.31 CSF F2 | PENGGUNA F2 |  | Pass | null
378053161 | TNB | DISTRIBUTION | WP PUTRAJAYA & CYBERJAYA | Existing | 11 kV | PE MV TERMINAL | RYB | VCBJ/PCE/J22312 | SS 22.31 CSF F2 | CBJ22515 SS 22.51 DELL R&D (F2) |  | Pass | null
378053173 | TNB | DISTRIBUTION | WP PUTRAJAYA & CYBERJAYA | Existing | 11 kV | PE MV TERMINAL | RYB | VCBJ/PCE/J22511 | SS 22.51 DELL R&D F1 | PENGGUNA HT |  | Pass | null
378053182 | TNB | DISTRIBUTION | WP PUTRAJAYA & CYBERJAYA | Existing | 11 kV | PE MV TERMINAL | RYB | VCBJ/PCE/J22511 | SS 22.51 DELL R&D F1 | CBJ22812 PE 22.81 AMD (F1) |  | Pass | null
378053193 | TNB | DISTRIBUTION | WP PUTRAJAYA & CYBERJAYA | Existing | 11 kV | PE MV TERMINAL | RYB | VCBJ/PCE/J22511 | SS 22.51 DELL R&D F1 | CBJ22312 SS 22.31 CSF (F1) |  | Pass | null
378053199 | TNB | DISTRIBUTION | WP PUTRAJAYA & CYBERJAYA | Existing | 11 kV | PE MV TERMINAL | RYB | VCBJ/PCE/J22512 | SS 22.51 DELL R&D F2 | PENGGUNA F2 |  | Pass | null
378053208 | TNB | DISTRIBUTION | WP PUTRAJAYA & CYBERJAYA | Existing | 11 kV | PE MV TERMINAL | RYB | VCBJ/PCE/J22512 | SS 22.51 DELL R&D F2 | CBJ22815 PE 22.81 AMD (F2) |  | Pass | null
378053219 | TNB | DISTRIBUTION | WP PUTRAJAYA & CYBERJAYA | Existing | 11 kV | PE MV TERMINAL | RYB | VCBJ/PCE/J22512 | SS 22.51 DELL R&D F2 | CBJ22315 SS 22.31 CSF (F2) |  | Pass | null
378053237 | TNB | DISTRIBUTION | WP PUTRAJAYA & CYBERJAYA | Existing | 11 kV | PE MV TERMINAL | RYB | VCBJ/PCE/J22811 | PE 22.81 AMD F1 | PENGGUNA F1 |  | Pass | null
378053246 | TNB | DISTRIBUTION | WP PUTRAJAYA & CYBERJAYA | Existing | 11 kV | PE MV TERMINAL | RYB | VCBJ/PCE/J22811 | PE 22.81 AMD F1 | CBJ22753 PE 22.75 KWDI 4 (F1) |  | Pass | null
378053257 | TNB | DISTRIBUTION | WP PUTRAJAYA & CYBERJAYA | Existing | 11 kV | PE MV TERMINAL | RYB | VCBJ/PCE/J22811 | PE 22.81 AMD F1 | CBJ22511 SS 22.51 DELL R&D (F1) |  | Pass | null
378053263 | TNB | DISTRIBUTION | WP PUTRAJAYA & CYBERJAYA | Existing | 11 kV | PE MV TERMINAL | RYB | VCBJ/PCE/J22812 | PE 22.81 AMD F2 | PENGGUNA F2 |  | Pass | null
378053272 | TNB | DISTRIBUTION | WP PUTRAJAYA & CYBERJAYA | Existing | 11 kV | PE MV TERMINAL | RYB | VCBJ/PCE/J22812 | PE 22.81 AMD F2 | CBJ22756 PE 22.75 KWDI 4 (F2) |  | Pass | null
378053283 | TNB | DISTRIBUTION | WP PUTRAJAYA & CYBERJAYA | Existing | 11 kV | PE MV TERMINAL | RYB | VCBJ/PCE/J22812 | PE 22.81 AMD F2 | CBJ22514 SS 22.51 DELL R&D (F2) |  | Pass | null
378053299 | TNB | DISTRIBUTION | WP PUTRAJAYA & CYBERJAYA | Existing | 11 kV | PE MV TERMINAL | RYB | VCBJ/PCE/J22752 | PE 22.75 KWDI 4 F2 | CBJ22746 PE 22.74 KWDI 3 (F2) |  | Pass | null
378053300 | TNB | DISTRIBUTION | WP PUTRAJAYA & CYBERJAYA | Existing | 11 kV | PE MV TERMINAL | RYB | VCBJ/PCE/J22752 | PE 22.75 KWDI 4 F2 | CBJ22814 PE 22.81 AMD (F2) |  | Pass | null
378053303 | TNB | DISTRIBUTION | WP PUTRAJAYA & CYBERJAYA | Existing | 11 kV | PE MV TERMINAL | RYB | VCBJ/PCE/J22752 | PE 22.75 KWDI 4 F2 | TX2-1000KVA |  | Pass | null
378053322 | TNB | DISTRIBUTION | WP PUTRAJAYA & CYBERJAYA | Existing | 11 kV | PE MV TERMINAL | RYB | VCBJ/PCE/J22751 | PE 22.75 KWDI 4 F1 | CBJ22743 PE 22.74 KWDI 3 (F1) |  | Pass | null
378053323 | TNB | DISTRIBUTION | WP PUTRAJAYA & CYBERJAYA | Existing | 11 kV | PE MV TERMINAL | RYB | VCBJ/PCE/J22751 | PE 22.75 KWDI 4 F1 | CBJ22811 PE 22.81 AMD (F1) |  | Pass | null
378053326 | TNB | DISTRIBUTION | WP PUTRAJAYA & CYBERJAYA | Existing | 11 kV | PE MV TERMINAL | RYB | VCBJ/PCE/J22751 | PE 22.75 KWDI 4 F1 | TX1-1000KVA |  | Pass | null
378053376 | TNB | DISTRIBUTION | WP PUTRAJAYA & CYBERJAYA | Existing | 11 kV | PE MV TERMINAL | RYB | VCBJ/PCE/J22742 | PE 22.74 KWDI 3 F2 | CBJ22675 PE 22.67 KWDI 1 (F2) |  | Pass | null
378053377 | TNB | DISTRIBUTION | WP PUTRAJAYA & CYBERJAYA | Existing | 11 kV | PE MV TERMINAL | RYB | VCBJ/PCE/J22742 | PE 22.74 KWDI 3 F2 | CBJ22754 PE 22.75 KWDI 4 (F2) |  | Pass | null
378053399 | TNB | DISTRIBUTION | WP PUTRAJAYA & CYBERJAYA | Existing | 11 kV | PE MV TERMINAL | RYB | VCBJ/PCE/J22741 | PE 22.74 KWDI 3 F1 | CBJ22672 PE 22.67 KWDI 1 (F1) |  | Pass | null
378053400 | TNB | DISTRIBUTION | WP PUTRAJAYA & CYBERJAYA | Existing | 11 kV | PE MV TERMINAL | RYB | VCBJ/PCE/J22741 | PE 22.74 KWDI 3 F1 | CBJ22751 PE 22.75 KWDI 4 (F1) |  | Pass | null
378053403 | TNB | DISTRIBUTION | WP PUTRAJAYA & CYBERJAYA | Existing | 11 kV | PE MV TERMINAL | RYB | VCBJ/PCE/J22741 | PE 22.74 KWDI 3 F1 | TX1-1000KVA |  | Pass | null
378053449 | TNB | DISTRIBUTION | WP PUTRAJAYA & CYBERJAYA | Existing | 11 kV | PE MV TERMINAL | RYB | VCBJ/PCE/J22672 | PE 22.67 KWDI 1 F2 | PPU CYBERJAYA 9 CB 5 |  | Pass | null
378053450 | TNB | DISTRIBUTION | WP PUTRAJAYA & CYBERJAYA | Existing | 11 kV | PE MV TERMINAL | RYB | VCBJ/PCE/J22672 | PE 22.67 KWDI 1 F2 | CBJ22744 PE 22.74 KWDI 3 (F2) |  | Pass | null
378053453 | TNB | DISTRIBUTION | WP PUTRAJAYA & CYBERJAYA | Existing | 11 kV | PE MV TERMINAL | RYB | VCBJ/PCE/J22672 | PE 22.67 KWDI 1 F2 | TX2-1000KVA |  | Pass | null
378053472 | TNB | DISTRIBUTION | WP PUTRAJAYA & CYBERJAYA | Existing | 11 kV | PE MV TERMINAL | RYB | VCBJ/PCE/J22671 | PE 22.67 KWDI 1 F1 | PPU CYB9: VCB 4 |  | Pass | null
378053473 | TNB | DISTRIBUTION | WP PUTRAJAYA & CYBERJAYA | Existing | 11 kV | PE MV TERMINAL | RYB | VCBJ/PCE/J22671 | PE 22.67 KWDI 1 F1 | CBJ22741 PE 22.74 KWDI 3 (F1) |  | Pass | null
378053476 | TNB | DISTRIBUTION | WP PUTRAJAYA & CYBERJAYA | Existing | 11 kV | PE MV TERMINAL | RYB | VCBJ/PCE/J22671 | PE 22.67 KWDI 1 F1 | TX1-1000KVA |  | Pass | null
378053631 | TNB | DISTRIBUTION | WP PUTRAJAYA & CYBERJAYA | Existing | 11 kV | PE MV TERMINAL | RYB | VCBJ/PCE/J21951 | PE 21.95 SITE OFFICE SKY PARK | C23374 PE 23.37 RADIUS 1 F2 |  | Pass | null
378053640 | TNB | DISTRIBUTION | WP PUTRAJAYA & CYBERJAYA | Existing | 11 kV | PE MV TERMINAL | RYB | VCBJ/PCE/J21951 | PE 21.95 SITE OFFICE SKY PARK | PMU CBJN 132/11KV: VCB 2 |  | Pass | null
378053651 | TNB | DISTRIBUTION | WP PUTRAJAYA & CYBERJAYA | Existing | 11 kV | PE MV TERMINAL | RYB | VCBJ/PCE/J21951 | PE 21.95 SITE OFFICE SKY PARK | PENGGUNA F1 |  | Pass | null
378053675 | TNB | DISTRIBUTION | WP PUTRAJAYA & CYBERJAYA | Existing | 11 kV | PE MV TERMINAL | RYB | VCBJ/PCE/J21621 | SS 21.62 BLOK A IT PARK F1 | CBJ21641 SS 21.64 IT PARK BLOK B (F1) |  | Pass | null
378053679 | TNB | DISTRIBUTION | WP PUTRAJAYA & CYBERJAYA | Existing | 11 kV | PE MV TERMINAL | RYB | VCBJ/PCE/J21621 | SS 21.62 BLOK A IT PARK F1 | PMU CBJN VCB 5 |  | Pass | null
378053695 | TNB | DISTRIBUTION | WP PUTRAJAYA & CYBERJAYA | Existing | 11 kV | PE MV TERMINAL | RYB | VCBJ/PCE/J21621 | SS 21.62 BLOK A IT PARK F1 | PENGGUNA F1 |  | Pass | null
378053716 | TNB | DISTRIBUTION | WP PUTRAJAYA & CYBERJAYA | Existing | 11 kV | PE MV TERMINAL | RYB | VCBJ/PCE/J21622 | SS 21.62 BLOK A IT PARK F2 | CBJ21644 SS 21.64 IT PARK BLOK B (F2) |  | Pass | null
378053720 | TNB | DISTRIBUTION | WP PUTRAJAYA & CYBERJAYA | Existing | 11 kV | PE MV TERMINAL | RYB | VCBJ/PCE/J21622 | SS 21.62 BLOK A IT PARK F2 | PMU CBJN VCB 6 |  | Pass | null
378053736 | TNB | DISTRIBUTION | WP PUTRAJAYA & CYBERJAYA | Existing | 11 kV | PE MV TERMINAL | RYB | VCBJ/PCE/J21622 | SS 21.62 BLOK A IT PARK F2 | PENGGUNA F2 |  | Pass | null
378053766 | TNB | DISTRIBUTION | WP PUTRAJAYA & CYBERJAYA | Existing | 11 kV | PE MV TERMINAL | RYB | VCBJ/PCE/J21642 | SS 21.64 BLOK B IT PARK F2 | CBJ21664 SS 21.66 Blok C IT Park (F2) |  | Pass | null
378053770 | TNB | DISTRIBUTION | WP PUTRAJAYA & CYBERJAYA | Existing | 11 kV | PE MV TERMINAL | RYB | VCBJ/PCE/J21642 | SS 21.64 BLOK B IT PARK F2 | CBJ21625 SS 21.62 BLOK A IT PARK (F2) |  | Pass | null
378053786 | TNB | DISTRIBUTION | WP PUTRAJAYA & CYBERJAYA | Existing | 11 kV | PE MV TERMINAL | RYB | VCBJ/PCE/J21642 | SS 21.64 BLOK B IT PARK F2 | PENGGUNA F2 |  | Pass | null
378053807 | TNB | DISTRIBUTION | WP PUTRAJAYA & CYBERJAYA | Existing | 11 kV | PE MV TERMINAL | RYB | VCBJ/PCE/J21641 | SS 21.64 BLOK B IT PARK F1 | CBJ21661 SS 21.66 Blok C IT Park (F1) |  | Pass | null
378053811 | TNB | DISTRIBUTION | WP PUTRAJAYA & CYBERJAYA | Existing | 11 kV | PE MV TERMINAL | RYB | VCBJ/PCE/J21641 | SS 21.64 BLOK B IT PARK F1 | CBJ21622 SS 21.62 BLOK A IT PARK (F1) |  | Pass | null
378053827 | TNB | DISTRIBUTION | WP PUTRAJAYA & CYBERJAYA | Existing | 11 kV | PE MV TERMINAL | RYB | VCBJ/PCE/J21641 | SS 21.64 BLOK B IT PARK F1 | PENGGUNA F1 |  | Pass | null
378053865 | TNB | DISTRIBUTION | WP PUTRAJAYA & CYBERJAYA | Existing | 11 kV | PE MV TERMINAL | RYB | VCBJ/PCE/J21661 | SS 21.66 BLOK C IT PARK F1 | CBJ 21671 SS 21.67 Blok D IT Park (F1) |  | Pass | null
378053869 | TNB | DISTRIBUTION | WP PUTRAJAYA & CYBERJAYA | Existing | 11 kV | PE MV TERMINAL | RYB | VCBJ/PCE/J21661 | SS 21.66 BLOK C IT PARK F1 | CBJ21642 SS 21.64 IT PARK BLOK B (F1) |  | Pass | null
378053885 | TNB | DISTRIBUTION | WP PUTRAJAYA & CYBERJAYA | Existing | 11 kV | PE MV TERMINAL | RYB | VCBJ/PCE/J21661 | SS 21.66 BLOK C IT PARK F1 | PENGGUNA F1 |  | Pass | null
378053906 | TNB | DISTRIBUTION | WP PUTRAJAYA & CYBERJAYA | Existing | 11 kV | PE MV TERMINAL | RYB | VCBJ/PCE/J21662 | SS 21.66 BLOK C IT PARK F2 | CBJ 21674 SS 21.67 Blok D IT Park (F2) |  | Pass | null
378053910 | TNB | DISTRIBUTION | WP PUTRAJAYA & CYBERJAYA | Existing | 11 kV | PE MV TERMINAL | RYB | VCBJ/PCE/J21662 | SS 21.66 BLOK C IT PARK F2 | CBJ21645 SS 21.64 IT PARK BLOK B (F2) |  | Pass | null
378053926 | TNB | DISTRIBUTION | WP PUTRAJAYA & CYBERJAYA | Existing | 11 kV | PE MV TERMINAL | RYB | VCBJ/PCE/J21662 | SS 21.66 BLOK C IT PARK F2 | PENGGUNA F2 |  | Pass | null
378053964 | TNB | DISTRIBUTION | WP PUTRAJAYA & CYBERJAYA | Existing | 11 kV | PE MV TERMINAL | RYB | VCBJ/PCE/J21671 | SS 21.67 BLOK D IT PARK F1 | CBJ 21701 PE 21.71 CAR PARK IT Park F1 |  | Pass | null
378053968 | TNB | DISTRIBUTION | WP PUTRAJAYA & CYBERJAYA | Existing | 11 kV | PE MV TERMINAL | RYB | VCBJ/PCE/J21671 | SS 21.67 BLOK D IT PARK F1 | CBJ21662 SS 21.66 Blok C IT Park (F1) |  | Pass | null
378053984 | TNB | DISTRIBUTION | WP PUTRAJAYA & CYBERJAYA | Existing | 11 kV | PE MV TERMINAL | RYB | VCBJ/PCE/J21671 | SS 21.67 BLOK D IT PARK F1 | PENGGUNA F1 |  | Pass | null
378054005 | TNB | DISTRIBUTION | WP PUTRAJAYA & CYBERJAYA | Existing | 11 kV | PE MV TERMINAL | RYB | VCBJ/PCE/J21672 | SS 21.67 BLOK D IT PARK F2 | CBJ 21714 PE 21.71 CAR PARK IT Park F2 |  | Pass | null
378054009 | TNB | DISTRIBUTION | WP PUTRAJAYA & CYBERJAYA | Existing | 11 kV | PE MV TERMINAL | RYB | VCBJ/PCE/J21672 | SS 21.67 BLOK D IT PARK F2 | CBJ21665 SS 21.66 Blok C IT Park (F2) |  | Pass | null
378054025 | TNB | DISTRIBUTION | WP PUTRAJAYA & CYBERJAYA | Existing | 11 kV | PE MV TERMINAL | RYB | VCBJ/PCE/J21672 | SS 21.67 BLOK D IT PARK F2 | PENGGUNA F2 |  | Pass | null
378054048 | TNB | DISTRIBUTION | WP PUTRAJAYA & CYBERJAYA | Existing | 11 kV | PE MV TERMINAL | RYB | VCBJ/PCE/J21711 | PE 21.71 CAR PARK IT PARK F1 | TX1-1000KVA |  | Pass | null
378054052 | TNB | DISTRIBUTION | WP PUTRAJAYA & CYBERJAYA | Existing | 11 kV | PE MV TERMINAL | RYB | VCBJ/PCE/J21711 | PE 21.71 CAR PARK IT PARK F1 | CBJ 21672 SS 21.67 Blok D IT Park (F1) |  | Pass | null
378054068 | TNB | DISTRIBUTION | WP PUTRAJAYA & CYBERJAYA | Existing | 11 kV | PE MV TERMINAL | RYB | VCBJ/PCE/J21711 | PE 21.71 CAR PARK IT PARK F1 | CBJ 21701 SS 21.70 - IT PARK BLOK I & J F1 |  | Pass | null
378054089 | TNB | DISTRIBUTION | WP PUTRAJAYA & CYBERJAYA | Existing | 11 kV | PE MV TERMINAL | RYB | VCBJ/PCE/J21712 | PE 21.71 CAR PARK IT PARK F2 | CBJ 21675 SS 21.67 Blok D IT Park (F2) |  | Pass | null
378054093 | TNB | DISTRIBUTION | WP PUTRAJAYA & CYBERJAYA | Existing | 11 kV | PE MV TERMINAL | RYB | VCBJ/PCE/J21712 | PE 21.71 CAR PARK IT PARK F2 | CBJ21705 SS 21.70 - IT PARK BLOK I & J f2 |  | Pass | null
378054109 | TNB | DISTRIBUTION | WP PUTRAJAYA & CYBERJAYA | Existing | 11 kV | PE MV TERMINAL | RYB | VCBJ/PCE/J21712 | PE 21.71 CAR PARK IT PARK F2 | TX2-1000KVA |  | Pass | null
378054141 | TNB | DISTRIBUTION | WP PUTRAJAYA & CYBERJAYA | Existing | 11 kV | PE MV TERMINAL | RYB | VCBJ/PCE/J21701 | SS 21.70 - IT PARK BLOK I & J F1 | CBJ 21702 PE 21.71 CAR PARK IT Park F1 |  | Pass | null
378054145 | TNB | DISTRIBUTION | WP PUTRAJAYA & CYBERJAYA | Existing | 11 kV | PE MV TERMINAL | RYB | VCBJ/PCE/J21701 | SS 21.70 - IT PARK BLOK I & J F1 | PPU CJ 6: CB 18 |  | Pass | null
378054161 | TNB | DISTRIBUTION | WP PUTRAJAYA & CYBERJAYA | Existing | 11 kV | PE MV TERMINAL | RYB | VCBJ/PCE/J21701 | SS 21.70 - IT PARK BLOK I & J F1 | PENGGUNA F1 |  | Pass | null
378054182 | TNB | DISTRIBUTION | WP PUTRAJAYA & CYBERJAYA | Existing | 11 kV | PE MV TERMINAL | RYB | VCBJ/PCE/J21702 | SS 21.70 - IT PARK BLOK I & J F2 | CBJ 21715 PE 21.71 CAR PARK IT Park F2 |  | Pass | null
378054186 | TNB | DISTRIBUTION | WP PUTRAJAYA & CYBERJAYA | Existing | 11 kV | PE MV TERMINAL | RYB | VCBJ/PCE/J21702 | SS 21.70 - IT PARK BLOK I & J F2 | PPU CBJ 6: VCB 17 |  | Pass | null
378054202 | TNB | DISTRIBUTION | WP PUTRAJAYA & CYBERJAYA | Existing | 11 kV | PE MV TERMINAL | RYB | VCBJ/PCE/J21702 | SS 21.70 - IT PARK BLOK I & J F2 | PENGGUNA F2 |  | Pass | null
378054251 | TNB | DISTRIBUTION | WP PUTRAJAYA & CYBERJAYA | Existing | 11 kV | PE MV TERMINAL | RYB | VCBJ/PCE/J21151 | PE 21.15 SATELIT TELEKOM CBJ 3 F1 | CBJ25072 SS 25.07 STESEN SATELIT BUMI (F1) |  | Pass | null
378054252 | TNB | DISTRIBUTION | WP PUTRAJAYA & CYBERJAYA | Existing | 11 kV | PE MV TERMINAL | RYB | VCBJ/PCE/J21151 | PE 21.15 SATELIT TELEKOM CBJ 3 F1 | PMU CBJN: VCB 7 |  | Pass | null
378054255 | TNB | DISTRIBUTION | WP PUTRAJAYA & CYBERJAYA | Existing | 11 kV | PE MV TERMINAL | RYB | VCBJ/PCE/J21151 | PE 21.15 SATELIT TELEKOM CBJ 3 F1 | TX2-1000KVA |  | Pass | null
378054274 | TNB | DISTRIBUTION | WP PUTRAJAYA & CYBERJAYA | Existing | 11 kV | PE MV TERMINAL | RYB | VCBJ/PCE/J21152 | PE 21.15 SATELIT TELEKOM CBJ 3 F2 | CBJ25075 SS 25.07 STESEN SATELIT BUMI (F2) |  | Pass | null
378054275 | TNB | DISTRIBUTION | WP PUTRAJAYA & CYBERJAYA | Existing | 11 kV | PE MV TERMINAL | RYB | VCBJ/PCE/J21152 | PE 21.15 SATELIT TELEKOM CBJ 3 F2 | PMU CBJN: VCB 8 |  | Pass | null
378054278 | TNB | DISTRIBUTION | WP PUTRAJAYA & CYBERJAYA | Existing | 11 kV | PE MV TERMINAL | RYB | VCBJ/PCE/J21152 | PE 21.15 SATELIT TELEKOM CBJ 3 F2 | TX2-1000KVA |  | Pass | null
378054321 | TNB | DISTRIBUTION | WP PUTRAJAYA & CYBERJAYA | Existing | 11 kV | PE MV TERMINAL | RYB | VCBJ/PCE/J21561 | SS 21.56 MEASAT ASTRO F1 | CBJ 23072 SS 23.07 MEASAT 2 ;; ;; ;; F2 |  | Pass | null
378054325 | TNB | DISTRIBUTION | WP PUTRAJAYA & CYBERJAYA | Existing | 11 kV | PE MV TERMINAL | RYB | VCBJ/PCE/J21561 | SS 21.56 MEASAT ASTRO F1 | PENGGUNA F1 |  | Pass | null
378054341 | TNB | DISTRIBUTION | WP PUTRAJAYA & CYBERJAYA | Existing | 11 kV | PE MV TERMINAL | RYB | VCBJ/PCE/J21561 | SS 21.56 MEASAT ASTRO F1 | CBJ25071 SS 25.07 STESEN SATELIT BUMI (F1) |  | Pass | null
378054362 | TNB | DISTRIBUTION | WP PUTRAJAYA & CYBERJAYA | Existing | 11 kV | PE MV TERMINAL | RYB | VCBJ/PCE/J21562 | SS 21.56 MEASAT ASTRO F2 | CBJ25074 SS 25.07 STESEN SATELIT BUMI (F2) |  | Pass | null
378054366 | TNB | DISTRIBUTION | WP PUTRAJAYA & CYBERJAYA | Existing | 11 kV | PE MV TERMINAL | RYB | VCBJ/PCE/J21562 | SS 21.56 MEASAT ASTRO F2 | CBJ 23074 SS 23.07 MEASAT 2 ;; ;; F2 |  | Pass | null
378054382 | TNB | DISTRIBUTION | WP PUTRAJAYA & CYBERJAYA | Existing | 11 kV | PE MV TERMINAL | RYB | VCBJ/PCE/J21562 | SS 21.56 MEASAT ASTRO F2 | PENGGUNA F2 |  | Pass | null
378054409 | TNB | DISTRIBUTION | WP PUTRAJAYA & CYBERJAYA | Existing | 11 kV | PE MV TERMINAL | RYB | VCBJ/PCE/J21101 | PE 21.10 ELITE HIGHWAY NO. 3 | CBJ 23071 SS 23.07 MEASAT 2 ;; ;; ;; F2 |  | Pass | null
378054410 | TNB | DISTRIBUTION | WP PUTRAJAYA & CYBERJAYA | Existing | 11 kV | PE MV TERMINAL | RYB | VCBJ/PCE/J21101 | PE 21.10 ELITE HIGHWAY NO. 3 | CBJ21542 PE 21.54 PS 3 (F1) |  | Pass | null
378054413 | TNB | DISTRIBUTION | WP PUTRAJAYA & CYBERJAYA | Existing | 11 kV | PE MV TERMINAL | RYB | VCBJ/PCE/J21101 | PE 21.10 ELITE HIGHWAY NO. 3 | TX-1000KVA |  | Pass | null
378054494 | TNB | DISTRIBUTION | WP PUTRAJAYA & CYBERJAYA | Existing | 11 kV | PE MV TERMINAL | RYB | VCBJ/PCE/J21541 | PE 21.54 PS 3 F1 | CBJ21101 PE 21.10 ELITE HIGHWAY NO. 3 |  | Pass | null
378054495 | TNB | DISTRIBUTION | WP PUTRAJAYA & CYBERJAYA | Existing | 11 kV | PE MV TERMINAL | RYB | VCBJ/PCE/J21541 | PE 21.54 PS 3 F1 | CBJ21403 PE 21.40 STP 1 |  | Pass | null
378054498 | TNB | DISTRIBUTION | WP PUTRAJAYA & CYBERJAYA | Existing | 11 kV | PE MV TERMINAL | RYB | VCBJ/PCE/J21541 | PE 21.54 PS 3 F1 | TX1-500KVA |  | Pass | null
378054517 | TNB | DISTRIBUTION | WP PUTRAJAYA & CYBERJAYA | Existing | 11 kV | PE MV TERMINAL | RYB | VCBJ/PCE/J21542 | PE 21.54 PS 3 F2 | CBJ23162 PE 23.16 MASJID CYBERJAYA |  | Pass | null
378054518 | TNB | DISTRIBUTION | WP PUTRAJAYA & CYBERJAYA | Existing | 11 kV | PE MV TERMINAL | RYB | VCBJ/PCE/J21542 | PE 21.54 PS 3 F2 | CBJ 23075 SS 23.07 MEASAT 2 ;; ;; ;; F2 |  | Pass | null
378054521 | TNB | DISTRIBUTION | WP PUTRAJAYA & CYBERJAYA | Existing | 11 kV | PE MV TERMINAL | RYB | VCBJ/PCE/J21542 | PE 21.54 PS 3 F2 | TX-500KVA |  | Pass | null
378054667 | TNB | DISTRIBUTION | WP PUTRAJAYA & CYBERJAYA | Existing | 11 kV | PE MV TERMINAL | RYB | VCBJ/PCE/J21401 | PE 21.40 STP 1 | CBJ21541 PE 21.54 PS 3 (F1) |  | Pass | null
378054668 | TNB | DISTRIBUTION | WP PUTRAJAYA & CYBERJAYA | Existing | 11 kV | PE MV TERMINAL | RYB | VCBJ/PCE/J21401 | PE 21.40 STP 1 | N/A |  | Pass | null
378054671 | TNB | DISTRIBUTION | WP PUTRAJAYA & CYBERJAYA | Existing | 11 kV | PE MV TERMINAL | RYB | VCBJ/PCE/J21401 | PE 21.40 STP 1 | TX-1000KVA |  | Pass | null
378054692 | TNB | DISTRIBUTION | WP PUTRAJAYA & CYBERJAYA | Existing | 11 kV | PE MV TERMINAL | RYB | VCBJ/PCE/J23161 | PE 23.16 MASJID CYBERJAYA | TX2-1000KVA |  | Pass | null
378054699 | TNB | DISTRIBUTION | WP PUTRAJAYA & CYBERJAYA | Existing | 11 kV | PE MV TERMINAL | RYB | VCBJ/PCE/J23161 | PE 23.16 MASJID CYBERJAYA | CBJ21544 PE 21.54 PS 3 (F2) |  | Pass | null
378054707 | TNB | DISTRIBUTION | WP PUTRAJAYA & CYBERJAYA | Existing | 11 kV | PE MV TERMINAL | RYB | VCBJ/PCE/J23161 | PE 23.16 MASJID CYBERJAYA | CBJ21576 PE 21.57 CLUB HOUSE (F2) |  | Pass | null
378054717 | TNB | DISTRIBUTION | WP PUTRAJAYA & CYBERJAYA | Existing | 11 kV | PE MV TERMINAL | RYB | VCBJ/PCE/J23161 | PE 23.16 MASJID CYBERJAYA | TX1-500KVA |  | Pass | null
378054883 | TNB | DISTRIBUTION | WP PUTRAJAYA & CYBERJAYA | Existing | 11 kV | PE MV TERMINAL | RYB | VCBJ/PCE/J21572 | PE 21.57 CLUB HOUSE F2 | CBJ23161 PE 23.16 MASJID CYBERJAYA |  | Pass | null
378054884 | TNB | DISTRIBUTION | WP PUTRAJAYA & CYBERJAYA | Existing | 11 kV | PE MV TERMINAL | RYB | VCBJ/PCE/J21572 | PE 21.57 CLUB HOUSE F2 | CBJ21615 PE 21.61MPS (F2) |  | Pass | null
378054887 | TNB | DISTRIBUTION | WP PUTRAJAYA & CYBERJAYA | Existing | 11 kV | PE MV TERMINAL | RYB | VCBJ/PCE/J21572 | PE 21.57 CLUB HOUSE F2 | TX2-500KVA |  | Pass | null
378054906 | TNB | DISTRIBUTION | WP PUTRAJAYA & CYBERJAYA | Existing | 11 kV | PE MV TERMINAL | RYB | VCBJ/PCE/J21571 | PE 21.57 CLUB HOUSE F1 | CBJ21401 PE 21.40 STP 1 |  | Pass | null
378054907 | TNB | DISTRIBUTION | WP PUTRAJAYA & CYBERJAYA | Existing | 11 kV | PE MV TERMINAL | RYB | VCBJ/PCE/J21571 | PE 21.57 CLUB HOUSE F1 | CBJ21571 PE 21.57 CLUB HOUSE (F1) |  | Pass | null
378054910 | TNB | DISTRIBUTION | WP PUTRAJAYA & CYBERJAYA | Existing | 11 kV | PE MV TERMINAL | RYB | VCBJ/PCE/J21571 | PE 21.57 CLUB HOUSE F1 | TX1-500KVA |  | Pass | null
378055066 | TNB | DISTRIBUTION | WP PUTRAJAYA & CYBERJAYA | Existing | 11 kV | PE MV TERMINAL | RYB | VCBJ/PCE/J21612 | PE 21.61 MPS F2 | TX3-1000KVA |  | Pass | null
378055073 | TNB | DISTRIBUTION | WP PUTRAJAYA & CYBERJAYA | Existing | 11 kV | PE MV TERMINAL | RYB | VCBJ/PCE/J21612 | PE 21.61 MPS F2 | CBJ25232 PE 25.23 SALES GALERY ECOGLADE |  | Pass | null
378055081 | TNB | DISTRIBUTION | WP PUTRAJAYA & CYBERJAYA | Existing | 11 kV | PE MV TERMINAL | RYB | VCBJ/PCE/J21612 | PE 21.61 MPS F2 | CBJ21574 PE 21.57 CLUB HOUSE (F2) |  | Pass | null
378055091 | TNB | DISTRIBUTION | WP PUTRAJAYA & CYBERJAYA | Existing | 11 kV | PE MV TERMINAL | RYB | VCBJ/PCE/J21612 | PE 21.61 MPS F2 | TX4-1000KVA |  | Pass | null
378055095 | TNB | DISTRIBUTION | WP PUTRAJAYA & CYBERJAYA | Existing | 11 kV | PE MV TERMINAL | RYB | VCBJ/PCE/J21611 | PE 21.61 MPS F1 | TX1-1000KVA |  | Pass | null
378055102 | TNB | DISTRIBUTION | WP PUTRAJAYA & CYBERJAYA | Existing | 11 kV | PE MV TERMINAL | RYB | VCBJ/PCE/J21611 | PE 21.61 MPS F1 | CBJ21412 PE 21.41 TMN.CYBER |  | Pass | null
378055110 | TNB | DISTRIBUTION | WP PUTRAJAYA & CYBERJAYA | Existing | 11 kV | PE MV TERMINAL | RYB | VCBJ/PCE/J21611 | PE 21.61 MPS F1 | CBJ21571 PE 21.57 CLUB HOUSE (F1) |  | Pass | null
378055120 | TNB | DISTRIBUTION | WP PUTRAJAYA & CYBERJAYA | Existing | 11 kV | PE MV TERMINAL | RYB | VCBJ/PCE/J21611 | PE 21.61 MPS F1 | TX2-1000KVA |  | Pass | null
378055375 | TNB | DISTRIBUTION | WP PUTRAJAYA & CYBERJAYA | Existing | 11 kV | PE MV TERMINAL | RYB | VCBJ/PCE/J21411 | PE 21.41 TMN.CYBER | CBJ21611 PE 21.61MPS (F1) |  | Pass | null
378055376 | TNB | DISTRIBUTION | WP PUTRAJAYA & CYBERJAYA | Existing | 11 kV | PE MV TERMINAL | RYB | VCBJ/PCE/J21411 | PE 21.41 TMN.CYBER | CBJ25262 PE 25.26 Padat Setia Villa 6 |  | Pass | null
378055379 | TNB | DISTRIBUTION | WP PUTRAJAYA & CYBERJAYA | Existing | 11 kV | PE MV TERMINAL | RYB | VCBJ/PCE/J21411 | PE 21.41 TMN.CYBER | TX-500KVA |  | Pass | null
378055458 | TNB | DISTRIBUTION | WP PUTRAJAYA & CYBERJAYA | Existing | 11 kV | PE MV TERMINAL | RYB | VCBJ/PCE/J00118 | PE 25.26 SETIA VILLA 6 | CBJ21411 PE 21.41 TMN.CYBER |  | Pass | null
378055459 | TNB | DISTRIBUTION | WP PUTRAJAYA & CYBERJAYA | Existing | 11 kV | PE MV TERMINAL | RYB | VCBJ/PCE/J00118 | PE 25.26 SETIA VILLA 6 | CBJ25252 PE 25.25 Padat Setia Villa 5 |  | Pass | null
378055462 | TNB | DISTRIBUTION | WP PUTRAJAYA & CYBERJAYA | Existing | 11 kV | PE MV TERMINAL | RYB | VCBJ/PCE/J00118 | PE 25.26 SETIA VILLA 6 | TX-1000KVA |  | Pass | null
378055558 | TNB | DISTRIBUTION | WP PUTRAJAYA & CYBERJAYA | Existing | 11 kV | PE MV TERMINAL | RYB | VCBJ/PCE/J00117 | PE 25.25 SETIA VILLA 5 | CBJ25261 PE 25.26 Padat Setia Villa 6 |  | Pass | null
378055559 | TNB | DISTRIBUTION | WP PUTRAJAYA & CYBERJAYA | Existing | 11 kV | PE MV TERMINAL | RYB | VCBJ/PCE/J00117 | PE 25.25 SETIA VILLA 5 | CBJ25242 PE 25.24 Padat Setia Villa 4 |  | Pass | null
378055562 | TNB | DISTRIBUTION | WP PUTRAJAYA & CYBERJAYA | Existing | 11 kV | PE MV TERMINAL | RYB | VCBJ/PCE/J00117 | PE 25.25 SETIA VILLA 5 | TX-1000KVA |  | Pass | null
378055662 | TNB | DISTRIBUTION | WP PUTRAJAYA & CYBERJAYA | Existing | 11 kV | PE MV TERMINAL | RYB | VCBJ/PCE/J00116 | PE 25.24 SETIA VILLA 4 | CBJ25192 PE 25.19 SETIA VILLA 3 |  | Pass | null
378055663 | TNB | DISTRIBUTION | WP PUTRAJAYA & CYBERJAYA | Existing | 11 kV | PE MV TERMINAL | RYB | VCBJ/PCE/J00116 | PE 25.24 SETIA VILLA 4 | CBJ25251 PE 25.25 Padat Setia Villa 5 |  | Pass | null
378055666 | TNB | DISTRIBUTION | WP PUTRAJAYA & CYBERJAYA | Existing | 11 kV | PE MV TERMINAL | RYB | VCBJ/PCE/J00116 | PE 25.24 SETIA VILLA 4 | TX1-1000kVA |  | Pass | null
378055762 | TNB | DISTRIBUTION | WP PUTRAJAYA & CYBERJAYA | Existing | 11 kV | PE MV TERMINAL | RYB | VCBJ/PCE/J00112 | PE 25.19 SETIA VILLA 3 | CBJ25183 PE 25.18 SETIA VILLA 2 |  | Pass | null
378055763 | TNB | DISTRIBUTION | WP PUTRAJAYA & CYBERJAYA | Existing | 11 kV | PE MV TERMINAL | RYB | VCBJ/PCE/J00112 | PE 25.19 SETIA VILLA 3 | CBJ25241 PE 25.24 Padat Setia Villa 4 |  | Pass | null
378055766 | TNB | DISTRIBUTION | WP PUTRAJAYA & CYBERJAYA | Existing | 11 kV | PE MV TERMINAL | RYB | VCBJ/PCE/J00112 | PE 25.19 SETIA VILLA 3 | TX-1000KVA |  | Pass | null
378055861 | TNB | DISTRIBUTION | WP PUTRAJAYA & CYBERJAYA | Existing | 11 kV | PE MV TERMINAL | RYB | VCBJ/PCE/J00110 | PE 25.18 SETIA VILLA 2 | CBJ25172 PE 25.17 SETIA VILLA 1 |  | Pass | null
378055862 | TNB | DISTRIBUTION | WP PUTRAJAYA & CYBERJAYA | Existing | 11 kV | PE MV TERMINAL | RYB | VCBJ/PCE/J00110 | PE 25.18 SETIA VILLA 2 | CBJ25191 PE 25.19 SETIA VILLA 3 |  | Pass | null
378055865 | TNB | DISTRIBUTION | WP PUTRAJAYA & CYBERJAYA | Existing | 11 kV | PE MV TERMINAL | RYB | VCBJ/PCE/J00110 | PE 25.18 SETIA VILLA 2 | TX-1000KVA |  | Pass | null
378055966 | TNB | DISTRIBUTION | WP PUTRAJAYA & CYBERJAYA | Existing | 11 kV | PE MV TERMINAL | RYB | VCBJ/PCE/J00109 | PE 25.17 SETIA VILLA 1 | CBJ25223 PE 25.22 SETIA MARINA 3 |  | Pass | null
378055967 | TNB | DISTRIBUTION | WP PUTRAJAYA & CYBERJAYA | Existing | 11 kV | PE MV TERMINAL | RYB | VCBJ/PCE/J00109 | PE 25.17 SETIA VILLA 1 | CBJ25181 PE 25.18 SETIA VILLA 2 |  | Pass | null
378055970 | TNB | DISTRIBUTION | WP PUTRAJAYA & CYBERJAYA | Existing | 11 kV | PE MV TERMINAL | RYB | VCBJ/PCE/J00109 | PE 25.17 SETIA VILLA 1 | TX-1000KVA |  | Pass | null
378056062 | TNB | DISTRIBUTION | WP PUTRAJAYA & CYBERJAYA | Existing | 11 kV | PE MV TERMINAL | RYB | VCBJ/PCE/J25221 | PE 25.22 SETIA MARINA 3 | CBJ25213 PE 25.21 SETIA MARINA 2 |  | Pass | null
378056063 | TNB | DISTRIBUTION | WP PUTRAJAYA & CYBERJAYA | Existing | 11 kV | PE MV TERMINAL | RYB | VCBJ/PCE/J25221 | PE 25.22 SETIA MARINA 3 | CBJ25171 PE 25.17 SETIA VILLA 1 |  | Pass | null
378056066 | TNB | DISTRIBUTION | WP PUTRAJAYA & CYBERJAYA | Existing | 11 kV | PE MV TERMINAL | RYB | VCBJ/PCE/J25221 | PE 25.22 SETIA MARINA 3 | TX-1000KVA |  | Pass | null
378056162 | TNB | DISTRIBUTION | WP PUTRAJAYA & CYBERJAYA | Existing | 11 kV | PE MV TERMINAL | RYB | VCBJ/PCE/J25211 | PE 25.21 SETIA MARINA 2 | CBJ25203 PE 25.20 SETIA MARINA 1 |  | Pass | null
378056163 | TNB | DISTRIBUTION | WP PUTRAJAYA & CYBERJAYA | Existing | 11 kV | PE MV TERMINAL | RYB | VCBJ/PCE/J25211 | PE 25.21 SETIA MARINA 2 | CBJ25221 PE 25.22 SETIA MARINA 3 |  | Pass | null
378056166 | TNB | DISTRIBUTION | WP PUTRAJAYA & CYBERJAYA | Existing | 11 kV | PE MV TERMINAL | RYB | VCBJ/PCE/J25211 | PE 25.21 SETIA MARINA 2 | TX-1000KVA |  | Pass | null
378056267 | TNB | DISTRIBUTION | WP PUTRAJAYA & CYBERJAYA | Existing | 11 kV | PE MV TERMINAL | RYB | VCBJ/PCE/J25201 | PE 25.20 SETIA MARINA 1 | CBJ25303 PE 25.30 (GLADE 3-3) |  | Pass | null
378056268 | TNB | DISTRIBUTION | WP PUTRAJAYA & CYBERJAYA | Existing | 11 kV | PE MV TERMINAL | RYB | VCBJ/PCE/J25201 | PE 25.20 SETIA MARINA 1 | CBJ25211 PE 25.21 SETIA MARINA 2 |  | Pass | null
378056271 | TNB | DISTRIBUTION | WP PUTRAJAYA & CYBERJAYA | Existing | 11 kV | PE MV TERMINAL | RYB | VCBJ/PCE/J25201 | PE 25.20 SETIA MARINA 1 | TX-1000KVA |  | Pass | null
378056362 | TNB | DISTRIBUTION | WP PUTRAJAYA & CYBERJAYA | Existing | 11 kV | PE MV TERMINAL | RYB | VCBJ/PCE/J23241 | SS 23.24 SOLTICE | PENGGUNA HT |  | Pass | null
378056366 | TNB | DISTRIBUTION | WP PUTRAJAYA & CYBERJAYA | Existing | 11 kV | PE MV TERMINAL | RYB | VCBJ/PCE/J23241 | SS 23.24 SOLTICE | CBJ23182 SS 23.18 PARAGON |  | Pass | null
378056381 | TNB | DISTRIBUTION | WP PUTRAJAYA & CYBERJAYA | Existing | 11 kV | PE MV TERMINAL | RYB | VCBJ/PCE/J23241 | SS 23.24 SOLTICE | CBJ25281 PE 25.28 (GLADE 3-1) |  | Pass | null
378056382 | TNB | DISTRIBUTION | WP PUTRAJAYA & CYBERJAYA | Existing | 11 kV | PE MV TERMINAL | RYB | VCBJ/PCE/J23241 | SS 23.24 SOLTICE | PENGGUNA HT |  | Pass | null
378056443 | TNB | DISTRIBUTION | WP PUTRAJAYA & CYBERJAYA | Existing | 11 kV | PE MV TERMINAL | RYB | VCBJ/PCE/J23171 | PE 23.17 TEMP SERI MUTIARA | CBJ 23442 SS 23.44 D-CBJ-C16-0583 |  | Pass | null
378056444 | TNB | DISTRIBUTION | WP PUTRAJAYA & CYBERJAYA | Existing | 11 kV | PE MV TERMINAL | RYB | VCBJ/PCE/J23171 | PE 23.17 TEMP SERI MUTIARA | CBJ24341 SS 24.34 TAMARIND SQUARE F1 |  | Pass | null
378056447 | TNB | DISTRIBUTION | WP PUTRAJAYA & CYBERJAYA | Existing | 11 kV | PE MV TERMINAL | RYB | VCBJ/PCE/J23171 | PE 23.17 TEMP SERI MUTIARA | TX-1000KVA |  | Pass | null
378056540 | TNB | DISTRIBUTION | WP PUTRAJAYA & CYBERJAYA | Existing | 11 kV | PE MV TERMINAL | RYB | VCBJ/PCE/J00108 | SS 23.25 MUTIARA VILLE 4 | CBJ23155 SS 23.15 MUTIARA VILLE 3 |  | Pass | null
378056544 | TNB | DISTRIBUTION | WP PUTRAJAYA & CYBERJAYA | Existing | 11 kV | PE MV TERMINAL | RYB | VCBJ/PCE/J00108 | SS 23.25 MUTIARA VILLE 4 | PENGGUNA HT |  | Pass | null
378056559 | TNB | DISTRIBUTION | WP PUTRAJAYA & CYBERJAYA | Existing | 11 kV | PE MV TERMINAL | RYB | VCBJ/PCE/J00108 | SS 23.25 MUTIARA VILLE 4 | PENGGUNA HT |  | Pass | null
378056560 | TNB | DISTRIBUTION | WP PUTRAJAYA & CYBERJAYA | Existing | 11 kV | PE MV TERMINAL | RYB | VCBJ/PCE/J00108 | SS 23.25 MUTIARA VILLE 4 | CBJ23361 SS 23.36 MUTIARA VILLE 5 |  | Pass | null
378056584 | TNB | DISTRIBUTION | WP PUTRAJAYA & CYBERJAYA | Existing | 11 kV | PE MV TERMINAL | RYB | VCBJ/PCE/J23151 | SS 23.15 MUTIARA VILLE 3 F1 | PENGGUNA HT |  | Pass | null
378056590 | TNB | DISTRIBUTION | WP PUTRAJAYA & CYBERJAYA | Existing | 11 kV | PE MV TERMINAL | RYB | VCBJ/PCE/J23151 | SS 23.15 MUTIARA VILLE 3 F1 | J39962 PE TAMAN SAINS SELANGOR NO 2 |  | Pass | null
378056602 | TNB | DISTRIBUTION | WP PUTRAJAYA & CYBERJAYA | Existing | 11 kV | PE MV TERMINAL | RYB | VCBJ/PCE/J23151 | SS 23.15 MUTIARA VILLE 3 F1 | CBJ23251 SS 23.25 MUTIARA VILLE 4 |  | Pass | null
378056617 | TNB | DISTRIBUTION | WP PUTRAJAYA & CYBERJAYA | Existing | 11 kV | PE MV TERMINAL | RYB | VCBJ/PCE/J23151 | SS 23.15 MUTIARA VILLE 3 F1 | PENGGUNA HT |  | Pass | null
378056651 | TNB | DISTRIBUTION | WP PUTRAJAYA & CYBERJAYA | Existing | 11 kV | PE MV TERMINAL | RYB | VPTJ/PCE/J02081 | PE 2.08 TMN WAWASAN (F1) | PPU PTJ17 CB 3 |  | Pass | null
378056654 | TNB | DISTRIBUTION | WP PUTRAJAYA & CYBERJAYA | Existing | 11 kV | PE MV TERMINAL | RYB | VPTJ/PCE/J02081 | PE 2.08 TMN WAWASAN (F1) | TX1-1000kVA |  | Pass | null
378056671 | TNB | DISTRIBUTION | WP PUTRAJAYA & CYBERJAYA | Existing | 11 kV | PE MV TERMINAL | RYB | VPTJ/PCE/J02081 | PE 2.08 TMN WAWASAN (F1) | SPARE |  | Pass | null
378056674 | TNB | DISTRIBUTION | WP PUTRAJAYA & CYBERJAYA | Existing | 11 kV | PE MV TERMINAL | RYB | VPTJ/PCE/J02081 | PE 2.08 TMN WAWASAN (F1) | PTJ02071 PE 2.07 INSIDE PPU18 (F1) |  | Pass | null
378056791 | TNB | DISTRIBUTION | WP PUTRAJAYA & CYBERJAYA | Existing | 11 kV | PE MV TERMINAL | RYB | VPTJ/PCE/J02082 | PE 2.08 TMN WAWASAN (F2) | PPU PTJ17 CB 4 |  | Pass | null
378056794 | TNB | DISTRIBUTION | WP PUTRAJAYA & CYBERJAYA | Existing | 11 kV | PE MV TERMINAL | RYB | VPTJ/PCE/J02082 | PE 2.08 TMN WAWASAN (F2) | TX1-1000kVA |  | Pass | null
378056811 | TNB | DISTRIBUTION | WP PUTRAJAYA & CYBERJAYA | Existing | 11 kV | PE MV TERMINAL | RYB | VPTJ/PCE/J02082 | PE 2.08 TMN WAWASAN (F2) | SPARE |  | Pass | null
378056814 | TNB | DISTRIBUTION | WP PUTRAJAYA & CYBERJAYA | Existing | 11 kV | PE MV TERMINAL | RYB | VPTJ/PCE/J02082 | PE 2.08 TMN WAWASAN (F2) | PTJ02074 PE 2.07 INSIDE PPU18 (F2) |  | Pass | null
378056913 | TNB | DISTRIBUTION | WP PUTRAJAYA & CYBERJAYA | Existing | 11 kV | PE MV TERMINAL | RYB | VPTJ/PCE/J02071 | PE 2.07 INSIDE PPU 18 (F1) | PTJ02061 PE 2.06 PS15 PR.2 PJ (F1) |  | Pass | null
378056914 | TNB | DISTRIBUTION | WP PUTRAJAYA & CYBERJAYA | Existing | 11 kV | PE MV TERMINAL | RYB | VPTJ/PCE/J02071 | PE 2.07 INSIDE PPU 18 (F1) | PTJ02082 PE 2.08 TMN.WAWASAN (F1) |  | Pass | null
378056917 | TNB | DISTRIBUTION | WP PUTRAJAYA & CYBERJAYA | Existing | 11 kV | PE MV TERMINAL | RYB | VPTJ/PCE/J02071 | PE 2.07 INSIDE PPU 18 (F1) | TX1-1000kVA |  | Pass | null
378057018 | TNB | DISTRIBUTION | WP PUTRAJAYA & CYBERJAYA | Existing | 11 kV | PE MV TERMINAL | RYB | VPTJ/PCE/J02072 | PE 2.07 INSIDE PPU 18 (F2) | PTJ02064 PE 2.06 PS15 PR.2 PJ (F2) |  | Pass | null
378057019 | TNB | DISTRIBUTION | WP PUTRAJAYA & CYBERJAYA | Existing | 11 kV | PE MV TERMINAL | RYB | VPTJ/PCE/J02072 | PE 2.07 INSIDE PPU 18 (F2) | PTJ02086 PE 2.08 TMN.WAWASAN (F2) |  | Pass | null
378057022 | TNB | DISTRIBUTION | WP PUTRAJAYA & CYBERJAYA | Existing | 11 kV | PE MV TERMINAL | RYB | VPTJ/PCE/J02072 | PE 2.07 INSIDE PPU 18 (F2) | TX1-1000kVA |  | Pass | null
378057187 | TNB | DISTRIBUTION | WP PUTRAJAYA & CYBERJAYA | Existing | 11 kV | PE MV TERMINAL | RYB | VPTJ/PCE/J02062 | PE 2.06 PS 15 (F2) | PTJ02291 TEMP SKY RIDE (PE 2.29) |  | Pass | null
378057188 | TNB | DISTRIBUTION | WP PUTRAJAYA & CYBERJAYA | Existing | 11 kV | PE MV TERMINAL | RYB | VPTJ/PCE/J02062 | PE 2.06 PS 15 (F2) | PTJ02075 PE 2.07 INSIDE PPU18 (F2) |  | Pass | null
378057191 | TNB | DISTRIBUTION | WP PUTRAJAYA & CYBERJAYA | Existing | 11 kV | PE MV TERMINAL | RYB | VPTJ/PCE/J02062 | PE 2.06 PS 15 (F2) | TX1-1000kVA |  | Pass | null
378057293 | TNB | DISTRIBUTION | WP PUTRAJAYA & CYBERJAYA | Existing | 11 kV | PE MV TERMINAL | RYB | VPTJ/PCE/J02291 | PE 2.29 TEMP SKYRIDE | PTJ02272 PE 2.27 FORMULA E 3 |  | Pass | null
378057294 | TNB | DISTRIBUTION | WP PUTRAJAYA & CYBERJAYA | Existing | 11 kV | PE MV TERMINAL | RYB | VPTJ/PCE/J02291 | PE 2.29 TEMP SKYRIDE | PTJ02065 PE 2.06 PS15 PR.2 PJ (F2) |  | Pass | null
378057297 | TNB | DISTRIBUTION | WP PUTRAJAYA & CYBERJAYA | Existing | 11 kV | PE MV TERMINAL | RYB | VPTJ/PCE/J02291 | PE 2.29 TEMP SKYRIDE | TX1-500kVA |  | Pass | null
378057407 | TNB | DISTRIBUTION | WP PUTRAJAYA & CYBERJAYA | Existing | 11 kV | PE MV TERMINAL | RYB | VPTJ/PCE/J18251 | PE 18.25 KOMPLEKS SEK FASA 3 | PPU PTJ17 CB 5 |  | Pass | null
378057408 | TNB | DISTRIBUTION | WP PUTRAJAYA & CYBERJAYA | Existing | 11 kV | PE MV TERMINAL | RYB | VPTJ/PCE/J18251 | PE 18.25 KOMPLEKS SEK FASA 3 | PTJ18173 PE 18.17 BLOK H 18R12 (F1) |  | Pass | null
378057411 | TNB | DISTRIBUTION | WP PUTRAJAYA & CYBERJAYA | Existing | 11 kV | PE MV TERMINAL | RYB | VPTJ/PCE/J18251 | PE 18.25 KOMPLEKS SEK FASA 3 | TX1-1000kVA |  | Pass | null
378057508 | TNB | DISTRIBUTION | WP PUTRAJAYA & CYBERJAYA | Existing | 11 kV | PE MV TERMINAL | RYB | VPTJ/PCE/J18171 | PE 18.17 BLOK H 18R12 (F1) | PTJ18251 PE 18.25 KOMPLEKS SEK. FASA 3 (F1) |  | Pass | null
378057509 | TNB | DISTRIBUTION | WP PUTRAJAYA & CYBERJAYA | Existing | 11 kV | PE MV TERMINAL | RYB | VPTJ/PCE/J18171 | PE 18.17 BLOK H 18R12 (F1) | PTJ18163 PE 18.16 BLOK G 18R12 (F1) |  | Pass | null
378057512 | TNB | DISTRIBUTION | WP PUTRAJAYA & CYBERJAYA | Existing | 11 kV | PE MV TERMINAL | RYB | VPTJ/PCE/J18171 | PE 18.17 BLOK H 18R12 (F1) | TX1-1000kVA |  | Pass | null
378057604 | TNB | DISTRIBUTION | WP PUTRAJAYA & CYBERJAYA | Existing | 11 kV | PE MV TERMINAL | RYB | VPTJ/PCE/J18172 | PE 18.17 BLOK H 18R12 (F2) | PTJ18012 PE 18.01 PADAT WR 2 |  | Pass | null
378057605 | TNB | DISTRIBUTION | WP PUTRAJAYA & CYBERJAYA | Existing | 11 kV | PE MV TERMINAL | RYB | VPTJ/PCE/J18172 | PE 18.17 BLOK H 18R12 (F2) | PTJ18166 PE 18.16 BLOK G 18R12 (F2) |  | Pass | null
378057608 | TNB | DISTRIBUTION | WP PUTRAJAYA & CYBERJAYA | Existing | 11 kV | PE MV TERMINAL | RYB | VPTJ/PCE/J18172 | PE 18.17 BLOK H 18R12 (F2) | TX1-1000kVA |  | Pass | null
378057770 | TNB | DISTRIBUTION | WP PUTRAJAYA & CYBERJAYA | Existing | 11 kV | PE MV TERMINAL | RYB | VPTJ/PCE/J18161 | PE 18.16 BLOK G 18R12 (F1) | PTJ18171 PE 18.17 BLOK H 18R12 (F1) |  | Pass | null
378057771 | TNB | DISTRIBUTION | WP PUTRAJAYA & CYBERJAYA | Existing | 11 kV | PE MV TERMINAL | RYB | VPTJ/PCE/J18161 | PE 18.16 BLOK G 18R12 (F1) | PTJ18153 PE 18.15 BLOK E&F 18R12 (F1) |  | Pass | null
378057774 | TNB | DISTRIBUTION | WP PUTRAJAYA & CYBERJAYA | Existing | 11 kV | PE MV TERMINAL | RYB | VPTJ/PCE/J18161 | PE 18.16 BLOK G 18R12 (F1) | TX1-1000kVA |  | Pass | null
378057866 | TNB | DISTRIBUTION | WP PUTRAJAYA & CYBERJAYA | Existing | 11 kV | PE MV TERMINAL | RYB | VPTJ/PCE/J18162 | PE 18.16 BLOK G 18R12 (F2) | PTJ18174 PE 18.17 BLOK H 18R12 (F2) |  | Pass | null
378057867 | TNB | DISTRIBUTION | WP PUTRAJAYA & CYBERJAYA | Existing | 11 kV | PE MV TERMINAL | RYB | VPTJ/PCE/J18162 | PE 18.16 BLOK G 18R12 (F2) | PTJ18156 PE 18.15 BLOK E&F 18R12 (F2) |  | Pass | null
378057870 | TNB | DISTRIBUTION | WP PUTRAJAYA & CYBERJAYA | Existing | 11 kV | PE MV TERMINAL | RYB | VPTJ/PCE/J18162 | PE 18.16 BLOK G 18R12 (F2) | TX1-1000kVA |  | Pass | null
378057972 | TNB | DISTRIBUTION | WP PUTRAJAYA & CYBERJAYA | Existing | 11 kV | PE MV TERMINAL | RYB | VPTJ/PCE/J18151 | PE 18.15 BLOK E&F 18R12 (F1) | PTJ18161 PE 18.16 BLOK G 18R12 (F1) |  | Pass | null
378057973 | TNB | DISTRIBUTION | WP PUTRAJAYA & CYBERJAYA | Existing | 11 kV | PE MV TERMINAL | RYB | VPTJ/PCE/J18151 | PE 18.15 BLOK E&F 18R12 (F1) | PTJ18183 PE 18.18 BLOK C&D 18R12 (F1) |  | Pass | null
378057976 | TNB | DISTRIBUTION | WP PUTRAJAYA & CYBERJAYA | Existing | 11 kV | PE MV TERMINAL | RYB | VPTJ/PCE/J18151 | PE 18.15 BLOK E&F 18R12 (F1) | TX1-1000kVA |  | Pass | null
378058070 | TNB | DISTRIBUTION | WP PUTRAJAYA & CYBERJAYA | Existing | 11 kV | PE MV TERMINAL | RYB | VPTJ/PCE/J18152 | PE 18.15 BLOK E&F 18R12 (F2) | PTJ18164 PE 18.16 BLOK G 18R12 (F2) |  | Pass | null
378058071 | TNB | DISTRIBUTION | WP PUTRAJAYA & CYBERJAYA | Existing | 11 kV | PE MV TERMINAL | RYB | VPTJ/PCE/J18152 | PE 18.15 BLOK E&F 18R12 (F2) | PTJ18186 PE 18.18 BLOK C&D 18R12 (F2) |  | Pass | null
378058074 | TNB | DISTRIBUTION | WP PUTRAJAYA & CYBERJAYA | Existing | 11 kV | PE MV TERMINAL | RYB | VPTJ/PCE/J18152 | PE 18.15 BLOK E&F 18R12 (F2) | TX1-1000kVA |  | Pass | null
378058169 | TNB | DISTRIBUTION | WP PUTRAJAYA & CYBERJAYA | Existing | 11 kV | PE MV TERMINAL | RYB | VPTJ/PCE/J18181 | PE 18.18 BLOK C&D 18R12 (F1) | PTJ18151 PE 18.15 BLOK E&F 18R12 (F1) |  | Pass | null
378058170 | TNB | DISTRIBUTION | WP PUTRAJAYA & CYBERJAYA | Existing | 11 kV | PE MV TERMINAL | RYB | VPTJ/PCE/J18181 | PE 18.18 BLOK C&D 18R12 (F1) | PTJ18193 PE 18.19 BLOK A&B 18R12 (F1) |  | Pass | null
378058173 | TNB | DISTRIBUTION | WP PUTRAJAYA & CYBERJAYA | Existing | 11 kV | PE MV TERMINAL | RYB | VPTJ/PCE/J18181 | PE 18.18 BLOK C&D 18R12 (F1) | TX1-1000kVA |  | Pass | null
378058263 | TNB | DISTRIBUTION | WP PUTRAJAYA & CYBERJAYA | Existing | 11 kV | PE MV TERMINAL | RYB | VPTJ/PCE/J18182 | PE 18.18 BLOK C&D 18R12 (F2) | PTJ18154 PE 18.15 BLOK E&F 18R12 (F2) |  | Pass | null
378058264 | TNB | DISTRIBUTION | WP PUTRAJAYA & CYBERJAYA | Existing | 11 kV | PE MV TERMINAL | RYB | VPTJ/PCE/J18182 | PE 18.18 BLOK C&D 18R12 (F2) | PTJ18196 PE 18.19 BLOK A&B 18R12 (F2) |  | Pass | null
378058267 | TNB | DISTRIBUTION | WP PUTRAJAYA & CYBERJAYA | Existing | 11 kV | PE MV TERMINAL | RYB | VPTJ/PCE/J18182 | PE 18.18 BLOK C&D 18R12 (F2) | TX1-1000kVA |  | Pass | null
378058374 | TNB | DISTRIBUTION | WP PUTRAJAYA & CYBERJAYA | Existing | 11 kV | PE MV TERMINAL | RYB | VPTJ/PCE/J18191 | PE 18.19 BLOK A&B 18R12 (F1) | PTJ18181 PE 18.18 BLOK C&D 18R12 (F1) |  | Pass | null
378058375 | TNB | DISTRIBUTION | WP PUTRAJAYA & CYBERJAYA | Existing | 11 kV | PE MV TERMINAL | RYB | VPTJ/PCE/J18191 | PE 18.19 BLOK A&B 18R12 (F1) | PTJ18243 PE 18.24 APT 24 (F1) |  | Pass | null
378058378 | TNB | DISTRIBUTION | WP PUTRAJAYA & CYBERJAYA | Existing | 11 kV | PE MV TERMINAL | RYB | VPTJ/PCE/J18191 | PE 18.19 BLOK A&B 18R12 (F1) | TX1-1000kVA |  | Pass | null
378058468 | TNB | DISTRIBUTION | WP PUTRAJAYA & CYBERJAYA | Existing | 11 kV | PE MV TERMINAL | RYB | VPTJ/PCE/J18192 | PE 18.19 BLOK A&B 18R12 (F2) | PTJ18184 PE 18.18 BLOK C&D 18R12 (F2) |  | Pass | null
378058469 | TNB | DISTRIBUTION | WP PUTRAJAYA & CYBERJAYA | Existing | 11 kV | PE MV TERMINAL | RYB | VPTJ/PCE/J18192 | PE 18.19 BLOK A&B 18R12 (F2) | PTJ18246 PE 18.24 APT 24 (F2) |  | Pass | null
378058472 | TNB | DISTRIBUTION | WP PUTRAJAYA & CYBERJAYA | Existing | 11 kV | PE MV TERMINAL | RYB | VPTJ/PCE/J18192 | PE 18.19 BLOK A&B 18R12 (F2) | TX1-1000kVA |  | Pass | null
378058573 | TNB | DISTRIBUTION | WP PUTRAJAYA & CYBERJAYA | Existing | 11 kV | PE MV TERMINAL | RYB | VPTJ/PCE/J18241 | PE 18.24 BLOK D 18R13 (F1) | PTJ18191 PE 18.19 BLOK A&B 18R12 (F1) |  | Pass | null
378058574 | TNB | DISTRIBUTION | WP PUTRAJAYA & CYBERJAYA | Existing | 11 kV | PE MV TERMINAL | RYB | VPTJ/PCE/J18241 | PE 18.24 BLOK D 18R13 (F1) | PTJ18233 PE 18.23 APT 23 (F1) |  | Pass | null
378058577 | TNB | DISTRIBUTION | WP PUTRAJAYA & CYBERJAYA | Existing | 11 kV | PE MV TERMINAL | RYB | VPTJ/PCE/J18241 | PE 18.24 BLOK D 18R13 (F1) | TX1-1000kVA |  | Pass | null
378058667 | TNB | DISTRIBUTION | WP PUTRAJAYA & CYBERJAYA | Existing | 11 kV | PE MV TERMINAL | RYB | VPTJ/PCE/J18242 | PE 18.24 BLOK D 18R13 (F2) | PTJ18194 PE 18.19 BLOK A&B 18R12 (F2) |  | Pass | null
378058668 | TNB | DISTRIBUTION | WP PUTRAJAYA & CYBERJAYA | Existing | 11 kV | PE MV TERMINAL | RYB | VPTJ/PCE/J18242 | PE 18.24 BLOK D 18R13 (F2) | PTJ18236 PE 18.23 APT 23 (F2) |  | Pass | null
378058671 | TNB | DISTRIBUTION | WP PUTRAJAYA & CYBERJAYA | Existing | 11 kV | PE MV TERMINAL | RYB | VPTJ/PCE/J18242 | PE 18.24 BLOK D 18R13 (F2) | TX1-1000kVA |  | Pass | null
378058773 | TNB | DISTRIBUTION | WP PUTRAJAYA & CYBERJAYA | Existing | 11 kV | PE MV TERMINAL | RYB | VPTJ/PCE/J18231 | PE 18.23 BLOK C 18R13 (F1) | PTJ18241 PE 18.24 APT 24 (F1) |  | Pass | null
378058774 | TNB | DISTRIBUTION | WP PUTRAJAYA & CYBERJAYA | Existing | 11 kV | PE MV TERMINAL | RYB | VPTJ/PCE/J18231 | PE 18.23 BLOK C 18R13 (F1) | PTJ18213 PE 18.22 |  | Pass | null
378058777 | TNB | DISTRIBUTION | WP PUTRAJAYA & CYBERJAYA | Existing | 11 kV | PE MV TERMINAL | RYB | VPTJ/PCE/J18231 | PE 18.23 BLOK C 18R13 (F1) | TX1-1000kVA |  | Pass | null
378058867 | TNB | DISTRIBUTION | WP PUTRAJAYA & CYBERJAYA | Existing | 11 kV | PE MV TERMINAL | RYB | VPTJ/PCE/J18232 | PE 18.23 BLOK C 18R13 (F2) | PTJ18244 PE 18.24 APT 24 (F2) |  | Pass | null
378058868 | TNB | DISTRIBUTION | WP PUTRAJAYA & CYBERJAYA | Existing | 11 kV | PE MV TERMINAL | RYB | VPTJ/PCE/J18232 | PE 18.23 BLOK C 18R13 (F2) | PTJ18216 PE 18.22 |  | Pass | null
378058871 | TNB | DISTRIBUTION | WP PUTRAJAYA & CYBERJAYA | Existing | 11 kV | PE MV TERMINAL | RYB | VPTJ/PCE/J18232 | PE 18.23 BLOK C 18R13 (F2) | TX1-1000kVA |  | Pass | null
378059102 | TNB | DISTRIBUTION | WP PUTRAJAYA & CYBERJAYA | Existing | 11 kV | PE MV TERMINAL | RYB | VPTJ/PCE/J02211 | PE 2.21 S/Tenaga (F1) | TX1-1000kVA |  | Pass | null
378059104 | TNB | DISTRIBUTION | WP PUTRAJAYA & CYBERJAYA | Existing | 11 kV | PE MV TERMINAL | RYB | VPTJ/PCE/J02211 | PE 2.21 S/Tenaga (F1) | PPU PTJ17 CB7 |  | Pass | null
378059145 | TNB | DISTRIBUTION | WP PUTRAJAYA & CYBERJAYA | Existing | 11 kV | PE MV TERMINAL | RYB | VPTJ/PCE/J02211 | PE 2.21 S/Tenaga (F1) | PTJ02151 PE 2.15 2G4 (F1) |  | Pass | null
378059223 | TNB | DISTRIBUTION | WP PUTRAJAYA & CYBERJAYA | Existing | 11 kV | PE MV TERMINAL | RYB | VPTJ/PCE/J02212 | PE 2.21 S/Tenaga (F2) | TX2-1000kVA |  | Pass | null
378059225 | TNB | DISTRIBUTION | WP PUTRAJAYA & CYBERJAYA | Existing | 11 kV | PE MV TERMINAL | RYB | VPTJ/PCE/J02212 | PE 2.21 S/Tenaga (F2) | PPU PTJ17 CB8 |  | Pass | null
378059266 | TNB | DISTRIBUTION | WP PUTRAJAYA & CYBERJAYA | Existing | 11 kV | PE MV TERMINAL | RYB | VPTJ/PCE/J02212 | PE 2.21 S/Tenaga (F2) | PTJ02155 PE 2.15 2G4 (F2) |  | Pass | null
378059344 | TNB | DISTRIBUTION | WP PUTRAJAYA & CYBERJAYA | Existing | 11 kV | PE MV TERMINAL | RYB | VPTJ/PCE/J02151 | PE 2.15 2G4 (F1) | PTJ02212 PE 2.21 Suruhanjaya Tenaga (F1) |  | Pass | null
378059348 | TNB | DISTRIBUTION | WP PUTRAJAYA & CYBERJAYA | Existing | 11 kV | PE MV TERMINAL | RYB | VPTJ/PCE/J02151 | PE 2.15 2G4 (F1) | TX1-1000kVA |  | Pass | null
378059350 | TNB | DISTRIBUTION | WP PUTRAJAYA & CYBERJAYA | Existing | 11 kV | PE MV TERMINAL | RYB | VPTJ/PCE/J02151 | PE 2.15 2G4 (F1) | PTJ02141 SS 2.14 2G3 (F1) |  | Pass | null
378059391 | TNB | DISTRIBUTION | WP PUTRAJAYA & CYBERJAYA | Existing | 11 kV | PE MV TERMINAL | RYB | VPTJ/PCE/J02151 | PE 2.15 2G4 (F1) | PENGGUNA HT 11kV |  | Pass | null
378059486 | TNB | DISTRIBUTION | WP PUTRAJAYA & CYBERJAYA | Existing | 11 kV | PE MV TERMINAL | RYB | VPTJ/PCE/J02152 | PE 2.15 2G4 (F2) | PTJ02215 PE 2.21 Suruhanjaya Tenaga (F2) |  | Pass | null
378059490 | TNB | DISTRIBUTION | WP PUTRAJAYA & CYBERJAYA | Existing | 11 kV | PE MV TERMINAL | RYB | VPTJ/PCE/J02152 | PE 2.15 2G4 (F2) | PTJ02144 SS 2.14 2G3 (F2) |  | Pass | null
378059505 | TNB | DISTRIBUTION | WP PUTRAJAYA & CYBERJAYA | Existing | 11 kV | PE MV TERMINAL | RYB | VPTJ/PCE/J02152 | PE 2.15 2G4 (F2) | PENGGUNA HT |  | Pass | null
378059527 | TNB | DISTRIBUTION | WP PUTRAJAYA & CYBERJAYA | Existing | 11 kV | PE MV TERMINAL | RYB | VPTJ/PCE/J02141 | SS 2.14 2G3 (F1) | PTJ02152 PE 2.15 2G4 (F1) |  | Pass | null
378059531 | TNB | DISTRIBUTION | WP PUTRAJAYA & CYBERJAYA | Existing | 11 kV | PE MV TERMINAL | RYB | VPTJ/PCE/J02141 | SS 2.14 2G3 (F1) | PTJ02301 PE 2.30 2C5 PR2 PJ (F1) |  | Pass | null
378059546 | TNB | DISTRIBUTION | WP PUTRAJAYA & CYBERJAYA | Existing | 11 kV | PE MV TERMINAL | RYB | VPTJ/PCE/J02141 | SS 2.14 2G3 (F1) | PENGGUNA HT 11kV |  | Pass | null
378059568 | TNB | DISTRIBUTION | WP PUTRAJAYA & CYBERJAYA | Existing | 11 kV | PE MV TERMINAL | RYB | VPTJ/PCE/J02142 | SS 2.14 2G3 (F2) | PTJ02156 PE 2.15 2G4 (F2) |  | Pass | null
378059572 | TNB | DISTRIBUTION | WP PUTRAJAYA & CYBERJAYA | Existing | 11 kV | PE MV TERMINAL | RYB | VPTJ/PCE/J02142 | SS 2.14 2G3 (F2) | PTJ02305 PE 2.30 2C5 PR2 PJ (F2) |  | Pass | null
378059587 | TNB | DISTRIBUTION | WP PUTRAJAYA & CYBERJAYA | Existing | 11 kV | PE MV TERMINAL | RYB | VPTJ/PCE/J02142 | SS 2.14 2G3 (F2) | PENGGUNA |  | Pass | null
378059616 | TNB | DISTRIBUTION | WP PUTRAJAYA & CYBERJAYA | Existing | 11 kV | PE MV TERMINAL | RYB | VPTJ/PCE/J02131 | SS 2.13 2G6 (F1) | PTJ02302 PE 2.30 2C5 PR2 PJ (F1) |  | Pass | null
378059620 | TNB | DISTRIBUTION | WP PUTRAJAYA & CYBERJAYA | Existing | 11 kV | PE MV TERMINAL | RYB | VPTJ/PCE/J02131 | SS 2.13 2G6 (F1) | PTJ02121 PE 2.12 2G5 PR2 PJ (F1) |  | Pass | null
378059635 | TNB | DISTRIBUTION | WP PUTRAJAYA & CYBERJAYA | Existing | 11 kV | PE MV TERMINAL | RYB | VPTJ/PCE/J02131 | SS 2.13 2G6 (F1) | PENGGUNA |  | Pass | null
378059657 | TNB | DISTRIBUTION | WP PUTRAJAYA & CYBERJAYA | Existing | 11 kV | PE MV TERMINAL | RYB | VPTJ/PCE/J02132 | SS 2.13 2G6 (F2) | PTJ02306 PE 2.30 2C5 PR2 PJ (F2) |  | Pass | null
378059661 | TNB | DISTRIBUTION | WP PUTRAJAYA & CYBERJAYA | Existing | 11 kV | PE MV TERMINAL | RYB | VPTJ/PCE/J02132 | SS 2.13 2G6 (F2) | PTJ02125 PE 2.12 2G5 PR2 PJ (F2) |  | Pass | null
378059676 | TNB | DISTRIBUTION | WP PUTRAJAYA & CYBERJAYA | Existing | 11 kV | PE MV TERMINAL | RYB | VPTJ/PCE/J02132 | SS 2.13 2G6 (F2) | PENGGUNA |  | Pass | null
378059692 | TNB | DISTRIBUTION | WP PUTRAJAYA & CYBERJAYA | Existing | 11 kV | PE MV TERMINAL | RYB | VPTJ/PCE/J02121 | PE 2.12 2G5 (F1) | PTJ02132 SS 2.13 2G6 (F1) |  | Pass | null
378059696 | TNB | DISTRIBUTION | WP PUTRAJAYA & CYBERJAYA | Existing | 11 kV | PE MV TERMINAL | RYB | VPTJ/PCE/J02121 | PE 2.12 2G5 (F1) | TX1-500kVA |  | Pass | null
378059698 | TNB | DISTRIBUTION | WP PUTRAJAYA & CYBERJAYA | Existing | 11 kV | PE MV TERMINAL | RYB | VPTJ/PCE/J02121 | PE 2.12 2G5 (F1) | PTJ03092 SS 3.09 3C5 (F1) |  | Pass | null
378059739 | TNB | DISTRIBUTION | WP PUTRAJAYA & CYBERJAYA | Existing | 11 kV | PE MV TERMINAL | RYB | VPTJ/PCE/J02121 | PE 2.12 2G5 (F1) | PENGGUNA MV |  | Pass | null
378059825 | TNB | DISTRIBUTION | WP PUTRAJAYA & CYBERJAYA | Existing | 11 kV | PE MV TERMINAL | RYB | VPTJ/PCE/J02122 | PE 2.12 2G5 (F2) | PTJ02135 SS 2.13 2G6 (F2) |  | Pass | null
378059829 | TNB | DISTRIBUTION | WP PUTRAJAYA & CYBERJAYA | Existing | 11 kV | PE MV TERMINAL | RYB | VPTJ/PCE/J02122 | PE 2.12 2G5 (F2) | PTJ03095 PE 3.09 3C5 (F2) |  | Pass | null
378059844 | TNB | DISTRIBUTION | WP PUTRAJAYA & CYBERJAYA | Existing | 11 kV | PE MV TERMINAL | RYB | VPTJ/PCE/J02122 | PE 2.12 2G5 (F2) | PENGGUNA MV |  | Pass | null
378059894 | TNB | DISTRIBUTION | WP PUTRAJAYA & CYBERJAYA | Existing | 11 kV | PE MV TERMINAL | RYB | VPTJ/PCE/J03092 | PE 3.09 3C5 (F2) | PTJ03075 SS 3.07 3C6 (F2) |  | Pass | null
378059898 | TNB | DISTRIBUTION | WP PUTRAJAYA & CYBERJAYA | Existing | 11 kV | PE MV TERMINAL | RYB | VPTJ/PCE/J03092 | PE 3.09 3C5 (F2) | PTJ02126 PE 2.12 2G5 PR2 PJ (F2) |  | Pass | null
378059913 | TNB | DISTRIBUTION | WP PUTRAJAYA & CYBERJAYA | Existing | 11 kV | PE MV TERMINAL | RYB | VPTJ/PCE/J03092 | PE 3.09 3C5 (F2) | PENGGUNA HT |  | Pass | null
378059935 | TNB | DISTRIBUTION | WP PUTRAJAYA & CYBERJAYA | Existing | 11 kV | PE MV TERMINAL | RYB | VPTJ/PCE/J03091 | SS 3.09 3C5 (F1) | PTJ03072 SS 3.07 3C6 (F1) |  | Pass | null
378059939 | TNB | DISTRIBUTION | WP PUTRAJAYA & CYBERJAYA | Existing | 11 kV | PE MV TERMINAL | RYB | VPTJ/PCE/J03091 | SS 3.09 3C5 (F1) | PTJ02122 PE 2.12 2G5 PR2 PJ (F1) |  | Pass | null
378059954 | TNB | DISTRIBUTION | WP PUTRAJAYA & CYBERJAYA | Existing | 11 kV | PE MV TERMINAL | RYB | VPTJ/PCE/J03091 | SS 3.09 3C5 (F1) | PENGGUNA HT |  | Pass | null
378059980 | TNB | DISTRIBUTION | WP PUTRAJAYA & CYBERJAYA | Existing | 11 kV | PE MV TERMINAL | RYB | VPTJ/PCE/J03071 | SS 3.07 3C6 (F1) | PTJ03032 SS 3.03 3G2 (F1) |  | Pass | null
378059984 | TNB | DISTRIBUTION | WP PUTRAJAYA & CYBERJAYA | Existing | 11 kV | PE MV TERMINAL | RYB | VPTJ/PCE/J03071 | SS 3.07 3C6 (F1) | PTJ03091 SS 3.09 3C5 (F1) |  | Pass | null
378059999 | TNB | DISTRIBUTION | WP PUTRAJAYA & CYBERJAYA | Existing | 11 kV | PE MV TERMINAL | RYB | VPTJ/PCE/J03071 | SS 3.07 3C6 (F1) | PENGGUNA HT |  | Pass | null
378060021 | TNB | DISTRIBUTION | WP PUTRAJAYA & CYBERJAYA | Existing | 11 kV | PE MV TERMINAL | RYB | VPTJ/PCE/J03072 | SS 3.07 3C6 (F2) | PTJ03035 SS 3.03 3G2 (F2) |  | Pass | null
378060025 | TNB | DISTRIBUTION | WP PUTRAJAYA & CYBERJAYA | Existing | 11 kV | PE MV TERMINAL | RYB | VPTJ/PCE/J03072 | SS 3.07 3C6 (F2) | PTJ03094 PE 3.09 3C5 (F2) |  | Pass | null
378060040 | TNB | DISTRIBUTION | WP PUTRAJAYA & CYBERJAYA | Existing | 11 kV | PE MV TERMINAL | RYB | VPTJ/PCE/J03072 | SS 3.07 3C6 (F2) | PENGGUNA HT |  | Pass | null
378060125 | TNB | DISTRIBUTION | WP PUTRAJAYA & CYBERJAYA | Existing | 11 kV | PE MV TERMINAL | RYB | VPTJ/PCE/J03081 | SS 3.08 3C7 (F1) | PPU PTJ 17 CB9 |  | Pass | null
378060129 | TNB | DISTRIBUTION | WP PUTRAJAYA & CYBERJAYA | Existing | 11 kV | PE MV TERMINAL | RYB | VPTJ/PCE/J03081 | SS 3.08 3C7 (F1) | PTJ03041 SS 3.04 PALACE OF JUSTICE (F1) |  | Pass | null
378060144 | TNB | DISTRIBUTION | WP PUTRAJAYA & CYBERJAYA | Existing | 11 kV | PE MV TERMINAL | RYB | VPTJ/PCE/J03081 | SS 3.08 3C7 (F1) | PENGGUNA HT |  | Pass | null
378060166 | TNB | DISTRIBUTION | WP PUTRAJAYA & CYBERJAYA | Existing | 11 kV | PE MV TERMINAL | RYB | VPTJ/PCE/J03082 | SS 3.08 3C7 (F2) | PPU PTJ 17 CB10 |  | Pass | null
378060170 | TNB | DISTRIBUTION | WP PUTRAJAYA & CYBERJAYA | Existing | 11 kV | PE MV TERMINAL | RYB | VPTJ/PCE/J03082 | SS 3.08 3C7 (F2) | PTJ03044 SS 3.04 PALACE OF JUSTICE (F2) |  | Pass | null
378060185 | TNB | DISTRIBUTION | WP PUTRAJAYA & CYBERJAYA | Existing | 11 kV | PE MV TERMINAL | RYB | VPTJ/PCE/J03082 | SS 3.08 3C7 (F2) | PENGGUNA HT |  | Pass | null
378060223 | TNB | DISTRIBUTION | WP PUTRAJAYA & CYBERJAYA | Existing | 11 kV | PE MV TERMINAL | RYB | VPTJ/PCE/J03041 | SS 3.04 3G3 (F1) | PTJ03082 SS 3.08 3C7 (F1) |  | Pass | null
378060227 | TNB | DISTRIBUTION | WP PUTRAJAYA & CYBERJAYA | Existing | 11 kV | PE MV TERMINAL | RYB | VPTJ/PCE/J03041 | SS 3.04 3G3 (F1) | PTJ04041 SS 4.04 4G4 (F1) |  | Pass | null
378060242 | TNB | DISTRIBUTION | WP PUTRAJAYA & CYBERJAYA | Existing | 11 kV | PE MV TERMINAL | RYB | VPTJ/PCE/J03041 | SS 3.04 3G3 (F1) | PENGGUNA HT |  | Pass | null
378060264 | TNB | DISTRIBUTION | WP PUTRAJAYA & CYBERJAYA | Existing | 11 kV | PE MV TERMINAL | RYB | VPTJ/PCE/J03042 | SS 3.04 3G3 (F2) | PTJ03085 SS 3.08 3C7 (F2) |  | Pass | null
378060268 | TNB | DISTRIBUTION | WP PUTRAJAYA & CYBERJAYA | Existing | 11 kV | PE MV TERMINAL | RYB | VPTJ/PCE/J03042 | SS 3.04 3G3 (F2) | PTJ04044 SS 4.04 4G4 (F2) |  | Pass | null
378060283 | TNB | DISTRIBUTION | WP PUTRAJAYA & CYBERJAYA | Existing | 11 kV | PE MV TERMINAL | RYB | VPTJ/PCE/J03042 | SS 3.04 3G3 (F2) | PENGGUNA HT |  | Pass | null
378060335 | TNB | DISTRIBUTION | WP PUTRAJAYA & CYBERJAYA | Existing | 11 kV | PE MV TERMINAL | RYB | VPTJ/PCE/J04041 | SS 4.04 4G4 (F1) | PTJ03042 SS 3.04 PALACE OF JUSTICE (F1) |  | Pass | null
378060339 | TNB | DISTRIBUTION | WP PUTRAJAYA & CYBERJAYA | Existing | 11 kV | PE MV TERMINAL | RYB | VPTJ/PCE/J04041 | SS 4.04 4G4 (F1) | PTJ04201 SS 4.20 4U2 GDC (F1) |  | Pass | null
378060354 | TNB | DISTRIBUTION | WP PUTRAJAYA & CYBERJAYA | Existing | 11 kV | PE MV TERMINAL | RYB | VPTJ/PCE/J04041 | SS 4.04 4G4 (F1) | PENGGUNA HT |  | Pass | null
378060376 | TNB | DISTRIBUTION | WP PUTRAJAYA & CYBERJAYA | Existing | 11 kV | PE MV TERMINAL | RYB | VPTJ/PCE/J04042 | SS 4.04 4G4 (F2) | PTJ04204 SS 4.20 4U2 GDC (F2) |  | Pass | null
378060380 | TNB | DISTRIBUTION | WP PUTRAJAYA & CYBERJAYA | Existing | 11 kV | PE MV TERMINAL | RYB | VPTJ/PCE/J04042 | SS 4.04 4G4 (F2) | SPARE |  | Pass | null
378060395 | TNB | DISTRIBUTION | WP PUTRAJAYA & CYBERJAYA | Existing | 11 kV | PE MV TERMINAL | RYB | VPTJ/PCE/J04042 | SS 4.04 4G4 (F2) | PENGGUNA HT |  | Pass | null
378060396 | TNB | DISTRIBUTION | WP PUTRAJAYA & CYBERJAYA | Existing | 11 kV | PE MV TERMINAL | RYB | VPTJ/PCE/J04042 | SS 4.04 4G4 (F2) | PTJ03045 SS 3.04 PALACE OF JUSTICE (F2) |  | Pass | null
378060454 | TNB | DISTRIBUTION | WP PUTRAJAYA & CYBERJAYA | Existing | 11 kV | PE MV TERMINAL | RYB | VPTJ/PCE/J04201 | SS 4.20 4U2 GDC (F1) | PTJ04042 SS 4.04 4G4 (F1) |  | Pass | null
378060458 | TNB | DISTRIBUTION | WP PUTRAJAYA & CYBERJAYA | Existing | 11 kV | PE MV TERMINAL | RYB | VPTJ/PCE/J04201 | SS 4.20 4U2 GDC (F1) | PTJ04011 PE 4.01 4G3 (F1) |  | Pass | null
378060473 | TNB | DISTRIBUTION | WP PUTRAJAYA & CYBERJAYA | Existing | 11 kV | PE MV TERMINAL | RYB | VPTJ/PCE/J04201 | SS 4.20 4U2 GDC (F1) | PENGGUNA HT |  | Pass | null
378060495 | TNB | DISTRIBUTION | WP PUTRAJAYA & CYBERJAYA | Existing | 11 kV | PE MV TERMINAL | RYB | VPTJ/PCE/J04202 | SS 4.20 4U2 GDC (F2) | PTJ04045 SS 4.04 4G4 (F2) |  | Pass | null
378060499 | TNB | DISTRIBUTION | WP PUTRAJAYA & CYBERJAYA | Existing | 11 kV | PE MV TERMINAL | RYB | VPTJ/PCE/J04202 | SS 4.20 4U2 GDC (F2) | PTJ04015 PE 4.01 4G3 (F2) |  | Pass | null
378060514 | TNB | DISTRIBUTION | WP PUTRAJAYA & CYBERJAYA | Existing | 11 kV | PE MV TERMINAL | RYB | VPTJ/PCE/J04202 | SS 4.20 4U2 GDC (F2) | PENGGUNA HT |  | Pass | null
378060557 | TNB | DISTRIBUTION | WP PUTRAJAYA & CYBERJAYA | Existing | 11 kV | PE MV TERMINAL | RYB | VPTJ/PCE/J04012 | PE 4.01 4G3 (F2) | PTJ03064 SS 3.06 3C4 (F2) |  | Pass | null
378060561 | TNB | DISTRIBUTION | WP PUTRAJAYA & CYBERJAYA | Existing | 11 kV | PE MV TERMINAL | RYB | VPTJ/PCE/J04012 | PE 4.01 4G3 (F2) | PENGGUNA HT F2 |  | Pass | null
378060576 | TNB | DISTRIBUTION | WP PUTRAJAYA & CYBERJAYA | Existing | 11 kV | PE MV TERMINAL | RYB | VPTJ/PCE/J04012 | PE 4.01 4G3 (F2) | TX2-1000kVA |  | Pass | null
378060577 | TNB | DISTRIBUTION | WP PUTRAJAYA & CYBERJAYA | Existing | 11 kV | PE MV TERMINAL | RYB | VPTJ/PCE/J04012 | PE 4.01 4G3 (F2) | PTJ04205 SS 4.20 4U2 GDC (F2) |  | Pass | null
378060878 | TNB | DISTRIBUTION | WP PUTRAJAYA & CYBERJAYA | Existing | 11 kV | PE MV TERMINAL | RYB | VPTJ/PCE/J02161 | SS 2.16 MENARA PJH (2C1) (F1) | P2322 : SS 2.32 F1 |  | Pass | null
378060882 | TNB | DISTRIBUTION | WP PUTRAJAYA & CYBERJAYA | Existing | 11 kV | PE MV TERMINAL | RYB | VPTJ/PCE/J02161 | SS 2.16 MENARA PJH (2C1) (F1) | P2311 SS 2.31 HOTEL ZENITH F1 |  | Pass | null
378060897 | TNB | DISTRIBUTION | WP PUTRAJAYA & CYBERJAYA | Existing | 11 kV | PE MV TERMINAL | RYB | VPTJ/PCE/J02161 | SS 2.16 MENARA PJH (2C1) (F1) | PENGGUNA HT |  | Pass | null
378060919 | TNB | DISTRIBUTION | WP PUTRAJAYA & CYBERJAYA | Existing | 11 kV | PE MV TERMINAL | RYB | VPTJ/PCE/J02162 | SS 2.16 MENARA PJH (2C1) (F2) | P2325 : SS 2.32 F1 |  | Pass | null
378060923 | TNB | DISTRIBUTION | WP PUTRAJAYA & CYBERJAYA | Existing | 11 kV | PE MV TERMINAL | RYB | VPTJ/PCE/J02162 | SS 2.16 MENARA PJH (2C1) (F2) | P2314 SS 2.31 HOTEL ZENITH F2 |  | Pass | null
378069538 | TNB | DISTRIBUTION | WP PUTRAJAYA & CYBERJAYA | Existing | 11 kV | PE MV TERMINAL | RYB | VCBJ/PCE/J22731 | SS 22.73 - HP IT CAMPUS F1 | PPU CYB9: VCB 9 [OFF] |  | Pass | null
378069542 | TNB | DISTRIBUTION | WP PUTRAJAYA & CYBERJAYA | Existing | 11 kV | PE MV TERMINAL | RYB | VCBJ/PCE/J22731 | SS 22.73 - HP IT CAMPUS F1 | PENGGUNA |  | Pass | null
378069558 | TNB | DISTRIBUTION | WP PUTRAJAYA & CYBERJAYA | Existing | 11 kV | PE MV TERMINAL | RYB | VCBJ/PCE/J22731 | SS 22.73 - HP IT CAMPUS F1 | CBJ22551 SS 22.78 LHDN (F1) |  | Pass | null
378069622 | TNB | DISTRIBUTION | WP PUTRAJAYA & CYBERJAYA | Existing | 11 kV | PE MV TERMINAL | RYB | VCBJ/PCE/J22732 | SS 22.73 - HP IT CAMPUS F2 | CBJ 22785 SS 22.78 |  | Pass | null
378069626 | TNB | DISTRIBUTION | WP PUTRAJAYA & CYBERJAYA | Existing | 11 kV | PE MV TERMINAL | RYB | VCBJ/PCE/J22732 | SS 22.73 - HP IT CAMPUS F2 | PENGGUNA |  | Pass | null
378069642 | TNB | DISTRIBUTION | WP PUTRAJAYA & CYBERJAYA | Existing | 11 kV | PE MV TERMINAL | RYB | VCBJ/PCE/J22732 | SS 22.73 - HP IT CAMPUS F2 | PPU CYB9: VCB 10 |  | Pass | null
378069663 | TNB | DISTRIBUTION | WP PUTRAJAYA & CYBERJAYA | Existing | 11 kV | PE MV TERMINAL | RYB | VCBJ/PCE/J22781 | SS 22.78 LHDN F1 | PTJ01261 SS 22.73 - HP IT CAMPUS |  | Pass | null
378069667 | TNB | DISTRIBUTION | WP PUTRAJAYA & CYBERJAYA | Existing | 11 kV | PE MV TERMINAL | RYB | VCBJ/PCE/J22781 | SS 22.78 LHDN F1 | PENGGUNA |  | Pass | null
378069683 | TNB | DISTRIBUTION | WP PUTRAJAYA & CYBERJAYA | Existing | 11 kV | PE MV TERMINAL | RYB | VCBJ/PCE/J22781 | SS 22.78 LHDN F1 | CBJ22401 PE 22.40 POLIS CJ (F1) |  | Pass | null
378069725 | TNB | DISTRIBUTION | WP PUTRAJAYA & CYBERJAYA | Existing | 11 kV | PE MV TERMINAL | RYB | VCBJ/PCE/J22761 | PE 22.76 - STP B F1 | C24481 PE 24.48 MASRECA B |  | Pass | null
378069726 | TNB | DISTRIBUTION | WP PUTRAJAYA & CYBERJAYA | Existing | 11 kV | PE MV TERMINAL | RYB | VCBJ/PCE/J22761 | PE 22.76 - STP B F1 | CBJ22773 PE 22.77 - PS2-8 F1 |  | Pass | null
378069729 | TNB | DISTRIBUTION | WP PUTRAJAYA & CYBERJAYA | Existing | 11 kV | PE MV TERMINAL | RYB | VCBJ/PCE/J22761 | PE 22.76 - STP B F1 | TX1-1000KVA |  | Pass | null
378069757 | TNB | DISTRIBUTION | WP PUTRAJAYA & CYBERJAYA | Existing | 11 kV | PE MV TERMINAL | RYB | VCBJ/PCE/J22762 | PE 22.76 - STP B F2 | CBJ22776 PE 22.77 - PS2-8 F2 |  | Pass | null
378069758 | TNB | DISTRIBUTION | WP PUTRAJAYA & CYBERJAYA | Existing | 11 kV | PE MV TERMINAL | RYB | VCBJ/PCE/J22762 | PE 22.76 - STP B F2 | CBJ24402 PE 24.40 LAMAN VIEW |  | Pass | null
378069761 | TNB | DISTRIBUTION | WP PUTRAJAYA & CYBERJAYA | Existing | 11 kV | PE MV TERMINAL | RYB | VCBJ/PCE/J22762 | PE 22.76 - STP B F2 | TX2-1000 kVA |  | Pass | null
378069816 | TNB | DISTRIBUTION | WP PUTRAJAYA & CYBERJAYA | Existing | 11 kV | PE MV TERMINAL | RYB | VCBJ/PCE/J22771 | PE 22.77 - PS2-8 F1 | CBJ22671 PE 22.76 - STP B F1 |  | Pass | null
378069817 | TNB | DISTRIBUTION | WP PUTRAJAYA & CYBERJAYA | Existing | 11 kV | PE MV TERMINAL | RYB | VCBJ/PCE/J22771 | PE 22.77 - PS2-8 F1 | CBJ22693 PE 22.69 KRU STUDIO (F1) |  | Pass | null
378069820 | TNB | DISTRIBUTION | WP PUTRAJAYA & CYBERJAYA | Existing | 11 kV | PE MV TERMINAL | RYB | VCBJ/PCE/J22771 | PE 22.77 - PS2-8 F1 | TX1-1000kVA |  | Pass | null
378069912 | TNB | DISTRIBUTION | WP PUTRAJAYA & CYBERJAYA | Existing | 11 kV | PE MV TERMINAL | RYB | VCBJ/PCE/J22772 | PE 22.77 - PS2-8 F2 | CBJ22696 PE 22.69 KRU STUDIO (F2) |  | Pass | null
378069913 | TNB | DISTRIBUTION | WP PUTRAJAYA & CYBERJAYA | Existing | 11 kV | PE MV TERMINAL | RYB | VCBJ/PCE/J22772 | PE 22.77 - PS2-8 F2 | CBJ22776 PE 22.77 - PS2-8 F2 |  | Pass | null
378069916 | TNB | DISTRIBUTION | WP PUTRAJAYA & CYBERJAYA | Existing | 11 kV | PE MV TERMINAL | RYB | VCBJ/PCE/J22772 | PE 22.77 - PS2-8 F2 | TX2-1000 kVA |  | Pass | null
378070010 | TNB | DISTRIBUTION | WP PUTRAJAYA & CYBERJAYA | Existing | 11 kV | PE MV TERMINAL | RYB | VCBJ/PCE/J22691 | PE 22.69 KRU STUDIO F1 | CBJ22771 PE 22.77 - PS2-8 F1 |  | Pass | null
378070011 | TNB | DISTRIBUTION | WP PUTRAJAYA & CYBERJAYA | Existing | 11 kV | PE MV TERMINAL | RYB | VCBJ/PCE/J22691 | PE 22.69 KRU STUDIO F1 | CBJ24192 PE 24.19 (YAKIN INVEST)) |  | Pass | null
378070014 | TNB | DISTRIBUTION | WP PUTRAJAYA & CYBERJAYA | Existing | 11 kV | PE MV TERMINAL | RYB | VCBJ/PCE/J22691 | PE 22.69 KRU STUDIO F1 | TX1-1000 kVA |  | Pass | null
378070039 | TNB | DISTRIBUTION | WP PUTRAJAYA & CYBERJAYA | Existing | 11 kV | PE MV TERMINAL | RYB | VCBJ/PCE/J24191 | PE 24.19 YAKIN INVEST F1 | CBJ22691 PE 22.69 KRU STUDIO (F1) |  | Pass | null
378070040 | TNB | DISTRIBUTION | WP PUTRAJAYA & CYBERJAYA | Existing | 11 kV | PE MV TERMINAL | RYB | VCBJ/PCE/J24191 | PE 24.19 YAKIN INVEST F1 | CBJ22892 PE 22.89 MYTELEHAUS (F1) |  | Pass | null
378070043 | TNB | DISTRIBUTION | WP PUTRAJAYA & CYBERJAYA | Existing | 11 kV | PE MV TERMINAL | RYB | VCBJ/PCE/J24191 | PE 24.19 YAKIN INVEST F1 | TX1-1000kVA |  | Pass | null
378070139 | TNB | DISTRIBUTION | WP PUTRAJAYA & CYBERJAYA | Existing | 11 kV | PE MV TERMINAL | RYB | VCBJ/PCE/J22692 | PE 22.69 KRU STUDIO F2 | CBJ24195 PE 24.19 (YAKIN INVEST)) F2 |  | Pass | null
378070140 | TNB | DISTRIBUTION | WP PUTRAJAYA & CYBERJAYA | Existing | 11 kV | PE MV TERMINAL | RYB | VCBJ/PCE/J22692 | PE 22.69 KRU STUDIO F2 | CBJ22774 PE 22.77 - PS2-8 F2 |  | Pass | null
378070143 | TNB | DISTRIBUTION | WP PUTRAJAYA & CYBERJAYA | Existing | 11 kV | PE MV TERMINAL | RYB | VCBJ/PCE/J22692 | PE 22.69 KRU STUDIO F2 | TX2-1000 kVA |  | Pass | null
378070171 | TNB | DISTRIBUTION | WP PUTRAJAYA & CYBERJAYA | Existing | 11 kV | PE MV TERMINAL | RYB | VCBJ/PCE/J24192 | PE 24.19 YAKIN INVEST F2 | CBJ22694 PE 22.69 KRU STUDIO (F2) |  | Pass | null
378070172 | TNB | DISTRIBUTION | WP PUTRAJAYA & CYBERJAYA | Existing | 11 kV | PE MV TERMINAL | RYB | VCBJ/PCE/J24192 | PE 24.19 YAKIN INVEST F2 | CBJ22895 PE 22.89 MYTELEHAUS (F2) |  | Pass | null
378070175 | TNB | DISTRIBUTION | WP PUTRAJAYA & CYBERJAYA | Existing | 11 kV | PE MV TERMINAL | RYB | VCBJ/PCE/J24192 | PE 24.19 YAKIN INVEST F2 | TX2- 750 KVA |  | Pass | null
378070317 | TNB | DISTRIBUTION | WP PUTRAJAYA & CYBERJAYA | Existing | 11 kV | PE MV TERMINAL | RYB | VCBJ/PCE/J22891 | PE 22.89 MYTELEHAUS F1 | CBJ24191 PE 24.19 (YAKIN INVEST)) |  | Pass | null
378070318 | TNB | DISTRIBUTION | WP PUTRAJAYA & CYBERJAYA | Existing | 11 kV | PE MV TERMINAL | RYB | VCBJ/PCE/J22891 | PE 22.89 MYTELEHAUS F1 | CBJ22882 PE 22.88 SKY LEISURE (F1) |  | Pass | null
378070321 | TNB | DISTRIBUTION | WP PUTRAJAYA & CYBERJAYA | Existing | 11 kV | PE MV TERMINAL | RYB | VCBJ/PCE/J22891 | PE 22.89 MYTELEHAUS F1 | PENGGUNA HT |  | Pass | null
378070417 | TNB | DISTRIBUTION | WP PUTRAJAYA & CYBERJAYA | Existing | 11 kV | PE MV TERMINAL | RYB | VCBJ/PCE/J22892 | PE 22.89 MYTELEHAUS F2 | CBJ22884 PE 22.88 SKY LEISURE (F2) |  | Pass | null
378070418 | TNB | DISTRIBUTION | WP PUTRAJAYA & CYBERJAYA | Existing | 11 kV | PE MV TERMINAL | RYB | VCBJ/PCE/J22892 | PE 22.89 MYTELEHAUS F2 | CBJ24194 PE 24.19 (YAKIN INVEST)) F2 |  | Pass | null
378070421 | TNB | DISTRIBUTION | WP PUTRAJAYA & CYBERJAYA | Existing | 11 kV | PE MV TERMINAL | RYB | VCBJ/PCE/J22892 | PE 22.89 MYTELEHAUS F2 | PENGGUNA HT |  | Pass | null
378070518 | TNB | DISTRIBUTION | WP PUTRAJAYA & CYBERJAYA | Existing | 11 kV | PE MV TERMINAL | RYB | VCBJ/PCE/J22881 | PE 22.88 SKY LEISURE F1 | CBJ22891 PE 22.89 MYTELEHAUS (F1) |  | Pass | null
378070519 | TNB | DISTRIBUTION | WP PUTRAJAYA & CYBERJAYA | Existing | 11 kV | PE MV TERMINAL | RYB | VCBJ/PCE/J22881 | PE 22.88 SKY LEISURE F1 | CBJ22552 SS 22.55 Basis Bay No1 |  | Pass | null
378070522 | TNB | DISTRIBUTION | WP PUTRAJAYA & CYBERJAYA | Existing | 11 kV | PE MV TERMINAL | RYB | VCBJ/PCE/J22881 | PE 22.88 SKY LEISURE F1 | TX1-1000 kVA |  | Pass | null
378070620 | TNB | DISTRIBUTION | WP PUTRAJAYA & CYBERJAYA | Existing | 11 kV | PE MV TERMINAL | RYB | VCBJ/PCE/J22882 | PE 22.88 SKY LEISURE F2 | CBJ22894 PE 22.89 MYTELEHAUS (F2) |  | Pass | null
378070621 | TNB | DISTRIBUTION | WP PUTRAJAYA & CYBERJAYA | Existing | 11 kV | PE MV TERMINAL | RYB | VCBJ/PCE/J22882 | PE 22.88 SKY LEISURE F2 | CBJ22656 SS 22.65 Basis Bay No2 |  | Pass | null
378070624 | TNB | DISTRIBUTION | WP PUTRAJAYA & CYBERJAYA | Existing | 11 kV | PE MV TERMINAL | RYB | VCBJ/PCE/J22882 | PE 22.88 SKY LEISURE F2 | TX2-1000 kVA |  | Pass | null
378070761 | TNB | DISTRIBUTION | WP PUTRAJAYA & CYBERJAYA | Existing | 11 kV | PE MV TERMINAL | RYB | VCBJ/PCE/J22651 | SS 22.65 BASIS BAY NO 2 | CYB7: 15 |  | Pass | null
378070765 | TNB | DISTRIBUTION | WP PUTRAJAYA & CYBERJAYA | Existing | 11 kV | PE MV TERMINAL | RYB | VCBJ/PCE/J22651 | SS 22.65 BASIS BAY NO 2 | PENGGUNA |  | Pass | null
378070781 | TNB | DISTRIBUTION | WP PUTRAJAYA & CYBERJAYA | Existing | 11 kV | PE MV TERMINAL | RYB | VCBJ/PCE/J22651 | SS 22.65 BASIS BAY NO 2 | CBJ22885 PE 22.88 SKY LEISURE (F2) |  | Pass | null
378070802 | TNB | DISTRIBUTION | WP PUTRAJAYA & CYBERJAYA | Existing | 11 kV | PE MV TERMINAL | RYB | VCBJ/PCE/J22551 | SS 22.55 BASIS BAY NO 1 | CBJ22881 PE 22.88 SKY LEISURE (F1) |  | Pass | null
378070806 | TNB | DISTRIBUTION | WP PUTRAJAYA & CYBERJAYA | Existing | 11 kV | PE MV TERMINAL | RYB | VCBJ/PCE/J22551 | SS 22.55 BASIS BAY NO 1 | PENGGUNA |  | Pass | null
378070822 | TNB | DISTRIBUTION | WP PUTRAJAYA & CYBERJAYA | Existing | 11 kV | PE MV TERMINAL | RYB | VCBJ/PCE/J22551 | SS 22.55 BASIS BAY NO 1 | CYB7: 6 |  | Pass | null
378070848 | TNB | DISTRIBUTION | WP PUTRAJAYA & CYBERJAYA | Existing | 11 kV | PE MV TERMINAL | RYB | VCBJ/PCE/J22371 | PE 22.37 BOMBA CJ F1 | CBJ22375 PE 22.37 BOMBA CJ (F2) |  | Pass | null
378070852 | TNB | DISTRIBUTION | WP PUTRAJAYA & CYBERJAYA | Existing | 11 kV | PE MV TERMINAL | RYB | VCBJ/PCE/J22371 | PE 22.37 BOMBA CJ F1 | TX1-1000 kVA |  | Pass | null
378070868 | TNB | DISTRIBUTION | WP PUTRAJAYA & CYBERJAYA | Existing | 11 kV | PE MV TERMINAL | RYB | VCBJ/PCE/J22371 | PE 22.37 BOMBA CJ F1 | PPU CYB9: VCB 8 |  | Pass | null
378071136 | TNB | DISTRIBUTION | WP PUTRAJAYA & CYBERJAYA | Existing | 11 kV | PE MV TERMINAL | RYB | VCBJ/PCE/J22372 | PE 22.37 BOMBA CJ F2 | PPU CYB9: VCB 7 |  | Pass | null
378071142 | TNB | DISTRIBUTION | WP PUTRAJAYA & CYBERJAYA | Existing | 11 kV | PE MV TERMINAL | RYB | VCBJ/PCE/J22372 | PE 22.37 BOMBA CJ F2 | CBJ22372 [OFF] PE 22.37 BOMBA CJ (F1) |  | Pass | null
378071183 | TNB | DISTRIBUTION | WP PUTRAJAYA & CYBERJAYA | Existing | 11 kV | PE MV TERMINAL | RYB | VCBJ/PCE/J22372 | PE 22.37 BOMBA CJ F2 | TX2-1000 kVA |  | Pass | null
378071283 | TNB | DISTRIBUTION | WP PUTRAJAYA & CYBERJAYA | Existing | 11 kV | PE MV TERMINAL | RYB | VCBJ/PCE/J24231 | SS 24.23 STAR CENTRAL F1 | CBJ25101 SS 25.10 CBD3 NO 2 |  | Pass | null
378071287 | TNB | DISTRIBUTION | WP PUTRAJAYA & CYBERJAYA | Existing | 11 kV | PE MV TERMINAL | RYB | VCBJ/PCE/J24231 | SS 24.23 STAR CENTRAL F1 | PENGGUNA |  | Pass | null
378071303 | TNB | DISTRIBUTION | WP PUTRAJAYA & CYBERJAYA | Existing | 11 kV | PE MV TERMINAL | RYB | VCBJ/PCE/J24231 | SS 24.23 STAR CENTRAL F1 | CBJ 22792 SS 22.79 DCP2 (F1) |  | Pass | null
378071324 | TNB | DISTRIBUTION | WP PUTRAJAYA & CYBERJAYA | Existing | 11 kV | PE MV TERMINAL | RYB | VCBJ/PCE/J22791 | SS 22.79 DCP2 F1 | CBJ24411 PE 24.41 MAGIC VILLAGE |  | Pass | null
378071328 | TNB | DISTRIBUTION | WP PUTRAJAYA & CYBERJAYA | Existing | 11 kV | PE MV TERMINAL | RYB | VCBJ/PCE/J22791 | SS 22.79 DCP2 F1 | PENGGUNA |  | Pass | null
378071344 | TNB | DISTRIBUTION | WP PUTRAJAYA & CYBERJAYA | Existing | 11 kV | PE MV TERMINAL | RYB | VCBJ/PCE/J22791 | SS 22.79 DCP2 F1 | PPU CYB9: VCB 2 |  | Pass | null
378071365 | TNB | DISTRIBUTION | WP PUTRAJAYA & CYBERJAYA | Existing | 11 kV | PE MV TERMINAL | RYB | VCBJ/PCE/J22792 | SS 22.79 DCP2 F2 | CBJ24234 SS 24.23 (STAR CENTRAL) F2 |  | Pass | null
378071369 | TNB | DISTRIBUTION | WP PUTRAJAYA & CYBERJAYA | Existing | 11 kV | PE MV TERMINAL | RYB | VCBJ/PCE/J22792 | SS 22.79 DCP2 F2 | PENGGUNA |  | Pass | null
378071385 | TNB | DISTRIBUTION | WP PUTRAJAYA & CYBERJAYA | Existing | 11 kV | PE MV TERMINAL | RYB | VCBJ/PCE/J22792 | SS 22.79 DCP2 F2 | PPU CYB9: VCB 1 |  | Pass | null
378071425 | TNB | DISTRIBUTION | WP PUTRAJAYA & CYBERJAYA | Existing | 11 kV | PE MV TERMINAL | RYB | VCBJ/PCE/J24232 | SS 24.23 STAR CENTRAL F2 | CBJ25104 SS 25.10 CBD NO 2 F2 |  | Pass | null
378071429 | TNB | DISTRIBUTION | WP PUTRAJAYA & CYBERJAYA | Existing | 11 kV | PE MV TERMINAL | RYB | VCBJ/PCE/J24232 | SS 24.23 STAR CENTRAL F2 | PENGGUNA |  | Pass | null
378071445 | TNB | DISTRIBUTION | WP PUTRAJAYA & CYBERJAYA | Existing | 11 kV | PE MV TERMINAL | RYB | VCBJ/PCE/J24232 | SS 24.23 STAR CENTRAL F2 | CBJ 22795 SS 22.79 DCP2 (F2) |  | Pass | null
378071467 | TNB | DISTRIBUTION | WP PUTRAJAYA & CYBERJAYA | Existing | 11 kV | PE MV TERMINAL | RYB | VCBJ/PCE/J22931 | PE 22.93 BLOK A TRIENTEL | TX2-1000KVA |  | Pass | null
378071474 | TNB | DISTRIBUTION | WP PUTRAJAYA & CYBERJAYA | Existing | 11 kV | PE MV TERMINAL | RYB | VCBJ/PCE/J22931 | PE 22.93 BLOK A TRIENTEL | CBJ22961 PE 22.96 BLOK D TRIENTEL |  | Pass | null
378071482 | TNB | DISTRIBUTION | WP PUTRAJAYA & CYBERJAYA | Existing | 11 kV | PE MV TERMINAL | RYB | VCBJ/PCE/J22931 | PE 22.93 BLOK A TRIENTEL | PPU CYB9: VCB 11 |  | Pass | null
378071492 | TNB | DISTRIBUTION | WP PUTRAJAYA & CYBERJAYA | Existing | 11 kV | PE MV TERMINAL | RYB | VCBJ/PCE/J22931 | PE 22.93 BLOK A TRIENTEL | TX1-1000KVA |  | Pass | null
378071660 | TNB | DISTRIBUTION | WP PUTRAJAYA & CYBERJAYA | Existing | 11 kV | PE MV TERMINAL | RYB | VCBJ/PCE/J22951 | PE 22.95 TRIENTEL BLOK C | CBJ22942 PE 22.94 BLOK B TRIENTEL |  | Pass | null
378071661 | TNB | DISTRIBUTION | WP PUTRAJAYA & CYBERJAYA | Existing | 11 kV | PE MV TERMINAL | RYB | VCBJ/PCE/J22951 | PE 22.95 TRIENTEL BLOK C | PPU CYB9: VCB 12 |  | Pass | null
378071664 | TNB | DISTRIBUTION | WP PUTRAJAYA & CYBERJAYA | Existing | 11 kV | PE MV TERMINAL | RYB | VCBJ/PCE/J22951 | PE 22.95 TRIENTEL BLOK C | TX1-1000KVA |  | Pass | null
378071760 | TNB | DISTRIBUTION | WP PUTRAJAYA & CYBERJAYA | Existing | 11 kV | PE MV TERMINAL | RYB | VCBJ/PCE/J22961 | PE 22.96 TRIENTEL BLOK D | CBJ21782 PE 21.78 GARDEN VIEW BLOK C |  | Pass | null
378071761 | TNB | DISTRIBUTION | WP PUTRAJAYA & CYBERJAYA | Existing | 11 kV | PE MV TERMINAL | RYB | VCBJ/PCE/J22961 | PE 22.96 TRIENTEL BLOK D | CBJ22931 PE 22.93 BLOK A TRIENTEL |  | Pass | null
378071764 | TNB | DISTRIBUTION | WP PUTRAJAYA & CYBERJAYA | Existing | 11 kV | PE MV TERMINAL | RYB | VCBJ/PCE/J22961 | PE 22.96 TRIENTEL BLOK D | TX1-1000KVA |  | Pass | null
378071847 | TNB | DISTRIBUTION | WP PUTRAJAYA & CYBERJAYA | Existing | 11 kV | PE MV TERMINAL | RYB | VCBJ/PCE/J22941 | PE 22.94 TRIENTEL BLOK B | TX1-1000KVA |  | Pass | null
378071854 | TNB | DISTRIBUTION | WP PUTRAJAYA & CYBERJAYA | Existing | 11 kV | PE MV TERMINAL | RYB | VCBJ/PCE/J22941 | PE 22.94 TRIENTEL BLOK B | CBJ21731 PE 21.73 - SEK. ANTARABANGSA |  | Pass | null
378071862 | TNB | DISTRIBUTION | WP PUTRAJAYA & CYBERJAYA | Existing | 11 kV | PE MV TERMINAL | RYB | VCBJ/PCE/J22941 | PE 22.94 TRIENTEL BLOK B | CBJ22951 PE 22.95 BLOK C TRIENTEL |  | Pass | null
378071872 | TNB | DISTRIBUTION | WP PUTRAJAYA & CYBERJAYA | Existing | 11 kV | PE MV TERMINAL | RYB | VCBJ/PCE/J22941 | PE 22.94 TRIENTEL BLOK B | TX2-1000KVA |  | Pass | null
378072055 | TNB | DISTRIBUTION | WP PUTRAJAYA & CYBERJAYA | Existing | 11 kV | PE MV TERMINAL | RYB | VCBJ/PCE/J21781 | PE 21.78 GARDEN VIEW BLOK C | CBJ21773 PE 21.77 GARDEN VIEW BLOK B |  | Pass | null
378072056 | TNB | DISTRIBUTION | WP PUTRAJAYA & CYBERJAYA | Existing | 11 kV | PE MV TERMINAL | RYB | VCBJ/PCE/J21781 | PE 21.78 GARDEN VIEW BLOK C | CBJ22961 PE 22.96 BLOK D TRIENTEL |  | Pass | null
378072059 | TNB | DISTRIBUTION | WP PUTRAJAYA & CYBERJAYA | Existing | 11 kV | PE MV TERMINAL | RYB | VCBJ/PCE/J21781 | PE 21.78 GARDEN VIEW BLOK C | TX1-1000KVA |  | Pass | null
378072150 | TNB | DISTRIBUTION | WP PUTRAJAYA & CYBERJAYA | Existing | 11 kV | PE MV TERMINAL | RYB | VCBJ/PCE/J21771 | PE 21.77 GARDEN VIEW BLOK B | CBJ21762 PE 21.76 GARDEN VIEW BLOK A |  | Pass | null
378072151 | TNB | DISTRIBUTION | WP PUTRAJAYA & CYBERJAYA | Existing | 11 kV | PE MV TERMINAL | RYB | VCBJ/PCE/J21771 | PE 21.77 GARDEN VIEW BLOK B | CBJ21781 PE 21.78 GARDEN VIEW BLOK C |  | Pass | null
378072154 | TNB | DISTRIBUTION | WP PUTRAJAYA & CYBERJAYA | Existing | 11 kV | PE MV TERMINAL | RYB | VCBJ/PCE/J21771 | PE 21.77 GARDEN VIEW BLOK B | TX1-500KVA |  | Pass | null
378072247 | TNB | DISTRIBUTION | WP PUTRAJAYA & CYBERJAYA | Existing | 11 kV | PE MV TERMINAL | RYB | VCBJ/PCE/J21761 | PE 21.76 GARDEN VIEW BLOK A | CBJ21734 PE 21.73 - SEK. ANTARABANGSA |  | Pass | null
378072248 | TNB | DISTRIBUTION | WP PUTRAJAYA & CYBERJAYA | Existing | 11 kV | PE MV TERMINAL | RYB | VCBJ/PCE/J21761 | PE 21.76 GARDEN VIEW BLOK A | CBJ21771 PE 21.77 GARDEN VIEW BLOK B |  | Pass | null
378072251 | TNB | DISTRIBUTION | WP PUTRAJAYA & CYBERJAYA | Existing | 11 kV | PE MV TERMINAL | RYB | VCBJ/PCE/J21761 | PE 21.76 GARDEN VIEW BLOK A | TX2-500KVA |  | Pass | null
378072343 | TNB | DISTRIBUTION | WP PUTRAJAYA & CYBERJAYA | Existing | 11 kV | PE MV TERMINAL | RYB | VCBJ/PCE/J21731 | PE 21.73 - SEK. ANTARABANGSA F1 | CBJ22111 PE 22.11 THE STREET MALL (F1) |  | Pass | null
378072344 | TNB | DISTRIBUTION | WP PUTRAJAYA & CYBERJAYA | Existing | 11 kV | PE MV TERMINAL | RYB | VCBJ/PCE/J21731 | PE 21.73 - SEK. ANTARABANGSA F1 | CBJ21761 PE 21.76 GARDEN VIEW BLOK A |  | Pass | null
378072347 | TNB | DISTRIBUTION | WP PUTRAJAYA & CYBERJAYA | Existing | 11 kV | PE MV TERMINAL | RYB | VCBJ/PCE/J21731 | PE 21.73 - SEK. ANTARABANGSA F1 | TX1-1000KVA |  | Pass | null
378072557 | TNB | DISTRIBUTION | WP PUTRAJAYA & CYBERJAYA | Existing | 11 kV | PE MV TERMINAL | RYB | VCBJ/PCE/J21732 | PE 21.73 - SEK. ANTARABANGSA F2 | CBJ22114 PE 22.11 THE STREET MALL (F2) |  | Pass | null
378072558 | TNB | DISTRIBUTION | WP PUTRAJAYA & CYBERJAYA | Existing | 11 kV | PE MV TERMINAL | RYB | VCBJ/PCE/J21732 | PE 21.73 - SEK. ANTARABANGSA F2 | CBJ22941 PE 22.94 BLOK B TRIENTEL |  | Pass | null
378072561 | TNB | DISTRIBUTION | WP PUTRAJAYA & CYBERJAYA | Existing | 11 kV | PE MV TERMINAL | RYB | VCBJ/PCE/J21732 | PE 21.73 - SEK. ANTARABANGSA F2 | TX2-1000KVA |  | Pass | null
378072673 | TNB | DISTRIBUTION | WP PUTRAJAYA & CYBERJAYA | Existing | 11 kV | PE MV TERMINAL | RYB | VCBJ/PCE/J22111 | PE 22.11 THE STREET MALL F1 | CBJ24243 PE 24.24 CRYSTAL VILLE NO.1 |  | Pass | null
378072674 | TNB | DISTRIBUTION | WP PUTRAJAYA & CYBERJAYA | Existing | 11 kV | PE MV TERMINAL | RYB | VCBJ/PCE/J22111 | PE 22.11 THE STREET MALL F1 | CBJ21733 PE 21.73 - SEK. ANTARABANGSA |  | Pass | null
378072677 | TNB | DISTRIBUTION | WP PUTRAJAYA & CYBERJAYA | Existing | 11 kV | PE MV TERMINAL | RYB | VCBJ/PCE/J22111 | PE 22.11 THE STREET MALL F1 | TX1-1000KVA |  | Pass | null
378072768 | TNB | DISTRIBUTION | WP PUTRAJAYA & CYBERJAYA | Existing | 11 kV | PE MV TERMINAL | RYB | VCBJ/PCE/J22112 | PE 22.11 THE STREET MALL F2 | CBJ24251 PE 24.25 CRYSTAL VILLE NO.2 |  | Pass | null
378072769 | TNB | DISTRIBUTION | WP PUTRAJAYA & CYBERJAYA | Existing | 11 kV | PE MV TERMINAL | RYB | VCBJ/PCE/J22112 | PE 22.11 THE STREET MALL F2 | CBJ21736 PE 21.73 - SEK. ANTARABANGSA |  | Pass | null
378072772 | TNB | DISTRIBUTION | WP PUTRAJAYA & CYBERJAYA | Existing | 11 kV | PE MV TERMINAL | RYB | VCBJ/PCE/J22112 | PE 22.11 THE STREET MALL F2 | TX2-1000KVA |  | Pass | null
378072865 | TNB | DISTRIBUTION | WP PUTRAJAYA & CYBERJAYA | Existing | 11 kV | PE MV TERMINAL | RYB | VCBJ/PCE/J22411 | PE 22.41 32 UNIT S/LOT BLOK A F1 | CBJ22422 PE 22.42 32 UNIT S/LOT BLOK B |  | Pass | null
378072866 | TNB | DISTRIBUTION | WP PUTRAJAYA & CYBERJAYA | Existing | 11 kV | PE MV TERMINAL | RYB | VCBJ/PCE/J22411 | PE 22.41 32 UNIT S/LOT BLOK A F1 | PPU CYB9: VCB 13 |  | Pass | null
378072869 | TNB | DISTRIBUTION | WP PUTRAJAYA & CYBERJAYA | Existing | 11 kV | PE MV TERMINAL | RYB | VCBJ/PCE/J22411 | PE 22.41 32 UNIT S/LOT BLOK A F1 | TX1-1000KVA |  | Pass | null
378072959 | TNB | DISTRIBUTION | WP PUTRAJAYA & CYBERJAYA | Existing | 11 kV | PE MV TERMINAL | RYB | VCBJ/PCE/J22412 | PE 22.41 32 UNIT S/LOT BLOK A F2 | CBJ22426 PE 22.42 32 UNIT S/LOT BLOK B (F2) |  | Pass | null
378072960 | TNB | DISTRIBUTION | WP PUTRAJAYA & CYBERJAYA | Existing | 11 kV | PE MV TERMINAL | RYB | VCBJ/PCE/J22412 | PE 22.41 32 UNIT S/LOT BLOK A F2 | PPU CJ 9: |  | Pass | null
378072963 | TNB | DISTRIBUTION | WP PUTRAJAYA & CYBERJAYA | Existing | 11 kV | PE MV TERMINAL | RYB | VCBJ/PCE/J22412 | PE 22.41 32 UNIT S/LOT BLOK A F2 | TX2-1000KVA |  | Pass | null
378073335 | TNB | DISTRIBUTION | WP PUTRAJAYA & CYBERJAYA | Existing | 11 kV | PE MV TERMINAL | RYB | VCBJ/PCE/J22421 | PE 22.42 32 UNIT S/LOT BLOK B F1 | CBJ22703 PE 22.70 CBD PERDANA 2A (F1): |  | Pass | null
378073336 | TNB | DISTRIBUTION | WP PUTRAJAYA & CYBERJAYA | Existing | 11 kV | PE MV TERMINAL | RYB | VCBJ/PCE/J22421 | PE 22.42 32 UNIT S/LOT BLOK B F1 | CBJ22411 PE 22.41 32 UNIT S/LOT BLOK A (F1): |  | Pass | null
378073339 | TNB | DISTRIBUTION | WP PUTRAJAYA & CYBERJAYA | Existing | 11 kV | PE MV TERMINAL | RYB | VCBJ/PCE/J22421 | PE 22.42 32 UNIT S/LOT BLOK B F1 | TX1-1000KVA |  | Pass | null
378073442 | TNB | DISTRIBUTION | WP PUTRAJAYA & CYBERJAYA | Existing | 11 kV | PE MV TERMINAL | RYB | VCBJ/PCE/J22422 | PE 22.42 32 UNIT S/LOT BLOK B F2 | CBJ22706 PE 22.70 CBD PERDANA 2A (F2) |  | Pass | null
378073443 | TNB | DISTRIBUTION | WP PUTRAJAYA & CYBERJAYA | Existing | 11 kV | PE MV TERMINAL | RYB | VCBJ/PCE/J22422 | PE 22.42 32 UNIT S/LOT BLOK B F2 | CBJ22414 PE 22.41 32 UNIT S/LOT BLOK A (F2) |  | Pass | null
378073446 | TNB | DISTRIBUTION | WP PUTRAJAYA & CYBERJAYA | Existing | 11 kV | PE MV TERMINAL | RYB | VCBJ/PCE/J22422 | PE 22.42 32 UNIT S/LOT BLOK B F2 | TX2-1000KVA |  | Pass | null
378073540 | TNB | DISTRIBUTION | WP PUTRAJAYA & CYBERJAYA | Existing | 11 kV | PE MV TERMINAL | RYB | VCBJ/PCE/J22701 | PE 22.70 CBD PERDANA 2A F1 | CBJ22712 PE 22.71 CBD PERDANA 2B (F1) |  | Pass | null
378073541 | TNB | DISTRIBUTION | WP PUTRAJAYA & CYBERJAYA | Existing | 11 kV | PE MV TERMINAL | RYB | VCBJ/PCE/J22701 | PE 22.70 CBD PERDANA 2A F1 | CBJ24221 PE 22.42 32 UNIT S/LOT BLOK B |  | Pass | null
378073544 | TNB | DISTRIBUTION | WP PUTRAJAYA & CYBERJAYA | Existing | 11 kV | PE MV TERMINAL | RYB | VCBJ/PCE/J22701 | PE 22.70 CBD PERDANA 2A F1 | TX1-1000KVA |  | Pass | null
378073636 | TNB | DISTRIBUTION | WP PUTRAJAYA & CYBERJAYA | Existing | 11 kV | PE MV TERMINAL | RYB | VCBJ/PCE/J22702 | PE 22.70 CBD PERDANA 2A F2 | CBJ22716 PE 22.71 CBD PERDANA 2B (F2) |  | Pass | null
378073637 | TNB | DISTRIBUTION | WP PUTRAJAYA & CYBERJAYA | Existing | 11 kV | PE MV TERMINAL | RYB | VCBJ/PCE/J22702 | PE 22.70 CBD PERDANA 2A F2 | CBJ22424 PE 22.42 32 UNIT S/LOT BLOK B (F2) |  | Pass | null
378073640 | TNB | DISTRIBUTION | WP PUTRAJAYA & CYBERJAYA | Existing | 11 kV | PE MV TERMINAL | RYB | VCBJ/PCE/J22702 | PE 22.70 CBD PERDANA 2A F2 | TX2-1000KVA |  | Pass | null
378073727 | TNB | DISTRIBUTION | WP PUTRAJAYA & CYBERJAYA | Existing | 11 kV | PE MV TERMINAL | RYB | VCBJ/PCE/J22711 | PE 22.71 CBD PERDANA 2B F1 | TX1-1000KVA |  | Pass | null
378073734 | TNB | DISTRIBUTION | WP PUTRAJAYA & CYBERJAYA | Existing | 11 kV | PE MV TERMINAL | RYB | VCBJ/PCE/J22711 | PE 22.71 CBD PERDANA 2B F1 | CBJ22822 PE 22.82 CBD PERDANA 2C (F1) |  | Pass | null
378073742 | TNB | DISTRIBUTION | WP PUTRAJAYA & CYBERJAYA | Existing | 11 kV | PE MV TERMINAL | RYB | VCBJ/PCE/J22711 | PE 22.71 CBD PERDANA 2B F1 | CBJ22701 PE 22.70 CBD PERDANA 2A (F1) |  | Pass | null
378073752 | TNB | DISTRIBUTION | WP PUTRAJAYA & CYBERJAYA | Existing | 11 kV | PE MV TERMINAL | RYB | VCBJ/PCE/J22711 | PE 22.71 CBD PERDANA 2B F1 | TX2-1000KVA |  | Pass | null
378112568 | TNB | DISTRIBUTION | WP PUTRAJAYA & CYBERJAYA | Existing | 11 kV | PE MV TERMINAL | RYB | VPTJ/PCE/J08372 | PE 8.37 8R7 (F2) | PTJ08314 PE 8.31 SHOP LOT 8C3 (F2) |  | Pass | null
378112569 | TNB | DISTRIBUTION | WP PUTRAJAYA & CYBERJAYA | Existing | 11 kV | PE MV TERMINAL | RYB | VPTJ/PCE/J08372 | PE 8.37 8R7 (F2) | PTJ08386 : PE 8.38 (8R4 BLOK A) (F2) |  | Pass | null
378112572 | TNB | DISTRIBUTION | WP PUTRAJAYA & CYBERJAYA | Existing | 11 kV | PE MV TERMINAL | RYB | VPTJ/PCE/J08372 | PE 8.37 8R7 (F2) | TX2- 1000KVA |  | Pass | null
378112662 | TNB | DISTRIBUTION | WP PUTRAJAYA & CYBERJAYA | Existing | 11 kV | PE MV TERMINAL | RYB | VPTJ/PCE/J08371 | PE 8.37 8R7 (F1) | PTJ08311 : PE 8.31 PDT SHOP LOT 8C3 (F1) |  | Pass | null
378112663 | TNB | DISTRIBUTION | WP PUTRAJAYA & CYBERJAYA | Existing | 11 kV | PE MV TERMINAL | RYB | VPTJ/PCE/J08371 | PE 8.37 8R7 (F1) | PTJ08382 : PE 8.38 (8R4 BLOK A) (F1) |  | Pass | null
378112666 | TNB | DISTRIBUTION | WP PUTRAJAYA & CYBERJAYA | Existing | 11 kV | PE MV TERMINAL | RYB | VPTJ/PCE/J08371 | PE 8.37 8R7 (F1) | TX1- 1000KVA |  | Pass | null
378112764 | TNB | DISTRIBUTION | WP PUTRAJAYA & CYBERJAYA | Existing | 11 kV | PE MV TERMINAL | RYB | VPTJ/PCE/J08211 | PE 8.21 APT B (EFI) (F1) | PTJ08371 : PE 8.37 F1 D-PTJ-C16-0861 |  | Pass | null
378112765 | TNB | DISTRIBUTION | WP PUTRAJAYA & CYBERJAYA | Existing | 11 kV | PE MV TERMINAL | RYB | VPTJ/PCE/J08211 | PE 8.21 APT B (EFI) (F1) | PTJ08202 : PE 8.20 APT 640 UNIT (F1) |  | Pass | null
378112768 | TNB | DISTRIBUTION | WP PUTRAJAYA & CYBERJAYA | Existing | 11 kV | PE MV TERMINAL | RYB | VPTJ/PCE/J08211 | PE 8.21 APT B (EFI) (F1) | TX1- 1000KVA |  | Pass | null
378112858 | TNB | DISTRIBUTION | WP PUTRAJAYA & CYBERJAYA | Existing | 11 kV | PE MV TERMINAL | RYB | VPTJ/PCE/J08212 | PE 8.21 APT B (EFI) (F2) | PTJ08374 : PE 8.37 F2 D-PTJ-C16-0861 |  | Pass | null
378112859 | TNB | DISTRIBUTION | WP PUTRAJAYA & CYBERJAYA | Existing | 11 kV | PE MV TERMINAL | RYB | VPTJ/PCE/J08212 | PE 8.21 APT B (EFI) (F2) | PTJ08205 : PE 8.20 APT 640 UNIT (F2) |  | Pass | null
378112862 | TNB | DISTRIBUTION | WP PUTRAJAYA & CYBERJAYA | Existing | 11 kV | PE MV TERMINAL | RYB | VPTJ/PCE/J08212 | PE 8.21 APT B (EFI) (F2) | TX2- 1000KVA |  | Pass | null
378112970 | TNB | DISTRIBUTION | WP PUTRAJAYA & CYBERJAYA | Existing | 11 kV | PE MV TERMINAL | RYB | VPTJ/PCE/J08201 | PE 8.20 APT D (F1) | PTJ08211 : PE 8.21 APT 640 UNIT (F1) |  | Pass | null
378112971 | TNB | DISTRIBUTION | WP PUTRAJAYA & CYBERJAYA | Existing | 11 kV | PE MV TERMINAL | RYB | VPTJ/PCE/J08201 | PE 8.20 APT D (F1) | PTJ08192 : PE 8.19 APT 640 UNIT (F1) |  | Pass | null
378112974 | TNB | DISTRIBUTION | WP PUTRAJAYA & CYBERJAYA | Existing | 11 kV | PE MV TERMINAL | RYB | VPTJ/PCE/J08201 | PE 8.20 APT D (F1) | TX1- 1000KVA |  | Pass | null
378113067 | TNB | DISTRIBUTION | WP PUTRAJAYA & CYBERJAYA | Existing | 11 kV | PE MV TERMINAL | RYB | VPTJ/PCE/J08202 | PE 8.20 APT D (F2) | PTJ08214 : PE 8.21 APT 640 UNIT (F2) |  | Pass | null
378113068 | TNB | DISTRIBUTION | WP PUTRAJAYA & CYBERJAYA | Existing | 11 kV | PE MV TERMINAL | RYB | VPTJ/PCE/J08202 | PE 8.20 APT D (F2) | PTJ08195 : PE 8.19 APT 640 UNIT (F2) |  | Pass | null
378113071 | TNB | DISTRIBUTION | WP PUTRAJAYA & CYBERJAYA | Existing | 11 kV | PE MV TERMINAL | RYB | VPTJ/PCE/J08202 | PE 8.20 APT D (F2) | TX2- 1000KVA |  | Pass | null
378113166 | TNB | DISTRIBUTION | WP PUTRAJAYA & CYBERJAYA | Existing | 11 kV | PE MV TERMINAL | RYB | VPTJ/PCE/J08191 | PE 8.19 APT A (EFI) (F1) | PTJ08201 : PE 8.20 APT 640 UNIT (F1) |  | Pass | null
378113167 | TNB | DISTRIBUTION | WP PUTRAJAYA & CYBERJAYA | Existing | 11 kV | PE MV TERMINAL | RYB | VPTJ/PCE/J08191 | PE 8.19 APT A (EFI) (F1) | PTJ08273 : PE 8.27 - APT C5 |  | Pass | null
378113170 | TNB | DISTRIBUTION | WP PUTRAJAYA & CYBERJAYA | Existing | 11 kV | PE MV TERMINAL | RYB | VPTJ/PCE/J08191 | PE 8.19 APT A (EFI) (F1) | TX1- 1000KVA |  | Pass | null
378113258 | TNB | DISTRIBUTION | WP PUTRAJAYA & CYBERJAYA | Existing | 11 kV | PE MV TERMINAL | RYB | VPTJ/PCE/J08192 | PE 8.19 APT A (EFI) (F2) | PTJ08204 : PE 8.20 APT 640 UNIT (F2) |  | Pass | null
378113259 | TNB | DISTRIBUTION | WP PUTRAJAYA & CYBERJAYA | Existing | 11 kV | PE MV TERMINAL | RYB | VPTJ/PCE/J08192 | PE 8.19 APT A (EFI) (F2) | PTJ08275 : PE 8.27 - APT C5 |  | Pass | null
378113262 | TNB | DISTRIBUTION | WP PUTRAJAYA & CYBERJAYA | Existing | 11 kV | PE MV TERMINAL | RYB | VPTJ/PCE/J08192 | PE 8.19 APT A (EFI) (F2) | TX2- 1000KVA |  | Pass | null
378113372 | TNB | DISTRIBUTION | WP PUTRAJAYA & CYBERJAYA | Existing | 11 kV | PE MV TERMINAL | RYB | VPTJ/PCE/J08271 | PE 8.27 APT C5 (F1) | PTJ08191 : PE 8.19 APT 640 UNIT (F1) |  | Pass | null
378113373 | TNB | DISTRIBUTION | WP PUTRAJAYA & CYBERJAYA | Existing | 11 kV | PE MV TERMINAL | RYB | VPTJ/PCE/J08271 | PE 8.27 APT C5 (F1) | PTJ08283 : PE 8.28 - APT C6 |  | Pass | null
378113376 | TNB | DISTRIBUTION | WP PUTRAJAYA & CYBERJAYA | Existing | 11 kV | PE MV TERMINAL | RYB | VPTJ/PCE/J08271 | PE 8.27 APT C5 (F1) | TX1- 1000KVA |  | Pass | null
378113466 | TNB | DISTRIBUTION | WP PUTRAJAYA & CYBERJAYA | Existing | 11 kV | PE MV TERMINAL | RYB | VPTJ/PCE/J08272 | PE 8.27 APT C5 (F2) | PTJ08194 : PE 8.19 APT 640 UNIT (F2) |  | Pass | null
378113467 | TNB | DISTRIBUTION | WP PUTRAJAYA & CYBERJAYA | Existing | 11 kV | PE MV TERMINAL | RYB | VPTJ/PCE/J08272 | PE 8.27 APT C5 (F2) | PTJ08285 : PE 8.28 - APT C6 |  | Pass | null
378113470 | TNB | DISTRIBUTION | WP PUTRAJAYA & CYBERJAYA | Existing | 11 kV | PE MV TERMINAL | RYB | VPTJ/PCE/J08272 | PE 8.27 APT C5 (F2) | TX2- 1000KVA |  | Pass | null
378113571 | TNB | DISTRIBUTION | WP PUTRAJAYA & CYBERJAYA | Existing | 11 kV | PE MV TERMINAL | RYB | VPTJ/PCE/J08281 | PE 8.28 APT C6 F1 | PTJ08271 : PE 8.27 - APT C5 |  | Pass | null
378113572 | TNB | DISTRIBUTION | WP PUTRAJAYA & CYBERJAYA | Existing | 11 kV | PE MV TERMINAL | RYB | VPTJ/PCE/J08281 | PE 8.28 APT C6 F1 | PTJ08232 : PE 8.23 PS8 (F1) |  | Pass | null
378113575 | TNB | DISTRIBUTION | WP PUTRAJAYA & CYBERJAYA | Existing | 11 kV | PE MV TERMINAL | RYB | VPTJ/PCE/J08281 | PE 8.28 APT C6 F1 | TX1- 1000KVA |  | Pass | null
378113665 | TNB | DISTRIBUTION | WP PUTRAJAYA & CYBERJAYA | Existing | 11 kV | PE MV TERMINAL | RYB | VPTJ/PCE/J08282 | PE 8.28 APT C6 F2 | PTJ08274 : PE 8.27 - APT C5 |  | Pass | null
378113666 | TNB | DISTRIBUTION | WP PUTRAJAYA & CYBERJAYA | Existing | 11 kV | PE MV TERMINAL | RYB | VPTJ/PCE/J08282 | PE 8.28 APT C6 F2 | PTJ08235 : PE 8.23 PS8 (F2) |  | Pass | null
378113669 | TNB | DISTRIBUTION | WP PUTRAJAYA & CYBERJAYA | Existing | 11 kV | PE MV TERMINAL | RYB | VPTJ/PCE/J08282 | PE 8.28 APT C6 F2 | TX2- 1000KVA |  | Pass | null
378113773 | TNB | DISTRIBUTION | WP PUTRAJAYA & CYBERJAYA | Existing | 11 kV | PE MV TERMINAL | RYB | VPTJ/PCE/J08231 | PE 8.23 PS8 (F1) | PTJ08281 : PE 8.28 - APT C6 |  | Pass | null
378113774 | TNB | DISTRIBUTION | WP PUTRAJAYA & CYBERJAYA | Existing | 11 kV | PE MV TERMINAL | RYB | VPTJ/PCE/J08231 | PE 8.23 PS8 (F1) | PTJ08071 [OFF] : PE 8.07 APTMT B2 (F1) |  | Pass | null
378113777 | TNB | DISTRIBUTION | WP PUTRAJAYA & CYBERJAYA | Existing | 11 kV | PE MV TERMINAL | RYB | VPTJ/PCE/J08231 | PE 8.23 PS8 (F1) | TX1- 1000KVA |  | Pass | null
378113864 | TNB | DISTRIBUTION | WP PUTRAJAYA & CYBERJAYA | Existing | 11 kV | PE MV TERMINAL | RYB | VPTJ/PCE/J08232 | PE 8.23 PS8 (F2) | PTJ08284 : PE 8.28 - APT C6 |  | Pass | null
378113865 | TNB | DISTRIBUTION | WP PUTRAJAYA & CYBERJAYA | Existing | 11 kV | PE MV TERMINAL | RYB | VPTJ/PCE/J08232 | PE 8.23 PS8 (F2) | PTJ08074 [OFF] : PE 8.07 APRTMT B2 (F2) |  | Pass | null
378113868 | TNB | DISTRIBUTION | WP PUTRAJAYA & CYBERJAYA | Existing | 11 kV | PE MV TERMINAL | RYB | VPTJ/PCE/J08232 | PE 8.23 PS8 (F2) | TX2- 1000KVA |  | Pass | null
378113958 | TNB | DISTRIBUTION | WP PUTRAJAYA & CYBERJAYA | Existing | 11 kV | PE MV TERMINAL | RYB | VPTJ/PCE/J07131 | PE 7.13 TEMP SPRM | PPU PTJ5 CB11 |  | Pass | null
378113959 | TNB | DISTRIBUTION | WP PUTRAJAYA & CYBERJAYA | Existing | 11 kV | PE MV TERMINAL | RYB | VPTJ/PCE/J07131 | PE 7.13 TEMP SPRM | PTJ09503 PE 9.50 DEPOH VSQC |  | Pass | null
378113962 | TNB | DISTRIBUTION | WP PUTRAJAYA & CYBERJAYA | Existing | 11 kV | PE MV TERMINAL | RYB | VPTJ/PCE/J07131 | PE 7.13 TEMP SPRM | TX1- 1000KVA |  | Pass | null
378114057 | TNB | DISTRIBUTION | WP PUTRAJAYA & CYBERJAYA | Existing | 11 kV | PE MV TERMINAL | RYB | VPTJ/PCE/J09291 | PE 9.29 BAS DEPOH | PTJ09503 PE 9.50 DEPOH VSQC |  | Pass | null
378114058 | TNB | DISTRIBUTION | WP PUTRAJAYA & CYBERJAYA | Existing | 11 kV | PE MV TERMINAL | RYB | VPTJ/PCE/J09291 | PE 9.29 BAS DEPOH | PTJ09312 : PE 9.31 RUMAH TERES (F1) |  | Pass | null
378114061 | TNB | DISTRIBUTION | WP PUTRAJAYA & CYBERJAYA | Existing | 11 kV | PE MV TERMINAL | RYB | VPTJ/PCE/J09291 | PE 9.29 BAS DEPOH | TX1- 1000KVA |  | Pass | null
378114150 | TNB | DISTRIBUTION | WP PUTRAJAYA & CYBERJAYA | Existing | 11 kV | PE MV TERMINAL | RYB | VPTJ/PCE/J09311 | PE 9.31 RUMAH TERES (EFI) (F1) | PTJ09291 : PE 9.29 BUS DEPOT (F1) |  | Pass | null
378114151 | TNB | DISTRIBUTION | WP PUTRAJAYA & CYBERJAYA | Existing | 11 kV | PE MV TERMINAL | RYB | VPTJ/PCE/J09311 | PE 9.31 RUMAH TERES (EFI) (F1) | PTJ09363 : PE 9.36 SEK MEN (F1) |  | Pass | null
378114154 | TNB | DISTRIBUTION | WP PUTRAJAYA & CYBERJAYA | Existing | 11 kV | PE MV TERMINAL | RYB | VPTJ/PCE/J09311 | PE 9.31 RUMAH TERES (EFI) (F1) | TX1- 1000KVA |  | Pass | null
378114242 | TNB | DISTRIBUTION | WP PUTRAJAYA & CYBERJAYA | Existing | 11 kV | PE MV TERMINAL | RYB | VPTJ/PCE/J09312 | PE 9.31 RUMAH TERES (EFI) (F2) | PTJ 7165 SS 7.16 SPRM F2 |  | Pass | null
378114243 | TNB | DISTRIBUTION | WP PUTRAJAYA & CYBERJAYA | Existing | 11 kV | PE MV TERMINAL | RYB | VPTJ/PCE/J09312 | PE 9.31 RUMAH TERES (EFI) (F2) | PTJ09366 : PE 9.36 SEK MEN (F2) |  | Pass | null
378114246 | TNB | DISTRIBUTION | WP PUTRAJAYA & CYBERJAYA | Existing | 11 kV | PE MV TERMINAL | RYB | VPTJ/PCE/J09312 | PE 9.31 RUMAH TERES (EFI) (F2) | TX2- 1000KVA |  | Pass | null
378114327 | TNB | DISTRIBUTION | WP PUTRAJAYA & CYBERJAYA | Existing | 11 kV | PE MV TERMINAL | RYB | VPTJ/PCE/J09361 | PE 9.36 SEK MEN FASA 3 (F1) | PTJ09311 : PE 9.31 RUMAH TERES (F1) |  | Pass | null
378114328 | TNB | DISTRIBUTION | WP PUTRAJAYA & CYBERJAYA | Existing | 11 kV | PE MV TERMINAL | RYB | VPTJ/PCE/J09361 | PE 9.36 SEK MEN FASA 3 (F1) | PTJ09302 : PE 9.30 SEK REN FASA 2 (F1) |  | Pass | null
378114331 | TNB | DISTRIBUTION | WP PUTRAJAYA & CYBERJAYA | Existing | 11 kV | PE MV TERMINAL | RYB | VPTJ/PCE/J09361 | PE 9.36 SEK MEN FASA 3 (F1) | TX1- 1000KVA |  | Pass | null
378114418 | TNB | DISTRIBUTION | WP PUTRAJAYA & CYBERJAYA | Existing | 11 kV | PE MV TERMINAL | RYB | VPTJ/PCE/J09362 | PE 9.36 SEK MEN FASA 3 (F2) | PTJ09314 : PE 9.31 RUMAH TERES (F2) |  | Pass | null
378114419 | TNB | DISTRIBUTION | WP PUTRAJAYA & CYBERJAYA | Existing | 11 kV | PE MV TERMINAL | RYB | VPTJ/PCE/J09362 | PE 9.36 SEK MEN FASA 3 (F2) | PTJ09305 : PE 9.30 SEK REN FASA 2 (F2) |  | Pass | null
378114422 | TNB | DISTRIBUTION | WP PUTRAJAYA & CYBERJAYA | Existing | 11 kV | PE MV TERMINAL | RYB | VPTJ/PCE/J09362 | PE 9.36 SEK MEN FASA 3 (F2) | TX2- 1000KVA |  | Pass | null
378114509 | TNB | DISTRIBUTION | WP PUTRAJAYA & CYBERJAYA | Existing | 11 kV | PE MV TERMINAL | RYB | VPTJ/PCE/J09301 | PE 9.30 SEK REN FASA 2 (F1) | PTJ09361 : PE 9.36 SEK MEN (F1) |  | Pass | null
378114510 | TNB | DISTRIBUTION | WP PUTRAJAYA & CYBERJAYA | Existing | 11 kV | PE MV TERMINAL | RYB | VPTJ/PCE/J09301 | PE 9.30 SEK REN FASA 2 (F1) | PTJ09262 : PE 9.26 APT. BLK B (F1) |  | Pass | null
378114513 | TNB | DISTRIBUTION | WP PUTRAJAYA & CYBERJAYA | Existing | 11 kV | PE MV TERMINAL | RYB | VPTJ/PCE/J09301 | PE 9.30 SEK REN FASA 2 (F1) | TX1- 1000KVA |  | Pass | null
378114600 | TNB | DISTRIBUTION | WP PUTRAJAYA & CYBERJAYA | Existing | 11 kV | PE MV TERMINAL | RYB | VPTJ/PCE/J09302 | PE 9.30 SEK REN FASA 2 (F2) | PTJ09364 : PE 9.36 SEK MEN (F2) |  | Pass | null
378114601 | TNB | DISTRIBUTION | WP PUTRAJAYA & CYBERJAYA | Existing | 11 kV | PE MV TERMINAL | RYB | VPTJ/PCE/J09302 | PE 9.30 SEK REN FASA 2 (F2) | PTJ09265 : PE 9.26 APT. BLK B (F2) |  | Pass | null
378114604 | TNB | DISTRIBUTION | WP PUTRAJAYA & CYBERJAYA | Existing | 11 kV | PE MV TERMINAL | RYB | VPTJ/PCE/J09302 | PE 9.30 SEK REN FASA 2 (F2) | TX2- 1000KVA |  | Pass | null
378114754 | TNB | DISTRIBUTION | WP PUTRAJAYA & CYBERJAYA | Existing | 11 kV | PE MV TERMINAL | RYB | VPTJ/PCE/J09261 | PE 9.26 FLAT B (F1) | PTJ09301 : PE 9.30 SEK REN FASA 2 (F1) |  | Pass | null
378114755 | TNB | DISTRIBUTION | WP PUTRAJAYA & CYBERJAYA | Existing | 11 kV | PE MV TERMINAL | RYB | VPTJ/PCE/J09261 | PE 9.26 FLAT B (F1) | PTJ09252 : PE 9.25 APT. BLK A (F1) |  | Pass | null
378114758 | TNB | DISTRIBUTION | WP PUTRAJAYA & CYBERJAYA | Existing | 11 kV | PE MV TERMINAL | RYB | VPTJ/PCE/J09261 | PE 9.26 FLAT B (F1) | TX1- 1000KVA |  | Pass | null
378114777 | TNB | DISTRIBUTION | WP PUTRAJAYA & CYBERJAYA | Existing | 11 kV | PE MV TERMINAL | RYB | VPTJ/PCE/J09262 | PE 9.26 FLAT B (F2) | PTJ09304 : PE 9.30 SEK REN FASA 2 (F2) |  | Pass | null
378114778 | TNB | DISTRIBUTION | WP PUTRAJAYA & CYBERJAYA | Existing | 11 kV | PE MV TERMINAL | RYB | VPTJ/PCE/J09262 | PE 9.26 FLAT B (F2) | PTJ09255 : PE 9.25 APT. BLK A (F2) |  | Pass | null
378114781 | TNB | DISTRIBUTION | WP PUTRAJAYA & CYBERJAYA | Existing | 11 kV | PE MV TERMINAL | RYB | VPTJ/PCE/J09262 | PE 9.26 FLAT B (F2) | TX2- 1000KVA |  | Pass | null
378114878 | TNB | DISTRIBUTION | WP PUTRAJAYA & CYBERJAYA | Existing | 11 kV | PE MV TERMINAL | RYB | VPTJ/PCE/J09251 | PE 9.25 FLAT A (F1) | PTJ09242 : PE 9.24 APT. BLK C (F1) |  | Pass | null
378114879 | TNB | DISTRIBUTION | WP PUTRAJAYA & CYBERJAYA | Existing | 11 kV | PE MV TERMINAL | RYB | VPTJ/PCE/J09251 | PE 9.25 FLAT A (F1) | PTJ09261 : PE 9.26 APT. BLK B (F1) |  | Pass | null
378114882 | TNB | DISTRIBUTION | WP PUTRAJAYA & CYBERJAYA | Existing | 11 kV | PE MV TERMINAL | RYB | VPTJ/PCE/J09251 | PE 9.25 FLAT A (F1) | TX1- 1000KVA |  | Pass | null
378114907 | TNB | DISTRIBUTION | WP PUTRAJAYA & CYBERJAYA | Existing | 11 kV | PE MV TERMINAL | RYB | VPTJ/PCE/J09252 | PE 9.25 FLAT A (F2) | PTJ09245 : PE 9.24 APT. BLK C (F2) |  | Pass | null
378114908 | TNB | DISTRIBUTION | WP PUTRAJAYA & CYBERJAYA | Existing | 11 kV | PE MV TERMINAL | RYB | VPTJ/PCE/J09252 | PE 9.25 FLAT A (F2) | PTJ09264 PE 9.26 APT. BLK B (F2) |  | Pass | null
378114911 | TNB | DISTRIBUTION | WP PUTRAJAYA & CYBERJAYA | Existing | 11 kV | PE MV TERMINAL | RYB | VPTJ/PCE/J09252 | PE 9.25 FLAT A (F2) | TX2- 1000KVA |  | Pass | null
378115122 | TNB | DISTRIBUTION | WP PUTRAJAYA & CYBERJAYA | Existing | 11 kV | PE MV TERMINAL | RYB | VPTJ/PCE/J09241 | PE 9.24 FLAT C (F1) | PTJ09251 : PE 9.25 APT. BLK A (F1) |  | Pass | null
378115123 | TNB | DISTRIBUTION | WP PUTRAJAYA & CYBERJAYA | Existing | 11 kV | PE MV TERMINAL | RYB | VPTJ/PCE/J09241 | PE 9.24 FLAT C (F1) | PTJ09232 : PE 9.23 APT. BLK D (F1) |  | Pass | null
378115126 | TNB | DISTRIBUTION | WP PUTRAJAYA & CYBERJAYA | Existing | 11 kV | PE MV TERMINAL | RYB | VPTJ/PCE/J09241 | PE 9.24 FLAT C (F1) | TX1- 1000KVA |  | Pass | null
378115216 | TNB | DISTRIBUTION | WP PUTRAJAYA & CYBERJAYA | Existing | 11 kV | PE MV TERMINAL | RYB | VPTJ/PCE/J09242 | PE 9.24 FLAT C (F2) | PTJ09254 : PE 9.25 APT. BLK A (F2) |  | Pass | null
378115217 | TNB | DISTRIBUTION | WP PUTRAJAYA & CYBERJAYA | Existing | 11 kV | PE MV TERMINAL | RYB | VPTJ/PCE/J09242 | PE 9.24 FLAT C (F2) | PTJ09235 : PE 9.23 APT. BLK D (F2) |  | Pass | null
378115220 | TNB | DISTRIBUTION | WP PUTRAJAYA & CYBERJAYA | Existing | 11 kV | PE MV TERMINAL | RYB | VPTJ/PCE/J09242 | PE 9.24 FLAT C (F2) | TX2- 1000KVA |  | Pass | null
378115360 | TNB | DISTRIBUTION | WP PUTRAJAYA & CYBERJAYA | Existing | 11 kV | PE MV TERMINAL | RYB | VPTJ/PCE/J09231 | PE 9.23 FLAT D (F1) | PTJ09202 : PE 9.20 TERES P9B1 (F1) |  | Pass | null
378115366 | TNB | DISTRIBUTION | WP PUTRAJAYA & CYBERJAYA | Existing | 11 kV | PE MV TERMINAL | RYB | VPTJ/PCE/J09231 | PE 9.23 FLAT D (F1) | PTJ09241 : PE 9.24 APT. BLK C (F1) |  | Pass | null
378115407 | TNB | DISTRIBUTION | WP PUTRAJAYA & CYBERJAYA | Existing | 11 kV | PE MV TERMINAL | RYB | VPTJ/PCE/J09231 | PE 9.23 FLAT D (F1) | TX1- 1000KVA |  | Pass | null
378115479 | TNB | DISTRIBUTION | WP PUTRAJAYA & CYBERJAYA | Existing | 11 kV | PE MV TERMINAL | RYB | VPTJ/PCE/J09232 | PE 9.23 FLAT D (F2) | PTJ09221 : PE 9.22 PS 2 |  | Pass | null
378115485 | TNB | DISTRIBUTION | WP PUTRAJAYA & CYBERJAYA | Existing | 11 kV | PE MV TERMINAL | RYB | VPTJ/PCE/J09232 | PE 9.23 FLAT D (F2) | PTJ09244 : PE 9.24 APT. BLK C (F2) |  | Pass | null
378115526 | TNB | DISTRIBUTION | WP PUTRAJAYA & CYBERJAYA | Existing | 11 kV | PE MV TERMINAL | RYB | VPTJ/PCE/J09232 | PE 9.23 FLAT D (F2) | TX2- 1000KVA |  | Pass | null
378115610 | TNB | DISTRIBUTION | WP PUTRAJAYA & CYBERJAYA | Existing | 11 kV | PE MV TERMINAL | RYB | VPTJ/PCE/J09221 | PE 9.22 PS 2 | PTJ09234 : PE 9.23 APT. BLK D (F2) |  | Pass | null
378115611 | TNB | DISTRIBUTION | WP PUTRAJAYA & CYBERJAYA | Existing | 11 kV | PE MV TERMINAL | RYB | VPTJ/PCE/J09221 | PE 9.22 PS 2 | PTJ09205 : PE 9.20 TERES P9B1 (F2) |  | Pass | null
378115614 | TNB | DISTRIBUTION | WP PUTRAJAYA & CYBERJAYA | Existing | 11 kV | PE MV TERMINAL | RYB | VPTJ/PCE/J09221 | PE 9.22 PS 2 | TX1- 1000KVA |  | Pass | null
378115701 | TNB | DISTRIBUTION | WP PUTRAJAYA & CYBERJAYA | Existing | 11 kV | PE MV TERMINAL | RYB | VPTJ/PCE/J09201 | PE 9.20 P9B1 (EFI) (F1) | PTJ09231 : PE 9.23 APT. BLK D (F1) |  | Pass | null
378115702 | TNB | DISTRIBUTION | WP PUTRAJAYA & CYBERJAYA | Existing | 11 kV | PE MV TERMINAL | RYB | VPTJ/PCE/J09201 | PE 9.20 P9B1 (EFI) (F1) | PTJ09192 : PE 9.19 TERES FASA 2 (F1) |  | Pass | null
378115705 | TNB | DISTRIBUTION | WP PUTRAJAYA & CYBERJAYA | Existing | 11 kV | PE MV TERMINAL | RYB | VPTJ/PCE/J09201 | PE 9.20 P9B1 (EFI) (F1) | TX1- 1000KVA |  | Pass | null
378115793 | TNB | DISTRIBUTION | WP PUTRAJAYA & CYBERJAYA | Existing | 11 kV | PE MV TERMINAL | RYB | VPTJ/PCE/J09202 | PE 9.20 P9B1 (EFI) (F2) | PTJ09222 : PE 9.22 PS 2 |  | Pass | null
378115794 | TNB | DISTRIBUTION | WP PUTRAJAYA & CYBERJAYA | Existing | 11 kV | PE MV TERMINAL | RYB | VPTJ/PCE/J09202 | PE 9.20 P9B1 (EFI) (F2) | PTJ09195 : PE 9.19 TERES FASA 2 (F2) |  | Pass | null
378115797 | TNB | DISTRIBUTION | WP PUTRAJAYA & CYBERJAYA | Existing | 11 kV | PE MV TERMINAL | RYB | VPTJ/PCE/J09202 | PE 9.20 P9B1 (EFI) (F2) | TX2- 1000KVA |  | Pass | null
378115885 | TNB | DISTRIBUTION | WP PUTRAJAYA & CYBERJAYA | Existing | 11 kV | PE MV TERMINAL | RYB | VPTJ/PCE/J09192 | PE 9.19 P9B1 TERES (F2) | PTJ09204 : PE 9.20 TERES P9B1 (F2) |  | Pass | null
378115886 | TNB | DISTRIBUTION | WP PUTRAJAYA & CYBERJAYA | Existing | 11 kV | PE MV TERMINAL | RYB | VPTJ/PCE/J09192 | PE 9.19 P9B1 TERES (F2) | PTJ09215 : PE 9.21 TERES FASA 2 (F2) |  | Pass | null
378115889 | TNB | DISTRIBUTION | WP PUTRAJAYA & CYBERJAYA | Existing | 11 kV | PE MV TERMINAL | RYB | VPTJ/PCE/J09192 | PE 9.19 P9B1 TERES (F2) | TX2- 1000KVA |  | Pass | null
378115976 | TNB | DISTRIBUTION | WP PUTRAJAYA & CYBERJAYA | Existing | 11 kV | PE MV TERMINAL | RYB | VPTJ/PCE/J09191 | PE 9.19 P9B1 TERES (F1) | PTJ09201 : PE 9.20 TERES P9B1 (F1) |  | Pass | null
378115977 | TNB | DISTRIBUTION | WP PUTRAJAYA & CYBERJAYA | Existing | 11 kV | PE MV TERMINAL | RYB | VPTJ/PCE/J09191 | PE 9.19 P9B1 TERES (F1) | PTJ09212 : PE 9.21 TERES FASA 2 (F1) |  | Pass | null
378115980 | TNB | DISTRIBUTION | WP PUTRAJAYA & CYBERJAYA | Existing | 11 kV | PE MV TERMINAL | RYB | VPTJ/PCE/J09191 | PE 9.19 P9B1 TERES (F1) | TX1- 1000KVA |  | Pass | null
378116052 | TNB | DISTRIBUTION | WP PUTRAJAYA & CYBERJAYA | Existing | 11 kV | PE MV TERMINAL | RYB | VPTJ/PCE/J09212 | PE 9.21 P9D/1 TERES (F2) | PTJ09194 : PE 9.19 TERES FASA 2 (F2) |  | Pass | null
378116058 | TNB | DISTRIBUTION | WP PUTRAJAYA & CYBERJAYA | Existing | 11 kV | PE MV TERMINAL | RYB | VPTJ/PCE/J09212 | PE 9.21 P9D/1 TERES (F2) | PTJ09464 : PE 9.46 APT B3 (F2) |  | Pass | null
378116099 | TNB | DISTRIBUTION | WP PUTRAJAYA & CYBERJAYA | Existing | 11 kV | PE MV TERMINAL | RYB | VPTJ/PCE/J09212 | PE 9.21 P9D/1 TERES (F2) | TX2- 1000KVA |  | Pass | null
378116169 | TNB | DISTRIBUTION | WP PUTRAJAYA & CYBERJAYA | Existing | 11 kV | PE MV TERMINAL | RYB | VPTJ/PCE/J09211 | PE 9.21 P9D/1 TERES (F1) | PTJ09191 : PE 9.19 TERES FASA 2 (F1) |  | Pass | null
378116175 | TNB | DISTRIBUTION | WP PUTRAJAYA & CYBERJAYA | Existing | 11 kV | PE MV TERMINAL | RYB | VPTJ/PCE/J09211 | PE 9.21 P9D/1 TERES (F1) | PTJ09461 : PE 9.46 APT B3 (F1) |  | Pass | null
378116216 | TNB | DISTRIBUTION | WP PUTRAJAYA & CYBERJAYA | Existing | 11 kV | PE MV TERMINAL | RYB | VPTJ/PCE/J09211 | PE 9.21 P9D/1 TERES (F1) | TX1- 1000KVA |  | Pass | null
378116301 | TNB | DISTRIBUTION | WP PUTRAJAYA & CYBERJAYA | Existing | 11 kV | PE MV TERMINAL | RYB | VPTJ/PCE/J09461 | PE 9.46 P'PURI P7 BLOK B3 (EFI) (F1) | PTJ09211 : PE 9.21 TERES FASA 2 (F1) |  | Pass | null
378116302 | TNB | DISTRIBUTION | WP PUTRAJAYA & CYBERJAYA | Existing | 11 kV | PE MV TERMINAL | RYB | VPTJ/PCE/J09461 | PE 9.46 P'PURI P7 BLOK B3 (EFI) (F1) | PTJ09451 : PE 9.45 APT B1 (F1) |  | Pass | null
378116305 | TNB | DISTRIBUTION | WP PUTRAJAYA & CYBERJAYA | Existing | 11 kV | PE MV TERMINAL | RYB | VPTJ/PCE/J09461 | PE 9.46 P'PURI P7 BLOK B3 (EFI) (F1) | TX1- 1000KVA |  | Pass | null
378116393 | TNB | DISTRIBUTION | WP PUTRAJAYA & CYBERJAYA | Existing | 11 kV | PE MV TERMINAL | RYB | VPTJ/PCE/J09462 | PE 9.46 P'PURI P7 BLOK B3 (EFI) (F2) | PTJ09214 : PE 9.21 TERES FASA 2 (F2) |  | Pass | null
378116394 | TNB | DISTRIBUTION | WP PUTRAJAYA & CYBERJAYA | Existing | 11 kV | PE MV TERMINAL | RYB | VPTJ/PCE/J09462 | PE 9.46 P'PURI P7 BLOK B3 (EFI) (F2) | PTJ09454 : PE 9.45 APT B1 (F2) |  | Pass | null
378116397 | TNB | DISTRIBUTION | WP PUTRAJAYA & CYBERJAYA | Existing | 11 kV | PE MV TERMINAL | RYB | VPTJ/PCE/J09462 | PE 9.46 P'PURI P7 BLOK B3 (EFI) (F2) | TX2- 1000KVA |  | Pass | null
378116485 | TNB | DISTRIBUTION | WP PUTRAJAYA & CYBERJAYA | Existing | 11 kV | PE MV TERMINAL | RYB | VPTJ/PCE/J09451 | PE 9.45 P'PURI P7 BLOK B1 (F1) | PTJ09462 : PE 9.46 APT B3 (F1) |  | Pass | null
378116486 | TNB | DISTRIBUTION | WP PUTRAJAYA & CYBERJAYA | Existing | 11 kV | PE MV TERMINAL | RYB | VPTJ/PCE/J09451 | PE 9.45 P'PURI P7 BLOK B1 (F1) | PTJ09441 : PE 9.44 APT A2 (F1) |  | Pass | null
378116489 | TNB | DISTRIBUTION | WP PUTRAJAYA & CYBERJAYA | Existing | 11 kV | PE MV TERMINAL | RYB | VPTJ/PCE/J09451 | PE 9.45 P'PURI P7 BLOK B1 (F1) | TX1- 1000KVA |  | Pass | null
378116578 | TNB | DISTRIBUTION | WP PUTRAJAYA & CYBERJAYA | Existing | 11 kV | PE MV TERMINAL | RYB | VPTJ/PCE/J09452 | PE 9.45 P'PURI P7 BLOK B1 (F2) | PTJ09465 : PE 9.46 APT B3 (F2) |  | Pass | null
378116579 | TNB | DISTRIBUTION | WP PUTRAJAYA & CYBERJAYA | Existing | 11 kV | PE MV TERMINAL | RYB | VPTJ/PCE/J09452 | PE 9.45 P'PURI P7 BLOK B1 (F2) | PTJ09444 : PE 9.44 APT A2 (F2) |  | Pass | null
378116582 | TNB | DISTRIBUTION | WP PUTRAJAYA & CYBERJAYA | Existing | 11 kV | PE MV TERMINAL | RYB | VPTJ/PCE/J09452 | PE 9.45 P'PURI P7 BLOK B1 (F2) | TX2- 1000KVA |  | Pass | null
378116670 | TNB | DISTRIBUTION | WP PUTRAJAYA & CYBERJAYA | Existing | 11 kV | PE MV TERMINAL | RYB | VPTJ/PCE/J09441 | PE 9.44 P'PURI P7 BLOK A2 (EFI) (F1) | PTJ09452 : PE 9.45 APT B1 (F1) |  | Pass | null
378116671 | TNB | DISTRIBUTION | WP PUTRAJAYA & CYBERJAYA | Existing | 11 kV | PE MV TERMINAL | RYB | VPTJ/PCE/J09441 | PE 9.44 P'PURI P7 BLOK A2 (EFI) (F1) | PTJ09431 : PE 9.43 APT A1 (F1) |  | Pass | null
378116674 | TNB | DISTRIBUTION | WP PUTRAJAYA & CYBERJAYA | Existing | 11 kV | PE MV TERMINAL | RYB | VPTJ/PCE/J09441 | PE 9.44 P'PURI P7 BLOK A2 (EFI) (F1) | TX1- 750KVA |  | Pass | null
378116774 | TNB | DISTRIBUTION | WP PUTRAJAYA & CYBERJAYA | Existing | 11 kV | PE MV TERMINAL | RYB | VCBJ/PCE/J25231 | PE 25.23 SALES OFFICE ECOGLADE GALERY | CBJ21616 PE 21.61MPS (F2) |  | Pass | null
378116775 | TNB | DISTRIBUTION | WP PUTRAJAYA & CYBERJAYA | Existing | 11 kV | PE MV TERMINAL | RYB | VCBJ/PCE/J25231 | PE 25.23 SALES OFFICE ECOGLADE GALERY | CBJ25162 PE 25.16 SETIA RIMBA 4 |  | Pass | null
378116778 | TNB | DISTRIBUTION | WP PUTRAJAYA & CYBERJAYA | Existing | 11 kV | PE MV TERMINAL | RYB | VCBJ/PCE/J25231 | PE 25.23 SALES OFFICE ECOGLADE GALERY | TX-1000KVA |  | Pass | null
378116913 | TNB | DISTRIBUTION | WP PUTRAJAYA & CYBERJAYA | Existing | 11 kV | PE MV TERMINAL | RYB | VCBJ/PCE/J21472 | SS 21.47 LIM KOK WING F2 | PMU CBJN: VCB 10 |  | Pass | null
378116922 | TNB | DISTRIBUTION | WP PUTRAJAYA & CYBERJAYA | Existing | 11 kV | PE MV TERMINAL | RYB | VCBJ/PCE/J21472 | SS 21.47 LIM KOK WING F2 | CBJ23081 SS 23.08 THE PLACE NO 1 |  | Pass | null
378116933 | TNB | DISTRIBUTION | WP PUTRAJAYA & CYBERJAYA | Existing | 11 kV | PE MV TERMINAL | RYB | VCBJ/PCE/J21472 | SS 21.47 LIM KOK WING F2 | PENGGUNA F2 |  | Pass | null
378116939 | TNB | DISTRIBUTION | WP PUTRAJAYA & CYBERJAYA | Existing | 11 kV | PE MV TERMINAL | RYB | VCBJ/PCE/J21471 | SS 21.47 LIM KOK WING F1 | PENGGUNA F1 |  | Pass | null
378116948 | TNB | DISTRIBUTION | WP PUTRAJAYA & CYBERJAYA | Existing | 11 kV | PE MV TERMINAL | RYB | VCBJ/PCE/J21471 | SS 21.47 LIM KOK WING F1 | PMU CBJN: VCB 9 |  | Pass | null
378116959 | TNB | DISTRIBUTION | WP PUTRAJAYA & CYBERJAYA | Existing | 11 kV | PE MV TERMINAL | RYB | VCBJ/PCE/J21471 | SS 21.47 LIM KOK WING F1 | CBJ23091 PE 23.09 THE PLACE NO 2 |  | Pass | null
378116963 | TNB | DISTRIBUTION | WP PUTRAJAYA & CYBERJAYA | Existing | 11 kV | PE MV TERMINAL | RYB | VCBJ/PCE/J23091 | PE 23.09 THE PLACE NO 2 | PENGGUNA HT |  | Pass | null
378116970 | TNB | DISTRIBUTION | WP PUTRAJAYA & CYBERJAYA | Existing | 11 kV | PE MV TERMINAL | RYB | VCBJ/PCE/J23091 | PE 23.09 THE PLACE NO 2 | CBJ21472 SS 21.47 LIM KOK WING (F1) |  | Pass | null
378116978 | TNB | DISTRIBUTION | WP PUTRAJAYA & CYBERJAYA | Existing | 11 kV | PE MV TERMINAL | RYB | VCBJ/PCE/J23091 | PE 23.09 THE PLACE NO 2 | CBJ21981 PE 21.98 PADAT PETRONAS CYBER 3 (F1) |  | Pass | null
378116988 | TNB | DISTRIBUTION | WP PUTRAJAYA & CYBERJAYA | Existing | 11 kV | PE MV TERMINAL | RYB | VCBJ/PCE/J23091 | PE 23.09 THE PLACE NO 2 | PENGGUNA HT |  | Pass | null
378117149 | TNB | DISTRIBUTION | WP PUTRAJAYA & CYBERJAYA | Existing | 11 kV | PE MV TERMINAL | RYB | VCBJ/PCE/J23081 | SS 23.08 THE PLACE NO 1 | PENGGUNA HT |  | Pass | null
378117153 | TNB | DISTRIBUTION | WP PUTRAJAYA & CYBERJAYA | Existing | 11 kV | PE MV TERMINAL | RYB | VCBJ/PCE/J23081 | SS 23.08 THE PLACE NO 1 | CBJ21015 PE 21.01 NTT (F2) |  | Pass | null
378117168 | TNB | DISTRIBUTION | WP PUTRAJAYA & CYBERJAYA | Existing | 11 kV | PE MV TERMINAL | RYB | VCBJ/PCE/J23081 | SS 23.08 THE PLACE NO 1 | CBJ21475 SS 21.47 LIM KOK WING (F2) |  | Pass | null
378117169 | TNB | DISTRIBUTION | WP PUTRAJAYA & CYBERJAYA | Existing | 11 kV | PE MV TERMINAL | RYB | VCBJ/PCE/J23081 | SS 23.08 THE PLACE NO 1 | PENGGUNA F2 |  | Pass | null
378117199 | TNB | DISTRIBUTION | WP PUTRAJAYA & CYBERJAYA | Existing | 11 kV | PE MV TERMINAL | RYB | VCBJ/PCE/J21981 | PE 21.98 PADAT PETRONAS CYBER 3 | CBJ23092 PE 23.09 THE PLACE NO 2 |  | Pass | null
378117200 | TNB | DISTRIBUTION | WP PUTRAJAYA & CYBERJAYA | Existing | 11 kV | PE MV TERMINAL | RYB | VCBJ/PCE/J21981 | PE 21.98 PADAT PETRONAS CYBER 3 | CBJ21011 PE 21.01 NTT (F1) |  | Pass | null
378117203 | TNB | DISTRIBUTION | WP PUTRAJAYA & CYBERJAYA | Existing | 11 kV | PE MV TERMINAL | RYB | VCBJ/PCE/J21981 | PE 21.98 PADAT PETRONAS CYBER 3 | TX-1000KVA |  | Pass | null
378117325 | TNB | DISTRIBUTION | WP PUTRAJAYA & CYBERJAYA | Existing | 11 kV | PE MV TERMINAL | RYB | VCBJ/PCE/J21011 | PE 21.01 NTT F1 | CBJ21921 SS 21.92 NTT DATA CENTRE (F1) |  | Pass | null
378117326 | TNB | DISTRIBUTION | WP PUTRAJAYA & CYBERJAYA | Existing | 11 kV | PE MV TERMINAL | RYB | VCBJ/PCE/J21011 | PE 21.01 NTT F1 | CBJ21982 PE 21.98 PADAT PETRONAS CYBER 3 (F1) |  | Pass | null
378117329 | TNB | DISTRIBUTION | WP PUTRAJAYA & CYBERJAYA | Existing | 11 kV | PE MV TERMINAL | RYB | VCBJ/PCE/J21011 | PE 21.01 NTT F1 | TX1-1000KVA |  | Pass | null
378117333 | TNB | DISTRIBUTION | WP PUTRAJAYA & CYBERJAYA | Existing | 11 kV | PE MV TERMINAL | RYB | VCBJ/PCE/J21012 | PE 21.01 NTT F2 | CBJ23082 SS 23.08 THE PLACE NO 1 |  | Pass | null
378117336 | TNB | DISTRIBUTION | WP PUTRAJAYA & CYBERJAYA | Existing | 11 kV | PE MV TERMINAL | RYB | VCBJ/PCE/J21012 | PE 21.01 NTT F2 | TX2-1000KVA |  | Pass | null
378117353 | TNB | DISTRIBUTION | WP PUTRAJAYA & CYBERJAYA | Existing | 11 kV | PE MV TERMINAL | RYB | VCBJ/PCE/J21012 | PE 21.01 NTT F2 | PENGGUNA F2 |  | Pass | null
378117356 | TNB | DISTRIBUTION | WP PUTRAJAYA & CYBERJAYA | Existing | 11 kV | PE MV TERMINAL | RYB | VCBJ/PCE/J21012 | PE 21.01 NTT F2 | CBJ21924 SS 21.92 NTT DATA CENTRE (F2) |  | Pass | null
378117453 | TNB | DISTRIBUTION | WP PUTRAJAYA & CYBERJAYA | Existing | 11 kV | PE MV TERMINAL | RYB | VCBJ/PCE/J21922 | SS 21.92 NTT DATA CENTRE F2 | CBJ25084 SS 25.08 NTT 3 (F2) |  | Pass | null
378117462 | TNB | DISTRIBUTION | WP PUTRAJAYA & CYBERJAYA | Existing | 11 kV | PE MV TERMINAL | RYB | VCBJ/PCE/J21922 | SS 21.92 NTT DATA CENTRE F2 | CBJ21016 PE 21.01 NTT (F2) |  | Pass | null
378117473 | TNB | DISTRIBUTION | WP PUTRAJAYA & CYBERJAYA | Existing | 11 kV | PE MV TERMINAL | RYB | VCBJ/PCE/J21922 | SS 21.92 NTT DATA CENTRE F2 | PENGGUNA F2 |  | Pass | null
378117479 | TNB | DISTRIBUTION | WP PUTRAJAYA & CYBERJAYA | Existing | 11 kV | PE MV TERMINAL | RYB | VCBJ/PCE/J21921 | SS 21.92 NTT DATA CENTRE F1 | PENGGUNA F1 |  | Pass | null
378117488 | TNB | DISTRIBUTION | WP PUTRAJAYA & CYBERJAYA | Existing | 11 kV | PE MV TERMINAL | RYB | VCBJ/PCE/J21921 | SS 21.92 NTT DATA CENTRE F1 | CBJ25081 SS 25.08 NTT 3 (F1) |  | Pass | null
378117499 | TNB | DISTRIBUTION | WP PUTRAJAYA & CYBERJAYA | Existing | 11 kV | PE MV TERMINAL | RYB | VCBJ/PCE/J21921 | SS 21.92 NTT DATA CENTRE F1 | CBJ21012 PE 21.01 NTT (F1) |  | Pass | null
378117510 | TNB | DISTRIBUTION | WP PUTRAJAYA & CYBERJAYA | Existing | 11 kV | PE MV TERMINAL | RYB | VCBJ/PCE/J21091 | SS 21.09 KOMPLEKS TELEKOM CBJ 1 F1 | CBJ25082 SS 25.08 NTT 3 (F1) |  | Pass | null
378117519 | TNB | DISTRIBUTION | WP PUTRAJAYA & CYBERJAYA | Existing | 11 kV | PE MV TERMINAL | RYB | VCBJ/PCE/J21091 | SS 21.09 KOMPLEKS TELEKOM CBJ 1 F1 | PENGGUNA F1 |  | Pass | null
378117530 | TNB | DISTRIBUTION | WP PUTRAJAYA & CYBERJAYA | Existing | 11 kV | PE MV TERMINAL | RYB | VCBJ/PCE/J21091 | SS 21.09 KOMPLEKS TELEKOM CBJ 1 F1 | CBJ21343 PE 21.34 PS5 (F1) |  | Pass | null
378117536 | TNB | DISTRIBUTION | WP PUTRAJAYA & CYBERJAYA | Existing | 11 kV | PE MV TERMINAL | RYB | VCBJ/PCE/J21092 | SS 21.09 KOMPLEKS TELEKOM CBJ 1 F2 | PENGGUNA F2 |  | Pass | null
378117545 | TNB | DISTRIBUTION | WP PUTRAJAYA & CYBERJAYA | Existing | 11 kV | PE MV TERMINAL | RYB | VCBJ/PCE/J21092 | SS 21.09 KOMPLEKS TELEKOM CBJ 1 F2 | CBJ21346 PE 21.34 PS5 (F2) |  | Pass | null
378117556 | TNB | DISTRIBUTION | WP PUTRAJAYA & CYBERJAYA | Existing | 11 kV | PE MV TERMINAL | RYB | VCBJ/PCE/J21092 | SS 21.09 KOMPLEKS TELEKOM CBJ 1 F2 | CBJ25085 SS 25.08 NTT 3 (F2) |  | Pass | null
378117582 | TNB | DISTRIBUTION | WP PUTRAJAYA & CYBERJAYA | Existing | 11 kV | PE MV TERMINAL | RYB | VCBJ/PCE/J00107 | PE25.16 SETIA RIMBA 4 | CBJ25231 PE 25.23 SALES GALERY ECOGLADE |  | Pass | null
378117583 | TNB | DISTRIBUTION | WP PUTRAJAYA & CYBERJAYA | Existing | 11 kV | PE MV TERMINAL | RYB | VCBJ/PCE/J00107 | PE25.16 SETIA RIMBA 4 | CBJ25152 PE 25.15 SETIA RIMBA 3 |  | Pass | null
378117586 | TNB | DISTRIBUTION | WP PUTRAJAYA & CYBERJAYA | Existing | 11 kV | PE MV TERMINAL | RYB | VCBJ/PCE/J00107 | PE25.16 SETIA RIMBA 4 | TX-1000KVA |  | Pass | null
378117676 | TNB | DISTRIBUTION | WP PUTRAJAYA & CYBERJAYA | Existing | 11 kV | PE MV TERMINAL | RYB | VCBJ/PCE/J00106 | PE25.15 SETIA RIMBA 3 | CBJ25161 PE 25.16 SETIA RIMBA 4 |  | Pass | null
378117677 | TNB | DISTRIBUTION | WP PUTRAJAYA & CYBERJAYA | Existing | 11 kV | PE MV TERMINAL | RYB | VCBJ/PCE/J00106 | PE25.15 SETIA RIMBA 3 | CBJ25142 PE 25.14 SETIA RIMBA 2 |  | Pass | null
378117680 | TNB | DISTRIBUTION | WP PUTRAJAYA & CYBERJAYA | Existing | 11 kV | PE MV TERMINAL | RYB | VCBJ/PCE/J00106 | PE25.15 SETIA RIMBA 3 | TX-1000KVA |  | Pass | null
378117770 | TNB | DISTRIBUTION | WP PUTRAJAYA & CYBERJAYA | Existing | 11 kV | PE MV TERMINAL | RYB | VCBJ/PCE/J00105 | PE25.14 SETIA RIMBA 2 | CBJ25151 PE25.15 SETIA RIMBA 3 |  | Pass | null
378117771 | TNB | DISTRIBUTION | WP PUTRAJAYA & CYBERJAYA | Existing | 11 kV | PE MV TERMINAL | RYB | VCBJ/PCE/J00105 | PE25.14 SETIA RIMBA 2 | CBJ25313 PE 25.31 D-CBJ-C16-0576 |  | Pass | null
378117774 | TNB | DISTRIBUTION | WP PUTRAJAYA & CYBERJAYA | Existing | 11 kV | PE MV TERMINAL | RYB | VCBJ/PCE/J00105 | PE25.14 SETIA RIMBA 2 | TX-1000KVA |  | Pass | null
378117864 | TNB | DISTRIBUTION | WP PUTRAJAYA & CYBERJAYA | Existing | 11 kV | PE MV TERMINAL | RYB | VCBJ/PCE/J00104 | PE 25.13 SETIA RIMBA 1 | C25062 SS 25.06 TEMP LAKEFRONT |  | Pass | null
378117865 | TNB | DISTRIBUTION | WP PUTRAJAYA & CYBERJAYA | Existing | 11 kV | PE MV TERMINAL | RYB | VCBJ/PCE/J00104 | PE 25.13 SETIA RIMBA 1 | CBJ25331 PE 25.33 D-CBJ-C16-0576 |  | Pass | null
378117868 | TNB | DISTRIBUTION | WP PUTRAJAYA & CYBERJAYA | Existing | 11 kV | PE MV TERMINAL | RYB | VCBJ/PCE/J00104 | PE 25.13 SETIA RIMBA 1 | TX-1000KVA |  | Pass | null
378117958 | TNB | DISTRIBUTION | WP PUTRAJAYA & CYBERJAYA | Existing | 11 kV | PE MV TERMINAL | RYB | VCBJ/PCE/J23061 | PE 23.06 TEMP OSK | CBJ23211 PE 23.21 EASTERN CORIDOR |  | Pass | null
378117959 | TNB | DISTRIBUTION | WP PUTRAJAYA & CYBERJAYA | Existing | 11 kV | PE MV TERMINAL | RYB | VCBJ/PCE/J23061 | PE 23.06 TEMP OSK | CBJ24425 : SS 24.42 TAMARIND 2 F2 |  | Pass | null
378117962 | TNB | DISTRIBUTION | WP PUTRAJAYA & CYBERJAYA | Existing | 11 kV | PE MV TERMINAL | RYB | VCBJ/PCE/J23061 | PE 23.06 TEMP OSK | TX-1000KVA |  | Pass | null
378118135 | TNB | DISTRIBUTION | WP PUTRAJAYA & CYBERJAYA | Existing | 11 kV | PE MV TERMINAL | RYB | VCBJ/PCE/J23191 | PE 23.19 AUTOVILLE NO1 | TX1-1000KVA |  | Pass | null
378118142 | TNB | DISTRIBUTION | WP PUTRAJAYA & CYBERJAYA | Existing | 11 kV | PE MV TERMINAL | RYB | VCBJ/PCE/J23191 | PE 23.19 AUTOVILLE NO1 | CBJ23201 SS 23.20 AUTOVILLE NO.2 |  | Pass | null
378118150 | TNB | DISTRIBUTION | WP PUTRAJAYA & CYBERJAYA | Existing | 11 kV | PE MV TERMINAL | RYB | VCBJ/PCE/J23191 | PE 23.19 AUTOVILLE NO1 | CBJ24345 PE TAMARIND SQUARE NO.1 F2 |  | Pass | null
378118160 | TNB | DISTRIBUTION | WP PUTRAJAYA & CYBERJAYA | Existing | 11 kV | PE MV TERMINAL | RYB | VCBJ/PCE/J23191 | PE 23.19 AUTOVILLE NO1 | TX2-1000KVA |  | Pass | null
378118306 | TNB | DISTRIBUTION | WP PUTRAJAYA & CYBERJAYA | Existing | 11 kV | PE MV TERMINAL | RYB | VCBJ/PCE/J23201 | PE 23.20 AUTOVILLE 2 | TX1-1000KVA |  | Pass | null
378118313 | TNB | DISTRIBUTION | WP PUTRAJAYA & CYBERJAYA | Existing | 11 kV | PE MV TERMINAL | RYB | VCBJ/PCE/J23201 | PE 23.20 AUTOVILLE 2 | C24454 PE 24.45 BLOK B |  | Pass | null
378118321 | TNB | DISTRIBUTION | WP PUTRAJAYA & CYBERJAYA | Existing | 11 kV | PE MV TERMINAL | RYB | VCBJ/PCE/J23201 | PE 23.20 AUTOVILLE 2 | CBJ23192 SS 23.19 AUTOVILLE NO.1 |  | Pass | null
378118331 | TNB | DISTRIBUTION | WP PUTRAJAYA & CYBERJAYA | Existing | 11 kV | PE MV TERMINAL | RYB | VCBJ/PCE/J23201 | PE 23.20 AUTOVILLE 2 | TX2-1000KVA |  | Pass | null
378129642 | TNB | DISTRIBUTION | WP PUTRAJAYA & CYBERJAYA | Existing | 11 kV | PE MV TERMINAL | RYB | VPTJ/PCE/J02162 | SS 2.16 MENARA PJH (2C1) (F2) | PENGGUNA HT |  | Pass | null
378129664 | TNB | DISTRIBUTION | WP PUTRAJAYA & CYBERJAYA | Existing | 11 kV | PE MV TERMINAL | RYB | VPTJ/PCE/J02221 | SS 2.22 2C2 (F1) | P2312 SS 2.31 HOTEL ZENITH F1 |  | Pass | null
378129668 | TNB | DISTRIBUTION | WP PUTRAJAYA & CYBERJAYA | Existing | 11 kV | PE MV TERMINAL | RYB | VPTJ/PCE/J02221 | SS 2.22 2C2 (F1) | PTJ02091 SS 2.09 MOF 2G1 (F1) |  | Pass | null
378129683 | TNB | DISTRIBUTION | WP PUTRAJAYA & CYBERJAYA | Existing | 11 kV | PE MV TERMINAL | RYB | VPTJ/PCE/J02221 | SS 2.22 2C2 (F1) | PENGGUNA HT |  | Pass | null
378129705 | TNB | DISTRIBUTION | WP PUTRAJAYA & CYBERJAYA | Existing | 11 kV | PE MV TERMINAL | RYB | VPTJ/PCE/J02222 | SS 2.22 2C2 (F2) | P2315 SS 2.31 HOTEL ZENITH F2 |  | Pass | null
378129709 | TNB | DISTRIBUTION | WP PUTRAJAYA & CYBERJAYA | Existing | 11 kV | PE MV TERMINAL | RYB | VPTJ/PCE/J02222 | SS 2.22 2C2 (F2) | PTJ02094 SS 2.09 MOF 2G1 (F2) |  | Pass | null
378129724 | TNB | DISTRIBUTION | WP PUTRAJAYA & CYBERJAYA | Existing | 11 kV | PE MV TERMINAL | RYB | VPTJ/PCE/J02222 | SS 2.22 2C2 (F2) | PENGGUNA HT |  | Pass | null
378129773 | TNB | DISTRIBUTION | WP PUTRAJAYA & CYBERJAYA | Existing | 11 kV | PE MV TERMINAL | RYB | VPTJ/PCE/J02091 | SS 2.09 MOF 2G1 (F1) | PTJ02222 SS 2.22 2C2 (F1) |  | Pass | null
378129777 | TNB | DISTRIBUTION | WP PUTRAJAYA & CYBERJAYA | Existing | 11 kV | PE MV TERMINAL | RYB | VPTJ/PCE/J02091 | SS 2.09 MOF 2G1 (F1) | PTJ02101 SS 2.10 MOF 2G2 UTARA (F1) |  | Pass | null
378129792 | TNB | DISTRIBUTION | WP PUTRAJAYA & CYBERJAYA | Existing | 11 kV | PE MV TERMINAL | RYB | VPTJ/PCE/J02091 | SS 2.09 MOF 2G1 (F1) | PENGGUNA HT |  | Pass | null
378129814 | TNB | DISTRIBUTION | WP PUTRAJAYA & CYBERJAYA | Existing | 11 kV | PE MV TERMINAL | RYB | VPTJ/PCE/J02092 | SS 2.09 MOF 2G1 (F2) | PTJ02225 SS 2.22 2C2 (F2) |  | Pass | null
378129818 | TNB | DISTRIBUTION | WP PUTRAJAYA & CYBERJAYA | Existing | 11 kV | PE MV TERMINAL | RYB | VPTJ/PCE/J02092 | SS 2.09 MOF 2G1 (F2) | PTJ02104 SS 2.10 MOF 2G2 UTARA (F2) |  | Pass | null
378129833 | TNB | DISTRIBUTION | WP PUTRAJAYA & CYBERJAYA | Existing | 11 kV | PE MV TERMINAL | RYB | VPTJ/PCE/J02092 | SS 2.09 MOF 2G1 (F2) | PENGGUNA HT |  | Pass | null
378129881 | TNB | DISTRIBUTION | WP PUTRAJAYA & CYBERJAYA | Existing | 11 kV | PE MV TERMINAL | RYB | VPTJ/PCE/J02101 | SS 2.10 MOF 2G2 UTARA (F1) | PTJ02092 SS 2.09 MOF 2G1 (F1) |  | Pass | null
378129885 | TNB | DISTRIBUTION | WP PUTRAJAYA & CYBERJAYA | Existing | 11 kV | PE MV TERMINAL | RYB | VPTJ/PCE/J02101 | SS 2.10 MOF 2G2 UTARA (F1) | PTJ02111 SS 2.11 MOF 2G2 SELATAN (F1) |  | Pass | null
378129900 | TNB | DISTRIBUTION | WP PUTRAJAYA & CYBERJAYA | Existing | 11 kV | PE MV TERMINAL | RYB | VPTJ/PCE/J02101 | SS 2.10 MOF 2G2 UTARA (F1) | PENGGUNA HT |  | Pass | null
378129922 | TNB | DISTRIBUTION | WP PUTRAJAYA & CYBERJAYA | Existing | 11 kV | PE MV TERMINAL | RYB | VPTJ/PCE/J02102 | SS 2.10 MOF 2G2 UTARA (F2) | PTJ02095 SS 2.09 MOF 2G1 (F2) |  | Pass | null
378129926 | TNB | DISTRIBUTION | WP PUTRAJAYA & CYBERJAYA | Existing | 11 kV | PE MV TERMINAL | RYB | VPTJ/PCE/J02102 | SS 2.10 MOF 2G2 UTARA (F2) | PTJ02114 SS 2.11 MOF 2G2 SELATAN (F2) |  | Pass | null
378129941 | TNB | DISTRIBUTION | WP PUTRAJAYA & CYBERJAYA | Existing | 11 kV | PE MV TERMINAL | RYB | VPTJ/PCE/J02102 | SS 2.10 MOF 2G2 UTARA (F2) | PENGGUNA HT |  | Pass | null
378130008 | TNB | DISTRIBUTION | WP PUTRAJAYA & CYBERJAYA | Existing | 11 kV | PE MV TERMINAL | RYB | VPTJ/PCE/J02112 | SS 2.11 MOF 2G2 SELATAN (F2) | SPARE |  | Pass | null
378130012 | TNB | DISTRIBUTION | WP PUTRAJAYA & CYBERJAYA | Existing | 11 kV | PE MV TERMINAL | RYB | VPTJ/PCE/J02112 | SS 2.11 MOF 2G2 SELATAN (F2) | PTJ02204 SS 2.20 2M11 (F2) |  | Pass | null
378130027 | TNB | DISTRIBUTION | WP PUTRAJAYA & CYBERJAYA | Existing | 11 kV | PE MV TERMINAL | RYB | VPTJ/PCE/J02112 | SS 2.11 MOF 2G2 SELATAN (F2) | PENGGUNA HT |  | Pass | null
378130028 | TNB | DISTRIBUTION | WP PUTRAJAYA & CYBERJAYA | Existing | 11 kV | PE MV TERMINAL | RYB | VPTJ/PCE/J02112 | SS 2.11 MOF 2G2 SELATAN (F2) | PTJ02105 SS 2.10 MOF 2G2 UTARA (F2) |  | Pass | null
378130049 | TNB | DISTRIBUTION | WP PUTRAJAYA & CYBERJAYA | Existing | 11 kV | PE MV TERMINAL | RYB | VPTJ/PCE/J02111 | SS 2.11 MOF 2G2 SELATAN (F1) | PTJ02201 SS 2.20 2M11 (F1) |  | Pass | null
378130053 | TNB | DISTRIBUTION | WP PUTRAJAYA & CYBERJAYA | Existing | 11 kV | PE MV TERMINAL | RYB | VPTJ/PCE/J02111 | SS 2.11 MOF 2G2 SELATAN (F1) | PENGGUNA HT |  | Pass | null
378130069 | TNB | DISTRIBUTION | WP PUTRAJAYA & CYBERJAYA | Existing | 11 kV | PE MV TERMINAL | RYB | VPTJ/PCE/J02111 | SS 2.11 MOF 2G2 SELATAN (F1) | PTJ02102 SS 2.10 MOF 2G2 UTARA (F1) |  | Pass | null
378130094 | TNB | DISTRIBUTION | WP PUTRAJAYA & CYBERJAYA | Existing | 11 kV | PE MV TERMINAL | RYB | VPTJ/PCE/J02201 | SS 2.20 2M11 (F1) | PTJ02112 SS 2.11 MOF 2G2 SELATAN (F1) |  | Pass | null
378130098 | TNB | DISTRIBUTION | WP PUTRAJAYA & CYBERJAYA | Existing | 11 kV | PE MV TERMINAL | RYB | VPTJ/PCE/J02201 | SS 2.20 2M11 (F1) | PTJ02231 2C10 F2 (PE 2.23) |  | Pass | null
378130113 | TNB | DISTRIBUTION | WP PUTRAJAYA & CYBERJAYA | Existing | 11 kV | PE MV TERMINAL | RYB | VPTJ/PCE/J02201 | SS 2.20 2M11 (F1) | PENGGUNA HT |  | Pass | null
378130135 | TNB | DISTRIBUTION | WP PUTRAJAYA & CYBERJAYA | Existing | 11 kV | PE MV TERMINAL | RYB | VPTJ/PCE/J02202 | SS 2.20 2M11 (F2) | PTJ02116 SS 2.11 MOF 2G2 SELATAN (F2) |  | Pass | null
378130139 | TNB | DISTRIBUTION | WP PUTRAJAYA & CYBERJAYA | Existing | 11 kV | PE MV TERMINAL | RYB | VPTJ/PCE/J02202 | SS 2.20 2M11 (F2) | PTJ02234 2C10 F2 (PE 2.23) |  | Pass | null
378130154 | TNB | DISTRIBUTION | WP PUTRAJAYA & CYBERJAYA | Existing | 11 kV | PE MV TERMINAL | RYB | VPTJ/PCE/J02202 | SS 2.20 2M11 (F2) | PENGGUNA HT |  | Pass | null
378130182 | TNB | DISTRIBUTION | WP PUTRAJAYA & CYBERJAYA | Existing | 11 kV | PE MV TERMINAL | RYB | VPTJ/PCE/J18201 | PE 18.20 TMN PANCARONA (F1) | PTJ18031 PE 18.03 PADAT PS 12 |  | Pass | null
378130183 | TNB | DISTRIBUTION | WP PUTRAJAYA & CYBERJAYA | Existing | 11 kV | PE MV TERMINAL | RYB | VPTJ/PCE/J18201 | PE 18.20 TMN PANCARONA (F1) | PPU PTJ17 CB13 |  | Pass | null
378130186 | TNB | DISTRIBUTION | WP PUTRAJAYA & CYBERJAYA | Existing | 11 kV | PE MV TERMINAL | RYB | VPTJ/PCE/J18201 | PE 18.20 TMN PANCARONA (F1) | TX1-500kVA |  | Pass | null
378130276 | TNB | DISTRIBUTION | WP PUTRAJAYA & CYBERJAYA | Existing | 11 kV | PE MV TERMINAL | RYB | VPTJ/PCE/J18202 | PE 18.20 TMN PANCARONA (F2) | PTJ04064 PE 4.06 PADAT S/L (F2) |  | Pass | null
378130277 | TNB | DISTRIBUTION | WP PUTRAJAYA & CYBERJAYA | Existing | 11 kV | PE MV TERMINAL | RYB | VPTJ/PCE/J18202 | PE 18.20 TMN PANCARONA (F2) | PTJ03013 PE 3.01 PADAT POJ |  | Pass | null
378130280 | TNB | DISTRIBUTION | WP PUTRAJAYA & CYBERJAYA | Existing | 11 kV | PE MV TERMINAL | RYB | VPTJ/PCE/J18202 | PE 18.20 TMN PANCARONA (F2) | TX2-500kVA |  | Pass | null
378130378 | TNB | DISTRIBUTION | WP PUTRAJAYA & CYBERJAYA | Existing | 11 kV | PE MV TERMINAL | RYB | VPTJ/PCE/J03011 | PE 3.01 3M5 S/LIGHTING | PTJ18204 PE 18.20 TMN PANCARONA (F2) |  | Pass | null
378130379 | TNB | DISTRIBUTION | WP PUTRAJAYA & CYBERJAYA | Existing | 11 kV | PE MV TERMINAL | RYB | VPTJ/PCE/J03011 | PE 3.01 3M5 S/LIGHTING | PPU PTJ17 CB 14 |  | Pass | null
378130382 | TNB | DISTRIBUTION | WP PUTRAJAYA & CYBERJAYA | Existing | 11 kV | PE MV TERMINAL | RYB | VPTJ/PCE/J03011 | PE 3.01 3M5 S/LIGHTING | TX1-1000kVA |  | Pass | null
378130432 | TNB | DISTRIBUTION | WP PUTRAJAYA & CYBERJAYA | Existing | 11 kV | PE MV TERMINAL | RYB | VPTJ/PCE/J04062 | PE 4.06 PADAT S/L (F2) | PTJ04094 PE 4.09 PADAT S/L (F2) |  | Pass | null
378130433 | TNB | DISTRIBUTION | WP PUTRAJAYA & CYBERJAYA | Existing | 11 kV | PE MV TERMINAL | RYB | VPTJ/PCE/J04062 | PE 4.06 PADAT S/L (F2) | PTJ18206 PE 18.20 TMN PANCARONA (F2) |  | Pass | null
378130436 | TNB | DISTRIBUTION | WP PUTRAJAYA & CYBERJAYA | Existing | 11 kV | PE MV TERMINAL | RYB | VPTJ/PCE/J04062 | PE 4.06 PADAT S/L (F2) | TX2-1000kVA |  | Pass | null
378130538 | TNB | DISTRIBUTION | WP PUTRAJAYA & CYBERJAYA | Existing | 11 kV | PE MV TERMINAL | RYB | VPTJ/PCE/J04061 | PE 4.06 S/LIGHTING (F1) | PTJ04091 PE 4.09 PADAT S/L (F1) |  | Pass | null
378130539 | TNB | DISTRIBUTION | WP PUTRAJAYA & CYBERJAYA | Existing | 11 kV | PE MV TERMINAL | RYB | VPTJ/PCE/J04061 | PE 4.06 S/LIGHTING (F1) | PTJ04102 PE 4.10 S/L PR.4 |  | Pass | null
378130542 | TNB | DISTRIBUTION | WP PUTRAJAYA & CYBERJAYA | Existing | 11 kV | PE MV TERMINAL | RYB | VPTJ/PCE/J04061 | PE 4.06 S/LIGHTING (F1) | TX1-1000kVA |  | Pass | null
378130686 | TNB | DISTRIBUTION | WP PUTRAJAYA & CYBERJAYA | Existing | 11 kV | PE MV TERMINAL | RYB | VPTJ/PCE/J04101 | PE 4.10 S/LIGHTING | PTJ04061 PE 4.06 PADAT S/L (F1) |  | Pass | null
378130687 | TNB | DISTRIBUTION | WP PUTRAJAYA & CYBERJAYA | Existing | 11 kV | PE MV TERMINAL | RYB | VPTJ/PCE/J04101 | PE 4.10 S/LIGHTING | PTJ17022 PE 17.02 PADAT R8B |  | Pass | null
378130690 | TNB | DISTRIBUTION | WP PUTRAJAYA & CYBERJAYA | Existing | 11 kV | PE MV TERMINAL | RYB | VPTJ/PCE/J04101 | PE 4.10 S/LIGHTING | TX1-1000kVA |  | Pass | null
378130715 | TNB | DISTRIBUTION | WP PUTRAJAYA & CYBERJAYA | Existing | 11 kV | PE MV TERMINAL | RYB | VPTJ/PCE/J17021 | PE 17.02 R8B | PTJ19011 PE 19.01 PADAT R8C |  | Pass | null
378130716 | TNB | DISTRIBUTION | WP PUTRAJAYA & CYBERJAYA | Existing | 11 kV | PE MV TERMINAL | RYB | VPTJ/PCE/J17021 | PE 17.02 R8B | PTJ04101 PE 4.10 S/L PR.4 |  | Pass | null
378130719 | TNB | DISTRIBUTION | WP PUTRAJAYA & CYBERJAYA | Existing | 11 kV | PE MV TERMINAL | RYB | VPTJ/PCE/J17021 | PE 17.02 R8B | TX1-500kVA |  | Pass | null
378130821 | TNB | DISTRIBUTION | WP PUTRAJAYA & CYBERJAYA | Existing | 11 kV | PE MV TERMINAL | RYB | VPTJ/PCE/J19011 | PE 19.01 R8C | PTJ19043 PE 19.04 BRIDGE PR 19 |  | Pass | null
378130822 | TNB | DISTRIBUTION | WP PUTRAJAYA & CYBERJAYA | Existing | 11 kV | PE MV TERMINAL | RYB | VPTJ/PCE/J19011 | PE 19.01 R8C | PTJ17022 PE 17.02 PADAT R8B |  | Pass | null
378130825 | TNB | DISTRIBUTION | WP PUTRAJAYA & CYBERJAYA | Existing | 11 kV | PE MV TERMINAL | RYB | VPTJ/PCE/J19011 | PE 19.01 R8C | TX1-500kVA |  | Pass | null
378130865 | TNB | DISTRIBUTION | WP PUTRAJAYA & CYBERJAYA | Existing | 11 kV | PE MV TERMINAL | RYB | VPTJ/PCE/J19021 | PE 19.02 JLB 3 | PTJ19041 PE 19.04 BRIDGE PR 19 |  | Pass | null
378130866 | TNB | DISTRIBUTION | WP PUTRAJAYA & CYBERJAYA | Existing | 11 kV | PE MV TERMINAL | RYB | VPTJ/PCE/J19021 | PE 19.02 JLB 3 | PTJ18032 PE 18.03 PADAT PS 12 |  | Pass | null
378130869 | TNB | DISTRIBUTION | WP PUTRAJAYA & CYBERJAYA | Existing | 11 kV | PE MV TERMINAL | RYB | VPTJ/PCE/J19021 | PE 19.02 JLB 3 | TX1-1000kVA |  | Pass | null
378130996 | TNB | DISTRIBUTION | WP PUTRAJAYA & CYBERJAYA | Existing | 11 kV | PE MV TERMINAL | RYB | VPTJ/PCE/J18031 | PE 18.03 PS 12 | PTJ19021 PE 19.02 PADAT JLN 3 |  | Pass | null
378130997 | TNB | DISTRIBUTION | WP PUTRAJAYA & CYBERJAYA | Existing | 11 kV | PE MV TERMINAL | RYB | VPTJ/PCE/J18031 | PE 18.03 PS 12 | PTJ18203 PE 18.20 TMN PANCARONA (F1) |  | Pass | null
378131000 | TNB | DISTRIBUTION | WP PUTRAJAYA & CYBERJAYA | Existing | 11 kV | PE MV TERMINAL | RYB | VPTJ/PCE/J18031 | PE 18.03 PS 12 | TX1-1000kVA |  | Pass | null
378131166 | TNB | DISTRIBUTION | WP PUTRAJAYA & CYBERJAYA | Existing | 11 kV | PE MV TERMINAL | RYB | VPTJ/PCE/J18211 | PE 18.21 BLOK A 18R13 (F1) | PTJ18231 PE 18.23 APT 23 (F1) |  | Pass | null
378131167 | TNB | DISTRIBUTION | WP PUTRAJAYA & CYBERJAYA | Existing | 11 kV | PE MV TERMINAL | RYB | VPTJ/PCE/J18211 | PE 18.21 BLOK A 18R13 (F1) | PTJ18223 PE 18.22 APT22 18R13 (F1) |  | Pass | null
378131170 | TNB | DISTRIBUTION | WP PUTRAJAYA & CYBERJAYA | Existing | 11 kV | PE MV TERMINAL | RYB | VPTJ/PCE/J18211 | PE 18.21 BLOK A 18R13 (F1) | TX1-1000kVA |  | Pass | null
378131260 | TNB | DISTRIBUTION | WP PUTRAJAYA & CYBERJAYA | Existing | 11 kV | PE MV TERMINAL | RYB | VPTJ/PCE/J18212 | PE 18.21 BLOK A 18R13 (F2) | PTJ18234 PE 18.23 APT 23 (F2) |  | Pass | null
378131261 | TNB | DISTRIBUTION | WP PUTRAJAYA & CYBERJAYA | Existing | 11 kV | PE MV TERMINAL | RYB | VPTJ/PCE/J18212 | PE 18.21 BLOK A 18R13 (F2) | PTJ18226 PE 18.22 APT22 18R13 (F2) |  | Pass | null
378131264 | TNB | DISTRIBUTION | WP PUTRAJAYA & CYBERJAYA | Existing | 11 kV | PE MV TERMINAL | RYB | VPTJ/PCE/J18212 | PE 18.21 BLOK A 18R13 (F2) | TX2-1000kVA |  | Pass | null
378131371 | TNB | DISTRIBUTION | WP PUTRAJAYA & CYBERJAYA | Existing | 11 kV | PE MV TERMINAL | RYB | VPTJ/PCE/J02251 | PE 2.25 C/S FORMULA E 1 | PTJ02062 PE 2.06 PS15 PR.2 PJ (F1) |  | Pass | null
378131372 | TNB | DISTRIBUTION | WP PUTRAJAYA & CYBERJAYA | Existing | 11 kV | PE MV TERMINAL | RYB | VPTJ/PCE/J02251 | PE 2.25 C/S FORMULA E 1 | PTJ02262 : PE 2.26 FORMULA E (2) |  | Pass | null
378131375 | TNB | DISTRIBUTION | WP PUTRAJAYA & CYBERJAYA | Existing | 11 kV | PE MV TERMINAL | RYB | VPTJ/PCE/J02251 | PE 2.25 C/S FORMULA E 1 | TX1-1000kVA |  | Pass | null
378131475 | TNB | DISTRIBUTION | WP PUTRAJAYA & CYBERJAYA | Existing | 11 kV | PE MV TERMINAL | RYB | VPTJ/PCE/J02271 | PE 2.27 C/S FORMULA E 3 | PTJ02293 TEMP SKY RIDE (PE 2.29) |  | Pass | null
378131476 | TNB | DISTRIBUTION | WP PUTRAJAYA & CYBERJAYA | Existing | 11 kV | PE MV TERMINAL | RYB | VPTJ/PCE/J02271 | PE 2.27 C/S FORMULA E 3 | PTJ02282 : PE 2.28 FORMULA E 4 |  | Pass | null
378131479 | TNB | DISTRIBUTION | WP PUTRAJAYA & CYBERJAYA | Existing | 11 kV | PE MV TERMINAL | RYB | VPTJ/PCE/J02271 | PE 2.27 C/S FORMULA E 3 | TX1-1000kVA |  | Pass | null
378155486 | TNB | DISTRIBUTION | WP PUTRAJAYA & CYBERJAYA | Existing | 11 kV | PE MV TERMINAL | RYB | VCBJ/PCE/J22712 | PE 22.71 CBD PERDANA 2B F2 | TX1-1000KVA |  | Pass | null
378155493 | TNB | DISTRIBUTION | WP PUTRAJAYA & CYBERJAYA | Existing | 11 kV | PE MV TERMINAL | RYB | VCBJ/PCE/J22712 | PE 22.71 CBD PERDANA 2B F2 | CBJ22825 PE 22.82 CBD PERDANA 2C (F2) |  | Pass | null
378155501 | TNB | DISTRIBUTION | WP PUTRAJAYA & CYBERJAYA | Existing | 11 kV | PE MV TERMINAL | RYB | VCBJ/PCE/J22712 | PE 22.71 CBD PERDANA 2B F2 | CBJ22704 PE 22.70 CBD PERDANA 2A (F2) |  | Pass | null
378155511 | TNB | DISTRIBUTION | WP PUTRAJAYA & CYBERJAYA | Existing | 11 kV | PE MV TERMINAL | RYB | VCBJ/PCE/J22712 | PE 22.71 CBD PERDANA 2B F2 | TX2-1000KVA |  | Pass | null
378155675 | TNB | DISTRIBUTION | WP PUTRAJAYA & CYBERJAYA | Existing | 11 kV | PE MV TERMINAL | RYB | VCBJ/PCE/J22822 | PE 22.82 CBD PERDANA 2C F2 | CBJ22835 PE 22.83 CBD PERDANA 2D (F2) |  | Pass | null
378155676 | TNB | DISTRIBUTION | WP PUTRAJAYA & CYBERJAYA | Existing | 11 kV | PE MV TERMINAL | RYB | VCBJ/PCE/J22822 | PE 22.82 CBD PERDANA 2C F2 | CBJ22715 PE 22.71 CBD PERDANA 2B (F2) |  | Pass | null
378155679 | TNB | DISTRIBUTION | WP PUTRAJAYA & CYBERJAYA | Existing | 11 kV | PE MV TERMINAL | RYB | VCBJ/PCE/J22822 | PE 22.82 CBD PERDANA 2C F2 | TX2-1000KVA |  | Pass | null
378155769 | TNB | DISTRIBUTION | WP PUTRAJAYA & CYBERJAYA | Existing | 11 kV | PE MV TERMINAL | RYB | VCBJ/PCE/J22821 | PE 22.82 CBD PERDANA 2C F1 | CBJ22832 PE 22.83 CBD PERDANA 2D (F1) |  | Pass | null
378155770 | TNB | DISTRIBUTION | WP PUTRAJAYA & CYBERJAYA | Existing | 11 kV | PE MV TERMINAL | RYB | VCBJ/PCE/J22821 | PE 22.82 CBD PERDANA 2C F1 | CBJ22711 PE 22.71 CBD PERDANA 2B (F1) |  | Pass | null
378155773 | TNB | DISTRIBUTION | WP PUTRAJAYA & CYBERJAYA | Existing | 11 kV | PE MV TERMINAL | RYB | VCBJ/PCE/J22821 | PE 22.82 CBD PERDANA 2C F1 | TX1-1000KVA |  | Pass | null
378155872 | TNB | DISTRIBUTION | WP PUTRAJAYA & CYBERJAYA | Existing | 11 kV | PE MV TERMINAL | RYB | VCBJ/PCE/J22831 | PE 22.83 CBD PERDANA 2D F1 | CBJ21292 SS 21.29 HSBC (F1) |  | Pass | null
378155873 | TNB | DISTRIBUTION | WP PUTRAJAYA & CYBERJAYA | Existing | 11 kV | PE MV TERMINAL | RYB | VCBJ/PCE/J22831 | PE 22.83 CBD PERDANA 2D F1 | CBJ22821 PE 22.82 CBD PERDANA 2C (F1) |  | Pass | null
378155876 | TNB | DISTRIBUTION | WP PUTRAJAYA & CYBERJAYA | Existing | 11 kV | PE MV TERMINAL | RYB | VCBJ/PCE/J22831 | PE 22.83 CBD PERDANA 2D F1 | TX1-1000KVA |  | Pass | null
378155966 | TNB | DISTRIBUTION | WP PUTRAJAYA & CYBERJAYA | Existing | 11 kV | PE MV TERMINAL | RYB | VCBJ/PCE/J22832 | PE 22.83 CBD PERDANA 2D F2 | CBJ21294 SS 21.29 HSBC (F2) |  | Pass | null
378155967 | TNB | DISTRIBUTION | WP PUTRAJAYA & CYBERJAYA | Existing | 11 kV | PE MV TERMINAL | RYB | VCBJ/PCE/J22832 | PE 22.83 CBD PERDANA 2D F2 | CBJ22824 PE 22.82 CBD PERDANA 2C (F2): |  | Pass | null
378155970 | TNB | DISTRIBUTION | WP PUTRAJAYA & CYBERJAYA | Existing | 11 kV | PE MV TERMINAL | RYB | VCBJ/PCE/J22832 | PE 22.83 CBD PERDANA 2D F2 | TX2-1000KVA |  | Pass | null
378156083 | TNB | DISTRIBUTION | WP PUTRAJAYA & CYBERJAYA | Existing | 11 kV | PE MV TERMINAL | RYB | VCBJ/PCE/J21291 | SS 21.29 HSBC F1 | CBJ21582 SS 21.58 QB5 (F1) |  | Pass | null
378156087 | TNB | DISTRIBUTION | WP PUTRAJAYA & CYBERJAYA | Existing | 11 kV | PE MV TERMINAL | RYB | VCBJ/PCE/J21291 | SS 21.29 HSBC F1 | PENGGUNA |  | Pass | null
378156103 | TNB | DISTRIBUTION | WP PUTRAJAYA & CYBERJAYA | Existing | 11 kV | PE MV TERMINAL | RYB | VCBJ/PCE/J21291 | SS 21.29 HSBC F1 | CBJ22831 PE 22.83 CBD PERDANA 2D (F1) |  | Pass | null
378156124 | TNB | DISTRIBUTION | WP PUTRAJAYA & CYBERJAYA | Existing | 11 kV | PE MV TERMINAL | RYB | VCBJ/PCE/J21292 | SS 21.29 HSBC F2 | CBJ22824 [OFF] PE 22.83 CBD PERDANA 2D (F2) |  | Pass | null
378156128 | TNB | DISTRIBUTION | WP PUTRAJAYA & CYBERJAYA | Existing | 11 kV | PE MV TERMINAL | RYB | VCBJ/PCE/J21292 | SS 21.29 HSBC F2 | PENGGUNA |  | Pass | null
378156144 | TNB | DISTRIBUTION | WP PUTRAJAYA & CYBERJAYA | Existing | 11 kV | PE MV TERMINAL | RYB | VCBJ/PCE/J21292 | SS 21.29 HSBC F2 | CBJ21584 SS 21.58 QB5 (F2) |  | Pass | null
378156348 | TNB | DISTRIBUTION | WP PUTRAJAYA & CYBERJAYA | Existing | 11 kV | PE MV TERMINAL | RYB | VCBJ/PCE/J21581 | SS 21.58 QB5 F1 | PENGGUNA |  | Pass | null
378156357 | TNB | DISTRIBUTION | WP PUTRAJAYA & CYBERJAYA | Existing | 11 kV | PE MV TERMINAL | RYB | VCBJ/PCE/J21581 | SS 21.58 QB5 F1 | CBJ21992 SS 21.99 QUILL (F1) COMMERCIAL |  | Pass | null
378156368 | TNB | DISTRIBUTION | WP PUTRAJAYA & CYBERJAYA | Existing | 11 kV | PE MV TERMINAL | RYB | VCBJ/PCE/J21581 | SS 21.58 QB5 F1 | CBJ21291 SS 21.29 HSBC (F1) |  | Pass | null
378156374 | TNB | DISTRIBUTION | WP PUTRAJAYA & CYBERJAYA | Existing | 11 kV | PE MV TERMINAL | RYB | VCBJ/PCE/J21582 | SS 21.58 QB5 F2 | PENGGUNA |  | Pass | null
378156383 | TNB | DISTRIBUTION | WP PUTRAJAYA & CYBERJAYA | Existing | 11 kV | PE MV TERMINAL | RYB | VCBJ/PCE/J21582 | SS 21.58 QB5 F2 | CBJ21995 SS 21.99 QUILL COMMERCIAL (F2) |  | Pass | null
378156394 | TNB | DISTRIBUTION | WP PUTRAJAYA & CYBERJAYA | Existing | 11 kV | PE MV TERMINAL | RYB | VCBJ/PCE/J21582 | SS 21.58 QB5 F2 | CBJ21294 SS 21.29 HSBC (F2) |  | Pass | null
378156409 | TNB | DISTRIBUTION | WP PUTRAJAYA & CYBERJAYA | Existing | 11 kV | PE MV TERMINAL | RYB | VCBJ/PCE/J21991 | SS 21.99 QUILL COMMERCIAL F1 | CBJ21653 PE 21.65 EMERIO (F1 |  | Pass | null
378156413 | TNB | DISTRIBUTION | WP PUTRAJAYA & CYBERJAYA | Existing | 11 kV | PE MV TERMINAL | RYB | VCBJ/PCE/J21991 | SS 21.99 QUILL COMMERCIAL F1 | PENGGUNA |  | Pass | null
378156429 | TNB | DISTRIBUTION | WP PUTRAJAYA & CYBERJAYA | Existing | 11 kV | PE MV TERMINAL | RYB | VCBJ/PCE/J21991 | SS 21.99 QUILL COMMERCIAL F1 | CBJ21581 SS 21.58 QB5 (F1) |  | Pass | null
378156450 | TNB | DISTRIBUTION | WP PUTRAJAYA & CYBERJAYA | Existing | 11 kV | PE MV TERMINAL | RYB | VCBJ/PCE/J21992 | SS 21.99 QUILL COMMERCIAL F2 | CBJ21585 SS 21.58 QB5 (F2) |  | Pass | null
378156454 | TNB | DISTRIBUTION | WP PUTRAJAYA & CYBERJAYA | Existing | 11 kV | PE MV TERMINAL | RYB | VCBJ/PCE/J21992 | SS 21.99 QUILL COMMERCIAL F2 | PENGGUNA |  | Pass | null
378156470 | TNB | DISTRIBUTION | WP PUTRAJAYA & CYBERJAYA | Existing | 11 kV | PE MV TERMINAL | RYB | VCBJ/PCE/J21992 | SS 21.99 QUILL COMMERCIAL F2 | CBJ21656 PE 21.65 EMERIO (F2) |  | Pass | null
378156492 | TNB | DISTRIBUTION | WP PUTRAJAYA & CYBERJAYA | Existing | 11 kV | PE MV TERMINAL | RYB | VCBJ/PCE/J21651 | PE 21.65 EMERIO F1 | CBJ21722 SS 21.72 JOYFUL F1 |  | Pass | null
378156493 | TNB | DISTRIBUTION | WP PUTRAJAYA & CYBERJAYA | Existing | 11 kV | PE MV TERMINAL | RYB | VCBJ/PCE/J21651 | PE 21.65 EMERIO F1 | CBJ21991 SS 21.99 QUILL (F1) COMMERCIAL |  | Pass | null
378156496 | TNB | DISTRIBUTION | WP PUTRAJAYA & CYBERJAYA | Existing | 11 kV | PE MV TERMINAL | RYB | VCBJ/PCE/J21651 | PE 21.65 EMERIO F1 | TX1-1000KVA |  | Pass | null
378156586 | TNB | DISTRIBUTION | WP PUTRAJAYA & CYBERJAYA | Existing | 11 kV | PE MV TERMINAL | RYB | VCBJ/PCE/J21652 | PE 21.65 EMERIO F2 | CBJ21994 SS 21.99 QUILL COMMERCIAL (F2) |  | Pass | null
378156587 | TNB | DISTRIBUTION | WP PUTRAJAYA & CYBERJAYA | Existing | 11 kV | PE MV TERMINAL | RYB | VCBJ/PCE/J21652 | PE 21.65 EMERIO F2 | CBJ21725 SS 21.72 JOYFUL F2 |  | Pass | null
378156590 | TNB | DISTRIBUTION | WP PUTRAJAYA & CYBERJAYA | Existing | 11 kV | PE MV TERMINAL | RYB | VCBJ/PCE/J21652 | PE 21.65 EMERIO F2 | TX2-1000KVA |  | Pass | null
378186035 | TNB | DISTRIBUTION | WP PUTRAJAYA & CYBERJAYA | Existing | 11 kV | PE MV TERMINAL | RYB | VCBJ/PCE/J25101 | SS 25.10 CBD3 C2 F1 | CBJ24232 SS 24.23 STAR CENTRAL |  | Pass | null
378186044 | TNB | DISTRIBUTION | WP PUTRAJAYA & CYBERJAYA | Existing | 11 kV | PE MV TERMINAL | RYB | VCBJ/PCE/J25101 | SS 25.10 CBD3 C2 F1 | CBJ 25091 SS 25.09 CDB 3 NO 1 |  | Pass | null
378186055 | TNB | DISTRIBUTION | WP PUTRAJAYA & CYBERJAYA | Existing | 11 kV | PE MV TERMINAL | RYB | VCBJ/PCE/J25101 | SS 25.10 CBD3 C2 F1 | PENGGUNA F1 |  | Pass | null
378186061 | TNB | DISTRIBUTION | WP PUTRAJAYA & CYBERJAYA | Existing | 11 kV | PE MV TERMINAL | RYB | VCBJ/PCE/J25102 | SS 25.10 CBD3 C2 F2 | PENGGUNA F2 |  | Pass | null
378186070 | TNB | DISTRIBUTION | WP PUTRAJAYA & CYBERJAYA | Existing | 11 kV | PE MV TERMINAL | RYB | VCBJ/PCE/J25102 | SS 25.10 CBD3 C2 F2 | CBJ24235 SS 24.23 STAR CENTRAL |  | Pass | null
378186081 | TNB | DISTRIBUTION | WP PUTRAJAYA & CYBERJAYA | Existing | 11 kV | PE MV TERMINAL | RYB | VCBJ/PCE/J25102 | SS 25.10 CBD3 C2 F2 | CBJ 25094 SS 25.09 CDB 3 NO 1 F2 |  | Pass | null
378186148 | TNB | DISTRIBUTION | WP PUTRAJAYA & CYBERJAYA | Existing | 11 kV | PE MV TERMINAL | RYB | VCBJ/PCE/J25091 | SS 25.09 CDB 3B F1 | CBJ25112 PE 25.11 D'PLUZE F1 |  | Pass | null
378186152 | TNB | DISTRIBUTION | WP PUTRAJAYA & CYBERJAYA | Existing | 11 kV | PE MV TERMINAL | RYB | VCBJ/PCE/J25091 | SS 25.09 CDB 3B F1 | PENGGUNA F1 |  | Pass | null
378186168 | TNB | DISTRIBUTION | WP PUTRAJAYA & CYBERJAYA | Existing | 11 kV | PE MV TERMINAL | RYB | VCBJ/PCE/J25091 | SS 25.09 CDB 3B F1 | CBJ25102 SS 25.10 CBD3 NO 2 |  | Pass | null
378186189 | TNB | DISTRIBUTION | WP PUTRAJAYA & CYBERJAYA | Existing | 11 kV | PE MV TERMINAL | RYB | VCBJ/PCE/J25092 | SS 25.09 CDB 3B F2 | CBJ25105 SS 25.10 CBD NO 2 F2 |  | Pass | null
378186193 | TNB | DISTRIBUTION | WP PUTRAJAYA & CYBERJAYA | Existing | 11 kV | PE MV TERMINAL | RYB | VCBJ/PCE/J25092 | SS 25.09 CDB 3B F2 | CBJ25115 PE 25.11 D'PLUZE F2 |  | Pass | null
378186209 | TNB | DISTRIBUTION | WP PUTRAJAYA & CYBERJAYA | Existing | 11 kV | PE MV TERMINAL | RYB | VCBJ/PCE/J25092 | SS 25.09 CDB 3B F2 | PENGGUNA F2 |  | Pass | null
378186245 | TNB | DISTRIBUTION | WP PUTRAJAYA & CYBERJAYA | Existing | 11 kV | PE MV TERMINAL | RYB | VCBJ/PCE/J22042 | SS 22.04 DCS F2 | PPU CBJ 6: VCB 1 |  | Pass | null
378186248 | TNB | DISTRIBUTION | WP PUTRAJAYA & CYBERJAYA | Existing | 11 kV | PE MV TERMINAL | RYB | VCBJ/PCE/J22042 | SS 22.04 DCS F2 | CBJ22041 SS 22.04 DCS (F1) |  | Pass | null
378186265 | TNB | DISTRIBUTION | WP PUTRAJAYA & CYBERJAYA | Existing | 11 kV | PE MV TERMINAL | RYB | VCBJ/PCE/J22042 | SS 22.04 DCS F2 | PENGGUNA HT |  | Pass | null
378186268 | TNB | DISTRIBUTION | WP PUTRAJAYA & CYBERJAYA | Existing | 11 kV | PE MV TERMINAL | RYB | VCBJ/PCE/J22042 | SS 22.04 DCS F2 | CBJ220410 SS 22.04 DCS (F2) |  | Pass | null
378186282 | TNB | DISTRIBUTION | WP PUTRAJAYA & CYBERJAYA | Existing | 11 kV | PE MV TERMINAL | RYB | VCBJ/PCE/J22041 | SS 22.04 DCS F1 | PENGGUNA HT |  | Pass | null
378186291 | TNB | DISTRIBUTION | WP PUTRAJAYA & CYBERJAYA | Existing | 11 kV | PE MV TERMINAL | RYB | VCBJ/PCE/J22041 | SS 22.04 DCS F1 | CBJ22044 SS 22.04 DCS (F2) |  | Pass | null
378186302 | TNB | DISTRIBUTION | WP PUTRAJAYA & CYBERJAYA | Existing | 11 kV | PE MV TERMINAL | RYB | VCBJ/PCE/J22041 | SS 22.04 DCS F1 | PPU CBJ 6: VCB 2 |  | Pass | null
378186314 | TNB | DISTRIBUTION | WP PUTRAJAYA & CYBERJAYA | Existing | 11 kV | PE MV TERMINAL | RYB | VCBJ/PCE/J22042 | SS 22.04 DCS F2 | CBJ21603 PE 21.60 PADAT PPN CJ7 |  | Pass | null
378186315 | TNB | DISTRIBUTION | WP PUTRAJAYA & CYBERJAYA | Existing | 11 kV | PE MV TERMINAL | RYB | VCBJ/PCE/J22042 | SS 22.04 DCS F2 | CBJ22046 SS 22.04 DCS (F2) |  | Pass | null
378186318 | TNB | DISTRIBUTION | WP PUTRAJAYA & CYBERJAYA | Existing | 11 kV | PE MV TERMINAL | RYB | VCBJ/PCE/J22042 | SS 22.04 DCS F2 | PENGGUNA HT |  | Pass | null
378186353 | TNB | DISTRIBUTION | WP PUTRAJAYA & CYBERJAYA | Existing | 11 kV | PE MV TERMINAL | RYB | VCBJ/PCE/J21271 | SS 21.27 LOT 12067 MAYBANK F1 | CBJ21632 SS 21.63 BANGUNAN MUSTAPHA (F1) |  | Pass | null
378186362 | TNB | DISTRIBUTION | WP PUTRAJAYA & CYBERJAYA | Existing | 11 kV | PE MV TERMINAL | RYB | VCBJ/PCE/J21271 | SS 21.27 LOT 12067 MAYBANK F1 | PPU CBJ 6: VCB 7 |  | Pass | null
378186373 | TNB | DISTRIBUTION | WP PUTRAJAYA & CYBERJAYA | Existing | 11 kV | PE MV TERMINAL | RYB | VCBJ/PCE/J21271 | SS 21.27 LOT 12067 MAYBANK F1 | PENGGUNA F1 |  | Pass | null
378186379 | TNB | DISTRIBUTION | WP PUTRAJAYA & CYBERJAYA | Existing | 11 kV | PE MV TERMINAL | RYB | VCBJ/PCE/J21272 | SS 21.27 LOT 12067 MAYBANK F2 | CBJ21635 SS 21.63 BANGUNAN MUSTAPHA (F2) |  | Pass | null
378186388 | TNB | DISTRIBUTION | WP PUTRAJAYA & CYBERJAYA | Existing | 11 kV | PE MV TERMINAL | RYB | VCBJ/PCE/J21272 | SS 21.27 LOT 12067 MAYBANK F2 | PPU CBJ 6: VCB 8 |  | Pass | null
378186399 | TNB | DISTRIBUTION | WP PUTRAJAYA & CYBERJAYA | Existing | 11 kV | PE MV TERMINAL | RYB | VCBJ/PCE/J21272 | SS 21.27 LOT 12067 MAYBANK F2 | PENGGUNA F2 |  | Pass | null
378186426 | TNB | DISTRIBUTION | WP PUTRAJAYA & CYBERJAYA | Existing | 11 kV | PE MV TERMINAL | RYB | VCBJ/PCE/J21631 | SS 21.63 BANGUNAN MUSTAFA KAMAL F1 | PENGGUNA F1 |  | Pass | null
378186435 | TNB | DISTRIBUTION | WP PUTRAJAYA & CYBERJAYA | Existing | 11 kV | PE MV TERMINAL | RYB | VCBJ/PCE/J21631 | SS 21.63 BANGUNAN MUSTAFA KAMAL F1 | CBJ21272 SS 21.27 LOT 12067 PERSIARAN MEDIA (F1) |  | Pass | null
378186446 | TNB | DISTRIBUTION | WP PUTRAJAYA & CYBERJAYA | Existing | 11 kV | PE MV TERMINAL | RYB | VCBJ/PCE/J21631 | SS 21.63 BANGUNAN MUSTAFA KAMAL F1 | CBJ21252 SS 21.25 CENTUARY SQUARE (F1) |  | Pass | null
378186452 | TNB | DISTRIBUTION | WP PUTRAJAYA & CYBERJAYA | Existing | 11 kV | PE MV TERMINAL | RYB | VCBJ/PCE/J21632 | SS 21.63 BANGUNAN MUSTAFA KAMAL F2 | CBJ21275 SS 21.27 LOT 12067 PERSIARAN MEDIA (F2) |  | Pass | null
378186461 | TNB | DISTRIBUTION | WP PUTRAJAYA & CYBERJAYA | Existing | 11 kV | PE MV TERMINAL | RYB | VCBJ/PCE/J21632 | SS 21.63 BANGUNAN MUSTAFA KAMAL F2 | CBJ21255 SS 21.25 CENTUARY SQUARE (F2) |  | Pass | null
378186472 | TNB | DISTRIBUTION | WP PUTRAJAYA & CYBERJAYA | Existing | 11 kV | PE MV TERMINAL | RYB | VCBJ/PCE/J21632 | SS 21.63 BANGUNAN MUSTAFA KAMAL F2 | PENGGUNA F2 |  | Pass | null
378186485 | TNB | DISTRIBUTION | WP PUTRAJAYA & CYBERJAYA | Existing | 11 kV | PE MV TERMINAL | RYB | VCBJ/PCE/J21251 | SS 21.25 CENTUARY SQUARE F1 | CBJ21631 SS 21.63 BANGUNAN MUSTAPHA (F1) |  | Pass | null
378186494 | TNB | DISTRIBUTION | WP PUTRAJAYA & CYBERJAYA | Existing | 11 kV | PE MV TERMINAL | RYB | VCBJ/PCE/J21251 | SS 21.25 CENTUARY SQUARE F1 | CBJ21592 SS 21.59 SME 2 (F1) |  | Pass | null
378186505 | TNB | DISTRIBUTION | WP PUTRAJAYA & CYBERJAYA | Existing | 11 kV | PE MV TERMINAL | RYB | VCBJ/PCE/J21251 | SS 21.25 CENTUARY SQUARE F1 | PENGGUNA F1 |  | Pass | null
378186511 | TNB | DISTRIBUTION | WP PUTRAJAYA & CYBERJAYA | Existing | 11 kV | PE MV TERMINAL | RYB | VCBJ/PCE/J21252 | SS 21.25 CENTUARY SQUARE F2 | CBJ21634 SS 21.63 BANGUNAN MUSTAPHA (F2) |  | Pass | null
378186520 | TNB | DISTRIBUTION | WP PUTRAJAYA & CYBERJAYA | Existing | 11 kV | PE MV TERMINAL | RYB | VCBJ/PCE/J21252 | SS 21.25 CENTUARY SQUARE F2 | CBJ21595 SS 21.59 SME 2 (F2) |  | Pass | null
378186531 | TNB | DISTRIBUTION | WP PUTRAJAYA & CYBERJAYA | Existing | 11 kV | PE MV TERMINAL | RYB | VCBJ/PCE/J21252 | SS 21.25 CENTUARY SQUARE F2 | PENGGUNA F2 |  | Pass | null
378186554 | TNB | DISTRIBUTION | WP PUTRAJAYA & CYBERJAYA | Existing | 11 kV | PE MV TERMINAL | RYB | VCBJ/PCE/J21591 | SS 21.59 SME 2 F1 | PENGGUNA F1 |  | Pass | null
378186563 | TNB | DISTRIBUTION | WP PUTRAJAYA & CYBERJAYA | Existing | 11 kV | PE MV TERMINAL | RYB | VCBJ/PCE/J21591 | SS 21.59 SME 2 F1 | CBJ21262 PE 21.26 PUSAT KAWAL SELIA (F1) |  | Pass | null
378186574 | TNB | DISTRIBUTION | WP PUTRAJAYA & CYBERJAYA | Existing | 11 kV | PE MV TERMINAL | RYB | VCBJ/PCE/J21591 | SS 21.59 SME 2 F1 | CBJ21251 SS 21.25 CENTUARY SQUARE (F1) |  | Pass | null
378186606 | TNB | DISTRIBUTION | WP PUTRAJAYA & CYBERJAYA | Existing | 11 kV | PE MV TERMINAL | RYB | VCBJ/PCE/J21592 | SS 21.59 SME 2 F2 | PENGGUNA F2 |  | Pass | null
378186615 | TNB | DISTRIBUTION | WP PUTRAJAYA & CYBERJAYA | Existing | 11 kV | PE MV TERMINAL | RYB | VCBJ/PCE/J21592 | SS 21.59 SME 2 F2 | CBJ21265 PE 21.26 PUSAT KAWAL SELIA (F2) |  | Pass | null
378186626 | TNB | DISTRIBUTION | WP PUTRAJAYA & CYBERJAYA | Existing | 11 kV | PE MV TERMINAL | RYB | VCBJ/PCE/J21592 | SS 21.59 SME 2 F2 | CBJ21254 SS 21.25 CENTUARY SQUARE (F2) |  | Pass | null
378186663 | TNB | DISTRIBUTION | WP PUTRAJAYA & CYBERJAYA | Existing | 11 kV | PE MV TERMINAL | RYB | VCBJ/PCE/J21261 | PE 21.26 PUSAT KAWAL SELIA F1 | CBJ21554 SS 21.55 SME (F1) |  | Pass | null
378186664 | TNB | DISTRIBUTION | WP PUTRAJAYA & CYBERJAYA | Existing | 11 kV | PE MV TERMINAL | RYB | VCBJ/PCE/J21261 | PE 21.26 PUSAT KAWAL SELIA F1 | CBJ21591 SS 21.59 SME 2 (F1) |  | Pass | null
378186667 | TNB | DISTRIBUTION | WP PUTRAJAYA & CYBERJAYA | Existing | 11 kV | PE MV TERMINAL | RYB | VCBJ/PCE/J21261 | PE 21.26 PUSAT KAWAL SELIA F1 | TX1-1000KVA |  | Pass | null
378186686 | TNB | DISTRIBUTION | WP PUTRAJAYA & CYBERJAYA | Existing | 11 kV | PE MV TERMINAL | RYB | VCBJ/PCE/J21262 | PE 21.26 PUSAT KAWAL SELIA F2 | CBJ21558 SS 21.55 SME (F2) |  | Pass | null
378186687 | TNB | DISTRIBUTION | WP PUTRAJAYA & CYBERJAYA | Existing | 11 kV | PE MV TERMINAL | RYB | VCBJ/PCE/J21262 | PE 21.26 PUSAT KAWAL SELIA F2 | CBJ21594 SS 21.59 SME 2 (F2) |  | Pass | null
378186690 | TNB | DISTRIBUTION | WP PUTRAJAYA & CYBERJAYA | Existing | 11 kV | PE MV TERMINAL | RYB | VCBJ/PCE/J21262 | PE 21.26 PUSAT KAWAL SELIA F2 | TX2-1000KVA |  | Pass | null
378186852 | TNB | DISTRIBUTION | WP PUTRAJAYA & CYBERJAYA | Existing | 11 kV | PE MV TERMINAL | RYB | VCBJ/PCE/J21551 | SS 21.55 SME TECHNOPRENEUR CENTRE F1 | PENGGUNA F1 |  | Pass | null
378186861 | TNB | DISTRIBUTION | WP PUTRAJAYA & CYBERJAYA | Existing | 11 kV | PE MV TERMINAL | RYB | VCBJ/PCE/J21551 | SS 21.55 SME TECHNOPRENEUR CENTRE F1 | CBJ21232 SS 21.23 CENTURY SQUARE 2320 (F1) |  | Pass | null
378186872 | TNB | DISTRIBUTION | WP PUTRAJAYA & CYBERJAYA | Existing | 11 kV | PE MV TERMINAL | RYB | VCBJ/PCE/J21551 | SS 21.55 SME TECHNOPRENEUR CENTRE F1 | CBJ21261 PE 21.26 PUSAT KAWAL SELIA (F1) |  | Pass | null
378186878 | TNB | DISTRIBUTION | WP PUTRAJAYA & CYBERJAYA | Existing | 11 kV | PE MV TERMINAL | RYB | VCBJ/PCE/J21552 | SS 21.55 SME TECHNOPRENEUR CENTRE F2 | PENGGUNA F2 |  | Pass | null
378186887 | TNB | DISTRIBUTION | WP PUTRAJAYA & CYBERJAYA | Existing | 11 kV | PE MV TERMINAL | RYB | VCBJ/PCE/J21552 | SS 21.55 SME TECHNOPRENEUR CENTRE F2 | CBJ21235 SS 21.23 CENTURY SQUARE 2320 (F2) |  | Pass | null
378186898 | TNB | DISTRIBUTION | WP PUTRAJAYA & CYBERJAYA | Existing | 11 kV | PE MV TERMINAL | RYB | VCBJ/PCE/J21552 | SS 21.55 SME TECHNOPRENEUR CENTRE F2 | CBJ21264 PE 21.26 PUSAT KAWAL SELIA (F2) |  | Pass | null
378186921 | TNB | DISTRIBUTION | WP PUTRAJAYA & CYBERJAYA | Existing | 11 kV | PE MV TERMINAL | RYB | VCBJ/PCE/J21231 | SS 21.23 CENTURY SQUARE 2320 F1 | CBJ21112 PE 21.11 CENTURY SQUARE 2310 (F1) |  | Pass | null
378186925 | TNB | DISTRIBUTION | WP PUTRAJAYA & CYBERJAYA | Existing | 11 kV | PE MV TERMINAL | RYB | VCBJ/PCE/J21231 | SS 21.23 CENTURY SQUARE 2320 F1 | PENGGUNA F1 |  | Pass | null
378186941 | TNB | DISTRIBUTION | WP PUTRAJAYA & CYBERJAYA | Existing | 11 kV | PE MV TERMINAL | RYB | VCBJ/PCE/J21231 | SS 21.23 CENTURY SQUARE 2320 F1 | CBJ21551 SS 21.55 SME (F1) |  | Pass | null
378186962 | TNB | DISTRIBUTION | WP PUTRAJAYA & CYBERJAYA | Existing | 11 kV | PE MV TERMINAL | RYB | VCBJ/PCE/J21232 | SS 21.23 CENTURY SQUARE 2320 F2 | CBJ21555 SS 21.55 SME (F2) |  | Pass | null
378186966 | TNB | DISTRIBUTION | WP PUTRAJAYA & CYBERJAYA | Existing | 11 kV | PE MV TERMINAL | RYB | VCBJ/PCE/J21232 | SS 21.23 CENTURY SQUARE 2320 F2 | CBJ21115 PE 21.11 CENTURY SQUARE 2310 (F2) |  | Pass | null
378186982 | TNB | DISTRIBUTION | WP PUTRAJAYA & CYBERJAYA | Existing | 11 kV | PE MV TERMINAL | RYB | VCBJ/PCE/J21232 | SS 21.23 CENTURY SQUARE 2320 F2 | PENGGUNA F2 |  | Pass | null
378187004 | TNB | DISTRIBUTION | WP PUTRAJAYA & CYBERJAYA | Existing | 11 kV | PE MV TERMINAL | RYB | VCBJ/PCE/J21111 | PE 21.11 CENTURY SQUARE 2310 F1 | CBJ21231 SS 21.23 CENTURY SQUARE 2320 (F1) |  | Pass | null
378187005 | TNB | DISTRIBUTION | WP PUTRAJAYA & CYBERJAYA | Existing | 11 kV | PE MV TERMINAL | RYB | VCBJ/PCE/J21111 | PE 21.11 CENTURY SQUARE 2310 F1 | CBJ21082 PE 21.08 CENTURY SEQ 2300 (F1) |  | Pass | null
378187008 | TNB | DISTRIBUTION | WP PUTRAJAYA & CYBERJAYA | Existing | 11 kV | PE MV TERMINAL | RYB | VCBJ/PCE/J21111 | PE 21.11 CENTURY SQUARE 2310 F1 | TX1-1000KVA |  | Pass | null
378187027 | TNB | DISTRIBUTION | WP PUTRAJAYA & CYBERJAYA | Existing | 11 kV | PE MV TERMINAL | RYB | VCBJ/PCE/J21112 | PE 21.11 CENTURY SQUARE 2310 F2 | CBJ21234 SS 21.23 CENTURY SQUARE 2320 (F2) |  | Pass | null
378187028 | TNB | DISTRIBUTION | WP PUTRAJAYA & CYBERJAYA | Existing | 11 kV | PE MV TERMINAL | RYB | VCBJ/PCE/J21112 | PE 21.11 CENTURY SQUARE 2310 F2 | CBJ21085 PE 21.08 CENTURY SEQ 2300 (F2) |  | Pass | null
378187031 | TNB | DISTRIBUTION | WP PUTRAJAYA & CYBERJAYA | Existing | 11 kV | PE MV TERMINAL | RYB | VCBJ/PCE/J21112 | PE 21.11 CENTURY SQUARE 2310 F2 | TX2-1000KVA |  | Pass | null
378187191 | TNB | DISTRIBUTION | WP PUTRAJAYA & CYBERJAYA | Existing | 11 kV | PE MV TERMINAL | RYB | VCBJ/PCE/J21081 | PE 21.08 CENTURY SQUARE 2300 F1 | CBJ21111 PE 21.11 CENTURY SQUARE 2310 (F1) |  | Pass | null
378187192 | TNB | DISTRIBUTION | WP PUTRAJAYA & CYBERJAYA | Existing | 11 kV | PE MV TERMINAL | RYB | VCBJ/PCE/J21081 | PE 21.08 CENTURY SQUARE 2300 F1 | CBJ22902 PE 22.90 SHAFBURY APT BLOK B |  | Pass | null
378187195 | TNB | DISTRIBUTION | WP PUTRAJAYA & CYBERJAYA | Existing | 11 kV | PE MV TERMINAL | RYB | VCBJ/PCE/J21081 | PE 21.08 CENTURY SQUARE 2300 F1 | TX1-1000KVA |  | Pass | null
378187214 | TNB | DISTRIBUTION | WP PUTRAJAYA & CYBERJAYA | Existing | 11 kV | PE MV TERMINAL | RYB | VCBJ/PCE/J21082 | PE 21.08 CENTURY SQUARE 2300 F2 | CBJ21114 PE 21.11 CENTURY SQUARE 2310 (F2) |  | Pass | null
378187215 | TNB | DISTRIBUTION | WP PUTRAJAYA & CYBERJAYA | Existing | 11 kV | PE MV TERMINAL | RYB | VCBJ/PCE/J21082 | PE 21.08 CENTURY SQUARE 2300 F2 | CBJ22982 PE 22.98 SHAFBURY APT BLOK A (F1) |  | Pass | null
378187218 | TNB | DISTRIBUTION | WP PUTRAJAYA & CYBERJAYA | Existing | 11 kV | PE MV TERMINAL | RYB | VCBJ/PCE/J21082 | PE 21.08 CENTURY SQUARE 2300 F2 | TX2-1000KVA |  | Pass | null
378187426 | TNB | DISTRIBUTION | WP PUTRAJAYA & CYBERJAYA | Existing | 11 kV | PE MV TERMINAL | RYB | VCBJ/PCE/J22901 | PE 22.90 SHAFBURY APT BLOK B | CBJ22852 PE 22.85 SHAFBURY CHILLER PLANT (F1) |  | Pass | null
378187427 | TNB | DISTRIBUTION | WP PUTRAJAYA & CYBERJAYA | Existing | 11 kV | PE MV TERMINAL | RYB | VCBJ/PCE/J22901 | PE 22.90 SHAFBURY APT BLOK B | CBJ21081 PE 21.08 CENTURY SEQ 2300 (F1) |  | Pass | null
378187430 | TNB | DISTRIBUTION | WP PUTRAJAYA & CYBERJAYA | Existing | 11 kV | PE MV TERMINAL | RYB | VCBJ/PCE/J22901 | PE 22.90 SHAFBURY APT BLOK B | TX-1000KVA |  | Pass | null
378187522 | TNB | DISTRIBUTION | WP PUTRAJAYA & CYBERJAYA | Existing | 11 kV | PE MV TERMINAL | RYB | VCBJ/PCE/J22851 | SS 22.85 SHAFTBURY CHILLER PLANT F1 | CBJ22901 PE 22.90 SHAFBURY APT BLOK B |  | Pass | null
378187523 | TNB | DISTRIBUTION | WP PUTRAJAYA & CYBERJAYA | Existing | 11 kV | PE MV TERMINAL | RYB | VCBJ/PCE/J22851 | SS 22.85 SHAFTBURY CHILLER PLANT F1 | CBJ24182 SS 24.18 SHAFTBURY BLOK E (F1) |  | Pass | null
378187526 | TNB | DISTRIBUTION | WP PUTRAJAYA & CYBERJAYA | Existing | 11 kV | PE MV TERMINAL | RYB | VCBJ/PCE/J22851 | SS 22.85 SHAFTBURY CHILLER PLANT F1 | TX1-1000KVA |  | Pass | null
378187616 | TNB | DISTRIBUTION | WP PUTRAJAYA & CYBERJAYA | Existing | 11 kV | PE MV TERMINAL | RYB | VCBJ/PCE/J22852 | SS 22.85 SHAFTBURY CHILLER PLANT F2 | CBJ22981 PE 22.98 SHAFBURY APT BLOK A (F1) |  | Pass | null
378187617 | TNB | DISTRIBUTION | WP PUTRAJAYA & CYBERJAYA | Existing | 11 kV | PE MV TERMINAL | RYB | VCBJ/PCE/J22852 | SS 22.85 SHAFTBURY CHILLER PLANT F2 | CBJ24185 SS 24.18 SHAFTBURY BLOK E (F2) |  | Pass | null
378187620 | TNB | DISTRIBUTION | WP PUTRAJAYA & CYBERJAYA | Existing | 11 kV | PE MV TERMINAL | RYB | VCBJ/PCE/J22852 | SS 22.85 SHAFTBURY CHILLER PLANT F2 | TX2-1000KVA |  | Pass | null
378187767 | TNB | DISTRIBUTION | WP PUTRAJAYA & CYBERJAYA | Existing | 11 kV | PE MV TERMINAL | RYB | VCBJ/PCE/J22981 | PE 22.98 SHAFBURY APT A | CBJ21084 PE 21.08 CENTURY SEQ 2300 (F2) |  | Pass | null
378187768 | TNB | DISTRIBUTION | WP PUTRAJAYA & CYBERJAYA | Existing | 11 kV | PE MV TERMINAL | RYB | VCBJ/PCE/J22981 | PE 22.98 SHAFBURY APT A | CBJ22855 PE 22.85 SHAFBURY CHILLER PLANT (F2) |  | Pass | null
378187771 | TNB | DISTRIBUTION | WP PUTRAJAYA & CYBERJAYA | Existing | 11 kV | PE MV TERMINAL | RYB | VCBJ/PCE/J22981 | PE 22.98 SHAFBURY APT A | TX-1000KVA |  | Pass | null
378187897 | TNB | DISTRIBUTION | WP PUTRAJAYA & CYBERJAYA | Existing | 11 kV | PE MV TERMINAL | RYB | VCBJ/PCE/J22841 | SS 22.84 SHAFBURY KEDAI PEJABAT F1 | PENGGUNA F1 |  | Pass | null
378187906 | TNB | DISTRIBUTION | WP PUTRAJAYA & CYBERJAYA | Existing | 11 kV | PE MV TERMINAL | RYB | VCBJ/PCE/J22841 | SS 22.84 SHAFBURY KEDAI PEJABAT F1 | CBJ24181 SS 24.18 SHAFTBURY BLOK E (F1) |  | Pass | null
378187917 | TNB | DISTRIBUTION | WP PUTRAJAYA & CYBERJAYA | Existing | 11 kV | PE MV TERMINAL | RYB | VCBJ/PCE/J22841 | SS 22.84 SHAFBURY KEDAI PEJABAT F1 | PPU CYB7: VCB 10 |  | Pass | null
378187946 | TNB | DISTRIBUTION | WP PUTRAJAYA & CYBERJAYA | Existing | 11 kV | PE MV TERMINAL | RYB | VCBJ/PCE/J22842 | SS 22.84 SHAFBURY KEDAI PEJABAT F2 | PENGGUNA F2 |  | Pass | null
378187955 | TNB | DISTRIBUTION | WP PUTRAJAYA & CYBERJAYA | Existing | 11 kV | PE MV TERMINAL | RYB | VCBJ/PCE/J22842 | SS 22.84 SHAFBURY KEDAI PEJABAT F2 | CBJ24184 SS 24.18 SHAFTBURY BLOK E (F2) |  | Pass | null
378187966 | TNB | DISTRIBUTION | WP PUTRAJAYA & CYBERJAYA | Existing | 11 kV | PE MV TERMINAL | RYB | VCBJ/PCE/J22842 | SS 22.84 SHAFBURY KEDAI PEJABAT F2 | PPU CYB7: VCB 11 |  | Pass | null
378187997 | TNB | DISTRIBUTION | WP PUTRAJAYA & CYBERJAYA | Existing | 11 kV | PE MV TERMINAL | RYB | VCBJ/PCE/J00344 | PE 24.31 CRISTAL TERES | CBJ24303 PE 24.30 (BLOK B) |  | Pass | null
378187998 | TNB | DISTRIBUTION | WP PUTRAJAYA & CYBERJAYA | Existing | 11 kV | PE MV TERMINAL | RYB | VCBJ/PCE/J00344 | PE 24.31 CRISTAL TERES | PPU CBJ 6: VCB 11 |  | Pass | null
378188001 | TNB | DISTRIBUTION | WP PUTRAJAYA & CYBERJAYA | Existing | 11 kV | PE MV TERMINAL | RYB | VCBJ/PCE/J00344 | PE 24.31 CRISTAL TERES | TX-1000KVA |  | Pass | null
378188079 | TNB | DISTRIBUTION | WP PUTRAJAYA & CYBERJAYA | Existing | 11 kV | PE MV TERMINAL | RYB | VCBJ/PCE/J00343 | PE 24.30 CRYSTAL BLOK B | TX2-500KVA |  | Pass | null
378188086 | TNB | DISTRIBUTION | WP PUTRAJAYA & CYBERJAYA | Existing | 11 kV | PE MV TERMINAL | RYB | VCBJ/PCE/J00343 | PE 24.30 CRYSTAL BLOK B | CBJ22342 PE 22.34 STREET MALL 2 (F1) |  | Pass | null
378188094 | TNB | DISTRIBUTION | WP PUTRAJAYA & CYBERJAYA | Existing | 11 kV | PE MV TERMINAL | RYB | VCBJ/PCE/J00343 | PE 24.30 CRYSTAL BLOK B | CBJ24311 PE 24.31 (TERES) |  | Pass | null
378188104 | TNB | DISTRIBUTION | WP PUTRAJAYA & CYBERJAYA | Existing | 11 kV | PE MV TERMINAL | RYB | VCBJ/PCE/J00343 | PE 24.30 CRYSTAL BLOK B | TX1-1000KVA |  | Pass | null
378188250 | TNB | DISTRIBUTION | WP PUTRAJAYA & CYBERJAYA | Existing | 11 kV | PE MV TERMINAL | RYB | VCBJ/PCE/J00342 | PE 24.29 CRYSTAL BLOK A | TX1-1000KVA |  | Pass | null
378188257 | TNB | DISTRIBUTION | WP PUTRAJAYA & CYBERJAYA | Existing | 11 kV | PE MV TERMINAL | RYB | VCBJ/PCE/J00342 | PE 24.29 CRYSTAL BLOK A | CBJ22345 PE 22.34 STREET MALL 2 (F2) |  | Pass | null
378188265 | TNB | DISTRIBUTION | WP PUTRAJAYA & CYBERJAYA | Existing | 11 kV | PE MV TERMINAL | RYB | VCBJ/PCE/J00342 | PE 24.29 CRYSTAL BLOK A | PPU CBJ 6: VCB 10 |  | Pass | null
378188275 | TNB | DISTRIBUTION | WP PUTRAJAYA & CYBERJAYA | Existing | 11 kV | PE MV TERMINAL | RYB | VCBJ/PCE/J00342 | PE 24.29 CRYSTAL BLOK A | TX2-500KVA |  | Pass | null
378188463 | TNB | DISTRIBUTION | WP PUTRAJAYA & CYBERJAYA | Existing | 11 kV | PE MV TERMINAL | RYB | VCBJ/PCE/J22341 | PE 22.34 STREET MALL 2 F1 | CBJ24301 PE 24.30 (BLOK B) |  | Pass | null
378188464 | TNB | DISTRIBUTION | WP PUTRAJAYA & CYBERJAYA | Existing | 11 kV | PE MV TERMINAL | RYB | VCBJ/PCE/J22341 | PE 22.34 STREET MALL 2 F1 | CBJ22623 PE 22.62 8 BLOK KEDAI PEJ 2B (F1) |  | Pass | null
378188467 | TNB | DISTRIBUTION | WP PUTRAJAYA & CYBERJAYA | Existing | 11 kV | PE MV TERMINAL | RYB | VCBJ/PCE/J22341 | PE 22.34 STREET MALL 2 F1 | TX1-1000KVA |  | Pass | null
378188486 | TNB | DISTRIBUTION | WP PUTRAJAYA & CYBERJAYA | Existing | 11 kV | PE MV TERMINAL | RYB | VCBJ/PCE/J22342 | PE 22.34 STREET MALL 2 F2 | CBJ24293 PE 24.29 (BLOK A) |  | Pass | null
378188487 | TNB | DISTRIBUTION | WP PUTRAJAYA & CYBERJAYA | Existing | 11 kV | PE MV TERMINAL | RYB | VCBJ/PCE/J22342 | PE 22.34 STREET MALL 2 F2 | CBJ22626 PE 22.62 8 BLOK KEDAI PEJ 2B (F2) |  | Pass | null
378188490 | TNB | DISTRIBUTION | WP PUTRAJAYA & CYBERJAYA | Existing | 11 kV | PE MV TERMINAL | RYB | VCBJ/PCE/J22342 | PE 22.34 STREET MALL 2 F2 | TX2-1000KVA |  | Pass | null
378188651 | TNB | DISTRIBUTION | WP PUTRAJAYA & CYBERJAYA | Existing | 11 kV | PE MV TERMINAL | RYB | VCBJ/PCE/J22621 | PE 22.62 8 BLOK KEDAI PEJ 2B F1 | CBJ22341 PE 22.34 STREET MALL 2 (F1) |  | Pass | null
378188652 | TNB | DISTRIBUTION | WP PUTRAJAYA & CYBERJAYA | Existing | 11 kV | PE MV TERMINAL | RYB | VCBJ/PCE/J22621 | PE 22.62 8 BLOK KEDAI PEJ 2B F1 | CBJ22723 PE 22.72 CYBERNEO 3(F1) |  | Pass | null
378188655 | TNB | DISTRIBUTION | WP PUTRAJAYA & CYBERJAYA | Existing | 11 kV | PE MV TERMINAL | RYB | VCBJ/PCE/J22621 | PE 22.62 8 BLOK KEDAI PEJ 2B F1 | TX1-1000KVA |  | Pass | null
378188674 | TNB | DISTRIBUTION | WP PUTRAJAYA & CYBERJAYA | Existing | 11 kV | PE MV TERMINAL | RYB | VCBJ/PCE/J22622 | PE 22.62 8 BLOK KEDAI PEJ 2B F2 | CBJ22344 PE 22.34 STREET MALL 2 (F2) |  | Pass | null
378188675 | TNB | DISTRIBUTION | WP PUTRAJAYA & CYBERJAYA | Existing | 11 kV | PE MV TERMINAL | RYB | VCBJ/PCE/J22622 | PE 22.62 8 BLOK KEDAI PEJ 2B F2 | CBJ22725 PE 22.72 CYBERNEO 3(F2) |  | Pass | null
378188678 | TNB | DISTRIBUTION | WP PUTRAJAYA & CYBERJAYA | Existing | 11 kV | PE MV TERMINAL | RYB | VCBJ/PCE/J22622 | PE 22.62 8 BLOK KEDAI PEJ 2B F2 | TX2-1000KVA |  | Pass | null
378188818 | TNB | DISTRIBUTION | WP PUTRAJAYA & CYBERJAYA | Existing | 11 kV | PE MV TERMINAL | RYB | VCBJ/PCE/J22721 | PE 22.72 CYBERNEO 3 F1 | CBJ22621 PE 22.62 8 BLOK KEDAI PEJ 2B (F1) |  | Pass | null
378188822 | TNB | DISTRIBUTION | WP PUTRAJAYA & CYBERJAYA | Existing | 11 kV | PE MV TERMINAL | RYB | VCBJ/PCE/J22721 | PE 22.72 CYBERNEO 3 F1 | TX1-1000KVA |  | Pass | null
378188838 | TNB | DISTRIBUTION | WP PUTRAJAYA & CYBERJAYA | Existing | 11 kV | PE MV TERMINAL | RYB | VCBJ/PCE/J22721 | PE 22.72 CYBERNEO 3 F1 | CBJ22862 PE 22.86 NEO CYBER BLOK D |  | Pass | null
378188859 | TNB | DISTRIBUTION | WP PUTRAJAYA & CYBERJAYA | Existing | 11 kV | PE MV TERMINAL | RYB | VCBJ/PCE/J22722 | PE 22.72 CYBERNEO 3 F2 | CBJ22624 PE 22.62 8 BLOK KEDAI PEJ 2B (F2) |  | Pass | null
378188863 | TNB | DISTRIBUTION | WP PUTRAJAYA & CYBERJAYA | Existing | 11 kV | PE MV TERMINAL | RYB | VCBJ/PCE/J22722 | PE 22.72 CYBERNEO 3 F2 | TX2-1000KVA |  | Pass | null
378188879 | TNB | DISTRIBUTION | WP PUTRAJAYA & CYBERJAYA | Existing | 11 kV | PE MV TERMINAL | RYB | VCBJ/PCE/J22722 | PE 22.72 CYBERNEO 3 F2 | CBJ22616 PE 22.61 8 BLOK KEDAI PEJ 2A (F2) |  | Pass | null
378189045 | TNB | DISTRIBUTION | WP PUTRAJAYA & CYBERJAYA | Existing | 11 kV | PE MV TERMINAL | RYB | VCBJ/PCE/J22861 | PE 22.86 NEO CYBER BLOK D | CBJ22721 PE 22.72 CYBERNEO 3(F1) |  | Pass | null
378189046 | TNB | DISTRIBUTION | WP PUTRAJAYA & CYBERJAYA | Existing | 11 kV | PE MV TERMINAL | RYB | VCBJ/PCE/J22861 | PE 22.86 NEO CYBER BLOK D | CBJ22613 PE 22.61 8 BLOK KEDAI PEJ 2A (F1) |  | Pass | null
378189049 | TNB | DISTRIBUTION | WP PUTRAJAYA & CYBERJAYA | Existing | 11 kV | PE MV TERMINAL | RYB | VCBJ/PCE/J22861 | PE 22.86 NEO CYBER BLOK D | TX1-1000KVA |  | Pass | null
378189135 | TNB | DISTRIBUTION | WP PUTRAJAYA & CYBERJAYA | Existing | 11 kV | PE MV TERMINAL | RYB | VCBJ/PCE/J22611 | PE 22.61 8 BLOK KEDAI PEJ 2A F1 | CBJ22861 PE 22.86 NEO CYBER BLOK D |  | Pass | null
378189136 | TNB | DISTRIBUTION | WP PUTRAJAYA & CYBERJAYA | Existing | 11 kV | PE MV TERMINAL | RYB | VCBJ/PCE/J22611 | PE 22.61 8 BLOK KEDAI PEJ 2A F1 | CBJ22522 PE 22.52 (58) UNITS SHOP LOT (F1) |  | Pass | null
378189139 | TNB | DISTRIBUTION | WP PUTRAJAYA & CYBERJAYA | Existing | 11 kV | PE MV TERMINAL | RYB | VCBJ/PCE/J22611 | PE 22.61 8 BLOK KEDAI PEJ 2A F1 | TX1-1000KVA |  | Pass | null
378189158 | TNB | DISTRIBUTION | WP PUTRAJAYA & CYBERJAYA | Existing | 11 kV | PE MV TERMINAL | RYB | VCBJ/PCE/J22612 | PE 22.61 8 BLOK KEDAI PEJ 2A F2 | CBJ22724 PE 22.72 CYBERNEO 3(F2) |  | Pass | null
378189159 | TNB | DISTRIBUTION | WP PUTRAJAYA & CYBERJAYA | Existing | 11 kV | PE MV TERMINAL | RYB | VCBJ/PCE/J22612 | PE 22.61 8 BLOK KEDAI PEJ 2A F2 | CBJ22526 PE 22.52 (58) UNITS SHOP LOT (F2) |  | Pass | null
378189162 | TNB | DISTRIBUTION | WP PUTRAJAYA & CYBERJAYA | Existing | 11 kV | PE MV TERMINAL | RYB | VCBJ/PCE/J22612 | PE 22.61 8 BLOK KEDAI PEJ 2A F2 | TX2-1000KVA |  | Pass | null
378189347 | TNB | DISTRIBUTION | WP PUTRAJAYA & CYBERJAYA | Existing | 11 kV | PE MV TERMINAL | RYB | VCBJ/PCE/J22521 | PE 22.52 58 UNITS SHOP LOT F1 | TX1-1000KVA |  | Pass | null
378189354 | TNB | DISTRIBUTION | WP PUTRAJAYA & CYBERJAYA | Existing | 11 kV | PE MV TERMINAL | RYB | VCBJ/PCE/J22521 | PE 22.52 58 UNITS SHOP LOT F1 | CBJ22611 PE 22.61 8 BLOK KEDAI PEJ 2A (F1) |  | Pass | null
378189362 | TNB | DISTRIBUTION | WP PUTRAJAYA & CYBERJAYA | Existing | 11 kV | PE MV TERMINAL | RYB | VCBJ/PCE/J22521 | PE 22.52 58 UNITS SHOP LOT F1 | CBJ22802 PE 22.80 APT NEO CYBER BLOK A |  | Pass | null
378189372 | TNB | DISTRIBUTION | WP PUTRAJAYA & CYBERJAYA | Existing | 11 kV | PE MV TERMINAL | RYB | VCBJ/PCE/J22521 | PE 22.52 58 UNITS SHOP LOT F1 | TX2-1000KVA |  | Pass | null
378189376 | TNB | DISTRIBUTION | WP PUTRAJAYA & CYBERJAYA | Existing | 11 kV | PE MV TERMINAL | RYB | VCBJ/PCE/J22522 | PE 22.52 58 UNITS SHOP LOT F2 | TX3-1000KVA |  | Pass | null
378189383 | TNB | DISTRIBUTION | WP PUTRAJAYA & CYBERJAYA | Existing | 11 kV | PE MV TERMINAL | RYB | VCBJ/PCE/J22522 | PE 22.52 58 UNITS SHOP LOT F2 | CBJ22614 PE 22.61 8 BLOK KEDAI PEJ 2A (F2) |  | Pass | null
378189391 | TNB | DISTRIBUTION | WP PUTRAJAYA & CYBERJAYA | Existing | 11 kV | PE MV TERMINAL | RYB | VCBJ/PCE/J22522 | PE 22.52 58 UNITS SHOP LOT F2 | CBJ24252 PE 24.25 CRYSTAL VILLE NO.2 |  | Pass | null
378189401 | TNB | DISTRIBUTION | WP PUTRAJAYA & CYBERJAYA | Existing | 11 kV | PE MV TERMINAL | RYB | VCBJ/PCE/J22522 | PE 22.52 58 UNITS SHOP LOT F2 | TX4-1000KVA |  | Pass | null
378189674 | TNB | DISTRIBUTION | WP PUTRAJAYA & CYBERJAYA | Existing | 11 kV | PE MV TERMINAL | RYB | VCBJ/PCE/J22801 | PE 22.80 APT NEO CYBER BLOK A | TX1-1000KVA |  | Pass | null
378189681 | TNB | DISTRIBUTION | WP PUTRAJAYA & CYBERJAYA | Existing | 11 kV | PE MV TERMINAL | RYB | VCBJ/PCE/J22801 | PE 22.80 APT NEO CYBER BLOK A | CBJ22521 PE 22.52 (58) UNITS SHOP LOT (F1) |  | Pass | null
378189689 | TNB | DISTRIBUTION | WP PUTRAJAYA & CYBERJAYA | Existing | 11 kV | PE MV TERMINAL | RYB | VCBJ/PCE/J22801 | PE 22.80 APT NEO CYBER BLOK A | CBJ24242 PE 24.24 CRYSTAL VILLE NO.1 |  | Pass | null
378189699 | TNB | DISTRIBUTION | WP PUTRAJAYA & CYBERJAYA | Existing | 11 kV | PE MV TERMINAL | RYB | VCBJ/PCE/J22801 | PE 22.80 APT NEO CYBER BLOK A | TX2-1000KVA |  | Pass | null
378202696 | TNB | DISTRIBUTION | WP PUTRAJAYA & CYBERJAYA | Existing | 11 kV | PE MV TERMINAL | RYB | VPTJ/PCE/J04211 | SS 4.21 4G5 (F1) | PTJ04172 SS 4.17 - 4G11 (F1) |  | Pass | null
378202700 | TNB | DISTRIBUTION | WP PUTRAJAYA & CYBERJAYA | Existing | 11 kV | PE MV TERMINAL | RYB | VPTJ/PCE/J04211 | SS 4.21 4G5 (F1) | PMU PTJC CB 6 |  | Pass | null
378202715 | TNB | DISTRIBUTION | WP PUTRAJAYA & CYBERJAYA | Existing | 11 kV | PE MV TERMINAL | RYB | VPTJ/PCE/J04211 | SS 4.21 4G5 (F1) | PENGGUNA HT 11kV |  | Pass | null
378202737 | TNB | DISTRIBUTION | WP PUTRAJAYA & CYBERJAYA | Existing | 11 kV | PE MV TERMINAL | RYB | VPTJ/PCE/J04212 | SS 4.21 4G5 (F2) | PTJ04175 SS 4.17 - 4G11 |  | Pass | null
378202741 | TNB | DISTRIBUTION | WP PUTRAJAYA & CYBERJAYA | Existing | 11 kV | PE MV TERMINAL | RYB | VPTJ/PCE/J04212 | SS 4.21 4G5 (F2) | PMU PTJC CB 5 |  | Pass | null
378202756 | TNB | DISTRIBUTION | WP PUTRAJAYA & CYBERJAYA | Existing | 11 kV | PE MV TERMINAL | RYB | VPTJ/PCE/J04212 | SS 4.21 4G5 (F2) | PENGGUNA HT 11kV |  | Pass | null
378202802 | TNB | DISTRIBUTION | WP PUTRAJAYA & CYBERJAYA | Existing | 11 kV | PE MV TERMINAL | RYB | VPTJ/PCE/J18141 | PE 18.14 BLOK D&E (F1) | PTJ18131 PE 18.13 APT F (F1) |  | Pass | null
378202803 | TNB | DISTRIBUTION | WP PUTRAJAYA & CYBERJAYA | Existing | 11 kV | PE MV TERMINAL | RYB | VPTJ/PCE/J18141 | PE 18.14 BLOK D&E (F1) | PMU PTJC CB 3 |  | Pass | null
378202806 | TNB | DISTRIBUTION | WP PUTRAJAYA & CYBERJAYA | Existing | 11 kV | PE MV TERMINAL | RYB | VPTJ/PCE/J18141 | PE 18.14 BLOK D&E (F1) | TX1-1000kVA |  | Pass | null
378202827 | TNB | DISTRIBUTION | WP PUTRAJAYA & CYBERJAYA | Existing | 11 kV | PE MV TERMINAL | RYB | VPTJ/PCE/J18142 | PE 18.14 BLOK D&E (F2) | PTJ18134 PE 18.13 APT F (F2) |  | Pass | null
378202828 | TNB | DISTRIBUTION | WP PUTRAJAYA & CYBERJAYA | Existing | 11 kV | PE MV TERMINAL | RYB | VPTJ/PCE/J18142 | PE 18.14 BLOK D&E (F2) | PMU PTJC CB 4 |  | Pass | null
378202831 | TNB | DISTRIBUTION | WP PUTRAJAYA & CYBERJAYA | Existing | 11 kV | PE MV TERMINAL | RYB | VPTJ/PCE/J18142 | PE 18.14 BLOK D&E (F2) | TX2-1000kVA |  | Pass | null
378202966 | TNB | DISTRIBUTION | WP PUTRAJAYA & CYBERJAYA | Existing | 11 kV | PE MV TERMINAL | RYB | VPTJ/PCE/J18131 | PE 18.13 BLOK F (F1) | PTJ18121 PE 18.12 APT A (F1) |  | Pass | null
378202967 | TNB | DISTRIBUTION | WP PUTRAJAYA & CYBERJAYA | Existing | 11 kV | PE MV TERMINAL | RYB | VPTJ/PCE/J18131 | PE 18.13 BLOK F (F1) | PTJ18143 PE 18.14 APT D&E (F1) |  | Pass | null
378202970 | TNB | DISTRIBUTION | WP PUTRAJAYA & CYBERJAYA | Existing | 11 kV | PE MV TERMINAL | RYB | VPTJ/PCE/J18131 | PE 18.13 BLOK F (F1) | TX1-1000kVA |  | Pass | null
378203067 | TNB | DISTRIBUTION | WP PUTRAJAYA & CYBERJAYA | Existing | 11 kV | PE MV TERMINAL | RYB | VPTJ/PCE/J18132 | PE 18.13 BLOK F (F2) | PTJ18124 PE 18.12 APT A (F2) |  | Pass | null
378203068 | TNB | DISTRIBUTION | WP PUTRAJAYA & CYBERJAYA | Existing | 11 kV | PE MV TERMINAL | RYB | VPTJ/PCE/J18132 | PE 18.13 BLOK F (F2) | PTJ18146 PE 18.14 APT D&E (F2) |  | Pass | null
378203071 | TNB | DISTRIBUTION | WP PUTRAJAYA & CYBERJAYA | Existing | 11 kV | PE MV TERMINAL | RYB | VPTJ/PCE/J18132 | PE 18.13 BLOK F (F2) | TX2-1000kVA |  | Pass | null
378203167 | TNB | DISTRIBUTION | WP PUTRAJAYA & CYBERJAYA | Existing | 11 kV | PE MV TERMINAL | RYB | VPTJ/PCE/J18121 | PE 18.12 BLOK A (F1) | PTJ18133 PE 18.13 APT F (F1) |  | Pass | null
378203171 | TNB | DISTRIBUTION | WP PUTRAJAYA & CYBERJAYA | Existing | 11 kV | PE MV TERMINAL | RYB | VPTJ/PCE/J18121 | PE 18.12 BLOK A (F1) | PTJ18111 PE 18.11 APT B&C (F1) |  | Pass | null
378203186 | TNB | DISTRIBUTION | WP PUTRAJAYA & CYBERJAYA | Existing | 11 kV | PE MV TERMINAL | RYB | VPTJ/PCE/J18121 | PE 18.12 BLOK A (F1) | TX1-1000kVA |  | Pass | null
378203198 | TNB | DISTRIBUTION | WP PUTRAJAYA & CYBERJAYA | Existing | 11 kV | PE MV TERMINAL | RYB | VPTJ/PCE/J18122 | PE 18.12 BLOK A (F2) | TX2-1000kVA |  | Pass | null
378203200 | TNB | DISTRIBUTION | WP PUTRAJAYA & CYBERJAYA | Existing | 11 kV | PE MV TERMINAL | RYB | VPTJ/PCE/J18122 | PE 18.12 BLOK A (F2) | PTJ18136 PE 18.13 APT F (F2) |  | Pass | null
378203241 | TNB | DISTRIBUTION | WP PUTRAJAYA & CYBERJAYA | Existing | 11 kV | PE MV TERMINAL | RYB | VPTJ/PCE/J18122 | PE 18.12 BLOK A (F2) | PTJ18114 PE 18.11 APT B&C (F2) |  | Pass | null
378203345 | TNB | DISTRIBUTION | WP PUTRAJAYA & CYBERJAYA | Existing | 11 kV | PE MV TERMINAL | RYB | VPTJ/PCE/J18111 | E 18.11 BLOK B&C (F1) | PTJ18101 PE 18.10 |  | Pass | null
378203346 | TNB | DISTRIBUTION | WP PUTRAJAYA & CYBERJAYA | Existing | 11 kV | PE MV TERMINAL | RYB | VPTJ/PCE/J18111 | E 18.11 BLOK B&C (F1) | PTJ18122 PE 18.12 APT A (F1) |  | Pass | null
378203349 | TNB | DISTRIBUTION | WP PUTRAJAYA & CYBERJAYA | Existing | 11 kV | PE MV TERMINAL | RYB | VPTJ/PCE/J18111 | E 18.11 BLOK B&C (F1) | TX1-1000kVA |  | Pass | null
378203441 | TNB | DISTRIBUTION | WP PUTRAJAYA & CYBERJAYA | Existing | 11 kV | PE MV TERMINAL | RYB | VPTJ/PCE/J18112 | PE 18.11 BLOK B&C (F2) | PTJ18281 PE 18.28 SEK KEB (2) (F1) |  | Pass | null
378203442 | TNB | DISTRIBUTION | WP PUTRAJAYA & CYBERJAYA | Existing | 11 kV | PE MV TERMINAL | RYB | VPTJ/PCE/J18112 | PE 18.11 BLOK B&C (F2) | PTJ18125 PE 18.12 APT A (F2) |  | Pass | null
378203445 | TNB | DISTRIBUTION | WP PUTRAJAYA & CYBERJAYA | Existing | 11 kV | PE MV TERMINAL | RYB | VPTJ/PCE/J18112 | PE 18.11 BLOK B&C (F2) | TX2-1000kVA |  | Pass | null
378203583 | TNB | DISTRIBUTION | WP PUTRAJAYA & CYBERJAYA | Existing | 11 kV | PE MV TERMINAL | RYB | VPTJ/PCE/J18101 | PE 18.10 PADAT SL | PTJ18041 PE 18.04 PADAT JLN 18R7 |  | Pass | null
378203584 | TNB | DISTRIBUTION | WP PUTRAJAYA & CYBERJAYA | Existing | 11 kV | PE MV TERMINAL | RYB | VPTJ/PCE/J18101 | PE 18.10 PADAT SL | PTJ18113 PE 18.11 APT B&C (F1) |  | Pass | null
378203587 | TNB | DISTRIBUTION | WP PUTRAJAYA & CYBERJAYA | Existing | 11 kV | PE MV TERMINAL | RYB | VPTJ/PCE/J18101 | PE 18.10 PADAT SL | TX1-1000kVA |  | Pass | null
378203703 | TNB | DISTRIBUTION | WP PUTRAJAYA & CYBERJAYA | Existing | 11 kV | PE MV TERMINAL | RYB | VPTJ/PCE/J18041 | PE 18.04 PERUMAHAN 18R7 | PTJ18051 PE 18.05 Padat 18R5 Fasa 2 F1 |  | Pass | null
378203704 | TNB | DISTRIBUTION | WP PUTRAJAYA & CYBERJAYA | Existing | 11 kV | PE MV TERMINAL | RYB | VPTJ/PCE/J18041 | PE 18.04 PERUMAHAN 18R7 | PTJ18103 PE 18.10 |  | Pass | null
378203707 | TNB | DISTRIBUTION | WP PUTRAJAYA & CYBERJAYA | Existing | 11 kV | PE MV TERMINAL | RYB | VPTJ/PCE/J18041 | PE 18.04 PERUMAHAN 18R7 | TX1-1000kVA |  | Pass | null
378203809 | TNB | DISTRIBUTION | WP PUTRAJAYA & CYBERJAYA | Existing | 11 kV | PE MV TERMINAL | RYB | VPTJ/PCE/J18051 | PE 18.05 PERUMAHAN 18R5 Fasa 2(F1) | PTJ18061 PE 18.06 - 18R5 F1 |  | Pass | null
378203810 | TNB | DISTRIBUTION | WP PUTRAJAYA & CYBERJAYA | Existing | 11 kV | PE MV TERMINAL | RYB | VPTJ/PCE/J18051 | PE 18.05 PERUMAHAN 18R5 Fasa 2(F1) | PTJ18043 PE 18.04 PADAT JLN 18R7 |  | Pass | null
378203813 | TNB | DISTRIBUTION | WP PUTRAJAYA & CYBERJAYA | Existing | 11 kV | PE MV TERMINAL | RYB | VPTJ/PCE/J18051 | PE 18.05 PERUMAHAN 18R5 Fasa 2(F1) | TX1-1000kVA |  | Pass | null
378203917 | TNB | DISTRIBUTION | WP PUTRAJAYA & CYBERJAYA | Existing | 11 kV | PE MV TERMINAL | RYB | VPTJ/PCE/J18052 | PE 18.05 PERUMAHAN 18R5 Fasa 2(F2) | PTJ18064 PE 18.06 - 18R5 F2 |  | Pass | null
378203918 | TNB | DISTRIBUTION | WP PUTRAJAYA & CYBERJAYA | Existing | 11 kV | PE MV TERMINAL | RYB | VPTJ/PCE/J18052 | PE 18.05 PERUMAHAN 18R5 Fasa 2(F2) | PTJ18286 PE 18.28 SEK KEB (2) (F2) |  | Pass | null
378203921 | TNB | DISTRIBUTION | WP PUTRAJAYA & CYBERJAYA | Existing | 11 kV | PE MV TERMINAL | RYB | VPTJ/PCE/J18052 | PE 18.05 PERUMAHAN 18R5 Fasa 2(F2) | TX2-1000kVA |  | Pass | null
378204024 | TNB | DISTRIBUTION | WP PUTRAJAYA & CYBERJAYA | Existing | 11 kV | PE MV TERMINAL | RYB | VPTJ/PCE/J18281 | PE 18.28 SEK KEB (2) (F1) | PTJ18284 PE 18.28 SEK KEB (2) (F2) |  | Pass | null
378204025 | TNB | DISTRIBUTION | WP PUTRAJAYA & CYBERJAYA | Existing | 11 kV | PE MV TERMINAL | RYB | VPTJ/PCE/J18281 | PE 18.28 SEK KEB (2) (F1) | PTJ18116 PE 18.11 APT B&C (F2) |  | Pass | null
378204028 | TNB | DISTRIBUTION | WP PUTRAJAYA & CYBERJAYA | Existing | 11 kV | PE MV TERMINAL | RYB | VPTJ/PCE/J18281 | PE 18.28 SEK KEB (2) (F1) | TX1-1000kVA |  | Pass | null
378204118 | TNB | DISTRIBUTION | WP PUTRAJAYA & CYBERJAYA | Existing | 11 kV | PE MV TERMINAL | RYB | VPTJ/PCE/J18282 | PE 18.28 SEK KEB (2) (F2) | PTJ18054 PE 18.05 Padat 18R5 Fasa 2 F2 |  | Pass | null
378204119 | TNB | DISTRIBUTION | WP PUTRAJAYA & CYBERJAYA | Existing | 11 kV | PE MV TERMINAL | RYB | VPTJ/PCE/J18282 | PE 18.28 SEK KEB (2) (F2) | PTJ18283 PE 18.28 SEK KEB (2) (F1) |  | Pass | null
378204122 | TNB | DISTRIBUTION | WP PUTRAJAYA & CYBERJAYA | Existing | 11 kV | PE MV TERMINAL | RYB | VPTJ/PCE/J18282 | PE 18.28 SEK KEB (2) (F2) | TX2-1000kVA |  | Pass | null
378204231 | TNB | DISTRIBUTION | WP PUTRAJAYA & CYBERJAYA | Existing | 11 kV | PE MV TERMINAL | RYB | VPTJ/PCE/J18062 | PE 18.06 18R5 (F2) | N/A |  | Pass | null
378204232 | TNB | DISTRIBUTION | WP PUTRAJAYA & CYBERJAYA | Existing | 11 kV | PE MV TERMINAL | RYB | VPTJ/PCE/J18062 | PE 18.06 18R5 (F2) | PTJ18056 PE 18.05 Padat 18R5 Fasa 2 F2 |  | Pass | null
378204235 | TNB | DISTRIBUTION | WP PUTRAJAYA & CYBERJAYA | Existing | 11 kV | PE MV TERMINAL | RYB | VPTJ/PCE/J18062 | PE 18.06 18R5 (F2) | TX2-1000kVA |  | Pass | null
378204335 | TNB | DISTRIBUTION | WP PUTRAJAYA & CYBERJAYA | Existing | 11 kV | PE MV TERMINAL | RYB | VPTJ/PCE/J18061 | PE 18.06 18R5 (F1) | N/A |  | Pass | null
378204336 | TNB | DISTRIBUTION | WP PUTRAJAYA & CYBERJAYA | Existing | 11 kV | PE MV TERMINAL | RYB | VPTJ/PCE/J18061 | PE 18.06 18R5 (F1) | PTJ18053 PE 18.05 Padat 18R5 Fasa 2 F1 |  | Pass | null
378204339 | TNB | DISTRIBUTION | WP PUTRAJAYA & CYBERJAYA | Existing | 11 kV | PE MV TERMINAL | RYB | VPTJ/PCE/J18061 | PE 18.06 18R5 (F1) | TX1-1000kVA |  | Pass | null
378204451 | TNB | DISTRIBUTION | WP PUTRAJAYA & CYBERJAYA | Existing | 11 kV | PE MV TERMINAL | RYB | VPTJ/PCE/J18261 | PE 18.26 APT. 18R4 (F1) | TX2-1000kVA |  | Pass | null
378204458 | TNB | DISTRIBUTION | WP PUTRAJAYA & CYBERJAYA | Existing | 11 kV | PE MV TERMINAL | RYB | VPTJ/PCE/J18261 | PE 18.26 APT. 18R4 (F1) | PTJ18091 PE 18.09 |  | Pass | null
378204466 | TNB | DISTRIBUTION | WP PUTRAJAYA & CYBERJAYA | Existing | 11 kV | PE MV TERMINAL | RYB | VPTJ/PCE/J18261 | PE 18.26 APT. 18R4 (F1) | N/A |  | Pass | null
378204476 | TNB | DISTRIBUTION | WP PUTRAJAYA & CYBERJAYA | Existing | 11 kV | PE MV TERMINAL | RYB | VPTJ/PCE/J18261 | PE 18.26 APT. 18R4 (F1) | TX1-1000kVA |  | Pass | null
378204865 | TNB | DISTRIBUTION | WP PUTRAJAYA & CYBERJAYA | Existing | 11 kV | PE MV TERMINAL | RYB | VPTJ/PCE/J18091 | PE 18.09 PADAT SL | PTJ18271 PE 18.27 KLINIK KESIHATAN (F1) |  | Pass | null
378204866 | TNB | DISTRIBUTION | WP PUTRAJAYA & CYBERJAYA | Existing | 11 kV | PE MV TERMINAL | RYB | VPTJ/PCE/J18091 | PE 18.09 PADAT SL | PTJ18262 PE 18.26 APT 18R4 (F1) |  | Pass | null
378204869 | TNB | DISTRIBUTION | WP PUTRAJAYA & CYBERJAYA | Existing | 11 kV | PE MV TERMINAL | RYB | VPTJ/PCE/J18091 | PE 18.09 PADAT SL | TX1-500kVA |  | Pass | null
378204966 | TNB | DISTRIBUTION | WP PUTRAJAYA & CYBERJAYA | Existing | 11 kV | PE MV TERMINAL | RYB | VPTJ/PCE/J18262 | PE 18.26 APT. 18R4 (F2) | TX4-1000kVA |  | Pass | null
378204973 | TNB | DISTRIBUTION | WP PUTRAJAYA & CYBERJAYA | Existing | 11 kV | PE MV TERMINAL | RYB | VPTJ/PCE/J18262 | PE 18.26 APT. 18R4 (F2) | PTJ18291 PE 18.29 SEK.REN.AGAMA F1 |  | Pass | null
378204981 | TNB | DISTRIBUTION | WP PUTRAJAYA & CYBERJAYA | Existing | 11 kV | PE MV TERMINAL | RYB | VPTJ/PCE/J18262 | PE 18.26 APT. 18R4 (F2) | PTJ18066 PE 18.06 - 18R5 F2 |  | Pass | null
378204991 | TNB | DISTRIBUTION | WP PUTRAJAYA & CYBERJAYA | Existing | 11 kV | PE MV TERMINAL | RYB | VPTJ/PCE/J18262 | PE 18.26 APT. 18R4 (F2) | TX3-1000kVA |  | Pass | null
378205157 | TNB | DISTRIBUTION | WP PUTRAJAYA & CYBERJAYA | Existing | 11 kV | PE MV TERMINAL | RYB | VPTJ/PCE/J18271 | PE 18.27 KLINIK KESIHATAN (F1) | PTJ18081 PE 18.08 18R1 (F1) |  | Pass | null
378205158 | TNB | DISTRIBUTION | WP PUTRAJAYA & CYBERJAYA | Existing | 11 kV | PE MV TERMINAL | RYB | VPTJ/PCE/J18271 | PE 18.27 KLINIK KESIHATAN (F1) | PTJ18093 PE 18.09 |  | Pass | null
378205161 | TNB | DISTRIBUTION | WP PUTRAJAYA & CYBERJAYA | Existing | 11 kV | PE MV TERMINAL | RYB | VPTJ/PCE/J18271 | PE 18.27 KLINIK KESIHATAN (F1) | TX1-1000kVA |  | Pass | null
378205251 | TNB | DISTRIBUTION | WP PUTRAJAYA & CYBERJAYA | Existing | 11 kV | PE MV TERMINAL | RYB | VPTJ/PCE/J18272 | PE 18.27 KLINIK KESIHATAN (F2) | PTJ18084 PE 18.08 18R1 (F2) |  | Pass | null
378205252 | TNB | DISTRIBUTION | WP PUTRAJAYA & CYBERJAYA | Existing | 11 kV | PE MV TERMINAL | RYB | VPTJ/PCE/J18272 | PE 18.27 KLINIK KESIHATAN (F2) | PTJ18295 PE 18.29 SEK.REN.AGAMA F2 |  | Pass | null
378205255 | TNB | DISTRIBUTION | WP PUTRAJAYA & CYBERJAYA | Existing | 11 kV | PE MV TERMINAL | RYB | VPTJ/PCE/J18272 | PE 18.27 KLINIK KESIHATAN (F2) | TX2-1000kVA |  | Pass | null
378205356 | TNB | DISTRIBUTION | WP PUTRAJAYA & CYBERJAYA | Existing | 11 kV | PE MV TERMINAL | RYB | VPTJ/PCE/J18081 | PE 18.08 18R1 (F1) | PTJ18221 PE 18.22 APT22 18R13 (F1) |  | Pass | null
378205357 | TNB | DISTRIBUTION | WP PUTRAJAYA & CYBERJAYA | Existing | 11 kV | PE MV TERMINAL | RYB | VPTJ/PCE/J18081 | PE 18.08 18R1 (F1) | PTJ18272 PE 18.27 KLINIK KESIHATAN (F1) |  | Pass | null
378205360 | TNB | DISTRIBUTION | WP PUTRAJAYA & CYBERJAYA | Existing | 11 kV | PE MV TERMINAL | RYB | VPTJ/PCE/J18081 | PE 18.08 18R1 (F1) | TX1-1000kVA |  | Pass | null
378205460 | TNB | DISTRIBUTION | WP PUTRAJAYA & CYBERJAYA | Existing | 11 kV | PE MV TERMINAL | RYB | VPTJ/PCE/J18082 | PE 18.08 18R1 (F2) | PTJ18224 PE 18.22 APT22 18R13 (F2) |  | Pass | null
378205461 | TNB | DISTRIBUTION | WP PUTRAJAYA & CYBERJAYA | Existing | 11 kV | PE MV TERMINAL | RYB | VPTJ/PCE/J18082 | PE 18.08 18R1 (F2) | PTJ18275 PE 18.27 KLINIK KESIHATAN (F2) |  | Pass | null
378205464 | TNB | DISTRIBUTION | WP PUTRAJAYA & CYBERJAYA | Existing | 11 kV | PE MV TERMINAL | RYB | VPTJ/PCE/J18082 | PE 18.08 18R1 (F2) | TX2-1000kVA |  | Pass | null
378205571 | TNB | DISTRIBUTION | WP PUTRAJAYA & CYBERJAYA | Existing | 11 kV | PE MV TERMINAL | RYB | VPTJ/PCE/J18221 | PE 18.22 BLOK B 18R13 (F1) | PTJ18211 PE 18.21 APT21 18R13 (F1) |  | Pass | null
378205572 | TNB | DISTRIBUTION | WP PUTRAJAYA & CYBERJAYA | Existing | 11 kV | PE MV TERMINAL | RYB | VPTJ/PCE/J18221 | PE 18.22 BLOK B 18R13 (F1) | PTJ18083 PE 18.08 18R1 (F1) |  | Pass | null
378205575 | TNB | DISTRIBUTION | WP PUTRAJAYA & CYBERJAYA | Existing | 11 kV | PE MV TERMINAL | RYB | VPTJ/PCE/J18221 | PE 18.22 BLOK B 18R13 (F1) | TX1-1000kVA |  | Pass | null
378205669 | TNB | DISTRIBUTION | WP PUTRAJAYA & CYBERJAYA | Existing | 11 kV | PE MV TERMINAL | RYB | VPTJ/PCE/J18222 | PE 18.22 BLOK B 18R13 (F2) | PTJ18214 PE 18.21 APT21 18R13 (F2) |  | Pass | null
378205670 | TNB | DISTRIBUTION | WP PUTRAJAYA & CYBERJAYA | Existing | 11 kV | PE MV TERMINAL | RYB | VPTJ/PCE/J18222 | PE 18.22 BLOK B 18R13 (F2) | PTJ18085 PE 18.08 18R1 (F2) |  | Pass | null
378205673 | TNB | DISTRIBUTION | WP PUTRAJAYA & CYBERJAYA | Existing | 11 kV | PE MV TERMINAL | RYB | VPTJ/PCE/J18222 | PE 18.22 BLOK B 18R13 (F2) | TX2-1000kVA |  | Pass | null
378205758 | TNB | DISTRIBUTION | WP PUTRAJAYA & CYBERJAYA | Existing | 11 kV | PE MV TERMINAL | RYB | VPTJ/PCE/J02021 | SS 2.02 IDHL (F1) | PENGGUNA HT 11kV |  | Pass | null
378205767 | TNB | DISTRIBUTION | WP PUTRAJAYA & CYBERJAYA | Existing | 11 kV | PE MV TERMINAL | RYB | VPTJ/PCE/J02021 | SS 2.02 IDHL (F1) | PENGGUNA HT 11kV |  | Pass | null
378205778 | TNB | DISTRIBUTION | WP PUTRAJAYA & CYBERJAYA | Existing | 11 kV | PE MV TERMINAL | RYB | VPTJ/PCE/J02021 | SS 2.02 IDHL (F1) | P02012 SS 2.01 W.PUTRA (F1) |  | Pass | null
378205780 | TNB | DISTRIBUTION | WP PUTRAJAYA & CYBERJAYA | Existing | 11 kV | PE MV TERMINAL | RYB | VPTJ/PCE/J02021 | SS 2.02 IDHL (F1) | PMU PTJC CB 1 |  | Pass | null
378205793 | TNB | DISTRIBUTION | WP PUTRAJAYA & CYBERJAYA | Existing | 11 kV | PE MV TERMINAL | RYB | VPTJ/PCE/J02022 | SS 2.02 IDHL (F2) | PENGGUNA HT 11kV |  | Pass | null
378205802 | TNB | DISTRIBUTION | WP PUTRAJAYA & CYBERJAYA | Existing | 11 kV | PE MV TERMINAL | RYB | VPTJ/PCE/J02022 | SS 2.02 IDHL (F2) | PENGGUNA HT 11kV |  | Pass | null
378205813 | TNB | DISTRIBUTION | WP PUTRAJAYA & CYBERJAYA | Existing | 11 kV | PE MV TERMINAL | RYB | VPTJ/PCE/J02022 | SS 2.02 IDHL (F2) | P02015 SS 2.01 W.PUTRA (F2) |  | Pass | null
378205817 | TNB | DISTRIBUTION | WP PUTRAJAYA & CYBERJAYA | Existing | 11 kV | PE MV TERMINAL | RYB | VPTJ/PCE/J02022 | SS 2.02 IDHL (F2) | PMU PTJC CB 1 |  | Pass | null
378205828 | TNB | DISTRIBUTION | WP PUTRAJAYA & CYBERJAYA | Existing | 11 kV | PE MV TERMINAL | RYB | VPTJ/PCE/J02011 | SS 2.01 W.PUTRA (F1) | PENGGUNA HT 11kV |  | Pass | null
378205837 | TNB | DISTRIBUTION | WP PUTRAJAYA & CYBERJAYA | Existing | 11 kV | PE MV TERMINAL | RYB | VPTJ/PCE/J02011 | SS 2.01 W.PUTRA (F1) | PTJ02022 SS 2.02 IDHL (F1) |  | Pass | null
378205848 | TNB | DISTRIBUTION | WP PUTRAJAYA & CYBERJAYA | Existing | 11 kV | PE MV TERMINAL | RYB | VPTJ/PCE/J02011 | SS 2.01 W.PUTRA (F1) | PTJ02185 PE 2.18 TMN WAWASAN (WR) (F2 |  | Pass | null
378205854 | TNB | DISTRIBUTION | WP PUTRAJAYA & CYBERJAYA | Existing | 11 kV | PE MV TERMINAL | RYB | VPTJ/PCE/J02012 | SS 2.01 W.PUTRA (F2) | PENGGUNA HT 11kV |  | Pass | null
378205863 | TNB | DISTRIBUTION | WP PUTRAJAYA & CYBERJAYA | Existing | 11 kV | PE MV TERMINAL | RYB | VPTJ/PCE/J02012 | SS 2.01 W.PUTRA (F2) | PTJ02026 SS 2.02 IDHL (F2) |  | Pass | null
378205874 | TNB | DISTRIBUTION | WP PUTRAJAYA & CYBERJAYA | Existing | 11 kV | PE MV TERMINAL | RYB | VPTJ/PCE/J02012 | SS 2.01 W.PUTRA (F2) | PTJ02182 PE 2.18 TMN WAWASAN (WR) (F1) |  | Pass | null
378205902 | TNB | DISTRIBUTION | WP PUTRAJAYA & CYBERJAYA | Existing | 11 kV | PE MV TERMINAL | RYB | VPTJ/PCE/J04171 | SS 4.17 4G11 (F1) | PTJ04162 SS 4.16 - 4G10 (F1) |  | Pass | null
378205906 | TNB | DISTRIBUTION | WP PUTRAJAYA & CYBERJAYA | Existing | 11 kV | PE MV TERMINAL | RYB | VPTJ/PCE/J04171 | SS 4.17 4G11 (F1) | PTJ04211 SS 4.21 - 4G5 (F2) |  | Pass | null
378205921 | TNB | DISTRIBUTION | WP PUTRAJAYA & CYBERJAYA | Existing | 11 kV | PE MV TERMINAL | RYB | VPTJ/PCE/J04171 | SS 4.17 4G11 (F1) | PENGGUNA HT 11kV |  | Pass | null
378205943 | TNB | DISTRIBUTION | WP PUTRAJAYA & CYBERJAYA | Existing | 11 kV | PE MV TERMINAL | RYB | VPTJ/PCE/J04172 | SS 4.17 4G11 (F2) | PTJ04164 SS 4.16 - 4G10 (F2) |  | Pass | null
378205947 | TNB | DISTRIBUTION | WP PUTRAJAYA & CYBERJAYA | Existing | 11 kV | PE MV TERMINAL | RYB | VPTJ/PCE/J04172 | SS 4.17 4G11 (F2) | PTJ04214 SS 4.21 - 4G5 (F2) |  | Pass | null
378205962 | TNB | DISTRIBUTION | WP PUTRAJAYA & CYBERJAYA | Existing | 11 kV | PE MV TERMINAL | RYB | VPTJ/PCE/J04172 | SS 4.17 4G11 (F2) | PENGGUNA HT 11kV |  | Pass | null
378205984 | TNB | DISTRIBUTION | WP PUTRAJAYA & CYBERJAYA | Existing | 11 kV | PE MV TERMINAL | RYB | VPTJ/PCE/J04161 | SS 4.16 4G10 (F1) | PTJ04152 SS 4.15 - 4G9 F1 |  | Pass | null
378205988 | TNB | DISTRIBUTION | WP PUTRAJAYA & CYBERJAYA | Existing | 11 kV | PE MV TERMINAL | RYB | VPTJ/PCE/J04161 | SS 4.16 4G10 (F1) | PTJ04171 SS 4.17 - 4G11 (F1) |  | Pass | null
378206003 | TNB | DISTRIBUTION | WP PUTRAJAYA & CYBERJAYA | Existing | 11 kV | PE MV TERMINAL | RYB | VPTJ/PCE/J04161 | SS 4.16 4G10 (F1) | PENGGUNA HT 11kV |  | Pass | null
378206025 | TNB | DISTRIBUTION | WP PUTRAJAYA & CYBERJAYA | Existing | 11 kV | PE MV TERMINAL | RYB | VPTJ/PCE/J04162 | SS 4.16 4G10 (F2) | PTJ04155 SS 4.15 - 4G9 F2 |  | Pass | null
378206029 | TNB | DISTRIBUTION | WP PUTRAJAYA & CYBERJAYA | Existing | 11 kV | PE MV TERMINAL | RYB | VPTJ/PCE/J04162 | SS 4.16 4G10 (F2) | PTJ04174 SS 4.17 - 4G11 |  | Pass | null
378206044 | TNB | DISTRIBUTION | WP PUTRAJAYA & CYBERJAYA | Existing | 11 kV | PE MV TERMINAL | RYB | VPTJ/PCE/J04162 | SS 4.16 4G10 (F2) | PENGGUNA HT 11kV |  | Pass | null
378206082 | TNB | DISTRIBUTION | WP PUTRAJAYA & CYBERJAYA | Existing | 11 kV | PE MV TERMINAL | RYB | VPTJ/PCE/J04151 | SS 4.15 4G9 (F1) | PTJ04142 SS 4.14 - 4G8 F1 |  | Pass | null
378206086 | TNB | DISTRIBUTION | WP PUTRAJAYA & CYBERJAYA | Existing | 11 kV | PE MV TERMINAL | RYB | VPTJ/PCE/J04151 | SS 4.15 4G9 (F1) | PTJ04161 SS 4.16 - 4G10 (F1) |  | Pass | null
378206101 | TNB | DISTRIBUTION | WP PUTRAJAYA & CYBERJAYA | Existing | 11 kV | PE MV TERMINAL | RYB | VPTJ/PCE/J04151 | SS 4.15 4G9 (F1) | PENGGUNA HT 11kV |  | Pass | null
378206123 | TNB | DISTRIBUTION | WP PUTRAJAYA & CYBERJAYA | Existing | 11 kV | PE MV TERMINAL | RYB | VPTJ/PCE/J04152 | SS 4.15 4G9 (F2) | PTJ04145 SS 4.14 - 4G8 F2 |  | Pass | null
378206127 | TNB | DISTRIBUTION | WP PUTRAJAYA & CYBERJAYA | Existing | 11 kV | PE MV TERMINAL | RYB | VPTJ/PCE/J04152 | SS 4.15 4G9 (F2) | PTJ04164 SS 4.16 - 4G10 (F2) |  | Pass | null
378206142 | TNB | DISTRIBUTION | WP PUTRAJAYA & CYBERJAYA | Existing | 11 kV | PE MV TERMINAL | RYB | VPTJ/PCE/J04152 | SS 4.15 4G9 (F2) | PENGGUNA HT 11kV |  | Pass | null
378206287 | TNB | DISTRIBUTION | WP PUTRAJAYA & CYBERJAYA | Existing | 11 kV | PE MV TERMINAL | RYB | VPTJ/PCE/J04141 | SS 4.14 4G8 (F1) | PPU PTJ 24 CB7 |  | Pass | null
378206291 | TNB | DISTRIBUTION | WP PUTRAJAYA & CYBERJAYA | Existing | 11 kV | PE MV TERMINAL | RYB | VPTJ/PCE/J04141 | SS 4.14 4G8 (F1) | PTJ04151 SS 4.15 - 4G9 F1 |  | Pass | null
378206306 | TNB | DISTRIBUTION | WP PUTRAJAYA & CYBERJAYA | Existing | 11 kV | PE MV TERMINAL | RYB | VPTJ/PCE/J04141 | SS 4.14 4G8 (F1) | PENGGUNA HT 11kV |  | Pass | null
378206328 | TNB | DISTRIBUTION | WP PUTRAJAYA & CYBERJAYA | Existing | 11 kV | PE MV TERMINAL | RYB | VPTJ/PCE/J04142 | SS 4.14 4G8 (F2) | PPU PTJ 24 CB18 |  | Pass | null
378206332 | TNB | DISTRIBUTION | WP PUTRAJAYA & CYBERJAYA | Existing | 11 kV | PE MV TERMINAL | RYB | VPTJ/PCE/J04142 | SS 4.14 4G8 (F2) | PTJ04154 SS 4.15 - 4G9 F2 |  | Pass | null
378206347 | TNB | DISTRIBUTION | WP PUTRAJAYA & CYBERJAYA | Existing | 11 kV | PE MV TERMINAL | RYB | VPTJ/PCE/J04142 | SS 4.14 4G8 (F2) | PENGGUNA HT 11kV |  | Pass | null
378211232 | TNB | DISTRIBUTION | WP PUTRAJAYA & CYBERJAYA | Existing | 11 kV | PE MV TERMINAL | RYB | VPTJ/PCE/J09442 | PE 9.44 P'PURI P7 BLOK A2 (EFI) (F2) | PTJ09455 : PE 9.45 APT B1 (F2) |  | Pass | null
378211233 | TNB | DISTRIBUTION | WP PUTRAJAYA & CYBERJAYA | Existing | 11 kV | PE MV TERMINAL | RYB | VPTJ/PCE/J09442 | PE 9.44 P'PURI P7 BLOK A2 (EFI) (F2) | PTJ09434 : PE 9.43 APT A1 (F2) |  | Pass | null
378211236 | TNB | DISTRIBUTION | WP PUTRAJAYA & CYBERJAYA | Existing | 11 kV | PE MV TERMINAL | RYB | VPTJ/PCE/J09442 | PE 9.44 P'PURI P7 BLOK A2 (EFI) (F2) | TX2- 750KVA |  | Pass | null
378211329 | TNB | DISTRIBUTION | WP PUTRAJAYA & CYBERJAYA | Existing | 11 kV | PE MV TERMINAL | RYB | VPTJ/PCE/J09431 | PE 9.43 P'PURI P7 BLOK A1 (F1) | PTJ09442 : PE 9.44 APT A2 (F1) |  | Pass | null
378211330 | TNB | DISTRIBUTION | WP PUTRAJAYA & CYBERJAYA | Existing | 11 kV | PE MV TERMINAL | RYB | VPTJ/PCE/J09431 | PE 9.43 P'PURI P7 BLOK A1 (F1) | PTJ09351 : PE 9.35 APT. BLOK A1 (F1) |  | Pass | null
378211333 | TNB | DISTRIBUTION | WP PUTRAJAYA & CYBERJAYA | Existing | 11 kV | PE MV TERMINAL | RYB | VPTJ/PCE/J09431 | PE 9.43 P'PURI P7 BLOK A1 (F1) | TX1- 1000KVA |  | Pass | null
378211419 | TNB | DISTRIBUTION | WP PUTRAJAYA & CYBERJAYA | Existing | 11 kV | PE MV TERMINAL | RYB | VPTJ/PCE/J09432 | PE 9.43 P'PURI P7 BLOK A1 (F2) | PTJ09445 : PE 9.44 APT A2 (F2) |  | Pass | null
378211420 | TNB | DISTRIBUTION | WP PUTRAJAYA & CYBERJAYA | Existing | 11 kV | PE MV TERMINAL | RYB | VPTJ/PCE/J09432 | PE 9.43 P'PURI P7 BLOK A1 (F2) | PTJ09354 : PE 9.35 APT. BLOK A1 (F2) |  | Pass | null
378211423 | TNB | DISTRIBUTION | WP PUTRAJAYA & CYBERJAYA | Existing | 11 kV | PE MV TERMINAL | RYB | VPTJ/PCE/J09432 | PE 9.43 P'PURI P7 BLOK A1 (F2) | TX2- 1000KVA |  | Pass | null
378211510 | TNB | DISTRIBUTION | WP PUTRAJAYA & CYBERJAYA | Existing | 11 kV | PE MV TERMINAL | RYB | VPTJ/PCE/J09351 | PE 9.35 P'PURI BLOK A1 (EFI) (F1) | N/A |  | Pass | null
378211511 | TNB | DISTRIBUTION | WP PUTRAJAYA & CYBERJAYA | Existing | 11 kV | PE MV TERMINAL | RYB | VPTJ/PCE/J09351 | PE 9.35 P'PURI BLOK A1 (EFI) (F1) | PTJ09432 : PE 9.43 APT A1 (F1) |  | Pass | null
378211514 | TNB | DISTRIBUTION | WP PUTRAJAYA & CYBERJAYA | Existing | 11 kV | PE MV TERMINAL | RYB | VPTJ/PCE/J09351 | PE 9.35 P'PURI BLOK A1 (EFI) (F1) | TX1- 1000KVA |  | Pass | null
378211602 | TNB | DISTRIBUTION | WP PUTRAJAYA & CYBERJAYA | Existing | 11 kV | PE MV TERMINAL | RYB | VPTJ/PCE/J09352 | PE 9.35 P'PURI BLOK A1 (EFI) (F2) | N/A |  | Pass | null
378211603 | TNB | DISTRIBUTION | WP PUTRAJAYA & CYBERJAYA | Existing | 11 kV | PE MV TERMINAL | RYB | VPTJ/PCE/J09352 | PE 9.35 P'PURI BLOK A1 (EFI) (F2) | PTJ09435 : PE 9.43 APT A1 (F2) |  | Pass | null
378211606 | TNB | DISTRIBUTION | WP PUTRAJAYA & CYBERJAYA | Existing | 11 kV | PE MV TERMINAL | RYB | VPTJ/PCE/J09352 | PE 9.35 P'PURI BLOK A1 (EFI) (F2) | TX2- 1000KVA |  | Pass | null
378211697 | TNB | DISTRIBUTION | WP PUTRAJAYA & CYBERJAYA | Existing | 11 kV | PE MV TERMINAL | RYB | VPTJ/PCE/J09341 | PE 9.34 P'PURI BLOK A3 (F1) | PTJ09331 : PE 9.33 APT. BLOK B1 (F1) |  | Pass | null
378211698 | TNB | DISTRIBUTION | WP PUTRAJAYA & CYBERJAYA | Existing | 11 kV | PE MV TERMINAL | RYB | VPTJ/PCE/J09341 | PE 9.34 P'PURI BLOK A3 (F1) | PTJ09352 : PE 9.35 APT. BLOK A1 (F1) |  | Pass | null
378211701 | TNB | DISTRIBUTION | WP PUTRAJAYA & CYBERJAYA | Existing | 11 kV | PE MV TERMINAL | RYB | VPTJ/PCE/J09341 | PE 9.34 P'PURI BLOK A3 (F1) | TX1- 1000KVA |  | Pass | null
378211789 | TNB | DISTRIBUTION | WP PUTRAJAYA & CYBERJAYA | Existing | 11 kV | PE MV TERMINAL | RYB | VPTJ/PCE/J09342 | PE 9.34 P'PURI BLOK A3 (F2) | PTJ09334 : PE 9.33 APT. BLOK B1 (F2) |  | Pass | null
378211790 | TNB | DISTRIBUTION | WP PUTRAJAYA & CYBERJAYA | Existing | 11 kV | PE MV TERMINAL | RYB | VPTJ/PCE/J09342 | PE 9.34 P'PURI BLOK A3 (F2) | PTJ09355 : PE 9.35 APT. BLOK A1 (F2) |  | Pass | null
378211793 | TNB | DISTRIBUTION | WP PUTRAJAYA & CYBERJAYA | Existing | 11 kV | PE MV TERMINAL | RYB | VPTJ/PCE/J09342 | PE 9.34 P'PURI BLOK A3 (F2) | TX2- 1000KVA |  | Pass | null
378211885 | TNB | DISTRIBUTION | WP PUTRAJAYA & CYBERJAYA | Existing | 11 kV | PE MV TERMINAL | RYB | VPTJ/PCE/J09331 | PE 9.33 P'PURI BLOK B1 (EFI) (F1) | PTJ09321 : PE 9.32 APT. BLOK B3 (F1) |  | Pass | null
378211886 | TNB | DISTRIBUTION | WP PUTRAJAYA & CYBERJAYA | Existing | 11 kV | PE MV TERMINAL | RYB | VPTJ/PCE/J09331 | PE 9.33 P'PURI BLOK B1 (EFI) (F1) | PTJ09342 : PE 9.34 APT. BLOK A3 (F1) |  | Pass | null
378211889 | TNB | DISTRIBUTION | WP PUTRAJAYA & CYBERJAYA | Existing | 11 kV | PE MV TERMINAL | RYB | VPTJ/PCE/J09331 | PE 9.33 P'PURI BLOK B1 (EFI) (F1) | TX1- 1000KVA |  | Pass | null
378211977 | TNB | DISTRIBUTION | WP PUTRAJAYA & CYBERJAYA | Existing | 11 kV | PE MV TERMINAL | RYB | VPTJ/PCE/J09332 | PE 9.33 P'PURI BLOK B1 (EFI) (F2) | PTJ09324 : PE 9.32 APT. BLOK B3 (F2) |  | Pass | null
378211978 | TNB | DISTRIBUTION | WP PUTRAJAYA & CYBERJAYA | Existing | 11 kV | PE MV TERMINAL | RYB | VPTJ/PCE/J09332 | PE 9.33 P'PURI BLOK B1 (EFI) (F2) | PTJ09345 : PE 9.34 APT. BLOK A3 (F2) |  | Pass | null
378211981 | TNB | DISTRIBUTION | WP PUTRAJAYA & CYBERJAYA | Existing | 11 kV | PE MV TERMINAL | RYB | VPTJ/PCE/J09332 | PE 9.33 P'PURI BLOK B1 (EFI) (F2) | TX2- 1000KVA |  | Pass | null
378212070 | TNB | DISTRIBUTION | WP PUTRAJAYA & CYBERJAYA | Existing | 11 kV | PE MV TERMINAL | RYB | VPTJ/PCE/J09321 | PE 9.32 P'PURI BLOK B3 (F1) | PTJ09332 : PE 9.33 APT. BLOK B1 (F1) |  | Pass | null
378212071 | TNB | DISTRIBUTION | WP PUTRAJAYA & CYBERJAYA | Existing | 11 kV | PE MV TERMINAL | RYB | VPTJ/PCE/J09321 | PE 9.32 P'PURI BLOK B3 (F1) | PTJ09373 : PE 9.37 APT A1 (F1) |  | Pass | null
378212074 | TNB | DISTRIBUTION | WP PUTRAJAYA & CYBERJAYA | Existing | 11 kV | PE MV TERMINAL | RYB | VPTJ/PCE/J09321 | PE 9.32 P'PURI BLOK B3 (F1) | TX1- 1000KVA |  | Pass | null
378212114 | TNB | DISTRIBUTION | WP PUTRAJAYA & CYBERJAYA | Existing | 11 kV | PE MV TERMINAL | RYB | VPTJ/PCE/J09322 | PE 9.32 P'PURI BLOK B3 (F2) | PTJ09335 : PE 9.33 APT. BLOK B1 (F2) |  | Pass | null
378212115 | TNB | DISTRIBUTION | WP PUTRAJAYA & CYBERJAYA | Existing | 11 kV | PE MV TERMINAL | RYB | VPTJ/PCE/J09322 | PE 9.32 P'PURI BLOK B3 (F2) | PTJ09376 : PE 9.37 APT A1 (F2) |  | Pass | null
378212118 | TNB | DISTRIBUTION | WP PUTRAJAYA & CYBERJAYA | Existing | 11 kV | PE MV TERMINAL | RYB | VPTJ/PCE/J09322 | PE 9.32 P'PURI BLOK B3 (F2) | TX2- 1000KVA |  | Pass | null
378212200 | TNB | DISTRIBUTION | WP PUTRAJAYA & CYBERJAYA | Existing | 11 kV | PE MV TERMINAL | RYB | VPTJ/PCE/J09371 | PE 9.37 P'PURI BLOK A1 (EFI) (F1) | PTJ09323 : PE 9.32 APT. BLOK B3 (F1) |  | Pass | null
378212201 | TNB | DISTRIBUTION | WP PUTRAJAYA & CYBERJAYA | Existing | 11 kV | PE MV TERMINAL | RYB | VPTJ/PCE/J09371 | PE 9.37 P'PURI BLOK A1 (EFI) (F1) | PTJ09383 : PE 9.38 APT A3 (F1) |  | Pass | null
378212204 | TNB | DISTRIBUTION | WP PUTRAJAYA & CYBERJAYA | Existing | 11 kV | PE MV TERMINAL | RYB | VPTJ/PCE/J09371 | PE 9.37 P'PURI BLOK A1 (EFI) (F1) | TX1- 1000KVA |  | Pass | null
378212353 | TNB | DISTRIBUTION | WP PUTRAJAYA & CYBERJAYA | Existing | 11 kV | PE MV TERMINAL | RYB | VPTJ/PCE/J09372 | PE 9.37 P'PURI BLOK A1 (EFI) (F2) | PTJ09325 : PE 9.32 APT. BLOK B3 (F2) |  | Pass | null
378212354 | TNB | DISTRIBUTION | WP PUTRAJAYA & CYBERJAYA | Existing | 11 kV | PE MV TERMINAL | RYB | VPTJ/PCE/J09372 | PE 9.37 P'PURI BLOK A1 (EFI) (F2) | PTJ09384 : PE 9.38 APT A3 (F2) |  | Pass | null
378212357 | TNB | DISTRIBUTION | WP PUTRAJAYA & CYBERJAYA | Existing | 11 kV | PE MV TERMINAL | RYB | VPTJ/PCE/J09372 | PE 9.37 P'PURI BLOK A1 (EFI) (F2) | TX2- 1000KVA |  | Pass | null
378212382 | TNB | DISTRIBUTION | WP PUTRAJAYA & CYBERJAYA | Existing | 11 kV | PE MV TERMINAL | RYB | VPTJ/PCE/J09381 | PE 9.38 P'PURI BLOK A3 (F1) | PTJ09371 : PE 9.37 APT A1 (F1) |  | Pass | null
378212383 | TNB | DISTRIBUTION | WP PUTRAJAYA & CYBERJAYA | Existing | 11 kV | PE MV TERMINAL | RYB | VPTJ/PCE/J09381 | PE 9.38 P'PURI BLOK A3 (F1) | PTJ09393 : PE 9.39 APT B3 (F1) |  | Pass | null
378212386 | TNB | DISTRIBUTION | WP PUTRAJAYA & CYBERJAYA | Existing | 11 kV | PE MV TERMINAL | RYB | VPTJ/PCE/J09381 | PE 9.38 P'PURI BLOK A3 (F1) | TX1- 1000KVA |  | Pass | null
378212413 | TNB | DISTRIBUTION | WP PUTRAJAYA & CYBERJAYA | Existing | 11 kV | PE MV TERMINAL | RYB | VPTJ/PCE/J09382 | PE 9.38 P'PURI BLOK A3 (F2) | PTJ09374 : PE 9.37 APT A1 (F2) |  | Pass | null
378212414 | TNB | DISTRIBUTION | WP PUTRAJAYA & CYBERJAYA | Existing | 11 kV | PE MV TERMINAL | RYB | VPTJ/PCE/J09382 | PE 9.38 P'PURI BLOK A3 (F2) | PTJ09396 : PE 9.39 APT B3 (F2) |  | Pass | null
378212417 | TNB | DISTRIBUTION | WP PUTRAJAYA & CYBERJAYA | Existing | 11 kV | PE MV TERMINAL | RYB | VPTJ/PCE/J09382 | PE 9.38 P'PURI BLOK A3 (F2) | TX2- 1000KVA |  | Pass | null
378212568 | TNB | DISTRIBUTION | WP PUTRAJAYA & CYBERJAYA | Existing | 11 kV | PE MV TERMINAL | RYB | VPTJ/PCE/J09392 | PE 9.39 P'PURI BLOK B3 (EFI) (F2) | PTJ09386 : PE 9.38 APT A3 (F2) |  | Pass | null
378212569 | TNB | DISTRIBUTION | WP PUTRAJAYA & CYBERJAYA | Existing | 11 kV | PE MV TERMINAL | RYB | VPTJ/PCE/J09392 | PE 9.39 P'PURI BLOK B3 (EFI) (F2) | PTJ09405 : PE 9.40 APT C (F2) |  | Pass | null
378212572 | TNB | DISTRIBUTION | WP PUTRAJAYA & CYBERJAYA | Existing | 11 kV | PE MV TERMINAL | RYB | VPTJ/PCE/J09392 | PE 9.39 P'PURI BLOK B3 (EFI) (F2) | TX2- 1000KVA |  | Pass | null
378212591 | TNB | DISTRIBUTION | WP PUTRAJAYA & CYBERJAYA | Existing | 11 kV | PE MV TERMINAL | RYB | VPTJ/PCE/J09391 | PE 9.39 P'PURI BLOK B3 (EFI) (F1) | PTJ09381 : PE 9.38 APT A3 (F1) |  | Pass | null
378212592 | TNB | DISTRIBUTION | WP PUTRAJAYA & CYBERJAYA | Existing | 11 kV | PE MV TERMINAL | RYB | VPTJ/PCE/J09391 | PE 9.39 P'PURI BLOK B3 (EFI) (F1) | PTJ09402 : PE 9.40 APT C (F1) |  | Pass | null
378212595 | TNB | DISTRIBUTION | WP PUTRAJAYA & CYBERJAYA | Existing | 11 kV | PE MV TERMINAL | RYB | VPTJ/PCE/J09391 | PE 9.39 P'PURI BLOK B3 (EFI) (F1) | TX1- 1000KVA |  | Pass | null
378212826 | TNB | DISTRIBUTION | WP PUTRAJAYA & CYBERJAYA | Existing | 11 kV | PE MV TERMINAL | RYB | VPTJ/PCE/J09401 | PE 9.40 P'PURI BLOK C (F1) | PTJ09413 : PE 9.41 APT E3 (F1) |  | Pass | null
378212832 | TNB | DISTRIBUTION | WP PUTRAJAYA & CYBERJAYA | Existing | 11 kV | PE MV TERMINAL | RYB | VPTJ/PCE/J09401 | PE 9.40 P'PURI BLOK C (F1) | PTJ09391 : PE 9.39 APT B3 (F1) |  | Pass | null
378212873 | TNB | DISTRIBUTION | WP PUTRAJAYA & CYBERJAYA | Existing | 11 kV | PE MV TERMINAL | RYB | VPTJ/PCE/J09401 | PE 9.40 P'PURI BLOK C (F1) | TX1- 1000KVA |  | Pass | null
378212879 | TNB | DISTRIBUTION | WP PUTRAJAYA & CYBERJAYA | Existing | 11 kV | PE MV TERMINAL | RYB | VPTJ/PCE/J09402 | PE 9.40 P'PURI BLOK C (F2) | PTJ09416 : PE 9.41 APT E3 (F2) |  | Pass | null
378212885 | TNB | DISTRIBUTION | WP PUTRAJAYA & CYBERJAYA | Existing | 11 kV | PE MV TERMINAL | RYB | VPTJ/PCE/J09402 | PE 9.40 P'PURI BLOK C (F2) | PTJ09394 : PE 9.39 APT B3 (F2) |  | Pass | null
378212926 | TNB | DISTRIBUTION | WP PUTRAJAYA & CYBERJAYA | Existing | 11 kV | PE MV TERMINAL | RYB | VPTJ/PCE/J09402 | PE 9.40 P'PURI BLOK C (F2) | TX2- 1000KVA |  | Pass | null
378213011 | TNB | DISTRIBUTION | WP PUTRAJAYA & CYBERJAYA | Existing | 11 kV | PE MV TERMINAL | RYB | VPTJ/PCE/J09411 | PE 9.41 P'PURI BLOK E3 (F1) | PTJ09401 : PE 9.40 APT C (F1) |  | Pass | null
378213012 | TNB | DISTRIBUTION | WP PUTRAJAYA & CYBERJAYA | Existing | 11 kV | PE MV TERMINAL | RYB | VPTJ/PCE/J09411 | PE 9.41 P'PURI BLOK E3 (F1) | PTJ09423 : PE 9.42 APT E1 (F1) |  | Pass | null
378213015 | TNB | DISTRIBUTION | WP PUTRAJAYA & CYBERJAYA | Existing | 11 kV | PE MV TERMINAL | RYB | VPTJ/PCE/J09411 | PE 9.41 P'PURI BLOK E3 (F1) | TX1- 750KVA |  | Pass | null
378213108 | TNB | DISTRIBUTION | WP PUTRAJAYA & CYBERJAYA | Existing | 11 kV | PE MV TERMINAL | RYB | VPTJ/PCE/J09412 | PE 9.41 P'PURI BLOK E3 (F2) | PTJ09404 : PE 9.40 APT C (F2) |  | Pass | null
378213109 | TNB | DISTRIBUTION | WP PUTRAJAYA & CYBERJAYA | Existing | 11 kV | PE MV TERMINAL | RYB | VPTJ/PCE/J09412 | PE 9.41 P'PURI BLOK E3 (F2) | PTJ09426 : PE 9.42 APT E1 (F2) |  | Pass | null
378213112 | TNB | DISTRIBUTION | WP PUTRAJAYA & CYBERJAYA | Existing | 11 kV | PE MV TERMINAL | RYB | VPTJ/PCE/J09412 | PE 9.41 P'PURI BLOK E3 (F2) | TX2- 1000KVA |  | Pass | null
378213203 | TNB | DISTRIBUTION | WP PUTRAJAYA & CYBERJAYA | Existing | 11 kV | PE MV TERMINAL | RYB | VPTJ/PCE/J09421 | PE 9.42 P'PURI BLOK E1 (EFI) (F1) | PTJ09411 : PE 9.41 APT E3 (F1) |  | Pass | null
378213204 | TNB | DISTRIBUTION | WP PUTRAJAYA & CYBERJAYA | Existing | 11 kV | PE MV TERMINAL | RYB | VPTJ/PCE/J09421 | PE 9.42 P'PURI BLOK E1 (EFI) (F1) | PTJ09483 : PE 9.48 APT C&D (F1) |  | Pass | null
378213207 | TNB | DISTRIBUTION | WP PUTRAJAYA & CYBERJAYA | Existing | 11 kV | PE MV TERMINAL | RYB | VPTJ/PCE/J09421 | PE 9.42 P'PURI BLOK E1 (EFI) (F1) | TX1- 1000KVA |  | Pass | null
378213293 | TNB | DISTRIBUTION | WP PUTRAJAYA & CYBERJAYA | Existing | 11 kV | PE MV TERMINAL | RYB | VPTJ/PCE/J09422 | PE 9.42 P'PURI BLOK E1 (EFI) (F2) | PTJ09414 : PE 9.41 APT E3 (F2) |  | Pass | null
378213294 | TNB | DISTRIBUTION | WP PUTRAJAYA & CYBERJAYA | Existing | 11 kV | PE MV TERMINAL | RYB | VPTJ/PCE/J09422 | PE 9.42 P'PURI BLOK E1 (EFI) (F2) | PTJ09486 : PE 9.48 APT C&D (F2) |  | Pass | null
378213297 | TNB | DISTRIBUTION | WP PUTRAJAYA & CYBERJAYA | Existing | 11 kV | PE MV TERMINAL | RYB | VPTJ/PCE/J09422 | PE 9.42 P'PURI BLOK E1 (EFI) (F2) | TX2- 1000KVA |  | Pass | null
378213384 | TNB | DISTRIBUTION | WP PUTRAJAYA & CYBERJAYA | Existing | 11 kV | PE MV TERMINAL | RYB | VPTJ/PCE/J09481 | PE 9.48 P'PURI BLOK C&D (EFI) (F1) | PTJ09421 : PE 9.42 APT E1 (F1) |  | Pass | null
378213385 | TNB | DISTRIBUTION | WP PUTRAJAYA & CYBERJAYA | Existing | 11 kV | PE MV TERMINAL | RYB | VPTJ/PCE/J09481 | PE 9.48 P'PURI BLOK C&D (EFI) (F1) | N/A |  | Pass | null
378213388 | TNB | DISTRIBUTION | WP PUTRAJAYA & CYBERJAYA | Existing | 11 kV | PE MV TERMINAL | RYB | VPTJ/PCE/J09481 | PE 9.48 P'PURI BLOK C&D (EFI) (F1) | TX1- 1000KVA |  | Pass | null
378213477 | TNB | DISTRIBUTION | WP PUTRAJAYA & CYBERJAYA | Existing | 11 kV | PE MV TERMINAL | RYB | VPTJ/PCE/J09482 | PE 9.48 P'PURI BLOK C&D (EFI) (F2) | N/A |  | Pass | null
378213478 | TNB | DISTRIBUTION | WP PUTRAJAYA & CYBERJAYA | Existing | 11 kV | PE MV TERMINAL | RYB | VPTJ/PCE/J09482 | PE 9.48 P'PURI BLOK C&D (EFI) (F2) | PTJ09424 : PE 9.42 APT E1 (F2) |  | Pass | null
378213481 | TNB | DISTRIBUTION | WP PUTRAJAYA & CYBERJAYA | Existing | 11 kV | PE MV TERMINAL | RYB | VPTJ/PCE/J09482 | PE 9.48 P'PURI BLOK C&D (EFI) (F2) | TX2- 1000KVA |  | Pass | null
378213568 | TNB | DISTRIBUTION | WP PUTRAJAYA & CYBERJAYA | Existing | 11 kV | PE MV TERMINAL | RYB | VPTJ/PCE/J09471 | PE 9.47 P'PURI BLOK A&B (F1) | N/A |  | Pass | null
378213569 | TNB | DISTRIBUTION | WP PUTRAJAYA & CYBERJAYA | Existing | 11 kV | PE MV TERMINAL | RYB | VPTJ/PCE/J09471 | PE 9.47 P'PURI BLOK A&B (F1) | PTJ09481 : PE 9.48 APT C&D (F1) |  | Pass | null
378213572 | TNB | DISTRIBUTION | WP PUTRAJAYA & CYBERJAYA | Existing | 11 kV | PE MV TERMINAL | RYB | VPTJ/PCE/J09471 | PE 9.47 P'PURI BLOK A&B (F1) | TX1- 1000KVA |  | Pass | null
378213653 | TNB | DISTRIBUTION | WP PUTRAJAYA & CYBERJAYA | Existing | 11 kV | PE MV TERMINAL | RYB | VPTJ/PCE/J09472 | PE 9.47 P'PURI BLOK A&B (F2) | N/A |  | Pass | null
378213654 | TNB | DISTRIBUTION | WP PUTRAJAYA & CYBERJAYA | Existing | 11 kV | PE MV TERMINAL | RYB | VPTJ/PCE/J09472 | PE 9.47 P'PURI BLOK A&B (F2) | PTJ09484 : PE 9.48 APT C&D (F2) |  | Pass | null
378213657 | TNB | DISTRIBUTION | WP PUTRAJAYA & CYBERJAYA | Existing | 11 kV | PE MV TERMINAL | RYB | VPTJ/PCE/J09472 | PE 9.47 P'PURI BLOK A&B (F2) | TX2- 1000KVA |  | Pass | null
378213752 | TNB | DISTRIBUTION | WP PUTRAJAYA & CYBERJAYA | Existing | 11 kV | PE MV TERMINAL | RYB | VPTJ/PCE/J09141 | PE 9.14 K.KEJIRANAN (F1) | PTJ09283 : PE 9.28 APT 11C (F1) |  | Pass | null
378213753 | TNB | DISTRIBUTION | WP PUTRAJAYA & CYBERJAYA | Existing | 11 kV | PE MV TERMINAL | RYB | VPTJ/PCE/J09141 | PE 9.14 K.KEJIRANAN (F1) | PTJ09471 : PE 9.47 APT A&B (F1) |  | Pass | null
378213756 | TNB | DISTRIBUTION | WP PUTRAJAYA & CYBERJAYA | Existing | 11 kV | PE MV TERMINAL | RYB | VPTJ/PCE/J09141 | PE 9.14 K.KEJIRANAN (F1) | TX1- 1000KVA |  | Pass | null
378213844 | TNB | DISTRIBUTION | WP PUTRAJAYA & CYBERJAYA | Existing | 11 kV | PE MV TERMINAL | RYB | VPTJ/PCE/J09142 | PE 9.14 K.KEJIRANAN (F2) | PTJ09474 : PE 9.47 APT A&B (F2) |  | Pass | null
378213845 | TNB | DISTRIBUTION | WP PUTRAJAYA & CYBERJAYA | Existing | 11 kV | PE MV TERMINAL | RYB | VPTJ/PCE/J09142 | PE 9.14 K.KEJIRANAN (F2) | PTJ09286 : PE 9.28 APT 11C (F2) |  | Pass | null
378213848 | TNB | DISTRIBUTION | WP PUTRAJAYA & CYBERJAYA | Existing | 11 kV | PE MV TERMINAL | RYB | VPTJ/PCE/J09142 | PE 9.14 K.KEJIRANAN (F2) | TX2- 1000KVA |  | Pass | null
378213939 | TNB | DISTRIBUTION | WP PUTRAJAYA & CYBERJAYA | Existing | 11 kV | PE MV TERMINAL | RYB | VPTJ/PCE/J10132 | PE 10.13 PUSPANITA (F2) | PPU PTJ5 VCB13 |  | Pass | null
378213940 | TNB | DISTRIBUTION | WP PUTRAJAYA & CYBERJAYA | Existing | 11 kV | PE MV TERMINAL | RYB | VPTJ/PCE/J10132 | PE 10.13 PUSPANITA (F2) | PTJ10145 : PE 10.14 P10A1 (F2) |  | Pass | null
378213943 | TNB | DISTRIBUTION | WP PUTRAJAYA & CYBERJAYA | Existing | 11 kV | PE MV TERMINAL | RYB | VPTJ/PCE/J10132 | PE 10.13 PUSPANITA (F2) | TX2- 1000KVA |  | Pass | null
378213962 | TNB | DISTRIBUTION | WP PUTRAJAYA & CYBERJAYA | Existing | 11 kV | PE MV TERMINAL | RYB | VPTJ/PCE/J10131 | PE 10.13 PUSPANITA (F1) | PPU PTJ5 CB13 |  | Pass | null
378213963 | TNB | DISTRIBUTION | WP PUTRAJAYA & CYBERJAYA | Existing | 11 kV | PE MV TERMINAL | RYB | VPTJ/PCE/J10131 | PE 10.13 PUSPANITA (F1) | PTJ10122 : PE 10.12 JLN P10A PDT |  | Pass | null
378213966 | TNB | DISTRIBUTION | WP PUTRAJAYA & CYBERJAYA | Existing | 11 kV | PE MV TERMINAL | RYB | VPTJ/PCE/J10131 | PE 10.13 PUSPANITA (F1) | TX1- 1000KVA |  | Pass | null
378214125 | TNB | DISTRIBUTION | WP PUTRAJAYA & CYBERJAYA | Existing | 11 kV | PE MV TERMINAL | RYB | VPTJ/PCE/J02041 | PE 2.04 W.F PROMENADE (F1) | PTJ02052 : PE 2.05 PADAT CUT |  | Pass | null
378214126 | TNB | DISTRIBUTION | WP PUTRAJAYA & CYBERJAYA | Existing | 11 kV | PE MV TERMINAL | RYB | VPTJ/PCE/J02041 | PE 2.04 W.F PROMENADE (F1) | PPU PTJ5 VCB 18 |  | Pass | null
378214129 | TNB | DISTRIBUTION | WP PUTRAJAYA & CYBERJAYA | Existing | 11 kV | PE MV TERMINAL | RYB | VPTJ/PCE/J02041 | PE 2.04 W.F PROMENADE (F1) | TX1- 1000KVA |  | Pass | null
378214217 | TNB | DISTRIBUTION | WP PUTRAJAYA & CYBERJAYA | Existing | 11 kV | PE MV TERMINAL | RYB | VPTJ/PCE/J02042 | PE 2.04 W.F PROMENADE (F2) | PTJ02241 : Pdt Site Office 2C5 (PE 2.24) |  | Pass | null
378214218 | TNB | DISTRIBUTION | WP PUTRAJAYA & CYBERJAYA | Existing | 11 kV | PE MV TERMINAL | RYB | VPTJ/PCE/J02042 | PE 2.04 W.F PROMENADE (F2) | PPU PTJ5 VCB 15 |  | Pass | null
378214221 | TNB | DISTRIBUTION | WP PUTRAJAYA & CYBERJAYA | Existing | 11 kV | PE MV TERMINAL | RYB | VPTJ/PCE/J02042 | PE 2.04 W.F PROMENADE (F2) | TX2- 1000KVA |  | Pass | null
378214311 | TNB | DISTRIBUTION | WP PUTRAJAYA & CYBERJAYA | Existing | 11 kV | PE MV TERMINAL | RYB | VPTJ/PCE/J02051 | PE 2.05 PADAT CUT | PTJ02261 : PE 2.26 FORMULA E (2) |  | Pass | null
378214312 | TNB | DISTRIBUTION | WP PUTRAJAYA & CYBERJAYA | Existing | 11 kV | PE MV TERMINAL | RYB | VPTJ/PCE/J02051 | PE 2.05 PADAT CUT | PTJ02041 : PE 2.04 W.F PROMENADE (F1) |  | Pass | null
378214315 | TNB | DISTRIBUTION | WP PUTRAJAYA & CYBERJAYA | Existing | 11 kV | PE MV TERMINAL | RYB | VPTJ/PCE/J02051 | PE 2.05 PADAT CUT | TX1- 1000KVA |  | Pass | null
378214401 | TNB | DISTRIBUTION | WP PUTRAJAYA & CYBERJAYA | Existing | 11 kV | PE MV TERMINAL | RYB | VPTJ/PCE/J02261 | PE 2.26 C/S FORMULA E 2 | PTJ02051 : PE 2.05 PADAT CUT |  | Pass | null
378214402 | TNB | DISTRIBUTION | WP PUTRAJAYA & CYBERJAYA | Existing | 11 kV | PE MV TERMINAL | RYB | VPTJ/PCE/J02261 | PE 2.26 C/S FORMULA E 2 | PTJ02251 : PE 2.25 FORMULA E A |  | Pass | null
378214405 | TNB | DISTRIBUTION | WP PUTRAJAYA & CYBERJAYA | Existing | 11 kV | PE MV TERMINAL | RYB | VPTJ/PCE/J02261 | PE 2.26 C/S FORMULA E 2 | N/A |  | Pass | null
378214512 | TNB | DISTRIBUTION | WP PUTRAJAYA & CYBERJAYA | Existing | 11 kV | PE MV TERMINAL | RYB | VPTJ/PCE/J02241 | PE 2.24 TEMP 2C5 | PTJ02281 : PE 2.28 FORMULA E 4 |  | Pass | null
378214513 | TNB | DISTRIBUTION | WP PUTRAJAYA & CYBERJAYA | Existing | 11 kV | PE MV TERMINAL | RYB | VPTJ/PCE/J02241 | PE 2.24 TEMP 2C5 | PTJ02045 : PE 2.04 W.F PROMENADE (F2) |  | Pass | null
378214516 | TNB | DISTRIBUTION | WP PUTRAJAYA & CYBERJAYA | Existing | 11 kV | PE MV TERMINAL | RYB | VPTJ/PCE/J02241 | PE 2.24 TEMP 2C5 | TX1-1000kVA |  | Pass | null
378214621 | TNB | DISTRIBUTION | WP PUTRAJAYA & CYBERJAYA | Existing | 11 kV | PE MV TERMINAL | RYB | VPTJ/PCE/J02281 | PE 2.28 C/S FORMULA E 4 | PTJ02242 : Pdt Site Office 2C5 (PE 2.24) |  | Pass | null
378214622 | TNB | DISTRIBUTION | WP PUTRAJAYA & CYBERJAYA | Existing | 11 kV | PE MV TERMINAL | RYB | VPTJ/PCE/J02281 | PE 2.28 C/S FORMULA E 4 | PTJ02271 : PE 2.27 FORMULA E 3 |  | Pass | null
378214625 | TNB | DISTRIBUTION | WP PUTRAJAYA & CYBERJAYA | Existing | 11 kV | PE MV TERMINAL | RYB | VPTJ/PCE/J02281 | PE 2.28 C/S FORMULA E 4 | TX1- 1000KVA |  | Pass | null
378219817 | TNB | DISTRIBUTION | WP PUTRAJAYA & CYBERJAYA | Existing | 11 kV | PE MV TERMINAL | RYB | VPTJ/PCE/J15211 | SS 15.21 OFFICE CHANCERIES (EFI) (F1) | PENGGUNA HT |  | Pass | null
378219826 | TNB | DISTRIBUTION | WP PUTRAJAYA & CYBERJAYA | Existing | 11 kV | PE MV TERMINAL | RYB | VPTJ/PCE/J15211 | SS 15.21 OFFICE CHANCERIES (EFI) (F1) | PTJ15073 PE 15.07 BLOK D3 (F1) |  | Pass | null
378219837 | TNB | DISTRIBUTION | WP PUTRAJAYA & CYBERJAYA | Existing | 11 kV | PE MV TERMINAL | RYB | VPTJ/PCE/J15211 | SS 15.21 OFFICE CHANCERIES (EFI) (F1) | PTJ15251 PE 15.25 PJBT KEDUTAAN IRAQ (F1) |  | Pass | null
378219843 | TNB | DISTRIBUTION | WP PUTRAJAYA & CYBERJAYA | Existing | 11 kV | PE MV TERMINAL | RYB | VPTJ/PCE/J15212 | SS 15.21 OFFICE CHANCERIES (EFI) (F2) | PENGGUNA HT |  | Pass | null
378219852 | TNB | DISTRIBUTION | WP PUTRAJAYA & CYBERJAYA | Existing | 11 kV | PE MV TERMINAL | RYB | VPTJ/PCE/J15212 | SS 15.21 OFFICE CHANCERIES (EFI) (F2) | PTJ15076 PE 15.07 BLOK D3 (F2) |  | Pass | null
378219863 | TNB | DISTRIBUTION | WP PUTRAJAYA & CYBERJAYA | Existing | 11 kV | PE MV TERMINAL | RYB | VPTJ/PCE/J15212 | SS 15.21 OFFICE CHANCERIES (EFI) (F2) | PTJ15233 PE 15.23 PADAT SL |  | Pass | null
378219888 | TNB | DISTRIBUTION | WP PUTRAJAYA & CYBERJAYA | Existing | 11 kV | PE MV TERMINAL | RYB | VPTJ/PCE/J15071 | PE 15.07 BLOK D3 (EFI) (F1) | PTJ15333 PE 15.33 PDT KEDIAMAN KEDUTAAN IRAQ (F1) |  | Pass | null
378219889 | TNB | DISTRIBUTION | WP PUTRAJAYA & CYBERJAYA | Existing | 11 kV | PE MV TERMINAL | RYB | VPTJ/PCE/J15071 | PE 15.07 BLOK D3 (EFI) (F1) | PTJ15211 SS 15.21 OFFICE CHANCERIES (F1) |  | Pass | null
378219892 | TNB | DISTRIBUTION | WP PUTRAJAYA & CYBERJAYA | Existing | 11 kV | PE MV TERMINAL | RYB | VPTJ/PCE/J15071 | PE 15.07 BLOK D3 (EFI) (F1) | 1000KVA |  | Pass | null
378219911 | TNB | DISTRIBUTION | WP PUTRAJAYA & CYBERJAYA | Existing | 11 kV | PE MV TERMINAL | RYB | VPTJ/PCE/J15072 | PE 15.07 BLOK D3 (EFI) (F2) | PTJ15335 PE 15.33 PDT KEDIAMAN KEDUTAAN IRAQ (F2) |  | Pass | null
378219912 | TNB | DISTRIBUTION | WP PUTRAJAYA & CYBERJAYA | Existing | 11 kV | PE MV TERMINAL | RYB | VPTJ/PCE/J15072 | PE 15.07 BLOK D3 (EFI) (F2) | PTJ15214 SS 15.21 OFFICE CHANCERIES (F2) |  | Pass | null
378219915 | TNB | DISTRIBUTION | WP PUTRAJAYA & CYBERJAYA | Existing | 11 kV | PE MV TERMINAL | RYB | VPTJ/PCE/J15072 | PE 15.07 BLOK D3 (EFI) (F2) | 1000KVA |  | Pass | null
378219940 | TNB | DISTRIBUTION | WP PUTRAJAYA & CYBERJAYA | Existing | 11 kV | PE MV TERMINAL | RYB | VPTJ/PCE/J15331 | PE 15.33 PDT KEDIAMAN KEDUTAAN IRAQ (F1) | PTJ15063 PE 15.06 BLOK D2 (F1) |  | Pass | null
378219941 | TNB | DISTRIBUTION | WP PUTRAJAYA & CYBERJAYA | Existing | 11 kV | PE MV TERMINAL | RYB | VPTJ/PCE/J15331 | PE 15.33 PDT KEDIAMAN KEDUTAAN IRAQ (F1) | PTJ15071 PE 15.07 BLOK D3 (F1) |  | Pass | null
378219944 | TNB | DISTRIBUTION | WP PUTRAJAYA & CYBERJAYA | Existing | 11 kV | PE MV TERMINAL | RYB | VPTJ/PCE/J15331 | PE 15.33 PDT KEDIAMAN KEDUTAAN IRAQ (F1) | TX1-1000kVA |  | Pass | null
378220044 | TNB | DISTRIBUTION | WP PUTRAJAYA & CYBERJAYA | Existing | 11 kV | PE MV TERMINAL | RYB | VPTJ/PCE/J15332 | PE 15.33 PDT KEDIAMAN KEDUTAAN IRAQ (F2) | PTJ15066 PE 15.06 BLOK D2 (F2) |  | Pass | null
378220045 | TNB | DISTRIBUTION | WP PUTRAJAYA & CYBERJAYA | Existing | 11 kV | PE MV TERMINAL | RYB | VPTJ/PCE/J15332 | PE 15.33 PDT KEDIAMAN KEDUTAAN IRAQ (F2) | PTJ15074 PE 15.07 BLOK D3 (F2) |  | Pass | null
378220048 | TNB | DISTRIBUTION | WP PUTRAJAYA & CYBERJAYA | Existing | 11 kV | PE MV TERMINAL | RYB | VPTJ/PCE/J15332 | PE 15.33 PDT KEDIAMAN KEDUTAAN IRAQ (F2) | TX2-1000kVA |  | Pass | null
378220155 | TNB | DISTRIBUTION | WP PUTRAJAYA & CYBERJAYA | Existing | 11 kV | PE MV TERMINAL | RYB | VPTJ/PCE/J15051 | PE 15.05 BLOK D2 (1) (EFI) (F1) | PTJ15372 PE 15.37 FASA 15-2 (F1) |  | Pass | null
378220156 | TNB | DISTRIBUTION | WP PUTRAJAYA & CYBERJAYA | Existing | 11 kV | PE MV TERMINAL | RYB | VPTJ/PCE/J15051 | PE 15.05 BLOK D2 (1) (EFI) (F1) | PTJ15061 PE 15.06 BLOK D2 (F1) |  | Pass | null
378220159 | TNB | DISTRIBUTION | WP PUTRAJAYA & CYBERJAYA | Existing | 11 kV | PE MV TERMINAL | RYB | VPTJ/PCE/J15051 | PE 15.05 BLOK D2 (1) (EFI) (F1) | 1000KVA |  | Pass | null
378220201 | TNB | DISTRIBUTION | WP PUTRAJAYA & CYBERJAYA | Existing | 11 kV | PE MV TERMINAL | RYB | VPTJ/PCE/J15052 | PE 15.05 BLOK D2 (1) (EFI) (F2) | PTJ15375 PE 15.37 FASA 15-2 (F2) |  | Pass | null
378220202 | TNB | DISTRIBUTION | WP PUTRAJAYA & CYBERJAYA | Existing | 11 kV | PE MV TERMINAL | RYB | VPTJ/PCE/J15052 | PE 15.05 BLOK D2 (1) (EFI) (F2) | PTJ15064 PE 15.06 BLOK D2 (F2) |  | Pass | null
378220205 | TNB | DISTRIBUTION | WP PUTRAJAYA & CYBERJAYA | Existing | 11 kV | PE MV TERMINAL | RYB | VPTJ/PCE/J15052 | PE 15.05 BLOK D2 (1) (EFI) (F2) | 1000KVA |  | Pass | null
378220297 | TNB | DISTRIBUTION | WP PUTRAJAYA & CYBERJAYA | Existing | 11 kV | PE MV TERMINAL | RYB | VPTJ/PCE/J15061 | PE 15.06 BLOK D2 (2) (F1) | PTJ15053 PE 15.05 BLOK D2 (F1) |  | Pass | null
378220298 | TNB | DISTRIBUTION | WP PUTRAJAYA & CYBERJAYA | Existing | 11 kV | PE MV TERMINAL | RYB | VPTJ/PCE/J15061 | PE 15.06 BLOK D2 (2) (F1) | PTJ15331 PE 15.33 PDT KEDIAMAN KEDUTAAN IRAQ (F1) |  | Pass | null
378220301 | TNB | DISTRIBUTION | WP PUTRAJAYA & CYBERJAYA | Existing | 11 kV | PE MV TERMINAL | RYB | VPTJ/PCE/J15061 | PE 15.06 BLOK D2 (2) (F1) | 1000KVA |  | Pass | null
378220393 | TNB | DISTRIBUTION | WP PUTRAJAYA & CYBERJAYA | Existing | 11 kV | PE MV TERMINAL | RYB | VPTJ/PCE/J15062 | PE 15.06 BLOK D2 (2) (F2) | PTJ15056 PE 15.05 BLOK D2 (F2) |  | Pass | null
378220394 | TNB | DISTRIBUTION | WP PUTRAJAYA & CYBERJAYA | Existing | 11 kV | PE MV TERMINAL | RYB | VPTJ/PCE/J15062 | PE 15.06 BLOK D2 (2) (F2) | PTJ15334 PE 15.33 PDT KEDIAMAN KEDUTAAN IRAQ (F2) |  | Pass | null
378220397 | TNB | DISTRIBUTION | WP PUTRAJAYA & CYBERJAYA | Existing | 11 kV | PE MV TERMINAL | RYB | VPTJ/PCE/J15062 | PE 15.06 BLOK D2 (2) (F2) | 1000KVA |  | Pass | null
378224303 | TNB | DISTRIBUTION | WP PUTRAJAYA & CYBERJAYA | Existing | 11 kV | PE MV TERMINAL | RYB | VCBJ/PCE/J24251 | PE 24.25 CRYSTAL VILLE 2 | CBJ22525 PE 22.52 (58) UNITS SHOP LOT (F2) |  | Pass | null
378224304 | TNB | DISTRIBUTION | WP PUTRAJAYA & CYBERJAYA | Existing | 11 kV | PE MV TERMINAL | RYB | VCBJ/PCE/J24251 | PE 24.25 CRYSTAL VILLE 2 | CBJ22113 PE 22.11 THE STREET MALL (F2) |  | Pass | null
378224307 | TNB | DISTRIBUTION | WP PUTRAJAYA & CYBERJAYA | Existing | 11 kV | PE MV TERMINAL | RYB | VCBJ/PCE/J24251 | PE 24.25 CRYSTAL VILLE 2 | TX-1000KVA |  | Pass | null
378224744 | TNB | DISTRIBUTION | WP PUTRAJAYA & CYBERJAYA | Existing | 11 kV | PE MV TERMINAL | RYB | VCBJ/PCE/J24241 | PE 24.24 CRYSTAL VILLE 1 | TX1-1000KVA |  | Pass | null
378224751 | TNB | DISTRIBUTION | WP PUTRAJAYA & CYBERJAYA | Existing | 11 kV | PE MV TERMINAL | RYB | VCBJ/PCE/J24241 | PE 24.24 CRYSTAL VILLE 1 | CBJ22112 PE 22.11 THE STREET MALL (F1) |  | Pass | null
378224759 | TNB | DISTRIBUTION | WP PUTRAJAYA & CYBERJAYA | Existing | 11 kV | PE MV TERMINAL | RYB | VCBJ/PCE/J24241 | PE 24.24 CRYSTAL VILLE 1 | CBJ22801 PE 22.80 APT NEO CYBER BLOK A |  | Pass | null
378224769 | TNB | DISTRIBUTION | WP PUTRAJAYA & CYBERJAYA | Existing | 11 kV | PE MV TERMINAL | RYB | VCBJ/PCE/J24241 | PE 24.24 CRYSTAL VILLE 1 | TX2-1000KVA |  | Pass | null
378224926 | TNB | DISTRIBUTION | WP PUTRAJAYA & CYBERJAYA | Existing | 11 kV | PE MV TERMINAL | RYB | VCBJ/PCE/J25081 | SS 25.08 NTT 3 F1 | CBJ21092 SS 21.09 CBJ 1 (F1) |  | Pass | null
378224930 | TNB | DISTRIBUTION | WP PUTRAJAYA & CYBERJAYA | Existing | 11 kV | PE MV TERMINAL | RYB | VCBJ/PCE/J25081 | SS 25.08 NTT 3 F1 | PENGGUNA F1 |  | Pass | null
378224946 | TNB | DISTRIBUTION | WP PUTRAJAYA & CYBERJAYA | Existing | 11 kV | PE MV TERMINAL | RYB | VCBJ/PCE/J25081 | SS 25.08 NTT 3 F1 | CBJ21922 SS 21.92 NTT DATA CENTRE (F1) |  | Pass | null
378224967 | TNB | DISTRIBUTION | WP PUTRAJAYA & CYBERJAYA | Existing | 11 kV | PE MV TERMINAL | RYB | VCBJ/PCE/J25082 | SS 25.08 NTT 3 F2 | CBJ21095 SS 21.09 CBJ 1 (F2) |  | Pass | null
378224971 | TNB | DISTRIBUTION | WP PUTRAJAYA & CYBERJAYA | Existing | 11 kV | PE MV TERMINAL | RYB | VCBJ/PCE/J25082 | SS 25.08 NTT 3 F2 | PENGGUNA F2 |  | Pass | null
378224987 | TNB | DISTRIBUTION | WP PUTRAJAYA & CYBERJAYA | Existing | 11 kV | PE MV TERMINAL | RYB | VCBJ/PCE/J25082 | SS 25.08 NTT 3 F2 | CBJ21925 SS 21.92 NTT DATA CENTRE (F2) |  | Pass | null
378225020 | TNB | DISTRIBUTION | WP PUTRAJAYA & CYBERJAYA | Existing | 11 kV | PE MV TERMINAL | RYB | VCBJ/PCE/J21341 | PE 21.34 PS5 F1 | VCB 8 PPU CYB7 |  | Pass | null
378225021 | TNB | DISTRIBUTION | WP PUTRAJAYA & CYBERJAYA | Existing | 11 kV | PE MV TERMINAL | RYB | VCBJ/PCE/J21341 | PE 21.34 PS5 F1 | CBJ21091 SS 21.09 CBJ 1 (F1) |  | Pass | null
378225024 | TNB | DISTRIBUTION | WP PUTRAJAYA & CYBERJAYA | Existing | 11 kV | PE MV TERMINAL | RYB | VCBJ/PCE/J21341 | PE 21.34 PS5 F1 | TX1-500KVA |  | Pass | null
378225043 | TNB | DISTRIBUTION | WP PUTRAJAYA & CYBERJAYA | Existing | 11 kV | PE MV TERMINAL | RYB | VCBJ/PCE/J21342 | PE 21.34 PS5 F2 | VCB 7 PPU CYB7 |  | Pass | null
378225044 | TNB | DISTRIBUTION | WP PUTRAJAYA & CYBERJAYA | Existing | 11 kV | PE MV TERMINAL | RYB | VCBJ/PCE/J21342 | PE 21.34 PS5 F2 | CBJ21094 SS 21.09 CBJ 1 (F2) |  | Pass | null
378225047 | TNB | DISTRIBUTION | WP PUTRAJAYA & CYBERJAYA | Existing | 11 kV | PE MV TERMINAL | RYB | VCBJ/PCE/J21342 | PE 21.34 PS5 F2 | TX2-500KVA |  | Pass | null
378284227 | TNB | DISTRIBUTION | WP PUTRAJAYA & CYBERJAYA | Existing | 11 kV | PE MV TERMINAL | RYB | VPTJ/PCE/J01071 | SS 1.07 JPM B1 JPM B8 (F1) | PENGGUNA HT |  | Pass | null
378284234 | TNB | DISTRIBUTION | WP PUTRAJAYA & CYBERJAYA | Existing | 11 kV | PE MV TERMINAL | RYB | VPTJ/PCE/J01071 | SS 1.07 JPM B1 JPM B8 (F1) | PTJ1062 SS 1.06 PARCEL B6 (F1) |  | Pass | null
378284242 | TNB | DISTRIBUTION | WP PUTRAJAYA & CYBERJAYA | Existing | 11 kV | PE MV TERMINAL | RYB | VPTJ/PCE/J01071 | SS 1.07 JPM B1 JPM B8 (F1) | VCB 6 PTJ6 |  | Pass | null
378284252 | TNB | DISTRIBUTION | WP PUTRAJAYA & CYBERJAYA | Existing | 11 kV | PE MV TERMINAL | RYB | VPTJ/PCE/J01071 | SS 1.07 JPM B1 JPM B8 (F1) | PENGGUNA HT |  | Pass | null
378284398 | TNB | DISTRIBUTION | WP PUTRAJAYA & CYBERJAYA | Existing | 11 kV | PE MV TERMINAL | RYB | VPTJ/PCE/J01072 | SS 1.07 JPM B1 JPM B8 (F2) | PENGGUNA HT |  | Pass | null
378284405 | TNB | DISTRIBUTION | WP PUTRAJAYA & CYBERJAYA | Existing | 11 kV | PE MV TERMINAL | RYB | VPTJ/PCE/J01072 | SS 1.07 JPM B1 JPM B8 (F2) | VCB 11 PTJ6 |  | Pass | null
378284413 | TNB | DISTRIBUTION | WP PUTRAJAYA & CYBERJAYA | Existing | 11 kV | PE MV TERMINAL | RYB | VPTJ/PCE/J01072 | SS 1.07 JPM B1 JPM B8 (F2) | PTJ1066 SS 1.06 PARCEL B6 (F2) |  | Pass | null
378284423 | TNB | DISTRIBUTION | WP PUTRAJAYA & CYBERJAYA | Existing | 11 kV | PE MV TERMINAL | RYB | VPTJ/PCE/J01072 | SS 1.07 JPM B1 JPM B8 (F2) | PENGGUNA HT |  | Pass | null
378284573 | TNB | DISTRIBUTION | WP PUTRAJAYA & CYBERJAYA | Existing | 11 kV | PE MV TERMINAL | RYB | VPTJ/PCE/J01061 | SS 1.06 JPM B6 JPM B7 (F1) | PENGGUNA HT |  | Pass | null
378284580 | TNB | DISTRIBUTION | WP PUTRAJAYA & CYBERJAYA | Existing | 11 kV | PE MV TERMINAL | RYB | VPTJ/PCE/J01061 | SS 1.06 JPM B6 JPM B7 (F1) | PTJ1054 SS 1.05 PARCEL B5 (F1) |  | Pass | null
378284588 | TNB | DISTRIBUTION | WP PUTRAJAYA & CYBERJAYA | Existing | 11 kV | PE MV TERMINAL | RYB | VPTJ/PCE/J01061 | SS 1.06 JPM B6 JPM B7 (F1) | PTJ1076 SS 1.07 PARCEL B1 (F1) |  | Pass | null
378284598 | TNB | DISTRIBUTION | WP PUTRAJAYA & CYBERJAYA | Existing | 11 kV | PE MV TERMINAL | RYB | VPTJ/PCE/J01061 | SS 1.06 JPM B6 JPM B7 (F1) | PENGGUNA HT |  | Pass | null
378284602 | TNB | DISTRIBUTION | WP PUTRAJAYA & CYBERJAYA | Existing | 11 kV | PE MV TERMINAL | RYB | VPTJ/PCE/J01062 | SS 1.06 JPM B6 JPM B7 (F2) | PENGGUNA HT |  | Pass | null
378284609 | TNB | DISTRIBUTION | WP PUTRAJAYA & CYBERJAYA | Existing | 11 kV | PE MV TERMINAL | RYB | VPTJ/PCE/J01062 | SS 1.06 JPM B6 JPM B7 (F2) | PTJ1072 SS 1.07 PARCEL B1 (F2) |  | Pass | null
378284617 | TNB | DISTRIBUTION | WP PUTRAJAYA & CYBERJAYA | Existing | 11 kV | PE MV TERMINAL | RYB | VPTJ/PCE/J01062 | SS 1.06 JPM B6 JPM B7 (F2) | PTJ1051 SS 1.05 PARCEL B5 (F2) |  | Pass | null
378284627 | TNB | DISTRIBUTION | WP PUTRAJAYA & CYBERJAYA | Existing | 11 kV | PE MV TERMINAL | RYB | VPTJ/PCE/J01062 | SS 1.06 JPM B6 JPM B7 (F2) | PENGGUNA HT |  | Pass | null
378284643 | TNB | DISTRIBUTION | WP PUTRAJAYA & CYBERJAYA | Existing | 11 kV | PE MV TERMINAL | RYB | VPTJ/PCE/J01051 | SS 1.05 JPM B5 (F1) | PTJ1041 SS 1.04 PARCEL B4 (F1) |  | Pass | null
378284644 | TNB | DISTRIBUTION | WP PUTRAJAYA & CYBERJAYA | Existing | 11 kV | PE MV TERMINAL | RYB | VPTJ/PCE/J01051 | SS 1.05 JPM B5 (F1) | PTJ1063 SS 1.06 PARCEL B6 (F1) |  | Pass | null
378284647 | TNB | DISTRIBUTION | WP PUTRAJAYA & CYBERJAYA | Existing | 11 kV | PE MV TERMINAL | RYB | VPTJ/PCE/J01051 | SS 1.05 JPM B5 (F1) | PENGGUNA HT |  | Pass | null
378284695 | TNB | DISTRIBUTION | WP PUTRAJAYA & CYBERJAYA | Existing | 11 kV | PE MV TERMINAL | RYB | VPTJ/PCE/J01052 | SS 1.05 JPM B5 (F2) | PTJ1044 SS 1.04 PARCEL B4 (F2) |  | Pass | null
378284696 | TNB | DISTRIBUTION | WP PUTRAJAYA & CYBERJAYA | Existing | 11 kV | PE MV TERMINAL | RYB | VPTJ/PCE/J01052 | SS 1.05 JPM B5 (F2) | PTJ1067 SS 1.06 PARCEL B6 (F2) |  | Pass | null
378284699 | TNB | DISTRIBUTION | WP PUTRAJAYA & CYBERJAYA | Existing | 11 kV | PE MV TERMINAL | RYB | VPTJ/PCE/J01052 | SS 1.05 JPM B5 (F2) | PENGGUNA HT |  | Pass | null
378284764 | TNB | DISTRIBUTION | WP PUTRAJAYA & CYBERJAYA | Existing | 11 kV | PE MV TERMINAL | RYB | VPTJ/PCE/J01081 | SS 1.08 C4 (F1) | PTJ1094 SS 1.09 PARCEL C3 (F1) |  | Pass | null
378284765 | TNB | DISTRIBUTION | WP PUTRAJAYA & CYBERJAYA | Existing | 11 kV | PE MV TERMINAL | RYB | VPTJ/PCE/J01081 | SS 1.08 C4 (F1) | VCB 9 PTJ6 |  | Pass | null
378284768 | TNB | DISTRIBUTION | WP PUTRAJAYA & CYBERJAYA | Existing | 11 kV | PE MV TERMINAL | RYB | VPTJ/PCE/J01081 | SS 1.08 C4 (F1) | PENGGUNA HT |  | Pass | null
378284858 | TNB | DISTRIBUTION | WP PUTRAJAYA & CYBERJAYA | Existing | 11 kV | PE MV TERMINAL | RYB | VPTJ/PCE/J01082 | SS 1.08 C4 (F2) | PTJ1091 SS 1.09 PARCEL C3 (F2) |  | Pass | null
378284859 | TNB | DISTRIBUTION | WP PUTRAJAYA & CYBERJAYA | Existing | 11 kV | PE MV TERMINAL | RYB | VPTJ/PCE/J01082 | SS 1.08 C4 (F2) | CB10 PTJ 6 |  | Pass | null
378284862 | TNB | DISTRIBUTION | WP PUTRAJAYA & CYBERJAYA | Existing | 11 kV | PE MV TERMINAL | RYB | VPTJ/PCE/J01082 | SS 1.08 C4 (F2) | PENGGUNA HT |  | Pass | null
378284904 | TNB | DISTRIBUTION | WP PUTRAJAYA & CYBERJAYA | Existing | 11 kV | PE MV TERMINAL | RYB | VPTJ/PCE/J01091 | SS 1.09 C3 (F1) | PTJ1104 SS 1.10 PARCEL C2 (F1 |  | Pass | null
378284905 | TNB | DISTRIBUTION | WP PUTRAJAYA & CYBERJAYA | Existing | 11 kV | PE MV TERMINAL | RYB | VPTJ/PCE/J01091 | SS 1.09 C3 (F1) | PTJ1085 SS 1.08 PARCEL C4 (F1) |  | Pass | null
378284908 | TNB | DISTRIBUTION | WP PUTRAJAYA & CYBERJAYA | Existing | 11 kV | PE MV TERMINAL | RYB | VPTJ/PCE/J01091 | SS 1.09 C3 (F1) | PENGGUNA HT |  | Pass | null
378284998 | TNB | DISTRIBUTION | WP PUTRAJAYA & CYBERJAYA | Existing | 11 kV | PE MV TERMINAL | RYB | VPTJ/PCE/J01092 | SS 1.09 C3 (F2) | PTJ1101 SS 1.10 PARCEL C2 (F2) |  | Pass | null
378284999 | TNB | DISTRIBUTION | WP PUTRAJAYA & CYBERJAYA | Existing | 11 kV | PE MV TERMINAL | RYB | VPTJ/PCE/J01092 | SS 1.09 C3 (F2) | PTJ1082 SS 1.08 PARCEL C4 (F2) |  | Pass | null
378285002 | TNB | DISTRIBUTION | WP PUTRAJAYA & CYBERJAYA | Existing | 11 kV | PE MV TERMINAL | RYB | VPTJ/PCE/J01092 | SS 1.09 C3 (F2) | PENGGUNA HT |  | Pass | null
378285021 | TNB | DISTRIBUTION | WP PUTRAJAYA & CYBERJAYA | Existing | 11 kV | PE MV TERMINAL | RYB | VPTJ/PCE/J01101 | SS 1.10 C2 (F1) | PTJ1114 SS 1.11 PARCEL C1 (F1) |  | Pass | null
378285022 | TNB | DISTRIBUTION | WP PUTRAJAYA & CYBERJAYA | Existing | 11 kV | PE MV TERMINAL | RYB | VPTJ/PCE/J01101 | SS 1.10 C2 (F1) | PTJ1095 SS 1.09 PARCEL C3 (F1) |  | Pass | null
378285025 | TNB | DISTRIBUTION | WP PUTRAJAYA & CYBERJAYA | Existing | 11 kV | PE MV TERMINAL | RYB | VPTJ/PCE/J01101 | SS 1.10 C2 (F1) | PENGGUNA HT |  | Pass | null
378285044 | TNB | DISTRIBUTION | WP PUTRAJAYA & CYBERJAYA | Existing | 11 kV | PE MV TERMINAL | RYB | VPTJ/PCE/J01102 | SS 1.10 C2 (F2) | PTJ1111 SS 1.11 PARCEL C1 (F2) |  | Pass | null
378285045 | TNB | DISTRIBUTION | WP PUTRAJAYA & CYBERJAYA | Existing | 11 kV | PE MV TERMINAL | RYB | VPTJ/PCE/J01102 | SS 1.10 C2 (F2) | PTJ1092 SS 1.09 PARCEL C3 (F2) |  | Pass | null
378285048 | TNB | DISTRIBUTION | WP PUTRAJAYA & CYBERJAYA | Existing | 11 kV | PE MV TERMINAL | RYB | VPTJ/PCE/J01102 | SS 1.10 C2 (F2) | PENGGUNA HT |  | Pass | null
378285068 | TNB | DISTRIBUTION | WP PUTRAJAYA & CYBERJAYA | Existing | 11 kV | PE MV TERMINAL | RYB | VPTJ/PCE/J01111 | SS 1.11 C1 (F1) | PTJ1124 SS 1.12 PARCEL C7 (F1) |  | Pass | null
378285069 | TNB | DISTRIBUTION | WP PUTRAJAYA & CYBERJAYA | Existing | 11 kV | PE MV TERMINAL | RYB | VPTJ/PCE/J01111 | SS 1.11 C1 (F1) | PTJ1105 SS 1.10 PARCEL C2 (F1) |  | Pass | null
378285072 | TNB | DISTRIBUTION | WP PUTRAJAYA & CYBERJAYA | Existing | 11 kV | PE MV TERMINAL | RYB | VPTJ/PCE/J01111 | SS 1.11 C1 (F1) | PENGGUNA HT |  | Pass | null
378285091 | TNB | DISTRIBUTION | WP PUTRAJAYA & CYBERJAYA | Existing | 11 kV | PE MV TERMINAL | RYB | VPTJ/PCE/J01112 | SS 1.11 C1 (F2) | PTJ1121 SS 1.12 PARCEL C7 (F2) |  | Pass | null
378285092 | TNB | DISTRIBUTION | WP PUTRAJAYA & CYBERJAYA | Existing | 11 kV | PE MV TERMINAL | RYB | VPTJ/PCE/J01112 | SS 1.11 C1 (F2) | PTJ1102 SS 1.10 PARCEL C2 (F2) |  | Pass | null
378285095 | TNB | DISTRIBUTION | WP PUTRAJAYA & CYBERJAYA | Existing | 11 kV | PE MV TERMINAL | RYB | VPTJ/PCE/J01112 | SS 1.11 C1 (F2) | N/A |  | Pass | null
378285114 | TNB | DISTRIBUTION | WP PUTRAJAYA & CYBERJAYA | Existing | 11 kV | PE MV TERMINAL | RYB | VPTJ/PCE/J01121 | SS 1.12 C7 (F1) | PTJ1134 SS 1.13 PARCEL C6 (F1) |  | Pass | null
378285115 | TNB | DISTRIBUTION | WP PUTRAJAYA & CYBERJAYA | Existing | 11 kV | PE MV TERMINAL | RYB | VPTJ/PCE/J01121 | SS 1.12 C7 (F1) | PTJ1115 SS 1.11 PARCEL C1 (F1) |  | Pass | null
378285118 | TNB | DISTRIBUTION | WP PUTRAJAYA & CYBERJAYA | Existing | 11 kV | PE MV TERMINAL | RYB | VPTJ/PCE/J01121 | SS 1.12 C7 (F1) | PENGGUNA HT |  | Pass | null
378285137 | TNB | DISTRIBUTION | WP PUTRAJAYA & CYBERJAYA | Existing | 11 kV | PE MV TERMINAL | RYB | VPTJ/PCE/J01122 | SS 1.12 C7 (F2) | PTJ1132 SS 1.13 PARCEL C6 (F2) |  | Pass | null
378285138 | TNB | DISTRIBUTION | WP PUTRAJAYA & CYBERJAYA | Existing | 11 kV | PE MV TERMINAL | RYB | VPTJ/PCE/J01122 | SS 1.12 C7 (F2) | PTJ1112 SS 1.11 PARCEL C1 (F2) |  | Pass | null
378285141 | TNB | DISTRIBUTION | WP PUTRAJAYA & CYBERJAYA | Existing | 11 kV | PE MV TERMINAL | RYB | VPTJ/PCE/J01122 | SS 1.12 C7 (F2) | PENGGUNA HT |  | Pass | null
378285160 | TNB | DISTRIBUTION | WP PUTRAJAYA & CYBERJAYA | Existing | 11 kV | PE MV TERMINAL | RYB | VPTJ/PCE/J01131 | SS 1.13 C6 (F1) | PTJ1144 SS 1.14 PARCEL C5 (F1) |  | Pass | null
378285161 | TNB | DISTRIBUTION | WP PUTRAJAYA & CYBERJAYA | Existing | 11 kV | PE MV TERMINAL | RYB | VPTJ/PCE/J01131 | SS 1.13 C6 (F1) | PTJ1125 SS 1.12 PARCEL C7 (F1) |  | Pass | null
378285164 | TNB | DISTRIBUTION | WP PUTRAJAYA & CYBERJAYA | Existing | 11 kV | PE MV TERMINAL | RYB | VPTJ/PCE/J01131 | SS 1.13 C6 (F1) | PENGGUNA HT |  | Pass | null
378285183 | TNB | DISTRIBUTION | WP PUTRAJAYA & CYBERJAYA | Existing | 11 kV | PE MV TERMINAL | RYB | VPTJ/PCE/J01132 | SS 1.13 C6 (F2) | PTJ1142 SS 1.14 PARCEL C5 (F2) |  | Pass | null
378285184 | TNB | DISTRIBUTION | WP PUTRAJAYA & CYBERJAYA | Existing | 11 kV | PE MV TERMINAL | RYB | VPTJ/PCE/J01132 | SS 1.13 C6 (F2) | PTJ1122 SS 1.12 PARCEL C7 (F2) |  | Pass | null
378285187 | TNB | DISTRIBUTION | WP PUTRAJAYA & CYBERJAYA | Existing | 11 kV | PE MV TERMINAL | RYB | VPTJ/PCE/J01132 | SS 1.13 C6 (F2) | N/A |  | Pass | null
378285206 | TNB | DISTRIBUTION | WP PUTRAJAYA & CYBERJAYA | Existing | 11 kV | PE MV TERMINAL | RYB | VPTJ/PCE/J01141 | SS 1.14 C5 (F1) | PPU PTJ4: VCB 12 |  | Pass | null
378285207 | TNB | DISTRIBUTION | WP PUTRAJAYA & CYBERJAYA | Existing | 11 kV | PE MV TERMINAL | RYB | VPTJ/PCE/J01141 | SS 1.14 C5 (F1) | PTJ1135 SS 1.13 PARCEL C6 (F1) |  | Pass | null
378285210 | TNB | DISTRIBUTION | WP PUTRAJAYA & CYBERJAYA | Existing | 11 kV | PE MV TERMINAL | RYB | VPTJ/PCE/J01141 | SS 1.14 C5 (F1) | PENGGUNA HT |  | Pass | null
378285229 | TNB | DISTRIBUTION | WP PUTRAJAYA & CYBERJAYA | Existing | 11 kV | PE MV TERMINAL | RYB | VPTJ/PCE/J01142 | SS 1.14 C5 (F2) | PPU PTJ4: VCB 11 |  | Pass | null
378285230 | TNB | DISTRIBUTION | WP PUTRAJAYA & CYBERJAYA | Existing | 11 kV | PE MV TERMINAL | RYB | VPTJ/PCE/J01142 | SS 1.14 C5 (F2) | PTJ1131 SS 1.13 PARCEL C6 (F2) |  | Pass | null
378285233 | TNB | DISTRIBUTION | WP PUTRAJAYA & CYBERJAYA | Existing | 11 kV | PE MV TERMINAL | RYB | VPTJ/PCE/J01142 | SS 1.14 C5 (F2) | PENGGUNA HT |  | Pass | null
378285237 | TNB | DISTRIBUTION | WP PUTRAJAYA & CYBERJAYA | Existing | 11 kV | PE MV TERMINAL | RYB | VPTJ/PCE/J01362 | PE 1.36 DATARAN PUTRA (F2) | PTJ01354 PE 1.35 MASJID PUTERA (F2) |  | Pass | null
378285240 | TNB | DISTRIBUTION | WP PUTRAJAYA & CYBERJAYA | Existing | 11 kV | PE MV TERMINAL | RYB | VPTJ/PCE/J01362 | PE 1.36 DATARAN PUTRA (F2) | TX2-1000KVA |  | Pass | null
378285257 | TNB | DISTRIBUTION | WP PUTRAJAYA & CYBERJAYA | Existing | 11 kV | PE MV TERMINAL | RYB | VPTJ/PCE/J01362 | PE 1.36 DATARAN PUTRA (F2) | PENGGUNA HT |  | Pass | null
378285260 | TNB | DISTRIBUTION | WP PUTRAJAYA & CYBERJAYA | Existing | 11 kV | PE MV TERMINAL | RYB | VPTJ/PCE/J01362 | PE 1.36 DATARAN PUTRA (F2) | PPU PTJ6: VCB 8 |  | Pass | null
378285269 | TNB | DISTRIBUTION | WP PUTRAJAYA & CYBERJAYA | Existing | 11 kV | PE MV TERMINAL | RYB | VPTJ/PCE/J01361 | PE 1.36 DATARAN PUTRA (F1) | VCB 3 PTJ6 |  | Pass | null
378285272 | TNB | DISTRIBUTION | WP PUTRAJAYA & CYBERJAYA | Existing | 11 kV | PE MV TERMINAL | RYB | VPTJ/PCE/J01361 | PE 1.36 DATARAN PUTRA (F1) | TX1-1000KVA |  | Pass | null
378285289 | TNB | DISTRIBUTION | WP PUTRAJAYA & CYBERJAYA | Existing | 11 kV | PE MV TERMINAL | RYB | VPTJ/PCE/J01361 | PE 1.36 DATARAN PUTRA (F1) | PENGGUNA HT |  | Pass | null
378285292 | TNB | DISTRIBUTION | WP PUTRAJAYA & CYBERJAYA | Existing | 11 kV | PE MV TERMINAL | RYB | VPTJ/PCE/J01361 | PE 1.36 DATARAN PUTRA (F1) | PTJ01351 PE 1.35 MASJID PUTERA (F1) |  | Pass | null
378285622 | TNB | DISTRIBUTION | WP PUTRAJAYA & CYBERJAYA | Existing | 11 kV | PE MV TERMINAL | RYB | VPTJ/PCE/J01321 | PE 1.32 INSIDE PPU6 S/L OVAL | VCB 4 PTJ6 |  | Pass | null
378285623 | TNB | DISTRIBUTION | WP PUTRAJAYA & CYBERJAYA | Existing | 11 kV | PE MV TERMINAL | RYB | VPTJ/PCE/J01321 | PE 1.32 INSIDE PPU6 S/L OVAL | PTJ13012 PE 13.01 WETLAND PUMP |  | Pass | null
378285626 | TNB | DISTRIBUTION | WP PUTRAJAYA & CYBERJAYA | Existing | 11 kV | PE MV TERMINAL | RYB | VPTJ/PCE/J01321 | PE 1.32 INSIDE PPU6 S/L OVAL | 1000KVA |  | Pass | null
378285763 | TNB | DISTRIBUTION | WP PUTRAJAYA & CYBERJAYA | Existing | 11 kV | PE MV TERMINAL | RYB | VPTJ/PCE/J13011 | PE 13.01 WETLAND PUMP 250KW | PTJ1321 PE 1.32 PADAT INSIDE PPU 6 P |  | Pass | null
378285764 | TNB | DISTRIBUTION | WP PUTRAJAYA & CYBERJAYA | Existing | 11 kV | PE MV TERMINAL | RYB | VPTJ/PCE/J13011 | PE 13.01 WETLAND PUMP 250KW | PTJ13022 PE 13.02 WETLAND NIC |  | Pass | null
378285767 | TNB | DISTRIBUTION | WP PUTRAJAYA & CYBERJAYA | Existing | 11 kV | PE MV TERMINAL | RYB | VPTJ/PCE/J13011 | PE 13.01 WETLAND PUMP 250KW | 500KVA |  | Pass | null
378285960 | TNB | DISTRIBUTION | WP PUTRAJAYA & CYBERJAYA | Existing | 11 kV | PE MV TERMINAL | RYB | VPTJ/PCE/J13021 | PE 13.02 WETLAND NIC 85KW | PTJ13033 PE 13.03 WETLAND NURSERY |  | Pass | null
378285961 | TNB | DISTRIBUTION | WP PUTRAJAYA & CYBERJAYA | Existing | 11 kV | PE MV TERMINAL | RYB | VPTJ/PCE/J13021 | PE 13.02 WETLAND NIC 85KW | PTJ13011 PE 13.01 WETLAND PUMP |  | Pass | null
378285964 | TNB | DISTRIBUTION | WP PUTRAJAYA & CYBERJAYA | Existing | 11 kV | PE MV TERMINAL | RYB | VPTJ/PCE/J13021 | PE 13.02 WETLAND NIC 85KW | 1000KVA |  | Pass | null
378285972 | TNB | DISTRIBUTION | WP PUTRAJAYA & CYBERJAYA | Existing | 11 kV | PE MV TERMINAL | RYB | VPTJ/PCE/J13031 | PE 13.03 WETLAND NURSERY 85KW | PTJ13021 PE 13.02 WETLAND NIC |  | Pass | null
378285975 | TNB | DISTRIBUTION | WP PUTRAJAYA & CYBERJAYA | Existing | 11 kV | PE MV TERMINAL | RYB | VPTJ/PCE/J13031 | PE 13.03 WETLAND NURSERY 85KW | TX-500KVA |  | Pass | null
378285992 | TNB | DISTRIBUTION | WP PUTRAJAYA & CYBERJAYA | Existing | 11 kV | PE MV TERMINAL | RYB | VPTJ/PCE/J13031 | PE 13.03 WETLAND NURSERY 85KW | PTJ13041 PE 13.04 UGS PERSEKUTUAN |  | Pass | null
378285995 | TNB | DISTRIBUTION | WP PUTRAJAYA & CYBERJAYA | Existing | 11 kV | PE MV TERMINAL | RYB | VPTJ/PCE/J13031 | PE 13.03 WETLAND NURSERY 85KW | PTJ11261 PE 11.26 PADAT TERES 11A&11B |  | Pass | null
378286150 | TNB | DISTRIBUTION | WP PUTRAJAYA & CYBERJAYA | Existing | 11 kV | PE MV TERMINAL | RYB | VPTJ/PCE/J11261 | PE 11.26 TERES 11A & 11B | PTJ11271 PE 11.27 PADAT SEMI - D 11A&11B |  | Pass | null
378286151 | TNB | DISTRIBUTION | WP PUTRAJAYA & CYBERJAYA | Existing | 11 kV | PE MV TERMINAL | RYB | VPTJ/PCE/J11261 | PE 11.26 TERES 11A & 11B | PTJ13031 PE 13.03 WETLAND NURSERY |  | Pass | null
378286154 | TNB | DISTRIBUTION | WP PUTRAJAYA & CYBERJAYA | Existing | 11 kV | PE MV TERMINAL | RYB | VPTJ/PCE/J11261 | PE 11.26 TERES 11A & 11B | 1000KVA |  | Pass | null
378286291 | TNB | DISTRIBUTION | WP PUTRAJAYA & CYBERJAYA | Existing | 11 kV | PE MV TERMINAL | RYB | VPTJ/PCE/J11271 | PE 11.27 SEMI D 11A & 11B | PTJ11436 PE 11.43 SEK. MEN. JLN P11 (F1) |  | Pass | null
378286292 | TNB | DISTRIBUTION | WP PUTRAJAYA & CYBERJAYA | Existing | 11 kV | PE MV TERMINAL | RYB | VPTJ/PCE/J11271 | PE 11.27 SEMI D 11A & 11B | PTJ11263 PE 11.26 PADAT TERES 11A&11B |  | Pass | null
378286295 | TNB | DISTRIBUTION | WP PUTRAJAYA & CYBERJAYA | Existing | 11 kV | PE MV TERMINAL | RYB | VPTJ/PCE/J11271 | PE 11.27 SEMI D 11A & 11B | TX-1000KVA |  | Pass | null
378286374 | TNB | DISTRIBUTION | WP PUTRAJAYA & CYBERJAYA | Existing | 11 kV | PE MV TERMINAL | RYB | VPTJ/PCE/J11431 | PE 11.43 SEK. MEN. FASA 2 (F1) | PTJ11433 PE 11.43 SEK. MEN. JLN P11 (F2) |  | Pass | null
378286375 | TNB | DISTRIBUTION | WP PUTRAJAYA & CYBERJAYA | Existing | 11 kV | PE MV TERMINAL | RYB | VPTJ/PCE/J11431 | PE 11.43 SEK. MEN. FASA 2 (F1) | PTJ11273 PE 11.27 PADAT SEMI - D 11A&11B |  | Pass | null
378286378 | TNB | DISTRIBUTION | WP PUTRAJAYA & CYBERJAYA | Existing | 11 kV | PE MV TERMINAL | RYB | VPTJ/PCE/J11431 | PE 11.43 SEK. MEN. FASA 2 (F1) | TX-1000KVA |  | Pass | null
378286456 | TNB | DISTRIBUTION | WP PUTRAJAYA & CYBERJAYA | Existing | 11 kV | PE MV TERMINAL | RYB | VPTJ/PCE/J11432 | PE 11.43 SEK. MEN. FASA 2 (F2) | PTJ11434 PE 11.43 SEK. MEN. JLN P11 (F1) |  | Pass | null
378286457 | TNB | DISTRIBUTION | WP PUTRAJAYA & CYBERJAYA | Existing | 11 kV | PE MV TERMINAL | RYB | VPTJ/PCE/J11432 | PE 11.43 SEK. MEN. FASA 2 (F2) | PTJ11446PE 11.44 SEK. REN. JLN P11 (F1) |  | Pass | null
378286460 | TNB | DISTRIBUTION | WP PUTRAJAYA & CYBERJAYA | Existing | 11 kV | PE MV TERMINAL | RYB | VPTJ/PCE/J11432 | PE 11.43 SEK. MEN. FASA 2 (F2) | TX-1000KVA |  | Pass | null
378286542 | TNB | DISTRIBUTION | WP PUTRAJAYA & CYBERJAYA | Existing | 11 kV | PE MV TERMINAL | RYB | VPTJ/PCE/J11441 | PE 11.44 SEK. REN. FASA 2 (F1) | PTJ11443 PE 11.44 SEK. REN. JLN P11 (F2) |  | Pass | null
378286543 | TNB | DISTRIBUTION | WP PUTRAJAYA & CYBERJAYA | Existing | 11 kV | PE MV TERMINAL | RYB | VPTJ/PCE/J11441 | PE 11.44 SEK. REN. FASA 2 (F1) | PTJ11431 PE 11.43 SEK. MEN. JLN P11 (F2) |  | Pass | null
378286546 | TNB | DISTRIBUTION | WP PUTRAJAYA & CYBERJAYA | Existing | 11 kV | PE MV TERMINAL | RYB | VPTJ/PCE/J11441 | PE 11.44 SEK. REN. FASA 2 (F1) | TX-1000KVA |  | Pass | null
378286623 | TNB | DISTRIBUTION | WP PUTRAJAYA & CYBERJAYA | Existing | 11 kV | PE MV TERMINAL | RYB | VPTJ/PCE/J11442 | PE 11.44 SEK. REN. FASA 2 (F2) | PTJ14444 PE 11.44 SEK. REN. JLN P11 (F1) |  | Pass | null
378286624 | TNB | DISTRIBUTION | WP PUTRAJAYA & CYBERJAYA | Existing | 11 kV | PE MV TERMINAL | RYB | VPTJ/PCE/J11442 | PE 11.44 SEK. REN. FASA 2 (F2) | PTJ11695 PE 11.69 PDT TERES ZON 10A (F1) |  | Pass | null
378286627 | TNB | DISTRIBUTION | WP PUTRAJAYA & CYBERJAYA | Existing | 11 kV | PE MV TERMINAL | RYB | VPTJ/PCE/J11442 | PE 11.44 SEK. REN. FASA 2 (F2) | TX-1000KVA |  | Pass | null
378286713 | TNB | DISTRIBUTION | WP PUTRAJAYA & CYBERJAYA | Existing | 11 kV | PE MV TERMINAL | RYB | VPTJ/PCE/J11691 | PE 11.69 ZON 10A (F1) | PTJ11693 PE 11.69 PDT TERES ZON 10A (F2) |  | Pass | null
378286714 | TNB | DISTRIBUTION | WP PUTRAJAYA & CYBERJAYA | Existing | 11 kV | PE MV TERMINAL | RYB | VPTJ/PCE/J11691 | PE 11.69 ZON 10A (F1) | PTJ11441 PE 11.44 SEK. REN. JLN P11 (F2) |  | Pass | null
378286717 | TNB | DISTRIBUTION | WP PUTRAJAYA & CYBERJAYA | Existing | 11 kV | PE MV TERMINAL | RYB | VPTJ/PCE/J11691 | PE 11.69 ZON 10A (F1) | TX-1000KVA |  | Pass | null
378286736 | TNB | DISTRIBUTION | WP PUTRAJAYA & CYBERJAYA | Existing | 11 kV | PE MV TERMINAL | RYB | VPTJ/PCE/J11692 | PE 11.69 ZON 10A (F2) | PTJ11694 PE 11.69 PDT TERES ZON 10A (F1) |  | Pass | null
378286737 | TNB | DISTRIBUTION | WP PUTRAJAYA & CYBERJAYA | Existing | 11 kV | PE MV TERMINAL | RYB | VPTJ/PCE/J11692 | PE 11.69 ZON 10A (F2) | PTJ11226 PE 11.22 JLN PHD/6 TERES (F1) |  | Pass | null
378286740 | TNB | DISTRIBUTION | WP PUTRAJAYA & CYBERJAYA | Existing | 11 kV | PE MV TERMINAL | RYB | VPTJ/PCE/J11692 | PE 11.69 ZON 10A (F2) | TX-1000KVA |  | Pass | null
378286767 | TNB | DISTRIBUTION | WP PUTRAJAYA & CYBERJAYA | Existing | 11 kV | PE MV TERMINAL | RYB | VPTJ/PCE/J11221 | PE 11.22 ZON 10B (F1) | PTJ11223 PE 11.22 JLN PHD/6 TERES (F2) |  | Pass | null
378286768 | TNB | DISTRIBUTION | WP PUTRAJAYA & CYBERJAYA | Existing | 11 kV | PE MV TERMINAL | RYB | VPTJ/PCE/J11221 | PE 11.22 ZON 10B (F1) | PTJ11691 PE 11.69 PDT TERES ZON 10A (F2) |  | Pass | null
378286771 | TNB | DISTRIBUTION | WP PUTRAJAYA & CYBERJAYA | Existing | 11 kV | PE MV TERMINAL | RYB | VPTJ/PCE/J11221 | PE 11.22 ZON 10B (F1) | TX-1000KVA |  | Pass | null
378286790 | TNB | DISTRIBUTION | WP PUTRAJAYA & CYBERJAYA | Existing | 11 kV | PE MV TERMINAL | RYB | VPTJ/PCE/J11222 | PE 11.22 ZON 10B (F2) | PTJ11224 PE 11.22 JLN PHD/6 TERES (F1) |  | Pass | null
378286791 | TNB | DISTRIBUTION | WP PUTRAJAYA & CYBERJAYA | Existing | 11 kV | PE MV TERMINAL | RYB | VPTJ/PCE/J11222 | PE 11.22 ZON 10B (F2) | PTJ11786 : PE 11.78 (PPA1M PALMA) (F2) |  | Pass | null
378286794 | TNB | DISTRIBUTION | WP PUTRAJAYA & CYBERJAYA | Existing | 11 kV | PE MV TERMINAL | RYB | VPTJ/PCE/J11222 | PE 11.22 ZON 10B (F2) | TX-1000KVA |  | Pass | null
378286933 | TNB | DISTRIBUTION | WP PUTRAJAYA & CYBERJAYA | Existing | 11 kV | PE MV TERMINAL | RYB | VPTJ/PCE/J11231 | PE 11.23 TERES ZON 12B (F1) | PTJ11233 PE 11.23 TERES (F2) |  | Pass | null
378286934 | TNB | DISTRIBUTION | WP PUTRAJAYA & CYBERJAYA | Existing | 11 kV | PE MV TERMINAL | RYB | VPTJ/PCE/J11231 | PE 11.23 TERES ZON 12B (F1) | PTJ11781 : PE 11.78 (PPA1M PALMA) (F1) |  | Pass | null
378286937 | TNB | DISTRIBUTION | WP PUTRAJAYA & CYBERJAYA | Existing | 11 kV | PE MV TERMINAL | RYB | VPTJ/PCE/J11231 | PE 11.23 TERES ZON 12B (F1) | TX-1000KVA |  | Pass | null
378286956 | TNB | DISTRIBUTION | WP PUTRAJAYA & CYBERJAYA | Existing | 11 kV | PE MV TERMINAL | RYB | VPTJ/PCE/J11232 | PE 11.23 TERES ZON 12B (F2) | PTJ11234 PE 11.23 TERES (F1) |  | Pass | null
378286957 | TNB | DISTRIBUTION | WP PUTRAJAYA & CYBERJAYA | Existing | 11 kV | PE MV TERMINAL | RYB | VPTJ/PCE/J11232 | PE 11.23 TERES ZON 12B (F2) | PTJ11726 PE 11.72 PRIMA BLOK B |  | Pass | null
378286960 | TNB | DISTRIBUTION | WP PUTRAJAYA & CYBERJAYA | Existing | 11 kV | PE MV TERMINAL | RYB | VPTJ/PCE/J11232 | PE 11.23 TERES ZON 12B (F2) | TX-1000KVA |  | Pass | null
378286987 | TNB | DISTRIBUTION | WP PUTRAJAYA & CYBERJAYA | Existing | 11 kV | PE MV TERMINAL | RYB | VPTJ/PCE/J11721 | PE 11.72 PRIMA BLOK B (F1) | PTJ11724 PE 11.72 PRIMA BLOK B |  | Pass | null
378286988 | TNB | DISTRIBUTION | WP PUTRAJAYA & CYBERJAYA | Existing | 11 kV | PE MV TERMINAL | RYB | VPTJ/PCE/J11721 | PE 11.72 PRIMA BLOK B (F1) | PTJ11736 PE 11.73 PRIMA BLOK C |  | Pass | null
378286991 | TNB | DISTRIBUTION | WP PUTRAJAYA & CYBERJAYA | Existing | 11 kV | PE MV TERMINAL | RYB | VPTJ/PCE/J11721 | PE 11.72 PRIMA BLOK B (F1) | TX-1000KVA |  | Pass | null
378287081 | TNB | DISTRIBUTION | WP PUTRAJAYA & CYBERJAYA | Existing | 11 kV | PE MV TERMINAL | RYB | VPTJ/PCE/J11722 | PE 11.72 PRIMA BLOK B (F2) | PTJ11723 Prima B F2 (PE 11.72) |  | Pass | null
378287082 | TNB | DISTRIBUTION | WP PUTRAJAYA & CYBERJAYA | Existing | 11 kV | PE MV TERMINAL | RYB | VPTJ/PCE/J11722 | PE 11.72 PRIMA BLOK B (F2) | PTJ11231 PE 11.23 TERES (F2) |  | Pass | null
378287085 | TNB | DISTRIBUTION | WP PUTRAJAYA & CYBERJAYA | Existing | 11 kV | PE MV TERMINAL | RYB | VPTJ/PCE/J11722 | PE 11.72 PRIMA BLOK B (F2) | TX-1000KVA |  | Pass | null
378287184 | TNB | DISTRIBUTION | WP PUTRAJAYA & CYBERJAYA | Existing | 11 kV | PE MV TERMINAL | RYB | VPTJ/PCE/J11732 | PE 11.73 PRIMA BLOK C (F2) | PTJ11734 PE 11.73 PRIMA BLOK C |  | Pass | null
378287185 | TNB | DISTRIBUTION | WP PUTRAJAYA & CYBERJAYA | Existing | 11 kV | PE MV TERMINAL | RYB | VPTJ/PCE/J11732 | PE 11.73 PRIMA BLOK C (F2) | PTJ11716 PE 11.71 PRIMA BLOK A |  | Pass | null
378287188 | TNB | DISTRIBUTION | WP PUTRAJAYA & CYBERJAYA | Existing | 11 kV | PE MV TERMINAL | RYB | VPTJ/PCE/J11732 | PE 11.73 PRIMA BLOK C (F2) | 1000KVA |  | Pass | null
378287278 | TNB | DISTRIBUTION | WP PUTRAJAYA & CYBERJAYA | Existing | 11 kV | PE MV TERMINAL | RYB | VPTJ/PCE/J11731 | PE 11.73 PRIMA BLOK C (F1) | PTJ11733 Prima C F2 (PE 11.73) |  | Pass | null
378287279 | TNB | DISTRIBUTION | WP PUTRAJAYA & CYBERJAYA | Existing | 11 kV | PE MV TERMINAL | RYB | VPTJ/PCE/J11731 | PE 11.73 PRIMA BLOK C (F1) | PTJ11721 Prima B F2 (PE 11.72) |  | Pass | null
378287282 | TNB | DISTRIBUTION | WP PUTRAJAYA & CYBERJAYA | Existing | 11 kV | PE MV TERMINAL | RYB | VPTJ/PCE/J11731 | PE 11.73 PRIMA BLOK C (F1) | TX-1000KVA |  | Pass | null
378287386 | TNB | DISTRIBUTION | WP PUTRAJAYA & CYBERJAYA | Existing | 11 kV | PE MV TERMINAL | RYB | VPTJ/PCE/J11712 | PE 11.71 PRIMA BLOK A (F2) | PTJ11714 PE 11.71 PRIMA BLOK A |  | Pass | null
378287387 | TNB | DISTRIBUTION | WP PUTRAJAYA & CYBERJAYA | Existing | 11 kV | PE MV TERMINAL | RYB | VPTJ/PCE/J11712 | PE 11.71 PRIMA BLOK A (F2) | PTJ11753 Padat Site Office PPA1M (PE 11.75) |  | Pass | null
378287390 | TNB | DISTRIBUTION | WP PUTRAJAYA & CYBERJAYA | Existing | 11 kV | PE MV TERMINAL | RYB | VPTJ/PCE/J11712 | PE 11.71 PRIMA BLOK A (F2) | TX-1000KVA |  | Pass | null
378287480 | TNB | DISTRIBUTION | WP PUTRAJAYA & CYBERJAYA | Existing | 11 kV | PE MV TERMINAL | RYB | VPTJ/PCE/J11711 | PE 11.71 PRIMA BLOK A (F1) | PTJ11713 Prima A F2 (PE 11.71) |  | Pass | null
378287481 | TNB | DISTRIBUTION | WP PUTRAJAYA & CYBERJAYA | Existing | 11 kV | PE MV TERMINAL | RYB | VPTJ/PCE/J11711 | PE 11.71 PRIMA BLOK A (F1) | PTJ11731 Prima C F2 (PE 11.73) |  | Pass | null
378287484 | TNB | DISTRIBUTION | WP PUTRAJAYA & CYBERJAYA | Existing | 11 kV | PE MV TERMINAL | RYB | VPTJ/PCE/J11711 | PE 11.71 PRIMA BLOK A (F1) | TX-1000KVA |  | Pass | null
378287589 | TNB | DISTRIBUTION | WP PUTRAJAYA & CYBERJAYA | Existing | 11 kV | PE MV TERMINAL | RYB | VPTJ/PCE/J11751 | PE 11.75 TEMP PPA1M PR 11 | PTJ11245 PE 11.24 TERES ZON 9A (F1) |  | Pass | null
378287590 | TNB | DISTRIBUTION | WP PUTRAJAYA & CYBERJAYA | Existing | 11 kV | PE MV TERMINAL | RYB | VPTJ/PCE/J11751 | PE 11.75 TEMP PPA1M PR 11 | PTJ11711 Prima A F2 (PE 11.71) |  | Pass | null
378287593 | TNB | DISTRIBUTION | WP PUTRAJAYA & CYBERJAYA | Existing | 11 kV | PE MV TERMINAL | RYB | VPTJ/PCE/J11751 | PE 11.75 TEMP PPA1M PR 11 | TX-1000KVA |  | Pass | null
378287688 | TNB | DISTRIBUTION | WP PUTRAJAYA & CYBERJAYA | Existing | 11 kV | PE MV TERMINAL | RYB | VPTJ/PCE/J11241 | PE 11.24 TERES ZON 9A (F1) | PTJ11242 PE 11.24 TERES ZON 9A (F2) |  | Pass | null
378287689 | TNB | DISTRIBUTION | WP PUTRAJAYA & CYBERJAYA | Existing | 11 kV | PE MV TERMINAL | RYB | VPTJ/PCE/J11241 | PE 11.24 TERES ZON 9A (F1) | PTJ11751 Padat Site Office PPA1M (PE 11.75) |  | Pass | null
378287692 | TNB | DISTRIBUTION | WP PUTRAJAYA & CYBERJAYA | Existing | 11 kV | PE MV TERMINAL | RYB | VPTJ/PCE/J11241 | PE 11.24 TERES ZON 9A (F1) | TX-1000KVA |  | Pass | null
378287711 | TNB | DISTRIBUTION | WP PUTRAJAYA & CYBERJAYA | Existing | 11 kV | PE MV TERMINAL | RYB | VPTJ/PCE/J11242 | PE 11.24 TERES ZON 9A (F2) | PTJ11244 PE 11.24 TERES ZON 9A (F1) |  | Pass | null
378287712 | TNB | DISTRIBUTION | WP PUTRAJAYA & CYBERJAYA | Existing | 11 kV | PE MV TERMINAL | RYB | VPTJ/PCE/J11242 | PE 11.24 TERES ZON 9A (F2) | PTJ11765 : PE 11.76 (TERES ZON 9D (1) (F2) |  | Pass | null
378287715 | TNB | DISTRIBUTION | WP PUTRAJAYA & CYBERJAYA | Existing | 11 kV | PE MV TERMINAL | RYB | VPTJ/PCE/J11242 | PE 11.24 TERES ZON 9A (F2) | TX-1000KVA |  | Pass | null
378287877 | TNB | DISTRIBUTION | WP PUTRAJAYA & CYBERJAYA | Existing | 11 kV | PE MV TERMINAL | RYB | VPTJ/PCE/J11601 | PE 11.60 TERES ZON 9B (F1) | PTJ11604 PE 11.60 TERES ZON 9B |  | Pass | null
378287878 | TNB | DISTRIBUTION | WP PUTRAJAYA & CYBERJAYA | Existing | 11 kV | PE MV TERMINAL | RYB | VPTJ/PCE/J11601 | PE 11.60 TERES ZON 9B (F1) | PTJ11745 Teres Zon 9C F1 (PE 11.74) |  | Pass | null
378287881 | TNB | DISTRIBUTION | WP PUTRAJAYA & CYBERJAYA | Existing | 11 kV | PE MV TERMINAL | RYB | VPTJ/PCE/J11601 | PE 11.60 TERES ZON 9B (F1) | TX-1000KVA |  | Pass | null
378287971 | TNB | DISTRIBUTION | WP PUTRAJAYA & CYBERJAYA | Existing | 11 kV | PE MV TERMINAL | RYB | VPTJ/PCE/J11602 | PE 11.60 TERES ZON 9B (F2) | PTJ11604 PE 11.60 TERES ZON 9B |  | Pass | null
378287972 | TNB | DISTRIBUTION | WP PUTRAJAYA & CYBERJAYA | Existing | 11 kV | PE MV TERMINAL | RYB | VPTJ/PCE/J11602 | PE 11.60 TERES ZON 9B (F2) | PTJ11771 : PE 11.77 (TERES ZON 9D (2) (F1) |  | Pass | null
378287975 | TNB | DISTRIBUTION | WP PUTRAJAYA & CYBERJAYA | Existing | 11 kV | PE MV TERMINAL | RYB | VPTJ/PCE/J11602 | PE 11.60 TERES ZON 9B (F2) | TX-1000KVA |  | Pass | null
378288077 | TNB | DISTRIBUTION | WP PUTRAJAYA & CYBERJAYA | Existing | 11 kV | PE MV TERMINAL | RYB | VPTJ/PCE/J11742 | PE 11.74 TERES ZON C (F2) | PTJ11742 Teres Zon 9C F2 (PE 11.74) |  | Pass | null
378288078 | TNB | DISTRIBUTION | WP PUTRAJAYA & CYBERJAYA | Existing | 11 kV | PE MV TERMINAL | RYB | VPTJ/PCE/J11742 | PE 11.74 TERES ZON C (F2) | PTJ11601 PE 11.60 TERES ZON 9B (F2) |  | Pass | null
378288081 | TNB | DISTRIBUTION | WP PUTRAJAYA & CYBERJAYA | Existing | 11 kV | PE MV TERMINAL | RYB | VPTJ/PCE/J11742 | PE 11.74 TERES ZON C (F2) | TX-1000KVA |  | Pass | null
378288171 | TNB | DISTRIBUTION | WP PUTRAJAYA & CYBERJAYA | Existing | 11 kV | PE MV TERMINAL | RYB | VPTJ/PCE/J11741 | PE 11.74 TERES ZON C (F1) | PTJ11744 Teres Zon 9C F1 (PE 11.74) |  | Pass | null
378288172 | TNB | DISTRIBUTION | WP PUTRAJAYA & CYBERJAYA | Existing | 11 kV | PE MV TERMINAL | RYB | VPTJ/PCE/J11741 | PE 11.74 TERES ZON C (F1) | PTJ11374 PE 11.37 SEK REN FASA 2 (F1) |  | Pass | null
378288175 | TNB | DISTRIBUTION | WP PUTRAJAYA & CYBERJAYA | Existing | 11 kV | PE MV TERMINAL | RYB | VPTJ/PCE/J11741 | PE 11.74 TERES ZON C (F1) | TX-1000KVA |  | Pass | null
378288273 | TNB | DISTRIBUTION | WP PUTRAJAYA & CYBERJAYA | Existing | 11 kV | PE MV TERMINAL | RYB | VPTJ/PCE/J11371 | PE 11.37 SEK REN FASA 2 (F1) | PTJ11372 PE 11.37 SEK REN FASA 2 (F2) |  | Pass | null
378288274 | TNB | DISTRIBUTION | WP PUTRAJAYA & CYBERJAYA | Existing | 11 kV | PE MV TERMINAL | RYB | VPTJ/PCE/J11371 | PE 11.37 SEK REN FASA 2 (F1) | PTJ11741 Teres Zon 9C F2 (PE 11.74) |  | Pass | null
378288277 | TNB | DISTRIBUTION | WP PUTRAJAYA & CYBERJAYA | Existing | 11 kV | PE MV TERMINAL | RYB | VPTJ/PCE/J11371 | PE 11.37 SEK REN FASA 2 (F1) | TX-1000KVA |  | Pass | null
378288369 | TNB | DISTRIBUTION | WP PUTRAJAYA & CYBERJAYA | Existing | 11 kV | PE MV TERMINAL | RYB | VPTJ/PCE/J11372 | PE 11.37 SEK REN FASA 2 (F2) | PTJ11375 PE 11.37 SEK REN FASA 2 (F1) |  | Pass | null
378288370 | TNB | DISTRIBUTION | WP PUTRAJAYA & CYBERJAYA | Existing | 11 kV | PE MV TERMINAL | RYB | VPTJ/PCE/J11372 | PE 11.37 SEK REN FASA 2 (F2) | PTJ11216 PE 11.21 KOMPLEKS KEJIRANAN (F1) |  | Pass | null
378288373 | TNB | DISTRIBUTION | WP PUTRAJAYA & CYBERJAYA | Existing | 11 kV | PE MV TERMINAL | RYB | VPTJ/PCE/J11372 | PE 11.37 SEK REN FASA 2 (F2) | TX-1000KVA |  | Pass | null
378297120 | TNB | DISTRIBUTION | WP PUTRAJAYA & CYBERJAYA | Existing | 11 kV | PE MV TERMINAL | RYB | VPTJ/PCE/J02191 | SS 2.19 2M10 (F1) | PTJ02232 2C10 F2 (PE 2.23) |  | Pass | null
378297124 | TNB | DISTRIBUTION | WP PUTRAJAYA & CYBERJAYA | Existing | 11 kV | PE MV TERMINAL | RYB | VPTJ/PCE/J02191 | SS 2.19 2M10 (F1) | PPU PTJ24 CB 1 |  | Pass | null
378297139 | TNB | DISTRIBUTION | WP PUTRAJAYA & CYBERJAYA | Existing | 11 kV | PE MV TERMINAL | RYB | VPTJ/PCE/J02191 | SS 2.19 2M10 (F1) | PENGGUNA HT 11kV |  | Pass | null
378297161 | TNB | DISTRIBUTION | WP PUTRAJAYA & CYBERJAYA | Existing | 11 kV | PE MV TERMINAL | RYB | VPTJ/PCE/J02192 | SS 2.19 2M10 (F2) | PTJ02235 2C10 F2 (PE 2.23) |  | Pass | null
378297165 | TNB | DISTRIBUTION | WP PUTRAJAYA & CYBERJAYA | Existing | 11 kV | PE MV TERMINAL | RYB | VPTJ/PCE/J02192 | SS 2.19 2M10 (F2) | PPU PTJ24 CB 2 |  | Pass | null
378297180 | TNB | DISTRIBUTION | WP PUTRAJAYA & CYBERJAYA | Existing | 11 kV | PE MV TERMINAL | RYB | VPTJ/PCE/J02192 | SS 2.19 2M10 (F2) | PENGGUNA HT 11kV |  | Pass | null
378297202 | TNB | DISTRIBUTION | WP PUTRAJAYA & CYBERJAYA | Existing | 11 kV | PE MV TERMINAL | RYB | VPTJ/PCE/J02231 | PE 2.23 2C10 (F1) | PTJ02191 SS 2.19 2M10 (F1) |  | Pass | null
378297206 | TNB | DISTRIBUTION | WP PUTRAJAYA & CYBERJAYA | Existing | 11 kV | PE MV TERMINAL | RYB | VPTJ/PCE/J02231 | PE 2.23 2C10 (F1) | PENGGUNA HT 11kV |  | Pass | null
378297222 | TNB | DISTRIBUTION | WP PUTRAJAYA & CYBERJAYA | Existing | 11 kV | PE MV TERMINAL | RYB | VPTJ/PCE/J02231 | PE 2.23 2C10 (F1) | PTJ02202 SS 2.20 2M11 (F1) |  | Pass | null
378297243 | TNB | DISTRIBUTION | WP PUTRAJAYA & CYBERJAYA | Existing | 11 kV | PE MV TERMINAL | RYB | VPTJ/PCE/J02232 | PE 2.23 2C10 (F2) | PTJ02194 SS 2.19 2M10 (F2) |  | Pass | null
378297247 | TNB | DISTRIBUTION | WP PUTRAJAYA & CYBERJAYA | Existing | 11 kV | PE MV TERMINAL | RYB | VPTJ/PCE/J02232 | PE 2.23 2C10 (F2) | PENGGUNA HT 11kV |  | Pass | null
378297263 | TNB | DISTRIBUTION | WP PUTRAJAYA & CYBERJAYA | Existing | 11 kV | PE MV TERMINAL | RYB | VPTJ/PCE/J02232 | PE 2.23 2C10 (F2) | PTJ02205 SS 2.20 2M11 (F2) |  | Pass | null
378297336 | TNB | DISTRIBUTION | WP PUTRAJAYA & CYBERJAYA | Existing | 11 kV | PE MV TERMINAL | RYB | VPTJ/PCE/J03051 | SS 3.05 KIBLAT WALK (F1) | PTJ04021 PE 4.02 4G2 (F1) |  | Pass | null
378297340 | TNB | DISTRIBUTION | WP PUTRAJAYA & CYBERJAYA | Existing | 11 kV | PE MV TERMINAL | RYB | VPTJ/PCE/J03051 | SS 3.05 KIBLAT WALK (F1) | PENGGUNA HT 11kV |  | Pass | null
378297356 | TNB | DISTRIBUTION | WP PUTRAJAYA & CYBERJAYA | Existing | 11 kV | PE MV TERMINAL | RYB | VPTJ/PCE/J03051 | SS 3.05 KIBLAT WALK (F1) | PPU PTJ24 CB 4 |  | Pass | null
378297377 | TNB | DISTRIBUTION | WP PUTRAJAYA & CYBERJAYA | Existing | 11 kV | PE MV TERMINAL | RYB | VPTJ/PCE/J03052 | SS 3.05 KIBLAT WALK (F2) | PTJ04025 PE 4.02 4G2 (F2) |  | Pass | null
378297381 | TNB | DISTRIBUTION | WP PUTRAJAYA & CYBERJAYA | Existing | 11 kV | PE MV TERMINAL | RYB | VPTJ/PCE/J03052 | SS 3.05 KIBLAT WALK (F2) | PENGGUNA HT 11kV |  | Pass | null
378297397 | TNB | DISTRIBUTION | WP PUTRAJAYA & CYBERJAYA | Existing | 11 kV | PE MV TERMINAL | RYB | VPTJ/PCE/J03052 | SS 3.05 KIBLAT WALK (F2) | PPU PTJ24 CB 3 |  | Pass | null
378301405 | TNB | DISTRIBUTION | WP PUTRAJAYA & CYBERJAYA | Existing | 11 kV | PE MV TERMINAL | RYB | VCBJ/PCE/J22361 | SS 22.36 SKMM F1 | PENGGUNA HT |  | Pass | null
378301414 | TNB | DISTRIBUTION | WP PUTRAJAYA & CYBERJAYA | Existing | 11 kV | PE MV TERMINAL | RYB | VCBJ/PCE/J22361 | SS 22.36 SKMM F1 | CBJ24221 SS 24.22 POSH ATLANTIC (F1) |  | Pass | null
378301425 | TNB | DISTRIBUTION | WP PUTRAJAYA & CYBERJAYA | Existing | 11 kV | PE MV TERMINAL | RYB | VCBJ/PCE/J22361 | SS 22.36 SKMM F1 | PPU CYB7: VCB 2 |  | Pass | null
378301431 | TNB | DISTRIBUTION | WP PUTRAJAYA & CYBERJAYA | Existing | 11 kV | PE MV TERMINAL | RYB | VCBJ/PCE/J22362 | SS 22.36 SKMM F2 | PENGGUNA HT |  | Pass | null
378301440 | TNB | DISTRIBUTION | WP PUTRAJAYA & CYBERJAYA | Existing | 11 kV | PE MV TERMINAL | RYB | VCBJ/PCE/J22362 | SS 22.36 SKMM F2 | CBJ24224 SS 24.22 POSH ATLANTIC (F2) |  | Pass | null
378301451 | TNB | DISTRIBUTION | WP PUTRAJAYA & CYBERJAYA | Existing | 11 kV | PE MV TERMINAL | RYB | VCBJ/PCE/J22362 | SS 22.36 SKMM F2 | PPU CYB7: VCB 1 |  | Pass | null
378301466 | TNB | DISTRIBUTION | WP PUTRAJAYA & CYBERJAYA | Existing | 11 kV | PE MV TERMINAL | RYB | VCBJ/PCE/J24221 | SS 24.22 POSH ATLANTIC F1 | CBJ22362 SS 22.36 SKMM (F1) |  | Pass | null
378301470 | TNB | DISTRIBUTION | WP PUTRAJAYA & CYBERJAYA | Existing | 11 kV | PE MV TERMINAL | RYB | VCBJ/PCE/J24221 | SS 24.22 POSH ATLANTIC F1 | PENGGUNA HT |  | Pass | null
378301486 | TNB | DISTRIBUTION | WP PUTRAJAYA & CYBERJAYA | Existing | 11 kV | PE MV TERMINAL | RYB | VCBJ/PCE/J24221 | SS 24.22 POSH ATLANTIC F1 | CBJ22131 PE 22.13 PADAT ROAD E1 |  | Pass | null
378301507 | TNB | DISTRIBUTION | WP PUTRAJAYA & CYBERJAYA | Existing | 11 kV | PE MV TERMINAL | RYB | VCBJ/PCE/J24222 | SS 24.22 POSH ATLANTIC F2 | CBJ22365 SS 22.36 SKMM (F2) |  | Pass | null
378301511 | TNB | DISTRIBUTION | WP PUTRAJAYA & CYBERJAYA | Existing | 11 kV | PE MV TERMINAL | RYB | VCBJ/PCE/J24222 | SS 24.22 POSH ATLANTIC F2 | PENGGUNA HT |  | Pass | null
378301527 | TNB | DISTRIBUTION | WP PUTRAJAYA & CYBERJAYA | Existing | 11 kV | PE MV TERMINAL | RYB | VCBJ/PCE/J24222 | SS 24.22 POSH ATLANTIC F2 | CBJ22051 PE 22.05 PADAT ROAD E |  | Pass | null
378301578 | TNB | DISTRIBUTION | WP PUTRAJAYA & CYBERJAYA | Existing | 11 kV | PE MV TERMINAL | RYB | VCBJ/PCE/J22051 | PE 22.05 PADAT ROAD E | CBJ 24281 SS 24.28 CYBERSQUARE NO.3 |  | Pass | null
378301579 | TNB | DISTRIBUTION | WP PUTRAJAYA & CYBERJAYA | Existing | 11 kV | PE MV TERMINAL | RYB | VCBJ/PCE/J22051 | PE 22.05 PADAT ROAD E | CBJ24225 SS 24.22 POSH ATLANTIC F2 |  | Pass | null
378301582 | TNB | DISTRIBUTION | WP PUTRAJAYA & CYBERJAYA | Existing | 11 kV | PE MV TERMINAL | RYB | VCBJ/PCE/J22051 | PE 22.05 PADAT ROAD E | TX-1000KVA |  | Pass | null
378301682 | TNB | DISTRIBUTION | WP PUTRAJAYA & CYBERJAYA | Existing | 11 kV | PE MV TERMINAL | RYB | VCBJ/PCE/J22131 | PE 22.13 PADAT ROAD E1 | CBJ24261 SS 24.26 CYBERSQUARE NO.1 |  | Pass | null
378301683 | TNB | DISTRIBUTION | WP PUTRAJAYA & CYBERJAYA | Existing | 11 kV | PE MV TERMINAL | RYB | VCBJ/PCE/J22131 | PE 22.13 PADAT ROAD E1 | CBJ24222 SS 24.22 POSH ATLANTIC (F1) |  | Pass | null
378301686 | TNB | DISTRIBUTION | WP PUTRAJAYA & CYBERJAYA | Existing | 11 kV | PE MV TERMINAL | RYB | VCBJ/PCE/J22131 | PE 22.13 PADAT ROAD E1 | TX-1000KVA |  | Pass | null
378301785 | TNB | DISTRIBUTION | WP PUTRAJAYA & CYBERJAYA | Existing | 11 kV | PE MV TERMINAL | RYB | VCBJ/PCE/J00113 | SS 24.26 CYBERSQUARE 1 | CBJ22132 PE 22.13 PADAT ROAD E1 |  | Pass | null
378301789 | TNB | DISTRIBUTION | WP PUTRAJAYA & CYBERJAYA | Existing | 11 kV | PE MV TERMINAL | RYB | VCBJ/PCE/J00113 | SS 24.26 CYBERSQUARE 1 | PENGGUNA HT |  | Pass | null
378301804 | TNB | DISTRIBUTION | WP PUTRAJAYA & CYBERJAYA | Existing | 11 kV | PE MV TERMINAL | RYB | VCBJ/PCE/J00113 | SS 24.26 CYBERSQUARE 1 | PENGGUNA HT |  | Pass | null
378301805 | TNB | DISTRIBUTION | WP PUTRAJAYA & CYBERJAYA | Existing | 11 kV | PE MV TERMINAL | RYB | VCBJ/PCE/J00113 | SS 24.26 CYBERSQUARE 1 | CBJ24271 SS 24.27 CYBERSQUARE 2 F1 |  | Pass | null
378301826 | TNB | DISTRIBUTION | WP PUTRAJAYA & CYBERJAYA | Existing | 11 kV | PE MV TERMINAL | RYB | VCBJ/PCE/J00341 | SS 24.28 CYBERSQUARE 3 | PENGGUNA HT |  | Pass | null
378301830 | TNB | DISTRIBUTION | WP PUTRAJAYA & CYBERJAYA | Existing | 11 kV | PE MV TERMINAL | RYB | VCBJ/PCE/J00341 | SS 24.28 CYBERSQUARE 3 | CBJ22052 PE 22.05 PADAT ROAD E |  | Pass | null
378301845 | TNB | DISTRIBUTION | WP PUTRAJAYA & CYBERJAYA | Existing | 11 kV | PE MV TERMINAL | RYB | VCBJ/PCE/J00341 | SS 24.28 CYBERSQUARE 3 | CBJ24274 SS 24.27 CYBERSQUARE 2 F2 |  | Pass | null
378301846 | TNB | DISTRIBUTION | WP PUTRAJAYA & CYBERJAYA | Existing | 11 kV | PE MV TERMINAL | RYB | VCBJ/PCE/J00341 | SS 24.28 CYBERSQUARE 3 | PENGGUNA HT |  | Pass | null
378301867 | TNB | DISTRIBUTION | WP PUTRAJAYA & CYBERJAYA | Existing | 11 kV | PE MV TERMINAL | RYB | VCBJ/PCE/J24271 | SS 24.27 CYBERSQUARE 2 F1 | CBJ24081 SS 24.08 EMERALD DOMAIN |  | Pass | null
378301871 | TNB | DISTRIBUTION | WP PUTRAJAYA & CYBERJAYA | Existing | 11 kV | PE MV TERMINAL | RYB | VCBJ/PCE/J24271 | SS 24.27 CYBERSQUARE 2 F1 | CBJ26262 SS 24.26 CYBERSQUARE NO.1 |  | Pass | null
378301887 | TNB | DISTRIBUTION | WP PUTRAJAYA & CYBERJAYA | Existing | 11 kV | PE MV TERMINAL | RYB | VCBJ/PCE/J24271 | SS 24.27 CYBERSQUARE 2 F1 | PENGGUNA HT |  | Pass | null
378301934 | TNB | DISTRIBUTION | WP PUTRAJAYA & CYBERJAYA | Existing | 11 kV | PE MV TERMINAL | RYB | VCBJ/PCE/J24081 | SS 24.08 EMERALD DOMAIN F1 | CBJ22601 SS 22.60 SATYAM (F1) |  | Pass | null
378301938 | TNB | DISTRIBUTION | WP PUTRAJAYA & CYBERJAYA | Existing | 11 kV | PE MV TERMINAL | RYB | VCBJ/PCE/J24081 | SS 24.08 EMERALD DOMAIN F1 | CBJ24272 SS 24.27 CYBERSQUARE 2 F1 |  | Pass | null
378301954 | TNB | DISTRIBUTION | WP PUTRAJAYA & CYBERJAYA | Existing | 11 kV | PE MV TERMINAL | RYB | VCBJ/PCE/J24081 | SS 24.08 EMERALD DOMAIN F1 | PENGGUNA HT |  | Pass | null
378301975 | TNB | DISTRIBUTION | WP PUTRAJAYA & CYBERJAYA | Existing | 11 kV | PE MV TERMINAL | RYB | VCBJ/PCE/J24082 | SS 24.08 EMERALD DOMAIN F2 | CBJ22604 SS 22.60 SATYAM (F2) |  | Pass | null
378301979 | TNB | DISTRIBUTION | WP PUTRAJAYA & CYBERJAYA | Existing | 11 kV | PE MV TERMINAL | RYB | VCBJ/PCE/J24082 | SS 24.08 EMERALD DOMAIN F2 | CBJ24275 SS 24.27 CYBERSQUARE 2 F2 |  | Pass | null
378301995 | TNB | DISTRIBUTION | WP PUTRAJAYA & CYBERJAYA | Existing | 11 kV | PE MV TERMINAL | RYB | VCBJ/PCE/J24082 | SS 24.08 EMERALD DOMAIN F2 | PENGGUNA HT |  | Pass | null
378302005 | TNB | DISTRIBUTION | WP PUTRAJAYA & CYBERJAYA | Existing | 11 kV | PE MV TERMINAL | RYB | VCBJ/PCE/J21221 | PE 21.22 CYBERVIEW NO.1 | TX2-1000KVA |  | Pass | null
378302012 | TNB | DISTRIBUTION | WP PUTRAJAYA & CYBERJAYA | Existing | 11 kV | PE MV TERMINAL | RYB | VCBJ/PCE/J21221 | PE 21.22 CYBERVIEW NO.1 | CBJ21131 PE 21.13 CYBERVIEW NO. 2 ( MDC ) (F1) |  | Pass | null
378302020 | TNB | DISTRIBUTION | WP PUTRAJAYA & CYBERJAYA | Existing | 11 kV | PE MV TERMINAL | RYB | VCBJ/PCE/J21221 | PE 21.22 CYBERVIEW NO.1 | CBJ21822 PE 21.82 SHAFBURY BLOK C (F1) |  | Pass | null
378302030 | TNB | DISTRIBUTION | WP PUTRAJAYA & CYBERJAYA | Existing | 11 kV | PE MV TERMINAL | RYB | VCBJ/PCE/J21221 | PE 21.22 CYBERVIEW NO.1 | TX1-1000KVA |  | Pass | null
378310026 | TNB | DISTRIBUTION | WP PUTRAJAYA & CYBERJAYA | Existing | 11 kV | PE MV TERMINAL | RYB | VPTJ/PCE/J11071 | PE 11.07 PADAT ZON 1 | PTJ11041 : PE 11.04 P11 A1/12 TERES (F1) |  | Pass | null
378310027 | TNB | DISTRIBUTION | WP PUTRAJAYA & CYBERJAYA | Existing | 11 kV | PE MV TERMINAL | RYB | VPTJ/PCE/J11071 | PE 11.07 PADAT ZON 1 | PPU PTJ2: VCB 3 |  | Pass | null
378310030 | TNB | DISTRIBUTION | WP PUTRAJAYA & CYBERJAYA | Existing | 11 kV | PE MV TERMINAL | RYB | VPTJ/PCE/J11071 | PE 11.07 PADAT ZON 1 | TX1- 1000KVA |  | Pass | null
378310122 | TNB | DISTRIBUTION | WP PUTRAJAYA & CYBERJAYA | Existing | 11 kV | PE MV TERMINAL | RYB | VPTJ/PCE/J11041 | PE 11.04 P11A1/12 TERES (EFI) (F1) | PTJ11073 : PE 11.07 PADAT ZON 1 |  | Pass | null
378310123 | TNB | DISTRIBUTION | WP PUTRAJAYA & CYBERJAYA | Existing | 11 kV | PE MV TERMINAL | RYB | VPTJ/PCE/J11041 | PE 11.04 P11A1/12 TERES (EFI) (F1) | PTJ11081 : PE 11.08 P11 A5/7 TERES (F1) |  | Pass | null
378310126 | TNB | DISTRIBUTION | WP PUTRAJAYA & CYBERJAYA | Existing | 11 kV | PE MV TERMINAL | RYB | VPTJ/PCE/J11041 | PE 11.04 P11A1/12 TERES (EFI) (F1) | TX1- 1000KVA |  | Pass | null
378310213 | TNB | DISTRIBUTION | WP PUTRAJAYA & CYBERJAYA | Existing | 11 kV | PE MV TERMINAL | RYB | VPTJ/PCE/J11042 | PE 11.04 P11A1/12 TERES (EFI) (F2) | PPU PTJ2: VCB 6 |  | Pass | null
378310214 | TNB | DISTRIBUTION | WP PUTRAJAYA & CYBERJAYA | Existing | 11 kV | PE MV TERMINAL | RYB | VPTJ/PCE/J11042 | PE 11.04 P11A1/12 TERES (EFI) (F2) | PTJ11084 : PE 11.08 P11 A5/7 TERES (F2) |  | Pass | null
378310217 | TNB | DISTRIBUTION | WP PUTRAJAYA & CYBERJAYA | Existing | 11 kV | PE MV TERMINAL | RYB | VPTJ/PCE/J11042 | PE 11.04 P11A1/12 TERES (EFI) (F2) | TX2- 1000KVA |  | Pass | null
378310307 | TNB | DISTRIBUTION | WP PUTRAJAYA & CYBERJAYA | Existing | 11 kV | PE MV TERMINAL | RYB | VPTJ/PCE/J11081 | PE 11.08 P11A2/5 TERES (EFI) (F1) | PTJ11671 : PE 11.67 PS 9 PRE 11 (F1) |  | Pass | null
378310308 | TNB | DISTRIBUTION | WP PUTRAJAYA & CYBERJAYA | Existing | 11 kV | PE MV TERMINAL | RYB | VPTJ/PCE/J11081 | PE 11.08 P11A2/5 TERES (EFI) (F1) | PTJ11042 : PE 11.04 P11 A1/12 TERES (F1) |  | Pass | null
378310311 | TNB | DISTRIBUTION | WP PUTRAJAYA & CYBERJAYA | Existing | 11 kV | PE MV TERMINAL | RYB | VPTJ/PCE/J11081 | PE 11.08 P11A2/5 TERES (EFI) (F1) | TX1- 1000KVA |  | Pass | null
378310399 | TNB | DISTRIBUTION | WP PUTRAJAYA & CYBERJAYA | Existing | 11 kV | PE MV TERMINAL | RYB | VPTJ/PCE/J11082 | PE 11.08 P11A2/5 TERES (EFI) (F2) | PTJ11045 : PE 11.04 P11 A1/12 TERES (F2) |  | Pass | null
378310400 | TNB | DISTRIBUTION | WP PUTRAJAYA & CYBERJAYA | Existing | 11 kV | PE MV TERMINAL | RYB | VPTJ/PCE/J11082 | PE 11.08 P11A2/5 TERES (EFI) (F2) | PTJ11674 : PE 11.67 PS 9 PRE 11 (F2) |  | Pass | null
378310403 | TNB | DISTRIBUTION | WP PUTRAJAYA & CYBERJAYA | Existing | 11 kV | PE MV TERMINAL | RYB | VPTJ/PCE/J11082 | PE 11.08 P11A2/5 TERES (EFI) (F2) | TX2- 1000KVA |  | Pass | null
378310433 | TNB | DISTRIBUTION | WP PUTRAJAYA & CYBERJAYA | Existing | 11 kV | PE MV TERMINAL | RYB | VPTJ/PCE/J11671 | PE 11.67 PS9 (F1) | PTJ11091 : PE 11.09 P11 A2/5 TERES (F1) |  | Pass | null
378310434 | TNB | DISTRIBUTION | WP PUTRAJAYA & CYBERJAYA | Existing | 11 kV | PE MV TERMINAL | RYB | VPTJ/PCE/J11671 | PE 11.67 PS9 (F1) | PTJ11082 : PE 11.08 P11 A5/7 TERES (F1) |  | Pass | null
378310437 | TNB | DISTRIBUTION | WP PUTRAJAYA & CYBERJAYA | Existing | 11 kV | PE MV TERMINAL | RYB | VPTJ/PCE/J11671 | PE 11.67 PS9 (F1) | TX1- 1000KVA |  | Pass | null
378310554 | TNB | DISTRIBUTION | WP PUTRAJAYA & CYBERJAYA | Existing | 11 kV | PE MV TERMINAL | RYB | VPTJ/PCE/J11672 | PE 11.67 PS9 (F2) | PTJ11094 : PE 11.09 P11 A2/5 TERES (F2) |  | Pass | null
378310555 | TNB | DISTRIBUTION | WP PUTRAJAYA & CYBERJAYA | Existing | 11 kV | PE MV TERMINAL | RYB | VPTJ/PCE/J11672 | PE 11.67 PS9 (F2) | PTJ11085 : PE 11.08 P11 A5/7 TERES (F2) |  | Pass | null
378310558 | TNB | DISTRIBUTION | WP PUTRAJAYA & CYBERJAYA | Existing | 11 kV | PE MV TERMINAL | RYB | VPTJ/PCE/J11672 | PE 11.67 PS9 (F2) | TX2- 1000KVA |  | Pass | null
378310653 | TNB | DISTRIBUTION | WP PUTRAJAYA & CYBERJAYA | Existing | 11 kV | PE MV TERMINAL | RYB | VPTJ/PCE/J11091 | PE 11.09 P11A2/5 TERES (EFI) (F1) | PTJ11031 : PE 11.03 TERES (F1) |  | Pass | null
378310654 | TNB | DISTRIBUTION | WP PUTRAJAYA & CYBERJAYA | Existing | 11 kV | PE MV TERMINAL | RYB | VPTJ/PCE/J11091 | PE 11.09 P11A2/5 TERES (EFI) (F1) | PTJ11672 : PE 11.67 PS 9 PRE 11 (F1) |  | Pass | null
378310657 | TNB | DISTRIBUTION | WP PUTRAJAYA & CYBERJAYA | Existing | 11 kV | PE MV TERMINAL | RYB | VPTJ/PCE/J11091 | PE 11.09 P11A2/5 TERES (EFI) (F1) | TX1- 1000KVA |  | Pass | null
378310751 | TNB | DISTRIBUTION | WP PUTRAJAYA & CYBERJAYA | Existing | 11 kV | PE MV TERMINAL | RYB | VPTJ/PCE/J11092 | PE 11.09 P11A2/5 TERES (EFI) (F2) | PTJ11034 : PE 11.03 TERES (F2) |  | Pass | null
378310752 | TNB | DISTRIBUTION | WP PUTRAJAYA & CYBERJAYA | Existing | 11 kV | PE MV TERMINAL | RYB | VPTJ/PCE/J11092 | PE 11.09 P11A2/5 TERES (EFI) (F2) | PTJ11675 : PE 11.67 PS 9 PRE 11 (F2) |  | Pass | null
378310755 | TNB | DISTRIBUTION | WP PUTRAJAYA & CYBERJAYA | Existing | 11 kV | PE MV TERMINAL | RYB | VPTJ/PCE/J11092 | PE 11.09 P11A2/5 TERES (EFI) (F2) | TX2- 1000KVA |  | Pass | null
378310862 | TNB | DISTRIBUTION | WP PUTRAJAYA & CYBERJAYA | Existing | 11 kV | PE MV TERMINAL | RYB | VPTJ/PCE/J11031 | PE 11.03 P11A1/12 TERES (F1) | PTJ11021 : PE 11.02 BLOK 3A (F1) |  | Pass | null
378310868 | TNB | DISTRIBUTION | WP PUTRAJAYA & CYBERJAYA | Existing | 11 kV | PE MV TERMINAL | RYB | VPTJ/PCE/J11031 | PE 11.03 P11A1/12 TERES (F1) | PTJ11092 : PE 11.09 P11 A2/5 TERES (F1) |  | Pass | null
378310909 | TNB | DISTRIBUTION | WP PUTRAJAYA & CYBERJAYA | Existing | 11 kV | PE MV TERMINAL | RYB | VPTJ/PCE/J11031 | PE 11.03 P11A1/12 TERES (F1) | TX1- 1000KVA |  | Pass | null
378310978 | TNB | DISTRIBUTION | WP PUTRAJAYA & CYBERJAYA | Existing | 11 kV | PE MV TERMINAL | RYB | VPTJ/PCE/J11032 | PE 11.03 P11A1/12 TERES (F2) | PTJ11024 : PE 11.02 BLOK 3A (F2) |  | Pass | null
378310984 | TNB | DISTRIBUTION | WP PUTRAJAYA & CYBERJAYA | Existing | 11 kV | PE MV TERMINAL | RYB | VPTJ/PCE/J11032 | PE 11.03 P11A1/12 TERES (F2) | PTJ11095 : PE 11.09 P11 A2/5 TERES (F2) |  | Pass | null
378311025 | TNB | DISTRIBUTION | WP PUTRAJAYA & CYBERJAYA | Existing | 11 kV | PE MV TERMINAL | RYB | VPTJ/PCE/J11032 | PE 11.03 P11A1/12 TERES (F2) | TX2- 1000KVA |  | Pass | null
378311111 | TNB | DISTRIBUTION | WP PUTRAJAYA & CYBERJAYA | Existing | 11 kV | PE MV TERMINAL | RYB | VPTJ/PCE/J11021 | PE 11.02 BLOK 3A (F1) | PTJ11655 : PE 11.65 Zon 10A2 (F1) |  | Pass | null
378311112 | TNB | DISTRIBUTION | WP PUTRAJAYA & CYBERJAYA | Existing | 11 kV | PE MV TERMINAL | RYB | VPTJ/PCE/J11021 | PE 11.02 BLOK 3A (F1) | PTJ11032 : PE 11.03 TERES (F1) |  | Pass | null
378311115 | TNB | DISTRIBUTION | WP PUTRAJAYA & CYBERJAYA | Existing | 11 kV | PE MV TERMINAL | RYB | VPTJ/PCE/J11021 | PE 11.02 BLOK 3A (F1) | TX1- 1000KVA |  | Pass | null
378311329 | TNB | DISTRIBUTION | WP PUTRAJAYA & CYBERJAYA | Existing | 11 kV | PE MV TERMINAL | RYB | VPTJ/PCE/J11022 | PE 11.02 BLOK 3A (F2) | PTJ11104 : PE 11.10 SEMI D(F2) |  | Pass | null
378311330 | TNB | DISTRIBUTION | WP PUTRAJAYA & CYBERJAYA | Existing | 11 kV | PE MV TERMINAL | RYB | VPTJ/PCE/J11022 | PE 11.02 BLOK 3A (F2) | PTJ11035 : PE 11.03 TERES (F2) |  | Pass | null
378311333 | TNB | DISTRIBUTION | WP PUTRAJAYA & CYBERJAYA | Existing | 11 kV | PE MV TERMINAL | RYB | VPTJ/PCE/J11022 | PE 11.02 BLOK 3A (F2) | TX2- 1000KVA |  | Pass | null
378311737 | TNB | DISTRIBUTION | WP PUTRAJAYA & CYBERJAYA | Existing | 11 kV | PE MV TERMINAL | RYB | VPTJ/PCE/J11201 | PE 11.20 WR5 | PTJ11641 : PE 11.64 ZON 10A (F1) |  | Pass | null
378311738 | TNB | DISTRIBUTION | WP PUTRAJAYA & CYBERJAYA | Existing | 11 kV | PE MV TERMINAL | RYB | VPTJ/PCE/J11201 | PE 11.20 WR5 | PTJ11481 : PE 11.48 BALAI POLIS JLN PR11 (F1) |  | Pass | null
378311741 | TNB | DISTRIBUTION | WP PUTRAJAYA & CYBERJAYA | Existing | 11 kV | PE MV TERMINAL | RYB | VPTJ/PCE/J11201 | PE 11.20 WR5 | TX1- 1000KVA |  | Pass | null
378311846 | TNB | DISTRIBUTION | WP PUTRAJAYA & CYBERJAYA | Existing | 11 kV | PE MV TERMINAL | RYB | VPTJ/PCE/J11481 | PE 11.48 BALAI POLIS | PTJ11201 : PE 11.20 PDT WR5 JLN P11 |  | Pass | null
378311847 | TNB | DISTRIBUTION | WP PUTRAJAYA & CYBERJAYA | Existing | 11 kV | PE MV TERMINAL | RYB | VPTJ/PCE/J11481 | PE 11.48 BALAI POLIS | PTJ11101 : PE 11.10 P11 B1/6 SEMI D (F1) |  | Pass | null
378311850 | TNB | DISTRIBUTION | WP PUTRAJAYA & CYBERJAYA | Existing | 11 kV | PE MV TERMINAL | RYB | VPTJ/PCE/J11481 | PE 11.48 BALAI POLIS | TX1- 1000KVA |  | Pass | null
378311937 | TNB | DISTRIBUTION | WP PUTRAJAYA & CYBERJAYA | Existing | 11 kV | PE MV TERMINAL | RYB | VPTJ/PCE/J11101 | PE 11.10 P11B1/6 SEMI-D (EFI) (F1) | PTJ11483 : PE 11.48 BALAI POLIS (F1) |  | Pass | null
378311938 | TNB | DISTRIBUTION | WP PUTRAJAYA & CYBERJAYA | Existing | 11 kV | PE MV TERMINAL | RYB | VPTJ/PCE/J11101 | PE 11.10 P11B1/6 SEMI-D (EFI) (F1) | PTJ11121 : PE 11.12 APT BLOK A (F1) |  | Pass | null
378311941 | TNB | DISTRIBUTION | WP PUTRAJAYA & CYBERJAYA | Existing | 11 kV | PE MV TERMINAL | RYB | VPTJ/PCE/J11101 | PE 11.10 P11B1/6 SEMI-D (EFI) (F1) | TX1- 1000KVA |  | Pass | null
378312030 | TNB | DISTRIBUTION | WP PUTRAJAYA & CYBERJAYA | Existing | 11 kV | PE MV TERMINAL | RYB | VPTJ/PCE/J11102 | PE 11.10 P11B1/6 SEMI-D (EFI) (F2) | PTJ11026 : PE 11.02 BLOK 3A (F2) |  | Pass | null
378312031 | TNB | DISTRIBUTION | WP PUTRAJAYA & CYBERJAYA | Existing | 11 kV | PE MV TERMINAL | RYB | VPTJ/PCE/J11102 | PE 11.10 P11B1/6 SEMI-D (EFI) (F2) | PTJ11124 : PE 11.12 APT BLOK A (F2) |  | Pass | null
378312034 | TNB | DISTRIBUTION | WP PUTRAJAYA & CYBERJAYA | Existing | 11 kV | PE MV TERMINAL | RYB | VPTJ/PCE/J11102 | PE 11.10 P11B1/6 SEMI-D (EFI) (F2) | TX2- 1000KVA |  | Pass | null
378312120 | TNB | DISTRIBUTION | WP PUTRAJAYA & CYBERJAYA | Existing | 11 kV | PE MV TERMINAL | RYB | VPTJ/PCE/J11121 | PE 11.12 APT A (F1) | PTJ11131 : PE 11.13 APT BLOK B (F1) |  | Pass | null
378312121 | TNB | DISTRIBUTION | WP PUTRAJAYA & CYBERJAYA | Existing | 11 kV | PE MV TERMINAL | RYB | VPTJ/PCE/J11121 | PE 11.12 APT A (F1) | PTJ11102 : PE 11.10 P11 B1/6 SEMI D (F1) |  | Pass | null
378312124 | TNB | DISTRIBUTION | WP PUTRAJAYA & CYBERJAYA | Existing | 11 kV | PE MV TERMINAL | RYB | VPTJ/PCE/J11121 | PE 11.12 APT A (F1) | TX1- 1000KVA |  | Pass | null
378312143 | TNB | DISTRIBUTION | WP PUTRAJAYA & CYBERJAYA | Existing | 11 kV | PE MV TERMINAL | RYB | VPTJ/PCE/J11122 | PE 11.12 APT A (F2) | PTJ11134 : PE 11.13 APT BLOK B (F2) |  | Pass | null
378312144 | TNB | DISTRIBUTION | WP PUTRAJAYA & CYBERJAYA | Existing | 11 kV | PE MV TERMINAL | RYB | VPTJ/PCE/J11122 | PE 11.12 APT A (F2) | PTJ11105 : PE 11.10 P11 B1/6(F2) |  | Pass | null
378312147 | TNB | DISTRIBUTION | WP PUTRAJAYA & CYBERJAYA | Existing | 11 kV | PE MV TERMINAL | RYB | VPTJ/PCE/J11122 | PE 11.12 APT A (F2) | TX2- 1000KVA |  | Pass | null
378312307 | TNB | DISTRIBUTION | WP PUTRAJAYA & CYBERJAYA | Existing | 11 kV | PE MV TERMINAL | RYB | VPTJ/PCE/J11131 | PE 11.13 APT B (F1) | PTJ11111 : PE 11.11 P11 B1/1 (F1) |  | Pass | null
378312308 | TNB | DISTRIBUTION | WP PUTRAJAYA & CYBERJAYA | Existing | 11 kV | PE MV TERMINAL | RYB | VPTJ/PCE/J11131 | PE 11.13 APT B (F1) | PTJ11122 : PE 11.12 APT BLOK A (F1) |  | Pass | null
378312311 | TNB | DISTRIBUTION | WP PUTRAJAYA & CYBERJAYA | Existing | 11 kV | PE MV TERMINAL | RYB | VPTJ/PCE/J11131 | PE 11.13 APT B (F1) | TX1- 1000KVA |  | Pass | null
378312330 | TNB | DISTRIBUTION | WP PUTRAJAYA & CYBERJAYA | Existing | 11 kV | PE MV TERMINAL | RYB | VPTJ/PCE/J11132 | PE 11.13 APT B (F2) | PTJ11114 : PE 11.11 P11 B1/1 SEMI D (F2) |  | Pass | null
378312331 | TNB | DISTRIBUTION | WP PUTRAJAYA & CYBERJAYA | Existing | 11 kV | PE MV TERMINAL | RYB | VPTJ/PCE/J11132 | PE 11.13 APT B (F2) | PTJ11125 : PE 11.12 APT BLOK A (F2) |  | Pass | null
378312334 | TNB | DISTRIBUTION | WP PUTRAJAYA & CYBERJAYA | Existing | 11 kV | PE MV TERMINAL | RYB | VPTJ/PCE/J11132 | PE 11.13 APT B (F2) | TX1- 1000KVA |  | Pass | null
378312504 | TNB | DISTRIBUTION | WP PUTRAJAYA & CYBERJAYA | Existing | 11 kV | PE MV TERMINAL | RYB | VPTJ/PCE/J11112 | PE 11.11 (EFI) (F2) | PTJ11135 : PE 11.13 APT BLOK B (F2) |  | Pass | null
378312505 | TNB | DISTRIBUTION | WP PUTRAJAYA & CYBERJAYA | Existing | 11 kV | PE MV TERMINAL | RYB | VPTJ/PCE/J11112 | PE 11.11 (EFI) (F2) | PTJ11164 : PE 11.16 APT BLOK E (F2) |  | Pass | null
378312508 | TNB | DISTRIBUTION | WP PUTRAJAYA & CYBERJAYA | Existing | 11 kV | PE MV TERMINAL | RYB | VPTJ/PCE/J11112 | PE 11.11 (EFI) (F2) | TX2- 1000KVA |  | Pass | null
378312596 | TNB | DISTRIBUTION | WP PUTRAJAYA & CYBERJAYA | Existing | 11 kV | PE MV TERMINAL | RYB | VPTJ/PCE/J11111 | PE 11.11 (EFI) (F1) | PTJ11132 : PE 11.13 APT BLOK B (F1) |  | Pass | null
378312597 | TNB | DISTRIBUTION | WP PUTRAJAYA & CYBERJAYA | Existing | 11 kV | PE MV TERMINAL | RYB | VPTJ/PCE/J11111 | PE 11.11 (EFI) (F1) | PTJ11161 : PE 11.16 APT BLOK E (F1) |  | Pass | null
378312600 | TNB | DISTRIBUTION | WP PUTRAJAYA & CYBERJAYA | Existing | 11 kV | PE MV TERMINAL | RYB | VPTJ/PCE/J11111 | PE 11.11 (EFI) (F1) | TX1- 1000KVA |  | Pass | null
378312688 | TNB | DISTRIBUTION | WP PUTRAJAYA & CYBERJAYA | Existing | 11 kV | PE MV TERMINAL | RYB | VPTJ/PCE/J11161 | PE 11.16 APT E (F1) | PTJ11112 : PE 11.11 P11 B1/1 (F1) |  | Pass | null
378312689 | TNB | DISTRIBUTION | WP PUTRAJAYA & CYBERJAYA | Existing | 11 kV | PE MV TERMINAL | RYB | VPTJ/PCE/J11161 | PE 11.16 APT E (F1) | PTJ11151 : PE 11.15 APT BLOK D (F1) |  | Pass | null
378312692 | TNB | DISTRIBUTION | WP PUTRAJAYA & CYBERJAYA | Existing | 11 kV | PE MV TERMINAL | RYB | VPTJ/PCE/J11161 | PE 11.16 APT E (F1) | TX1- 1000KVA |  | Pass | null
378312785 | TNB | DISTRIBUTION | WP PUTRAJAYA & CYBERJAYA | Existing | 11 kV | PE MV TERMINAL | RYB | VPTJ/PCE/J11162 | PE 11.16 APT E (F2) | PTJ11115 : PE 11.11 P11 B1/1 (F2) |  | Pass | null
378312786 | TNB | DISTRIBUTION | WP PUTRAJAYA & CYBERJAYA | Existing | 11 kV | PE MV TERMINAL | RYB | VPTJ/PCE/J11162 | PE 11.16 APT E (F2) | PTJ11154 : PE 11.15 APT BLOK D (F2) |  | Pass | null
378312789 | TNB | DISTRIBUTION | WP PUTRAJAYA & CYBERJAYA | Existing | 11 kV | PE MV TERMINAL | RYB | VPTJ/PCE/J11162 | PE 11.16 APT E (F2) | TX1- 1000KVA |  | Pass | null
378312889 | TNB | DISTRIBUTION | WP PUTRAJAYA & CYBERJAYA | Existing | 11 kV | PE MV TERMINAL | RYB | VPTJ/PCE/J11152 | PE 11.15 APT D (EFI) (F2) | PTJ11165 : PE 11.16 APT BLOK E (F2) |  | Pass | null
378312890 | TNB | DISTRIBUTION | WP PUTRAJAYA & CYBERJAYA | Existing | 11 kV | PE MV TERMINAL | RYB | VPTJ/PCE/J11152 | PE 11.15 APT D (EFI) (F2) | PTJ11144 : PE 11.14 APT BLOK C (F2) |  | Pass | null
378312893 | TNB | DISTRIBUTION | WP PUTRAJAYA & CYBERJAYA | Existing | 11 kV | PE MV TERMINAL | RYB | VPTJ/PCE/J11152 | PE 11.15 APT D (EFI) (F2) | TX2- 1000KVA |  | Pass | null
378312985 | TNB | DISTRIBUTION | WP PUTRAJAYA & CYBERJAYA | Existing | 11 kV | PE MV TERMINAL | RYB | VPTJ/PCE/J11151 | PE 11.15 APT D (EFI) (F1) | PTJ11162 : PE 11.16 APT BLOK E (F1) |  | Pass | null
378312986 | TNB | DISTRIBUTION | WP PUTRAJAYA & CYBERJAYA | Existing | 11 kV | PE MV TERMINAL | RYB | VPTJ/PCE/J11151 | PE 11.15 APT D (EFI) (F1) | PTJ11141 : PE 11.14 APT BLOK C (F1) |  | Pass | null
378312989 | TNB | DISTRIBUTION | WP PUTRAJAYA & CYBERJAYA | Existing | 11 kV | PE MV TERMINAL | RYB | VPTJ/PCE/J11151 | PE 11.15 APT D (EFI) (F1) | TX1- 1000KVA |  | Pass | null
378313079 | TNB | DISTRIBUTION | WP PUTRAJAYA & CYBERJAYA | Existing | 11 kV | PE MV TERMINAL | RYB | VPTJ/PCE/J10022 | PE 10.02 INSIDE PPU2 (F2) | PTJ10031 : PE 10.03 LOT BANGLO (F1) |  | Pass | null
378313080 | TNB | DISTRIBUTION | WP PUTRAJAYA & CYBERJAYA | Existing | 11 kV | PE MV TERMINAL | RYB | VPTJ/PCE/J10022 | PE 10.02 INSIDE PPU2 (F2) | PPU PTJ2: VCB 5 |  | Pass | null
378313083 | TNB | DISTRIBUTION | WP PUTRAJAYA & CYBERJAYA | Existing | 11 kV | PE MV TERMINAL | RYB | VPTJ/PCE/J10022 | PE 10.02 INSIDE PPU2 (F2) | TX2- 1000KVA |  | Pass | null
378313172 | TNB | DISTRIBUTION | WP PUTRAJAYA & CYBERJAYA | Existing | 11 kV | PE MV TERMINAL | RYB | VPTJ/PCE/J10021 | PE 10.02 INSIDE PPU2 (F1) | PTJ10034 : PE 10.03 LOT BANGLO (F2) |  | Pass | null
378313173 | TNB | DISTRIBUTION | WP PUTRAJAYA & CYBERJAYA | Existing | 11 kV | PE MV TERMINAL | RYB | VPTJ/PCE/J10021 | PE 10.02 INSIDE PPU2 (F1) | PPU PTJ2: VCB 4 |  | Pass | null
378313176 | TNB | DISTRIBUTION | WP PUTRAJAYA & CYBERJAYA | Existing | 11 kV | PE MV TERMINAL | RYB | VPTJ/PCE/J10021 | PE 10.02 INSIDE PPU2 (F1) | TX1- 1000KVA |  | Pass | null
378313269 | TNB | DISTRIBUTION | WP PUTRAJAYA & CYBERJAYA | Existing | 11 kV | PE MV TERMINAL | RYB | VPTJ/PCE/J10031 | PE 10.03 P10 C BANGLOW (F1) | PTJ01311 : PE 10.15 - MINI GOLF |  | Pass | null
378313270 | TNB | DISTRIBUTION | WP PUTRAJAYA & CYBERJAYA | Existing | 11 kV | PE MV TERMINAL | RYB | VPTJ/PCE/J10031 | PE 10.03 P10 C BANGLOW (F1) | PTJ10025 : PE 10.02 2 PJ (F2) |  | Pass | null
378313273 | TNB | DISTRIBUTION | WP PUTRAJAYA & CYBERJAYA | Existing | 11 kV | PE MV TERMINAL | RYB | VPTJ/PCE/J10031 | PE 10.03 P10 C BANGLOW (F1) | TX1- 1000KVA |  | Pass | null
378313361 | TNB | DISTRIBUTION | WP PUTRAJAYA & CYBERJAYA | Existing | 11 kV | PE MV TERMINAL | RYB | VPTJ/PCE/J10032 | PE 10.03 P10 C BANGLOW (F2) | PTJ10044 : PE 10.04 LOT BANGLO (F2) |  | Pass | null
378313362 | TNB | DISTRIBUTION | WP PUTRAJAYA & CYBERJAYA | Existing | 11 kV | PE MV TERMINAL | RYB | VPTJ/PCE/J10032 | PE 10.03 P10 C BANGLOW (F2) | PTJ10022 : PE 10.02 2 PJ (F1) |  | Pass | null
378313365 | TNB | DISTRIBUTION | WP PUTRAJAYA & CYBERJAYA | Existing | 11 kV | PE MV TERMINAL | RYB | VPTJ/PCE/J10032 | PE 10.03 P10 C BANGLOW (F2) | TX2- 1000KVA |  | Pass | null
378313476 | TNB | DISTRIBUTION | WP PUTRAJAYA & CYBERJAYA | Existing | 11 kV | PE MV TERMINAL | RYB | VPTJ/PCE/J10151 | PE 10.15 MINI GOLF | PTJ10041 : PE 10.04 LOT BANGLO (F1) |  | Pass | null
378313477 | TNB | DISTRIBUTION | WP PUTRAJAYA & CYBERJAYA | Existing | 11 kV | PE MV TERMINAL | RYB | VPTJ/PCE/J10151 | PE 10.15 MINI GOLF | PTJ10032 : PE 10.03 LOT BANGLO (F1) |  | Pass | null
378313480 | TNB | DISTRIBUTION | WP PUTRAJAYA & CYBERJAYA | Existing | 11 kV | PE MV TERMINAL | RYB | VPTJ/PCE/J10151 | PE 10.15 MINI GOLF | TX1- 1000KVA |  | Pass | null
378313572 | TNB | DISTRIBUTION | WP PUTRAJAYA & CYBERJAYA | Existing | 11 kV | PE MV TERMINAL | RYB | VPTJ/PCE/J10041 | PE 10.04 P10 D BANGLO (F1) | PTJ10054 : PE 10.05 JLN P10/7 (F2) |  | Pass | null
378313573 | TNB | DISTRIBUTION | WP PUTRAJAYA & CYBERJAYA | Existing | 11 kV | PE MV TERMINAL | RYB | VPTJ/PCE/J10041 | PE 10.04 P10 D BANGLO (F1) | PTJ01312 : PE 10.15 - MINI GOLF |  | Pass | null
378313576 | TNB | DISTRIBUTION | WP PUTRAJAYA & CYBERJAYA | Existing | 11 kV | PE MV TERMINAL | RYB | VPTJ/PCE/J10041 | PE 10.04 P10 D BANGLO (F1) | TX1- 1000KVA |  | Pass | null
378313663 | TNB | DISTRIBUTION | WP PUTRAJAYA & CYBERJAYA | Existing | 11 kV | PE MV TERMINAL | RYB | VPTJ/PCE/J10042 | PE 10.04 P10 D BANGLO (F2) | PTJ10051 : PE 10.05 JLN P10/7 (F1) |  | Pass | null
378313664 | TNB | DISTRIBUTION | WP PUTRAJAYA & CYBERJAYA | Existing | 11 kV | PE MV TERMINAL | RYB | VPTJ/PCE/J10042 | PE 10.04 P10 D BANGLO (F2) | PTJ10035 : PE 10.03 LOT BANGLO (F2) |  | Pass | null
378313667 | TNB | DISTRIBUTION | WP PUTRAJAYA & CYBERJAYA | Existing | 11 kV | PE MV TERMINAL | RYB | VPTJ/PCE/J10042 | PE 10.04 P10 D BANGLO (F2) | TX2- 1000KVA |  | Pass | null
378313747 | TNB | DISTRIBUTION | WP PUTRAJAYA & CYBERJAYA | Existing | 11 kV | PE MV TERMINAL | RYB | VPTJ/PCE/J10051 | PE 10.05 P10/7 BANGLOW (F1) | PTJ10061 : PE 10.06 JLN P10 B (F1) |  | Pass | null
378313753 | TNB | DISTRIBUTION | WP PUTRAJAYA & CYBERJAYA | Existing | 11 kV | PE MV TERMINAL | RYB | VPTJ/PCE/J10051 | PE 10.05 P10/7 BANGLOW (F1) | PTJ10045 : PE 10.04 LOT BANGLO (F2) |  | Pass | null
378313794 | TNB | DISTRIBUTION | WP PUTRAJAYA & CYBERJAYA | Existing | 11 kV | PE MV TERMINAL | RYB | VPTJ/PCE/J10051 | PE 10.05 P10/7 BANGLOW (F1) | TX1- 1000KVA |  | Pass | null
378313795 | TNB | DISTRIBUTION | WP PUTRAJAYA & CYBERJAYA | Existing | 11 kV | PE MV TERMINAL | RYB | VPTJ/PCE/J10052 | PE 10.05 P10/7 BANGLOW (F2) | PTJ10064 : PE 10.06 JLN P10 B (F2) |  | Pass | null
378313801 | TNB | DISTRIBUTION | WP PUTRAJAYA & CYBERJAYA | Existing | 11 kV | PE MV TERMINAL | RYB | VPTJ/PCE/J10052 | PE 10.05 P10/7 BANGLOW (F2) | PTJ10042 : PE 10.04 LOT BANGLO (F1) |  | Pass | null
378313842 | TNB | DISTRIBUTION | WP PUTRAJAYA & CYBERJAYA | Existing | 11 kV | PE MV TERMINAL | RYB | VPTJ/PCE/J10052 | PE 10.05 P10/7 BANGLOW (F2) | TX2- 1000KVA |  | Pass | null
378313999 | TNB | DISTRIBUTION | WP PUTRAJAYA & CYBERJAYA | Existing | 11 kV | PE MV TERMINAL | RYB | VPTJ/PCE/J10062 | PE 10.06 JLN P10B (F2) | PTJ10055 : PE 10.05 JLN P10/7 (F2) |  | Pass | null
378314000 | TNB | DISTRIBUTION | WP PUTRAJAYA & CYBERJAYA | Existing | 11 kV | PE MV TERMINAL | RYB | VPTJ/PCE/J10062 | PE 10.06 JLN P10B (F2) | PTJ10141 : PE 10.14 P10A1 (F1) |  | Pass | null
378314003 | TNB | DISTRIBUTION | WP PUTRAJAYA & CYBERJAYA | Existing | 11 kV | PE MV TERMINAL | RYB | VPTJ/PCE/J10062 | PE 10.06 JLN P10B (F2) | TX2- 1000KVA |  | Pass | null
378314092 | TNB | DISTRIBUTION | WP PUTRAJAYA & CYBERJAYA | Existing | 11 kV | PE MV TERMINAL | RYB | VPTJ/PCE/J10061 | PE 10.06 JLN P10B (F1) | PTJ10052 : PE 10.05 JLN P10/7 (F1) |  | Pass | null
378314093 | TNB | DISTRIBUTION | WP PUTRAJAYA & CYBERJAYA | Existing | 11 kV | PE MV TERMINAL | RYB | VPTJ/PCE/J10061 | PE 10.06 JLN P10B (F1) | PTJ10144 : PE 10.14 P10A1 (F2) |  | Pass | null
378314096 | TNB | DISTRIBUTION | WP PUTRAJAYA & CYBERJAYA | Existing | 11 kV | PE MV TERMINAL | RYB | VPTJ/PCE/J10061 | PE 10.06 JLN P10B (F1) | TX1- 1000KVA |  | Pass | null
378353040 | TNB | DISTRIBUTION | WP PUTRAJAYA & CYBERJAYA | Existing | 11 kV | PE MV TERMINAL | RYB | VPTJ/PCE/J04021 | PE 4.02 4G2 (F1) | PTJ03052 SS 3.05 Kiblat Walk (F1) |  | Pass | null
378353044 | TNB | DISTRIBUTION | WP PUTRAJAYA & CYBERJAYA | Existing | 11 kV | PE MV TERMINAL | RYB | VPTJ/PCE/J04021 | PE 4.02 4G2 (F1) | TX1-1000kVA |  | Pass | null
378353046 | TNB | DISTRIBUTION | WP PUTRAJAYA & CYBERJAYA | Existing | 11 kV | PE MV TERMINAL | RYB | VPTJ/PCE/J04021 | PE 4.02 4G2 (F1) | PTJ04031 SS 4.03 4G1 (F1) |  | Pass | null
378353087 | TNB | DISTRIBUTION | WP PUTRAJAYA & CYBERJAYA | Existing | 11 kV | PE MV TERMINAL | RYB | VPTJ/PCE/J04021 | PE 4.02 4G2 (F1) | PENGGUNA HT 11kV |  | Pass | null
378353161 | TNB | DISTRIBUTION | WP PUTRAJAYA & CYBERJAYA | Existing | 11 kV | PE MV TERMINAL | RYB | VPTJ/PCE/J04022 | PE 4.02 4G2 (F2) | PTJ03055 SS 3.05 Kiblat Walk (F2) |  | Pass | null
378353165 | TNB | DISTRIBUTION | WP PUTRAJAYA & CYBERJAYA | Existing | 11 kV | PE MV TERMINAL | RYB | VPTJ/PCE/J04022 | PE 4.02 4G2 (F2) | TX2-1000kVA |  | Pass | null
378353167 | TNB | DISTRIBUTION | WP PUTRAJAYA & CYBERJAYA | Existing | 11 kV | PE MV TERMINAL | RYB | VPTJ/PCE/J04022 | PE 4.02 4G2 (F2) | PTJ04034 SS 4.03 4G1 (F2) |  | Pass | null
378353208 | TNB | DISTRIBUTION | WP PUTRAJAYA & CYBERJAYA | Existing | 11 kV | PE MV TERMINAL | RYB | VPTJ/PCE/J04022 | PE 4.02 4G2 (F2) | PENGGUNA HT 11kV |  | Pass | null
378353342 | TNB | DISTRIBUTION | WP PUTRAJAYA & CYBERJAYA | Existing | 11 kV | PE MV TERMINAL | RYB | VPTJ/PCE/J04031 | SS 4.03 4G1 (F1) | PTJ04022 PE 4.02 4G2 (F1) |  | Pass | null
378353346 | TNB | DISTRIBUTION | WP PUTRAJAYA & CYBERJAYA | Existing | 11 kV | PE MV TERMINAL | RYB | VPTJ/PCE/J04031 | SS 4.03 4G1 (F1) | PTJ03062 SS 3.06 3C4 (F1) |  | Pass | null
378353361 | TNB | DISTRIBUTION | WP PUTRAJAYA & CYBERJAYA | Existing | 11 kV | PE MV TERMINAL | RYB | VPTJ/PCE/J04031 | SS 4.03 4G1 (F1) | PENGGUNA HT 11kV |  | Pass | null
378353383 | TNB | DISTRIBUTION | WP PUTRAJAYA & CYBERJAYA | Existing | 11 kV | PE MV TERMINAL | RYB | VPTJ/PCE/J04032 | SS 4.03 4G1 (F2) | PTJ03065 SS 3.06 3C4 (F2) |  | Pass | null
378353387 | TNB | DISTRIBUTION | WP PUTRAJAYA & CYBERJAYA | Existing | 11 kV | PE MV TERMINAL | RYB | VPTJ/PCE/J04032 | SS 4.03 4G1 (F2) | PENGGUNA HT 11kV |  | Pass | null
378353403 | TNB | DISTRIBUTION | WP PUTRAJAYA & CYBERJAYA | Existing | 11 kV | PE MV TERMINAL | RYB | VPTJ/PCE/J04032 | SS 4.03 4G1 (F2) | PTJ04026 PE 4.02 4G2 (F2) |  | Pass | null
378353434 | TNB | DISTRIBUTION | WP PUTRAJAYA & CYBERJAYA | Existing | 11 kV | PE MV TERMINAL | RYB | VPTJ/PCE/J03061 | SS 3.06 3C4 (F1) | PTJ04012 PE 4.01 4G3 (F1) |  | Pass | null
378353438 | TNB | DISTRIBUTION | WP PUTRAJAYA & CYBERJAYA | Existing | 11 kV | PE MV TERMINAL | RYB | VPTJ/PCE/J03061 | SS 3.06 3C4 (F1) | PTJ04032 SS 4.03 4G1 (F1) |  | Pass | null
378353453 | TNB | DISTRIBUTION | WP PUTRAJAYA & CYBERJAYA | Existing | 11 kV | PE MV TERMINAL | RYB | VPTJ/PCE/J03061 | SS 3.06 3C4 (F1) | PENGGUNA HT 11kV |  | Pass | null
378353475 | TNB | DISTRIBUTION | WP PUTRAJAYA & CYBERJAYA | Existing | 11 kV | PE MV TERMINAL | RYB | VPTJ/PCE/J03062 | SS 3.06 3C4 (F2) | PTJ04016 PE 4.01 4G3 (F2) |  | Pass | null
378353479 | TNB | DISTRIBUTION | WP PUTRAJAYA & CYBERJAYA | Existing | 11 kV | PE MV TERMINAL | RYB | VPTJ/PCE/J03062 | SS 3.06 3C4 (F2) | PTJ04035 SS 4.03 4G1 (F2) |  | Pass | null
378353494 | TNB | DISTRIBUTION | WP PUTRAJAYA & CYBERJAYA | Existing | 11 kV | PE MV TERMINAL | RYB | VPTJ/PCE/J03062 | SS 3.06 3C4 (F2) | PENGGUNA HT 11kV |  | Pass | null
378353521 | TNB | DISTRIBUTION | WP PUTRAJAYA & CYBERJAYA | Existing | 11 kV | PE MV TERMINAL | RYB | VPTJ/PCE/J05121 | PE 5.12 EQUESTRIAN PARK (F1) | PTJ05301 PE 5.30 BLOK D1 5R6 (F1) |  | Pass | null
378353522 | TNB | DISTRIBUTION | WP PUTRAJAYA & CYBERJAYA | Existing | 11 kV | PE MV TERMINAL | RYB | VPTJ/PCE/J05121 | PE 5.12 EQUESTRIAN PARK (F1) | PPU PTJ24 CB 5 |  | Pass | null
378353525 | TNB | DISTRIBUTION | WP PUTRAJAYA & CYBERJAYA | Existing | 11 kV | PE MV TERMINAL | RYB | VPTJ/PCE/J05121 | PE 5.12 EQUESTRIAN PARK (F1) | TX1-750kVA |  | Pass | null
378353615 | TNB | DISTRIBUTION | WP PUTRAJAYA & CYBERJAYA | Existing | 11 kV | PE MV TERMINAL | RYB | VPTJ/PCE/J05122 | PE 5.12 EQUESTRIAN PARK (F2) | PTJ05304 PE 5.30 BLOK D1 5R6 (F2) |  | Pass | null
378353616 | TNB | DISTRIBUTION | WP PUTRAJAYA & CYBERJAYA | Existing | 11 kV | PE MV TERMINAL | RYB | VPTJ/PCE/J05122 | PE 5.12 EQUESTRIAN PARK (F2) | PPU PTJ24 CB 6 |  | Pass | null
378353619 | TNB | DISTRIBUTION | WP PUTRAJAYA & CYBERJAYA | Existing | 11 kV | PE MV TERMINAL | RYB | VPTJ/PCE/J05122 | PE 5.12 EQUESTRIAN PARK (F2) | TX2-750kVA |  | Pass | null
378353770 | TNB | DISTRIBUTION | WP PUTRAJAYA & CYBERJAYA | Existing | 11 kV | PE MV TERMINAL | RYB | VPTJ/PCE/J05301 | PE 5.30 BLOK D APT 5R6 (F1) | PTJ05291 PE 5.29 BLOK C 5R6 (F1) |  | Pass | null
378353771 | TNB | DISTRIBUTION | WP PUTRAJAYA & CYBERJAYA | Existing | 11 kV | PE MV TERMINAL | RYB | VPTJ/PCE/J05301 | PE 5.30 BLOK D APT 5R6 (F1) | PTJ05123 PE 5.12 EQUESTRIAN PARK (F1) |  | Pass | null
378353774 | TNB | DISTRIBUTION | WP PUTRAJAYA & CYBERJAYA | Existing | 11 kV | PE MV TERMINAL | RYB | VPTJ/PCE/J05301 | PE 5.30 BLOK D APT 5R6 (F1) | TX1-1000kVA |  | Pass | null
378353864 | TNB | DISTRIBUTION | WP PUTRAJAYA & CYBERJAYA | Existing | 11 kV | PE MV TERMINAL | RYB | VPTJ/PCE/J05302 | PE 5.30 BLOK D APT 5R6 (F2) | PTJ05294 PE 5.29 BLOK C 5R6 (F2) |  | Pass | null
378353865 | TNB | DISTRIBUTION | WP PUTRAJAYA & CYBERJAYA | Existing | 11 kV | PE MV TERMINAL | RYB | VPTJ/PCE/J05302 | PE 5.30 BLOK D APT 5R6 (F2) | PTJ05125 PE 5.12 EQUESTRIAN PARK (F2) |  | Pass | null
378353868 | TNB | DISTRIBUTION | WP PUTRAJAYA & CYBERJAYA | Existing | 11 kV | PE MV TERMINAL | RYB | VPTJ/PCE/J05302 | PE 5.30 BLOK D APT 5R6 (F2) | TX2-1000kVA |  | Pass | null
378353970 | TNB | DISTRIBUTION | WP PUTRAJAYA & CYBERJAYA | Existing | 11 kV | PE MV TERMINAL | RYB | VPTJ/PCE/J05291 | PE 5.29 BLOK C APT 5R6 (F1) | PTJ05271 PE 5.27 BLOK A 5R6 (F1) |  | Pass | null
378353971 | TNB | DISTRIBUTION | WP PUTRAJAYA & CYBERJAYA | Existing | 11 kV | PE MV TERMINAL | RYB | VPTJ/PCE/J05291 | PE 5.29 BLOK C APT 5R6 (F1) | PTJ05302 PE 5.30 BLOK D1 5R6 (F1) |  | Pass | null
378353974 | TNB | DISTRIBUTION | WP PUTRAJAYA & CYBERJAYA | Existing | 11 kV | PE MV TERMINAL | RYB | VPTJ/PCE/J05291 | PE 5.29 BLOK C APT 5R6 (F1) | TX1-1000kVA |  | Pass | null
378354064 | TNB | DISTRIBUTION | WP PUTRAJAYA & CYBERJAYA | Existing | 11 kV | PE MV TERMINAL | RYB | VPTJ/PCE/J05292 | PE 5.29 BLOK C APT 5R6 (F2) | PTJ05274 PE 5.27 BLOK A 5R6 (F2) |  | Pass | null
378354065 | TNB | DISTRIBUTION | WP PUTRAJAYA & CYBERJAYA | Existing | 11 kV | PE MV TERMINAL | RYB | VPTJ/PCE/J05292 | PE 5.29 BLOK C APT 5R6 (F2) | PTJ05305 PE 5.30 BLOK D1 5R6 (F2) |  | Pass | null
378354068 | TNB | DISTRIBUTION | WP PUTRAJAYA & CYBERJAYA | Existing | 11 kV | PE MV TERMINAL | RYB | VPTJ/PCE/J05292 | PE 5.29 BLOK C APT 5R6 (F2) | TX2-1000kVA |  | Pass | null
378354175 | TNB | DISTRIBUTION | WP PUTRAJAYA & CYBERJAYA | Existing | 11 kV | PE MV TERMINAL | RYB | VPTJ/PCE/J05271 | PE 5.27 BLOK A APT 5R6 (F1) | PTJ05281 PE 5.28 BLOK B 5R6 (F1) |  | Pass | null
378354176 | TNB | DISTRIBUTION | WP PUTRAJAYA & CYBERJAYA | Existing | 11 kV | PE MV TERMINAL | RYB | VPTJ/PCE/J05271 | PE 5.27 BLOK A APT 5R6 (F1) | PTJ05292 PE 5.29 BLOK C 5R6 (F1) |  | Pass | null
378354179 | TNB | DISTRIBUTION | WP PUTRAJAYA & CYBERJAYA | Existing | 11 kV | PE MV TERMINAL | RYB | VPTJ/PCE/J05271 | PE 5.27 BLOK A APT 5R6 (F1) | TX1-1000kVA |  | Pass | null
378354269 | TNB | DISTRIBUTION | WP PUTRAJAYA & CYBERJAYA | Existing | 11 kV | PE MV TERMINAL | RYB | VPTJ/PCE/J05272 | PE 5.27 BLOK A APT 5R6 (F2) | PTJ05284 PE 5.28 BLOK B 5R6 (F2) |  | Pass | null
378354270 | TNB | DISTRIBUTION | WP PUTRAJAYA & CYBERJAYA | Existing | 11 kV | PE MV TERMINAL | RYB | VPTJ/PCE/J05272 | PE 5.27 BLOK A APT 5R6 (F2) | PTJ05295 PE 5.29 BLOK C 5R6 (F2) |  | Pass | null
378354273 | TNB | DISTRIBUTION | WP PUTRAJAYA & CYBERJAYA | Existing | 11 kV | PE MV TERMINAL | RYB | VPTJ/PCE/J05272 | PE 5.27 BLOK A APT 5R6 (F2) | TX2-1000kVA |  | Pass | null
378354367 | TNB | DISTRIBUTION | WP PUTRAJAYA & CYBERJAYA | Existing | 11 kV | PE MV TERMINAL | RYB | VPTJ/PCE/J05281 | PE 5.28 BLOK B APT 5R6 (F1) | PTJ05221 PE 5.22 BLOK A 5R4 (F1) |  | Pass | null
378354368 | TNB | DISTRIBUTION | WP PUTRAJAYA & CYBERJAYA | Existing | 11 kV | PE MV TERMINAL | RYB | VPTJ/PCE/J05281 | PE 5.28 BLOK B APT 5R6 (F1) | PTJ05272 PE 5.27 BLOK A 5R6 (F1) |  | Pass | null
378354371 | TNB | DISTRIBUTION | WP PUTRAJAYA & CYBERJAYA | Existing | 11 kV | PE MV TERMINAL | RYB | VPTJ/PCE/J05281 | PE 5.28 BLOK B APT 5R6 (F1) | TX1-1000kVA |  | Pass | null
378354461 | TNB | DISTRIBUTION | WP PUTRAJAYA & CYBERJAYA | Existing | 11 kV | PE MV TERMINAL | RYB | VPTJ/PCE/J05282 | PE 5.28 BLOK B APT 5R6 (F2) | PTJ05351 : PE 5.35 TEMP PPA1M PRS 5 |  | Pass | null
378354462 | TNB | DISTRIBUTION | WP PUTRAJAYA & CYBERJAYA | Existing | 11 kV | PE MV TERMINAL | RYB | VPTJ/PCE/J05282 | PE 5.28 BLOK B APT 5R6 (F2) | PTJ05275 PE 5.27 BLOK A 5R6 (F2) |  | Pass | null
378354465 | TNB | DISTRIBUTION | WP PUTRAJAYA & CYBERJAYA | Existing | 11 kV | PE MV TERMINAL | RYB | VPTJ/PCE/J05282 | PE 5.28 BLOK B APT 5R6 (F2) | TX2-1000kVA |  | Pass | null
378354662 | TNB | DISTRIBUTION | WP PUTRAJAYA & CYBERJAYA | Existing | 11 kV | PE MV TERMINAL | RYB | VPTJ/PCE/J04051 | PE 4.05 S/LIGHTING | PTJ04082 PE 4.08 S/L |  | Pass | null
378354663 | TNB | DISTRIBUTION | WP PUTRAJAYA & CYBERJAYA | Existing | 11 kV | PE MV TERMINAL | RYB | VPTJ/PCE/J04051 | PE 4.05 S/LIGHTING | PPU PTJ24 CB 8 |  | Pass | null
378354666 | TNB | DISTRIBUTION | WP PUTRAJAYA & CYBERJAYA | Existing | 11 kV | PE MV TERMINAL | RYB | VPTJ/PCE/J04051 | PE 4.05 S/LIGHTING | TX1-1000kVA |  | Pass | null
378354764 | TNB | DISTRIBUTION | WP PUTRAJAYA & CYBERJAYA | Existing | 11 kV | PE MV TERMINAL | RYB | VPTJ/PCE/J04081 | PE 4.08 S/LIGHTING | PTJ04052 PE 4.05 PADAT S/L |  | Pass | null
378354765 | TNB | DISTRIBUTION | WP PUTRAJAYA & CYBERJAYA | Existing | 11 kV | PE MV TERMINAL | RYB | VPTJ/PCE/J04081 | PE 4.08 S/LIGHTING | PTJ04225 PE 4.22 PARKING 4P5 (F2) |  | Pass | null
378354768 | TNB | DISTRIBUTION | WP PUTRAJAYA & CYBERJAYA | Existing | 11 kV | PE MV TERMINAL | RYB | VPTJ/PCE/J04081 | PE 4.08 S/LIGHTING | TX1-1000kVA |  | Pass | null
378354868 | TNB | DISTRIBUTION | WP PUTRAJAYA & CYBERJAYA | Existing | 11 kV | PE MV TERMINAL | RYB | VPTJ/PCE/J04221 | PE 4.22 4P5 (F1) | PPU PTJ24 CB15 |  | Pass | null
378354869 | TNB | DISTRIBUTION | WP PUTRAJAYA & CYBERJAYA | Existing | 11 kV | PE MV TERMINAL | RYB | VPTJ/PCE/J04221 | PE 4.22 4P5 (F1) | PTJ04093 PE 4.09 PADAT S/L (F1) |  | Pass | null
378354872 | TNB | DISTRIBUTION | WP PUTRAJAYA & CYBERJAYA | Existing | 11 kV | PE MV TERMINAL | RYB | VPTJ/PCE/J04221 | PE 4.22 4P5 (F1) | TX1-1000kVA |  | Pass | null
378354962 | TNB | DISTRIBUTION | WP PUTRAJAYA & CYBERJAYA | Existing | 11 kV | PE MV TERMINAL | RYB | VPTJ/PCE/J04222 | PE 4.22 4P5 (F2) | PTJ04081 PE 4.08 S/L |  | Pass | null
378354963 | TNB | DISTRIBUTION | WP PUTRAJAYA & CYBERJAYA | Existing | 11 kV | PE MV TERMINAL | RYB | VPTJ/PCE/J04222 | PE 4.22 4P5 (F2) | PTJ04096 PE 4.09 PADAT S/L (F2) |  | Pass | null
378354966 | TNB | DISTRIBUTION | WP PUTRAJAYA & CYBERJAYA | Existing | 11 kV | PE MV TERMINAL | RYB | VPTJ/PCE/J04222 | PE 4.22 4P5 (F2) | TX2-1000kVA |  | Pass | null
378355083 | TNB | DISTRIBUTION | WP PUTRAJAYA & CYBERJAYA | Existing | 11 kV | PE MV TERMINAL | RYB | VPTJ/PCE/J04092 | PE 4.09 S/LIGHTING (F2) | PTJ04224 PE 4.22 PARKING 4P5 (F2) |  | Pass | null
378355084 | TNB | DISTRIBUTION | WP PUTRAJAYA & CYBERJAYA | Existing | 11 kV | PE MV TERMINAL | RYB | VPTJ/PCE/J04092 | PE 4.09 S/LIGHTING (F2) | PTJ04066 PE 4.06 PADAT S/L (F2) |  | Pass | null
378355087 | TNB | DISTRIBUTION | WP PUTRAJAYA & CYBERJAYA | Existing | 11 kV | PE MV TERMINAL | RYB | VPTJ/PCE/J04092 | PE 4.09 S/LIGHTING (F2) | TX2-1000kVA |  | Pass | null
378355187 | TNB | DISTRIBUTION | WP PUTRAJAYA & CYBERJAYA | Existing | 11 kV | PE MV TERMINAL | RYB | VPTJ/PCE/J04091 | PE 4.09 S/LIGHTING (F1) | PTJ04221 PE 4.22 PARKING 4P5 (F1) |  | Pass | null
378355188 | TNB | DISTRIBUTION | WP PUTRAJAYA & CYBERJAYA | Existing | 11 kV | PE MV TERMINAL | RYB | VPTJ/PCE/J04091 | PE 4.09 S/LIGHTING (F1) | PTJ04063 PE 4.06 PADAT S/L (F1) |  | Pass | null
378355191 | TNB | DISTRIBUTION | WP PUTRAJAYA & CYBERJAYA | Existing | 11 kV | PE MV TERMINAL | RYB | VPTJ/PCE/J04091 | PE 4.09 S/LIGHTING (F1) | TX1-1000kVA |  | Pass | null
378355303 | TNB | DISTRIBUTION | WP PUTRAJAYA & CYBERJAYA | Existing | 11 kV | PE MV TERMINAL | RYB | VPTJ/PCE/J03021 | PE 3.02 3G1 (F1) | PPU PTJ24 CB14 |  | Pass | null
378355307 | TNB | DISTRIBUTION | WP PUTRAJAYA & CYBERJAYA | Existing | 11 kV | PE MV TERMINAL | RYB | VPTJ/PCE/J03021 | PE 3.02 3G1 (F1) | TX1-1000kVA |  | Pass | null
378355309 | TNB | DISTRIBUTION | WP PUTRAJAYA & CYBERJAYA | Existing | 11 kV | PE MV TERMINAL | RYB | VPTJ/PCE/J03021 | PE 3.02 3G1 (F1) | PTJ03031 SS 3.03 3G2 (F1) |  | Pass | null
378355350 | TNB | DISTRIBUTION | WP PUTRAJAYA & CYBERJAYA | Existing | 11 kV | PE MV TERMINAL | RYB | VPTJ/PCE/J03021 | PE 3.02 3G1 (F1) | PENGGUNA HT 11kV |  | Pass | null
378355422 | TNB | DISTRIBUTION | WP PUTRAJAYA & CYBERJAYA | Existing | 11 kV | PE MV TERMINAL | RYB | VPTJ/PCE/J03022 | PE 3.02 3G1 (F2) | PPU PTJ24 CB13 |  | Pass | null
378355426 | TNB | DISTRIBUTION | WP PUTRAJAYA & CYBERJAYA | Existing | 11 kV | PE MV TERMINAL | RYB | VPTJ/PCE/J03022 | PE 3.02 3G1 (F2) | TX2-1000kVA |  | Pass | null
378355428 | TNB | DISTRIBUTION | WP PUTRAJAYA & CYBERJAYA | Existing | 11 kV | PE MV TERMINAL | RYB | VPTJ/PCE/J03022 | PE 3.02 3G1 (F2) | PTJ03034 SS 3.03 3G2 (F2) |  | Pass | null
378355469 | TNB | DISTRIBUTION | WP PUTRAJAYA & CYBERJAYA | Existing | 11 kV | PE MV TERMINAL | RYB | VPTJ/PCE/J03022 | PE 3.02 3G1 (F2) | PENGGUNA HT 11kV |  | Pass | null
378355688 | TNB | DISTRIBUTION | WP PUTRAJAYA & CYBERJAYA | Existing | 11 kV | PE MV TERMINAL | RYB | VPTJ/PCE/J03031 | SS 3.03 3G2 (F1) | PTJ03022 PE 3.02 3G1 (F1) |  | Pass | null
378355692 | TNB | DISTRIBUTION | WP PUTRAJAYA & CYBERJAYA | Existing | 11 kV | PE MV TERMINAL | RYB | VPTJ/PCE/J03031 | SS 3.03 3G2 (F1) | PTJ03071 SS 3.07 3C6 (F1) |  | Pass | null
378355706 | TNB | DISTRIBUTION | WP PUTRAJAYA & CYBERJAYA | Existing | 11 kV | PE MV TERMINAL | RYB | VPTJ/PCE/J03031 | SS 3.03 3G2 (F1) | PENGGUNA HT 11kV |  | Pass | null
378355729 | TNB | DISTRIBUTION | WP PUTRAJAYA & CYBERJAYA | Existing | 11 kV | PE MV TERMINAL | RYB | VPTJ/PCE/J03032 | SS 3.03 3G2 (F2) | PTJ03026 PE 3.02 3G1 (F2) |  | Pass | null
378355733 | TNB | DISTRIBUTION | WP PUTRAJAYA & CYBERJAYA | Existing | 11 kV | PE MV TERMINAL | RYB | VPTJ/PCE/J03032 | SS 3.03 3G2 (F2) | PTJ03074 SS 3.07 3C6 (F2) |  | Pass | null
378355747 | TNB | DISTRIBUTION | WP PUTRAJAYA & CYBERJAYA | Existing | 11 kV | PE MV TERMINAL | RYB | VPTJ/PCE/J03032 | SS 3.03 3G2 (F2) | PENGGUNA HT 11kV |  | Pass | null
378355777 | TNB | DISTRIBUTION | WP PUTRAJAYA & CYBERJAYA | Existing | 11 kV | PE MV TERMINAL | RYB | VPTJ/PCE/J03141 | SS 3.14 BLOK D (F1) | PPU PTJ24 CB9 |  | Pass | null
378355781 | TNB | DISTRIBUTION | WP PUTRAJAYA & CYBERJAYA | Existing | 11 kV | PE MV TERMINAL | RYB | VPTJ/PCE/J03141 | SS 3.14 BLOK D (F1) | PTJ03131 SS 3.13 BLOK C |  | Pass | null
378355795 | TNB | DISTRIBUTION | WP PUTRAJAYA & CYBERJAYA | Existing | 11 kV | PE MV TERMINAL | RYB | VPTJ/PCE/J03141 | SS 3.14 BLOK D (F1) | PENGGUNA HT 11kV |  | Pass | null
378355818 | TNB | DISTRIBUTION | WP PUTRAJAYA & CYBERJAYA | Existing | 11 kV | PE MV TERMINAL | RYB | VPTJ/PCE/J03142 | SS 3.14 BLOK D (F2) | PPU PTJ24 CB12 |  | Pass | null
378355822 | TNB | DISTRIBUTION | WP PUTRAJAYA & CYBERJAYA | Existing | 11 kV | PE MV TERMINAL | RYB | VPTJ/PCE/J03142 | SS 3.14 BLOK D (F2) | PTJ03134 Blok C TH F2 (SS 3.13) |  | Pass | null
378355836 | TNB | DISTRIBUTION | WP PUTRAJAYA & CYBERJAYA | Existing | 11 kV | PE MV TERMINAL | RYB | VPTJ/PCE/J03142 | SS 3.14 BLOK D (F2) | PENGGUNA HT 11kV |  | Pass | null
378355867 | TNB | DISTRIBUTION | WP PUTRAJAYA & CYBERJAYA | Existing | 11 kV | PE MV TERMINAL | RYB | VPTJ/PCE/J03131 | SS 3.13 BLOK C (F1) | PTJ03142 SS 3.14 BLOK D |  | Pass | null
378355871 | TNB | DISTRIBUTION | WP PUTRAJAYA & CYBERJAYA | Existing | 11 kV | PE MV TERMINAL | RYB | VPTJ/PCE/J03131 | SS 3.13 BLOK C (F1) | PTJ03121 SS 3.12 JAKIM BLOK A&B |  | Pass | null
378355885 | TNB | DISTRIBUTION | WP PUTRAJAYA & CYBERJAYA | Existing | 11 kV | PE MV TERMINAL | RYB | VPTJ/PCE/J03131 | SS 3.13 BLOK C (F1) | PENGGUNA HT 11kV |  | Pass | null
378355908 | TNB | DISTRIBUTION | WP PUTRAJAYA & CYBERJAYA | Existing | 11 kV | PE MV TERMINAL | RYB | VPTJ/PCE/J03132 | SS 3.13 BLOK C (F2) | PTJ03145 Blok D TH F2 (SS 3.14) |  | Pass | null
378355912 | TNB | DISTRIBUTION | WP PUTRAJAYA & CYBERJAYA | Existing | 11 kV | PE MV TERMINAL | RYB | VPTJ/PCE/J03132 | SS 3.13 BLOK C (F2) | PTJ03124 Blok A&B TH F2 (SS 3.12) |  | Pass | null
378355926 | TNB | DISTRIBUTION | WP PUTRAJAYA & CYBERJAYA | Existing | 11 kV | PE MV TERMINAL | RYB | VPTJ/PCE/J03132 | SS 3.13 BLOK C (F2) | PENGGUNA HT 11kV |  | Pass | null
378355957 | TNB | DISTRIBUTION | WP PUTRAJAYA & CYBERJAYA | Existing | 11 kV | PE MV TERMINAL | RYB | VPTJ/PCE/J03121 | SS 3.12 BLOK A&B (F1) | PTJ03132 SS 3.13 BLOK C |  | Pass | null
378355961 | TNB | DISTRIBUTION | WP PUTRAJAYA & CYBERJAYA | Existing | 11 kV | PE MV TERMINAL | RYB | VPTJ/PCE/J03121 | SS 3.12 BLOK A&B (F1) | PTJ04131 SS 4.13 4G11 (F1) |  | Pass | null
378355975 | TNB | DISTRIBUTION | WP PUTRAJAYA & CYBERJAYA | Existing | 11 kV | PE MV TERMINAL | RYB | VPTJ/PCE/J03121 | SS 3.12 BLOK A&B (F1) | PENGGUNA HT 11kV |  | Pass | null
378355998 | TNB | DISTRIBUTION | WP PUTRAJAYA & CYBERJAYA | Existing | 11 kV | PE MV TERMINAL | RYB | VPTJ/PCE/J03122 | SS 3.12 BLOK A&B (F2) | PTJ03135 Blok C TH F2 (SS 3.13) |  | Pass | null
378356002 | TNB | DISTRIBUTION | WP PUTRAJAYA & CYBERJAYA | Existing | 11 kV | PE MV TERMINAL | RYB | VPTJ/PCE/J03122 | SS 3.12 BLOK A&B (F2) | PTJ04134 SS 4.13 4G11 (F2) |  | Pass | null
378356016 | TNB | DISTRIBUTION | WP PUTRAJAYA & CYBERJAYA | Existing | 11 kV | PE MV TERMINAL | RYB | VPTJ/PCE/J03122 | SS 3.12 BLOK A&B (F2) | PENGGUNA HT 11kV |  | Pass | null
378356055 | TNB | DISTRIBUTION | WP PUTRAJAYA & CYBERJAYA | Existing | 11 kV | PE MV TERMINAL | RYB | VPTJ/PCE/J04131 | SS 4.13 4G11 (F1) | PTJ03122 SS 3.12 JAKIM BLOK A&B |  | Pass | null
378356059 | TNB | DISTRIBUTION | WP PUTRAJAYA & CYBERJAYA | Existing | 11 kV | PE MV TERMINAL | RYB | VPTJ/PCE/J04131 | SS 4.13 4G11 (F1) | PTJ04121 SS 4.12 4G7 PEJ. PEGUAM NEGARA (F1) |  | Pass | null
378356073 | TNB | DISTRIBUTION | WP PUTRAJAYA & CYBERJAYA | Existing | 11 kV | PE MV TERMINAL | RYB | VPTJ/PCE/J04131 | SS 4.13 4G11 (F1) | PENGGUNA HT 11kV |  | Pass | null
378356096 | TNB | DISTRIBUTION | WP PUTRAJAYA & CYBERJAYA | Existing | 11 kV | PE MV TERMINAL | RYB | VPTJ/PCE/J04132 | SS 4.13 4G11 (F2) | PTJ03125 Blok A&B TH F2 (SS 3.12) |  | Pass | null
378356100 | TNB | DISTRIBUTION | WP PUTRAJAYA & CYBERJAYA | Existing | 11 kV | PE MV TERMINAL | RYB | VPTJ/PCE/J04132 | SS 4.13 4G11 (F2) | PTJ04124 SS 4.12 4G7 PEJ. PEGUAM NEGARA (F2) |  | Pass | null
378356114 | TNB | DISTRIBUTION | WP PUTRAJAYA & CYBERJAYA | Existing | 11 kV | PE MV TERMINAL | RYB | VPTJ/PCE/J04132 | SS 4.13 4G11 (F2) | PENGGUNA HT 11kV |  | Pass | null
378356137 | TNB | DISTRIBUTION | WP PUTRAJAYA & CYBERJAYA | Existing | 11 kV | PE MV TERMINAL | RYB | VPTJ/PCE/J04121 | SS 4.12 4G7 (F1) | PTJ04132 SS 4.13 4G11 (F1) |  | Pass | null
378356141 | TNB | DISTRIBUTION | WP PUTRAJAYA & CYBERJAYA | Existing | 11 kV | PE MV TERMINAL | RYB | VPTJ/PCE/J04121 | SS 4.12 4G7 (F1) | PTJ05015 SS 5.01 PUSAT CONVENTION (F2) |  | Pass | null
378356155 | TNB | DISTRIBUTION | WP PUTRAJAYA & CYBERJAYA | Existing | 11 kV | PE MV TERMINAL | RYB | VPTJ/PCE/J04121 | SS 4.12 4G7 (F1) | PENGGUNA HT 11kV |  | Pass | null
378356178 | TNB | DISTRIBUTION | WP PUTRAJAYA & CYBERJAYA | Existing | 11 kV | PE MV TERMINAL | RYB | VPTJ/PCE/J04122 | SS 4.12 4G7 (F2) | PTJ04135 SS 4.13 4G11 (F2) |  | Pass | null
378356182 | TNB | DISTRIBUTION | WP PUTRAJAYA & CYBERJAYA | Existing | 11 kV | PE MV TERMINAL | RYB | VPTJ/PCE/J04122 | SS 4.12 4G7 (F2) | PTJ05018 SS 5.01 PUSAT CONVENTION (F2) |  | Pass | null
378356196 | TNB | DISTRIBUTION | WP PUTRAJAYA & CYBERJAYA | Existing | 11 kV | PE MV TERMINAL | RYB | VPTJ/PCE/J04122 | SS 4.12 4G7 (F2) | PENGGUNA HT 11kV |  | Pass | null
378356236 | TNB | DISTRIBUTION | WP PUTRAJAYA & CYBERJAYA | Existing | 11 kV | PE MV TERMINAL | RYB | VPTJ/PCE/J05011 | SS 5.01 PUSAT CONVENTION (F1) | PTJ20041 PE 20.04 PADAT CHALLENGE PARK (F1) |  | Pass | null
378356240 | TNB | DISTRIBUTION | WP PUTRAJAYA & CYBERJAYA | Existing | 11 kV | PE MV TERMINAL | RYB | VPTJ/PCE/J05011 | SS 5.01 PUSAT CONVENTION (F1) | PMU SSWW CB6 |  | Pass | null
378356254 | TNB | DISTRIBUTION | WP PUTRAJAYA & CYBERJAYA | Existing | 11 kV | PE MV TERMINAL | RYB | VPTJ/PCE/J05011 | SS 5.01 PUSAT CONVENTION (F1) | PTJ05014 SS 5.01 PUSAT CONVENTION (F2) |  | Pass | null
378356268 | TNB | DISTRIBUTION | WP PUTRAJAYA & CYBERJAYA | Existing | 11 kV | PE MV TERMINAL | RYB | VPTJ/PCE/J05012 | SS 5.01 PUSAT CONVENTION (F2) | PENGGUNA HT 11kV (P1) |  | Pass | null
378356274 | TNB | DISTRIBUTION | WP PUTRAJAYA & CYBERJAYA | Existing | 11 kV | PE MV TERMINAL | RYB | VPTJ/PCE/J05012 | SS 5.01 PUSAT CONVENTION (F2) | PTJ04125 SS 4.12 4G7 PEJ. PEGUAM NEGARA (F2) |  | Pass | null
378356286 | TNB | DISTRIBUTION | WP PUTRAJAYA & CYBERJAYA | Existing | 11 kV | PE MV TERMINAL | RYB | VPTJ/PCE/J05012 | SS 5.01 PUSAT CONVENTION (F2) | PTJ04122 SS 4.12 4G7 PEJ. PEGUAM NEGARA (F1) |  | Pass | null
378356298 | TNB | DISTRIBUTION | WP PUTRAJAYA & CYBERJAYA | Existing | 11 kV | PE MV TERMINAL | RYB | VPTJ/PCE/J05012 | SS 5.01 PUSAT CONVENTION (F2) | PTJ05013 SS 5.01 PUSAT CONVENTION (F1) |  | Pass | null
378356301 | TNB | DISTRIBUTION | WP PUTRAJAYA & CYBERJAYA | Existing | 11 kV | PE MV TERMINAL | RYB | VPTJ/PCE/J05012 | SS 5.01 PUSAT CONVENTION (F2) | PENGGUNA HT 11kV (P2) |  | Pass | null
378356408 | TNB | DISTRIBUTION | WP PUTRAJAYA & CYBERJAYA | Existing | 11 kV | PE MV TERMINAL | RYB | VPTJ/PCE/J20041 | PE 20.04 PADAT CHALLENGE PARK | PTJ20012 PE 20.01 DEPOH SENGGARAAN |  | Pass | null
378356409 | TNB | DISTRIBUTION | WP PUTRAJAYA & CYBERJAYA | Existing | 11 kV | PE MV TERMINAL | RYB | VPTJ/PCE/J20041 | PE 20.04 PADAT CHALLENGE PARK | PTJ05011 SS 5.01 PUSAT CONVENTION (F1) |  | Pass | null
378356412 | TNB | DISTRIBUTION | WP PUTRAJAYA & CYBERJAYA | Existing | 11 kV | PE MV TERMINAL | RYB | VPTJ/PCE/J20041 | PE 20.04 PADAT CHALLENGE PARK | TX1-1000kVA |  | Pass | null
378356520 | TNB | DISTRIBUTION | WP PUTRAJAYA & CYBERJAYA | Existing | 11 kV | PE MV TERMINAL | RYB | VPTJ/PCE/J20011 | PE 20.01 DEPOH SENGGARAAN | PTJ20043 PE 20.04 PADAT CHALLENGE PARK (F1) |  | Pass | null
378356521 | TNB | DISTRIBUTION | WP PUTRAJAYA & CYBERJAYA | Existing | 11 kV | PE MV TERMINAL | RYB | VPTJ/PCE/J20011 | PE 20.01 DEPOH SENGGARAAN | PTJ20051 PE 20.05 PUSARA NEGARA (F1) |  | Pass | null
378356524 | TNB | DISTRIBUTION | WP PUTRAJAYA & CYBERJAYA | Existing | 11 kV | PE MV TERMINAL | RYB | VPTJ/PCE/J20011 | PE 20.01 DEPOH SENGGARAAN | TX1-500kVA |  | Pass | null
378356721 | TNB | DISTRIBUTION | WP PUTRAJAYA & CYBERJAYA | Existing | 11 kV | PE MV TERMINAL | RYB | VPTJ/PCE/J20051 | PE 20.05 PUSARA NEGARA F1 | PTJ20054 PE 20.05 PUSARA NEGARA (F2) |  | Pass | null
378356722 | TNB | DISTRIBUTION | WP PUTRAJAYA & CYBERJAYA | Existing | 11 kV | PE MV TERMINAL | RYB | VPTJ/PCE/J20051 | PE 20.05 PUSARA NEGARA F1 | PTJ20011 PE 20.01 DEPOH SENGGARAAN |  | Pass | null
378356725 | TNB | DISTRIBUTION | WP PUTRAJAYA & CYBERJAYA | Existing | 11 kV | PE MV TERMINAL | RYB | VPTJ/PCE/J20051 | PE 20.05 PUSARA NEGARA F1 | TX1-500kVA |  | Pass | null
378356815 | TNB | DISTRIBUTION | WP PUTRAJAYA & CYBERJAYA | Existing | 11 kV | PE MV TERMINAL | RYB | VPTJ/PCE/J20052 | PE 20.05 PUSARA NEGARA F2 | PTJ20023 PE 20.02 CREMATORIUM |  | Pass | null
378356816 | TNB | DISTRIBUTION | WP PUTRAJAYA & CYBERJAYA | Existing | 11 kV | PE MV TERMINAL | RYB | VPTJ/PCE/J20052 | PE 20.05 PUSARA NEGARA F2 | PTJ20052 PE 20.05 PUSARA NEGARA (F1) |  | Pass | null
378356819 | TNB | DISTRIBUTION | WP PUTRAJAYA & CYBERJAYA | Existing | 11 kV | PE MV TERMINAL | RYB | VPTJ/PCE/J20052 | PE 20.05 PUSARA NEGARA F2 | TX2-500kVA |  | Pass | null
378357012 | TNB | DISTRIBUTION | WP PUTRAJAYA & CYBERJAYA | Existing | 11 kV | PE MV TERMINAL | RYB | VPTJ/PCE/J20021 | PE 20.02 CREMATORIUM | PTJ20055 PE 20.05 PUSARA NEGARA (F2) |  | Pass | null
378357013 | TNB | DISTRIBUTION | WP PUTRAJAYA & CYBERJAYA | Existing | 11 kV | PE MV TERMINAL | RYB | VPTJ/PCE/J20021 | PE 20.02 CREMATORIUM | PTJ20031 PE 20.03 PUMP HOUSE |  | Pass | null
378357016 | TNB | DISTRIBUTION | WP PUTRAJAYA & CYBERJAYA | Existing | 11 kV | PE MV TERMINAL | RYB | VPTJ/PCE/J20021 | PE 20.02 CREMATORIUM | TX1-1000kVA |  | Pass | null
378357116 | TNB | DISTRIBUTION | WP PUTRAJAYA & CYBERJAYA | Existing | 11 kV | PE MV TERMINAL | RYB | VPTJ/PCE/J20031 | PE 20.03 PUMP HSE | PTJ05022 SS 5.02 STP 2 (F1) |  | Pass | null
378357117 | TNB | DISTRIBUTION | WP PUTRAJAYA & CYBERJAYA | Existing | 11 kV | PE MV TERMINAL | RYB | VPTJ/PCE/J20031 | PE 20.03 PUMP HSE | PTJ20021 PE 20.02 CREMATORIUM |  | Pass | null
378357120 | TNB | DISTRIBUTION | WP PUTRAJAYA & CYBERJAYA | Existing | 11 kV | PE MV TERMINAL | RYB | VPTJ/PCE/J20031 | PE 20.03 PUMP HSE | TX1-1000kVA |  | Pass | null
378357218 | TNB | DISTRIBUTION | WP PUTRAJAYA & CYBERJAYA | Existing | 11 kV | PE MV TERMINAL | RYB | VPTJ/PCE/J05021 | SS 5.02 STP2 (F1) | PTJ05071 PE 5.07 JLB1 |  | Pass | null
378357291 | TNB | DISTRIBUTION | WP PUTRAJAYA & CYBERJAYA | Existing | 11 kV | PE MV TERMINAL | RYB | VPTJ/PCE/J10141 | PE 10.14 P10 A1 (F1) | PTJ10065 : PE 10.06 JLN P10 B (F2) |  | Pass | null
378357292 | TNB | DISTRIBUTION | WP PUTRAJAYA & CYBERJAYA | Existing | 11 kV | PE MV TERMINAL | RYB | VPTJ/PCE/J10141 | PE 10.14 P10 A1 (F1) | PTJ10121 : PE 10.12 JLN P10A PDT |  | Pass | null
378357295 | TNB | DISTRIBUTION | WP PUTRAJAYA & CYBERJAYA | Existing | 11 kV | PE MV TERMINAL | RYB | VPTJ/PCE/J10141 | PE 10.14 P10 A1 (F1) | TX1- 1000KVA |  | Pass | null
378357385 | TNB | DISTRIBUTION | WP PUTRAJAYA & CYBERJAYA | Existing | 11 kV | PE MV TERMINAL | RYB | VPTJ/PCE/J10142 | PE 10.14 P10 A1 (F2) | PTJ10062 : PE 10.06 JLN P10 B (F1) |  | Pass | null
378357386 | TNB | DISTRIBUTION | WP PUTRAJAYA & CYBERJAYA | Existing | 11 kV | PE MV TERMINAL | RYB | VPTJ/PCE/J10142 | PE 10.14 P10 A1 (F2) | PTJ10134 : PE 10.13 PUSPANITA (F2) |  | Pass | null
378357389 | TNB | DISTRIBUTION | WP PUTRAJAYA & CYBERJAYA | Existing | 11 kV | PE MV TERMINAL | RYB | VPTJ/PCE/J10142 | PE 10.14 P10 A1 (F2) | TX2- 1000KVA |  | Pass | null
378357490 | TNB | DISTRIBUTION | WP PUTRAJAYA & CYBERJAYA | Existing | 11 kV | PE MV TERMINAL | RYB | VPTJ/PCE/J10121 | PE 10.12 P10 A SEMI-D | PTJ10131 : PE 10.13 PUSPANITA (F1) |  | Pass | null
378357491 | TNB | DISTRIBUTION | WP PUTRAJAYA & CYBERJAYA | Existing | 11 kV | PE MV TERMINAL | RYB | VPTJ/PCE/J10121 | PE 10.12 P10 A SEMI-D | PTJ10142 : PE 10.14 P10A1 (F1) |  | Pass | null
378357494 | TNB | DISTRIBUTION | WP PUTRAJAYA & CYBERJAYA | Existing | 11 kV | PE MV TERMINAL | RYB | VPTJ/PCE/J10121 | PE 10.12 P10 A SEMI-D | TX1- 1000KVA |  | Pass | null
378357597 | TNB | DISTRIBUTION | WP PUTRAJAYA & CYBERJAYA | Existing | 11 kV | PE MV TERMINAL | RYB | VPTJ/PCE/J09011 | PE 9.01 APT 4A (EFI) (F1) | PPU PTJ2: VCB 7 |  | Pass | null
378357598 | TNB | DISTRIBUTION | WP PUTRAJAYA & CYBERJAYA | Existing | 11 kV | PE MV TERMINAL | RYB | VPTJ/PCE/J09011 | PE 9.01 APT 4A (EFI) (F1) | PTJ09021 : PE 9.02 BLOK 4E (F1) |  | Pass | null
378357601 | TNB | DISTRIBUTION | WP PUTRAJAYA & CYBERJAYA | Existing | 11 kV | PE MV TERMINAL | RYB | VPTJ/PCE/J09011 | PE 9.01 APT 4A (EFI) (F1) | TX1- 1000KVA |  | Pass | null
378357687 | TNB | DISTRIBUTION | WP PUTRAJAYA & CYBERJAYA | Existing | 11 kV | PE MV TERMINAL | RYB | VPTJ/PCE/J09012 | PE 9.01 APT 4A (EFI) (F2) | PPU PTJ2: VCB 8 |  | Pass | null
378357688 | TNB | DISTRIBUTION | WP PUTRAJAYA & CYBERJAYA | Existing | 11 kV | PE MV TERMINAL | RYB | VPTJ/PCE/J09012 | PE 9.01 APT 4A (EFI) (F2) | PTJ09024 : PE 9.02 BLOK 4E (F2) |  | Pass | null
378357691 | TNB | DISTRIBUTION | WP PUTRAJAYA & CYBERJAYA | Existing | 11 kV | PE MV TERMINAL | RYB | VPTJ/PCE/J09012 | PE 9.01 APT 4A (EFI) (F2) | TX2- 1000KVA |  | Pass | null
378357778 | TNB | DISTRIBUTION | WP PUTRAJAYA & CYBERJAYA | Existing | 11 kV | PE MV TERMINAL | RYB | VPTJ/PCE/J09021 | PE 9.02 APT 4E (F1) | PTJ09012 : PE 9.01 BLOK 4A (F1) |  | Pass | null
378357779 | TNB | DISTRIBUTION | WP PUTRAJAYA & CYBERJAYA | Existing | 11 kV | PE MV TERMINAL | RYB | VPTJ/PCE/J09021 | PE 9.02 APT 4E (F1) | PTJ09031 : PE 9.03 BLOCK 3C (F1) |  | Pass | null
378357782 | TNB | DISTRIBUTION | WP PUTRAJAYA & CYBERJAYA | Existing | 11 kV | PE MV TERMINAL | RYB | VPTJ/PCE/J09021 | PE 9.02 APT 4E (F1) | TX1- 1000KVA |  | Pass | null
378357878 | TNB | DISTRIBUTION | WP PUTRAJAYA & CYBERJAYA | Existing | 11 kV | PE MV TERMINAL | RYB | VPTJ/PCE/J09022 | PE 9.02 APT 4E (F2) | PTJ09015 : PE 9.01 BLOK 4A (F2) |  | Pass | null
378357879 | TNB | DISTRIBUTION | WP PUTRAJAYA & CYBERJAYA | Existing | 11 kV | PE MV TERMINAL | RYB | VPTJ/PCE/J09022 | PE 9.02 APT 4E (F2) | PTJ09034 : PE 9.03 BLOCK 3C (F2) |  | Pass | null
378357882 | TNB | DISTRIBUTION | WP PUTRAJAYA & CYBERJAYA | Existing | 11 kV | PE MV TERMINAL | RYB | VPTJ/PCE/J09022 | PE 9.02 APT 4E (F2) | TX2- 1000KVA |  | Pass | null
378357977 | TNB | DISTRIBUTION | WP PUTRAJAYA & CYBERJAYA | Existing | 11 kV | PE MV TERMINAL | RYB | VPTJ/PCE/J09031 | PE 9.03 APT 3C (F1) | PTJ09022 : PE 9.02 BLOK 4E (F1) |  | Pass | null
378357978 | TNB | DISTRIBUTION | WP PUTRAJAYA & CYBERJAYA | Existing | 11 kV | PE MV TERMINAL | RYB | VPTJ/PCE/J09031 | PE 9.03 APT 3C (F1) | PTJ09041 : PE 9.04 BLOCK 3B (F1): |  | Pass | null
378357981 | TNB | DISTRIBUTION | WP PUTRAJAYA & CYBERJAYA | Existing | 11 kV | PE MV TERMINAL | RYB | VPTJ/PCE/J09031 | PE 9.03 APT 3C (F1) | TX1- 1000KVA |  | Pass | null
378358070 | TNB | DISTRIBUTION | WP PUTRAJAYA & CYBERJAYA | Existing | 11 kV | PE MV TERMINAL | RYB | VPTJ/PCE/J09032 | PE 9.03 APT 3C (F2) | PTJ09025 : PE 9.02 BLOK 4E (F2) |  | Pass | null
378358071 | TNB | DISTRIBUTION | WP PUTRAJAYA & CYBERJAYA | Existing | 11 kV | PE MV TERMINAL | RYB | VPTJ/PCE/J09032 | PE 9.03 APT 3C (F2) | PTJ09044 : PE 9.04 BLOCK 3B (F2) |  | Pass | null
378358074 | TNB | DISTRIBUTION | WP PUTRAJAYA & CYBERJAYA | Existing | 11 kV | PE MV TERMINAL | RYB | VPTJ/PCE/J09032 | PE 9.03 APT 3C (F2) | TX2- 1000KVA |  | Pass | null
378358168 | TNB | DISTRIBUTION | WP PUTRAJAYA & CYBERJAYA | Existing | 11 kV | PE MV TERMINAL | RYB | VPTJ/PCE/J09041 | PE 9.04 APT 3B (EFI) (F1) | PTJ09052 : PE 9.05 RMH TERES (F1) |  | Pass | null
378358169 | TNB | DISTRIBUTION | WP PUTRAJAYA & CYBERJAYA | Existing | 11 kV | PE MV TERMINAL | RYB | VPTJ/PCE/J09041 | PE 9.04 APT 3B (EFI) (F1) | PTJ09032 : PE 9.03 BLOCK 3C (F1) |  | Pass | null
378358172 | TNB | DISTRIBUTION | WP PUTRAJAYA & CYBERJAYA | Existing | 11 kV | PE MV TERMINAL | RYB | VPTJ/PCE/J09041 | PE 9.04 APT 3B (EFI) (F1) | TX1- 1000KVA |  | Pass | null
378358262 | TNB | DISTRIBUTION | WP PUTRAJAYA & CYBERJAYA | Existing | 11 kV | PE MV TERMINAL | RYB | VPTJ/PCE/J09042 | PE 9.04 APT 3B (EFI) (F2) | PTJ09054 : PE 9.05 RMH TERES (F2) |  | Pass | null
378358263 | TNB | DISTRIBUTION | WP PUTRAJAYA & CYBERJAYA | Existing | 11 kV | PE MV TERMINAL | RYB | VPTJ/PCE/J09042 | PE 9.04 APT 3B (EFI) (F2) | PTJ09035 : PE 9.03 BLCK 3C (F2) |  | Pass | null
378358266 | TNB | DISTRIBUTION | WP PUTRAJAYA & CYBERJAYA | Existing | 11 kV | PE MV TERMINAL | RYB | VPTJ/PCE/J09042 | PE 9.04 APT 3B (EFI) (F2) | TX2- 1000KVA |  | Pass | null
378358352 | TNB | DISTRIBUTION | WP PUTRAJAYA & CYBERJAYA | Existing | 11 kV | PE MV TERMINAL | RYB | VPTJ/PCE/J09052 | PE 9.05 P9 G1 TERES F2 | PTJ09045 : PE 9.04 BLCK 3B (F2) |  | Pass | null
378358358 | TNB | DISTRIBUTION | WP PUTRAJAYA & CYBERJAYA | Existing | 11 kV | PE MV TERMINAL | RYB | VPTJ/PCE/J09052 | PE 9.05 P9 G1 TERES F2 | PTJ09062 : PE 9.06 APARTMENT (F1) |  | Pass | null
378358399 | TNB | DISTRIBUTION | WP PUTRAJAYA & CYBERJAYA | Existing | 11 kV | PE MV TERMINAL | RYB | VPTJ/PCE/J09052 | PE 9.05 P9 G1 TERES F2 | TX2- 1000KVA |  | Pass | null
378358400 | TNB | DISTRIBUTION | WP PUTRAJAYA & CYBERJAYA | Existing | 11 kV | PE MV TERMINAL | RYB | VPTJ/PCE/J09051 | PE 9.05 P9 G1 TERES F1 | PTJ09065 : PE 9.06 APARTMENT (F2) |  | Pass | null
378358406 | TNB | DISTRIBUTION | WP PUTRAJAYA & CYBERJAYA | Existing | 11 kV | PE MV TERMINAL | RYB | VPTJ/PCE/J09051 | PE 9.05 P9 G1 TERES F1 | PTJ09042 : PE 9.04 BLOCK 3B (F1) |  | Pass | null
378358447 | TNB | DISTRIBUTION | WP PUTRAJAYA & CYBERJAYA | Existing | 11 kV | PE MV TERMINAL | RYB | VPTJ/PCE/J09051 | PE 9.05 P9 G1 TERES F1 | TX1- 1000KVA |  | Pass | null
378358601 | TNB | DISTRIBUTION | WP PUTRAJAYA & CYBERJAYA | Existing | 11 kV | PE MV TERMINAL | RYB | VPTJ/PCE/J09061 | PE 9.06 APT 2E (F1) | PTJ09055 : PE 9.05 RMH TERES (F2) |  | Pass | null
378358602 | TNB | DISTRIBUTION | WP PUTRAJAYA & CYBERJAYA | Existing | 11 kV | PE MV TERMINAL | RYB | VPTJ/PCE/J09061 | PE 9.06 APT 2E (F1) | PTJ09072 : PE 9.07 APARTMANT (F1) |  | Pass | null
378358605 | TNB | DISTRIBUTION | WP PUTRAJAYA & CYBERJAYA | Existing | 11 kV | PE MV TERMINAL | RYB | VPTJ/PCE/J09061 | PE 9.06 APT 2E (F1) | TX1- 1000KVA |  | Pass | null
378358624 | TNB | DISTRIBUTION | WP PUTRAJAYA & CYBERJAYA | Existing | 11 kV | PE MV TERMINAL | RYB | VPTJ/PCE/J09062 | PE 9.06 APT 2E (F2) | PTJ09051 : PE 9.05 RMH TERES (F1) |  | Pass | null
378358625 | TNB | DISTRIBUTION | WP PUTRAJAYA & CYBERJAYA | Existing | 11 kV | PE MV TERMINAL | RYB | VPTJ/PCE/J09062 | PE 9.06 APT 2E (F2) | PTJ09074 : PE 9.07 APARTMANT (F2) |  | Pass | null
378358628 | TNB | DISTRIBUTION | WP PUTRAJAYA & CYBERJAYA | Existing | 11 kV | PE MV TERMINAL | RYB | VPTJ/PCE/J09062 | PE 9.06 APT 2E (F2) | TX2- 1000KVA |  | Pass | null
378358787 | TNB | DISTRIBUTION | WP PUTRAJAYA & CYBERJAYA | Existing | 11 kV | PE MV TERMINAL | RYB | VPTJ/PCE/J09071 | PE 9.07 APT 2A (EFI) (F1) | PTJ09061 : PE 9.06 APARTMENT (F1) |  | Pass | null
378358788 | TNB | DISTRIBUTION | WP PUTRAJAYA & CYBERJAYA | Existing | 11 kV | PE MV TERMINAL | RYB | VPTJ/PCE/J09071 | PE 9.07 APT 2A (EFI) (F1) | PTJ09082 : PE 9.08 RUMAH TERES (F1) |  | Pass | null
378358791 | TNB | DISTRIBUTION | WP PUTRAJAYA & CYBERJAYA | Existing | 11 kV | PE MV TERMINAL | RYB | VPTJ/PCE/J09071 | PE 9.07 APT 2A (EFI) (F1) | TX1- 1000KVA |  | Pass | null
378358881 | TNB | DISTRIBUTION | WP PUTRAJAYA & CYBERJAYA | Existing | 11 kV | PE MV TERMINAL | RYB | VPTJ/PCE/J09072 | PE 9.07 APT 2A (EFI) (F2) | PTJ09084 : PE 9.08 RUMAH TERES (F2) |  | Pass | null
378358882 | TNB | DISTRIBUTION | WP PUTRAJAYA & CYBERJAYA | Existing | 11 kV | PE MV TERMINAL | RYB | VPTJ/PCE/J09072 | PE 9.07 APT 2A (EFI) (F2) | PTJ09064 : PE 9.06 APARTMENT (F2) |  | Pass | null
378358885 | TNB | DISTRIBUTION | WP PUTRAJAYA & CYBERJAYA | Existing | 11 kV | PE MV TERMINAL | RYB | VPTJ/PCE/J09072 | PE 9.07 APT 2A (EFI) (F2) | TX2- 1000KVA |  | Pass | null
378358984 | TNB | DISTRIBUTION | WP PUTRAJAYA & CYBERJAYA | Existing | 11 kV | PE MV TERMINAL | RYB | VPTJ/PCE/J09081 | PE 9.08 P9G TERES (F1) | PTJ09071 : PE 9.07 APARTMANT (F1) |  | Pass | null
378358985 | TNB | DISTRIBUTION | WP PUTRAJAYA & CYBERJAYA | Existing | 11 kV | PE MV TERMINAL | RYB | VPTJ/PCE/J09081 | PE 9.08 P9G TERES (F1) | PTJ09092 : PE 9.09 APARTMANT (F1) |  | Pass | null
378358988 | TNB | DISTRIBUTION | WP PUTRAJAYA & CYBERJAYA | Existing | 11 kV | PE MV TERMINAL | RYB | VPTJ/PCE/J09081 | PE 9.08 P9G TERES (F1) | TX1- 1000KVA |  | Pass | null
378359075 | TNB | DISTRIBUTION | WP PUTRAJAYA & CYBERJAYA | Existing | 11 kV | PE MV TERMINAL | RYB | VPTJ/PCE/J09082 | PE 9.08 P9G TERES (F2) | PTJ09095 : PE 9.09 APARTMANT (F2) |  | Pass | null
378359076 | TNB | DISTRIBUTION | WP PUTRAJAYA & CYBERJAYA | Existing | 11 kV | PE MV TERMINAL | RYB | VPTJ/PCE/J09082 | PE 9.08 P9G TERES (F2) | PTJ09075 : PE 9.07 APARTMANT (F2) |  | Pass | null
378359079 | TNB | DISTRIBUTION | WP PUTRAJAYA & CYBERJAYA | Existing | 11 kV | PE MV TERMINAL | RYB | VPTJ/PCE/J09082 | PE 9.08 P9G TERES (F2) | TX2- 1000KVA |  | Pass | null
378359168 | TNB | DISTRIBUTION | WP PUTRAJAYA & CYBERJAYA | Existing | 11 kV | PE MV TERMINAL | RYB | VPTJ/PCE/J09091 | PE 9.09 APT A1 (EFI) (F1) | PTJ09081 : PE 9.08 RUMAH TERES (F1) |  | Pass | null
378359169 | TNB | DISTRIBUTION | WP PUTRAJAYA & CYBERJAYA | Existing | 11 kV | PE MV TERMINAL | RYB | VPTJ/PCE/J09091 | PE 9.09 APT A1 (EFI) (F1) | PTJ09101 : PE 9.10 PS 1 |  | Pass | null
378359172 | TNB | DISTRIBUTION | WP PUTRAJAYA & CYBERJAYA | Existing | 11 kV | PE MV TERMINAL | RYB | VPTJ/PCE/J09091 | PE 9.09 APT A1 (EFI) (F1) | TX1- 1000KVA |  | Pass | null
378359262 | TNB | DISTRIBUTION | WP PUTRAJAYA & CYBERJAYA | Existing | 11 kV | PE MV TERMINAL | RYB | VPTJ/PCE/J09092 | PE 9.09 APT A1 (EFI) (F2) | PTJ09085 : PE 9.08 RUMAH TERES (F2) |  | Pass | null
378359263 | TNB | DISTRIBUTION | WP PUTRAJAYA & CYBERJAYA | Existing | 11 kV | PE MV TERMINAL | RYB | VPTJ/PCE/J09092 | PE 9.09 APT A1 (EFI) (F2) | PTJ09151 : PE 9.15 BLOCK D (F1) |  | Pass | null
378359266 | TNB | DISTRIBUTION | WP PUTRAJAYA & CYBERJAYA | Existing | 11 kV | PE MV TERMINAL | RYB | VPTJ/PCE/J09092 | PE 9.09 APT A1 (EFI) (F2) | TX2- 1000KVA |  | Pass | null
378359364 | TNB | DISTRIBUTION | WP PUTRAJAYA & CYBERJAYA | Existing | 11 kV | PE MV TERMINAL | RYB | VPTJ/PCE/J09101 | PE 9.10 PS 1 | PTJ09154 : PE 9.15 BLOCK D (F2) |  | Pass | null
378359365 | TNB | DISTRIBUTION | WP PUTRAJAYA & CYBERJAYA | Existing | 11 kV | PE MV TERMINAL | RYB | VPTJ/PCE/J09101 | PE 9.10 PS 1 | PTJ09091 : PE 9.09 APARTMANT (F1) |  | Pass | null
378359368 | TNB | DISTRIBUTION | WP PUTRAJAYA & CYBERJAYA | Existing | 11 kV | PE MV TERMINAL | RYB | VPTJ/PCE/J09101 | PE 9.10 PS 1 | TX1- 1000KVA |  | Pass | null
378359468 | TNB | DISTRIBUTION | WP PUTRAJAYA & CYBERJAYA | Existing | 11 kV | PE MV TERMINAL | RYB | VPTJ/PCE/J09151 | PE 9.15 APT 6D (EFI) (F1) | PTJ09161 : PE 9.16 BLOCK F (F1) |  | Pass | null
378359469 | TNB | DISTRIBUTION | WP PUTRAJAYA & CYBERJAYA | Existing | 11 kV | PE MV TERMINAL | RYB | VPTJ/PCE/J09151 | PE 9.15 APT 6D (EFI) (F1) | PTJ09094 : PE 9.09 APARTMANT (F2) |  | Pass | null
378359472 | TNB | DISTRIBUTION | WP PUTRAJAYA & CYBERJAYA | Existing | 11 kV | PE MV TERMINAL | RYB | VPTJ/PCE/J09151 | PE 9.15 APT 6D (EFI) (F1) | TX1- 1000KVA |  | Pass | null
378359551 | TNB | DISTRIBUTION | WP PUTRAJAYA & CYBERJAYA | Existing | 11 kV | PE MV TERMINAL | RYB | VPTJ/PCE/J09152 | PE 9.15 APT 6D (EFI) (F2) | PTJ09164 : PE 9.16 BLOCK F (F2) |  | Pass | null
378359552 | TNB | DISTRIBUTION | WP PUTRAJAYA & CYBERJAYA | Existing | 11 kV | PE MV TERMINAL | RYB | VPTJ/PCE/J09152 | PE 9.15 APT 6D (EFI) (F2) | PTJ09102 : PE 9.10 PS 1 |  | Pass | null
378359555 | TNB | DISTRIBUTION | WP PUTRAJAYA & CYBERJAYA | Existing | 11 kV | PE MV TERMINAL | RYB | VPTJ/PCE/J09152 | PE 9.15 APT 6D (EFI) (F2) | TX2- 1000KVA |  | Pass | null
378359643 | TNB | DISTRIBUTION | WP PUTRAJAYA & CYBERJAYA | Existing | 11 kV | PE MV TERMINAL | RYB | VPTJ/PCE/J09161 | PE 9.16 APT 6F (F1) | PTJ09171 : PE 9.17 BLOCK A (F1) |  | Pass | null
378359644 | TNB | DISTRIBUTION | WP PUTRAJAYA & CYBERJAYA | Existing | 11 kV | PE MV TERMINAL | RYB | VPTJ/PCE/J09161 | PE 9.16 APT 6F (F1) | PTJ09152 : PE 9.15 BLOCK D (F1) |  | Pass | null
378359647 | TNB | DISTRIBUTION | WP PUTRAJAYA & CYBERJAYA | Existing | 11 kV | PE MV TERMINAL | RYB | VPTJ/PCE/J09161 | PE 9.16 APT 6F (F1) | TX1- 1000KVA |  | Pass | null
378359739 | TNB | DISTRIBUTION | WP PUTRAJAYA & CYBERJAYA | Existing | 11 kV | PE MV TERMINAL | RYB | VPTJ/PCE/J09162 | PE 9.16 APT 6F (F2) | PTJ09174 : PE 9.17 BLOCK A (F2) |  | Pass | null
378359740 | TNB | DISTRIBUTION | WP PUTRAJAYA & CYBERJAYA | Existing | 11 kV | PE MV TERMINAL | RYB | VPTJ/PCE/J09162 | PE 9.16 APT 6F (F2) | PTJ09155 : PE 9.15 BLOCK D (F2) |  | Pass | null
378359743 | TNB | DISTRIBUTION | WP PUTRAJAYA & CYBERJAYA | Existing | 11 kV | PE MV TERMINAL | RYB | VPTJ/PCE/J09162 | PE 9.16 APT 6F (F2) | TX2- 1000KVA |  | Pass | null
378359841 | TNB | DISTRIBUTION | WP PUTRAJAYA & CYBERJAYA | Existing | 11 kV | PE MV TERMINAL | RYB | VPTJ/PCE/J09171 | PE 9.17 APT 5A (EFI) (F1) | PTJ09181 : PE 9.18 BLOCK C (F1) |  | Pass | null
378359842 | TNB | DISTRIBUTION | WP PUTRAJAYA & CYBERJAYA | Existing | 11 kV | PE MV TERMINAL | RYB | VPTJ/PCE/J09171 | PE 9.17 APT 5A (EFI) (F1) | PTJ09162 : PE 9.16 BLOCK F (F1) |  | Pass | null
378359845 | TNB | DISTRIBUTION | WP PUTRAJAYA & CYBERJAYA | Existing | 11 kV | PE MV TERMINAL | RYB | VPTJ/PCE/J09171 | PE 9.17 APT 5A (EFI) (F1) | TX1- 1000KVA |  | Pass | null
378359866 | TNB | DISTRIBUTION | WP PUTRAJAYA & CYBERJAYA | Existing | 11 kV | PE MV TERMINAL | RYB | VPTJ/PCE/J09172 | PE 9.17 APT 5A (EFI) (F2) | PTJ09184 : PE 9.18 BLOCK C (F2) |  | Pass | null
378359867 | TNB | DISTRIBUTION | WP PUTRAJAYA & CYBERJAYA | Existing | 11 kV | PE MV TERMINAL | RYB | VPTJ/PCE/J09172 | PE 9.17 APT 5A (EFI) (F2) | PTJ09165 : PE 9.16 BLOCK F (F2) |  | Pass | null
378359870 | TNB | DISTRIBUTION | WP PUTRAJAYA & CYBERJAYA | Existing | 11 kV | PE MV TERMINAL | RYB | VPTJ/PCE/J09172 | PE 9.17 APT 5A (EFI) (F2) | TX2- 1000KVA |  | Pass | null
378360027 | TNB | DISTRIBUTION | WP PUTRAJAYA & CYBERJAYA | Existing | 11 kV | PE MV TERMINAL | RYB | VPTJ/PCE/J09181 | PE 9.18 APT 5C (F1) | PTJ09111 : PE 9.11 KLINIK (F1) |  | Pass | null
378360028 | TNB | DISTRIBUTION | WP PUTRAJAYA & CYBERJAYA | Existing | 11 kV | PE MV TERMINAL | RYB | VPTJ/PCE/J09181 | PE 9.18 APT 5C (F1) | PTJ09172 : PE 9.17 BLOCK A (F1) |  | Pass | null
378360031 | TNB | DISTRIBUTION | WP PUTRAJAYA & CYBERJAYA | Existing | 11 kV | PE MV TERMINAL | RYB | VPTJ/PCE/J09181 | PE 9.18 APT 5C (F1) | TX1- 1000KVA |  | Pass | null
378360050 | TNB | DISTRIBUTION | WP PUTRAJAYA & CYBERJAYA | Existing | 11 kV | PE MV TERMINAL | RYB | VPTJ/PCE/J09182 | PE 9.18 APT 5C (F2) | PTJ09114 : PE 9.11 KLINIK (F2) |  | Pass | null
378360051 | TNB | DISTRIBUTION | WP PUTRAJAYA & CYBERJAYA | Existing | 11 kV | PE MV TERMINAL | RYB | VPTJ/PCE/J09182 | PE 9.18 APT 5C (F2) | PTJ09175 : PE 9.17 BLOCK A (F2) |  | Pass | null
378360054 | TNB | DISTRIBUTION | WP PUTRAJAYA & CYBERJAYA | Existing | 11 kV | PE MV TERMINAL | RYB | VPTJ/PCE/J09182 | PE 9.18 APT 5C (F2) | TX2- 1000KVA |  | Pass | null
378360209 | TNB | DISTRIBUTION | WP PUTRAJAYA & CYBERJAYA | Existing | 11 kV | PE MV TERMINAL | RYB | VPTJ/PCE/J09111 | PE 9.11 KLINIK (F1) | PTJ09121 : PE 9.12 PRI. SCHOOL (F1) |  | Pass | null
378360210 | TNB | DISTRIBUTION | WP PUTRAJAYA & CYBERJAYA | Existing | 11 kV | PE MV TERMINAL | RYB | VPTJ/PCE/J09111 | PE 9.11 KLINIK (F1) | PTJ09182 : PE 9.18 BLOCK C (F1) |  | Pass | null
378360213 | TNB | DISTRIBUTION | WP PUTRAJAYA & CYBERJAYA | Existing | 11 kV | PE MV TERMINAL | RYB | VPTJ/PCE/J09111 | PE 9.11 KLINIK (F1) | TX1- 1000KVA |  | Pass | null
378360232 | TNB | DISTRIBUTION | WP PUTRAJAYA & CYBERJAYA | Existing | 11 kV | PE MV TERMINAL | RYB | VPTJ/PCE/J09112 | PE 9.11 KLINIK (F2) | PTJ09124 : PE 9.12 PRI. SCHOOL (F2) |  | Pass | null
378360233 | TNB | DISTRIBUTION | WP PUTRAJAYA & CYBERJAYA | Existing | 11 kV | PE MV TERMINAL | RYB | VPTJ/PCE/J09112 | PE 9.11 KLINIK (F2) | PTJ09185 : PE 9.18 BLOCK C (F2) |  | Pass | null
378360236 | TNB | DISTRIBUTION | WP PUTRAJAYA & CYBERJAYA | Existing | 11 kV | PE MV TERMINAL | RYB | VPTJ/PCE/J09112 | PE 9.11 KLINIK (F2) | TX2- 1000KVA |  | Pass | null
378360393 | TNB | DISTRIBUTION | WP PUTRAJAYA & CYBERJAYA | Existing | 11 kV | PE MV TERMINAL | RYB | VPTJ/PCE/J09122 | PE 9.12 SEK REN (F2) | PTJ09134 : PE 9.13 SEK MEN (F2) |  | Pass | null
378360394 | TNB | DISTRIBUTION | WP PUTRAJAYA & CYBERJAYA | Existing | 11 kV | PE MV TERMINAL | RYB | VPTJ/PCE/J09122 | PE 9.12 SEK REN (F2) | PTJ09115 : PE 9.11 KLINIK (F2) |  | Pass | null
378360397 | TNB | DISTRIBUTION | WP PUTRAJAYA & CYBERJAYA | Existing | 11 kV | PE MV TERMINAL | RYB | VPTJ/PCE/J09122 | PE 9.12 SEK REN (F2) | TX2- 1000KVA |  | Pass | null
378360484 | TNB | DISTRIBUTION | WP PUTRAJAYA & CYBERJAYA | Existing | 11 kV | PE MV TERMINAL | RYB | VPTJ/PCE/J09121 | PE 9.12 SEK REN (F1) | PTJ09131 : PE 9.13 SEK MEN (F1) |  | Pass | null
378360485 | TNB | DISTRIBUTION | WP PUTRAJAYA & CYBERJAYA | Existing | 11 kV | PE MV TERMINAL | RYB | VPTJ/PCE/J09121 | PE 9.12 SEK REN (F1) | PTJ09112 : PE 9.11 KLINIK (F1) |  | Pass | null
378360488 | TNB | DISTRIBUTION | WP PUTRAJAYA & CYBERJAYA | Existing | 11 kV | PE MV TERMINAL | RYB | VPTJ/PCE/J09121 | PE 9.12 SEK REN (F1) | TX1- 1000KVA |  | Pass | null
378360577 | TNB | DISTRIBUTION | WP PUTRAJAYA & CYBERJAYA | Existing | 11 kV | PE MV TERMINAL | RYB | VPTJ/PCE/J09131 | PE 9.13 SEK MEN (EFI) (F1) | PTJ09271 : PE 9.27 Apt 11A (F1) |  | Pass | null
378360578 | TNB | DISTRIBUTION | WP PUTRAJAYA & CYBERJAYA | Existing | 11 kV | PE MV TERMINAL | RYB | VPTJ/PCE/J09131 | PE 9.13 SEK MEN (EFI) (F1) | PTJ09122 : PE 9.12 PRI. SCHOOL (F1) |  | Pass | null
378360581 | TNB | DISTRIBUTION | WP PUTRAJAYA & CYBERJAYA | Existing | 11 kV | PE MV TERMINAL | RYB | VPTJ/PCE/J09131 | PE 9.13 SEK MEN (EFI) (F1) | TX1- 1000KVA |  | Pass | null
378360671 | TNB | DISTRIBUTION | WP PUTRAJAYA & CYBERJAYA | Existing | 11 kV | PE MV TERMINAL | RYB | VPTJ/PCE/J09132 | PE 9.13 SEK MEN (EFI) (F2) | PTJ09274 : PE 9.27 Apt 11A (F2) |  | Pass | null
378360672 | TNB | DISTRIBUTION | WP PUTRAJAYA & CYBERJAYA | Existing | 11 kV | PE MV TERMINAL | RYB | VPTJ/PCE/J09132 | PE 9.13 SEK MEN (EFI) (F2) | PTJ09125 : PE 9.12 PRI. SCHOOL (F2) |  | Pass | null
378360675 | TNB | DISTRIBUTION | WP PUTRAJAYA & CYBERJAYA | Existing | 11 kV | PE MV TERMINAL | RYB | VPTJ/PCE/J09132 | PE 9.13 SEK MEN (EFI) (F2) | TX2- 1000KVA |  | Pass | null
378360773 | TNB | DISTRIBUTION | WP PUTRAJAYA & CYBERJAYA | Existing | 11 kV | PE MV TERMINAL | RYB | VPTJ/PCE/J09271 | PE 9.27 APT 11A (F1) | PTJ09281 : PE 9.28 APT 11C (F1) |  | Pass | null
378360774 | TNB | DISTRIBUTION | WP PUTRAJAYA & CYBERJAYA | Existing | 11 kV | PE MV TERMINAL | RYB | VPTJ/PCE/J09271 | PE 9.27 APT 11A (F1) | PTJ09132 : PE 9.13 SEK MEN (F1) |  | Pass | null
378360777 | TNB | DISTRIBUTION | WP PUTRAJAYA & CYBERJAYA | Existing | 11 kV | PE MV TERMINAL | RYB | VPTJ/PCE/J09271 | PE 9.27 APT 11A (F1) | TX1- 1000KVA |  | Pass | null
378360867 | TNB | DISTRIBUTION | WP PUTRAJAYA & CYBERJAYA | Existing | 11 kV | PE MV TERMINAL | RYB | VPTJ/PCE/J09272 | PE 9.27 APT 11A (F2) | PTJ09284 : PE 9.28 APT 11C (F2) |  | Pass | null
378360868 | TNB | DISTRIBUTION | WP PUTRAJAYA & CYBERJAYA | Existing | 11 kV | PE MV TERMINAL | RYB | VPTJ/PCE/J09272 | PE 9.27 APT 11A (F2) | PTJ09135 : PE 9.13 SEK MEN (F2) |  | Pass | null
378360871 | TNB | DISTRIBUTION | WP PUTRAJAYA & CYBERJAYA | Existing | 11 kV | PE MV TERMINAL | RYB | VPTJ/PCE/J09272 | PE 9.27 APT 11A (F2) | TX2- 1000KVA |  | Pass | null
378360967 | TNB | DISTRIBUTION | WP PUTRAJAYA & CYBERJAYA | Existing | 11 kV | PE MV TERMINAL | RYB | VPTJ/PCE/J09281 | PE 9.28 APT 11C (EFI) (F1) | PTJ09141 : PE 9.14 P.KEJIRANAN (F1) |  | Pass | null
378360968 | TNB | DISTRIBUTION | WP PUTRAJAYA & CYBERJAYA | Existing | 11 kV | PE MV TERMINAL | RYB | VPTJ/PCE/J09281 | PE 9.28 APT 11C (EFI) (F1) | PTJ09273 : PE 9.27 Apt 11A (F1) |  | Pass | null
378360971 | TNB | DISTRIBUTION | WP PUTRAJAYA & CYBERJAYA | Existing | 11 kV | PE MV TERMINAL | RYB | VPTJ/PCE/J09281 | PE 9.28 APT 11C (EFI) (F1) | TX1- 1000KVA |  | Pass | null
378361063 | TNB | DISTRIBUTION | WP PUTRAJAYA & CYBERJAYA | Existing | 11 kV | PE MV TERMINAL | RYB | VPTJ/PCE/J09282 | PE 9.28 APT 11C (EFI) (F2) | PTJ09144 : PE 9.14 P.KEJIRANAN (F2) |  | Pass | null
378361064 | TNB | DISTRIBUTION | WP PUTRAJAYA & CYBERJAYA | Existing | 11 kV | PE MV TERMINAL | RYB | VPTJ/PCE/J09282 | PE 9.28 APT 11C (EFI) (F2) | PTJ09276 : PE 9.27 Apt 11A (F2) |  | Pass | null
378361067 | TNB | DISTRIBUTION | WP PUTRAJAYA & CYBERJAYA | Existing | 11 kV | PE MV TERMINAL | RYB | VPTJ/PCE/J09282 | PE 9.28 APT 11C (EFI) (F2) | TX2- 1000KVA |  | Pass | null
378361163 | TNB | DISTRIBUTION | WP PUTRAJAYA & CYBERJAYA | Existing | 11 kV | PE MV TERMINAL | RYB | VPTJ/PCE/J07031 | PE 7.03 STESEN PAM PS3 | PPU PTJ2: VCB 14 |  | Pass | null
378361164 | TNB | DISTRIBUTION | WP PUTRAJAYA & CYBERJAYA | Existing | 11 kV | PE MV TERMINAL | RYB | VPTJ/PCE/J07031 | PE 7.03 STESEN PAM PS3 | PTJ07075 : PE 7.07 PLF (F2) |  | Pass | null
378361167 | TNB | DISTRIBUTION | WP PUTRAJAYA & CYBERJAYA | Existing | 11 kV | PE MV TERMINAL | RYB | VPTJ/PCE/J07031 | PE 7.03 STESEN PAM PS3 | TX1- 1000KVA |  | Pass | null
378361327 | TNB | DISTRIBUTION | WP PUTRAJAYA & CYBERJAYA | Existing | 11 kV | PE MV TERMINAL | RYB | VPTJ/PCE/J08241 | PE 8.24 SERI SAUJANA (BR 8) | PTJ07071 : PE 7.07 PLF (F1) |  | Pass | null
378361328 | TNB | DISTRIBUTION | WP PUTRAJAYA & CYBERJAYA | Existing | 11 kV | PE MV TERMINAL | RYB | VPTJ/PCE/J08241 | PE 8.24 SERI SAUJANA (BR 8) | PPU PTJ2: VCB 13 |  | Pass | null
378361331 | TNB | DISTRIBUTION | WP PUTRAJAYA & CYBERJAYA | Existing | 11 kV | PE MV TERMINAL | RYB | VPTJ/PCE/J08241 | PE 8.24 SERI SAUJANA (BR 8) | TX1- 500KVA |  | Pass | null
378361369 | TNB | DISTRIBUTION | WP PUTRAJAYA & CYBERJAYA | Existing | 11 kV | PE MV TERMINAL | RYB | VPTJ/PCE/J08151 | PE 8.15 RD2A L. SENTOSA | PTJ08011 : PE 8.01 PS 10 (F1) |  | Pass | null
378361370 | TNB | DISTRIBUTION | WP PUTRAJAYA & CYBERJAYA | Existing | 11 kV | PE MV TERMINAL | RYB | VPTJ/PCE/J08151 | PE 8.15 RD2A L. SENTOSA | PPU PTJ2: VCB 11 |  | Pass | null
378361373 | TNB | DISTRIBUTION | WP PUTRAJAYA & CYBERJAYA | Existing | 11 kV | PE MV TERMINAL | RYB | VPTJ/PCE/J08151 | PE 8.15 RD2A L. SENTOSA | TX1- 1000KVA |  | Pass | null
378361460 | TNB | DISTRIBUTION | WP PUTRAJAYA & CYBERJAYA | Existing | 11 kV | PE MV TERMINAL | RYB | VPTJ/PCE/J08011 | PE 8.01 PS 10 (EFI) (F1) | PTJ08021 : PE 8.02 SEMI D (F1) |  | Pass | null
378361461 | TNB | DISTRIBUTION | WP PUTRAJAYA & CYBERJAYA | Existing | 11 kV | PE MV TERMINAL | RYB | VPTJ/PCE/J08011 | PE 8.01 PS 10 (EFI) (F1) | PTJ08152 : PE 8.15 PDT ROAD 2A |  | Pass | null
378361464 | TNB | DISTRIBUTION | WP PUTRAJAYA & CYBERJAYA | Existing | 11 kV | PE MV TERMINAL | RYB | VPTJ/PCE/J08011 | PE 8.01 PS 10 (EFI) (F1) | TX1- 1000KVA |  | Pass | null
378365843 | TNB | DISTRIBUTION | WP PUTRAJAYA & CYBERJAYA | Existing | 11 kV | PE MV TERMINAL | RYB | VPTJ/PCE/J16111 | PE 16.11 DPMR P16/C (F1) | TX1-1000KVA |  | Pass | null
378365845 | TNB | DISTRIBUTION | WP PUTRAJAYA & CYBERJAYA | Existing | 11 kV | PE MV TERMINAL | RYB | VPTJ/PCE/J16111 | PE 16.11 DPMR P16/C (F1) | PTJ1: VCB 8 |  | Pass | null
378365886 | TNB | DISTRIBUTION | WP PUTRAJAYA & CYBERJAYA | Existing | 11 kV | PE MV TERMINAL | RYB | VPTJ/PCE/J16111 | PE 16.11 DPMR P16/C (F1) | PTJ16301 PE 16.30 PERUMAHAN P16A (F1) |  | Pass | null
378365964 | TNB | DISTRIBUTION | WP PUTRAJAYA & CYBERJAYA | Existing | 11 kV | PE MV TERMINAL | RYB | VPTJ/PCE/J16112 | PE 16.11 DPMR P16/C (F2) | TX2-1000KVA |  | Pass | null
378365966 | TNB | DISTRIBUTION | WP PUTRAJAYA & CYBERJAYA | Existing | 11 kV | PE MV TERMINAL | RYB | VPTJ/PCE/J16112 | PE 16.11 DPMR P16/C (F2) | PTJ1: VCB 17 |  | Pass | null
378366007 | TNB | DISTRIBUTION | WP PUTRAJAYA & CYBERJAYA | Existing | 11 kV | PE MV TERMINAL | RYB | VPTJ/PCE/J16112 | PE 16.11 DPMR P16/C (F2) | PTJ16304 PE 16.30 PERUMAHAN P16A (F2) |  | Pass | null
378366361 | TNB | DISTRIBUTION | WP PUTRAJAYA & CYBERJAYA | Existing | 11 kV | PE MV TERMINAL | RYB | VPTJ/PCE/J16301 | PE 16.30 PERUMAHAN P16A (F1) | PTJ16282 PE 16.28 TAMAN WARISAN (F1) |  | Pass | null
378366362 | TNB | DISTRIBUTION | WP PUTRAJAYA & CYBERJAYA | Existing | 11 kV | PE MV TERMINAL | RYB | VPTJ/PCE/J16301 | PE 16.30 PERUMAHAN P16A (F1) | PTJ16112 PE 16.11 DPMR (F1) |  | Pass | null
378366365 | TNB | DISTRIBUTION | WP PUTRAJAYA & CYBERJAYA | Existing | 11 kV | PE MV TERMINAL | RYB | VPTJ/PCE/J16301 | PE 16.30 PERUMAHAN P16A (F1) | TX1-1000KVA |  | Pass | null
378366467 | TNB | DISTRIBUTION | WP PUTRAJAYA & CYBERJAYA | Existing | 11 kV | PE MV TERMINAL | RYB | VPTJ/PCE/J16302 | PE 16.30 PERUMAHAN P16A (F2) | PTJ16285 PE 16.28 TAMAN WARISAN (F2) |  | Pass | null
378366468 | TNB | DISTRIBUTION | WP PUTRAJAYA & CYBERJAYA | Existing | 11 kV | PE MV TERMINAL | RYB | VPTJ/PCE/J16302 | PE 16.30 PERUMAHAN P16A (F2) | PTJ16115 PE 16.11 DPMR (F2) |  | Pass | null
378366471 | TNB | DISTRIBUTION | WP PUTRAJAYA & CYBERJAYA | Existing | 11 kV | PE MV TERMINAL | RYB | VPTJ/PCE/J16302 | PE 16.30 PERUMAHAN P16A (F2) | TX2-1000KVA |  | Pass | null
378366623 | TNB | DISTRIBUTION | WP PUTRAJAYA & CYBERJAYA | Existing | 11 kV | PE MV TERMINAL | RYB | VPTJ/PCE/J16281 | PE 16.28 TAMAN WARISAN (F1) | PTJ16062 PE 16.06 SEK REN FASA2 (F1) |  | Pass | null
378366624 | TNB | DISTRIBUTION | WP PUTRAJAYA & CYBERJAYA | Existing | 11 kV | PE MV TERMINAL | RYB | VPTJ/PCE/J16281 | PE 16.28 TAMAN WARISAN (F1) | PTJ16302 PE 16.30 PERUMAHAN P16A (F1) |  | Pass | null
378366627 | TNB | DISTRIBUTION | WP PUTRAJAYA & CYBERJAYA | Existing | 11 kV | PE MV TERMINAL | RYB | VPTJ/PCE/J16281 | PE 16.28 TAMAN WARISAN (F1) | TX1-1000KVA |  | Pass | null
378366717 | TNB | DISTRIBUTION | WP PUTRAJAYA & CYBERJAYA | Existing | 11 kV | PE MV TERMINAL | RYB | VPTJ/PCE/J16282 | PE 16.28 TAMAN WARISAN (F2) | PTJ16065 PE 16.06 SEK REN FASA2 (F2) |  | Pass | null
378366718 | TNB | DISTRIBUTION | WP PUTRAJAYA & CYBERJAYA | Existing | 11 kV | PE MV TERMINAL | RYB | VPTJ/PCE/J16282 | PE 16.28 TAMAN WARISAN (F2) | PTJ16306 PE 16.30 PERUMAHAN P16A (F2) |  | Pass | null
378366721 | TNB | DISTRIBUTION | WP PUTRAJAYA & CYBERJAYA | Existing | 11 kV | PE MV TERMINAL | RYB | VPTJ/PCE/J16282 | PE 16.28 TAMAN WARISAN (F2) | TX2-1000KVA |  | Pass | null
378366821 | TNB | DISTRIBUTION | WP PUTRAJAYA & CYBERJAYA | Existing | 11 kV | PE MV TERMINAL | RYB | VPTJ/PCE/J16061 | PE 16.06 SEK REN F2 (F1) | PTJ16072 PE 16.07 BANGLO (F1) |  | Pass | null
378366822 | TNB | DISTRIBUTION | WP PUTRAJAYA & CYBERJAYA | Existing | 11 kV | PE MV TERMINAL | RYB | VPTJ/PCE/J16061 | PE 16.06 SEK REN F2 (F1) | PTJ16281 PE 16.28 TAMAN WARISAN (F1) |  | Pass | null
378366825 | TNB | DISTRIBUTION | WP PUTRAJAYA & CYBERJAYA | Existing | 11 kV | PE MV TERMINAL | RYB | VPTJ/PCE/J16061 | PE 16.06 SEK REN F2 (F1) | TX1-1000KVA |  | Pass | null
378366917 | TNB | DISTRIBUTION | WP PUTRAJAYA & CYBERJAYA | Existing | 11 kV | PE MV TERMINAL | RYB | VPTJ/PCE/J16062 | PE 16.06 SEK REN F2 (F2) | PTJ16075 PE 16.07 BANGLO (F2) |  | Pass | null
378366918 | TNB | DISTRIBUTION | WP PUTRAJAYA & CYBERJAYA | Existing | 11 kV | PE MV TERMINAL | RYB | VPTJ/PCE/J16062 | PE 16.06 SEK REN F2 (F2) | PTJ16284 PE 16.28 TAMAN WARISAN (F2) |  | Pass | null
378366921 | TNB | DISTRIBUTION | WP PUTRAJAYA & CYBERJAYA | Existing | 11 kV | PE MV TERMINAL | RYB | VPTJ/PCE/J16062 | PE 16.06 SEK REN F2 (F2) | TX2-1000KVA |  | Pass | null
378367018 | TNB | DISTRIBUTION | WP PUTRAJAYA & CYBERJAYA | Existing | 11 kV | PE MV TERMINAL | RYB | VPTJ/PCE/J16071 | PE 16.07 22 UNIT TERES (EFI) (F1) | PTJ16292 PE 16.29 JLN P16 BANGLO (F1) |  | Pass | null
378367019 | TNB | DISTRIBUTION | WP PUTRAJAYA & CYBERJAYA | Existing | 11 kV | PE MV TERMINAL | RYB | VPTJ/PCE/J16071 | PE 16.07 22 UNIT TERES (EFI) (F1) | PTJ16061 PE 16.06 SEK REN FASA2 (F1) |  | Pass | null
378367022 | TNB | DISTRIBUTION | WP PUTRAJAYA & CYBERJAYA | Existing | 11 kV | PE MV TERMINAL | RYB | VPTJ/PCE/J16071 | PE 16.07 22 UNIT TERES (EFI) (F1) | TX1-1000KVA |  | Pass | null
378367114 | TNB | DISTRIBUTION | WP PUTRAJAYA & CYBERJAYA | Existing | 11 kV | PE MV TERMINAL | RYB | VPTJ/PCE/J16072 | PE 16.07 22 UNIT TERES (EFI) (F2) | PE 16.PTJ16295 29 JLN P16 BANGLO (F2) |  | Pass | null
378367115 | TNB | DISTRIBUTION | WP PUTRAJAYA & CYBERJAYA | Existing | 11 kV | PE MV TERMINAL | RYB | VPTJ/PCE/J16072 | PE 16.07 22 UNIT TERES (EFI) (F2) | PTJ16064 PE 16.06 SEK REN FASA2 (F2) |  | Pass | null
378367118 | TNB | DISTRIBUTION | WP PUTRAJAYA & CYBERJAYA | Existing | 11 kV | PE MV TERMINAL | RYB | VPTJ/PCE/J16072 | PE 16.07 22 UNIT TERES (EFI) (F2) | TX2-1000KVA |  | Pass | null
378367220 | TNB | DISTRIBUTION | WP PUTRAJAYA & CYBERJAYA | Existing | 11 kV | PE MV TERMINAL | RYB | VPTJ/PCE/J16292 | PE 16.29 25 UNIT (EFI) (F2) | PTJ16023 SS 16.02 PS 5 |  | Pass | null
378367221 | TNB | DISTRIBUTION | WP PUTRAJAYA & CYBERJAYA | Existing | 11 kV | PE MV TERMINAL | RYB | VPTJ/PCE/J16292 | PE 16.29 25 UNIT (EFI) (F2) | PTJ16074 PE 16.07 BANGLO (F2) |  | Pass | null
378367224 | TNB | DISTRIBUTION | WP PUTRAJAYA & CYBERJAYA | Existing | 11 kV | PE MV TERMINAL | RYB | VPTJ/PCE/J16292 | PE 16.29 25 UNIT (EFI) (F2) | TX2-1000KVA |  | Pass | null
378367314 | TNB | DISTRIBUTION | WP PUTRAJAYA & CYBERJAYA | Existing | 11 kV | PE MV TERMINAL | RYB | VPTJ/PCE/J16291 | PE 16.29 25 UNIT (EFI) (F1) | PTJ16271 PE 16.27 UPPER BISA |  | Pass | null
378367315 | TNB | DISTRIBUTION | WP PUTRAJAYA & CYBERJAYA | Existing | 11 kV | PE MV TERMINAL | RYB | VPTJ/PCE/J16291 | PE 16.29 25 UNIT (EFI) (F1) | PTJ16071 PE 16.07 BANGLO (F1) |  | Pass | null
378367318 | TNB | DISTRIBUTION | WP PUTRAJAYA & CYBERJAYA | Existing | 11 kV | PE MV TERMINAL | RYB | VPTJ/PCE/J16291 | PE 16.29 25 UNIT (EFI) (F1) | TX1-1000KVA |  | Pass | null
378367409 | TNB | DISTRIBUTION | WP PUTRAJAYA & CYBERJAYA | Existing | 11 kV | PE MV TERMINAL | RYB | VPTJ/PCE/J16021 | SS 16.02 PS5 (EFI) | PENGGUNA |  | Pass | null
378367418 | TNB | DISTRIBUTION | WP PUTRAJAYA & CYBERJAYA | Existing | 11 kV | PE MV TERMINAL | RYB | VPTJ/PCE/J16021 | SS 16.02 PS5 (EFI) | PE 16.14 SEMI D (F1): PTJ16142 |  | Pass | null
378367429 | TNB | DISTRIBUTION | WP PUTRAJAYA & CYBERJAYA | Existing | 11 kV | PE MV TERMINAL | RYB | VPTJ/PCE/J16021 | SS 16.02 PS5 (EFI) | PTJ16294 PE 16.29 JLN P16 BANGLO (F2) |  | Pass | null
378367539 | TNB | DISTRIBUTION | WP PUTRAJAYA & CYBERJAYA | Existing | 11 kV | PE MV TERMINAL | RYB | VPTJ/PCE/J16271 | PE 16.27 UPPER BISA | PTJ16145 PE 16.14 SEMI D (F2) |  | Pass | null
378367540 | TNB | DISTRIBUTION | WP PUTRAJAYA & CYBERJAYA | Existing | 11 kV | PE MV TERMINAL | RYB | VPTJ/PCE/J16271 | PE 16.27 UPPER BISA | PTJ16291 PE 16.29 JLN P16 BANGLO (F1): |  | Pass | null
378367543 | TNB | DISTRIBUTION | WP PUTRAJAYA & CYBERJAYA | Existing | 11 kV | PE MV TERMINAL | RYB | VPTJ/PCE/J16271 | PE 16.27 UPPER BISA | TX1-1000KVA |  | Pass | null
378367635 | TNB | DISTRIBUTION | WP PUTRAJAYA & CYBERJAYA | Existing | 11 kV | PE MV TERMINAL | RYB | VPTJ/PCE/J16141 | PE 16.14 SEMI D (EFI) (F1) | PTJ16161 PE 16.16 PUSAT KEJIRANAN (F1): |  | Pass | null
378367636 | TNB | DISTRIBUTION | WP PUTRAJAYA & CYBERJAYA | Existing | 11 kV | PE MV TERMINAL | RYB | VPTJ/PCE/J16141 | PE 16.14 SEMI D (EFI) (F1) | PTJ16021 SS 16.02 PS 5 |  | Pass | null
378367639 | TNB | DISTRIBUTION | WP PUTRAJAYA & CYBERJAYA | Existing | 11 kV | PE MV TERMINAL | RYB | VPTJ/PCE/J16141 | PE 16.14 SEMI D (EFI) (F1) | TX1-1000KVA |  | Pass | null
378367729 | TNB | DISTRIBUTION | WP PUTRAJAYA & CYBERJAYA | Existing | 11 kV | PE MV TERMINAL | RYB | VPTJ/PCE/J16142 | PE 16.14 SEMI D (EFI) (F2) | PTJ16272 PE 16.27 UPPER BISA |  | Pass | null
378367730 | TNB | DISTRIBUTION | WP PUTRAJAYA & CYBERJAYA | Existing | 11 kV | PE MV TERMINAL | RYB | VPTJ/PCE/J16142 | PE 16.14 SEMI D (EFI) (F2) | PTJ16164 PE 16.16 PUSAT KEJIRANAN (F2) |  | Pass | null
378367733 | TNB | DISTRIBUTION | WP PUTRAJAYA & CYBERJAYA | Existing | 11 kV | PE MV TERMINAL | RYB | VPTJ/PCE/J16142 | PE 16.14 SEMI D (EFI) (F2) | TX2-1000KVA |  | Pass | null
378367833 | TNB | DISTRIBUTION | WP PUTRAJAYA & CYBERJAYA | Existing | 11 kV | PE MV TERMINAL | RYB | VPTJ/PCE/J16161 | PE 16.16 PUSAT KEJIRANAN (F1) | PTJ16141 PE 16.14 SEMI D (F1) |  | Pass | null
378367834 | TNB | DISTRIBUTION | WP PUTRAJAYA & CYBERJAYA | Existing | 11 kV | PE MV TERMINAL | RYB | VPTJ/PCE/J16161 | PE 16.16 PUSAT KEJIRANAN (F1) | PTJ16222 PE 16.22 BANGLO (F1) |  | Pass | null
378367837 | TNB | DISTRIBUTION | WP PUTRAJAYA & CYBERJAYA | Existing | 11 kV | PE MV TERMINAL | RYB | VPTJ/PCE/J16161 | PE 16.16 PUSAT KEJIRANAN (F1) | TX1-1000KVA |  | Pass | null
378367927 | TNB | DISTRIBUTION | WP PUTRAJAYA & CYBERJAYA | Existing | 11 kV | PE MV TERMINAL | RYB | VPTJ/PCE/J16162 | PE 16.16 PUSAT KEJIRANAN (F2) | PTJ16225 PE 16.22 BANGLO (F2) |  | Pass | null
378367928 | TNB | DISTRIBUTION | WP PUTRAJAYA & CYBERJAYA | Existing | 11 kV | PE MV TERMINAL | RYB | VPTJ/PCE/J16162 | PE 16.16 PUSAT KEJIRANAN (F2) | PTJ16144 PE 16.14 SEMI D (F2) |  | Pass | null
378367931 | TNB | DISTRIBUTION | WP PUTRAJAYA & CYBERJAYA | Existing | 11 kV | PE MV TERMINAL | RYB | VPTJ/PCE/J16162 | PE 16.16 PUSAT KEJIRANAN (F2) | TX2-1000KVA |  | Pass | null
378368022 | TNB | DISTRIBUTION | WP PUTRAJAYA & CYBERJAYA | Existing | 11 kV | PE MV TERMINAL | RYB | VPTJ/PCE/J01021 | SS 1.02 JPM B2 (F1) | PENGGUNA |  | Pass | null
378368031 | TNB | DISTRIBUTION | WP PUTRAJAYA & CYBERJAYA | Existing | 11 kV | PE MV TERMINAL | RYB | VPTJ/PCE/J01021 | SS 1.02 JPM B2 (F1) | PTJ01035 SS 1.03 PARCEL B3 (F2) |  | Pass | null
378368042 | TNB | DISTRIBUTION | WP PUTRAJAYA & CYBERJAYA | Existing | 11 kV | PE MV TERMINAL | RYB | VPTJ/PCE/J01021 | SS 1.02 JPM B2 (F1) | PTJ1: VCB 9 |  | Pass | null
378368048 | TNB | DISTRIBUTION | WP PUTRAJAYA & CYBERJAYA | Existing | 11 kV | PE MV TERMINAL | RYB | VPTJ/PCE/J01022 | SS 1.02 JPM B2 (F2) | PENGGUNA |  | Pass | null
378368057 | TNB | DISTRIBUTION | WP PUTRAJAYA & CYBERJAYA | Existing | 11 kV | PE MV TERMINAL | RYB | VPTJ/PCE/J01022 | SS 1.02 JPM B2 (F2) | PTJ01032 SS 1.03 PARCEL B3 (F1) |  | Pass | null
378368068 | TNB | DISTRIBUTION | WP PUTRAJAYA & CYBERJAYA | Existing | 11 kV | PE MV TERMINAL | RYB | VPTJ/PCE/J01022 | SS 1.02 JPM B2 (F2) | PTJ1: VCB 6 |  | Pass | null
378368074 | TNB | DISTRIBUTION | WP PUTRAJAYA & CYBERJAYA | Existing | 11 kV | PE MV TERMINAL | RYB | VPTJ/PCE/J01031 | SS 1.03 JPM B3 (F1) | PENGGUNA KETUA SETIAUSAHA NEGARA |  | Pass | null
378368083 | TNB | DISTRIBUTION | WP PUTRAJAYA & CYBERJAYA | Existing | 11 kV | PE MV TERMINAL | RYB | VPTJ/PCE/J01031 | SS 1.03 JPM B3 (F1) | PTJ01045 SS 1.04 PARCEL B4 (F2) |  | Pass | null
378368094 | TNB | DISTRIBUTION | WP PUTRAJAYA & CYBERJAYA | Existing | 11 kV | PE MV TERMINAL | RYB | VPTJ/PCE/J01031 | SS 1.03 JPM B3 (F1) | PTJ01025 SS 1.02 PARCEL B2 (F2) |  | Pass | null
378368100 | TNB | DISTRIBUTION | WP PUTRAJAYA & CYBERJAYA | Existing | 11 kV | PE MV TERMINAL | RYB | VPTJ/PCE/J01032 | SS 1.03 JPM B3 (F2) | PENGGUNA |  | Pass | null
378368109 | TNB | DISTRIBUTION | WP PUTRAJAYA & CYBERJAYA | Existing | 11 kV | PE MV TERMINAL | RYB | VPTJ/PCE/J01032 | SS 1.03 JPM B3 (F2) | PTJ01042 SS 1.04 PARCEL B4 (F1) |  | Pass | null
378368120 | TNB | DISTRIBUTION | WP PUTRAJAYA & CYBERJAYA | Existing | 11 kV | PE MV TERMINAL | RYB | VPTJ/PCE/J01032 | SS 1.03 JPM B3 (F2) | PTJ01022 SS 1.02 PARCEL B2 (F1) |  | Pass | null
378368188 | TNB | DISTRIBUTION | WP PUTRAJAYA & CYBERJAYA | Existing | 11 kV | PE MV TERMINAL | RYB | VPTJ/PCE/J01242 | PE 1.24 BOT PUMP (F2) | PTJ1: VCB 3 |  | Pass | null
378368189 | TNB | DISTRIBUTION | WP PUTRAJAYA & CYBERJAYA | Existing | 11 kV | PE MV TERMINAL | RYB | VPTJ/PCE/J01242 | PE 1.24 BOT PUMP (F2) | PTJ01254 PE 1.25 BOTANI ADMIN (F2) |  | Pass | null
378368192 | TNB | DISTRIBUTION | WP PUTRAJAYA & CYBERJAYA | Existing | 11 kV | PE MV TERMINAL | RYB | VPTJ/PCE/J01242 | PE 1.24 BOT PUMP (F2) | TX2-1000KVA |  | Pass | null
378368286 | TNB | DISTRIBUTION | WP PUTRAJAYA & CYBERJAYA | Existing | 11 kV | PE MV TERMINAL | RYB | VPTJ/PCE/J01241 | PE 1.24 BOT PUMP (F1) | PTJ1: VCB 10 |  | Pass | null
378368287 | TNB | DISTRIBUTION | WP PUTRAJAYA & CYBERJAYA | Existing | 11 kV | PE MV TERMINAL | RYB | VPTJ/PCE/J01241 | PE 1.24 BOT PUMP (F1) | PTJ01251 PE 1.25 BOTANI ADMIN (F1) |  | Pass | null
378368290 | TNB | DISTRIBUTION | WP PUTRAJAYA & CYBERJAYA | Existing | 11 kV | PE MV TERMINAL | RYB | VPTJ/PCE/J01241 | PE 1.24 BOT PUMP (F1) | TX1-1000KVA |  | Pass | null
378368389 | TNB | DISTRIBUTION | WP PUTRAJAYA & CYBERJAYA | Existing | 11 kV | PE MV TERMINAL | RYB | VPTJ/PCE/J01251 | PE 1.25 BOT ADMIN (F1) | P01581 SS 1.58 ISTANA MELAWATI |  | Pass | null
378368390 | TNB | DISTRIBUTION | WP PUTRAJAYA & CYBERJAYA | Existing | 11 kV | PE MV TERMINAL | RYB | VPTJ/PCE/J01251 | PE 1.25 BOT ADMIN (F1) | PTJ01242 PE 1.24 BOTANI PUMP (F1) |  | Pass | null
378368393 | TNB | DISTRIBUTION | WP PUTRAJAYA & CYBERJAYA | Existing | 11 kV | PE MV TERMINAL | RYB | VPTJ/PCE/J01251 | PE 1.25 BOT ADMIN (F1) | TX1-1000KVA |  | Pass | null
378368485 | TNB | DISTRIBUTION | WP PUTRAJAYA & CYBERJAYA | Existing | 11 kV | PE MV TERMINAL | RYB | VPTJ/PCE/J01252 | PE 1.25 BOT ADMIN (F2) | PTJ01245 PE 1.24 BOTANI PUMP (F2) |  | Pass | null
378368486 | TNB | DISTRIBUTION | WP PUTRAJAYA & CYBERJAYA | Existing | 11 kV | PE MV TERMINAL | RYB | VPTJ/PCE/J01252 | PE 1.25 BOT ADMIN (F2) | PTJ01601 PE 1.60 PADAT L/S TPP |  | Pass | null
378368489 | TNB | DISTRIBUTION | WP PUTRAJAYA & CYBERJAYA | Existing | 11 kV | PE MV TERMINAL | RYB | VPTJ/PCE/J01252 | PE 1.25 BOT ADMIN (F2) | TX2-1000KVA |  | Pass | null
378368614 | TNB | DISTRIBUTION | WP PUTRAJAYA & CYBERJAYA | Existing | 11 kV | PE MV TERMINAL | RYB | VPTJ/PCE/J01601 | PE 1.60 L/S TPP | PTJ01255 PE 1.25 BOTANI ADMIN (F2) |  | Pass | null
378368615 | TNB | DISTRIBUTION | WP PUTRAJAYA & CYBERJAYA | Existing | 11 kV | PE MV TERMINAL | RYB | VPTJ/PCE/J01601 | PE 1.60 L/S TPP | P01584 [OFF] SS 1.58 ISTANA MELAWATI |  | Pass | null
378368618 | TNB | DISTRIBUTION | WP PUTRAJAYA & CYBERJAYA | Existing | 11 kV | PE MV TERMINAL | RYB | VPTJ/PCE/J01601 | PE 1.60 L/S TPP | TX1-1000KVA |  | Pass | null
378368710 | TNB | DISTRIBUTION | WP PUTRAJAYA & CYBERJAYA | Existing | 11 kV | PE MV TERMINAL | RYB | VPTJ/PCE/J01581 | SS 1.58 ISTANA MELAWATI (F1) | PENGGUNA |  | Pass | null
378368719 | TNB | DISTRIBUTION | WP PUTRAJAYA & CYBERJAYA | Existing | 11 kV | PE MV TERMINAL | RYB | VPTJ/PCE/J01581 | SS 1.58 ISTANA MELAWATI (F1) | PTJ01582 SS 1.58 ISTANA MELAWATI (F1) |  | Pass | null
378368730 | TNB | DISTRIBUTION | WP PUTRAJAYA & CYBERJAYA | Existing | 11 kV | PE MV TERMINAL | RYB | VPTJ/PCE/J01581 | SS 1.58 ISTANA MELAWATI (F1) | PTJ01252 PE 1.25 BOTANI ADMIN (F1) |  | Pass | null
378368736 | TNB | DISTRIBUTION | WP PUTRAJAYA & CYBERJAYA | Existing | 11 kV | PE MV TERMINAL | RYB | VPTJ/PCE/J01582 | SS 1.58 ISTANA MELAWATI (F2) | PENGGUNA |  | Pass | null
378368745 | TNB | DISTRIBUTION | WP PUTRAJAYA & CYBERJAYA | Existing | 11 kV | PE MV TERMINAL | RYB | VPTJ/PCE/J01582 | SS 1.58 ISTANA MELAWATI (F2) | PTJ01585 SS 1.58 ISTANA MELAWATI (F2) |  | Pass | null
378368756 | TNB | DISTRIBUTION | WP PUTRAJAYA & CYBERJAYA | Existing | 11 kV | PE MV TERMINAL | RYB | VPTJ/PCE/J01582 | SS 1.58 ISTANA MELAWATI (F2) | PTJ01603 PE 1.60 PADAT L/S TPP |  | Pass | null
378368772 | TNB | DISTRIBUTION | WP PUTRAJAYA & CYBERJAYA | Existing | 11 kV | PE MV TERMINAL | RYB | VPTJ/PCE/J01341 | PE 1.34 PROMENADE | PTJ15033 PE 15.03 PADAT WR 3 |  | Pass | null
378368773 | TNB | DISTRIBUTION | WP PUTRAJAYA & CYBERJAYA | Existing | 11 kV | PE MV TERMINAL | RYB | VPTJ/PCE/J01341 | PE 1.34 PROMENADE | PTJ1: VCB 5 |  | Pass | null
378368776 | TNB | DISTRIBUTION | WP PUTRAJAYA & CYBERJAYA | Existing | 11 kV | PE MV TERMINAL | RYB | VPTJ/PCE/J01341 | PE 1.34 PROMENADE | TX1-1000KVA |  | Pass | null
378368880 | TNB | DISTRIBUTION | WP PUTRAJAYA & CYBERJAYA | Existing | 11 kV | PE MV TERMINAL | RYB | VPTJ/PCE/J15031 | PE 15.03 WR 3 | PTJ15043 PE 15.04 PADAT STABLE KOMPLEKS |  | Pass | null
378368881 | TNB | DISTRIBUTION | WP PUTRAJAYA & CYBERJAYA | Existing | 11 kV | PE MV TERMINAL | RYB | VPTJ/PCE/J15031 | PE 15.03 WR 3 | PTJ01341 PE 1.34 PADAT PROMENADE |  | Pass | null
378368884 | TNB | DISTRIBUTION | WP PUTRAJAYA & CYBERJAYA | Existing | 11 kV | PE MV TERMINAL | RYB | VPTJ/PCE/J15031 | PE 15.03 WR 3 | TX1-1000KVA |  | Pass | null
378368986 | TNB | DISTRIBUTION | WP PUTRAJAYA & CYBERJAYA | Existing | 11 kV | PE MV TERMINAL | RYB | VPTJ/PCE/J15041 | PE 15.04 STABLE KOMPLEKS | PTJ15031 PE 15.03 PADAT WR 3 |  | Pass | null
378368987 | TNB | DISTRIBUTION | WP PUTRAJAYA & CYBERJAYA | Existing | 11 kV | PE MV TERMINAL | RYB | VPTJ/PCE/J15041 | PE 15.04 STABLE KOMPLEKS | PTJ01672 SS 1.67 TEMP PARCEL F |  | Pass | null
378368990 | TNB | DISTRIBUTION | WP PUTRAJAYA & CYBERJAYA | Existing | 11 kV | PE MV TERMINAL | RYB | VPTJ/PCE/J15041 | PE 15.04 STABLE KOMPLEKS | TX1-1000KVA |  | Pass | null
378369092 | TNB | DISTRIBUTION | WP PUTRAJAYA & CYBERJAYA | Existing | 11 kV | PE MV TERMINAL | RYB | VPTJ/PCE/J01671 | SS 1.67 TEMP PARCEL F | PTJ12041 PE 12.04 (SPINE ROAD NO2) F1 |  | Pass | null
378369093 | TNB | DISTRIBUTION | WP PUTRAJAYA & CYBERJAYA | Existing | 11 kV | PE MV TERMINAL | RYB | VPTJ/PCE/J01671 | SS 1.67 TEMP PARCEL F | PTJ15043 PE 15.04 PADAT STABLE KOMPLEKS |  | Pass | null
378369096 | TNB | DISTRIBUTION | WP PUTRAJAYA & CYBERJAYA | Existing | 11 kV | PE MV TERMINAL | RYB | VPTJ/PCE/J01671 | SS 1.67 TEMP PARCEL F | PENGGUNA HT |  | Pass | null
378369318 | TNB | DISTRIBUTION | WP PUTRAJAYA & CYBERJAYA | Existing | 11 kV | PE MV TERMINAL | RYB | VPTJ/PCE/J12031 | PE 12.03 SPINE ROAD NO 1 | PTJ12101 D-PTJ-C16-0948 (12.10 F1) |  | Pass | null
378369319 | TNB | DISTRIBUTION | WP PUTRAJAYA & CYBERJAYA | Existing | 11 kV | PE MV TERMINAL | RYB | VPTJ/PCE/J12031 | PE 12.03 SPINE ROAD NO 1 | PTJ01683 PE 1.68 TEMP PLOT Z1 & Z2 |  | Pass | null
378369322 | TNB | DISTRIBUTION | WP PUTRAJAYA & CYBERJAYA | Existing | 11 kV | PE MV TERMINAL | RYB | VPTJ/PCE/J12031 | PE 12.03 SPINE ROAD NO 1 | TX1-500kVA |  | Pass | null
378369412 | TNB | DISTRIBUTION | WP PUTRAJAYA & CYBERJAYA | Existing | 11 kV | PE MV TERMINAL | RYB | VPTJ/PCE/J01231 | SS 1.23 D9 (F1) | PENGGUNA |  | Pass | null
378369421 | TNB | DISTRIBUTION | WP PUTRAJAYA & CYBERJAYA | Existing | 11 kV | PE MV TERMINAL | RYB | VPTJ/PCE/J01231 | SS 1.23 D9 (F1) | PTJ01222 SS 1.22 PARCEL D8 (F1) |  | Pass | null
378369432 | TNB | DISTRIBUTION | WP PUTRAJAYA & CYBERJAYA | Existing | 11 kV | PE MV TERMINAL | RYB | VPTJ/PCE/J01231 | SS 1.23 D9 (F1) | PTJ1: VCB 14 |  | Pass | null
378369438 | TNB | DISTRIBUTION | WP PUTRAJAYA & CYBERJAYA | Existing | 11 kV | PE MV TERMINAL | RYB | VPTJ/PCE/J01232 | SS 1.23 D9 (F2) | PENGGUNA |  | Pass | null
378369447 | TNB | DISTRIBUTION | WP PUTRAJAYA & CYBERJAYA | Existing | 11 kV | PE MV TERMINAL | RYB | VPTJ/PCE/J01232 | SS 1.23 D9 (F2) | PTJ1: VCB 11 |  | Pass | null
378369458 | TNB | DISTRIBUTION | WP PUTRAJAYA & CYBERJAYA | Existing | 11 kV | PE MV TERMINAL | RYB | VPTJ/PCE/J01232 | SS 1.23 D9 (F2) | PTJ01225 SS 1.22 PARCEL D8 (F2) |  | Pass | null
378369464 | TNB | DISTRIBUTION | WP PUTRAJAYA & CYBERJAYA | Existing | 11 kV | PE MV TERMINAL | RYB | VPTJ/PCE/J01221 | SS 1.22 D8 (F1) | PENGGUNA |  | Pass | null
378369473 | TNB | DISTRIBUTION | WP PUTRAJAYA & CYBERJAYA | Existing | 11 kV | PE MV TERMINAL | RYB | VPTJ/PCE/J01221 | SS 1.22 D8 (F1) | PTJ01231 SS 1.23 PARCEL D9 (F1) |  | Pass | null
378369484 | TNB | DISTRIBUTION | WP PUTRAJAYA & CYBERJAYA | Existing | 11 kV | PE MV TERMINAL | RYB | VPTJ/PCE/J01221 | SS 1.22 D8 (F1) | PTJ01212 SS 1.21 PARCEL D7 (F1) |  | Pass | null
378369490 | TNB | DISTRIBUTION | WP PUTRAJAYA & CYBERJAYA | Existing | 11 kV | PE MV TERMINAL | RYB | VPTJ/PCE/J01222 | SS 1.22 D8 (F2) | PENGGUNA |  | Pass | null
378369499 | TNB | DISTRIBUTION | WP PUTRAJAYA & CYBERJAYA | Existing | 11 kV | PE MV TERMINAL | RYB | VPTJ/PCE/J01222 | SS 1.22 D8 (F2) | PTJ01234 SS 1.23 PARCEL D9 (F2) |  | Pass | null
378369510 | TNB | DISTRIBUTION | WP PUTRAJAYA & CYBERJAYA | Existing | 11 kV | PE MV TERMINAL | RYB | VPTJ/PCE/J01222 | SS 1.22 D8 (F2) | PTJ01215 SS 1.21 PARCEL D7 (F2) |  | Pass | null
378369516 | TNB | DISTRIBUTION | WP PUTRAJAYA & CYBERJAYA | Existing | 11 kV | PE MV TERMINAL | RYB | VPTJ/PCE/J01212 | SS 1.21 D7 (F2) | PENGGUNA |  | Pass | null
378369525 | TNB | DISTRIBUTION | WP PUTRAJAYA & CYBERJAYA | Existing | 11 kV | PE MV TERMINAL | RYB | VPTJ/PCE/J01212 | SS 1.21 D7 (F2) | PTJ01224 SS 1.22 PARCEL D8 (F2) |  | Pass | null
378369536 | TNB | DISTRIBUTION | WP PUTRAJAYA & CYBERJAYA | Existing | 11 kV | PE MV TERMINAL | RYB | VPTJ/PCE/J01212 | SS 1.21 D7 (F2) | PTJ01205 SS 1.20 PARCEL D6 (F2) |  | Pass | null
378369542 | TNB | DISTRIBUTION | WP PUTRAJAYA & CYBERJAYA | Existing | 11 kV | PE MV TERMINAL | RYB | VPTJ/PCE/J01211 | SS 1.21 D7 (F1) | PENGGUNA |  | Pass | null
378369551 | TNB | DISTRIBUTION | WP PUTRAJAYA & CYBERJAYA | Existing | 11 kV | PE MV TERMINAL | RYB | VPTJ/PCE/J01211 | SS 1.21 D7 (F1) | PTJ01221 SS 1.22 PARCEL D8 (F1) |  | Pass | null
378369562 | TNB | DISTRIBUTION | WP PUTRAJAYA & CYBERJAYA | Existing | 11 kV | PE MV TERMINAL | RYB | VPTJ/PCE/J01211 | SS 1.21 D7 (F1) | PTJ01202 SS 1.20 PARCEL D6 (F1) |  | Pass | null
378369568 | TNB | DISTRIBUTION | WP PUTRAJAYA & CYBERJAYA | Existing | 11 kV | PE MV TERMINAL | RYB | VPTJ/PCE/J01202 | SS 1.20 D6 (F2) | PENGGUNA |  | Pass | null
378369577 | TNB | DISTRIBUTION | WP PUTRAJAYA & CYBERJAYA | Existing | 11 kV | PE MV TERMINAL | RYB | VPTJ/PCE/J01202 | SS 1.20 D6 (F2) | PTJ01195 SS 1.19 PARCEL D5 (F2) |  | Pass | null
378369588 | TNB | DISTRIBUTION | WP PUTRAJAYA & CYBERJAYA | Existing | 11 kV | PE MV TERMINAL | RYB | VPTJ/PCE/J01202 | SS 1.20 D6 (F2) | PTJ01214 SS 1.21 PARCEL D7 (F2) |  | Pass | null
378369594 | TNB | DISTRIBUTION | WP PUTRAJAYA & CYBERJAYA | Existing | 11 kV | PE MV TERMINAL | RYB | VPTJ/PCE/J01201 | SS 1.20 D6 (F1) | PENGGUNA |  | Pass | null
378369603 | TNB | DISTRIBUTION | WP PUTRAJAYA & CYBERJAYA | Existing | 11 kV | PE MV TERMINAL | RYB | VPTJ/PCE/J01201 | SS 1.20 D6 (F1) | PTJ01211 SS 1.21 PARCEL D7 (F1) |  | Pass | null
378369614 | TNB | DISTRIBUTION | WP PUTRAJAYA & CYBERJAYA | Existing | 11 kV | PE MV TERMINAL | RYB | VPTJ/PCE/J01201 | SS 1.20 D6 (F1) | PTJ01192 [OFF] SS 1.19 PARCEL D5 (F1) |  | Pass | null
378369620 | TNB | DISTRIBUTION | WP PUTRAJAYA & CYBERJAYA | Existing | 11 kV | PE MV TERMINAL | RYB | VPTJ/PCE/J01191 | SS 1.19 D5 (F1) | PENGGUNA |  | Pass | null
378369629 | TNB | DISTRIBUTION | WP PUTRAJAYA & CYBERJAYA | Existing | 11 kV | PE MV TERMINAL | RYB | VPTJ/PCE/J01191 | SS 1.19 D5 (F1) | PTJ01182 SS 1.18 PARCEL D4 (F1) |  | Pass | null
378369640 | TNB | DISTRIBUTION | WP PUTRAJAYA & CYBERJAYA | Existing | 11 kV | PE MV TERMINAL | RYB | VPTJ/PCE/J01191 | SS 1.19 D5 (F1) | PTJ01201 SS 1.20 PARCEL D6 (F1) |  | Pass | null
378369646 | TNB | DISTRIBUTION | WP PUTRAJAYA & CYBERJAYA | Existing | 11 kV | PE MV TERMINAL | RYB | VPTJ/PCE/J01192 | SS 1.19 D5 (F2) | PENGGUNA |  | Pass | null
378369655 | TNB | DISTRIBUTION | WP PUTRAJAYA & CYBERJAYA | Existing | 11 kV | PE MV TERMINAL | RYB | VPTJ/PCE/J01192 | SS 1.19 D5 (F2) | PTJ01185 SS 1.18 PARCEL D4 (F2) |  | Pass | null
378369666 | TNB | DISTRIBUTION | WP PUTRAJAYA & CYBERJAYA | Existing | 11 kV | PE MV TERMINAL | RYB | VPTJ/PCE/J01192 | SS 1.19 D5 (F2) | PTJ01204 SS 1.20 PARCEL D6 (F2) |  | Pass | null
378369670 | TNB | DISTRIBUTION | WP PUTRAJAYA & CYBERJAYA | Existing | 11 kV | PE MV TERMINAL | RYB | VPTJ/PCE/J17041 | PE 17.04 RK 1-1 (F1) | TX2-1000KVA |  | Pass | null
378369677 | TNB | DISTRIBUTION | WP PUTRAJAYA & CYBERJAYA | Existing | 11 kV | PE MV TERMINAL | RYB | VPTJ/PCE/J17041 | PE 17.04 RK 1-1 (F1) | PTJ17051 PE 17.05 APT RK1-1 JLN P17 (F1) |  | Pass | null
378369685 | TNB | DISTRIBUTION | WP PUTRAJAYA & CYBERJAYA | Existing | 11 kV | PE MV TERMINAL | RYB | VPTJ/PCE/J17041 | PE 17.04 RK 1-1 (F1) | PPU PTJ1: VCB 2 |  | Pass | null
378369695 | TNB | DISTRIBUTION | WP PUTRAJAYA & CYBERJAYA | Existing | 11 kV | PE MV TERMINAL | RYB | VPTJ/PCE/J17041 | PE 17.04 RK 1-1 (F1) | TX1-1000KVA |  | Pass | null
378369886 | TNB | DISTRIBUTION | WP PUTRAJAYA & CYBERJAYA | Existing | 11 kV | PE MV TERMINAL | RYB | VPTJ/PCE/J17042 | PE 17.04 RK 1-1 (F2) | TX1-1000KVA |  | Pass | null
378369893 | TNB | DISTRIBUTION | WP PUTRAJAYA & CYBERJAYA | Existing | 11 kV | PE MV TERMINAL | RYB | VPTJ/PCE/J17042 | PE 17.04 RK 1-1 (F2) | PTJ17055 PE 17.05 APT RK1-1 JLN P17 (F2): |  | Pass | null
378369901 | TNB | DISTRIBUTION | WP PUTRAJAYA & CYBERJAYA | Existing | 11 kV | PE MV TERMINAL | RYB | VPTJ/PCE/J17042 | PE 17.04 RK 1-1 (F2) | PPU PTJ1: VCB 19 |  | Pass | null
378369911 | TNB | DISTRIBUTION | WP PUTRAJAYA & CYBERJAYA | Existing | 11 kV | PE MV TERMINAL | RYB | VPTJ/PCE/J17042 | PE 17.04 RK 1-1 (F2) | TX2-1000KVA |  | Pass | null
378370061 | TNB | DISTRIBUTION | WP PUTRAJAYA & CYBERJAYA | Existing | 11 kV | PE MV TERMINAL | RYB | VPTJ/PCE/J17051 | PE 17.05 RK 1-2 (F1) | TX1-1000KVA |  | Pass | null
378370068 | TNB | DISTRIBUTION | WP PUTRAJAYA & CYBERJAYA | Existing | 11 kV | PE MV TERMINAL | RYB | VPTJ/PCE/J17051 | PE 17.05 RK 1-2 (F1) | PTJ17081 PE 17.08 - BLOK E 17RK2 F1 |  | Pass | null
378370076 | TNB | DISTRIBUTION | WP PUTRAJAYA & CYBERJAYA | Existing | 11 kV | PE MV TERMINAL | RYB | VPTJ/PCE/J17051 | PE 17.05 RK 1-2 (F1) | PTJ17044 PE 17.04 APT RK1-1 JLN P17 (F1) |  | Pass | null
378370086 | TNB | DISTRIBUTION | WP PUTRAJAYA & CYBERJAYA | Existing | 11 kV | PE MV TERMINAL | RYB | VPTJ/PCE/J17051 | PE 17.05 RK 1-2 (F1) | TX1-1000KVA |  | Pass | null
378383033 | TNB | DISTRIBUTION | WP PUTRAJAYA & CYBERJAYA | Existing | 11 kV | PE MV TERMINAL | RYB | VCBJ/PCE/J24272 | SS 24.27 CYBERSQUARE 2 F2 | CBJ24282 SS 24.28 CYBERSQUARE NO.3 |  | Pass | null
378383037 | TNB | DISTRIBUTION | WP PUTRAJAYA & CYBERJAYA | Existing | 11 kV | PE MV TERMINAL | RYB | VCBJ/PCE/J24272 | SS 24.27 CYBERSQUARE 2 F2 | PENGGUNA HT |  | Pass | null
378383053 | TNB | DISTRIBUTION | WP PUTRAJAYA & CYBERJAYA | Existing | 11 kV | PE MV TERMINAL | RYB | VCBJ/PCE/J24272 | SS 24.27 CYBERSQUARE 2 F2 | CBJ24084 SS 24.08 EMERALD DOMAIN F2 |  | Pass | null
378383090 | TNB | DISTRIBUTION | WP PUTRAJAYA & CYBERJAYA | Existing | 11 kV | PE MV TERMINAL | RYB | VCBJ/PCE/J22601 | SS 22.60 SATYAM F1 | PPU CYB9: VCB 3 |  | Pass | null
378383094 | TNB | DISTRIBUTION | WP PUTRAJAYA & CYBERJAYA | Existing | 11 kV | PE MV TERMINAL | RYB | VCBJ/PCE/J22601 | SS 22.60 SATYAM F1 | CBJ24082 SS 24.08 EMERALD DOMAIN |  | Pass | null
378383110 | TNB | DISTRIBUTION | WP PUTRAJAYA & CYBERJAYA | Existing | 11 kV | PE MV TERMINAL | RYB | VCBJ/PCE/J22601 | SS 22.60 SATYAM F1 | PENGGUNA HT |  | Pass | null
378383131 | TNB | DISTRIBUTION | WP PUTRAJAYA & CYBERJAYA | Existing | 11 kV | PE MV TERMINAL | RYB | VCBJ/PCE/J22602 | SS 22.60 SATYAM F2 | PPU CYB9: VCB 6 |  | Pass | null
378383135 | TNB | DISTRIBUTION | WP PUTRAJAYA & CYBERJAYA | Existing | 11 kV | PE MV TERMINAL | RYB | VCBJ/PCE/J22602 | SS 22.60 SATYAM F2 | CBJ24085 SS 24.08 EMERALD DOMAIN F2 |  | Pass | null
378383151 | TNB | DISTRIBUTION | WP PUTRAJAYA & CYBERJAYA | Existing | 11 kV | PE MV TERMINAL | RYB | VCBJ/PCE/J22602 | SS 22.60 SATYAM F2 | PENGGUNA HT |  | Pass | null
378383167 | TNB | DISTRIBUTION | WP PUTRAJAYA & CYBERJAYA | Existing | 11 kV | PE MV TERMINAL | RYB | VCBJ/PCE/J21281 | SS 21.28 LOT 12065 F1 | PENGGUNA HT |  | Pass | null
378383176 | TNB | DISTRIBUTION | WP PUTRAJAYA & CYBERJAYA | Existing | 11 kV | PE MV TERMINAL | RYB | VCBJ/PCE/J21281 | SS 21.28 LOT 12065 F1 | CBJ21841 PE 21.84 GLOMAC |  | Pass | null
378383187 | TNB | DISTRIBUTION | WP PUTRAJAYA & CYBERJAYA | Existing | 11 kV | PE MV TERMINAL | RYB | VCBJ/PCE/J21281 | SS 21.28 LOT 12065 F1 | PPU CYB7: VCB 14 |  | Pass | null
378383193 | TNB | DISTRIBUTION | WP PUTRAJAYA & CYBERJAYA | Existing | 11 kV | PE MV TERMINAL | RYB | VCBJ/PCE/J21282 | SS 21.28 LOT 12065 F2 | PPU CYB7: VCB 9 |  | Pass | null
378383202 | TNB | DISTRIBUTION | WP PUTRAJAYA & CYBERJAYA | Existing | 11 kV | PE MV TERMINAL | RYB | VCBJ/PCE/J21282 | SS 21.28 LOT 12065 F2 | CBJ23142 PE 23.14 GLOMAC 2B |  | Pass | null
378383213 | TNB | DISTRIBUTION | WP PUTRAJAYA & CYBERJAYA | Existing | 11 kV | PE MV TERMINAL | RYB | VCBJ/PCE/J21282 | SS 21.28 LOT 12065 F2 | PENGGUNA HT |  | Pass | null
378383218 | TNB | DISTRIBUTION | WP PUTRAJAYA & CYBERJAYA | Existing | 11 kV | PE MV TERMINAL | RYB | VCBJ/PCE/J21841 | PE 21.84 GLOMAC | TX1-1000KVA |  | Pass | null
378383225 | TNB | DISTRIBUTION | WP PUTRAJAYA & CYBERJAYA | Existing | 11 kV | PE MV TERMINAL | RYB | VCBJ/PCE/J21841 | PE 21.84 GLOMAC | CBJ23131 PE 23.13 GLOMAC 2A |  | Pass | null
378383233 | TNB | DISTRIBUTION | WP PUTRAJAYA & CYBERJAYA | Existing | 11 kV | PE MV TERMINAL | RYB | VCBJ/PCE/J21841 | PE 21.84 GLOMAC | CBJ21282 SS 21.28 LOT 12065 (F1) |  | Pass | null
378383243 | TNB | DISTRIBUTION | WP PUTRAJAYA & CYBERJAYA | Existing | 11 kV | PE MV TERMINAL | RYB | VCBJ/PCE/J21841 | PE 21.84 GLOMAC | TX2-1000KVA |  | Pass | null
378383408 | TNB | DISTRIBUTION | WP PUTRAJAYA & CYBERJAYA | Existing | 11 kV | PE MV TERMINAL | RYB | VCBJ/PCE/J23141 | PE 23.14 GLOMAC 2B | CBJ21285 SS 21.28 LOT 12065 (F2) |  | Pass | null
378383409 | TNB | DISTRIBUTION | WP PUTRAJAYA & CYBERJAYA | Existing | 11 kV | PE MV TERMINAL | RYB | VCBJ/PCE/J23141 | PE 23.14 GLOMAC 2B | CBJ21304 SS 21.30 ERICSSON (F2) |  | Pass | null
378383412 | TNB | DISTRIBUTION | WP PUTRAJAYA & CYBERJAYA | Existing | 11 kV | PE MV TERMINAL | RYB | VCBJ/PCE/J23141 | PE 23.14 GLOMAC 2B | TX-1000KVA |  | Pass | null
378383517 | TNB | DISTRIBUTION | WP PUTRAJAYA & CYBERJAYA | Existing | 11 kV | PE MV TERMINAL | RYB | VCBJ/PCE/J23131 | PE 23.13 GLOMAC 2A | CBJ21301 SS 21.30 ERICSSON (F1) |  | Pass | null
378383518 | TNB | DISTRIBUTION | WP PUTRAJAYA & CYBERJAYA | Existing | 11 kV | PE MV TERMINAL | RYB | VCBJ/PCE/J23131 | PE 23.13 GLOMAC 2A | CBJ21842 PE 21.84 GLOMAC |  | Pass | null
378383521 | TNB | DISTRIBUTION | WP PUTRAJAYA & CYBERJAYA | Existing | 11 kV | PE MV TERMINAL | RYB | VCBJ/PCE/J23131 | PE 23.13 GLOMAC 2A | TX-1000KVA |  | Pass | null
378383616 | TNB | DISTRIBUTION | WP PUTRAJAYA & CYBERJAYA | Existing | 11 kV | PE MV TERMINAL | RYB | VCBJ/PCE/J21301 | SS 21.30 ERICSSON F1 | PENGGUNA HT |  | Pass | null
378383625 | TNB | DISTRIBUTION | WP PUTRAJAYA & CYBERJAYA | Existing | 11 kV | PE MV TERMINAL | RYB | VCBJ/PCE/J21301 | SS 21.30 ERICSSON F1 | CBJ21481 SS 21.48 INVENT QJAYA (F1) |  | Pass | null
378383636 | TNB | DISTRIBUTION | WP PUTRAJAYA & CYBERJAYA | Existing | 11 kV | PE MV TERMINAL | RYB | VCBJ/PCE/J21301 | SS 21.30 ERICSSON F1 | CBJ23132 PE 23.13 GLOMAC 2A |  | Pass | null
378383642 | TNB | DISTRIBUTION | WP PUTRAJAYA & CYBERJAYA | Existing | 11 kV | PE MV TERMINAL | RYB | VCBJ/PCE/J21302 | SS 21.30 ERICSSON F2 | PENGGUNA HT |  | Pass | null
378383651 | TNB | DISTRIBUTION | WP PUTRAJAYA & CYBERJAYA | Existing | 11 kV | PE MV TERMINAL | RYB | VCBJ/PCE/J21302 | SS 21.30 ERICSSON F2 | CBJ21485 SS 21.48 INVENT QJAYA (F2) |  | Pass | null
378383662 | TNB | DISTRIBUTION | WP PUTRAJAYA & CYBERJAYA | Existing | 11 kV | PE MV TERMINAL | RYB | VCBJ/PCE/J21302 | SS 21.30 ERICSSON F2 | CBJ23141 PE 23.14 GLOMAC 2B |  | Pass | null
378383726 | TNB | DISTRIBUTION | WP PUTRAJAYA & CYBERJAYA | Existing | 11 kV | PE MV TERMINAL | RYB | VCBJ/PCE/J21482 | SS 21.48 INVENT Q JAYA F2 | CBJ21305 SS 21.30 ERICSSON (F2) |  | Pass | null
378383730 | TNB | DISTRIBUTION | WP PUTRAJAYA & CYBERJAYA | Existing | 11 kV | PE MV TERMINAL | RYB | VCBJ/PCE/J21482 | SS 21.48 INVENT Q JAYA F2 | N/A |  | Pass | null
378383746 | TNB | DISTRIBUTION | WP PUTRAJAYA & CYBERJAYA | Existing | 11 kV | PE MV TERMINAL | RYB | VCBJ/PCE/J21482 | SS 21.48 INVENT Q JAYA F2 | PENGGUNA HT |  | Pass | null
378383775 | TNB | DISTRIBUTION | WP PUTRAJAYA & CYBERJAYA | Existing | 11 kV | PE MV TERMINAL | RYB | VCBJ/PCE/J21481 | SS 21.48 INVENT Q JAYA F1 | N/A |  | Pass | null
378383779 | TNB | DISTRIBUTION | WP PUTRAJAYA & CYBERJAYA | Existing | 11 kV | PE MV TERMINAL | RYB | VCBJ/PCE/J21481 | SS 21.48 INVENT Q JAYA F1 | CBJ21302 SS 21.30 ERICSSON (F1) |  | Pass | null
378383795 | TNB | DISTRIBUTION | WP PUTRAJAYA & CYBERJAYA | Existing | 11 kV | PE MV TERMINAL | RYB | VCBJ/PCE/J21481 | SS 21.48 INVENT Q JAYA F1 | PENGGUNA HT |  | Pass | null
378383821 | TNB | DISTRIBUTION | WP PUTRAJAYA & CYBERJAYA | Existing | 11 kV | PE MV TERMINAL | RYB | VCBJ/PCE/J23281 | PE 23.28 SITE OFFICE PERSONA METRO | CBJ21484 SS 21.48 INVENT QJAYA (F2) |  | Pass | null
378383822 | TNB | DISTRIBUTION | WP PUTRAJAYA & CYBERJAYA | Existing | 11 kV | PE MV TERMINAL | RYB | VCBJ/PCE/J23281 | PE 23.28 SITE OFFICE PERSONA METRO | CBJ21724 SS 21.72 JOYFUL F2 |  | Pass | null
378383825 | TNB | DISTRIBUTION | WP PUTRAJAYA & CYBERJAYA | Existing | 11 kV | PE MV TERMINAL | RYB | VCBJ/PCE/J23281 | PE 23.28 SITE OFFICE PERSONA METRO | TX-1000KVA |  | Pass | null
378383920 | TNB | DISTRIBUTION | WP PUTRAJAYA & CYBERJAYA | Existing | 11 kV | PE MV TERMINAL | RYB | VCBJ/PCE/J21722 | SS 21.72 JOYFUL F2 | CBJ21654 PE 21.65 EMERIO (F2) |  | Pass | null
378383924 | TNB | DISTRIBUTION | WP PUTRAJAYA & CYBERJAYA | Existing | 11 kV | PE MV TERMINAL | RYB | VCBJ/PCE/J21722 | SS 21.72 JOYFUL F2 | CBJ23281 PE 23.28 (TEMP PESONA METRO) |  | Pass | null
378383940 | TNB | DISTRIBUTION | WP PUTRAJAYA & CYBERJAYA | Existing | 11 kV | PE MV TERMINAL | RYB | VCBJ/PCE/J21722 | SS 21.72 JOYFUL F2 | PENGGUNA HT |  | Pass | null
378383961 | TNB | DISTRIBUTION | WP PUTRAJAYA & CYBERJAYA | Existing | 11 kV | PE MV TERMINAL | RYB | VCBJ/PCE/J21721 | SS 21.72 JOYFUL F1 | CBJ21651 PE 21.65 EMERIO (F1) |  | Pass | null
378383965 | TNB | DISTRIBUTION | WP PUTRAJAYA & CYBERJAYA | Existing | 11 kV | PE MV TERMINAL | RYB | VCBJ/PCE/J21721 | SS 21.72 JOYFUL F1 | CBJ21482 SS 21.48 INVENT QJAYA (F1) |  | Pass | null
378383981 | TNB | DISTRIBUTION | WP PUTRAJAYA & CYBERJAYA | Existing | 11 kV | PE MV TERMINAL | RYB | VCBJ/PCE/J21721 | SS 21.72 JOYFUL F1 | PENGGUNA HT |  | Pass | null
378384022 | TNB | DISTRIBUTION | WP PUTRAJAYA & CYBERJAYA | Existing | 11 kV | PE MV TERMINAL | RYB | VCBJ/PCE/J21601 | PE 21.60 PADAT PPN CJ7 | CBJ22048 SS 22.04 DCS (F2) |  | Pass | null
378384023 | TNB | DISTRIBUTION | WP PUTRAJAYA & CYBERJAYA | Existing | 11 kV | PE MV TERMINAL | RYB | VCBJ/PCE/J21601 | PE 21.60 PADAT PPN CJ7 | PPU CYB7: VCB 16 |  | Pass | null
378384026 | TNB | DISTRIBUTION | WP PUTRAJAYA & CYBERJAYA | Existing | 11 kV | PE MV TERMINAL | RYB | VCBJ/PCE/J21601 | PE 21.60 PADAT PPN CJ7 | TX-1000KVA |  | Pass | null
378384130 | TNB | DISTRIBUTION | WP PUTRAJAYA & CYBERJAYA | Existing | 11 kV | PE MV TERMINAL | RYB | VCBJ/PCE/J22101 | PE 22.10 D' MELOR F1 | CBJ21141 PE 21.14 PUSAT REKREASI SMART HOME (F1) |  | Pass | null
378384131 | TNB | DISTRIBUTION | WP PUTRAJAYA & CYBERJAYA | Existing | 11 kV | PE MV TERMINAL | RYB | VCBJ/PCE/J22101 | PE 22.10 D' MELOR F1 | PPU CYB7: VCB 17 |  | Pass | null
378384134 | TNB | DISTRIBUTION | WP PUTRAJAYA & CYBERJAYA | Existing | 11 kV | PE MV TERMINAL | RYB | VCBJ/PCE/J22101 | PE 22.10 D' MELOR F1 | TX1-1000KVA |  | Pass | null
378384153 | TNB | DISTRIBUTION | WP PUTRAJAYA & CYBERJAYA | Existing | 11 kV | PE MV TERMINAL | RYB | VCBJ/PCE/J22102 | PE 22.10 D' MELOR F2 | CBJ21144 PE 21.14 PUSAT REKREASI SMART HOME (F2) |  | Pass | null
378384154 | TNB | DISTRIBUTION | WP PUTRAJAYA & CYBERJAYA | Existing | 11 kV | PE MV TERMINAL | RYB | VCBJ/PCE/J22102 | PE 22.10 D' MELOR F2 | PPU CYB7: VCB 18 |  | Pass | null
378384157 | TNB | DISTRIBUTION | WP PUTRAJAYA & CYBERJAYA | Existing | 11 kV | PE MV TERMINAL | RYB | VCBJ/PCE/J22102 | PE 22.10 D' MELOR F2 | TX2-1000KVA |  | Pass | null
378384346 | TNB | DISTRIBUTION | WP PUTRAJAYA & CYBERJAYA | Existing | 11 kV | PE MV TERMINAL | RYB | VCBJ/PCE/J21141 | PE 21.14 PUSAT REKREASI SMART HOME F1 | CBJ21161 PE 21.16 SMART HOMES (F1) |  | Pass | null
378384347 | TNB | DISTRIBUTION | WP PUTRAJAYA & CYBERJAYA | Existing | 11 kV | PE MV TERMINAL | RYB | VCBJ/PCE/J21141 | PE 21.14 PUSAT REKREASI SMART HOME F1 | CBJ22102 PE 22.10 APT 120 UNIT (F1) |  | Pass | null
378384350 | TNB | DISTRIBUTION | WP PUTRAJAYA & CYBERJAYA | Existing | 11 kV | PE MV TERMINAL | RYB | VCBJ/PCE/J21141 | PE 21.14 PUSAT REKREASI SMART HOME F1 | TX1-1000KVA |  | Pass | null
378384369 | TNB | DISTRIBUTION | WP PUTRAJAYA & CYBERJAYA | Existing | 11 kV | PE MV TERMINAL | RYB | VCBJ/PCE/J21142 | PE 21.14 PUSAT REKREASI SMART HOME F2 | CBJ21164 PE 21.16 SMART HOMES (F2) |  | Pass | null
378384370 | TNB | DISTRIBUTION | WP PUTRAJAYA & CYBERJAYA | Existing | 11 kV | PE MV TERMINAL | RYB | VCBJ/PCE/J21142 | PE 21.14 PUSAT REKREASI SMART HOME F2 | CBJ22104 PE 22.10 APT 120 UNIT (F2) |  | Pass | null
378384373 | TNB | DISTRIBUTION | WP PUTRAJAYA & CYBERJAYA | Existing | 11 kV | PE MV TERMINAL | RYB | VCBJ/PCE/J21142 | PE 21.14 PUSAT REKREASI SMART HOME F2 | TX2-1000KVA |  | Pass | null
378384721 | TNB | DISTRIBUTION | WP PUTRAJAYA & CYBERJAYA | Existing | 11 kV | PE MV TERMINAL | RYB | VCBJ/PCE/J21161 | PE 21.16 SMART HOMES F1 | CBJ21121 PE 21.12 CYBERIA SMARTHOMES (F1) |  | Pass | null
378384722 | TNB | DISTRIBUTION | WP PUTRAJAYA & CYBERJAYA | Existing | 11 kV | PE MV TERMINAL | RYB | VCBJ/PCE/J21161 | PE 21.16 SMART HOMES F1 | CBJ21142 PE 21.14 PUSAT REKREASI SMART HOME (F1) |  | Pass | null
378384725 | TNB | DISTRIBUTION | WP PUTRAJAYA & CYBERJAYA | Existing | 11 kV | PE MV TERMINAL | RYB | VCBJ/PCE/J21161 | PE 21.16 SMART HOMES F1 | TX1-1000KVA |  | Pass | null
378384744 | TNB | DISTRIBUTION | WP PUTRAJAYA & CYBERJAYA | Existing | 11 kV | PE MV TERMINAL | RYB | VCBJ/PCE/J21162 | PE 21.16 SMART HOMES F2 | CBJ21124 PE 21.12 CYBERIA SMARTHOMES (F2) |  | Pass | null
378384745 | TNB | DISTRIBUTION | WP PUTRAJAYA & CYBERJAYA | Existing | 11 kV | PE MV TERMINAL | RYB | VCBJ/PCE/J21162 | PE 21.16 SMART HOMES F2 | CBJ21145 PE 21.14 PUSAT REKREASI SMART HOME (F2) |  | Pass | null
378384748 | TNB | DISTRIBUTION | WP PUTRAJAYA & CYBERJAYA | Existing | 11 kV | PE MV TERMINAL | RYB | VCBJ/PCE/J21162 | PE 21.16 SMART HOMES F2 | TX2-1000KVA |  | Pass | null
378384894 | TNB | DISTRIBUTION | WP PUTRAJAYA & CYBERJAYA | Existing | 11 kV | PE MV TERMINAL | RYB | VCBJ/PCE/J21122 | PE 21.12 CYBERIA SMARTHOMES F2 | CBJ21165 PE 21.16 SMART HOMES (F2) |  | Pass | null
378384900 | TNB | DISTRIBUTION | WP PUTRAJAYA & CYBERJAYA | Existing | 11 kV | PE MV TERMINAL | RYB | VCBJ/PCE/J21122 | PE 21.12 CYBERIA SMARTHOMES F2 | CBJ21184 PE 21.18 BLK A1 APT 12 TKT (F2) |  | Pass | null
378384941 | TNB | DISTRIBUTION | WP PUTRAJAYA & CYBERJAYA | Existing | 11 kV | PE MV TERMINAL | RYB | VCBJ/PCE/J21122 | PE 21.12 CYBERIA SMARTHOMES F2 | TX2-1000KVA |  | Pass | null
378384942 | TNB | DISTRIBUTION | WP PUTRAJAYA & CYBERJAYA | Existing | 11 kV | PE MV TERMINAL | RYB | VCBJ/PCE/J21121 | PE 21.12 CYBERIA SMARTHOMES F1 | TX1-1000KVA |  | Pass | null
378384948 | TNB | DISTRIBUTION | WP PUTRAJAYA & CYBERJAYA | Existing | 11 kV | PE MV TERMINAL | RYB | VCBJ/PCE/J21121 | PE 21.12 CYBERIA SMARTHOMES F1 | CBJ21181 PE 21.18 BLK A1 APT 12 TKT (F1) |  | Pass | null
378384989 | TNB | DISTRIBUTION | WP PUTRAJAYA & CYBERJAYA | Existing | 11 kV | PE MV TERMINAL | RYB | VCBJ/PCE/J21121 | PE 21.12 CYBERIA SMARTHOMES F1 | CBJ21162 PE 21.16 SMART HOMES (F1) |  | Pass | null
378385413 | TNB | DISTRIBUTION | WP PUTRAJAYA & CYBERJAYA | Existing | 11 kV | PE MV TERMINAL | RYB | VCBJ/PCE/J21181 | PE 21.18 CONDO A1 CYBERIA F1 | CBJ21171 PE 21.17 BLK A3 APT 12 TKT. (F1) |  | Pass | null
378385414 | TNB | DISTRIBUTION | WP PUTRAJAYA & CYBERJAYA | Existing | 11 kV | PE MV TERMINAL | RYB | VCBJ/PCE/J21181 | PE 21.18 CONDO A1 CYBERIA F1 | CBJ21122 PE 21.12 CYBERIA SMARTHOMES (F1) |  | Pass | null
378385417 | TNB | DISTRIBUTION | WP PUTRAJAYA & CYBERJAYA | Existing | 11 kV | PE MV TERMINAL | RYB | VCBJ/PCE/J21181 | PE 21.18 CONDO A1 CYBERIA F1 | TX1-1000KVA |  | Pass | null
378385436 | TNB | DISTRIBUTION | WP PUTRAJAYA & CYBERJAYA | Existing | 11 kV | PE MV TERMINAL | RYB | VCBJ/PCE/J21182 | PE 21.18 CONDO A1 CYBERIA F2 | CBJ21174 PE 21.17 BLK A3 APT 12 TKT. (F2) |  | Pass | null
378385437 | TNB | DISTRIBUTION | WP PUTRAJAYA & CYBERJAYA | Existing | 11 kV | PE MV TERMINAL | RYB | VCBJ/PCE/J21182 | PE 21.18 CONDO A1 CYBERIA F2 | CBJ21125 PE 21.12 CYBERIA SMARTHOMES (F2) |  | Pass | null
378385440 | TNB | DISTRIBUTION | WP PUTRAJAYA & CYBERJAYA | Existing | 11 kV | PE MV TERMINAL | RYB | VCBJ/PCE/J21182 | PE 21.18 CONDO A1 CYBERIA F2 | TX2-1000KVA |  | Pass | null
378385603 | TNB | DISTRIBUTION | WP PUTRAJAYA & CYBERJAYA | Existing | 11 kV | PE MV TERMINAL | RYB | VCBJ/PCE/J21172 | PE 21.17 CONDO A3 CYBERIA F2 | CBJ21494 PE 21.49 CONDO B2 (F2) |  | Pass | null
378385604 | TNB | DISTRIBUTION | WP PUTRAJAYA & CYBERJAYA | Existing | 11 kV | PE MV TERMINAL | RYB | VCBJ/PCE/J21172 | PE 21.17 CONDO A3 CYBERIA F2 | CBJ21185 PE 21.18 BLK A1 APT 12 TKT (F2) |  | Pass | null
378385607 | TNB | DISTRIBUTION | WP PUTRAJAYA & CYBERJAYA | Existing | 11 kV | PE MV TERMINAL | RYB | VCBJ/PCE/J21172 | PE 21.17 CONDO A3 CYBERIA F2 | TX2-1000KVA |  | Pass | null
378385689 | TNB | DISTRIBUTION | WP PUTRAJAYA & CYBERJAYA | Existing | 11 kV | PE MV TERMINAL | RYB | VCBJ/PCE/J21171 | PE 21.17 CONDO A3 CYBERIA F1 | CBJ21491 PE 21.49 CONDO B2 (F1) |  | Pass | null
378385690 | TNB | DISTRIBUTION | WP PUTRAJAYA & CYBERJAYA | Existing | 11 kV | PE MV TERMINAL | RYB | VCBJ/PCE/J21171 | PE 21.17 CONDO A3 CYBERIA F1 | CBJ21182 PE 21.18 BLK A1 APT 12 TKT (F1) |  | Pass | null
378385693 | TNB | DISTRIBUTION | WP PUTRAJAYA & CYBERJAYA | Existing | 11 kV | PE MV TERMINAL | RYB | VCBJ/PCE/J21171 | PE 21.17 CONDO A3 CYBERIA F1 | TX1-1000KVA |  | Pass | null
378385784 | TNB | DISTRIBUTION | WP PUTRAJAYA & CYBERJAYA | Existing | 11 kV | PE MV TERMINAL | RYB | VCBJ/PCE/J21492 | PE 21.49 CONDO B2 F2 | CBJ21514 PE 21.51 CONDO C1 (F2) |  | Pass | null
378385785 | TNB | DISTRIBUTION | WP PUTRAJAYA & CYBERJAYA | Existing | 11 kV | PE MV TERMINAL | RYB | VCBJ/PCE/J21492 | PE 21.49 CONDO B2 F2 | CBJ21175 PE 21.17 BLK A3 APT 12 TKT. (F2) |  | Pass | null
378385788 | TNB | DISTRIBUTION | WP PUTRAJAYA & CYBERJAYA | Existing | 11 kV | PE MV TERMINAL | RYB | VCBJ/PCE/J21492 | PE 21.49 CONDO B2 F2 | TX2-1000KVA |  | Pass | null
378385876 | TNB | DISTRIBUTION | WP PUTRAJAYA & CYBERJAYA | Existing | 11 kV | PE MV TERMINAL | RYB | VCBJ/PCE/J21491 | PE 21.49 CONDO B2 F1 | CBJ21511 PE 21.51 CONDO C1 (F1) |  | Pass | null
378385877 | TNB | DISTRIBUTION | WP PUTRAJAYA & CYBERJAYA | Existing | 11 kV | PE MV TERMINAL | RYB | VCBJ/PCE/J21491 | PE 21.49 CONDO B2 F1 | CBJ21172 PE 21.17 BLK A3 APT 12 TKT. (F1) |  | Pass | null
378385880 | TNB | DISTRIBUTION | WP PUTRAJAYA & CYBERJAYA | Existing | 11 kV | PE MV TERMINAL | RYB | VCBJ/PCE/J21491 | PE 21.49 CONDO B2 F1 | TX1-1000KVA |  | Pass | null
378385972 | TNB | DISTRIBUTION | WP PUTRAJAYA & CYBERJAYA | Existing | 11 kV | PE MV TERMINAL | RYB | VCBJ/PCE/J21512 | PE 21.51 CONDO C1 F2 | CBJ21524 PE 21.52 CONDO C3 (F2) |  | Pass | null
378385973 | TNB | DISTRIBUTION | WP PUTRAJAYA & CYBERJAYA | Existing | 11 kV | PE MV TERMINAL | RYB | VCBJ/PCE/J21512 | PE 21.51 CONDO C1 F2 | CBJ21495 PE 21.49 CONDO B2 (F2) |  | Pass | null
378385976 | TNB | DISTRIBUTION | WP PUTRAJAYA & CYBERJAYA | Existing | 11 kV | PE MV TERMINAL | RYB | VCBJ/PCE/J21512 | PE 21.51 CONDO C1 F2 | TX2-1000KVA |  | Pass | null
378386063 | TNB | DISTRIBUTION | WP PUTRAJAYA & CYBERJAYA | Existing | 11 kV | PE MV TERMINAL | RYB | VCBJ/PCE/J21511 | PE 21.51 CONDO C1 F1 | CBJ21521 PE 21.52 CONDO C3 (F1) |  | Pass | null
378386064 | TNB | DISTRIBUTION | WP PUTRAJAYA & CYBERJAYA | Existing | 11 kV | PE MV TERMINAL | RYB | VCBJ/PCE/J21511 | PE 21.51 CONDO C1 F1 | CBJ21492 PE 21.49 CONDO B2 (F1) |  | Pass | null
378386067 | TNB | DISTRIBUTION | WP PUTRAJAYA & CYBERJAYA | Existing | 11 kV | PE MV TERMINAL | RYB | VCBJ/PCE/J21511 | PE 21.51 CONDO C1 F1 | TX1-1000KVA |  | Pass | null
378386167 | TNB | DISTRIBUTION | WP PUTRAJAYA & CYBERJAYA | Existing | 11 kV | PE MV TERMINAL | RYB | VCBJ/PCE/J21522 | PE 21.52 CONDO C3 F2 | CBJ21021 PE 21.02 INCUBATOR (F1) |  | Pass | null
378386168 | TNB | DISTRIBUTION | WP PUTRAJAYA & CYBERJAYA | Existing | 11 kV | PE MV TERMINAL | RYB | VCBJ/PCE/J21522 | PE 21.52 CONDO C3 F2 | CBJ21515 PE 21.51 CONDO C1 (F2) |  | Pass | null
378386171 | TNB | DISTRIBUTION | WP PUTRAJAYA & CYBERJAYA | Existing | 11 kV | PE MV TERMINAL | RYB | VCBJ/PCE/J21522 | PE 21.52 CONDO C3 F2 | TX2-1000KVA |  | Pass | null
378386263 | TNB | DISTRIBUTION | WP PUTRAJAYA & CYBERJAYA | Existing | 11 kV | PE MV TERMINAL | RYB | VCBJ/PCE/J21521 | PE 21.52 CONDO C3 F1 | CBJ21025 PE 21.02 INCUBATOR (F2) |  | Pass | null
378386264 | TNB | DISTRIBUTION | WP PUTRAJAYA & CYBERJAYA | Existing | 11 kV | PE MV TERMINAL | RYB | VCBJ/PCE/J21521 | PE 21.52 CONDO C3 F1 | CBJ21512 PE 21.51 CONDO C1 (F1) |  | Pass | null
378386267 | TNB | DISTRIBUTION | WP PUTRAJAYA & CYBERJAYA | Existing | 11 kV | PE MV TERMINAL | RYB | VCBJ/PCE/J21521 | PE 21.52 CONDO C3 F1 | TX1-1000KVA |  | Pass | null
378386363 | TNB | DISTRIBUTION | WP PUTRAJAYA & CYBERJAYA | Existing | 11 kV | PE MV TERMINAL | RYB | VCBJ/PCE/J25051 | PE 25.05 HOSTEL BLOK 1D | TX1-1000KVA |  | Pass | null
378386370 | TNB | DISTRIBUTION | WP PUTRAJAYA & CYBERJAYA | Existing | 11 kV | PE MV TERMINAL | RYB | VCBJ/PCE/J25051 | PE 25.05 HOSTEL BLOK 1D | CBJ25041 PE 25.04 HOSTEL BLOK1C |  | Pass | null
378386378 | TNB | DISTRIBUTION | WP PUTRAJAYA & CYBERJAYA | Existing | 11 kV | PE MV TERMINAL | RYB | VCBJ/PCE/J25051 | PE 25.05 HOSTEL BLOK 1D | CBJ21022 PE 21.02 INCUBATOR (F1) |  | Pass | null
378386388 | TNB | DISTRIBUTION | WP PUTRAJAYA & CYBERJAYA | Existing | 11 kV | PE MV TERMINAL | RYB | VCBJ/PCE/J25051 | PE 25.05 HOSTEL BLOK 1D | TX2-1000KVA |  | Pass | null
378386534 | TNB | DISTRIBUTION | WP PUTRAJAYA & CYBERJAYA | Existing | 11 kV | PE MV TERMINAL | RYB | VCBJ/PCE/J25041 | PE 25.04 HOSTEL BLOK 1C | TX1-1000KVA |  | Pass | null
378386541 | TNB | DISTRIBUTION | WP PUTRAJAYA & CYBERJAYA | Existing | 11 kV | PE MV TERMINAL | RYB | VCBJ/PCE/J25041 | PE 25.04 HOSTEL BLOK 1C | CBJ23041 PE 23.04 MUTIARA VILLE 2 |  | Pass | null
378386549 | TNB | DISTRIBUTION | WP PUTRAJAYA & CYBERJAYA | Existing | 11 kV | PE MV TERMINAL | RYB | VCBJ/PCE/J25041 | PE 25.04 HOSTEL BLOK 1C | CBJ25052 PE 25.05 HOSTEL BLOK 1D |  | Pass | null
378386559 | TNB | DISTRIBUTION | WP PUTRAJAYA & CYBERJAYA | Existing | 11 kV | PE MV TERMINAL | RYB | VCBJ/PCE/J25041 | PE 25.04 HOSTEL BLOK 1C | TX2-1000KVA |  | Pass | null
378386770 | TNB | DISTRIBUTION | WP PUTRAJAYA & CYBERJAYA | Existing | 11 kV | PE MV TERMINAL | RYB | VCBJ/PCE/J25031 | PE 25.03 HOSTEL BLOK 1B | CBJ25021 PE 25.02 HOSTEL BLOK 1A |  | Pass | null
378386771 | TNB | DISTRIBUTION | WP PUTRAJAYA & CYBERJAYA | Existing | 11 kV | PE MV TERMINAL | RYB | VCBJ/PCE/J25031 | PE 25.03 HOSTEL BLOK 1B | CBJ21024 PE 21.02 INCUBATOR (F2) |  | Pass | null
378386774 | TNB | DISTRIBUTION | WP PUTRAJAYA & CYBERJAYA | Existing | 11 kV | PE MV TERMINAL | RYB | VCBJ/PCE/J25031 | PE 25.03 HOSTEL BLOK 1B | TX1-1000KVA |  | Pass | null
378386864 | TNB | DISTRIBUTION | WP PUTRAJAYA & CYBERJAYA | Existing | 11 kV | PE MV TERMINAL | RYB | VCBJ/PCE/J25021 | PE 25.02 HOSTEL BLOK 1A | CBJ23031 PE 23.03 MUTIARA VILLE 1 |  | Pass | null
378386865 | TNB | DISTRIBUTION | WP PUTRAJAYA & CYBERJAYA | Existing | 11 kV | PE MV TERMINAL | RYB | VCBJ/PCE/J25021 | PE 25.02 HOSTEL BLOK 1A | CBJ25032 PE 25.03 HOSTEL BLOK 1B |  | Pass | null
378386868 | TNB | DISTRIBUTION | WP PUTRAJAYA & CYBERJAYA | Existing | 11 kV | PE MV TERMINAL | RYB | VCBJ/PCE/J25021 | PE 25.02 HOSTEL BLOK 1A | TX1-1000KVA |  | Pass | null
378386962 | TNB | DISTRIBUTION | WP PUTRAJAYA & CYBERJAYA | Existing | 11 kV | PE MV TERMINAL | RYB | VCBJ/PCE/J23031 | PE 23.03 MUTIARA VILLE 1 | CBJ23021 SS 23.02 STP A (F1) |  | Pass | null
378386963 | TNB | DISTRIBUTION | WP PUTRAJAYA & CYBERJAYA | Existing | 11 kV | PE MV TERMINAL | RYB | VCBJ/PCE/J23031 | PE 23.03 MUTIARA VILLE 1 | CBJ25022 PE 25.02 HOSTEL BLOK 1A |  | Pass | null
378386966 | TNB | DISTRIBUTION | WP PUTRAJAYA & CYBERJAYA | Existing | 11 kV | PE MV TERMINAL | RYB | VCBJ/PCE/J23031 | PE 23.03 MUTIARA VILLE 1 | TX1-1000KVA |  | Pass | null
378387056 | TNB | DISTRIBUTION | WP PUTRAJAYA & CYBERJAYA | Existing | 11 kV | PE MV TERMINAL | RYB | VCBJ/PCE/J23041 | PE 23.04 MUTIARA VILLE 2 | CBJ23024 SS 23.02 STP A (F2) |  | Pass | null
378387057 | TNB | DISTRIBUTION | WP PUTRAJAYA & CYBERJAYA | Existing | 11 kV | PE MV TERMINAL | RYB | VCBJ/PCE/J23041 | PE 23.04 MUTIARA VILLE 2 | CBJ25042 PE 25.04 HOSTEL BLOK1C |  | Pass | null
378387060 | TNB | DISTRIBUTION | WP PUTRAJAYA & CYBERJAYA | Existing | 11 kV | PE MV TERMINAL | RYB | VCBJ/PCE/J23041 | PE 23.04 MUTIARA VILLE 2 | TX-1000KVA |  | Pass | null
378387153 | TNB | DISTRIBUTION | WP PUTRAJAYA & CYBERJAYA | Existing | 11 kV | PE MV TERMINAL | RYB | VCBJ/PCE/J23021 | SS 23.02 STP A F1 | CBJ23032 PE 23.03 MUTIARA VILLE 1 |  | Pass | null
378387162 | TNB | DISTRIBUTION | WP PUTRAJAYA & CYBERJAYA | Existing | 11 kV | PE MV TERMINAL | RYB | VCBJ/PCE/J23021 | SS 23.02 STP A F1 | C23451 D-CBJ-C17-0519 |  | Pass | null
378387173 | TNB | DISTRIBUTION | WP PUTRAJAYA & CYBERJAYA | Existing | 11 kV | PE MV TERMINAL | RYB | VCBJ/PCE/J23021 | SS 23.02 STP A F1 | PENGGUNA HT |  | Pass | null
378387179 | TNB | DISTRIBUTION | WP PUTRAJAYA & CYBERJAYA | Existing | 11 kV | PE MV TERMINAL | RYB | VCBJ/PCE/J23022 | SS 23.02 STP A F2 | CBJ23042 PE 23.04 MUTIARA VILLE 2 |  | Pass | null
378387188 | TNB | DISTRIBUTION | WP PUTRAJAYA & CYBERJAYA | Existing | 11 kV | PE MV TERMINAL | RYB | VCBJ/PCE/J23022 | SS 23.02 STP A F2 | PENGGUNA HT |  | Pass | null
378387199 | TNB | DISTRIBUTION | WP PUTRAJAYA & CYBERJAYA | Existing | 11 kV | PE MV TERMINAL | RYB | VCBJ/PCE/J23022 | SS 23.02 STP A F2 | CBJ23014 : PE 23.01 PS 2-9 (F2) |  | Pass | null
378387227 | TNB | DISTRIBUTION | WP PUTRAJAYA & CYBERJAYA | Existing | 11 kV | PE MV TERMINAL | RYB | VCBJ/PCE/J23011 | PE 23.01 PS 2-9 F1 | CBJ24121 PE 24.12 SEJATI HOMES 2 |  | Pass | null
378387228 | TNB | DISTRIBUTION | WP PUTRAJAYA & CYBERJAYA | Existing | 11 kV | PE MV TERMINAL | RYB | VCBJ/PCE/J23011 | PE 23.01 PS 2-9 F1 | CBJ23301 PE 23.30 EAST GARDEN |  | Pass | null
378387231 | TNB | DISTRIBUTION | WP PUTRAJAYA & CYBERJAYA | Existing | 11 kV | PE MV TERMINAL | RYB | VCBJ/PCE/J23011 | PE 23.01 PS 2-9 F1 | TX1-1000KVA |  | Pass | null
378387250 | TNB | DISTRIBUTION | WP PUTRAJAYA & CYBERJAYA | Existing | 11 kV | PE MV TERMINAL | RYB | VCBJ/PCE/J23012 | PE 23.01 PS 2-9 F2 | CBJ24361 : PE 24.36 VERDI CONDO BLOK 1 |  | Pass | null
378387251 | TNB | DISTRIBUTION | WP PUTRAJAYA & CYBERJAYA | Existing | 11 kV | PE MV TERMINAL | RYB | VCBJ/PCE/J23012 | PE 23.01 PS 2-9 F2 | CBJ23026 SS 23.02 STP A (F2) |  | Pass | null
378387254 | TNB | DISTRIBUTION | WP PUTRAJAYA & CYBERJAYA | Existing | 11 kV | PE MV TERMINAL | RYB | VCBJ/PCE/J23012 | PE 23.01 PS 2-9 F2 | TX2-1000KVA |  | Pass | null
378400224 | TNB | DISTRIBUTION | WP PUTRAJAYA & CYBERJAYA | Existing | 11 kV | PE MV TERMINAL | RYB | VPTJ/PCE/J11211 | PE 11.21 PUSAT KEJIRANAN (F1) | PTJ11213 PE 11.21 KOMPLEKS KEJIRANAN (F2) |  | Pass | null
378400225 | TNB | DISTRIBUTION | WP PUTRAJAYA & CYBERJAYA | Existing | 11 kV | PE MV TERMINAL | RYB | VPTJ/PCE/J11211 | PE 11.21 PUSAT KEJIRANAN (F1) | PTJ11371 PE 11.37 SEK REN FASA 2 (F2) |  | Pass | null
378400228 | TNB | DISTRIBUTION | WP PUTRAJAYA & CYBERJAYA | Existing | 11 kV | PE MV TERMINAL | RYB | VPTJ/PCE/J11211 | PE 11.21 PUSAT KEJIRANAN (F1) | TX-1000KVA |  | Pass | null
378400305 | TNB | DISTRIBUTION | WP PUTRAJAYA & CYBERJAYA | Existing | 11 kV | PE MV TERMINAL | RYB | VPTJ/PCE/J11212 | PE 11.21 PUSAT KEJIRANAN (F2) | PTJ11214 PE 11.21 KOMPLEKS KEJIRANAN (F1) |  | Pass | null
378400306 | TNB | DISTRIBUTION | WP PUTRAJAYA & CYBERJAYA | Existing | 11 kV | PE MV TERMINAL | RYB | VPTJ/PCE/J11212 | PE 11.21 PUSAT KEJIRANAN (F2) | PTJ11381 PE 11.38 PADAT PS 13 |  | Pass | null
378400309 | TNB | DISTRIBUTION | WP PUTRAJAYA & CYBERJAYA | Existing | 11 kV | PE MV TERMINAL | RYB | VPTJ/PCE/J11212 | PE 11.21 PUSAT KEJIRANAN (F2) | TX-1000KVA |  | Pass | null
378400389 | TNB | DISTRIBUTION | WP PUTRAJAYA & CYBERJAYA | Existing | 11 kV | PE MV TERMINAL | RYB | VPTJ/PCE/J11381 | PE 11.38 PS 13 | PTJ11392 PE 11.39 BLOK A (F1) |  | Pass | null
378400390 | TNB | DISTRIBUTION | WP PUTRAJAYA & CYBERJAYA | Existing | 11 kV | PE MV TERMINAL | RYB | VPTJ/PCE/J11381 | PE 11.38 PS 13 | PTJ11211 PE 11.21 KOMPLEKS KEJIRANAN (F2) |  | Pass | null
378400393 | TNB | DISTRIBUTION | WP PUTRAJAYA & CYBERJAYA | Existing | 11 kV | PE MV TERMINAL | RYB | VPTJ/PCE/J11381 | PE 11.38 PS 13 | TX-1000KVA |  | Pass | null
378400482 | TNB | DISTRIBUTION | WP PUTRAJAYA & CYBERJAYA | Existing | 11 kV | PE MV TERMINAL | RYB | VPTJ/PCE/J11391 | PE 11.39 BLOK A | PTJ11404 PE 11.40 APT BLOK C (F2) |  | Pass | null
378400483 | TNB | DISTRIBUTION | WP PUTRAJAYA & CYBERJAYA | Existing | 11 kV | PE MV TERMINAL | RYB | VPTJ/PCE/J11391 | PE 11.39 BLOK A | PTJ11383 PE 11.38 PADAT PS 13 |  | Pass | null
378400486 | TNB | DISTRIBUTION | WP PUTRAJAYA & CYBERJAYA | Existing | 11 kV | PE MV TERMINAL | RYB | VPTJ/PCE/J11391 | PE 11.39 BLOK A | TX-1000KVA |  | Pass | null
378400551 | TNB | DISTRIBUTION | WP PUTRAJAYA & CYBERJAYA | Existing | 11 kV | PE MV TERMINAL | RYB | VPTJ/PCE/J11402 | PE 11.40 BLOK C (F2) | PTJ11391 PE 11.39 BLOK A (F1) |  | Pass | null
378400557 | TNB | DISTRIBUTION | WP PUTRAJAYA & CYBERJAYA | Existing | 11 kV | PE MV TERMINAL | RYB | VPTJ/PCE/J11402 | PE 11.40 BLOK C (F2) | PTJ11402 PE 11.40 APT BLOK C (F1) |  | Pass | null
378400598 | TNB | DISTRIBUTION | WP PUTRAJAYA & CYBERJAYA | Existing | 11 kV | PE MV TERMINAL | RYB | VPTJ/PCE/J11402 | PE 11.40 BLOK C (F2) | TX-1000KVA |  | Pass | null
378400657 | TNB | DISTRIBUTION | WP PUTRAJAYA & CYBERJAYA | Existing | 11 kV | PE MV TERMINAL | RYB | VPTJ/PCE/J11401 | PE 11.40 BLOK C (F1) | PTJ11412 PE 11.41 BLOK F |  | Pass | null
378400663 | TNB | DISTRIBUTION | WP PUTRAJAYA & CYBERJAYA | Existing | 11 kV | PE MV TERMINAL | RYB | VPTJ/PCE/J11401 | PE 11.40 BLOK C (F1) | PTJ11405 PE 11.40 APT BLOK C (F2) |  | Pass | null
378400704 | TNB | DISTRIBUTION | WP PUTRAJAYA & CYBERJAYA | Existing | 11 kV | PE MV TERMINAL | RYB | VPTJ/PCE/J11401 | PE 11.40 BLOK C (F1) | TX-1000KVA |  | Pass | null
378400778 | TNB | DISTRIBUTION | WP PUTRAJAYA & CYBERJAYA | Existing | 11 kV | PE MV TERMINAL | RYB | VPTJ/PCE/J01461 | SS 1.46 E9 (F1) | PENGGUNA HT |  | Pass | null
378400787 | TNB | DISTRIBUTION | WP PUTRAJAYA & CYBERJAYA | Existing | 11 kV | PE MV TERMINAL | RYB | VPTJ/PCE/J01461 | SS 1.46 E9 (F1) | PTJ01451 SS 1.45 BLOK E8 PARCEL E (F1) |  | Pass | null
378400798 | TNB | DISTRIBUTION | WP PUTRAJAYA & CYBERJAYA | Existing | 11 kV | PE MV TERMINAL | RYB | VPTJ/PCE/J01461 | SS 1.46 E9 (F1) | VCB 14 PTJ6 |  | Pass | null
378400804 | TNB | DISTRIBUTION | WP PUTRAJAYA & CYBERJAYA | Existing | 11 kV | PE MV TERMINAL | RYB | VPTJ/PCE/J01462 | SS 1.46 E9 (F2) | PENGGUNA HT |  | Pass | null
378400813 | TNB | DISTRIBUTION | WP PUTRAJAYA & CYBERJAYA | Existing | 11 kV | PE MV TERMINAL | RYB | VPTJ/PCE/J01462 | SS 1.46 E9 (F2) | PTJ01454 SS 1.45 BLOK E8 PARCEL E (F2) |  | Pass | null
378400824 | TNB | DISTRIBUTION | WP PUTRAJAYA & CYBERJAYA | Existing | 11 kV | PE MV TERMINAL | RYB | VPTJ/PCE/J01462 | SS 1.46 E9 (F2) | VCB 7 PTJ6 |  | Pass | null
378400825 | TNB | DISTRIBUTION | WP PUTRAJAYA & CYBERJAYA | Existing | 11 kV | PE MV TERMINAL | RYB | VPTJ/PCE/J01451 | SS 1.45 E8 (F1) | PTJ1462 SS 1.46 BLOK E9 PARCEL E (F1) |  | Pass | null
378400831 | TNB | DISTRIBUTION | WP PUTRAJAYA & CYBERJAYA | Existing | 11 kV | PE MV TERMINAL | RYB | VPTJ/PCE/J01451 | SS 1.45 E8 (F1) | PTJ1501 SS 1.50 BLOK E13 PARCEL E (F1) |  | Pass | null
378400872 | TNB | DISTRIBUTION | WP PUTRAJAYA & CYBERJAYA | Existing | 11 kV | PE MV TERMINAL | RYB | VPTJ/PCE/J01451 | SS 1.45 E8 (F1) | PENGGUNA HT |  | Pass | null
378400873 | TNB | DISTRIBUTION | WP PUTRAJAYA & CYBERJAYA | Existing | 11 kV | PE MV TERMINAL | RYB | VPTJ/PCE/J01452 | SS 1.45 E8 (F2) | PTJ1465 SS 1.46 BLOK E9 PARCEL E (F2) |  | Pass | null
378400879 | TNB | DISTRIBUTION | WP PUTRAJAYA & CYBERJAYA | Existing | 11 kV | PE MV TERMINAL | RYB | VPTJ/PCE/J01452 | SS 1.45 E8 (F2) | PTJ1504 SS 1.50 BLOK E13 PARCEL E (F2) |  | Pass | null
378400920 | TNB | DISTRIBUTION | WP PUTRAJAYA & CYBERJAYA | Existing | 11 kV | PE MV TERMINAL | RYB | VPTJ/PCE/J01452 | SS 1.45 E8 (F2) | PENGGUNA HT |  | Pass | null
378400926 | TNB | DISTRIBUTION | WP PUTRAJAYA & CYBERJAYA | Existing | 11 kV | PE MV TERMINAL | RYB | VPTJ/PCE/J01501 | SS 1.50 E13 (F1) | PENGGUNA HT |  | Pass | null
378400935 | TNB | DISTRIBUTION | WP PUTRAJAYA & CYBERJAYA | Existing | 11 kV | PE MV TERMINAL | RYB | VPTJ/PCE/J01501 | SS 1.50 E13 (F1) | PTJ01491 SS 1.49 BLOK E12 PARCEL E (F1) |  | Pass | null
378400946 | TNB | DISTRIBUTION | WP PUTRAJAYA & CYBERJAYA | Existing | 11 kV | PE MV TERMINAL | RYB | VPTJ/PCE/J01501 | SS 1.50 E13 (F1) | PTJ01452 SS 1.45 BLOK E8 PARCEL E (F1) |  | Pass | null
378400952 | TNB | DISTRIBUTION | WP PUTRAJAYA & CYBERJAYA | Existing | 11 kV | PE MV TERMINAL | RYB | VPTJ/PCE/J01502 | SS 1.50 E13 (F2) | PENGGUNA HT |  | Pass | null
378400961 | TNB | DISTRIBUTION | WP PUTRAJAYA & CYBERJAYA | Existing | 11 kV | PE MV TERMINAL | RYB | VPTJ/PCE/J01502 | SS 1.50 E13 (F2) | PTJ01494 SS 1.49 BLOK E12 PARCEL E (F2) |  | Pass | null
378400972 | TNB | DISTRIBUTION | WP PUTRAJAYA & CYBERJAYA | Existing | 11 kV | PE MV TERMINAL | RYB | VPTJ/PCE/J01502 | SS 1.50 E13 (F2) | PTJ01455 SS 1.45 BLOK E8 PARCEL E (F2) |  | Pass | null
378400973 | TNB | DISTRIBUTION | WP PUTRAJAYA & CYBERJAYA | Existing | 11 kV | PE MV TERMINAL | RYB | VPTJ/PCE/J01491 | SS 1.49 E12 (F1) | PTJ1503 SS 1.50 BLOK E13 PARCEL E (F1) |  | Pass | null
378400979 | TNB | DISTRIBUTION | WP PUTRAJAYA & CYBERJAYA | Existing | 11 kV | PE MV TERMINAL | RYB | VPTJ/PCE/J01491 | SS 1.49 E12 (F1) | PTJ1481 SS 1.48 BLOK E11 PARCEL E (F1) |  | Pass | null
378401020 | TNB | DISTRIBUTION | WP PUTRAJAYA & CYBERJAYA | Existing | 11 kV | PE MV TERMINAL | RYB | VPTJ/PCE/J01491 | SS 1.49 E12 (F1) | PENGGUNA HT |  | Pass | null
378401021 | TNB | DISTRIBUTION | WP PUTRAJAYA & CYBERJAYA | Existing | 11 kV | PE MV TERMINAL | RYB | VPTJ/PCE/J01492 | SS 1.49 E12 F2) | PTJ1506 SS 1.50 BLOK E13 PARCEL E (F2) |  | Pass | null
378401027 | TNB | DISTRIBUTION | WP PUTRAJAYA & CYBERJAYA | Existing | 11 kV | PE MV TERMINAL | RYB | VPTJ/PCE/J01492 | SS 1.49 E12 F2) | PTJ1484 SS 1.48 BLOK E11 PARCEL E (F2) |  | Pass | null
378401068 | TNB | DISTRIBUTION | WP PUTRAJAYA & CYBERJAYA | Existing | 11 kV | PE MV TERMINAL | RYB | VPTJ/PCE/J01492 | SS 1.49 E12 F2) | PENGGUNA HT |  | Pass | null
378401074 | TNB | DISTRIBUTION | WP PUTRAJAYA & CYBERJAYA | Existing | 11 kV | PE MV TERMINAL | RYB | VPTJ/PCE/J01481 | SS 1.48 E11 (F1) | PENGGUNA HT |  | Pass | null
378401083 | TNB | DISTRIBUTION | WP PUTRAJAYA & CYBERJAYA | Existing | 11 kV | PE MV TERMINAL | RYB | VPTJ/PCE/J01481 | SS 1.48 E11 (F1) | PTJ1471 SS 1.47 BLOK E10 PARCEL E (F1) |  | Pass | null
378401094 | TNB | DISTRIBUTION | WP PUTRAJAYA & CYBERJAYA | Existing | 11 kV | PE MV TERMINAL | RYB | VPTJ/PCE/J01481 | SS 1.48 E11 (F1) | PTJ01492 SS 1.49 BLOK E12 PARCEL E (F1) |  | Pass | null
378401100 | TNB | DISTRIBUTION | WP PUTRAJAYA & CYBERJAYA | Existing | 11 kV | PE MV TERMINAL | RYB | VPTJ/PCE/J01482 | SS 1.48 E11 (F2) | PENGGUNA HT |  | Pass | null
378401109 | TNB | DISTRIBUTION | WP PUTRAJAYA & CYBERJAYA | Existing | 11 kV | PE MV TERMINAL | RYB | VPTJ/PCE/J01482 | SS 1.48 E11 (F2) | PTJ1474 SS 1.47 BLOK E10 PARCEL E (F2) |  | Pass | null
378401120 | TNB | DISTRIBUTION | WP PUTRAJAYA & CYBERJAYA | Existing | 11 kV | PE MV TERMINAL | RYB | VPTJ/PCE/J01482 | SS 1.48 E11 (F2) | PTJ01495 SS 1.49 BLOK E12 PARCEL E (F2) |  | Pass | null
378401128 | TNB | DISTRIBUTION | WP PUTRAJAYA & CYBERJAYA | Existing | 11 kV | PE MV TERMINAL | RYB | VPTJ/PCE/J01471 | SS 1.47 E10 (F1) | PENGGUNA HT |  | Pass | null
378401137 | TNB | DISTRIBUTION | WP PUTRAJAYA & CYBERJAYA | Existing | 11 kV | PE MV TERMINAL | RYB | VPTJ/PCE/J01471 | SS 1.47 E10 (F1) | PTJ1441 SS 1.44 BLOK E7 PARCEL E (F1) |  | Pass | null
378401148 | TNB | DISTRIBUTION | WP PUTRAJAYA & CYBERJAYA | Existing | 11 kV | PE MV TERMINAL | RYB | VPTJ/PCE/J01471 | SS 1.47 E10 (F1) | PTJ1482 SS 1.48 BLOK E11 PARCEL E (F1) |  | Pass | null
378401154 | TNB | DISTRIBUTION | WP PUTRAJAYA & CYBERJAYA | Existing | 11 kV | PE MV TERMINAL | RYB | VPTJ/PCE/J01472 | SS 1.47 E10 (F2) | PENGGUNA HT |  | Pass | null
378401163 | TNB | DISTRIBUTION | WP PUTRAJAYA & CYBERJAYA | Existing | 11 kV | PE MV TERMINAL | RYB | VPTJ/PCE/J01472 | SS 1.47 E10 (F2) | PTJ1444 SS 1.44 BLOK E7 PARCEL E (F2) |  | Pass | null
378401174 | TNB | DISTRIBUTION | WP PUTRAJAYA & CYBERJAYA | Existing | 11 kV | PE MV TERMINAL | RYB | VPTJ/PCE/J01472 | SS 1.47 E10 (F2) | PTJ1485 SS 1.48 BLOK E11 PARCEL E (F2) |  | Pass | null
378401180 | TNB | DISTRIBUTION | WP PUTRAJAYA & CYBERJAYA | Existing | 11 kV | PE MV TERMINAL | RYB | VPTJ/PCE/J01442 | SS 1.44 E7 (F2) | PENGGUNA HT |  | Pass | null
378401189 | TNB | DISTRIBUTION | WP PUTRAJAYA & CYBERJAYA | Existing | 11 kV | PE MV TERMINAL | RYB | VPTJ/PCE/J01442 | SS 1.44 E7 (F2) | PTJ1434 SS 1.43 BLOK E6 PARCEL E (F2) |  | Pass | null
378401200 | TNB | DISTRIBUTION | WP PUTRAJAYA & CYBERJAYA | Existing | 11 kV | PE MV TERMINAL | RYB | VPTJ/PCE/J01442 | SS 1.44 E7 (F2) | PTJ1475 SS 1.47 BLOK E10 PARCEL E (F2) |  | Pass | null
378401206 | TNB | DISTRIBUTION | WP PUTRAJAYA & CYBERJAYA | Existing | 11 kV | PE MV TERMINAL | RYB | VPTJ/PCE/J01441 | SS 1.44 E7 (F1) | PENGGUNA HT |  | Pass | null
378401215 | TNB | DISTRIBUTION | WP PUTRAJAYA & CYBERJAYA | Existing | 11 kV | PE MV TERMINAL | RYB | VPTJ/PCE/J01441 | SS 1.44 E7 (F1) | PTJ1431 SS 1.43 BLOK E6 PARCEL E (F1) |  | Pass | null
378401226 | TNB | DISTRIBUTION | WP PUTRAJAYA & CYBERJAYA | Existing | 11 kV | PE MV TERMINAL | RYB | VPTJ/PCE/J01441 | SS 1.44 E7 (F1) | PTJ1472 SS 1.47 BLOK E10 PARCEL E (F1) |  | Pass | null
378401232 | TNB | DISTRIBUTION | WP PUTRAJAYA & CYBERJAYA | Existing | 11 kV | PE MV TERMINAL | RYB | VPTJ/PCE/J01431 | SS 1.43 E6 (F1) | PENGGUNA HT |  | Pass | null
378401241 | TNB | DISTRIBUTION | WP PUTRAJAYA & CYBERJAYA | Existing | 11 kV | PE MV TERMINAL | RYB | VPTJ/PCE/J01431 | SS 1.43 E6 (F1) | CB7 PTJ4 [OFF] |  | Pass | null
378401252 | TNB | DISTRIBUTION | WP PUTRAJAYA & CYBERJAYA | Existing | 11 kV | PE MV TERMINAL | RYB | VPTJ/PCE/J01431 | SS 1.43 E6 (F1) | PTJ1442 SS 1.44 BLOK E7 PARCEL E (F1) |  | Pass | null
378401258 | TNB | DISTRIBUTION | WP PUTRAJAYA & CYBERJAYA | Existing | 11 kV | PE MV TERMINAL | RYB | VPTJ/PCE/J01432 | SS 1.43 E6 (F2) | PENGGUNA HT |  | Pass | null
378401267 | TNB | DISTRIBUTION | WP PUTRAJAYA & CYBERJAYA | Existing | 11 kV | PE MV TERMINAL | RYB | VPTJ/PCE/J01432 | SS 1.43 E6 (F2) | CB8 PTJ4 |  | Pass | null
378401278 | TNB | DISTRIBUTION | WP PUTRAJAYA & CYBERJAYA | Existing | 11 kV | PE MV TERMINAL | RYB | VPTJ/PCE/J01432 | SS 1.43 E6 (F2) | PTJ1445 SS 1.44 BLOK E7 PARCEL E (F2) |  | Pass | null
378401287 | TNB | DISTRIBUTION | WP PUTRAJAYA & CYBERJAYA | Existing | 11 kV | PE MV TERMINAL | RYB | VPTJ/PCE/J01011 | SS 1.01 PMO (F1) | VCB 1 PTJ6 |  | Pass | null
378401293 | TNB | DISTRIBUTION | WP PUTRAJAYA & CYBERJAYA | Existing | 11 kV | PE MV TERMINAL | RYB | VPTJ/PCE/J01011 | SS 1.01 PMO (F1) | VCB 2 PTJ6 |  | Pass | null
378401334 | TNB | DISTRIBUTION | WP PUTRAJAYA & CYBERJAYA | Existing | 11 kV | PE MV TERMINAL | RYB | VPTJ/PCE/J01011 | SS 1.01 PMO (F1) | CB12 PTJ1 |  | Pass | null
378404471 | TNB | DISTRIBUTION | WP PUTRAJAYA & CYBERJAYA | Existing | 11 kV | PE MV TERMINAL | RYB | VPTJ/PCE/J01371 | PE 1.37 E16 ANJUNG (F1) | VCB 2 PTJ4 |  | Pass | null
378404472 | TNB | DISTRIBUTION | WP PUTRAJAYA & CYBERJAYA | Existing | 11 kV | PE MV TERMINAL | RYB | VPTJ/PCE/J01371 | PE 1.37 E16 ANJUNG (F1) | PTJ01393 SS 1.39 BLOK E1 PARCEL E (F1) |  | Pass | null
378404475 | TNB | DISTRIBUTION | WP PUTRAJAYA & CYBERJAYA | Existing | 11 kV | PE MV TERMINAL | RYB | VPTJ/PCE/J01371 | PE 1.37 E16 ANJUNG (F1) | TX1-1000KVA |  | Pass | null
378404565 | TNB | DISTRIBUTION | WP PUTRAJAYA & CYBERJAYA | Existing | 11 kV | PE MV TERMINAL | RYB | VPTJ/PCE/J01372 | PE 1.37 E16 ANJUNG (F2) | VCB 1 PTJ4 |  | Pass | null
378404566 | TNB | DISTRIBUTION | WP PUTRAJAYA & CYBERJAYA | Existing | 11 kV | PE MV TERMINAL | RYB | VPTJ/PCE/J01372 | PE 1.37 E16 ANJUNG (F2) | PTJ01396 SS 1.39 BLOK E1 PARCEL E (F2) |  | Pass | null
378404569 | TNB | DISTRIBUTION | WP PUTRAJAYA & CYBERJAYA | Existing | 11 kV | PE MV TERMINAL | RYB | VPTJ/PCE/J01372 | PE 1.37 E16 ANJUNG (F2) | 1000KVA |  | Pass | null
378404651 | TNB | DISTRIBUTION | WP PUTRAJAYA & CYBERJAYA | Existing | 11 kV | PE MV TERMINAL | RYB | VPTJ/PCE/J01391 | SS 1.39 E1 (F1) | PTJ01371 PE 1.37 KOMPLEK E16 ANJUNG (F1) |  | Pass | null
378404660 | TNB | DISTRIBUTION | WP PUTRAJAYA & CYBERJAYA | Existing | 11 kV | PE MV TERMINAL | RYB | VPTJ/PCE/J01391 | SS 1.39 E1 (F1) | PENGGUNA HT |  | Pass | null
378404671 | TNB | DISTRIBUTION | WP PUTRAJAYA & CYBERJAYA | Existing | 11 kV | PE MV TERMINAL | RYB | VPTJ/PCE/J01391 | SS 1.39 E1 (F1) | PTJ01402 SS 1.40 BLOK E2 PARCEL E (F1) |  | Pass | null
378404677 | TNB | DISTRIBUTION | WP PUTRAJAYA & CYBERJAYA | Existing | 11 kV | PE MV TERMINAL | RYB | VPTJ/PCE/J01392 | SS 1.39 E1 (F2) | PTJ01374 PE 1.37 KOMPLEK E16 ANJUNG (F2) |  | Pass | null
378404686 | TNB | DISTRIBUTION | WP PUTRAJAYA & CYBERJAYA | Existing | 11 kV | PE MV TERMINAL | RYB | VPTJ/PCE/J01392 | SS 1.39 E1 (F2) | PENGGUNA HT |  | Pass | null
378404697 | TNB | DISTRIBUTION | WP PUTRAJAYA & CYBERJAYA | Existing | 11 kV | PE MV TERMINAL | RYB | VPTJ/PCE/J01392 | SS 1.39 E1 (F2) | PTJ01405 SS 1.40 BLOK E2 PARCEL E (F2) |  | Pass | null
378404712 | TNB | DISTRIBUTION | WP PUTRAJAYA & CYBERJAYA | Existing | 11 kV | PE MV TERMINAL | RYB | VPTJ/PCE/J01401 | SS 1.40 E2 (F1) | PTJ01391 SS 1.39 BLOK E1 PARCEL E (F1) |  | Pass | null
378404716 | TNB | DISTRIBUTION | WP PUTRAJAYA & CYBERJAYA | Existing | 11 kV | PE MV TERMINAL | RYB | VPTJ/PCE/J01401 | SS 1.40 E2 (F1) | PENGGUNA HT |  | Pass | null
378404732 | TNB | DISTRIBUTION | WP PUTRAJAYA & CYBERJAYA | Existing | 11 kV | PE MV TERMINAL | RYB | VPTJ/PCE/J01401 | SS 1.40 E2 (F1) | N/A |  | Pass | null
378404753 | TNB | DISTRIBUTION | WP PUTRAJAYA & CYBERJAYA | Existing | 11 kV | PE MV TERMINAL | RYB | VPTJ/PCE/J01402 | SS 1.40 E2 (F2) | PTJ01394 SS 1.39 BLOK E1 PARCEL E (F2) |  | Pass | null
378404757 | TNB | DISTRIBUTION | WP PUTRAJAYA & CYBERJAYA | Existing | 11 kV | PE MV TERMINAL | RYB | VPTJ/PCE/J01402 | SS 1.40 E2 (F2) | PENGGUNA HT |  | Pass | null
378404773 | TNB | DISTRIBUTION | WP PUTRAJAYA & CYBERJAYA | Existing | 11 kV | PE MV TERMINAL | RYB | VPTJ/PCE/J01402 | SS 1.40 E2 (F2) | N/A |  | Pass | null
378404785 | TNB | DISTRIBUTION | WP PUTRAJAYA & CYBERJAYA | Existing | 11 kV | PE MV TERMINAL | RYB | VPTJ/PCE/J01411 | SS 1.41 E3 (F1) | PENGGUNA HT |  | Pass | null
378404794 | TNB | DISTRIBUTION | WP PUTRAJAYA & CYBERJAYA | Existing | 11 kV | PE MV TERMINAL | RYB | VPTJ/PCE/J01411 | SS 1.41 E3 (F1) | PTJ01401 SS 1.40 BLOK E2 PARCEL E (F1) |  | Pass | null
378404805 | TNB | DISTRIBUTION | WP PUTRAJAYA & CYBERJAYA | Existing | 11 kV | PE MV TERMINAL | RYB | VPTJ/PCE/J01411 | SS 1.41 E3 (F1) | PTJ01423 SS 1.42 BLOK E4&E5 PARCEL E (F1) |  | Pass | null
378404811 | TNB | DISTRIBUTION | WP PUTRAJAYA & CYBERJAYA | Existing | 11 kV | PE MV TERMINAL | RYB | VPTJ/PCE/J01412 | SS 1.41 E3 (F2) | PENGGUNA HT |  | Pass | null
378404820 | TNB | DISTRIBUTION | WP PUTRAJAYA & CYBERJAYA | Existing | 11 kV | PE MV TERMINAL | RYB | VPTJ/PCE/J01412 | SS 1.41 E3 (F2) | PTJ01404 SS 1.40 BLOK E2 PARCEL E (F2) |  | Pass | null
378404831 | TNB | DISTRIBUTION | WP PUTRAJAYA & CYBERJAYA | Existing | 11 kV | PE MV TERMINAL | RYB | VPTJ/PCE/J01412 | SS 1.41 E3 (F2) | PTJ01425 SS 1.42 BLOK E4&E5 PARCEL E (F2) |  | Pass | null
378404837 | TNB | DISTRIBUTION | WP PUTRAJAYA & CYBERJAYA | Existing | 11 kV | PE MV TERMINAL | RYB | VPTJ/PCE/J01421 | SS 1.42 E4 & E5 (F1) | PTJ01411 SS 1.41 BLOK E3 PARCEL E (F1) |  | Pass | null
378404846 | TNB | DISTRIBUTION | WP PUTRAJAYA & CYBERJAYA | Existing | 11 kV | PE MV TERMINAL | RYB | VPTJ/PCE/J01421 | SS 1.42 E4 & E5 (F1) | PENGGUNA HT |  | Pass | null
378404857 | TNB | DISTRIBUTION | WP PUTRAJAYA & CYBERJAYA | Existing | 11 kV | PE MV TERMINAL | RYB | VPTJ/PCE/J01421 | SS 1.42 E4 & E5 (F1) | PTJ01522 SS 1.52 BLOK E15 PARCEL E (F1) |  | Pass | null
378404863 | TNB | DISTRIBUTION | WP PUTRAJAYA & CYBERJAYA | Existing | 11 kV | PE MV TERMINAL | RYB | VPTJ/PCE/J01422 | SS 1.42 E4 & E5 (F2) | PENGGUNA HT |  | Pass | null
378404872 | TNB | DISTRIBUTION | WP PUTRAJAYA & CYBERJAYA | Existing | 11 kV | PE MV TERMINAL | RYB | VPTJ/PCE/J01422 | SS 1.42 E4 & E5 (F2) | PTJ01414 SS 1.41 BLOK E3 PARCEL E (F2) |  | Pass | null
378404883 | TNB | DISTRIBUTION | WP PUTRAJAYA & CYBERJAYA | Existing | 11 kV | PE MV TERMINAL | RYB | VPTJ/PCE/J01422 | SS 1.42 E4 & E5 (F2) | PTJ01525 SS 1.52 BLOK E15 PARCEL E (F2) |  | Pass | null
378404889 | TNB | DISTRIBUTION | WP PUTRAJAYA & CYBERJAYA | Existing | 11 kV | PE MV TERMINAL | RYB | VPTJ/PCE/J01521 | SS 1.52 E15 (F1) | PENGGUNA HT |  | Pass | null
378404898 | TNB | DISTRIBUTION | WP PUTRAJAYA & CYBERJAYA | Existing | 11 kV | PE MV TERMINAL | RYB | VPTJ/PCE/J01521 | SS 1.52 E15 (F1) | PTJ01421 SS 1.42 BLOK E4&E5 PARCEL E (F1) |  | Pass | null
378404909 | TNB | DISTRIBUTION | WP PUTRAJAYA & CYBERJAYA | Existing | 11 kV | PE MV TERMINAL | RYB | VPTJ/PCE/J01521 | SS 1.52 E15 (F1) | PTJ01512 SS 1.51 BLOK E14 PARCEL E (F1) |  | Pass | null
378404915 | TNB | DISTRIBUTION | WP PUTRAJAYA & CYBERJAYA | Existing | 11 kV | PE MV TERMINAL | RYB | VPTJ/PCE/J01522 | SS 1.52 E15 (F2) | PENGGUNA HT |  | Pass | null
378404924 | TNB | DISTRIBUTION | WP PUTRAJAYA & CYBERJAYA | Existing | 11 kV | PE MV TERMINAL | RYB | VPTJ/PCE/J01522 | SS 1.52 E15 (F2) | PTJ01424 SS 1.42 BLOK E4&E5 PARCEL E (F2) |  | Pass | null
378404935 | TNB | DISTRIBUTION | WP PUTRAJAYA & CYBERJAYA | Existing | 11 kV | PE MV TERMINAL | RYB | VPTJ/PCE/J01522 | SS 1.52 E15 (F2) | PTJ01515 N/ASS 1.51 BLOK E14 PARCEL E (F2) |  | Pass | null
378404950 | TNB | DISTRIBUTION | WP PUTRAJAYA & CYBERJAYA | Existing | 11 kV | PE MV TERMINAL | RYB | VPTJ/PCE/J01511 | SS 1.51 E14 (F1) | PTJ01521SS 1.52 BLOK E15 PARCEL E (F1) |  | Pass | null
378404954 | TNB | DISTRIBUTION | WP PUTRAJAYA & CYBERJAYA | Existing | 11 kV | PE MV TERMINAL | RYB | VPTJ/PCE/J01511 | SS 1.51 E14 (F1) | PENGGUNA HT |  | Pass | null
378404970 | TNB | DISTRIBUTION | WP PUTRAJAYA & CYBERJAYA | Existing | 11 kV | PE MV TERMINAL | RYB | VPTJ/PCE/J01511 | SS 1.51 E14 (F1) | PTJ01653 PE 1.65 (DATARAN PAHLAWAN) |  | Pass | null
378404991 | TNB | DISTRIBUTION | WP PUTRAJAYA & CYBERJAYA | Existing | 11 kV | PE MV TERMINAL | RYB | VPTJ/PCE/J01512 | SS 1.51 E14 (F2) | PTJ01524 SS 1.52 BLOK E15 PARCEL E (F2) |  | Pass | null
378404995 | TNB | DISTRIBUTION | WP PUTRAJAYA & CYBERJAYA | Existing | 11 kV | PE MV TERMINAL | RYB | VPTJ/PCE/J01512 | SS 1.51 E14 (F2) | PENGGUNA HT |  | Pass | null
378405011 | TNB | DISTRIBUTION | WP PUTRAJAYA & CYBERJAYA | Existing | 11 kV | PE MV TERMINAL | RYB | VPTJ/PCE/J01512 | SS 1.51 E14 (F2) | PTJ01656 PE 1.65 (DATARAN PAHLAWAN) F2 |  | Pass | null
378405033 | TNB | DISTRIBUTION | WP PUTRAJAYA & CYBERJAYA | Existing | 11 kV | PE MV TERMINAL | RYB | VPTJ/PCE/J01561 | PE 1.56 SEK.MEN. A/SHAH (F1) | VCB 4 PTJ4 |  | Pass | null
378405034 | TNB | DISTRIBUTION | WP PUTRAJAYA & CYBERJAYA | Existing | 11 kV | PE MV TERMINAL | RYB | VPTJ/PCE/J01561 | PE 1.56 SEK.MEN. A/SHAH (F1) | PTJ01572 PE 1.57 SEK.MEN. ALAM SHAH (F1) |  | Pass | null
378405037 | TNB | DISTRIBUTION | WP PUTRAJAYA & CYBERJAYA | Existing | 11 kV | PE MV TERMINAL | RYB | VPTJ/PCE/J01561 | PE 1.56 SEK.MEN. A/SHAH (F1) | 1000KVA |  | Pass | null
378405127 | TNB | DISTRIBUTION | WP PUTRAJAYA & CYBERJAYA | Existing | 11 kV | PE MV TERMINAL | RYB | VPTJ/PCE/J01562 | PE 1.56 SEK.MEN. A/SHAH (F2) | VCB 3 PTJ4 |  | Pass | null
378405128 | TNB | DISTRIBUTION | WP PUTRAJAYA & CYBERJAYA | Existing | 11 kV | PE MV TERMINAL | RYB | VPTJ/PCE/J01562 | PE 1.56 SEK.MEN. A/SHAH (F2) | PTJ01575 PE 1.57 SEK.MEN. ALAM SHAH (F2) |  | Pass | null
378405131 | TNB | DISTRIBUTION | WP PUTRAJAYA & CYBERJAYA | Existing | 11 kV | PE MV TERMINAL | RYB | VPTJ/PCE/J01562 | PE 1.56 SEK.MEN. A/SHAH (F2) | 1000KVA |  | Pass | null
378405223 | TNB | DISTRIBUTION | WP PUTRAJAYA & CYBERJAYA | Existing | 11 kV | PE MV TERMINAL | RYB | VPTJ/PCE/J01571 | PE 1.57 SEK.MEN. A/SHAH (F1) | PTJ01561 PE 1.56 SEK.MEN.ALAM SHAH (F1) |  | Pass | null
378405224 | TNB | DISTRIBUTION | WP PUTRAJAYA & CYBERJAYA | Existing | 11 kV | PE MV TERMINAL | RYB | VPTJ/PCE/J01571 | PE 1.57 SEK.MEN. A/SHAH (F1) | PTJ01532 PE 1.53 NORTH DEPT. PARCEL Z (F1) |  | Pass | null
378405227 | TNB | DISTRIBUTION | WP PUTRAJAYA & CYBERJAYA | Existing | 11 kV | PE MV TERMINAL | RYB | VPTJ/PCE/J01571 | PE 1.57 SEK.MEN. A/SHAH (F1) | 1000KVA |  | Pass | null
378405319 | TNB | DISTRIBUTION | WP PUTRAJAYA & CYBERJAYA | Existing | 11 kV | PE MV TERMINAL | RYB | VPTJ/PCE/J01572 | PE 1.57 SEK.MEN. A/SHAH (F2) | PTJ01564 PE 1.56 SEK.MEN.ALAM SHAH (F2) |  | Pass | null
378405320 | TNB | DISTRIBUTION | WP PUTRAJAYA & CYBERJAYA | Existing | 11 kV | PE MV TERMINAL | RYB | VPTJ/PCE/J01572 | PE 1.57 SEK.MEN. A/SHAH (F2) | PTJ01536 PE 1.53 NORTH DEPT. PARCEL Z (F2) |  | Pass | null
378405323 | TNB | DISTRIBUTION | WP PUTRAJAYA & CYBERJAYA | Existing | 11 kV | PE MV TERMINAL | RYB | VPTJ/PCE/J01572 | PE 1.57 SEK.MEN. A/SHAH (F2) | 1000KVA |  | Pass | null
378405501 | TNB | DISTRIBUTION | WP PUTRAJAYA & CYBERJAYA | Existing | 11 kV | PE MV TERMINAL | RYB | VPTJ/PCE/J01532 | PE 1.53 NORTH DEPT (F2) | PENGGUNA HT |  | Pass | null
378405510 | TNB | DISTRIBUTION | WP PUTRAJAYA & CYBERJAYA | Existing | 11 kV | PE MV TERMINAL | RYB | VPTJ/PCE/J01532 | PE 1.53 NORTH DEPT (F2) | PTJ01574 PE 1.57 SEK.MEN. ALAM SHAH (F2) |  | Pass | null
378405521 | TNB | DISTRIBUTION | WP PUTRAJAYA & CYBERJAYA | Existing | 11 kV | PE MV TERMINAL | RYB | VPTJ/PCE/J01532 | PE 1.53 NORTH DEPT (F2) | PTJ01547 PE 1.54 SOUTH DEPT. PARCEL Z (F2) |  | Pass | null
378405554 | TNB | DISTRIBUTION | WP PUTRAJAYA & CYBERJAYA | Existing | 11 kV | PE MV TERMINAL | RYB | VPTJ/PCE/J01531 | PE 1.53 NORTH DEPT (F1) | PTJ01542 PE 1.54 SOUTH DEPT. PARCEL Z (F1) |  | Pass | null
378405557 | TNB | DISTRIBUTION | WP PUTRAJAYA & CYBERJAYA | Existing | 11 kV | PE MV TERMINAL | RYB | VPTJ/PCE/J01531 | PE 1.53 NORTH DEPT (F1) | 1000KVA |  | Pass | null
378405574 | TNB | DISTRIBUTION | WP PUTRAJAYA & CYBERJAYA | Existing | 11 kV | PE MV TERMINAL | RYB | VPTJ/PCE/J01531 | PE 1.53 NORTH DEPT (F1) | PENGGUNA HT |  | Pass | null
378405577 | TNB | DISTRIBUTION | WP PUTRAJAYA & CYBERJAYA | Existing | 11 kV | PE MV TERMINAL | RYB | VPTJ/PCE/J01531 | PE 1.53 NORTH DEPT (F1) | PTJ01571 PE 1.57 SEK.MEN. ALAM SHAH (F1) |  | Pass | null
378405659 | TNB | DISTRIBUTION | WP PUTRAJAYA & CYBERJAYA | Existing | 11 kV | PE MV TERMINAL | RYB | VPTJ/PCE/J01541 | PE 1.54 SOUTH DEPT (F1) | PTJ01553 SS 1.55 PLAZA MALL PARCEL Z (F1) |  | Pass | null
378405662 | TNB | DISTRIBUTION | WP PUTRAJAYA & CYBERJAYA | Existing | 11 kV | PE MV TERMINAL | RYB | VPTJ/PCE/J01541 | PE 1.54 SOUTH DEPT (F1) | 1000KVA |  | Pass | null
378405679 | TNB | DISTRIBUTION | WP PUTRAJAYA & CYBERJAYA | Existing | 11 kV | PE MV TERMINAL | RYB | VPTJ/PCE/J01541 | PE 1.54 SOUTH DEPT (F1) | PENGGUNA HT |  | Pass | null
378405682 | TNB | DISTRIBUTION | WP PUTRAJAYA & CYBERJAYA | Existing | 11 kV | PE MV TERMINAL | RYB | VPTJ/PCE/J01541 | PE 1.54 SOUTH DEPT (F1) | PTJ01542 PE 1.54 SOUTH DEPT. PARCEL Z (F1) |  | Pass | null
378405767 | TNB | DISTRIBUTION | WP PUTRAJAYA & CYBERJAYA | Existing | 11 kV | PE MV TERMINAL | RYB | VPTJ/PCE/J01542 | PE 1.54 SOUTH DEPT (F2) | PTJ01535 PE 1.53 NORTH DEPT. PARCEL Z (F2) |  | Pass | null
378405776 | TNB | DISTRIBUTION | WP PUTRAJAYA & CYBERJAYA | Existing | 11 kV | PE MV TERMINAL | RYB | VPTJ/PCE/J01542 | PE 1.54 SOUTH DEPT (F2) | PENGGUNA HT |  | Pass | null
378405787 | TNB | DISTRIBUTION | WP PUTRAJAYA & CYBERJAYA | Existing | 11 kV | PE MV TERMINAL | RYB | VPTJ/PCE/J01542 | PE 1.54 SOUTH DEPT (F2) | PTJ01556 SS 1.55 PLAZA MALL PARCEL Z (F2) |  | Pass | null
378405793 | TNB | DISTRIBUTION | WP PUTRAJAYA & CYBERJAYA | Existing | 11 kV | PE MV TERMINAL | RYB | VPTJ/PCE/J01551 | SS 1.55 PLAZA MALL (F1) | PTJ01541 PE 1.54 SOUTH DEPT. PARCEL Z (F1) |  | Pass | null
378405802 | TNB | DISTRIBUTION | WP PUTRAJAYA & CYBERJAYA | Existing | 11 kV | PE MV TERMINAL | RYB | VPTJ/PCE/J01551 | SS 1.55 PLAZA MALL (F1) | PENGGUNA HT |  | Pass | null
378405813 | TNB | DISTRIBUTION | WP PUTRAJAYA & CYBERJAYA | Existing | 11 kV | PE MV TERMINAL | RYB | VPTJ/PCE/J01551 | SS 1.55 PLAZA MALL (F1) | PTJ14111 PE 14.11 P 14A 1/3 TERES (F1) |  | Pass | null
378405819 | TNB | DISTRIBUTION | WP PUTRAJAYA & CYBERJAYA | Existing | 11 kV | PE MV TERMINAL | RYB | VPTJ/PCE/J01552 | SS 1.55 PLAZA MALL (F2) | PTJ01545 PE 1.54 SOUTH DEPT. PARCEL Z (F2) |  | Pass | null
378405828 | TNB | DISTRIBUTION | WP PUTRAJAYA & CYBERJAYA | Existing | 11 kV | PE MV TERMINAL | RYB | VPTJ/PCE/J01552 | SS 1.55 PLAZA MALL (F2) | PENGGUNA HT |  | Pass | null
378405839 | TNB | DISTRIBUTION | WP PUTRAJAYA & CYBERJAYA | Existing | 11 kV | PE MV TERMINAL | RYB | VPTJ/PCE/J01552 | SS 1.55 PLAZA MALL (F2) | PTJ14114 PE 14.11 P 14A 1/3 TERES (F2) |  | Pass | null
378405854 | TNB | DISTRIBUTION | WP PUTRAJAYA & CYBERJAYA | Existing | 11 kV | PE MV TERMINAL | RYB | VPTJ/PCE/J01261 | SS 1.26 HOTEL SANGRI-LA (F1) | P1661 BE KE PEMBANGUNAN PUSAT PENGAJIAN PERTAH: |  | Pass | null
378405858 | TNB | DISTRIBUTION | WP PUTRAJAYA & CYBERJAYA | Existing | 11 kV | PE MV TERMINAL | RYB | VPTJ/PCE/J01261 | SS 1.26 HOTEL SANGRI-LA (F1) | PENGGUNA HT |  | Pass | null
378405874 | TNB | DISTRIBUTION | WP PUTRAJAYA & CYBERJAYA | Existing | 11 kV | PE MV TERMINAL | RYB | VPTJ/PCE/J01261 | SS 1.26 HOTEL SANGRI-LA (F1) | PTJ01382 PE 1.38 TAMAN PUTERA PERDANA (F1) |  | Pass | null
378405895 | TNB | DISTRIBUTION | WP PUTRAJAYA & CYBERJAYA | Existing | 11 kV | PE MV TERMINAL | RYB | VPTJ/PCE/J01262 | SS 1.26 HOTEL SANGRI-LA (F2) | P1664 D-PTJ-C15-0735 |  | Pass | null
378405899 | TNB | DISTRIBUTION | WP PUTRAJAYA & CYBERJAYA | Existing | 11 kV | PE MV TERMINAL | RYB | VPTJ/PCE/J01262 | SS 1.26 HOTEL SANGRI-LA (F2) | PENGGUNA HT |  | Pass | null
378405915 | TNB | DISTRIBUTION | WP PUTRAJAYA & CYBERJAYA | Existing | 11 kV | PE MV TERMINAL | RYB | VPTJ/PCE/J01262 | SS 1.26 HOTEL SANGRI-LA (F2) | PTJ01386 PE 1.38 TAMAN PUTERA PERDANA (F2) |  | Pass | null
378405922 | TNB | DISTRIBUTION | WP PUTRAJAYA & CYBERJAYA | Existing | 11 kV | PE MV TERMINAL | RYB | VPTJ/PCE/J01381 | PE 1.38 TAMAN PUTRA PERDANA (F1) | PTJ01582 SS 1.58 ISTANA MELAWATI (F1) |  | Pass | null
378405925 | TNB | DISTRIBUTION | WP PUTRAJAYA & CYBERJAYA | Existing | 11 kV | PE MV TERMINAL | RYB | VPTJ/PCE/J01381 | PE 1.38 TAMAN PUTRA PERDANA (F1) | TX1-1000KVA |  | Pass | null
378405942 | TNB | DISTRIBUTION | WP PUTRAJAYA & CYBERJAYA | Existing | 11 kV | PE MV TERMINAL | RYB | VPTJ/PCE/J01381 | PE 1.38 TAMAN PUTRA PERDANA (F1) | SPARE |  | Pass | null
378405945 | TNB | DISTRIBUTION | WP PUTRAJAYA & CYBERJAYA | Existing | 11 kV | PE MV TERMINAL | RYB | VPTJ/PCE/J01381 | PE 1.38 TAMAN PUTRA PERDANA (F1) | PTJ01261 SS 1.26 HOTEL SANGRI-LA (F1) |  | Pass | null
378406025 | TNB | DISTRIBUTION | WP PUTRAJAYA & CYBERJAYA | Existing | 11 kV | PE MV TERMINAL | RYB | VPTJ/PCE/J01382 | PE 1.38 TAMAN PUTRA PERDANA (F2) | PTJ01585 SS 1.58 ISTANA MELAWATI (F2) |  | Pass | null
378406028 | TNB | DISTRIBUTION | WP PUTRAJAYA & CYBERJAYA | Existing | 11 kV | PE MV TERMINAL | RYB | VPTJ/PCE/J01382 | PE 1.38 TAMAN PUTRA PERDANA (F2) | N/A |  | Pass | null
378406045 | TNB | DISTRIBUTION | WP PUTRAJAYA & CYBERJAYA | Existing | 11 kV | PE MV TERMINAL | RYB | VPTJ/PCE/J01382 | PE 1.38 TAMAN PUTRA PERDANA (F2) | SPARE |  | Pass | null
378406048 | TNB | DISTRIBUTION | WP PUTRAJAYA & CYBERJAYA | Existing | 11 kV | PE MV TERMINAL | RYB | VPTJ/PCE/J01382 | PE 1.38 TAMAN PUTRA PERDANA (F2) | PTJ01264 SS 1.26 HOTEL SANGRI-LA (F2) |  | Pass | null
378406133 | TNB | DISTRIBUTION | WP PUTRAJAYA & CYBERJAYA | Existing | 11 kV | PE MV TERMINAL | RYB | VPTJ/PCE/J01151 | SS 1.15 D1 (F1) | PENGGUNA HT |  | Pass | null
378406142 | TNB | DISTRIBUTION | WP PUTRAJAYA & CYBERJAYA | Existing | 11 kV | PE MV TERMINAL | RYB | VPTJ/PCE/J01151 | SS 1.15 D1 (F1) | PTJ01161 SS 1.16 PARCEL D2 (F1) |  | Pass | null
378406153 | TNB | DISTRIBUTION | WP PUTRAJAYA & CYBERJAYA | Existing | 11 kV | PE MV TERMINAL | RYB | VPTJ/PCE/J01151 | SS 1.15 D1 (F1) | VCB 9 PTJ4 |  | Pass | null
378406159 | TNB | DISTRIBUTION | WP PUTRAJAYA & CYBERJAYA | Existing | 11 kV | PE MV TERMINAL | RYB | VPTJ/PCE/J01152 | SS 1.15 D1 (F2) | PENGGUNA HT |  | Pass | null
378406168 | TNB | DISTRIBUTION | WP PUTRAJAYA & CYBERJAYA | Existing | 11 kV | PE MV TERMINAL | RYB | VPTJ/PCE/J01152 | SS 1.15 D1 (F2) | PTJ01164 SS 1.16 PARCEL D2 (F2) |  | Pass | null
378406179 | TNB | DISTRIBUTION | WP PUTRAJAYA & CYBERJAYA | Existing | 11 kV | PE MV TERMINAL | RYB | VPTJ/PCE/J01152 | SS 1.15 D1 (F2) | VCB 10 PTJ4 |  | Pass | null
378406185 | TNB | DISTRIBUTION | WP PUTRAJAYA & CYBERJAYA | Existing | 11 kV | PE MV TERMINAL | RYB | VPTJ/PCE/J01161 | SS 1.16 D2 (F1) | N/A |  | Pass | null
378406194 | TNB | DISTRIBUTION | WP PUTRAJAYA & CYBERJAYA | Existing | 11 kV | PE MV TERMINAL | RYB | VPTJ/PCE/J01161 | SS 1.16 D2 (F1) | PTJ01171 SS 1.17 PARCEL D3 (F1) |  | Pass | null
378406205 | TNB | DISTRIBUTION | WP PUTRAJAYA & CYBERJAYA | Existing | 11 kV | PE MV TERMINAL | RYB | VPTJ/PCE/J01161 | SS 1.16 D2 (F1) | PTJ01152 SS 1.15 PARCEL D1 (F1) |  | Pass | null
378406211 | TNB | DISTRIBUTION | WP PUTRAJAYA & CYBERJAYA | Existing | 11 kV | PE MV TERMINAL | RYB | VPTJ/PCE/J01162 | SS 1.16 D2 (F2) | N/A |  | Pass | null
378406220 | TNB | DISTRIBUTION | WP PUTRAJAYA & CYBERJAYA | Existing | 11 kV | PE MV TERMINAL | RYB | VPTJ/PCE/J01162 | SS 1.16 D2 (F2) | PTJ01174 SS 1.17 PARCEL D3 (F2) |  | Pass | null
378406231 | TNB | DISTRIBUTION | WP PUTRAJAYA & CYBERJAYA | Existing | 11 kV | PE MV TERMINAL | RYB | VPTJ/PCE/J01162 | SS 1.16 D2 (F2) | PTJ01155 SS 1.15 PARCEL D1 (F2) |  | Pass | null
378406237 | TNB | DISTRIBUTION | WP PUTRAJAYA & CYBERJAYA | Existing | 11 kV | PE MV TERMINAL | RYB | VPTJ/PCE/J01171 | SS 1.17 D3 (F1) | N/A |  | Pass | null
378406246 | TNB | DISTRIBUTION | WP PUTRAJAYA & CYBERJAYA | Existing | 11 kV | PE MV TERMINAL | RYB | VPTJ/PCE/J01171 | SS 1.17 D3 (F1) | PTJ01181 SS 1.18 PARCEL D4 (F1) |  | Pass | null
378406257 | TNB | DISTRIBUTION | WP PUTRAJAYA & CYBERJAYA | Existing | 11 kV | PE MV TERMINAL | RYB | VPTJ/PCE/J01171 | SS 1.17 D3 (F1) | PTJ01162 SS 1.16 PARCEL D2 (F1) |  | Pass | null
378406263 | TNB | DISTRIBUTION | WP PUTRAJAYA & CYBERJAYA | Existing | 11 kV | PE MV TERMINAL | RYB | VPTJ/PCE/J01172 | SS 1.17 D3 (F2) | N/A |  | Pass | null
378406272 | TNB | DISTRIBUTION | WP PUTRAJAYA & CYBERJAYA | Existing | 11 kV | PE MV TERMINAL | RYB | VPTJ/PCE/J01172 | SS 1.17 D3 (F2) | PTJ01184 SS 1.18 PARCEL D4 (F2) |  | Pass | null
378406283 | TNB | DISTRIBUTION | WP PUTRAJAYA & CYBERJAYA | Existing | 11 kV | PE MV TERMINAL | RYB | VPTJ/PCE/J01172 | SS 1.17 D3 (F2) | PTJ01165 SS 1.16 PARCEL D2 (F2) |  | Pass | null
378406289 | TNB | DISTRIBUTION | WP PUTRAJAYA & CYBERJAYA | Existing | 11 kV | PE MV TERMINAL | RYB | VPTJ/PCE/J01181 | SS 1.18 D4 (F1) | PENGGUNA |  | Pass | null
378406298 | TNB | DISTRIBUTION | WP PUTRAJAYA & CYBERJAYA | Existing | 11 kV | PE MV TERMINAL | RYB | VPTJ/PCE/J01181 | SS 1.18 D4 (F1) | PTJ01191 SS 1.19 PARCEL D5 (F1) |  | Pass | null
378406309 | TNB | DISTRIBUTION | WP PUTRAJAYA & CYBERJAYA | Existing | 11 kV | PE MV TERMINAL | RYB | VPTJ/PCE/J01181 | SS 1.18 D4 (F1) | PTJ01172 SS 1.17 PARCEL D3 (F1) |  | Pass | null
378406315 | TNB | DISTRIBUTION | WP PUTRAJAYA & CYBERJAYA | Existing | 11 kV | PE MV TERMINAL | RYB | VPTJ/PCE/J01182 | SS 1.18 D4 (F2) | PENGGUNA |  | Pass | null
378406324 | TNB | DISTRIBUTION | WP PUTRAJAYA & CYBERJAYA | Existing | 11 kV | PE MV TERMINAL | RYB | VPTJ/PCE/J01182 | SS 1.18 D4 (F2) | PTJ01194 SS 1.19 PARCEL D5 (F2) |  | Pass | null
378406335 | TNB | DISTRIBUTION | WP PUTRAJAYA & CYBERJAYA | Existing | 11 kV | PE MV TERMINAL | RYB | VPTJ/PCE/J01182 | SS 1.18 D4 (F2) | PTJ01175 SS 1.17 PARCEL D3 (F2) |  | Pass | null
378406351 | TNB | DISTRIBUTION | WP PUTRAJAYA & CYBERJAYA | Existing | 11 kV | PE MV TERMINAL | RYB | VPTJ/PCE/J15221 | PE 15.22 PADAT WR 6 | VCB 14 PTJ4 |  | Pass | null
378406352 | TNB | DISTRIBUTION | WP PUTRAJAYA & CYBERJAYA | Existing | 11 kV | PE MV TERMINAL | RYB | VPTJ/PCE/J15221 | PE 15.22 PADAT WR 6 | PTJ15452 PE 15.45 Blok C1 15-12B (F1) |  | Pass | null
378406355 | TNB | DISTRIBUTION | WP PUTRAJAYA & CYBERJAYA | Existing | 11 kV | PE MV TERMINAL | RYB | VPTJ/PCE/J15221 | PE 15.22 PADAT WR 6 | 1000KVA |  | Pass | null
378406549 | TNB | DISTRIBUTION | WP PUTRAJAYA & CYBERJAYA | Existing | 11 kV | PE MV TERMINAL | RYB | VPTJ/PCE/J15452 | PE 15.45 Blok C1 15-12B (F2) | VCB 13 PTJ4 |  | Pass | null
378406550 | TNB | DISTRIBUTION | WP PUTRAJAYA & CYBERJAYA | Existing | 11 kV | PE MV TERMINAL | RYB | VPTJ/PCE/J15452 | PE 15.45 Blok C1 15-12B (F2) | PTJ15466 PE 15.46 Blok C2 15-12B (F2) |  | Pass | null
378406553 | TNB | DISTRIBUTION | WP PUTRAJAYA & CYBERJAYA | Existing | 11 kV | PE MV TERMINAL | RYB | VPTJ/PCE/J15452 | PE 15.45 Blok C1 15-12B (F2) | 1000KVA |  | Pass | null
378406643 | TNB | DISTRIBUTION | WP PUTRAJAYA & CYBERJAYA | Existing | 11 kV | PE MV TERMINAL | RYB | VPTJ/PCE/J15451 | PE 15.45 Blok C1 15-12B (F1) | PTJ15221 PE 15.22 PADAT WR 6 |  | Pass | null
378406644 | TNB | DISTRIBUTION | WP PUTRAJAYA & CYBERJAYA | Existing | 11 kV | PE MV TERMINAL | RYB | VPTJ/PCE/J15451 | PE 15.45 Blok C1 15-12B (F1) | PTJ15463 PE 15.46 Blok C2 15-12B (F1) |  | Pass | null
378406647 | TNB | DISTRIBUTION | WP PUTRAJAYA & CYBERJAYA | Existing | 11 kV | PE MV TERMINAL | RYB | VPTJ/PCE/J15451 | PE 15.45 Blok C1 15-12B (F1) | 1000KVA |  | Pass | null
378406737 | TNB | DISTRIBUTION | WP PUTRAJAYA & CYBERJAYA | Existing | 11 kV | PE MV TERMINAL | RYB | VPTJ/PCE/J15461 | PE 15.46 Blok C2 15-12B (F1) | PTJ15451 PE 15.45 Blok C1 15-12B (F1) |  | Pass | null
378406738 | TNB | DISTRIBUTION | WP PUTRAJAYA & CYBERJAYA | Existing | 11 kV | PE MV TERMINAL | RYB | VPTJ/PCE/J15461 | PE 15.46 Blok C2 15-12B (F1) | PTJ15443 PE 15.44 Blok A3 15-12B (F1) |  | Pass | null
378406741 | TNB | DISTRIBUTION | WP PUTRAJAYA & CYBERJAYA | Existing | 11 kV | PE MV TERMINAL | RYB | VPTJ/PCE/J15461 | PE 15.46 Blok C2 15-12B (F1) | 1000KVA |  | Pass | null
378406831 | TNB | DISTRIBUTION | WP PUTRAJAYA & CYBERJAYA | Existing | 11 kV | PE MV TERMINAL | RYB | VPTJ/PCE/J15462 | PE 15.46 Blok C2 15-12B (F2) | PTJ15454 PE 15.45 Blok C1 15-12B (F2) |  | Pass | null
378406832 | TNB | DISTRIBUTION | WP PUTRAJAYA & CYBERJAYA | Existing | 11 kV | PE MV TERMINAL | RYB | VPTJ/PCE/J15462 | PE 15.46 Blok C2 15-12B (F2) | PTJ15446 PE 15.44 Blok A3 15-12B (F2) |  | Pass | null
378406835 | TNB | DISTRIBUTION | WP PUTRAJAYA & CYBERJAYA | Existing | 11 kV | PE MV TERMINAL | RYB | VPTJ/PCE/J15462 | PE 15.46 Blok C2 15-12B (F2) | 1000KVA |  | Pass | null
378406927 | TNB | DISTRIBUTION | WP PUTRAJAYA & CYBERJAYA | Existing | 11 kV | PE MV TERMINAL | RYB | VPTJ/PCE/J15441 | PE 15.44 Blok A3 15-12B (F1) | PTJ15461 PE 15.46 Blok C2 15-12B (F1) |  | Pass | null
378406928 | TNB | DISTRIBUTION | WP PUTRAJAYA & CYBERJAYA | Existing | 11 kV | PE MV TERMINAL | RYB | VPTJ/PCE/J15441 | PE 15.44 Blok A3 15-12B (F1) | PTJ15433 PE 15.43 Blok A2 15-12B (F1) |  | Pass | null
378406931 | TNB | DISTRIBUTION | WP PUTRAJAYA & CYBERJAYA | Existing | 11 kV | PE MV TERMINAL | RYB | VPTJ/PCE/J15441 | PE 15.44 Blok A3 15-12B (F1) | 1000KVA |  | Pass | null
378407021 | TNB | DISTRIBUTION | WP PUTRAJAYA & CYBERJAYA | Existing | 11 kV | PE MV TERMINAL | RYB | VPTJ/PCE/J15442 | PE 15.44 Blok A3 15-12B (F2) | PTJ15464 PE 15.46 Blok C2 15-12B (F2) |  | Pass | null
378407022 | TNB | DISTRIBUTION | WP PUTRAJAYA & CYBERJAYA | Existing | 11 kV | PE MV TERMINAL | RYB | VPTJ/PCE/J15442 | PE 15.44 Blok A3 15-12B (F2) | PTJ15436 PE 15.43 Blok A2 15-12B (F2) |  | Pass | null
378407025 | TNB | DISTRIBUTION | WP PUTRAJAYA & CYBERJAYA | Existing | 11 kV | PE MV TERMINAL | RYB | VPTJ/PCE/J15442 | PE 15.44 Blok A3 15-12B (F2) | 1000KVA |  | Pass | null
378407117 | TNB | DISTRIBUTION | WP PUTRAJAYA & CYBERJAYA | Existing | 11 kV | PE MV TERMINAL | RYB | VPTJ/PCE/J15431 | PE 15.43 BLOK A2 15-12B (F1) | PTJ15441 PE 15.44 Blok A3 15-12B (F1) |  | Pass | null
378407118 | TNB | DISTRIBUTION | WP PUTRAJAYA & CYBERJAYA | Existing | 11 kV | PE MV TERMINAL | RYB | VPTJ/PCE/J15431 | PE 15.43 BLOK A2 15-12B (F1) | PTJ15243 SS 15.24 SEK. ANTARABANGSA (F1) |  | Pass | null
378407121 | TNB | DISTRIBUTION | WP PUTRAJAYA & CYBERJAYA | Existing | 11 kV | PE MV TERMINAL | RYB | VPTJ/PCE/J15431 | PE 15.43 BLOK A2 15-12B (F1) | 1000KVA |  | Pass | null
378407211 | TNB | DISTRIBUTION | WP PUTRAJAYA & CYBERJAYA | Existing | 11 kV | PE MV TERMINAL | RYB | VPTJ/PCE/J15432 | PE 15.43 BLOK A2 15-12B (F2) | PTJ15444 PE 15.44 Blok A3 15-12B (F2) |  | Pass | null
378407212 | TNB | DISTRIBUTION | WP PUTRAJAYA & CYBERJAYA | Existing | 11 kV | PE MV TERMINAL | RYB | VPTJ/PCE/J15432 | PE 15.43 BLOK A2 15-12B (F2) | PTJ15246 SS 15.24 SEK. ANTARABANGSA (F2) |  | Pass | null
378407215 | TNB | DISTRIBUTION | WP PUTRAJAYA & CYBERJAYA | Existing | 11 kV | PE MV TERMINAL | RYB | VPTJ/PCE/J15432 | PE 15.43 BLOK A2 15-12B (F2) | 1000KVA |  | Pass | null
378407297 | TNB | DISTRIBUTION | WP PUTRAJAYA & CYBERJAYA | Existing | 11 kV | PE MV TERMINAL | RYB | VPTJ/PCE/J15241 | SS 15.24 SEK. ANTARABANGSA (F1) | PTJ15431 PE 15.43 Blok A2 15-12B (F1) |  | Pass | null
378407306 | TNB | DISTRIBUTION | WP PUTRAJAYA & CYBERJAYA | Existing | 11 kV | PE MV TERMINAL | RYB | VPTJ/PCE/J15241 | SS 15.24 SEK. ANTARABANGSA (F1) | PENGGUNA HT |  | Pass | null
378407317 | TNB | DISTRIBUTION | WP PUTRAJAYA & CYBERJAYA | Existing | 11 kV | PE MV TERMINAL | RYB | VPTJ/PCE/J15241 | SS 15.24 SEK. ANTARABANGSA (F1) | PTJ15424 PE 15.42 P/PURI 15-12 BLOK C (F2) |  | Pass | null
378407323 | TNB | DISTRIBUTION | WP PUTRAJAYA & CYBERJAYA | Existing | 11 kV | PE MV TERMINAL | RYB | VPTJ/PCE/J15242 | SS 15.24 SEK. ANTARABANGSA (F2) | PTJ15434 PE 15.43 Blok A2 15-12B (F2) |  | Pass | null
378407332 | TNB | DISTRIBUTION | WP PUTRAJAYA & CYBERJAYA | Existing | 11 kV | PE MV TERMINAL | RYB | VPTJ/PCE/J15242 | SS 15.24 SEK. ANTARABANGSA (F2) | PENGGUNA HT |  | Pass | null
378407343 | TNB | DISTRIBUTION | WP PUTRAJAYA & CYBERJAYA | Existing | 11 kV | PE MV TERMINAL | RYB | VPTJ/PCE/J15242 | SS 15.24 SEK. ANTARABANGSA (F2) | PTJ15421 PE 15.42 P/PURI 15-12 BLOK C (F1) |  | Pass | null
378407359 | TNB | DISTRIBUTION | WP PUTRAJAYA & CYBERJAYA | Existing | 11 kV | PE MV TERMINAL | RYB | VPTJ/PCE/J15421 | PE 15.42 P/PURI 15-12 BLOK C (F1) | PTJ15411 PE 15.41 P/PURI 15-12 BLOK B (F1) |  | Pass | null
378407360 | TNB | DISTRIBUTION | WP PUTRAJAYA & CYBERJAYA | Existing | 11 kV | PE MV TERMINAL | RYB | VPTJ/PCE/J15421 | PE 15.42 P/PURI 15-12 BLOK C (F1) | PTJ15244 SS 15.24 SEK. ANTARABANGSA (F2) |  | Pass | null
378407363 | TNB | DISTRIBUTION | WP PUTRAJAYA & CYBERJAYA | Existing | 11 kV | PE MV TERMINAL | RYB | VPTJ/PCE/J15421 | PE 15.42 P/PURI 15-12 BLOK C (F1) | 1000KVA |  | Pass | null
378407455 | TNB | DISTRIBUTION | WP PUTRAJAYA & CYBERJAYA | Existing | 11 kV | PE MV TERMINAL | RYB | VPTJ/PCE/J15422 | PE 15.42 P/PURI 15-12 BLOK C (F2) | PTJ15414 PE 15.41 P/PURI 15-12 BLOK B (F2) |  | Pass | null
378407456 | TNB | DISTRIBUTION | WP PUTRAJAYA & CYBERJAYA | Existing | 11 kV | PE MV TERMINAL | RYB | VPTJ/PCE/J15422 | PE 15.42 P/PURI 15-12 BLOK C (F2) | PTJ15241 SS 15.24 SEK. ANTARABANGSA (F1) |  | Pass | null
378407459 | TNB | DISTRIBUTION | WP PUTRAJAYA & CYBERJAYA | Existing | 11 kV | PE MV TERMINAL | RYB | VPTJ/PCE/J15422 | PE 15.42 P/PURI 15-12 BLOK C (F2) | 1000KVA |  | Pass | null
378407551 | TNB | DISTRIBUTION | WP PUTRAJAYA & CYBERJAYA | Existing | 11 kV | PE MV TERMINAL | RYB | VPTJ/PCE/J15411 | PE 15.41 P/PURI 15-12 BLOK B (F1) | PTJ15401 PE 15.40 P/PURI 15-12 BLOK A (F1) |  | Pass | null
378407552 | TNB | DISTRIBUTION | WP PUTRAJAYA & CYBERJAYA | Existing | 11 kV | PE MV TERMINAL | RYB | VPTJ/PCE/J15411 | PE 15.41 P/PURI 15-12 BLOK B (F1) | PTJ15423 PE 15.42 P/PURI 15-12 BLOK C (F1) |  | Pass | null
378407555 | TNB | DISTRIBUTION | WP PUTRAJAYA & CYBERJAYA | Existing | 11 kV | PE MV TERMINAL | RYB | VPTJ/PCE/J15411 | PE 15.41 P/PURI 15-12 BLOK B (F1) | 1000KVA |  | Pass | null
378407647 | TNB | DISTRIBUTION | WP PUTRAJAYA & CYBERJAYA | Existing | 11 kV | PE MV TERMINAL | RYB | VPTJ/PCE/J15412 | PE 15.41 P/PURI 15-12 BLOK B (F2) | PTJ15404 PE 15.40 P/PURI 15-12 BLOK A (F2) |  | Pass | null
378407648 | TNB | DISTRIBUTION | WP PUTRAJAYA & CYBERJAYA | Existing | 11 kV | PE MV TERMINAL | RYB | VPTJ/PCE/J15412 | PE 15.41 P/PURI 15-12 BLOK B (F2) | PTJ15426 PE 15.42 P/PURI 15-12 BLOK C (F2) |  | Pass | null
378407651 | TNB | DISTRIBUTION | WP PUTRAJAYA & CYBERJAYA | Existing | 11 kV | PE MV TERMINAL | RYB | VPTJ/PCE/J15412 | PE 15.41 P/PURI 15-12 BLOK B (F2) | 1000KVA |  | Pass | null
378407743 | TNB | DISTRIBUTION | WP PUTRAJAYA & CYBERJAYA | Existing | 11 kV | PE MV TERMINAL | RYB | VPTJ/PCE/J15401 | PE 15.40 P/PURI 15-12 BLOK A (F1) | PTJ15471 PE 15.47 APARTMENT ALAM DESA (F1) |  | Pass | null
378407744 | TNB | DISTRIBUTION | WP PUTRAJAYA & CYBERJAYA | Existing | 11 kV | PE MV TERMINAL | RYB | VPTJ/PCE/J15401 | PE 15.40 P/PURI 15-12 BLOK A (F1) | PTJ15413 PE 15.41 P/PURI 15-12 BLOK B (F1) |  | Pass | null
378407747 | TNB | DISTRIBUTION | WP PUTRAJAYA & CYBERJAYA | Existing | 11 kV | PE MV TERMINAL | RYB | VPTJ/PCE/J15401 | PE 15.40 P/PURI 15-12 BLOK A (F1) | TX1-1000kVA |  | Pass | null
378407837 | TNB | DISTRIBUTION | WP PUTRAJAYA & CYBERJAYA | Existing | 11 kV | PE MV TERMINAL | RYB | VPTJ/PCE/J15402 | PE 15.40 P/PURI 15-12 BLOK A (F2) | PTJ15474 PE 15.47 APARTMENT ALAM DESA (F2) |  | Pass | null
378407838 | TNB | DISTRIBUTION | WP PUTRAJAYA & CYBERJAYA | Existing | 11 kV | PE MV TERMINAL | RYB | VPTJ/PCE/J15402 | PE 15.40 P/PURI 15-12 BLOK A (F2) | PTJ15416 PE 15.41 P/PURI 15-12 BLOK B (F2) |  | Pass | null
378407841 | TNB | DISTRIBUTION | WP PUTRAJAYA & CYBERJAYA | Existing | 11 kV | PE MV TERMINAL | RYB | VPTJ/PCE/J15402 | PE 15.40 P/PURI 15-12 BLOK A (F2) | TX2-1000kVA |  | Pass | null
378407933 | TNB | DISTRIBUTION | WP PUTRAJAYA & CYBERJAYA | Existing | 11 kV | PE MV TERMINAL | RYB | VPTJ/PCE/J15471 | PE 15.47 APARTMENT ALAM DESA (F1) | PTJ15563 PE 15.56 DWIPUTRA NO 3 (F1) |  | Pass | null
378407934 | TNB | DISTRIBUTION | WP PUTRAJAYA & CYBERJAYA | Existing | 11 kV | PE MV TERMINAL | RYB | VPTJ/PCE/J15471 | PE 15.47 APARTMENT ALAM DESA (F1) | PTJ15403 PE 15.40 P/PURI 15-12 BLOK A (F1) |  | Pass | null
378407937 | TNB | DISTRIBUTION | WP PUTRAJAYA & CYBERJAYA | Existing | 11 kV | PE MV TERMINAL | RYB | VPTJ/PCE/J15471 | PE 15.47 APARTMENT ALAM DESA (F1) | 1000KVA |  | Pass | null
378408029 | TNB | DISTRIBUTION | WP PUTRAJAYA & CYBERJAYA | Existing | 11 kV | PE MV TERMINAL | RYB | VPTJ/PCE/J15472 | PE 15.47 APARTMENT ALAM DESA (F2) | PTJ15566 PE 15.56(F2) |  | Pass | null
378408030 | TNB | DISTRIBUTION | WP PUTRAJAYA & CYBERJAYA | Existing | 11 kV | PE MV TERMINAL | RYB | VPTJ/PCE/J15472 | PE 15.47 APARTMENT ALAM DESA (F2) | PTJ15406 PE 15.40 P/PURI 15-12 BLOK A (F2) |  | Pass | null
378408033 | TNB | DISTRIBUTION | WP PUTRAJAYA & CYBERJAYA | Existing | 11 kV | PE MV TERMINAL | RYB | VPTJ/PCE/J15472 | PE 15.47 APARTMENT ALAM DESA (F2) | 1000KVA |  | Pass | null
378408125 | TNB | DISTRIBUTION | WP PUTRAJAYA & CYBERJAYA | Existing | 11 kV | PE MV TERMINAL | RYB | VPTJ/PCE/J15351 | PE 15.35 FASA 15-1A (F1) | PTJ15361 PE 15.36 FASA 15-1B (F1) |  | Pass | null
378408126 | TNB | DISTRIBUTION | WP PUTRAJAYA & CYBERJAYA | Existing | 11 kV | PE MV TERMINAL | RYB | VPTJ/PCE/J15351 | PE 15.35 FASA 15-1A (F1) | PTJ15541 PE 15.54 (F1) |  | Pass | null
378408129 | TNB | DISTRIBUTION | WP PUTRAJAYA & CYBERJAYA | Existing | 11 kV | PE MV TERMINAL | RYB | VPTJ/PCE/J15351 | PE 15.35 FASA 15-1A (F1) | 1000KVA |  | Pass | null
378408219 | TNB | DISTRIBUTION | WP PUTRAJAYA & CYBERJAYA | Existing | 11 kV | PE MV TERMINAL | RYB | VPTJ/PCE/J15352 | PE 15.35 FASA 15-1A (F2) | PTJ15364 PE 15.36 FASA 15-1B(F2) |  | Pass | null
378408220 | TNB | DISTRIBUTION | WP PUTRAJAYA & CYBERJAYA | Existing | 11 kV | PE MV TERMINAL | RYB | VPTJ/PCE/J15352 | PE 15.35 FASA 15-1A (F2) | PTJ15544 PE 15.54 (F2) |  | Pass | null
378408223 | TNB | DISTRIBUTION | WP PUTRAJAYA & CYBERJAYA | Existing | 11 kV | PE MV TERMINAL | RYB | VPTJ/PCE/J15352 | PE 15.35 FASA 15-1A (F2) | 1000KVA |  | Pass | null
378408315 | TNB | DISTRIBUTION | WP PUTRAJAYA & CYBERJAYA | Existing | 11 kV | PE MV TERMINAL | RYB | VPTJ/PCE/J15361 | PE 15.36 FASA 15-1B (F1) | PTJ15381 PE 15.38 FASA 15-3B (F1) |  | Pass | null
378408316 | TNB | DISTRIBUTION | WP PUTRAJAYA & CYBERJAYA | Existing | 11 kV | PE MV TERMINAL | RYB | VPTJ/PCE/J15361 | PE 15.36 FASA 15-1B (F1) | PTJ15353 PE 15.35 FASA 15-1A F1 (F1) |  | Pass | null
378408319 | TNB | DISTRIBUTION | WP PUTRAJAYA & CYBERJAYA | Existing | 11 kV | PE MV TERMINAL | RYB | VPTJ/PCE/J15361 | PE 15.36 FASA 15-1B (F1) | 1000KVA |  | Pass | null
378408409 | TNB | DISTRIBUTION | WP PUTRAJAYA & CYBERJAYA | Existing | 11 kV | PE MV TERMINAL | RYB | VPTJ/PCE/J15362 | PE 15.36 FASA 15-1B(F2) | PTJ15384 PE 15.38 FASA 15-3B (F2) |  | Pass | null
378408410 | TNB | DISTRIBUTION | WP PUTRAJAYA & CYBERJAYA | Existing | 11 kV | PE MV TERMINAL | RYB | VPTJ/PCE/J15362 | PE 15.36 FASA 15-1B(F2) | PTJ15356 PE 15.35 FASA 15-1A (F2) |  | Pass | null
378408413 | TNB | DISTRIBUTION | WP PUTRAJAYA & CYBERJAYA | Existing | 11 kV | PE MV TERMINAL | RYB | VPTJ/PCE/J15362 | PE 15.36 FASA 15-1B(F2) | 1000KVA |  | Pass | null
378408505 | TNB | DISTRIBUTION | WP PUTRAJAYA & CYBERJAYA | Existing | 11 kV | PE MV TERMINAL | RYB | VPTJ/PCE/J15381 | PE 15.38 FASA 15-3B (F1) | PTJ15391 PE 15.39 FASA 15-3A (F1) |  | Pass | null
378408506 | TNB | DISTRIBUTION | WP PUTRAJAYA & CYBERJAYA | Existing | 11 kV | PE MV TERMINAL | RYB | VPTJ/PCE/J15381 | PE 15.38 FASA 15-3B (F1) | PTJ15362 PE 15.36 FASA 15-1B (F1) |  | Pass | null
378408509 | TNB | DISTRIBUTION | WP PUTRAJAYA & CYBERJAYA | Existing | 11 kV | PE MV TERMINAL | RYB | VPTJ/PCE/J15381 | PE 15.38 FASA 15-3B (F1) | 1000KVA |  | Pass | null
378408599 | TNB | DISTRIBUTION | WP PUTRAJAYA & CYBERJAYA | Existing | 11 kV | PE MV TERMINAL | RYB | VPTJ/PCE/J15382 | PE 15.38 FASA 15-3B (F2) | PTJ15394 PE 15.39 Fasa 15-3A (F2) |  | Pass | null
378408600 | TNB | DISTRIBUTION | WP PUTRAJAYA & CYBERJAYA | Existing | 11 kV | PE MV TERMINAL | RYB | VPTJ/PCE/J15382 | PE 15.38 FASA 15-3B (F2) | PTJ15365 PE 15.36 FASA 15-1B(F2) |  | Pass | null
378408603 | TNB | DISTRIBUTION | WP PUTRAJAYA & CYBERJAYA | Existing | 11 kV | PE MV TERMINAL | RYB | VPTJ/PCE/J15382 | PE 15.38 FASA 15-3B (F2) | 1000KVA |  | Pass | null
378408695 | TNB | DISTRIBUTION | WP PUTRAJAYA & CYBERJAYA | Existing | 11 kV | PE MV TERMINAL | RYB | VPTJ/PCE/J15391 | PE 15.39 FASA 15-3A (F1) | N/A |  | Pass | null
378408696 | TNB | DISTRIBUTION | WP PUTRAJAYA & CYBERJAYA | Existing | 11 kV | PE MV TERMINAL | RYB | VPTJ/PCE/J15391 | PE 15.39 FASA 15-3A (F1) | PTJ15382 PE 15.38 FASA 15-3B (F1) |  | Pass | null
378408699 | TNB | DISTRIBUTION | WP PUTRAJAYA & CYBERJAYA | Existing | 11 kV | PE MV TERMINAL | RYB | VPTJ/PCE/J15391 | PE 15.39 FASA 15-3A (F1) | 1000KVA |  | Pass | null
378421935 | TNB | DISTRIBUTION | WP PUTRAJAYA & CYBERJAYA | Existing | 11 kV | PE MV TERMINAL | RYB | VPTJ/PCE/J17052 | PE 17.05 RK 1-2 (F2) | TX1-1000KVA |  | Pass | null
378421942 | TNB | DISTRIBUTION | WP PUTRAJAYA & CYBERJAYA | Existing | 11 kV | PE MV TERMINAL | RYB | VPTJ/PCE/J17052 | PE 17.05 RK 1-2 (F2) | PTJ17084 PE 17.08 - BLOK E 17RK2 F2 |  | Pass | null
378421950 | TNB | DISTRIBUTION | WP PUTRAJAYA & CYBERJAYA | Existing | 11 kV | PE MV TERMINAL | RYB | VPTJ/PCE/J17052 | PE 17.05 RK 1-2 (F2) | PTJ17048 PE 17.04 APT RK1-1 JLN P17 (F2) |  | Pass | null
378421960 | TNB | DISTRIBUTION | WP PUTRAJAYA & CYBERJAYA | Existing | 11 kV | PE MV TERMINAL | RYB | VPTJ/PCE/J17052 | PE 17.05 RK 1-2 (F2) | TX2-1000KVA |  | Pass | null
378422122 | TNB | DISTRIBUTION | WP PUTRAJAYA & CYBERJAYA | Existing | 11 kV | PE MV TERMINAL | RYB | VPTJ/PCE/J17081 | PE 17.08 BLOK E 17RK2 (F1) | PTJ17071 PE 17.07 - BLOK C 17RK2 F1 |  | Pass | null
378422123 | TNB | DISTRIBUTION | WP PUTRAJAYA & CYBERJAYA | Existing | 11 kV | PE MV TERMINAL | RYB | VPTJ/PCE/J17081 | PE 17.08 BLOK E 17RK2 (F1) | PTJ17054 PE 17.05 APT RK1-1 JLN P17 (F1) |  | Pass | null
378422126 | TNB | DISTRIBUTION | WP PUTRAJAYA & CYBERJAYA | Existing | 11 kV | PE MV TERMINAL | RYB | VPTJ/PCE/J17081 | PE 17.08 BLOK E 17RK2 (F1) | TX1-1000KVA |  | Pass | null
378422216 | TNB | DISTRIBUTION | WP PUTRAJAYA & CYBERJAYA | Existing | 11 kV | PE MV TERMINAL | RYB | VPTJ/PCE/J17082 | PE 17.08 BLOK E 17RK2 (F2) | PTJ17074 PE 17.07 - BLOK C 17RK2 F2 |  | Pass | null
378422217 | TNB | DISTRIBUTION | WP PUTRAJAYA & CYBERJAYA | Existing | 11 kV | PE MV TERMINAL | RYB | VPTJ/PCE/J17082 | PE 17.08 BLOK E 17RK2 (F2) | PTJ17058 PE 17.05 APT RK1-1 JLN P17 (F2) |  | Pass | null
378422406 | TNB | DISTRIBUTION | WP PUTRAJAYA & CYBERJAYA | Existing | 11 kV | PE MV TERMINAL | RYB | VPTJ/PCE/J17072 | PE 17.07 BLOK C 17RK2 (F2) | P17094 PE 17.09 SEK REN PRESINT 17 (F2) |  | Pass | null
378422407 | TNB | DISTRIBUTION | WP PUTRAJAYA & CYBERJAYA | Existing | 11 kV | PE MV TERMINAL | RYB | VPTJ/PCE/J17072 | PE 17.07 BLOK C 17RK2 (F2) | PTJ17085 PE 17.08 - BLOK E 17RK2 F2 |  | Pass | null
378422410 | TNB | DISTRIBUTION | WP PUTRAJAYA & CYBERJAYA | Existing | 11 kV | PE MV TERMINAL | RYB | VPTJ/PCE/J17072 | PE 17.07 BLOK C 17RK2 (F2) | TX2-1000KVA |  | Pass | null
378422500 | TNB | DISTRIBUTION | WP PUTRAJAYA & CYBERJAYA | Existing | 11 kV | PE MV TERMINAL | RYB | VPTJ/PCE/J17071 | PE 17.07 BLOK C 17RK2 (F1) | PTJ17091 PE 17.09 SEK REN PRESINT 17 |  | Pass | null
378422501 | TNB | DISTRIBUTION | WP PUTRAJAYA & CYBERJAYA | Existing | 11 kV | PE MV TERMINAL | RYB | VPTJ/PCE/J17071 | PE 17.07 BLOK C 17RK2 (F1) | PTJ17082 PE 17.08 - BLOK E 17RK2 F1 |  | Pass | null
378422504 | TNB | DISTRIBUTION | WP PUTRAJAYA & CYBERJAYA | Existing | 11 kV | PE MV TERMINAL | RYB | VPTJ/PCE/J17071 | PE 17.07 BLOK C 17RK2 (F1) | TX1-1000KVA |  | Pass | null
378422596 | TNB | DISTRIBUTION | WP PUTRAJAYA & CYBERJAYA | Existing | 11 kV | PE MV TERMINAL | RYB | VPTJ/PCE/J17091 | PE 17.09 SEK REN PRESINT 17 F1 | P17171 SS 17.17 PUDINA BLOK C (F1) |  | Pass | null
378422597 | TNB | DISTRIBUTION | WP PUTRAJAYA & CYBERJAYA | Existing | 11 kV | PE MV TERMINAL | RYB | VPTJ/PCE/J17091 | PE 17.09 SEK REN PRESINT 17 F1 | PTJ17072 PE 17.07 - BLOK C 17RK2 F1 |  | Pass | null
378422600 | TNB | DISTRIBUTION | WP PUTRAJAYA & CYBERJAYA | Existing | 11 kV | PE MV TERMINAL | RYB | VPTJ/PCE/J17091 | PE 17.09 SEK REN PRESINT 17 F1 | TX1-500KVA |  | Pass | null
378422690 | TNB | DISTRIBUTION | WP PUTRAJAYA & CYBERJAYA | Existing | 11 kV | PE MV TERMINAL | RYB | VPTJ/PCE/J17092 | PE 17.09 SEK REN PRESINT 17 (F2) | P17174 SS 17.17 PUDINA BLOK C (F2) |  | Pass | null
378422691 | TNB | DISTRIBUTION | WP PUTRAJAYA & CYBERJAYA | Existing | 11 kV | PE MV TERMINAL | RYB | VPTJ/PCE/J17092 | PE 17.09 SEK REN PRESINT 17 (F2) | PTJ17075 PE 17.07 - BLOK C 17RK2 F2 |  | Pass | null
378422694 | TNB | DISTRIBUTION | WP PUTRAJAYA & CYBERJAYA | Existing | 11 kV | PE MV TERMINAL | RYB | VPTJ/PCE/J17092 | PE 17.09 SEK REN PRESINT 17 (F2) | TX1-500KVA |  | Pass | null
378422786 | TNB | DISTRIBUTION | WP PUTRAJAYA & CYBERJAYA | Existing | 11 kV | PE MV TERMINAL | RYB | VPTJ/PCE/J01311 | PE 1.31 PADAT PERSIARAN PERDANA | PTJ01271 PE 1.27 PADAT PER. PERSEKUTUAN |  | Pass | null
378422787 | TNB | DISTRIBUTION | WP PUTRAJAYA & CYBERJAYA | Existing | 11 kV | PE MV TERMINAL | RYB | VPTJ/PCE/J01311 | PE 1.31 PADAT PERSIARAN PERDANA | PTJ1: VCB 15 |  | Pass | null
378422790 | TNB | DISTRIBUTION | WP PUTRAJAYA & CYBERJAYA | Existing | 11 kV | PE MV TERMINAL | RYB | VPTJ/PCE/J01311 | PE 1.31 PADAT PERSIARAN PERDANA | TX1-1000KVA |  | Pass | null
378422957 | TNB | DISTRIBUTION | WP PUTRAJAYA & CYBERJAYA | Existing | 11 kV | PE MV TERMINAL | RYB | VPTJ/PCE/J01271 | PE 1.27 PADAT PERSIARAN PERSEKUTUAN | PTJ01312 PE 1.31 PADAT PER. PERDANA |  | Pass | null
378422958 | TNB | DISTRIBUTION | WP PUTRAJAYA & CYBERJAYA | Existing | 11 kV | PE MV TERMINAL | RYB | VPTJ/PCE/J01271 | PE 1.27 PADAT PERSIARAN PERSEKUTUAN | PTJ01302 PE 1.30 TAPAK SEMAIAN BOTANI |  | Pass | null
378422961 | TNB | DISTRIBUTION | WP PUTRAJAYA & CYBERJAYA | Existing | 11 kV | PE MV TERMINAL | RYB | VPTJ/PCE/J01271 | PE 1.27 PADAT PERSIARAN PERSEKUTUAN | TX1-1000KVA |  | Pass | null
378423055 | TNB | DISTRIBUTION | WP PUTRAJAYA & CYBERJAYA | Existing | 11 kV | PE MV TERMINAL | RYB | VPTJ/PCE/J01301 | PE 1.30 TAPAK SEMAIAN BOTANI | TX1-1000KVA |  | Pass | null
378423057 | TNB | DISTRIBUTION | WP PUTRAJAYA & CYBERJAYA | Existing | 11 kV | PE MV TERMINAL | RYB | VPTJ/PCE/J01301 | PE 1.30 TAPAK SEMAIAN BOTANI | PTJ01592 PE 1.59 WETLAND MANAGEMENT |  | Pass | null
378423098 | TNB | DISTRIBUTION | WP PUTRAJAYA & CYBERJAYA | Existing | 11 kV | PE MV TERMINAL | RYB | VPTJ/PCE/J01301 | PE 1.30 TAPAK SEMAIAN BOTANI | PTJ01272 PE 1.27 PADAT PER. PERSEKUTUAN |  | Pass | null
378423187 | TNB | DISTRIBUTION | WP PUTRAJAYA & CYBERJAYA | Existing | 11 kV | PE MV TERMINAL | RYB | VPTJ/PCE/J01591 | PE 1.59 WETLAND MANAGEMENT | PTJ13042 PE 13.04 UGS PERSEKUTUAN |  | Pass | null
378423188 | TNB | DISTRIBUTION | WP PUTRAJAYA & CYBERJAYA | Existing | 11 kV | PE MV TERMINAL | RYB | VPTJ/PCE/J01591 | PE 1.59 WETLAND MANAGEMENT | PTJ01301 PE 1.30 TAPAK SEMAIAN BOTANI |  | Pass | null
378423191 | TNB | DISTRIBUTION | WP PUTRAJAYA & CYBERJAYA | Existing | 11 kV | PE MV TERMINAL | RYB | VPTJ/PCE/J01591 | PE 1.59 WETLAND MANAGEMENT | TX1-1000KVA |  | Pass | null
378423353 | TNB | DISTRIBUTION | WP PUTRAJAYA & CYBERJAYA | Existing | 11 kV | PE MV TERMINAL | RYB | VPTJ/PCE/J13041 | PE 13.04 UGS PERSEKUTUAN | PTJ13032 [OFF] PE 13.03 WETLAND NURSERY |  | Pass | null
378423354 | TNB | DISTRIBUTION | WP PUTRAJAYA & CYBERJAYA | Existing | 11 kV | PE MV TERMINAL | RYB | VPTJ/PCE/J13041 | PE 13.04 UGS PERSEKUTUAN | PTJ01591 PE 1.59 WETLAND MANAGEMENT |  | Pass | null
378423357 | TNB | DISTRIBUTION | WP PUTRAJAYA & CYBERJAYA | Existing | 11 kV | PE MV TERMINAL | RYB | VPTJ/PCE/J13041 | PE 13.04 UGS PERSEKUTUAN | TX1-1000KVA |  | Pass | null
378423565 | TNB | DISTRIBUTION | WP PUTRAJAYA & CYBERJAYA | Existing | 11 kV | PE MV TERMINAL | RYB | VPTJ/PCE/J01331 | PE 1.33 INSIDE PPU 1 S/L OVAL | PTJ01292 PE 1.29 PADAT PERDANA WALK: |  | Pass | null
378423566 | TNB | DISTRIBUTION | WP PUTRAJAYA & CYBERJAYA | Existing | 11 kV | PE MV TERMINAL | RYB | VPTJ/PCE/J01331 | PE 1.33 INSIDE PPU 1 S/L OVAL | PTJ1: VCB 7 |  | Pass | null
378423569 | TNB | DISTRIBUTION | WP PUTRAJAYA & CYBERJAYA | Existing | 11 kV | PE MV TERMINAL | RYB | VPTJ/PCE/J01331 | PE 1.33 INSIDE PPU 1 S/L OVAL | TX1-1000KVA |  | Pass | null
378423671 | TNB | DISTRIBUTION | WP PUTRAJAYA & CYBERJAYA | Existing | 11 kV | PE MV TERMINAL | RYB | VPTJ/PCE/J01291 | PE 1.29 PERDANA WALK | PTJ01332 PE 1.33 PADAT INSIDE PPU 1 PJ |  | Pass | null
378423672 | TNB | DISTRIBUTION | WP PUTRAJAYA & CYBERJAYA | Existing | 11 kV | PE MV TERMINAL | RYB | VPTJ/PCE/J01291 | PE 1.29 PERDANA WALK | PTJ01352 PE 1.35 MASJID PUTERA (F1) |  | Pass | null
378423675 | TNB | DISTRIBUTION | WP PUTRAJAYA & CYBERJAYA | Existing | 11 kV | PE MV TERMINAL | RYB | VPTJ/PCE/J01291 | PE 1.29 PERDANA WALK | TX1-1000KVA |  | Pass | null
378423781 | TNB | DISTRIBUTION | WP PUTRAJAYA & CYBERJAYA | Existing | 11 kV | PE MV TERMINAL | RYB | VPTJ/PCE/J01351 | PE 1.35 MOSQUE (F1) | PTJ01362 PE 1.36 DATARAN PUTERA (F1) |  | Pass | null
378423782 | TNB | DISTRIBUTION | WP PUTRAJAYA & CYBERJAYA | Existing | 11 kV | PE MV TERMINAL | RYB | VPTJ/PCE/J01351 | PE 1.35 MOSQUE (F1) | PTJ01291 PE 1.29 PADAT PERDANA WALK |  | Pass | null
378423785 | TNB | DISTRIBUTION | WP PUTRAJAYA & CYBERJAYA | Existing | 11 kV | PE MV TERMINAL | RYB | VPTJ/PCE/J01351 | PE 1.35 MOSQUE (F1) | TX1-1000KVA |  | Pass | null
378423875 | TNB | DISTRIBUTION | WP PUTRAJAYA & CYBERJAYA | Existing | 11 kV | PE MV TERMINAL | RYB | VPTJ/PCE/J01352 | PE 1.35 MOSQUE (F2) | PTJ1362 [OFF] PE 1.36 DATARAN PUTERA (F2) |  | Pass | null
378423876 | TNB | DISTRIBUTION | WP PUTRAJAYA & CYBERJAYA | Existing | 11 kV | PE MV TERMINAL | RYB | VPTJ/PCE/J01352 | PE 1.35 MOSQUE (F2) | PTJ01623 PE 1.62 INSIDE PPU PJ1 |  | Pass | null
378423879 | TNB | DISTRIBUTION | WP PUTRAJAYA & CYBERJAYA | Existing | 11 kV | PE MV TERMINAL | RYB | VPTJ/PCE/J01352 | PE 1.35 MOSQUE (F2) | TX2-1000KVA |  | Pass | null
378424016 | TNB | DISTRIBUTION | WP PUTRAJAYA & CYBERJAYA | Existing | 11 kV | PE MV TERMINAL | RYB | VPTJ/PCE/J17082 | PE 17.08 BLOK E 17RK2 (F2) | TX2-1000KVA |  | Pass | null
378424036 | TNB | DISTRIBUTION | WP PUTRAJAYA & CYBERJAYA | Existing | 11 kV | PE MV TERMINAL | RYB | VPTJ/PCE/J17101 | SS 17.10 TEMP PPA1M PRESINT 17 | PENGGUNA HT |  | Pass | null
378424045 | TNB | DISTRIBUTION | WP PUTRAJAYA & CYBERJAYA | Existing | 11 kV | PE MV TERMINAL | RYB | VPTJ/PCE/J17101 | SS 17.10 TEMP PPA1M PRESINT 17 | PTJ17061 PE 17.06 - BLOK A 17RK2 F1 |  | Pass | null
378424056 | TNB | DISTRIBUTION | WP PUTRAJAYA & CYBERJAYA | Existing | 11 kV | PE MV TERMINAL | RYB | VPTJ/PCE/J17101 | SS 17.10 TEMP PPA1M PRESINT 17 | PTJ17093 PE 17.09 SEK REN PRESINT 17 |  | Pass | null
378424072 | TNB | DISTRIBUTION | WP PUTRAJAYA & CYBERJAYA | Existing | 11 kV | PE MV TERMINAL | RYB | VPTJ/PCE/J17061 | PE 17.06 BLOK A 17RK2 (F1) | PTJ17143 D-PTJ-C16-1074 (17.14 F1) |  | Pass | null
378424073 | TNB | DISTRIBUTION | WP PUTRAJAYA & CYBERJAYA | Existing | 11 kV | PE MV TERMINAL | RYB | VPTJ/PCE/J17061 | PE 17.06 BLOK A 17RK2 (F1) | P17162 SS 17.16 PUDINA BLOK B (F1) |  | Pass | null
378424076 | TNB | DISTRIBUTION | WP PUTRAJAYA & CYBERJAYA | Existing | 11 kV | PE MV TERMINAL | RYB | VPTJ/PCE/J17061 | PE 17.06 BLOK A 17RK2 (F1) | TX1-1000KVA |  | Pass | null
378424166 | TNB | DISTRIBUTION | WP PUTRAJAYA & CYBERJAYA | Existing | 11 kV | PE MV TERMINAL | RYB | VPTJ/PCE/J17062 | PE 17.06 BLOK A 17RK2 (F2) | PTJ17146 D-PTJ-C16-1074 (17.14 F2) |  | Pass | null
378424167 | TNB | DISTRIBUTION | WP PUTRAJAYA & CYBERJAYA | Existing | 11 kV | PE MV TERMINAL | RYB | VPTJ/PCE/J17062 | PE 17.06 BLOK A 17RK2 (F2) | P17165 SS 17.16 PUDINA BLOK B (F2) |  | Pass | null
378424170 | TNB | DISTRIBUTION | WP PUTRAJAYA & CYBERJAYA | Existing | 11 kV | PE MV TERMINAL | RYB | VPTJ/PCE/J17062 | PE 17.06 BLOK A 17RK2 (F2) | TX1-1000KVA |  | Pass | null
378424275 | TNB | DISTRIBUTION | WP PUTRAJAYA & CYBERJAYA | Existing | 11 kV | PE MV TERMINAL | RYB | VPTJ/PCE/J02032 | PE 2.03 RUMAH PAM (F2) | PTJ02174 PE 2.17 TMN WAWASAN (P.H) (F2) |  | Pass | null
378424276 | TNB | DISTRIBUTION | WP PUTRAJAYA & CYBERJAYA | Existing | 11 kV | PE MV TERMINAL | RYB | VPTJ/PCE/J02032 | PE 2.03 RUMAH PAM (F2) | PTJ17114 D-PTJ-C15-0944 (17.11 F2) |  | Pass | null
378424279 | TNB | DISTRIBUTION | WP PUTRAJAYA & CYBERJAYA | Existing | 11 kV | PE MV TERMINAL | RYB | VPTJ/PCE/J02032 | PE 2.03 RUMAH PAM (F2) | TX2-1000KVA |  | Pass | null
378424371 | TNB | DISTRIBUTION | WP PUTRAJAYA & CYBERJAYA | Existing | 11 kV | PE MV TERMINAL | RYB | VPTJ/PCE/J02031 | PE 2.03 RUMAH PAM (F1) | PTJ02171 PE 2.17 TMN WAWASAN (P.H) (F1) |  | Pass | null
378424372 | TNB | DISTRIBUTION | WP PUTRAJAYA & CYBERJAYA | Existing | 11 kV | PE MV TERMINAL | RYB | VPTJ/PCE/J02031 | PE 2.03 RUMAH PAM (F1) | PTJ17111 D-PTJ-C15-0944 (17.11 F1) |  | Pass | null
378424375 | TNB | DISTRIBUTION | WP PUTRAJAYA & CYBERJAYA | Existing | 11 kV | PE MV TERMINAL | RYB | VPTJ/PCE/J02031 | PE 2.03 RUMAH PAM (F1) | TX1-1000KVA |  | Pass | null
378424469 | TNB | DISTRIBUTION | WP PUTRAJAYA & CYBERJAYA | Existing | 11 kV | PE MV TERMINAL | RYB | VPTJ/PCE/J01041 | SS 1.04 JPM B4 (F1) | PENGGUNA |  | Pass | null
378424478 | TNB | DISTRIBUTION | WP PUTRAJAYA & CYBERJAYA | Existing | 11 kV | PE MV TERMINAL | RYB | VPTJ/PCE/J01041 | SS 1.04 JPM B4 (F1) | PTJ1055 SS 1.05 PARCEL B5 (F1) |  | Pass | null
378424489 | TNB | DISTRIBUTION | WP PUTRAJAYA & CYBERJAYA | Existing | 11 kV | PE MV TERMINAL | RYB | VPTJ/PCE/J01041 | SS 1.04 JPM B4 (F1) | PTJ01034 SS 1.03 PARCEL B3 (F2) |  | Pass | null
378424495 | TNB | DISTRIBUTION | WP PUTRAJAYA & CYBERJAYA | Existing | 11 kV | PE MV TERMINAL | RYB | VPTJ/PCE/J01042 | SS 1.04 JPM B4 (F2) | PENGGUNA |  | Pass | null
378424504 | TNB | DISTRIBUTION | WP PUTRAJAYA & CYBERJAYA | Existing | 11 kV | PE MV TERMINAL | RYB | VPTJ/PCE/J01042 | SS 1.04 JPM B4 (F2) | PTJ1052 SS 1.05 PARCEL B5 (F2) |  | Pass | null
378424515 | TNB | DISTRIBUTION | WP PUTRAJAYA & CYBERJAYA | Existing | 11 kV | PE MV TERMINAL | RYB | VPTJ/PCE/J01042 | SS 1.04 JPM B4 (F2) | PTJ01031 SS 1.03 PARCEL B3 (F1) |  | Pass | null
378424531 | TNB | DISTRIBUTION | WP PUTRAJAYA & CYBERJAYA | Existing | 11 kV | PE MV TERMINAL | RYB | VPTJ/PCE/J02172 | PE 2.17 TMN WAWASAN (P.H) (F2) | PTJ02184 PE 2.18 TMN WAWASAN (WR) (F2) |  | Pass | null
378424532 | TNB | DISTRIBUTION | WP PUTRAJAYA & CYBERJAYA | Existing | 11 kV | PE MV TERMINAL | RYB | VPTJ/PCE/J02172 | PE 2.17 TMN WAWASAN (P.H) (F2) | PTJ02035 PE 2.03 RUMAH PAM (F2) |  | Pass | null
378424535 | TNB | DISTRIBUTION | WP PUTRAJAYA & CYBERJAYA | Existing | 11 kV | PE MV TERMINAL | RYB | VPTJ/PCE/J02172 | PE 2.17 TMN WAWASAN (P.H) (F2) | TX2-1000KVA |  | Pass | null
378424627 | TNB | DISTRIBUTION | WP PUTRAJAYA & CYBERJAYA | Existing | 11 kV | PE MV TERMINAL | RYB | VPTJ/PCE/J02171 | PE 2.17 TMN WAWASAN (P.H) (F1) | PTJ02181 PE 2.18 TMN WAWASAN (WR) (F1) |  | Pass | null
378424628 | TNB | DISTRIBUTION | WP PUTRAJAYA & CYBERJAYA | Existing | 11 kV | PE MV TERMINAL | RYB | VPTJ/PCE/J02171 | PE 2.17 TMN WAWASAN (P.H) (F1) | PTJ02031 PE 2.03 RUMAH PAM (F1) |  | Pass | null
378424631 | TNB | DISTRIBUTION | WP PUTRAJAYA & CYBERJAYA | Existing | 11 kV | PE MV TERMINAL | RYB | VPTJ/PCE/J02171 | PE 2.17 TMN WAWASAN (P.H) (F1) | TX1-1000KVA |  | Pass | null
378424726 | TNB | DISTRIBUTION | WP PUTRAJAYA & CYBERJAYA | Existing | 11 kV | PE MV TERMINAL | RYB | VPTJ/PCE/J02182 | PE 2.18 TMN WAWASAN (WR) (F2) | TX2-1000KVA |  | Pass | null
378424728 | TNB | DISTRIBUTION | WP PUTRAJAYA & CYBERJAYA | Existing | 11 kV | PE MV TERMINAL | RYB | VPTJ/PCE/J02182 | PE 2.18 TMN WAWASAN (WR) (F2) | P02014 SS 2.01 W.PUTRA (F2) |  | Pass | null
378424769 | TNB | DISTRIBUTION | WP PUTRAJAYA & CYBERJAYA | Existing | 11 kV | PE MV TERMINAL | RYB | VPTJ/PCE/J02182 | PE 2.18 TMN WAWASAN (WR) (F2) | PTJ02175 PE 2.17 TMN WAWASAN (P.H) (F2) |  | Pass | null
378424847 | TNB | DISTRIBUTION | WP PUTRAJAYA & CYBERJAYA | Existing | 11 kV | PE MV TERMINAL | RYB | VPTJ/PCE/J02181 | PE 2.18 TMN WAWASAN (WR) (F1) | TX1-1000KVA |  | Pass | null
378424849 | TNB | DISTRIBUTION | WP PUTRAJAYA & CYBERJAYA | Existing | 11 kV | PE MV TERMINAL | RYB | VPTJ/PCE/J02181 | PE 2.18 TMN WAWASAN (WR) (F1) | PTJ02172 PE 2.17 TMN WAWASAN (P.H) (F1) |  | Pass | null
378424890 | TNB | DISTRIBUTION | WP PUTRAJAYA & CYBERJAYA | Existing | 11 kV | PE MV TERMINAL | RYB | VPTJ/PCE/J02181 | PE 2.18 TMN WAWASAN (WR) (F1) | PTJ02011 SS 2.01 W.PUTRA (F1) |  | Pass | null
378425030 | TNB | DISTRIBUTION | WP PUTRAJAYA & CYBERJAYA | Existing | 11 kV | PE MV TERMINAL | RYB | VPTJ/PCE/J01621 | PE 1.62 INSIDE PPU PJ1 | PTJ01355 PE 1.35 MASJID PUTERA (F2) |  | Pass | null
378425031 | TNB | DISTRIBUTION | WP PUTRAJAYA & CYBERJAYA | Existing | 11 kV | PE MV TERMINAL | RYB | VPTJ/PCE/J01621 | PE 1.62 INSIDE PPU PJ1 | PTJ1: VCB 16 |  | Pass | null
378425034 | TNB | DISTRIBUTION | WP PUTRAJAYA & CYBERJAYA | Existing | 11 kV | PE MV TERMINAL | RYB | VPTJ/PCE/J01621 | PE 1.62 INSIDE PPU PJ1 | TX1-1000KVA |  | Pass | null
378425157 | TNB | DISTRIBUTION | WP PUTRAJAYA & CYBERJAYA | Existing | 11 kV | PE MV TERMINAL | RYB | VPTJ/PCE/J01651 | PE 1.65 DATARAN PAHLAWAN F1 | PTJ01511 SS 1.51 BLOK E14 PARCEL E (F1) |  | Pass | null
378425158 | TNB | DISTRIBUTION | WP PUTRAJAYA & CYBERJAYA | Existing | 11 kV | PE MV TERMINAL | RYB | VPTJ/PCE/J01651 | PE 1.65 DATARAN PAHLAWAN F1 | PTJ1: VCB 1 |  | Pass | null
378425161 | TNB | DISTRIBUTION | WP PUTRAJAYA & CYBERJAYA | Existing | 11 kV | PE MV TERMINAL | RYB | VPTJ/PCE/J01651 | PE 1.65 DATARAN PAHLAWAN F1 | TX1-750KVA |  | Pass | null
378425251 | TNB | DISTRIBUTION | WP PUTRAJAYA & CYBERJAYA | Existing | 11 kV | PE MV TERMINAL | RYB | VPTJ/PCE/J01652 | PE 1.65 DATARAN PAHLAWAN F2 | PTJ01514 SS 1.51 BLOK E14 PARCEL E (F2) |  | Pass | null
378425252 | TNB | DISTRIBUTION | WP PUTRAJAYA & CYBERJAYA | Existing | 11 kV | PE MV TERMINAL | RYB | VPTJ/PCE/J01652 | PE 1.65 DATARAN PAHLAWAN F2 | PTJ1: VCB 4 |  | Pass | null
378425255 | TNB | DISTRIBUTION | WP PUTRAJAYA & CYBERJAYA | Existing | 11 kV | PE MV TERMINAL | RYB | VPTJ/PCE/J01652 | PE 1.65 DATARAN PAHLAWAN F2 | TX2-750KVA |  | Pass | null
378443170 | TNB | DISTRIBUTION | WP PUTRAJAYA & CYBERJAYA | Existing | 11 kV | PE MV TERMINAL | RYB | VPTJ/PCE/J15392 | PE 15.39 FASA 15-3A (F2) | N/A |  | Pass | null
378443171 | TNB | DISTRIBUTION | WP PUTRAJAYA & CYBERJAYA | Existing | 11 kV | PE MV TERMINAL | RYB | VPTJ/PCE/J15392 | PE 15.39 FASA 15-3A (F2) | PTJ15385 PE 15.38 FASA 15-3B (F2) |  | Pass | null
378443174 | TNB | DISTRIBUTION | WP PUTRAJAYA & CYBERJAYA | Existing | 11 kV | PE MV TERMINAL | RYB | VPTJ/PCE/J15392 | PE 15.39 FASA 15-3A (F2) | 1000KVA |  | Pass | null
378443266 | TNB | DISTRIBUTION | WP PUTRAJAYA & CYBERJAYA | Existing | 11 kV | PE MV TERMINAL | RYB | VPTJ/PCE/J15371 | PE 15.37 FASA 15-2 (F1) | PTJ15051 PE 15.05 BLOK D2 (F1) |  | Pass | null
378443267 | TNB | DISTRIBUTION | WP PUTRAJAYA & CYBERJAYA | Existing | 11 kV | PE MV TERMINAL | RYB | VPTJ/PCE/J15371 | PE 15.37 FASA 15-2 (F1) | PTJ15392 PE 15.39 FASA 15-3A (F1) |  | Pass | null
378443270 | TNB | DISTRIBUTION | WP PUTRAJAYA & CYBERJAYA | Existing | 11 kV | PE MV TERMINAL | RYB | VPTJ/PCE/J15371 | PE 15.37 FASA 15-2 (F1) | 1000KVA |  | Pass | null
378443362 | TNB | DISTRIBUTION | WP PUTRAJAYA & CYBERJAYA | Existing | 11 kV | PE MV TERMINAL | RYB | VPTJ/PCE/J15372 | PE 15.37 FASA 15-2 (F2) | PTJ15054 PE 15.05 BLOK D2 (F2) |  | Pass | null
378443363 | TNB | DISTRIBUTION | WP PUTRAJAYA & CYBERJAYA | Existing | 11 kV | PE MV TERMINAL | RYB | VPTJ/PCE/J15372 | PE 15.37 FASA 15-2 (F2) | PTJ15395 PE 15.39 Fasa 15-3A (F2) |  | Pass | null
378443366 | TNB | DISTRIBUTION | WP PUTRAJAYA & CYBERJAYA | Existing | 11 kV | PE MV TERMINAL | RYB | VPTJ/PCE/J15372 | PE 15.37 FASA 15-2 (F2) | 1000KVA |  | Pass | null
378464180 | TNB | DISTRIBUTION | WP PUTRAJAYA & CYBERJAYA | Existing | 11 kV | PE MV TERMINAL | RYB | VPTJ/PCE/J15562 | PE 15.56 DWIPUTRA NO 3 (F2) | PTJ15596 : PE 15.59 DWIPUTRA NO.6 (F2) |  | Pass | null
378464181 | TNB | DISTRIBUTION | WP PUTRAJAYA & CYBERJAYA | Existing | 11 kV | PE MV TERMINAL | RYB | VPTJ/PCE/J15562 | PE 15.56 DWIPUTRA NO 3 (F2) | PTJ15475 PE 15.47 APARTMENT ALAM DESA (F2) |  | Pass | null
378464184 | TNB | DISTRIBUTION | WP PUTRAJAYA & CYBERJAYA | Existing | 11 kV | PE MV TERMINAL | RYB | VPTJ/PCE/J15562 | PE 15.56 DWIPUTRA NO 3 (F2) | 1000KVA |  | Pass | null
378464274 | TNB | DISTRIBUTION | WP PUTRAJAYA & CYBERJAYA | Existing | 11 kV | PE MV TERMINAL | RYB | VPTJ/PCE/J00341 | PE 15.56 DWIPUTRA NO 3 (F1) | PTJ15593 : PE 15.59 DWIPUTRA NO.6 (F1) |  | Pass | null
378464275 | TNB | DISTRIBUTION | WP PUTRAJAYA & CYBERJAYA | Existing | 11 kV | PE MV TERMINAL | RYB | VPTJ/PCE/J00341 | PE 15.56 DWIPUTRA NO 3 (F1) | PTJ15472 PE 15.47 APARTMENT ALAM DESA (F1) |  | Pass | null
378464278 | TNB | DISTRIBUTION | WP PUTRAJAYA & CYBERJAYA | Existing | 11 kV | PE MV TERMINAL | RYB | VPTJ/PCE/J00341 | PE 15.56 DWIPUTRA NO 3 (F1) | 1000KVA |  | Pass | null
378464370 | TNB | DISTRIBUTION | WP PUTRAJAYA & CYBERJAYA | Existing | 11 kV | PE MV TERMINAL | RYB | VPTJ/PCE/J00340 | PE 15.55 DWIPUTRA NO 2 (F1) | PTJ15573 : PE 15.57 DWIPUTRA NO.4 (F1) |  | Pass | null
378464371 | TNB | DISTRIBUTION | WP PUTRAJAYA & CYBERJAYA | Existing | 11 kV | PE MV TERMINAL | RYB | VPTJ/PCE/J00340 | PE 15.55 DWIPUTRA NO 2 (F1) | PTJ15591 : PE 15.59 DWIPUTRA NO.6 (F1) |  | Pass | null
378464374 | TNB | DISTRIBUTION | WP PUTRAJAYA & CYBERJAYA | Existing | 11 kV | PE MV TERMINAL | RYB | VPTJ/PCE/J00340 | PE 15.55 DWIPUTRA NO 2 (F1) | 1000KVA |  | Pass | null
378464464 | TNB | DISTRIBUTION | WP PUTRAJAYA & CYBERJAYA | Existing | 11 kV | PE MV TERMINAL | RYB | VPTJ/PCE/J15552 | PE 15.55 DWIPUTRA NO 2 (F2) | PTJ15576 : PE 15.57 DWIPUTRA NO.4 (F2) |  | Pass | null
378464465 | TNB | DISTRIBUTION | WP PUTRAJAYA & CYBERJAYA | Existing | 11 kV | PE MV TERMINAL | RYB | VPTJ/PCE/J15552 | PE 15.55 DWIPUTRA NO 2 (F2) | PTJ15594 : PE 15.59 DWIPUTRA NO.6 (F2) |  | Pass | null
378464468 | TNB | DISTRIBUTION | WP PUTRAJAYA & CYBERJAYA | Existing | 11 kV | PE MV TERMINAL | RYB | VPTJ/PCE/J15552 | PE 15.55 DWIPUTRA NO 2 (F2) | 1000KVA |  | Pass | null
378464558 | TNB | DISTRIBUTION | WP PUTRAJAYA & CYBERJAYA | Existing | 11 kV | PE MV TERMINAL | RYB | VPTJ/PCE/J00339 | PE 15.54 DWIPUTRA NO 1 (F1) | PTJ15351 PE 15.35 FASA 15-1A F1 (F1) |  | Pass | null
378464559 | TNB | DISTRIBUTION | WP PUTRAJAYA & CYBERJAYA | Existing | 11 kV | PE MV TERMINAL | RYB | VPTJ/PCE/J00339 | PE 15.54 DWIPUTRA NO 1 (F1) | PTJ15551 PE 15.55 (F1) |  | Pass | null
378464562 | TNB | DISTRIBUTION | WP PUTRAJAYA & CYBERJAYA | Existing | 11 kV | PE MV TERMINAL | RYB | VPTJ/PCE/J00339 | PE 15.54 DWIPUTRA NO 1 (F1) | TX1- 1000KVA |  | Pass | null
378494668 | TNB | DISTRIBUTION | WP PUTRAJAYA & CYBERJAYA | Existing | 11 kV | PE MV TERMINAL | RYB | VPTJ/PCE/J08012 | PE 8.01 PS 10 (EFI) (F2) | PTJ08024 : PE 8.02 SEMI D (F2) |  | Pass | null
378494669 | TNB | DISTRIBUTION | WP PUTRAJAYA & CYBERJAYA | Existing | 11 kV | PE MV TERMINAL | RYB | VPTJ/PCE/J08012 | PE 8.01 PS 10 (EFI) (F2) | PPU PTJ2: VCB 12 |  | Pass | null
378494672 | TNB | DISTRIBUTION | WP PUTRAJAYA & CYBERJAYA | Existing | 11 kV | PE MV TERMINAL | RYB | VPTJ/PCE/J08012 | PE 8.01 PS 10 (EFI) (F2) | TX2- 1000KVA |  | Pass | null
378494772 | TNB | DISTRIBUTION | WP PUTRAJAYA & CYBERJAYA | Existing | 11 kV | PE MV TERMINAL | RYB | VPTJ/PCE/J08021 | PE 8.02 P8A SEMI D (F1) | PTJ08031 : PE 8.03 PRI. SCHOOL (F1) |  | Pass | null
378494773 | TNB | DISTRIBUTION | WP PUTRAJAYA & CYBERJAYA | Existing | 11 kV | PE MV TERMINAL | RYB | VPTJ/PCE/J08021 | PE 8.02 P8A SEMI D (F1) | PTJ08012 : PE 8.01 PS 10 (F1) |  | Pass | null
378494776 | TNB | DISTRIBUTION | WP PUTRAJAYA & CYBERJAYA | Existing | 11 kV | PE MV TERMINAL | RYB | VPTJ/PCE/J08021 | PE 8.02 P8A SEMI D (F1) | TX1- 1000KVA |  | Pass | null
378494862 | TNB | DISTRIBUTION | WP PUTRAJAYA & CYBERJAYA | Existing | 11 kV | PE MV TERMINAL | RYB | VPTJ/PCE/J08022 | PE 8.02 P8A SEMI D (F2) | PTJ08034 : PE 8.03 PRI. SCHOOL (F2) |  | Pass | null
378494863 | TNB | DISTRIBUTION | WP PUTRAJAYA & CYBERJAYA | Existing | 11 kV | PE MV TERMINAL | RYB | VPTJ/PCE/J08022 | PE 8.02 P8A SEMI D (F2) | PTJ08015 : PE 8.01 PS 10 (F2) |  | Pass | null
378494866 | TNB | DISTRIBUTION | WP PUTRAJAYA & CYBERJAYA | Existing | 11 kV | PE MV TERMINAL | RYB | VPTJ/PCE/J08022 | PE 8.02 P8A SEMI D (F2) | TX2- 1000KVA |  | Pass | null
378494954 | TNB | DISTRIBUTION | WP PUTRAJAYA & CYBERJAYA | Existing | 11 kV | PE MV TERMINAL | RYB | VPTJ/PCE/J08031 | PE 8.03 SEK REN (EFI) (F1) | PTJ08041 : PE 8.04 SEC.SCHOOL (F1) |  | Pass | null
378494955 | TNB | DISTRIBUTION | WP PUTRAJAYA & CYBERJAYA | Existing | 11 kV | PE MV TERMINAL | RYB | VPTJ/PCE/J08031 | PE 8.03 SEK REN (EFI) (F1) | PTJ08022 : PE 8.02 SEMI D (F1) |  | Pass | null
378494958 | TNB | DISTRIBUTION | WP PUTRAJAYA & CYBERJAYA | Existing | 11 kV | PE MV TERMINAL | RYB | VPTJ/PCE/J08031 | PE 8.03 SEK REN (EFI) (F1) | TX1- 1000KVA |  | Pass | null
378495045 | TNB | DISTRIBUTION | WP PUTRAJAYA & CYBERJAYA | Existing | 11 kV | PE MV TERMINAL | RYB | VPTJ/PCE/J08032 | PE 8.03 SEK REN (EFI) (F2) | PTJ08044 : PE 8.04 SEC.SCHOOL (F2) |  | Pass | null
378495046 | TNB | DISTRIBUTION | WP PUTRAJAYA & CYBERJAYA | Existing | 11 kV | PE MV TERMINAL | RYB | VPTJ/PCE/J08032 | PE 8.03 SEK REN (EFI) (F2) | PTJ08025 : PE 8.02 SEMI D (F2) |  | Pass | null
378495049 | TNB | DISTRIBUTION | WP PUTRAJAYA & CYBERJAYA | Existing | 11 kV | PE MV TERMINAL | RYB | VPTJ/PCE/J08032 | PE 8.03 SEK REN (EFI) (F2) | TX2- 1000KVA |  | Pass | null
378495138 | TNB | DISTRIBUTION | WP PUTRAJAYA & CYBERJAYA | Existing | 11 kV | PE MV TERMINAL | RYB | VPTJ/PCE/J08041 | PE 8.04 SEK MEN (F1) | PTJ08051 : PE 8.05 APARTMENT B1 (F1) |  | Pass | null
378495139 | TNB | DISTRIBUTION | WP PUTRAJAYA & CYBERJAYA | Existing | 11 kV | PE MV TERMINAL | RYB | VPTJ/PCE/J08041 | PE 8.04 SEK MEN (F1) | PTJ08032 : PE 8.03 PRI.SCHOOL (F1) |  | Pass | null
378495142 | TNB | DISTRIBUTION | WP PUTRAJAYA & CYBERJAYA | Existing | 11 kV | PE MV TERMINAL | RYB | VPTJ/PCE/J08041 | PE 8.04 SEK MEN (F1) | TX1- 1000KVA |  | Pass | null
378495229 | TNB | DISTRIBUTION | WP PUTRAJAYA & CYBERJAYA | Existing | 11 kV | PE MV TERMINAL | RYB | VPTJ/PCE/J08042 | PE 8.04 SEK MEN (F2) | PTJ08054 : PE 8.05 APARTMENT B1 (F2) |  | Pass | null
378495230 | TNB | DISTRIBUTION | WP PUTRAJAYA & CYBERJAYA | Existing | 11 kV | PE MV TERMINAL | RYB | VPTJ/PCE/J08042 | PE 8.04 SEK MEN (F2) | PTJ08035 : PE 8.03 PRI. SCHOOL (F2) |  | Pass | null
378495233 | TNB | DISTRIBUTION | WP PUTRAJAYA & CYBERJAYA | Existing | 11 kV | PE MV TERMINAL | RYB | VPTJ/PCE/J08042 | PE 8.04 SEK MEN (F2) | TX2- 1000KVA |  | Pass | null
378495306 | TNB | DISTRIBUTION | WP PUTRAJAYA & CYBERJAYA | Existing | 11 kV | PE MV TERMINAL | RYB | VPTJ/PCE/J08051 | PE 8.05 APT FASA 4A (B1) (F1) | PTJ08042 : PE 8.04 SEC. SCHOOL (F1) |  | Pass | null
378495312 | TNB | DISTRIBUTION | WP PUTRAJAYA & CYBERJAYA | Existing | 11 kV | PE MV TERMINAL | RYB | VPTJ/PCE/J08051 | PE 8.05 APT FASA 4A (B1) (F1) | PTJ08061 : PE 8.06 DEWAN (F1) |  | Pass | null
378495353 | TNB | DISTRIBUTION | WP PUTRAJAYA & CYBERJAYA | Existing | 11 kV | PE MV TERMINAL | RYB | VPTJ/PCE/J08051 | PE 8.05 APT FASA 4A (B1) (F1) | TX1- 1000KVA |  | Pass | null
378495354 | TNB | DISTRIBUTION | WP PUTRAJAYA & CYBERJAYA | Existing | 11 kV | PE MV TERMINAL | RYB | VPTJ/PCE/J08052 | PE 8.05 APT FASA 4A (B1) (F2) | PTJ08045 : PE 8.04 SEC.SCHOOL (F2) |  | Pass | null
378495360 | TNB | DISTRIBUTION | WP PUTRAJAYA & CYBERJAYA | Existing | 11 kV | PE MV TERMINAL | RYB | VPTJ/PCE/J08052 | PE 8.05 APT FASA 4A (B1) (F2) | PTJ08172 : PE 8.17 PST KEJIRANAN |  | Pass | null
378495401 | TNB | DISTRIBUTION | WP PUTRAJAYA & CYBERJAYA | Existing | 11 kV | PE MV TERMINAL | RYB | VPTJ/PCE/J08052 | PE 8.05 APT FASA 4A (B1) (F2) | TX2- 1000KVA |  | Pass | null
378495556 | TNB | DISTRIBUTION | WP PUTRAJAYA & CYBERJAYA | Existing | 11 kV | PE MV TERMINAL | RYB | VPTJ/PCE/J08171 | PE 8.17 P.KEJIRANAN (EFI) | PTJ08064 : PE 8.06 DEWAN (F2) |  | Pass | null
378495557 | TNB | DISTRIBUTION | WP PUTRAJAYA & CYBERJAYA | Existing | 11 kV | PE MV TERMINAL | RYB | VPTJ/PCE/J08171 | PE 8.17 P.KEJIRANAN (EFI) | PTJ08055 : PE 8.05 APARTMENT B1 (F2) |  | Pass | null
378495560 | TNB | DISTRIBUTION | WP PUTRAJAYA & CYBERJAYA | Existing | 11 kV | PE MV TERMINAL | RYB | VPTJ/PCE/J08171 | PE 8.17 P.KEJIRANAN (EFI) | TX1- 1000KVA |  | Pass | null
378495650 | TNB | DISTRIBUTION | WP PUTRAJAYA & CYBERJAYA | Existing | 11 kV | PE MV TERMINAL | RYB | VPTJ/PCE/J08061 | PE 8.06 DEWAN SERBAGUNA (EFI) (F1) | PTJ08111 : PE 8.11 TERES (F1) |  | Pass | null
378495651 | TNB | DISTRIBUTION | WP PUTRAJAYA & CYBERJAYA | Existing | 11 kV | PE MV TERMINAL | RYB | VPTJ/PCE/J08061 | PE 8.06 DEWAN SERBAGUNA (EFI) (F1) | PTJ08052 : PE 8.05 APARTMENT B1 (F1) |  | Pass | null
378495654 | TNB | DISTRIBUTION | WP PUTRAJAYA & CYBERJAYA | Existing | 11 kV | PE MV TERMINAL | RYB | VPTJ/PCE/J08061 | PE 8.06 DEWAN SERBAGUNA (EFI) (F1) | TX1- 1000KVA |  | Pass | null
378495741 | TNB | DISTRIBUTION | WP PUTRAJAYA & CYBERJAYA | Existing | 11 kV | PE MV TERMINAL | RYB | VPTJ/PCE/J08062 | PE 8.06 DEWAN SERBAGUNA (EFI) (F2) | PTJ08361 : PE 8.36 (TEMP 8-4F) |  | Pass | null
378495742 | TNB | DISTRIBUTION | WP PUTRAJAYA & CYBERJAYA | Existing | 11 kV | PE MV TERMINAL | RYB | VPTJ/PCE/J08062 | PE 8.06 DEWAN SERBAGUNA (EFI) (F2) | PTJ08171 : PE 8.17 PUSAT KEJIRANAN |  | Pass | null
378495745 | TNB | DISTRIBUTION | WP PUTRAJAYA & CYBERJAYA | Existing | 11 kV | PE MV TERMINAL | RYB | VPTJ/PCE/J08062 | PE 8.06 DEWAN SERBAGUNA (EFI) (F2) | TX2- 1000KVA |  | Pass | null
378495834 | TNB | DISTRIBUTION | WP PUTRAJAYA & CYBERJAYA | Existing | 11 kV | PE MV TERMINAL | RYB | VPTJ/PCE/J08361 | PE 8.36 TEMP 8-4F | PTJ08114 : PE 8.11 TERES (F2) |  | Pass | null
378495835 | TNB | DISTRIBUTION | WP PUTRAJAYA & CYBERJAYA | Existing | 11 kV | PE MV TERMINAL | RYB | VPTJ/PCE/J08361 | PE 8.36 TEMP 8-4F | PTJ08065 : PE 8.06 DEWAN (F2) |  | Pass | null
378495838 | TNB | DISTRIBUTION | WP PUTRAJAYA & CYBERJAYA | Existing | 11 kV | PE MV TERMINAL | RYB | VPTJ/PCE/J08361 | PE 8.36 TEMP 8-4F | TX1- 1000KVA |  | Pass | null
378495936 | TNB | DISTRIBUTION | WP PUTRAJAYA & CYBERJAYA | Existing | 11 kV | PE MV TERMINAL | RYB | VPTJ/PCE/J08112 | PE 8.11 JLN P8E TERES (EFI) (F2) | PTJ08254 : PE 8.25 ISTANA SGOR (F2) |  | Pass | null
378495937 | TNB | DISTRIBUTION | WP PUTRAJAYA & CYBERJAYA | Existing | 11 kV | PE MV TERMINAL | RYB | VPTJ/PCE/J08112 | PE 8.11 JLN P8E TERES (EFI) (F2) | PTJ08363 : PE 8.36 (TEMP 8-4F) |  | Pass | null
378495940 | TNB | DISTRIBUTION | WP PUTRAJAYA & CYBERJAYA | Existing | 11 kV | PE MV TERMINAL | RYB | VPTJ/PCE/J08112 | PE 8.11 JLN P8E TERES (EFI) (F2) | TX2- 1000KVA |  | Pass | null
378495959 | TNB | DISTRIBUTION | WP PUTRAJAYA & CYBERJAYA | Existing | 11 kV | PE MV TERMINAL | RYB | VPTJ/PCE/J08111 | PE 8.11 JLN P8E TERES (EFI) (F1) | PTJ08251 : PE 8.25 ISTANA SGOR (F1) |  | Pass | null
378495960 | TNB | DISTRIBUTION | WP PUTRAJAYA & CYBERJAYA | Existing | 11 kV | PE MV TERMINAL | RYB | VPTJ/PCE/J08111 | PE 8.11 JLN P8E TERES (EFI) (F1) | PTJ08062 : PE 8.06 DEWAN (F1) |  | Pass | null
378495963 | TNB | DISTRIBUTION | WP PUTRAJAYA & CYBERJAYA | Existing | 11 kV | PE MV TERMINAL | RYB | VPTJ/PCE/J08111 | PE 8.11 JLN P8E TERES (EFI) (F1) | TX1- 1000KVA |  | Pass | null
378496120 | TNB | DISTRIBUTION | WP PUTRAJAYA & CYBERJAYA | Existing | 11 kV | PE MV TERMINAL | RYB | VPTJ/PCE/J08251 | PE 8.25 ISTANA DARUL EHSAN (F1) | PTJ08321 : PE 8.32 TERES 8-4H (F1) |  | Pass | null
378496121 | TNB | DISTRIBUTION | WP PUTRAJAYA & CYBERJAYA | Existing | 11 kV | PE MV TERMINAL | RYB | VPTJ/PCE/J08251 | PE 8.25 ISTANA DARUL EHSAN (F1) | PTJ08112 : PE 8.11 TERES (F1) |  | Pass | null
378496124 | TNB | DISTRIBUTION | WP PUTRAJAYA & CYBERJAYA | Existing | 11 kV | PE MV TERMINAL | RYB | VPTJ/PCE/J08251 | PE 8.25 ISTANA DARUL EHSAN (F1) | TX1- 1000KVA |  | Pass | null
378496211 | TNB | DISTRIBUTION | WP PUTRAJAYA & CYBERJAYA | Existing | 11 kV | PE MV TERMINAL | RYB | VPTJ/PCE/J08252 | PE 8.25 ISTANA DARUL EHSAN (F2) | PTJ08324 : PE 8.32 TERES 8-4H (F2) |  | Pass | null
378496212 | TNB | DISTRIBUTION | WP PUTRAJAYA & CYBERJAYA | Existing | 11 kV | PE MV TERMINAL | RYB | VPTJ/PCE/J08252 | PE 8.25 ISTANA DARUL EHSAN (F2) | PTJ08115 : PE 8.11 TERES (F2) |  | Pass | null
378496215 | TNB | DISTRIBUTION | WP PUTRAJAYA & CYBERJAYA | Existing | 11 kV | PE MV TERMINAL | RYB | VPTJ/PCE/J08252 | PE 8.25 ISTANA DARUL EHSAN (F2) | TX2- 1000KVA |  | Pass | null
378496304 | TNB | DISTRIBUTION | WP PUTRAJAYA & CYBERJAYA | Existing | 11 kV | PE MV TERMINAL | RYB | VPTJ/PCE/J08321 | PE 8.32 TERES 8-4H (F1) | PTJ08333 : PE 8.33 8NC2 PADAT NO 1 |  | Pass | null
378496305 | TNB | DISTRIBUTION | WP PUTRAJAYA & CYBERJAYA | Existing | 11 kV | PE MV TERMINAL | RYB | VPTJ/PCE/J08321 | PE 8.32 TERES 8-4H (F1) | PTJ08252 : PE 8.25 ISTANA SGOR (F1) |  | Pass | null
378496308 | TNB | DISTRIBUTION | WP PUTRAJAYA & CYBERJAYA | Existing | 11 kV | PE MV TERMINAL | RYB | VPTJ/PCE/J08321 | PE 8.32 TERES 8-4H (F1) | TX1- 1000KVA |  | Pass | null
378496398 | TNB | DISTRIBUTION | WP PUTRAJAYA & CYBERJAYA | Existing | 11 kV | PE MV TERMINAL | RYB | VPTJ/PCE/J08331 | PE 8.33 8NC2 PADAT NO.1 | PTJ08091 : PE 8.09 TERES (F1) |  | Pass | null
378496399 | TNB | DISTRIBUTION | WP PUTRAJAYA & CYBERJAYA | Existing | 11 kV | PE MV TERMINAL | RYB | VPTJ/PCE/J08331 | PE 8.33 8NC2 PADAT NO.1 | PTJ08322 : PE 8.32 TERES 8-4H (F1) |  | Pass | null
378496402 | TNB | DISTRIBUTION | WP PUTRAJAYA & CYBERJAYA | Existing | 11 kV | PE MV TERMINAL | RYB | VPTJ/PCE/J08331 | PE 8.33 8NC2 PADAT NO.1 | TX1- 1000KVA |  | Pass | null
378496492 | TNB | DISTRIBUTION | WP PUTRAJAYA & CYBERJAYA | Existing | 11 kV | PE MV TERMINAL | RYB | VPTJ/PCE/J08341 | PE 8.34 8NC2 PADAT NO.2 | PTJ08094 : PE 8.09 TERES (F2) |  | Pass | null
378496493 | TNB | DISTRIBUTION | WP PUTRAJAYA & CYBERJAYA | Existing | 11 kV | PE MV TERMINAL | RYB | VPTJ/PCE/J08341 | PE 8.34 8NC2 PADAT NO.2 | PTJ08325 : PE 8.32 TERES 8-4H (F2) |  | Pass | null
378496496 | TNB | DISTRIBUTION | WP PUTRAJAYA & CYBERJAYA | Existing | 11 kV | PE MV TERMINAL | RYB | VPTJ/PCE/J08341 | PE 8.34 8NC2 PADAT NO.2 | TX1- 1000KVA |  | Pass | null
378496608 | TNB | DISTRIBUTION | WP PUTRAJAYA & CYBERJAYA | Existing | 11 kV | PE MV TERMINAL | RYB | VPTJ/PCE/J08322 | PE 8.32 TERES 8-4H (F2) | PTJ08344 : PE 8.34 8NC2 PADAT NO 2 |  | Pass | null
378496609 | TNB | DISTRIBUTION | WP PUTRAJAYA & CYBERJAYA | Existing | 11 kV | PE MV TERMINAL | RYB | VPTJ/PCE/J08322 | PE 8.32 TERES 8-4H (F2) | PTJ08255 : PE 8.25 ISTANA SGOR (F2) |  | Pass | null
378496612 | TNB | DISTRIBUTION | WP PUTRAJAYA & CYBERJAYA | Existing | 11 kV | PE MV TERMINAL | RYB | VPTJ/PCE/J08322 | PE 8.32 TERES 8-4H (F2) | TX2- 1000KVA |  | Pass | null
378496727 | TNB | DISTRIBUTION | WP PUTRAJAYA & CYBERJAYA | Existing | 11 kV | PE MV TERMINAL | RYB | VPTJ/PCE/J08091 | PE 8.09 JLN P8E2TERES (F1) | PTJ08102 : PE 8.10 SEK REN F 2 (F1) |  | Pass | null
378496728 | TNB | DISTRIBUTION | WP PUTRAJAYA & CYBERJAYA | Existing | 11 kV | PE MV TERMINAL | RYB | VPTJ/PCE/J08091 | PE 8.09 JLN P8E2TERES (F1) | PTJ08331 : PE 8.33 8NC2 PDT NO 1 |  | Pass | null
378496731 | TNB | DISTRIBUTION | WP PUTRAJAYA & CYBERJAYA | Existing | 11 kV | PE MV TERMINAL | RYB | VPTJ/PCE/J08091 | PE 8.09 JLN P8E2TERES (F1) | TX1- 1000KVA |  | Pass | null
378496816 | TNB | DISTRIBUTION | WP PUTRAJAYA & CYBERJAYA | Existing | 11 kV | PE MV TERMINAL | RYB | VPTJ/PCE/J08092 | PE 8.09 JLN P8E2TERES (F2) | PTJ08075 : PE 8.07 APARTMENT B2 (F2) |  | Pass | null
378496817 | TNB | DISTRIBUTION | WP PUTRAJAYA & CYBERJAYA | Existing | 11 kV | PE MV TERMINAL | RYB | VPTJ/PCE/J08092 | PE 8.09 JLN P8E2TERES (F2) | PTJ08346 : PE 8.34 8NC2 PDT NO 2 |  | Pass | null
378496820 | TNB | DISTRIBUTION | WP PUTRAJAYA & CYBERJAYA | Existing | 11 kV | PE MV TERMINAL | RYB | VPTJ/PCE/J08092 | PE 8.09 JLN P8E2TERES (F2) | TX2- 1000KVA |  | Pass | null
378496910 | TNB | DISTRIBUTION | WP PUTRAJAYA & CYBERJAYA | Existing | 11 kV | PE MV TERMINAL | RYB | VPTJ/PCE/J08101 | PE 8.10 SEK REN FASA 2 | PTJ08072 : PE 8.07 APTMT B2 (F1) |  | Pass | null
378496911 | TNB | DISTRIBUTION | WP PUTRAJAYA & CYBERJAYA | Existing | 11 kV | PE MV TERMINAL | RYB | VPTJ/PCE/J08101 | PE 8.10 SEK REN FASA 2 | PTJ08092 : PE 8.09 TERES (F1) |  | Pass | null
378496914 | TNB | DISTRIBUTION | WP PUTRAJAYA & CYBERJAYA | Existing | 11 kV | PE MV TERMINAL | RYB | VPTJ/PCE/J08101 | PE 8.10 SEK REN FASA 2 | TX1- 1000KVA |  | Pass | null
378497002 | TNB | DISTRIBUTION | WP PUTRAJAYA & CYBERJAYA | Existing | 11 kV | PE MV TERMINAL | RYB | VPTJ/PCE/J08071 | PE 8.07 APT FASA 4B (B2) (F1) | PTJ08231 : PE 8.23 PS8 (F1) |  | Pass | null
378497003 | TNB | DISTRIBUTION | WP PUTRAJAYA & CYBERJAYA | Existing | 11 kV | PE MV TERMINAL | RYB | VPTJ/PCE/J08071 | PE 8.07 APT FASA 4B (B2) (F1) | PTJ08101 : PE 8.10 SEK REN F 2 (F1) |  | Pass | null
378497006 | TNB | DISTRIBUTION | WP PUTRAJAYA & CYBERJAYA | Existing | 11 kV | PE MV TERMINAL | RYB | VPTJ/PCE/J08071 | PE 8.07 APT FASA 4B (B2) (F1) | TX1- 1000KVA |  | Pass | null
378497093 | TNB | DISTRIBUTION | WP PUTRAJAYA & CYBERJAYA | Existing | 11 kV | PE MV TERMINAL | RYB | VPTJ/PCE/J08072 | PE 8.07 APT FASA 4B (B2) (F2) | PTJ08234 : PE 8.23 PS8 (F2) |  | Pass | null
378497094 | TNB | DISTRIBUTION | WP PUTRAJAYA & CYBERJAYA | Existing | 11 kV | PE MV TERMINAL | RYB | VPTJ/PCE/J08072 | PE 8.07 APT FASA 4B (B2) (F2) | PTJ08095 : PE 8.09 TERES (F2) |  | Pass | null
378497097 | TNB | DISTRIBUTION | WP PUTRAJAYA & CYBERJAYA | Existing | 11 kV | PE MV TERMINAL | RYB | VPTJ/PCE/J08072 | PE 8.07 APT FASA 4B (B2) (F2) | TX2- 1000KVA |  | Pass | null
378497336 | TNB | DISTRIBUTION | WP PUTRAJAYA & CYBERJAYA | Existing | 11 kV | PE MV TERMINAL | RYB | VPTJ/PCE/J10012 | SS 10.01 PMR (F2) | PTJ10013 BUSTIE |  | Pass | null
378497340 | TNB | DISTRIBUTION | WP PUTRAJAYA & CYBERJAYA | Existing | 11 kV | PE MV TERMINAL | RYB | VPTJ/PCE/J10012 | SS 10.01 PMR (F2) | PPU PTJ2: VCB 1 |  | Pass | null
378497354 | TNB | DISTRIBUTION | WP PUTRAJAYA & CYBERJAYA | Existing | 11 kV | PE MV TERMINAL | RYB | VPTJ/PCE/J10012 | SS 10.01 PMR (F2) | PPU PTJ1: VCB 13 |  | Pass | null
378524822 | TNB | DISTRIBUTION | WP PUTRAJAYA & CYBERJAYA | Existing | 11 kV | PE MV TERMINAL | RYB | VCBJ/PCE/J24011 | PE 24.01 SYMPHONY HILLS 8 | TX1-1000KVA |  | Pass | null
378524829 | TNB | DISTRIBUTION | WP PUTRAJAYA & CYBERJAYA | Existing | 11 kV | PE MV TERMINAL | RYB | VCBJ/PCE/J24011 | PE 24.01 SYMPHONY HILLS 8 | CBJ24062 PE 24.06 SYMPHONY HILL PERUMAHAN (F1) |  | Pass | null
378524837 | TNB | DISTRIBUTION | WP PUTRAJAYA & CYBERJAYA | Existing | 11 kV | PE MV TERMINAL | RYB | VCBJ/PCE/J24011 | PE 24.01 SYMPHONY HILLS 8 | CBJ24352 : PE 24.35 VERDI CONDO BLOK 2 |  | Pass | null
378524847 | TNB | DISTRIBUTION | WP PUTRAJAYA & CYBERJAYA | Existing | 11 kV | PE MV TERMINAL | RYB | VCBJ/PCE/J24011 | PE 24.01 SYMPHONY HILLS 8 | TX2-1000KVA |  | Pass | null
378525005 | TNB | DISTRIBUTION | WP PUTRAJAYA & CYBERJAYA | Existing | 11 kV | PE MV TERMINAL | RYB | VCBJ/PCE/J24121 | PE 24.12 SEJATI HOMES 2 | CBJ24111 PE 24.11 CLUBHOUSE |  | Pass | null
378525006 | TNB | DISTRIBUTION | WP PUTRAJAYA & CYBERJAYA | Existing | 11 kV | PE MV TERMINAL | RYB | VCBJ/PCE/J24121 | PE 24.12 SEJATI HOMES 2 | CBJ23013 PE 23.01 PS 2-9 (F1) |  | Pass | null
378525009 | TNB | DISTRIBUTION | WP PUTRAJAYA & CYBERJAYA | Existing | 11 kV | PE MV TERMINAL | RYB | VCBJ/PCE/J24121 | PE 24.12 SEJATI HOMES 2 | TX1-1000KVA |  | Pass | null
378525191 | TNB | DISTRIBUTION | WP PUTRAJAYA & CYBERJAYA | Existing | 11 kV | PE MV TERMINAL | RYB | VCBJ/PCE/J24131 | PE 24.13 SYMPHONY HILLS 2 | TX1-1000KVA |  | Pass | null
378525198 | TNB | DISTRIBUTION | WP PUTRAJAYA & CYBERJAYA | Existing | 11 kV | PE MV TERMINAL | RYB | VCBJ/PCE/J24131 | PE 24.13 SYMPHONY HILLS 2 | CBJ24112 PE 24.11 CLUBHOUSE |  | Pass | null
378525206 | TNB | DISTRIBUTION | WP PUTRAJAYA & CYBERJAYA | Existing | 11 kV | PE MV TERMINAL | RYB | VCBJ/PCE/J24131 | PE 24.13 SYMPHONY HILLS 2 | CBJ24054 PE 24.05 PERUMAHAN 3 (F1) |  | Pass | null
378525216 | TNB | DISTRIBUTION | WP PUTRAJAYA & CYBERJAYA | Existing | 11 kV | PE MV TERMINAL | RYB | VCBJ/PCE/J24131 | PE 24.13 SYMPHONY HILLS 2 | TX2-1000KVA |  | Pass | null
378525384 | TNB | DISTRIBUTION | WP PUTRAJAYA & CYBERJAYA | Existing | 11 kV | PE MV TERMINAL | RYB | VCBJ/PCE/J24051 | PE 24.05 SYMPHONY HILLS 3 | CBJ24161 PE 24.16 PADAT PERUMAHAN 1 |  | Pass | null
378525385 | TNB | DISTRIBUTION | WP PUTRAJAYA & CYBERJAYA | Existing | 11 kV | PE MV TERMINAL | RYB | VCBJ/PCE/J24051 | PE 24.05 SYMPHONY HILLS 3 | CBJ24131 PE 24.13 PERUMAHAN 2 |  | Pass | null
378525388 | TNB | DISTRIBUTION | WP PUTRAJAYA & CYBERJAYA | Existing | 11 kV | PE MV TERMINAL | RYB | VCBJ/PCE/J24051 | PE 24.05 SYMPHONY HILLS 3 | TX1-1000KVA |  | Pass | null
378525478 | TNB | DISTRIBUTION | WP PUTRAJAYA & CYBERJAYA | Existing | 11 kV | PE MV TERMINAL | RYB | VCBJ/PCE/J24161 | PE 24.16 PADAT PERUMAHAN 1 | CBJ24321 PE 24.32 NADAYU 99 |  | Pass | null
378525479 | TNB | DISTRIBUTION | WP PUTRAJAYA & CYBERJAYA | Existing | 11 kV | PE MV TERMINAL | RYB | VCBJ/PCE/J24161 | PE 24.16 PADAT PERUMAHAN 1 | CBJ24052 PE 24.05 PERUMAHAN 3 (F1) |  | Pass | null
378525482 | TNB | DISTRIBUTION | WP PUTRAJAYA & CYBERJAYA | Existing | 11 kV | PE MV TERMINAL | RYB | VCBJ/PCE/J24161 | PE 24.16 PADAT PERUMAHAN 1 | TX-1000KVA |  | Pass | null
378525557 | TNB | DISTRIBUTION | WP PUTRAJAYA & CYBERJAYA | Existing | 11 kV | PE MV TERMINAL | RYB | VCBJ/PCE/J00340 | SS 24.32 NADAYU 99 | CBJ24162 PE 24.16 PADAT PERUMAHAN 1 |  | Pass | null
378525560 | TNB | DISTRIBUTION | WP PUTRAJAYA & CYBERJAYA | Existing | 11 kV | PE MV TERMINAL | RYB | VCBJ/PCE/J00340 | SS 24.32 NADAYU 99 | TX-1000KVA |  | Pass | null
378525577 | TNB | DISTRIBUTION | WP PUTRAJAYA & CYBERJAYA | Existing | 11 kV | PE MV TERMINAL | RYB | VCBJ/PCE/J00340 | SS 24.32 NADAYU 99 | SPARE |  | Pass | null
378525580 | TNB | DISTRIBUTION | WP PUTRAJAYA & CYBERJAYA | Existing | 11 kV | PE MV TERMINAL | RYB | VCBJ/PCE/J00340 | SS 24.32 NADAYU 99 | CBJ22125 PE 22.12 SEK MEN KEB CJ1 (F2) |  | Pass | null
378525675 | TNB | DISTRIBUTION | WP PUTRAJAYA & CYBERJAYA | Existing | 11 kV | PE MV TERMINAL | RYB | VCBJ/PCE/J22121 | PE 22.12 SEK MEN KEB CJ1 F1 | CBJ24064 PE 24.06 SYMPHONY HILL PERUMAHAN (F1) |  | Pass | null
378525676 | TNB | DISTRIBUTION | WP PUTRAJAYA & CYBERJAYA | Existing | 11 kV | PE MV TERMINAL | RYB | VCBJ/PCE/J22121 | PE 22.12 SEK MEN KEB CJ1 F1 | CBJ24213 PE 24.21 TEMP SYMPONY HILLS |  | Pass | null
378525679 | TNB | DISTRIBUTION | WP PUTRAJAYA & CYBERJAYA | Existing | 11 kV | PE MV TERMINAL | RYB | VCBJ/PCE/J22121 | PE 22.12 SEK MEN KEB CJ1 F1 | TX1-1000KVA |  | Pass | null
378525698 | TNB | DISTRIBUTION | WP PUTRAJAYA & CYBERJAYA | Existing | 11 kV | PE MV TERMINAL | RYB | VCBJ/PCE/J22122 | PE 22.12 SEK MEN KEB CJ1 F2 | CBJ24322 PE 24.32 NADAYU 99 |  | Pass | null
378525699 | TNB | DISTRIBUTION | WP PUTRAJAYA & CYBERJAYA | Existing | 11 kV | PE MV TERMINAL | RYB | VCBJ/PCE/J22122 | PE 22.12 SEK MEN KEB CJ1 F2 | CBJ22024 SS 22.02 TELEKOM CBJ 2 (F2) |  | Pass | null
378525702 | TNB | DISTRIBUTION | WP PUTRAJAYA & CYBERJAYA | Existing | 11 kV | PE MV TERMINAL | RYB | VCBJ/PCE/J22122 | PE 22.12 SEK MEN KEB CJ1 F2 | TX2-1000KVA |  | Pass | null
378525885 | TNB | DISTRIBUTION | WP PUTRAJAYA & CYBERJAYA | Existing | 11 kV | PE MV TERMINAL | RYB | VCBJ/PCE/J24061 | PE 24.06 SYMPHONY HILLS 1 | CBJ22122 PE 22.12 SEK MEN KEB CJ1 (F1) |  | Pass | null
378525886 | TNB | DISTRIBUTION | WP PUTRAJAYA & CYBERJAYA | Existing | 11 kV | PE MV TERMINAL | RYB | VCBJ/PCE/J24061 | PE 24.06 SYMPHONY HILLS 1 | CBJ24014 PE 24.01 PERUMAHAN 8 (F1) |  | Pass | null
378525889 | TNB | DISTRIBUTION | WP PUTRAJAYA & CYBERJAYA | Existing | 11 kV | PE MV TERMINAL | RYB | VCBJ/PCE/J24061 | PE 24.06 SYMPHONY HILLS 1 | TX-500KVA |  | Pass | null
378526021 | TNB | DISTRIBUTION | WP PUTRAJAYA & CYBERJAYA | Existing | 11 kV | PE MV TERMINAL | RYB | VCBJ/PCE/J22021 | SS 22.02 TELEKOM CBJ 2 F1 | CBJ24212 PE 24.21 TEMP SYMPONY HILLS |  | Pass | null
378526030 | TNB | DISTRIBUTION | WP PUTRAJAYA & CYBERJAYA | Existing | 11 kV | PE MV TERMINAL | RYB | VCBJ/PCE/J22021 | SS 22.02 TELEKOM CBJ 2 F1 | CBJ22454 PE 22.45 KONDOMINIUM (F2) |  | Pass | null
378526041 | TNB | DISTRIBUTION | WP PUTRAJAYA & CYBERJAYA | Existing | 11 kV | PE MV TERMINAL | RYB | VCBJ/PCE/J22021 | SS 22.02 TELEKOM CBJ 2 F1 | PENGGUNA 11KV |  | Pass | null
378526070 | TNB | DISTRIBUTION | WP PUTRAJAYA & CYBERJAYA | Existing | 11 kV | PE MV TERMINAL | RYB | VCBJ/PCE/J22022 | SS 22.02 TELEKOM CBJ 2 F2 | CBJ22124 PE 22.12 SEK MEN KEB CJ1 (F2) |  | Pass | null
378526079 | TNB | DISTRIBUTION | WP PUTRAJAYA & CYBERJAYA | Existing | 11 kV | PE MV TERMINAL | RYB | VCBJ/PCE/J22022 | SS 22.02 TELEKOM CBJ 2 F2 | CBJ22451 PE 22.45 KONDOMINIUM (F1) |  | Pass | null
378526090 | TNB | DISTRIBUTION | WP PUTRAJAYA & CYBERJAYA | Existing | 11 kV | PE MV TERMINAL | RYB | VCBJ/PCE/J22022 | SS 22.02 TELEKOM CBJ 2 F2 | PENGGUNA 11KV |  | Pass | null
378526106 | TNB | DISTRIBUTION | WP PUTRAJAYA & CYBERJAYA | Existing | 11 kV | PE MV TERMINAL | RYB | VCBJ/PCE/J24211 | PE 24.21 SITE OFFICE SYMPHONY HILLS | CBJ22121 PE 22.12 SEK MEN KEB CJ1 (F1) |  | Pass | null
378526107 | TNB | DISTRIBUTION | WP PUTRAJAYA & CYBERJAYA | Existing | 11 kV | PE MV TERMINAL | RYB | VCBJ/PCE/J24211 | PE 24.21 SITE OFFICE SYMPHONY HILLS | CBJ22021 SS 22.02 TELEKOM CBJ 2 (F1) |  | Pass | null
378526110 | TNB | DISTRIBUTION | WP PUTRAJAYA & CYBERJAYA | Existing | 11 kV | PE MV TERMINAL | RYB | VCBJ/PCE/J24211 | PE 24.21 SITE OFFICE SYMPHONY HILLS | TX-1000KVA |  | Pass | null
378526213 | TNB | DISTRIBUTION | WP PUTRAJAYA & CYBERJAYA | Existing | 11 kV | PE MV TERMINAL | RYB | VCBJ/PCE/J22451 | PE 22.45 KONDOMINIUM F1 | CBJ22461 PE 22.46 TOWN HOUSE (F1) |  | Pass | null
378526214 | TNB | DISTRIBUTION | WP PUTRAJAYA & CYBERJAYA | Existing | 11 kV | PE MV TERMINAL | RYB | VCBJ/PCE/J22451 | PE 22.45 KONDOMINIUM F1 | CBJ22025 SS 22.02 TELEKOM CBJ 2 (F2) |  | Pass | null
378526217 | TNB | DISTRIBUTION | WP PUTRAJAYA & CYBERJAYA | Existing | 11 kV | PE MV TERMINAL | RYB | VCBJ/PCE/J22451 | PE 22.45 KONDOMINIUM F1 | TX1-750KVA |  | Pass | null
378526236 | TNB | DISTRIBUTION | WP PUTRAJAYA & CYBERJAYA | Existing | 11 kV | PE MV TERMINAL | RYB | VCBJ/PCE/J22452 | PE 22.45 KONDOMINIUM F2 | CBJ22464 PE 22.46 TOWN HOUSE (F2) |  | Pass | null
378526237 | TNB | DISTRIBUTION | WP PUTRAJAYA & CYBERJAYA | Existing | 11 kV | PE MV TERMINAL | RYB | VCBJ/PCE/J22452 | PE 22.45 KONDOMINIUM F2 | CBJ22022 SS 22.02 TELEKOM CBJ 2 (F1) |  | Pass | null
378526240 | TNB | DISTRIBUTION | WP PUTRAJAYA & CYBERJAYA | Existing | 11 kV | PE MV TERMINAL | RYB | VCBJ/PCE/J22452 | PE 22.45 KONDOMINIUM F2 | TX2-750KVA |  | Pass | null
378526447 | TNB | DISTRIBUTION | WP PUTRAJAYA & CYBERJAYA | Existing | 11 kV | PE MV TERMINAL | RYB | VCBJ/PCE/J22461 | PE 22.46 TOWN HOUSE F1 | CBJ22441 PE 22.44 PANGSAPURI PT 12067 (F1) |  | Pass | null
378526448 | TNB | DISTRIBUTION | WP PUTRAJAYA & CYBERJAYA | Existing | 11 kV | PE MV TERMINAL | RYB | VCBJ/PCE/J22461 | PE 22.46 TOWN HOUSE F1 | CBJ22453 PE 22.45 KONDOMINIUM (F1) |  | Pass | null
378526451 | TNB | DISTRIBUTION | WP PUTRAJAYA & CYBERJAYA | Existing | 11 kV | PE MV TERMINAL | RYB | VCBJ/PCE/J22461 | PE 22.46 TOWN HOUSE F1 | TX1-750KVA |  | Pass | null
378526470 | TNB | DISTRIBUTION | WP PUTRAJAYA & CYBERJAYA | Existing | 11 kV | PE MV TERMINAL | RYB | VCBJ/PCE/J22462 | PE 22.46 TOWN HOUSE F2 | N/A |  | Pass | null
378526471 | TNB | DISTRIBUTION | WP PUTRAJAYA & CYBERJAYA | Existing | 11 kV | PE MV TERMINAL | RYB | VCBJ/PCE/J22462 | PE 22.46 TOWN HOUSE F2 | CBJ22456 PE 22.45 KONDOMINIUM (F2) |  | Pass | null
378526474 | TNB | DISTRIBUTION | WP PUTRAJAYA & CYBERJAYA | Existing | 11 kV | PE MV TERMINAL | RYB | VCBJ/PCE/J22462 | PE 22.46 TOWN HOUSE F2 | TX2-750KVA |  | Pass | null
378526879 | TNB | DISTRIBUTION | WP PUTRAJAYA & CYBERJAYA | Existing | 11 kV | PE MV TERMINAL | RYB | VCBJ/PCE/J22441 | PE 22.44 PANGSAPURI PT 12067 F1 | PPU CYB6: VCB 9 |  | Pass | null
378526880 | TNB | DISTRIBUTION | WP PUTRAJAYA & CYBERJAYA | Existing | 11 kV | PE MV TERMINAL | RYB | VCBJ/PCE/J22441 | PE 22.44 PANGSAPURI PT 12067 F1 | CBJ22463 PE 22.46 TOWN HOUSE (F1) |  | Pass | null
378526883 | TNB | DISTRIBUTION | WP PUTRAJAYA & CYBERJAYA | Existing | 11 kV | PE MV TERMINAL | RYB | VCBJ/PCE/J22441 | PE 22.44 PANGSAPURI PT 12067 F1 | TX1-1000KVA |  | Pass | null
378526921 | TNB | DISTRIBUTION | WP PUTRAJAYA & CYBERJAYA | Existing | 11 kV | PE MV TERMINAL | RYB | VCBJ/PCE/J21021 | PE 21.02 INCUBATOR F1 | CBJ25051 PE 25.05 HOSTEL BLOK 1D |  | Pass | null
378526922 | TNB | DISTRIBUTION | WP PUTRAJAYA & CYBERJAYA | Existing | 11 kV | PE MV TERMINAL | RYB | VCBJ/PCE/J21021 | PE 21.02 INCUBATOR F1 | CBJ21525 PE 21.52 CONDO C3 (F2) |  | Pass | null
378526925 | TNB | DISTRIBUTION | WP PUTRAJAYA & CYBERJAYA | Existing | 11 kV | PE MV TERMINAL | RYB | VCBJ/PCE/J21021 | PE 21.02 INCUBATOR F1 | TX1-1000KVA |  | Pass | null
378526945 | TNB | DISTRIBUTION | WP PUTRAJAYA & CYBERJAYA | Existing | 11 kV | PE MV TERMINAL | RYB | VCBJ/PCE/J21022 | PE 21.02 INCUBATOR F2 | CBJ21522 PE 21.52 CONDO C3 (F1) |  | Pass | null
378526946 | TNB | DISTRIBUTION | WP PUTRAJAYA & CYBERJAYA | Existing | 11 kV | PE MV TERMINAL | RYB | VCBJ/PCE/J21022 | PE 21.02 INCUBATOR F2 | CBJ25031 PE 25.03 HOSTEL BLOK 1B |  | Pass | null
378526949 | TNB | DISTRIBUTION | WP PUTRAJAYA & CYBERJAYA | Existing | 11 kV | PE MV TERMINAL | RYB | VCBJ/PCE/J21022 | PE 21.02 INCUBATOR F2 | TX2-1000KVA |  | Pass | null
378527112 | TNB | DISTRIBUTION | WP PUTRAJAYA & CYBERJAYA | Existing | 11 kV | PE MV TERMINAL | RYB | VCBJ/PCE/J22442 | PE 22.44 PANGSAPURI PT 12057 F2 | PPU CYB6: VCB 12 |  | Pass | null
378527113 | TNB | DISTRIBUTION | WP PUTRAJAYA & CYBERJAYA | Existing | 11 kV | PE MV TERMINAL | RYB | VCBJ/PCE/J22442 | PE 22.44 PANGSAPURI PT 12057 F2 | CBJ22466 PE 22.46 TOWN HOUSE (F2) |  | Pass | null
378527116 | TNB | DISTRIBUTION | WP PUTRAJAYA & CYBERJAYA | Existing | 11 kV | PE MV TERMINAL | RYB | VCBJ/PCE/J22442 | PE 22.44 PANGSAPURI PT 12057 F2 | TX2-1000KVA |  | Pass | null
378527202 | TNB | DISTRIBUTION | WP PUTRAJAYA & CYBERJAYA | Existing | 11 kV | PE MV TERMINAL | RYB | VCBJ/PCE/J24141 | SS 24.14 SHAFTBURY BLOK D F1 | TX-1000KVA |  | Pass | null
378527204 | TNB | DISTRIBUTION | WP PUTRAJAYA & CYBERJAYA | Existing | 11 kV | PE MV TERMINAL | RYB | VCBJ/PCE/J24141 | SS 24.14 SHAFTBURY BLOK D F1 | CBJ21812 PE 21.81 SHAFBURY-MLCP CAR PARK (F1) |  | Pass | null
378527245 | TNB | DISTRIBUTION | WP PUTRAJAYA & CYBERJAYA | Existing | 11 kV | PE MV TERMINAL | RYB | VCBJ/PCE/J24141 | SS 24.14 SHAFTBURY BLOK D F1 | CBJ21821 PE 21.82 SHAFBURY BLOK C (F1) |  | Pass | null
378527332 | TNB | DISTRIBUTION | WP PUTRAJAYA & CYBERJAYA | Existing | 11 kV | PE MV TERMINAL | RYB | VCBJ/PCE/J24142 | SS 24.14 SHAFBURY BLOK D F2 | CBJ21815 PE 21.81 SHAFBURY-MLCP CAR PARK (F2) |  | Pass | null
378527336 | TNB | DISTRIBUTION | WP PUTRAJAYA & CYBERJAYA | Existing | 11 kV | PE MV TERMINAL | RYB | VCBJ/PCE/J24142 | SS 24.14 SHAFBURY BLOK D F2 | CBJ21824 PE 21.82 SHAFBURY BLOK C (F2) |  | Pass | null
378527350 | TNB | DISTRIBUTION | WP PUTRAJAYA & CYBERJAYA | Existing | 11 kV | PE MV TERMINAL | RYB | VCBJ/PCE/J24142 | SS 24.14 SHAFBURY BLOK D F2 | PENGGUNA 11KV |  | Pass | null
378527415 | TNB | DISTRIBUTION | WP PUTRAJAYA & CYBERJAYA | Existing | 11 kV | PE MV TERMINAL | RYB | VCBJ/PCE/J21821 | SS 21.82 SHAFBURY BLOK C F1 | CBJ21221 PE 21.22 CYBERVIEW NO.1 |  | Pass | null
378527416 | TNB | DISTRIBUTION | WP PUTRAJAYA & CYBERJAYA | Existing | 11 kV | PE MV TERMINAL | RYB | VCBJ/PCE/J21821 | SS 21.82 SHAFBURY BLOK C F1 | CBJ24142 SS 24.14 SHAFTBURY BLOK D |  | Pass | null
378527419 | TNB | DISTRIBUTION | WP PUTRAJAYA & CYBERJAYA | Existing | 11 kV | PE MV TERMINAL | RYB | VCBJ/PCE/J21821 | SS 21.82 SHAFBURY BLOK C F1 | TX1-1000KVA |  | Pass | null
378527509 | TNB | DISTRIBUTION | WP PUTRAJAYA & CYBERJAYA | Existing | 11 kV | PE MV TERMINAL | RYB | VCBJ/PCE/J21822 | SS 21.82 SHAFBURY BLOK C F2 | CBJ21134 PE 21.13 CYBERVIEW NO. 2 ( MDC ) (F2) |  | Pass | null
378527510 | TNB | DISTRIBUTION | WP PUTRAJAYA & CYBERJAYA | Existing | 11 kV | PE MV TERMINAL | RYB | VCBJ/PCE/J21822 | SS 21.82 SHAFBURY BLOK C F2 | CBJ24145 SS 24.14 (F2) SHAFBURY BLOK D |  | Pass | null
378527513 | TNB | DISTRIBUTION | WP PUTRAJAYA & CYBERJAYA | Existing | 11 kV | PE MV TERMINAL | RYB | VCBJ/PCE/J21822 | SS 21.82 SHAFBURY BLOK C F2 | TX2-1000KVA |  | Pass | null
378527628 | TNB | DISTRIBUTION | WP PUTRAJAYA & CYBERJAYA | Existing | 11 kV | PE MV TERMINAL | RYB | VCBJ/PCE/J21131 | PE 21.13 CYBERVIEW NO. 2 ( MDC ) F1 | CBJ22031 PE 22.03 CYBERVIEW GARDENS (F1) |  | Pass | null
378527629 | TNB | DISTRIBUTION | WP PUTRAJAYA & CYBERJAYA | Existing | 11 kV | PE MV TERMINAL | RYB | VCBJ/PCE/J21131 | PE 21.13 CYBERVIEW NO. 2 ( MDC ) F1 | CBJ21222 PE 21.22 CYBERVIEW NO.1 |  | Pass | null
378527632 | TNB | DISTRIBUTION | WP PUTRAJAYA & CYBERJAYA | Existing | 11 kV | PE MV TERMINAL | RYB | VCBJ/PCE/J21131 | PE 21.13 CYBERVIEW NO. 2 ( MDC ) F1 | TX1-1000KVA |  | Pass | null
378527744 | TNB | DISTRIBUTION | WP PUTRAJAYA & CYBERJAYA | Existing | 11 kV | PE MV TERMINAL | RYB | VCBJ/PCE/J21132 | PE 21.13 CYBERVIEW NO. 2 ( MDC ) F2 | CBJ22035 PE 22.03 CYBERVIEW GARDENS (F2) |  | Pass | null
378527745 | TNB | DISTRIBUTION | WP PUTRAJAYA & CYBERJAYA | Existing | 11 kV | PE MV TERMINAL | RYB | VCBJ/PCE/J21132 | PE 21.13 CYBERVIEW NO. 2 ( MDC ) F2 | CBJ21825 PE 21.82 SHAFBURY BLOK C (F2) |  | Pass | null
378527748 | TNB | DISTRIBUTION | WP PUTRAJAYA & CYBERJAYA | Existing | 11 kV | PE MV TERMINAL | RYB | VCBJ/PCE/J21132 | PE 21.13 CYBERVIEW NO. 2 ( MDC ) F2 | TX2-1000KVA |  | Pass | null
378527826 | TNB | DISTRIBUTION | WP PUTRAJAYA & CYBERJAYA | Existing | 11 kV | PE MV TERMINAL | RYB | VCBJ/PCE/J22031 | PE 22.03 CYBERVIEW GARDENS F1 | CBJ21132 PE 21.13 CYBERVIEW NO. 2 ( MDC ) (F1) |  | Pass | null
378527829 | TNB | DISTRIBUTION | WP PUTRAJAYA & CYBERJAYA | Existing | 11 kV | PE MV TERMINAL | RYB | VCBJ/PCE/J22031 | PE 22.03 CYBERVIEW GARDENS F1 | TX1-1000KVA |  | Pass | null
378527846 | TNB | DISTRIBUTION | WP PUTRAJAYA & CYBERJAYA | Existing | 11 kV | PE MV TERMINAL | RYB | VCBJ/PCE/J22031 | PE 22.03 CYBERVIEW GARDENS F1 | CBJ21451 PE 21.45 CYBERVILLAGE SERENITY (F1) |  | Pass | null
378527849 | TNB | DISTRIBUTION | WP PUTRAJAYA & CYBERJAYA | Existing | 11 kV | PE MV TERMINAL | RYB | VCBJ/PCE/J22031 | PE 22.03 CYBERVIEW GARDENS F1 | SPARE |  | Pass | null
378527858 | TNB | DISTRIBUTION | WP PUTRAJAYA & CYBERJAYA | Existing | 11 kV | PE MV TERMINAL | RYB | VCBJ/PCE/J22032 | PE 22.03 CYBERVIEW GARDENS F2 | CBJ21135 PE 21.13 CYBERVIEW NO. 2 ( MDC ) (F2) |  | Pass | null
378527861 | TNB | DISTRIBUTION | WP PUTRAJAYA & CYBERJAYA | Existing | 11 kV | PE MV TERMINAL | RYB | VCBJ/PCE/J22032 | PE 22.03 CYBERVIEW GARDENS F2 | TX2-1000KVA |  | Pass | null
378527878 | TNB | DISTRIBUTION | WP PUTRAJAYA & CYBERJAYA | Existing | 11 kV | PE MV TERMINAL | RYB | VCBJ/PCE/J22032 | PE 22.03 CYBERVIEW GARDENS F2 | SPARE |  | Pass | null
378527881 | TNB | DISTRIBUTION | WP PUTRAJAYA & CYBERJAYA | Existing | 11 kV | PE MV TERMINAL | RYB | VCBJ/PCE/J22032 | PE 22.03 CYBERVIEW GARDENS F2 | CBJ21454 PE 21.45 CYBERVILLAGE SERENITY (F2) |  | Pass | null
378528167 | TNB | DISTRIBUTION | WP PUTRAJAYA & CYBERJAYA | Existing | 11 kV | PE MV TERMINAL | RYB | VCBJ/PCE/J21451 | PE 21.45 CYBERVILLAGE SERENITY 1 F1 | CBJ21441 PE 21.44 CYBERVILLAGE SERENITY 2 |  | Pass | null
378528168 | TNB | DISTRIBUTION | WP PUTRAJAYA & CYBERJAYA | Existing | 11 kV | PE MV TERMINAL | RYB | VCBJ/PCE/J21451 | PE 21.45 CYBERVILLAGE SERENITY 1 F1 | CBJ22033 PE 22.03 CYBERVIEW GARDENS (F1) |  | Pass | null
378528171 | TNB | DISTRIBUTION | WP PUTRAJAYA & CYBERJAYA | Existing | 11 kV | PE MV TERMINAL | RYB | VCBJ/PCE/J21451 | PE 21.45 CYBERVILLAGE SERENITY 1 F1 | TX1-1000KVA |  | Pass | null
378528190 | TNB | DISTRIBUTION | WP PUTRAJAYA & CYBERJAYA | Existing | 11 kV | PE MV TERMINAL | RYB | VCBJ/PCE/J21452 | PE 21.45 CYBERVILLAGE SERENITY 1 F2 | C23431 PE 23.43 OPUS |  | Pass | null
378528191 | TNB | DISTRIBUTION | WP PUTRAJAYA & CYBERJAYA | Existing | 11 kV | PE MV TERMINAL | RYB | VCBJ/PCE/J21452 | PE 21.45 CYBERVILLAGE SERENITY 1 F2 | CBJ22036 PE 22.03 CYBERVIEW GARDENS (F2) |  | Pass | null
378528194 | TNB | DISTRIBUTION | WP PUTRAJAYA & CYBERJAYA | Existing | 11 kV | PE MV TERMINAL | RYB | VCBJ/PCE/J21452 | PE 21.45 CYBERVILLAGE SERENITY 1 F2 | TX2-1000KVA |  | Pass | null
378528367 | TNB | DISTRIBUTION | WP PUTRAJAYA & CYBERJAYA | Existing | 11 kV | PE MV TERMINAL | RYB | VCBJ/PCE/J21961 | PE 21.96 SUBANG ALAM | TX1-1000KVA |  | Pass | null
378528374 | TNB | DISTRIBUTION | WP PUTRAJAYA & CYBERJAYA | Existing | 11 kV | PE MV TERMINAL | RYB | VCBJ/PCE/J21961 | PE 21.96 SUBANG ALAM | CBJ21434 PE 21.43 CYBERVILLAGE SERENITY (F2) |  | Pass | null
378528382 | TNB | DISTRIBUTION | WP PUTRAJAYA & CYBERJAYA | Existing | 11 kV | PE MV TERMINAL | RYB | VCBJ/PCE/J21961 | PE 21.96 SUBANG ALAM | C23432 PE 23.43 OPUS |  | Pass | null
378528392 | TNB | DISTRIBUTION | WP PUTRAJAYA & CYBERJAYA | Existing | 11 kV | PE MV TERMINAL | RYB | VCBJ/PCE/J21961 | PE 21.96 SUBANG ALAM | TX2-1000KVA |  | Pass | null
378528792 | TNB | DISTRIBUTION | WP PUTRAJAYA & CYBERJAYA | Existing | 11 kV | PE MV TERMINAL | RYB | VCBJ/PCE/J21431 | PE 21.43 CYBERVILLAGE SERENITY 3 F1 | CBJ21421 PE 21.42 CYBERVILLAGE SERENITY (F1) |  | Pass | null
378528793 | TNB | DISTRIBUTION | WP PUTRAJAYA & CYBERJAYA | Existing | 11 kV | PE MV TERMINAL | RYB | VCBJ/PCE/J21431 | PE 21.43 CYBERVILLAGE SERENITY 3 F1 | CBJ 21444 PE 21.44 CYBERVILLAGE SERENITY 2 |  | Pass | null
378528796 | TNB | DISTRIBUTION | WP PUTRAJAYA & CYBERJAYA | Existing | 11 kV | PE MV TERMINAL | RYB | VCBJ/PCE/J21431 | PE 21.43 CYBERVILLAGE SERENITY 3 F1 | TX1-1000KVA |  | Pass | null
378528886 | TNB | DISTRIBUTION | WP PUTRAJAYA & CYBERJAYA | Existing | 11 kV | PE MV TERMINAL | RYB | VCBJ/PCE/J21432 | PE 21.43 CYBERVILLAGE SERENITY 3 F2 | CBJ21424 PE 21.42 CYBERVILLAGE SERENITY (F2) |  | Pass | null
378528887 | TNB | DISTRIBUTION | WP PUTRAJAYA & CYBERJAYA | Existing | 11 kV | PE MV TERMINAL | RYB | VCBJ/PCE/J21432 | PE 21.43 CYBERVILLAGE SERENITY 3 F2 | CBJ21962 PE 21.96 SUBANG ALAM |  | Pass | null
378528890 | TNB | DISTRIBUTION | WP PUTRAJAYA & CYBERJAYA | Existing | 11 kV | PE MV TERMINAL | RYB | VCBJ/PCE/J21432 | PE 21.43 CYBERVILLAGE SERENITY 3 F2 | TX2-1000KVA |  | Pass | null
378559120 | TNB | DISTRIBUTION | WP PUTRAJAYA & CYBERJAYA | Existing | 11 kV | PE MV TERMINAL | RYB | VPTJ/PCE/J15542 | PE 15.54 DWIPUTRA NO 1 (F2) | PTJ15354 PE 15.35 FASA 15-1A (F2) |  | Pass | null
378559121 | TNB | DISTRIBUTION | WP PUTRAJAYA & CYBERJAYA | Existing | 11 kV | PE MV TERMINAL | RYB | VPTJ/PCE/J15542 | PE 15.54 DWIPUTRA NO 1 (F2) | PTJ15554 PE 15.55 (F2) |  | Pass | null
378559124 | TNB | DISTRIBUTION | WP PUTRAJAYA & CYBERJAYA | Existing | 11 kV | PE MV TERMINAL | RYB | VPTJ/PCE/J15542 | PE 15.54 DWIPUTRA NO 1 (F2) | 1000KVA |  | Pass | null
378567628 | TNB | DISTRIBUTION | WP PUTRAJAYA & CYBERJAYA | Existing | 11 kV | PE MV TERMINAL | RYB | VPTJ/PCE/J05021 | SS 5.02 STP2 (F1) | PTJ20033 PE 20.03 PUMP HOUSE |  | Pass | null
378567642 | TNB | DISTRIBUTION | WP PUTRAJAYA & CYBERJAYA | Existing | 11 kV | PE MV TERMINAL | RYB | VPTJ/PCE/J05021 | SS 5.02 STP2 (F1) | PENGUUNA HT 11kV |  | Pass | null
378567665 | TNB | DISTRIBUTION | WP PUTRAJAYA & CYBERJAYA | Existing | 11 kV | PE MV TERMINAL | RYB | VPTJ/PCE/J05022 | SS 5.02 STP2 (F2) | PTJ05073 PE 5.07 JLB1 |  | Pass | null
378567669 | TNB | DISTRIBUTION | WP PUTRAJAYA & CYBERJAYA | Existing | 11 kV | PE MV TERMINAL | RYB | VPTJ/PCE/J05022 | SS 5.02 STP2 (F2) | SPARE |  | Pass | null
378567683 | TNB | DISTRIBUTION | WP PUTRAJAYA & CYBERJAYA | Existing | 11 kV | PE MV TERMINAL | RYB | VPTJ/PCE/J05022 | SS 5.02 STP2 (F2) | PENGGUNA HT 11kV |  | Pass | null
378567684 | TNB | DISTRIBUTION | WP PUTRAJAYA & CYBERJAYA | Existing | 132 kV | PE MV TERMINAL | RYB | VPTJ/PCE/J05022 | SS 5.02 STP2 (F2) | PTJ05082 PE 5.08 JLB2 |  | Pass | null
378567712 | TNB | DISTRIBUTION | WP PUTRAJAYA & CYBERJAYA | Existing | 11 kV | PE MV TERMINAL | RYB | VPTJ/PCE/J05071 | PE 5.07 JLB1 | PTJ05025 SS 5.02 STP 2 (F2) |  | Pass | null
378567713 | TNB | DISTRIBUTION | WP PUTRAJAYA & CYBERJAYA | Existing | 11 kV | PE MV TERMINAL | RYB | VPTJ/PCE/J05071 | PE 5.07 JLB1 | PTJ05021 SS 5.02 STP 2 (F1) |  | Pass | null
378567716 | TNB | DISTRIBUTION | WP PUTRAJAYA & CYBERJAYA | Existing | 11 kV | PE MV TERMINAL | RYB | VPTJ/PCE/J05071 | PE 5.07 JLB1 | TX1-500kVA |  | Pass | null
378567820 | TNB | DISTRIBUTION | WP PUTRAJAYA & CYBERJAYA | Existing | 11 kV | PE MV TERMINAL | RYB | VPTJ/PCE/J05081 | PE 5.08 JLB2 | PTJ05024 SS 5.02 STP 2 (F2) |  | Pass | null
378567821 | TNB | DISTRIBUTION | WP PUTRAJAYA & CYBERJAYA | Existing | 11 kV | PE MV TERMINAL | RYB | VPTJ/PCE/J05081 | PE 5.08 JLB2 | PTJ05051 PE 5.05 PADAT S/L |  | Pass | null
378567824 | TNB | DISTRIBUTION | WP PUTRAJAYA & CYBERJAYA | Existing | 11 kV | PE MV TERMINAL | RYB | VPTJ/PCE/J05081 | PE 5.08 JLB2 | TX1-1000kVA |  | Pass | null
378567932 | TNB | DISTRIBUTION | WP PUTRAJAYA & CYBERJAYA | Existing | 11 kV | PE MV TERMINAL | RYB | VPTJ/PCE/J05051 | PE 5.05 C/S S/L | PTJ05061 PE 5.06 PADAT S/L |  | Pass | null
378567933 | TNB | DISTRIBUTION | WP PUTRAJAYA & CYBERJAYA | Existing | 11 kV | PE MV TERMINAL | RYB | VPTJ/PCE/J05051 | PE 5.05 C/S S/L | PTJ05081 PE 5.08 JLB2 |  | Pass | null
378567936 | TNB | DISTRIBUTION | WP PUTRAJAYA & CYBERJAYA | Existing | 11 kV | PE MV TERMINAL | RYB | VPTJ/PCE/J05051 | PE 5.05 C/S S/L | TX1-1000kVA |  | Pass | null
378568049 | TNB | DISTRIBUTION | WP PUTRAJAYA & CYBERJAYA | Existing | 11 kV | PE MV TERMINAL | RYB | VPTJ/PCE/J05061 | PE 5.06 C/S S/L | PTJ05042 PE 5.04 PADAT S/L |  | Pass | null
378568050 | TNB | DISTRIBUTION | WP PUTRAJAYA & CYBERJAYA | Existing | 11 kV | PE MV TERMINAL | RYB | VPTJ/PCE/J05061 | PE 5.06 C/S S/L | PTJ05053 PE 5.05 PADAT S/L |  | Pass | null
378568053 | TNB | DISTRIBUTION | WP PUTRAJAYA & CYBERJAYA | Existing | 11 kV | PE MV TERMINAL | RYB | VPTJ/PCE/J05061 | PE 5.06 C/S S/L | TX1-1000kVA |  | Pass | null
378568090 | TNB | DISTRIBUTION | WP PUTRAJAYA & CYBERJAYA | Existing | 11 kV | PE MV TERMINAL | RYB | VPTJ/PCE/J05041 | PE 5.04 C/S S/L | PTJ05063 PE 5.06 PADAT S/L |  | Pass | null
378568091 | TNB | DISTRIBUTION | WP PUTRAJAYA & CYBERJAYA | Existing | 11 kV | PE MV TERMINAL | RYB | VPTJ/PCE/J05041 | PE 5.04 C/S S/L | PTJ05031 PE 5.03 PADAT BR.6 SERI GEMILANG |  | Pass | null
378568094 | TNB | DISTRIBUTION | WP PUTRAJAYA & CYBERJAYA | Existing | 11 kV | PE MV TERMINAL | RYB | VPTJ/PCE/J05041 | PE 5.04 C/S S/L | TX1-1000kVA |  | Pass | null
378572013 | TNB | DISTRIBUTION | WP PUTRAJAYA & CYBERJAYA | Existing | 11 kV | PE MV TERMINAL | RYB | VCBJ/PCE/J21421 | PE 21.42 CYBERVILLAGE SERENITY 4 F1 | CBJ21461 PE 21.46 PS 12 |  | Pass | null
378572014 | TNB | DISTRIBUTION | WP PUTRAJAYA & CYBERJAYA | Existing | 11 kV | PE MV TERMINAL | RYB | VCBJ/PCE/J21421 | PE 21.42 CYBERVILLAGE SERENITY 4 F1 | CBJ21433 PE 21.43 CYBERVILLAGE SERENITY (F1) |  | Pass | null
378572017 | TNB | DISTRIBUTION | WP PUTRAJAYA & CYBERJAYA | Existing | 11 kV | PE MV TERMINAL | RYB | VCBJ/PCE/J21421 | PE 21.42 CYBERVILLAGE SERENITY 4 F1 | TX1-1000KVA |  | Pass | null
378572036 | TNB | DISTRIBUTION | WP PUTRAJAYA & CYBERJAYA | Existing | 11 kV | PE MV TERMINAL | RYB | VCBJ/PCE/J21422 | PE 21.42 CYBERVILLAGE SERENITY 4 F2 | CBJ21751 PE 21.75 LAKEVIEW WEST 1 |  | Pass | null
378572037 | TNB | DISTRIBUTION | WP PUTRAJAYA & CYBERJAYA | Existing | 11 kV | PE MV TERMINAL | RYB | VCBJ/PCE/J21422 | PE 21.42 CYBERVILLAGE SERENITY 4 F2 | CBJ21436 PE 21.43 CYBERVILLAGE SERENITY (F2) |  | Pass | null
378572040 | TNB | DISTRIBUTION | WP PUTRAJAYA & CYBERJAYA | Existing | 11 kV | PE MV TERMINAL | RYB | VCBJ/PCE/J21422 | PE 21.42 CYBERVILLAGE SERENITY 4 F2 | TX2-1000KVA |  | Pass | null
378572205 | TNB | DISTRIBUTION | WP PUTRAJAYA & CYBERJAYA | Existing | 11 kV | PE MV TERMINAL | RYB | VCBJ/PCE/J21461 | PE 21.46 PS 12 | CBJ24032 PE 24.03 JELANG VISTA 2 |  | Pass | null
378572206 | TNB | DISTRIBUTION | WP PUTRAJAYA & CYBERJAYA | Existing | 11 kV | PE MV TERMINAL | RYB | VCBJ/PCE/J21461 | PE 21.46 PS 12 | CBJ21422 PE 21.42 CYBERVILLAGE SERENITY (F1) |  | Pass | null
378572209 | TNB | DISTRIBUTION | WP PUTRAJAYA & CYBERJAYA | Existing | 11 kV | PE MV TERMINAL | RYB | VCBJ/PCE/J21461 | PE 21.46 PS 12 | TX-500KVA |  | Pass | null
378572293 | TNB | DISTRIBUTION | WP PUTRAJAYA & CYBERJAYA | Existing | 11 kV | PE MV TERMINAL | RYB | VCBJ/PCE/J24031 | PE 24.03 JELANG VISTA 2 | CBJ21463 PE 21.46 PS 12 |  | Pass | null
378572294 | TNB | DISTRIBUTION | WP PUTRAJAYA & CYBERJAYA | Existing | 11 kV | PE MV TERMINAL | RYB | VCBJ/PCE/J24031 | PE 24.03 JELANG VISTA 2 | CBJ24022 PE 24.02 JELANG VISTA NO 1 |  | Pass | null
378572297 | TNB | DISTRIBUTION | WP PUTRAJAYA & CYBERJAYA | Existing | 11 kV | PE MV TERMINAL | RYB | VCBJ/PCE/J24031 | PE 24.03 JELANG VISTA 2 | TX1-1000KVA |  | Pass | null
378572387 | TNB | DISTRIBUTION | WP PUTRAJAYA & CYBERJAYA | Existing | 11 kV | PE MV TERMINAL | RYB | VCBJ/PCE/J24021 | PE 24.02 JELANG VISTA 1 | CBJ24031 PE 24.03 JELANG VISTA 2 |  | Pass | null
378572388 | TNB | DISTRIBUTION | WP PUTRAJAYA & CYBERJAYA | Existing | 11 kV | PE MV TERMINAL | RYB | VCBJ/PCE/J24021 | PE 24.02 JELANG VISTA 1 | CBJ21741 PE 21.74 LAKE VIEW WEST 2 |  | Pass | null
378572391 | TNB | DISTRIBUTION | WP PUTRAJAYA & CYBERJAYA | Existing | 11 kV | PE MV TERMINAL | RYB | VCBJ/PCE/J24021 | PE 24.02 JELANG VISTA 1 | TX1-1000KVA |  | Pass | null
378572510 | TNB | DISTRIBUTION | WP PUTRAJAYA & CYBERJAYA | Existing | 11 kV | PE MV TERMINAL | RYB | VCBJ/PCE/J21751 | PE 21.75 LAKEVIEW WEST 1 | CBJ22484 PE 22.48 LOT 12082 FASA 1B (F2) |  | Pass | null
378572511 | TNB | DISTRIBUTION | WP PUTRAJAYA & CYBERJAYA | Existing | 11 kV | PE MV TERMINAL | RYB | VCBJ/PCE/J21751 | PE 21.75 LAKEVIEW WEST 1 | CBJ21425 PE 21.42 CYBERVILLAGE SERENITY (F2) |  | Pass | null
378572514 | TNB | DISTRIBUTION | WP PUTRAJAYA & CYBERJAYA | Existing | 11 kV | PE MV TERMINAL | RYB | VCBJ/PCE/J21751 | PE 21.75 LAKEVIEW WEST 1 | TX-1000KVA |  | Pass | null
378572604 | TNB | DISTRIBUTION | WP PUTRAJAYA & CYBERJAYA | Existing | 11 kV | PE MV TERMINAL | RYB | VCBJ/PCE/J21741 | PE 21.74 LAKE VIEW WEST 2 | CBJ22481 PE 22.48 LOT 12082 FASA 1B (F1) |  | Pass | null
378572605 | TNB | DISTRIBUTION | WP PUTRAJAYA & CYBERJAYA | Existing | 11 kV | PE MV TERMINAL | RYB | VCBJ/PCE/J21741 | PE 21.74 LAKE VIEW WEST 2 | CBJ24021 PE 24.02 JELANG VISTA NO 1 |  | Pass | null
378572608 | TNB | DISTRIBUTION | WP PUTRAJAYA & CYBERJAYA | Existing | 11 kV | PE MV TERMINAL | RYB | VCBJ/PCE/J21741 | PE 21.74 LAKE VIEW WEST 2 | TX-1000KVA |  | Pass | null
378572786 | TNB | DISTRIBUTION | WP PUTRAJAYA & CYBERJAYA | Existing | 11 kV | PE MV TERMINAL | RYB | VCBJ/PCE/J22481 | PE 22.48 LOT 12082 FASA 1B F1 | CBJ22172 PE 22.17 PADAT STP 4 |  | Pass | null
378572787 | TNB | DISTRIBUTION | WP PUTRAJAYA & CYBERJAYA | Existing | 11 kV | PE MV TERMINAL | RYB | VCBJ/PCE/J22481 | PE 22.48 LOT 12082 FASA 1B F1 | CBJ21744 PE 21.74 LAKE VIEW WEST 2 |  | Pass | null
378572790 | TNB | DISTRIBUTION | WP PUTRAJAYA & CYBERJAYA | Existing | 11 kV | PE MV TERMINAL | RYB | VCBJ/PCE/J22481 | PE 22.48 LOT 12082 FASA 1B F1 | TX-1000KVA |  | Pass | null
378572872 | TNB | DISTRIBUTION | WP PUTRAJAYA & CYBERJAYA | Existing | 11 kV | PE MV TERMINAL | RYB | VCBJ/PCE/J22482 | PE 22.48 LOT 12082 FASA 1B F2 | CBJ22144 PE 22.14 CYBER HEIGHT VILLA (F2) |  | Pass | null
378572873 | TNB | DISTRIBUTION | WP PUTRAJAYA & CYBERJAYA | Existing | 11 kV | PE MV TERMINAL | RYB | VCBJ/PCE/J22482 | PE 22.48 LOT 12082 FASA 1B F2 | CBJ21754 PE 21.75 LAKEVIEW WEST 1 |  | Pass | null
378572876 | TNB | DISTRIBUTION | WP PUTRAJAYA & CYBERJAYA | Existing | 11 kV | PE MV TERMINAL | RYB | VCBJ/PCE/J22482 | PE 22.48 LOT 12082 FASA 1B F2 | TX2-1000KVA |  | Pass | null
378573019 | TNB | DISTRIBUTION | WP PUTRAJAYA & CYBERJAYA | Existing | 11 kV | PE MV TERMINAL | RYB | VCBJ/PCE/J22171 | PE 22.17 PADAT STP 4 | CBJ22482 PE 22.48 LOT 12082 FASA 1B (F1) |  | Pass | null
378573020 | TNB | DISTRIBUTION | WP PUTRAJAYA & CYBERJAYA | Existing | 11 kV | PE MV TERMINAL | RYB | VCBJ/PCE/J22171 | PE 22.17 PADAT STP 4 | CBJ22141 PE 22.14 CYBER HEIGHT VILLA (F1) |  | Pass | null
378573023 | TNB | DISTRIBUTION | WP PUTRAJAYA & CYBERJAYA | Existing | 11 kV | PE MV TERMINAL | RYB | VCBJ/PCE/J22171 | PE 22.17 PADAT STP 4 | TX-500KVA |  | Pass | null
378573103 | TNB | DISTRIBUTION | WP PUTRAJAYA & CYBERJAYA | Existing | 11 kV | PE MV TERMINAL | RYB | VCBJ/PCE/J22142 | PE 22.14 CYBER HEIGHT VILLA F2 | TX2-1000KVA |  | Pass | null
378573105 | TNB | DISTRIBUTION | WP PUTRAJAYA & CYBERJAYA | Existing | 11 kV | PE MV TERMINAL | RYB | VCBJ/PCE/J22142 | PE 22.14 CYBER HEIGHT VILLA F2 | CBJ22486 PE 22.48 LOT 12082 FASA 1B (F2) |  | Pass | null
378573146 | TNB | DISTRIBUTION | WP PUTRAJAYA & CYBERJAYA | Existing | 11 kV | PE MV TERMINAL | RYB | VCBJ/PCE/J22142 | PE 22.14 CYBER HEIGHT VILLA F2 | CBJ22214 PE 22.21 CYBER HEIGHT VILLA (F2) |  | Pass | null
378573214 | TNB | DISTRIBUTION | WP PUTRAJAYA & CYBERJAYA | Existing | 11 kV | PE MV TERMINAL | RYB | VCBJ/PCE/J22141 | PE 22.14 CYBER HEIGHT VILLA F1 | TX1-1000KVA |  | Pass | null
378573216 | TNB | DISTRIBUTION | WP PUTRAJAYA & CYBERJAYA | Existing | 11 kV | PE MV TERMINAL | RYB | VCBJ/PCE/J22141 | PE 22.14 CYBER HEIGHT VILLA F1 | CBJ22171 PE 22.17 PADAT STP 4 |  | Pass | null
378573257 | TNB | DISTRIBUTION | WP PUTRAJAYA & CYBERJAYA | Existing | 11 kV | PE MV TERMINAL | RYB | VCBJ/PCE/J22141 | PE 22.14 CYBER HEIGHT VILLA F1 | CBJ22211 PE 22.21 CYBER HEIGHT VILLA (F1) |  | Pass | null
378573413 | TNB | DISTRIBUTION | WP PUTRAJAYA & CYBERJAYA | Existing | 11 kV | PE MV TERMINAL | RYB | VCBJ/PCE/J22211 | PE 22.21 CYBER HEIGHT VILLA F1 | CBJ22221 PE 22.22 CYBER HEIGHT VILLA (F1) |  | Pass | null
378573414 | TNB | DISTRIBUTION | WP PUTRAJAYA & CYBERJAYA | Existing | 11 kV | PE MV TERMINAL | RYB | VCBJ/PCE/J22211 | PE 22.21 CYBER HEIGHT VILLA F1 | CBJ22142 PE 22.14 CYBER HEIGHT VILLA (F1) |  | Pass | null
378573417 | TNB | DISTRIBUTION | WP PUTRAJAYA & CYBERJAYA | Existing | 11 kV | PE MV TERMINAL | RYB | VCBJ/PCE/J22211 | PE 22.21 CYBER HEIGHT VILLA F1 | TX1-1000KVA |  | Pass | null
378573521 | TNB | DISTRIBUTION | WP PUTRAJAYA & CYBERJAYA | Existing | 11 kV | PE MV TERMINAL | RYB | VCBJ/PCE/J22212 | PE 22.21 CYBER HEIGHT VILLA F2 | CBJ22224 PE 22.22 CYBER HEIGHT VILLA (F2) |  | Pass | null
378573522 | TNB | DISTRIBUTION | WP PUTRAJAYA & CYBERJAYA | Existing | 11 kV | PE MV TERMINAL | RYB | VCBJ/PCE/J22212 | PE 22.21 CYBER HEIGHT VILLA F2 | CBJ22145 PE 22.14 CYBER HEIGHT VILLA (F2) |  | Pass | null
378573525 | TNB | DISTRIBUTION | WP PUTRAJAYA & CYBERJAYA | Existing | 11 kV | PE MV TERMINAL | RYB | VCBJ/PCE/J22212 | PE 22.21 CYBER HEIGHT VILLA F2 | TX2-1000KVA |  | Pass | null
378573744 | TNB | DISTRIBUTION | WP PUTRAJAYA & CYBERJAYA | Existing | 11 kV | PE MV TERMINAL | RYB | VCBJ/PCE/J22222 | PE 22.22 CYBER HEIGHT VILLA F2 | CBJ24151 PE 24.15 CYBER HEIGHT VILLA |  | Pass | null
378573745 | TNB | DISTRIBUTION | WP PUTRAJAYA & CYBERJAYA | Existing | 11 kV | PE MV TERMINAL | RYB | VCBJ/PCE/J22222 | PE 22.22 CYBER HEIGHT VILLA F2 | CBJ22215 PE 22.21 CYBER HEIGHT VILLA (F2) |  | Pass | null
378573748 | TNB | DISTRIBUTION | WP PUTRAJAYA & CYBERJAYA | Existing | 11 kV | PE MV TERMINAL | RYB | VCBJ/PCE/J22222 | PE 22.22 CYBER HEIGHT VILLA F2 | TX2-1000KVA |  | Pass | null
378573767 | TNB | DISTRIBUTION | WP PUTRAJAYA & CYBERJAYA | Existing | 11 kV | PE MV TERMINAL | RYB | VCBJ/PCE/J22221 | PE 22.22 CYBER HEIGHT VILLA F1 | CBJ22251 PE 22.25 CYBER HEIGHT VILLA (F1) |  | Pass | null
378573768 | TNB | DISTRIBUTION | WP PUTRAJAYA & CYBERJAYA | Existing | 11 kV | PE MV TERMINAL | RYB | VCBJ/PCE/J22221 | PE 22.22 CYBER HEIGHT VILLA F1 | CBJ22212 PE 22.21 CYBER HEIGHT VILLA (F1) |  | Pass | null
378573771 | TNB | DISTRIBUTION | WP PUTRAJAYA & CYBERJAYA | Existing | 11 kV | PE MV TERMINAL | RYB | VCBJ/PCE/J22221 | PE 22.22 CYBER HEIGHT VILLA F1 | TX1-1000KVA |  | Pass | null
378573921 | TNB | DISTRIBUTION | WP PUTRAJAYA & CYBERJAYA | Existing | 11 kV | PE MV TERMINAL | RYB | VCBJ/PCE/J24151 | PE 24.15 APARTMENT TINDAK MURNI | TX1-750KVA |  | Pass | null
378573928 | TNB | DISTRIBUTION | WP PUTRAJAYA & CYBERJAYA | Existing | 11 kV | PE MV TERMINAL | RYB | VCBJ/PCE/J24151 | PE 24.15 APARTMENT TINDAK MURNI | CBJ22254 PE 22.25 CYBER HEIGHT VILLA (F2) |  | Pass | null
378573936 | TNB | DISTRIBUTION | WP PUTRAJAYA & CYBERJAYA | Existing | 11 kV | PE MV TERMINAL | RYB | VCBJ/PCE/J24151 | PE 24.15 APARTMENT TINDAK MURNI | CBJ22225 PE 22.22 CYBER HEIGHT VILLA (F2) |  | Pass | null
378573946 | TNB | DISTRIBUTION | WP PUTRAJAYA & CYBERJAYA | Existing | 11 kV | PE MV TERMINAL | RYB | VCBJ/PCE/J24151 | PE 24.15 APARTMENT TINDAK MURNI | TX2-750KVA |  | Pass | null
378574142 | TNB | DISTRIBUTION | WP PUTRAJAYA & CYBERJAYA | Existing | 11 kV | PE MV TERMINAL | RYB | VCBJ/PCE/J22252 | PE 22.25 CYBER HEIGHT VILLA F2 | CBJ22234 PE 22.23 SEK. SRI PUTERI (F2) |  | Pass | null
378574143 | TNB | DISTRIBUTION | WP PUTRAJAYA & CYBERJAYA | Existing | 11 kV | PE MV TERMINAL | RYB | VCBJ/PCE/J22252 | PE 22.25 CYBER HEIGHT VILLA F2 | CBJ24152 PE 24.15 CYBER HEIGHT VILLA |  | Pass | null
378574146 | TNB | DISTRIBUTION | WP PUTRAJAYA & CYBERJAYA | Existing | 11 kV | PE MV TERMINAL | RYB | VCBJ/PCE/J22252 | PE 22.25 CYBER HEIGHT VILLA F2 | TX2-1000KVA |  | Pass | null
378574221 | TNB | DISTRIBUTION | WP PUTRAJAYA & CYBERJAYA | Existing | 11 kV | PE MV TERMINAL | RYB | VCBJ/PCE/J22251 | PE 22.25 CYBER HEIGHT VILLA F1 | CBJ22231 PE 22.23 SEK. SRI PUTERI (F1) |  | Pass | null
378574222 | TNB | DISTRIBUTION | WP PUTRAJAYA & CYBERJAYA | Existing | 11 kV | PE MV TERMINAL | RYB | VCBJ/PCE/J22251 | PE 22.25 CYBER HEIGHT VILLA F1 | CBJ22222 PE 22.22 CYBER HEIGHT VILLA (F1) |  | Pass | null
378574225 | TNB | DISTRIBUTION | WP PUTRAJAYA & CYBERJAYA | Existing | 11 kV | PE MV TERMINAL | RYB | VCBJ/PCE/J22251 | PE 22.25 CYBER HEIGHT VILLA F1 | TX1-1000KVA |  | Pass | null
378574369 | TNB | DISTRIBUTION | WP PUTRAJAYA & CYBERJAYA | Existing | 11 kV | PE MV TERMINAL | RYB | VCBJ/PCE/J22232 | PE 22.23 SEK. SRI PUTERI F2 | N/A |  | Pass | null
378574370 | TNB | DISTRIBUTION | WP PUTRAJAYA & CYBERJAYA | Existing | 11 kV | PE MV TERMINAL | RYB | VCBJ/PCE/J22232 | PE 22.23 SEK. SRI PUTERI F2 | CBJ22255 PE 22.25 CYBER HEIGHT VILLA (F2) |  | Pass | null
378574373 | TNB | DISTRIBUTION | WP PUTRAJAYA & CYBERJAYA | Existing | 11 kV | PE MV TERMINAL | RYB | VCBJ/PCE/J22232 | PE 22.23 SEK. SRI PUTERI F2 | TX2-1000KVA |  | Pass | null
378574450 | TNB | DISTRIBUTION | WP PUTRAJAYA & CYBERJAYA | Existing | 11 kV | PE MV TERMINAL | RYB | VCBJ/PCE/J22231 | PE 22.23 SEK. SRI PUTERI F1 | N/A |  | Pass | null
378574451 | TNB | DISTRIBUTION | WP PUTRAJAYA & CYBERJAYA | Existing | 11 kV | PE MV TERMINAL | RYB | VCBJ/PCE/J22231 | PE 22.23 SEK. SRI PUTERI F1 | CBJ22252 PE 22.25 CYBER HEIGHT VILLA (F1) |  | Pass | null
378574454 | TNB | DISTRIBUTION | WP PUTRAJAYA & CYBERJAYA | Existing | 11 kV | PE MV TERMINAL | RYB | VCBJ/PCE/J22231 | PE 22.23 SEK. SRI PUTERI F1 | TX1-1000KVA |  | Pass | null
378574590 | TNB | DISTRIBUTION | WP PUTRAJAYA & CYBERJAYA | Existing | 11 kV | PE MV TERMINAL | RYB | VCBJ/PCE/J22242 | PE 22.24 SEK. SRI PUTERI F2 | CBJ22242 PE 22.24 SEK. SRI PUTERI (F1) |  | Pass | null
378574591 | TNB | DISTRIBUTION | WP PUTRAJAYA & CYBERJAYA | Existing | 11 kV | PE MV TERMINAL | RYB | VCBJ/PCE/J22242 | PE 22.24 SEK. SRI PUTERI F2 | CBJ22235 PE 22.23 SEK. SRI PUTERI (F2) |  | Pass | null
378574594 | TNB | DISTRIBUTION | WP PUTRAJAYA & CYBERJAYA | Existing | 11 kV | PE MV TERMINAL | RYB | VCBJ/PCE/J22242 | PE 22.24 SEK. SRI PUTERI F2 | TX2-750KVA |  | Pass | null
378574661 | TNB | DISTRIBUTION | WP PUTRAJAYA & CYBERJAYA | Existing | 11 kV | PE MV TERMINAL | RYB | VCBJ/PCE/J22241 | PE 22.24 SEK. SRI PUTERI F1 | CBJ22232 PE 22.23 SEK. SRI PUTERI (F1) |  | Pass | null
378574664 | TNB | DISTRIBUTION | WP PUTRAJAYA & CYBERJAYA | Existing | 11 kV | PE MV TERMINAL | RYB | VCBJ/PCE/J22241 | PE 22.24 SEK. SRI PUTERI F1 | TX1-750KVA |  | Pass | null
378574681 | TNB | DISTRIBUTION | WP PUTRAJAYA & CYBERJAYA | Existing | 11 kV | PE MV TERMINAL | RYB | VCBJ/PCE/J22241 | PE 22.24 SEK. SRI PUTERI F1 | SPARE |  | Pass | null
378574684 | TNB | DISTRIBUTION | WP PUTRAJAYA & CYBERJAYA | Existing | 11 kV | PE MV TERMINAL | RYB | VCBJ/PCE/J22241 | PE 22.24 SEK. SRI PUTERI F1 | CBJ22246 PE 22.24 SEK. SRI PUTERI (F2) |  | Pass | null
378574787 | TNB | DISTRIBUTION | WP PUTRAJAYA & CYBERJAYA | Existing | 11 kV | PE MV TERMINAL | RYB | VCBJ/PCE/J21811 | SS 21.81 SHAFBURY-MLCP CAR PARK F1 | CBJ24141 SS 24.14 SHAFTBURY BLOK D |  | Pass | null
378574788 | TNB | DISTRIBUTION | WP PUTRAJAYA & CYBERJAYA | Existing | 11 kV | PE MV TERMINAL | RYB | VCBJ/PCE/J21811 | SS 21.81 SHAFBURY-MLCP CAR PARK F1 | PPU CYB7: VCB 5 |  | Pass | null
378574881 | TNB | DISTRIBUTION | WP PUTRAJAYA & CYBERJAYA | Existing | 11 kV | PE MV TERMINAL | RYB | VCBJ/PCE/J21812 | SS 21.81 SHAFBURY-MLCP CAR PARK F2 | CBJ24144 SS 24.14 (F2) SHAFBURY BLOK D |  | Pass | null
378574882 | TNB | DISTRIBUTION | WP PUTRAJAYA & CYBERJAYA | Existing | 11 kV | PE MV TERMINAL | RYB | VCBJ/PCE/J21812 | SS 21.81 SHAFBURY-MLCP CAR PARK F2 | PPU CYB7: VCB 4 |  | Pass | null
378574885 | TNB | DISTRIBUTION | WP PUTRAJAYA & CYBERJAYA | Existing | 11 kV | PE MV TERMINAL | RYB | VCBJ/PCE/J21812 | SS 21.81 SHAFBURY-MLCP CAR PARK F2 | TX2-1000KVA |  | Pass | null
378574997 | TNB | DISTRIBUTION | WP PUTRAJAYA & CYBERJAYA | Existing | 11 kV | PE MV TERMINAL | RYB | VCBJ/PCE/J21061 | PE 21.06 PADAT B 15-4 | PPU CYB7: VCB 12 |  | Pass | null
378574998 | TNB | DISTRIBUTION | WP PUTRAJAYA & CYBERJAYA | Existing | 11 kV | PE MV TERMINAL | RYB | VCBJ/PCE/J21061 | PE 21.06 PADAT B 15-4 | CBJ21051 PE 21.05 PADAT B 15-3 |  | Pass | null
378575001 | TNB | DISTRIBUTION | WP PUTRAJAYA & CYBERJAYA | Existing | 11 kV | PE MV TERMINAL | RYB | VCBJ/PCE/J21061 | PE 21.06 PADAT B 15-4 | TX-1000KVA |  | Pass | null
378575137 | TNB | DISTRIBUTION | WP PUTRAJAYA & CYBERJAYA | Existing | 11 kV | PE MV TERMINAL | RYB | VCBJ/PCE/J21051 | PE 21.05 B15-3 | N/A |  | Pass | null
378575138 | TNB | DISTRIBUTION | WP PUTRAJAYA & CYBERJAYA | Existing | 11 kV | PE MV TERMINAL | RYB | VCBJ/PCE/J21051 | PE 21.05 B15-3 | CBJ21061 PE 21.06 PADAT B 15-4 |  | Pass | null
378575141 | TNB | DISTRIBUTION | WP PUTRAJAYA & CYBERJAYA | Existing | 11 kV | PE MV TERMINAL | RYB | VCBJ/PCE/J21051 | PE 21.05 B15-3 | TX-1000KVA |  | Pass | null
378575224 | TNB | DISTRIBUTION | WP PUTRAJAYA & CYBERJAYA | Existing | 11 kV | PE MV TERMINAL | RYB | VCBJ/PCE/J21071 | PE 21.07 P.APEC | CBJ23263 PE 23.26 V RESIDENCE |  | Pass | null
378575225 | TNB | DISTRIBUTION | WP PUTRAJAYA & CYBERJAYA | Existing | 11 kV | PE MV TERMINAL | RYB | VCBJ/PCE/J21071 | PE 21.07 P.APEC | CBJ21053 PE 21.05 PADAT B 15-3 |  | Pass | null
378575228 | TNB | DISTRIBUTION | WP PUTRAJAYA & CYBERJAYA | Existing | 11 kV | PE MV TERMINAL | RYB | VCBJ/PCE/J21071 | PE 21.07 P.APEC | TX-1000KVA |  | Pass | null
378575381 | TNB | DISTRIBUTION | WP PUTRAJAYA & CYBERJAYA | Existing | 11 kV | PE MV TERMINAL | RYB | VCBJ/PCE/J21041 | PE 21.04 B15-2 | PTJ11491 PE 11.49 KANTIN KVDT |  | Pass | null
378575382 | TNB | DISTRIBUTION | WP PUTRAJAYA & CYBERJAYA | Existing | 11 kV | PE MV TERMINAL | RYB | VCBJ/PCE/J21041 | PE 21.04 B15-2 | CBJ 23271 PE 23.27 V RESIDENCE 1 |  | Pass | null
378575385 | TNB | DISTRIBUTION | WP PUTRAJAYA & CYBERJAYA | Existing | 11 kV | PE MV TERMINAL | RYB | VCBJ/PCE/J21041 | PE 21.04 B15-2 | TX-1000KVA |  | Pass | null
378575537 | TNB | DISTRIBUTION | WP PUTRAJAYA & CYBERJAYA | Existing | 11 kV | PE MV TERMINAL | RYB | VPTJ/PCE/J11491 | PE 11.49 KANTIN KVDT | CBJ21242 SS 21.24 KVDT PETRONAS |  | Pass | null
378575538 | TNB | DISTRIBUTION | WP PUTRAJAYA & CYBERJAYA | Existing | 11 kV | PE MV TERMINAL | RYB | VPTJ/PCE/J11491 | PE 11.49 KANTIN KVDT | CBJ21043 PE 21.04 PADAT B 15-2 |  | Pass | null
378575541 | TNB | DISTRIBUTION | WP PUTRAJAYA & CYBERJAYA | Existing | 11 kV | PE MV TERMINAL | RYB | VPTJ/PCE/J11491 | PE 11.49 KANTIN KVDT | TX-1000KVA |  | Pass | null
378575615 | TNB | DISTRIBUTION | WP PUTRAJAYA & CYBERJAYA | Existing | 11 kV | PE MV TERMINAL | RYB | VCBJ/PCE/J21241 | SS 21.24 KVDT PETRONAS | PENGGUNA 11KV |  | Pass | null
378575624 | TNB | DISTRIBUTION | WP PUTRAJAYA & CYBERJAYA | Existing | 11 kV | PE MV TERMINAL | RYB | VCBJ/PCE/J21241 | SS 21.24 KVDT PETRONAS | PTJ11493 PE 11.49 KANTIN KVDT |  | Pass | null
378575635 | TNB | DISTRIBUTION | WP PUTRAJAYA & CYBERJAYA | Existing | 11 kV | PE MV TERMINAL | RYB | VCBJ/PCE/J21241 | SS 21.24 KVDT PETRONAS | CBJ21031 PE 21.03 PADAT B 15-1 |  | Pass | null
378575651 | TNB | DISTRIBUTION | WP PUTRAJAYA & CYBERJAYA | Existing | 11 kV | PE MV TERMINAL | RYB | VCBJ/PCE/J21031 | PE 21.03 B15-1 | PTJ11421 PE 11.42 APT BLOK G (F1) |  | Pass | null
378575652 | TNB | DISTRIBUTION | WP PUTRAJAYA & CYBERJAYA | Existing | 11 kV | PE MV TERMINAL | RYB | VCBJ/PCE/J21031 | PE 21.03 B15-1 | CBJ21241 SS 21.24 KVDT PETRONAS |  | Pass | null
378575655 | TNB | DISTRIBUTION | WP PUTRAJAYA & CYBERJAYA | Existing | 11 kV | PE MV TERMINAL | RYB | VCBJ/PCE/J21031 | PE 21.03 B15-1 | TX-1000KVA |  | Pass | null
378575799 | TNB | DISTRIBUTION | WP PUTRAJAYA & CYBERJAYA | Existing | 11 kV | PE MV TERMINAL | RYB | VPTJ/PCE/J11421 | PE 11.42 BLOK G (F1) | PTJ11425 PE 11.42 APT BLOK G (F2) |  | Pass | null
378575800 | TNB | DISTRIBUTION | WP PUTRAJAYA & CYBERJAYA | Existing | 11 kV | PE MV TERMINAL | RYB | VPTJ/PCE/J11421 | PE 11.42 BLOK G (F1) | CBJ21033 PE 21.03 PADAT B 15-1 |  | Pass | null
378575803 | TNB | DISTRIBUTION | WP PUTRAJAYA & CYBERJAYA | Existing | 11 kV | PE MV TERMINAL | RYB | VPTJ/PCE/J11421 | PE 11.42 BLOK G (F1) | TX-1000KVA |  | Pass | null
378575919 | TNB | DISTRIBUTION | WP PUTRAJAYA & CYBERJAYA | Existing | 11 kV | PE MV TERMINAL | RYB | VPTJ/PCE/J11422 | PE 11.42 BLOK G (F2) | PTJ11422 PE 11.42 APT BLOK G (F1) |  | Pass | null
378575920 | TNB | DISTRIBUTION | WP PUTRAJAYA & CYBERJAYA | Existing | 11 kV | PE MV TERMINAL | RYB | VPTJ/PCE/J11422 | PE 11.42 BLOK G (F2) | PTJ11411 PE 11.41 BLOK F |  | Pass | null
378575923 | TNB | DISTRIBUTION | WP PUTRAJAYA & CYBERJAYA | Existing | 11 kV | PE MV TERMINAL | RYB | VPTJ/PCE/J11422 | PE 11.42 BLOK G (F2) | TX2-1000KVA |  | Pass | null
378576012 | TNB | DISTRIBUTION | WP PUTRAJAYA & CYBERJAYA | Existing | 11 kV | PE MV TERMINAL | RYB | VPTJ/PCE/J11411 | PE 11.41 BLOK F | PTJ11401 PE 11.40 APT BLOK C (F1) |  | Pass | null
378576013 | TNB | DISTRIBUTION | WP PUTRAJAYA & CYBERJAYA | Existing | 11 kV | PE MV TERMINAL | RYB | VPTJ/PCE/J11411 | PE 11.41 BLOK F | PTJ11424 PE 11.42 APT BLOK G (F2) |  | Pass | null
378576016 | TNB | DISTRIBUTION | WP PUTRAJAYA & CYBERJAYA | Existing | 11 kV | PE MV TERMINAL | RYB | VPTJ/PCE/J11411 | PE 11.41 BLOK F | TX1-1000KVA |  | Pass | null
378607024 | TNB | DISTRIBUTION | WP PUTRAJAYA & CYBERJAYA | Existing | 11 kV | PE MV TERMINAL | RYB | VCBJ/PCE/J21681 | PE 21.68 Padat Elite 4 | CBJ21202 PE 21.20 ELITE HIGHWAY NO. 2 |  | Pass | null
378607025 | TNB | DISTRIBUTION | WP PUTRAJAYA & CYBERJAYA | Existing | 11 kV | PE MV TERMINAL | RYB | VCBJ/PCE/J21681 | PE 21.68 Padat Elite 4 | CBJ21192 PE 21.19 ELITE HIGHWAY NO. 1 |  | Pass | null
378607028 | TNB | DISTRIBUTION | WP PUTRAJAYA & CYBERJAYA | Existing | 11 kV | PE MV TERMINAL | RYB | VCBJ/PCE/J21681 | PE 21.68 Padat Elite 4 | TX1-1000kVA |  | Pass | null
378607144 | TNB | DISTRIBUTION | WP PUTRAJAYA & CYBERJAYA | Existing | 11 kV | PE MV TERMINAL | RYB | VCBJ/PCE/J21201 | PE 21.20 ELITE HIGHWAY NO. 2 | CBJ21683 PE 21.68 Padat Elite 4 |  | Pass | null
378607145 | TNB | DISTRIBUTION | WP PUTRAJAYA & CYBERJAYA | Existing | 11 kV | PE MV TERMINAL | RYB | VCBJ/PCE/J21201 | PE 21.20 ELITE HIGHWAY NO. 2 | J42396 PE PDT PULAU MERANTI |  | Pass | null
378607148 | TNB | DISTRIBUTION | WP PUTRAJAYA & CYBERJAYA | Existing | 11 kV | PE MV TERMINAL | RYB | VCBJ/PCE/J21201 | PE 21.20 ELITE HIGHWAY NO. 2 | TX1-1000kVA |  | Pass | null
378607354 | TNB | DISTRIBUTION | WP PUTRAJAYA & CYBERJAYA | Existing | 11 kV | PE MV TERMINAL | RYB | VCBJ/PCE/J21191 | PE 21.19 ELITE HIGHWAY NO. 1 | CBJ21681 PE 21.68 Padat Elite 4 |  | Pass | null
378607355 | TNB | DISTRIBUTION | WP PUTRAJAYA & CYBERJAYA | Existing | 11 kV | PE MV TERMINAL | RYB | VCBJ/PCE/J21191 | PE 21.19 ELITE HIGHWAY NO. 1 | G04249 SAUJANA PUTRA NO4 |  | Pass | null
378607358 | TNB | DISTRIBUTION | WP PUTRAJAYA & CYBERJAYA | Existing | 11 kV | PE MV TERMINAL | RYB | VCBJ/PCE/J21191 | PE 21.19 ELITE HIGHWAY NO. 1 | TX1-1000kVA |  | Pass | null
379452220 | TNB | DISTRIBUTION | WP PUTRAJAYA & CYBERJAYA | Existing | 11 kV | PE MV TERMINAL | RYB | VCBJ/PCE/J22061 | PE 22.06 PADAT B 15-5 | CBJ22073 PE 22.07 PADAT B 15-6 |  | Pass | null
379452221 | TNB | DISTRIBUTION | WP PUTRAJAYA & CYBERJAYA | Existing | 11 kV | PE MV TERMINAL | RYB | VCBJ/PCE/J22061 | PE 22.06 PADAT B 15-5 | PPU CYB7: VCB 13 |  | Pass | null
379452224 | TNB | DISTRIBUTION | WP PUTRAJAYA & CYBERJAYA | Existing | 11 kV | PE MV TERMINAL | RYB | VCBJ/PCE/J22061 | PE 22.06 PADAT B 15-5 | TX-1000KVA |  | Pass | null
379452372 | TNB | DISTRIBUTION | WP PUTRAJAYA & CYBERJAYA | Existing | 11 kV | PE MV TERMINAL | RYB | VCBJ/PCE/J22071 | PE 22.07 PADAT B 15-6 | CBJ22062 PE 22.06 PADAT B 15-5 |  | Pass | null
379452373 | TNB | DISTRIBUTION | WP PUTRAJAYA & CYBERJAYA | Existing | 11 kV | PE MV TERMINAL | RYB | VCBJ/PCE/J22071 | PE 22.07 PADAT B 15-6 | B11920 SS LAMPU JALAN LB1 |  | Pass | null
379452376 | TNB | DISTRIBUTION | WP PUTRAJAYA & CYBERJAYA | Existing | 11 kV | PE MV TERMINAL | RYB | VCBJ/PCE/J22071 | PE 22.07 PADAT B 15-6 | TX-1000KVA |  | Pass | null
379907371 | TNB | DISTRIBUTION | WP PUTRAJAYA & CYBERJAYA | Existing | 11 kV | PE MV TERMINAL | RYB | VPTJ/PCE/J00355 | PE 15.57 DWIPUTRA NO 4 (F2) | PTJ15554 : PE 15.55 (F2) |  | Pass | null
379907372 | TNB | DISTRIBUTION | WP PUTRAJAYA & CYBERJAYA | Existing | 11 kV | PE MV TERMINAL | RYB | VPTJ/PCE/J00355 | PE 15.57 DWIPUTRA NO 4 (F2) | PTJ15586 : PE 15.58 DWIPUTRA NO.5 (F2) |  | Pass | null
379907375 | TNB | DISTRIBUTION | WP PUTRAJAYA & CYBERJAYA | Existing | 11 kV | PE MV TERMINAL | RYB | VPTJ/PCE/J00355 | PE 15.57 DWIPUTRA NO 4 (F2) | TX2- 1000KVA |  | Pass | null
379907566 | TNB | DISTRIBUTION | WP PUTRAJAYA & CYBERJAYA | Existing | 11 kV | PE MV TERMINAL | RYB | VPTJ/PCE/J00354 | PE 15.59 DWIPUTRA NO 6 (F2) | PTJ15564 : PE 15.56(F2) |  | Pass | null
379907567 | TNB | DISTRIBUTION | WP PUTRAJAYA & CYBERJAYA | Existing | 11 kV | PE MV TERMINAL | RYB | VPTJ/PCE/J00354 | PE 15.59 DWIPUTRA NO 6 (F2) | PTJ15556 : PE 15.55 (F2) |  | Pass | null
379907570 | TNB | DISTRIBUTION | WP PUTRAJAYA & CYBERJAYA | Existing | 11 kV | PE MV TERMINAL | RYB | VPTJ/PCE/J00354 | PE 15.59 DWIPUTRA NO 6 (F2) | TX2- 1000KVA |  | Pass | null
379907660 | TNB | DISTRIBUTION | WP PUTRAJAYA & CYBERJAYA | Existing | 11 kV | PE MV TERMINAL | RYB | VPTJ/PCE/J00352 | PE 15.59 DWIPUTRA NO 6 (F1) | PTJ15561 : PE 15.56(F1) |  | Pass | null
379907661 | TNB | DISTRIBUTION | WP PUTRAJAYA & CYBERJAYA | Existing | 11 kV | PE MV TERMINAL | RYB | VPTJ/PCE/J00352 | PE 15.59 DWIPUTRA NO 6 (F1) | PTJ15553 : PE 15.55 (F1) |  | Pass | null
379907664 | TNB | DISTRIBUTION | WP PUTRAJAYA & CYBERJAYA | Existing | 11 kV | PE MV TERMINAL | RYB | VPTJ/PCE/J00352 | PE 15.59 DWIPUTRA NO 6 (F1) | TX1- 1000KVA |  | Pass | null
379907866 | TNB | DISTRIBUTION | WP PUTRAJAYA & CYBERJAYA | Existing | 11 kV | PE MV TERMINAL | RYB | VPTJ/PCE/J00351 | PE 15.58 DWIPUTRA NO 5 (F1) | PTJ15571 : PE 15.57 DWIPUTRA NO.4 (F1) |  | Pass | null
379907867 | TNB | DISTRIBUTION | WP PUTRAJAYA & CYBERJAYA | Existing | 11 kV | PE MV TERMINAL | RYB | VPTJ/PCE/J00351 | PE 15.58 DWIPUTRA NO 5 (F1) | PTJ15543 : PE 15.54 (F1) |  | Pass | null
379907870 | TNB | DISTRIBUTION | WP PUTRAJAYA & CYBERJAYA | Existing | 11 kV | PE MV TERMINAL | RYB | VPTJ/PCE/J00351 | PE 15.58 DWIPUTRA NO 5 (F1) | TX1- 1000KVA |  | Pass | null
379908001 | TNB | DISTRIBUTION | WP PUTRAJAYA & CYBERJAYA | Existing | 11 kV | PE MV TERMINAL | RYB | VPTJ/PCE/J08402 | PE 8.40 8R4 BLOK C F2 | PTJ08301 : PE 8.30 SHOP LOT C1 & C2 |  | Pass | null
379908002 | TNB | DISTRIBUTION | WP PUTRAJAYA & CYBERJAYA | Existing | 11 kV | PE MV TERMINAL | RYB | VPTJ/PCE/J08402 | PE 8.40 8R4 BLOK C F2 | PTJ08412 : PE 8.41 (8R4 BLOK D) (F1) |  | Pass | null
379908005 | TNB | DISTRIBUTION | WP PUTRAJAYA & CYBERJAYA | Existing | 11 kV | PE MV TERMINAL | RYB | VPTJ/PCE/J08402 | PE 8.40 8R4 BLOK C F2 | TX1- 1000KVA |  | Pass | null
379908124 | TNB | DISTRIBUTION | WP PUTRAJAYA & CYBERJAYA | Existing | 11 kV | PE MV TERMINAL | RYB | VPTJ/PCE/J08401 | PE 8.40 8R4 BLOK C F1 | PTJ08304 : PE 8.30 SHOP LOT C1 & C2 (F2) |  | Pass | null
379908125 | TNB | DISTRIBUTION | WP PUTRAJAYA & CYBERJAYA | Existing | 11 kV | PE MV TERMINAL | RYB | VPTJ/PCE/J08401 | PE 8.40 8R4 BLOK C F1 | PTJ08416 : PE 8.41 (8R4 BLOK D) (F2) |  | Pass | null
379908128 | TNB | DISTRIBUTION | WP PUTRAJAYA & CYBERJAYA | Existing | 11 kV | PE MV TERMINAL | RYB | VPTJ/PCE/J08401 | PE 8.40 8R4 BLOK C F1 | TX2- 1000KVA |  | Pass | null
379908220 | TNB | DISTRIBUTION | WP PUTRAJAYA & CYBERJAYA | Existing | 11 kV | PE MV TERMINAL | RYB | VPTJ/PCE/J08411 | PE 8.41 8R4 BLOK D F1 | PTJ08401 : PE 8.40 (8R4 BLOK C) (F1) |  | Pass | null
379908221 | TNB | DISTRIBUTION | WP PUTRAJAYA & CYBERJAYA | Existing | 11 kV | PE MV TERMINAL | RYB | VPTJ/PCE/J08411 | PE 8.41 8R4 BLOK D F1 | PTJ08313 : PE 8.31 PDT SHOP LOT 8C3 (F1) |  | Pass | null
379908224 | TNB | DISTRIBUTION | WP PUTRAJAYA & CYBERJAYA | Existing | 11 kV | PE MV TERMINAL | RYB | VPTJ/PCE/J08411 | PE 8.41 8R4 BLOK D F1 | TX1- 1000KVA |  | Pass | null
379908314 | TNB | DISTRIBUTION | WP PUTRAJAYA & CYBERJAYA | Existing | 11 kV | PE MV TERMINAL | RYB | VPTJ/PCE/J08412 | PE 8.41 BLOK D 8R4 F2 | PTJ08404 : PE 8.40 (8R4 BLOK C) (F2) |  | Pass | null
379908315 | TNB | DISTRIBUTION | WP PUTRAJAYA & CYBERJAYA | Existing | 11 kV | PE MV TERMINAL | RYB | VPTJ/PCE/J08412 | PE 8.41 BLOK D 8R4 F2 | PTJ08315 : PE 8.31 SHOP LOT 8C3 (F2) |  | Pass | null
379908318 | TNB | DISTRIBUTION | WP PUTRAJAYA & CYBERJAYA | Existing | 11 kV | PE MV TERMINAL | RYB | VPTJ/PCE/J08412 | PE 8.41 BLOK D 8R4 F2 | TX2- 1000KVA |  | Pass | null
379908432 | TNB | DISTRIBUTION | WP PUTRAJAYA & CYBERJAYA | Existing | 11 kV | PE MV TERMINAL | RYB | VPTJ/PCE/J08382 | PE 8.38 8R4 BLOK A F2 | PTJ08374 : PE 8.37 F2 D-PTJ-C16-0861 |  | Pass | null
379908433 | TNB | DISTRIBUTION | WP PUTRAJAYA & CYBERJAYA | Existing | 11 kV | PE MV TERMINAL | RYB | VPTJ/PCE/J08382 | PE 8.38 8R4 BLOK A F2 | PTJ08395 : PE 8.39 (8R4 BLOK B) (F2) |  | Pass | null
379908436 | TNB | DISTRIBUTION | WP PUTRAJAYA & CYBERJAYA | Existing | 11 kV | PE MV TERMINAL | RYB | VPTJ/PCE/J08382 | PE 8.38 8R4 BLOK A F2 | TX2- 1000KVA |  | Pass | null
379908526 | TNB | DISTRIBUTION | WP PUTRAJAYA & CYBERJAYA | Existing | 11 kV | PE MV TERMINAL | RYB | VPTJ/PCE/J08381 | PE 8.38 8R4 BLOK A F1 | PTJ08371 : PE 8.37 F1 D-PTJ-C16-0861 |  | Pass | null
379908527 | TNB | DISTRIBUTION | WP PUTRAJAYA & CYBERJAYA | Existing | 11 kV | PE MV TERMINAL | RYB | VPTJ/PCE/J08381 | PE 8.38 8R4 BLOK A F1 | PTJ08392 : PE 8.39 (8R4 BLOK B) (F1) |  | Pass | null
379908530 | TNB | DISTRIBUTION | WP PUTRAJAYA & CYBERJAYA | Existing | 11 kV | PE MV TERMINAL | RYB | VPTJ/PCE/J08381 | PE 8.38 8R4 BLOK A F1 | TX1- 1000KVA |  | Pass | null
379908622 | TNB | DISTRIBUTION | WP PUTRAJAYA & CYBERJAYA | Existing | 11 kV | PE MV TERMINAL | RYB | VPTJ/PCE/J08391 | PE 8.39 8R4 BLOK B F1 | PTJ08212 : PE 8.21 APT 640 UNIT (F1) |  | Pass | null
379908623 | TNB | DISTRIBUTION | WP PUTRAJAYA & CYBERJAYA | Existing | 11 kV | PE MV TERMINAL | RYB | VPTJ/PCE/J08391 | PE 8.39 8R4 BLOK B F1 | PTJ08381 : PE 8.38 (8R4 BLOK A) (F1) |  | Pass | null
379908626 | TNB | DISTRIBUTION | WP PUTRAJAYA & CYBERJAYA | Existing | 11 kV | PE MV TERMINAL | RYB | VPTJ/PCE/J08391 | PE 8.39 8R4 BLOK B F1 | TX1- 1000KVA |  | Pass | null
379908716 | TNB | DISTRIBUTION | WP PUTRAJAYA & CYBERJAYA | Existing | 11 kV | PE MV TERMINAL | RYB | VPTJ/PCE/J08392 | PE 8.39 BLOK B 8R4 F2 | PTJ08215 : PE 8.21 APT 640 UNIT (F2) |  | Pass | null
379908717 | TNB | DISTRIBUTION | WP PUTRAJAYA & CYBERJAYA | Existing | 11 kV | PE MV TERMINAL | RYB | VPTJ/PCE/J08392 | PE 8.39 BLOK B 8R4 F2 | PTJ08384 : PE 8.38 (8R4 BLOK A) (F2) |  | Pass | null
379908720 | TNB | DISTRIBUTION | WP PUTRAJAYA & CYBERJAYA | Existing | 11 kV | PE MV TERMINAL | RYB | VPTJ/PCE/J08392 | PE 8.39 BLOK B 8R4 F2 | TX2- 1000KVA |  | Pass | null
379908871 | TNB | DISTRIBUTION | WP PUTRAJAYA & CYBERJAYA | Existing | 11 kV | PE MV TERMINAL | RYB | VPTJ/PCE/J00356 | PE 11.76 TERES ZON 9D (1) (F1) | PTJ11764 : PE 11.76 (TERES ZON 9D (1) (F2) |  | Pass | null
379908872 | TNB | DISTRIBUTION | WP PUTRAJAYA & CYBERJAYA | Existing | 11 kV | PE MV TERMINAL | RYB | VPTJ/PCE/J00356 | PE 11.76 TERES ZON 9D (1) (F1) | PTJ11775 : PE 11.77 (TERES ZON 9D (2) (F2) |  | Pass | null
379908875 | TNB | DISTRIBUTION | WP PUTRAJAYA & CYBERJAYA | Existing | 11 kV | PE MV TERMINAL | RYB | VPTJ/PCE/J00356 | PE 11.76 TERES ZON 9D (1) (F1) | TX1- 1000KVA |  | Pass | null
379908975 | TNB | DISTRIBUTION | WP PUTRAJAYA & CYBERJAYA | Existing | 11 kV | PE MV TERMINAL | RYB | VPTJ/PCE/J00359 | PE 11.76 TERES ZON 9D (1) (F2) | PTJ11241 : PE 11.24 TERES ZON 9A (F2) |  | Pass | null
379908976 | TNB | DISTRIBUTION | WP PUTRAJAYA & CYBERJAYA | Existing | 11 kV | PE MV TERMINAL | RYB | VPTJ/PCE/J00359 | PE 11.76 TERES ZON 9D (1) (F2) | PTJ11762 : PE 11.76 (TERES ZON 9D (1) (F1) |  | Pass | null
379908979 | TNB | DISTRIBUTION | WP PUTRAJAYA & CYBERJAYA | Existing | 11 kV | PE MV TERMINAL | RYB | VPTJ/PCE/J00359 | PE 11.76 TERES ZON 9D (1) (F2) | TX2- 1000KVA |  | Pass | null
379909081 | TNB | DISTRIBUTION | WP PUTRAJAYA & CYBERJAYA | Existing | 11 kV | PE MV TERMINAL | RYB | VPTJ/PCE/J00357 | PE 11.77 TERES ZON 9D (2) (F1) | PTJ11774 : PE 11.77 (TERES ZON 9D (2) (F2) |  | Pass | null
379909082 | TNB | DISTRIBUTION | WP PUTRAJAYA & CYBERJAYA | Existing | 11 kV | PE MV TERMINAL | RYB | VPTJ/PCE/J00357 | PE 11.77 TERES ZON 9D (2) (F1) | PTJ11605 : PE 11.60 TERES ZON 9B |  | Pass | null
379909085 | TNB | DISTRIBUTION | WP PUTRAJAYA & CYBERJAYA | Existing | 11 kV | PE MV TERMINAL | RYB | VPTJ/PCE/J00357 | PE 11.77 TERES ZON 9D (2) (F1) | TX1- 1000KVA |  | Pass | null
379909187 | TNB | DISTRIBUTION | WP PUTRAJAYA & CYBERJAYA | Existing | 11 kV | PE MV TERMINAL | RYB | VPTJ/PCE/J00358 | PE 11.77 TERES ZON 9D (2) (F2) | PTJ11761 : PE 11.76 (TERES ZON 9D (1) (F1) |  | Pass | null
379909188 | TNB | DISTRIBUTION | WP PUTRAJAYA & CYBERJAYA | Existing | 11 kV | PE MV TERMINAL | RYB | VPTJ/PCE/J00358 | PE 11.77 TERES ZON 9D (2) (F2) | PTJ11772 : PE 11.77 (TERES ZON 9D (2) (F1) |  | Pass | null
379909191 | TNB | DISTRIBUTION | WP PUTRAJAYA & CYBERJAYA | Existing | 11 kV | PE MV TERMINAL | RYB | VPTJ/PCE/J00358 | PE 11.77 TERES ZON 9D (2) (F2) | TX2- 1000KVA |  | Pass | null
379909318 | TNB | DISTRIBUTION | WP PUTRAJAYA & CYBERJAYA | Existing | 11 kV | PE MV TERMINAL | RYB | VPTJ/PCE/J00398 | Grp: Substation Comp. 1 PE11.78 F1 | PTJ11784 : PE 11.78 (PPA1M PALMA) (F2) |  | Pass | null
379909319 | TNB | DISTRIBUTION | WP PUTRAJAYA & CYBERJAYA | Existing | 11 kV | PE MV TERMINAL | RYB | VPTJ/PCE/J00398 | Grp: Substation Comp. 1 PE11.78 F1 | PTJ11236 : PE 11.23 TERES (F1) |  | Pass | null
379909322 | TNB | DISTRIBUTION | WP PUTRAJAYA & CYBERJAYA | Existing | 11 kV | PE MV TERMINAL | RYB | VPTJ/PCE/J00398 | Grp: Substation Comp. 1 PE11.78 F1 | TX1- 1000KVA |  | Pass | null
379909412 | TNB | DISTRIBUTION | WP PUTRAJAYA & CYBERJAYA | Existing | 11 kV | PE MV TERMINAL | RYB | VPTJ/PCE/J00399 | E 11.78 PPA1M PALMA (F2) | PTJ11221 PE 11.22 JLN PHD/6 TERES (F2) |  | Pass | null
379909413 | TNB | DISTRIBUTION | WP PUTRAJAYA & CYBERJAYA | Existing | 11 kV | PE MV TERMINAL | RYB | VPTJ/PCE/J00399 | E 11.78 PPA1M PALMA (F2) | PTJ11783 PE 11.78 (PPA1M PALMA) (F1) |  | Pass | null
379909416 | TNB | DISTRIBUTION | WP PUTRAJAYA & CYBERJAYA | Existing | 11 kV | PE MV TERMINAL | RYB | VPTJ/PCE/J00399 | E 11.78 PPA1M PALMA (F2) | TX2- 1000KVA |  | Pass | null
379909521 | TNB | DISTRIBUTION | WP PUTRAJAYA & CYBERJAYA | Existing | 11 kV | PE MV TERMINAL | RYB | VPTJ/PCE/J05351 | PE 5.35 TEMP 5R5 | PTJ05224 : PE 5.22 BLOK A 5R4 (F2) |  | Pass | null
379909522 | TNB | DISTRIBUTION | WP PUTRAJAYA & CYBERJAYA | Existing | 11 kV | PE MV TERMINAL | RYB | VPTJ/PCE/J05351 | PE 5.35 TEMP 5R5 | PTJ05285 : PE 5.28 BLOK B 5R6 (F2) |  | Pass | null
379909525 | TNB | DISTRIBUTION | WP PUTRAJAYA & CYBERJAYA | Existing | 11 kV | PE MV TERMINAL | RYB | VPTJ/PCE/J05351 | PE 5.35 TEMP 5R5 | TX1- 1000KVA |  | Pass | null
379909797 | TNB | DISTRIBUTION | WP PUTRAJAYA & CYBERJAYA | Existing | 11 kV | PE MV TERMINAL | RYB | VCBJ/PCE/J24361 | PE 24.36 VERDI CONDO BLOK 2 | TX2- 1000KVA |  | Pass | null
379909804 | TNB | DISTRIBUTION | WP PUTRAJAYA & CYBERJAYA | Existing | 11 kV | PE MV TERMINAL | RYB | VCBJ/PCE/J24361 | PE 24.36 VERDI CONDO BLOK 2 | CBJ24351 : PE 24.35 VERDI CONDO BLOK 2 |  | Pass | null
379909812 | TNB | DISTRIBUTION | WP PUTRAJAYA & CYBERJAYA | Existing | 11 kV | PE MV TERMINAL | RYB | VCBJ/PCE/J24361 | PE 24.36 VERDI CONDO BLOK 2 | CBJ23016 : PE 23.01 PS 2-9 (F2) |  | Pass | null
379909822 | TNB | DISTRIBUTION | WP PUTRAJAYA & CYBERJAYA | Existing | 11 kV | PE MV TERMINAL | RYB | VCBJ/PCE/J24361 | PE 24.36 VERDI CONDO BLOK 2 | TX1- 1000KVA |  | Pass | null
379909980 | TNB | DISTRIBUTION | WP PUTRAJAYA & CYBERJAYA | Existing | 11 kV | PE MV TERMINAL | RYB | VCBJ/PCE/J24351 | PE 24.35 VERDI CONDO BLOK 1 | TX2- 1000KVA |  | Pass | null
379909987 | TNB | DISTRIBUTION | WP PUTRAJAYA & CYBERJAYA | Existing | 11 kV | PE MV TERMINAL | RYB | VCBJ/PCE/J24351 | PE 24.35 VERDI CONDO BLOK 1 | CBJ24011 : PE 24.01 PERUMAHAN 8 (F1) |  | Pass | null
379909995 | TNB | DISTRIBUTION | WP PUTRAJAYA & CYBERJAYA | Existing | 11 kV | PE MV TERMINAL | RYB | VCBJ/PCE/J24351 | PE 24.35 VERDI CONDO BLOK 1 | CBJ24362 : PE 24.36 VERDI CONDO BLOK 1 |  | Pass | null
379910005 | TNB | DISTRIBUTION | WP PUTRAJAYA & CYBERJAYA | Existing | 11 kV | PE MV TERMINAL | RYB | VCBJ/PCE/J24351 | PE 24.35 VERDI CONDO BLOK 1 | TX1- 1000KVA |  | Pass | null
379924547 | TNB | DISTRIBUTION | WP PUTRAJAYA & CYBERJAYA | Existing | 11 kV | PE MV TERMINAL | RYB | VPTJ/PCE/J00349 | PE 12.04 SPINE ROAD NO 2 (F2) | N/A |  | Pass | null
379924548 | TNB | DISTRIBUTION | WP PUTRAJAYA & CYBERJAYA | Existing | 11 kV | PE MV TERMINAL | RYB | VPTJ/PCE/J00349 | PE 12.04 SPINE ROAD NO 2 (F2) | PTJ12042 PE 12.04 (SPINE ROAD NO2) F1 |  | Pass | null
379924551 | TNB | DISTRIBUTION | WP PUTRAJAYA & CYBERJAYA | Existing | 11 kV | PE MV TERMINAL | RYB | VPTJ/PCE/J00349 | PE 12.04 SPINE ROAD NO 2 (F2) | TX1-300kVA |  | Pass | null
379924648 | TNB | DISTRIBUTION | WP PUTRAJAYA & CYBERJAYA | Existing | 11 kV | PE MV TERMINAL | RYB | VPTJ/PCE/J00347 | PE 12.04 SPINE ROAD NO 2 (F1) | PTJ12044 PE 12.04 (SPINE ROAD NO2) F2 |  | Pass | null
379924649 | TNB | DISTRIBUTION | WP PUTRAJAYA & CYBERJAYA | Existing | 11 kV | PE MV TERMINAL | RYB | VPTJ/PCE/J00347 | PE 12.04 SPINE ROAD NO 2 (F1) | PTJ01671 SS 1.67 TEMP PARCEL F |  | Pass | null
379924652 | TNB | DISTRIBUTION | WP PUTRAJAYA & CYBERJAYA | Existing | 11 kV | PE MV TERMINAL | RYB | VPTJ/PCE/J00347 | PE 12.04 SPINE ROAD NO 2 (F1) | SPARE |  | Pass | null
379924742 | TNB | DISTRIBUTION | WP PUTRAJAYA & CYBERJAYA | Existing | 11 kV | PE MV TERMINAL | RYB | VPTJ/PCE/J00348 | PE 12.05 PS 19 (F2) | PTJ12045 PE 12.04 (SPINE ROAD NO2) F2 |  | Pass | null
379924743 | TNB | DISTRIBUTION | WP PUTRAJAYA & CYBERJAYA | Existing | 11 kV | PE MV TERMINAL | RYB | VPTJ/PCE/J00348 | PE 12.05 PS 19 (F2) | PTJ12053 PE 12.05 (PS 19 F1) |  | Pass | null
379924746 | TNB | DISTRIBUTION | WP PUTRAJAYA & CYBERJAYA | Existing | 11 kV | PE MV TERMINAL | RYB | VPTJ/PCE/J00348 | PE 12.05 PS 19 (F2) | TX1-1000kVA |  | Pass | null
379924836 | TNB | DISTRIBUTION | WP PUTRAJAYA & CYBERJAYA | Existing | 11 kV | PE MV TERMINAL | RYB | VPTJ/PCE/J00346 | PE 12.05 PS 19 (F1) | PTJ12054 PE 12.05 (PS 19 F2) |  | Pass | null
379924837 | TNB | DISTRIBUTION | WP PUTRAJAYA & CYBERJAYA | Existing | 11 kV | PE MV TERMINAL | RYB | VPTJ/PCE/J00346 | PE 12.05 PS 19 (F1) | PTJ12096 D-PTJ-C16-0948 (12.09 F2) |  | Pass | null
379924840 | TNB | DISTRIBUTION | WP PUTRAJAYA & CYBERJAYA | Existing | 11 kV | PE MV TERMINAL | RYB | VPTJ/PCE/J00346 | PE 12.05 PS 19 (F1) | TX1-1000kVA |  | Pass | null
379925007 | TNB | DISTRIBUTION | WP PUTRAJAYA & CYBERJAYA | Existing | 11 kV | PE MV TERMINAL | RYB | VPTJ/PCE/J00335 | PE 15.49 NADI 15 (1) (F1) | PTJ15501 PE 15.50 NADI 15 (2) F1 |  | Pass | null
379925008 | TNB | DISTRIBUTION | WP PUTRAJAYA & CYBERJAYA | Existing | 11 kV | PE MV TERMINAL | RYB | VPTJ/PCE/J00335 | PE 15.49 NADI 15 (1) (F1) | PTJ14041 PE 14.04 PADAT L/S |  | Pass | null
379925011 | TNB | DISTRIBUTION | WP PUTRAJAYA & CYBERJAYA | Existing | 11 kV | PE MV TERMINAL | RYB | VPTJ/PCE/J00335 | PE 15.49 NADI 15 (1) (F1) | TX1-1000kVA |  | Pass | null
379925101 | TNB | DISTRIBUTION | WP PUTRAJAYA & CYBERJAYA | Existing | 11 kV | PE MV TERMINAL | RYB | VPTJ/PCE/J15492 | PE 15.49 NADI 15 (1) (F2) | PTJ14281 PE 14.28 PADAT SEDLEY |  | Pass | null
379925102 | TNB | DISTRIBUTION | WP PUTRAJAYA & CYBERJAYA | Existing | 11 kV | PE MV TERMINAL | RYB | VPTJ/PCE/J15492 | PE 15.49 NADI 15 (1) (F2) | PTJ15505 PE 15.50 NADI 15 (2) F2 |  | Pass | null
379925105 | TNB | DISTRIBUTION | WP PUTRAJAYA & CYBERJAYA | Existing | 11 kV | PE MV TERMINAL | RYB | VPTJ/PCE/J15492 | PE 15.49 NADI 15 (1) (F2) | TX1-1000kVA |  | Pass | null
379925197 | TNB | DISTRIBUTION | WP PUTRAJAYA & CYBERJAYA | Existing | 11 kV | PE MV TERMINAL | RYB | VPTJ/PCE/J00336 | PE 15.50 NADI 15 (2) (F1) | PTJ15511 PE 15.51 NADI 15(3) ;; ;; F1 |  | Pass | null
379925198 | TNB | DISTRIBUTION | WP PUTRAJAYA & CYBERJAYA | Existing | 11 kV | PE MV TERMINAL | RYB | VPTJ/PCE/J00336 | PE 15.50 NADI 15 (2) (F1) | PTJ15492 PE 15.49 NADI 15 (1) F1 |  | Pass | null
379925201 | TNB | DISTRIBUTION | WP PUTRAJAYA & CYBERJAYA | Existing | 11 kV | PE MV TERMINAL | RYB | VPTJ/PCE/J00336 | PE 15.50 NADI 15 (2) (F1) | TX1-1000kVA |  | Pass | null
379925291 | TNB | DISTRIBUTION | WP PUTRAJAYA & CYBERJAYA | Existing | 11 kV | PE MV TERMINAL | RYB | VPTJ/PCE/J15502 | PE 15.50 NADI 15 (2) (F2) | PTJ15494 PE 15.49 NADI 15 (1) F2 |  | Pass | null
379925292 | TNB | DISTRIBUTION | WP PUTRAJAYA & CYBERJAYA | Existing | 11 kV | PE MV TERMINAL | RYB | VPTJ/PCE/J15502 | PE 15.50 NADI 15 (2) (F2) | PTJ15514 PE 15.51 NADI 15(3) ;; ;; ;; F2 |  | Pass | null
379925295 | TNB | DISTRIBUTION | WP PUTRAJAYA & CYBERJAYA | Existing | 11 kV | PE MV TERMINAL | RYB | VPTJ/PCE/J15502 | PE 15.50 NADI 15 (2) (F2) | TX2-1000kVA |  | Pass | null
379925387 | TNB | DISTRIBUTION | WP PUTRAJAYA & CYBERJAYA | Existing | 11 kV | PE MV TERMINAL | RYB | VPTJ/PCE/J00334 | PE 15.51 NADI 15 (3) (F1) | PTJ15202 PE 15.20 VISITOR CHANCERIES (F1) |  | Pass | null
379925388 | TNB | DISTRIBUTION | WP PUTRAJAYA & CYBERJAYA | Existing | 11 kV | PE MV TERMINAL | RYB | VPTJ/PCE/J00334 | PE 15.51 NADI 15 (3) (F1) | PTJ15502 PE 15.50 NADI 15 (2) F1 |  | Pass | null
379925391 | TNB | DISTRIBUTION | WP PUTRAJAYA & CYBERJAYA | Existing | 11 kV | PE MV TERMINAL | RYB | VPTJ/PCE/J00334 | PE 15.51 NADI 15 (3) (F1) | TX1-1000kVA |  | Pass | null
379925481 | TNB | DISTRIBUTION | WP PUTRAJAYA & CYBERJAYA | Existing | 11 kV | PE MV TERMINAL | RYB | VPTJ/PCE/J15512 | PE 15.51 NADI 15 (3) (F2) | PTJ15205 PE 15.20 VISITOR CHANCERIES (F2) |  | Pass | null
379925482 | TNB | DISTRIBUTION | WP PUTRAJAYA & CYBERJAYA | Existing | 11 kV | PE MV TERMINAL | RYB | VPTJ/PCE/J15512 | PE 15.51 NADI 15 (3) (F2) | PTJ15504 PE 15.50 NADI 15 (2) F2 |  | Pass | null
379925485 | TNB | DISTRIBUTION | WP PUTRAJAYA & CYBERJAYA | Existing | 11 kV | PE MV TERMINAL | RYB | VPTJ/PCE/J15512 | PE 15.51 NADI 15 (3) (F2) | TX2-1000kVA |  | Pass | null
379925866 | TNB | DISTRIBUTION | WP PUTRAJAYA & CYBERJAYA | Existing | 11 kV | PE MV TERMINAL | RYB | VPTJ/PCE/J00372 | PE 14.34 DUTA VILLA (EFI) (F1) | PTJ14131 PE 14.13 P 14 B1 SEMI-D |  | Pass | null
379925867 | TNB | DISTRIBUTION | WP PUTRAJAYA & CYBERJAYA | Existing | 11 kV | PE MV TERMINAL | RYB | VPTJ/PCE/J00372 | PE 14.34 DUTA VILLA (EFI) (F1) | PTJ14023 PE 14.02 P 14A 1/1 TERES (F1) |  | Pass | null
379925870 | TNB | DISTRIBUTION | WP PUTRAJAYA & CYBERJAYA | Existing | 11 kV | PE MV TERMINAL | RYB | VPTJ/PCE/J00372 | PE 14.34 DUTA VILLA (EFI) (F1) | TX1-1000kVA |  | Pass | null
379925970 | TNB | DISTRIBUTION | WP PUTRAJAYA & CYBERJAYA | Existing | 11 kV | PE MV TERMINAL | RYB | VPTJ/PCE/J00374 | PE 14.34 DUTA VILLA (EFI) (F2) | PTJ14134 PE 14.13 P 14 B1 SEMI-D (F2) |  | Pass | null
379925971 | TNB | DISTRIBUTION | WP PUTRAJAYA & CYBERJAYA | Existing | 11 kV | PE MV TERMINAL | RYB | VPTJ/PCE/J00374 | PE 14.34 DUTA VILLA (EFI) (F2) | PTJ14026 PE 14.02 P 14A 1/1 TERES (F2) |  | Pass | null
379925974 | TNB | DISTRIBUTION | WP PUTRAJAYA & CYBERJAYA | Existing | 11 kV | PE MV TERMINAL | RYB | VPTJ/PCE/J00374 | PE 14.34 DUTA VILLA (EFI) (F2) | TX2-1000kVA |  | Pass | null
379926119 | TNB | DISTRIBUTION | WP PUTRAJAYA & CYBERJAYA | Existing | 11 kV | PE MV TERMINAL | RYB | VCBJ/PCE/J25071 | SS 25.07 STESEN SATELIT BUMI F1 | CBJ21562 SS 21.56 MEASAT ASTRO (F1) |  | Pass | null
379926123 | TNB | DISTRIBUTION | WP PUTRAJAYA & CYBERJAYA | Existing | 11 kV | PE MV TERMINAL | RYB | VCBJ/PCE/J25071 | SS 25.07 STESEN SATELIT BUMI F1 | CBJ21151 PE 21.15 CBJ 3 (F1) |  | Pass | null
379926137 | TNB | DISTRIBUTION | WP PUTRAJAYA & CYBERJAYA | Existing | 11 kV | PE MV TERMINAL | RYB | VCBJ/PCE/J25071 | SS 25.07 STESEN SATELIT BUMI F1 | PENGGUNA HT 11kV |  | Pass | null
379926160 | TNB | DISTRIBUTION | WP PUTRAJAYA & CYBERJAYA | Existing | 11 kV | PE MV TERMINAL | RYB | VCBJ/PCE/J25072 | SS 25.07 STESEN SATELIT BUMI F2 | CBJ21565 SS 21.56 MEASAT ASTRO (F2) |  | Pass | null
379926164 | TNB | DISTRIBUTION | WP PUTRAJAYA & CYBERJAYA | Existing | 11 kV | PE MV TERMINAL | RYB | VCBJ/PCE/J25072 | SS 25.07 STESEN SATELIT BUMI F2 | CBJ21154 PE 21.15 CBJ 3 (F2) |  | Pass | null
379926178 | TNB | DISTRIBUTION | WP PUTRAJAYA & CYBERJAYA | Existing | 11 kV | PE MV TERMINAL | RYB | VCBJ/PCE/J25072 | SS 25.07 STESEN SATELIT BUMI F2 | PENGGUNA HT 11kV |  | Pass | null
379926211 | TNB | DISTRIBUTION | WP PUTRAJAYA & CYBERJAYA | Existing | 11 kV | PE MV TERMINAL | RYB | VCBJ/PCE/J23071 | SS 23.07 MEASAT F1 | CBJ21102 PE 21.10 ELITE HIGHWAY NO. 3 |  | Pass | null
379926215 | TNB | DISTRIBUTION | WP PUTRAJAYA & CYBERJAYA | Existing | 11 kV | PE MV TERMINAL | RYB | VCBJ/PCE/J23071 | SS 23.07 MEASAT F1 | CBJ21561 SS 21.56 MEASAT ASTRO (F1) |  | Pass | null
379926229 | TNB | DISTRIBUTION | WP PUTRAJAYA & CYBERJAYA | Existing | 11 kV | PE MV TERMINAL | RYB | VCBJ/PCE/J23071 | SS 23.07 MEASAT F1 | PENGGUNA HT |  | Pass | null
379926252 | TNB | DISTRIBUTION | WP PUTRAJAYA & CYBERJAYA | Existing | 11 kV | PE MV TERMINAL | RYB | VCBJ/PCE/J23072 | SS 23.07 MEASAT F2 | CBJ21564 SS 21.56 MEASAT ASTRO (F2) |  | Pass | null
379926256 | TNB | DISTRIBUTION | WP PUTRAJAYA & CYBERJAYA | Existing | 11 kV | PE MV TERMINAL | RYB | VCBJ/PCE/J23072 | SS 23.07 MEASAT F2 | CBJ21545 PE 21.54 PS 3 (F2) |  | Pass | null
379926270 | TNB | DISTRIBUTION | WP PUTRAJAYA & CYBERJAYA | Existing | 11 kV | PE MV TERMINAL | RYB | VCBJ/PCE/J23072 | SS 23.07 MEASAT F2 | PENGGUNA HT 11kV |  | Pass | null
379926322 | TNB | DISTRIBUTION | WP PUTRAJAYA & CYBERJAYA | Existing | 11 kV | PE MV TERMINAL | RYB | VCBJ/PCE/J00130 | PE 25.30 GLADE 3-3 | CBJ25201 PE 25.20 SETIA MARINA 1 |  | Pass | null
379926323 | TNB | DISTRIBUTION | WP PUTRAJAYA & CYBERJAYA | Existing | 11 kV | PE MV TERMINAL | RYB | VCBJ/PCE/J00130 | PE 25.30 GLADE 3-3 | CBJ25293 PE 25.29 (GLADE 3-2) |  | Pass | null
379926326 | TNB | DISTRIBUTION | WP PUTRAJAYA & CYBERJAYA | Existing | 11 kV | PE MV TERMINAL | RYB | VCBJ/PCE/J00130 | PE 25.30 GLADE 3-3 | TX1-1000kVA |  | Pass | null
379926416 | TNB | DISTRIBUTION | WP PUTRAJAYA & CYBERJAYA | Existing | 11 kV | PE MV TERMINAL | RYB | VCBJ/PCE/J00129 | PE 25.29 GLADE 3-2 | CBJ25301 PE 25.30 (GLADE 3-3) |  | Pass | null
379926417 | TNB | DISTRIBUTION | WP PUTRAJAYA & CYBERJAYA | Existing | 11 kV | PE MV TERMINAL | RYB | VCBJ/PCE/J00129 | PE 25.29 GLADE 3-2 | CBJ25283 PE 25.28 (GLADE 3-1) |  | Pass | null
379926420 | TNB | DISTRIBUTION | WP PUTRAJAYA & CYBERJAYA | Existing | 11 kV | PE MV TERMINAL | RYB | VCBJ/PCE/J00129 | PE 25.29 GLADE 3-2 | TX1-1000kVA |  | Pass | null
379926510 | TNB | DISTRIBUTION | WP PUTRAJAYA & CYBERJAYA | Existing | 11 kV | PE MV TERMINAL | RYB | VCBJ/PCE/J00124 | PE 25.28 GLADE 3-1 | CBJ25291 PE 25.29 (GLADE 3-2) |  | Pass | null
379926511 | TNB | DISTRIBUTION | WP PUTRAJAYA & CYBERJAYA | Existing | 11 kV | PE MV TERMINAL | RYB | VCBJ/PCE/J00124 | PE 25.28 GLADE 3-1 | CBJ23242 SS 23.24 SOLTICE |  | Pass | null
379926514 | TNB | DISTRIBUTION | WP PUTRAJAYA & CYBERJAYA | Existing | 11 kV | PE MV TERMINAL | RYB | VCBJ/PCE/J00124 | PE 25.28 GLADE 3-1 | TX1-1000kVA |  | Pass | null
379926741 | TNB | DISTRIBUTION | WP PUTRAJAYA & CYBERJAYA | Existing | 11 kV | PE MV TERMINAL | RYB | VCBJ/PCE/J00120 | SS 24.34 TAMARIND SQUARE F1 | C24421 : SS 24.42 TAMARIND 2 F1 |  | Pass | null
379926745 | TNB | DISTRIBUTION | WP PUTRAJAYA & CYBERJAYA | Existing | 11 kV | PE MV TERMINAL | RYB | VCBJ/PCE/J00120 | SS 24.34 TAMARIND SQUARE F1 | PENGGUNA HT 1 |  | Pass | null
379926759 | TNB | DISTRIBUTION | WP PUTRAJAYA & CYBERJAYA | Existing | 11 kV | PE MV TERMINAL | RYB | VCBJ/PCE/J00120 | SS 24.34 TAMARIND SQUARE F1 | PENGGUNA HT 2 |  | Pass | null
379926760 | TNB | DISTRIBUTION | WP PUTRAJAYA & CYBERJAYA | Existing | 132 kV | PE MV TERMINAL | RYB | VCBJ/PCE/J00120 | SS 24.34 TAMARIND SQUARE F1 | CBJ23173 PE 23.17 CSU SRI MUTIARA |  | Pass | null
379926847 | TNB | DISTRIBUTION | WP PUTRAJAYA & CYBERJAYA | Existing | 11 kV | PE MV TERMINAL | RYB | VCBJ/PCE/J23211 | PE 23.21 EASTERN CORIDOR | CBJ23501 PE 23.50 D-CBJ-C17-0469 |  | Pass | null
379926848 | TNB | DISTRIBUTION | WP PUTRAJAYA & CYBERJAYA | Existing | 11 kV | PE MV TERMINAL | RYB | VCBJ/PCE/J23211 | PE 23.21 EASTERN CORIDOR | CBJ23062 PE 23.06 TEMP OSK |  | Pass | null
379926851 | TNB | DISTRIBUTION | WP PUTRAJAYA & CYBERJAYA | Existing | 11 kV | PE MV TERMINAL | RYB | VCBJ/PCE/J23211 | PE 23.21 EASTERN CORIDOR | TX1-500kVA |  | Pass | null
379926958 | TNB | DISTRIBUTION | WP PUTRAJAYA & CYBERJAYA | Existing | 11 kV | PE MV TERMINAL | RYB | VCBJ/PCE/J00132 | PE 23.31 TEMP AXVENTURE | C25061 SS 25.06 TEMP LAKEFRONT |  | Pass | null
379926959 | TNB | DISTRIBUTION | WP PUTRAJAYA & CYBERJAYA | Existing | 11 kV | PE MV TERMINAL | RYB | VCBJ/PCE/J00132 | PE 23.31 TEMP AXVENTURE | CBJ23502 PE 23.50 D-CBJ-C17-0469 |  | Pass | null
379926962 | TNB | DISTRIBUTION | WP PUTRAJAYA & CYBERJAYA | Existing | 11 kV | PE MV TERMINAL | RYB | VCBJ/PCE/J00132 | PE 23.31 TEMP AXVENTURE | TX1-1000kVA |  | Pass | null
380663149 | TNB | DISTRIBUTION | WP PUTRAJAYA & CYBERJAYA | Existing | 11 kV | PE MV TERMINAL | RYB | VPTJ/PCE/J00442 | D-PTJ-C15-0989 | P17161 SS 17.16 PUDINA BLOK B (F1) |  | Pass | null
380663150 | TNB | DISTRIBUTION | WP PUTRAJAYA & CYBERJAYA | Existing | 11 kV | PE MV TERMINAL | RYB | VPTJ/PCE/J00442 | D-PTJ-C15-0989 | P17222 SS 17.22 PUDINA BLOK H |  | Pass | null
380663153 | TNB | DISTRIBUTION | WP PUTRAJAYA & CYBERJAYA | Existing | 11 kV | PE MV TERMINAL | RYB | VPTJ/PCE/J00442 | D-PTJ-C15-0989 | TX-1000kVA |  | Pass | null
380663270 | TNB | DISTRIBUTION | WP PUTRAJAYA & CYBERJAYA | Existing | 11 kV | PE MV TERMINAL | RYB | VPTJ/PCE/J00443 | D-PTJ-C15-0989 | P17164 SS 17.16 PUDINA BLOK B (F2) |  | Pass | null
380663271 | TNB | DISTRIBUTION | WP PUTRAJAYA & CYBERJAYA | Existing | 11 kV | PE MV TERMINAL | RYB | VPTJ/PCE/J00443 | D-PTJ-C15-0989 | P17225 SS 17.22 PUDINA BLOK H |  | Pass | null
380663274 | TNB | DISTRIBUTION | WP PUTRAJAYA & CYBERJAYA | Existing | 11 kV | PE MV TERMINAL | RYB | VPTJ/PCE/J00443 | D-PTJ-C15-0989 | TX-1000kVA |  | Pass | null
380663393 | TNB | DISTRIBUTION | WP PUTRAJAYA & CYBERJAYA | Existing | 11 kV | PE MV TERMINAL | RYB | VPTJ/PCE/J00444 | D-PTJ-C15-0989 | P17153 SS 17.15 PUDINA BLOK A |  | Pass | null
380663394 | TNB | DISTRIBUTION | WP PUTRAJAYA & CYBERJAYA | Existing | 11 kV | PE MV TERMINAL | RYB | VPTJ/PCE/J00444 | D-PTJ-C15-0989 | P17061 PE 17.06 BLOK A 17RK2 (F1) |  | Pass | null
380663397 | TNB | DISTRIBUTION | WP PUTRAJAYA & CYBERJAYA | Existing | 11 kV | PE MV TERMINAL | RYB | VPTJ/PCE/J00444 | D-PTJ-C15-0989 | TX-1000kVA |  | Pass | null
380663514 | TNB | DISTRIBUTION | WP PUTRAJAYA & CYBERJAYA | Existing | 11 kV | PE MV TERMINAL | RYB | VPTJ/PCE/J00445 | D-PTJ-C15-0989 | P17155 SS 17.15 PUDINA BLOK A |  | Pass | null
380663515 | TNB | DISTRIBUTION | WP PUTRAJAYA & CYBERJAYA | Existing | 11 kV | PE MV TERMINAL | RYB | VPTJ/PCE/J00445 | D-PTJ-C15-0989 | P17064 PE 17.06 BLOK A 17RK2 (F2) |  | Pass | null
380663518 | TNB | DISTRIBUTION | WP PUTRAJAYA & CYBERJAYA | Existing | 11 kV | PE MV TERMINAL | RYB | VPTJ/PCE/J00445 | D-PTJ-C15-0989 | TX-1000kVA |  | Pass | null
381079625 | TNB | DISTRIBUTION | WP PUTRAJAYA & CYBERJAYA | Existing | 11 kV | PE MV TERMINAL | RYB | VCBJ/PCE/J25111 | SS 25.11 D'PULZE F1 | PPU CYB6: VCB 3 |  | Pass | null
381079631 | TNB | DISTRIBUTION | WP PUTRAJAYA & CYBERJAYA | Existing | 11 kV | PE MV TERMINAL | RYB | VCBJ/PCE/J25111 | SS 25.11 D'PULZE F1 | CBJ 25092 : SS 25.09 CDB 3 NO 1 |  | Pass | null
381079672 | TNB | DISTRIBUTION | WP PUTRAJAYA & CYBERJAYA | Existing | 11 kV | PE MV TERMINAL | RYB | VCBJ/PCE/J25111 | SS 25.11 D'PULZE F1 | PENGGUNA HT |  | Pass | null
381079767 | TNB | DISTRIBUTION | WP PUTRAJAYA & CYBERJAYA | Existing | 11 kV | PE MV TERMINAL | RYB | VCBJ/PCE/J25112 | SS 25.11 D'PULZE F2 | PPU CYB6: VCB 4 |  | Pass | null
381079773 | TNB | DISTRIBUTION | WP PUTRAJAYA & CYBERJAYA | Existing | 11 kV | PE MV TERMINAL | RYB | VCBJ/PCE/J25112 | SS 25.11 D'PULZE F2 | CBJ 25095 : SS 25.09 CDB 3 NO 1 F2 |  | Pass | null
381079814 | TNB | DISTRIBUTION | WP PUTRAJAYA & CYBERJAYA | Existing | 11 kV | PE MV TERMINAL | RYB | VCBJ/PCE/J25112 | SS 25.11 D'PULZE F2 | PENGGUNA HT |  | Pass | null
381080382 | TNB | DISTRIBUTION | WP PUTRAJAYA & CYBERJAYA | Existing | 11 kV | PE MV TERMINAL | RYB | VCBJ/PCE/J24181 | SS 24.18 SHAFTBURY BLOK E F1 | CBJ22842 : SS 22.84 SHAFBURY KEDAI PJBT (F1) |  | Pass | null
381080386 | TNB | DISTRIBUTION | WP PUTRAJAYA & CYBERJAYA | Existing | 11 kV | PE MV TERMINAL | RYB | VCBJ/PCE/J24181 | SS 24.18 SHAFTBURY BLOK E F1 | CBJ22851 : PE 22.85 SHAFBURY (F1) |  | Pass | null
381080400 | TNB | DISTRIBUTION | WP PUTRAJAYA & CYBERJAYA | Existing | 11 kV | PE MV TERMINAL | RYB | VCBJ/PCE/J24181 | SS 24.18 SHAFTBURY BLOK E F1 | PENGGUNA HT |  | Pass | null
381080423 | TNB | DISTRIBUTION | WP PUTRAJAYA & CYBERJAYA | Existing | 11 kV | PE MV TERMINAL | RYB | VCBJ/PCE/J24182 | SS 24.18 SHAFTBURY BLOK E F2 | CBJ22845 : SS 22.84 SHAFTBURY KEDAI PJBT (F2) |  | Pass | null
381080427 | TNB | DISTRIBUTION | WP PUTRAJAYA & CYBERJAYA | Existing | 11 kV | PE MV TERMINAL | RYB | VCBJ/PCE/J24182 | SS 24.18 SHAFTBURY BLOK E F2 | CBJ22854 : PE 22.85 SHAFBURY (F2) |  | Pass | null
381080441 | TNB | DISTRIBUTION | WP PUTRAJAYA & CYBERJAYA | Existing | 11 kV | PE MV TERMINAL | RYB | VCBJ/PCE/J24182 | SS 24.18 SHAFTBURY BLOK E F2 | PENGGUNA HT |  | Pass | null
381401683 | TNB | DISTRIBUTION | WP PUTRAJAYA & CYBERJAYA | Existing | 11 kV | PE MV TERMINAL | RYB | VPTJ/PCE/J00409 | D-PTJ-C16-0948 | PTJ12093 D-PTJ-C16-0948 (F1) |  | Pass | null
381401684 | TNB | DISTRIBUTION | WP PUTRAJAYA & CYBERJAYA | Existing | 11 kV | PE MV TERMINAL | RYB | VPTJ/PCE/J00409 | D-PTJ-C16-0948 | PTJ12051 PE 12.05 (PS 19 F1) |  | Pass | null
381401687 | TNB | DISTRIBUTION | WP PUTRAJAYA & CYBERJAYA | Existing | 11 kV | PE MV TERMINAL | RYB | VPTJ/PCE/J00409 | D-PTJ-C16-0948 | TX1-1000kVA |  | Pass | null
381401797 | TNB | DISTRIBUTION | WP PUTRAJAYA & CYBERJAYA | Existing | 11 kV | PE MV TERMINAL | RYB | VPTJ/PCE/J00408 | D-PTJ-C16-0948 | PTJ12106 D-PTJ-C16-0948 (F2) |  | Pass | null
381401798 | TNB | DISTRIBUTION | WP PUTRAJAYA & CYBERJAYA | Existing | 11 kV | PE MV TERMINAL | RYB | VPTJ/PCE/J00408 | D-PTJ-C16-0948 | PTJ12094 D-PTJ-C16-0948 (F2) |  | Pass | null
381401801 | TNB | DISTRIBUTION | WP PUTRAJAYA & CYBERJAYA | Existing | 11 kV | PE MV TERMINAL | RYB | VPTJ/PCE/J00408 | D-PTJ-C16-0948 | TX1-1000kVA |  | Pass | null
381401919 | TNB | DISTRIBUTION | WP PUTRAJAYA & CYBERJAYA | Existing | 11 kV | PE MV TERMINAL | RYB | VPTJ/PCE/J00411 | D-PTJ-C16-0948 | PTJ12103 D-PTJ-C16-0948 (F1) |  | Pass | null
381401920 | TNB | DISTRIBUTION | WP PUTRAJAYA & CYBERJAYA | Existing | 11 kV | PE MV TERMINAL | RYB | VPTJ/PCE/J00411 | D-PTJ-C16-0948 | PTJ12091 D-PTJ-C16-0948 (F1) |  | Pass | null
381401923 | TNB | DISTRIBUTION | WP PUTRAJAYA & CYBERJAYA | Existing | 11 kV | PE MV TERMINAL | RYB | VPTJ/PCE/J00411 | D-PTJ-C16-0948 | TX1-1000kVA |  | Pass | null
381402033 | TNB | DISTRIBUTION | WP PUTRAJAYA & CYBERJAYA | Existing | 11 kV | PE MV TERMINAL | RYB | VPTJ/PCE/J00410 | D-PTJ-C16-0948 | PTJ12032 PE 12.03 SPINE ROAD NO 1 |  | Pass | null
381402034 | TNB | DISTRIBUTION | WP PUTRAJAYA & CYBERJAYA | Existing | 11 kV | PE MV TERMINAL | RYB | VPTJ/PCE/J00410 | D-PTJ-C16-0948 | PTJ12104 D-PTJ-C16-0948 (F2) |  | Pass | null
381402037 | TNB | DISTRIBUTION | WP PUTRAJAYA & CYBERJAYA | Existing | 11 kV | PE MV TERMINAL | RYB | VPTJ/PCE/J00410 | D-PTJ-C16-0948 | TX1-1000kVA |  | Pass | null
381402203 | TNB | DISTRIBUTION | WP PUTRAJAYA & CYBERJAYA | Existing | 11 kV | PE MV TERMINAL | RYB | VPTJ/PCE/J00400 | D-PTJ-C15-0944 | PTJ02032 PE 2.03 RUMAH PAM (F1) |  | Pass | null
381402204 | TNB | DISTRIBUTION | WP PUTRAJAYA & CYBERJAYA | Existing | 11 kV | PE MV TERMINAL | RYB | VPTJ/PCE/J00400 | D-PTJ-C15-0944 | PTJ17121 D-PTJ-C15-0944 (17.12 F1) |  | Pass | null
381402207 | TNB | DISTRIBUTION | WP PUTRAJAYA & CYBERJAYA | Existing | 11 kV | PE MV TERMINAL | RYB | VPTJ/PCE/J00400 | D-PTJ-C15-0944 | TX1-1000kVA |  | Pass | null
381402317 | TNB | DISTRIBUTION | WP PUTRAJAYA & CYBERJAYA | Existing | 11 kV | PE MV TERMINAL | RYB | VPTJ/PCE/J00401 | D-PTJ-C15-0944 | PTJ02034 PE 2.03 RUMAH PAM (F2) |  | Pass | null
381402318 | TNB | DISTRIBUTION | WP PUTRAJAYA & CYBERJAYA | Existing | 11 kV | PE MV TERMINAL | RYB | VPTJ/PCE/J00401 | D-PTJ-C15-0944 | PTJ17124 D-PTJ-C15-0944 (17.12 F2) |  | Pass | null
381402321 | TNB | DISTRIBUTION | WP PUTRAJAYA & CYBERJAYA | Existing | 11 kV | PE MV TERMINAL | RYB | VPTJ/PCE/J00401 | D-PTJ-C15-0944 | TX1-1000kVA |  | Pass | null
381402433 | TNB | DISTRIBUTION | WP PUTRAJAYA & CYBERJAYA | Existing | 11 kV | PE MV TERMINAL | RYB | VPTJ/PCE/J00406 | D-PTJ-C16-1074 | PTJ17133 D-PTJ-C16-1074 (17.13 F1) |  | Pass | null
381402434 | TNB | DISTRIBUTION | WP PUTRAJAYA & CYBERJAYA | Existing | 11 kV | PE MV TERMINAL | RYB | VPTJ/PCE/J00406 | D-PTJ-C16-1074 | PTJ17062 PE 17.06 - BLOK A 17RK2 F1 |  | Pass | null
381402437 | TNB | DISTRIBUTION | WP PUTRAJAYA & CYBERJAYA | Existing | 11 kV | PE MV TERMINAL | RYB | VPTJ/PCE/J00406 | D-PTJ-C16-1074 | TX1-1000kVA |  | Pass | null
381402547 | TNB | DISTRIBUTION | WP PUTRAJAYA & CYBERJAYA | Existing | 11 kV | PE MV TERMINAL | RYB | VPTJ/PCE/J00407 | D-PTJ-C16-1074 | PTJ17136 D-PTJ-C16-1074 (17.13 F2) |  | Pass | null
381402548 | TNB | DISTRIBUTION | WP PUTRAJAYA & CYBERJAYA | Existing | 11 kV | PE MV TERMINAL | RYB | VPTJ/PCE/J00407 | D-PTJ-C16-1074 | PTJ17065 PE 17.06 - BLOK A 17RK2 F2 |  | Pass | null
381402551 | TNB | DISTRIBUTION | WP PUTRAJAYA & CYBERJAYA | Existing | 11 kV | PE MV TERMINAL | RYB | VPTJ/PCE/J00407 | D-PTJ-C16-1074 | TX1-1000kVA |  | Pass | null
381402697 | TNB | DISTRIBUTION | WP PUTRAJAYA & CYBERJAYA | Existing | 11 kV | PE MV TERMINAL | RYB | VPTJ/PCE/J00404 | D-PTJ-C16-1074 | PTJ17123 D-PTJ-C15-0944 (17.12 F1) |  | Pass | null
381402698 | TNB | DISTRIBUTION | WP PUTRAJAYA & CYBERJAYA | Existing | 11 kV | PE MV TERMINAL | RYB | VPTJ/PCE/J00404 | D-PTJ-C16-1074 | PTJ17141 D-PTJ-C16-1074 (17.14 F1) |  | Pass | null
381402701 | TNB | DISTRIBUTION | WP PUTRAJAYA & CYBERJAYA | Existing | 11 kV | PE MV TERMINAL | RYB | VPTJ/PCE/J00404 | D-PTJ-C16-1074 | TX1-1000kVA |  | Pass | null
381402813 | TNB | DISTRIBUTION | WP PUTRAJAYA & CYBERJAYA | Existing | 11 kV | PE MV TERMINAL | RYB | VPTJ/PCE/J00405 | D-PTJ-C16-1074 | PTJ17126 D-PTJ-C15-0944 (17.12 F2) |  | Pass | null
381402814 | TNB | DISTRIBUTION | WP PUTRAJAYA & CYBERJAYA | Existing | 11 kV | PE MV TERMINAL | RYB | VPTJ/PCE/J00405 | D-PTJ-C16-1074 | PTJ17144 D-PTJ-C16-1074 (17.14 F2) |  | Pass | null
381402817 | TNB | DISTRIBUTION | WP PUTRAJAYA & CYBERJAYA | Existing | 11 kV | PE MV TERMINAL | RYB | VPTJ/PCE/J00405 | D-PTJ-C16-1074 | TX1-1000kVA |  | Pass | null
381402958 | TNB | DISTRIBUTION | WP PUTRAJAYA & CYBERJAYA | Existing | 11 kV | PE MV TERMINAL | RYB | VPTJ/PCE/J00402 | D-PTJ-C15-0944 | PTJ17113 D-PTJ-C15-0944 (17.11 F1) |  | Pass | null
381402959 | TNB | DISTRIBUTION | WP PUTRAJAYA & CYBERJAYA | Existing | 11 kV | PE MV TERMINAL | RYB | VPTJ/PCE/J00402 | D-PTJ-C15-0944 | PTJ17131 D-PTJ-C16-1074 (17.13 F1) |  | Pass | null
381402962 | TNB | DISTRIBUTION | WP PUTRAJAYA & CYBERJAYA | Existing | 11 kV | PE MV TERMINAL | RYB | VPTJ/PCE/J00402 | D-PTJ-C15-0944 | TX1-1000kVA |  | Pass | null
381403072 | TNB | DISTRIBUTION | WP PUTRAJAYA & CYBERJAYA | Existing | 11 kV | PE MV TERMINAL | RYB | VPTJ/PCE/J00403 | D-PTJ-C15-0944 | PTJ17116 D-PTJ-C15-0944 (17.11 F2) |  | Pass | null
381403073 | TNB | DISTRIBUTION | WP PUTRAJAYA & CYBERJAYA | Existing | 11 kV | PE MV TERMINAL | RYB | VPTJ/PCE/J00403 | D-PTJ-C15-0944 | PTJ17134 D-PTJ-C16-1074 (17.13 F2) |  | Pass | null
381403076 | TNB | DISTRIBUTION | WP PUTRAJAYA & CYBERJAYA | Existing | 11 kV | PE MV TERMINAL | RYB | VPTJ/PCE/J00403 | D-PTJ-C15-0944 | TX1-1000kVA |  | Pass | null
381405977 | TNB | DISTRIBUTION | WP PUTRAJAYA & CYBERJAYA | Existing | 11 kV | PE MV TERMINAL | RYB | VPTJ/PCE/J00375 | PE 7.14 ELECTRIC SQC 1 | PTJ07064 PE 7.06 TERMINAL P/BARAT (F2) |  | Pass | null
381405978 | TNB | DISTRIBUTION | WP PUTRAJAYA & CYBERJAYA | Existing | 11 kV | PE MV TERMINAL | RYB | VPTJ/PCE/J00375 | PE 7.14 ELECTRIC SQC 1 | PTJ07084 PE 7.08 TERMINAL PARK & RIDE (F2) |  | Pass | null
381405981 | TNB | DISTRIBUTION | WP PUTRAJAYA & CYBERJAYA | Existing | 11 kV | PE MV TERMINAL | RYB | VPTJ/PCE/J00375 | PE 7.14 ELECTRIC SQC 1 | TX-1000KVA |  | Pass | null
381406091 | TNB | DISTRIBUTION | WP PUTRAJAYA & CYBERJAYA | Existing | 11 kV | PE MV TERMINAL | RYB | VPTJ/PCE/J00377 | PE 7.15 ELECTRIC SQC 2 | PTJ07081 PE 7.08 TERMINAL PARK & RIDE (F1) |  | Pass | null
381406092 | TNB | DISTRIBUTION | WP PUTRAJAYA & CYBERJAYA | Existing | 11 kV | PE MV TERMINAL | RYB | VPTJ/PCE/J00377 | PE 7.15 ELECTRIC SQC 2 | PTJ07061 PE 7.06 TERMINAL P/BARAT (F1) |  | Pass | null
381406095 | TNB | DISTRIBUTION | WP PUTRAJAYA & CYBERJAYA | Existing | 11 kV | PE MV TERMINAL | RYB | VPTJ/PCE/J00377 | PE 7.15 ELECTRIC SQC 2 | TX-1000KVA |  | Pass | null
381406214 | TNB | DISTRIBUTION | WP PUTRAJAYA & CYBERJAYA | Existing | 11 kV | PE MV TERMINAL | RYB | VPTJ/PCE/J00378 | PE 9.50 DEPOH VSQC | PTJ09293 PE 9.29 BUS DEPOT (F1) |  | Pass | null
381406215 | TNB | DISTRIBUTION | WP PUTRAJAYA & CYBERJAYA | Existing | 11 kV | PE MV TERMINAL | RYB | VPTJ/PCE/J00378 | PE 9.50 DEPOH VSQC | PTJ07162 SS 7.16 SPRM F1 |  | Pass | null
381406218 | TNB | DISTRIBUTION | WP PUTRAJAYA & CYBERJAYA | Existing | 11 kV | PE MV TERMINAL | RYB | VPTJ/PCE/J00378 | PE 9.50 DEPOH VSQC | TX-1000KVA |  | Pass | null
381406323 | TNB | DISTRIBUTION | WP PUTRAJAYA & CYBERJAYA | Existing | 11 kV | PE MV TERMINAL | RYB | VCBJ/PCE/J00379 | PE 23.30 EAST GARDEN | TX-1000KVA |  | Pass | null
381406327 | TNB | DISTRIBUTION | WP PUTRAJAYA & CYBERJAYA | Existing | 11 kV | PE MV TERMINAL | RYB | VCBJ/PCE/J00379 | PE 23.30 EAST GARDEN | CBJ23011 PE 23.01 PS 2-9 (F1) |  | Pass | null
381406335 | TNB | DISTRIBUTION | WP PUTRAJAYA & CYBERJAYA | Existing | 11 kV | PE MV TERMINAL | RYB | VCBJ/PCE/J00379 | PE 23.30 EAST GARDEN | CBJ23421 PE 23.42 F1 |  | Pass | null
381406345 | TNB | DISTRIBUTION | WP PUTRAJAYA & CYBERJAYA | Existing | 11 kV | PE MV TERMINAL | RYB | VCBJ/PCE/J00379 | PE 23.30 EAST GARDEN | TX-1000KVA |  | Pass | null
381406576 | TNB | DISTRIBUTION | WP PUTRAJAYA & CYBERJAYA | Existing | 11 kV | PE MV TERMINAL | RYB | VCBJ/PCE/J00131 | PE 24.40 LAMAN VIEW | TX1-1000KVA |  | Pass | null
381406580 | TNB | DISTRIBUTION | WP PUTRAJAYA & CYBERJAYA | Existing | 11 kV | PE MV TERMINAL | RYB | VCBJ/PCE/J00131 | PE 24.40 LAMAN VIEW | C24392 PE 24.39 PS 2-6 |  | Pass | null
381406588 | TNB | DISTRIBUTION | WP PUTRAJAYA & CYBERJAYA | Existing | 11 kV | PE MV TERMINAL | RYB | VCBJ/PCE/J00131 | PE 24.40 LAMAN VIEW | CBJ22675 PE 22.76 - STP B F2 |  | Pass | null
381406598 | TNB | DISTRIBUTION | WP PUTRAJAYA & CYBERJAYA | Existing | 11 kV | PE MV TERMINAL | RYB | VCBJ/PCE/J00131 | PE 24.40 LAMAN VIEW | TX2-1000KVA |  | Pass | null
381406814 | TNB | DISTRIBUTION | WP PUTRAJAYA & CYBERJAYA | Existing | 11 kV | PE MV TERMINAL | RYB | VPTJ/PCE/J00388 | PE 6.07 BLOK 7 PPA1M (F1) | PTJ05151 PE 5.15 BLOK A 5R3 (F1) |  | Pass | null
381406815 | TNB | DISTRIBUTION | WP PUTRAJAYA & CYBERJAYA | Existing | 11 kV | PE MV TERMINAL | RYB | VPTJ/PCE/J00388 | PE 6.07 BLOK 7 PPA1M (F1) | PTJ06112 PE 6.11 BLOK 4 PPA1M (F1) |  | Pass | null
381406818 | TNB | DISTRIBUTION | WP PUTRAJAYA & CYBERJAYA | Existing | 11 kV | PE MV TERMINAL | RYB | VPTJ/PCE/J00388 | PE 6.07 BLOK 7 PPA1M (F1) | TX-1000KVA |  | Pass | null
381406935 | TNB | DISTRIBUTION | WP PUTRAJAYA & CYBERJAYA | Existing | 11 kV | PE MV TERMINAL | RYB | VPTJ/PCE/J00389 | PE 6.07 BLOK 7 PPA1M (F2) | PTJ05154 PE 5.15 BLOK A 5R3 (F2) |  | Pass | null
381406936 | TNB | DISTRIBUTION | WP PUTRAJAYA & CYBERJAYA | Existing | 11 kV | PE MV TERMINAL | RYB | VPTJ/PCE/J00389 | PE 6.07 BLOK 7 PPA1M (F2) | PTJ06115 PE 6.11 BLOK 4 PPA1M (F2) |  | Pass | null
381406939 | TNB | DISTRIBUTION | WP PUTRAJAYA & CYBERJAYA | Existing | 11 kV | PE MV TERMINAL | RYB | VPTJ/PCE/J00389 | PE 6.07 BLOK 7 PPA1M (F2) | TX-1000KVA |  | Pass | null
381407062 | TNB | DISTRIBUTION | WP PUTRAJAYA & CYBERJAYA | Existing | 11 kV | PE MV TERMINAL | RYB | VPTJ/PCE/J00393 | PE 6.11 BLOK 4 PPA1M (F2) | PTJ06074 PE 6.07 BLOK 7 PPA1M (F2) |  | Pass | null
381407063 | TNB | DISTRIBUTION | WP PUTRAJAYA & CYBERJAYA | Existing | 11 kV | PE MV TERMINAL | RYB | VPTJ/PCE/J00393 | PE 6.11 BLOK 4 PPA1M (F2) | PTJ06105 PE 6.10 BLOK 6B PPA1M (F2) |  | Pass | null
381407066 | TNB | DISTRIBUTION | WP PUTRAJAYA & CYBERJAYA | Existing | 11 kV | PE MV TERMINAL | RYB | VPTJ/PCE/J00393 | PE 6.11 BLOK 4 PPA1M (F2) | TX-1000KVA |  | Pass | null
381407183 | TNB | DISTRIBUTION | WP PUTRAJAYA & CYBERJAYA | Existing | 11 kV | PE MV TERMINAL | RYB | VPTJ/PCE/J00392 | PE 6.11 BLOK 4 PPA1M (F1) | PTJ06102 PE 6.10 BLOK 6B PPA1M (F1) |  | Pass | null
381407184 | TNB | DISTRIBUTION | WP PUTRAJAYA & CYBERJAYA | Existing | 11 kV | PE MV TERMINAL | RYB | VPTJ/PCE/J00392 | PE 6.11 BLOK 4 PPA1M (F1) | PTJ06071 PE 6.07 BLOK 7 PPA1M (F1) |  | Pass | null
381407187 | TNB | DISTRIBUTION | WP PUTRAJAYA & CYBERJAYA | Existing | 11 kV | PE MV TERMINAL | RYB | VPTJ/PCE/J00392 | PE 6.11 BLOK 4 PPA1M (F1) | TX-1000KVA |  | Pass | null
381407320 | TNB | DISTRIBUTION | WP PUTRAJAYA & CYBERJAYA | Existing | 11 kV | PE MV TERMINAL | RYB | VPTJ/PCE/J00390 | PE 6.10 BLOK 6B PPA1M (F1) | PTJ06111 PE 6.11 BLOK 4 PPA1M (F1) |  | Pass | null
381407321 | TNB | DISTRIBUTION | WP PUTRAJAYA & CYBERJAYA | Existing | 11 kV | PE MV TERMINAL | RYB | VPTJ/PCE/J00390 | PE 6.10 BLOK 6B PPA1M (F1) | PTJ06092 PE 6.09 BLOK 6A PPA1M (F1) |  | Pass | null
381407324 | TNB | DISTRIBUTION | WP PUTRAJAYA & CYBERJAYA | Existing | 11 kV | PE MV TERMINAL | RYB | VPTJ/PCE/J00390 | PE 6.10 BLOK 6B PPA1M (F1) | TX-1000KVA |  | Pass | null
381407441 | TNB | DISTRIBUTION | WP PUTRAJAYA & CYBERJAYA | Existing | 11 kV | PE MV TERMINAL | RYB | VPTJ/PCE/J00391 | PE 6.10 BLOK 6B PPA1M (F2) | PTJ06114 PE 6.11 BLOK 4 PPA1M (F2) |  | Pass | null
381407442 | TNB | DISTRIBUTION | WP PUTRAJAYA & CYBERJAYA | Existing | 11 kV | PE MV TERMINAL | RYB | VPTJ/PCE/J00391 | PE 6.10 BLOK 6B PPA1M (F2) | PTJ06095 PE 6.09 BLOK 6A PPA1M (F2) |  | Pass | null
381407445 | TNB | DISTRIBUTION | WP PUTRAJAYA & CYBERJAYA | Existing | 11 kV | PE MV TERMINAL | RYB | VPTJ/PCE/J00391 | PE 6.10 BLOK 6B PPA1M (F2) | TX-1000KVA |  | Pass | null
381407564 | TNB | DISTRIBUTION | WP PUTRAJAYA & CYBERJAYA | Existing | 11 kV | PE MV TERMINAL | RYB | VPTJ/PCE/J00397 | PE 6.09 BLOK 6A PPA1M (F2) | PTJ06086 PE 6.08 BLOK 3 PPA1M (F2) |  | Pass | null
381407565 | TNB | DISTRIBUTION | WP PUTRAJAYA & CYBERJAYA | Existing | 11 kV | PE MV TERMINAL | RYB | VPTJ/PCE/J00397 | PE 6.09 BLOK 6A PPA1M (F2) | PTJ06104 PE 6.10 BLOK 6B PPA1M (F2) |  | Pass | null
381407568 | TNB | DISTRIBUTION | WP PUTRAJAYA & CYBERJAYA | Existing | 11 kV | PE MV TERMINAL | RYB | VPTJ/PCE/J00397 | PE 6.09 BLOK 6A PPA1M (F2) | TX-1000KVA |  | Pass | null
381407685 | TNB | DISTRIBUTION | WP PUTRAJAYA & CYBERJAYA | Existing | 11 kV | PE MV TERMINAL | RYB | VPTJ/PCE/J00396 | PE 6.09 BLOK 6A PPA1M (F1) | PTJ06083 PE 6.08 BLOK 3 PPA1M (F1) |  | Pass | null
381407686 | TNB | DISTRIBUTION | WP PUTRAJAYA & CYBERJAYA | Existing | 11 kV | PE MV TERMINAL | RYB | VPTJ/PCE/J00396 | PE 6.09 BLOK 6A PPA1M (F1) | PTJ06101 PE 6.10 BLOK 6B PPA1M (F1) |  | Pass | null
381407689 | TNB | DISTRIBUTION | WP PUTRAJAYA & CYBERJAYA | Existing | 11 kV | PE MV TERMINAL | RYB | VPTJ/PCE/J00396 | PE 6.09 BLOK 6A PPA1M (F1) | TX-1000KVA |  | Pass | null
381407808 | TNB | DISTRIBUTION | WP PUTRAJAYA & CYBERJAYA | Existing | 11 kV | PE MV TERMINAL | RYB | VPTJ/PCE/J00394 | PE 6.08 BLOK 3 PPA1M (F1) | PTJ06091 PE 6.09 BLOK 6A PPA1M (F1) |  | Pass | null
381407809 | TNB | DISTRIBUTION | WP PUTRAJAYA & CYBERJAYA | Existing | 11 kV | PE MV TERMINAL | RYB | VPTJ/PCE/J00394 | PE 6.08 BLOK 3 PPA1M (F1) | PTJ06062 PE 6.06 BLOK 5B PPA1M (F1) |  | Pass | null
381407812 | TNB | DISTRIBUTION | WP PUTRAJAYA & CYBERJAYA | Existing | 11 kV | PE MV TERMINAL | RYB | VPTJ/PCE/J00394 | PE 6.08 BLOK 3 PPA1M (F1) | TX-1000KVA |  | Pass | null
381407929 | TNB | DISTRIBUTION | WP PUTRAJAYA & CYBERJAYA | Existing | 11 kV | PE MV TERMINAL | RYB | VPTJ/PCE/J00395 | PE 6.08 BLOK 3 PPA1M (F2) | PTJ06094 PE 6.09 BLOK 6A PPA1M (F2) |  | Pass | null
381407930 | TNB | DISTRIBUTION | WP PUTRAJAYA & CYBERJAYA | Existing | 11 kV | PE MV TERMINAL | RYB | VPTJ/PCE/J00395 | PE 6.08 BLOK 3 PPA1M (F2) | PTJ06065 PE 6.06 BLOK 5B PPA1M (F2) |  | Pass | null
381407933 | TNB | DISTRIBUTION | WP PUTRAJAYA & CYBERJAYA | Existing | 11 kV | PE MV TERMINAL | RYB | VPTJ/PCE/J00395 | PE 6.08 BLOK 3 PPA1M (F2) | TX-1000KVA |  | Pass | null
381408052 | TNB | DISTRIBUTION | WP PUTRAJAYA & CYBERJAYA | Existing | 11 kV | PE MV TERMINAL | RYB | VPTJ/PCE/J00386 | PE 6.06 BLOK 5B PPA1M (F1) | PTJ06052 PE 6.05 BLOK 5A PPA1M (F1) |  | Pass | null
381408053 | TNB | DISTRIBUTION | WP PUTRAJAYA & CYBERJAYA | Existing | 11 kV | PE MV TERMINAL | RYB | VPTJ/PCE/J00386 | PE 6.06 BLOK 5B PPA1M (F1) | PTJ06081 PE 6.08 BLOK 3 PPA1M (F1) |  | Pass | null
381408056 | TNB | DISTRIBUTION | WP PUTRAJAYA & CYBERJAYA | Existing | 11 kV | PE MV TERMINAL | RYB | VPTJ/PCE/J00386 | PE 6.06 BLOK 5B PPA1M (F1) | TX-1000KVA |  | Pass | null
381408173 | TNB | DISTRIBUTION | WP PUTRAJAYA & CYBERJAYA | Existing | 11 kV | PE MV TERMINAL | RYB | VPTJ/PCE/J00387 | PE 6.06 BLOK 5B PPA1M (F2) | PTJ06055 PE 6.05 BLOK 5A PPA1M (F2) |  | Pass | null
381408174 | TNB | DISTRIBUTION | WP PUTRAJAYA & CYBERJAYA | Existing | 11 kV | PE MV TERMINAL | RYB | VPTJ/PCE/J00387 | PE 6.06 BLOK 5B PPA1M (F2) | PTJ06084 PE 6.08 BLOK 3 PPA1M (F2) |  | Pass | null
381408177 | TNB | DISTRIBUTION | WP PUTRAJAYA & CYBERJAYA | Existing | 11 kV | PE MV TERMINAL | RYB | VPTJ/PCE/J00387 | PE 6.06 BLOK 5B PPA1M (F2) | TX-1000KVA |  | Pass | null
381526209 | TNB | DISTRIBUTION | WP PUTRAJAYA & CYBERJAYA | Existing | 11 kV | PE MV TERMINAL | RYB | VCBJ/PCE/J23291 | PE 23.29 PERUMAHAN CERIA RESIDENT | TX-1000KVA |  | Pass | null
381526213 | TNB | DISTRIBUTION | WP PUTRAJAYA & CYBERJAYA | Existing | 11 kV | PE MV TERMINAL | RYB | VCBJ/PCE/J23291 | PE 23.29 PERUMAHAN CERIA RESIDENT | PPU CYB6: VCB 6 |  | Pass | null
381526221 | TNB | DISTRIBUTION | WP PUTRAJAYA & CYBERJAYA | Existing | 11 kV | PE MV TERMINAL | RYB | VCBJ/PCE/J23291 | PE 23.29 PERUMAHAN CERIA RESIDENT | C24441 PE 24.44 BLOK A |  | Pass | null
381526231 | TNB | DISTRIBUTION | WP PUTRAJAYA & CYBERJAYA | Existing | 11 kV | PE MV TERMINAL | RYB | VCBJ/PCE/J23291 | PE 23.29 PERUMAHAN CERIA RESIDENT | TX-1000KVA |  | Pass | null
381526462 | TNB | DISTRIBUTION | WP PUTRAJAYA & CYBERJAYA | Existing | 11 kV | PE MV TERMINAL | RYB | VCBJ/PCE/J00121 | SS 24.34 TAMARIND SQUARE F2 | CBJ23191 PE 23.19 AUTOVILLE NO1 |  | Pass | null
381526468 | TNB | DISTRIBUTION | WP PUTRAJAYA & CYBERJAYA | Existing | 11 kV | PE MV TERMINAL | RYB | VCBJ/PCE/J00121 | SS 24.34 TAMARIND SQUARE F2 | PENGGUNA HT |  | Pass | null
381526489 | TNB | DISTRIBUTION | WP PUTRAJAYA & CYBERJAYA | Existing | 11 kV | PE MV TERMINAL | RYB | VCBJ/PCE/J00121 | SS 24.34 TAMARIND SQUARE F2 | CBJ24424 : SS 24.42 TAMARIND 2 F2 |  | Pass | null
381526493 | TNB | DISTRIBUTION | WP PUTRAJAYA & CYBERJAYA | Existing | 11 kV | PE MV TERMINAL | RYB | VCBJ/PCE/J00121 | SS 24.34 TAMARIND SQUARE F2 | PENGGUNA HT |  | Pass | null
381526494 | TNB | DISTRIBUTION | WP PUTRAJAYA & CYBERJAYA | Existing | 11 kV | PE MV TERMINAL | RYB | VCBJ/PCE/J23181 | SS 23.18 PARAGON | CBJ24342 PE 23414 ECLIP TOWER 2 |  | Pass | null
381526500 | TNB | DISTRIBUTION | WP PUTRAJAYA & CYBERJAYA | Existing | 11 kV | PE MV TERMINAL | RYB | VCBJ/PCE/J23181 | SS 23.18 PARAGON | PENGGUNA HT 11kV |  | Pass | null
381526521 | TNB | DISTRIBUTION | WP PUTRAJAYA & CYBERJAYA | Existing | 11 kV | PE MV TERMINAL | RYB | VCBJ/PCE/J23181 | SS 23.18 PARAGON | CBJ 23241 SS 23.24 SOLTICE F1 |  | Pass | null
381526525 | TNB | DISTRIBUTION | WP PUTRAJAYA & CYBERJAYA | Existing | 11 kV | PE MV TERMINAL | RYB | VCBJ/PCE/J23181 | SS 23.18 PARAGON | PENGGUNA HT 11kV |  | Pass | null
381526531 | TNB | DISTRIBUTION | WP PUTRAJAYA & CYBERJAYA | Existing | 11 kV | PE MV TERMINAL | RYB | VCBJ/PCE/J21441 | PE 21.44 CYBERVILLAGE SERENITY 2 | TX2-1000kVA |  | Pass | null
381526535 | TNB | DISTRIBUTION | WP PUTRAJAYA & CYBERJAYA | Existing | 11 kV | PE MV TERMINAL | RYB | VCBJ/PCE/J21441 | PE 21.44 CYBERVILLAGE SERENITY 2 | CBJ21431 PE 21.43 CYBERVILLAGE SERENITY (F1) |  | Pass | null
381526543 | TNB | DISTRIBUTION | WP PUTRAJAYA & CYBERJAYA | Existing | 11 kV | PE MV TERMINAL | RYB | VCBJ/PCE/J21441 | PE 21.44 CYBERVILLAGE SERENITY 2 | CBJ21453 PE 21.45 CYBERVILLAGE SERENITY (F1) |  | Pass | null
381526553 | TNB | DISTRIBUTION | WP PUTRAJAYA & CYBERJAYA | Existing | 11 kV | PE MV TERMINAL | RYB | VCBJ/PCE/J21441 | PE 21.44 CYBERVILLAGE SERENITY 2 | TX1-1000kVA |  | Pass | null
381526770 | TNB | DISTRIBUTION | WP PUTRAJAYA & CYBERJAYA | Existing | 11 kV | PE MV TERMINAL | RYB | VCBJ/PCE/J24031 | PE 24.03 JELANG VISTA 2 | TX2-1000KVA |  | Pass | null
381526894 | TNB | DISTRIBUTION | WP PUTRAJAYA & CYBERJAYA | Existing | 11 kV | PE MV TERMINAL | RYB | VCBJ/PCE/J23232 | SS 23.23 GARDEN PLAZA F2 | CBJ 23232 SS 23.23 GARDEN PLAZA F1 |  | Pass | null
381526900 | TNB | DISTRIBUTION | WP PUTRAJAYA & CYBERJAYA | Existing | 11 kV | PE MV TERMINAL | RYB | VCBJ/PCE/J23232 | SS 23.23 GARDEN PLAZA F2 | SPARE |  | Pass | null
381526921 | TNB | DISTRIBUTION | WP PUTRAJAYA & CYBERJAYA | Existing | 11 kV | PE MV TERMINAL | RYB | VCBJ/PCE/J23232 | SS 23.23 GARDEN PLAZA F2 | PPU PTJ5 Fdr 5 |  | Pass | null
381526925 | TNB | DISTRIBUTION | WP PUTRAJAYA & CYBERJAYA | Existing | 11 kV | PE MV TERMINAL | RYB | VCBJ/PCE/J23232 | SS 23.23 GARDEN PLAZA F2 | SPARE |  | Pass | null
381526928 | TNB | DISTRIBUTION | WP PUTRAJAYA & CYBERJAYA | Existing | 11 kV | PE MV TERMINAL | RYB | VCBJ/PCE/J23232 | SS 23.23 GARDEN PLAZA F2 | PENGGUNA HT 11kV |  | Pass | null
381526934 | TNB | DISTRIBUTION | WP PUTRAJAYA & CYBERJAYA | Existing | 11 kV | PE MV TERMINAL | RYB | VCBJ/PCE/J23232 | SS 23.23 GARDEN PLAZA F2 | PENGGUNA HT 11kV |  | Pass | null
381526939 | TNB | DISTRIBUTION | WP PUTRAJAYA & CYBERJAYA | Existing | 11 kV | PE MV TERMINAL | RYB | VCBJ/PCE/J23231 | SS 23.23 GARDEN PLAZA F1 | SPARE |  | Pass | null
381526945 | TNB | DISTRIBUTION | WP PUTRAJAYA & CYBERJAYA | Existing | 11 kV | PE MV TERMINAL | RYB | VCBJ/PCE/J23231 | SS 23.23 GARDEN PLAZA F1 | PENGGUNA HT 11kV |  | Pass | null
381526966 | TNB | DISTRIBUTION | WP PUTRAJAYA & CYBERJAYA | Existing | 11 kV | PE MV TERMINAL | RYB | VCBJ/PCE/J23231 | SS 23.23 GARDEN PLAZA F1 | SPARE |  | Pass | null
381526970 | TNB | DISTRIBUTION | WP PUTRAJAYA & CYBERJAYA | Existing | 11 kV | PE MV TERMINAL | RYB | VCBJ/PCE/J23231 | SS 23.23 GARDEN PLAZA F1 | PENGGUNA HT 11kV |  | Pass | null
381526978 | TNB | DISTRIBUTION | WP PUTRAJAYA & CYBERJAYA | Existing | 11 kV | PE MV TERMINAL | RYB | VCBJ/PCE/J23231 | SS 23.23 GARDEN PLAZA F1 | CBJ21894 PE 21.89 MYVILLA P2 PARCEL B |  | Pass | null
381526981 | TNB | DISTRIBUTION | WP PUTRAJAYA & CYBERJAYA | Existing | 11 kV | PE MV TERMINAL | RYB | VCBJ/PCE/J23231 | SS 23.23 GARDEN PLAZA F1 | CBJ 23238 SS 23.23 GARDEN PLAZA F2 |  | Pass | null
381527203 | TNB | DISTRIBUTION | WP PUTRAJAYA & CYBERJAYA | Existing | 11 kV | PE MV TERMINAL | RYB | VCBJ/PCE/J24111 | PE 24.11 SEJATI HOMES 1 | TX2-1000kVA |  | Pass | null
381527207 | TNB | DISTRIBUTION | WP PUTRAJAYA & CYBERJAYA | Existing | 11 kV | PE MV TERMINAL | RYB | VCBJ/PCE/J24111 | PE 24.11 SEJATI HOMES 1 | CBJ24132 PE 24.13 SYMPHONY HILLS 2 |  | Pass | null
381527215 | TNB | DISTRIBUTION | WP PUTRAJAYA & CYBERJAYA | Existing | 11 kV | PE MV TERMINAL | RYB | VCBJ/PCE/J24111 | PE 24.11 SEJATI HOMES 1 | CBJ24123 PE 24.12 SEJATI HOMES 2 |  | Pass | null
381527225 | TNB | DISTRIBUTION | WP PUTRAJAYA & CYBERJAYA | Existing | 11 kV | PE MV TERMINAL | RYB | VCBJ/PCE/J24111 | PE 24.11 SEJATI HOMES 1 | TX1-1000kVA |  | Pass | null
382986169 | TNB | DISTRIBUTION | WP PUTRAJAYA & CYBERJAYA | Existing | 11 kV | PE MV TERMINAL | RYB | VPTJ/PCE/J14331 | PE 14.33 PERUMAHAN 14-6 NO 2 (F1) | PTJ14226 PE 14.22 KOMPLEKS SEK. MEN. (F2) |  | Pass | null
382986170 | TNB | DISTRIBUTION | WP PUTRAJAYA & CYBERJAYA | Existing | 11 kV | PE MV TERMINAL | RYB | VPTJ/PCE/J14331 | PE 14.33 PERUMAHAN 14-6 NO 2 (F1) | PTJ14326 PE 14.32 PERUMAHAN 14-6 NO 1 (F2) |  | Pass | null
382986173 | TNB | DISTRIBUTION | WP PUTRAJAYA & CYBERJAYA | Existing | 11 kV | PE MV TERMINAL | RYB | VPTJ/PCE/J14331 | PE 14.33 PERUMAHAN 14-6 NO 2 (F1) | TX-1000KVA |  | Pass | null
382986290 | TNB | DISTRIBUTION | WP PUTRAJAYA & CYBERJAYA | Existing | 11 kV | PE MV TERMINAL | RYB | VPTJ/PCE/J14332 | PE 14.33 PERUMAHAN 14-6 NO 2 (F2) | PTJ14223 PE 14.22 KOMPLEKS SEK. MEN. (F1) |  | Pass | null
382986291 | TNB | DISTRIBUTION | WP PUTRAJAYA & CYBERJAYA | Existing | 11 kV | PE MV TERMINAL | RYB | VPTJ/PCE/J14332 | PE 14.33 PERUMAHAN 14-6 NO 2 (F2) | PTJ14321 PE 14.32 PERUMAHAN 14-6 NO 1 (F1) |  | Pass | null
382986294 | TNB | DISTRIBUTION | WP PUTRAJAYA & CYBERJAYA | Existing | 11 kV | PE MV TERMINAL | RYB | VPTJ/PCE/J14332 | PE 14.33 PERUMAHAN 14-6 NO 2 (F2) | TX2-1000KVA |  | Pass | null
382986423 | TNB | DISTRIBUTION | WP PUTRAJAYA & CYBERJAYA | Existing | 11 kV | PE MV TERMINAL | RYB | VPTJ/PCE/J14321 | PE 14.32 PERUMAHAN 14-6 NO 1 (F1) | PTJ14336 PE 14.33 PERUMAHAN 14-6 NO 2 (F2) |  | Pass | null
382986424 | TNB | DISTRIBUTION | WP PUTRAJAYA & CYBERJAYA | Existing | 11 kV | PE MV TERMINAL | RYB | VPTJ/PCE/J14321 | PE 14.32 PERUMAHAN 14-6 NO 1 (F1) | PTJ14251 PE 14.25 KOMPLEKS SEK REN (F1) |  | Pass | null
382986427 | TNB | DISTRIBUTION | WP PUTRAJAYA & CYBERJAYA | Existing | 11 kV | PE MV TERMINAL | RYB | VPTJ/PCE/J14321 | PE 14.32 PERUMAHAN 14-6 NO 1 (F1) | TX1-1000KVA |  | Pass | null
382986544 | TNB | DISTRIBUTION | WP PUTRAJAYA & CYBERJAYA | Existing | 11 kV | PE MV TERMINAL | RYB | VPTJ/PCE/J14322 | PE 14.32 PERUMAHAN 14-6 NO 1 (F2) | PTJ14332 PE 14.33 PERUMAHAN 14-6 NO 2 (F1) |  | Pass | null
382986545 | TNB | DISTRIBUTION | WP PUTRAJAYA & CYBERJAYA | Existing | 11 kV | PE MV TERMINAL | RYB | VPTJ/PCE/J14322 | PE 14.32 PERUMAHAN 14-6 NO 1 (F2) | PTJ14254 PE 14.25 KOMPLEKS SEK REN (F2) |  | Pass | null
382986548 | TNB | DISTRIBUTION | WP PUTRAJAYA & CYBERJAYA | Existing | 11 kV | PE MV TERMINAL | RYB | VPTJ/PCE/J14322 | PE 14.32 PERUMAHAN 14-6 NO 1 (F2) | TX2-1000KVA |  | Pass | null
382986676 | TNB | DISTRIBUTION | WP PUTRAJAYA & CYBERJAYA | Existing | 11 kV | PE MV TERMINAL | RYB | VCBJ/PCE/J00127 | PE 24.37 KANVAS TOWER A | TX2-1000KVA |  | Pass | null
382986680 | TNB | DISTRIBUTION | WP PUTRAJAYA & CYBERJAYA | Existing | 11 kV | PE MV TERMINAL | RYB | VCBJ/PCE/J00127 | PE 24.37 KANVAS TOWER A | CBJ24381 PE 24.38 KANVAS TOWER B |  | Pass | null
382986688 | TNB | DISTRIBUTION | WP PUTRAJAYA & CYBERJAYA | Existing | 11 kV | PE MV TERMINAL | RYB | VCBJ/PCE/J00127 | PE 24.37 KANVAS TOWER A | CBJ22665 PE 22.66 PRIMA 9 (F2) |  | Pass | null
382986698 | TNB | DISTRIBUTION | WP PUTRAJAYA & CYBERJAYA | Existing | 11 kV | PE MV TERMINAL | RYB | VCBJ/PCE/J00127 | PE 24.37 KANVAS TOWER A | TX1-1000KVA |  | Pass | null
382986898 | TNB | DISTRIBUTION | WP PUTRAJAYA & CYBERJAYA | Existing | 11 kV | PE MV TERMINAL | RYB | VCBJ/PCE/J00128 | PE 24.38 KANVAS TOWER B | TX2-1000KVA |  | Pass | null
382986902 | TNB | DISTRIBUTION | WP PUTRAJAYA & CYBERJAYA | Existing | 11 kV | PE MV TERMINAL | RYB | VCBJ/PCE/J00128 | PE 24.38 KANVAS TOWER B | CBJ22314 SS 22.31 CSF (F2) |  | Pass | null
382986910 | TNB | DISTRIBUTION | WP PUTRAJAYA & CYBERJAYA | Existing | 11 kV | PE MV TERMINAL | RYB | VCBJ/PCE/J00128 | PE 24.38 KANVAS TOWER B | CBJ24373 PE 24.37 KANVAS TOWER A |  | Pass | null
382986920 | TNB | DISTRIBUTION | WP PUTRAJAYA & CYBERJAYA | Existing | 11 kV | PE MV TERMINAL | RYB | VCBJ/PCE/J00128 | PE 24.38 KANVAS TOWER B | TX1-1000KVA |  | Pass | null
382987132 | TNB | DISTRIBUTION | WP PUTRAJAYA & CYBERJAYA | Existing | 11 kV | PE MV TERMINAL | RYB | VCBJ/PCE/J23261 | PE 23.26 V RESIDENCE | TX1-1000KVA |  | Pass | null
382987136 | TNB | DISTRIBUTION | WP PUTRAJAYA & CYBERJAYA | Existing | 11 kV | PE MV TERMINAL | RYB | VCBJ/PCE/J23261 | PE 23.26 V RESIDENCE | CBJ23273 PE 23.27 V RESIDENCE 1 |  | Pass | null
382987144 | TNB | DISTRIBUTION | WP PUTRAJAYA & CYBERJAYA | Existing | 11 kV | PE MV TERMINAL | RYB | VCBJ/PCE/J23261 | PE 23.26 V RESIDENCE | CBJ21073 PE 21.07 PADAT ROAD D |  | Pass | null
382987154 | TNB | DISTRIBUTION | WP PUTRAJAYA & CYBERJAYA | Existing | 11 kV | PE MV TERMINAL | RYB | VCBJ/PCE/J23261 | PE 23.26 V RESIDENCE | TX2-1000KVA |  | Pass | null
382987366 | TNB | DISTRIBUTION | WP PUTRAJAYA & CYBERJAYA | Existing | 11 kV | PE MV TERMINAL | RYB | VCBJ/PCE/J23271 | PE 23.27 V RESIDENCE 1 | CBJ21041 PE 21.04 PADAT B 15-2 |  | Pass | null
382987367 | TNB | DISTRIBUTION | WP PUTRAJAYA & CYBERJAYA | Existing | 11 kV | PE MV TERMINAL | RYB | VCBJ/PCE/J23271 | PE 23.27 V RESIDENCE 1 | CBJ23262 PE 23.26 V RESIDENCE |  | Pass | null
382987370 | TNB | DISTRIBUTION | WP PUTRAJAYA & CYBERJAYA | Existing | 11 kV | PE MV TERMINAL | RYB | VCBJ/PCE/J23271 | PE 23.27 V RESIDENCE 1 | TX-750KVA |  | Pass | null
382987626 | TNB | DISTRIBUTION | WP PUTRAJAYA & CYBERJAYA | Existing | 11 kV | PE MV TERMINAL | RYB | VCBJ/PCE/J00133 | PE 24.41 MAGIC VILLAGE | CBJ24231 SS 24.23 STAR CENTRAL F1 |  | Pass | null
382987627 | TNB | DISTRIBUTION | WP PUTRAJAYA & CYBERJAYA | Existing | 11 kV | PE MV TERMINAL | RYB | VCBJ/PCE/J00133 | PE 24.41 MAGIC VILLAGE | CBJ22792 SS 22.79 DCP2 (F1) |  | Pass | null
382987630 | TNB | DISTRIBUTION | WP PUTRAJAYA & CYBERJAYA | Existing | 11 kV | PE MV TERMINAL | RYB | VCBJ/PCE/J00133 | PE 24.41 MAGIC VILLAGE | TX-750KVA |  | Pass | null
383003395 | TNB | DISTRIBUTION | WP PUTRAJAYA & CYBERJAYA | Existing | 11 kV | PE MV TERMINAL | RYB | VPTJ/PCE/J00383 | PE 6.05 BLOK 5A PPA1M (F2) | PTJ06064 PE 6.06 BLOK 5B PPA1M (F2) |  | Pass | null
383003396 | TNB | DISTRIBUTION | WP PUTRAJAYA & CYBERJAYA | Existing | 11 kV | PE MV TERMINAL | RYB | VPTJ/PCE/J00383 | PE 6.05 BLOK 5A PPA1M (F2) | PTJ06045 PE 6.04 BLOK 1 PPA1M (F2) |  | Pass | null
383003399 | TNB | DISTRIBUTION | WP PUTRAJAYA & CYBERJAYA | Existing | 11 kV | PE MV TERMINAL | RYB | VPTJ/PCE/J00383 | PE 6.05 BLOK 5A PPA1M (F2) | TX1-1000kVA |  | Pass | null
383003516 | TNB | DISTRIBUTION | WP PUTRAJAYA & CYBERJAYA | Existing | 11 kV | PE MV TERMINAL | RYB | VPTJ/PCE/J00382 | PE 6.05 BLOK 5A PPA1M (F1) | PTJ06042 PE 6.04 BLOK 1 PPA1M (F1) |  | Pass | null
383003517 | TNB | DISTRIBUTION | WP PUTRAJAYA & CYBERJAYA | Existing | 11 kV | PE MV TERMINAL | RYB | VPTJ/PCE/J00382 | PE 6.05 BLOK 5A PPA1M (F1) | PTJ06061 PE 6.06 BLOK 5B PPA1M (F1) |  | Pass | null
383003520 | TNB | DISTRIBUTION | WP PUTRAJAYA & CYBERJAYA | Existing | 11 kV | PE MV TERMINAL | RYB | VPTJ/PCE/J00382 | PE 6.05 BLOK 5A PPA1M (F1) | TX1-1000kVA |  | Pass | null
383003639 | TNB | DISTRIBUTION | WP PUTRAJAYA & CYBERJAYA | Existing | 11 kV | PE MV TERMINAL | RYB | VPTJ/PCE/J00381 | PE 6.04 BLOK 1 PPA1M (F2) | PTJ05145 PE 5.14 APT 5R1 (F2) |  | Pass | null
383003640 | TNB | DISTRIBUTION | WP PUTRAJAYA & CYBERJAYA | Existing | 11 kV | PE MV TERMINAL | RYB | VPTJ/PCE/J00381 | PE 6.04 BLOK 1 PPA1M (F2) | PTJ06054 PE 6.05 BLOK 5A PPA1M (F2) |  | Pass | null
383003643 | TNB | DISTRIBUTION | WP PUTRAJAYA & CYBERJAYA | Existing | 11 kV | PE MV TERMINAL | RYB | VPTJ/PCE/J00381 | PE 6.04 BLOK 1 PPA1M (F2) | TX1-1000kVA |  | Pass | null
383003760 | TNB | DISTRIBUTION | WP PUTRAJAYA & CYBERJAYA | Existing | 11 kV | PE MV TERMINAL | RYB | VPTJ/PCE/J00380 | PE 6.04 BLOK 1 PPA1M (F1) | PTJ06033 SS 6.03 TEMP 6R6 |  | Pass | null
383003761 | TNB | DISTRIBUTION | WP PUTRAJAYA & CYBERJAYA | Existing | 11 kV | PE MV TERMINAL | RYB | VPTJ/PCE/J00380 | PE 6.04 BLOK 1 PPA1M (F1) | PTJ06051 PE 6.05 BLOK 5A PPA1M (F1) |  | Pass | null
383003764 | TNB | DISTRIBUTION | WP PUTRAJAYA & CYBERJAYA | Existing | 11 kV | PE MV TERMINAL | RYB | VPTJ/PCE/J00380 | PE 6.04 BLOK 1 PPA1M (F1) | TX1-1000kVA |  | Pass | null
383003921 | TNB | DISTRIBUTION | WP PUTRAJAYA & CYBERJAYA | Existing | 11 kV | PE MV TERMINAL | RYB | VPTJ/PCE/J16321 | PE 16.32 TEMP PPA1M P16D | PTJ16201 PE 16.20 (BLOCK A1) 704 APT (F1) |  | Pass | null
383003922 | TNB | DISTRIBUTION | WP PUTRAJAYA & CYBERJAYA | Existing | 11 kV | PE MV TERMINAL | RYB | VPTJ/PCE/J16321 | PE 16.32 TEMP PPA1M P16D | PTJ01643 PE 1.64 PEJABAT PZ10 |  | Pass | null
383003925 | TNB | DISTRIBUTION | WP PUTRAJAYA & CYBERJAYA | Existing | 11 kV | PE MV TERMINAL | RYB | VPTJ/PCE/J16321 | PE 16.32 TEMP PPA1M P16D | TX1-500kVA |  | Pass | null
383004181 | TNB | DISTRIBUTION | WP PUTRAJAYA & CYBERJAYA | Existing | 11 kV | PE MV TERMINAL | RYB | VPTJ/PCE/J01681 | PE 1.68 TEMP PLOT Z1 & Z2 | PTJ12031 PE 12.03 SPINE ROAD NO 1 |  | Pass | null
383004182 | TNB | DISTRIBUTION | WP PUTRAJAYA & CYBERJAYA | Existing | 11 kV | PE MV TERMINAL | RYB | VPTJ/PCE/J01681 | PE 1.68 TEMP PLOT Z1 & Z2 | PTJ15023 PE 15.02 PADAT S/L RF 1 |  | Pass | null
383004185 | TNB | DISTRIBUTION | WP PUTRAJAYA & CYBERJAYA | Existing | 11 kV | PE MV TERMINAL | RYB | VPTJ/PCE/J01681 | PE 1.68 TEMP PLOT Z1 & Z2 | TX1-1000kVA |  | Pass | null
383004456 | TNB | DISTRIBUTION | WP PUTRAJAYA & CYBERJAYA | Existing | 11 kV | PE MV TERMINAL | RYB | VPTJ/PCE/J11641 | PE 11.64 ZON 10A (F1) | PTJ11644 PE 11.64 ZON 10A (F2) |  | Pass | null
383004457 | TNB | DISTRIBUTION | WP PUTRAJAYA & CYBERJAYA | Existing | 11 kV | PE MV TERMINAL | RYB | VPTJ/PCE/J11641 | PE 11.64 ZON 10A (F1) | PTJ11203 PE 11.20 PADAT WR5 JLN P11 |  | Pass | null
383004460 | TNB | DISTRIBUTION | WP PUTRAJAYA & CYBERJAYA | Existing | 11 kV | PE MV TERMINAL | RYB | VPTJ/PCE/J11641 | PE 11.64 ZON 10A (F1) | TX1-1000kVA |  | Pass | null
383004571 | TNB | DISTRIBUTION | WP PUTRAJAYA & CYBERJAYA | Existing | 11 kV | PE MV TERMINAL | RYB | VPTJ/PCE/J11642 | PE 11.64 ZON 10A (F2) | PTJ11651 PE 11.65 Zon 10A2 (F1) |  | Pass | null
383004572 | TNB | DISTRIBUTION | WP PUTRAJAYA & CYBERJAYA | Existing | 11 kV | PE MV TERMINAL | RYB | VPTJ/PCE/J11642 | PE 11.64 ZON 10A (F2) | PTJ11643 PE 11.64 ZON 10A (F1) |  | Pass | null
383004575 | TNB | DISTRIBUTION | WP PUTRAJAYA & CYBERJAYA | Existing | 11 kV | PE MV TERMINAL | RYB | VPTJ/PCE/J11642 | PE 11.64 ZON 10A (F2) | TX2-1000kVA |  | Pass | null
383004691 | TNB | DISTRIBUTION | WP PUTRAJAYA & CYBERJAYA | Existing | 11 kV | PE MV TERMINAL | RYB | VPTJ/PCE/J11651 | PE 11.65 ZON 10A2 (F1) | PTJ11654 PE 11.65 ZON 10A2 (F2) |  | Pass | null
383004692 | TNB | DISTRIBUTION | WP PUTRAJAYA & CYBERJAYA | Existing | 11 kV | PE MV TERMINAL | RYB | VPTJ/PCE/J11651 | PE 11.65 ZON 10A2 (F1) | PTJ11646 PE 11.64 ZON 10A (F2) |  | Pass | null
383004695 | TNB | DISTRIBUTION | WP PUTRAJAYA & CYBERJAYA | Existing | 11 kV | PE MV TERMINAL | RYB | VPTJ/PCE/J11651 | PE 11.65 ZON 10A2 (F1) | TX1-1000kVA |  | Pass | null
383004806 | TNB | DISTRIBUTION | WP PUTRAJAYA & CYBERJAYA | Existing | 11 kV | PE MV TERMINAL | RYB | VPTJ/PCE/J11652 | PE 11.65 ZON 10A2 (F2) | PTJ11023 PE 11.02 BLOK 3A (F1) |  | Pass | null
383004807 | TNB | DISTRIBUTION | WP PUTRAJAYA & CYBERJAYA | Existing | 11 kV | PE MV TERMINAL | RYB | VPTJ/PCE/J11652 | PE 11.65 ZON 10A2 (F2) | PTJ11652 PE 11.65 ZON 10A2 (F1) |  | Pass | null
383004810 | TNB | DISTRIBUTION | WP PUTRAJAYA & CYBERJAYA | Existing | 11 kV | PE MV TERMINAL | RYB | VPTJ/PCE/J11652 | PE 11.65 ZON 10A2 (F2) | TX2-1000kVA |  | Pass | null
383046388 | TNB | DISTRIBUTION | WP PUTRAJAYA & CYBERJAYA | Existing | 11 kV | PE MV TERMINAL | RYB | VPTJ/PCE/J00327 | BE KE PEMBANGUNAN PUSAT PENGAJIAN PERTAH | VCB 6 PTJ4 |  | Pass | null
383046389 | TNB | DISTRIBUTION | WP PUTRAJAYA & CYBERJAYA | Existing | 11 kV | PE MV TERMINAL | RYB | VPTJ/PCE/J00327 | BE KE PEMBANGUNAN PUSAT PENGAJIAN PERTAH | P01262 SS 1.26 HOTEL SANGRI-LA (F1) |  | Pass | null
383046392 | TNB | DISTRIBUTION | WP PUTRAJAYA & CYBERJAYA | Existing | 11 kV | PE MV TERMINAL | RYB | VPTJ/PCE/J00327 | BE KE PEMBANGUNAN PUSAT PENGAJIAN PERTAH | PENGGUNA HT |  | Pass | null
383046502 | TNB | DISTRIBUTION | WP PUTRAJAYA & CYBERJAYA | Existing | 11 kV | PE MV TERMINAL | RYB |  |  | VCB 5 PTJ4 |  | Pass | null
383046503 | TNB | DISTRIBUTION | WP PUTRAJAYA & CYBERJAYA | Existing | 11 kV | PE MV TERMINAL | RYB |  |  | P01265 SS 1.26 HOTEL SANGRI-LA (F2) |  | Pass | null
383046506 | TNB | DISTRIBUTION | WP PUTRAJAYA & CYBERJAYA | Existing | 11 kV | PE MV TERMINAL | RYB |  |  | PENGGUNA HT |  | Pass | null
383046628 | TNB | DISTRIBUTION | WP PUTRAJAYA & CYBERJAYA | Existing | 11 kV | PE MV TERMINAL | RYB | VCBJ/PCE/J00164 | D-CBJ-C17-0519 | CBJ23425 PE 23.42 D-CBJ-C16-0520 |  | Pass | null
383046629 | TNB | DISTRIBUTION | WP PUTRAJAYA & CYBERJAYA | Existing | 11 kV | PE MV TERMINAL | RYB | VCBJ/PCE/J00164 | D-CBJ-C17-0519 | CBJ23023 SS 23.02 STP A F1 |  | Pass | null
383046632 | TNB | DISTRIBUTION | WP PUTRAJAYA & CYBERJAYA | Existing | 11 kV | PE MV TERMINAL | RYB | VCBJ/PCE/J00164 | D-CBJ-C17-0519 | TX-1000KVA |  | Pass | null
383046774 | TNB | DISTRIBUTION | WP PUTRAJAYA & CYBERJAYA | Existing | 11 kV | PE MV TERMINAL | RYB | VCBJ/PCE/J00163 | D-CBJ-C16-0583 | CBJ23171 PE 23.17 TEMP SERI MUTIARA |  | Pass | null
383046780 | TNB | DISTRIBUTION | WP PUTRAJAYA & CYBERJAYA | Existing | 11 kV | PE MV TERMINAL | RYB | VCBJ/PCE/J00163 | D-CBJ-C16-0583 | PENGGUNA HT |  | Pass | null
383046801 | TNB | DISTRIBUTION | WP PUTRAJAYA & CYBERJAYA | Existing | 11 kV | PE MV TERMINAL | RYB | VCBJ/PCE/J00163 | D-CBJ-C16-0583 | CBJ23362 D-CBJ-C16-0575 |  | Pass | null
383046805 | TNB | DISTRIBUTION | WP PUTRAJAYA & CYBERJAYA | Existing | 11 kV | PE MV TERMINAL | RYB | VCBJ/PCE/J00163 | D-CBJ-C16-0583 | PENGGUNA HT |  | Pass | null
383046810 | TNB | DISTRIBUTION | WP PUTRAJAYA & CYBERJAYA | Existing | 11 kV | PE MV TERMINAL | RYB | VCBJ/PCE/J00165 | D-CBJ-C17-0469 | CBJ23213 PE 23.21 EASTERN CORIDOR |  | Pass | null
383046816 | TNB | DISTRIBUTION | WP PUTRAJAYA & CYBERJAYA | Existing | 11 kV | PE MV TERMINAL | RYB | VCBJ/PCE/J00165 | D-CBJ-C17-0469 | PENGGUNA HT |  | Pass | null
383046837 | TNB | DISTRIBUTION | WP PUTRAJAYA & CYBERJAYA | Existing | 11 kV | PE MV TERMINAL | RYB | VCBJ/PCE/J00165 | D-CBJ-C17-0469 | CBJ23311 PE 23.31 TEMP AXVENTURE |  | Pass | null
383046841 | TNB | DISTRIBUTION | WP PUTRAJAYA & CYBERJAYA | Existing | 11 kV | PE MV TERMINAL | RYB | VCBJ/PCE/J00165 | D-CBJ-C17-0469 | PENGGUNA HT |  | Pass | null
383046868 | TNB | DISTRIBUTION | WP PUTRAJAYA & CYBERJAYA | Existing | 11 kV | PE MV TERMINAL | RYB | VCBJ/PCE/J00158 | D-CBJ-C16-0576 | CBJ25141 PE25.14 SETIA RIMBA 2 |  | Pass | null
383046872 | TNB | DISTRIBUTION | WP PUTRAJAYA & CYBERJAYA | Existing | 11 kV | PE MV TERMINAL | RYB | VCBJ/PCE/J00158 | D-CBJ-C16-0576 | TX-1000KVA |  | Pass | null
383046982 | TNB | DISTRIBUTION | WP PUTRAJAYA & CYBERJAYA | Existing | 11 kV | PE MV TERMINAL | RYB | VCBJ/PCE/J00159 | D-CBJ-C16-0576 | CBJ25311 PE 25.31 D-CBJ-C16-0576 |  | Pass | null
383046983 | TNB | DISTRIBUTION | WP PUTRAJAYA & CYBERJAYA | Existing | 11 kV | PE MV TERMINAL | RYB | VCBJ/PCE/J00159 | D-CBJ-C16-0576 | CBJ25333 PE 25.33 D-CBJ-C16-0576 |  | Pass | null
383046986 | TNB | DISTRIBUTION | WP PUTRAJAYA & CYBERJAYA | Existing | 11 kV | PE MV TERMINAL | RYB | VCBJ/PCE/J00159 | D-CBJ-C16-0576 | TX-1000KVA |  | Pass | null
383047096 | TNB | DISTRIBUTION | WP PUTRAJAYA & CYBERJAYA | Existing | 11 kV | PE MV TERMINAL | RYB | VCBJ/PCE/J00160 | D-CBJ-C16-0576 | CBJ25321PE 25.32 D-CBJ-C16-0576 |  | Pass | null
383047097 | TNB | DISTRIBUTION | WP PUTRAJAYA & CYBERJAYA | Existing | 11 kV | PE MV TERMINAL | RYB | VCBJ/PCE/J00160 | D-CBJ-C16-0576 | CBJ25132 PE 25.13 SETIA RIMBA 1 |  | Pass | null
383047100 | TNB | DISTRIBUTION | WP PUTRAJAYA & CYBERJAYA | Existing | 11 kV | PE MV TERMINAL | RYB | VCBJ/PCE/J00160 | D-CBJ-C16-0576 | TX-1000KVA |  | Pass | null
383047205 | TNB | DISTRIBUTION | WP PUTRAJAYA & CYBERJAYA | Existing | 11 kV | PE MV TERMINAL | RYB | VCBJ/PCE/J00158 | D-CBJ-C16-0576 | CBJ25323 PE 25.32 D-CBJ-C16-0576 |  | Pass | null
383338262 | TNB | DISTRIBUTION | WP PUTRAJAYA & CYBERJAYA | Existing | 11 kV | PE MV TERMINAL | RYB | VPTJ/PCE/J10011 | SS 10.01 PMR (F1) | PPU PTJ2: VCB 2 |  | Pass | null
383338268 | TNB | DISTRIBUTION | WP PUTRAJAYA & CYBERJAYA | Existing | 11 kV | PE MV TERMINAL | RYB | VPTJ/PCE/J10011 | SS 10.01 PMR (F1) | PTJ10016 BUSTIE |  | Pass | null
383338289 | TNB | DISTRIBUTION | WP PUTRAJAYA & CYBERJAYA | Existing | 11 kV | PE MV TERMINAL | RYB | VPTJ/PCE/J10011 | SS 10.01 PMR (F1) | N/A |  | Pass | null
383338317 | TNB | DISTRIBUTION | WP PUTRAJAYA & CYBERJAYA | Existing | 11 kV | PE MV TERMINAL | RYB | VCBJ/PCE/J00139 | D-CBJ-C15-0468 | TX2-1000KVA |  | Pass | null
383338321 | TNB | DISTRIBUTION | WP PUTRAJAYA & CYBERJAYA | Existing | 11 kV | PE MV TERMINAL | RYB | VCBJ/PCE/J00139 | D-CBJ-C15-0468 | CBJ23411 PE 23.41 ECLIP TOWER 2 |  | Pass | null
383338329 | TNB | DISTRIBUTION | WP PUTRAJAYA & CYBERJAYA | Existing | 11 kV | PE MV TERMINAL | RYB | VCBJ/PCE/J00139 | D-CBJ-C15-0468 | C24422 : SS 24.42 TAMARIND 2 F1 |  | Pass | null
383338336 | TNB | DISTRIBUTION | WP PUTRAJAYA & CYBERJAYA | Existing | 11 kV | PE MV TERMINAL | RYB | VCBJ/PCE/J00139 | D-CBJ-C15-0468 | TX1-1000KVA |  | Pass | null
383338536 | TNB | DISTRIBUTION | WP PUTRAJAYA & CYBERJAYA | Existing | 11 kV | PE MV TERMINAL | RYB | VCBJ/PCE/J00140 | D-CBJ-C15-0468 | TX2-1000KVA |  | Pass | null
383338540 | TNB | DISTRIBUTION | WP PUTRAJAYA & CYBERJAYA | Existing | 11 kV | PE MV TERMINAL | RYB | VCBJ/PCE/J00140 | D-CBJ-C15-0468 | CBJ23181 SS 23.18 PARAGON |  | Pass | null
383338548 | TNB | DISTRIBUTION | WP PUTRAJAYA & CYBERJAYA | Existing | 11 kV | PE MV TERMINAL | RYB | VCBJ/PCE/J00140 | D-CBJ-C15-0468 | CBJ23402 PE 23.40 ECLIP TOWER 1 |  | Pass | null
383338555 | TNB | DISTRIBUTION | WP PUTRAJAYA & CYBERJAYA | Existing | 11 kV | PE MV TERMINAL | RYB | VCBJ/PCE/J00140 | D-CBJ-C15-0468 | TX1-1000KVA |  | Pass | null
383347045 | TNB | DISTRIBUTION | WP PUTRAJAYA & CYBERJAYA | Existing | 11 kV | PE MV TERMINAL | RYB | VCBJ/PCE/J24021 | PE 24.02 JELANG VISTA 1 | TX2-1000KVA |  | Pass | null
383497176 | TNB | DISTRIBUTION | WP PUTRAJAYA & CYBERJAYA | Existing | 11 kV | PE MV TERMINAL | RYB | VCBJ/PCE/J00147 | D-CBJ-C16-0575 | PENGGUNA HT |  | Pass | null
383497182 | TNB | DISTRIBUTION | WP PUTRAJAYA & CYBERJAYA | Existing | 11 kV | PE MV TERMINAL | RYB | VCBJ/PCE/J00147 | D-CBJ-C16-0575 | CBJ23252 SS 23.25 MUTIARA VILLE 4 |  | Pass | null
383497187 | TNB | DISTRIBUTION | WP PUTRAJAYA & CYBERJAYA | Existing | 11 kV | PE MV TERMINAL | RYB | VCBJ/PCE/J00147 | D-CBJ-C16-0575 | CBJ 23441 SS 23.44 D-CBJ-C16-0583 |  | Pass | null
383497192 | TNB | DISTRIBUTION | WP PUTRAJAYA & CYBERJAYA | Existing | 11 kV | PE MV TERMINAL | RYB | VCBJ/PCE/J00147 | D-CBJ-C16-0575 | PENGGUNA HT |  | Pass | null
383621666 | TNB | DISTRIBUTION | WP PUTRAJAYA & CYBERJAYA | Existing | 11 kV | PE MV TERMINAL | RYB | VPTJ/PCE/J02301 | PE 2.30 2C5 PR2 PJ (F1) | PTJ02142 SS 2.14 2G3 (F1) |  | Pass | null
383621672 | TNB | DISTRIBUTION | WP PUTRAJAYA & CYBERJAYA | Existing | 11 kV | PE MV TERMINAL | RYB | VPTJ/PCE/J02301 | PE 2.30 2C5 PR2 PJ (F1) | PENGGUNA HT |  | Pass | null
383621693 | TNB | DISTRIBUTION | WP PUTRAJAYA & CYBERJAYA | Existing | 11 kV | PE MV TERMINAL | RYB | VPTJ/PCE/J02301 | PE 2.30 2C5 PR2 PJ (F1) | PTJ02131 SS 2.13 2G6 (F1) |  | Pass | null
383621697 | TNB | DISTRIBUTION | WP PUTRAJAYA & CYBERJAYA | Existing | 11 kV | PE MV TERMINAL | RYB | VPTJ/PCE/J02301 | PE 2.30 2C5 PR2 PJ (F1) | PENGGUNA HT |  | Pass | null
383621698 | TNB | DISTRIBUTION | WP PUTRAJAYA & CYBERJAYA | Existing | 11 kV | PE MV TERMINAL | RYB | VPTJ/PCE/J02302 | PE 2.30 2C5 PR2 PJ (F2) | PTJ02145 SS 2.14 2G3 (F2) |  | Pass | null
383621704 | TNB | DISTRIBUTION | WP PUTRAJAYA & CYBERJAYA | Existing | 11 kV | PE MV TERMINAL | RYB | VPTJ/PCE/J02302 | PE 2.30 2C5 PR2 PJ (F2) | PENGGUNA HT |  | Pass | null
383621725 | TNB | DISTRIBUTION | WP PUTRAJAYA & CYBERJAYA | Existing | 11 kV | PE MV TERMINAL | RYB | VPTJ/PCE/J02302 | PE 2.30 2C5 PR2 PJ (F2) | PTJ02134 SS 2.13 2G6 (F2) |  | Pass | null
383621729 | TNB | DISTRIBUTION | WP PUTRAJAYA & CYBERJAYA | Existing | 11 kV | PE MV TERMINAL | RYB | VPTJ/PCE/J02302 | PE 2.30 2C5 PR2 PJ (F2) | PENGGUNA HT |  | Pass | null
384171313 | TNB | DISTRIBUTION | WP PUTRAJAYA & CYBERJAYA | Existing | 11 kV | PE MV TERMINAL | RYB | VCBJ/PCE/J00152 | D-CBJ-C16-0439 | CBJ25131 PE 25.13 SETIA RIMBA 1 |  | Pass | null
384171314 | TNB | DISTRIBUTION | WP PUTRAJAYA & CYBERJAYA | Existing | 11 kV | PE MV TERMINAL | RYB | VCBJ/PCE/J00152 | D-CBJ-C16-0439 | CBJ23313 PE 23.31 TEMP AXVENTURE |  | Pass | null
384171317 | TNB | DISTRIBUTION | WP PUTRAJAYA & CYBERJAYA | Existing | 11 kV | PE MV TERMINAL | RYB | VCBJ/PCE/J00152 | D-CBJ-C16-0439 | N/A |  | Pass | null
384171420 | TNB | DISTRIBUTION | WP PUTRAJAYA & CYBERJAYA | Existing | 11 kV | PE MV TERMINAL | RYB | VCBJ/PCE/J00154 | PE 24.45 CERIA CONDO B | 1000KVA |  | Pass | null
384171427 | TNB | DISTRIBUTION | WP PUTRAJAYA & CYBERJAYA | Existing | 11 kV | PE MV TERMINAL | RYB | VCBJ/PCE/J00154 | PE 24.45 CERIA CONDO B | CBJ23202 PE 23.20 AUTOVILLE 2 |  | Pass | null
384171435 | TNB | DISTRIBUTION | WP PUTRAJAYA & CYBERJAYA | Existing | 11 kV | PE MV TERMINAL | RYB | VCBJ/PCE/J00154 | PE 24.45 CERIA CONDO B | C24444 PE 24.44 BLOK A |  | Pass | null
384171445 | TNB | DISTRIBUTION | WP PUTRAJAYA & CYBERJAYA | Existing | 11 kV | PE MV TERMINAL | RYB | VCBJ/PCE/J00154 | PE 24.45 CERIA CONDO B | 1000KVA |  | Pass | null
384171631 | TNB | DISTRIBUTION | WP PUTRAJAYA & CYBERJAYA | Existing | 11 kV | PE MV TERMINAL | RYB | VCBJ/PCE/J00153 | PE 24.44 CERIA CONDO A | 1000KVA |  | Pass | null
384171638 | TNB | DISTRIBUTION | WP PUTRAJAYA & CYBERJAYA | Existing | 11 kV | PE MV TERMINAL | RYB | VCBJ/PCE/J00153 | PE 24.44 CERIA CONDO A | C24451 PE 24.45 BLOK B |  | Pass | null
384171646 | TNB | DISTRIBUTION | WP PUTRAJAYA & CYBERJAYA | Existing | 11 kV | PE MV TERMINAL | RYB | VCBJ/PCE/J00153 | PE 24.44 CERIA CONDO A | CBJ23291 PE 23.29 PERUMAHAN CERIA RESIDENT |  | Pass | null
384171656 | TNB | DISTRIBUTION | WP PUTRAJAYA & CYBERJAYA | Existing | 11 kV | PE MV TERMINAL | RYB | VCBJ/PCE/J00153 | PE 24.44 CERIA CONDO A | 1000KVA |  | Pass | null
384172004 | TNB | DISTRIBUTION | WP PUTRAJAYA & CYBERJAYA | Existing | 11 kV | PE MV TERMINAL | RYB | VCBJ/PCE/J00167 | D-CBJ-C15-0497 | C24471 PE 24.47 PE MASRECA A |  | Pass | null
384172005 | TNB | DISTRIBUTION | WP PUTRAJAYA & CYBERJAYA | Existing | 11 kV | PE MV TERMINAL | RYB | VCBJ/PCE/J00167 | D-CBJ-C15-0497 | C24391 PE 24.39 PS 2- 6 |  | Pass | null
384172008 | TNB | DISTRIBUTION | WP PUTRAJAYA & CYBERJAYA | Existing | 11 kV | PE MV TERMINAL | RYB | VCBJ/PCE/J00167 | D-CBJ-C15-0497 | 1000KVA |  | Pass | null
384172109 | TNB | DISTRIBUTION | WP PUTRAJAYA & CYBERJAYA | Existing | 11 kV | PE MV TERMINAL | RYB | VCBJ/PCE/J00168 | D-CBJ-C15-0497 | C22406 PE 22.40 POLIS VIP |  | Pass | null
384172115 | TNB | DISTRIBUTION | WP PUTRAJAYA & CYBERJAYA | Existing | 11 kV | PE MV TERMINAL | RYB | VCBJ/PCE/J00168 | D-CBJ-C15-0497 | N/A |  | Pass | null
384172125 | TNB | DISTRIBUTION | WP PUTRAJAYA & CYBERJAYA | Existing | 11 kV | PE MV TERMINAL | RYB | VCBJ/PCE/J00168 | D-CBJ-C15-0497 | C24463 PE 24.46 MESRECA SHOP |  | Pass | null
384172238 | TNB | DISTRIBUTION | WP PUTRAJAYA & CYBERJAYA | Existing | 11 kV | PE MV TERMINAL | RYB | VCBJ/PCE/J00169 | D-CBJ-C15-0497 | CBJ22403 PE 22.40 POLIS CJ F1 |  | Pass | null
384172244 | TNB | DISTRIBUTION | WP PUTRAJAYA & CYBERJAYA | Existing | 11 kV | PE MV TERMINAL | RYB | VCBJ/PCE/J00169 | D-CBJ-C15-0497 | N/A |  | Pass | null
384172254 | TNB | DISTRIBUTION | WP PUTRAJAYA & CYBERJAYA | Existing | 11 kV | PE MV TERMINAL | RYB | VCBJ/PCE/J00169 | D-CBJ-C15-0497 | CBJ22762 PE 22.76 - STP B F1 |  | Pass | null
384304427 | TNB | DISTRIBUTION | WP PUTRAJAYA & CYBERJAYA | Existing | 11 kV | PE MV TERMINAL | RYB | VCBJ/PCE/J00155 | D-CBJ-C16-0532 | PPU CBJN VCB1 |  | Pass | null
384304428 | TNB | DISTRIBUTION | WP PUTRAJAYA & CYBERJAYA | Existing | 11 kV | PE MV TERMINAL | RYB | VCBJ/PCE/J00155 | D-CBJ-C16-0532 | C23371 : 23.37 RADIUS 1 |  | Pass | null
384304431 | TNB | DISTRIBUTION | WP PUTRAJAYA & CYBERJAYA | Existing | 11 kV | PE MV TERMINAL | RYB | VCBJ/PCE/J00155 | D-CBJ-C16-0532 | TX1- 500KVA |  | Pass | null
384304539 | TNB | DISTRIBUTION | WP PUTRAJAYA & CYBERJAYA | Existing | 11 kV | PE MV TERMINAL | RYB | VCBJ/PCE/J00161 | D-CBJ-C16-0533 | C24342 : SS 24.34 TAMARIND SQUARE F1 |  | Pass | null
384304545 | TNB | DISTRIBUTION | WP PUTRAJAYA & CYBERJAYA | Existing | 11 kV | PE MV TERMINAL | RYB | VCBJ/PCE/J00161 | D-CBJ-C16-0533 | PENGGUNA HT |  | Pass | null
384304566 | TNB | DISTRIBUTION | WP PUTRAJAYA & CYBERJAYA | Existing | 11 kV | PE MV TERMINAL | RYB | VCBJ/PCE/J00161 | D-CBJ-C16-0533 | CBJ23401 PE 23.40 ECLIP TOWER 1 |  | Pass | null
384304571 | TNB | DISTRIBUTION | WP PUTRAJAYA & CYBERJAYA | Existing | 11 kV | PE MV TERMINAL | RYB | VCBJ/PCE/J00162 | D-CBJ-C16-0533 | C24346 : SS 24.34 TAMARIND SQ F2 |  | Pass | null
384304577 | TNB | DISTRIBUTION | WP PUTRAJAYA & CYBERJAYA | Existing | 11 kV | PE MV TERMINAL | RYB | VCBJ/PCE/J00162 | D-CBJ-C16-0533 | PENGGUNA HT |  | Pass | null
384304598 | TNB | DISTRIBUTION | WP PUTRAJAYA & CYBERJAYA | Existing | 11 kV | PE MV TERMINAL | RYB | VCBJ/PCE/J00162 | D-CBJ-C16-0533 | CBJ23061 : PE 23.06 TEMP OSK |  | Pass | null
384304616 | TNB | DISTRIBUTION | WP PUTRAJAYA & CYBERJAYA | Existing | 11 kV | PE MV TERMINAL | RYB | VPTJ/PCE/J00421 | D-PTJ-C15-0992 | PPU PTJ17 : VCB 11 |  | Pass | null
384304622 | TNB | DISTRIBUTION | WP PUTRAJAYA & CYBERJAYA | Existing | 11 kV | PE MV TERMINAL | RYB | VPTJ/PCE/J00421 | D-PTJ-C15-0992 | SPARE |  | Pass | null
384304643 | TNB | DISTRIBUTION | WP PUTRAJAYA & CYBERJAYA | Existing | 11 kV | PE MV TERMINAL | RYB | VPTJ/PCE/J00421 | D-PTJ-C15-0992 | P02161: SS 2.16 MENARA PJH (2C1) (F1) |  | Pass | null
384304648 | TNB | DISTRIBUTION | WP PUTRAJAYA & CYBERJAYA | Existing | 11 kV | PE MV TERMINAL | RYB | VPTJ/PCE/J00422 | D-PTJ-C15-0992 | PPU PTJ17 : VCB 12 |  | Pass | null
384304654 | TNB | DISTRIBUTION | WP PUTRAJAYA & CYBERJAYA | Existing | 11 kV | PE MV TERMINAL | RYB | VPTJ/PCE/J00422 | D-PTJ-C15-0992 | PENGGUNA HT |  | Pass | null
384304675 | TNB | DISTRIBUTION | WP PUTRAJAYA & CYBERJAYA | Existing | 11 kV | PE MV TERMINAL | RYB | VPTJ/PCE/J00422 | D-PTJ-C15-0992 | P02164 : SS 2.16 MENARA PJH (2C1) (F2) |  | Pass | null
385025819 | TNB | DISTRIBUTION | WP PUTRAJAYA & CYBERJAYA | Existing | 11 kV | PE MV TERMINAL | RYB |  |  | P17084 PE 17.08 BLOK E 17RK2 (F2) |  | Pass | null
385025820 | TNB | DISTRIBUTION | WP PUTRAJAYA & CYBERJAYA | Existing | 11 kV | PE MV TERMINAL | RYB |  |  | P17058 PE 17.05 RK 1-2 (F2) |  | Pass | null
385025823 | TNB | DISTRIBUTION | WP PUTRAJAYA & CYBERJAYA | Existing | 11 kV | PE MV TERMINAL | RYB |  |  | TX 1000kVA |  | Pass | null
385026628 | TNB | DISTRIBUTION | WP PUTRAJAYA & CYBERJAYA | Existing | 11 kV | PE MV TERMINAL | RYB | VCBJ/PCE/J00166 | D-CBJ-C16-0566 | TX1-1000kVA |  | Pass | null
385026635 | TNB | DISTRIBUTION | WP PUTRAJAYA & CYBERJAYA | Existing | 11 kV | PE MV TERMINAL | RYB | VCBJ/PCE/J00166 | D-CBJ-C16-0566 | CBJ24401 PE 24.40 LAMAN VIEW |  | Pass | null
385026643 | TNB | DISTRIBUTION | WP PUTRAJAYA & CYBERJAYA | Existing | 11 kV | PE MV TERMINAL | RYB | VCBJ/PCE/J00166 | D-CBJ-C16-0566 | CBJ24392 D-CBJ-C16-0568 |  | Pass | null
385026653 | TNB | DISTRIBUTION | WP PUTRAJAYA & CYBERJAYA | Existing | 11 kV | PE MV TERMINAL | RYB | VCBJ/PCE/J00166 | D-CBJ-C16-0566 | TX2-1000kVA |  | Pass | null
386017718 | TNB | DISTRIBUTION | WP PUTRAJAYA & CYBERJAYA | Existing | 11 kV | PE MV TERMINAL | RYB | VPTJ/PCE/J00448 | D-PTJ-C16-1076 | P02221 SS 2.22 2C2 (F1) |  | Pass | null
386017724 | TNB | DISTRIBUTION | WP PUTRAJAYA & CYBERJAYA | Existing | 11 kV | PE MV TERMINAL | RYB | VPTJ/PCE/J00448 | D-PTJ-C16-1076 | HT CUSTOMER |  | Pass | null
386017745 | TNB | DISTRIBUTION | WP PUTRAJAYA & CYBERJAYA | Existing | 11 kV | PE MV TERMINAL | RYB | VPTJ/PCE/J00448 | D-PTJ-C16-1076 | P02162 SS 2.16 MENARA PJH (2C1) (F1) |  | Pass | null
386017750 | TNB | DISTRIBUTION | WP PUTRAJAYA & CYBERJAYA | Existing | 11 kV | PE MV TERMINAL | RYB | VPTJ/PCE/J00449 | D-PTJ-C16-1076 | P02224 SS 2.22 2C2 (F2) |  | Pass | null
386017756 | TNB | DISTRIBUTION | WP PUTRAJAYA & CYBERJAYA | Existing | 11 kV | PE MV TERMINAL | RYB | VPTJ/PCE/J00449 | D-PTJ-C16-1076 | HT CUSTOMER |  | Pass | null
386017777 | TNB | DISTRIBUTION | WP PUTRAJAYA & CYBERJAYA | Existing | 11 kV | PE MV TERMINAL | RYB | VPTJ/PCE/J00449 | D-PTJ-C16-1076 | P02165 SS 2.16 MENARA PJH (2C1) (F2) |  | Pass | null
388861014 | TNB | DISTRIBUTION | WP PUTRAJAYA & CYBERJAYA | Existing | 11 kV | PE MV TERMINAL | RYB | VCBJ/PCE/J24051 | PE 24.05 SYMPHONY HILLS 3 | TX2-1000KVA |  | Pass | null
389013163 | TNB | DISTRIBUTION | WP PUTRAJAYA & CYBERJAYA | Existing | 11 kV | PE MV TERMINAL | RYB | VCBJ/PCE/J24061 | PE 24.06 SYMPHONY HILLS 1 | TX-500KVA |  | Pass | null
389422875 | TNB | DISTRIBUTION | WP PUTRAJAYA & CYBERJAYA | Existing | 11 kV | PE MV TERMINAL | RYB | VCBJ/PCE/J21811 | SS 21.81 SHAFBURY-MLCP CAR PARK F1 | PENGGUNA HT 11KV |  | Pass | null
389470109 | TNB | DISTRIBUTION | WP PUTRAJAYA & CYBERJAYA | Existing | 11 kV | PE MV TERMINAL | RYB | VCBJ/PCE/J00170 | D-CBJ-C15-0506 | N/A |  | Pass | null
389470110 | TNB | DISTRIBUTION | WP PUTRAJAYA & CYBERJAYA | Existing | 11 kV | PE MV TERMINAL | RYB | VCBJ/PCE/J00170 | D-CBJ-C15-0506 | N/A |  | Pass | null
389470113 | TNB | DISTRIBUTION | WP PUTRAJAYA & CYBERJAYA | Existing | 11 kV | PE MV TERMINAL | RYB | VCBJ/PCE/J00170 | D-CBJ-C15-0506 | TX1- 1000KVA |  | Pass | null
389527942 | TNB | DISTRIBUTION | WP PUTRAJAYA & CYBERJAYA | Existing | 11 kV | PE MV TERMINAL | RYB | VCBJ/PCE/J21751 | PE 21.75 LAKEVIEW WEST 1 | TX-1000KVA |  | Pass | null
389528360 | TNB | DISTRIBUTION | WP PUTRAJAYA & CYBERJAYA | Existing | 11 kV | PE MV TERMINAL | RYB | VCBJ/PCE/J21741 | PE 21.74 LAKE VIEW WEST 2 | TX-1000KVA |  | Pass | null
390114631 | TNB | DISTRIBUTION | WP PUTRAJAYA & CYBERJAYA | Existing | 11 kV | PE MV TERMINAL | RYB | VPTJ/PCE/J14092 | PE 14.09 PERUMAHAN 14-4 (F2) | PTJ14083 PE 14.08 Perumahan 14-10 (F1) |  | Pass | null
390114632 | TNB | DISTRIBUTION | WP PUTRAJAYA & CYBERJAYA | Existing | 11 kV | PE MV TERMINAL | RYB | VPTJ/PCE/J14092 | PE 14.09 PERUMAHAN 14-4 (F2) | P14072 PE 14.07 Perumahan 14-5B (F1) |  | Pass | null
390114635 | TNB | DISTRIBUTION | WP PUTRAJAYA & CYBERJAYA | Existing | 11 kV | PE MV TERMINAL | RYB | VPTJ/PCE/J14092 | PE 14.09 PERUMAHAN 14-4 (F2) | TX1-1000KVA |  | Pass | null
390320308 | TNB | DISTRIBUTION | WP PUTRAJAYA & CYBERJAYA | Existing | 11 kV | PE MV TERMINAL | RYB | VCBJ/PCE/J22861 | PE 22.86 NEO CYBER BLOK D | TX2-1000KVA |  | Pass | null
390865659 | TNB | DISTRIBUTION | WP PUTRAJAYA & CYBERJAYA | Existing | 11 kV | PE MV TERMINAL | RYB |  |  | PTJ11182 PE 11.18 P11 H/1 TERES (EFI) (F1) |  | Pass | null
390865660 | TNB | DISTRIBUTION | WP PUTRAJAYA & CYBERJAYA | Existing | 11 kV | PE MV TERMINAL | RYB |  |  | PTJ11281 PE 11.28 APT ZON 6B (F1) |  | Pass | null
390865663 | TNB | DISTRIBUTION | WP PUTRAJAYA & CYBERJAYA | Existing | 11 kV | PE MV TERMINAL | RYB |  |  | TX1-1000KVA |  | Pass | null