## Distribution Transformer
Id | Owner Type | Owner Name | Operational Area | Status | ERMS Functional Location | ERMS Equipment No | Label | Distribution PE | Demand Load | Customer Count | Phasing | ERMS System Status | ERMS User Status | Voltage In [Old] | Voltage In/Out | Voltage Out [Old] | Manufacturer | Manufacturer [Old] | Capacity | Date Commissioned | Remarks | Distribution Transformer Units | Demand Points
4745604 | TNB | DISTRIBUTION | WP PUTRAJAYA & CYBERJAYA | Existing | VPTJ/PCE/J14052/MATX2 | 300344419 | TX2-PTJ14055 | PE 14.05 PERUMAHAN 14-11 (F2) |  | 3 | RYB |  |  | 11 kV |  | 415 V |  | EWT | 1000.00 kVA | 23/03/2011 |  | 1 | 62
4745715 | TNB | DISTRIBUTION | WP PUTRAJAYA & CYBERJAYA | Existing | VPTJ/PCE/J14051/MATX1 | 300344418 | TX1-PTJ14052 | PE 14.05 PERUMAHAN 14-11 (F1) |  | 0 | RYB |  |  | 11 kV |  | 415 V |  | EWT | 1000.00 kVA | 23/03/2011 |  | 1 | 80
6424062 | TNB | DISTRIBUTION | WP PUTRAJAYA & CYBERJAYA | Existing | VPTJ/PCE/J08301/MATX1 | 300454491 | TX1- PTJ08303 | PE 8.30 8C1 (F1) |  | 0 | RYB |  |  | 11 kV |  | 415 V |  | EWT | 1000.00 kVA | 2012-04-11 |  | 1 | 0
6424335 | TNB | DISTRIBUTION | WP PUTRAJAYA & CYBERJAYA | Existing | VPTJ/PCE/J08302/MATX1 | 300454494 | TX2- PTJ08306 | PE 8.30 8C1 (F2) |  | 0 | RYB |  |  | 11 kV |  | 415 V |  | EWT | 1000.00 kVA | 2012-04-11 |  | 1 | 0
14745894 | TNB | DISTRIBUTION | WP PUTRAJAYA & CYBERJAYA | Existing | VCBJ/PCE/J22751/MATX1 | 300288152 | TX1-CBJ22752 | PE 22.75 KWDI 4 F1 |  | 0 | RYB |  |  | 11 kV |  | 415 V |  | MTM | 1000.00 kVA | 2011-09-01 |  | 1 | 0
14745955 | TNB | DISTRIBUTION | WP PUTRAJAYA & CYBERJAYA | Existing | VCBJ/PCE/J22752/MATX1 | 300288154 | TX2-CBJ22755 | PE 22.75 KWDI 4 F2 |  | 0 | RYB |  |  | 11 kV |  | 415 V |  | MTM | 1000.00 kVA | 2011-09-01 |  | 1 | 0
15475633 | TNB | DISTRIBUTION | WP PUTRAJAYA & CYBERJAYA | Existing | VPTJ/PCE/J11171/MATX1 | 300344400 | TX1- PTJ11173 | PE 11.17 ZON 7B (F1) |  | 0 | RYB |  |  | 11 kV |  | 415 V |  | EWT | 1000.00 kVA | 20/06/2011 |  | 1 | 1
15475698 | TNB | DISTRIBUTION | WP PUTRAJAYA & CYBERJAYA | Existing | VPTJ/PCE/J11172/MATX2 | 300344405 | TX2- PTJ11176 | PE 11.17 ZON 7B (F2) |  | 0 | RYB |  |  | 11 kV |  | 415 V |  | EWT | 1000.00 kVA | 20/06/2011 |  | 1 | 0
22149071 | TNB | DISTRIBUTION | WP PUTRAJAYA & CYBERJAYA | Existing | VCBJ/PCE/J21711/MATX1 | 300454830 | TX1-CBJ21703 | PE 21.71 CAR PARK IT PARK F1 |  | 0 | RYB |  |  | 11 kV |  | 415 V |  | MTM | 1000.00 kVA | 23/12/2010 | DONE DR | 1 | 0
22149347 | TNB | DISTRIBUTION | WP PUTRAJAYA & CYBERJAYA | Existing | VCBJ/PCE/J21712/MATX2 | 300454831 | TX2-CBJ21716 | PE 21.71 CAR PARK IT PARK F2 |  | 0 | RYB |  |  | 11 kV |  | 415 V |  | MTM | 1000.00 kVA | 23/12/2010 | DONE DR | 1 | 0
30986643 | TNB | DISTRIBUTION | WP PUTRAJAYA & CYBERJAYA | Existing | VCBJ/PCE/J22741/MATX1 | 300288158 | TX1-CBJ22742 | PE 22.74 KWDI 3 F1 |  | 0 | RYB |  |  | 11 kV |  | 415 V |  | MTM | 1000.00 kVA | 2011-09-01 | DONE DR | 1 | 0
30986933 | TNB | DISTRIBUTION | WP PUTRAJAYA & CYBERJAYA | Existing | VCBJ/PCE/J22742/MATX2 | 300288160 | TX2-CBJ22745 | PE 22.74 KWDI 3 F2 |  | 0 | RYB |  |  | 11 kV |  | 415 V |  | MTM | 1000.00 kVA | 19/12/2010 | DONE DR | 1 | 0
34979106 | TNB | DISTRIBUTION | WP PUTRAJAYA & CYBERJAYA | Existing | VCBJ/PCE/J22912/MATX1 | 300452933 | TX2-CBJ22915 | PE 22.91 SOHO F2 |  | 0 | RYB |  |  | 11 kV |  | 415 V |  | MTM | 1000.00 kVA | 1970-01-01 |  | 1 | 0
34979326 | TNB | DISTRIBUTION | WP PUTRAJAYA & CYBERJAYA | Existing | VCBJ/PCE/J22911/MATX1 | 300452929 | TX1-CBJ22912 | PE 22.91 SOHO F1 |  | 0 | RYB |  |  | 11 kV |  | 415 V |  | MTM | 1000.00 kVA | 1970-01-01 |  | 1 | 0
35022027 | TNB | DISTRIBUTION | WP PUTRAJAYA & CYBERJAYA | Existing | VCBJ/PCE/J22921/MATX1 | 300452927 | TX1-CBJ22923 | PE 22.92 PRIMA 12 |  | 0 | RYB |  |  | 11 kV |  | 415 V |  | MTM | 1000.00 kVA | 1970-01-01 |  | 1 | 2
35670624 | TNB | DISTRIBUTION | WP PUTRAJAYA & CYBERJAYA | Existing | VCBJ/PCE/J21961/MATX1 | 300452962 | TX1-CBJ21963 | PE 21.96 SUBANG ALAM |  | 0 | RYB |  |  | 11 kV |  | 415 V |  | MTM | 1000.00 kVA | 1970-01-01 |  | 1 | 25
35670696 | TNB | DISTRIBUTION | WP PUTRAJAYA & CYBERJAYA | Existing | VCBJ/PCE/J21961/MATX2 | 300452966 | TX2-CBJ21964 | PE 21.96 SUBANG ALAM |  | 0 | RYB |  |  | 11 kV |  | 415 V |  | MTM | 1000.00 kVA | 1970-01-01 |  | 1 | 27
36499294 | TNB | DISTRIBUTION | WP PUTRAJAYA & CYBERJAYA | Existing | VPTJ/PCE/J01641/MATX1 | 300454528 | TX1-PTJ01642 | PE 1.64 PEJ HOTEL PZ 10 (F1) |  | 0 | RYB | [6 empty] | MTM | 1000.00 kVA | 2013-03-02 | DONE DR | 1 | 1
36499567 | TNB | DISTRIBUTION | WP PUTRAJAYA & CYBERJAYA | Existing | VPTJ/PCE/J01642/MATX1 | 300454529 | TX1-PTJ01646 | PE 1.64 PEJ HOTEL PZ 10 (F2) |  | 0 | RYB | [6 empty] | MTM | 1000.00 kVA | 2013-03-02 | DONE DR | 1 | 1
36670925 | TNB | DISTRIBUTION | WP PUTRAJAYA & CYBERJAYA | Existing | VCBJ/PCE/J22861/MATX1 | 300344111 | TX1-CBJ22863 | PE 22.86 NEO CYBER BLOK D |  | 0 | RYB |  |  | 11 kV |  | 415 V |  | MTM | 1000.00 kVA | 19/05/2012 | DONE DR | 1 | 1
36684148 | TNB | DISTRIBUTION | WP PUTRAJAYA & CYBERJAYA | Existing | VPTJ/PCE/J11691/MATX1 | 300344416 | TX1-PTJ11696 | PE 11.69 ZON 10A (F1) |  | 0 | RYB |  |  | 11 kV |  | 415 V |  | EWT | 1000.00 kVA | 23/11/2011 | DONE DR | 1 | 0
36684421 | TNB | DISTRIBUTION | WP PUTRAJAYA & CYBERJAYA | Existing | VPTJ/PCE/J11692/MATX2 | 300344417 | TX2-PTJ11692 | PE 11.69 ZON 10A (F2) |  | 0 | RYB |  |  | 11 kV |  | 415 V |  | EWT | 1000.00 kVA | 23/11/2011 | DONE DR | 1 | 0
36692423 | TNB | DISTRIBUTION | WP PUTRAJAYA & CYBERJAYA | Existing | VCBJ/PCE/J22762/MATX2 | 300284814 | TX1-CBJ22676 | PE 22.76 - STP B F2 |  | 0 | RYB |  |  | 11 kV |  | 415 V |  | MTM | 500.00 kVA | 2010-03-06 | DONE DR | 1 | 0
36692696 | TNB | DISTRIBUTION | WP PUTRAJAYA & CYBERJAYA | Existing | VCBJ/PCE/J22761/MATX1 | 300284813 | TX1-CBJ22672 | PE 22.76 - STP B F1 |  | 0 | RYB |  |  | 11 kV |  | 415 V |  | SGB | 500.00 kVA | 2010-02-06 | DONE DR | 1 | 0
36722466 | TNB | DISTRIBUTION | WP PUTRAJAYA & CYBERJAYA | Existing | VCBJ/PCE/J21891/MATX1 | 300343819 | TX1-CBJ21892 | PE 21.89 MYVILLA P2 PARCEL B |  | 0 | RYB |  |  | 11 kV |  | 415 V |  | SGB | 1000.00 kVA | 23/05/2012 | DONE DR | 1 | 0
36722737 | TNB | DISTRIBUTION | WP PUTRAJAYA & CYBERJAYA | Existing | VCBJ/PCE/J21881/MATX1 | 300343816 | TX1-CBJ21882 | PE 21.88 MYVILLA P2 PARCEL A |  | 0 | RYB |  |  | 11 kV |  | 415 V |  | EWT | 1000.00 kVA | 23/05/2012 | DONE DR | 1 | 0
38040714 | TNB | DISTRIBUTION | WP PUTRAJAYA & CYBERJAYA | Existing | VPTJ/PCE/J05321/MATX1 | 300454482 | TX1-PTJ05323 | PE 5.32 SEK REN PRESINT 5 (F1) |  | 0 | RYB |  |  | 11 kV |  | 415 V |  | MTM | 1000.00 kVA | 2012-10-12 | DONE DR | 1 | 1
38139476 | TNB | DISTRIBUTION | WP PUTRAJAYA & CYBERJAYA | Existing | VPTJ/PCE/J12021/MATX1 | 300454527 | TX1-PTJ12022 | PE 12.02 KUARTERS PEKERJA |  | 0 | RYB |  |  | 11 kV |  | 415 V |  | MTM | 1000.00 kVA | 30/03/2012 | DONE DR | 1 | 0
38495878 | TNB | DISTRIBUTION | WP PUTRAJAYA & CYBERJAYA | Existing | VCBJ/PCE/J22721/MATX1 | 300454521 | TX1-CBJ2272 | PE 22.72 CYBERNEO 3 F1 |  | 0 | RYB |  |  | 11 kV |  | 415 V |  | MTM | 1000.00 kVA | 1970-01-01 | DONE DR | 1 | 0
254716480 | TNB | DISTRIBUTION | WP PUTRAJAYA & CYBERJAYA | Existing | VCBJ/PCE/J21031/MATX1 | 300267521 | TX1-CBJ21032 | PE 21.03 B15-1 |  | 0 | RYB |  |  | 11 kV |  | 415 V |  | MTM | 1000.00 kVA | 28/06/1999 |  | 1 | 0
254716482 | TNB | DISTRIBUTION | WP PUTRAJAYA & CYBERJAYA | Existing | VCBJ/PCE/J21122/MATX2 | 300267532 | TX2-CBJ21126 | PE 21.12 CYBERIA SMARTHOMES F2 |  | 0 | RYB |  |  | 11 kV |  | 415 V |  | MTM | 1000.00 kVA | 21/05/2001 |  | 1 | 0
254716484 | TNB | DISTRIBUTION | WP PUTRAJAYA & CYBERJAYA | Existing | VCBJ/PCE/J21121/MATX1 | 300267531 | TX1-CBJ21123 | PE 21.12 CYBERIA SMARTHOMES F1 |  | 0 | RYB |  |  | 11 kV |  | 415 V |  | MTM | 1000.00 kVA | 21/05/2001 |  | 1 | 0
254716490 | TNB | DISTRIBUTION | WP PUTRAJAYA & CYBERJAYA | Existing | VCBJ/PCE/J21452/MATX2 | 300267562 | TX2-CBJ21455 | PE 21.45 CYBERVILLAGE SERENITY |  | 0 | RYB |  |  | 11 kV |  | 415 V |  | SGB | 1000.00 kVA | 30/03/2004 |  | 1 | 0
254716498 | TNB | DISTRIBUTION | WP PUTRAJAYA & CYBERJAYA | Existing | VCBJ/PCE/J22351/MATX2 | 300267947 | TX2-CBJ22353 | PE 22.35 PRIMA PROP 2 F1 |  | 0 | RYB |  |  | 11 kV |  | 415 V |  | MTM | 1000.00 kVA | 2004-12-08 |  | 1 | 0
254716560 | TNB | DISTRIBUTION | WP PUTRAJAYA & CYBERJAYA | Existing | VPTJ/PCE/J02061/MATX1 | 300267001 | TX1-PTJ02063 | PE 2.06 PS 15 (F1) |  | 0 | RYB |  |  | 11 kV |  | 415 V |  | MTM | 1000.00 kVA | 2002-06-07 |  | 1 | 0
254716562 | TNB | DISTRIBUTION | WP PUTRAJAYA & CYBERJAYA | Existing | VPTJ/PCE/J03011/MATX1 | 300267013 | TX1-PTJ03012 | PE 3.01 3M5 S/LIGHTING |  | 0 | RYB |  |  | 11 kV |  | 415 V |  | EWT | 1000.00 kVA | 22/08/2003 |  | 1 | 0
254716564 | TNB | DISTRIBUTION | WP PUTRAJAYA & CYBERJAYA | Existing | VPTJ/PCE/J04011/MATX1 | 300267016 | TX1-PTJ04014 | PE 4.01 4G3 (F1) |  | 0 | RYB |  |  | 11 kV |  | 415 V |  | MTM | 1000.00 kVA | 18/12/2003 |  | 1 | 1
254716598 | TNB | DISTRIBUTION | WP PUTRAJAYA & CYBERJAYA | Existing | VCBJ/PCE/J22091/MATX1 | 300267583 | TX1-CBJ22094 | PE 22.09 FUJITSU F1 |  | 0 | RYB |  |  | 11 kV |  | 415 V |  | MTM | 1000.00 kVA | 21/06/2001 |  | 1 | 1
254716600 | TNB | DISTRIBUTION | WP PUTRAJAYA & CYBERJAYA | Existing | VCBJ/PCE/J21071/MATX1 | 300267525 | TX1-CBJ21072 | PE 21.07 P.APEC |  | 0 | RYB |  |  | 11 kV |  | 415 V |  | SGB | 500.00 kVA | 1999-07-07 |  | 1 | 2
254716602 | TNB | DISTRIBUTION | WP PUTRAJAYA & CYBERJAYA | Existing | VCBJ/PCE/J21051/MATX1 | 300267523 | TX1-CBJ21052 | PE 21.05 B15-3 |  | 0 | RYB |  |  | 11 kV |  | 415 V |  | MTM | 1000.00 kVA | 28/06/1999 |  | 1 | 0
254716668 | TNB | DISTRIBUTION | WP PUTRAJAYA & CYBERJAYA | Existing | VPTJ/PCE/J04101/MATX1 | 300267028 | TX1-PTJ04103 | PE 4.10 S/LIGHTING |  | 0 | RYB |  |  | 11 kV |  | 415 V |  | MTM | 1000.00 kVA | 22/08/2003 |  | 1 | 0
254716674 | TNB | DISTRIBUTION | WP PUTRAJAYA & CYBERJAYA | Existing | VPTJ/PCE/J05041/MATX1 | 300267032 | TX1-PTJ05043 | PE 5.04 C/S S/L |  | 1 | RYB |  |  | 11 kV |  | 415 V |  | EWT | 1000.00 kVA | 2003-02-10 |  | 1 | 1
254716676 | TNB | DISTRIBUTION | WP PUTRAJAYA & CYBERJAYA | Existing | VPTJ/PCE/J05031/MATX1 | 300267031 | TX1-PTJ05032 | PE 5.03 BR.6 S. GEMILANG |  | 1 | RYB |  |  | 11 kV |  | 415 V |  | Unknown | 500.00 kVA | 2003-02-10 |  | 1 | 1
254716684 | TNB | DISTRIBUTION | WP PUTRAJAYA & CYBERJAYA | Existing | VPTJ/PCE/J05061/MATX1 | 300267034 | TX1-PTJ05062 | PE 5.06 C/S S/L |  | 0 | RYB |  |  | 11 kV |  | 415 V |  | EWT | 1000.00 kVA | 25/10/2004 |  | 1 | 0
254716686 | TNB | DISTRIBUTION | WP PUTRAJAYA & CYBERJAYA | Existing | VPTJ/PCE/J07061/MATX1 | 300267079 | TX1-PTJ07063 | PE 7.06 TPB (WTT) (F1) |  | 0 | RYB |  |  | 11 kV |  | 415 V |  | MTM | 1000.00 kVA | 13/06/2002 |  | 1 | 0
254716688 | TNB | DISTRIBUTION | WP PUTRAJAYA & CYBERJAYA | Existing | VPTJ/PCE/J07031/MATX1 | 300267077 | TX1-PTJ07033 | PE 7.03 STESEN PAM PS3 |  | 0 | RYB |  |  | 11 kV |  | 415 V |  | LKH | 1000.00 kVA | 28/07/1999 |  | 1 | 0
254716724 | TNB | DISTRIBUTION | WP PUTRAJAYA & CYBERJAYA | Existing | VCBJ/PCE/J21152/MATX2 | 300267538 | TX2-CBJ21156 | PE 21.15 SATELIT TELEKOM CBJ 3 |  | 0 | RYB |  |  | 11 kV |  | 415 V |  | MTM | 1000.00 kVA | 17/07/2002 |  | 1 | 0
254716726 | TNB | DISTRIBUTION | WP PUTRAJAYA & CYBERJAYA | Existing | VCBJ/PCE/J21162/MATX2 | 300267540 | TX2-CBJ21166 | PE 21.16 SMART HOMES F2 |  | 0 | RYB |  |  | 11 kV |  | 415 V |  | MTM | 1000.00 kVA | 27/09/2004 |  | 1 | 1
254716728 | TNB | DISTRIBUTION | WP PUTRAJAYA & CYBERJAYA | Existing | VCBJ/PCE/J22461/MATX1 | 300267626 | TX1-CBJ22462 | PE 22.46 TOWN HOUSE F1 |  | 0 | RYB |  |  | 11 kV |  | 415 V |  | MTM | 750.00 kVA | 27/01/2006 |  | 1 | 0
254716734 | TNB | DISTRIBUTION | WP PUTRAJAYA & CYBERJAYA | Existing | VCBJ/PCE/J22482/MATX2 | 300267629 | TX2-CBJ22485 | PE 22.48 LOT 12082 FASA 1B F2 |  | 0 | RYB |  |  | 11 kV |  | 415 V |  | MTM | 1000.00 kVA | 19/12/2005 |  | 1 | 0
254716736 | TNB | DISTRIBUTION | WP PUTRAJAYA & CYBERJAYA | Existing | VCBJ/PCE/J21041/MATX1 | 300267522 | TX1-CBJ21042 | PE 21.04 B15-2 |  | 0 | RYB |  |  | 11 kV |  | 415 V |  | MTM | 1000.00 kVA | 28/06/1999 |  | 1 | 0
254716738 | TNB | DISTRIBUTION | WP PUTRAJAYA & CYBERJAYA | Existing | VCBJ/PCE/J22401/MATX1 | 300267618 | TX1-CBJ22402 | PE 22.40 POLIS CJ F1 |  | 0 | RYB |  |  | 11 kV |  | 415 V |  | MTM | 1000.00 kVA | 15/03/2005 |  | 1 | 0
254716740 | TNB | DISTRIBUTION | WP PUTRAJAYA & CYBERJAYA | Existing | VCBJ/PCE/J22402/MATX2 | 300267619 | TX2-CBJ22405 | PE 22.40 POLIS CJ F2 |  | 0 | RYB |  |  | 11 kV |  | 415 V |  | MTM | 1000.00 kVA | 15/03/2005 |  | 1 | 0
254716742 | TNB | DISTRIBUTION | WP PUTRAJAYA & CYBERJAYA | Existing | VCBJ/PCE/J22462/MATX2 | 300267627 | TX2-CBJ22465 | PE 22.46 TOWN HOUSE F2 |  | 0 | RYB |  |  | 11 kV |  | 415 V |  | MTM | 750.00 kVA | 27/01/2006 |  | 1 | 0
254716744 | TNB | DISTRIBUTION | WP PUTRAJAYA & CYBERJAYA | Existing | VCBJ/PCE/J22451/MATX1 | 300267624 | TX1-CBJ22452 | PE 22.45 KONDOMINIUM F1 |  | 0 | RYB |  |  | 11 kV |  | 415 V |  | MTM | 750.00 kVA | 27/01/2006 |  | 1 | 0
254716746 | TNB | DISTRIBUTION | WP PUTRAJAYA & CYBERJAYA | Existing | VCBJ/PCE/J22452/MATX2 | 300267625 | TX2-CBJ22455 | PE 22.45 KONDOMINIUM F2 |  | 0 | RYB |  |  | 11 kV |  | 415 V |  | MTM | 750.00 kVA | 27/01/2006 |  | 1 | 0
254716748 | TNB | DISTRIBUTION | WP PUTRAJAYA & CYBERJAYA | Existing | VCBJ/PCE/J21151/MATX1 | 300267537 | TX1-CBJ21153 | PE 21.15 SATELIT TELEKOM CBJ 3 |  | 0 | RYB |  |  | 11 kV |  | 415 V |  | MTM | 1000.00 kVA | 17/07/2002 |  | 1 | 0
254716750 | TNB | DISTRIBUTION | WP PUTRAJAYA & CYBERJAYA | Existing | VCBJ/PCE/J21141/MATX1 | 300267535 | TX1-CBJ21143 | PE 21.14 PUSAT REKREASI SMART |  | 0 | RYB |  |  | 11 kV |  | 415 V |  | MTM | 1000.00 kVA | 2003-05-06 |  | 1 | 0
254716752 | TNB | DISTRIBUTION | WP PUTRAJAYA & CYBERJAYA | Existing | VCBJ/PCE/J21132/MATX2 | 300267534 | TX2-CBJ21136 | PE 21.13 CYBERVIEW NO. 2 ( MDC |  | 0 | RYB |  |  | 11 kV |  | 415 V |  | EWT | 1000.00 kVA | 2002-05-01 |  | 1 | 0
254716754 | TNB | DISTRIBUTION | WP PUTRAJAYA & CYBERJAYA | Existing | VCBJ/PCE/J21172/MATX2 | 300267542 | TX2-CBJ21176 | PE 21.17 CONDO A3 CYBERIA F2 |  | 0 | RYB |  |  | 11 kV |  | 415 V |  | EWT | 1000.00 kVA | 25/11/2001 |  | 1 | 0
254716764 | TNB | DISTRIBUTION | WP PUTRAJAYA & CYBERJAYA | Existing | VPTJ/PCE/J09012/MATX2 | 300267122 | TX2- PTJ09016 | PE 9.01 APT 4A (EFI) (F2) |  | 0 | RYB |  |  | 11 kV |  | 415 V |  | MTM | 1000.00 kVA | 2000-11-10 |  | 1 | 0
254716772 | TNB | DISTRIBUTION | WP PUTRAJAYA & CYBERJAYA | Existing | VPTJ/PCE/J09291/MATX1 | 300267174 | TX1- PTJ09292 | PE 9.29 BAS DEPOH |  | 1 | RYB |  |  | 11 kV |  | 415 V |  | MTM | 1000.00 kVA | 27/07/2006 |  | 1 | 1
254716774 | TNB | DISTRIBUTION | WP PUTRAJAYA & CYBERJAYA | Existing | VPTJ/PCE/J09231/MATX1 | 300267162 | TX1-PTJ09233 | PE 9.23 FLAT D (F1) |  | 0 | RYB |  |  | 11 kV |  | 415 V |  | SGB | 1000.00 kVA | 2001-10-10 |  | 1 | 0
254716776 | TNB | DISTRIBUTION | WP PUTRAJAYA & CYBERJAYA | Existing | VPTJ/PCE/J09232/MATX2 | 300267163 | TX2- PTJ09236 | PE 9.23 FLAT D (F2) |  | 0 | RYB |  |  | 11 kV |  | 415 V |  | SGB | 1000.00 kVA | 2001-10-10 |  | 1 | 0
254716778 | TNB | DISTRIBUTION | WP PUTRAJAYA & CYBERJAYA | Existing | VPTJ/PCE/J09211/MATX1 | 300267160 | TX1- PTJ09213 | PE 9.21 P9D/1 TERES (F1) |  | 0 | RYB |  |  | 11 kV |  | 415 V |  | MTM | 1000.00 kVA | 2001-03-08 |  | 1 | 0
254716780 | TNB | DISTRIBUTION | WP PUTRAJAYA & CYBERJAYA | Existing | VPTJ/PCE/J09212/MATX2 | 300267161 | TX2- PTJ09216 | PE 9.21 P9D/1 TERES (F2) |  | 27 | RYB |  |  | 11 kV |  | 415 V |  | MTM | 1000.00 kVA | 2001-03-08 |  | 1 | 27
254716782 | TNB | DISTRIBUTION | WP PUTRAJAYA & CYBERJAYA | Existing | VPTJ/PCE/J09191/MATX1 | 300267156 | TX1- PTJ09193 | PE 9.19 P9B1 TERES (F1) |  | 0 | RYB |  |  | 11 kV |  | 415 V |  | MTM | 1000.00 kVA | 2001-06-08 |  | 1 | 0
254716784 | TNB | DISTRIBUTION | WP PUTRAJAYA & CYBERJAYA | Existing | VPTJ/PCE/J09192/MATX2 | 300267157 | TX2-PTJ09196 | PE 9.19 P9B1 TERES (F2) |  | 0 | RYB |  |  | 11 kV |  | 415 V |  | EWT | 1000.00 kVA | 2001-06-08 |  | 1 | 0
254716786 | TNB | DISTRIBUTION | WP PUTRAJAYA & CYBERJAYA | Existing | VPTJ/PCE/J09152/MATX2 | 300267149 | TX2- PTJ09156 | PE 9.15 APT 6D (EFI) (F2) |  | 0 | RYB |  |  | 11 kV |  | 415 V |  | MTM | 1000.00 kVA | 2002-12-07 |  | 1 | 0
254716788 | TNB | DISTRIBUTION | WP PUTRAJAYA & CYBERJAYA | Existing | VPTJ/PCE/J09121/MATX1 | 300267142 | TX1- PTJ09123 | PE 9.12 SEK REN (F1) |  | 0 | RYB |  |  | 11 kV |  | 415 V |  | EWT | 1000.00 kVA | 16/10/1999 |  | 1 | 0
254716790 | TNB | DISTRIBUTION | WP PUTRAJAYA & CYBERJAYA | Existing | VPTJ/PCE/J09122/MATX2 | 300267143 | TX2- PTJ09126 | PE 9.12 SEK REN (F2) |  | 0 | RYB |  |  | 11 kV |  | 415 V |  | EWT | 1000.00 kVA | 16/10/1999 |  | 1 | 0
254716792 | TNB | DISTRIBUTION | WP PUTRAJAYA & CYBERJAYA | Existing | VPTJ/PCE/J09111/MATX1 | 300267140 | TX1- PTJ09113 | PE 9.11 KLINIK (F1) |  | 0 | RYB |  |  | 11 kV |  | 415 V |  | SGB | 1000.00 kVA | 15/02/1999 |  | 1 | 0
254716794 | TNB | DISTRIBUTION | WP PUTRAJAYA & CYBERJAYA | Existing | VPTJ/PCE/J09101/MATX1 | 300267139 | TX1- PTJ09103 | PE 9.10 PS 1 |  | 0 | RYB |  |  | 11 kV |  | 415 V |  | MTM | 1000.00 kVA | 13/12/1999 |  | 1 | 0
254716898 | TNB | DISTRIBUTION | WP PUTRAJAYA & CYBERJAYA | Existing | VPTJ/PCE/J09352/MATX2 | 300267185 | TX2- PTJ09356 | PE 9.35 P'PURI BLOK A1 (EFI) |  | 0 | RYB |  |  | 11 kV |  | 415 V |  | MTM | 1000.00 kVA | 24/08/2005 |  | 1 | 0
254716900 | TNB | DISTRIBUTION | WP PUTRAJAYA & CYBERJAYA | Existing | VPTJ/PCE/J09201/MATX1 | 300267158 | TX1-PTJ09203 | PE 9.20 P9B1 (EFI) (F1) |  | 155 | RYB |  |  | 11 kV |  | 415 V |  | MTM | 1000.00 kVA | 29/06/2004 |  | 1 | 156
254716902 | TNB | DISTRIBUTION | WP PUTRAJAYA & CYBERJAYA | Existing | VPTJ/PCE/J09172/MATX2 | 300267153 | TX2- PTJ09176 | PE 9.17 APT 5A (EFI) (F2) |  | 0 | RYB |  |  | 11 kV |  | 415 V |  | MTM | 1000.00 kVA | 2002-12-07 |  | 1 | 0
254716908 | TNB | DISTRIBUTION | WP PUTRAJAYA & CYBERJAYA | Existing | VPTJ/PCE/J09321/MATX1 | 300266956 | TX1- PTJ09322 | PE 9.32 P'PURI BLOK B3 (F1) |  | 0 | RYB |  |  | 11 kV |  | 415 V |  | EWT | 1000.00 kVA | 24/08/2005 |  | 1 | 0
254716910 | TNB | DISTRIBUTION | WP PUTRAJAYA & CYBERJAYA | Existing | VPTJ/PCE/J09322/MATX2 | 300266957 | TX2- PTJ09326 | PE 9.32 P'PURI BLOK B3 (F2) |  | 0 | RYB |  |  | 11 kV |  | 415 V |  | EWT | 1000.00 kVA | 24/08/2005 |  | 1 | 0
254716912 | TNB | DISTRIBUTION | WP PUTRAJAYA & CYBERJAYA | Existing | VPTJ/PCE/J09142/MATX2 | 300267147 | TX2-PTJ09146 | PE 9.14 K.KEJIRANAN (F2) |  | 0 | RYB |  |  | 11 kV |  | 415 V |  | MTM | 1000.00 kVA | 19/11/2002 |  | 1 | 0
254716914 | TNB | DISTRIBUTION | WP PUTRAJAYA & CYBERJAYA | Existing | VPTJ/PCE/J09221/MATX1 | 300266974 | TX1- PTJ09223 | PE 9.22 PS 2 |  | 0 | RYB |  |  | 11 kV |  | 415 V |  | LKH | 1000.00 kVA | 13/12/1999 |  | 1 | 0
254716916 | TNB | DISTRIBUTION | WP PUTRAJAYA & CYBERJAYA | Existing | VPTJ/PCE/J09301/MATX1 | 300267176 | TX1- PTJ09303 | PE 9.30 SEK REN FASA 2 (F1) |  | 0 | RYB |  |  | 11 kV |  | 415 V |  | MTM | 1000.00 kVA | 23/06/2004 |  | 1 | 0
254716918 | TNB | DISTRIBUTION | WP PUTRAJAYA & CYBERJAYA | Existing | VPTJ/PCE/J09261/MATX1 | 300267168 | TX1- PTJ09263 | PE 9.26 FLAT B (F1) |  | 0 | RYB |  |  | 11 kV |  | 415 V |  | MTM | 1000.00 kVA | 2001-08-08 |  | 1 | 0
254716924 | TNB | DISTRIBUTION | WP PUTRAJAYA & CYBERJAYA | Existing | VPTJ/PCE/J09351/MATX1 | 300267184 | TX1-PTJ09353 | PE 9.35 P'PURI BLOK A1 (EFI) |  | 0 | RYB |  |  | 11 kV |  | 415 V |  | MTM | 1000.00 kVA | 24/08/2005 |  | 1 | 0
254716926 | TNB | DISTRIBUTION | WP PUTRAJAYA & CYBERJAYA | Existing | VPTJ/PCE/J09341/MATX1 | 300267182 | TX1- PTJ09343 | PE 9.34 P'PURI BLOK A3 (F1) |  | 0 | RYB |  |  | 11 kV |  | 415 V |  | MTM | 1000.00 kVA | 24/08/2005 |  | 1 | 0
254716928 | TNB | DISTRIBUTION | WP PUTRAJAYA & CYBERJAYA | Existing | VPTJ/PCE/J09331/MATX1 | 300267180 | TX1- PTJ09333 | PE 9.33 P'PURI BLOK B1 (EFI) ( |  | 0 | RYB |  |  | 11 kV |  | 415 V |  | MTM | 1000.00 kVA | 24/08/2005 |  | 1 | 0
254716930 | TNB | DISTRIBUTION | WP PUTRAJAYA & CYBERJAYA | Existing | VPTJ/PCE/J09332/MATX2 | 300267181 | TX2- PTJ09336 | PE 9.33 P'PURI BLOK B1 (EFI) ( |  | 0 | RYB |  |  | 11 kV |  | 415 V |  | MTM | 1000.00 kVA | 24/08/2005 |  | 1 | 0
254716932 | TNB | DISTRIBUTION | WP PUTRAJAYA & CYBERJAYA | Existing | VPTJ/PCE/J09311/MATX1 | 300267178 | TX1- PTJ09313 | PE 9.31 RUMAH TERES (EFI) (F1) |  | 53 | RYB |  |  | 11 kV |  | 415 V |  | MTM | 1000.00 kVA | 15/10/2004 |  | 1 | 53
254717002 | TNB | DISTRIBUTION | WP PUTRAJAYA & CYBERJAYA | Existing | VPTJ/PCE/J10051/MATX1 | 300267216 | TX1-PTJ10053 | PE 10.05 P10/7 BANGLOW (F1) |  | 0 | RYB |  |  | 11 kV |  | 415 V |  | MTM | 1000.00 kVA | 2000-01-06 |  | 1 | 0
254717004 | TNB | DISTRIBUTION | WP PUTRAJAYA & CYBERJAYA | Existing | VPTJ/PCE/J10031/MATX1 | 300267212 | TX1- PTJ10033 | PE 10.03 P10 C BANGLOW (F1) |  | 0 | RYB |  |  | 11 kV |  | 415 V |  | LKH | 1000.00 kVA | 2000-01-06 |  | 1 | 0
254717006 | TNB | DISTRIBUTION | WP PUTRAJAYA & CYBERJAYA | Existing | VPTJ/PCE/J10032/MATX2 | 300267213 | TX2-PTJ10036 | PE 10.03 P10 C BANGLOW (F2) |  | 12 | RYB |  |  | 11 kV |  | 415 V |  | LKH | 1000.00 kVA | 2000-01-06 |  | 1 | 12
254717008 | TNB | DISTRIBUTION | WP PUTRAJAYA & CYBERJAYA | Existing | VPTJ/PCE/J10022/MATX2 | 300267211 | TX2- PTJ10026 | PE 10.02 INSIDE PPU2 (F2) |  | 2 | RYB |  |  | 11 kV |  | 415 V |  | SGB | 1000.00 kVA | 15/02/2000 |  | 1 | 2
254717010 | TNB | DISTRIBUTION | WP PUTRAJAYA & CYBERJAYA | Existing | VPTJ/PCE/J10131/MB10131 | 300280958 | TX1-PTJ10133 | PE 10.13 PUSPANITA (F1) |  | 0 | RYB | [6 empty] | INDKOM | 1000.00 kVA | 21/10/2004 |  | 1 | 0
254717012 | TNB | DISTRIBUTION | WP PUTRAJAYA & CYBERJAYA | Existing | VPTJ/PCE/J10132/MATX2 | 300267222 | TX2-PTJ10136 | PE 10.13 PUSPANITA (F2) |  | 0 | RYB |  |  | 11 kV |  | 415 V |  | EWT | 1000.00 kVA | 21/10/2004 |  | 1 | 0
254717018 | TNB | DISTRIBUTION | WP PUTRAJAYA & CYBERJAYA | Existing | VPTJ/PCE/J10042/MATX2 | 300267215 | TX2- PTJ10046 | PE 10.04 P10 D BANGLO (F2) |  | 2 | RYB |  |  | 11 kV |  | 415 V |  | SGB | 1000.00 kVA | 2000-01-06 |  | 1 | 2
254717022 | TNB | DISTRIBUTION | WP PUTRAJAYA & CYBERJAYA | Existing | VPTJ/PCE/J12011/MATX1 | 300267289 | TX1-PTJ12013 | PE 12.01 RF 2 P. UTARA |  | 0 | RYB |  |  | 11 kV |  | 415 V |  | LKH | 1000.00 kVA | 2000-11-07 |  | 1 | 0
254717028 | TNB | DISTRIBUTION | WP PUTRAJAYA & CYBERJAYA | Existing | VPTJ/PCE/J13021/MATX1 | 300267291 | TX1-PTJ13023 | PE 13.02 WETLAND NIC 85KW |  | 0 | RYB |  |  | 11 kV |  | 415 V |  | MTM | 1000.00 kVA | 1999-02-08 |  | 1 | 0
254717030 | TNB | DISTRIBUTION | WP PUTRAJAYA & CYBERJAYA | Existing | VPTJ/PCE/J13011/MATX1 | 300267290 | TX1-PTJ13013 | PE 13.01 WETLAND PUMP 250KW |  | 0 | RYB |  |  | 11 kV |  | 415 V |  | LKH | 500.00 kVA | 31/07/1999 |  | 1 | 0
254717104 | TNB | DISTRIBUTION | WP PUTRAJAYA & CYBERJAYA | Existing | VCBJ/PCE/J21182/MATX2 | 300267544 | TX2-CBJ21186 | PE 21.18 CONDO A1 CYBERIA F2 |  | 0 | RYB |  |  | 11 kV |  | 415 V |  | EWT | 1000.00 kVA | 25/11/2001 |  | 1 | 0
254717106 | TNB | DISTRIBUTION | WP PUTRAJAYA & CYBERJAYA | Existing | VCBJ/PCE/J21081/MATX1 | 300267526 | TX1-CBJ21083 | PE 21.08 CENTURY SQUARE 2300 F1 |  | 0 | RYB |  |  | 11 kV |  | 415 V |  | EWT | 1000.00 kVA | 16/02/2000 |  | 1 | 0
254717112 | TNB | DISTRIBUTION | WP PUTRAJAYA & CYBERJAYA | Existing | VPTJ/PCE/J15071/MATX1 | 300267437 | TX1-PTJ15072 | PE 15.07 BLOK D3 (EFI) (F1) |  | 0 | RYB |  |  | 11 kV |  | 415 V |  | MTM | 1000.00 kVA | 18/02/2006 |  | 1 | 0
254717122 | TNB | DISTRIBUTION | WP PUTRAJAYA & CYBERJAYA | Existing | VPTJ/PCE/J15202/MATX2 | 300267440 | TX2-PTJ15206 | PE 15.20 VISITOR CENTER (F2) |  | 0 | RYB |  |  | 11 kV |  | 415 V |  | MTM | 1000.00 kVA | 27/04/2004 |  | 1 | 0
254717124 | TNB | DISTRIBUTION | WP PUTRAJAYA & CYBERJAYA | Existing | VPTJ/PCE/J11121/MATX1 | 300267240 | TX1-PTJ11123 | PE 11.12 APT A (F1) |  | 0 | RYB |  |  | 11 kV |  | 415 V |  | MTM | 1000.00 kVA | 2003-08-05 |  | 1 | 0
254717126 | TNB | DISTRIBUTION | WP PUTRAJAYA & CYBERJAYA | Existing | VPTJ/PCE/J11101/MATX1 | 300267236 | TX1- PTJ11103 | PE 11.10 P11B1/6 SEMI-D (EFI) |  | 6 | RYB |  |  | 11 kV |  | 415 V |  | MTM | 1000.00 kVA | 20/03/2002 |  | 1 | 6
254717128 | TNB | DISTRIBUTION | WP PUTRAJAYA & CYBERJAYA | Existing | VPTJ/PCE/J11671/MATX1 | 300267287 | TX1-PTJ11673 | PE 11.67 PS9 (F1) |  | 0 | RYB |  |  | 11 kV |  | 415 V |  | MTM | 1000.00 kVA | 2002-10-06 |  | 1 | 0
254717130 | TNB | DISTRIBUTION | WP PUTRAJAYA & CYBERJAYA | Existing | VPTJ/PCE/J11081/MATX1 | 300267232 | TX1-PTJ11083 | PE 11.08 P11A2/5 TERES (EFI) ( |  | 14 | RYB |  |  | 11 kV |  | 415 V |  | MTM | 1000.00 kVA | 2002-04-09 |  | 1 | 14
254717132 | TNB | DISTRIBUTION | WP PUTRAJAYA & CYBERJAYA | Existing | VPTJ/PCE/J11042/MATX2 | 300267231 | TX2- PTJ11046 | PE 11.04 P11A1/12 TERES (EFI) |  | 0 | RYB |  |  | 11 kV |  | 415 V |  | MTM | 1000.00 kVA | 15/10/2002 |  | 1 | 0
254717134 | TNB | DISTRIBUTION | WP PUTRAJAYA & CYBERJAYA | Existing | VPTJ/PCE/J11092/MATX2 | 300267235 | TX2-PTJ11096 | PE 11.09 P11A2/5 TERES (EFI) ( |  | 24 | RYB |  |  | 11 kV |  | 415 V |  | MTM | 1000.00 kVA | 2002-07-09 |  | 1 | 26
254717136 | TNB | DISTRIBUTION | WP PUTRAJAYA & CYBERJAYA | Existing | VPTJ/PCE/J11021/MATX1 | 300267226 | TX1-PTJ11023 | PE 11.02 BLOK 3A (F1) |  | 0 | RYB |  |  | 11 kV |  | 415 V |  | SGB | 1000.00 kVA | 2005-07-06 |  | 1 | 0
254717230 | TNB | DISTRIBUTION | WP PUTRAJAYA & CYBERJAYA | Existing | VPTJ/PCE/J11022/MATX2 | 300267227 | TX2- PTJ11025 | PE 11.02 BLOK 3A (F2) |  | 0 | RYB |  |  | 11 kV |  | 415 V |  | SGB | 1000.00 kVA | 2005-07-06 |  | 1 | 0
254717232 | TNB | DISTRIBUTION | WP PUTRAJAYA & CYBERJAYA | Existing | VPTJ/PCE/J11031/MATX1 | 300267228 | TX1-PTJ11033 | PE 11.03 P11A1/12 TERES (F1) |  | 0 | RYB |  |  | 11 kV |  | 415 V |  | EWT | 1000.00 kVA | 27/02/2002 |  | 1 | 0
254717234 | TNB | DISTRIBUTION | WP PUTRAJAYA & CYBERJAYA | Existing | VPTJ/PCE/J11011/MATX1 | 300267225 | TX1-PTJ11012 | PE 11.01 RD 3 PER UTARA |  | 0 | RYB |  |  | 11 kV |  | 415 V |  | LKH | 1000.00 kVA | 30/07/1999 |  | 1 | 0
254717236 | TNB | DISTRIBUTION | WP PUTRAJAYA & CYBERJAYA | Existing | VPTJ/PCE/J11401/MATX1 | 300267272 | TX1-PTJ11403 | PE 11.40 BLOK C (F1) |  | 0 | RYB |  |  | 11 kV |  | 415 V |  | MTM | 1000.00 kVA | 17/08/2004 |  | 1 | 0
254717238 | TNB | DISTRIBUTION | WP PUTRAJAYA & CYBERJAYA | Existing | VPTJ/PCE/J11402/MATX2 | 300267273 | TX2-PTJ11406 | PE 11.40 BLOK C (F2) |  | 0 | RYB |  |  | 11 kV |  | 415 V |  | MTM | 1000.00 kVA | 17/08/2004 |  | 1 | 0
254717240 | TNB | DISTRIBUTION | WP PUTRAJAYA & CYBERJAYA | Existing | VPTJ/PCE/J11201/MATX1 | 300267252 | TX1-PTJ11202 | PE 11.20 WR5 |  | 0 | RYB |  |  | 11 kV |  | 415 V |  | EWT | 1000.00 kVA | 2004-11-08 |  | 1 | 0
254717242 | TNB | DISTRIBUTION | WP PUTRAJAYA & CYBERJAYA | Existing | VPTJ/PCE/J11161/MATX1 | 300267248 | TX1- PTJ11163 | PE 11.16 APT E (F1) |  | 0 | RYB |  |  | 11 kV |  | 415 V |  | MTM | 1000.00 kVA | 13/05/2003 |  | 1 | 1
254717246 | TNB | DISTRIBUTION | WP PUTRAJAYA & CYBERJAYA | Existing | VPTJ/PCE/J11111/MATX1 | 300267238 | TX1- PTJ11113 | PE 11.11 (EFI) (F1) |  | 1 | RYB |  |  | 11 kV |  | 415 V |  | MTM | 1000.00 kVA | 24/08/2004 |  | 1 | 1
254717248 | TNB | DISTRIBUTION | WP PUTRAJAYA & CYBERJAYA | Existing | VPTJ/PCE/J11351/MATX1 | 300267263 | TX1-PTJ11353 | PE 11.35 P11 K/3 TERES (EFI) ( |  | 0 | RYB |  |  | 11 kV |  | 415 V |  | MTM | 1000.00 kVA | 2003-04-12 |  | 1 | 0
254717250 | TNB | DISTRIBUTION | WP PUTRAJAYA & CYBERJAYA | Existing | VPTJ/PCE/J11352/MATX2 | 300267264 | TX2-PTJ11356 | PE 11.35 P11 K/3 TERES (EFI) ( |  | 0 | RYB |  |  | 11 kV |  | 415 V |  | MTM | 1000.00 kVA | 2003-04-12 |  | 1 | 0
254717252 | TNB | DISTRIBUTION | WP PUTRAJAYA & CYBERJAYA | Existing | VPTJ/PCE/J11361/MATX1 | 300267265 | TX1-PTJ11363 | PE 11.36 P11 K/13 TERES (F1) |  | 0 | RYB |  |  | 11 kV |  | 415 V |  | MTM | 1000.00 kVA | 2003-05-12 |  | 1 | 0
254717254 | TNB | DISTRIBUTION | WP PUTRAJAYA & CYBERJAYA | Existing | VPTJ/PCE/J11451/MATX1 | 300267281 | TX1-PTJ11453 | PE 11.45 SEK MEN (F1) |  | 0 | RYB |  |  | 11 kV |  | 415 V |  | EWT | 1000.00 kVA | 20/05/2004 |  | 1 | 0
254717256 | TNB | DISTRIBUTION | WP PUTRAJAYA & CYBERJAYA | Existing | VPTJ/PCE/J11452/MATX2 | 300267282 | TX2- PTJ11456 | PE 11.45 SEK MEN (F2) |  | 0 | RYB |  |  | 11 kV |  | 415 V |  | EWT | 1000.00 kVA | 20/05/2004 |  | 1 | 0
254717258 | TNB | DISTRIBUTION | WP PUTRAJAYA & CYBERJAYA | Existing | VPTJ/PCE/J11301/MATX1 | 300267261 | TX1-PTJ11303 | PE 11.30 SEK REN (EFI) (F1) |  | 0 | RYB |  |  | 11 kV |  | 415 V |  | MTM | 1000.00 kVA | 16/07/2002 |  | 1 | 0
254717260 | TNB | DISTRIBUTION | WP PUTRAJAYA & CYBERJAYA | Existing | VPTJ/PCE/J11302/MATX2 | 300267262 | TX2- PTJ11306 | PE 11.30 SEK REN (EFI) (F2) |  | 1 | RYB |  |  | 11 kV |  | 415 V |  | MTM | 1000.00 kVA | 16/07/2002 |  | 1 | 3
254717262 | TNB | DISTRIBUTION | WP PUTRAJAYA & CYBERJAYA | Existing | VPTJ/PCE/J11141/MATX1 | 300267244 | TX1-PTJ11143 | PE 11.14 APT C (F1) |  | 0 | RYB |  |  | 11 kV |  | 415 V |  | MTM | 1000.00 kVA | 13/05/2003 |  | 1 | 0
254717350 | TNB | DISTRIBUTION | WP PUTRAJAYA & CYBERJAYA | Existing | VPTJ/PCE/J11212/MATX2 | 300267254 | TX2-PTJ11212 | PE 11.21 PUSAT KEJIRANAN (F2) |  | 0 | RYB |  |  | 11 kV |  | 415 V |  | MTM | 1000.00 kVA | 30/05/2006 |  | 1 | 0
254717352 | TNB | DISTRIBUTION | WP PUTRAJAYA & CYBERJAYA | Existing | VPTJ/PCE/J11151/MATX1 | 300267246 | TX1- PTJ11153 | PE 11.15 APT D (EFI) (F1) |  | 0 | RYB |  |  | 11 kV |  | 415 V |  | LKH | 1000.00 kVA | 2003-07-01 |  | 1 | 0
254717360 | TNB | DISTRIBUTION | WP PUTRAJAYA & CYBERJAYA | Existing | VPTJ/PCE/J11391/MATX1 | 300267270 | TX1-PTJ11393 | PE 11.39 BLOK A |  | 0 | RYB |  |  | 11 kV |  | 415 V |  | MTM | 1000.00 kVA | 17/08/2004 |  | 1 | 0
254717364 | TNB | DISTRIBUTION | WP PUTRAJAYA & CYBERJAYA | Existing | VPTJ/PCE/J11421/MATX1 | 300267275 | TX1-PTJ11423 | PE 11.42 BLOK G (F1) |  | 0 | RYB |  |  | 11 kV |  | 415 V |  | EWT | 1000.00 kVA | 17/08/2004 |  | 1 | 0
254717366 | TNB | DISTRIBUTION | WP PUTRAJAYA & CYBERJAYA | Existing | VPTJ/PCE/J11422/MATX2 | 300267276 | TX2-PTJ11426 | PE 11.42 BLOK G (F2) |  | 0 | RYB |  |  | 11 kV |  | 415 V |  | EWT | 1000.00 kVA | 17/08/2004 |  | 1 | 0
254717370 | TNB | DISTRIBUTION | WP PUTRAJAYA & CYBERJAYA | Existing | VPTJ/PCE/J06011/MATX1 | 300267069 | TX1-PTJ06012 | PE 6.01 GRAND STAND (F1) |  | 0 | RYB |  |  | 11 kV |  | 415 V |  | SGB | 1000.00 kVA | 2005-08-12 |  | 1 | 0
254717372 | TNB | DISTRIBUTION | WP PUTRAJAYA & CYBERJAYA | Existing | VPTJ/PCE/J09362/MATX2 | 300267187 | TX2- PTJ09365 | PE 9.36 SEK MEN FASA 3 (F2) |  | 0 | RYB |  |  | 11 kV |  | 415 V |  | MTM | 1000.00 kVA | 2006-10-11 |  | 1 | 0
254717374 | TNB | DISTRIBUTION | WP PUTRAJAYA & CYBERJAYA | Existing | VCBJ/PCE/J22491/MATX1 | 300267630 | TX1-CBJ22492 | PE 22.49 LOT PT 12082 F1 |  | 0 | RYB |  |  | 11 kV |  | 415 V |  | MTM | 750.00 kVA | 19/12/2005 |  | 1 | 1
254717378 | TNB | DISTRIBUTION | WP PUTRAJAYA & CYBERJAYA | Existing | VCBJ/PCE/J23011/MATX1 | 300267647 | TX1-CBJ23012 | PE 23.01 PS 2-9 F1 |  | 0 | RYB |  |  | 11 kV |  | 415 V |  | EWT | 500.00 kVA | 2006-12-12 |  | 1 | 0
254717380 | TNB | DISTRIBUTION | WP PUTRAJAYA & CYBERJAYA | Existing | VCBJ/PCE/J23012/MATX2 | 300267648 | TX2-CBJ23015 | PE 23.01 PS 2-9 F2 |  | 1 | RYB |  |  | 11 kV |  | 415 V |  | EWT | 500.00 kVA | 2006-12-12 |  | 1 | 2
254717482 | TNB | DISTRIBUTION | WP PUTRAJAYA & CYBERJAYA | Existing | VPTJ/PCE/J18141/MATX1 | 300267492 | TX1-PTJ18142 | PE 18.14 BLOK D&E (F1) |  | 0 | RYB |  |  | 11 kV |  | 415 V |  | MTM | 1000.00 kVA | 22/02/2007 |  | 1 | 0
254717486 | TNB | DISTRIBUTION | WP PUTRAJAYA & CYBERJAYA | Existing | VPTJ/PCE/J18121/MATX1 | 300267488 | TX1-PTJ18123 | PE 18.12 BLOK A (F1) |  | 0 | RYB |  |  | 11 kV |  | 415 V |  | EWT | 1000.00 kVA | 22/02/2007 |  | 1 | 0
254717498 | TNB | DISTRIBUTION | WP PUTRAJAYA & CYBERJAYA | Existing | VCBJ/PCE/J21341/MATX1 | 300267551 | TX1-CBJ21342 | PE 21.34 PS5 F1 |  | 0 | RYB |  |  | 11 kV |  | 415 V |  | EWT | 500.00 kVA | 24/05/2009 |  | 1 | 0
254717556 | TNB | DISTRIBUTION | WP PUTRAJAYA & CYBERJAYA | Existing | VPTJ/PCE/J07062/MATX2 | 300267080 | TX2-PTJ07066 | PE 7.06 TPB (WTT) (F2) |  | 0 | RYB |  |  | 11 kV |  | 415 V |  | MTM | 1000.00 kVA | 13/06/2002 |  | 1 | 0
254717562 | TNB | DISTRIBUTION | WP PUTRAJAYA & CYBERJAYA | Existing | VPTJ/PCE/J08151/MATX1 | 300267107 | TX1- PTJ08152 | PE 8.15 RD2A L. SENTOSA |  | 0 | RYB |  |  | 11 kV |  | 415 V |  | LKH | 1000.00 kVA | 1999-08-07 |  | 1 | 1
254717566 | TNB | DISTRIBUTION | WP PUTRAJAYA & CYBERJAYA | Existing | VPTJ/PCE/J08111/MATX1 | 300267103 | TX1- PTJ08113 | PE 8.11 JLN P8E TERES (EFI) (F |  | 1 | RYB |  |  | 11 kV |  | 415 V |  | MTM | 1000.00 kVA | 27/03/2002 |  | 1 | 1
254717568 | TNB | DISTRIBUTION | WP PUTRAJAYA & CYBERJAYA | Existing | VPTJ/PCE/J08112/MATX2 | 300267104 | TX2- PTJ08116 | PE 8.11 JLN P8E TERES (EFI) (F |  | 0 | RYB |  |  | 11 kV |  | 415 V |  | MTM | 1000.00 kVA | 27/03/2002 |  | 1 | 0
254717570 | TNB | DISTRIBUTION | WP PUTRAJAYA & CYBERJAYA | Existing | VPTJ/PCE/J08091/MATX1 | 300267099 | TX1- PTJ08093 | PE 8.09 JLN P8E2TERES (F1) |  | 1 | RYB |  |  | 11 kV |  | 415 V |  | EWT | 1000.00 kVA | 21/06/2004 |  | 1 | 1
254717572 | TNB | DISTRIBUTION | WP PUTRAJAYA & CYBERJAYA | Existing | VPTJ/PCE/J08072/MATX2 | 300267098 | TX2- PTJ08076 | PE 8.07 APT FASA 4B (B2) (F2) |  | 2 | RYB |  |  | 11 kV |  | 415 V |  | EWT | 1000.00 kVA | 1999-09-12 |  | 1 | 2
254717574 | TNB | DISTRIBUTION | WP PUTRAJAYA & CYBERJAYA | Existing | VPTJ/PCE/J07051/MATX1 | 300267078 | TX1-PTJ07052 | PE 7.05 L SENTOSA (R2C) |  | 0 | RYB |  |  | 11 kV |  | 415 V |  | EWT | 1000.00 kVA | 2001-05-01 |  | 1 | 0
254717576 | TNB | DISTRIBUTION | WP PUTRAJAYA & CYBERJAYA | Existing | VPTJ/PCE/J08041/MATX1 | 300267091 | TX1- PTJ08043 | PE 8.04 SEK MEN (F1) |  | 0 | RYB |  |  | 11 kV |  | 415 V |  | MTM | 1000.00 kVA | 16/11/1999 |  | 1 | 0
254717578 | TNB | DISTRIBUTION | WP PUTRAJAYA & CYBERJAYA | Existing | VPTJ/PCE/J08031/MATX1 | 300267089 | TX1- PTJ08033 | PE 8.03 SEK REN (EFI) (F1) |  | 0 | RYB |  |  | 11 kV |  | 415 V |  | LKH | 1000.00 kVA | 16/11/1999 |  | 1 | 1
254717662 | TNB | DISTRIBUTION | WP PUTRAJAYA & CYBERJAYA | Existing | VPTJ/PCE/J08021/MATX1 | 300267087 | TX1- PTJ08023 | PE 8.02 P8A SEMI D (F1) |  | 0 | RYB |  |  | 11 kV |  | 415 V |  | MTM | 1000.00 kVA | 2000-05-03 |  | 1 | 0
254717664 | TNB | DISTRIBUTION | WP PUTRAJAYA & CYBERJAYA | Existing | VPTJ/PCE/J08022/MATX2 | 300267088 | TX2- PTJ08026 | PE 8.02 P8A SEMI D (F2) |  | 6 | RYB |  |  | 11 kV |  | 415 V |  | MTM | 1000.00 kVA | 2000-05-03 |  | 1 | 6
254717710 | TNB | DISTRIBUTION | WP PUTRAJAYA & CYBERJAYA | Existing | VPTJ/PCE/J14031/MATX1 | 300267299 | TX1-PTJ14032 | PE 14.03 C/S S/L |  | 0 | RYB |  |  | 11 kV |  | 415 V |  | EWT | 500.00 kVA | 14/03/2005 |  | 1 | 0
254717712 | TNB | DISTRIBUTION | WP PUTRAJAYA & CYBERJAYA | Existing | VPTJ/PCE/J14021/MATX1 | 300267297 | TX1-PTJ14022 | PE 14.02 PERUMAHAN 14-1 (EFI) |  | 0 | RYB |  |  | 11 kV |  | 415 V |  | EWT | 1000.00 kVA | 25/02/2006 |  | 1 | 0
254717714 | TNB | DISTRIBUTION | WP PUTRAJAYA & CYBERJAYA | Existing | VPTJ/PCE/J15021/MATX1 | 300267430 | TX1-PTJ15022 | PE 15.02 RD F 1 |  | 0 | RYB |  |  | 11 kV |  | 415 V |  | EWT | 1000.00 kVA | 1999-08-10 |  | 1 | 0
254717718 | TNB | DISTRIBUTION | WP PUTRAJAYA & CYBERJAYA | Existing | VCBJ/PCE/J21111/MATX1 | 300267529 | TX1-CBJ21113 | PE 21.11 CENTURY SQUARE 2310 F1 |  | 0 | RYB |  |  | 11 kV |  | 415 V |  | MTM | 1000.00 kVA | 2000-09-03 |  | 1 | 0
254717822 | TNB | DISTRIBUTION | WP PUTRAJAYA & CYBERJAYA | Existing | VCBJ/PCE/J21061/MB21061 | 300281072 | TX1-CBJ21062 | PE 21.06 PADAT B 15-4 |  | 0 | RYB | [6 empty] | LKH | 1000.00 kVA | 28/06/1999 |  | 1 | 0
254717824 | TNB | DISTRIBUTION | WP PUTRAJAYA & CYBERJAYA | Existing | VCBJ/PCE/J21571/MATX1 | 300267572 | TX1-CBJ21572 | PE 21.57 CLUB HOUSE F1 |  | 0 | RYB |  |  | 11 kV |  | 415 V |  | EWT | 500.00 kVA | 17/11/2007 |  | 1 | 0
254717828 | TNB | DISTRIBUTION | WP PUTRAJAYA & CYBERJAYA | Existing | VCBJ/PCE/J21421/MATX1 | 300267555 | TX1-CBJ21423 | PE 21.42 CYBERVILLAGE SERENITY |  | 6 | RYB |  |  | 11 kV |  | 415 V |  | MTM | 1000.00 kVA | 30/03/2004 |  | 1 | 6
254717830 | TNB | DISTRIBUTION | WP PUTRAJAYA & CYBERJAYA | Existing | VCBJ/PCE/J21101/MATX1 | 300267528 | TX1-CBJ21103 | PE 21.10 ELITE HIGHWAY NO. 3 |  | 0 | RYB |  |  | 11 kV |  | 415 V |  | SGB | 1000.00 kVA | 2000-10-02 |  | 1 | 0
254717832 | TNB | DISTRIBUTION | WP PUTRAJAYA & CYBERJAYA | Existing | VCBJ/PCE/J21541/MATX1 | 300267570 | TX1-CBJ21543 | PE 21.54 PS 3 F1 |  | 0 | RYB |  |  | 11 kV |  | 415 V |  | MTM | 500.00 kVA | 16/06/2005 |  | 1 | 0
254717834 | TNB | DISTRIBUTION | WP PUTRAJAYA & CYBERJAYA | Existing | VCBJ/PCE/J21021/MATX1 | 300267519 | TX1-CBJ21023 | PE 21.02 INCUBATOR F1 |  | 0 | RYB |  |  | 11 kV |  | 415 V |  | MTM | 1000.00 kVA | 15/07/1999 |  | 1 | 0
254717838 | TNB | DISTRIBUTION | WP PUTRAJAYA & CYBERJAYA | Existing | VCBJ/PCE/J21512/MATX2 | 300267567 | TX2-CBJ21516 | PE 21.51 CONDO C1 F2 |  | 0 | RYB |  |  | 11 kV |  | 415 V |  | MTM | 1000.00 kVA | 2004-05-10 |  | 1 | 1
254717840 | TNB | DISTRIBUTION | WP PUTRAJAYA & CYBERJAYA | Existing | VCBJ/PCE/J21491/MATX1 | 300267564 | TX1-CBJ21493 | PE 21.49 CONDO B2 F1 |  | 0 | RYB |  |  | 11 kV |  | 415 V |  | MTM | 1000.00 kVA | 2004-08-01 |  | 1 | 0
254717842 | TNB | DISTRIBUTION | WP PUTRAJAYA & CYBERJAYA | Existing | VCBJ/PCE/J22352/MATX4 | 300267948 | TX4-CBJ22357 | PE 22.35 PRIMA PROP 2 F2 |  | 0 | RYB |  |  | 11 kV |  | 415 V |  | MTM | 1000.00 kVA | 2004-12-08 |  | 1 | 0
254717844 | TNB | DISTRIBUTION | WP PUTRAJAYA & CYBERJAYA | Existing | VCBJ/PCE/J22352/MATX3 | 300267615 | TX3-C22356 | PE 22.35 PRIMA PROP 2 F2 |  | 0 | RYB |  |  | 11 kV |  | 415 V |  | MTM | 1000.00 kVA | 2004-12-08 |  | 1 | 0
254717846 | TNB | DISTRIBUTION | WP PUTRAJAYA & CYBERJAYA | Existing | VCBJ/PCE/J22321/MATX1 | 300267610 | TX1-CBJ22323 | PE 22.32 MOTOROLA F1 |  | 0 | RYB |  |  | 11 kV |  | 415 V |  | MTM | 1000.00 kVA | 21/11/2003 |  | 1 | 0
254717848 | TNB | DISTRIBUTION | WP PUTRAJAYA & CYBERJAYA | Existing | VCBJ/PCE/J22322/MATX2 | 300267611 | TX2-CBJ22326 | PE 22.32 MOTOROLA F2 |  | 0 | RYB |  |  | 11 kV |  | 415 V |  | MTM | 1000.00 kVA | 21/11/2003 |  | 1 | 0
254717976 | TNB | DISTRIBUTION | WP PUTRAJAYA & CYBERJAYA | Existing | VPTJ/PCE/J14112/MATX2 | 300267402 | TX1-PTJ14112 | PE 14.11 PERUMAHAN 14-1 (F1) |  | 1 | RYB |  |  | 11 kV |  | 415 V |  | SGB | 1000.00 kVA | 25/02/2006 |  | 1 | 1
254718060 | TNB | DISTRIBUTION | WP PUTRAJAYA & CYBERJAYA | Existing | VPTJ/PCE/J08051/MATX1 | 300267093 | TX1- PTJ08053 | PE 8.05 APT FASA 4A (B1) (F1) |  | 0 | RYB |  |  | 11 kV |  | 415 V |  | MTM | 1000.00 kVA | 1999-07-12 |  | 1 | 0
254718062 | TNB | DISTRIBUTION | WP PUTRAJAYA & CYBERJAYA | Existing | VPTJ/PCE/J08052/MATX2 | 300267094 | TX2- PTJ08056 | PE 8.05 APT FASA 4A (B1) (F2) |  | 0 | RYB |  |  | 11 kV |  | 415 V |  | MTM | 1000.00 kVA | 1999-07-12 |  | 1 | 1
254718064 | TNB | DISTRIBUTION | WP PUTRAJAYA & CYBERJAYA | Existing | VPTJ/PCE/J08241/MATX1 | 300267118 | TX1- PTJ08242 | PE 8.24 SERI SAUJANA (BR 8) |  | 0 | RYB |  |  | 11 kV |  | 415 V |  | EWT | 500.00 kVA | 23/01/2003 |  | 1 | 0
254718068 | TNB | DISTRIBUTION | WP PUTRAJAYA & CYBERJAYA | Existing | VPTJ/PCE/J08202/MATX2 | 300267113 | TX2- PTJ08206 | PE 8.20 APT D (F2) |  | 0 | RYB |  |  | 11 kV |  | 415 V |  | EWT | 1000.00 kVA | 13/11/2002 |  | 1 | 1
254718070 | TNB | DISTRIBUTION | WP PUTRAJAYA & CYBERJAYA | Existing | VPTJ/PCE/J08231/MATX1 | 300267116 | TX1- PTJ08233 | PE 8.23 PS8 (F1) |  | 0 | RYB |  |  | 11 kV |  | 415 V |  | MTM | 1000.00 kVA | 30/07/2002 |  | 1 | 0
254718072 | TNB | DISTRIBUTION | WP PUTRAJAYA & CYBERJAYA | Existing | VPTJ/PCE/J08232/MATX2 | 300267117 | TX2- PTJ08236 | PE 8.23 PS8 (F2) |  | 0 | RYB |  |  | 11 kV |  | 415 V |  | MTM | 1000.00 kVA | 30/07/2002 |  | 1 | 0
254718148 | TNB | DISTRIBUTION | WP PUTRAJAYA & CYBERJAYA | Existing | VPTJ/PCE/J02041/MATX1 | 300266993 | TX1- PTJ02044 | PE 2.04 W.F PROMENADE (F1) |  | 0 | RYB |  |  | 11 kV |  | 415 V |  | MTM | 1000.00 kVA | 30/01/2003 |  | 1 | 0
254718152 | TNB | DISTRIBUTION | WP PUTRAJAYA & CYBERJAYA | Existing | VPTJ/PCE/J02051/MATX1 | 300267000 | TX1- PTJ02053 | PE 2.05 PADAT CUT |  | 0 | RYB |  |  | 11 kV |  | 415 V |  | EWT | 1000.00 kVA | 22/08/2002 |  | 1 | 0
254718172 | TNB | DISTRIBUTION | WP PUTRAJAYA & CYBERJAYA | Existing | VPTJ/PCE/J08192/MATX2 | 300267111 | TX2- PTJ08196 | PE 8.19 APT A (EFI) (F2) |  | 0 | RYB |  |  | 11 kV |  | 415 V |  | EWT | 1000.00 kVA | 13/11/2002 |  | 1 | 1
254718174 | TNB | DISTRIBUTION | WP PUTRAJAYA & CYBERJAYA | Existing | VPTJ/PCE/J08171/MATX1 | 300267109 | TX1- PTJ08173 | PE 8.17 P.KEJIRANAN (EFI) |  | 0 | RYB |  |  | 11 kV |  | 415 V |  | LKH | 1000.00 kVA | 2000-03-08 |  | 1 | 7
254718176 | TNB | DISTRIBUTION | WP PUTRAJAYA & CYBERJAYA | Existing | VPTJ/PCE/J08161/MATX1 | 300267108 | TX1- PTJ08163 | PE 8.16 RD 2B L. SENTOSA |  | 0 | RYB |  |  | 11 kV |  | 415 V |  | EWT | 1000.00 kVA | 15/11/1999 |  | 1 | 0
254718178 | TNB | DISTRIBUTION | WP PUTRAJAYA & CYBERJAYA | Existing | VPTJ/PCE/J08251/MATX1 | 300267119 | TX1- PTJ08253 | PE 8.25 ISTANA DARUL EHSAN (F1) |  | 0 | RYB |  |  | 11 kV |  | 415 V |  | MTM | 1000.00 kVA | 28/05/2003 |  | 1 | 1
254718180 | TNB | DISTRIBUTION | WP PUTRAJAYA & CYBERJAYA | Existing | VPTJ/PCE/J08252/MATX2 | 300267120 | TX2- PTJ08256 | PE 8.25 ISTANA DARUL EHSAN (F2) |  | 0 | RYB |  |  | 11 kV |  | 415 V |  | MTM | 1000.00 kVA | 28/05/2003 |  | 1 | 0
254718184 | TNB | DISTRIBUTION | WP PUTRAJAYA & CYBERJAYA | Existing | VPTJ/PCE/J09061/MATX1 | 300267131 | TX1- PTJ09063 | PE 9.06 APT 2E (F1) |  | 0 | RYB |  |  | 11 kV |  | 415 V |  | SGB | 1000.00 kVA | 1999-06-12 |  | 1 | 0
254718186 | TNB | DISTRIBUTION | WP PUTRAJAYA & CYBERJAYA | Existing | VPTJ/PCE/J09081/MATX1 | 300267135 | TX1- PTJ09083 | PE 9.08 P9G TERES (F1) |  | 22 | RYB |  |  | 11 kV |  | 415 V |  | EWT | 1000.00 kVA | 21/06/1999 |  | 1 | 22
254718188 | TNB | DISTRIBUTION | WP PUTRAJAYA & CYBERJAYA | Existing | VPTJ/PCE/J09062/MATX2 | 300267132 | TX2- PTJ09066 | PE 9.06 APT 2E (F2) |  | 0 | RYB |  |  | 11 kV |  | 415 V |  | SGB | 1000.00 kVA | 1999-06-12 |  | 1 | 0
254718192 | TNB | DISTRIBUTION | WP PUTRAJAYA & CYBERJAYA | Existing | VPTJ/PCE/J09031/MATX1 | 300267125 | TX1- PTJ09033 | PE 9.03 APT 3C (F1) |  | 0 | RYB |  |  | 11 kV |  | 415 V |  | MTM | 1000.00 kVA | 2000-09-11 |  | 1 | 1
254718210 | TNB | DISTRIBUTION | WP PUTRAJAYA & CYBERJAYA | Existing | VPTJ/PCE/J14172/MATX2 | 300267412 | TX2-PTJ14176 | PE 14.17 BLOK D (F2) |  | 0 | RYB |  |  | 11 kV |  | 415 V |  | MTM | 1000.00 kVA | 2005-06-09 |  | 1 | 0
254718212 | TNB | DISTRIBUTION | WP PUTRAJAYA & CYBERJAYA | Existing | VPTJ/PCE/J14162/MATX2 | 300267410 | TX2-PTJ14166 | PE 14.16 BLOK C (EFI) (F2) |  | 0 | RYB |  |  | 11 kV |  | 415 V |  | INDKOM | 1000.00 kVA | 2005-06-09 |  | 1 | 0
254718216 | TNB | DISTRIBUTION | WP PUTRAJAYA & CYBERJAYA | Existing | VPTJ/PCE/J14152/MATX2 | 300267408 | TX2-PTJ14156 | PE 14.15 BLOK B (F2) |  | 0 | RYB |  |  | 11 kV |  | 415 V |  | MTM | 1000.00 kVA | 2005-06-09 |  | 1 | 2
254718220 | TNB | DISTRIBUTION | WP PUTRAJAYA & CYBERJAYA | Existing | VPTJ/PCE/J14142/MATX2 | 300267406 | TX2-PTJ14146 | PE 14.14 BLOK A (EFI) (F2) |  | 0 | RYB |  |  | 11 kV |  | 415 V |  | EWT | 1000.00 kVA | 2005-06-09 |  | 1 | 0
254718224 | TNB | DISTRIBUTION | WP PUTRAJAYA & CYBERJAYA | Existing | VPTJ/PCE/J01362/MATX2 | 300266978 | TX1-PTJ01364 | PE 1.36 DATARAN PUTRA (F2) |  | 1 | RYB |  |  | 11 kV |  | 415 V |  | MTM | 1000.00 kVA | 13/11/1999 |  | 1 | 2
254718228 | TNB | DISTRIBUTION | WP PUTRAJAYA & CYBERJAYA | Existing | VPTJ/PCE/J01321/MATX1 | 300266971 | TX1-PTJ01323 | PE 1.32 INSIDE PPU6 S/L OVAL |  | 0 | RYB |  |  | 11 kV |  | 415 V |  | MTM | 1000.00 kVA | 13/06/1999 |  | 1 | 0
254718336 | TNB | DISTRIBUTION | WP PUTRAJAYA & CYBERJAYA | Existing | VCBJ/PCE/J22481/MATX1 | 300267628 | TX1-CBJ22483 | PE 22.48 LOT 12082 FASA 1B F1 |  | 0 | RYB |  |  | 11 kV |  | 415 V |  | MTM | 1000.00 kVA | 19/12/2005 |  | 1 | 0
254718342 | TNB | DISTRIBUTION | WP PUTRAJAYA & CYBERJAYA | Existing | VCBJ/PCE/J22171/MATX1 | 300267596 | TX1-CBJ22173 | PE 22.17 PADAT STP 4 |  | 0 | RYB |  |  | 11 kV |  | 415 V |  | SGB | 500.00 kVA | 13/05/2002 |  | 1 | 1
254718346 | TNB | DISTRIBUTION | WP PUTRAJAYA & CYBERJAYA | Existing | VCBJ/PCE/J22251/MATX1 | 300267608 | TX1-CBJ22253 | PE 22.25 CYBER HEIGHT VILLA F1 |  | 0 | RYB |  |  | 11 kV |  | 415 V |  | EWT | 1000.00 kVA | 13/12/2003 |  | 1 | 0
254718348 | TNB | DISTRIBUTION | WP PUTRAJAYA & CYBERJAYA | Existing | VCBJ/PCE/J22222/MATX2 | 300267603 | TX2-CBJ22226 | PE 22.22 CYBER HEIGHT VILLA F2 |  | 0 | RYB |  |  | 11 kV |  | 415 V |  | MTM | 1000.00 kVA | 2004-12-01 |  | 1 | 0
254718350 | TNB | DISTRIBUTION | WP PUTRAJAYA & CYBERJAYA | Existing | VCBJ/PCE/J22242/MATX2 | 300267607 | TX2-CBJ22247 | PE 22.24 SEK. SRI PUTERI F2 |  | 0 | RYB |  |  | 11 kV |  | 415 V |  | SGB | 750.00 kVA | 26/11/2002 |  | 1 | 0
254718352 | TNB | DISTRIBUTION | WP PUTRAJAYA & CYBERJAYA | Existing | VCBJ/PCE/J22371/MATX1 | 300267616 | TX1-CBJ22373 | PE 22.37 BOMBA CJ F1 |  | 0 | RYB |  |  | 11 kV |  | 415 V |  | MTM | 1000.00 kVA | 2004-08-04 |  | 1 | 0
254718354 | TNB | DISTRIBUTION | WP PUTRAJAYA & CYBERJAYA | Existing | VCBJ/PCE/J22061/MATX1 | 300267581 | TX1-CBJ22063 | PE 22.06 PADAT B 15-5 |  | 0 | RYB |  |  | 11 kV |  | 415 V |  | EWT | 1000.00 kVA | 25/04/2000 |  | 1 | 0
254718356 | TNB | DISTRIBUTION | WP PUTRAJAYA & CYBERJAYA | Existing | VCBJ/PCE/J22031/MATX1 | 300267578 | TX1-CBJ22034 | PE 22.03 CYBERVIEW GARDENS F1 |  | 0 | RYB |  |  | 11 kV |  | 415 V |  | SGB | 1000.00 kVA | 1998-06-11 |  | 1 | 0
254718360 | TNB | DISTRIBUTION | WP PUTRAJAYA & CYBERJAYA | Existing | VCBJ/PCE/J22121/MATX1 | 300267589 | TX1-CBJ22123 | PE 22.12 SEK MEN KEB CJ1 F1 |  | 0 | RYB |  |  | 11 kV |  | 415 V |  | MTM | 1000.00 kVA | 19/02/2004 |  | 1 | 0
254718362 | TNB | DISTRIBUTION | WP PUTRAJAYA & CYBERJAYA | Existing | VCBJ/PCE/J22342/MATX2 | 300267613 | TX2-CBJ22346 | PE 22.34 STREET MALL 2 F2 |  | 0 | RYB |  |  | 11 kV |  | 415 V |  | MTM | 1000.00 kVA | 17/05/2004 |  | 1 | 0
254718364 | TNB | DISTRIBUTION | WP PUTRAJAYA & CYBERJAYA | Existing | VCBJ/PCE/J22101/MATX1 | 300267585 | TX1-CBJ22103 | PE 22.10 D' MELOR F1 |  | 0 | RYB |  |  | 11 kV |  | 415 V |  | MTM | 1000.00 kVA | 24/03/2001 |  | 1 | 2
254719396 | TNB | DISTRIBUTION | WP PUTRAJAYA & CYBERJAYA | Existing | VPTJ/PCE/J16221/MATX1 | 300267470 | TX1-PTJ16223 | PE 16.22 P16 BGW (F1) |  | 0 | RYB |  |  | 11 kV |  | 415 V |  | MTM | 1000.00 kVA | 2002-05-08 |  | 1 | 0
254719398 | TNB | DISTRIBUTION | WP PUTRAJAYA & CYBERJAYA | Existing | VPTJ/PCE/J16201/MATX1 | 300267468 | TX1-PTJ16203 | PE 16.20 APT A1 (EFI) (F1) |  | 0 | RYB |  |  | 11 kV |  | 415 V |  | MTM | 1000.00 kVA | 2000-03-11 |  | 1 | 0
254719400 | TNB | DISTRIBUTION | WP PUTRAJAYA & CYBERJAYA | Existing | VPTJ/PCE/J16131/MATX1 | 300267458 | TX1-PTJ16133 | PE 16.13 SEK. MEN (F1) |  | 0 | RYB |  |  | 11 kV |  | 415 V |  | MTM | 1000.00 kVA | 2002-05-09 |  | 1 | 0
254719406 | TNB | DISTRIBUTION | WP PUTRAJAYA & CYBERJAYA | Existing | VPTJ/PCE/J16031/MATX1 | 300267451 | TX1-PTJ16032 | PE 16.03 146 UNIT RUMAH TERES |  | 0 | RYB |  |  | 11 kV |  | 415 V |  | EWT | 1000.00 kVA | 2006-02-03 |  | 1 | 0
254719520 | TNB | DISTRIBUTION | WP PUTRAJAYA & CYBERJAYA | Existing | VPTJ/PCE/J19011/MATX1 | 300267295 | TX1-PTJ19013 | PE 19.01 R8C |  | 0 | RYB |  |  | 11 kV |  | 415 V |  | SGB | 500.00 kVA | 17/06/2008 |  | 1 | 0
254722522 | TNB | DISTRIBUTION | WP PUTRAJAYA & CYBERJAYA | Existing | VPTJ/PCE/J14091/MATX1 | 300267400 | TX1-PTJ14092 | PE 14.09 PERUMAHAN 14-4 (F1) |  | 0 | RYB |  |  | 11 kV |  | 415 V |  | EWT | 1000.00 kVA | 2007-11-08 |  | 1 | 14
254726374 | TNB | DISTRIBUTION | WP PUTRAJAYA & CYBERJAYA | Existing |  |  | TX1-SSWW-4 |  |  | 0 | RYB |  |  | 11 kV |  | 415 V |  | MTM | 1000.00 kVA |  |  | 1 | 0
254726636 | TNB | DISTRIBUTION | WP PUTRAJAYA & CYBERJAYA | Existing | VPTJ/PCE/J09432/MATX2 | 300267201 | TX2- PTJ09436 | PE 9.43 P'PURI P7 BLOK A1 (F2) |  | 0 | RYB |  |  | 11 kV |  | 415 V |  | MTM | 1000.00 kVA | 23/02/2008 |  | 1 | 0
254726638 | TNB | DISTRIBUTION | WP PUTRAJAYA & CYBERJAYA | Existing | VPTJ/PCE/J09431/MATX1 | 300267200 | TX1- PTJ09433 | PE 9.43 P'PURI P7 BLOK A1 (F1) |  | 0 | RYB |  |  | 11 kV |  | 415 V |  | MTM | 1000.00 kVA | 23/02/2008 |  | 1 | 0
254726640 | TNB | DISTRIBUTION | WP PUTRAJAYA & CYBERJAYA | Existing | VPTJ/PCE/J09442/MATX2 | 300267202 | TX2- PTJ09446 | PE 9.44 P'PURI P7 BLOK A2 (EFI |  | 0 | RYB |  |  | 11 kV |  | 415 V |  | MTM | 750.00 kVA | 23/02/2008 |  | 1 | 0
254726642 | TNB | DISTRIBUTION | WP PUTRAJAYA & CYBERJAYA | Existing | VPTJ/PCE/J09452/MATX2 | 300267204 | TX2- PTJ09456 | PE 9.45 P'PURI P7 BLOK B1 (F2) |  | 0 | RYB |  |  | 11 kV |  | 415 V |  | MTM | 1000.00 kVA | 23/02/2008 |  | 1 | 0
254726644 | TNB | DISTRIBUTION | WP PUTRAJAYA & CYBERJAYA | Existing | VPTJ/PCE/J09451/MATX1 | 300267203 | TX1- PTJ09453 | PE 9.45 P'PURI P7 BLOK B1 (F1) |  | 0 | RYB |  |  | 11 kV |  | 415 V |  | MTM | 1000.00 kVA | 23/02/2008 |  | 1 | 0
254726646 | TNB | DISTRIBUTION | WP PUTRAJAYA & CYBERJAYA | Existing | VPTJ/PCE/J09462/MATX2 | 300267206 | TX2- PTJ09466 | PE 9.46 P'PURI P7 BLOK B3 (EFI |  | 0 | RYB |  |  | 11 kV |  | 415 V |  | MTM | 1000.00 kVA | 23/02/2008 |  | 1 | 0
254726648 | TNB | DISTRIBUTION | WP PUTRAJAYA & CYBERJAYA | Existing | VPTJ/PCE/J09461/MATX1 | 300267205 | TX1- PTJ09463 | PE 9.46 P'PURI P7 BLOK B3 (EFI |  | 0 | RYB |  |  | 11 kV |  | 415 V |  | MTM | 1000.00 kVA | 23/02/2008 |  | 1 | 0
254727892 | TNB | DISTRIBUTION | WP PUTRAJAYA & CYBERJAYA | Existing | VPTJ/PCE/J10062/MATX2 | 300267219 | TX2-PTJ10066 | PE 10.06 JLN P10B (F2) |  | 0 | RYB |  |  | 11 kV |  | 415 V |  | MTM | 1000.00 kVA | 31/03/2008 |  | 1 | 0
254729264 | TNB | DISTRIBUTION | WP PUTRAJAYA & CYBERJAYA | Existing | VCBJ/PCE/J22672/MATX2 | 300266960 | TX2-CBJ22676 | PE 22.67 KWDI 1 F2 |  | 0 | RYB |  |  | 11 kV |  | 415 V |  | MTM | 1000.00 kVA | 2009-10-09 |  | 1 | 2
254729270 | TNB | DISTRIBUTION | WP PUTRAJAYA & CYBERJAYA | Existing | VPTJ/PCE/J14061/MATX1 | 300267301 | TX1-PTJ14063 | PE 14.06 PERUMAHAN 14-5A |  | 0 | RYB |  |  | 11 kV |  | 415 V |  | SGB | 1000.00 kVA | 26/05/2008 |  | 1 | 0
254729272 | TNB | DISTRIBUTION | WP PUTRAJAYA & CYBERJAYA | Existing | VPTJ/PCE/J11232/MATX2 | 300267258 | TX2-PTJ11235 | PE 11.23 TERES ZON 12B (F2) |  | 0 | RYB |  |  | 11 kV |  | 415 V |  | EWT | 1000.00 kVA | 30/04/2009 |  | 1 | 0
254729370 | TNB | DISTRIBUTION | WP PUTRAJAYA & CYBERJAYA | Existing | VPTJ/PCE/J11231/MATX1 | 300267257 | TX1-PTJ11232 | PE 11.23 TERES ZON 12B (F1) |  | 0 | RYB |  |  | 11 kV |  | 415 V |  | EWT | 1000.00 kVA | 30/04/2009 |  | 1 | 0
254729372 | TNB | DISTRIBUTION | WP PUTRAJAYA & CYBERJAYA | Existing | VPTJ/PCE/J11282/MATX2 | 300273248 | TX3-PTJ11286 | PE 11.28 APT ZON 6B (F2) |  | 0 | RYB |  |  | 11 kV |  | 415 V |  | MTM | 1000.00 kVA | 2009-03-09 |  | 1 | 0
254729374 | TNB | DISTRIBUTION | WP PUTRAJAYA & CYBERJAYA | Existing | VPTJ/PCE/J11281/MATX1 | 300267020 | TX1-PTJ11282 | PE 11.28 APT ZON 6B (F1) |  | 0 | RYB |  |  | 11 kV |  | 415 V |  | MTM | 1000.00 kVA | 2009-03-09 |  | 1 | 0
254729378 | TNB | DISTRIBUTION | WP PUTRAJAYA & CYBERJAYA | Existing | VPTJ/PCE/J11442/MATX2 | 300267280 | TX2-PTJ11445 | PE 11.44 SEK. REN. FASA 2 (F2) |  | 0 | RYB |  |  | 11 kV |  | 415 V |  | MTM | 1000.00 kVA | 15/11/2007 |  | 1 | 0
254729380 | TNB | DISTRIBUTION | WP PUTRAJAYA & CYBERJAYA | Existing | VPTJ/PCE/J11441/MATX1 | 300267279 | TX1-PTJ11442 | PE 11.44 SEK. REN. FASA 2 (F1) |  | 0 | RYB |  |  | 11 kV |  | 415 V |  | MTM | 1000.00 kVA | 15/11/2007 |  | 1 | 0
254729382 | TNB | DISTRIBUTION | WP PUTRAJAYA & CYBERJAYA | Existing | VPTJ/PCE/J11432/MATX2 | 300267278 | TX2-PTJ11435 | PE 11.43 SEK. MEN. FASA 2 (F2) |  | 0 | RYB |  |  | 11 kV |  | 415 V |  | MTM | 1000.00 kVA | 15/11/2007 |  | 1 | 0
254729526 | TNB | DISTRIBUTION | WP PUTRAJAYA & CYBERJAYA | Existing | VCBJ/PCE/J21611/MATX1 | 300267575 | TX1-CBJ21613 | PE 21.61 MPS F1 |  | 0 | RYB |  |  | 11 kV |  | 415 V |  | SGB | 1000.00 kVA | 23/02/2008 |  | 1 | 0
254729624 | TNB | DISTRIBUTION | WP PUTRAJAYA & CYBERJAYA | Existing | VCBJ/PCE/J21612/MATX3 | 300267576 | TX3-CBJ21617 | PE 21.61 MPS F2 |  | 0 | RYB |  |  | 11 kV |  | 415 V |  | SGB | 1000.00 kVA | 23/02/2008 |  | 1 | 0
254729630 | TNB | DISTRIBUTION | WP PUTRAJAYA & CYBERJAYA | Existing | VPTJ/PCE/J14291/MATX1 | 300267424 | TX1-PTJ14293 | PE 14.29 GUDANG (EFI) (F1) |  | 0 | RYB |  |  | 11 kV |  | 415 V |  | EWT | 1000.00 kVA | 2008-08-01 |  | 1 | 0
254729644 | TNB | DISTRIBUTION | WP PUTRAJAYA & CYBERJAYA | Existing | VPTJ/PCE/J11261/MATX1 | 300267029 | TX1-PTJ11262 | PE 11.26 TERES 11A & 11B |  | 0 | RYB |  |  | 11 kV |  | 415 V |  | MTM | 1000.00 kVA | 17/08/2009 |  | 1 | 0
254729646 | TNB | DISTRIBUTION | WP PUTRAJAYA & CYBERJAYA | Existing | VCBJ/PCE/J22611/MATX1 | 300267641 | TX1-CBJ22612 | PE 22.61 8 BLOK KEDAI PEJ 2A F1 |  | 0 | RYB |  |  | 11 kV |  | 415 V |  | EWT | 1000.00 kVA | 29/04/2009 |  | 1 | 0
254729648 | TNB | DISTRIBUTION | WP PUTRAJAYA & CYBERJAYA | Existing | VCBJ/PCE/J22622/MATX2 | 300267644 | TX2-CBJ22625 | PE 22.62 8 BLOK KEDAI PEJ 2B F2 |  | 0 | RYB |  |  | 11 kV |  | 415 V |  | SGB | 1000.00 kVA | 29/04/2009 |  | 1 | 0
254730366 | TNB | DISTRIBUTION | WP PUTRAJAYA & CYBERJAYA | Existing | VPTJ/PCE/J09472/MATX2 | 300267208 | TX2- PTJ09475 | PE 9.47 P'PURI BLOK A&B (F2) |  | 0 | RYB |  |  | 11 kV |  | 415 V |  | MTM | 1000.00 kVA | 31/10/2007 |  | 1 | 0
254730368 | TNB | DISTRIBUTION | WP PUTRAJAYA & CYBERJAYA | Existing | VPTJ/PCE/J09471/MATX1 | 300267207 | TX1-PTJ09472 | PE 9.47 P'PURI BLOK A&B (F1) |  | 0 | RYB |  |  | 11 kV |  | 415 V |  | MTM | 1000.00 kVA | 31/10/2007 |  | 1 | 0
254730370 | TNB | DISTRIBUTION | WP PUTRAJAYA & CYBERJAYA | Existing | VPTJ/PCE/J09482/MATX2 | 300267930 | TX2-PTJ09485 | PE 9.48 P'PURI BLOK C&D (EFI) |  | 0 | RYB |  |  | 11 kV |  | 415 V |  | MTM | 1000.00 kVA | 31/10/2007 |  | 1 | 0
254730372 | TNB | DISTRIBUTION | WP PUTRAJAYA & CYBERJAYA | Existing | VPTJ/PCE/J09481/MATX1 | 300267209 | TX1- PTJ09482 | PE 9.48 P'PURI BLOK C&D (EFI) |  | 0 | RYB |  |  | 11 kV |  | 415 V |  | MTM | 1000.00 kVA | 31/10/2007 |  | 1 | 0
254730408 | TNB | DISTRIBUTION | WP PUTRAJAYA & CYBERJAYA | Existing | VPTJ/PCE/J11481/MATX1 | 300267284 | TX1-PTJ11482 | PE 11.48 BALAI POLIS |  | 0 | RYB |  |  | 11 kV |  | 415 V |  | MTM | 1000.00 kVA | 2007-07-03 |  | 1 | 0
254731068 | TNB | DISTRIBUTION | WP PUTRAJAYA & CYBERJAYA | Existing | VPTJ/PCE/J05252/MATX2 | 300267058 | TX1-PTJ5255 | PE 5.25 BLOK D1 APT 5R4 (F2) |  | 0 | RYB |  |  | 11 kV |  | 415 V |  | SGB | 1000.00 kVA | 14/01/2009 |  | 1 | 0
254731476 | TNB | DISTRIBUTION | WP PUTRAJAYA & CYBERJAYA | Existing | VCBJ/PCE/J22521/MATX1 | 300267634 | TX1-CBJ22523 | PE 22.52 58 UNITS SHOP LOT F1 |  | 0 | RYB |  |  | 11 kV |  | 415 V |  | EWT | 1000.00 kVA | 2008-03-01 |  | 1 | 0
254731574 | TNB | DISTRIBUTION | WP PUTRAJAYA & CYBERJAYA | Existing |  | 300267635 | TX2-CBJ22524 | PE 22.52 (58) UNITS SHOP LOT ( |  | 0 | RYB |  |  | 11 kV |  | 415 V |  | MTM | 1000.00 kVA | 2008-03-01 |  | 1 | 0
254731580 | TNB | DISTRIBUTION | WP PUTRAJAYA & CYBERJAYA | Existing | VPTJ/PCE/J05141/MATX1 | 300267039 | TX1-PTJ5143 | PE 5.14 5R1 (F1) |  | 0 | RYB |  |  | 11 kV |  | 415 V |  | EWT | 1000.00 kVA | 15/09/2008 |  | 1 | 0
254731584 | TNB | DISTRIBUTION | WP PUTRAJAYA & CYBERJAYA | Existing | VPTJ/PCE/J05162/MATX2 | 300267044 | TX2-PTJ5165 | PE 5.16 BLOK B 5R3 (F2) |  | 0 | RYB |  |  | 11 kV |  | 415 V |  | SGB | 1000.00 kVA | 15/09/2008 |  | 1 | 0
254731586 | TNB | DISTRIBUTION | WP PUTRAJAYA & CYBERJAYA | Existing | VPTJ/PCE/J05161/MATX1 | 300267043 | TX1-PTJ5162 | PE 5.16 BLOK B 5R3 (F1) |  | 0 | RYB |  |  | 11 kV |  | 415 V |  | SGB | 1000.00 kVA | 15/09/2008 |  | 1 | 0
254731598 | TNB | DISTRIBUTION | WP PUTRAJAYA & CYBERJAYA | Existing | VPTJ/PCE/J11241/MATX1 | 300267259 | TX1-PTJ11246 | PE 11.24 TERES ZON 9A (F1) |  | 0 | RYB |  |  | 11 kV |  | 415 V |  | SGB | 1000.00 kVA | 14/03/2009 |  | 1 | 0
254731600 | TNB | DISTRIBUTION | WP PUTRAJAYA & CYBERJAYA | Existing | VPTJ/PCE/J11222/MATX2 | 300267256 | TX2-PTJ11225 | PE 11.22 ZON 10B (F2) |  | 10 | RYB |  |  | 11 kV |  | 415 V |  | MTM | 1000.00 kVA | 21/07/2006 |  | 1 | 24
254732110 | TNB | DISTRIBUTION | WP PUTRAJAYA & CYBERJAYA | Existing | VPTJ/PCE/J09401/MATX1 | 300267194 | TX1-PTJ09403 | PE 9.40 P'PURI BLOK C (F1) |  | 0 | RYB |  |  | 11 kV |  | 415 V |  | MTM | 1000.00 kVA | 22/07/2007 |  | 1 | 0
254732112 | TNB | DISTRIBUTION | WP PUTRAJAYA & CYBERJAYA | Existing | VPTJ/PCE/J09402/MATX2 | 300267195 | TX2- PTJ09406 | PE 9.40 P'PURI BLOK C (F2) |  | 0 | RYB |  |  | 11 kV |  | 415 V |  | MTM | 1000.00 kVA | 22/07/2007 |  | 1 | 1
254732114 | TNB | DISTRIBUTION | WP PUTRAJAYA & CYBERJAYA | Existing | VPTJ/PCE/J09392/MATX2 | 300267193 | TX2- PTJ09395 | PE 9.39 P'PURI BLOK B3 (EFI) ( |  | 0 | RYB |  |  | 11 kV |  | 415 V |  | EWT | 1000.00 kVA | 22/07/2007 |  | 1 | 0
254732116 | TNB | DISTRIBUTION | WP PUTRAJAYA & CYBERJAYA | Existing | VPTJ/PCE/J09391/MATX1 | 300267192 | TX1-PTJ09392 | PE 9.39 P'PURI BLOK B3 (EFI) ( |  | 0 | RYB |  |  | 11 kV |  | 415 V |  | EWT | 1000.00 kVA | 22/07/2007 |  | 1 | 1
254732212 | TNB | DISTRIBUTION | WP PUTRAJAYA & CYBERJAYA | Existing | VPTJ/PCE/J09421/MATX1 | 300267198 | TX1-PTJ09422 | PE 9.42 P'PURI BLOK E1 (EFI) ( |  | 0 | RYB |  |  | 11 kV |  | 415 V |  | MTM | 1000.00 kVA | 22/07/2007 |  | 1 | 1
254732214 | TNB | DISTRIBUTION | WP PUTRAJAYA & CYBERJAYA | Existing | VPTJ/PCE/J09372/MATX2 | 300267189 | TX2-PTJ09375 | PE 9.37 P'PURI BLOK A1 (EFI) ( |  | 0 | RYB |  |  | 11 kV |  | 415 V |  | MTM | 1000.00 kVA | 22/07/2007 |  | 1 | 0
254732216 | TNB | DISTRIBUTION | WP PUTRAJAYA & CYBERJAYA | Existing | VPTJ/PCE/J09371/MATX1 | 300267188 | TX1-PTJ09372 | PE 9.37 P'PURI BLOK A1 (EFI) ( |  | 0 | RYB |  |  | 11 kV |  | 415 V |  | MTM | 1000.00 kVA | 22/07/2007 |  | 1 | 1
254735664 | TNB | DISTRIBUTION | WP PUTRAJAYA & CYBERJAYA | Existing | VCBJ/PCE/J22691/MATX1 | 300279099 | TX1-CBJ22692 | PE 22.69 KRU STUDIO F1 |  | 0 | RYB |  |  | 11 kV |  | 415 V |  | SGB | 1000.00 kVA | 26/01/2010 |  | 1 | 1
254742398 | TNB | DISTRIBUTION | WP PUTRAJAYA & CYBERJAYA | Existing | VCBJ/PCE/J21572/MATX2 | 300267573 | TX2-CBJ21575 | PE 21.57 CLUB HOUSE F2 |  | 0 | RYB |  |  | 11 kV |  | 415 V |  | EWT | 500.00 kVA | 17/11/2007 |  | 1 | 0
254742400 | TNB | DISTRIBUTION | WP PUTRAJAYA & CYBERJAYA | Existing | VCBJ/PCE/J21411/MATX1 | 300267554 | TX1-CBJ21413 | PE 21.41 TMN.CYBER |  | 0 | RYB |  |  | 11 kV |  | 415 V |  | EWT | 500.00 kVA | 16/01/2003 |  | 1 | 0
254742412 | TNB | DISTRIBUTION | WP PUTRAJAYA & CYBERJAYA | Existing | VPTJ/PCE/J15051/MATX1 | 300267433 | TX1-PTJ15052 | PE 15.05 BLOK D2 (1) (EFI) (F1) |  | 1 | RYB |  |  | 11 kV |  | 415 V |  | EWT | 1000.00 kVA | 18/02/2006 |  | 1 | 1
254742414 | TNB | DISTRIBUTION | WP PUTRAJAYA & CYBERJAYA | Existing | VPTJ/PCE/J11381/MATX1 | 300267269 | TX1-PTJ11382 | PE 11.38 PS 13 |  | 0 | RYB |  |  | 11 kV |  | 415 V |  | EWT | 1000.00 kVA | 26/08/2004 |  | 1 | 0
254742416 | TNB | DISTRIBUTION | WP PUTRAJAYA & CYBERJAYA | Existing | VPTJ/PCE/J11182/MATX2 | 300267251 | TX2- PTJ11186 | PE 11.18 P11 H/1 TERES (EFI) ( |  | 11 | RYB |  |  | 11 kV |  | 415 V |  | MTM | 1000.00 kVA | 31/01/2003 |  | 1 | 11
254742420 | TNB | DISTRIBUTION | WP PUTRAJAYA & CYBERJAYA | Existing | VCBJ/PCE/J22531/MATX1 | 300267637 | TX1-CBJ22532 | PE 22.53 PRIMA 7 SPAN F1 |  | 0 | RYB |  |  | 11 kV |  | 415 V |  | MTM | 1000.00 kVA | 15/09/2007 |  | 1 | 1
254742430 | TNB | DISTRIBUTION | WP PUTRAJAYA & CYBERJAYA | Existing | VPTJ/PCE/J09411/MATX1 | 300267196 | TX1-PTJ09412 | PE 9.41 P'PURI BLOK E3 (F1) |  | 0 | RYB |  |  | 11 kV |  | 415 V |  | MTM | 750.00 kVA | 22/07/2007 |  | 1 | 0
254742574 | TNB | DISTRIBUTION | WP PUTRAJAYA & CYBERJAYA | Existing | VCBJ/PCE/J22501/MATX1 | 300267632 | TX1-CBJ22502 | PE 22.50 LOT PT 12092 F1 |  | 0 | RYB |  |  | 11 kV |  | 415 V |  | EWT | 1000.00 kVA | 20/06/2006 |  | 1 | 4
254742578 | TNB | DISTRIBUTION | WP PUTRAJAYA & CYBERJAYA | Existing | VPTJ/PCE/J16191/MATX1 | 300267466 | TX1-PTJ16193 | PE 16.19 APT A2 (F1) |  | 0 | RYB |  |  | 11 kV |  | 415 V |  | MTM | 1000.00 kVA | 2000-03-11 |  | 1 | 0
254742608 | TNB | DISTRIBUTION | WP PUTRAJAYA & CYBERJAYA | Existing | VPTJ/PCE/J11122/MATX2 | 300267241 | TX2-PTJ11126 | PE 11.12 APT A (F2) |  | 0 | RYB |  |  | 11 kV |  | 415 V |  | MTM | 1000.00 kVA | 2003-08-05 |  | 1 | 0
254743242 | TNB | DISTRIBUTION | WP PUTRAJAYA & CYBERJAYA | Existing | VCBJ/PCE/J21171/MATX1 | 300267541 | TX1-CBJ21173 | PE 21.17 CONDO A3 CYBERIA F1 |  | 0 | RYB |  |  | 11 kV |  | 415 V |  | EWT | 1000.00 kVA | 25/11/2001 |  | 1 | 0
254743244 | TNB | DISTRIBUTION | WP PUTRAJAYA & CYBERJAYA | Existing | VPTJ/PCE/J15072/MATX2 | 300267438 | TX2-PTJ15075 | PE 15.07 BLOK D3 (EFI) (F2) |  | 1 | RYB |  |  | 11 kV |  | 415 V |  | MTM | 1000.00 kVA | 18/02/2006 |  | 1 | 1
254743246 | TNB | DISTRIBUTION | WP PUTRAJAYA & CYBERJAYA | Existing | VPTJ/PCE/J11102/MATX2 | 300267237 | TX2- PTJ11106 | PE 11.10 P11B1/6 SEMI-D (EFI) |  | 7 | RYB |  |  | 11 kV |  | 415 V |  | MTM | 1000.00 kVA | 20/03/2002 |  | 1 | 8
254744186 | TNB | DISTRIBUTION | WP PUTRAJAYA & CYBERJAYA | Existing | VPTJ/PCE/J14312/MATX2 | 300267429 | TX2-PTJ14316 | PE 14.31 P'PURI 14-12 BLOK B ( |  | 0 | RYB |  |  | 11 kV |  | 415 V |  | MTM | 1000.00 kVA | 25/06/2008 |  | 1 | 2
254744188 | TNB | DISTRIBUTION | WP PUTRAJAYA & CYBERJAYA | Existing | VPTJ/PCE/J11431/MATX1 | 300267277 | TX1-PTJ11432 | PE 11.43 SEK. MEN. FASA 2 (F1) |  | 0 | RYB |  |  | 11 kV |  | 415 V |  | MTM | 1000.00 kVA | 15/11/2007 |  | 1 | 0
254744650 | TNB | DISTRIBUTION | WP PUTRAJAYA & CYBERJAYA | Existing | VPTJ/PCE/J14221/MATX1 | 300267417 | TX1-PTJ14222 | PE 14.22 KOMPLEKS SEK MEN (F1) |  | 0 | RYB |  |  | 11 kV |  | 415 V |  | MTM | 1000.00 kVA | 2007-03-09 |  | 1 | 1
254745300 | TNB | DISTRIBUTION | WP PUTRAJAYA & CYBERJAYA | Existing | VPTJ/PCE/J09052/MATX2 | 300267130 | TX2- PTJ09056 | PE 9.05 P9 G1 TERES F2 |  | 18 | RYB |  |  | 11 kV |  | 415 V |  | LKH | 1000.00 kVA | 21/06/1999 |  | 1 | 18
254745310 | TNB | DISTRIBUTION | WP PUTRAJAYA & CYBERJAYA | Existing | VPTJ/PCE/J09342/MATX2 | 300267183 | TX2- PTJ09346 | PE 9.34 P'PURI BLOK A3 (F2) |  | 0 | RYB |  |  | 11 kV |  | 415 V |  | MTM | 1000.00 kVA | 24/08/2005 |  | 1 | 0
254745416 | TNB | DISTRIBUTION | WP PUTRAJAYA & CYBERJAYA | Existing | VPTJ/PCE/J08071/MATX1 | 300267097 | TX1- PTJ08073 | PE 8.07 APT FASA 4B (B2) (F1) |  | 1 | RYB |  |  | 11 kV |  | 415 V |  | EWT | 1000.00 kVA | 1999-09-12 |  | 1 | 2
254745446 | TNB | DISTRIBUTION | WP PUTRAJAYA & CYBERJAYA | Existing | VPTJ/PCE/J09382/MATX2 | 300267191 | TX2- PTJ09385 | PE 9.38 P'PURI BLOK A3 (F2) |  | 0 | RYB |  |  | 11 kV |  | 415 V |  | MTM | 1000.00 kVA | 22/07/2007 |  | 1 | 0
254746066 | TNB | DISTRIBUTION | WP PUTRAJAYA & CYBERJAYA | Existing | VPTJ/PCE/J14252/MATX2 | 300267420 | TX2-PTJ14256 | PE 14.25 KOMPLEKS SEK REN (EFI |  | 0 | RYB |  |  | 11 kV |  | 415 V |  | EWT | 1000.00 kVA | 2007-03-09 |  | 1 | 1
254746394 | TNB | DISTRIBUTION | WP PUTRAJAYA & CYBERJAYA | Existing | VCBJ/PCE/J21511/MATX1 | 300267566 | TX1-CBJ21513 | PE 21.51 CONDO C1 F1 |  | 0 | RYB |  |  | 11 kV |  | 415 V |  | SGB | 1000.00 kVA | 2004-05-10 |  | 1 | 1
254746426 | TNB | DISTRIBUTION | WP PUTRAJAYA & CYBERJAYA | Existing | VCBJ/PCE/J21492/MATX2 | 300267565 | TX2-CBJ21496 | PE 21.49 CONDO B2 F2 |  | 0 | RYB |  |  | 11 kV |  | 415 V |  | MTM | 1000.00 kVA | 2004-08-01 |  | 1 | 0
254746490 | TNB | DISTRIBUTION | WP PUTRAJAYA & CYBERJAYA | Existing | VCBJ/PCE/J22252/MATX2 | 300267609 | TX2-CBJ22256 | PE 22.25 CYBER HEIGHT VILLA F2 |  | 0 | RYB |  |  | 11 kV |  | 415 V |  | EWT | 1000.00 kVA | 13/12/2003 |  | 1 | 0
254746492 | TNB | DISTRIBUTION | WP PUTRAJAYA & CYBERJAYA | Existing | VCBJ/PCE/J22341/MATX1 | 300267612 | TX1-CBJ22343 | PE 22.34 STREET MALL 2 F1 |  | 0 | RYB |  |  | 11 kV |  | 415 V |  | MTM | 1000.00 kVA | 17/05/2004 |  | 1 | 0
254746496 | TNB | DISTRIBUTION | WP PUTRAJAYA & CYBERJAYA | Existing | VCBJ/PCE/J21131/MATX1 | 300267533 | TX1-CBJ21133 | PE 21.13 CYBERVIEW NO. 2 ( MDC |  | 0 | RYB |  |  | 11 kV |  | 415 V |  | EWT | 1000.00 kVA | 2002-05-01 |  | 1 | 1
254746498 | TNB | DISTRIBUTION | WP PUTRAJAYA & CYBERJAYA | Existing | VPTJ/PCE/J11082/MATX2 | 300267233 | TX2- PTJ11086 | PE 11.08 P11A2/5 TERES (EFI) ( |  | 22 | RYB |  |  | 11 kV |  | 415 V |  | MTM | 1000.00 kVA | 2002-04-09 |  | 1 | 22
254746500 | TNB | DISTRIBUTION | WP PUTRAJAYA & CYBERJAYA | Existing | VPTJ/PCE/J11131/MATX1 | 300267242 | TX1- PTJ11133 | PE 11.13 APT B (F1) |  | 0 | RYB |  |  | 11 kV |  | 415 V |  | MTM | 1000.00 kVA | 2003-08-05 |  | 1 | 0
254746522 | TNB | DISTRIBUTION | WP PUTRAJAYA & CYBERJAYA | Existing | VCBJ/PCE/J22221/MATX1 | 300267602 | TX1-CBJ22223 | PE 22.22 CYBER HEIGHT VILLA F1 |  | 0 | RYB |  |  | 11 kV |  | 415 V |  | MTM | 1000.00 kVA | 2004-12-01 |  | 1 | 0
254746524 | TNB | DISTRIBUTION | WP PUTRAJAYA & CYBERJAYA | Existing | VCBJ/PCE/J22092/MATX2 | 300267584 | TX2-CBJ22097 | PE 22.09 FUJITSU F2 |  | 0 | RYB |  |  | 11 kV |  | 415 V |  | MTM | 1000.00 kVA | 21/06/2001 |  | 1 | 0
254747046 | TNB | DISTRIBUTION | WP PUTRAJAYA & CYBERJAYA | Existing | VCBJ/PCE/J22541/MATX1 | 300267639 | TX1-CBJ22543 | PE 22.54 PRIMA 8 F1 |  | 0 | RYB |  |  | 11 kV |  | 415 V |  | MTM | 1000.00 kVA | 2008-03-06 |  | 1 | 0
254747298 | TNB | DISTRIBUTION | WP PUTRAJAYA & CYBERJAYA | Existing | VPTJ/PCE/J08101/MATX1 | 300267101 | TX1- PTJ08103 | PE 8.10 SEK REN FASA 2 |  | 0 | RYB |  |  | 11 kV |  | 415 V |  | MTM | 1000.00 kVA | 2004-10-11 |  | 1 | 0
254747658 | TNB | DISTRIBUTION | WP PUTRAJAYA & CYBERJAYA | Existing | VPTJ/PCE/J09312/MATX2 | 300267179 | TX2- PTJ09316 | PE 9.31 RUMAH TERES (EFI) (F2) |  | 0 | RYB |  |  | 11 kV |  | 415 V |  | MTM | 1000.00 kVA | 15/10/2004 |  | 1 | 0
254747664 | TNB | DISTRIBUTION | WP PUTRAJAYA & CYBERJAYA | Existing | VPTJ/PCE/J10052/MATX2 | 300267217 | TX2- PTJ10056 | PE 10.05 P10/7 BANGLOW (F2) |  | 0 | RYB |  |  | 11 kV |  | 415 V |  | SGB | 1000.00 kVA | 2000-01-06 |  | 1 | 3
254747738 | TNB | DISTRIBUTION | WP PUTRAJAYA & CYBERJAYA | Existing | VPTJ/PCE/J14131/MATX1 | 300267403 | TX1-PTJ14132 | PE 14.13 ERUMAHAN 14-9 (EFI) ( |  | 0 | RYB |  |  | 11 kV |  | 415 V |  | EWT | 1000.00 kVA | 2006-09-02 |  | 1 | 0
254747740 | TNB | DISTRIBUTION | WP PUTRAJAYA & CYBERJAYA | Existing | VPTJ/PCE/J11211/MATX1 | 300267253 | TX1-PTJ11215 | PE 11.21 PUSAT KEJIRANAN (F1) |  | 0 | RYB |  |  | 11 kV |  | 415 V |  | MTM | 1000.00 kVA | 30/05/2006 |  | 1 | 0
254747782 | TNB | DISTRIBUTION | WP PUTRAJAYA & CYBERJAYA | Existing | VPTJ/PCE/J09171/MATX1 | 300267152 | TX1- PTJ09173 | PE 9.17 APT 5A (EFI) (F1) |  | 0 | RYB |  |  | 11 kV |  | 415 V |  | MTM | 1000.00 kVA | 2002-12-07 |  | 1 | 0
254747826 | TNB | DISTRIBUTION | WP PUTRAJAYA & CYBERJAYA | Existing | VCBJ/PCE/J21611/MATX2 | 300267943 | TX2-CBJ21614 | PE 21.61 MPS F1 |  | 0 | RYB |  |  | 11 kV |  | 415 V |  | SGB | 1000.00 kVA | 23/02/2008 |  | 1 | 0
254747934 | TNB | DISTRIBUTION | WP PUTRAJAYA & CYBERJAYA | Existing | VCBJ/PCE/J22231/MATX1 | 300267604 | TX1-CBJ22233 | PE 22.23 SEK. SRI PUTERI F1 |  | 0 | RYB |  |  | 11 kV |  | 415 V |  | MTM | 1000.00 kVA | 26/11/2002 |  | 1 | 0
254748258 | TNB | DISTRIBUTION | WP PUTRAJAYA & CYBERJAYA | Existing | VPTJ/PCE/J18091/MATX1 | 300267484 | TX1-PTJ18092 | PE 18.09 PADAT SL |  | 24 | RYB |  |  | 11 kV |  | 415 V |  | EWT | 1000.00 kVA | 2007-03-03 |  | 1 | 25
254748656 | TNB | DISTRIBUTION | WP PUTRAJAYA & CYBERJAYA | Existing | VPTJ/PCE/J11282/MATX2 | 300273249 | TX4-PTJ11287 | PE 11.28 APT ZON 6B (F2) |  | 0 | RYB |  |  | 11 kV |  | 415 V |  | MTM | 1000.00 kVA | 2009-03-09 |  | 1 | 0
254748798 | TNB | DISTRIBUTION | WP PUTRAJAYA & CYBERJAYA | Existing | VCBJ/PCE/J21401/MATX1 | 300267553 | TX1-CBJ21402 | PE 21.40 STP 1 |  | 0 | RYB |  |  | 11 kV |  | 415 V |  | SGB | 500.00 kVA | 2003-08-07 |  | 1 | 5
254749058 | TNB | DISTRIBUTION | WP PUTRAJAYA & CYBERJAYA | Existing |  |  | TX4-CBJ22528 | PE 22.52 (58) UNITS SHOP LOT ( |  | 0 | RYB |  |  | 11 kV |  | 415 V |  | MTM | 1000.00 kVA |  |  | 1 | 0
254749192 | TNB | DISTRIBUTION | WP PUTRAJAYA & CYBERJAYA | Existing | VPTJ/PCE/J09151/MATX1 | 300267148 | TX1- PTJ09153 | PE 9.15 APT 6D (EFI) (F1) |  | 0 | RYB |  |  | 11 kV |  | 415 V |  | MTM | 1000.00 kVA | 2002-12-07 |  | 1 | 0
254749840 | TNB | DISTRIBUTION | WP PUTRAJAYA & CYBERJAYA | Existing | VCBJ/PCE/J22232/MATX2 | 300267605 | TX2-CBJ22236 | PE 22.23 SEK. SRI PUTERI F2 |  | 0 | RYB |  |  | 11 kV |  | 415 V |  | MTM | 1000.00 kVA | 26/11/2002 |  | 1 | 1
254749880 | TNB | DISTRIBUTION | WP PUTRAJAYA & CYBERJAYA | Existing | VPTJ/PCE/J10021/MATX1 | 300267210 | TX1- PTJ10023 | PE 10.02 INSIDE PPU2 (F1) |  | 1 | RYB |  |  | 11 kV |  | 415 V |  | SGB | 1000.00 kVA | 15/02/2000 |  | 1 | 3
254749990 | TNB | DISTRIBUTION | WP PUTRAJAYA & CYBERJAYA | Existing | VPTJ/PCE/J18011/MATX1 | 300267480 | TX1-PTJ18013 | PE 18.01 WR2 |  | 0 | RYB |  |  | 11 kV |  | 415 V |  | SGB | 1000.00 kVA | 22/01/2003 |  | 1 | 0
254750038 | TNB | DISTRIBUTION | WP PUTRAJAYA & CYBERJAYA | Existing | VPTJ/PCE/J09412/MATX2 | 300267197 | TX2-PTJ09415 | PE 9.41 P'PURI BLOK E3 (F2) |  | 0 | RYB |  |  | 11 kV |  | 415 V |  | MTM | 1000.00 kVA | 22/07/2007 |  | 1 | 1
254750274 | TNB | DISTRIBUTION | WP PUTRAJAYA & CYBERJAYA | Existing | VCBJ/PCE/J22142/MATX2 | 300267593 | TX2-CBJ22146 | PE 22.14 CYBER HEIGHT VILLA F2 |  | 0 | RYB |  |  | 11 kV |  | 415 V |  | MTM | 1000.00 kVA | 2002-04-04 |  | 1 | 0
254750736 | TNB | DISTRIBUTION | WP PUTRAJAYA & CYBERJAYA | Existing | VPTJ/PCE/J09082/MATX2 | 300267136 | TX2- PTJ09086 | PE 9.08 P9G TERES (F2) |  | 0 | RYB |  |  | 11 kV |  | 415 V |  | EWT | 1000.00 kVA | 21/06/1999 |  | 1 | 0
254750798 | TNB | DISTRIBUTION | WP PUTRAJAYA & CYBERJAYA | Existing | VCBJ/PCE/J21261/MATX1 | 300267549 | TX1-CBJ21263 | PE 21.26 PUSAT KAWAL SELIA F1 |  | 0 | RYB |  |  | 11 kV |  | 415 V |  | MTM | 1000.00 kVA | 17/05/2002 |  | 1 | 1
254750800 | TNB | DISTRIBUTION | WP PUTRAJAYA & CYBERJAYA | Existing | VCBJ/PCE/J22351/MATX1 | 300267614 | TX1-CBJ22352 | PE 22.35 PRIMA PROP 2 F1 |  | 0 | RYB |  |  | 11 kV |  | 415 V |  | MTM | 1000.00 kVA | 2004-12-08 |  | 1 | 0
254750814 | TNB | DISTRIBUTION | WP PUTRAJAYA & CYBERJAYA | Existing | VCBJ/PCE/J22211/MATX1 | 300267600 | TX1-CBJ22213 | PE 22.21 CYBER HEIGHT VILLA F1 |  | 0 | RYB |  |  | 11 kV |  | 415 V |  | EWT | 1000.00 kVA | 2002-08-05 |  | 1 | 0
254750828 | TNB | DISTRIBUTION | WP PUTRAJAYA & CYBERJAYA | Existing | VPTJ/PCE/J04012/MATX2 | 300267017 | TX2-PTJ04018 | PE 4.01 4G3 (F2) |  | 0 | RYB |  |  | 11 kV |  | 415 V |  | MTM | 1000.00 kVA | 18/12/2003 |  | 1 | 0
254750936 | TNB | DISTRIBUTION | WP PUTRAJAYA & CYBERJAYA | Existing | VPTJ/PCE/J08092/MATX2 | 300267100 | TX2- PTJ08096 | PE 8.09 JLN P8E2TERES (F2) |  | 1 | RYB |  |  | 11 kV |  | 415 V |  | EWT | 1000.00 kVA | 21/06/2004 |  | 1 | 1
254750938 | TNB | DISTRIBUTION | WP PUTRAJAYA & CYBERJAYA | Existing | VPTJ/PCE/J08042/MATX2 | 300267092 | TX2- PTJ08046 | PE 8.04 SEK MEN (F2) |  | 0 | RYB |  |  | 11 kV |  | 415 V |  | MTM | 1000.00 kVA | 16/11/1999 |  | 1 | 0
254751026 | TNB | DISTRIBUTION | WP PUTRAJAYA & CYBERJAYA | Existing | VPTJ/PCE/J09252/MATX2 | 300267167 | TX2-PTJ09256 | PE 9.25 FLAT A (F2) |  | 0 | RYB |  |  | 11 kV |  | 415 V |  | MTM | 1000.00 kVA | 2001-08-08 |  | 1 | 0
254751174 | TNB | DISTRIBUTION | WP PUTRAJAYA & CYBERJAYA | Existing | VCBJ/PCE/J22102/MATX2 | 300267586 | TX2-CBJ22106 | PE 22.10 D' MELOR F2 |  | 0 | RYB |  |  | 11 kV |  | 415 V |  | MTM | 1000.00 kVA | 24/03/2001 |  | 1 | 0
254751266 | TNB | DISTRIBUTION | WP PUTRAJAYA & CYBERJAYA | Existing | VCBJ/PCE/J21451/MATX1 | 300267561 | TX1-CBJ21452 | PE 21.45 CYBERVILLAGE SERENITY |  | 0 | RYB |  |  | 11 kV |  | 415 V |  | MTM | 1000.00 kVA | 30/03/2004 |  | 1 | 0
254751268 | TNB | DISTRIBUTION | WP PUTRAJAYA & CYBERJAYA | Existing | VCBJ/PCE/J22241/MATX1 | 300267606 | TX1-CBJ22244 | PE 22.24 SEK. SRI PUTERI F1 |  | 1 | RYB |  |  | 11 kV |  | 415 V |  | SGB | 750.00 kVA | 26/11/2002 |  | 1 | 1
254751270 | TNB | DISTRIBUTION | WP PUTRAJAYA & CYBERJAYA | Existing | VCBJ/PCE/J21542/MATX2 | 300267571 | TX2-CBJ21546 | PE 21.54 PS 3 F2 |  | 0 | RYB |  |  | 11 kV |  | 415 V |  | EWT | 500.00 kVA | 16/06/2005 |  | 1 | 0
254751272 | TNB | DISTRIBUTION | WP PUTRAJAYA & CYBERJAYA | Existing | VCBJ/PCE/J21181/MATX1 | 300267543 | TX1-CBJ21183 | PE 21.18 CONDO A1 CYBERIA F1 |  | 0 | RYB |  |  | 11 kV |  | 415 V |  | EWT | 1000.00 kVA | 25/11/2001 |  | 1 | 0
254751274 | TNB | DISTRIBUTION | WP PUTRAJAYA & CYBERJAYA | Existing | VPTJ/PCE/J15201/MATX1 | 300267439 | TX1-PTJ15203 | PE 15.20 VISITOR CENTER F1 |  | 0 | RYB |  |  | 11 kV |  | 415 V |  | MTM | 1000.00 kVA | 27/04/2004 |  | 1 | 0
254751322 | TNB | DISTRIBUTION | WP PUTRAJAYA & CYBERJAYA | Existing | VPTJ/PCE/J09011/MATX1 | 300267121 | TX1- PTJ09013 | PE 9.01 APT 4A (EFI) (F1) |  | 0 | RYB |  |  | 11 kV |  | 415 V |  | MTM | 1000.00 kVA | 2000-11-10 |  | 1 | 1
254751324 | TNB | DISTRIBUTION | WP PUTRAJAYA & CYBERJAYA | Existing | VPTJ/PCE/J09181/MATX1 | 300267154 | TX1- PTJ09183 | PE 9.18 APT 5C (F1) |  | 0 | RYB |  |  | 11 kV |  | 415 V |  | MTM | 1000.00 kVA | 2002-12-07 |  | 1 | 0
254751326 | TNB | DISTRIBUTION | WP PUTRAJAYA & CYBERJAYA | Existing | VPTJ/PCE/J09112/MATX2 | 300267141 | TX2- PTJ09116 | PE 9.11 KLINIK (F2) |  | 0 | RYB |  |  | 11 kV |  | 415 V |  | SGB | 1000.00 kVA | 15/02/1999 |  | 1 | 0
254751432 | TNB | DISTRIBUTION | WP PUTRAJAYA & CYBERJAYA | Existing | VPTJ/PCE/J09202/MATX2 | 300267159 | TX2- PTJ09206 | PE 9.20 P9B1 (EFI) (F2) |  | 0 | RYB |  |  | 11 kV |  | 415 V |  | MTM | 1000.00 kVA | 29/06/2004 |  | 1 | 0
254751434 | TNB | DISTRIBUTION | WP PUTRAJAYA & CYBERJAYA | Existing | VPTJ/PCE/J09251/MATX1 | 300267166 | TX1-PTJ09253 | PE 9.25 FLAT A (F1) |  | 0 | RYB |  |  | 11 kV |  | 415 V |  | MTM | 1000.00 kVA | 2001-08-08 |  | 1 | 0
254751538 | TNB | DISTRIBUTION | WP PUTRAJAYA & CYBERJAYA | Existing | VPTJ/PCE/J09182/MATX2 | 300267155 | TX2- PTJ09186 | PE 9.18 APT 5C (F2) |  | 0 | RYB |  |  | 11 kV |  | 415 V |  | MTM | 1000.00 kVA | 2002-12-07 |  | 1 | 0
254752014 | TNB | DISTRIBUTION | WP PUTRAJAYA & CYBERJAYA | Existing | VPTJ/PCE/J09441/MATX1 | 300266958 | TX1- PTJ09443 | PE 9.44 P'PURI P7 BLOK A2 (EFI |  | 0 | RYB |  |  | 11 kV |  | 415 V |  | MTM | 750.00 kVA | 23/02/2008 |  | 1 | 0
254752768 | TNB | DISTRIBUTION | WP PUTRAJAYA & CYBERJAYA | Existing | VCBJ/PCE/J22692/MATX2 | 300279100 | TX2-CBJ22695 | PE 22.69 KRU STUDIO F2 |  | 0 | RYB |  |  | 11 kV |  | 415 V |  | EWT | 1000.00 kVA | 27/01/2010 |  | 1 | 0
254752898 | TNB | DISTRIBUTION | WP PUTRAJAYA & CYBERJAYA | Existing | VCBJ/PCE/J22612/MATX2 | 300267642 | TX2-CBJ22615 | PE 22.61 8 BLOK KEDAI PEJ 2A F2 |  | 0 | RYB |  |  | 11 kV |  | 415 V |  | EWT | 1000.00 kVA | 29/04/2009 |  | 1 | 0
254753170 | TNB | DISTRIBUTION | WP PUTRAJAYA & CYBERJAYA | Existing | VCBJ/PCE/J22522/MATX2 | 300267635 | TX3-CBJ22527 | PE 22.52 58 UNITS SHOP LOT F2 |  | 0 | RYB |  |  | 11 kV |  | 415 V |  | MTM | 1000.00 kVA | 2008-03-01 |  | 1 | 0
254753366 | TNB | DISTRIBUTION | WP PUTRAJAYA & CYBERJAYA | Existing | VPTJ/PCE/J10061/MATX1 | 300267218 | TX1-PTJ10063 | PE 10.06 JLN P10B (F1) |  | 0 | RYB |  |  | 11 kV |  | 415 V |  | MTM | 1000.00 kVA | 31/03/2008 |  | 1 | 0
254753564 | TNB | DISTRIBUTION | WP PUTRAJAYA & CYBERJAYA | Existing | VPTJ/PCE/J09422/MATX2 | 300267199 | TX2- PTJ09425 | PE 9.42 P'PURI BLOK E1 (EFI) ( |  | 0 | RYB |  |  | 11 kV |  | 415 V |  | MTM | 1000.00 kVA | 22/07/2007 |  | 1 | 0
254753864 | TNB | DISTRIBUTION | WP PUTRAJAYA & CYBERJAYA | Existing | VCBJ/PCE/J22212/MATX2 | 300267601 | TX2-CBJ22216 | PE 22.21 CYBER HEIGHT VILLA F2 |  | 0 | RYB |  |  | 11 kV |  | 415 V |  | MTM | 1000.00 kVA | 2002-08-05 |  | 1 | 0
254754216 | TNB | DISTRIBUTION | WP PUTRAJAYA & CYBERJAYA | Existing | VCBJ/PCE/J21461/MATX1 | 300267563 | TX1-CBJ21462 | PE 21.46 PS 12 |  | 0 | RYB |  |  | 11 kV |  | 415 V |  | EWT | 500.00 kVA | 2003-09-07 |  | 1 | 0
254754318 | TNB | DISTRIBUTION | WP PUTRAJAYA & CYBERJAYA | Existing | VPTJ/PCE/J11032/MATX2 | 300267229 | TX2- PTJ11036 | PE 11.03 P11A1/12 TERES (F2) |  | 48 | RYB |  |  | 11 kV |  | 415 V |  | EWT | 1000.00 kVA | 27/02/2002 |  | 1 | 48
254754320 | TNB | DISTRIBUTION | WP PUTRAJAYA & CYBERJAYA | Existing | VPTJ/PCE/J06012/MATX2 | 300267070 | TX1-PTJ06016 | PE 6.01 GRAND STAND (F2) |  | 0 | RYB |  |  | 11 kV |  | 415 V |  | EWT | 1000.00 kVA | 2005-08-12 |  | 1 | 0
254754374 | TNB | DISTRIBUTION | WP PUTRAJAYA & CYBERJAYA | Existing | VPTJ/PCE/J05172/MATX2 | 300267046 | TX1-PTJ5176 | PE 5.17 BLOK C 5R3 (F2) |  | 0 | RYB |  |  | 11 kV |  | 415 V |  | EWT | 1000.00 kVA | 15/09/2008 |  | 1 | 0
254754742 | TNB | DISTRIBUTION | WP PUTRAJAYA & CYBERJAYA | Existing | VCBJ/PCE/J22621/MATX1 | 300267643 | TX1-CBJ22622 | PE 22.62 8 BLOK KEDAI PEJ 2B F1 |  | 0 | RYB |  |  | 11 kV |  | 415 V |  | SGB | 1000.00 kVA | 30/03/2009 |  | 1 | 0
254754964 | TNB | DISTRIBUTION | WP PUTRAJAYA & CYBERJAYA | Existing | VPTJ/PCE/J08061/MATX1 | 300267095 | TX1- PTJ08063 | PE 8.06 DEWAN SERBAGUNA (EFI) |  | 0 | RYB |  |  | 11 kV |  | 415 V |  | MTM | 1000.00 kVA | 18/09/2000 |  | 1 | 0
254755074 | TNB | DISTRIBUTION | WP PUTRAJAYA & CYBERJAYA | Existing | VCBJ/PCE/J21161/MATX1 | 300267539 | TX1-CBJ21163 | PE 21.16 SMART HOMES F1 |  | 0 | RYB |  |  | 11 kV |  | 415 V |  | MTM | 1000.00 kVA | 27/09/2004 |  | 1 | 1
254755706 | TNB | DISTRIBUTION | WP PUTRAJAYA & CYBERJAYA | Existing | VPTJ/PCE/J11281/MATX1 | 300273250 | TX2-PTJ11283 | PE 11.28 APT ZON 6B (F1) |  | 0 | RYB |  |  | 11 kV |  | 415 V |  | MTM | 1000.00 kVA | 2009-03-09 |  | 1 | 0
254755708 | TNB | DISTRIBUTION | WP PUTRAJAYA & CYBERJAYA | Existing | VPTJ/PCE/J09381/MATX1 | 300267190 | TX1- PTJ09382 | PE 9.38 P'PURI BLOK A3 (F1) |  | 0 | RYB |  |  | 11 kV |  | 415 V |  | MTM | 1000.00 kVA | 22/07/2007 |  | 1 | 0
254755710 | TNB | DISTRIBUTION | WP PUTRAJAYA & CYBERJAYA | Existing | VPTJ/PCE/J10121/MATX1 | 300267220 | TX1- PTJ10123 | PE 10.12 P10 A SEMI-D |  | 23 | RYB |  |  | 11 kV |  | 415 V |  | SGB | 1000.00 kVA | 28/08/2001 |  | 1 | 29
254755712 | TNB | DISTRIBUTION | WP PUTRAJAYA & CYBERJAYA | Existing | VPTJ/PCE/J09262/MATX2 | 300267169 | TX2- PTJ09266 | PE 9.26 FLAT B (F2) |  | 0 | RYB |  |  | 11 kV |  | 415 V |  | MTM | 1000.00 kVA | 2001-08-08 |  | 1 | 1
254755812 | TNB | DISTRIBUTION | WP PUTRAJAYA & CYBERJAYA | Existing | VCBJ/PCE/J22071/MATX1 | 300267582 | TX1-CBJ22072 | PE 22.07 PADAT B 15-6 |  | 0 | RYB |  |  | 11 kV |  | 415 V |  | EWT | 1000.00 kVA | 30/05/2000 |  | 1 | 0
254755816 | TNB | DISTRIBUTION | WP PUTRAJAYA & CYBERJAYA | Existing | VPTJ/PCE/J16151/MATX1 | 300267460 | TX1-PTJ16153 | PE 16.15 SEK. REN (F1) |  | 0 | RYB |  |  | 11 kV |  | 415 V |  | MTM | 1000.00 kVA | 2002-05-09 |  | 1 | 0
254755818 | TNB | DISTRIBUTION | WP PUTRAJAYA & CYBERJAYA | Existing | VPTJ/PCE/J09361/MATX1 | 300267186 | TX1- PTJ09362 | PE 9.36 SEK MEN FASA 3 (F1) |  | 0 | RYB |  |  | 11 kV |  | 415 V |  | MTM | 1000.00 kVA | 2006-10-11 |  | 1 | 0
254756008 | TNB | DISTRIBUTION | WP PUTRAJAYA & CYBERJAYA | Existing | VPTJ/PCE/J14302/MATX2 | 300267427 | TX2-PTJ14306 | PE 14.30 P'PURI 14-12 BLOK A ( |  | 0 | RYB |  |  | 11 kV |  | 415 V |  | MTM | 1000.00 kVA | 25/06/2008 |  | 1 | 1
254756166 | TNB | DISTRIBUTION | WP PUTRAJAYA & CYBERJAYA | Existing | VPTJ/PCE/J08201/MATX1 | 300267112 | TX1- PTJ08203 | PE 8.20 APT D (F1) |  | 0 | RYB |  |  | 11 kV |  | 415 V |  | EWT | 1000.00 kVA | 13/11/2002 |  | 1 | 0
254756168 | TNB | DISTRIBUTION | WP PUTRAJAYA & CYBERJAYA | Existing | VPTJ/PCE/J09032/MATX2 | 300267126 | TX2- PTJ09036 | PE 9.03 APT 3C (F2) |  | 0 | RYB |  |  | 11 kV |  | 415 V |  | MTM | 1000.00 kVA | 2000-09-11 |  | 1 | 0
254757724 | TNB | DISTRIBUTION | WP PUTRAJAYA & CYBERJAYA | Existing | VPTJ/PCE/J11271/MATX1 | 300267021 | TX1-PTJ11272 | PE 11.27 SEMI D 11A & 11B |  | 0 | RYB |  |  | 11 kV |  | 415 V |  | MTM | 1000.00 kVA | 17/08/2009 |  | 1 | 0
254758014 | TNB | DISTRIBUTION | WP PUTRAJAYA & CYBERJAYA | Existing | VPTJ/PCE/J11091/MATX1 | 300267234 | TX1- PTJ11093 | PE 11.09 P11A2/5 TERES (EFI) ( |  | 25 | RYB |  |  | 11 kV |  | 415 V |  | MTM | 1000.00 kVA | 2002-07-09 |  | 1 | 25
254758016 | TNB | DISTRIBUTION | WP PUTRAJAYA & CYBERJAYA | Existing | VPTJ/PCE/J11112/MATX2 | 300267239 | TX2- PTJ11116 | PE 11.11 (EFI) (F2) |  | 1 | RYB |  |  | 11 kV |  | 415 V |  | MTM | 1000.00 kVA | 24/08/2004 |  | 1 | 1
254758172 | TNB | DISTRIBUTION | WP PUTRAJAYA & CYBERJAYA | Existing | VPTJ/PCE/J11181/MATX1 | 300267250 | TX1-PTJ11183 | PE 11.18 P11 H/1 TERES (EFI) ( |  | 0 | RYB |  |  | 11 kV |  | 415 V |  | MTM | 1000.00 kVA | 31/01/2003 |  | 1 | 1
254758184 | TNB | DISTRIBUTION | WP PUTRAJAYA & CYBERJAYA | Existing | VPTJ/PCE/J09051/MATX1 | 300267129 | TX1- PTJ09053 | PE 9.05 P9 G1 TERES F1 |  | 14 | RYB |  |  | 11 kV |  | 415 V |  | EWT | 1000.00 kVA | 21/06/1999 |  | 1 | 14
254758336 | TNB | DISTRIBUTION | WP PUTRAJAYA & CYBERJAYA | Existing | VPTJ/PCE/J14081/MATX1 | 300267933 | TX1-PTJ14082 | PE 14.08 Perumahan 14-10 (F1) |  | 0 | RYB |  |  | 11 kV |  | 415 V |  | MTM | 1000.00 kVA | 28/11/2008 |  | 1 | 0
254758338 | TNB | DISTRIBUTION | WP PUTRAJAYA & CYBERJAYA | Existing | VPTJ/PCE/J11242/MATX2 | 300267260 | TX2-PTJ11243 | PE 11.24 TERES ZON 9A (F2) |  | 0 | RYB |  |  | 11 kV |  | 415 V |  | SGB | 1000.00 kVA | 14/03/2009 |  | 1 | 0
254758774 | TNB | DISTRIBUTION | WP PUTRAJAYA & CYBERJAYA | Existing | VPTJ/PCE/J05142/MATX2 | 300267040 | TX1-PTJ5146 | PE 5.14 5R1 (F2) |  | 0 | RYB |  |  | 11 kV |  | 415 V |  | EWT | 1000.00 kVA | 15/09/2008 |  | 1 | 0
254759070 | TNB | DISTRIBUTION | WP PUTRAJAYA & CYBERJAYA | Existing | VPTJ/PCE/J09141/MATX1 | 300267146 | TX1-PTJ09143 | PE 9.14 K.KEJIRANAN (F1) |  | 0 | RYB |  |  | 11 kV |  | 415 V |  | MTM | 1000.00 kVA | 19/11/2002 |  | 1 | 0
254759072 | TNB | DISTRIBUTION | WP PUTRAJAYA & CYBERJAYA | Existing | VCBJ/PCE/J21142/MATX2 | 300267536 | TX2-CBJ21146 | PE 21.14 PUSAT REKREASI SMART |  | 0 | RYB |  |  | 11 kV |  | 415 V |  | MTM | 1000.00 kVA | 2003-05-06 |  | 1 | 0
254759076 | TNB | DISTRIBUTION | WP PUTRAJAYA & CYBERJAYA | Existing | VCBJ/PCE/J21521/MATX1 | 300267568 | TX1-CBJ21523 | PE 21.52 CONDO C3 F1 |  | 0 | RYB |  |  | 11 kV |  | 415 V |  | SGB | 1000.00 kVA | 2004-05-10 |  | 1 | 0
254759078 | TNB | DISTRIBUTION | WP PUTRAJAYA & CYBERJAYA | Existing | VPTJ/PCE/J11041/MATX1 | 300267230 | TX1- PTJ11043 | PE 11.04 P11A1/12 TERES (EFI) |  | 5 | RYB |  |  | 11 kV |  | 415 V |  | MTM | 1000.00 kVA | 15/10/2002 |  | 1 | 5
254759080 | TNB | DISTRIBUTION | WP PUTRAJAYA & CYBERJAYA | Existing | VPTJ/PCE/J11362/MATX2 | 300267266 | TX2-PTJ11366 | PE 11.36 P11 K/13 TERES (F2) |  | 71 | RYB |  |  | 11 kV |  | 415 V |  | MTM | 1000.00 kVA | 2003-05-12 |  | 1 | 88
254759134 | TNB | DISTRIBUTION | WP PUTRAJAYA & CYBERJAYA | Existing | VPTJ/PCE/J11491/MATX1 | 300267286 | TX1-PTJ11492 | PE 11.49 KANTIN KVDT |  | 0 | RYB |  |  | 11 kV |  | 415 V |  | MTM | 500.00 kVA | 24/06/2007 |  | 1 | 0
254759646 | TNB | DISTRIBUTION | WP PUTRAJAYA & CYBERJAYA | Existing | VPTJ/PCE/J10041/MATX1 | 300267214 | TX1-PTJ10043 | PE 10.04 P10 D BANGLO (F1) |  | 0 | RYB |  |  | 11 kV |  | 415 V |  | SGB | 1000.00 kVA | 2000-01-06 |  | 1 | 0
254759648 | TNB | DISTRIBUTION | WP PUTRAJAYA & CYBERJAYA | Existing | VPTJ/PCE/J16181/MATX1 | 300267464 | TX1-PTJ16183 | PE 16.18 APT A3 (EFI) (F1) |  | 0 | RYB |  |  | 11 kV |  | 415 V |  | MTM | 1000.00 kVA | 2000-03-11 |  | 1 | 0
254759750 | TNB | DISTRIBUTION | WP PUTRAJAYA & CYBERJAYA | Existing | VCBJ/PCE/J21612/MATX4 | 300267944 | TX4-CBJ21618 | PE 21.61 MPS F2 |  | 0 | RYB |  |  | 11 kV |  | 415 V |  | SGB | 1000.00 kVA | 23/02/2008 |  | 1 | 0
254759824 | TNB | DISTRIBUTION | WP PUTRAJAYA & CYBERJAYA | Existing | VPTJ/PCE/J02042/MATX2 | 300266999 | TX2- PTJ02047 | PE 2.04 W.F PROMENADE (F2) |  | 0 | RYB |  |  | 11 kV |  | 415 V |  | MTM | 1000.00 kVA | 30/01/2003 |  | 1 | 0
254759846 | TNB | DISTRIBUTION | WP PUTRAJAYA & CYBERJAYA | Existing | VPTJ/PCE/J08062/MATX2 | 300267096 | TX2- PTJ08066 | PE 8.06 DEWAN SERBAGUNA (EFI) |  | 0 | RYB |  |  | 11 kV |  | 415 V |  | MTM | 1000.00 kVA | 18/09/2000 |  | 1 | 0
254759848 | TNB | DISTRIBUTION | WP PUTRAJAYA & CYBERJAYA | Existing | VPTJ/PCE/J08032/MATX2 | 300267090 | TX2- PTJ08036 | PE 8.03 SEK REN (EFI) (F2) |  | 17 | RYB |  |  | 11 kV |  | 415 V |  | LKH | 1000.00 kVA | 16/11/1999 |  | 1 | 17
254759996 | TNB | DISTRIBUTION | WP PUTRAJAYA & CYBERJAYA | Existing | VPTJ/PCE/J08191/MATX1 | 300267110 | TX1- PTJ08192 | PE 8.19 APT A (EFI) (F1) |  | 0 | RYB |  |  | 11 kV |  | 415 V |  | EWT | 1000.00 kVA | 13/11/2002 |  | 1 | 0
254760320 | TNB | DISTRIBUTION | WP PUTRAJAYA & CYBERJAYA | Existing | VPTJ/PCE/J09302/MATX2 | 300267177 | TX2- PTJ09306 | PE 9.30 SEK REN FASA 2 (F2) |  | 0 | RYB |  |  | 11 kV |  | 415 V |  | MTM | 1000.00 kVA | 23/06/2004 |  | 1 | 0
254760418 | TNB | DISTRIBUTION | WP PUTRAJAYA & CYBERJAYA | Existing | VPTJ/PCE/J11221/MATX1 | 300267255 | TX1-PTJ11222 | PE 11.22 ZON 10B (F1) |  | 35 | RYB |  |  | 11 kV |  | 415 V |  | MTM | 1000.00 kVA | 21/07/2006 |  | 1 | 63
376966290 | TNB | DISTRIBUTION | WP PUTRAJAYA & CYBERJAYA | Existing | VPTJ/PCE/J00414/MATX1 | 310425106 | TX1-PTJ18293 | D-PTJ-C17-0998 |  | 0 | RYB |  |  | 11 kV |  | 415 V |  | EWT | 500.00 kVA | 1970-01-01 |  | 1 | 0
376966407 | TNB | DISTRIBUTION | WP PUTRAJAYA & CYBERJAYA | Existing | VPTJ/PCE/J00415/MATX1 | 310386587 | TX1-PTJ18296 | D-PTJ-C17-0998 |  | 0 | RYB |  |  | 11 kV |  | 415 V |  | MTM | 500.00 kVA | 1970-01-01 |  | 1 | 0
376970331 | TNB | DISTRIBUTION | WP PUTRAJAYA & CYBERJAYA | Existing | VCBJ/PCE/J00150/MATX1 | 310425100 | TX1-CBJ24393 | D-CBJ-C16-0568 |  | 0 | RYB |  |  | 11 kV |  | 415 V |  | EWT | 500.00 kVA | 1970-01-01 |  | 1 | 0
376970457 | TNB | DISTRIBUTION | WP PUTRAJAYA & CYBERJAYA | Existing | VPTJ/PCE/J00416/MATX1 | 310432143 | TX1-PTJ19042 | D-PTJ-C17-1095 |  | 0 | RYB | [6 empty] | EWT |  | 1970-01-01 |  | 1 | 0
376970609 | TNB | DISTRIBUTION | WP PUTRAJAYA & CYBERJAYA | Existing |  |  | TX1-CBJ23426 | D-CBJ-C16-0520 |  | 0 | RYB |  |  | 11 kV |  | 415 V |  |  |  | 1970-01-01 |  | 1 | 0
376970612 | TNB | DISTRIBUTION | WP PUTRAJAYA & CYBERJAYA | Existing |  |  | TX2-CBJ23427 | D-CBJ-C16-0520 |  | 0 | RYB |  |  | 11 kV |  | 415 V |  |  |  | 1970-01-01 |  | 1 | 0
376970807 | TNB | DISTRIBUTION | WP PUTRAJAYA & CYBERJAYA | Existing |  |  | TX1-CBJ23423 | D-CBJ-C16-0520 |  | 0 | RYB |  |  | 11 kV |  | 415 V |  |  |  | 1970-01-01 |  | 1 | 0
377653066 | TNB | DISTRIBUTION | WP PUTRAJAYA & CYBERJAYA | Existing | VCBJ/PCE/J21891/MATX2 | 310393954 | TX2-CBJ21893 | PE 21.89 MYVILLA P2 PARCEL B |  | 0 | RYB |  |  | 11 kV |  | 415 V |  | SGB | 1000.00 kVA | 23/05/2012 | DONE DR | 1 | 0
377653154 | TNB | DISTRIBUTION | WP PUTRAJAYA & CYBERJAYA | Existing | VCBJ/PCE/J21881/MATX2 | 310392912 | TX2-CBJ21883 | PE 21.88 MYVILLA P2 PARCEL A |  | 0 | RYB |  |  | 11 kV |  | 415 V |  | SGB | 1000.00 kVA | 23/05/2012 | DONE DR | 1 | 0
377654912 | TNB | DISTRIBUTION | WP PUTRAJAYA & CYBERJAYA | Existing | VCBJ/PCE/J21971/MATX2 | 310394010 | TX2-CBJ21973 | PE 21.97 MY VILLA PRESINT 4 |  | 0 | RYB |  |  | 11 kV |  | 415 V |  | EWT | 1000.00 kVA | 1970-01-01 |  | 1 | 0
377654915 | TNB | DISTRIBUTION | WP PUTRAJAYA & CYBERJAYA | Existing | VCBJ/PCE/J21971/MATX1 | 310371010 | TX1-CBJ21971 | PE 21.97 MY VILLA PRESINT 4 |  | 0 | RYB |  |  | 11 kV |  | 415 V |  | MTM | 1000.00 kVA | 1970-01-01 |  | 1 | 0
377672397 | TNB | DISTRIBUTION | WP PUTRAJAYA & CYBERJAYA | Existing | VCBJ/PCE/J22492/MATX2 | 300267631 | TX2-CBJ22495 | PE 22.49 LOT PT 12082 F2 |  | 0 | RYB |  |  | 11 kV |  | 415 V |  | MTM | 750.00 kVA | 19/12/2005 |  | 1 | 0
377672609 | TNB | DISTRIBUTION | WP PUTRAJAYA & CYBERJAYA | Existing | VCBJ/PCE/J22151/MATX1 | 300267594 | TX1-CBJ22153 | PE 22.15 LOT12072 P.MULTIMEDIA |  | 0 | RYB |  |  | 11 kV |  | 415 V |  | MTM | 1000.00 kVA | 2002-09-03 |  | 1 | 0
377672705 | TNB | DISTRIBUTION | WP PUTRAJAYA & CYBERJAYA | Existing | VCBJ/PCE/J22152/MATX2 | 300267595 | TX1-CBJ22156 | PE 22.15 LOT 12072 P.MULTIMEDI |  | 0 | RYB |  |  | 11 kV |  | 415 V |  | MTM | 1000.00 kVA | 2002-09-03 |  | 1 | 0
377679326 | TNB | DISTRIBUTION | WP PUTRAJAYA & CYBERJAYA | Existing | VPTJ/PCE/J05322/MATX1 | 300454485 | TX1-PTJ05326 | PE 5.32 SEK REN PRESINT 5 (F2) |  | 0 | RYB |  |  | 11 kV |  | 415 V |  | MTM | 1000.00 kVA | 2012-10-12 |  | 1 | 1
377679440 | TNB | DISTRIBUTION | WP PUTRAJAYA & CYBERJAYA | Existing | VPTJ/PCE/J05331/MATX1 | 300454474 | TX1-PTJ0533 | PE 5.33 SEK MEN PRESINT 5 (F1) |  | 0 | RYB |  |  | 11 kV |  | 415 V |  | MTM | 1000.00 kVA | 2012-10-12 |  | 1 | 1
377679536 | TNB | DISTRIBUTION | WP PUTRAJAYA & CYBERJAYA | Existing | VPTJ/PCE/J05332/MATX1 | 300454480 | TX1-PTJ05336 | PE 5.33 SEK MEN PRESINT 5 (F2) |  | 0 | RYB |  |  | 11 kV |  | 415 V |  | MTM | 1000.00 kVA | 2012-10-12 |  | 1 | 1
377679703 | TNB | DISTRIBUTION | WP PUTRAJAYA & CYBERJAYA | Existing | VPTJ/PCE/J05171/MATX1 | 300267045 | TX1-PTJ5173 | PE 5.17 BLOK C 5R3 (F1) |  | 0 | RYB |  |  | 11 kV |  | 415 V |  | EWT | 1000.00 kVA | 15/09/2008 |  | 1 | 0
377679843 | TNB | DISTRIBUTION | WP PUTRAJAYA & CYBERJAYA | Existing | VPTJ/PCE/J05182/MATX2 | 300267048 | TX1-PTJ05185 | PE 5.18 BLOK D 5R3 (F2) |  | 0 | RYB |  |  | 11 kV |  | 415 V |  | SGB | 1000.00 kVA | 15/09/2008 |  | 1 | 0
377679974 | TNB | DISTRIBUTION | WP PUTRAJAYA & CYBERJAYA | Existing | VPTJ/PCE/J05181/MATX1 | 300267047 | TX1-PTJ05182 | PE 5.18 BLOK D 5R3 (F1) |  | 0 | RYB |  |  | 11 kV |  | 415 V |  | SGB | 1000.00 kVA | 15/09/2008 |  | 1 | 0
377680087 | TNB | DISTRIBUTION | WP PUTRAJAYA & CYBERJAYA | Existing | VPTJ/PCE/J05192/MATX2 | 300267050 | TX1-PTJ5196 | PE 5.19 BLOK E 5R3 (F2) |  | 0 | RYB |  |  | 11 kV |  | 415 V |  | EWT | 1000.00 kVA | 15/09/2008 |  | 1 | 0
377680213 | TNB | DISTRIBUTION | WP PUTRAJAYA & CYBERJAYA | Existing | VPTJ/PCE/J05191/MATX1 | 300267049 | TX1-PTJ05193 | PE 5.19 BLOK E 5R3 (F1) |  | 0 | RYB |  |  | 11 kV |  | 415 V |  | SGB | 1000.00 kVA | 15/09/2008 |  | 1 | 0
377680497 | TNB | DISTRIBUTION | WP PUTRAJAYA & CYBERJAYA | Existing | VPTJ/PCE/J05152/MATX2 | 300267042 | TX1-PTJ05156 | PE 5.15 BLOK A 5R3 (F2) |  | 0 | RYB |  |  | 11 kV |  | 415 V |  | EWT | 1000.00 kVA | 15/09/2008 |  | 1 | 0
377680595 | TNB | DISTRIBUTION | WP PUTRAJAYA & CYBERJAYA | Existing | VPTJ/PCE/J05151/MATX1 | 300267041 | TX1-PTJ5153 | PE 5.15 BLOK A 5R3 (F1) |  | 0 | RYB |  |  | 11 kV |  | 415 V |  | EWT | 1000.00 kVA | 15/09/2008 |  | 1 | 0
377680987 | TNB | DISTRIBUTION | WP PUTRAJAYA & CYBERJAYA | Existing | VPTJ/PCE/J06021/MATX1 | 300267071 | TX1-PTJ6022 | PE 6.02 KOLAM RENANG (F1) |  | 0 | RYB |  |  | 11 kV |  | 415 V |  | EWT | 750.00 kVA | 22/05/2007 |  | 1 | 0
377681085 | TNB | DISTRIBUTION | WP PUTRAJAYA & CYBERJAYA | Existing | VPTJ/PCE/J06022/MATX2 | 300267072 | TX1-PTJ6025 | PE 6.02 KOLAM RENANG (F2) |  | 0 | RYB |  |  | 11 kV |  | 415 V |  | EWT | 750.00 kVA | 22/05/2007 |  | 1 | 0
377681396 | TNB | DISTRIBUTION | WP PUTRAJAYA & CYBERJAYA | Existing | VPTJ/PCE/J05261/MATX1 | 300267059 | TX1-PTJ5262 | PE 5.26 BLOK D2 APT 5R4 (F1) |  | 0 | RYB |  |  | 11 kV |  | 415 V |  | EWT | 1000.00 kVA | 14/01/2009 |  | 1 | 0
377681494 | TNB | DISTRIBUTION | WP PUTRAJAYA & CYBERJAYA | Existing | VPTJ/PCE/J05262/MATX2 | 300267060 | TX1-PTJ5265 | PE 5.26 BLOK D2 APT 5R4 (F1) |  | 0 | RYB |  |  | 11 kV |  | 415 V |  | EWT | 1000.00 kVA | 14/01/2009 |  | 1 | 0
377681781 | TNB | DISTRIBUTION | WP PUTRAJAYA & CYBERJAYA | Existing | VPTJ/PCE/J05251/MATX1 | 300267057 | TX1-PTJ05252 | PE 5.25 BLOK D1 APT 5R4 (F1) |  | 137 | RYB |  |  | 11 kV |  | 415 V |  | SGB | 1000.00 kVA | 14/01/2009 |  | 1 | 1
377681973 | TNB | DISTRIBUTION | WP PUTRAJAYA & CYBERJAYA | Existing | VPTJ/PCE/J05242/MATX2 | 300267056 | TX1-PTJ05245 | PE 5.24 BLOK C APT 5R4 (F2) |  | 0 | RYB |  |  | 11 kV |  | 415 V |  | SGB | 1000.00 kVA | 2009-12-01 |  | 1 | 0
377682164 | TNB | DISTRIBUTION | WP PUTRAJAYA & CYBERJAYA | Existing | VPTJ/PCE/J05241/MATX1 | 300267055 | TX1-PTJ05242 | PE 5.24 BLOK C APT 5R4 (F1) |  | 0 | RYB |  |  | 11 kV |  | 415 V |  | SGB | 1000.00 kVA | 2009-12-01 |  | 1 | 0
377682263 | TNB | DISTRIBUTION | WP PUTRAJAYA & CYBERJAYA | Existing | VPTJ/PCE/J05231/MATX1 | 300267053 | TX1-PTJ05232 | PE 5.23 BLOK B APT 5R4 (F1) |  | 0 | RYB |  |  | 11 kV |  | 415 V |  | EWT | 1000.00 kVA | 2009-12-01 |  | 1 | 0
377682359 | TNB | DISTRIBUTION | WP PUTRAJAYA & CYBERJAYA | Existing | VPTJ/PCE/J05232/MATX2 | 300267054 | TX1-PTJ05235 | PE 5.23 BLOK B APT 5R4 (F2) |  | 0 | RYB |  |  | 11 kV |  | 415 V |  | EWT | 1000.00 kVA | 2009-12-01 |  | 1 | 0
377682461 | TNB | DISTRIBUTION | WP PUTRAJAYA & CYBERJAYA | Existing | VPTJ/PCE/J05221/MATX1 | 300267051 | TX1-PTJ05222 | PE 5.22 BLOK A APT 5R4 (F1) |  | 0 | RYB |  |  | 11 kV |  | 415 V |  | SGB | 1000.00 kVA | 2009-12-01 |  | 1 | 0
377682561 | TNB | DISTRIBUTION | WP PUTRAJAYA & CYBERJAYA | Existing | VPTJ/PCE/J05222/MATX2 | 300267052 | TX1-PTJ05225 | PE 5.22 BLOK A APT 5R4 (F2) |  | 0 | RYB |  |  | 11 kV |  | 415 V |  | SGB | 1000.00 kVA | 2009-12-01 |  | 1 | 0
377766203 | TNB | DISTRIBUTION | WP PUTRAJAYA & CYBERJAYA | Existing | VPTJ/PCE/J14191/MATX1 | 300267415 | TX1-PTJ14192 | PE 14.19 BLOK E2 (EFI) (F1) |  | 0 | RYB |  |  | 11 kV |  | 415 V |  | MTM | 1000.00 kVA | 2005-06-09 |  | 1 | 0
377766369 | TNB | DISTRIBUTION | WP PUTRAJAYA & CYBERJAYA | Existing | VPTJ/PCE/J14192/MATX2 | 300267416 | TX2-PTJ14196 | PE 14.19 BLOK E2 (EFI) (F2) |  | 0 | RYB |  |  | 11 kV |  | 415 V |  | EWT | 1000.00 kVA | 2005-06-09 |  | 1 | 0
377766527 | TNB | DISTRIBUTION | WP PUTRAJAYA & CYBERJAYA | Existing | VPTJ/PCE/J14171/MATX1 | 300267411 | TX1-PTJ14172 | PE 14.17 BLOK D (F1) |  | 0 | RYB |  |  | 11 kV |  | 415 V |  | EWT | 1000.00 kVA | 2005-06-09 |  | 1 | 0
377766723 | TNB | DISTRIBUTION | WP PUTRAJAYA & CYBERJAYA | Existing | VPTJ/PCE/J14161/MATX1 | 300267409 | TX1-PTJ14162 | PE 14.16 BLOK C (EFI) (F1) |  | 0 | RYB |  |  | 11 kV |  | 415 V |  |  | 1000.00 kVA | 2005-06-09 |  | 1 | 0
377766906 | TNB | DISTRIBUTION | WP PUTRAJAYA & CYBERJAYA | Existing | VPTJ/PCE/J14151/MATX1 | 300267407 | TX1-PTJ14153 | PE 14.15 BLOK B (F1) |  | 0 | RYB |  |  | 11 kV |  | 415 V |  | MTM | 1000.00 kVA | 2005-06-09 |  | 1 | 0
377767089 | TNB | DISTRIBUTION | WP PUTRAJAYA & CYBERJAYA | Existing | VPTJ/PCE/J14141/MATX1 | 300267405 | TX1-PTJ14143 | PE 14.14 BLOK A (EFI) (F1) |  | 0 | RYB |  |  | 11 kV |  | 415 V |  | MTM | 1000.00 kVA | 2005-06-09 |  | 1 | 0
377767271 | TNB | DISTRIBUTION | WP PUTRAJAYA & CYBERJAYA | Existing | VPTJ/PCE/J14311/MATX1 | 300267428 | TX1-PTJ14313 | PE 14.31 P'PURI 14-12 BLOK B ( |  | 0 | RYB |  |  | 11 kV |  | 415 V |  | MTM | 1000.00 kVA | 25/06/2008 |  | 1 | 0
377767460 | TNB | DISTRIBUTION | WP PUTRAJAYA & CYBERJAYA | Existing | VPTJ/PCE/J14301/MATX1 | 300267426 | TX1-PTJ14303 | PE 14.30 P'PURI 14-12 BLOK A ( |  | 0 | RYB |  |  | 11 kV |  | 415 V |  | MTM | 1000.00 kVA | 25/06/2008 |  | 1 | 1
377767588 | TNB | DISTRIBUTION | WP PUTRAJAYA & CYBERJAYA | Existing | VPTJ/PCE/J14251/MATX1 | 300267419 | TX1-PTJ14253 | PE 14.25 KOMPLEKS SEK REN (EFI |  | 0 | RYB |  |  | 11 kV |  | 415 V |  | EWT | 1000.00 kVA | 2007-03-09 |  | 1 | 0
378018347 | TNB | DISTRIBUTION | WP PUTRAJAYA & CYBERJAYA | Existing | VCBJ/PCE/J00143/MATX1 | 310303750 | TX1-C23372 | D-CBJ-C14-0473 |  | 0 | RYB |  |  | 11 kV |  | 415 V |  |  | 1000.00 kVA | 1970-01-01 |  | 1 | 0
378018470 | TNB | DISTRIBUTION | WP PUTRAJAYA & CYBERJAYA | Existing | VCBJ/PCE/J00144/MATX1 | 310303744 | TX1-C23375 | D-CBJ-C14-0473 |  | 0 | RYB |  |  | 11 kV |  | 415 V |  | Unknown | 1000.00 kVA | 1970-01-01 |  | 1 | 0
378018591 | TNB | DISTRIBUTION | WP PUTRAJAYA & CYBERJAYA | Existing | VCBJ/PCE/J00141/MATX1 | 310282198 | TX1-C23392 | D-CBJ-C17-0588 |  | 0 | RYB |  |  | 11 kV |  | 415 V |  |  | 1000.00 kVA | 1970-01-01 |  | 1 | 0
378018714 | TNB | DISTRIBUTION | WP PUTRAJAYA & CYBERJAYA | Existing | VCBJ/PCE/J00142/MATX1 | 310303745 | TX2-C23395 | D-CBJ-C17-0588 |  | 0 | RYB |  |  | 11 kV |  | 415 V |  |  | 1000.00 kVA | 1970-01-01 |  | 1 | 0
378018835 | TNB | DISTRIBUTION | WP PUTRAJAYA & CYBERJAYA | Existing | VCBJ/PCE/J00145/MATX1 | 310303749 | TX1-C23382 | D-CBJ-C14-0473 |  | 0 | RYB |  |  | 11 kV |  | 415 V |  |  | 1000.00 kVA | 1970-01-01 |  | 1 | 0
378018958 | TNB | DISTRIBUTION | WP PUTRAJAYA & CYBERJAYA | Existing | VCBJ/PCE/J00146/MATX1 | 310282197 | TX2-C23385 | D-CBJ-C14-0473 |  | 0 | RYB |  |  | 11 kV |  | 415 V |  |  | 1000.00 kVA | 1970-01-01 |  | 1 | 0
378019123 | TNB | DISTRIBUTION | WP PUTRAJAYA & CYBERJAYA | Existing | VCBJ/PCE/J00151/MATX1 | 310282195 | TX1-C23433 | D-CBJ-C15-0540 |  | 0 | RYB |  |  | 11 kV |  | 415 V |  |  | 1000.00 kVA | 1970-01-01 |  | 1 | 0
378019126 | TNB | DISTRIBUTION | WP PUTRAJAYA & CYBERJAYA | Existing | VCBJ/PCE/J00151/MATX2 | 310282184 | TX2-C23434 | D-CBJ-C15-0540 |  | 0 | RYB |  |  | 11 kV |  | 415 V |  |  | 1000.00 kVA | 1970-01-01 |  | 1 | 0
378043815 | TNB | DISTRIBUTION | WP PUTRAJAYA & CYBERJAYA | Existing | VPTJ/PCE/J14222/MATX2 | 300267418 | TX2-PTJ14225 | PE 14.22 KOMPLEKS SEK MEN (F2) |  | 0 | RYB |  |  | 11 kV |  | 415 V |  | MTM | 1000.00 kVA | 2007-03-09 |  | 1 | 0
378044150 | TNB | DISTRIBUTION | WP PUTRAJAYA & CYBERJAYA | Existing | VPTJ/PCE/J14071/MATX1 | 300267931 | TX1-PTJ14073 | PE 14.07 Perumahan 14-5B (F1) |  | 0 | RYB |  |  | 11 kV |  | 415 V |  | MTM | 1000.00 kVA | 18/02/2009 |  | 1 | 0
378044271 | TNB | DISTRIBUTION | WP PUTRAJAYA & CYBERJAYA | Existing | VPTJ/PCE/J14072/MATX2 | 300267932 | TX2-PTJ14076 | PE 14.07 Perumahan 14-5B (F2) |  | 0 | RYB |  |  | 11 kV |  | 415 V |  | MTM | 1000.00 kVA | 18/02/2009 |  | 1 | 0
378044542 | TNB | DISTRIBUTION | WP PUTRAJAYA & CYBERJAYA | Existing | VPTJ/PCE/J14082/MATX2 | 300267936 | TX1-PTJ14085 | PE 14.08 Perumahan 14-10 (F2) |  | 0 | RYB |  |  | 11 kV |  | 415 V |  | MTM | 1000.00 kVA | 28/11/2008 |  | 1 | 0
378044668 | TNB | DISTRIBUTION | WP PUTRAJAYA & CYBERJAYA | Existing | VPTJ/PCE/J14132/MATX2 | 300267404 | TX2-PTJ14135 | PE 14.13 ERUMAHAN 14-9 (EFI) ( |  | 126 | RYB |  |  | 11 kV |  | 415 V |  | EWT | 1000.00 kVA | 2006-09-02 |  | 1 | 127
378044793 | TNB | DISTRIBUTION | WP PUTRAJAYA & CYBERJAYA | Existing | VPTJ/PCE/J14022/MATX2 | 300267298 | TX2-PTJ14025 | PE 14.02 PERUMAHAN 14-1 (EFI) |  | 0 | RYB |  |  | 11 kV |  | 415 V |  | EWT | 1000.00 kVA | 25/02/2006 |  | 1 | 0
378044917 | TNB | DISTRIBUTION | WP PUTRAJAYA & CYBERJAYA | Existing | VPTJ/PCE/J14111/MATX1 | 300267401 | TX1-PTJ14115 | PE 14.11 PERUMAHAN 14-1 (F2) |  | 0 | RYB |  |  | 11 kV |  | 415 V |  | SGB | 1000.00 kVA | 25/02/2006 |  | 1 | 0
378045279 | TNB | DISTRIBUTION | WP PUTRAJAYA & CYBERJAYA | Existing | VPTJ/PCE/J01632/MATX1 | 300454542 | TX1-PTJ01636 | PE 1.63 HOTEL PZ10 (F2) |  | 0 | RYB |  |  | 11 kV |  | 415 V |  | MTM | 1000.00 kVA | 1970-01-01 |  | 1 | 0
378045424 | TNB | DISTRIBUTION | WP PUTRAJAYA & CYBERJAYA | Existing | VPTJ/PCE/J16311/MATX1 | 310338861 | TX1-PTJ16312 | PE 16.31 TEMP PPA1M PR 16 |  | 0 | RYB |  |  | 11 kV |  | 415 V |  |  | 1000.00 kVA | 1970-01-01 |  | 1 | 0
378045550 | TNB | DISTRIBUTION | WP PUTRAJAYA & CYBERJAYA | Existing | VPTJ/PCE/J16202/MATX2 | 300267469 | TX2-PTJ16206 | PE 16.20 APT A1 (EFI) (F2) |  | 0 | RYB |  |  | 11 kV |  | 415 V |  | MTM | 1000.00 kVA | 2000-03-11 |  | 1 | 1
378045691 | TNB | DISTRIBUTION | WP PUTRAJAYA & CYBERJAYA | Existing | VPTJ/PCE/J16192/MATX2 | 300267467 | TX2-PTJ16196 | PE 16.19 APT A2 (F2) |  | 0 | RYB |  |  | 11 kV |  | 415 V |  | MTM | 1000.00 kVA | 2000-03-11 |  | 1 | 1
378045821 | TNB | DISTRIBUTION | WP PUTRAJAYA & CYBERJAYA | Existing | VPTJ/PCE/J16182/MATX2 | 300267465 | TX2-PTJ16186 | PE 16.18 APT A3 (EFI) (F2) |  | 0 | RYB |  |  | 11 kV |  | 415 V |  | MTM | 1000.00 kVA | 2000-03-11 |  | 1 | 1
378045949 | TNB | DISTRIBUTION | WP PUTRAJAYA & CYBERJAYA | Existing | VPTJ/PCE/J16152/MATX2 | 300267461 | TX2-PTJ16156 | PE 16.15 SEK. REN (F2) |  | 0 | RYB |  |  | 11 kV |  | 415 V |  | MTM | 1000.00 kVA | 2002-05-09 |  | 1 | 0
378046125 | TNB | DISTRIBUTION | WP PUTRAJAYA & CYBERJAYA | Existing | VPTJ/PCE/J16132/MATX2 | 300267459 | TX2-PTJ16136 | PE 16.13 SEK. MEN (F2) |  | 0 | RYB |  |  | 11 kV |  | 415 V |  | MTM | 1000.00 kVA | 2002-05-09 |  | 1 | 0
378046352 | TNB | DISTRIBUTION | WP PUTRAJAYA & CYBERJAYA | Existing | VPTJ/PCE/J16222/MATX2 | 300267471 | TX1-PTJ16226 | PE 16.22 P16 BGW (F2) |  | 0 | RYB |  |  | 11 kV |  | 415 V |  | MTM | 1000.00 kVA | 2002-05-08 |  | 1 | 0
378046700 | TNB | DISTRIBUTION | WP PUTRAJAYA & CYBERJAYA | Existing | VPTJ/PCE/J14292/MATX2 | 300267425 | TX2-PTJ14296 | PE 14.29 GUDANG (EFI) (F2) |  | 0 | RYB |  |  | 11 kV |  | 415 V |  | EWT | 1000.00 kVA | 2008-08-01 |  | 1 | 0
378046924 | TNB | DISTRIBUTION | WP PUTRAJAYA & CYBERJAYA | Existing | VPTJ/PCE/J14271/MATX1 | 300267421 | TX1-PTJ14273 | PE 14.27 KOMP PJC SEMENTARA |  | 0 | RYB |  |  | 11 kV |  | 415 V |  | MTM | 750.00 kVA | 1999-09-01 |  | 1 | 0
378046927 | TNB | DISTRIBUTION | WP PUTRAJAYA & CYBERJAYA | Existing | VPTJ/PCE/J14271/MATX2 | 300267422 | TX2-PTJ14274 | PE 14.27 KOMP PJC SEMENTARA |  | 0 | RYB |  |  | 11 kV |  | 415 V |  | MTM | 750.00 kVA | 1999-09-01 |  | 1 | 0
378047092 | TNB | DISTRIBUTION | WP PUTRAJAYA & CYBERJAYA | Existing | VPTJ/PCE/J14281/MATX1 | 300267423 | TX1-PTJ14282 | PE 14.28 KOMPLEKS SEDLEY |  | 0 | RYB |  |  | 11 kV |  | 415 V |  | EWT | 1000.00 kVA | 1999-09-01 |  | 1 | 0
378047210 | TNB | DISTRIBUTION | WP PUTRAJAYA & CYBERJAYA | Existing | VPTJ/PCE/J14041/MATX1 | 300267300 | TX1-PTJ14042 | PE 14.04 PADAT L/JALAN |  | 0 | RYB |  |  | 11 kV |  | 415 V |  | INDKOM | 500.00 kVA | 14/03/2005 |  | 1 | 0
378047526 | TNB | DISTRIBUTION | WP PUTRAJAYA & CYBERJAYA | Existing | VPTJ/PCE/J15251/MATX1 | 300454840 | TX1-PTJ15252 | PE 15.25 PJBT KEDUTAAN IRAQ (F |  | 0 | RYB |  |  | 11 kV |  | 415 V |  | EWT | 500.00 kVA | 1970-01-01 |  | 1 | 1
378047622 | TNB | DISTRIBUTION | WP PUTRAJAYA & CYBERJAYA | Existing | VPTJ/PCE/J15252/MATX1 | 300454843 | TX2-PTJ15255 | PE 15.25 PJBT KEDUTAAN IRAQ (F |  | 0 | RYB |  |  | 11 kV |  | 415 V |  | EWT | 500.00 kVA | 1970-01-01 |  | 1 | 0
378047716 | TNB | DISTRIBUTION | WP PUTRAJAYA & CYBERJAYA | Existing | VPTJ/PCE/J00330/MATX1 | 300498674 | TX1-PTJ15533 | PE 15.53 KEDUTAAN BRUNEI F1 |  | 0 | RYB |  |  | 11 kV |  | 415 V |  | EWT | 500.00 kVA | 1970-01-01 |  | 1 | 0
378047812 | TNB | DISTRIBUTION | WP PUTRAJAYA & CYBERJAYA | Existing | VPTJ/PCE/J15532/MATX2 | 300499940 | TX2-PTJ15536 | PE 15.53 KEDUTAAN BRUNEI F2 |  | 0 | RYB |  |  | 11 kV |  | 415 V |  | EWT | 500.00 kVA | 1970-01-01 |  | 1 | 0
378047977 | TNB | DISTRIBUTION | WP PUTRAJAYA & CYBERJAYA | Existing | VPTJ/PCE/J15231/MATX1 | 300267442 | TX1-PTJ15232 | PE 15.23 PROMENADE |  | 1 | RYB |  |  | 11 kV |  | 415 V |  |  | 500.00 kVA | 31/05/2006 |  | 1 | 1
378048081 | TNB | DISTRIBUTION | WP PUTRAJAYA & CYBERJAYA | Existing | VPTJ/PCE/J11142/MATX2 | 300267245 | TX1-PTJ11146 | PE 11.14 APT C (F2) |  | 0 | RYB |  |  | 11 kV |  | 415 V |  | MTM | 1000.00 kVA | 13/05/2003 |  | 1 | 0
378048377 | TNB | DISTRIBUTION | WP PUTRAJAYA & CYBERJAYA | Existing | VCBJ/PCE/J21831/MATX1 | 300344094 | TX1- CBJ21833 | PE 21.83 PS14 ROAD D |  | 0 | RYB |  |  | 11 kV |  | 415 V |  | SGB | 500.00 kVA | 21/03/2012 |  | 1 | 0
378048519 | TNB | DISTRIBUTION | WP PUTRAJAYA & CYBERJAYA | Existing | VCBJ/PCE/J23101/MATX1 | 300461013 | TX1- CBJ23103 | PE 23.10 CLOVER NO.1 |  | 0 | RYB |  |  | 11 kV |  | 415 V |  |  | 500.00 kVA | 1970-01-01 |  | 1 | 0
378048522 | TNB | DISTRIBUTION | WP PUTRAJAYA & CYBERJAYA | Existing | VCBJ/PCE/J23101/MATX1 | 300461015 | TX2- CBJ23104 | PE 23.10 CLOVER NO.1 |  | 0 | RYB | [7 empty] | 1000.00 kVA | 1970-01-01 |  | 1 | 0
378048702 | TNB | DISTRIBUTION | WP PUTRAJAYA & CYBERJAYA | Existing | VCBJ/PCE/J23121/MATX1 | 300461066 | TX1-CBJ23123 | PE 23.12 CLOVER NO.3 |  | 0 | RYB |  |  | 11 kV |  | 415 V |  | MTM | 750.00 kVA | 1970-01-01 |  | 1 | 0
378048705 | TNB | DISTRIBUTION | WP PUTRAJAYA & CYBERJAYA | Existing | VCBJ/PCE/J23121/MATX1 | 300461072 | TX2-CBJ23124 | PE 23.12 CLOVER NO.3 |  | 0 | RYB | [6 empty] | MTM | 1000.00 kVA | 1970-01-01 |  | 1 | 0
378048908 | TNB | DISTRIBUTION | WP PUTRAJAYA & CYBERJAYA | Existing | VCBJ/PCE/J23111/MATX1 | 300461070 | TX1- CBJ23113 | PE 23.11 CLOVER NO.2 |  | 0 | RYB |  |  | 11 kV |  | 415 V |  | MTM | 750.00 kVA | 1970-01-01 |  | 1 | 0
378048911 | TNB | DISTRIBUTION | WP PUTRAJAYA & CYBERJAYA | Existing | VCBJ/PCE/J23111/MATX1 | 300461071 | TX2- CBJ23114 | PE 23.11 CLOVER NO.2 |  | 0 | RYB | [6 empty] | MTM | 1000.00 kVA | 1970-01-01 |  | 1 | 0
378049309 | TNB | DISTRIBUTION | WP PUTRAJAYA & CYBERJAYA | Existing | VCBJ/PCE/J21851/MATX1 | 300344093 | TX1-CBJ21853 | PE 21.85 MYVILLA P1 PARCEL A |  | 0 | RYB |  |  | 11 kV |  | 415 V |  | EWT | 1000.00 kVA | 21/03/2012 |  | 1 | 0
378049312 | TNB | DISTRIBUTION | WP PUTRAJAYA & CYBERJAYA | Existing |  |  | TX2-CBJ21854 | PE 21.85 MYVILLA P1 PARCEL A |  | 0 | RYB |  |  | 11 kV |  | 415 V |  |  | 1000.00 kVA | 1970-01-01 |  | 1 | 0
378049479 | TNB | DISTRIBUTION | WP PUTRAJAYA & CYBERJAYA | Existing | VCBJ/PCE/J21861/MATX1 | 300344092 | TX1-CBJ21863 | PE 21.86 MYVILLA P1 PARCEL B |  | 0 | RYB |  |  | 11 kV |  | 415 V |  | EWT | 1000.00 kVA | 19/05/2012 |  | 1 | 0
378049675 | TNB | DISTRIBUTION | WP PUTRAJAYA & CYBERJAYA | Existing | VCBJ/PCE/J00103/MATX1 | 300498118 | TX1- CBJ23223 | PE 23.22 SHOP LOT MYVILLA PRS 5 |  | 0 | RYB |  |  | 11 kV |  | 415 V |  | MTM | 750.00 kVA | 1970-01-01 |  | 1 | 0
378049678 | TNB | DISTRIBUTION | WP PUTRAJAYA & CYBERJAYA | Existing | VCBJ/PCE/J00103/MATX2 | 300497516 | TX2- CBJ23224 | PE 23.22 SHOP LOT MYVILLA PRS 5 |  | 0 | RYB |  |  | 11 kV |  | 415 V |  | MTM | 500.00 kVA | 1970-01-01 |  | 1 | 0
378049852 | TNB | DISTRIBUTION | WP PUTRAJAYA & CYBERJAYA | Existing | VCBJ/PCE/J21931/MATX1 | 300344117 | TX1-CBJ21933 | PE 21.93 MYVILLA P3 PARCEL A |  | 0 | RYB |  |  | 11 kV |  | 415 V |  | EWT | 1000.00 kVA | 2012-09-08 |  | 1 | 0
378049855 | TNB | DISTRIBUTION | WP PUTRAJAYA & CYBERJAYA | Existing | VCBJ/PCE/J21931/MATX2 | 310392937 | TX2-CBJ21934 | PE 21.93 MYVILLA P3 PARCEL A |  | 0 | RYB |  |  | 11 kV |  | 415 V |  | EWT | 1000.00 kVA | 1970-01-01 |  | 1 | 0
378050049 | TNB | DISTRIBUTION | WP PUTRAJAYA & CYBERJAYA | Existing | VCBJ/PCE/J21941/MATX1 | 300344115 | TX1-CBJ21943 | PE 21.94 MYVILLA P3 PARCEL B |  | 0 | RYB |  |  | 11 kV |  | 415 V |  | EWT | 1000.00 kVA | 2012-09-08 |  | 1 | 0
378050052 | TNB | DISTRIBUTION | WP PUTRAJAYA & CYBERJAYA | Existing | VCBJ/PCE/J21941/MATX2 | 310393995 | TX2-CBJ21944 | PE 21.94 MYVILLA P3 PARCEL B |  | 0 | RYB |  |  | 11 kV |  | 415 V |  | EWT | 1000.00 kVA | 1970-01-01 |  | 1 | 0
378050645 | TNB | DISTRIBUTION | WP PUTRAJAYA & CYBERJAYA | Existing | VPTJ/PCE/J07021/MATX1 | 300267075 | TX1- PTJ07023 | PE 7.02 POLIS PUTRAJAYA (F1) |  | 0 | RYB |  |  | 11 kV |  | 415 V |  | LKH | 1000.00 kVA | 28/07/1999 |  | 1 | 0
378050744 | TNB | DISTRIBUTION | WP PUTRAJAYA & CYBERJAYA | Existing | VPTJ/PCE/J07022/MATX2 | 300267076 | TX2- PTJ07026 | PE 7.02 POLIS PUTRAJAYA (F2) |  | 0 | RYB |  |  | 11 kV |  | 415 V |  | LKH | 1000.00 kVA | 28/07/1999 |  | 1 | 0
378050845 | TNB | DISTRIBUTION | WP PUTRAJAYA & CYBERJAYA | Existing | VPTJ/PCE/J07011/MATX1 | 300267073 | TX1- PTJ07013 | PE 7.01 BOMBA PUTRAJAYA (F1) |  | 0 | RYB |  |  | 11 kV |  | 415 V |  | LKH | 1000.00 kVA | 28/07/1999 |  | 1 | 0
378050938 | TNB | DISTRIBUTION | WP PUTRAJAYA & CYBERJAYA | Existing | VPTJ/PCE/J07012/MATX2 | 300267074 | TX2- PTJ07014 | PE 7.01 IBU PEJABAT BOMBA (F2) |  | 0 | RYB |  |  | 11 kV |  | 415 V |  | LKH | 1000.00 kVA | 28/07/1999 |  | 1 | 0
378051060 | TNB | DISTRIBUTION | WP PUTRAJAYA & CYBERJAYA | Existing | VPTJ/PCE/J07081/MATX1 | 300267083 | TX1- PTJ07082 | PE 7.08 PARK & RIDE (F1) |  | 0 | RYB |  |  | 11 kV |  | 415 V |  | SGB | 1000.00 kVA | 2007-05-04 |  | 1 | 0
378051159 | TNB | DISTRIBUTION | WP PUTRAJAYA & CYBERJAYA | Existing | VPTJ/PCE/J07082/MATX2 | 300267084 | TX1- PTJ07085 | PE 7.08 PARK & RIDE (F2) |  | 0 | RYB |  |  | 11 kV |  | 415 V |  | SGB | 1000.00 kVA | 2007-05-04 |  | 1 | 0
378051590 | TNB | DISTRIBUTION | WP PUTRAJAYA & CYBERJAYA | Existing | VPTJ/PCE/J07071/MATX1 | 300267081 | TX1- PTJ07073 | PE 7.07 PLF (F1) |  | 0 | RYB |  |  | 11 kV |  | 415 V |  | MTM | 1000.00 kVA | 27/07/1999 |  | 1 | 0
378051686 | TNB | DISTRIBUTION | WP PUTRAJAYA & CYBERJAYA | Existing | VPTJ/PCE/J07072/MATX2 | 300267082 | TX1- PTJ07076 | PE 7.07 PLF (F2) |  | 0 | RYB |  |  | 11 kV |  | 415 V |  | MTM | 1000.00 kVA | 27/07/1999 |  | 1 | 0
378051791 | TNB | DISTRIBUTION | WP PUTRAJAYA & CYBERJAYA | Existing | VPTJ/PCE/J08121/MATX1 | 300284802 | TX1- PTJ08123 | PE 8.12 INSIDE PPU 5 (F1) |  | 0 | RYB |  |  | 11 kV |  | 415 V |  | MTM | 1000.00 kVA | 2000-12-10 |  | 1 | 0
378051887 | TNB | DISTRIBUTION | WP PUTRAJAYA & CYBERJAYA | Existing | VPTJ/PCE/J08122/MATX2 | 300267106 | TX2- PTJ08126 | PE 8.12 INSIDE PPU 5 (F2) |  | 39 | RYB |  |  | 11 kV |  | 415 V |  | MTM | 1000.00 kVA | 2000-12-10 |  | 1 | 39
378052145 | TNB | DISTRIBUTION | WP PUTRAJAYA & CYBERJAYA | Existing | VPTJ/PCE/J08311/MATX1 | 300452992 | TX1- PTJ08312 | PE 8.31 8C3 F1 |  | 0 | RYB |  |  | 11 kV |  | 415 V |  | EWT | 1000.00 kVA | 1970-01-01 |  | 1 | 16
378052241 | TNB | DISTRIBUTION | WP PUTRAJAYA & CYBERJAYA | Existing | VPTJ/PCE/J08312/MATX1 | 300452994 | TX1- PTJ08316 | PE 8.31 8C3 F2 |  | 0 | RYB |  |  | 11 kV |  | 415 V |  |  | 1000.00 kVA | 1970-01-01 |  | 1 | 12
378052395 | TNB | DISTRIBUTION | WP PUTRAJAYA & CYBERJAYA | Existing | VCBJ/PCE/J22542/MATX2 | 300267640 | TX1-CBJ22546 | PE 22.54 PRIMA 8 F2 |  | 0 | RYB |  |  | 11 kV |  | 415 V |  | MTM | 1000.00 kVA | 2008-03-06 |  | 1 | 1
378052512 | TNB | DISTRIBUTION | WP PUTRAJAYA & CYBERJAYA | Existing | VCBJ/PCE/J22532/MATX2 | 300267638 | TX1-CBJ22535 | PE 22.53 PRIMA 7 SPAN F2 |  | 0 | RYB |  |  | 11 kV |  | 415 V |  | MTM | 1000.00 kVA | 15/09/2007 |  | 1 | 0
378052629 | TNB | DISTRIBUTION | WP PUTRAJAYA & CYBERJAYA | Existing | VCBJ/PCE/J22502/MATX2 | 300267633 | TX1-CBJ2250 | PE 22.50 LOT PT 12092 F2 |  | 1 | RYB |  |  | 11 kV |  | 415 V |  | EWT | 750.00 kVA | 20/06/2006 |  | 1 | 6
378053481 | TNB | DISTRIBUTION | WP PUTRAJAYA & CYBERJAYA | Existing | VCBJ/PCE/J22671/MATX1 | 300267008 | TX1-CBJ22673 | PE 22.67 KWDI 1 F1 |  | 0 | RYB |  |  | 11 kV |  | 415 V |  | MTM | 1000.00 kVA | 2009-10-09 |  | 1 | 2
378054720 | TNB | DISTRIBUTION | WP PUTRAJAYA & CYBERJAYA | Existing | VCBJ/PCE/J23161/MATX1 | 300460754 | TX1-CBJ23163 | PE 23.16 MASJID CYBERJAYA |  | 0 | RYB |  |  | 11 kV |  | 415 V |  | EWT | 500.00 kVA | 1970-01-01 |  | 1 | 1
378054723 | TNB | DISTRIBUTION | WP PUTRAJAYA & CYBERJAYA | Existing | VCBJ/PCE/J23161/MATX2 | 300460848 | TX2-CBJ23164 | PE 23.16 MASJID CYBERJAYA |  | 0 | RYB |  |  | 11 kV |  | 415 V |  | MTM | 1000.00 kVA | 1970-01-01 |  | 1 | 6
378055467 | TNB | DISTRIBUTION | WP PUTRAJAYA & CYBERJAYA | Existing | VCBJ/PCE/J00118/MATX1 | 310338764 | TX1-CBJ25263 | PE 25.26 SETIA VILLA 6 |  | 0 | RYB |  |  | 11 kV |  | 415 V |  |  | 1000.00 kVA | 1970-01-01 |  | 1 | 0
378055567 | TNB | DISTRIBUTION | WP PUTRAJAYA & CYBERJAYA | Existing | VCBJ/PCE/J00117/MATX1 | 310338757 | TX1-CBJ25253 | PE 25.25 SETIA VILLA 5 |  | 0 | RYB |  |  | 11 kV |  | 415 V |  |  | 1000.00 kVA | 1970-01-01 |  | 1 | 0
378055671 | TNB | DISTRIBUTION | WP PUTRAJAYA & CYBERJAYA | Existing | VCBJ/PCE/J00116/MATX1 | 310338751 | TX1-CBJ25243 | PE 25.24 SETIA VILLA 4 |  | 0 | RYB |  |  | 11 kV |  | 415 V |  |  | 1000.00 kVA | 1970-01-01 |  | 1 | 0
378055771 | TNB | DISTRIBUTION | WP PUTRAJAYA & CYBERJAYA | Existing | VCBJ/PCE/J00112/MATX1 | 310359233 | TX1-CBJ25193 | PE 25.19 SETIA VILLA 3 |  | 0 | RYB |  |  | 11 kV |  | 415 V |  |  | 1000.00 kVA | 1970-01-01 |  | 1 | 43
378055870 | TNB | DISTRIBUTION | WP PUTRAJAYA & CYBERJAYA | Existing | VCBJ/PCE/J00110/MATX1 | 310357943 | TX1-CBJ25182 | PE 25.18 SETIA VILLA 2 |  | 0 | RYB |  |  | 11 kV |  | 415 V |  | EWT | 1000.00 kVA | 1970-01-01 |  | 1 | 41
378055975 | TNB | DISTRIBUTION | WP PUTRAJAYA & CYBERJAYA | Existing | VCBJ/PCE/J00109/MATX1 | 310333051 | TX1-CBJ25173 | PE 25.17 SETIA VILLA 1 |  | 0 | RYB |  |  | 11 kV |  | 415 V |  |  | 1000.00 kVA | 1970-01-01 |  | 1 | 26
378056071 | TNB | DISTRIBUTION | WP PUTRAJAYA & CYBERJAYA | Existing | VCBJ/PCE/J25221/MATX1 | 310339458 | TX1-CBJ25222 | PE 25.22 SETIA MARINA 3 |  | 0 | RYB |  |  | 11 kV |  | 415 V |  | EWT | 1000.00 kVA | 1970-01-01 |  | 1 | 20
378056171 | TNB | DISTRIBUTION | WP PUTRAJAYA & CYBERJAYA | Existing | VCBJ/PCE/J25211/MATX1 | 310339452 | TX1-CBJ25212 | PE 25.21 SETIA MARINA 2 |  | 0 | RYB |  |  | 11 kV |  | 415 V |  | EWT | 1000.00 kVA | 1970-01-01 |  | 1 | 32
378056276 | TNB | DISTRIBUTION | WP PUTRAJAYA & CYBERJAYA | Existing | VCBJ/PCE/J25201/MATX1 | 310339345 | TX1-CBJ25202 | PE 25.20 SETIA MARINA 1 |  | 0 | RYB |  |  | 11 kV |  | 415 V |  | EWT | 1000.00 kVA | 1970-01-01 |  | 1 | 30
378056452 | TNB | DISTRIBUTION | WP PUTRAJAYA & CYBERJAYA | Existing | VCBJ/PCE/J23171/MATX1 | 310303844 | TX1-CBJ23172 | PE 23.17 TEMP SERI MUTIARA |  | 0 | RYB |  |  | 11 kV |  | 415 V |  | SGB | 1000.00 kVA | 1970-01-01 |  | 1 | 0
378056686 | TNB | DISTRIBUTION | WP PUTRAJAYA & CYBERJAYA | Existing | VPTJ/PCE/J02081/MATX1 | 300267005 | TX1-PTJ02084 | PE 2.08 TMN WAWASAN (F1) |  | 0 | RYB |  |  | 11 kV |  | 415 V |  | MTM | 1000.00 kVA | 25/08/2002 |  | 1 | 0
378056826 | TNB | DISTRIBUTION | WP PUTRAJAYA & CYBERJAYA | Existing | VPTJ/PCE/J02082/MATX2 | 300267006 | TX1-PTJ02088 | PE 2.08 TMN WAWASAN (F2) |  | 0 | RYB |  |  | 11 kV |  | 415 V |  | MTM | 1000.00 kVA | 25/08/2002 |  | 1 | 0
378056921 | TNB | DISTRIBUTION | WP PUTRAJAYA & CYBERJAYA | Existing | VPTJ/PCE/J02071/MATX1 | 300267003 | TX1-PTJ02073 | PE 2.07 INSIDE PPU 18 (F1) |  | 0 | RYB |  |  | 11 kV |  | 415 V |  | MTM | 1000.00 kVA | 23/09/2002 |  | 1 | 0
378057029 | TNB | DISTRIBUTION | WP PUTRAJAYA & CYBERJAYA | Existing | VPTJ/PCE/J02072/MATX2 | 300267004 | TX1-PTJ02076 | PE 2.07 INSIDE PPU 18 (F2) |  | 0 | RYB |  |  | 11 kV |  | 415 V |  | MTM | 1000.00 kVA | 23/09/2002 |  | 1 | 0
378057198 | TNB | DISTRIBUTION | WP PUTRAJAYA & CYBERJAYA | Existing | VPTJ/PCE/J02062/MATX2 | 300267002 | TX1-PTJ02066 | PE 2.06 PS 15 (F2) |  | 0 | RYB |  |  | 11 kV |  | 415 V |  | MTM | 1000.00 kVA | 2002-06-07 |  | 1 | 0
378057304 | TNB | DISTRIBUTION | WP PUTRAJAYA & CYBERJAYA | Existing | VPTJ/PCE/J02291/MATX1 | 310308940 | TX1-PTJ02292 | PE 2.29 TEMP SKYRIDE |  | 0 | RYB |  |  | 11 kV |  | 415 V |  | EWT | 500.00 kVA | 1970-01-01 |  | 1 | 0
378057416 | TNB | DISTRIBUTION | WP PUTRAJAYA & CYBERJAYA | Existing | VPTJ/PCE/J18251/MATX1 | 300267514 | TX1-PTJ18253 | PE 18.25 KOMPLEKS SEK FASA 3 |  | 0 | RYB |  |  | 11 kV |  | 415 V |  | SGB | 1000.00 kVA | 27/05/2008 |  | 1 | 0
378057517 | TNB | DISTRIBUTION | WP PUTRAJAYA & CYBERJAYA | Existing | VPTJ/PCE/J18171/MATX1 | 300267498 | TX1-PTJ18172 | PE 18.17 BLOK H 18R12 (F1) |  | 0 | RYB |  |  | 11 kV |  | 415 V |  | MTM | 1000.00 kVA | 2007-01-03 |  | 1 | 0
378057615 | TNB | DISTRIBUTION | WP PUTRAJAYA & CYBERJAYA | Existing | VPTJ/PCE/J18172/MATX2 | 300267499 | TX1-PTJ18175 | PE 18.17 BLOK H 18R12 (F2) |  | 0 | RYB |  |  | 11 kV |  | 415 V |  | MTM | 1000.00 kVA | 2007-01-03 |  | 1 | 0
378057779 | TNB | DISTRIBUTION | WP PUTRAJAYA & CYBERJAYA | Existing | VPTJ/PCE/J18161/MATX1 | 300267496 | TX1-PTJ18162 | PE 18.16 BLOK G 18R12 (F1) |  | 0 | RYB |  |  | 11 kV |  | 415 V |  | MTM | 1000.00 kVA | 2007-01-03 |  | 1 | 0
378057877 | TNB | DISTRIBUTION | WP PUTRAJAYA & CYBERJAYA | Existing | VPTJ/PCE/J18162/MATX2 | 300267497 | TX1-PTJ18165 | PE 18.16 BLOK G 18R12 (F2) |  | 0 | RYB |  |  | 11 kV |  | 415 V |  | MTM | 1000.00 kVA | 2007-01-03 |  | 1 | 0
378057981 | TNB | DISTRIBUTION | WP PUTRAJAYA & CYBERJAYA | Existing | VPTJ/PCE/J18151/MATX1 | 300267494 | TX1-PTJ18152 | PE 18.15 BLOK E&F 18R12 (F1) |  | 0 | RYB |  |  | 11 kV |  | 415 V |  | MTM | 1000.00 kVA | 2007-01-03 |  | 1 | 0
378058081 | TNB | DISTRIBUTION | WP PUTRAJAYA & CYBERJAYA | Existing | VPTJ/PCE/J18152/MATX2 | 300267495 | TX1-PTJ18155 | PE 18.15 BLOK E&F 18R12 (F2) |  | 0 | RYB |  |  | 11 kV |  | 415 V |  | MTM | 1000.00 kVA | 2007-01-03 |  | 1 | 0
378058178 | TNB | DISTRIBUTION | WP PUTRAJAYA & CYBERJAYA | Existing | VPTJ/PCE/J18181/MATX1 | 300267500 | TX1-PTJ18182 | PE 18.18 BLOK C&D 18R12 (F1) |  | 0 | RYB |  |  | 11 kV |  | 415 V |  | MTM | 1000.00 kVA | 2007-01-03 |  | 1 | 0
378058274 | TNB | DISTRIBUTION | WP PUTRAJAYA & CYBERJAYA | Existing | VPTJ/PCE/J18182/MATX2 | 300267501 | TX1-PTJ18185 | PE 18.18 BLOK C&D 18R12 (F2) |  | 0 | RYB |  |  | 11 kV |  | 415 V |  | MTM | 1000.00 kVA | 2007-01-03 |  | 1 | 0
378058383 | TNB | DISTRIBUTION | WP PUTRAJAYA & CYBERJAYA | Existing | VPTJ/PCE/J18191/MATX1 | 300267502 | TX1-PTJ18192 | PE 18.19 BLOK A&B 18R12 (F1) |  | 0 | RYB |  |  | 11 kV |  | 415 V |  | MTM | 1000.00 kVA | 2007-01-03 |  | 1 | 0
378058479 | TNB | DISTRIBUTION | WP PUTRAJAYA & CYBERJAYA | Existing | VPTJ/PCE/J18192/MATX2 | 300267503 | TX1-PTJ18195 | PE 18.19 BLOK A&B 18R12 (F2) |  | 0 | RYB |  |  | 11 kV |  | 415 V |  | MTM | 1000.00 kVA | 2007-01-03 |  | 1 | 0
378058582 | TNB | DISTRIBUTION | WP PUTRAJAYA & CYBERJAYA | Existing | VPTJ/PCE/J18241/MATX1 | 300267512 | TX1-PTJ18242 | PE 18.24 BLOK D 18R13 (F1) |  | 0 | RYB |  |  | 11 kV |  | 415 V |  | MTM | 1000.00 kVA | 2007-01-03 |  | 1 | 0
378058678 | TNB | DISTRIBUTION | WP PUTRAJAYA & CYBERJAYA | Existing | VPTJ/PCE/J18242/MATX2 | 300267513 | TX1-PTJ18245 | PE 18.24 BLOK D 18R13 (F2) |  | 0 | RYB |  |  | 11 kV |  | 415 V |  | MTM | 1000.00 kVA | 2007-01-03 |  | 1 | 0
378058782 | TNB | DISTRIBUTION | WP PUTRAJAYA & CYBERJAYA | Existing | VPTJ/PCE/J18231/MATX1 | 300267510 | TX1-PTJ18232 | PE 18.23 BLOK C 18R13 (F1) |  | 1 | RYB |  |  | 11 kV |  | 415 V |  | MTM | 1000.00 kVA | 2007-01-03 |  | 1 | 1
378058878 | TNB | DISTRIBUTION | WP PUTRAJAYA & CYBERJAYA | Existing | VPTJ/PCE/J18232/MATX2 | 300267511 | TX1-PTJ18235 | PE 18.23 BLOK C 18R13 (F2) |  | 0 | RYB |  |  | 11 kV |  | 415 V |  | MTM | 1000.00 kVA | 2007-01-03 |  | 1 | 0
378059149 | TNB | DISTRIBUTION | WP PUTRAJAYA & CYBERJAYA | Existing | VPTJ/PCE/J02211/MATX1 | 300267599 | TX1-PTJ02213 | PE 2.21 S/Tenaga (F1) |  | 0 | RYB |  |  | 11 kV |  | 415 V |  | MTM | 1000.00 kVA | 16/09/2009 |  | 1 | 0
378059270 | TNB | DISTRIBUTION | WP PUTRAJAYA & CYBERJAYA | Existing | VPTJ/PCE/J02212/MATX2 | 300267597 | TX2-PTJ02216 | PE 2.21 S/Tenaga (F2) |  | 0 | RYB |  |  | 11 kV |  | 415 V |  | MTM | 1000.00 kVA | 16/09/2009 |  | 1 | 0
378059393 | TNB | DISTRIBUTION | WP PUTRAJAYA & CYBERJAYA | Existing | VPTJ/PCE/J02151/MATX1 | 300267007 | TX1-PTJ02154 | PE 2.15 2G4 (F1) |  | 0 | RYB |  |  | 11 kV |  | 415 V |  | SGB | 1000.00 kVA | 2003-12-07 |  | 1 | 2
378059741 | TNB | DISTRIBUTION | WP PUTRAJAYA & CYBERJAYA | Existing | VPTJ/PCE/J02121/MATX1 | 300267927 | TX1-PTJ02124 | PE 2.12 2G5 (F1) |  | 0 | RYB |  |  | 11 kV |  | 415 V |  | SGB | 500.00 kVA | 2003-01-04 |  | 1 | 0
378069825 | TNB | DISTRIBUTION | WP PUTRAJAYA & CYBERJAYA | Existing | VCBJ/PCE/J22771/MATX1 | 300284817 | TX1-CBJ22772 | PE 22.77 - PS2-8 F1 |  | 0 | RYB |  |  | 11 kV |  | 415 V |  | MTM | 500.00 kVA | 2010-08-07 |  | 1 | 0
378069923 | TNB | DISTRIBUTION | WP PUTRAJAYA & CYBERJAYA | Existing | VCBJ/PCE/J22772/MATX2 | 300284818 | TX1-CBJ22775 | PE 22.77 - PS2-8 F2 |  | 0 | RYB |  |  | 11 kV |  | 415 V |  | MTM | 500.00 kVA | 2010-08-07 |  | 1 | 0
378070048 | TNB | DISTRIBUTION | WP PUTRAJAYA & CYBERJAYA | Existing | VCBJ/PCE/J24191/MATX1 | 300498115 | TX1-CBJ24193 | PE 24.19 YAKIN INVEST F1 |  | 0 | RYB |  |  | 11 kV |  | 415 V |  | MTM | 750.00 kVA | 1970-01-01 |  | 1 | 0
378070182 | TNB | DISTRIBUTION | WP PUTRAJAYA & CYBERJAYA | Existing | VCBJ/PCE/J24192/MATX2 | 300497401 | TX1-CBJ24196 | PE 24.19 YAKIN INVEST F2 |  | 0 | RYB |  |  | 11 kV |  | 415 V |  | MTM | 750.00 kVA | 1970-01-01 |  | 1 | 0
378070529 | TNB | DISTRIBUTION | WP PUTRAJAYA & CYBERJAYA | Existing | VCBJ/PCE/J22881/MATX1 | 300343545 | TX1-CBJ22883 | PE 22.88 SKY LEISURE F1 |  | 0 | RYB |  |  | 11 kV |  | 415 V |  | MTM | 1000.00 kVA | 26/04/2012 |  | 1 | 0
378070631 | TNB | DISTRIBUTION | WP PUTRAJAYA & CYBERJAYA | Existing | VCBJ/PCE/J22882/MATX2 | 300343546 | TX1-CBJ22886 | PE 22.88 SKY LEISURE F2 |  | 0 | RYB |  |  | 11 kV |  | 415 V |  | MTM | 1000.00 kVA | 26/04/2012 |  | 1 | 0
378071187 | TNB | DISTRIBUTION | WP PUTRAJAYA & CYBERJAYA | Existing | VCBJ/PCE/J22372/MATX2 | 300267617 | TX2-CBJ22376 | PE 22.37 BOMBA CJ F2 |  | 0 | RYB |  |  | 11 kV |  | 415 V |  | MTM | 1000.00 kVA | 2004-08-04 |  | 1 | 0
378071495 | TNB | DISTRIBUTION | WP PUTRAJAYA & CYBERJAYA | Existing | VCBJ/PCE/J22931/MATX1 | 300454864 | TX1-CBJ22934 | PE 22.93 BLOK A TRIENTEL |  | 0 | RYB | [7 empty] | 1000.00 kVA | 22/02/2014 |  | 1 | 1
378071498 | TNB | DISTRIBUTION | WP PUTRAJAYA & CYBERJAYA | Existing | VCBJ/PCE/J22931/MATX2 | 300454865 | TX2-CBJ22933 | PE 22.93 BLOK A TRIENTEL |  | 0 | RYB | [7 empty] | 1000.00 kVA | 22/02/2014 |  | 1 | 0
378071669 | TNB | DISTRIBUTION | WP PUTRAJAYA & CYBERJAYA | Existing | VCBJ/PCE/J22951/MATX1 | 300454851 | TX1-CBJ22953 | PE 22.95 TRIENTEL BLOK C |  | 0 | RYB | [7 empty] | 1000.00 kVA | 23/02/2014 |  | 1 | 1
378071769 | TNB | DISTRIBUTION | WP PUTRAJAYA & CYBERJAYA | Existing | VCBJ/PCE/J22961/MATX1 | 300454863 | TX1-CBJ22963 | PE 22.96 TRIENTEL BLOK D |  | 0 | RYB | [7 empty] | 1000.00 kVA | 22/02/2014 |  | 1 | 1
378071875 | TNB | DISTRIBUTION | WP PUTRAJAYA & CYBERJAYA | Existing | VCBJ/PCE/J22941/MA TX1 | 300454847 | TX1-CBJ22493 | PE 22.94 TRIENTEL BLOK B |  | 0 | RYB |  |  | 11 kV |  | 415 V |  | MTM | 1000.00 kVA | 23/02/2014 |  | 1 | 1
378071878 | TNB | DISTRIBUTION | WP PUTRAJAYA & CYBERJAYA | Existing | VCBJ/PCE/J22941/MA TX2 | 300454848 | TX2-CBJ22494 | PE 22.94 TRIENTEL BLOK B |  | 0 | RYB |  |  | 11 kV |  | 415 V |  | MTM | 1000.00 kVA | 23/02/2014 |  | 1 | 0
378072064 | TNB | DISTRIBUTION | WP PUTRAJAYA & CYBERJAYA | Existing | VCBJ/PCE/J21781/MATX1 | 300344069 | TX1-CBJ21783 | PE 21.78 GARDEN VIEW BLOK C |  | 0 | RYB |  |  | 11 kV |  | 415 V |  | MTM | 1000.00 kVA | 17/05/2012 |  | 1 | 0
378072159 | TNB | DISTRIBUTION | WP PUTRAJAYA & CYBERJAYA | Existing | VCBJ/PCE/J21771/MATX1 | 300344064 | TX1-CBJ21772 | PE 21.77 GARDEN VIEW BLOK B |  | 0 | RYB |  |  | 11 kV |  | 415 V |  | SGB | 1000.00 kVA | 17/05/2012 |  | 1 | 0
378072256 | TNB | DISTRIBUTION | WP PUTRAJAYA & CYBERJAYA | Existing | VCBJ/PCE/J21761/MATX1 | 300343822 | TX1-CBJ21763 | PE 21.76 GARDEN VIEW BLOK A |  | 0 | RYB |  |  | 11 kV |  | 415 V |  | SGB | 1000.00 kVA | 17/05/2012 |  | 1 | 1
378072352 | TNB | DISTRIBUTION | WP PUTRAJAYA & CYBERJAYA | Existing | VCBJ/PCE/J21731/MATX1 | 300284823 | TX1-CBJ21735 | PE 21.73 - SEK. ANTARABANGSA F1 |  | 0 | RYB |  |  | 11 kV |  | 415 V |  | MTM | 1000.00 kVA | 2010-08-07 |  | 1 | 1
378072568 | TNB | DISTRIBUTION | WP PUTRAJAYA & CYBERJAYA | Existing | VCBJ/PCE/J21732/MATX2 | 300284824 | TX2-CBJ21732 | PE 21.73 - SEK. ANTARABANGSA F2 |  | 0 | RYB |  |  | 11 kV |  | 415 V |  | MTM | 1000.00 kVA | 2010-08-07 |  | 1 | 1
378072682 | TNB | DISTRIBUTION | WP PUTRAJAYA & CYBERJAYA | Existing | VCBJ/PCE/J22111/MATX1 | 300267587 | TX1-CBJ22113 | PE 22.11 THE STREET MALL F1 |  | 0 | RYB |  |  | 11 kV |  | 415 V |  | MTM | 1000.00 kVA | 18/02/2001 |  | 1 | 0
378072779 | TNB | DISTRIBUTION | WP PUTRAJAYA & CYBERJAYA | Existing | VCBJ/PCE/J22112/MATX2 | 300267588 | TX1-CBJ22116 | PE 22.11 THE STREET MALL F2 |  | 0 | RYB |  |  | 11 kV |  | 415 V |  | MTM | 1000.00 kVA | 18/02/2001 |  | 1 | 1
378072874 | TNB | DISTRIBUTION | WP PUTRAJAYA & CYBERJAYA | Existing | VCBJ/PCE/J22411/MATX1 | 300267620 | TX1-CBJ22413 | PE 22.41 32 UNIT S/LOT BLOK A |  | 0 | RYB |  |  | 11 kV |  | 415 V |  | MTM | 1000.00 kVA | 26/10/2004 |  | 1 | 0
378072970 | TNB | DISTRIBUTION | WP PUTRAJAYA & CYBERJAYA | Existing | VCBJ/PCE/J22412/MATX2 | 300267949 | TX2-CBJ22415 | PE 22.41 32 UNIT S/LOT BLOK A |  | 0 | RYB |  |  | 11 kV |  | 415 V |  | MTM | 1000.00 kVA | 26/10/2004 |  | 1 | 0
378073346 | TNB | DISTRIBUTION | WP PUTRAJAYA & CYBERJAYA | Existing | VCBJ/PCE/J22421/MATX1 | 300267621 | TX1-CBJ22423 | PE 22.42 32 UNIT S/LOT BLOK B |  | 0 | RYB |  |  | 11 kV |  | 415 V |  | MTM | 1000.00 kVA | 26/10/2004 |  | 1 | 0
378073453 | TNB | DISTRIBUTION | WP PUTRAJAYA & CYBERJAYA | Existing | VCBJ/PCE/J22422/MATX2 | 300267950 | TX2-CBJ22425 | PE 22.42 32 UNIT S/LOT BLOK B |  | 0 | RYB |  |  | 11 kV |  | 415 V |  | MTM | 1000.00 kVA | 26/10/2004 |  | 1 | 0
378073551 | TNB | DISTRIBUTION | WP PUTRAJAYA & CYBERJAYA | Existing | VCBJ/PCE/J22701/MATX1 | 300344344 | TX1-CBJ22702 | PE 22.70 CBD PERDANA 2A F1 |  | 0 | RYB |  |  | 11 kV |  | 415 V |  | EWT | 1000.00 kVA | 13/09/2011 |  | 1 | 0
378073647 | TNB | DISTRIBUTION | WP PUTRAJAYA & CYBERJAYA | Existing | VCBJ/PCE/J22702/MATX2 | 300344348 | TX2-CBJ22705 | PE 22.70 CBD PERDANA 2A F2 |  | 0 | RYB |  |  | 11 kV |  | 415 V |  | EWT | 1000.00 kVA | 17/09/2011 |  | 1 | 1
378073755 | TNB | DISTRIBUTION | WP PUTRAJAYA & CYBERJAYA | Existing | VCBJ/PCE/J22711/MATX1 | 300344368 | TX1-CBJ22713 | PE 22.71 CBD PERDANA 2B F1 |  | 0 | RYB |  |  | 11 kV |  | 415 V |  | SGB | 1000.00 kVA | 2011-08-09 |  | 1 | 0
378073758 | TNB | DISTRIBUTION | WP PUTRAJAYA & CYBERJAYA | Existing | VCBJ/PCE/J22711/MATX2 | 300450888 | TX2-CBJ22714 | PE 22.71 CBD PERDANA 2B F1 |  | 0 | RYB |  |  | 11 kV |  | 415 V |  | SGB | 1000.00 kVA | 2011-08-09 |  | 1 | 0
378112577 | TNB | DISTRIBUTION | WP PUTRAJAYA & CYBERJAYA | Existing | VPTJ/PCE/J08372/MATX1 | 310338936 | TX2- PTJ08376 | PE 8.37 8R7 (F2) |  | 0 | RYB |  |  | 11 kV |  | 415 V |  |  | 1000.00 kVA | 1970-01-01 |  | 1 | 0
378112671 | TNB | DISTRIBUTION | WP PUTRAJAYA & CYBERJAYA | Existing | VPTJ/PCE/J08371/MATX1 | 310339346 | TX1- PTJ08373 | PE 8.37 8R7 (F1) |  | 0 | RYB |  |  | 11 kV |  | 415 V |  |  | 1000.00 kVA | 1970-01-01 |  | 1 | 0
378112773 | TNB | DISTRIBUTION | WP PUTRAJAYA & CYBERJAYA | Existing | VPTJ/PCE/J08211/MATX1 | 300267114 | TX1- PTJ08213 | PE 8.21 APT B (EFI) (F1) |  | 0 | RYB |  |  | 11 kV |  | 415 V |  | EWT | 1000.00 kVA | 2002-12-11 |  | 1 | 0
378112869 | TNB | DISTRIBUTION | WP PUTRAJAYA & CYBERJAYA | Existing | VPTJ/PCE/J08212/MATX2 | 300267115 | TX2- PTJ08216 | PE 8.21 APT B (EFI) (F2) |  | 0 | RYB |  |  | 11 kV |  | 415 V |  | EWT | 1000.00 kVA | 2002-12-11 |  | 1 | 0
378113381 | TNB | DISTRIBUTION | WP PUTRAJAYA & CYBERJAYA | Existing | VPTJ/PCE/J08271/MATX1 | 300284806 | TX1- PTJ08272 | PE 8.27 APT C5 (F1) |  | 0 | RYB |  |  | 11 kV |  | 415 V |  | MTM | 1000.00 kVA | 18/06/2010 |  | 1 | 0
378113477 | TNB | DISTRIBUTION | WP PUTRAJAYA & CYBERJAYA | Existing | VPTJ/PCE/J08272/MATX2 | 300284807 | TX2- PTJ08276 | PE 8.27 APT C5 (F2) |  | 0 | RYB |  |  | 11 kV |  | 415 V |  | MTM | 1000.00 kVA | 18/06/2010 |  | 1 | 0
378113580 | TNB | DISTRIBUTION | WP PUTRAJAYA & CYBERJAYA | Existing | VPTJ/PCE/J08281/MATX1 | 300267105 | TX1- PTJ08282 | PE 8.28 APT C6 F1 |  | 0 | RYB |  |  | 11 kV |  | 415 V |  | EWT | 1000.00 kVA | 18/06/2010 |  | 1 | 0
378113676 | TNB | DISTRIBUTION | WP PUTRAJAYA & CYBERJAYA | Existing | VPTJ/PCE/J08282/MATX2 | 300284803 | TX2- PTJ08286 | PE 8.28 APT C6 F2 |  | 0 | RYB |  |  | 11 kV |  | 415 V |  | EWT | 1000.00 kVA | 18/06/2010 |  | 1 | 0
378113967 | TNB | DISTRIBUTION | WP PUTRAJAYA & CYBERJAYA | Existing | VPTJ/PCE/J07131/MATX1 | 310339470 | TX1- PTJ07133 | PE 7.13 TEMP SPRM |  | 0 | RYB |  |  | 11 kV |  | 415 V |  |  | 1000.00 kVA | 1970-01-01 |  | 1 | 0
378115131 | TNB | DISTRIBUTION | WP PUTRAJAYA & CYBERJAYA | Existing | VPTJ/PCE/J09241/MATX1 | 300267164 | TX1- PTJ09243 | PE 9.24 FLAT C (F1) |  | 0 | RYB |  |  | 11 kV |  | 415 V |  | SGB | 1000.00 kVA | 2001-10-10 |  | 1 | 0
378115227 | TNB | DISTRIBUTION | WP PUTRAJAYA & CYBERJAYA | Existing | VPTJ/PCE/J09242/MATX2 | 300267165 | TX2- PTJ09246 | PE 9.24 FLAT C (F2) |  | 0 | RYB |  |  | 11 kV |  | 415 V |  | SGB | 1000.00 kVA | 2001-10-10 |  | 1 | 0
378116783 | TNB | DISTRIBUTION | WP PUTRAJAYA & CYBERJAYA | Existing | VCBJ/PCE/J25231/MATX1 | 310339463 | TX1-CBJ25233 | PE 25.23 SALES OFFICE ECOGLADE |  | 0 | RYB | [7 empty] | 1000.00 kVA | 1970-01-01 |  | 1 | 1
378117208 | TNB | DISTRIBUTION | WP PUTRAJAYA & CYBERJAYA | Existing | VCBJ/PCE/J21981/MATX1 | 300455171 | TX1-CBJ21983 | PE 21.98 PADAT PETRONAS CYBER 3 |  | 0 | RYB |  |  | 11 kV |  | 415 V |  | EWT | 1000.00 kVA | 1970-01-01 |  | 1 | 0
378117366 | TNB | DISTRIBUTION | WP PUTRAJAYA & CYBERJAYA | Existing | VCBJ/PCE/J21012/MATX2 | 300267518 | TX2-CBJ21018 | PE 21.01 NTT F2 |  | 0 | RYB |  |  | 11 kV |  | 415 V |  | MTM | 1000.00 kVA | 17/06/2008 |  | 1 | 0
378117443 | TNB | DISTRIBUTION | WP PUTRAJAYA & CYBERJAYA | Existing | VCBJ/PCE/J21011/MATX1 | 300267294 | TX1-CBJ21014 | PE 21.01 NTT F1 |  | 0 | RYB |  |  | 11 kV |  | 415 V |  | MTM | 1000.00 kVA | 17/06/1999 |  | 1 | 0
378117591 | TNB | DISTRIBUTION | WP PUTRAJAYA & CYBERJAYA | Existing | VCBJ/PCE/J00107/MATX1 | 310426378 | TX1-CBJ25163 | PE25.16 SETIA RIMBA 4 |  | 0 | RYB |  |  | 11 kV |  | 415 V |  |  | 1000.00 kVA | 1970-01-01 |  | 1 | 29
378117685 | TNB | DISTRIBUTION | WP PUTRAJAYA & CYBERJAYA | Existing | VCBJ/PCE/J00106/MATX1 | 310426375 | TX1-CBJ25153 | PE25.15 SETIA RIMBA 3 |  | 0 | RYB | [7 empty] | 1000.00 kVA | 1970-01-01 |  | 1 | 33
378117779 | TNB | DISTRIBUTION | WP PUTRAJAYA & CYBERJAYA | Existing | VCBJ/PCE/J00105/MATX1 | 310426372 | TX1-CBJ25143 | PE25.14 SETIA RIMBA 2 |  | 0 | RYB | [7 empty] | 1000.00 kVA | 1970-01-01 |  | 1 | 24
378117873 | TNB | DISTRIBUTION | WP PUTRAJAYA & CYBERJAYA | Existing | VCBJ/PCE/J00104/MATX1 | 310426265 | TX1-CBJ25133 | PE 25.13 SETIA RIMBA 1 |  | 0 | RYB |  |  | 11 kV |  | 415 V |  |  | 1000.00 kVA | 1970-01-01 |  | 1 | 30
378117967 | TNB | DISTRIBUTION | WP PUTRAJAYA & CYBERJAYA | Existing | VCBJ/PCE/J23061/MATX1 | 310360673 | TX1-CBJ23063 | PE 23.06 TEMP OSK |  | 0 | RYB |  |  | 11 kV |  | 415 V |  |  | 1000.00 kVA | 1970-01-01 |  | 1 | 0
378118163 | TNB | DISTRIBUTION | WP PUTRAJAYA & CYBERJAYA | Existing | VCBJ/PCE/J23191/MATX2 | 310317887 | TX2-CBJ23194 | PE 23.19 AUTOVILLE NO1 |  | 0 | RYB |  |  | 11 kV |  | 415 V |  | MTM | 1000.00 kVA | 1970-01-01 |  | 1 | 0
378118166 | TNB | DISTRIBUTION | WP PUTRAJAYA & CYBERJAYA | Existing | VCBJ/PCE/J23191/MATX1 | 310317884 | TX1-CBJ23193 | PE 23.19 AUTOVILLE NO1 |  | 0 | RYB |  |  | 11 kV |  | 415 V |  | MTM | 1000.00 kVA | 1970-01-01 |  | 1 | 0
378118334 | TNB | DISTRIBUTION | WP PUTRAJAYA & CYBERJAYA | Existing | VCBJ/PCE/J23201/MATX2 | 310386515 | TX2-CBJ23204 | PE 23.20 AUTOVILLE 2 |  | 0 | RYB |  |  | 11 kV |  | 415 V |  | MTM | 1000.00 kVA | 1970-01-01 |  | 1 | 0
378118337 | TNB | DISTRIBUTION | WP PUTRAJAYA & CYBERJAYA | Existing | VCBJ/PCE/J23201/MATX1 | 310386514 | TX1-CBJ23203 | PE 23.20 AUTOVILLE 2 |  | 0 | RYB |  |  | 11 kV |  | 415 V |  | MTM | 1000.00 kVA | 1970-01-01 |  | 1 | 0
378130191 | TNB | DISTRIBUTION | WP PUTRAJAYA & CYBERJAYA | Existing | VPTJ/PCE/J18201/MATX1 | 300267504 | TX1-PTJ18202 | PE 18.20 TMN PANCARONA (F1) |  | 1 | RYB |  |  | 11 kV |  | 415 V |  | SGB | 500.00 kVA | 2007-01-03 |  | 1 | 1
378130287 | TNB | DISTRIBUTION | WP PUTRAJAYA & CYBERJAYA | Existing | VPTJ/PCE/J18202/MATX2 | 300267505 | TX1-PTJ18205 | PE 18.20 TMN PANCARONA (F2) |  | 0 | RYB |  |  | 11 kV |  | 415 V |  | SGB | 500.00 kVA | 17/08/2006 |  | 1 | 0
378130441 | TNB | DISTRIBUTION | WP PUTRAJAYA & CYBERJAYA | Existing | VPTJ/PCE/J04062/MATX2 | 300267024 | TX1-PTJ04065 | PE 4.06 PADAT S/L (F2) |  | 0 | RYB |  |  | 11 kV |  | 415 V |  | EWT | 1000.00 kVA | 22/08/2003 |  | 1 | 0
378130549 | TNB | DISTRIBUTION | WP PUTRAJAYA & CYBERJAYA | Existing | VPTJ/PCE/J04061/MATX1 | 300267023 | TX1-PTJ04062 | PE 4.06 S/LIGHTING (F1) |  | 0 | RYB |  |  | 11 kV |  | 415 V |  | EWT | 1000.00 kVA | 22/08/2003 |  | 1 | 0
378130724 | TNB | DISTRIBUTION | WP PUTRAJAYA & CYBERJAYA | Existing | VPTJ/PCE/J17021/MATX1 | 300267477 | TX1-PTJ17023 | PE 17.02 R8B |  | 0 | RYB |  |  | 11 kV |  | 415 V |  | SGB | 500.00 kVA | 20/11/2008 |  | 1 | 0
378130874 | TNB | DISTRIBUTION | WP PUTRAJAYA & CYBERJAYA | Existing | VPTJ/PCE/J19021/MATX1 | 300267271 | TX1-PTJ19022 | PE 19.02 JLB 3 |  | 0 | RYB |  |  | 11 kV |  | 415 V |  | EWT | 1000.00 kVA | 28/08/2007 |  | 1 | 0
378131005 | TNB | DISTRIBUTION | WP PUTRAJAYA & CYBERJAYA | Existing | VPTJ/PCE/J18031/MATX1 | 300267482 | TX1-PTJ18033 | PE 18.03 PS 12 |  | 0 | RYB |  |  | 11 kV |  | 415 V |  | SGB | 1000.00 kVA | 2004-12-01 |  | 1 | 0
378131175 | TNB | DISTRIBUTION | WP PUTRAJAYA & CYBERJAYA | Existing | VPTJ/PCE/J18211/MATX1 | 300267506 | TX1-PTJ18212 | PE 18.21 BLOK A 18R13 (F1) |  | 0 | RYB |  |  | 11 kV |  | 415 V |  | MTM | 1000.00 kVA | 2007-01-03 |  | 1 | 0
378131271 | TNB | DISTRIBUTION | WP PUTRAJAYA & CYBERJAYA | Existing | VPTJ/PCE/J18212/MATX2 | 300267507 | TX2-PTJ18215 | PE 18.21 BLOK A 18R13 (F2) |  | 0 | RYB |  |  | 11 kV |  | 415 V |  | MTM | 1000.00 kVA | 2007-01-03 |  | 1 | 0
378131380 | TNB | DISTRIBUTION | WP PUTRAJAYA & CYBERJAYA | Existing | VPTJ/PCE/J02251/MATX1 | 300485088 | TX1-PTJ02253 | PE 2.25 C/S FORMULA E 1 |  | 0 | RYB |  |  | 11 kV |  | 415 V |  | INDKOM | 1000.00 kVA | 30/06/2014 |  | 1 | 0
378131484 | TNB | DISTRIBUTION | WP PUTRAJAYA & CYBERJAYA | Existing | VPTJ/PCE/J02271/MATX1 | 300485245 | TX1-PTJ02273 | PE 2.27 C/S FORMULA E 3 |  | 0 | RYB |  |  | 11 kV |  | 415 V |  | INDKOM | 1000.00 kVA | 2014-08-10 |  | 1 | 0
378155518 | TNB | DISTRIBUTION | WP PUTRAJAYA & CYBERJAYA | Existing | VCBJ/PCE/J22712/MATX2 | 300344375 | TX2-CBJ22718 | PE 22.71 CBD PERDANA 2B F2 |  | 0 | RYB |  |  | 11 kV |  | 415 V |  | EWT | 1000.00 kVA | 2011-08-09 |  | 1 | 1
378155521 | TNB | DISTRIBUTION | WP PUTRAJAYA & CYBERJAYA | Existing | VCBJ/PCE/J22712/MATX1 | 300450898 | TX1-CBJ22717 | PE 22.71 CBD PERDANA 2B F2 |  | 0 | RYB |  |  | 11 kV |  | 415 V |  | SGB | 1000.00 kVA | 2011-08-09 |  | 1 | 1
378155684 | TNB | DISTRIBUTION | WP PUTRAJAYA & CYBERJAYA | Existing | VCBJ/PCE/J22822/MATX2 | 300344384 | TX2-CBJ22826 | PE 22.82 CBD PERDANA 2C F2 |  | 0 | RYB |  |  | 11 kV |  | 415 V |  | MTM | 1000.00 kVA | 16/02/2012 |  | 1 | 0
378155780 | TNB | DISTRIBUTION | WP PUTRAJAYA & CYBERJAYA | Existing | VCBJ/PCE/J22821/MATX1 | 300344380 | TX1-CBJ22823 | PE 22.82 CBD PERDANA 2C F1 |  | 0 | RYB |  |  | 11 kV |  | 415 V |  | MTM | 1000.00 kVA | 16/02/2012 |  | 1 | 0
378156501 | TNB | DISTRIBUTION | WP PUTRAJAYA & CYBERJAYA | Existing | VCBJ/PCE/J21651/MATX1 | 300267945 | TX1-CBJ21652 | PE 21.65 EMERIO F1 |  | 0 | RYB |  |  | 11 kV |  | 415 V |  | MTM | 1000.00 kVA | 24/09/2008 |  | 1 | 0
378156597 | TNB | DISTRIBUTION | WP PUTRAJAYA & CYBERJAYA | Existing | VCBJ/PCE/J21652/MATX2 | 300267946 | TX2-CBJ21655 | PE 21.65 EMERIO F2 |  | 0 | RYB |  |  | 11 kV |  | 415 V |  | MTM | 1000.00 kVA | 24/09/2008 |  | 1 | 0
378186697 | TNB | DISTRIBUTION | WP PUTRAJAYA & CYBERJAYA | Existing | VCBJ/PCE/J21262/MATX2 | 300267550 | TX2-CBJ21266 | PE 21.26 PUSAT KAWAL SELIA F2 |  | 0 | RYB |  |  | 11 kV |  | 415 V |  | EWT | 1000.00 kVA | 17/05/2002 |  | 1 | 0
378187036 | TNB | DISTRIBUTION | WP PUTRAJAYA & CYBERJAYA | Existing | VCBJ/PCE/J21112/MATX2 | 300267530 | TX2-CBJ21116 | PE 21.11 CENTURY SQUARE 2310 F2 |  | 0 | RYB |  |  | 11 kV |  | 415 V |  | MTM | 1000.00 kVA | 2000-09-03 |  | 1 | 0
378187225 | TNB | DISTRIBUTION | WP PUTRAJAYA & CYBERJAYA | Existing | VCBJ/PCE/J21082/MATX2 | 300267527 | TX2-CBJ21086 | PE 21.08 CENTURY SQUARE 2300 F2 |  | 0 | RYB |  |  | 11 kV |  | 415 V |  | MTM | 1000.00 kVA | 16/02/2000 |  | 1 | 0
378187437 | TNB | DISTRIBUTION | WP PUTRAJAYA & CYBERJAYA | Existing | VCBJ/PCE/J22901/MATX1 | 300454641 | TX1-CBJ22903 | PE 22.90 SHAFBURY APT BLOK B |  | 0 | RYB |  |  | 11 kV |  | 415 V |  | EWT | 1000.00 kVA | 1970-01-01 |  | 1 | 1
378187531 | TNB | DISTRIBUTION | WP PUTRAJAYA & CYBERJAYA | Existing | VCBJ/PCE/J22851/MATX1 | 300454904 | TX1-CBJ22853 | SS 22.85 SHAFTBURY CHILLER PLA |  | 0 | RYB |  |  | 11 kV |  | 415 V |  | EWT | 1000.00 kVA | 1970-01-01 |  | 1 | 0
378187625 | TNB | DISTRIBUTION | WP PUTRAJAYA & CYBERJAYA | Existing | VCBJ/PCE/J22852/MATX1 | 300454907 | TX2-CBJ22856 | SS 22.85 SHAFTBURY CHILLER PLA |  | 0 | RYB |  |  | 11 kV |  | 415 V |  | EWT | 1000.00 kVA | 1970-01-01 |  | 1 | 0
378187778 | TNB | DISTRIBUTION | WP PUTRAJAYA & CYBERJAYA | Existing | VCBJ/PCE/J22981/MATX1 | 300454645 | TX1-CBJ22983 | PE 22.98 SHAFBURY APT A |  | 0 | RYB |  |  | 11 kV |  | 415 V |  | MTM | 1000.00 kVA | 29/03/2013 |  | 1 | 0
378188006 | TNB | DISTRIBUTION | WP PUTRAJAYA & CYBERJAYA | Existing | VCBJ/PCE/J00344/MATX1 | 300514686 | TX1-CBJ24313 | PE 24.31 CRISTAL TERES |  | 0 | RYB |  |  | 11 kV |  | 415 V |  | EWT | 1000.00 kVA | 1970-01-01 |  | 1 | 0
378188107 | TNB | DISTRIBUTION | WP PUTRAJAYA & CYBERJAYA | Existing | VCBJ/PCE/J00343/MATX1 | 300514685 | TX1-CBJ24302 | PE 24.30 CRYSTAL BLOK B |  | 0 | RYB |  |  | 11 kV |  | 415 V |  | EWT | 1000.00 kVA | 1970-01-01 |  | 1 | 0
378188110 | TNB | DISTRIBUTION | WP PUTRAJAYA & CYBERJAYA | Existing | VCBJ/PCE/J00343/MATX2 | 300499707 | TX2-CBJ24304 | PE 24.30 CRYSTAL BLOK B |  | 0 | RYB |  |  | 11 kV |  | 415 V |  | MTM | 500.00 kVA | 1970-01-01 |  | 1 | 0
378188278 | TNB | DISTRIBUTION | WP PUTRAJAYA & CYBERJAYA | Existing | VCBJ/PCE/J00342/MATX1 | 300514683 | TX1-CBJ24291 | PE 24.29 CRYSTAL BLOK A |  | 0 | RYB |  |  | 11 kV |  | 415 V |  | EWT | 1000.00 kVA | 1970-01-01 |  | 1 | 0
378188281 | TNB | DISTRIBUTION | WP PUTRAJAYA & CYBERJAYA | Existing | VCBJ/PCE/J00342/MATX2 | 300499111 | TX2-CBJ24294 | PE 24.29 CRYSTAL BLOK A |  | 0 | RYB |  |  | 11 kV |  | 415 V |  | MTM | 500.00 kVA | 1970-01-01 |  | 1 | 0
378188892 | TNB | DISTRIBUTION | WP PUTRAJAYA & CYBERJAYA | Existing | VCBJ/PCE/J22722/MATX1 | 300454498 | TX2-CBJ22726 | PE 22.72 CYBERNEO 3 F2 |  | 0 | RYB |  |  | 11 kV |  | 415 V |  | MTM | 1000.00 kVA | 1970-01-01 | DONE DR | 1 | 0
378189708 | TNB | DISTRIBUTION | WP PUTRAJAYA & CYBERJAYA | Existing | VCBJ/PCE/J22801/MATX1 | 300344385 | TX1-CBJ22803 | PE 22.80 APT NEO CYBER BLOK A |  | 0 | RYB |  |  | 11 kV |  | 415 V |  | EWT | 1000.00 kVA | 2011-11-06 |  | 1 | 0
378189710 | TNB | DISTRIBUTION | WP PUTRAJAYA & CYBERJAYA | Existing | VCBJ/PCE/J22801/MATX2 | 300452907 | TX2-CBJ22804 | PE 22.80 APT NEO CYBER BLOK A |  | 0 | RYB |  |  | 11 kV |  | 415 V |  | EWT | 1000.00 kVA | 2011-11-06 |  | 1 | 0
378202838 | TNB | DISTRIBUTION | WP PUTRAJAYA & CYBERJAYA | Existing | VPTJ/PCE/J18142/MATX2 | 300267493 | TX2-PTJ18145 | PE 18.14 BLOK D&E (F2) |  | 0 | RYB |  |  | 11 kV |  | 415 V |  | MTM | 1000.00 kVA | 22/02/2007 |  | 1 | 0
378202975 | TNB | DISTRIBUTION | WP PUTRAJAYA & CYBERJAYA | Existing | VPTJ/PCE/J18131/MATX1 | 300267490 | TX1-PTJ18132 | PE 18.13 BLOK F (F1) |  | 0 | RYB |  |  | 11 kV |  | 415 V |  | EWT | 1000.00 kVA | 22/02/2007 |  | 1 | 0
378203076 | TNB | DISTRIBUTION | WP PUTRAJAYA & CYBERJAYA | Existing | VPTJ/PCE/J18132/MATX2 | 300267491 | TX2-PTJ18135 | PE 18.13 BLOK F (F2) |  | 0 | RYB |  |  | 11 kV |  | 415 V |  | EWT | 1000.00 kVA | 22/02/2007 |  | 1 | 0
378203245 | TNB | DISTRIBUTION | WP PUTRAJAYA & CYBERJAYA | Existing | VPTJ/PCE/J18122/MATX2 | 300267489 | TX2-PTJ18126 | PE 18.12 BLOK A (F2) |  | 0 | RYB |  |  | 11 kV |  | 415 V |  | EWT | 1000.00 kVA | 22/02/2007 |  | 1 | 0
378203356 | TNB | DISTRIBUTION | WP PUTRAJAYA & CYBERJAYA | Existing | VPTJ/PCE/J18111/MATX1 | 300267486 | TX1-PTJ18112 | E 18.11 BLOK B&C (F1) |  | 0 | RYB |  |  | 11 kV |  | 415 V |  | MTM | 1000.00 kVA | 22/02/2007 |  | 1 | 0
378203452 | TNB | DISTRIBUTION | WP PUTRAJAYA & CYBERJAYA | Existing | VPTJ/PCE/J18112/MATX2 | 300267487 | TX2-PTJ18115 | PE 18.11 BLOK B&C (F2) |  | 0 | RYB |  |  | 11 kV |  | 415 V |  | MTM | 1000.00 kVA | 22/02/2007 |  | 1 | 1
378203594 | TNB | DISTRIBUTION | WP PUTRAJAYA & CYBERJAYA | Existing | VPTJ/PCE/J18101/MATX1 | 300267485 | TX1-PTJ18102 | PE 18.10 PADAT SL |  | 0 | RYB |  |  | 11 kV |  | 415 V |  | EWT | 1000.00 kVA | 2005-11-04 |  | 1 | 0
378203712 | TNB | DISTRIBUTION | WP PUTRAJAYA & CYBERJAYA | Existing | VPTJ/PCE/J18041/MATX1 | 300267483 | TX1-PTJ18042 | PE 18.04 PERUMAHAN 18R7 |  | 0 | RYB |  |  | 11 kV |  | 415 V |  | EWT | 1000.00 kVA | 2007-03-03 |  | 1 | 0
378203820 | TNB | DISTRIBUTION | WP PUTRAJAYA & CYBERJAYA | Existing | VPTJ/PCE/J18051/MATX1 | 300343292 | TX1-PTJ18052 | PE 18.05 PERUMAHAN 18R5 Fasa 2 |  | 0 | RYB |  |  | 11 kV |  | 415 V |  | EWT | 1000.00 kVA | 13/10/2012 |  | 1 | 0
378203928 | TNB | DISTRIBUTION | WP PUTRAJAYA & CYBERJAYA | Existing | VPTJ/PCE/J18052/MATX2 | 300343544 | TX2-PTJ18055 | PE 18.05 PERUMAHAN 18R5 Fasa 2 |  | 0 | RYB |  |  | 11 kV |  | 415 V |  | EWT | 1000.00 kVA | 13/10/2013 |  | 1 | 0
378204033 | TNB | DISTRIBUTION | WP PUTRAJAYA & CYBERJAYA | Existing | VPTJ/PCE/J18281/MATX1 | 300452920 | TX1-PTJ18282 | PE 18.28 SEK KEB (2) (F1) |  | 0 | RYB |  |  | 11 kV |  | 415 V |  | EWT | 1000.00 kVA | 1970-01-01 |  | 1 | 1
378204129 | TNB | DISTRIBUTION | WP PUTRAJAYA & CYBERJAYA | Existing | VPTJ/PCE/J18282/MATX1 | 300452923 | TX2-PTJ18285 | PE 18.28 SEK KEB (2) (F2) |  | 0 | RYB |  |  | 11 kV |  | 415 V |  | EWT | 1000.00 kVA | 1970-01-01 |  | 1 | 1
378204240 | TNB | DISTRIBUTION | WP PUTRAJAYA & CYBERJAYA | Existing | VPTJ/PCE/J18062/MATX2 | 300288498 | TX2-PTJ18065 | PE 18.06 18R5 (F2) |  | 0 | RYB |  |  | 11 kV |  | 415 V |  | EWT | 1000.00 kVA | 22/12/2010 |  | 1 | 0
378204346 | TNB | DISTRIBUTION | WP PUTRAJAYA & CYBERJAYA | Existing | VPTJ/PCE/J18061/MATX1 | 300288495 | TX1-PTJ18062 | PE 18.06 18R5 (F1) |  | 0 | RYB |  |  | 11 kV |  | 415 V |  | EWT | 1000.00 kVA | 15/12/2010 |  | 1 | 0
378204483 | TNB | DISTRIBUTION | WP PUTRAJAYA & CYBERJAYA | Existing | VPTJ/PCE/J18261/MATX1 | 300267516 | TX1-PTJ18263 | PE 18.26 APT. 18R4 (F1) |  | 0 | RYB |  |  | 11 kV |  | 415 V |  | SGB | 1000.00 kVA | 17/06/2008 |  | 1 | 0
378204486 | TNB | DISTRIBUTION | WP PUTRAJAYA & CYBERJAYA | Existing | VPTJ/PCE/J18261/MATX2 | 310427574 | TX2-PTJ18264 | PE 18.26 APT. 18R4 (F1) |  | 0 | RYB | [6 empty] | SGB | 1000.00 kVA | 1970-01-01 |  | 1 | 0
378204998 | TNB | DISTRIBUTION | WP PUTRAJAYA & CYBERJAYA | Existing | VPTJ/PCE/J18262/MATX2 | 300267517 | TX3-PTJ18267 | PE 18.26 APT. 18R4 (F2) |  | 0 | RYB |  |  | 11 kV |  | 415 V |  | SGB | 1000.00 kVA | 17/06/2008 |  | 1 | 0
378205001 | TNB | DISTRIBUTION | WP PUTRAJAYA & CYBERJAYA | Existing | VPTJ/PCE/J18262/MATX2 | 300274612 | TX4-PTJ18268 | PE 18.26 APT. 18R4 (F2) |  | 0 | RYB |  |  | 11 kV |  | 415 V |  | SGB | 1000.00 kVA | 17/06/2008 |  | 1 | 0
378205166 | TNB | DISTRIBUTION | WP PUTRAJAYA & CYBERJAYA | Existing | VPTJ/PCE/J18271/MATX1 | 300452909 | TX1-PTJ18273 | PE 18.27 KLINIK KESIHATAN (F1) |  | 0 | RYB |  |  | 11 kV |  | 415 V |  | MTM | 1000.00 kVA | 1970-01-01 |  | 1 | 1
378205262 | TNB | DISTRIBUTION | WP PUTRAJAYA & CYBERJAYA | Existing | VPTJ/PCE/J18272/MATX2 | 300452917 | TX2-PTJ18276 | PE 18.27 KLINIK KESIHATAN (F2) |  | 0 | RYB |  |  | 11 kV |  | 415 V |  | MTM | 1000.00 kVA | 1970-01-01 |  | 1 | 1
378205365 | TNB | DISTRIBUTION | WP PUTRAJAYA & CYBERJAYA | Existing | VPTJ/PCE/J18081/MATX1 | 300344420 | TX1-PTJ18082 | PE 18.08 18R1 (F1) |  | 0 | RYB |  |  | 11 kV |  | 415 V |  | EWT | 1000.00 kVA | 24/03/2010 |  | 1 | 0
378205471 | TNB | DISTRIBUTION | WP PUTRAJAYA & CYBERJAYA | Existing | VPTJ/PCE/J18082/MATX2 | 300344421 | TX2-PTJ18086 | PE 18.08 18R1 (F2) |  | 0 | RYB |  |  | 11 kV |  | 415 V |  | MTM | 1000.00 kVA | 24/03/2010 |  | 1 | 0
378205582 | TNB | DISTRIBUTION | WP PUTRAJAYA & CYBERJAYA | Existing | VPTJ/PCE/J18221/MATX1 | 300267508 | TX1-PTJ18222 | PE 18.22 BLOK B 18R13 (F1) |  | 1 | RYB |  |  | 11 kV |  | 415 V |  | MTM | 1000.00 kVA | 2007-01-03 |  | 1 | 4
378205680 | TNB | DISTRIBUTION | WP PUTRAJAYA & CYBERJAYA | Existing | VPTJ/PCE/J18222/MATX2 | 300267509 | TX2-PTJ18225 | PE 18.22 BLOK B 18R13 (F2) |  | 0 | RYB |  |  | 11 kV |  | 415 V |  | MTM | 1000.00 kVA | 2007-01-03 |  | 1 | 0
378214412 | TNB | DISTRIBUTION | WP PUTRAJAYA & CYBERJAYA | Existing | VPTJ/PCE/J02261/MATX1 | 300485135 | TX1- PTJ02263 | PE 2.26 C/S FORMULA E 2 |  | 0 | RYB |  |  | 11 kV |  | 415 V |  | INDKOM | 1000.00 kVA | 28/08/2014 |  | 1 | 0
378214521 | TNB | DISTRIBUTION | WP PUTRAJAYA & CYBERJAYA | Existing | VPTJ/PCE/J02241/MATX1 | 310303855 | TX1-PTJ02241 | PE 2.24 TEMP 2C5 |  | 0 | RYB |  |  | 11 kV |  | 415 V |  | MTM | 1000.00 kVA | 1970-01-01 |  | 1 | 0
378214632 | TNB | DISTRIBUTION | WP PUTRAJAYA & CYBERJAYA | Existing | VPTJ/PCE/J02281/MATX1 | 300485553 | TX1- PTJ02273 | PE 2.28 C/S FORMULA E 4 |  | 0 | RYB |  |  | 11 kV |  | 415 V |  | INDKOM | 1000.00 kVA | 2014-07-03 |  | 1 | 0
378219949 | TNB | DISTRIBUTION | WP PUTRAJAYA & CYBERJAYA | Existing | VPTJ/PCE/J15331/MATX1 | 300453011 | TX1-PTJ15332 | PE 15.33 PDT KEDIAMAN KEDUTAAN |  | 0 | RYB |  |  | 11 kV |  | 415 V |  | EWT | 1000.00 kVA | 1970-01-01 |  | 1 | 2
378220053 | TNB | DISTRIBUTION | WP PUTRAJAYA & CYBERJAYA | Existing | VPTJ/PCE/J15332/MATX1 | 310338858 | TX2-PTJ15336 | PE 15.33 PDT KEDIAMAN KEDUTAAN |  | 0 | RYB |  |  | 11 kV |  | 415 V |  |  | 1000.00 kVA | 1970-01-01 |  | 1 | 0
378220212 | TNB | DISTRIBUTION | WP PUTRAJAYA & CYBERJAYA | Existing | VPTJ/PCE/J15052/MATX2 | 300267434 | TX2-PTJ15055 | PE 15.05 BLOK D2 (1) (EFI) (F2) |  | 0 | RYB |  |  | 11 kV |  | 415 V |  | EWT | 1000.00 kVA | 18/02/2006 |  | 1 | 0
378220308 | TNB | DISTRIBUTION | WP PUTRAJAYA & CYBERJAYA | Existing | VPTJ/PCE/J15061/MATX1 | 300267435 | TX1-PTJ15062 | PE 15.06 BLOK D2 (2) (F1) |  | 0 | RYB |  |  | 11 kV |  | 415 V |  | EWT | 1000.00 kVA | 18/02/2006 |  | 1 | 0
378220404 | TNB | DISTRIBUTION | WP PUTRAJAYA & CYBERJAYA | Existing | VPTJ/PCE/J15062/MATX2 | 300267436 | TX2-PTJ15065 | PE 15.06 BLOK D2 (2) (F2) |  | 1 | RYB |  |  | 11 kV |  | 415 V |  | EWT | 1000.00 kVA | 18/02/2006 |  | 1 | 1
378224218 | TNB | DISTRIBUTION | WP PUTRAJAYA & CYBERJAYA | Existing | VCBJ/PCE/J24241/MATX1 | 310332975 | TX1-CBJ24241 | PE 24.24 CRYSTAL VILLE 1 |  | 0 | RYB |  |  | 11 kV |  | 415 V |  | MTM | 1000.00 kVA | 1970-01-01 |  | 1 | 0
378224312 | TNB | DISTRIBUTION | WP PUTRAJAYA & CYBERJAYA | Existing | VCBJ/PCE/J24251/MATX1 | 310332979 | TX1-CBJ24253 | PE 24.25 CRYSTAL VILLE 2 |  | 0 | RYB |  |  | 11 kV |  | 415 V |  | EWT | 1000.00 kVA | 1970-01-01 |  | 1 | 0
378224779 | TNB | DISTRIBUTION | WP PUTRAJAYA & CYBERJAYA | Existing | VCBJ/PCE/J24241/MATX2 | 310332976 | TX1-CBJ24244 | PE 24.24 CRYSTAL VILLE 1 |  | 0 | RYB |  |  | 11 kV |  | 415 V |  | EWT | 1000.00 kVA | 1970-01-01 |  | 1 | 0
378225054 | TNB | DISTRIBUTION | WP PUTRAJAYA & CYBERJAYA | Existing | VCBJ/PCE/J21342/MATX2 | 300267552 | TX2-CBJ21345 | PE 21.34 PS5 F2 |  | 0 | RYB |  |  | 11 kV |  | 415 V |  | EWT | 500.00 kVA | 24/05/2009 |  | 1 | 0
378285304 | TNB | DISTRIBUTION | WP PUTRAJAYA & CYBERJAYA | Existing | VPTJ/PCE/J01361/MATX1 | 300266977 | TX1-PTJ1364 | PE 1.36 DATARAN PUTRA (F1) |  | 0 | RYB |  |  | 11 kV |  | 415 V |  | MTM | 1000.00 kVA | 13/11/1999 |  | 1 | 1
378286005 | TNB | DISTRIBUTION | WP PUTRAJAYA & CYBERJAYA | Existing | VPTJ/PCE/J13031/MATX1 | 300267292 | TX1-PTJ13034 | PE 13.03 WETLAND NURSERY 85KW |  | 0 | RYB |  |  | 11 kV |  | 415 V |  | LKH | 500.00 kVA | 25/09/1999 |  | 1 | 0
378286996 | TNB | DISTRIBUTION | WP PUTRAJAYA & CYBERJAYA | Existing | VPTJ/PCE/J11721/MATX1 | 310283414 | TX1-PTJ11722 | PE 11.72 PRIMA BLOK B (F1) |  | 0 | RYB |  |  | 11 kV |  | 415 V |  | MTM | 1000.00 kVA | 1970-01-01 |  | 1 | 0
378287092 | TNB | DISTRIBUTION | WP PUTRAJAYA & CYBERJAYA | Existing | VPTJ/PCE/J11722/MATX2 | 310285415 | TX1-PTJ11725 | PE 11.72 PRIMA BLOK B (F2) |  | 0 | RYB |  |  | 11 kV |  | 415 V |  | MTM | 1000.00 kVA | 1970-01-01 |  | 1 | 0
378287193 | TNB | DISTRIBUTION | WP PUTRAJAYA & CYBERJAYA | Existing | VPTJ/PCE/J11732/MATX2 | 310283407 | TX2-PTJ11732 | PE 11.73 PRIMA BLOK C (F2) |  | 0 | RYB |  |  | 11 kV |  | 415 V |  | MTM | 1000.00 kVA | 1970-01-01 |  | 1 | 0
378287289 | TNB | DISTRIBUTION | WP PUTRAJAYA & CYBERJAYA | Existing | VPTJ/PCE/J11731/MATX1 | 310283406 | TX1-PTJ11735 | PE 11.73 PRIMA BLOK C (F1) |  | 0 | RYB |  |  | 11 kV |  | 415 V |  | MTM | 1000.00 kVA | 1970-01-01 |  | 1 | 0
378287395 | TNB | DISTRIBUTION | WP PUTRAJAYA & CYBERJAYA | Existing | VPTJ/PCE/J11712/MATX1 | 300461095 | TX2-PTJ11712 | PE 11.71 PRIMA BLOK A (F2) |  | 0 | RYB |  |  | 11 kV |  | 415 V |  | MTM | 1000.00 kVA | 1970-01-01 |  | 1 | 0
378287491 | TNB | DISTRIBUTION | WP PUTRAJAYA & CYBERJAYA | Existing | VPTJ/PCE/J11711/MATX1 | 300460847 | TX1-PTJ11715 | PE 11.71 PRIMA BLOK A (F1) |  | 0 | RYB |  |  | 11 kV |  | 415 V |  | MTM | 1000.00 kVA | 1970-01-01 |  | 1 | 0
378287598 | TNB | DISTRIBUTION | WP PUTRAJAYA & CYBERJAYA | Existing | VPTJ/PCE/J11751/MATX1 | 310286423 | TX1-PTJ11752 | PE 11.75 TEMP PPA1M PR 11 |  | 0 | RYB |  |  | 11 kV |  | 415 V |  |  | 1000.00 kVA | 1970-01-01 |  | 1 | 0
378287886 | TNB | DISTRIBUTION | WP PUTRAJAYA & CYBERJAYA | Existing | VPTJ/PCE/J11601/MATX1 | 300454508 | TX1-PTJ11602 | PE 11.60 TERES ZON 9B (F1) |  | 0 | RYB |  |  | 11 kV |  | 415 V |  | MTM | 1000.00 kVA | 2013-09-09 |  | 1 | 0
378287982 | TNB | DISTRIBUTION | WP PUTRAJAYA & CYBERJAYA | Existing | VPTJ/PCE/J11602/MATX2 | 300454514 | TX1-PTJ11606 | PE 11.60 TERES ZON 9B (F2) |  | 0 | RYB |  |  |  |  | 415 V |  | MTM | 1000.00 kVA | 28/12/2013 |  | 1 | 0
378288086 | TNB | DISTRIBUTION | WP PUTRAJAYA & CYBERJAYA | Existing | VPTJ/PCE/J11742/MATX2 | 310338776 | TX1-PTJ11746 | PE 11.74 TERES ZON C (F2) |  | 0 | RYB |  |  | 11 kV |  | 415 V |  |  | 1000.00 kVA | 1970-01-01 |  | 1 | 0
378288182 | TNB | DISTRIBUTION | WP PUTRAJAYA & CYBERJAYA | Existing | VPTJ/PCE/J11741/MATX1 | 310338864 | TX2-PTJ11743 | PE 11.74 TERES ZON C (F1) |  | 0 | RYB |  |  | 11 kV |  | 415 V |  |  | 1000.00 kVA | 1970-01-01 |  | 1 | 0
378288284 | TNB | DISTRIBUTION | WP PUTRAJAYA & CYBERJAYA | Existing | VPTJ/PCE/J11371/MATX1 | 300267267 | TX1-PTJ11376 | PE 11.37 SEK REN FASA 2 (F1) |  | 0 | RYB |  |  | 11 kV |  | 415 V |  | MTM | 1000.00 kVA | 18/10/2004 |  | 1 | 0
378288380 | TNB | DISTRIBUTION | WP PUTRAJAYA & CYBERJAYA | Existing | VPTJ/PCE/J11372/MATX2 | 300267268 | TX2-PTJ11373 | PE 11.37 SEK REN FASA 2 (F2) |  | 0 | RYB |  |  | 11 kV |  | 415 V |  | MTM | 1000.00 kVA | 18/10/2004 |  | 1 | 0
378301587 | TNB | DISTRIBUTION | WP PUTRAJAYA & CYBERJAYA | Existing | VCBJ/PCE/J22051/MATX1 | 300267580 | TX1-CBJ22053 | PE 22.05 PADAT ROAD E |  | 0 | RYB |  |  | 11 kV |  | 415 V |  | EWT | 1000.00 kVA | 1998-06-11 |  | 1 | 0
378301691 | TNB | DISTRIBUTION | WP PUTRAJAYA & CYBERJAYA | Existing | VCBJ/PCE/J22131/MATX1 | 300267591 | TX1-CBJ22133 | PE 22.13 PADAT ROAD E1 |  | 0 | RYB |  |  | 11 kV |  | 415 V |  | EWT | 1000.00 kVA | 2000-11-11 |  | 1 | 0
378302033 | TNB | DISTRIBUTION | WP PUTRAJAYA & CYBERJAYA | Existing | VCBJ/PCE/J21221/MATX1 | 300267175 | TX1-CBJ21223 | PE 21.22 CYBERVIEW NO.1 |  | 0 | RYB |  |  | 11 kV |  | 415 V |  | MTM | 1000.00 kVA | 31/01/1999 |  | 1 | 0
378302036 | TNB | DISTRIBUTION | WP PUTRAJAYA & CYBERJAYA | Existing | VCBJ/PCE/J21221/MATX1 | 300267548 | TX2-CBJ21224 | PE 21.22 CYBERVIEW NO.1 |  | 0 | RYB |  |  | 11 kV |  | 415 V |  | MTM | 1000.00 kVA | 31/01/1999 |  | 1 | 0
378310035 | TNB | DISTRIBUTION | WP PUTRAJAYA & CYBERJAYA | Existing | VPTJ/PCE/J11071/MATX1 | 300279098 | TX1- PTJ11072 | PE 11.07 PADAT ZON 1 |  | 0 | RYB |  |  | 11 kV |  | 415 V |  | MTM | 1000.00 kVA | 22/11/2009 |  | 1 | 0
378310565 | TNB | DISTRIBUTION | WP PUTRAJAYA & CYBERJAYA | Existing | VPTJ/PCE/J11672/MATX2 | 300267288 | TX2- PTJ11676 | PE 11.67 PS9 (F2) |  | 0 | RYB |  |  | 11 kV |  | 415 V |  | MTM | 1000.00 kVA | 2002-10-06 |  | 1 | 0
378312341 | TNB | DISTRIBUTION | WP PUTRAJAYA & CYBERJAYA | Existing | VPTJ/PCE/J11132/MATX2 | 300267243 | TX2- PTJ11136 | PE 11.13 APT B (F2) |  | 0 | RYB |  |  | 11 kV |  | 415 V |  | MTM | 1000.00 kVA | 2003-08-05 |  | 1 | 0
378312796 | TNB | DISTRIBUTION | WP PUTRAJAYA & CYBERJAYA | Existing | VPTJ/PCE/J11162/MATX2 | 300267249 | TX1- PTJ11166 | PE 11.16 APT E (F2) |  | 0 | RYB |  |  | 11 kV |  | 415 V |  | MTM | 1000.00 kVA | 13/05/2003 |  | 1 | 0
378312900 | TNB | DISTRIBUTION | WP PUTRAJAYA & CYBERJAYA | Existing | VPTJ/PCE/J11152/MATX2 | 300267247 | TX1-PTJ11156 | PE 11.15 APT D (EFI) (F2) |  | 0 | RYB |  |  | 11 kV |  | 415 V |  | MTM | 1000.00 kVA | 2003-07-01 |  | 1 | 0
378313485 | TNB | DISTRIBUTION | WP PUTRAJAYA & CYBERJAYA | Existing | VPTJ/PCE/J10151/MATX1 | 300455068 | TX1- PTJ10153 | PE 10.15 MINI GOLF |  | 0 | RYB |  |  | 11 kV |  | 415 V |  | EWT | 1000.00 kVA | 1970-01-01 |  | 1 | 0
378353091 | TNB | DISTRIBUTION | WP PUTRAJAYA & CYBERJAYA | Existing | VPTJ/PCE/J04021/MATX1 | 300267018 | TX1-PTJ04024 | PE 4.02 4G2 (F1) |  | 0 | RYB |  |  | 11 kV |  | 415 V |  | MTM | 1000.00 kVA | 18/12/2003 |  | 1 | 0
378353212 | TNB | DISTRIBUTION | WP PUTRAJAYA & CYBERJAYA | Existing | VPTJ/PCE/J04022/MATX2 | 300267019 | TX2-PTJ04028 | PE 4.02 4G2 (F2) |  | 0 | RYB |  |  | 11 kV |  | 415 V |  | MTM | 1000.00 kVA | 18/12/2003 |  | 1 | 0
378353530 | TNB | DISTRIBUTION | WP PUTRAJAYA & CYBERJAYA | Existing | VPTJ/PCE/J05121/MATX1 | 300267037 | TX1-PTJ05122 | PE 5.12 EQUESTRIAN PARK (F1) |  | 2 | RYB |  |  | 11 kV |  | 415 V |  | MTM | 750.00 kVA | 25/06/2005 |  | 1 | 1
378353626 | TNB | DISTRIBUTION | WP PUTRAJAYA & CYBERJAYA | Existing | VPTJ/PCE/J05122/MATX2 | 300267038 | TX2-PTJ05126 | PE 5.12 EQUESTRIAN PARK (F2) |  | 0 | RYB |  |  | 11 kV |  | 415 V |  | MTM | 750.00 kVA | 25/06/2005 |  | 1 | 0
378353779 | TNB | DISTRIBUTION | WP PUTRAJAYA & CYBERJAYA | Existing | VPTJ/PCE/J05301/MATX1 | 300267067 | TX1-PTJ05303 | PE 5.30 BLOK D APT 5R6 (F1) |  | 63 | RYB |  |  | 11 kV |  | 415 V |  | MTM | 1000.00 kVA | 30/12/2008 |  | 1 | 1
378353875 | TNB | DISTRIBUTION | WP PUTRAJAYA & CYBERJAYA | Existing | VPTJ/PCE/J05302/MATX2 | 300267068 | TX2-PTJ05306 | PE 5.30 BLOK D APT 5R6 (F2) |  | 61 | RYB |  |  | 11 kV |  | 415 V |  | MTM | 1000.00 kVA | 30/12/2008 |  | 1 | 1
378353979 | TNB | DISTRIBUTION | WP PUTRAJAYA & CYBERJAYA | Existing | VPTJ/PCE/J05291/MATX1 | 300267065 | TX1-PTJ05293 | PE 5.29 BLOK C APT 5R6 (F1) |  | 70 | RYB |  |  | 11 kV |  | 415 V |  | MTM | 1000.00 kVA | 30/12/2008 |  | 1 | 1
378354075 | TNB | DISTRIBUTION | WP PUTRAJAYA & CYBERJAYA | Existing | VPTJ/PCE/J05292/MATX2 | 300267066 | TX2-PTJ05296 | PE 5.29 BLOK C APT 5R6 (F2) |  | 59 | RYB |  |  | 11 kV |  | 415 V |  | MTM | 1000.00 kVA | 30/12/2008 |  | 1 | 1
378354184 | TNB | DISTRIBUTION | WP PUTRAJAYA & CYBERJAYA | Existing | VPTJ/PCE/J05271/MATX1 | 300267061 | TX1-PTJ05273 | PE 5.27 BLOK A APT 5R6 (F1) |  | 0 | RYB |  |  | 11 kV |  | 415 V |  | MTM | 1000.00 kVA | 30/12/2008 |  | 1 | 0
378354280 | TNB | DISTRIBUTION | WP PUTRAJAYA & CYBERJAYA | Existing | VPTJ/PCE/J05272/MATX2 | 300267062 | TX2-PTJ05276 | PE 5.27 BLOK A APT 5R6 (F2) |  | 0 | RYB |  |  | 11 kV |  | 415 V |  | MTM | 1000.00 kVA | 30/12/2008 |  | 1 | 0
378354376 | TNB | DISTRIBUTION | WP PUTRAJAYA & CYBERJAYA | Existing | VPTJ/PCE/J05281/MATX1 | 300267063 | TX1-PTJ05283 | PE 5.28 BLOK B APT 5R6 (F1) |  | 59 | RYB |  |  | 11 kV |  | 415 V |  | MTM | 1000.00 kVA | 30/12/2008 |  | 1 | 1
378354472 | TNB | DISTRIBUTION | WP PUTRAJAYA & CYBERJAYA | Existing | VPTJ/PCE/J05282/MATX2 | 300267064 | TX2-PTJ05286 | PE 5.28 BLOK B APT 5R6 (F2) |  | 74 | RYB |  |  | 11 kV |  | 415 V |  | MTM | 1000.00 kVA | 30/12/2008 |  | 1 | 1
378354671 | TNB | DISTRIBUTION | WP PUTRAJAYA & CYBERJAYA | Existing | VPTJ/PCE/J04051/MATX1 | 300267022 | TX1-PTJ04053 | PE 4.05 S/LIGHTING |  | 0 | RYB |  |  | 11 kV |  | 415 V |  | EWT | 1000.00 kVA | 2004-10-10 |  | 1 | 0
378354773 | TNB | DISTRIBUTION | WP PUTRAJAYA & CYBERJAYA | Existing | VPTJ/PCE/J04081/MATX1 | 300267025 | TX1-PTJ04083 | PE 4.08 S/LIGHTING |  | 0 | RYB |  |  | 11 kV |  | 415 V |  | MTM | 1000.00 kVA | 2004-10-10 |  | 1 | 1
378354877 | TNB | DISTRIBUTION | WP PUTRAJAYA & CYBERJAYA | Existing | VPTJ/PCE/J04221/MATX1 | 300453426 | TX1-PTJ04223 | PE 4.22 4P5 (F1) |  | 0 | RYB |  |  | 11 kV |  | 415 V |  | MTM | 1000.00 kVA | 1970-01-01 |  | 1 | 1
378354973 | TNB | DISTRIBUTION | WP PUTRAJAYA & CYBERJAYA | Existing | VPTJ/PCE/J04222/MATX1 | 300453435 | TX2-PTJ04226 | PE 4.22 4P5 (F2) |  | 0 | RYB |  |  | 11 kV |  | 415 V |  | MTM | 1000.00 kVA | 1970-01-01 |  | 1 | 1
378355092 | TNB | DISTRIBUTION | WP PUTRAJAYA & CYBERJAYA | Existing | VPTJ/PCE/J04092/MATX2 | 300267027 | TX2-PTJ04095 | PE 4.09 S/LIGHTING (F2) |  | 0 | RYB |  |  | 11 kV |  | 415 V |  | EWT | 1000.00 kVA | 22/08/2003 |  | 1 | 0
378355198 | TNB | DISTRIBUTION | WP PUTRAJAYA & CYBERJAYA | Existing | VPTJ/PCE/J04091/MATX1 | 300267026 | TX1-PTJ04092 | PE 4.09 S/LIGHTING (F1) |  | 0 | RYB |  |  | 11 kV |  | 415 V |  | EWT | 1000.00 kVA | 22/08/2003 |  | 1 | 0
378355352 | TNB | DISTRIBUTION | WP PUTRAJAYA & CYBERJAYA | Existing | VPTJ/PCE/J03021/MATX1 | 300267014 | TX1-PTJ03023 | PE 3.02 3G1 (F1) |  | 0 | RYB |  |  | 11 kV |  | 415 V |  | MTM | 1000.00 kVA | 2003-11-08 |  | 1 | 0
378355473 | TNB | DISTRIBUTION | WP PUTRAJAYA & CYBERJAYA | Existing | VPTJ/PCE/J03022/MATX2 | 300267015 | TX2-PTJ03027 | PE 3.02 3G1 (F2) |  | 0 | RYB |  |  | 11 kV |  | 415 V |  | MTM | 1000.00 kVA | 2003-11-08 |  | 1 | 0
378356417 | TNB | DISTRIBUTION | WP PUTRAJAYA & CYBERJAYA | Existing | VPTJ/PCE/J20041/MATX1 | 300266961 | TX1-PTJ20042 | PE 20.04 PADAT CHALLENGE PARK |  | 1 | RYB |  |  | 11 kV |  | 415 V |  | EWT | 1000.00 kVA | 2006-12-09 |  | 1 | 1
378356529 | TNB | DISTRIBUTION | WP PUTRAJAYA & CYBERJAYA | Existing | VPTJ/PCE/J20011/MATX1 | 300266964 | TX1-PTJ20013 | PE 20.01 DEPOH SENGGARAAN |  | 0 | RYB |  |  | 11 kV |  | 415 V |  | EWT | 500.00 kVA | 24/12/2003 |  | 1 | 0
378356730 | TNB | DISTRIBUTION | WP PUTRAJAYA & CYBERJAYA | Existing | VPTJ/PCE/J20051/MATX1 | 300498673 | TX1-PTJ20053 | PE 20.05 PUSARA NEGARA F1 |  | 0 | RYB |  |  | 11 kV |  | 415 V |  | EWT | 500.00 kVA | 1970-01-01 |  | 1 | 0
378356824 | TNB | DISTRIBUTION | WP PUTRAJAYA & CYBERJAYA | Existing | VPTJ/PCE/J20052/MATX2 | 300499941 | TX1-PTJ20056 | PE 20.05 PUSARA NEGARA F2 |  | 0 | RYB |  |  | 11 kV |  | 415 V |  | EWT | 500.00 kVA | 1970-01-01 |  | 1 | 0
378357021 | TNB | DISTRIBUTION | WP PUTRAJAYA & CYBERJAYA | Existing | VPTJ/PCE/J20021/MATX1 | 300266963 | TX1-PTJ20022 | PE 20.02 CREMATORIUM |  | 0 | RYB |  |  | 11 kV |  | 415 V |  | EWT | 1000.00 kVA | 18/09/2003 |  | 1 | 0
378357125 | TNB | DISTRIBUTION | WP PUTRAJAYA & CYBERJAYA | Existing | VPTJ/PCE/J20031/MATX1 | 300266962 | TX1-PTJ20032 | PE 20.03 PUMP HSE |  | 0 | RYB |  |  | 11 kV |  | 415 V |  | EWT | 1000.00 kVA | 18/08/2004 |  | 1 | 1
378357300 | TNB | DISTRIBUTION | WP PUTRAJAYA & CYBERJAYA | Existing | VPTJ/PCE/J10141/MATX1 | 300267223 | TX1- PTJ10143 | PE 10.14 P10 A1 (F1) |  | 0 | RYB |  |  | 11 kV |  | 415 V |  | EWT | 1000.00 kVA | 2000-01-06 |  | 1 | 0
378357396 | TNB | DISTRIBUTION | WP PUTRAJAYA & CYBERJAYA | Existing | VPTJ/PCE/J10142/MATX2 | 300267224 | TX2- PTJ10146 | PE 10.14 P10 A1 (F2) |  | 0 | RYB |  |  | 11 kV |  | 415 V |  | EWT | 1000.00 kVA | 2000-01-06 |  | 1 | 0
378357789 | TNB | DISTRIBUTION | WP PUTRAJAYA & CYBERJAYA | Existing | VPTJ/PCE/J09021/MATX1 | 300267123 | TX1-PTJ09023 | PE 9.02 APT 4E (F1) |  | 0 | RYB |  |  | 11 kV |  | 415 V |  | MTM | 1000.00 kVA | 2000-11-10 |  | 1 | 0
378357889 | TNB | DISTRIBUTION | WP PUTRAJAYA & CYBERJAYA | Existing | VPTJ/PCE/J09022/MATX2 | 300267124 | TX2- PTJ09026 | PE 9.02 APT 4E (F2) |  | 0 | RYB |  |  | 11 kV |  | 415 V |  | MTM | 1000.00 kVA | 2000-11-10 |  | 1 | 0
378358177 | TNB | DISTRIBUTION | WP PUTRAJAYA & CYBERJAYA | Existing | VPTJ/PCE/J09041/MATX1 | 300267127 | TX1- PTJ09043 | PE 9.04 APT 3B (EFI) (F1) |  | 0 | RYB |  |  | 11 kV |  | 415 V |  | MTM | 1000.00 kVA | 2000-09-11 |  | 1 | 0
378358273 | TNB | DISTRIBUTION | WP PUTRAJAYA & CYBERJAYA | Existing | VPTJ/PCE/J09042/MATX2 | 300267128 | TX2- PTJ09046 | PE 9.04 APT 3B (EFI) (F2) |  | 0 | RYB |  |  | 11 kV |  | 415 V |  | MTM | 1000.00 kVA | 2000-09-11 |  | 1 | 0
378358796 | TNB | DISTRIBUTION | WP PUTRAJAYA & CYBERJAYA | Existing | VPTJ/PCE/J09071/MATX1 | 300267133 | TX1- PTJ09073 | PE 9.07 APT 2A (EFI) (F1) |  | 0 | RYB |  |  | 11 kV |  | 415 V |  | MTM | 1000.00 kVA | 1999-06-12 |  | 1 | 0
378358892 | TNB | DISTRIBUTION | WP PUTRAJAYA & CYBERJAYA | Existing | VPTJ/PCE/J09072/MATX2 | 300267134 | TX2- PTJ09074 | PE 9.07 APT 2A (EFI) (F2) |  | 0 | RYB |  |  | 11 kV |  | 415 V |  | SGB | 1000.00 kVA | 1999-06-12 |  | 1 | 0
378359177 | TNB | DISTRIBUTION | WP PUTRAJAYA & CYBERJAYA | Existing | VPTJ/PCE/J09091/MATX1 | 300267137 | TX1- PTJ09093 | PE 9.09 APT A1 (EFI) (F1) |  | 0 | RYB |  |  | 11 kV |  | 415 V |  | MTM | 1000.00 kVA | 1999-04-12 |  | 1 | 0
378359273 | TNB | DISTRIBUTION | WP PUTRAJAYA & CYBERJAYA | Existing | VPTJ/PCE/J09092/MATX2 | 300267138 | TX2- PTJ09096 | PE 9.09 APT A1 (EFI) (F2) |  | 0 | RYB |  |  | 11 kV |  | 415 V |  | MTM | 1000.00 kVA | 1999-04-12 |  | 1 | 0
378359654 | TNB | DISTRIBUTION | WP PUTRAJAYA & CYBERJAYA | Existing | VPTJ/PCE/J09161/MATX1 | 300267150 | TX1- PTJ09163 | PE 9.16 APT 6F (F1) |  | 0 | RYB |  |  | 11 kV |  | 415 V |  | SGB | 1000.00 kVA | 2002-12-07 |  | 1 | 0
378359750 | TNB | DISTRIBUTION | WP PUTRAJAYA & CYBERJAYA | Existing | VPTJ/PCE/J09162/MATX2 | 300267151 | TX2- PTJ09166 | PE 9.16 APT 6F (F2) |  | 0 | RYB |  |  | 11 kV |  | 415 V |  | MTM | 1000.00 kVA | 2002-12-07 |  | 1 | 0
378360586 | TNB | DISTRIBUTION | WP PUTRAJAYA & CYBERJAYA | Existing | VPTJ/PCE/J09131/MATX1 | 300267144 | TX1- PTJ09133 | PE 9.13 SEK MEN (EFI) (F1) |  | 0 | RYB |  |  | 11 kV |  | 415 V |  | EWT | 1000.00 kVA | 2002-11-01 |  | 1 | 0
378360682 | TNB | DISTRIBUTION | WP PUTRAJAYA & CYBERJAYA | Existing | VPTJ/PCE/J09132/MATX2 | 300267145 | TX2- PTJ09136 | PE 9.13 SEK MEN (EFI) (F2) |  | 0 | RYB |  |  | 11 kV |  | 415 V |  | EWT | 1000.00 kVA | 2002-11-01 |  | 1 | 0
378360782 | TNB | DISTRIBUTION | WP PUTRAJAYA & CYBERJAYA | Existing | VPTJ/PCE/J09271/MATX1 | 300267170 | TX1- PTJ09272 | PE 9.27 APT 11A (F1) |  | 0 | RYB |  |  | 11 kV |  | 415 V |  | MTM | 1000.00 kVA | 2003-08-12 |  | 1 | 0
378360878 | TNB | DISTRIBUTION | WP PUTRAJAYA & CYBERJAYA | Existing | VPTJ/PCE/J09272/MATX2 | 300267171 | TX2- PTJ09275 | PE 9.27 APT 11A (F2) |  | 0 | RYB |  |  | 11 kV |  | 415 V |  | EWT | 1000.00 kVA | 2003-08-12 |  | 1 | 0
378360978 | TNB | DISTRIBUTION | WP PUTRAJAYA & CYBERJAYA | Existing | VPTJ/PCE/J09281/MATX1 | 300267172 | TX1- PTJ09282 | PE 9.28 APT 11C (EFI) (F1) |  | 0 | RYB |  |  | 11 kV |  | 415 V |  | MTM | 1000.00 kVA | 2003-08-12 |  | 1 | 0
378361074 | TNB | DISTRIBUTION | WP PUTRAJAYA & CYBERJAYA | Existing | VPTJ/PCE/J09282/MATX2 | 300267173 | TX2- PTJ09285 | PE 9.28 APT 11C (EFI) (F2) |  | 0 | RYB |  |  | 11 kV |  | 415 V |  | MTM | 1000.00 kVA | 2003-08-12 |  | 1 | 0
378361469 | TNB | DISTRIBUTION | WP PUTRAJAYA & CYBERJAYA | Existing | VPTJ/PCE/J08011/MATX1 | 300267085 | TX1-PTJ08013 | PE 8.01 PS 10 (EFI) (F1) |  | 0 | RYB |  |  | 11 kV |  | 415 V |  | MTM | 1000.00 kVA | 23/07/1999 |  | 1 | 0
378365890 | TNB | DISTRIBUTION | WP PUTRAJAYA & CYBERJAYA | Existing | VPTJ/PCE/J16111/MATX1 | 300267456 | TX1-PTJ16113 | PE 16.11 DPMR P16/C (F1) |  | 0 | RYB |  |  | 11 kV |  | 415 V |  | MTM | 1000.00 kVA | 2000-09-10 |  | 1 | 0
378366011 | TNB | DISTRIBUTION | WP PUTRAJAYA & CYBERJAYA | Existing | VPTJ/PCE/J16112/MATX2 | 300267457 | TX2-PTJ16116 | PE 16.11 DPMR P16/C (F2) |  | 0 | RYB |  |  | 11 kV |  | 415 V |  | MTM | 1000.00 kVA | 2000-09-10 |  | 1 | 0
378366372 | TNB | DISTRIBUTION | WP PUTRAJAYA & CYBERJAYA | Existing | VPTJ/PCE/J16301/MATX1 | 300454809 | TX1-PTJ16303 | PE 16.30 PERUMAHAN P16A (F1) |  | 0 | RYB |  |  | 11 kV |  | 415 V |  |  | 1000.00 kVA | 2014-08-03 |  | 1 | 0
378366478 | TNB | DISTRIBUTION | WP PUTRAJAYA & CYBERJAYA | Existing | VPTJ/PCE/J16302/MATX1 | 300454877 | TX2-PTJ16305 | PE 16.30 PERUMAHAN P16A (F2) |  | 0 | RYB |  |  | 11 kV |  | 415 V |  | EWT | 1000.00 kVA | 1970-01-01 |  | 1 | 0
378366632 | TNB | DISTRIBUTION | WP PUTRAJAYA & CYBERJAYA | Existing | VPTJ/PCE/J16281/MATX1 | 300267473 | TX1-PTJ16283 | PE 16.28 TAMAN WARISAN (F1) |  | 2 | RYB |  |  | 11 kV |  | 415 V |  | EWT | 1000.00 kVA | 2002-01-12 |  | 1 | 2
378366728 | TNB | DISTRIBUTION | WP PUTRAJAYA & CYBERJAYA | Existing | VPTJ/PCE/J16282/MATX2 | 300267474 | TX2-PTJ16286 | PE 16.28 TAMAN WARISAN (F2) |  | 0 | RYB |  |  | 11 kV |  | 415 V |  | EWT | 1000.00 kVA | 2002-01-12 |  | 1 | 0
378366832 | TNB | DISTRIBUTION | WP PUTRAJAYA & CYBERJAYA | Existing | VPTJ/PCE/J16061/MATX1 | 300267452 | TX1-PTJ16063 | PE 16.06 SEK REN F2 (F1) |  | 0 | RYB |  |  | 11 kV |  | 415 V |  | MTM | 1000.00 kVA | 16/02/2004 |  | 1 | 5
378366928 | TNB | DISTRIBUTION | WP PUTRAJAYA & CYBERJAYA | Existing | VPTJ/PCE/J16062/MATX2 | 300267453 | TX2-PTJ16066 | PE 16.06 SEK REN F2 (F2) |  | 0 | RYB |  |  | 11 kV |  | 415 V |  | MTM | 1000.00 kVA | 16/02/2004 |  | 1 | 0
378367029 | TNB | DISTRIBUTION | WP PUTRAJAYA & CYBERJAYA | Existing | VPTJ/PCE/J16071/MATX1 | 300267454 | TX1-PTJ16073 | PE 16.07 22 UNIT TERES (EFI) ( |  | 3 | RYB |  |  | 11 kV |  | 415 V |  | EWT | 1000.00 kVA | 2005-01-10 |  | 1 | 3
378367125 | TNB | DISTRIBUTION | WP PUTRAJAYA & CYBERJAYA | Existing | VPTJ/PCE/J16072/MATX2 | 300267455 | TX1-PTJ16076 | PE 16.07 22 UNIT TERES (EFI) ( |  | 0 | RYB |  |  | 11 kV |  | 415 V |  | EWT | 1000.00 kVA | 2005-01-10 |  | 1 | 0
378367229 | TNB | DISTRIBUTION | WP PUTRAJAYA & CYBERJAYA | Existing | VPTJ/PCE/J16292/MATX2 | 300267476 | TX2-PTJ16296 | PE 16.29 25 UNIT (EFI) (F2) |  | 0 | RYB |  |  | 11 kV |  | 415 V |  | EWT | 1000.00 kVA | 2007-01-01 |  | 1 | 0
378367325 | TNB | DISTRIBUTION | WP PUTRAJAYA & CYBERJAYA | Existing | VPTJ/PCE/J16291/MATX1 | 300267475 | TX1-PTJ16293 | PE 16.29 25 UNIT (EFI) (F1) |  | 0 | RYB |  |  | 11 kV |  | 415 V |  | EWT | 1000.00 kVA | 2007-01-01 |  | 1 | 0
378367548 | TNB | DISTRIBUTION | WP PUTRAJAYA & CYBERJAYA | Existing | VPTJ/PCE/J16271/MATX1 | 300267472 | TX1-PTJ16273 | PE 16.27 UPPER BISA |  | 0 | RYB |  |  | 11 kV |  | 415 V |  | SGB | 1000.00 kVA | 19/04/2000 |  | 1 | 0
378367644 | TNB | DISTRIBUTION | WP PUTRAJAYA & CYBERJAYA | Existing | VPTJ/PCE/J16141/MATX1 | 300267443 | TX1-PTJ16143 | PE 16.14 SEMI D (EFI) (F1) |  | 0 | RYB |  |  | 11 kV |  | 415 V |  | SGB | 1000.00 kVA | 13/01/2002 |  | 1 | 0
378367740 | TNB | DISTRIBUTION | WP PUTRAJAYA & CYBERJAYA | Existing | VPTJ/PCE/J16142/MATX2 | 300267444 | TX2-PTJ16146 | PE 16.14 SEMI D (EFI) (F2) |  | 60 | RYB |  |  | 11 kV |  | 415 V |  | SGB | 1000.00 kVA | 13/01/2002 |  | 1 | 60
378367842 | TNB | DISTRIBUTION | WP PUTRAJAYA & CYBERJAYA | Existing | VPTJ/PCE/J16161/MATX1 | 300267462 | TX1-PTJ16163 | PE 16.16 PUSAT KEJIRANAN (F1) |  | 1 | RYB |  |  | 11 kV |  | 415 V |  | MTM | 1000.00 kVA | 27/02/2002 |  | 1 | 1
378367938 | TNB | DISTRIBUTION | WP PUTRAJAYA & CYBERJAYA | Existing | VPTJ/PCE/J16162/MATX2 | 300267463 | TX2-PTJ16166 | PE 16.16 PUSAT KEJIRANAN (F2) |  | 0 | RYB |  |  | 11 kV |  | 415 V |  | EWT | 1000.00 kVA | 27/02/2002 |  | 1 | 0
378368197 | TNB | DISTRIBUTION | WP PUTRAJAYA & CYBERJAYA | Existing | VPTJ/PCE/J01242/MATX2 | 300052245 | TX1-PTJ01246 | PE 1.24 BOT PUMP (F2) |  | 0 | RYB |  |  | 11 kV |  | 415 V |  | SGB | 1000.00 kVA | 24/08/2003 |  | 1 | 0
378368297 | TNB | DISTRIBUTION | WP PUTRAJAYA & CYBERJAYA | Existing | VPTJ/PCE/J01241/MATX1 | 300052244 | TX1-PTJ01243 | PE 1.24 BOT PUMP (F1) |  | 0 | RYB |  |  | 11 kV |  | 415 V |  | MTM | 1000.00 kVA | 24/08/2003 |  | 1 | 1
378368400 | TNB | DISTRIBUTION | WP PUTRAJAYA & CYBERJAYA | Existing | VPTJ/PCE/J01251/MATX1 | 300266965 | TX1-PTJ01253 | PE 1.25 BOT ADMIN (F1) |  | 0 | RYB |  |  | 11 kV |  | 415 V |  | EWT | 1000.00 kVA | 24/08/2000 |  | 1 | 1
378368496 | TNB | DISTRIBUTION | WP PUTRAJAYA & CYBERJAYA | Existing | VPTJ/PCE/J01252/MATX2 | 300266966 | TX2-PTJ01256 | PE 1.25 BOT ADMIN (F2) |  | 0 | RYB |  |  | 11 kV |  | 415 V |  | EWT | 1000.00 kVA | 24/08/2000 |  | 1 | 0
378368623 | TNB | DISTRIBUTION | WP PUTRAJAYA & CYBERJAYA | Existing | VPTJ/PCE/J01601/MATX1 | 300266990 | TX1-PTJ01602 | PE 1.60 L/S TPP |  | 0 | RYB |  |  | 11 kV |  | 415 V |  |  | 500.00 kVA | 16/07/2003 |  | 1 | 0
378368783 | TNB | DISTRIBUTION | WP PUTRAJAYA & CYBERJAYA | Existing | VPTJ/PCE/J01341/MATX1 | 300266973 | TX1-PTJ01342 | PE 1.34 PROMENADE |  | 0 | RYB |  |  | 11 kV |  | 415 V |  | LKH | 1000.00 kVA | 1999-12-11 |  | 1 | 0
378368889 | TNB | DISTRIBUTION | WP PUTRAJAYA & CYBERJAYA | Existing | VPTJ/PCE/J15031/MATX1 | 300267431 | TX1-PTJ15032 | PE 15.03 WR 3 |  | 0 | RYB |  |  | 11 kV |  | 415 V |  | EWT | 1000.00 kVA | 20/01/2000 |  | 1 | 0
378368995 | TNB | DISTRIBUTION | WP PUTRAJAYA & CYBERJAYA | Existing | VPTJ/PCE/J15041/MATX1 | 300267432 | TX1-PTJ15042 | PE 15.04 STABLE KOMPLEKS |  | 1 | RYB |  |  | 11 kV |  | 415 V |  | EWT | 1000.00 kVA | 2005-01-01 |  | 1 | 2
378369327 | TNB | DISTRIBUTION | WP PUTRAJAYA & CYBERJAYA | Existing | VPTJ/PCE/J12031/MATX1 | 310338759 | TX1-PTJ12033 | PE 12.03 SPINE ROAD NO 1 |  | 0 | RYB |  |  | 11 kV |  | 415 V |  |  | 500.00 kVA | 1970-01-01 |  | 1 | 0
378369702 | TNB | DISTRIBUTION | WP PUTRAJAYA & CYBERJAYA | Existing | VPTJ/PCE/J17041/MATX1 | 300267478 | TX1-PTJ17042 | PE 17.04 RK 1-1 (F1) |  | 0 | RYB |  |  | 11 kV |  | 415 V |  | MTM | 1000.00 kVA | 14/03/2007 |  | 1 | 0
378369705 | TNB | DISTRIBUTION | WP PUTRAJAYA & CYBERJAYA | Existing | VPTJ/PCE/J17041/MATX2 | 300267939 | TX2-PTJ17043 | PE 17.04 RK 1-1 (F1) |  | 0 | RYB |  |  | 11 kV |  | 415 V |  | MTM | 1000.00 kVA | 14/03/2007 |  | 1 | 0
378369918 | TNB | DISTRIBUTION | WP PUTRAJAYA & CYBERJAYA | Existing | VPTJ/PCE/J17042/MATX4 | 300267940 | TX2-PTJ17047 | PE 17.04 RK 1-1 (F2) |  | 0 | RYB |  |  | 11 kV |  | 415 V |  | MTM | 1000.00 kVA | 17/03/2007 |  | 1 | 0
378369921 | TNB | DISTRIBUTION | WP PUTRAJAYA & CYBERJAYA | Existing | VPTJ/PCE/J17042/MATX3 | 300267479 | TX1-PTJ17046 | PE 17.04 RK 1-1 (F2) |  | 0 | RYB |  |  | 11 kV |  | 415 V |  | MTM | 1000.00 kVA | 17/03/2007 |  | 1 | 0
378370089 | TNB | DISTRIBUTION | WP PUTRAJAYA & CYBERJAYA | Existing | VPTJ/PCE/J17051/MATX1 | 300266998 | TX1-PTJ17052 | PE 17.05 RK 1-2 (F1) |  | 0 | RYB |  |  | 11 kV |  | 415 V |  | EWT | 750.00 kVA | 13/03/2007 |  | 1 | 0
378370092 | TNB | DISTRIBUTION | WP PUTRAJAYA & CYBERJAYA | Existing | VPTJ/PCE/J17051/MATX2 | 300267296 | TX2-PTJ17053 | PE 17.05 RK 1-2 (F1) |  | 0 | RYB |  |  | 11 kV |  | 415 V |  | EWT | 750.00 kVA | 13/03/2007 |  | 1 | 0
378383246 | TNB | DISTRIBUTION | WP PUTRAJAYA & CYBERJAYA | Existing | VCBJ/PCE/J21841/MATX1 | 300344095 | TX1-CBJ21843 | PE 21.84 GLOMAC |  | 0 | RYB |  |  | 11 kV |  | 415 V |  | MTM | 1000.00 kVA | 2012-11-04 |  | 1 | 0
378383249 | TNB | DISTRIBUTION | WP PUTRAJAYA & CYBERJAYA | Existing | VCBJ/PCE/J21841/MATX2 | 300452903 | TX2-CBJ21843 | PE 21.84 GLOMAC |  | 0 | RYB |  |  | 11 kV |  | 415 V |  | MTM | 1000.00 kVA | 1970-01-01 |  | 1 | 0
378383417 | TNB | DISTRIBUTION | WP PUTRAJAYA & CYBERJAYA | Existing | VCBJ/PCE/J23141/MATX1 | 300485607 | TX1-CBJ23143 | PE 23.14 GLOMAC 2B |  | 0 | RYB |  |  | 11 kV |  | 415 V |  | INDKOM | 1000.00 kVA | 30/11/2014 |  | 1 | 29
378383526 | TNB | DISTRIBUTION | WP PUTRAJAYA & CYBERJAYA | Existing | VCBJ/PCE/J23131/MATX1 | 300485219 | TX1-CBJ23133 | PE 23.13 GLOMAC 2A |  | 0 | RYB |  |  | 11 kV |  | 415 V |  | EWT | 1000.00 kVA | 1970-01-01 |  | 1 | 27
378383830 | TNB | DISTRIBUTION | WP PUTRAJAYA & CYBERJAYA | Existing | VCBJ/PCE/J23281/MATX1 | 310338781 | TX1-CBJ23283 | PE 23.28 SITE OFFICE PERSONA M |  | 0 | RYB | [7 empty] | 1000.00 kVA | 1970-01-01 |  | 1 | 0
378384031 | TNB | DISTRIBUTION | WP PUTRAJAYA & CYBERJAYA | Existing | VCBJ/PCE/J21601/MATX1 | 300267574 | TX1-CBJ21602 | PE 21.60 PADAT PPN CJ7 |  | 0 | RYB |  |  | 11 kV |  | 415 V |  | MTM | 1000.00 kVA | 28/10/2008 |  | 1 | 0
378386178 | TNB | DISTRIBUTION | WP PUTRAJAYA & CYBERJAYA | Existing | VCBJ/PCE/J21522/MATX2 | 300267569 | TX2-CBJ21526 | PE 21.52 CONDO C3 F2 |  | 0 | RYB |  |  | 11 kV |  | 415 V |  | SGB | 1000.00 kVA | 2004-05-10 |  | 1 | 1
378386391 | TNB | DISTRIBUTION | WP PUTRAJAYA & CYBERJAYA | Existing | VCBJ/PCE/J25051/MATX2 | 310372339 | TX2-CBJ25054 | PE 25.05 HOSTEL BLOK 1D |  | 0 | RYB |  |  | 11 kV |  | 415 V |  | MTM | 1000.00 kVA | 1970-01-01 |  | 1 | 0
378386394 | TNB | DISTRIBUTION | WP PUTRAJAYA & CYBERJAYA | Existing | VCBJ/PCE/J25051/MATX1 | 310372338 | TX1-CBJ25053 | PE 25.05 HOSTEL BLOK 1D |  | 0 | RYB |  |  | 11 kV |  | 415 V |  | MTM | 1000.00 kVA | 1970-01-01 |  | 1 | 0
378386562 | TNB | DISTRIBUTION | WP PUTRAJAYA & CYBERJAYA | Existing | VCBJ/PCE/J25041/MATX2 | 310339291 | TX2-CBJ25044 | PE 25.04 HOSTEL BLOK 1C |  | 0 | RYB |  |  | 11 kV |  | 415 V |  | MTM | 1000.00 kVA | 1970-01-01 |  | 1 | 0
378386565 | TNB | DISTRIBUTION | WP PUTRAJAYA & CYBERJAYA | Existing | VCBJ/PCE/J25041/MATX1 | 310338937 | TX1-CBJ25043 | PE 25.04 HOSTEL BLOK 1C |  | 0 | RYB |  |  | 11 kV |  | 415 V |  | MTM | 1000.00 kVA | 1970-01-01 |  | 1 | 0
378386779 | TNB | DISTRIBUTION | WP PUTRAJAYA & CYBERJAYA | Existing | VCBJ/PCE/J25031/MATX1 | 300453481 | TX1-CBJ25033 | PE 25.03 HOSTEL BLOK 1B |  | 0 | RYB |  |  | 11 kV |  | 415 V |  | MTM | 1000.00 kVA | 1970-01-01 |  | 1 | 0
378386873 | TNB | DISTRIBUTION | WP PUTRAJAYA & CYBERJAYA | Existing | VCBJ/PCE/J25021/MATX1 | 300454736 | TX1-CBJ25023 | PE 25.02 HOSTEL BLOK 1A |  | 0 | RYB |  |  | 11 kV |  | 415 V |  | MTM | 1000.00 kVA | 21/09/2013 |  | 1 | 0
378386971 | TNB | DISTRIBUTION | WP PUTRAJAYA & CYBERJAYA | Existing | VCBJ/PCE/J23031/MATX1 | 300454680 | TX1-CBJ23033 | PE 23.03 MUTIARA VILLE 1 |  | 0 | RYB |  |  | 11 kV |  | 415 V |  | MTM | 1000.00 kVA | 23/09/2012 |  | 1 | 2
378387065 | TNB | DISTRIBUTION | WP PUTRAJAYA & CYBERJAYA | Existing | VCBJ/PCE/J23041/MATX1 | 300454733 | TX1-CBJ23043 | PE 23.04 MUTIARA VILLE 2 |  | 0 | RYB |  |  | 11 kV |  | 415 V |  | EWT | 1000.00 kVA | 23/09/2012 |  | 1 | 2
378404480 | TNB | DISTRIBUTION | WP PUTRAJAYA & CYBERJAYA | Existing | VPTJ/PCE/J01371/MATX1 | 300266979 | TX1-PTJ01373 | PE 1.37 E16 ANJUNG (F1) |  | 0 | RYB |  |  | 11 kV |  | 415 V |  | MTM | 1000.00 kVA | 20/01/2001 |  | 1 | 0
378404576 | TNB | DISTRIBUTION | WP PUTRAJAYA & CYBERJAYA | Existing | VPTJ/PCE/J01372/MATX2 | 300266980 | TX2-PTJ01376 | PE 1.37 E16 ANJUNG (F2) |  | 0 | RYB |  |  | 11 kV |  | 415 V |  | MTM | 1000.00 kVA | 20/01/2001 |  | 1 | 0
378405042 | TNB | DISTRIBUTION | WP PUTRAJAYA & CYBERJAYA | Existing | VPTJ/PCE/J01561/MATX1 | 310375549 | TX1-PTJ01563 | PE 1.56 SEK.MEN. A/SHAH (F1) |  | 0 | RYB | [6 empty] | MTM | 1000.00 kVA | 1970-01-01 |  | 1 | 1
378405138 | TNB | DISTRIBUTION | WP PUTRAJAYA & CYBERJAYA | Existing | VPTJ/PCE/J01562/MATX2 | 300266986 | TX2-PTJ01566 | PE 1.56 SEK.MEN. A/SHAH (F2) |  | 0 | RYB |  |  | 11 kV |  | 415 V |  | MTM | 1000.00 kVA | 2003-08-01 |  | 1 | 0
378405234 | TNB | DISTRIBUTION | WP PUTRAJAYA & CYBERJAYA | Existing | VPTJ/PCE/J01571/MATX1 | 300266987 | TX1-PTJ01573 | PE 1.57 SEK.MEN. A/SHAH (F1) |  | 0 | RYB |  |  | 11 kV |  | 415 V |  | SGB | 750.00 kVA | 2003-08-01 |  | 1 | 0
378405330 | TNB | DISTRIBUTION | WP PUTRAJAYA & CYBERJAYA | Existing | VPTJ/PCE/J01572/MATX2 | 300266988 | TX2-PTJ01576 | PE 1.57 SEK.MEN. A/SHAH (F2) |  | 0 | RYB |  |  | 11 kV |  | 415 V |  | SGB | 750.00 kVA | 2003-08-01 |  | 1 | 0
378405589 | TNB | DISTRIBUTION | WP PUTRAJAYA & CYBERJAYA | Existing | VPTJ/PCE/J01531/MATX1 | 300266984 | TX1-PTJ01534 | PE 1.53 NORTH DEPT (F1) |  | 0 | RYB |  |  | 11 kV |  | 415 V |  | EWT | 500.00 kVA | 2004-10-01 |  | 1 | 0
378405692 | TNB | DISTRIBUTION | WP PUTRAJAYA & CYBERJAYA | Existing | VPTJ/PCE/J01541/MATX1 | 300266983 | TX1-PTJ01544 | PE 1.54 SOUTH DEPT (F1) |  | 0 | RYB |  |  | 11 kV |  | 415 V |  | EWT | 500.00 kVA | 2004-10-01 |  | 1 | 0
378405955 | TNB | DISTRIBUTION | WP PUTRAJAYA & CYBERJAYA | Existing | VPTJ/PCE/J01381/MATX1 | 300266981 | TX1-PTJ01384 | PE 1.38 TAMAN PUTRA PERDANA (F |  | 0 | RYB |  |  | 11 kV |  | 415 V |  |  | 1000.00 kVA | 24/08/2000 |  | 1 | 0
378406058 | TNB | DISTRIBUTION | WP PUTRAJAYA & CYBERJAYA | Existing | VPTJ/PCE/J01382/MATX2 | 300266982 | TX2-PTJ01387 | PE 1.38 TAMAN PUTRA PERDANA (F |  | 0 | RYB |  |  | 11 kV |  | 415 V |  | LKH | 1000.00 kVA | 24/08/2000 |  | 1 | 0
378406360 | TNB | DISTRIBUTION | WP PUTRAJAYA & CYBERJAYA | Existing | VPTJ/PCE/J15221/MATX1 | 300267441 | TX1-PTJ15222 | PE 15.22 PADAT WR 6 |  | 0 | RYB |  |  | 11 kV |  | 415 V |  | EWT | 1000.00 kVA | 27/08/2005 |  | 1 | 0
378406558 | TNB | DISTRIBUTION | WP PUTRAJAYA & CYBERJAYA | Existing | VPTJ/PCE/J15452/MATX2 | 300267577 | TX2-PTJ15456 | PE 15.45 Blok C1 15-12B (F2) |  | 0 | RYB |  |  | 11 kV |  | 415 V |  | SGB | 1000.00 kVA | 2009-10-10 |  | 1 | 0
378406652 | TNB | DISTRIBUTION | WP PUTRAJAYA & CYBERJAYA | Existing | VPTJ/PCE/J15451/MATX1 | 300267928 | TX1-PTJ15453 | PE 15.45 Blok C1 15-12B (F1) |  | 0 | RYB |  |  | 11 kV |  | 415 V |  | SGB | 1000.00 kVA | 2009-10-10 |  | 1 | 0
378406746 | TNB | DISTRIBUTION | WP PUTRAJAYA & CYBERJAYA | Existing | VPTJ/PCE/J15461/MATX1 | 300267547 | TX1-PTJ15462 | PE 15.46 Blok C2 15-12B (F1) |  | 0 | RYB |  |  | 11 kV |  | 415 V |  | MTM | 1000.00 kVA | 2009-10-10 |  | 1 | 0
378406842 | TNB | DISTRIBUTION | WP PUTRAJAYA & CYBERJAYA | Existing | VPTJ/PCE/J15462/MATX2 | 300267481 | TX2-PTJ15465 | PE 15.46 Blok C2 15-12B (F2) |  | 0 | RYB |  |  | 11 kV |  | 415 V |  | MTM | 1000.00 kVA | 2009-10-10 |  | 1 | 0
378406936 | TNB | DISTRIBUTION | WP PUTRAJAYA & CYBERJAYA | Existing | VPTJ/PCE/J15441/MATX1 | 300273243 | TX1-PTJ15442 | PE 15.44 Blok A3 15-12B (F1) |  | 0 | RYB |  |  | 11 kV |  | 415 V |  | MTM | 1000.00 kVA | 2009-10-10 |  | 1 | 0
378407032 | TNB | DISTRIBUTION | WP PUTRAJAYA & CYBERJAYA | Existing | VPTJ/PCE/J15442/MATX2 | 300273242 | TX2-PTJ15445 | PE 15.44 Blok A3 15-12B (F2) |  | 0 | RYB |  |  | 11 kV |  | 415 V |  | MTM | 1000.00 kVA | 2009-10-10 |  | 1 | 0
378407126 | TNB | DISTRIBUTION | WP PUTRAJAYA & CYBERJAYA | Existing | VPTJ/PCE/J15431/MATX1 | 300273245 | TX1-PTJ15432 | PE 15.43 BLOK A2 15-12B (F1) |  | 0 | RYB |  |  | 11 kV |  | 415 V |  | MTM | 1000.00 kVA | 2009-10-10 |  | 1 | 0
378407222 | TNB | DISTRIBUTION | WP PUTRAJAYA & CYBERJAYA | Existing | VPTJ/PCE/J15432/MATX2 | 300273244 | TX2-PTJ15435 | PE 15.43 BLOK A2 15-12B (F2) |  | 0 | RYB |  |  | 11 kV |  | 415 V |  | MTM | 1000.00 kVA | 2009-10-10 |  | 1 | 0
378407370 | TNB | DISTRIBUTION | WP PUTRAJAYA & CYBERJAYA | Existing | VPTJ/PCE/J15421/MATX1 | 300267449 | TX1-PTJ15422 | PE 15.42 P/PURI 15-12 BLOK C ( |  | 0 | RYB |  |  | 11 kV |  | 415 V |  | EWT | 1000.00 kVA | 2009-06-01 |  | 1 | 0
378407466 | TNB | DISTRIBUTION | WP PUTRAJAYA & CYBERJAYA | Existing | VPTJ/PCE/J15422/MATX2 | 300267450 | TX2-PTJ15425 | PE 15.42 P/PURI 15-12 BLOK C ( |  | 0 | RYB |  |  | 11 kV |  | 415 V |  | EWT | 1000.00 kVA | 2009-06-01 |  | 1 | 0
378407562 | TNB | DISTRIBUTION | WP PUTRAJAYA & CYBERJAYA | Existing | VPTJ/PCE/J15411/MATX1 | 300267447 | TX1-PTJ15412 | PE 15.41 P/PURI 15-12 BLOK B ( |  | 0 | RYB |  |  | 11 kV |  | 415 V |  | EWT | 1000.00 kVA | 2009-06-01 |  | 1 | 0
378407658 | TNB | DISTRIBUTION | WP PUTRAJAYA & CYBERJAYA | Existing | VPTJ/PCE/J15412/MATX2 | 300267448 | TX1-PTJ15415 | PE 15.41 P/PURI 15-12 BLOK B ( |  | 0 | RYB |  |  | 11 kV |  | 415 V |  | EWT | 1000.00 kVA | 2009-06-01 |  | 1 | 0
378407752 | TNB | DISTRIBUTION | WP PUTRAJAYA & CYBERJAYA | Existing | VPTJ/PCE/J15401/MATX1 | 300267445 | TX1-PTJ15402 | PE 15.40 P/PURI 15-12 BLOK A ( |  | 0 | RYB |  |  | 11 kV |  | 415 V |  | EWT | 1000.00 kVA | 2009-06-01 |  | 1 | 0
378407848 | TNB | DISTRIBUTION | WP PUTRAJAYA & CYBERJAYA | Existing | VPTJ/PCE/J15402/MATX2 | 300267446 | TX2-PTJ15405 | PE 15.40 P/PURI 15-12 BLOK A ( |  | 0 | RYB |  |  | 11 kV |  | 415 V |  | EWT | 1000.00 kVA | 2009-06-01 |  | 1 | 0
378407944 | TNB | DISTRIBUTION | WP PUTRAJAYA & CYBERJAYA | Existing | VPTJ/PCE/J15471/MATX1 | 300344443 | TX1-PTJ15473 | PE 15.47 APARTMENT ALAM DESA ( |  | 0 | RYB |  |  | 11 kV |  | 415 V |  | EWT | 1000.00 kVA | 2012-12-08 |  | 1 | 1
378408040 | TNB | DISTRIBUTION | WP PUTRAJAYA & CYBERJAYA | Existing | VPTJ/PCE/J15472/MATX2 | 300344444 | TX2-PTJ15476 | PE 15.47 APARTMENT ALAM DESA ( |  | 0 | RYB |  |  | 11 kV |  | 415 V |  | EWT | 1000.00 kVA | 2012-12-08 |  | 1 | 1
378408134 | TNB | DISTRIBUTION | WP PUTRAJAYA & CYBERJAYA | Existing | VPTJ/PCE/J15351/MATX1 | 300278885 | TX1-PTJ15352 | PE 15.35 FASA 15-1A (F1) |  | 0 | RYB |  |  | 11 kV |  | 415 V |  | MTM | 1000.00 kVA | 14/11/2009 |  | 1 | 0
378408230 | TNB | DISTRIBUTION | WP PUTRAJAYA & CYBERJAYA | Existing | VPTJ/PCE/J15352/MATX2 | 300279049 | TX2-PTJ15355 | PE 15.35 FASA 15-1A (F2) |  | 0 | RYB |  |  | 11 kV |  | 415 V |  | MTM | 1000.00 kVA | 15/11/2009 |  | 1 | 0
378408324 | TNB | DISTRIBUTION | WP PUTRAJAYA & CYBERJAYA | Existing | VPTJ/PCE/J15361/MATX1 | 300279090 | TX1-PTJ15363 | PE 15.36 FASA 15-1B (F1) |  | 0 | RYB |  |  | 11 kV |  | 415 V |  | MTM | 1000.00 kVA | 14/11/2009 |  | 1 | 0
378408420 | TNB | DISTRIBUTION | WP PUTRAJAYA & CYBERJAYA | Existing | VPTJ/PCE/J15362/MATX2 | 300279091 | TX2-PTJ15366 | PE 15.36 FASA 15-1B(F2) |  | 0 | RYB |  |  | 11 kV |  | 415 V |  | MTM | 1000.00 kVA | 15/11/2009 |  | 1 | 0
378408514 | TNB | DISTRIBUTION | WP PUTRAJAYA & CYBERJAYA | Existing | VPTJ/PCE/J15381/MATX1 | 300279094 | TX1-PTJ15383 | PE 15.38 FASA 15-3B (F1) |  | 0 | RYB |  |  | 11 kV |  | 415 V |  | MTM | 1000.00 kVA | 14/11/2009 |  | 1 | 0
378408610 | TNB | DISTRIBUTION | WP PUTRAJAYA & CYBERJAYA | Existing | VPTJ/PCE/J15382/MATX2 | 300279095 | TX2-PTJ15386 | PE 15.38 FASA 15-3B (F2) |  | 0 | RYB |  |  | 11 kV |  | 415 V |  | MTM | 1000.00 kVA | 15/11/2009 |  | 1 | 0
378408704 | TNB | DISTRIBUTION | WP PUTRAJAYA & CYBERJAYA | Existing | VPTJ/PCE/J15391/MATX1 | 300279096 | TX1-PTJ15393 | PE 15.39 FASA 15-3A (F1) |  | 0 | RYB |  |  | 11 kV |  | 415 V |  | MTM | 1000.00 kVA | 14/11/2009 |  | 1 | 0
378421967 | TNB | DISTRIBUTION | WP PUTRAJAYA & CYBERJAYA | Existing | VPTJ/PCE/J17052/MATX3 | 300267941 | TX1-PTJ17056 | PE 17.05 RK 1-2 (F2) |  | 0 | RYB |  |  | 11 kV |  | 415 V |  | MTM | 750.00 kVA | 13/03/2007 |  | 1 | 0
378421970 | TNB | DISTRIBUTION | WP PUTRAJAYA & CYBERJAYA | Existing | VPTJ/PCE/J17052/MATX4 | 300267942 | TX2-PTJ17057 | PE 17.05 RK 1-2 (F2) |  | 0 | RYB |  |  | 11 kV |  | 415 V |  | MTM | 750.00 kVA | 13/03/2007 |  | 1 | 0
378422131 | TNB | DISTRIBUTION | WP PUTRAJAYA & CYBERJAYA | Existing | VPTJ/PCE/J17081/MATX1 | 300288172 | TX1-PTJ17083 | PE 17.08 BLOK E 17RK2 (F1) |  | 0 | RYB |  |  | 11 kV |  | 415 V |  | SGB | 1000.00 kVA | 2010-10-11 |  | 1 | 0
378422227 | TNB | DISTRIBUTION | WP PUTRAJAYA & CYBERJAYA | Existing | VPTJ/PCE/J17082/MATX2 | 300288174 | TX2-PTJ17086 | PE 17.08 BLOK E 17RK2 (F2) |  | 0 | RYB |  |  | 11 kV |  | 415 V |  | SGB | 1000.00 kVA | 2010-10-11 |  | 1 | 1
378422415 | TNB | DISTRIBUTION | WP PUTRAJAYA & CYBERJAYA | Existing | VPTJ/PCE/J17072/MATX2 | 300288170 | TX2-PTJ17076 | PE 17.07 BLOK C 17RK2 (F2) |  | 0 | RYB |  |  | 11 kV |  | 415 V |  | SGB | 1000.00 kVA | 2010-10-11 |  | 1 | 0
378422511 | TNB | DISTRIBUTION | WP PUTRAJAYA & CYBERJAYA | Existing | VPTJ/PCE/J17071/MATX1 | 300288168 | TX1-PTJ17073 | PE 17.07 BLOK C 17RK2 (F1) |  | 1 | RYB |  |  | 11 kV |  | 415 V |  | SGB | 1000.00 kVA | 2010-10-11 |  | 1 | 2
378422605 | TNB | DISTRIBUTION | WP PUTRAJAYA & CYBERJAYA | Existing | VPTJ/PCE/J17091/MATX1 | 310288774 | TX1-PTJ17092 | PE 17.09 SEK REN PRESINT 17 F1 |  | 0 | RYB |  |  | 11 kV |  | 415 V |  | EWT | 500.00 kVA | 1970-01-01 |  | 1 | 0
378422701 | TNB | DISTRIBUTION | WP PUTRAJAYA & CYBERJAYA | Existing | VPTJ/PCE/J17092/MATX2 | 310288777 | TX1-PTJ17095 | PE 17.09 SEK REN PRESINT 17 (F |  | 0 | RYB |  |  | 11 kV |  | 415 V |  | EWT | 500.00 kVA | 1970-01-01 |  | 1 | 0
378422795 | TNB | DISTRIBUTION | WP PUTRAJAYA & CYBERJAYA | Existing | VPTJ/PCE/J01311/MATX1 | 300266970 | TX1-PTJ01313 | PE 1.31 PADAT PERSIARAN PERDANA |  | 0 | RYB |  |  | 11 kV |  | 415 V |  | SGB | 1000.00 kVA | 15/04/1999 |  | 1 | 0
378422968 | TNB | DISTRIBUTION | WP PUTRAJAYA & CYBERJAYA | Existing | VPTJ/PCE/J01271/MATX1 | 300266967 | TX1-PTJ01273 | PE 1.27 PADAT PERSIARAN PERSEK |  | 0 | RYB |  |  | 11 kV |  | 415 V |  | SGB | 1000.00 kVA | 25/05/1999 |  | 1 | 0
378423100 | TNB | DISTRIBUTION | WP PUTRAJAYA & CYBERJAYA | Existing | VPTJ/PCE/J01301/MATX1 | 300266969 | TX1-PTJ01303 | PE 1.30 TAPAK SEMAIAN BOTANI |  | 0 | RYB |  |  | 11 kV |  | 415 V |  | MTM | 1000.00 kVA | 31/05/2001 |  | 1 | 0
378423198 | TNB | DISTRIBUTION | WP PUTRAJAYA & CYBERJAYA | Existing | VPTJ/PCE/J01591/MATX1 | 300266989 | TX1-PTJ01593 | PE 1.59 WETLAND MANAGEMENT |  | 0 | RYB |  |  | 11 kV |  | 415 V |  | EWT | 1000.00 kVA | 29/07/2003 |  | 1 | 0
378423362 | TNB | DISTRIBUTION | WP PUTRAJAYA & CYBERJAYA | Existing | VPTJ/PCE/J13041/MATX1 | 300267293 | TX1-PTJ13043 |  |  | 0 | RYB |  |  | 11 kV |  | 415 V |  | MTM | 500.00 kVA | 15/04/1999 |  | 1 | 0
378423574 | TNB | DISTRIBUTION | WP PUTRAJAYA & CYBERJAYA | Existing | VPTJ/PCE/J01331/MATX1 | 300266972 | TX1-PTJ01333 | PE 1.33 INSIDE PPU 1 S/L OVAL |  | 0 | RYB |  |  | 11 kV |  | 415 V |  | EWT | 1000.00 kVA | 17/06/1999 |  | 1 | 0
378423682 | TNB | DISTRIBUTION | WP PUTRAJAYA & CYBERJAYA | Existing | VPTJ/PCE/J01291/MATX1 | 300266968 | TX1-PTJ01293 | PE 1.29 PERDANA WALK |  | 0 | RYB |  |  | 11 kV |  | 415 V |  | EWT | 1000.00 kVA | 30/06/1999 |  | 1 | 0
378423790 | TNB | DISTRIBUTION | WP PUTRAJAYA & CYBERJAYA | Existing | VPTJ/PCE/J01351/MATX1 | 300266975 | TX1-PTJ01353 | PE 1.35 MOSQUE (F1) |  | 0 | RYB |  |  | 11 kV |  | 415 V |  | MTM | 1500.00 kVA | 1999-12-05 |  | 1 | 0
378423886 | TNB | DISTRIBUTION | WP PUTRAJAYA & CYBERJAYA | Existing | VPTJ/PCE/J01352/MATX2 | 300266976 | TX1-PTJ01356 | PE 1.35 MOSQUE (F2) |  | 0 | RYB |  |  | 11 kV |  | 415 V |  | MTM | 1500.00 kVA | 1999-12-05 |  | 1 | 0
378424081 | TNB | DISTRIBUTION | WP PUTRAJAYA & CYBERJAYA | Existing | VPTJ/PCE/J17061/MATX1 | 300288163 | TX1-PTJ17063 | PE 17.06 BLOK A 17RK2 (F1) |  | 0 | RYB |  |  | 11 kV |  | 415 V |  | SGB | 1000.00 kVA | 2010-10-11 |  | 1 | 1
378424175 | TNB | DISTRIBUTION | WP PUTRAJAYA & CYBERJAYA | Existing | VPTJ/PCE/J17062/MATX2 | 300288165 | TX1-PTJ17066 | PE 17.06 BLOK A 17RK2 (F2) |  | 0 | RYB |  |  | 11 kV |  | 415 V |  | SGB | 1000.00 kVA | 2010-10-11 |  | 1 | 1
378424286 | TNB | DISTRIBUTION | WP PUTRAJAYA & CYBERJAYA | Existing | VPTJ/PCE/J02032/MATX2 | 300266992 | TX2-PTJ02036 | PE 2.03 RUMAH PAM (F2) |  | 0 | RYB |  |  | 11 kV |  | 415 V |  | MTM | 1000.00 kVA | 2001-05-02 |  | 1 | 0
378424382 | TNB | DISTRIBUTION | WP PUTRAJAYA & CYBERJAYA | Existing | VPTJ/PCE/J02031/MATX1 | 300266991 | TX1-PTJ02033 | PE 2.03 RUMAH PAM (F1) |  | 0 | RYB |  |  | 11 kV |  | 415 V |  | MTM | 1000.00 kVA | 2001-05-02 |  | 1 | 0
378424542 | TNB | DISTRIBUTION | WP PUTRAJAYA & CYBERJAYA | Existing | VPTJ/PCE/J02172/MATX2 | 300267010 | TX2-PTJ02176 | PE 2.17 TMN WAWASAN (P.H) (F2) |  | 0 | RYB |  |  | 11 kV |  | 415 V |  | EWT | 1000.00 kVA | 2004-10-03 |  | 1 | 0
378424638 | TNB | DISTRIBUTION | WP PUTRAJAYA & CYBERJAYA | Existing | VPTJ/PCE/J02171/MATX1 | 300267009 | TX1-PTJ02173 | PE 2.17 TMN WAWASAN (P.H) (F1) |  | 0 | RYB |  |  | 11 kV |  | 415 V |  | EWT | 1000.00 kVA | 2004-10-03 |  | 1 | 0
378424773 | TNB | DISTRIBUTION | WP PUTRAJAYA & CYBERJAYA | Existing | VPTJ/PCE/J02182/MATX2 | 300267012 | TX2-PTJ02186 | PE 2.18 TMN WAWASAN (WR) (F2) |  | 0 | RYB |  |  | 11 kV |  | 415 V |  | EWT | 1000.00 kVA | 2004-10-03 |  | 1 | 0
378424894 | TNB | DISTRIBUTION | WP PUTRAJAYA & CYBERJAYA | Existing | VPTJ/PCE/J02181/MATX1 | 300267011 | TX1-PTJ02183 | PE 2.18 TMN WAWASAN (WR) (F1) |  | 0 | RYB |  |  | 11 kV |  | 415 V |  | EWT | 1000.00 kVA | 2004-10-03 |  | 1 | 0
378425039 | TNB | DISTRIBUTION | WP PUTRAJAYA & CYBERJAYA | Existing | VPTJ/PCE/J01621/MATX1 | 310371197 | TX1-PTJ01622 | PE 1.62 INSIDE PPU PJ1 |  | 0 | RYB |  |  | 11 kV |  | Unknown |  | EWT | 300.00 kVA | 1970-01-01 |  | 1 | 0
378425166 | TNB | DISTRIBUTION | WP PUTRAJAYA & CYBERJAYA | Existing | VPTJ/PCE/J01651/MATX1 | 300520212 | TX1-PTJ01652 | PE 1.65 DATARAN PAHLAWAN F1 |  | 0 | RYB |  |  | 11 kV |  | 415 V |  | MTM | 750.00 kVA | 1970-01-01 |  | 1 | 1
378425262 | TNB | DISTRIBUTION | WP PUTRAJAYA & CYBERJAYA | Existing | VPTJ/PCE/J01652/MATX2 | 300462281 | TX2-PTJ01655 | PE 1.65 DATARAN PAHLAWAN F2 |  | 0 | RYB |  |  | 11 kV |  | 415 V |  | MTM | 750.00 kVA | 1970-01-01 |  | 1 | 1
378443181 | TNB | DISTRIBUTION | WP PUTRAJAYA & CYBERJAYA | Existing | VPTJ/PCE/J15392/MATX2 | 300279097 | TX2-PTJ15396 | PE 15.39 FASA 15-3A (F2) |  | 0 | RYB |  |  | 11 kV |  | 415 V |  | MTM | 1000.00 kVA | 15/11/2009 |  | 1 | 0
378443277 | TNB | DISTRIBUTION | WP PUTRAJAYA & CYBERJAYA | Existing | VPTJ/PCE/J15371/MATX1 | 300279092 | TX1-PTJ15373 | PE 15.37 FASA 15-2 (F1) |  | 0 | RYB |  |  | 11 kV |  | 415 V |  | MTM | 1000.00 kVA | 14/11/2009 |  | 1 | 0
378443373 | TNB | DISTRIBUTION | WP PUTRAJAYA & CYBERJAYA | Existing | VPTJ/PCE/J15372/MATX2 | 300279093 | TX2-PTJ15376 | PE 15.37 FASA 15-2 (F2) |  | 0 | RYB |  |  | 11 kV |  | 415 V |  | MTM | 1000.00 kVA | 15/11/2009 |  | 1 | 0
378464189 | TNB | DISTRIBUTION | WP PUTRAJAYA & CYBERJAYA | Existing | VPTJ/PCE/J15562/MATX2 | 300497526 | TX2-PTJ15565 | PE 15.56 DWIPUTRA NO 3 (F2) |  | 0 | RYB |  |  | 11 kV |  | 415 V |  | MTM | 750.00 kVA | 1970-01-01 |  | 1 | 0
378464285 | TNB | DISTRIBUTION | WP PUTRAJAYA & CYBERJAYA | Existing | VPTJ/PCE/J00341/MATX1 | 300498124 | TX1-PTJ15562 | PE 15.56 DWIPUTRA NO 3 (F1) |  | 0 | RYB |  |  | 11 kV |  | 415 V |  | MTM | 750.00 kVA | 1970-01-01 |  | 1 | 0
378464379 | TNB | DISTRIBUTION | WP PUTRAJAYA & CYBERJAYA | Existing | VPTJ/PCE/J00340/MATX1 | 300506696 | TX1-PTJ15552 | PE 15.55 DWIPUTRA NO 2 (F1) |  | 0 | RYB |  |  | 11 kV |  | 415 V |  | MTM | 1000.00 kVA | 1970-01-01 |  | 1 | 0
378464473 | TNB | DISTRIBUTION | WP PUTRAJAYA & CYBERJAYA | Existing | VPTJ/PCE/J15552/MATX2 | 300506713 | TX2-PTJ15555 | PE 15.55 DWIPUTRA NO 2 (F2) |  | 0 | RYB |  |  | 11 kV |  | 415 V |  | MTM | 1000.00 kVA | 1970-01-01 |  | 1 | 0
378464567 | TNB | DISTRIBUTION | WP PUTRAJAYA & CYBERJAYA | Existing | VPTJ/PCE/J00339/MATX1 | 300510367 | TX1-PTJ15542 | PE 15.54 DWIPUTRA NO 1 (F1) |  | 0 | RYB |  |  | 11 kV |  | 415 V |  | MTM | 1000.00 kVA | 1970-01-01 |  | 1 | 0
378494679 | TNB | DISTRIBUTION | WP PUTRAJAYA & CYBERJAYA | Existing | VPTJ/PCE/J08012/MATX2 | 300267086 | TX1- PTJ08016 | PE 8.01 PS 10 (EFI) (F2) |  | 0 | RYB |  |  | 11 kV |  | 415 V |  | EWT | 1000.00 kVA | 23/07/1999 |  | 1 | 0
378495843 | TNB | DISTRIBUTION | WP PUTRAJAYA & CYBERJAYA | Existing | VPTJ/PCE/J08361/MATX1 | 310303857 | TX1- PTJ08362 | PE 8.36 TEMP 8-4F |  | 0 | RYB |  |  | 11 kV |  | 415 V |  |  | 1000.00 kVA | 1970-01-01 |  | 1 | 0
378496313 | TNB | DISTRIBUTION | WP PUTRAJAYA & CYBERJAYA | Existing | VPTJ/PCE/J08321/MATX1 | 300452985 | TX1- PTJ08323 | PE 8.32 TERES 8-4H (F1) |  | 0 | RYB |  |  | 11 kV |  | 415 V |  | EWT | 1000.00 kVA | 1970-01-01 |  | 1 | 28
378496407 | TNB | DISTRIBUTION | WP PUTRAJAYA & CYBERJAYA | Existing | VPTJ/PCE/J08331/MATX1 | 300453444 | TX1- PTJ08332 | PE 8.33 8NC2 PADAT NO.1 |  | 0 | RYB |  |  | 11 kV |  | 415 V |  | EWT | 1000.00 kVA | 1970-01-01 |  | 1 | 15
378496501 | TNB | DISTRIBUTION | WP PUTRAJAYA & CYBERJAYA | Existing | VPTJ/PCE/J08341/MATX1 | 300453450 | TX1- PTJ08345 | PE 8.34 8NC2 PADAT NO.2 |  | 0 | RYB |  |  | 11 kV |  | 415 V |  | EWT | 1000.00 kVA | 1970-01-01 |  | 1 | 14
378496619 | TNB | DISTRIBUTION | WP PUTRAJAYA & CYBERJAYA | Existing | VPTJ/PCE/J08322/MATX1 | 300452989 | TX2- PTJ08326 | PE 8.32 TERES 8-4H (F2) |  | 0 | RYB |  |  | 11 kV |  | 415 V |  | MTM | 1000.00 kVA | 1970-01-01 |  | 1 | 16
378524850 | TNB | DISTRIBUTION | WP PUTRAJAYA & CYBERJAYA | Existing | VCBJ/PCE/J24011/MATX1 | 300453033 | TX1-CBJ24012 | PE 24.01 SYMPHONY HILLS 8 |  | 0 | RYB |  |  | 11 kV |  | 415 V |  | MTM | 1000.00 kVA | 1970-01-01 |  | 1 | 41
378524853 | TNB | DISTRIBUTION | WP PUTRAJAYA & CYBERJAYA | Existing | VCBJ/PCE/J24011/MATX2 | 300453036 | TX2-CBJ24013 | PE 24.01 SYMPHONY HILLS 8 |  | 0 | RYB |  |  | 11 kV |  | 415 V |  | MTM | 1000.00 kVA | 1970-01-01 |  | 1 | 42
378525014 | TNB | DISTRIBUTION | WP PUTRAJAYA & CYBERJAYA | Existing | VCBJ/PCE/J24121/MATX1 | 310338842 | TX1-CBJ24122 | PE 24.12 SEJATI HOMES 2 |  | 0 | RYB |  |  | 11 kV |  | 415 V |  | EWT | 1000.00 kVA | 1970-01-01 |  | 1 | 52
378525219 | TNB | DISTRIBUTION | WP PUTRAJAYA & CYBERJAYA | Existing | VCBJ/PCE/J24131/MATX2 | 310390825 | TX2-CBJ23144 | PE 24.13 SYMPHONY HILLS 2 |  | 0 | RYB |  |  | 11 kV |  | 415 V |  | EWT | 1000.00 kVA | 1970-01-01 |  | 1 | 59
378525222 | TNB | DISTRIBUTION | WP PUTRAJAYA & CYBERJAYA | Existing | VCBJ/PCE/J24131/MATX1 | 310338849 | TX1-CBJ23143 | PE 24.13 SYMPHONY HILLS 2 |  | 0 | RYB |  |  | 11 kV |  | 415 V |  | EWT | 1000.00 kVA | 1970-01-01 |  | 1 | 46
378525393 | TNB | DISTRIBUTION | WP PUTRAJAYA & CYBERJAYA | Existing | VCBJ/PCE/J24051/MATX1 | 300454675 | TX1-CBJ24051 | PE 24.05 SYMPHONY HILLS 3 |  | 0 | RYB |  |  | 11 kV |  | 415 V |  | MTM | 1000.00 kVA | 2013-01-08 |  | 1 | 62
378525487 | TNB | DISTRIBUTION | WP PUTRAJAYA & CYBERJAYA | Existing | VCBJ/PCE/J24161/MATX1 | 310317892 | TX1-CBJ24163 | PE 24.16 PADAT PERUMAHAN 1 |  | 0 | RYB |  |  | 11 kV |  | 415 V |  | EWT | 1000.00 kVA | 1970-01-01 |  | 1 | 52
378525590 | TNB | DISTRIBUTION | WP PUTRAJAYA & CYBERJAYA | Existing | VCBJ/PCE/J00340/MATX1 | 300506693 | TX1-CBJ24323 | SS 24.32 NADAYU 99 |  | 0 | RYB |  |  | 11 kV |  | 415 V |  | MTM | 1000.00 kVA | 1970-01-01 |  | 1 | 0
378525709 | TNB | DISTRIBUTION | WP PUTRAJAYA & CYBERJAYA | Existing | VCBJ/PCE/J22122/MATX2 | 300267590 | TX2-CBJ21126 | PE 22.12 SEK MEN KEB CJ1 F2 |  | 0 | RYB |  |  | 11 kV |  | 415 V |  | MTM | 1000.00 kVA | 19/02/2004 |  | 1 | 0
378525894 | TNB | DISTRIBUTION | WP PUTRAJAYA & CYBERJAYA | Existing | VCBJ/PCE/J24061/MATX1 | 300454671 | TX1-CBJ2461 | PE 24.06 SYMPHONY HILLS 1 |  | 0 | RYB |  |  | 11 kV |  | 415 V |  | MTM | 1000.00 kVA | 2013-01-08 |  | 1 | 34
378526115 | TNB | DISTRIBUTION | WP PUTRAJAYA & CYBERJAYA | Existing | VCBJ/PCE/J24211/MATX1 | 310314867 | TX1-CBJ24211 | PE 24.21 SITE OFFICE SYMPHONY |  | 0 | RYB |  |  | 11 kV |  | 415 V |  |  | 1000.00 kVA | 1970-01-01 |  | 1 | 0
378526890 | TNB | DISTRIBUTION | WP PUTRAJAYA & CYBERJAYA | Existing | VCBJ/PCE/J22441/MATX1 | 300267622 | TX1-CBJ22442 | PE 22.44 PANGSAPURI PT 12067 |  | 0 | RYB |  |  | 11 kV |  | 415 V |  | SGB | 1000.00 kVA | 28/11/2006 |  | 1 | 0
378526956 | TNB | DISTRIBUTION | WP PUTRAJAYA & CYBERJAYA | Existing | VCBJ/PCE/J21022/MATX2 | 300267520 | TX2-CBJ21026 | PE 21.02 INCUBATOR F2 |  | 0 | RYB |  |  | 11 kV |  | 415 V |  | MTM | 1000.00 kVA | 15/07/2199 |  | 1 | 0
378527123 | TNB | DISTRIBUTION | WP PUTRAJAYA & CYBERJAYA | Existing | VCBJ/PCE/J22442/MATX2 | 300267623 | TX2-CBJ22445 | PE 22.44 PANGSAPURI PT 12057 |  | 0 | RYB |  |  | 11 kV |  | 415 V |  | SGB | 1000.00 kVA | 28/11/2006 |  | 1 | 0
378527247 | TNB | DISTRIBUTION | WP PUTRAJAYA & CYBERJAYA | Existing | VCBJ/PCE/J24141/MATX1 | 300455006 | TX1-CBJ24143 | SS 24.14 SHAFTBURY BLOK D F1 |  | 0 | RYB |  |  | 11 kV |  | 415 V |  | EWT | 1000.00 kVA | 1970-01-01 |  | 1 | 0
378527424 | TNB | DISTRIBUTION | WP PUTRAJAYA & CYBERJAYA | Existing | VCBJ/PCE/J21821/MATX1 | 300454966 | TX1-CBJ21823 | SS 21.82 SHAFBURY BLOK C F1 |  | 0 | RYB |  |  | 11 kV |  | 415 V |  | EWT | 1000.00 kVA | 1970-01-01 |  | 1 | 0
378527520 | TNB | DISTRIBUTION | WP PUTRAJAYA & CYBERJAYA | Existing | VCBJ/PCE/J21822/MATX1 | 300454970 | TX2-CBJ21826 | SS 21.82 SHAFBURY BLOK C F2 |  | 0 | RYB |  |  | 11 kV |  | 415 V |  | EWT | 1000.00 kVA | 1970-01-01 |  | 1 | 0
378527893 | TNB | DISTRIBUTION | WP PUTRAJAYA & CYBERJAYA | Existing | VCBJ/PCE/J22032/MATX2 | 300267579 | TX2-CBJ22038 | PE 22.03 CYBERVIEW GARDENS F2 |  | 0 | RYB |  |  | 11 kV |  | 415 V |  | SGB | 1000.00 kVA | 1998-06-11 |  | 1 | 0
378528801 | TNB | DISTRIBUTION | WP PUTRAJAYA & CYBERJAYA | Existing | VCBJ/PCE/J21431/MATX1 | 300267557 | TX1-CBJ21432 | PE 21.43 CYBERVILLAGE SERENITY |  | 1 | RYB |  |  | 11 kV |  | 415 V |  | MTM | 1000.00 kVA | 30/03/2004 |  | 1 | 1
378528897 | TNB | DISTRIBUTION | WP PUTRAJAYA & CYBERJAYA | Existing | VCBJ/PCE/J21432/MATX2 | 300267558 | TX2-CBJ21435 | PE 21.43 CYBERVILLAGE SERENITY |  | 0 | RYB |  |  | 11 kV |  | 415 V |  | SGB | 1000.00 kVA | 30/03/2004 |  | 1 | 0
378559131 | TNB | DISTRIBUTION | WP PUTRAJAYA & CYBERJAYA | Existing | VPTJ/PCE/J15542/MATX2 | 300506709 | TX2-PTJ15545 | PE 15.54 DWIPUTRA NO 1 (F2) |  | 0 | RYB |  |  | 11 kV |  | 415 V |  | MTM | 1000.00 kVA | 1970-01-01 |  | 1 | 0
378567721 | TNB | DISTRIBUTION | WP PUTRAJAYA & CYBERJAYA | Existing | VPTJ/PCE/J05071/MATX1 | 300267035 | TX1-PTJ05072 | PE 5.07 JLB1 |  | 0 | RYB |  |  | 11 kV |  | 415 V |  | EWT | 500.00 kVA | 2003-07-10 |  | 1 | 0
378567831 | TNB | DISTRIBUTION | WP PUTRAJAYA & CYBERJAYA | Existing | VPTJ/PCE/J05081/MATX1 | 300267036 | TX1-PTJ05083 | PE 5.08 JLB2 |  | 0 | RYB |  |  | 11 kV |  | 415 V |  | SGB | 1000.00 kVA | 2003-07-10 |  | 1 | 0
378567941 | TNB | DISTRIBUTION | WP PUTRAJAYA & CYBERJAYA | Existing | VPTJ/PCE/J05051/MATX1 | 300267033 | TX1-PTJ05052 | PE 5.05 C/S S/L |  | 3 | RYB |  |  | 11 kV |  | 415 V |  | EWT | 1000.00 kVA | 23/04/2005 |  | 1 | 1
378572047 | TNB | DISTRIBUTION | WP PUTRAJAYA & CYBERJAYA | Existing | VCBJ/PCE/J21422/MATX2 | 300267556 | TX2-CBJ21426 | PE 21.42 CYBERVILLAGE SERENITY |  | 1 | RYB |  |  | 11 kV |  | 415 V |  | MTM | 1000.00 kVA | 30/03/2004 |  | 1 | 1
378572302 | TNB | DISTRIBUTION | WP PUTRAJAYA & CYBERJAYA | Existing | VCBJ/PCE/J24031/MATX1 | 300461083 | TX1-CBJ24033 | PE 24.03 JELANG VISTA 2 |  | 0 | RYB |  |  | 11 kV |  | 415 V |  | MTM | 1000.00 kVA | 1970-01-01 |  | 1 | 0
378572396 | TNB | DISTRIBUTION | WP PUTRAJAYA & CYBERJAYA | Existing | VCBJ/PCE/J24021/MA TX1 | 310303825 | TX1-CBJ24023 | PE 24.02 JELANG VISTA 1 |  | 0 | RYB |  |  | 11 kV |  | 415 V |  | MTM | 1000.00 kVA | 1970-01-01 |  | 1 | 1
378572519 | TNB | DISTRIBUTION | WP PUTRAJAYA & CYBERJAYA | Existing | VCBJ/PCE/J21751/MATX1 | 300343548 | TX1-CBJ21753 | PE 21.75 LAKEVIEW WEST 1 |  | 0 | RYB |  |  | 11 kV |  | 415 V |  | EWT | 1000.00 kVA | 18/04/2012 |  | 1 | 37
378572613 | TNB | DISTRIBUTION | WP PUTRAJAYA & CYBERJAYA | Existing | VCBJ/PCE/J21741/MATX1 | 300343807 | TX1-CBJ22443 | PE 21.74 LAKE VIEW WEST 2 |  | 0 | RYB |  |  | 11 kV |  | 415 V |  | SGB | 1000.00 kVA | 17/04/2012 |  | 1 | 32
378573261 | TNB | DISTRIBUTION | WP PUTRAJAYA & CYBERJAYA | Existing | VCBJ/PCE/J22141/MATX1 | 300267592 | TX1-CBJ22143 | PE 22.14 CYBER HEIGHT VILLA F1 |  | 0 | RYB |  |  | 11 kV |  | 415 V |  | MTM | 1000.00 kVA | 2002-04-04 |  | 1 | 0
378573949 | TNB | DISTRIBUTION | WP PUTRAJAYA & CYBERJAYA | Existing | VCBJ/PCE/J24151/MATX2 | 300467285 | TX2-CBJ24154 | PE 24.15 APARTMENT TINDAK MURNI |  | 0 | RYB |  |  | 11 kV |  | 415 V |  | MTM | 750.00 kVA | 1970-01-01 |  | 1 | 0
378573952 | TNB | DISTRIBUTION | WP PUTRAJAYA & CYBERJAYA | Existing | VCBJ/PCE/J24151/MATX1 | 310338852 | TX1-CBJ24153 | PE 24.15 APARTMENT TINDAK MURNI |  | 0 | RYB |  |  | 11 kV |  | 415 V |  | MTM | 750.00 kVA | 1970-01-01 |  | 1 | 0
378576021 | TNB | DISTRIBUTION | WP PUTRAJAYA & CYBERJAYA | Existing | VPTJ/PCE/J11411/MATX1 | 300267274 | TX1-PTJ11413 | PE 11.41 BLOK F |  | 0 | RYB |  |  | 11 kV |  | 415 V |  | MTM | 1000.00 kVA | 17/08/2004 |  | 1 | 0
378607033 | TNB | DISTRIBUTION | WP PUTRAJAYA & CYBERJAYA | Existing | VCBJ/PCE/J21681/MATX1 | 300455071 | TX1-CBJ21682 | PE 21.68 Padat Elite 4 |  | 0 | RYB |  |  | 11 kV |  | 415 V |  | EWT | 500.00 kVA | 1970-01-01 |  | 1 | 2
378607153 | TNB | DISTRIBUTION | WP PUTRAJAYA & CYBERJAYA | Existing | VCBJ/PCE/J21201/MATX1 | 300267546 | TX1-CBJ21203 | PE 21.20 ELITE HIGHWAY NO. 2 |  | 0 | RYB |  |  | 11 kV |  | 415 V |  | SGB | 1000.00 kVA | 28/02/2000 |  | 1 | 1
378607363 | TNB | DISTRIBUTION | WP PUTRAJAYA & CYBERJAYA | Existing | VCBJ/PCE/J21191/MATX1 | 300267545 | TX1-CBJ21193 | PE 21.19 ELITE HIGHWAY NO. 1 |  | 0 | RYB |  |  | 11 kV |  | 415 V |  | SGB | 1000.00 kVA | 31/12/1999 |  | 1 | 0
379538134 | TNB | DISTRIBUTION | WP PUTRAJAYA & CYBERJAYA | Existing | VPTJ/PCE/J14182/MATX2 | 300267414 | TX2-PTJ14186 | PE 14.18 BLOK E1 (F2) |  | 0 | RYB |  |  | 11 kV |  | 415 V |  | MTM | 1000.00 kVA | 2005-06-09 |  | 1 | 0
379568751 | TNB | DISTRIBUTION | WP PUTRAJAYA & CYBERJAYA | Existing | VPTJ/PCE/J14181/MATX1 | 300267413 | TX1-PTJ14183 | PE 14.18 BLOK E1 (F1) |  | 0 | RYB |  |  | 11 kV |  | 415 V |  | MTM | 1000.00 kVA | 2005-06-09 |  | 1 | 0
379568759 | TNB | DISTRIBUTION | WP PUTRAJAYA & CYBERJAYA | Existing | VPTJ/PCE/J14182/MATX2 | 300267414 | TX1-PTJ14186 | PE 14.18 BLOK E1 (F2) |  | 0 | RYB |  |  | 11 kV |  | 415 V |  | MTM | 1000.00 kVA | 2005-06-09 |  | 1 | 0
379907380 | TNB | DISTRIBUTION | WP PUTRAJAYA & CYBERJAYA | Existing | VPTJ/PCE/J00355/MATX1 | 310376043 | TX2- PTJ15575 | PE 15.57 DWIPUTRA NO 4 (F2) |  | 0 | RYB |  |  | 11 kV |  | 415 V |  | MTM | 1000.00 kVA | 1970-01-01 |  | 1 | 0
379907476 | TNB | DISTRIBUTION | WP PUTRAJAYA & CYBERJAYA | Existing | VPTJ/PCE/J00350/MATX1 | 300544702 | TX1- PTJ15572 | PE 15.57 DWIPUTRA NO 4 (F1) |  | 0 | RYB |  |  | 11 kV |  | 415 V |  | SGB | 1000.00 kVA | 1970-01-01 |  | 1 | 0
379907575 | TNB | DISTRIBUTION | WP PUTRAJAYA & CYBERJAYA | Existing | VPTJ/PCE/J00354/MATX1 | 300524944 | TX2- PTJ15595 | PE 15.59 DWIPUTRA NO 6 (F2) |  | 0 | RYB |  |  | 11 kV |  | 415 V |  | MTM | 750.00 kVA | 1970-01-01 |  | 1 | 0
379907671 | TNB | DISTRIBUTION | WP PUTRAJAYA & CYBERJAYA | Existing | VPTJ/PCE/J00352/MATX1 | 300514679 | TX1- PTJ15592 | PE 15.59 DWIPUTRA NO 6 (F1) |  | 0 | RYB |  |  | 11 kV |  | 415 V |  |  | 750.00 kVA | 1970-01-01 |  | 1 | 0
379907781 | TNB | DISTRIBUTION | WP PUTRAJAYA & CYBERJAYA | Existing | VPTJ/PCE/J00353/MATX1 | 300534191 | TX2- PTJ15585 | PE 15.58 DWIPUTRA NO 5 (F2) |  | 0 | RYB |  |  | 11 kV |  | 415 V |  | SGB | 1000.00 kVA | 1970-01-01 |  | 1 | 0
379907877 | TNB | DISTRIBUTION | WP PUTRAJAYA & CYBERJAYA | Existing | VPTJ/PCE/J00351/MATX1 | 300544706 | TX1-PTJ15582 | PE 15.58 DWIPUTRA NO 5 (F1) |  | 0 | RYB |  |  | 11 kV |  | 415 V |  | SGB | 1000.00 kVA | 1970-01-01 |  | 1 | 0
379908010 | TNB | DISTRIBUTION | WP PUTRAJAYA & CYBERJAYA | Existing | VPTJ/PCE/J08402/MATX2 | 310375498 | TX1- PTJ08403 | PE 8.40 8R4 BLOK C F2 |  | 0 | RYB |  |  | 11 kV |  | 415 V |  | SGB | 1000.00 kVA | 1970-01-01 |  | 1 | 0
379908135 | TNB | DISTRIBUTION | WP PUTRAJAYA & CYBERJAYA | Existing | VPTJ/PCE/J08401/MATX1 | 310375493 | TX2- PTJ08405 | PE 8.40 8R4 BLOK C F1 |  | 0 | RYB |  |  | 11 kV |  | 415 V |  | MTM | 1000.00 kVA | 1970-01-01 |  | 1 | 0
379908229 | TNB | DISTRIBUTION | WP PUTRAJAYA & CYBERJAYA | Existing | VPTJ/PCE/J08411/MATX1 | 310375503 | TX1-PTJ08413 | PE 8.41 8R4 BLOK D F1 |  | 0 | RYB |  |  | 11 kV |  | 415 V |  | MTM | 1000.00 kVA | 1970-01-01 |  | 1 | 0
379908325 | TNB | DISTRIBUTION | WP PUTRAJAYA & CYBERJAYA | Existing | VPTJ/PCE/J08412/MATX2 | 300454906 | TX2-PTJ08415 | PE 8.41 BLOK D 8R4 F2 |  | 0 | RYB |  |  | 11 kV |  | 415 V |  | EWT | 1000.00 kVA | 1970-01-01 |  | 1 | 0
379908441 | TNB | DISTRIBUTION | WP PUTRAJAYA & CYBERJAYA | Existing | VPTJ/PCE/J08382/MATX2 | 310375516 | TX2- PTJ08385 | PE 8.38 8R4 BLOK A F2 |  | 0 | RYB |  |  | 11 kV |  | 415 V |  | MTM | 1000.00 kVA | 1970-01-01 |  | 1 | 0
379908537 | TNB | DISTRIBUTION | WP PUTRAJAYA & CYBERJAYA | Existing | VPTJ/PCE/J08381/MATX1 | 310375509 | TX1- PTJ08383 | PE 8.38 8R4 BLOK A F1 |  | 0 | RYB |  |  | 11 kV |  | 415 V |  | EWT | 1000.00 kVA | 1970-01-01 |  | 1 | 0
379908631 | TNB | DISTRIBUTION | WP PUTRAJAYA & CYBERJAYA | Existing | VPTJ/PCE/J08391/MATX1 | 310375521 | TX1- PTJ08393 | PE 8.39 8R4 BLOK B F1 |  | 0 | RYB |  |  | 11 kV |  | 415 V |  | MTM | 1000.00 kVA | 1970-01-01 |  | 1 | 0
379908727 | TNB | DISTRIBUTION | WP PUTRAJAYA & CYBERJAYA | Existing | VPTJ/PCE/J08392/MATX2 | 300454907 | TX2- PTJ08396 | PE 8.39 BLOK B 8R4 F2 |  | 0 | RYB |  |  | 11 kV |  | 415 V |  | MTM | 1000.00 kVA | 1970-01-01 |  | 1 | 0
379908880 | TNB | DISTRIBUTION | WP PUTRAJAYA & CYBERJAYA | Existing | VPTJ/PCE/J00356/MATX1 | 300540210 | TX1- PTJ11763 | PE 11.76 TERES ZON 9D (1) (F1) |  | 0 | RYB | [6 empty] | EWT |  | 1970-01-01 |  | 1 | 0
379908986 | TNB | DISTRIBUTION | WP PUTRAJAYA & CYBERJAYA | Existing | VPTJ/PCE/J00359/MATX1 | 300540209 | TX2- PTJ11766 | PE 11.76 TERES ZON 9D (1) (F2) |  | 0 | RYB | [6 empty] | EWT |  | 1970-01-01 |  | 1 | 0
379909092 | TNB | DISTRIBUTION | WP PUTRAJAYA & CYBERJAYA | Existing | VPTJ/PCE/J00357/MATX1 | 300540215 | TX1- PTJ11773 | PE 11.77 TERES ZON 9D (2) (F1) |  | 0 | RYB | [6 empty] | EWT |  | 1970-01-01 |  | 1 | 0
379909198 | TNB | DISTRIBUTION | WP PUTRAJAYA & CYBERJAYA | Existing | VPTJ/PCE/J00358/MATX1 | 300540213 | TX2- PTJ11776 | PE 11.77 TERES ZON 9D (2) (F2) |  | 0 | RYB | [6 empty] | EWT |  | 1970-01-01 |  | 1 | 0
379909327 | TNB | DISTRIBUTION | WP PUTRAJAYA & CYBERJAYA | Existing | VPTJ/PCE/J00398/MATX1 | 310104894 | TX1- PTJ11782 | Grp: Substation Comp. 1 PE11.7 |  | 0 | RYB |  |  | 11 kV |  | 415 V |  | MTM | 1000.00 kVA | 17/11/2016 |  | 1 | 0
379909423 | TNB | DISTRIBUTION | WP PUTRAJAYA & CYBERJAYA | Existing | VPTJ/PCE/J00399/MATX1 | 310104884 | TX2- PTJ11785 | E 11.78 PPA1M PALMA (F2) |  | 0 | RYB |  |  | 11 kV |  | 415 V |  | MTM | 1000.00 kVA | 17/11/2016 |  | 1 | 0
379909530 | TNB | DISTRIBUTION | WP PUTRAJAYA & CYBERJAYA | Existing | VPTJ/PCE/J05351/MATX1 | 310338735 | TX1-PTJ05353 | PE 5.35 TEMP 5R5 |  | 0 | RYB |  |  | 11 kV |  | 415 V |  |  |  | 1970-01-01 |  | 1 | 0
379909825 | TNB | DISTRIBUTION | WP PUTRAJAYA & CYBERJAYA | Existing | VCBJ/PCE/J24361/MATX1 | 310386499 | TX1- CBJ24363 | PE 24.36 VERDI CONDO BLOK 2 |  | 0 | RYB |  |  | 11 kV |  | 415 V |  | MTM |  | 1970-01-01 |  | 1 | 2
379909828 | TNB | DISTRIBUTION | WP PUTRAJAYA & CYBERJAYA | Existing | VCBJ/PCE/J24361/MATX2 | 310386503 | TX2- CBJ24364 | PE 24.36 VERDI CONDO BLOK 2 |  | 0 | RYB |  |  | 11 kV |  | 415 V |  | MTM | 1000.00 kVA | 1970-01-01 |  | 1 | 2
379910008 | TNB | DISTRIBUTION | WP PUTRAJAYA & CYBERJAYA | Existing | VCBJ/PCE/J24351/MATX1 | 310386420 | TX1- CBJ24353 | PE 24.35 VERDI CONDO BLOK 1 |  | 0 | RYB |  |  | 11 kV |  | 415 V |  | MTM | 1000.00 kVA | 1970-01-01 |  | 1 | 2
379910011 | TNB | DISTRIBUTION | WP PUTRAJAYA & CYBERJAYA | Existing | VCBJ/PCE/J24351/MATX2 | 310386421 | TX2- CBJ24354 | PE 24.35 VERDI CONDO BLOK 1 |  | 0 | RYB |  |  | 11 kV |  | 415 V |  | MTM | 1000.00 kVA | 1970-01-01 |  | 1 | 2
379924556 | TNB | DISTRIBUTION | WP PUTRAJAYA & CYBERJAYA | Existing | VPTJ/PCE/J00347/MATX1 | 310371231 | TX1-PTJ12043 | PE 12.04 SPINE ROAD NO 2 (F1) |  | 0 | RYB |  |  | 11 kV |  | 415 V |  |  | 500.00 kVA | 1970-01-01 |  | 1 | 0
379924751 | TNB | DISTRIBUTION | WP PUTRAJAYA & CYBERJAYA | Existing | VPTJ/PCE/J00348/MATX1 | 310372343 | TX1-PTJ12055 | PE 12.05 PS 19 (F2) |  | 0 | RYB | [7 empty] | 1000.00 kVA | 1970-01-01 |  | 1 | 0
379924847 | TNB | DISTRIBUTION | WP PUTRAJAYA & CYBERJAYA | Existing | VPTJ/PCE/J00346/MATX1 | 310372340 | TX1-PTJ12052 | PE 12.05 PS 19 (F1) |  | 0 | RYB |  |  | 11 kV |  | 415 V |  | EWT | 1000.00 kVA | 1970-01-01 |  | 1 | 0
379925016 | TNB | DISTRIBUTION | WP PUTRAJAYA & CYBERJAYA | Existing | VPTJ/PCE/J00335/MATX1 | 310332994 | TX1-PTJ15493 | PE 15.49 NADI 15 (1) (F1) |  | 0 | RYB |  |  | 11 kV |  | 415 V |  |  | 1000.00 kVA | 1970-01-01 |  | 1 | 0
379925112 | TNB | DISTRIBUTION | WP PUTRAJAYA & CYBERJAYA | Existing | VPTJ/PCE/J15492/MATX2 | 310332997 | TX1-PTJ15496 | PE 15.49 NADI 15 (1) (F2) |  | 0 | RYB |  |  | 11 kV |  | 415 V |  |  | 1000.00 kVA | 1970-01-01 |  | 1 | 0
379925206 | TNB | DISTRIBUTION | WP PUTRAJAYA & CYBERJAYA | Existing | VPTJ/PCE/J00336/MATX1 | 300514687 | TX1-PTJ15503 | PE 15.50 NADI 15 (2) (F1) |  | 0 | RYB |  |  | 11 kV |  | 415 V |  | EWT | 1000.00 kVA | 1970-01-01 |  | 1 | 0
379925302 | TNB | DISTRIBUTION | WP PUTRAJAYA & CYBERJAYA | Existing | VPTJ/PCE/J15502/MATX2 | 300514684 | TX1-PTJ15506 | PE 15.50 NADI 15 (2) (F2) |  | 0 | RYB |  |  | 11 kV |  | 415 V |  | EWT | 1000.00 kVA | 1970-01-01 |  | 1 | 0
379925396 | TNB | DISTRIBUTION | WP PUTRAJAYA & CYBERJAYA | Existing | VPTJ/PCE/J00334/MATX1 | 300510465 | TX1-PTJ15513 | PE 15.51 NADI 15 (3) (F1) |  | 0 | RYB |  |  | 11 kV |  | 415 V |  | EWT | 1000.00 kVA | 1970-01-01 |  | 1 | 0
379925492 | TNB | DISTRIBUTION | WP PUTRAJAYA & CYBERJAYA | Existing | VPTJ/PCE/J15512/MATX2 | 300512471 | TX1-PTJ15516 | PE 15.51 NADI 15 (3) (F2) |  | 0 | RYB |  |  | 11 kV |  | 415 V |  | EWT | 1000.00 kVA | 1970-01-01 |  | 1 | 0
379925875 | TNB | DISTRIBUTION | WP PUTRAJAYA & CYBERJAYA | Existing | VPTJ/PCE/J00372/MATX1 | 310376045 | TX1-PTJ14343 | PE 14.34 DUTA VILLA (EFI) (F1) |  | 0 | RYB |  |  | 11 kV |  | 415 V |  |  | 1000.00 kVA | 1970-01-01 |  | 1 | 0
379925981 | TNB | DISTRIBUTION | WP PUTRAJAYA & CYBERJAYA | Existing | VPTJ/PCE/J00374/MATX1 | 310376048 | TX2-PTJ14346 | PE 14.34 DUTA VILLA (EFI) (F2) |  | 0 | RYB | [7 empty] | 1000.00 kVA | 1970-01-01 |  | 1 | 0
379926331 | TNB | DISTRIBUTION | WP PUTRAJAYA & CYBERJAYA | Existing | VCBJ/PCE/J00130/MATX1 | 310089862 | TX1-CBJ25302 | PE 25.30 GLADE 3-3 |  | 0 | RYB |  |  | 11 kV |  | 415 V |  | EWT | 1000.00 kVA | 1970-01-01 |  | 1 | 0
379926425 | TNB | DISTRIBUTION | WP PUTRAJAYA & CYBERJAYA | Existing | VCBJ/PCE/J00129/MATX1 | 309916189 | TX1-CBJ25292 | PE 25.29 GLADE 3-2 |  | 0 | RYB |  |  | 11 kV |  | 415 V |  | EWT | 1000.00 kVA | 1970-01-01 |  | 1 | 0
379926519 | TNB | DISTRIBUTION | WP PUTRAJAYA & CYBERJAYA | Existing | VCBJ/PCE/J00124/MATX1 | 300539911 | TX1-CBJ25282 | PE 25.28 GLADE 3-1 |  | 0 | RYB |  |  | 11 kV |  | 415 V |  | EWT | 1000.00 kVA | 1970-01-01 |  | 1 | 0
379926856 | TNB | DISTRIBUTION | WP PUTRAJAYA & CYBERJAYA | Existing | VCBJ/PCE/J23211/MATX1 | 310303829 | TX1-CBJ23212 | PE 23.21 EASTERN CORIDOR |  | 0 | RYB |  |  | 11 kV |  | 415 V |  | EWT | 500.00 kVA | 1970-01-01 |  | 1 | 0
379926967 | TNB | DISTRIBUTION | WP PUTRAJAYA & CYBERJAYA | Existing |  |  | TX1-CBJ23312 | PE 23.31 TEMP AXVENTURE |  | 0 | RYB |  |  | 11 kV |  | 415 V |  |  |  | 1970-01-01 |  | 1 | 0
380663158 | TNB | DISTRIBUTION | WP PUTRAJAYA & CYBERJAYA | Existing | VPTJ/PCE/J00442/MATX1 | 309905318 | TX1-P17152 | D-PTJ-C15-0989 |  | 0 | RYB |  |  | 11 kV |  | 415 V |  | MTM | 1000.00 kVA | 1970-01-01 |  | 1 | 0
380663281 | TNB | DISTRIBUTION | WP PUTRAJAYA & CYBERJAYA | Existing | VPTJ/PCE/J00443/MATX1 | 310474878 | TX1-P17156 | D-PTJ-C15-0989 |  | 0 | RYB |  |  | 11 kV |  | 415 V |  | MTM | 1000.00 kVA | 1970-01-01 |  | 1 | 0
380663402 | TNB | DISTRIBUTION | WP PUTRAJAYA & CYBERJAYA | Existing | VPTJ/PCE/J00444/MATX1 | 309905317 | TX1-P17163 | D-PTJ-C15-0989 |  | 0 | RYB |  |  | 11 kV |  | 415 V |  | MTM | 1000.00 kVA | 1970-01-01 |  | 1 | 0
380663525 | TNB | DISTRIBUTION | WP PUTRAJAYA & CYBERJAYA | Existing | VPTJ/PCE/J00445/MATX1 | 310426304 | TX1-P17166 | D-PTJ-C15-0989 |  | 0 | RYB |  |  | 11 kV |  | 415 V |  | MTM | 1000.00 kVA | 1970-01-01 |  | 1 | 0
381080310 | TNB | DISTRIBUTION | WP PUTRAJAYA & CYBERJAYA | Existing | VPTJ/PCE/J00349/MATX1 | 310371234 | TX1-PTJ12043 | PE 12.04 SPINE ROAD NO 2 (F2) |  | 0 | RYB |  |  | 11 kV |  | 415 V |  |  | 500.00 kVA | 1970-01-01 |  | 1 | 0
381401692 | TNB | DISTRIBUTION | WP PUTRAJAYA & CYBERJAYA | Existing | VPTJ/PCE/J00408/MATX1 | 310300579 | TX1-PTJ12095 | D-PTJ-C16-0948 |  | 0 | RYB |  |  | 11 kV |  | 415 V |  | EWT | 1000.00 kVA | 1970-01-01 |  | 1 | 0
381401806 | TNB | DISTRIBUTION | WP PUTRAJAYA & CYBERJAYA | Existing | VPTJ/PCE/J00409/MATX1 | 310300580 | TX1-PTJ12092 | D-PTJ-C16-0948 |  | 0 | RYB |  |  | 11 kV |  | 415 V |  | EWT | 1000.00 kVA | 1970-01-01 |  | 1 | 0
381401928 | TNB | DISTRIBUTION | WP PUTRAJAYA & CYBERJAYA | Existing | VPTJ/PCE/J00411/MATX1 | 310303853 | TX1-PTJ12106 | D-PTJ-C16-0948 |  | 0 | RYB | [6 empty] | EWT | 1000.00 kVA | 1970-01-01 |  | 1 | 0
381402044 | TNB | DISTRIBUTION | WP PUTRAJAYA & CYBERJAYA | Existing | VPTJ/PCE/J00410/MATX1 | 310314864 | TX1-PTJ12102 | D-PTJ-C16-0948 |  | 0 | RYB | [6 empty] | EWT | 1000.00 kVA | 1970-01-01 |  | 1 | 0
381402212 | TNB | DISTRIBUTION | WP PUTRAJAYA & CYBERJAYA | Existing | VPTJ/PCE/J00400/MATX1 | 307470526 | TX1-PTJ17112 | D-PTJ-C15-0944 |  | 0 | RYB |  |  | 11 kV |  | 415 V |  | MTM | 1000.00 kVA | 1970-01-01 |  | 1 | 0
381402328 | TNB | DISTRIBUTION | WP PUTRAJAYA & CYBERJAYA | Existing | VPTJ/PCE/J00401/MATX1 | 300554313 | TX1-PTJ17115 | D-PTJ-C15-0944 |  | 0 | RYB |  |  | 11 kV |  | 415 V |  | MTM | 1000.00 kVA | 1970-01-01 |  | 1 | 0
381402442 | TNB | DISTRIBUTION | WP PUTRAJAYA & CYBERJAYA | Existing | VPTJ/PCE/J00406/MATX1 | 310090707 | TX1-PTJ17142 | D-PTJ-C16-1074 |  | 0 | RYB |  |  | 11 kV |  | 415 V |  | EWT | 1000.00 kVA | 1970-01-01 |  | 1 | 0
381402558 | TNB | DISTRIBUTION | WP PUTRAJAYA & CYBERJAYA | Existing | VPTJ/PCE/J00407/MATX1 | 310090708 | TX1-PTJ17145 | D-PTJ-C16-1074 |  | 0 | RYB |  |  | 11 kV |  | 415 V |  | EWT | 1000.00 kVA | 1970-01-01 |  | 1 | 0
381402708 | TNB | DISTRIBUTION | WP PUTRAJAYA & CYBERJAYA | Existing | VPTJ/PCE/J00404/MATX1 | 310114191 | TX1-PTJ17132 | D-PTJ-C16-1074 |  | 0 | RYB |  |  | 11 kV |  | 415 V |  | MTM | 1000.00 kVA | 1970-01-01 |  | 1 | 0
381402824 | TNB | DISTRIBUTION | WP PUTRAJAYA & CYBERJAYA | Existing | VPTJ/PCE/J00405/MATX1 | 310114193 | TX1-PTJ17135 | D-PTJ-C16-1074 |  | 0 | RYB |  |  | 11 kV |  | 415 V |  | MTM | 1000.00 kVA | 1970-01-01 |  | 1 | 0
381402967 | TNB | DISTRIBUTION | WP PUTRAJAYA & CYBERJAYA | Existing | VPTJ/PCE/J00402/MATX1 | 310090709 | TX1-PTJ17122 | D-PTJ-C15-0944 |  | 0 | RYB |  |  | 11 kV |  | 415 V |  | EWT | 1000.00 kVA | 1970-01-01 |  | 1 | 0
381403083 | TNB | DISTRIBUTION | WP PUTRAJAYA & CYBERJAYA | Existing | VPTJ/PCE/J00403/MATX1 | 310114192 | TX1-PTJ17125 | D-PTJ-C15-0944 |  | 0 | RYB |  |  | 11 kV |  | 415 V |  | MTM | 1000.00 kVA | 1970-01-01 |  | 1 | 0
381405986 | TNB | DISTRIBUTION | WP PUTRAJAYA & CYBERJAYA | Existing | VPTJ/PCE/J00375/MATX1 | 310425311 | TX1-PTJ07142 | PE 7.14 ELECTRIC SQC 1 |  | 0 | RYB |  |  | 11 kV |  | 415 V |  | EWT | 1000.00 kVA | 1970-01-01 |  | 1 | 0
381406102 | TNB | DISTRIBUTION | WP PUTRAJAYA & CYBERJAYA | Existing | VPTJ/PCE/J00377/MATX1 | 310425308 | TX1-PTJ07152 | PE 7.15 ELECTRIC SQC 2 |  | 0 | RYB |  |  | 11 kV |  | 415 V |  | EWT | 1000.00 kVA | 1970-01-01 |  | 1 | 0
381406223 | TNB | DISTRIBUTION | WP PUTRAJAYA & CYBERJAYA | Existing | VPTJ/PCE/J00378/MATX1 | 310425306 | TX1-PTJ09502 | PE 9.50 DEPOH VSQC |  | 0 | RYB |  |  | 11 kV |  | 415 V |  | EWT | 500.00 kVA | 1970-01-01 |  | 1 | 0
381406348 | TNB | DISTRIBUTION | WP PUTRAJAYA & CYBERJAYA | Existing |  |  | TX2-CBJ23304 |  |  | 0 | RYB |  |  | 11 kV |  | 415 V |  |  | 1000.00 kVA | 1970-01-01 |  | 1 | 0
381406351 | TNB | DISTRIBUTION | WP PUTRAJAYA & CYBERJAYA | Existing |  |  | TX1-CBJ23303 |  |  | 0 | RYB |  |  | 11 kV |  | 415 V |  |  | 1000.00 kVA | 1970-01-01 |  | 1 | 0
381406601 | TNB | DISTRIBUTION | WP PUTRAJAYA & CYBERJAYA | Existing | VCBJ/PCE/J00131/MATX1 | 310038092 | TX1-CBJ24403 | PE 24.40 LAMAN VIEW |  | 0 | RYB |  |  | 11 kV |  | 415 V |  |  | 1000.00 kVA | 1970-01-01 |  | 1 | 0
381406604 | TNB | DISTRIBUTION | WP PUTRAJAYA & CYBERJAYA | Existing | VCBJ/PCE/J00131/MATX2 | 310038091 | TX2-CBJ24404 | PE 24.40 LAMAN VIEW |  | 0 | RYB |  |  | 11 kV |  | 415 V |  |  | 1000.00 kVA | 1970-01-01 |  | 1 | 0
381406823 | TNB | DISTRIBUTION | WP PUTRAJAYA & CYBERJAYA | Existing | VPTJ/PCE/J00388/MATX1 | 310114182 | TX1-PTJ06073 | PE 6.07 BLOK 7 PPA1M (F1) |  | 0 | RYB |  |  | 11 kV |  | 415 V |  | MTM | 1000.00 kVA | 1970-01-01 |  | 1 | 0
381406946 | TNB | DISTRIBUTION | WP PUTRAJAYA & CYBERJAYA | Existing | VPTJ/PCE/J00389/MATX1 | 310114181 | TX1-PTJ06076 | PE 6.07 BLOK 7 PPA1M (F2) |  | 0 | RYB |  |  | 11 kV |  | 415 V |  | MTM | 1000.00 kVA | 1970-01-01 |  | 1 | 0
381407071 | TNB | DISTRIBUTION | WP PUTRAJAYA & CYBERJAYA | Existing | VPTJ/PCE/J00393/MATX1 | 310114188 | TX1-PTJ06116 | PE 6.11 BLOK 4 PPA1M (F2) |  | 0 | RYB |  |  | 11 kV |  | 415 V |  | MTM | 1000.00 kVA | 1970-01-01 |  | 1 | 0
381407194 | TNB | DISTRIBUTION | WP PUTRAJAYA & CYBERJAYA | Existing | VPTJ/PCE/J00392/MATX1 | 310114185 | TX1-PTJ06113 | PE 6.11 BLOK 4 PPA1M (F1) |  | 0 | RYB |  |  | 11 kV |  | 415 V |  | MTM | 1000.00 kVA | 1970-01-01 |  | 1 | 0
381407329 | TNB | DISTRIBUTION | WP PUTRAJAYA & CYBERJAYA | Existing | VPTJ/PCE/J00390/MATX1 | 310114184 | TX1-PTJ06103 | PE 6.10 BLOK 6B PPA1M (F1) |  | 0 | RYB |  |  | 11 kV |  | 415 V |  | MTM | 1000.00 kVA | 1970-01-01 |  | 1 | 0
381407452 | TNB | DISTRIBUTION | WP PUTRAJAYA & CYBERJAYA | Existing | VPTJ/PCE/J00391/MATX1 | 310114183 | TX2-PTJ06106 | PE 6.10 BLOK 6B PPA1M (F2) |  | 0 | RYB |  |  | 11 kV |  | 415 V |  | MTM | 1000.00 kVA | 1970-01-01 |  | 1 | 0
381407573 | TNB | DISTRIBUTION | WP PUTRAJAYA & CYBERJAYA | Existing | VPTJ/PCE/J00397/MATX1 | 310104889 | TX2-PTJ06096 | PE 6.09 BLOK 6A PPA1M (F2) |  | 0 | RYB |  |  | 11 kV |  | 415 V |  | MTM | 1000.00 kVA | 1970-01-01 |  | 1 | 0
381407696 | TNB | DISTRIBUTION | WP PUTRAJAYA & CYBERJAYA | Existing | VPTJ/PCE/J00396/MATX1 | 310104890 | TX1-PTJ06093 | PE 6.09 BLOK 6A PPA1M (F1) |  | 0 | RYB |  |  | 11 kV |  | 415 V |  | MTM | 1000.00 kVA | 1970-01-01 |  | 1 | 0
381407817 | TNB | DISTRIBUTION | WP PUTRAJAYA & CYBERJAYA | Existing | VPTJ/PCE/J00394/MATX1 | 310104891 | TX1-PTJ06082 | PE 6.08 BLOK 3 PPA1M (F1) |  | 0 | RYB |  |  | 11 kV |  | 415 V |  | MTM | 1000.00 kVA | 1970-01-01 |  | 1 | 0
381407940 | TNB | DISTRIBUTION | WP PUTRAJAYA & CYBERJAYA | Existing | VPTJ/PCE/J00395/MATX1 | 310104892 | TX2-PTJ06085 | PE 6.08 BLOK 3 PPA1M (F2) |  | 0 | RYB |  |  | 11 kV |  | 415 V |  | MTM | 1000.00 kVA | 1970-01-01 |  | 1 | 0
381408061 | TNB | DISTRIBUTION | WP PUTRAJAYA & CYBERJAYA | Existing | VPTJ/PCE/J00386/MATX1 | 310114180 | TX1-PTJ06063 | PE 6.06 BLOK 5B PPA1M (F1) |  | 0 | RYB |  |  | 11 kV |  | 415 V |  | MTM | 1000.00 kVA | 1970-01-01 |  | 1 | 0
381408184 | TNB | DISTRIBUTION | WP PUTRAJAYA & CYBERJAYA | Existing | VPTJ/PCE/J00387/MATX1 | 310104893 | TX2-PTJ06066 | PE 6.06 BLOK 5B PPA1M (F2) |  | 0 | RYB |  |  | 11 kV |  | 415 V |  | MTM | 1000.00 kVA | 1970-01-01 |  | 1 | 0
381526234 | TNB | DISTRIBUTION | WP PUTRAJAYA & CYBERJAYA | Existing | VCBJ/PCE/J23291/MATX1 | 300544701 | TX1-CBJ23293 | PE 23.29 PERUMAHAN CERIA RESID |  | 0 | RYB |  |  | 11 kV |  | 415 V |  | MTM | 1000.00 kVA | 1970-01-01 |  | 1 | 83
381526237 | TNB | DISTRIBUTION | WP PUTRAJAYA & CYBERJAYA | Existing | VCBJ/PCE/J23291/MATX2 | 300544705 | TX2-CBJ23294 | PE 23.29 PERUMAHAN CERIA RESID |  | 0 | RYB |  |  | 11 kV |  | 415 V |  | MTM | 1000.00 kVA | 1970-01-01 |  | 1 | 67
381526560 | TNB | DISTRIBUTION | WP PUTRAJAYA & CYBERJAYA | Existing | VCBJ/PCE/J21441/MATX1 | 300267559 | TX1-CBJ21442 | PE 21.44 CYBERVILLAGE SERENITY |  | 0 | RYB |  |  | 11 kV |  | 415 V |  | EWT | 1000.00 kVA | 30/03/2004 |  | 1 | 0
381526563 | TNB | DISTRIBUTION | WP PUTRAJAYA & CYBERJAYA | Existing | VCBJ/PCE/J21441/MATX2 | 300267559 | TX2-CBJ21443 | PE 21.44 CYBERVILLAGE SERENITY |  | 0 | RYB |  |  | 11 kV |  | 415 V |  | EWT | 1000.00 kVA | 30/03/2004 |  | 1 | 53
381526772 | TNB | DISTRIBUTION | WP PUTRAJAYA & CYBERJAYA | Existing | VCBJ/PCE/J24031/MATX2 | 300461088 | TX2-CBJ24034 | PE 24.03 JELANG VISTA 2 |  | 0 | RYB |  |  | 11 kV |  | 415 V |  | MTM | 1000.00 kVA | 1970-01-01 |  | 1 | 0
381527228 | TNB | DISTRIBUTION | WP PUTRAJAYA & CYBERJAYA | Existing | VCBJ/PCE/J24111/MATX1 | 310338783 | TX1-CBJ24113 | PE 24.11 SEJATI HOMES 1 |  | 0 | RYB |  |  | 11 kV |  | 415 V |  | MTM | 1000.00 kVA | 1970-01-01 |  | 1 | 27
381527231 | TNB | DISTRIBUTION | WP PUTRAJAYA & CYBERJAYA | Existing | VCBJ/PCE/J24111/MATX2 | 310375553 | TX2-CBJ24114 | PE 24.11 SEJATI HOMES 1 |  | 0 | RYB |  |  | 11 kV |  | 415 V |  | MTM | 1000.00 kVA | 1970-01-01 |  | 1 | 16
382986178 | TNB | DISTRIBUTION | WP PUTRAJAYA & CYBERJAYA | Existing | VPTJ/PCE/J14331/MATX1 | 310338738 | TX1-PTJ14333 | PE 14.33 PERUMAHAN 14-6 NO 2 ( |  | 0 | RYB |  |  | 11 kV |  | 415 V |  |  | 1000.00 kVA | 1970-01-01 |  | 1 | 28
382986301 | TNB | DISTRIBUTION | WP PUTRAJAYA & CYBERJAYA | Existing | VPTJ/PCE/J14332/MATX2 | 310338742 | TX2-PTJ14335 | PE 14.33 PERUMAHAN 14-6 NO 2 ( |  | 0 | RYB |  |  | 11 kV |  | 415 V |  |  | 1000.00 kVA | 1970-01-01 |  | 1 | 26
382986432 | TNB | DISTRIBUTION | WP PUTRAJAYA & CYBERJAYA | Existing | VPTJ/PCE/J14321/MATX1 | 310338750 | TX1-PTJ14323 | PE 14.32 PERUMAHAN 14-6 NO 1 ( |  | 3 | RYB |  |  | 11 kV |  | 415 V |  |  | 1000.00 kVA | 1970-01-01 |  | 1 | 30
382986555 | TNB | DISTRIBUTION | WP PUTRAJAYA & CYBERJAYA | Existing | VPTJ/PCE/J14322/MATX2 | 310338749 | TX2-PTJ14325 | PE 14.32 PERUMAHAN 14-6 NO 1 ( |  | 0 | RYB |  |  | 11 kV |  | 415 V |  | EWT | 1000.00 kVA | 1970-01-01 |  | 1 | 0
382986701 | TNB | DISTRIBUTION | WP PUTRAJAYA & CYBERJAYA | Existing | VCBJ/PCE/J00127/MATX1 | 310090705 | TX1-CBJ24371 | PE 24.37 KANVAS TOWER A |  | 0 | RYB |  |  | 11 kV |  | 415 V |  | EWT | 1000.00 kVA | 1970-01-01 |  | 1 | 0
382986704 | TNB | DISTRIBUTION | WP PUTRAJAYA & CYBERJAYA | Existing | VCBJ/PCE/J00127/MATX2 | 310090716 | TX2-CBJ24374 | PE 24.37 KANVAS TOWER A |  | 0 | RYB |  |  | 11 kV |  | 415 V |  | MTM | 1000.00 kVA | 1970-01-01 |  | 1 | 0
382986923 | TNB | DISTRIBUTION | WP PUTRAJAYA & CYBERJAYA | Existing | VCBJ/PCE/J00128/MATX1 | 310089825 | TX1-CBJ24383 | PE 24.38 KANVAS TOWER B |  | 0 | RYB |  |  | 11 kV |  | 415 V |  | EWT | 1000.00 kVA | 1970-01-01 |  | 1 | 0
382986926 | TNB | DISTRIBUTION | WP PUTRAJAYA & CYBERJAYA | Existing | VCBJ/PCE/J00128/MATX2 | 310089830 | TX2-CBJ24384 | PE 24.38 KANVAS TOWER B |  | 0 | RYB |  |  | 11 kV |  | 415 V |  | MTM | 1000.00 kVA | 1970-01-01 |  | 1 | 0
382987157 | TNB | DISTRIBUTION | WP PUTRAJAYA & CYBERJAYA | Existing | VCBJ/PCE/J23261/MATX1 | 310425256 | TX1-CBJ23261 | PE 23.26 V RESIDENCE |  | 0 | RYB |  |  | 11 kV |  | 415 V |  | MTM | 1000.00 kVA | 1970-01-01 |  | 1 | 0
382987160 | TNB | DISTRIBUTION | WP PUTRAJAYA & CYBERJAYA | Existing | VCBJ/PCE/J23261/MATX2 | 310425259 | TX2-CBJ23264 | PE 23.26 V RESIDENCE |  | 0 | RYB |  |  | 11 kV |  | 415 V |  | MTM | 1000.00 kVA | 1970-01-01 |  | 1 | 0
382987377 | TNB | DISTRIBUTION | WP PUTRAJAYA & CYBERJAYA | Existing | VCBJ/PCE/J23271/MATX1 | 310425263 | TX1-CBJ23272 | PE 23.27 V RESIDENCE 1 |  | 0 | RYB |  |  | 11 kV |  | 415 V |  | MTM | 750.00 kVA | 1970-01-01 |  | 1 | 0
382987635 | TNB | DISTRIBUTION | WP PUTRAJAYA & CYBERJAYA | Existing | VCBJ/PCE/J00133/MATX1 | 300549129 | TX1-CBJ24412 | PE 24.41 MAGIC VILLAGE |  | 0 | RYB |  |  | 11 kV |  | 415 V |  | MTM | 750.00 kVA | 1970-01-01 |  | 1 | 0
383003404 | TNB | DISTRIBUTION | WP PUTRAJAYA & CYBERJAYA | Existing | VPTJ/PCE/J00383/MATX1 | 310114190 | TX1-PTJ06056 | PE 6.05 BLOK 5A PPA1M (F2) |  | 0 | RYB |  |  | 11 kV |  | 415 V |  | MTM | 1000.00 kVA | 1970-01-01 |  | 1 | 0
383003527 | TNB | DISTRIBUTION | WP PUTRAJAYA & CYBERJAYA | Existing | VPTJ/PCE/J00382/MATX1 | 310114196 | TX1-PTJ06053 | PE 6.05 BLOK 5A PPA1M (F1) |  | 0 | RYB |  |  | 11 kV |  | 415 V |  | MTM | 1000.00 kVA | 1970-01-01 |  | 1 | 0
383003648 | TNB | DISTRIBUTION | WP PUTRAJAYA & CYBERJAYA | Existing | VPTJ/PCE/J00381/MATX1 | 310114186 | TX1-PTJ06046 | PE 6.04 BLOK 1 PPA1M (F2) |  | 0 | RYB |  |  | 11 kV |  | 415 V |  | MTM | 1000.00 kVA | 1970-01-01 |  | 1 | 0
383003771 | TNB | DISTRIBUTION | WP PUTRAJAYA & CYBERJAYA | Existing | VPTJ/PCE/J00380/MATX1 | 310114187 | TX1-PTJ06043 | PE 6.04 BLOK 1 PPA1M (F1) |  | 0 | RYB |  |  | 11 kV |  | 415 V |  | MTM | 1000.00 kVA | 1970-01-01 |  | 1 | 0
383003932 | TNB | DISTRIBUTION | WP PUTRAJAYA & CYBERJAYA | Existing | VPTJ/PCE/J16321/MATX1 | 310471637 | TX1-PTJ16322 | PE 16.32 TEMP PPA1M P16D |  | 0 | RYB |  |  | 11 kV |  | 415 V |  | EWT | 500.00 kVA | 1970-01-01 |  | 1 | 0
383004190 | TNB | DISTRIBUTION | WP PUTRAJAYA & CYBERJAYA | Existing | VPTJ/PCE/J01681/MATX1 | 310372352 | TX1-PTJ01682 | PE 1.68 TEMP PLOT Z1 & Z2 |  | 0 | RYB |  |  | 11 kV |  | 415 V |  | SGB | 1000.00 kVA | 1970-01-01 |  | 1 | 0
383004465 | TNB | DISTRIBUTION | WP PUTRAJAYA & CYBERJAYA | Existing | VPTJ/PCE/J11641/MATX1 | 300273247 | TX1-PTJ11642 | PE 11.64 ZON 10A (F1) |  | 0 | RYB |  |  | 11 kV |  | 415 V |  | EWT | 1000.00 kVA | 21/07/2009 |  | 1 | 34
383004582 | TNB | DISTRIBUTION | WP PUTRAJAYA & CYBERJAYA | Existing | VPTJ/PCE/J11642/MATX2 | 300454499 | TX2-PTJ11645 | PE 11.64 ZON 10A (F2) |  | 0 | RYB |  |  | 11 kV |  | 415 V |  | EWT | 1000.00 kVA | 21/07/2009 |  | 1 | 29
383004700 | TNB | DISTRIBUTION | WP PUTRAJAYA & CYBERJAYA | Existing | VPTJ/PCE/J11651/MATX1 | 300344422 | TX1-PTJ11653 | PE 11.65 ZON 10A2 (F1) |  | 0 | RYB |  |  | 11 kV |  | 415 V |  | MTM | 1000.00 kVA | 13/08/2009 |  | 1 | 0
383004817 | TNB | DISTRIBUTION | WP PUTRAJAYA & CYBERJAYA | Existing | VPTJ/PCE/J11652/MATX2 | 300273246 | TX2-PTJ11656 | PE 11.65 ZON 10A2 (F2) |  | 0 | RYB |  |  | 11 kV |  | 415 V |  | MTM | 1000.00 kVA | 13/08/2009 |  | 1 | 0
383046637 | TNB | DISTRIBUTION | WP PUTRAJAYA & CYBERJAYA | Existing | VCBJ/PCE/J00164/MATX1 | 300554738 | TX-C23452 | D-CBJ-C17-0519 |  | 0 | RYB |  |  | 11 kV | 11/0.415 kV | 415 V | MTM |  | 1000.00 kVA | 1970-01-01 |  | 1 | 0
383046877 | TNB | DISTRIBUTION | WP PUTRAJAYA & CYBERJAYA | Existing |  |  | TX1-C25312 | D-CBJ-C16-0576 |  | 0 | RYB |  |  | 11 kV |  | 415 V |  |  |  | 1970-01-01 |  | 1 | 0
383046991 | TNB | DISTRIBUTION | WP PUTRAJAYA & CYBERJAYA | Existing |  |  | TX1-C25322 | D-CBJ-C16-0576 |  | 0 | RYB |  |  | 11 kV |  | 415 V |  |  |  | 1970-01-01 |  | 1 | 0
383047105 | TNB | DISTRIBUTION | WP PUTRAJAYA & CYBERJAYA | Existing |  |  | TX1-C25332 | D-CBJ-C16-0576 |  | 0 | RYB |  |  | 11 kV |  | 415 V |  |  |  | 1970-01-01 |  | 1 | 0
383338339 | TNB | DISTRIBUTION | WP PUTRAJAYA & CYBERJAYA | Existing | VCBJ/PCE/J00139/MATX1 | 310303747 | TX1-CBJ23403 | D-CBJ-C15-0468 |  | 0 | RYB |  |  | 11 kV |  | 415 V |  |  | 1000.00 kVA | 1970-01-01 |  | 1 | 0
383338342 | TNB | DISTRIBUTION | WP PUTRAJAYA & CYBERJAYA | Existing | VCBJ/PCE/J00139/MATX2 | 310303764 | TX2-CBJ23404 | D-CBJ-C15-0468 |  | 0 | RYB |  |  | 11 kV |  | 415 V |  |  | 1000.00 kVA | 1970-01-01 |  | 1 | 0
383338558 | TNB | DISTRIBUTION | WP PUTRAJAYA & CYBERJAYA | Existing | VCBJ/PCE/J00140/MATX1 | 310303748 | TX1-CBJ23412 | D-CBJ-C15-0468 |  | 0 | RYB |  |  | 11 kV |  | 415 V |  |  | 1000.00 kVA | 1970-01-01 |  | 1 | 0
383338561 | TNB | DISTRIBUTION | WP PUTRAJAYA & CYBERJAYA | Existing | VCBJ/PCE/J00140/MATX2 | 310303763 | TX2-CBJ23413 | D-CBJ-C15-0468 |  | 0 | RYB |  |  | 11 kV |  | 415 V |  |  | 1000.00 kVA | 1970-01-01 |  | 1 | 0
383347048 | TNB | DISTRIBUTION | WP PUTRAJAYA & CYBERJAYA | Existing | VCBJ/PCE/J24021/MA TX2 | 310303826 | TX2-CBJ24024 | PE 24.02 JELANG VISTA 1 |  | 0 | RYB |  |  | 11 kV |  | 415 V |  | MTM | 1000.00 kVA | 1970-01-01 |  | 1 | 1
384171322 | TNB | DISTRIBUTION | WP PUTRAJAYA & CYBERJAYA | Existing |  |  | TX1 |  |  | 0 | RYB |  |  | 11 kV |  | 415 V |  |  |  | 1970-01-01 |  | 1 | 0
384171448 | TNB | DISTRIBUTION | WP PUTRAJAYA & CYBERJAYA | Existing |  |  | TX1-C24453 | D-CBJ-C15-0463 |  | 0 | RYB |  |  | 11 kV |  | 415 V |  |  |  | 1970-01-01 |  | 1 | 0
384171451 | TNB | DISTRIBUTION | WP PUTRAJAYA & CYBERJAYA | Existing |  |  | TX2-C24452 | D-CBJ-C15-0463 |  | 0 | RYB |  |  | 11 kV |  | 415 V |  |  |  | 1970-01-01 |  | 1 | 0
384171659 | TNB | DISTRIBUTION | WP PUTRAJAYA & CYBERJAYA | Existing |  |  | TX1-C24442 | D-CBJ-C15-0463 |  | 0 | RYB |  |  | 11 kV |  | 415 V |  |  |  | 1970-01-01 |  | 1 | 0
384171662 | TNB | DISTRIBUTION | WP PUTRAJAYA & CYBERJAYA | Existing |  |  | TX2-C24443 | D-CBJ-C15-0463 |  | 0 | RYB |  |  | 11 kV |  | 415 V |  |  |  | 1970-01-01 |  | 1 | 0
384172013 | TNB | DISTRIBUTION | WP PUTRAJAYA & CYBERJAYA | Existing |  |  | TX1-C24462 | D-CBJ-C15-0497 |  | 0 | RYB |  |  | 11 kV |  | 415 V |  |  |  | 1970-01-01 |  | 1 | 0
384304436 | TNB | DISTRIBUTION | WP PUTRAJAYA & CYBERJAYA | Existing |  |  | TX1- C21392 | D-CBJ-C16-0532 |  | 0 | RYB |  |  | 11 kV |  | 415 V |  |  |  | 1970-01-01 |  | 1 | 0
385025828 | TNB | DISTRIBUTION | WP PUTRAJAYA & CYBERJAYA | Existing |  |  | TX1-P17233 | PE 17.23 TEMP PPA1M PLOT 17RM2 |  | 0 | RYB |  |  | 11 kV |  | 415 V |  |  |  | 1970-01-01 |  | 1 | 0
385026656 | TNB | DISTRIBUTION | WP PUTRAJAYA & CYBERJAYA | Existing |  |  | TX2-24433 | PE 24.43 PRIMA ONE |  | 0 | RYB |  |  | 11 kV |  | 415 V |  |  |  | 1970-01-01 |  | 1 | 0
385026763 | TNB | DISTRIBUTION | WP PUTRAJAYA & CYBERJAYA | Existing |  |  | TX1-24432 | D-CBJ-C16-0566 |  | 0 | RYB |  |  | 11 kV |  | 415 V |  |  |  | 1970-01-01 | MSB BLOK B | 1 | 0
388861025 | TNB | DISTRIBUTION | WP PUTRAJAYA & CYBERJAYA | Existing | VCBJ/PCE/J24051/MATX2 | 310390817 | TX2-CBJ24053 | PE 24.05 SYMPHONY HILLS 3 |  | 0 | RYB |  |  | 11 kV | 11/0.415 kV | 415 V | MTM | MTM | 1000.00 kVA | 2013-01-08 |  | 1 | 58
389013164 | TNB | DISTRIBUTION | WP PUTRAJAYA & CYBERJAYA | Existing | VCBJ/PCE/J24061/MATX1 | 300454671 | TX1-CBJ24063 | PE 24.06 SYMPHONY HILLS 1 |  | 0 | RYB |  |  | 11 kV |  | 415 V |  | MTM | 1000.00 kVA | 2013-01-08 |  | 1 | 47
389470118 | TNB | DISTRIBUTION | WP PUTRAJAYA & CYBERJAYA | Existing |  |  | TX1- CBJ24503 | D-CBJ-C15-0506 |  | 0 | RYB |  |  | 11 kV |  | 415 V |  |  |  | 1970-01-01 |  | 1 | 1
389500334 | TNB | DISTRIBUTION | WP PUTRAJAYA & CYBERJAYA | Existing | VCBJ/PCE/J22831/MATX1 | 300344386 | TX1-CBJ22833 | PE 22.83 CBD PERDANA 2D F1 |  | 0 | RYB |  |  | 11 kV | 11/0.415 KV | 415 V | MTM |  | 1000.00 kVA | 16/02/2012 |  | 1 | 1
389500445 | TNB | DISTRIBUTION | WP PUTRAJAYA & CYBERJAYA | Existing | VCBJ/PCE/J22832/MATX2 | 300344387 | TX1-CBJ22826 | PE 22.83 CBD PERDANA 2D F2 |  | 0 | RYB |  |  | 11 kV | 11/0.415 KV | 415 V | MTM |  | 1000.00 kVA | 16/02/2012 |  | 1 | 1
389527943 | TNB | DISTRIBUTION | WP PUTRAJAYA & CYBERJAYA | Existing | VCBJ/PCE/J21751/MATX2 | 300454934 | TX2-CBJ21752 | PE 21.75 LAKEVIEW WEST 1 |  | 0 | RYB |  |  | 11 kV | 11/0.415 KV | 415 V | EWT | EWT | 1000.00 kVA | 18/04/2012 |  | 1 | 33
389528362 | TNB | DISTRIBUTION | WP PUTRAJAYA & CYBERJAYA | Existing | VCBJ/PCE/J21741/MATX2 | 300267518 | TX2-CBJ22442 | PE 21.74 LAKE VIEW WEST 2 |  | 0 | RYB |  |  | 11 kV | 11/0.415 KV | 415 V | EWT | SGB | 1000.00 kVA | 17/06/2008 |  | 1 | 36
390114642 | TNB | DISTRIBUTION | WP PUTRAJAYA & CYBERJAYA | Existing | VPTJ/PCE/J14092/MATX1 | 300454520 | TX1-PTJ14095 | PE 14.09 PERUMAHAN 14-4 (F2) |  | 0 | RYB |  |  | 11 kV |  | 415 V | EWT |  | 1000.00 kVA | 21/11/2013 |  | 1 | 14
390320320 | TNB | DISTRIBUTION | WP PUTRAJAYA & CYBERJAYA | Existing | VCBJ/PCE/J22861/MATX2 | 310361758 | TX2-CBJ22864 | PE 22.86 NEO CYBER BLOK D |  | 0 | RYB |  |  | 11 kV | 11/0.415 kV | 415 V | MTM | MTM | 500.00 kVA | 19/05/2012 | DONE DR | 1 | 1
390865668 | TNB | DISTRIBUTION | WP PUTRAJAYA & CYBERJAYA | Existing |  |  | TX1-P11793 | PE 11.79 TEMP TSR BINA |  | 0 | RYB |  |  | 11 kV |  | 415 V |  |  |  | 1970-01-01 |  | 1 | 0

## Output
Id | Owner Type | Owner Name | Operational Area | Status | ERMS Functional Location | ERMS Equipment No | Label | Distribution PE | Demand Load | Customer Count | Phasing | ERMS System Status | ERMS User Status | Voltage In _Old_ | Voltage In/Out | Voltage Out _Old_ | Manufacturer | Manufacturer _Old_ | Capacity | Date Commissioned | Remarks | Distribution Transformer Units | Demand Points | Check | Detail
4745604 | TNB | DISTRIBUTION | WP PUTRAJAYA & CYBERJAYA | Existing | VPTJ/PCE/J14052/MATX2 | 300344419 | TX2-PTJ14055 | PE 14.05 PERUMAHAN 14-11 (F2) |  | 3 | RYB |  |  | 11 kV |  | 415 V |  | EWT | 1000.00 kVA | 23/03/2011 |  | 1 | 62 | Fail | Please check "Voltage In/Out"
4745715 | TNB | DISTRIBUTION | WP PUTRAJAYA & CYBERJAYA | Existing | VPTJ/PCE/J14051/MATX1 | 300344418 | TX1-PTJ14052 | PE 14.05 PERUMAHAN 14-11 (F1) |  | 0 | RYB |  |  | 11 kV |  | 415 V |  | EWT | 1000.00 kVA | 23/03/2011 |  | 1 | 80 | Fail | Please check "Voltage In/Out"
6424062 | TNB | DISTRIBUTION | WP PUTRAJAYA & CYBERJAYA | Existing | VPTJ/PCE/J08301/MATX1 | 300454491 | TX1- PTJ08303 | PE 8.30 8C1 (F1) |  | 0 | RYB |  |  | 11 kV |  | 415 V |  | EWT | 1000.00 kVA | 20120411 |  | 1 | 0 | Fail | Please check "Voltage In/Out"
6424335 | TNB | DISTRIBUTION | WP PUTRAJAYA & CYBERJAYA | Existing | VPTJ/PCE/J08302/MATX1 | 300454494 | TX2- PTJ08306 | PE 8.30 8C1 (F2) |  | 0 | RYB |  |  | 11 kV |  | 415 V |  | EWT | 1000.00 kVA | 20120411 |  | 1 | 0 | Fail | Please check "Voltage In/Out"
14745894 | TNB | DISTRIBUTION | WP PUTRAJAYA & CYBERJAYA | Existing | VCBJ/PCE/J22751/MATX1 | 300288152 | TX1-CBJ22752 | PE 22.75 KWDI 4 F1 |  | 0 | RYB |  |  | 11 kV |  | 415 V |  | MTM | 1000.00 kVA | 20110901 |  | 1 | 0 | Fail | Please check "Voltage In/Out"
14745955 | TNB | DISTRIBUTION | WP PUTRAJAYA & CYBERJAYA | Existing | VCBJ/PCE/J22752/MATX1 | 300288154 | TX2-CBJ22755 | PE 22.75 KWDI 4 F2 |  | 0 | RYB |  |  | 11 kV |  | 415 V |  | MTM | 1000.00 kVA | 20110901 |  | 1 | 0 | Fail | Please check "Voltage In/Out"
15475633 | TNB | DISTRIBUTION | WP PUTRAJAYA & CYBERJAYA | Existing | VPTJ/PCE/J11171/MATX1 | 300344400 | TX1- PTJ11173 | PE 11.17 ZON 7B (F1) |  | 0 | RYB |  |  | 11 kV |  | 415 V |  | EWT | 1000.00 kVA | 20/06/2011 |  | 1 | 1 | Fail | Please check "Voltage In/Out"
15475698 | TNB | DISTRIBUTION | WP PUTRAJAYA & CYBERJAYA | Existing | VPTJ/PCE/J11172/MATX2 | 300344405 | TX2- PTJ11176 | PE 11.17 ZON 7B (F2) |  | 0 | RYB |  |  | 11 kV |  | 415 V |  | EWT | 1000.00 kVA | 20/06/2011 |  | 1 | 0 | Fail | Please check "Voltage In/Out"
22149071 | TNB | DISTRIBUTION | WP PUTRAJAYA & CYBERJAYA | Existing | VCBJ/PCE/J21711/MATX1 | 300454830 | TX1-CBJ21703 | PE 21.71 CAR PARK IT PARK F1 |  | 0 | RYB |  |  | 11 kV |  | 415 V |  | MTM | 1000.00 kVA | 23/12/2010 | DONE DR | 1 | 0 | Fail | Please check "Voltage In/Out"
22149347 | TNB | DISTRIBUTION | WP PUTRAJAYA & CYBERJAYA | Existing | VCBJ/PCE/J21712/MATX2 | 300454831 | TX2-CBJ21716 | PE 21.71 CAR PARK IT PARK F2 |  | 0 | RYB |  |  | 11 kV |  | 415 V |  | MTM | 1000.00 kVA | 23/12/2010 | DONE DR | 1 | 0 | Fail | Please check "Voltage In/Out"
30986643 | TNB | DISTRIBUTION | WP PUTRAJAYA & CYBERJAYA | Existing | VCBJ/PCE/J22741/MATX1 | 300288158 | TX1-CBJ22742 | PE 22.74 KWDI 3 F1 |  | 0 | RYB |  |  | 11 kV |  | 415 V |  | MTM | 1000.00 kVA | 20110901 | DONE DR | 1 | 0 | Fail | Please check "Voltage In/Out"
30986933 | TNB | DISTRIBUTION | WP PUTRAJAYA & CYBERJAYA | Existing | VCBJ/PCE/J22742/MATX2 | 300288160 | TX2-CBJ22745 | PE 22.74 KWDI 3 F2 |  | 0 | RYB |  |  | 11 kV |  | 415 V |  | MTM | 1000.00 kVA | 19/12/2010 | DONE DR | 1 | 0 | Fail | Please check "Voltage In/Out"
34979106 | TNB | DISTRIBUTION | WP PUTRAJAYA & CYBERJAYA | Existing | VCBJ/PCE/J22912/MATX1 | 300452933 | TX2-CBJ22915 | PE 22.91 SOHO F2 |  | 0 | RYB |  |  | 11 kV |  | 415 V |  | MTM | 1000.00 kVA | 19700101 |  | 1 | 0 | Fail | Please check "Voltage In/Out"
34979326 | TNB | DISTRIBUTION | WP PUTRAJAYA & CYBERJAYA | Existing | VCBJ/PCE/J22911/MATX1 | 300452929 | TX1-CBJ22912 | PE 22.91 SOHO F1 |  | 0 | RYB |  |  | 11 kV |  | 415 V |  | MTM | 1000.00 kVA | 19700101 |  | 1 | 0 | Fail | Please check "Voltage In/Out"
35022027 | TNB | DISTRIBUTION | WP PUTRAJAYA & CYBERJAYA | Existing | VCBJ/PCE/J22921/MATX1 | 300452927 | TX1-CBJ22923 | PE 22.92 PRIMA 12 |  | 0 | RYB |  |  | 11 kV |  | 415 V |  | MTM | 1000.00 kVA | 19700101 |  | 1 | 2 | Fail | Please check "Voltage In/Out"
35670624 | TNB | DISTRIBUTION | WP PUTRAJAYA & CYBERJAYA | Existing | VCBJ/PCE/J21961/MATX1 | 300452962 | TX1-CBJ21963 | PE 21.96 SUBANG ALAM |  | 0 | RYB |  |  | 11 kV |  | 415 V |  | MTM | 1000.00 kVA | 19700101 |  | 1 | 25 | Fail | Please check "Voltage In/Out"
35670696 | TNB | DISTRIBUTION | WP PUTRAJAYA & CYBERJAYA | Existing | VCBJ/PCE/J21961/MATX2 | 300452966 | TX2-CBJ21964 | PE 21.96 SUBANG ALAM |  | 0 | RYB |  |  | 11 kV |  | 415 V |  | MTM | 1000.00 kVA | 19700101 |  | 1 | 27 | Fail | Please check "Voltage In/Out"
36499294 | TNB | DISTRIBUTION | WP PUTRAJAYA & CYBERJAYA | Existing | VPTJ/PCE/J01641/MATX1 | 300454528 | TX1-PTJ01642 | PE 1.64 PEJ HOTEL PZ 10 (F1) |  | 0 | RYB | [6 empty] | MTM | 1000.00 kVA | 20130302 | DONE DR | 1 | 1 | Fail | Please check "Voltage In/Out"
36499567 | TNB | DISTRIBUTION | WP PUTRAJAYA & CYBERJAYA | Existing | VPTJ/PCE/J01642/MATX1 | 300454529 | TX1-PTJ01646 | PE 1.64 PEJ HOTEL PZ 10 (F2) |  | 0 | RYB | [6 empty] | MTM | 1000.00 kVA | 20130302 | DONE DR | 1 | 1 | Fail | Please check "Voltage In/Out"
36670925 | TNB | DISTRIBUTION | WP PUTRAJAYA & CYBERJAYA | Existing | VCBJ/PCE/J22861/MATX1 | 300344111 | TX1-CBJ22863 | PE 22.86 NEO CYBER BLOK D |  | 0 | RYB |  |  | 11 kV |  | 415 V |  | MTM | 1000.00 kVA | 19/05/2012 | DONE DR | 1 | 1 | Fail | Please check "Voltage In/Out"
36684148 | TNB | DISTRIBUTION | WP PUTRAJAYA & CYBERJAYA | Existing | VPTJ/PCE/J11691/MATX1 | 300344416 | TX1-PTJ11696 | PE 11.69 ZON 10A (F1) |  | 0 | RYB |  |  | 11 kV |  | 415 V |  | EWT | 1000.00 kVA | 23/11/2011 | DONE DR | 1 | 0 | Fail | Please check "Voltage In/Out"
36684421 | TNB | DISTRIBUTION | WP PUTRAJAYA & CYBERJAYA | Existing | VPTJ/PCE/J11692/MATX2 | 300344417 | TX2-PTJ11692 | PE 11.69 ZON 10A (F2) |  | 0 | RYB |  |  | 11 kV |  | 415 V |  | EWT | 1000.00 kVA | 23/11/2011 | DONE DR | 1 | 0 | Fail | Please check "Voltage In/Out"
36692423 | TNB | DISTRIBUTION | WP PUTRAJAYA & CYBERJAYA | Existing | VCBJ/PCE/J22762/MATX2 | 300284814 | TX1-CBJ22676 | PE 22.76 - STP B F2 |  | 0 | RYB |  |  | 11 kV |  | 415 V |  | MTM | 500.00 kVA | 20100306 | DONE DR | 1 | 0 | Fail | Please check "Voltage In/Out"
36692696 | TNB | DISTRIBUTION | WP PUTRAJAYA & CYBERJAYA | Existing | VCBJ/PCE/J22761/MATX1 | 300284813 | TX1-CBJ22672 | PE 22.76 - STP B F1 |  | 0 | RYB |  |  | 11 kV |  | 415 V |  | SGB | 500.00 kVA | 20100206 | DONE DR | 1 | 0 | Fail | Please check "Voltage In/Out"
36722466 | TNB | DISTRIBUTION | WP PUTRAJAYA & CYBERJAYA | Existing | VCBJ/PCE/J21891/MATX1 | 300343819 | TX1-CBJ21892 | PE 21.89 MYVILLA P2 PARCEL B |  | 0 | RYB |  |  | 11 kV |  | 415 V |  | SGB | 1000.00 kVA | 23/05/2012 | DONE DR | 1 | 0 | Fail | Please check "Voltage In/Out"
36722737 | TNB | DISTRIBUTION | WP PUTRAJAYA & CYBERJAYA | Existing | VCBJ/PCE/J21881/MATX1 | 300343816 | TX1-CBJ21882 | PE 21.88 MYVILLA P2 PARCEL A |  | 0 | RYB |  |  | 11 kV |  | 415 V |  | EWT | 1000.00 kVA | 23/05/2012 | DONE DR | 1 | 0 | Fail | Please check "Voltage In/Out"
38040714 | TNB | DISTRIBUTION | WP PUTRAJAYA & CYBERJAYA | Existing | VPTJ/PCE/J05321/MATX1 | 300454482 | TX1-PTJ05323 | PE 5.32 SEK REN PRESINT 5 (F1) |  | 0 | RYB |  |  | 11 kV |  | 415 V |  | MTM | 1000.00 kVA | 20121012 | DONE DR | 1 | 1 | Fail | Please check "Voltage In/Out"
38139476 | TNB | DISTRIBUTION | WP PUTRAJAYA & CYBERJAYA | Existing | VPTJ/PCE/J12021/MATX1 | 300454527 | TX1-PTJ12022 | PE 12.02 KUARTERS PEKERJA |  | 0 | RYB |  |  | 11 kV |  | 415 V |  | MTM | 1000.00 kVA | 30/03/2012 | DONE DR | 1 | 0 | Fail | Please check "Voltage In/Out"
38495878 | TNB | DISTRIBUTION | WP PUTRAJAYA & CYBERJAYA | Existing | VCBJ/PCE/J22721/MATX1 | 300454521 | TX1-CBJ2272 | PE 22.72 CYBERNEO 3 F1 |  | 0 | RYB |  |  | 11 kV |  | 415 V |  | MTM | 1000.00 kVA | 19700101 | DONE DR | 1 | 0 | Fail | Please check "Voltage In/Out"
254716480 | TNB | DISTRIBUTION | WP PUTRAJAYA & CYBERJAYA | Existing | VCBJ/PCE/J21031/MATX1 | 300267521 | TX1-CBJ21032 | PE 21.03 B15-1 |  | 0 | RYB |  |  | 11 kV |  | 415 V |  | MTM | 1000.00 kVA | 28/06/1999 |  | 1 | 0 | Fail | Please check "Voltage In/Out"
254716482 | TNB | DISTRIBUTION | WP PUTRAJAYA & CYBERJAYA | Existing | VCBJ/PCE/J21122/MATX2 | 300267532 | TX2-CBJ21126 | PE 21.12 CYBERIA SMARTHOMES F2 |  | 0 | RYB |  |  | 11 kV |  | 415 V |  | MTM | 1000.00 kVA | 21/05/2001 |  | 1 | 0 | Fail | Please check "Voltage In/Out"
254716484 | TNB | DISTRIBUTION | WP PUTRAJAYA & CYBERJAYA | Existing | VCBJ/PCE/J21121/MATX1 | 300267531 | TX1-CBJ21123 | PE 21.12 CYBERIA SMARTHOMES F1 |  | 0 | RYB |  |  | 11 kV |  | 415 V |  | MTM | 1000.00 kVA | 21/05/2001 |  | 1 | 0 | Fail | Please check "Voltage In/Out"
254716490 | TNB | DISTRIBUTION | WP PUTRAJAYA & CYBERJAYA | Existing | VCBJ/PCE/J21452/MATX2 | 300267562 | TX2-CBJ21455 | PE 21.45 CYBERVILLAGE SERENITY |  | 0 | RYB |  |  | 11 kV |  | 415 V |  | SGB | 1000.00 kVA | 30/03/2004 |  | 1 | 0 | Fail | Please check "Voltage In/Out"
254716498 | TNB | DISTRIBUTION | WP PUTRAJAYA & CYBERJAYA | Existing | VCBJ/PCE/J22351/MATX2 | 300267947 | TX2-CBJ22353 | PE 22.35 PRIMA PROP 2 F1 |  | 0 | RYB |  |  | 11 kV |  | 415 V |  | MTM | 1000.00 kVA | 20041208 |  | 1 | 0 | Fail | Please check "Voltage In/Out"
254716560 | TNB | DISTRIBUTION | WP PUTRAJAYA & CYBERJAYA | Existing | VPTJ/PCE/J02061/MATX1 | 300267001 | TX1-PTJ02063 | PE 2.06 PS 15 (F1) |  | 0 | RYB |  |  | 11 kV |  | 415 V |  | MTM | 1000.00 kVA | 20020607 |  | 1 | 0 | Fail | Please check "Voltage In/Out"
254716562 | TNB | DISTRIBUTION | WP PUTRAJAYA & CYBERJAYA | Existing | VPTJ/PCE/J03011/MATX1 | 300267013 | TX1-PTJ03012 | PE 3.01 3M5 S/LIGHTING |  | 0 | RYB |  |  | 11 kV |  | 415 V |  | EWT | 1000.00 kVA | 22/08/2003 |  | 1 | 0 | Fail | Please check "Voltage In/Out"
254716564 | TNB | DISTRIBUTION | WP PUTRAJAYA & CYBERJAYA | Existing | VPTJ/PCE/J04011/MATX1 | 300267016 | TX1-PTJ04014 | PE 4.01 4G3 (F1) |  | 0 | RYB |  |  | 11 kV |  | 415 V |  | MTM | 1000.00 kVA | 18/12/2003 |  | 1 | 1 | Fail | Please check "Voltage In/Out"
254716598 | TNB | DISTRIBUTION | WP PUTRAJAYA & CYBERJAYA | Existing | VCBJ/PCE/J22091/MATX1 | 300267583 | TX1-CBJ22094 | PE 22.09 FUJITSU F1 |  | 0 | RYB |  |  | 11 kV |  | 415 V |  | MTM | 1000.00 kVA | 21/06/2001 |  | 1 | 1 | Fail | Please check "Voltage In/Out"
254716600 | TNB | DISTRIBUTION | WP PUTRAJAYA & CYBERJAYA | Existing | VCBJ/PCE/J21071/MATX1 | 300267525 | TX1-CBJ21072 | PE 21.07 P.APEC |  | 0 | RYB |  |  | 11 kV |  | 415 V |  | SGB | 500.00 kVA | 19990707 |  | 1 | 2 | Fail | Please check "Voltage In/Out"
254716602 | TNB | DISTRIBUTION | WP PUTRAJAYA & CYBERJAYA | Existing | VCBJ/PCE/J21051/MATX1 | 300267523 | TX1-CBJ21052 | PE 21.05 B15-3 |  | 0 | RYB |  |  | 11 kV |  | 415 V |  | MTM | 1000.00 kVA | 28/06/1999 |  | 1 | 0 | Fail | Please check "Voltage In/Out"
254716668 | TNB | DISTRIBUTION | WP PUTRAJAYA & CYBERJAYA | Existing | VPTJ/PCE/J04101/MATX1 | 300267028 | TX1-PTJ04103 | PE 4.10 S/LIGHTING |  | 0 | RYB |  |  | 11 kV |  | 415 V |  | MTM | 1000.00 kVA | 22/08/2003 |  | 1 | 0 | Fail | Please check "Voltage In/Out"
254716674 | TNB | DISTRIBUTION | WP PUTRAJAYA & CYBERJAYA | Existing | VPTJ/PCE/J05041/MATX1 | 300267032 | TX1-PTJ05043 | PE 5.04 C/S S/L |  | 1 | RYB |  |  | 11 kV |  | 415 V |  | EWT | 1000.00 kVA | 20030210 |  | 1 | 1 | Fail | Please check "Voltage In/Out"
254716676 | TNB | DISTRIBUTION | WP PUTRAJAYA & CYBERJAYA | Existing | VPTJ/PCE/J05031/MATX1 | 300267031 | TX1-PTJ05032 | PE 5.03 BR.6 S. GEMILANG |  | 1 | RYB |  |  | 11 kV |  | 415 V |  | Unknown | 500.00 kVA | 20030210 |  | 1 | 1 | Fail | Please check "Voltage In/Out"
254716684 | TNB | DISTRIBUTION | WP PUTRAJAYA & CYBERJAYA | Existing | VPTJ/PCE/J05061/MATX1 | 300267034 | TX1-PTJ05062 | PE 5.06 C/S S/L |  | 0 | RYB |  |  | 11 kV |  | 415 V |  | EWT | 1000.00 kVA | 25/10/2004 |  | 1 | 0 | Fail | Please check "Voltage In/Out"
254716686 | TNB | DISTRIBUTION | WP PUTRAJAYA & CYBERJAYA | Existing | VPTJ/PCE/J07061/MATX1 | 300267079 | TX1-PTJ07063 | PE 7.06 TPB (WTT) (F1) |  | 0 | RYB |  |  | 11 kV |  | 415 V |  | MTM | 1000.00 kVA | 13/06/2002 |  | 1 | 0 | Fail | Please check "Voltage In/Out"
254716688 | TNB | DISTRIBUTION | WP PUTRAJAYA & CYBERJAYA | Existing | VPTJ/PCE/J07031/MATX1 | 300267077 | TX1-PTJ07033 | PE 7.03 STESEN PAM PS3 |  | 0 | RYB |  |  | 11 kV |  | 415 V |  | LKH | 1000.00 kVA | 28/07/1999 |  | 1 | 0 | Fail | Please check "Voltage In/Out"
254716724 | TNB | DISTRIBUTION | WP PUTRAJAYA & CYBERJAYA | Existing | VCBJ/PCE/J21152/MATX2 | 300267538 | TX2-CBJ21156 | PE 21.15 SATELIT TELEKOM CBJ 3 |  | 0 | RYB |  |  | 11 kV |  | 415 V |  | MTM | 1000.00 kVA | 17/07/2002 |  | 1 | 0 | Fail | Please check "Voltage In/Out"
254716726 | TNB | DISTRIBUTION | WP PUTRAJAYA & CYBERJAYA | Existing | VCBJ/PCE/J21162/MATX2 | 300267540 | TX2-CBJ21166 | PE 21.16 SMART HOMES F2 |  | 0 | RYB |  |  | 11 kV |  | 415 V |  | MTM | 1000.00 kVA | 27/09/2004 |  | 1 | 1 | Fail | Please check "Voltage In/Out"
254716728 | TNB | DISTRIBUTION | WP PUTRAJAYA & CYBERJAYA | Existing | VCBJ/PCE/J22461/MATX1 | 300267626 | TX1-CBJ22462 | PE 22.46 TOWN HOUSE F1 |  | 0 | RYB |  |  | 11 kV |  | 415 V |  | MTM | 750.00 kVA | 27/01/2006 |  | 1 | 0 | Fail | Please check "Voltage In/Out"
254716734 | TNB | DISTRIBUTION | WP PUTRAJAYA & CYBERJAYA | Existing | VCBJ/PCE/J22482/MATX2 | 300267629 | TX2-CBJ22485 | PE 22.48 LOT 12082 FASA 1B F2 |  | 0 | RYB |  |  | 11 kV |  | 415 V |  | MTM | 1000.00 kVA | 19/12/2005 |  | 1 | 0 | Fail | Please check "Voltage In/Out"
254716736 | TNB | DISTRIBUTION | WP PUTRAJAYA & CYBERJAYA | Existing | VCBJ/PCE/J21041/MATX1 | 300267522 | TX1-CBJ21042 | PE 21.04 B15-2 |  | 0 | RYB |  |  | 11 kV |  | 415 V |  | MTM | 1000.00 kVA | 28/06/1999 |  | 1 | 0 | Fail | Please check "Voltage In/Out"
254716738 | TNB | DISTRIBUTION | WP PUTRAJAYA & CYBERJAYA | Existing | VCBJ/PCE/J22401/MATX1 | 300267618 | TX1-CBJ22402 | PE 22.40 POLIS CJ F1 |  | 0 | RYB |  |  | 11 kV |  | 415 V |  | MTM | 1000.00 kVA | 15/03/2005 |  | 1 | 0 | Fail | Please check "Voltage In/Out"
254716740 | TNB | DISTRIBUTION | WP PUTRAJAYA & CYBERJAYA | Existing | VCBJ/PCE/J22402/MATX2 | 300267619 | TX2-CBJ22405 | PE 22.40 POLIS CJ F2 |  | 0 | RYB |  |  | 11 kV |  | 415 V |  | MTM | 1000.00 kVA | 15/03/2005 |  | 1 | 0 | Fail | Please check "Voltage In/Out"
254716742 | TNB | DISTRIBUTION | WP PUTRAJAYA & CYBERJAYA | Existing | VCBJ/PCE/J22462/MATX2 | 300267627 | TX2-CBJ22465 | PE 22.46 TOWN HOUSE F2 |  | 0 | RYB |  |  | 11 kV |  | 415 V |  | MTM | 750.00 kVA | 27/01/2006 |  | 1 | 0 | Fail | Please check "Voltage In/Out"
254716744 | TNB | DISTRIBUTION | WP PUTRAJAYA & CYBERJAYA | Existing | VCBJ/PCE/J22451/MATX1 | 300267624 | TX1-CBJ22452 | PE 22.45 KONDOMINIUM F1 |  | 0 | RYB |  |  | 11 kV |  | 415 V |  | MTM | 750.00 kVA | 27/01/2006 |  | 1 | 0 | Fail | Please check "Voltage In/Out"
254716746 | TNB | DISTRIBUTION | WP PUTRAJAYA & CYBERJAYA | Existing | VCBJ/PCE/J22452/MATX2 | 300267625 | TX2-CBJ22455 | PE 22.45 KONDOMINIUM F2 |  | 0 | RYB |  |  | 11 kV |  | 415 V |  | MTM | 750.00 kVA | 27/01/2006 |  | 1 | 0 | Fail | Please check "Voltage In/Out"
254716748 | TNB | DISTRIBUTION | WP PUTRAJAYA & CYBERJAYA | Existing | VCBJ/PCE/J21151/MATX1 | 300267537 | TX1-CBJ21153 | PE 21.15 SATELIT TELEKOM CBJ 3 |  | 0 | RYB |  |  | 11 kV |  | 415 V |  | MTM | 1000.00 kVA | 17/07/2002 |  | 1 | 0 | Fail | Please check "Voltage In/Out"
254716750 | TNB | DISTRIBUTION | WP PUTRAJAYA & CYBERJAYA | Existing | VCBJ/PCE/J21141/MATX1 | 300267535 | TX1-CBJ21143 | PE 21.14 PUSAT REKREASI SMART |  | 0 | RYB |  |  | 11 kV |  | 415 V |  | MTM | 1000.00 kVA | 20030506 |  | 1 | 0 | Fail | Please check "Voltage In/Out"
254716752 | TNB | DISTRIBUTION | WP PUTRAJAYA & CYBERJAYA | Existing | VCBJ/PCE/J21132/MATX2 | 300267534 | TX2-CBJ21136 | PE 21.13 CYBERVIEW NO. 2 ( MDC |  | 0 | RYB |  |  | 11 kV |  | 415 V |  | EWT | 1000.00 kVA | 20020501 |  | 1 | 0 | Fail | Please check "Voltage In/Out"
254716754 | TNB | DISTRIBUTION | WP PUTRAJAYA & CYBERJAYA | Existing | VCBJ/PCE/J21172/MATX2 | 300267542 | TX2-CBJ21176 | PE 21.17 CONDO A3 CYBERIA F2 |  | 0 | RYB |  |  | 11 kV |  | 415 V |  | EWT | 1000.00 kVA | 25/11/2001 |  | 1 | 0 | Fail | Please check "Voltage In/Out"
254716764 | TNB | DISTRIBUTION | WP PUTRAJAYA & CYBERJAYA | Existing | VPTJ/PCE/J09012/MATX2 | 300267122 | TX2- PTJ09016 | PE 9.01 APT 4A (EFI) (F2) |  | 0 | RYB |  |  | 11 kV |  | 415 V |  | MTM | 1000.00 kVA | 20001110 |  | 1 | 0 | Fail | Please check "Voltage In/Out"
254716772 | TNB | DISTRIBUTION | WP PUTRAJAYA & CYBERJAYA | Existing | VPTJ/PCE/J09291/MATX1 | 300267174 | TX1- PTJ09292 | PE 9.29 BAS DEPOH |  | 1 | RYB |  |  | 11 kV |  | 415 V |  | MTM | 1000.00 kVA | 27/07/2006 |  | 1 | 1 | Fail | Please check "Voltage In/Out"
254716774 | TNB | DISTRIBUTION | WP PUTRAJAYA & CYBERJAYA | Existing | VPTJ/PCE/J09231/MATX1 | 300267162 | TX1-PTJ09233 | PE 9.23 FLAT D (F1) |  | 0 | RYB |  |  | 11 kV |  | 415 V |  | SGB | 1000.00 kVA | 20011010 |  | 1 | 0 | Fail | Please check "Voltage In/Out"
254716776 | TNB | DISTRIBUTION | WP PUTRAJAYA & CYBERJAYA | Existing | VPTJ/PCE/J09232/MATX2 | 300267163 | TX2- PTJ09236 | PE 9.23 FLAT D (F2) |  | 0 | RYB |  |  | 11 kV |  | 415 V |  | SGB | 1000.00 kVA | 20011010 |  | 1 | 0 | Fail | Please check "Voltage In/Out"
254716778 | TNB | DISTRIBUTION | WP PUTRAJAYA & CYBERJAYA | Existing | VPTJ/PCE/J09211/MATX1 | 300267160 | TX1- PTJ09213 | PE 9.21 P9D/1 TERES (F1) |  | 0 | RYB |  |  | 11 kV |  | 415 V |  | MTM | 1000.00 kVA | 20010308 |  | 1 | 0 | Fail | Please check "Voltage In/Out"
254716780 | TNB | DISTRIBUTION | WP PUTRAJAYA & CYBERJAYA | Existing | VPTJ/PCE/J09212/MATX2 | 300267161 | TX2- PTJ09216 | PE 9.21 P9D/1 TERES (F2) |  | 27 | RYB |  |  | 11 kV |  | 415 V |  | MTM | 1000.00 kVA | 20010308 |  | 1 | 27 | Fail | Please check "Voltage In/Out"
254716782 | TNB | DISTRIBUTION | WP PUTRAJAYA & CYBERJAYA | Existing | VPTJ/PCE/J09191/MATX1 | 300267156 | TX1- PTJ09193 | PE 9.19 P9B1 TERES (F1) |  | 0 | RYB |  |  | 11 kV |  | 415 V |  | MTM | 1000.00 kVA | 20010608 |  | 1 | 0 | Fail | Please check "Voltage In/Out"
254716784 | TNB | DISTRIBUTION | WP PUTRAJAYA & CYBERJAYA | Existing | VPTJ/PCE/J09192/MATX2 | 300267157 | TX2-PTJ09196 | PE 9.19 P9B1 TERES (F2) |  | 0 | RYB |  |  | 11 kV |  | 415 V |  | EWT | 1000.00 kVA | 20010608 |  | 1 | 0 | Fail | Please check "Voltage In/Out"
254716786 | TNB | DISTRIBUTION | WP PUTRAJAYA & CYBERJAYA | Existing | VPTJ/PCE/J09152/MATX2 | 300267149 | TX2- PTJ09156 | PE 9.15 APT 6D (EFI) (F2) |  | 0 | RYB |  |  | 11 kV |  | 415 V |  | MTM | 1000.00 kVA | 20021207 |  | 1 | 0 | Fail | Please check "Voltage In/Out"
254716788 | TNB | DISTRIBUTION | WP PUTRAJAYA & CYBERJAYA | Existing | VPTJ/PCE/J09121/MATX1 | 300267142 | TX1- PTJ09123 | PE 9.12 SEK REN (F1) |  | 0 | RYB |  |  | 11 kV |  | 415 V |  | EWT | 1000.00 kVA | 16/10/1999 |  | 1 | 0 | Fail | Please check "Voltage In/Out"
254716790 | TNB | DISTRIBUTION | WP PUTRAJAYA & CYBERJAYA | Existing | VPTJ/PCE/J09122/MATX2 | 300267143 | TX2- PTJ09126 | PE 9.12 SEK REN (F2) |  | 0 | RYB |  |  | 11 kV |  | 415 V |  | EWT | 1000.00 kVA | 16/10/1999 |  | 1 | 0 | Fail | Please check "Voltage In/Out"
254716792 | TNB | DISTRIBUTION | WP PUTRAJAYA & CYBERJAYA | Existing | VPTJ/PCE/J09111/MATX1 | 300267140 | TX1- PTJ09113 | PE 9.11 KLINIK (F1) |  | 0 | RYB |  |  | 11 kV |  | 415 V |  | SGB | 1000.00 kVA | 15/02/1999 |  | 1 | 0 | Fail | Please check "Voltage In/Out"
254716794 | TNB | DISTRIBUTION | WP PUTRAJAYA & CYBERJAYA | Existing | VPTJ/PCE/J09101/MATX1 | 300267139 | TX1- PTJ09103 | PE 9.10 PS 1 |  | 0 | RYB |  |  | 11 kV |  | 415 V |  | MTM | 1000.00 kVA | 13/12/1999 |  | 1 | 0 | Fail | Please check "Voltage In/Out"
254716898 | TNB | DISTRIBUTION | WP PUTRAJAYA & CYBERJAYA | Existing | VPTJ/PCE/J09352/MATX2 | 300267185 | TX2- PTJ09356 | PE 9.35 P'PURI BLOK A1 (EFI) |  | 0 | RYB |  |  | 11 kV |  | 415 V |  | MTM | 1000.00 kVA | 24/08/2005 |  | 1 | 0 | Fail | Please check "Voltage In/Out"
254716900 | TNB | DISTRIBUTION | WP PUTRAJAYA & CYBERJAYA | Existing | VPTJ/PCE/J09201/MATX1 | 300267158 | TX1-PTJ09203 | PE 9.20 P9B1 (EFI) (F1) |  | 155 | RYB |  |  | 11 kV |  | 415 V |  | MTM | 1000.00 kVA | 29/06/2004 |  | 1 | 156 | Fail | Please check "Voltage In/Out"
254716902 | TNB | DISTRIBUTION | WP PUTRAJAYA & CYBERJAYA | Existing | VPTJ/PCE/J09172/MATX2 | 300267153 | TX2- PTJ09176 | PE 9.17 APT 5A (EFI) (F2) |  | 0 | RYB |  |  | 11 kV |  | 415 V |  | MTM | 1000.00 kVA | 20021207 |  | 1 | 0 | Fail | Please check "Voltage In/Out"
254716908 | TNB | DISTRIBUTION | WP PUTRAJAYA & CYBERJAYA | Existing | VPTJ/PCE/J09321/MATX1 | 300266956 | TX1- PTJ09322 | PE 9.32 P'PURI BLOK B3 (F1) |  | 0 | RYB |  |  | 11 kV |  | 415 V |  | EWT | 1000.00 kVA | 24/08/2005 |  | 1 | 0 | Fail | Please check "Voltage In/Out"
254716910 | TNB | DISTRIBUTION | WP PUTRAJAYA & CYBERJAYA | Existing | VPTJ/PCE/J09322/MATX2 | 300266957 | TX2- PTJ09326 | PE 9.32 P'PURI BLOK B3 (F2) |  | 0 | RYB |  |  | 11 kV |  | 415 V |  | EWT | 1000.00 kVA | 24/08/2005 |  | 1 | 0 | Fail | Please check "Voltage In/Out"
254716912 | TNB | DISTRIBUTION | WP PUTRAJAYA & CYBERJAYA | Existing | VPTJ/PCE/J09142/MATX2 | 300267147 | TX2-PTJ09146 | PE 9.14 K.KEJIRANAN (F2) |  | 0 | RYB |  |  | 11 kV |  | 415 V |  | MTM | 1000.00 kVA | 19/11/2002 |  | 1 | 0 | Fail | Please check "Voltage In/Out"
254716914 | TNB | DISTRIBUTION | WP PUTRAJAYA & CYBERJAYA | Existing | VPTJ/PCE/J09221/MATX1 | 300266974 | TX1- PTJ09223 | PE 9.22 PS 2 |  | 0 | RYB |  |  | 11 kV |  | 415 V |  | LKH | 1000.00 kVA | 13/12/1999 |  | 1 | 0 | Fail | Please check "Voltage In/Out"
254716916 | TNB | DISTRIBUTION | WP PUTRAJAYA & CYBERJAYA | Existing | VPTJ/PCE/J09301/MATX1 | 300267176 | TX1- PTJ09303 | PE 9.30 SEK REN FASA 2 (F1) |  | 0 | RYB |  |  | 11 kV |  | 415 V |  | MTM | 1000.00 kVA | 23/06/2004 |  | 1 | 0 | Fail | Please check "Voltage In/Out"
254716918 | TNB | DISTRIBUTION | WP PUTRAJAYA & CYBERJAYA | Existing | VPTJ/PCE/J09261/MATX1 | 300267168 | TX1- PTJ09263 | PE 9.26 FLAT B (F1) |  | 0 | RYB |  |  | 11 kV |  | 415 V |  | MTM | 1000.00 kVA | 20010808 |  | 1 | 0 | Fail | Please check "Voltage In/Out"
254716924 | TNB | DISTRIBUTION | WP PUTRAJAYA & CYBERJAYA | Existing | VPTJ/PCE/J09351/MATX1 | 300267184 | TX1-PTJ09353 | PE 9.35 P'PURI BLOK A1 (EFI) |  | 0 | RYB |  |  | 11 kV |  | 415 V |  | MTM | 1000.00 kVA | 24/08/2005 |  | 1 | 0 | Fail | Please check "Voltage In/Out"
254716926 | TNB | DISTRIBUTION | WP PUTRAJAYA & CYBERJAYA | Existing | VPTJ/PCE/J09341/MATX1 | 300267182 | TX1- PTJ09343 | PE 9.34 P'PURI BLOK A3 (F1) |  | 0 | RYB |  |  | 11 kV |  | 415 V |  | MTM | 1000.00 kVA | 24/08/2005 |  | 1 | 0 | Fail | Please check "Voltage In/Out"
254716928 | TNB | DISTRIBUTION | WP PUTRAJAYA & CYBERJAYA | Existing | VPTJ/PCE/J09331/MATX1 | 300267180 | TX1- PTJ09333 | PE 9.33 P'PURI BLOK B1 (EFI) ( |  | 0 | RYB |  |  | 11 kV |  | 415 V |  | MTM | 1000.00 kVA | 24/08/2005 |  | 1 | 0 | Fail | Please check "Voltage In/Out"
254716930 | TNB | DISTRIBUTION | WP PUTRAJAYA & CYBERJAYA | Existing | VPTJ/PCE/J09332/MATX2 | 300267181 | TX2- PTJ09336 | PE 9.33 P'PURI BLOK B1 (EFI) ( |  | 0 | RYB |  |  | 11 kV |  | 415 V |  | MTM | 1000.00 kVA | 24/08/2005 |  | 1 | 0 | Fail | Please check "Voltage In/Out"
254716932 | TNB | DISTRIBUTION | WP PUTRAJAYA & CYBERJAYA | Existing | VPTJ/PCE/J09311/MATX1 | 300267178 | TX1- PTJ09313 | PE 9.31 RUMAH TERES (EFI) (F1) |  | 53 | RYB |  |  | 11 kV |  | 415 V |  | MTM | 1000.00 kVA | 15/10/2004 |  | 1 | 53 | Fail | Please check "Voltage In/Out"
254717002 | TNB | DISTRIBUTION | WP PUTRAJAYA & CYBERJAYA | Existing | VPTJ/PCE/J10051/MATX1 | 300267216 | TX1-PTJ10053 | PE 10.05 P10/7 BANGLOW (F1) |  | 0 | RYB |  |  | 11 kV |  | 415 V |  | MTM | 1000.00 kVA | 20000106 |  | 1 | 0 | Fail | Please check "Voltage In/Out"
254717004 | TNB | DISTRIBUTION | WP PUTRAJAYA & CYBERJAYA | Existing | VPTJ/PCE/J10031/MATX1 | 300267212 | TX1- PTJ10033 | PE 10.03 P10 C BANGLOW (F1) |  | 0 | RYB |  |  | 11 kV |  | 415 V |  | LKH | 1000.00 kVA | 20000106 |  | 1 | 0 | Fail | Please check "Voltage In/Out"
254717006 | TNB | DISTRIBUTION | WP PUTRAJAYA & CYBERJAYA | Existing | VPTJ/PCE/J10032/MATX2 | 300267213 | TX2-PTJ10036 | PE 10.03 P10 C BANGLOW (F2) |  | 12 | RYB |  |  | 11 kV |  | 415 V |  | LKH | 1000.00 kVA | 20000106 |  | 1 | 12 | Fail | Please check "Voltage In/Out"
254717008 | TNB | DISTRIBUTION | WP PUTRAJAYA & CYBERJAYA | Existing | VPTJ/PCE/J10022/MATX2 | 300267211 | TX2- PTJ10026 | PE 10.02 INSIDE PPU2 (F2) |  | 2 | RYB |  |  | 11 kV |  | 415 V |  | SGB | 1000.00 kVA | 15/02/2000 |  | 1 | 2 | Fail | Please check "Voltage In/Out"
254717010 | TNB | DISTRIBUTION | WP PUTRAJAYA & CYBERJAYA | Existing | VPTJ/PCE/J10131/MB10131 | 300280958 | TX1-PTJ10133 | PE 10.13 PUSPANITA (F1) |  | 0 | RYB | [6 empty] | INDKOM | 1000.00 kVA | 21/10/2004 |  | 1 | 0 | Fail | Please check "Voltage In/Out"
254717012 | TNB | DISTRIBUTION | WP PUTRAJAYA & CYBERJAYA | Existing | VPTJ/PCE/J10132/MATX2 | 300267222 | TX2-PTJ10136 | PE 10.13 PUSPANITA (F2) |  | 0 | RYB |  |  | 11 kV |  | 415 V |  | EWT | 1000.00 kVA | 21/10/2004 |  | 1 | 0 | Fail | Please check "Voltage In/Out"
254717018 | TNB | DISTRIBUTION | WP PUTRAJAYA & CYBERJAYA | Existing | VPTJ/PCE/J10042/MATX2 | 300267215 | TX2- PTJ10046 | PE 10.04 P10 D BANGLO (F2) |  | 2 | RYB |  |  | 11 kV |  | 415 V |  | SGB | 1000.00 kVA | 20000106 |  | 1 | 2 | Fail | Please check "Voltage In/Out"
254717022 | TNB | DISTRIBUTION | WP PUTRAJAYA & CYBERJAYA | Existing | VPTJ/PCE/J12011/MATX1 | 300267289 | TX1-PTJ12013 | PE 12.01 RF 2 P. UTARA |  | 0 | RYB |  |  | 11 kV |  | 415 V |  | LKH | 1000.00 kVA | 20001107 |  | 1 | 0 | Fail | Please check "Voltage In/Out"
254717028 | TNB | DISTRIBUTION | WP PUTRAJAYA & CYBERJAYA | Existing | VPTJ/PCE/J13021/MATX1 | 300267291 | TX1-PTJ13023 | PE 13.02 WETLAND NIC 85KW |  | 0 | RYB |  |  | 11 kV |  | 415 V |  | MTM | 1000.00 kVA | 19990208 |  | 1 | 0 | Fail | Please check "Voltage In/Out"
254717030 | TNB | DISTRIBUTION | WP PUTRAJAYA & CYBERJAYA | Existing | VPTJ/PCE/J13011/MATX1 | 300267290 | TX1-PTJ13013 | PE 13.01 WETLAND PUMP 250KW |  | 0 | RYB |  |  | 11 kV |  | 415 V |  | LKH | 500.00 kVA | 31/07/1999 |  | 1 | 0 | Fail | Please check "Voltage In/Out"
254717104 | TNB | DISTRIBUTION | WP PUTRAJAYA & CYBERJAYA | Existing | VCBJ/PCE/J21182/MATX2 | 300267544 | TX2-CBJ21186 | PE 21.18 CONDO A1 CYBERIA F2 |  | 0 | RYB |  |  | 11 kV |  | 415 V |  | EWT | 1000.00 kVA | 25/11/2001 |  | 1 | 0 | Fail | Please check "Voltage In/Out"
254717106 | TNB | DISTRIBUTION | WP PUTRAJAYA & CYBERJAYA | Existing | VCBJ/PCE/J21081/MATX1 | 300267526 | TX1-CBJ21083 | PE 21.08 CENTURY SQUARE 2300 F1 |  | 0 | RYB |  |  | 11 kV |  | 415 V |  | EWT | 1000.00 kVA | 16/02/2000 |  | 1 | 0 | Fail | Please check "Voltage In/Out"
254717112 | TNB | DISTRIBUTION | WP PUTRAJAYA & CYBERJAYA | Existing | VPTJ/PCE/J15071/MATX1 | 300267437 | TX1-PTJ15072 | PE 15.07 BLOK D3 (EFI) (F1) |  | 0 | RYB |  |  | 11 kV |  | 415 V |  | MTM | 1000.00 kVA | 18/02/2006 |  | 1 | 0 | Fail | Please check "Voltage In/Out"
254717122 | TNB | DISTRIBUTION | WP PUTRAJAYA & CYBERJAYA | Existing | VPTJ/PCE/J15202/MATX2 | 300267440 | TX2-PTJ15206 | PE 15.20 VISITOR CENTER (F2) |  | 0 | RYB |  |  | 11 kV |  | 415 V |  | MTM | 1000.00 kVA | 27/04/2004 |  | 1 | 0 | Fail | Please check "Voltage In/Out"
254717124 | TNB | DISTRIBUTION | WP PUTRAJAYA & CYBERJAYA | Existing | VPTJ/PCE/J11121/MATX1 | 300267240 | TX1-PTJ11123 | PE 11.12 APT A (F1) |  | 0 | RYB |  |  | 11 kV |  | 415 V |  | MTM | 1000.00 kVA | 20030805 |  | 1 | 0 | Fail | Please check "Voltage In/Out"
254717126 | TNB | DISTRIBUTION | WP PUTRAJAYA & CYBERJAYA | Existing | VPTJ/PCE/J11101/MATX1 | 300267236 | TX1- PTJ11103 | PE 11.10 P11B1/6 SEMI-D (EFI) |  | 6 | RYB |  |  | 11 kV |  | 415 V |  | MTM | 1000.00 kVA | 20/03/2002 |  | 1 | 6 | Fail | Please check "Voltage In/Out"
254717128 | TNB | DISTRIBUTION | WP PUTRAJAYA & CYBERJAYA | Existing | VPTJ/PCE/J11671/MATX1 | 300267287 | TX1-PTJ11673 | PE 11.67 PS9 (F1) |  | 0 | RYB |  |  | 11 kV |  | 415 V |  | MTM | 1000.00 kVA | 20021006 |  | 1 | 0 | Fail | Please check "Voltage In/Out"
254717130 | TNB | DISTRIBUTION | WP PUTRAJAYA & CYBERJAYA | Existing | VPTJ/PCE/J11081/MATX1 | 300267232 | TX1-PTJ11083 | PE 11.08 P11A2/5 TERES (EFI) ( |  | 14 | RYB |  |  | 11 kV |  | 415 V |  | MTM | 1000.00 kVA | 20020409 |  | 1 | 14 | Fail | Please check "Voltage In/Out"
254717132 | TNB | DISTRIBUTION | WP PUTRAJAYA & CYBERJAYA | Existing | VPTJ/PCE/J11042/MATX2 | 300267231 | TX2- PTJ11046 | PE 11.04 P11A1/12 TERES (EFI) |  | 0 | RYB |  |  | 11 kV |  | 415 V |  | MTM | 1000.00 kVA | 15/10/2002 |  | 1 | 0 | Fail | Please check "Voltage In/Out"
254717134 | TNB | DISTRIBUTION | WP PUTRAJAYA & CYBERJAYA | Existing | VPTJ/PCE/J11092/MATX2 | 300267235 | TX2-PTJ11096 | PE 11.09 P11A2/5 TERES (EFI) ( |  | 24 | RYB |  |  | 11 kV |  | 415 V |  | MTM | 1000.00 kVA | 20020709 |  | 1 | 26 | Fail | Please check "Voltage In/Out"
254717136 | TNB | DISTRIBUTION | WP PUTRAJAYA & CYBERJAYA | Existing | VPTJ/PCE/J11021/MATX1 | 300267226 | TX1-PTJ11023 | PE 11.02 BLOK 3A (F1) |  | 0 | RYB |  |  | 11 kV |  | 415 V |  | SGB | 1000.00 kVA | 20050706 |  | 1 | 0 | Fail | Please check "Voltage In/Out"
254717230 | TNB | DISTRIBUTION | WP PUTRAJAYA & CYBERJAYA | Existing | VPTJ/PCE/J11022/MATX2 | 300267227 | TX2- PTJ11025 | PE 11.02 BLOK 3A (F2) |  | 0 | RYB |  |  | 11 kV |  | 415 V |  | SGB | 1000.00 kVA | 20050706 |  | 1 | 0 | Fail | Please check "Voltage In/Out"
254717232 | TNB | DISTRIBUTION | WP PUTRAJAYA & CYBERJAYA | Existing | VPTJ/PCE/J11031/MATX1 | 300267228 | TX1-PTJ11033 | PE 11.03 P11A1/12 TERES (F1) |  | 0 | RYB |  |  | 11 kV |  | 415 V |  | EWT | 1000.00 kVA | 27/02/2002 |  | 1 | 0 | Fail | Please check "Voltage In/Out"
254717234 | TNB | DISTRIBUTION | WP PUTRAJAYA & CYBERJAYA | Existing | VPTJ/PCE/J11011/MATX1 | 300267225 | TX1-PTJ11012 | PE 11.01 RD 3 PER UTARA |  | 0 | RYB |  |  | 11 kV |  | 415 V |  | LKH | 1000.00 kVA | 30/07/1999 |  | 1 | 0 | Fail | Please check "Voltage In/Out"
254717236 | TNB | DISTRIBUTION | WP PUTRAJAYA & CYBERJAYA | Existing | VPTJ/PCE/J11401/MATX1 | 300267272 | TX1-PTJ11403 | PE 11.40 BLOK C (F1) |  | 0 | RYB |  |  | 11 kV |  | 415 V |  | MTM | 1000.00 kVA | 17/08/2004 |  | 1 | 0 | Fail | Please check "Voltage In/Out"
254717238 | TNB | DISTRIBUTION | WP PUTRAJAYA & CYBERJAYA | Existing | VPTJ/PCE/J11402/MATX2 | 300267273 | TX2-PTJ11406 | PE 11.40 BLOK C (F2) |  | 0 | RYB |  |  | 11 kV |  | 415 V |  | MTM | 1000.00 kVA | 17/08/2004 |  | 1 | 0 | Fail | Please check "Voltage In/Out"
254717240 | TNB | DISTRIBUTION | WP PUTRAJAYA & CYBERJAYA | Existing | VPTJ/PCE/J11201/MATX1 | 300267252 | TX1-PTJ11202 | PE 11.20 WR5 |  | 0 | RYB |  |  | 11 kV |  | 415 V |  | EWT | 1000.00 kVA | 20041108 |  | 1 | 0 | Fail | Please check "Voltage In/Out"
254717242 | TNB | DISTRIBUTION | WP PUTRAJAYA & CYBERJAYA | Existing | VPTJ/PCE/J11161/MATX1 | 300267248 | TX1- PTJ11163 | PE 11.16 APT E (F1) |  | 0 | RYB |  |  | 11 kV |  | 415 V |  | MTM | 1000.00 kVA | 13/05/2003 |  | 1 | 1 | Fail | Please check "Voltage In/Out"
254717246 | TNB | DISTRIBUTION | WP PUTRAJAYA & CYBERJAYA | Existing | VPTJ/PCE/J11111/MATX1 | 300267238 | TX1- PTJ11113 | PE 11.11 (EFI) (F1) |  | 1 | RYB |  |  | 11 kV |  | 415 V |  | MTM | 1000.00 kVA | 24/08/2004 |  | 1 | 1 | Fail | Please check "Voltage In/Out"
254717248 | TNB | DISTRIBUTION | WP PUTRAJAYA & CYBERJAYA | Existing | VPTJ/PCE/J11351/MATX1 | 300267263 | TX1-PTJ11353 | PE 11.35 P11 K/3 TERES (EFI) ( |  | 0 | RYB |  |  | 11 kV |  | 415 V |  | MTM | 1000.00 kVA | 20030412 |  | 1 | 0 | Fail | Please check "Voltage In/Out"
254717250 | TNB | DISTRIBUTION | WP PUTRAJAYA & CYBERJAYA | Existing | VPTJ/PCE/J11352/MATX2 | 300267264 | TX2-PTJ11356 | PE 11.35 P11 K/3 TERES (EFI) ( |  | 0 | RYB |  |  | 11 kV |  | 415 V |  | MTM | 1000.00 kVA | 20030412 |  | 1 | 0 | Fail | Please check "Voltage In/Out"
254717252 | TNB | DISTRIBUTION | WP PUTRAJAYA & CYBERJAYA | Existing | VPTJ/PCE/J11361/MATX1 | 300267265 | TX1-PTJ11363 | PE 11.36 P11 K/13 TERES (F1) |  | 0 | RYB |  |  | 11 kV |  | 415 V |  | MTM | 1000.00 kVA | 20030512 |  | 1 | 0 | Fail | Please check "Voltage In/Out"
254717254 | TNB | DISTRIBUTION | WP PUTRAJAYA & CYBERJAYA | Existing | VPTJ/PCE/J11451/MATX1 | 300267281 | TX1-PTJ11453 | PE 11.45 SEK MEN (F1) |  | 0 | RYB |  |  | 11 kV |  | 415 V |  | EWT | 1000.00 kVA | 20/05/2004 |  | 1 | 0 | Fail | Please check "Voltage In/Out"
254717256 | TNB | DISTRIBUTION | WP PUTRAJAYA & CYBERJAYA | Existing | VPTJ/PCE/J11452/MATX2 | 300267282 | TX2- PTJ11456 | PE 11.45 SEK MEN (F2) |  | 0 | RYB |  |  | 11 kV |  | 415 V |  | EWT | 1000.00 kVA | 20/05/2004 |  | 1 | 0 | Fail | Please check "Voltage In/Out"
254717258 | TNB | DISTRIBUTION | WP PUTRAJAYA & CYBERJAYA | Existing | VPTJ/PCE/J11301/MATX1 | 300267261 | TX1-PTJ11303 | PE 11.30 SEK REN (EFI) (F1) |  | 0 | RYB |  |  | 11 kV |  | 415 V |  | MTM | 1000.00 kVA | 16/07/2002 |  | 1 | 0 | Fail | Please check "Voltage In/Out"
254717260 | TNB | DISTRIBUTION | WP PUTRAJAYA & CYBERJAYA | Existing | VPTJ/PCE/J11302/MATX2 | 300267262 | TX2- PTJ11306 | PE 11.30 SEK REN (EFI) (F2) |  | 1 | RYB |  |  | 11 kV |  | 415 V |  | MTM | 1000.00 kVA | 16/07/2002 |  | 1 | 3 | Fail | Please check "Voltage In/Out"
254717262 | TNB | DISTRIBUTION | WP PUTRAJAYA & CYBERJAYA | Existing | VPTJ/PCE/J11141/MATX1 | 300267244 | TX1-PTJ11143 | PE 11.14 APT C (F1) |  | 0 | RYB |  |  | 11 kV |  | 415 V |  | MTM | 1000.00 kVA | 13/05/2003 |  | 1 | 0 | Fail | Please check "Voltage In/Out"
254717350 | TNB | DISTRIBUTION | WP PUTRAJAYA & CYBERJAYA | Existing | VPTJ/PCE/J11212/MATX2 | 300267254 | TX2-PTJ11212 | PE 11.21 PUSAT KEJIRANAN (F2) |  | 0 | RYB |  |  | 11 kV |  | 415 V |  | MTM | 1000.00 kVA | 30/05/2006 |  | 1 | 0 | Fail | Please check "Voltage In/Out"
254717352 | TNB | DISTRIBUTION | WP PUTRAJAYA & CYBERJAYA | Existing | VPTJ/PCE/J11151/MATX1 | 300267246 | TX1- PTJ11153 | PE 11.15 APT D (EFI) (F1) |  | 0 | RYB |  |  | 11 kV |  | 415 V |  | LKH | 1000.00 kVA | 20030701 |  | 1 | 0 | Fail | Please check "Voltage In/Out"
254717360 | TNB | DISTRIBUTION | WP PUTRAJAYA & CYBERJAYA | Existing | VPTJ/PCE/J11391/MATX1 | 300267270 | TX1-PTJ11393 | PE 11.39 BLOK A |  | 0 | RYB |  |  | 11 kV |  | 415 V |  | MTM | 1000.00 kVA | 17/08/2004 |  | 1 | 0 | Fail | Please check "Voltage In/Out"
254717364 | TNB | DISTRIBUTION | WP PUTRAJAYA & CYBERJAYA | Existing | VPTJ/PCE/J11421/MATX1 | 300267275 | TX1-PTJ11423 | PE 11.42 BLOK G (F1) |  | 0 | RYB |  |  | 11 kV |  | 415 V |  | EWT | 1000.00 kVA | 17/08/2004 |  | 1 | 0 | Fail | Please check "Voltage In/Out"
254717366 | TNB | DISTRIBUTION | WP PUTRAJAYA & CYBERJAYA | Existing | VPTJ/PCE/J11422/MATX2 | 300267276 | TX2-PTJ11426 | PE 11.42 BLOK G (F2) |  | 0 | RYB |  |  | 11 kV |  | 415 V |  | EWT | 1000.00 kVA | 17/08/2004 |  | 1 | 0 | Fail | Please check "Voltage In/Out"
254717370 | TNB | DISTRIBUTION | WP PUTRAJAYA & CYBERJAYA | Existing | VPTJ/PCE/J06011/MATX1 | 300267069 | TX1-PTJ06012 | PE 6.01 GRAND STAND (F1) |  | 0 | RYB |  |  | 11 kV |  | 415 V |  | SGB | 1000.00 kVA | 20050812 |  | 1 | 0 | Fail | Please check "Voltage In/Out"
254717372 | TNB | DISTRIBUTION | WP PUTRAJAYA & CYBERJAYA | Existing | VPTJ/PCE/J09362/MATX2 | 300267187 | TX2- PTJ09365 | PE 9.36 SEK MEN FASA 3 (F2) |  | 0 | RYB |  |  | 11 kV |  | 415 V |  | MTM | 1000.00 kVA | 20061011 |  | 1 | 0 | Fail | Please check "Voltage In/Out"
254717374 | TNB | DISTRIBUTION | WP PUTRAJAYA & CYBERJAYA | Existing | VCBJ/PCE/J22491/MATX1 | 300267630 | TX1-CBJ22492 | PE 22.49 LOT PT 12082 F1 |  | 0 | RYB |  |  | 11 kV |  | 415 V |  | MTM | 750.00 kVA | 19/12/2005 |  | 1 | 1 | Fail | Please check "Voltage In/Out"
254717378 | TNB | DISTRIBUTION | WP PUTRAJAYA & CYBERJAYA | Existing | VCBJ/PCE/J23011/MATX1 | 300267647 | TX1-CBJ23012 | PE 23.01 PS 2-9 F1 |  | 0 | RYB |  |  | 11 kV |  | 415 V |  | EWT | 500.00 kVA | 20061212 |  | 1 | 0 | Fail | Please check "Voltage In/Out"
254717380 | TNB | DISTRIBUTION | WP PUTRAJAYA & CYBERJAYA | Existing | VCBJ/PCE/J23012/MATX2 | 300267648 | TX2-CBJ23015 | PE 23.01 PS 2-9 F2 |  | 1 | RYB |  |  | 11 kV |  | 415 V |  | EWT | 500.00 kVA | 20061212 |  | 1 | 2 | Fail | Please check "Voltage In/Out"
254717482 | TNB | DISTRIBUTION | WP PUTRAJAYA & CYBERJAYA | Existing | VPTJ/PCE/J18141/MATX1 | 300267492 | TX1-PTJ18142 | PE 18.14 BLOK D&E (F1) |  | 0 | RYB |  |  | 11 kV |  | 415 V |  | MTM | 1000.00 kVA | 22/02/2007 |  | 1 | 0 | Fail | Please check "Voltage In/Out"
254717486 | TNB | DISTRIBUTION | WP PUTRAJAYA & CYBERJAYA | Existing | VPTJ/PCE/J18121/MATX1 | 300267488 | TX1-PTJ18123 | PE 18.12 BLOK A (F1) |  | 0 | RYB |  |  | 11 kV |  | 415 V |  | EWT | 1000.00 kVA | 22/02/2007 |  | 1 | 0 | Fail | Please check "Voltage In/Out"
254717498 | TNB | DISTRIBUTION | WP PUTRAJAYA & CYBERJAYA | Existing | VCBJ/PCE/J21341/MATX1 | 300267551 | TX1-CBJ21342 | PE 21.34 PS5 F1 |  | 0 | RYB |  |  | 11 kV |  | 415 V |  | EWT | 500.00 kVA | 24/05/2009 |  | 1 | 0 | Fail | Please check "Voltage In/Out"
254717556 | TNB | DISTRIBUTION | WP PUTRAJAYA & CYBERJAYA | Existing | VPTJ/PCE/J07062/MATX2 | 300267080 | TX2-PTJ07066 | PE 7.06 TPB (WTT) (F2) |  | 0 | RYB |  |  | 11 kV |  | 415 V |  | MTM | 1000.00 kVA | 13/06/2002 |  | 1 | 0 | Fail | Please check "Voltage In/Out"
254717562 | TNB | DISTRIBUTION | WP PUTRAJAYA & CYBERJAYA | Existing | VPTJ/PCE/J08151/MATX1 | 300267107 | TX1- PTJ08152 | PE 8.15 RD2A L. SENTOSA |  | 0 | RYB |  |  | 11 kV |  | 415 V |  | LKH | 1000.00 kVA | 19990807 |  | 1 | 1 | Fail | Please check "Voltage In/Out"
254717566 | TNB | DISTRIBUTION | WP PUTRAJAYA & CYBERJAYA | Existing | VPTJ/PCE/J08111/MATX1 | 300267103 | TX1- PTJ08113 | PE 8.11 JLN P8E TERES (EFI) (F |  | 1 | RYB |  |  | 11 kV |  | 415 V |  | MTM | 1000.00 kVA | 27/03/2002 |  | 1 | 1 | Fail | Please check "Voltage In/Out"
254717568 | TNB | DISTRIBUTION | WP PUTRAJAYA & CYBERJAYA | Existing | VPTJ/PCE/J08112/MATX2 | 300267104 | TX2- PTJ08116 | PE 8.11 JLN P8E TERES (EFI) (F |  | 0 | RYB |  |  | 11 kV |  | 415 V |  | MTM | 1000.00 kVA | 27/03/2002 |  | 1 | 0 | Fail | Please check "Voltage In/Out"
254717570 | TNB | DISTRIBUTION | WP PUTRAJAYA & CYBERJAYA | Existing | VPTJ/PCE/J08091/MATX1 | 300267099 | TX1- PTJ08093 | PE 8.09 JLN P8E2TERES (F1) |  | 1 | RYB |  |  | 11 kV |  | 415 V |  | EWT | 1000.00 kVA | 21/06/2004 |  | 1 | 1 | Fail | Please check "Voltage In/Out"
254717572 | TNB | DISTRIBUTION | WP PUTRAJAYA & CYBERJAYA | Existing | VPTJ/PCE/J08072/MATX2 | 300267098 | TX2- PTJ08076 | PE 8.07 APT FASA 4B (B2) (F2) |  | 2 | RYB |  |  | 11 kV |  | 415 V |  | EWT | 1000.00 kVA | 19990912 |  | 1 | 2 | Fail | Please check "Voltage In/Out"
254717574 | TNB | DISTRIBUTION | WP PUTRAJAYA & CYBERJAYA | Existing | VPTJ/PCE/J07051/MATX1 | 300267078 | TX1-PTJ07052 | PE 7.05 L SENTOSA (R2C) |  | 0 | RYB |  |  | 11 kV |  | 415 V |  | EWT | 1000.00 kVA | 20010501 |  | 1 | 0 | Fail | Please check "Voltage In/Out"
254717576 | TNB | DISTRIBUTION | WP PUTRAJAYA & CYBERJAYA | Existing | VPTJ/PCE/J08041/MATX1 | 300267091 | TX1- PTJ08043 | PE 8.04 SEK MEN (F1) |  | 0 | RYB |  |  | 11 kV |  | 415 V |  | MTM | 1000.00 kVA | 16/11/1999 |  | 1 | 0 | Fail | Please check "Voltage In/Out"
254717578 | TNB | DISTRIBUTION | WP PUTRAJAYA & CYBERJAYA | Existing | VPTJ/PCE/J08031/MATX1 | 300267089 | TX1- PTJ08033 | PE 8.03 SEK REN (EFI) (F1) |  | 0 | RYB |  |  | 11 kV |  | 415 V |  | LKH | 1000.00 kVA | 16/11/1999 |  | 1 | 1 | Fail | Please check "Voltage In/Out"
254717662 | TNB | DISTRIBUTION | WP PUTRAJAYA & CYBERJAYA | Existing | VPTJ/PCE/J08021/MATX1 | 300267087 | TX1- PTJ08023 | PE 8.02 P8A SEMI D (F1) |  | 0 | RYB |  |  | 11 kV |  | 415 V |  | MTM | 1000.00 kVA | 20000503 |  | 1 | 0 | Fail | Please check "Voltage In/Out"
254717664 | TNB | DISTRIBUTION | WP PUTRAJAYA & CYBERJAYA | Existing | VPTJ/PCE/J08022/MATX2 | 300267088 | TX2- PTJ08026 | PE 8.02 P8A SEMI D (F2) |  | 6 | RYB |  |  | 11 kV |  | 415 V |  | MTM | 1000.00 kVA | 20000503 |  | 1 | 6 | Fail | Please check "Voltage In/Out"
254717710 | TNB | DISTRIBUTION | WP PUTRAJAYA & CYBERJAYA | Existing | VPTJ/PCE/J14031/MATX1 | 300267299 | TX1-PTJ14032 | PE 14.03 C/S S/L |  | 0 | RYB |  |  | 11 kV |  | 415 V |  | EWT | 500.00 kVA | 14/03/2005 |  | 1 | 0 | Fail | Please check "Voltage In/Out"
254717712 | TNB | DISTRIBUTION | WP PUTRAJAYA & CYBERJAYA | Existing | VPTJ/PCE/J14021/MATX1 | 300267297 | TX1-PTJ14022 | PE 14.02 PERUMAHAN 14-1 (EFI) |  | 0 | RYB |  |  | 11 kV |  | 415 V |  | EWT | 1000.00 kVA | 25/02/2006 |  | 1 | 0 | Fail | Please check "Voltage In/Out"
254717714 | TNB | DISTRIBUTION | WP PUTRAJAYA & CYBERJAYA | Existing | VPTJ/PCE/J15021/MATX1 | 300267430 | TX1-PTJ15022 | PE 15.02 RD F 1 |  | 0 | RYB |  |  | 11 kV |  | 415 V |  | EWT | 1000.00 kVA | 19990810 |  | 1 | 0 | Fail | Please check "Voltage In/Out"
254717718 | TNB | DISTRIBUTION | WP PUTRAJAYA & CYBERJAYA | Existing | VCBJ/PCE/J21111/MATX1 | 300267529 | TX1-CBJ21113 | PE 21.11 CENTURY SQUARE 2310 F1 |  | 0 | RYB |  |  | 11 kV |  | 415 V |  | MTM | 1000.00 kVA | 20000903 |  | 1 | 0 | Fail | Please check "Voltage In/Out"
254717822 | TNB | DISTRIBUTION | WP PUTRAJAYA & CYBERJAYA | Existing | VCBJ/PCE/J21061/MB21061 | 300281072 | TX1-CBJ21062 | PE 21.06 PADAT B 15-4 |  | 0 | RYB | [6 empty] | LKH | 1000.00 kVA | 28/06/1999 |  | 1 | 0 | Fail | Please check "Voltage In/Out"
254717824 | TNB | DISTRIBUTION | WP PUTRAJAYA & CYBERJAYA | Existing | VCBJ/PCE/J21571/MATX1 | 300267572 | TX1-CBJ21572 | PE 21.57 CLUB HOUSE F1 |  | 0 | RYB |  |  | 11 kV |  | 415 V |  | EWT | 500.00 kVA | 17/11/2007 |  | 1 | 0 | Fail | Please check "Voltage In/Out"
254717828 | TNB | DISTRIBUTION | WP PUTRAJAYA & CYBERJAYA | Existing | VCBJ/PCE/J21421/MATX1 | 300267555 | TX1-CBJ21423 | PE 21.42 CYBERVILLAGE SERENITY |  | 6 | RYB |  |  | 11 kV |  | 415 V |  | MTM | 1000.00 kVA | 30/03/2004 |  | 1 | 6 | Fail | Please check "Voltage In/Out"
254717830 | TNB | DISTRIBUTION | WP PUTRAJAYA & CYBERJAYA | Existing | VCBJ/PCE/J21101/MATX1 | 300267528 | TX1-CBJ21103 | PE 21.10 ELITE HIGHWAY NO. 3 |  | 0 | RYB |  |  | 11 kV |  | 415 V |  | SGB | 1000.00 kVA | 20001002 |  | 1 | 0 | Fail | Please check "Voltage In/Out"
254717832 | TNB | DISTRIBUTION | WP PUTRAJAYA & CYBERJAYA | Existing | VCBJ/PCE/J21541/MATX1 | 300267570 | TX1-CBJ21543 | PE 21.54 PS 3 F1 |  | 0 | RYB |  |  | 11 kV |  | 415 V |  | MTM | 500.00 kVA | 16/06/2005 |  | 1 | 0 | Fail | Please check "Voltage In/Out"
254717834 | TNB | DISTRIBUTION | WP PUTRAJAYA & CYBERJAYA | Existing | VCBJ/PCE/J21021/MATX1 | 300267519 | TX1-CBJ21023 | PE 21.02 INCUBATOR F1 |  | 0 | RYB |  |  | 11 kV |  | 415 V |  | MTM | 1000.00 kVA | 15/07/1999 |  | 1 | 0 | Fail | Please check "Voltage In/Out"
254717838 | TNB | DISTRIBUTION | WP PUTRAJAYA & CYBERJAYA | Existing | VCBJ/PCE/J21512/MATX2 | 300267567 | TX2-CBJ21516 | PE 21.51 CONDO C1 F2 |  | 0 | RYB |  |  | 11 kV |  | 415 V |  | MTM | 1000.00 kVA | 20040510 |  | 1 | 1 | Fail | Please check "Voltage In/Out"
254717840 | TNB | DISTRIBUTION | WP PUTRAJAYA & CYBERJAYA | Existing | VCBJ/PCE/J21491/MATX1 | 300267564 | TX1-CBJ21493 | PE 21.49 CONDO B2 F1 |  | 0 | RYB |  |  | 11 kV |  | 415 V |  | MTM | 1000.00 kVA | 20040801 |  | 1 | 0 | Fail | Please check "Voltage In/Out"
254717842 | TNB | DISTRIBUTION | WP PUTRAJAYA & CYBERJAYA | Existing | VCBJ/PCE/J22352/MATX4 | 300267948 | TX4-CBJ22357 | PE 22.35 PRIMA PROP 2 F2 |  | 0 | RYB |  |  | 11 kV |  | 415 V |  | MTM | 1000.00 kVA | 20041208 |  | 1 | 0 | Fail | Please check "Voltage In/Out"
254717844 | TNB | DISTRIBUTION | WP PUTRAJAYA & CYBERJAYA | Existing | VCBJ/PCE/J22352/MATX3 | 300267615 | TX3-C22356 | PE 22.35 PRIMA PROP 2 F2 |  | 0 | RYB |  |  | 11 kV |  | 415 V |  | MTM | 1000.00 kVA | 20041208 |  | 1 | 0 | Fail | Please check "Voltage In/Out"
254717846 | TNB | DISTRIBUTION | WP PUTRAJAYA & CYBERJAYA | Existing | VCBJ/PCE/J22321/MATX1 | 300267610 | TX1-CBJ22323 | PE 22.32 MOTOROLA F1 |  | 0 | RYB |  |  | 11 kV |  | 415 V |  | MTM | 1000.00 kVA | 21/11/2003 |  | 1 | 0 | Fail | Please check "Voltage In/Out"
254717848 | TNB | DISTRIBUTION | WP PUTRAJAYA & CYBERJAYA | Existing | VCBJ/PCE/J22322/MATX2 | 300267611 | TX2-CBJ22326 | PE 22.32 MOTOROLA F2 |  | 0 | RYB |  |  | 11 kV |  | 415 V |  | MTM | 1000.00 kVA | 21/11/2003 |  | 1 | 0 | Fail | Please check "Voltage In/Out"
254717976 | TNB | DISTRIBUTION | WP PUTRAJAYA & CYBERJAYA | Existing | VPTJ/PCE/J14112/MATX2 | 300267402 | TX1-PTJ14112 | PE 14.11 PERUMAHAN 14-1 (F1) |  | 1 | RYB |  |  | 11 kV |  | 415 V |  | SGB | 1000.00 kVA | 25/02/2006 |  | 1 | 1 | Fail | Please check "Voltage In/Out"
254718060 | TNB | DISTRIBUTION | WP PUTRAJAYA & CYBERJAYA | Existing | VPTJ/PCE/J08051/MATX1 | 300267093 | TX1- PTJ08053 | PE 8.05 APT FASA 4A (B1) (F1) |  | 0 | RYB |  |  | 11 kV |  | 415 V |  | MTM | 1000.00 kVA | 19990712 |  | 1 | 0 | Fail | Please check "Voltage In/Out"
254718062 | TNB | DISTRIBUTION | WP PUTRAJAYA & CYBERJAYA | Existing | VPTJ/PCE/J08052/MATX2 | 300267094 | TX2- PTJ08056 | PE 8.05 APT FASA 4A (B1) (F2) |  | 0 | RYB |  |  | 11 kV |  | 415 V |  | MTM | 1000.00 kVA | 19990712 |  | 1 | 1 | Fail | Please check "Voltage In/Out"
254718064 | TNB | DISTRIBUTION | WP PUTRAJAYA & CYBERJAYA | Existing | VPTJ/PCE/J08241/MATX1 | 300267118 | TX1- PTJ08242 | PE 8.24 SERI SAUJANA (BR 8) |  | 0 | RYB |  |  | 11 kV |  | 415 V |  | EWT | 500.00 kVA | 23/01/2003 |  | 1 | 0 | Fail | Please check "Voltage In/Out"
254718068 | TNB | DISTRIBUTION | WP PUTRAJAYA & CYBERJAYA | Existing | VPTJ/PCE/J08202/MATX2 | 300267113 | TX2- PTJ08206 | PE 8.20 APT D (F2) |  | 0 | RYB |  |  | 11 kV |  | 415 V |  | EWT | 1000.00 kVA | 13/11/2002 |  | 1 | 1 | Fail | Please check "Voltage In/Out"
254718070 | TNB | DISTRIBUTION | WP PUTRAJAYA & CYBERJAYA | Existing | VPTJ/PCE/J08231/MATX1 | 300267116 | TX1- PTJ08233 | PE 8.23 PS8 (F1) |  | 0 | RYB |  |  | 11 kV |  | 415 V |  | MTM | 1000.00 kVA | 30/07/2002 |  | 1 | 0 | Fail | Please check "Voltage In/Out"
254718072 | TNB | DISTRIBUTION | WP PUTRAJAYA & CYBERJAYA | Existing | VPTJ/PCE/J08232/MATX2 | 300267117 | TX2- PTJ08236 | PE 8.23 PS8 (F2) |  | 0 | RYB |  |  | 11 kV |  | 415 V |  | MTM | 1000.00 kVA | 30/07/2002 |  | 1 | 0 | Fail | Please check "Voltage In/Out"
254718148 | TNB | DISTRIBUTION | WP PUTRAJAYA & CYBERJAYA | Existing | VPTJ/PCE/J02041/MATX1 | 300266993 | TX1- PTJ02044 | PE 2.04 W.F PROMENADE (F1) |  | 0 | RYB |  |  | 11 kV |  | 415 V |  | MTM | 1000.00 kVA | 30/01/2003 |  | 1 | 0 | Fail | Please check "Voltage In/Out"
254718152 | TNB | DISTRIBUTION | WP PUTRAJAYA & CYBERJAYA | Existing | VPTJ/PCE/J02051/MATX1 | 300267000 | TX1- PTJ02053 | PE 2.05 PADAT CUT |  | 0 | RYB |  |  | 11 kV |  | 415 V |  | EWT | 1000.00 kVA | 22/08/2002 |  | 1 | 0 | Fail | Please check "Voltage In/Out"
254718172 | TNB | DISTRIBUTION | WP PUTRAJAYA & CYBERJAYA | Existing | VPTJ/PCE/J08192/MATX2 | 300267111 | TX2- PTJ08196 | PE 8.19 APT A (EFI) (F2) |  | 0 | RYB |  |  | 11 kV |  | 415 V |  | EWT | 1000.00 kVA | 13/11/2002 |  | 1 | 1 | Fail | Please check "Voltage In/Out"
254718174 | TNB | DISTRIBUTION | WP PUTRAJAYA & CYBERJAYA | Existing | VPTJ/PCE/J08171/MATX1 | 300267109 | TX1- PTJ08173 | PE 8.17 P.KEJIRANAN (EFI) |  | 0 | RYB |  |  | 11 kV |  | 415 V |  | LKH | 1000.00 kVA | 20000308 |  | 1 | 7 | Fail | Please check "Voltage In/Out"
254718176 | TNB | DISTRIBUTION | WP PUTRAJAYA & CYBERJAYA | Existing | VPTJ/PCE/J08161/MATX1 | 300267108 | TX1- PTJ08163 | PE 8.16 RD 2B L. SENTOSA |  | 0 | RYB |  |  | 11 kV |  | 415 V |  | EWT | 1000.00 kVA | 15/11/1999 |  | 1 | 0 | Fail | Please check "Voltage In/Out"
254718178 | TNB | DISTRIBUTION | WP PUTRAJAYA & CYBERJAYA | Existing | VPTJ/PCE/J08251/MATX1 | 300267119 | TX1- PTJ08253 | PE 8.25 ISTANA DARUL EHSAN (F1) |  | 0 | RYB |  |  | 11 kV |  | 415 V |  | MTM | 1000.00 kVA | 28/05/2003 |  | 1 | 1 | Fail | Please check "Voltage In/Out"
254718180 | TNB | DISTRIBUTION | WP PUTRAJAYA & CYBERJAYA | Existing | VPTJ/PCE/J08252/MATX2 | 300267120 | TX2- PTJ08256 | PE 8.25 ISTANA DARUL EHSAN (F2) |  | 0 | RYB |  |  | 11 kV |  | 415 V |  | MTM | 1000.00 kVA | 28/05/2003 |  | 1 | 0 | Fail | Please check "Voltage In/Out"
254718184 | TNB | DISTRIBUTION | WP PUTRAJAYA & CYBERJAYA | Existing | VPTJ/PCE/J09061/MATX1 | 300267131 | TX1- PTJ09063 | PE 9.06 APT 2E (F1) |  | 0 | RYB |  |  | 11 kV |  | 415 V |  | SGB | 1000.00 kVA | 19990612 |  | 1 | 0 | Fail | Please check "Voltage In/Out"
254718186 | TNB | DISTRIBUTION | WP PUTRAJAYA & CYBERJAYA | Existing | VPTJ/PCE/J09081/MATX1 | 300267135 | TX1- PTJ09083 | PE 9.08 P9G TERES (F1) |  | 22 | RYB |  |  | 11 kV |  | 415 V |  | EWT | 1000.00 kVA | 21/06/1999 |  | 1 | 22 | Fail | Please check "Voltage In/Out"
254718188 | TNB | DISTRIBUTION | WP PUTRAJAYA & CYBERJAYA | Existing | VPTJ/PCE/J09062/MATX2 | 300267132 | TX2- PTJ09066 | PE 9.06 APT 2E (F2) |  | 0 | RYB |  |  | 11 kV |  | 415 V |  | SGB | 1000.00 kVA | 19990612 |  | 1 | 0 | Fail | Please check "Voltage In/Out"
254718192 | TNB | DISTRIBUTION | WP PUTRAJAYA & CYBERJAYA | Existing | VPTJ/PCE/J09031/MATX1 | 300267125 | TX1- PTJ09033 | PE 9.03 APT 3C (F1) |  | 0 | RYB |  |  | 11 kV |  | 415 V |  | MTM | 1000.00 kVA | 20000911 |  | 1 | 1 | Fail | Please check "Voltage In/Out"
254718210 | TNB | DISTRIBUTION | WP PUTRAJAYA & CYBERJAYA | Existing | VPTJ/PCE/J14172/MATX2 | 300267412 | TX2-PTJ14176 | PE 14.17 BLOK D (F2) |  | 0 | RYB |  |  | 11 kV |  | 415 V |  | MTM | 1000.00 kVA | 20050609 |  | 1 | 0 | Fail | Please check "Voltage In/Out"
254718212 | TNB | DISTRIBUTION | WP PUTRAJAYA & CYBERJAYA | Existing | VPTJ/PCE/J14162/MATX2 | 300267410 | TX2-PTJ14166 | PE 14.16 BLOK C (EFI) (F2) |  | 0 | RYB |  |  | 11 kV |  | 415 V |  | INDKOM | 1000.00 kVA | 20050609 |  | 1 | 0 | Fail | Please check "Voltage In/Out"
254718216 | TNB | DISTRIBUTION | WP PUTRAJAYA & CYBERJAYA | Existing | VPTJ/PCE/J14152/MATX2 | 300267408 | TX2-PTJ14156 | PE 14.15 BLOK B (F2) |  | 0 | RYB |  |  | 11 kV |  | 415 V |  | MTM | 1000.00 kVA | 20050609 |  | 1 | 2 | Fail | Please check "Voltage In/Out"
254718220 | TNB | DISTRIBUTION | WP PUTRAJAYA & CYBERJAYA | Existing | VPTJ/PCE/J14142/MATX2 | 300267406 | TX2-PTJ14146 | PE 14.14 BLOK A (EFI) (F2) |  | 0 | RYB |  |  | 11 kV |  | 415 V |  | EWT | 1000.00 kVA | 20050609 |  | 1 | 0 | Fail | Please check "Voltage In/Out"
254718224 | TNB | DISTRIBUTION | WP PUTRAJAYA & CYBERJAYA | Existing | VPTJ/PCE/J01362/MATX2 | 300266978 | TX1-PTJ01364 | PE 1.36 DATARAN PUTRA (F2) |  | 1 | RYB |  |  | 11 kV |  | 415 V |  | MTM | 1000.00 kVA | 13/11/1999 |  | 1 | 2 | Fail | Please check "Voltage In/Out"
254718228 | TNB | DISTRIBUTION | WP PUTRAJAYA & CYBERJAYA | Existing | VPTJ/PCE/J01321/MATX1 | 300266971 | TX1-PTJ01323 | PE 1.32 INSIDE PPU6 S/L OVAL |  | 0 | RYB |  |  | 11 kV |  | 415 V |  | MTM | 1000.00 kVA | 13/06/1999 |  | 1 | 0 | Fail | Please check "Voltage In/Out"
254718336 | TNB | DISTRIBUTION | WP PUTRAJAYA & CYBERJAYA | Existing | VCBJ/PCE/J22481/MATX1 | 300267628 | TX1-CBJ22483 | PE 22.48 LOT 12082 FASA 1B F1 |  | 0 | RYB |  |  | 11 kV |  | 415 V |  | MTM | 1000.00 kVA | 19/12/2005 |  | 1 | 0 | Fail | Please check "Voltage In/Out"
254718342 | TNB | DISTRIBUTION | WP PUTRAJAYA & CYBERJAYA | Existing | VCBJ/PCE/J22171/MATX1 | 300267596 | TX1-CBJ22173 | PE 22.17 PADAT STP 4 |  | 0 | RYB |  |  | 11 kV |  | 415 V |  | SGB | 500.00 kVA | 13/05/2002 |  | 1 | 1 | Fail | Please check "Voltage In/Out"
254718346 | TNB | DISTRIBUTION | WP PUTRAJAYA & CYBERJAYA | Existing | VCBJ/PCE/J22251/MATX1 | 300267608 | TX1-CBJ22253 | PE 22.25 CYBER HEIGHT VILLA F1 |  | 0 | RYB |  |  | 11 kV |  | 415 V |  | EWT | 1000.00 kVA | 13/12/2003 |  | 1 | 0 | Fail | Please check "Voltage In/Out"
254718348 | TNB | DISTRIBUTION | WP PUTRAJAYA & CYBERJAYA | Existing | VCBJ/PCE/J22222/MATX2 | 300267603 | TX2-CBJ22226 | PE 22.22 CYBER HEIGHT VILLA F2 |  | 0 | RYB |  |  | 11 kV |  | 415 V |  | MTM | 1000.00 kVA | 20041201 |  | 1 | 0 | Fail | Please check "Voltage In/Out"
254718350 | TNB | DISTRIBUTION | WP PUTRAJAYA & CYBERJAYA | Existing | VCBJ/PCE/J22242/MATX2 | 300267607 | TX2-CBJ22247 | PE 22.24 SEK. SRI PUTERI F2 |  | 0 | RYB |  |  | 11 kV |  | 415 V |  | SGB | 750.00 kVA | 26/11/2002 |  | 1 | 0 | Fail | Please check "Voltage In/Out"
254718352 | TNB | DISTRIBUTION | WP PUTRAJAYA & CYBERJAYA | Existing | VCBJ/PCE/J22371/MATX1 | 300267616 | TX1-CBJ22373 | PE 22.37 BOMBA CJ F1 |  | 0 | RYB |  |  | 11 kV |  | 415 V |  | MTM | 1000.00 kVA | 20040804 |  | 1 | 0 | Fail | Please check "Voltage In/Out"
254718354 | TNB | DISTRIBUTION | WP PUTRAJAYA & CYBERJAYA | Existing | VCBJ/PCE/J22061/MATX1 | 300267581 | TX1-CBJ22063 | PE 22.06 PADAT B 15-5 |  | 0 | RYB |  |  | 11 kV |  | 415 V |  | EWT | 1000.00 kVA | 25/04/2000 |  | 1 | 0 | Fail | Please check "Voltage In/Out"
254718356 | TNB | DISTRIBUTION | WP PUTRAJAYA & CYBERJAYA | Existing | VCBJ/PCE/J22031/MATX1 | 300267578 | TX1-CBJ22034 | PE 22.03 CYBERVIEW GARDENS F1 |  | 0 | RYB |  |  | 11 kV |  | 415 V |  | SGB | 1000.00 kVA | 19980611 |  | 1 | 0 | Fail | Please check "Voltage In/Out"
254718360 | TNB | DISTRIBUTION | WP PUTRAJAYA & CYBERJAYA | Existing | VCBJ/PCE/J22121/MATX1 | 300267589 | TX1-CBJ22123 | PE 22.12 SEK MEN KEB CJ1 F1 |  | 0 | RYB |  |  | 11 kV |  | 415 V |  | MTM | 1000.00 kVA | 19/02/2004 |  | 1 | 0 | Fail | Please check "Voltage In/Out"
254718362 | TNB | DISTRIBUTION | WP PUTRAJAYA & CYBERJAYA | Existing | VCBJ/PCE/J22342/MATX2 | 300267613 | TX2-CBJ22346 | PE 22.34 STREET MALL 2 F2 |  | 0 | RYB |  |  | 11 kV |  | 415 V |  | MTM | 1000.00 kVA | 17/05/2004 |  | 1 | 0 | Fail | Please check "Voltage In/Out"
254718364 | TNB | DISTRIBUTION | WP PUTRAJAYA & CYBERJAYA | Existing | VCBJ/PCE/J22101/MATX1 | 300267585 | TX1-CBJ22103 | PE 22.10 D' MELOR F1 |  | 0 | RYB |  |  | 11 kV |  | 415 V |  | MTM | 1000.00 kVA | 24/03/2001 |  | 1 | 2 | Fail | Please check "Voltage In/Out"
254719396 | TNB | DISTRIBUTION | WP PUTRAJAYA & CYBERJAYA | Existing | VPTJ/PCE/J16221/MATX1 | 300267470 | TX1-PTJ16223 | PE 16.22 P16 BGW (F1) |  | 0 | RYB |  |  | 11 kV |  | 415 V |  | MTM | 1000.00 kVA | 20020508 |  | 1 | 0 | Fail | Please check "Voltage In/Out"
254719398 | TNB | DISTRIBUTION | WP PUTRAJAYA & CYBERJAYA | Existing | VPTJ/PCE/J16201/MATX1 | 300267468 | TX1-PTJ16203 | PE 16.20 APT A1 (EFI) (F1) |  | 0 | RYB |  |  | 11 kV |  | 415 V |  | MTM | 1000.00 kVA | 20000311 |  | 1 | 0 | Fail | Please check "Voltage In/Out"
254719400 | TNB | DISTRIBUTION | WP PUTRAJAYA & CYBERJAYA | Existing | VPTJ/PCE/J16131/MATX1 | 300267458 | TX1-PTJ16133 | PE 16.13 SEK. MEN (F1) |  | 0 | RYB |  |  | 11 kV |  | 415 V |  | MTM | 1000.00 kVA | 20020509 |  | 1 | 0 | Fail | Please check "Voltage In/Out"
254719406 | TNB | DISTRIBUTION | WP PUTRAJAYA & CYBERJAYA | Existing | VPTJ/PCE/J16031/MATX1 | 300267451 | TX1-PTJ16032 | PE 16.03 146 UNIT RUMAH TERES |  | 0 | RYB |  |  | 11 kV |  | 415 V |  | EWT | 1000.00 kVA | 20060203 |  | 1 | 0 | Fail | Please check "Voltage In/Out"
254719520 | TNB | DISTRIBUTION | WP PUTRAJAYA & CYBERJAYA | Existing | VPTJ/PCE/J19011/MATX1 | 300267295 | TX1-PTJ19013 | PE 19.01 R8C |  | 0 | RYB |  |  | 11 kV |  | 415 V |  | SGB | 500.00 kVA | 17/06/2008 |  | 1 | 0 | Fail | Please check "Voltage In/Out"
254722522 | TNB | DISTRIBUTION | WP PUTRAJAYA & CYBERJAYA | Existing | VPTJ/PCE/J14091/MATX1 | 300267400 | TX1-PTJ14092 | PE 14.09 PERUMAHAN 14-4 (F1) |  | 0 | RYB |  |  | 11 kV |  | 415 V |  | EWT | 1000.00 kVA | 20071108 |  | 1 | 14 | Fail | Please check "Voltage In/Out"
254726374 | TNB | DISTRIBUTION | WP PUTRAJAYA & CYBERJAYA | Existing |  |  | TX1-SSWW-4 |  |  | 0 | RYB |  |  | 11 kV |  | 415 V |  | MTM | 1000.00 kVA |  |  | 1 | 0 | Fail | Please check "Voltage In/Out"
254726636 | TNB | DISTRIBUTION | WP PUTRAJAYA & CYBERJAYA | Existing | VPTJ/PCE/J09432/MATX2 | 300267201 | TX2- PTJ09436 | PE 9.43 P'PURI P7 BLOK A1 (F2) |  | 0 | RYB |  |  | 11 kV |  | 415 V |  | MTM | 1000.00 kVA | 23/02/2008 |  | 1 | 0 | Fail | Please check "Voltage In/Out"
254726638 | TNB | DISTRIBUTION | WP PUTRAJAYA & CYBERJAYA | Existing | VPTJ/PCE/J09431/MATX1 | 300267200 | TX1- PTJ09433 | PE 9.43 P'PURI P7 BLOK A1 (F1) |  | 0 | RYB |  |  | 11 kV |  | 415 V |  | MTM | 1000.00 kVA | 23/02/2008 |  | 1 | 0 | Fail | Please check "Voltage In/Out"
254726640 | TNB | DISTRIBUTION | WP PUTRAJAYA & CYBERJAYA | Existing | VPTJ/PCE/J09442/MATX2 | 300267202 | TX2- PTJ09446 | PE 9.44 P'PURI P7 BLOK A2 (EFI |  | 0 | RYB |  |  | 11 kV |  | 415 V |  | MTM | 750.00 kVA | 23/02/2008 |  | 1 | 0 | Fail | Please check "Voltage In/Out"
254726642 | TNB | DISTRIBUTION | WP PUTRAJAYA & CYBERJAYA | Existing | VPTJ/PCE/J09452/MATX2 | 300267204 | TX2- PTJ09456 | PE 9.45 P'PURI P7 BLOK B1 (F2) |  | 0 | RYB |  |  | 11 kV |  | 415 V |  | MTM | 1000.00 kVA | 23/02/2008 |  | 1 | 0 | Fail | Please check "Voltage In/Out"
254726644 | TNB | DISTRIBUTION | WP PUTRAJAYA & CYBERJAYA | Existing | VPTJ/PCE/J09451/MATX1 | 300267203 | TX1- PTJ09453 | PE 9.45 P'PURI P7 BLOK B1 (F1) |  | 0 | RYB |  |  | 11 kV |  | 415 V |  | MTM | 1000.00 kVA | 23/02/2008 |  | 1 | 0 | Fail | Please check "Voltage In/Out"
254726646 | TNB | DISTRIBUTION | WP PUTRAJAYA & CYBERJAYA | Existing | VPTJ/PCE/J09462/MATX2 | 300267206 | TX2- PTJ09466 | PE 9.46 P'PURI P7 BLOK B3 (EFI |  | 0 | RYB |  |  | 11 kV |  | 415 V |  | MTM | 1000.00 kVA | 23/02/2008 |  | 1 | 0 | Fail | Please check "Voltage In/Out"
254726648 | TNB | DISTRIBUTION | WP PUTRAJAYA & CYBERJAYA | Existing | VPTJ/PCE/J09461/MATX1 | 300267205 | TX1- PTJ09463 | PE 9.46 P'PURI P7 BLOK B3 (EFI |  | 0 | RYB |  |  | 11 kV |  | 415 V |  | MTM | 1000.00 kVA | 23/02/2008 |  | 1 | 0 | Fail | Please check "Voltage In/Out"
254727892 | TNB | DISTRIBUTION | WP PUTRAJAYA & CYBERJAYA | Existing | VPTJ/PCE/J10062/MATX2 | 300267219 | TX2-PTJ10066 | PE 10.06 JLN P10B (F2) |  | 0 | RYB |  |  | 11 kV |  | 415 V |  | MTM | 1000.00 kVA | 31/03/2008 |  | 1 | 0 | Fail | Please check "Voltage In/Out"
254729264 | TNB | DISTRIBUTION | WP PUTRAJAYA & CYBERJAYA | Existing | VCBJ/PCE/J22672/MATX2 | 300266960 | TX2-CBJ22676 | PE 22.67 KWDI 1 F2 |  | 0 | RYB |  |  | 11 kV |  | 415 V |  | MTM | 1000.00 kVA | 20091009 |  | 1 | 2 | Fail | Please check "Voltage In/Out"
254729270 | TNB | DISTRIBUTION | WP PUTRAJAYA & CYBERJAYA | Existing | VPTJ/PCE/J14061/MATX1 | 300267301 | TX1-PTJ14063 | PE 14.06 PERUMAHAN 14-5A |  | 0 | RYB |  |  | 11 kV |  | 415 V |  | SGB | 1000.00 kVA | 26/05/2008 |  | 1 | 0 | Fail | Please check "Voltage In/Out"
254729272 | TNB | DISTRIBUTION | WP PUTRAJAYA & CYBERJAYA | Existing | VPTJ/PCE/J11232/MATX2 | 300267258 | TX2-PTJ11235 | PE 11.23 TERES ZON 12B (F2) |  | 0 | RYB |  |  | 11 kV |  | 415 V |  | EWT | 1000.00 kVA | 30/04/2009 |  | 1 | 0 | Fail | Please check "Voltage In/Out"
254729370 | TNB | DISTRIBUTION | WP PUTRAJAYA & CYBERJAYA | Existing | VPTJ/PCE/J11231/MATX1 | 300267257 | TX1-PTJ11232 | PE 11.23 TERES ZON 12B (F1) |  | 0 | RYB |  |  | 11 kV |  | 415 V |  | EWT | 1000.00 kVA | 30/04/2009 |  | 1 | 0 | Fail | Please check "Voltage In/Out"
254729372 | TNB | DISTRIBUTION | WP PUTRAJAYA & CYBERJAYA | Existing | VPTJ/PCE/J11282/MATX2 | 300273248 | TX3-PTJ11286 | PE 11.28 APT ZON 6B (F2) |  | 0 | RYB |  |  | 11 kV |  | 415 V |  | MTM | 1000.00 kVA | 20090309 |  | 1 | 0 | Fail | Please check "Voltage In/Out"
254729374 | TNB | DISTRIBUTION | WP PUTRAJAYA & CYBERJAYA | Existing | VPTJ/PCE/J11281/MATX1 | 300267020 | TX1-PTJ11282 | PE 11.28 APT ZON 6B (F1) |  | 0 | RYB |  |  | 11 kV |  | 415 V |  | MTM | 1000.00 kVA | 20090309 |  | 1 | 0 | Fail | Please check "Voltage In/Out"
254729378 | TNB | DISTRIBUTION | WP PUTRAJAYA & CYBERJAYA | Existing | VPTJ/PCE/J11442/MATX2 | 300267280 | TX2-PTJ11445 | PE 11.44 SEK. REN. FASA 2 (F2) |  | 0 | RYB |  |  | 11 kV |  | 415 V |  | MTM | 1000.00 kVA | 15/11/2007 |  | 1 | 0 | Fail | Please check "Voltage In/Out"
254729380 | TNB | DISTRIBUTION | WP PUTRAJAYA & CYBERJAYA | Existing | VPTJ/PCE/J11441/MATX1 | 300267279 | TX1-PTJ11442 | PE 11.44 SEK. REN. FASA 2 (F1) |  | 0 | RYB |  |  | 11 kV |  | 415 V |  | MTM | 1000.00 kVA | 15/11/2007 |  | 1 | 0 | Fail | Please check "Voltage In/Out"
254729382 | TNB | DISTRIBUTION | WP PUTRAJAYA & CYBERJAYA | Existing | VPTJ/PCE/J11432/MATX2 | 300267278 | TX2-PTJ11435 | PE 11.43 SEK. MEN. FASA 2 (F2) |  | 0 | RYB |  |  | 11 kV |  | 415 V |  | MTM | 1000.00 kVA | 15/11/2007 |  | 1 | 0 | Fail | Please check "Voltage In/Out"
254729526 | TNB | DISTRIBUTION | WP PUTRAJAYA & CYBERJAYA | Existing | VCBJ/PCE/J21611/MATX1 | 300267575 | TX1-CBJ21613 | PE 21.61 MPS F1 |  | 0 | RYB |  |  | 11 kV |  | 415 V |  | SGB | 1000.00 kVA | 23/02/2008 |  | 1 | 0 | Fail | Please check "Voltage In/Out"
254729624 | TNB | DISTRIBUTION | WP PUTRAJAYA & CYBERJAYA | Existing | VCBJ/PCE/J21612/MATX3 | 300267576 | TX3-CBJ21617 | PE 21.61 MPS F2 |  | 0 | RYB |  |  | 11 kV |  | 415 V |  | SGB | 1000.00 kVA | 23/02/2008 |  | 1 | 0 | Fail | Please check "Voltage In/Out"
254729630 | TNB | DISTRIBUTION | WP PUTRAJAYA & CYBERJAYA | Existing | VPTJ/PCE/J14291/MATX1 | 300267424 | TX1-PTJ14293 | PE 14.29 GUDANG (EFI) (F1) |  | 0 | RYB |  |  | 11 kV |  | 415 V |  | EWT | 1000.00 kVA | 20080801 |  | 1 | 0 | Fail | Please check "Voltage In/Out"
254729644 | TNB | DISTRIBUTION | WP PUTRAJAYA & CYBERJAYA | Existing | VPTJ/PCE/J11261/MATX1 | 300267029 | TX1-PTJ11262 | PE 11.26 TERES 11A & 11B |  | 0 | RYB |  |  | 11 kV |  | 415 V |  | MTM | 1000.00 kVA | 17/08/2009 |  | 1 | 0 | Fail | Please check "Voltage In/Out"
254729646 | TNB | DISTRIBUTION | WP PUTRAJAYA & CYBERJAYA | Existing | VCBJ/PCE/J22611/MATX1 | 300267641 | TX1-CBJ22612 | PE 22.61 8 BLOK KEDAI PEJ 2A F1 |  | 0 | RYB |  |  | 11 kV |  | 415 V |  | EWT | 1000.00 kVA | 29/04/2009 |  | 1 | 0 | Fail | Please check "Voltage In/Out"
254729648 | TNB | DISTRIBUTION | WP PUTRAJAYA & CYBERJAYA | Existing | VCBJ/PCE/J22622/MATX2 | 300267644 | TX2-CBJ22625 | PE 22.62 8 BLOK KEDAI PEJ 2B F2 |  | 0 | RYB |  |  | 11 kV |  | 415 V |  | SGB | 1000.00 kVA | 29/04/2009 |  | 1 | 0 | Fail | Please check "Voltage In/Out"
254730366 | TNB | DISTRIBUTION | WP PUTRAJAYA & CYBERJAYA | Existing | VPTJ/PCE/J09472/MATX2 | 300267208 | TX2- PTJ09475 | PE 9.47 P'PURI BLOK A&B (F2) |  | 0 | RYB |  |  | 11 kV |  | 415 V |  | MTM | 1000.00 kVA | 31/10/2007 |  | 1 | 0 | Fail | Please check "Voltage In/Out"
254730368 | TNB | DISTRIBUTION | WP PUTRAJAYA & CYBERJAYA | Existing | VPTJ/PCE/J09471/MATX1 | 300267207 | TX1-PTJ09472 | PE 9.47 P'PURI BLOK A&B (F1) |  | 0 | RYB |  |  | 11 kV |  | 415 V |  | MTM | 1000.00 kVA | 31/10/2007 |  | 1 | 0 | Fail | Please check "Voltage In/Out"
254730370 | TNB | DISTRIBUTION | WP PUTRAJAYA & CYBERJAYA | Existing | VPTJ/PCE/J09482/MATX2 | 300267930 | TX2-PTJ09485 | PE 9.48 P'PURI BLOK C&D (EFI) |  | 0 | RYB |  |  | 11 kV |  | 415 V |  | MTM | 1000.00 kVA | 31/10/2007 |  | 1 | 0 | Fail | Please check "Voltage In/Out"
254730372 | TNB | DISTRIBUTION | WP PUTRAJAYA & CYBERJAYA | Existing | VPTJ/PCE/J09481/MATX1 | 300267209 | TX1- PTJ09482 | PE 9.48 P'PURI BLOK C&D (EFI) |  | 0 | RYB |  |  | 11 kV |  | 415 V |  | MTM | 1000.00 kVA | 31/10/2007 |  | 1 | 0 | Fail | Please check "Voltage In/Out"
254730408 | TNB | DISTRIBUTION | WP PUTRAJAYA & CYBERJAYA | Existing | VPTJ/PCE/J11481/MATX1 | 300267284 | TX1-PTJ11482 | PE 11.48 BALAI POLIS |  | 0 | RYB |  |  | 11 kV |  | 415 V |  | MTM | 1000.00 kVA | 20070703 |  | 1 | 0 | Fail | Please check "Voltage In/Out"
254731068 | TNB | DISTRIBUTION | WP PUTRAJAYA & CYBERJAYA | Existing | VPTJ/PCE/J05252/MATX2 | 300267058 | TX1-PTJ5255 | PE 5.25 BLOK D1 APT 5R4 (F2) |  | 0 | RYB |  |  | 11 kV |  | 415 V |  | SGB | 1000.00 kVA | 14/01/2009 |  | 1 | 0 | Fail | Please check "Voltage In/Out"
254731476 | TNB | DISTRIBUTION | WP PUTRAJAYA & CYBERJAYA | Existing | VCBJ/PCE/J22521/MATX1 | 300267634 | TX1-CBJ22523 | PE 22.52 58 UNITS SHOP LOT F1 |  | 0 | RYB |  |  | 11 kV |  | 415 V |  | EWT | 1000.00 kVA | 20080301 |  | 1 | 0 | Fail | Please check "Voltage In/Out"
254731574 | TNB | DISTRIBUTION | WP PUTRAJAYA & CYBERJAYA | Existing |  | 300267635 | TX2-CBJ22524 | PE 22.52 (58) UNITS SHOP LOT ( |  | 0 | RYB |  |  | 11 kV |  | 415 V |  | MTM | 1000.00 kVA | 20080301 |  | 1 | 0 | Fail | Please check "Voltage In/Out"
254731580 | TNB | DISTRIBUTION | WP PUTRAJAYA & CYBERJAYA | Existing | VPTJ/PCE/J05141/MATX1 | 300267039 | TX1-PTJ5143 | PE 5.14 5R1 (F1) |  | 0 | RYB |  |  | 11 kV |  | 415 V |  | EWT | 1000.00 kVA | 15/09/2008 |  | 1 | 0 | Fail | Please check "Voltage In/Out"
254731584 | TNB | DISTRIBUTION | WP PUTRAJAYA & CYBERJAYA | Existing | VPTJ/PCE/J05162/MATX2 | 300267044 | TX2-PTJ5165 | PE 5.16 BLOK B 5R3 (F2) |  | 0 | RYB |  |  | 11 kV |  | 415 V |  | SGB | 1000.00 kVA | 15/09/2008 |  | 1 | 0 | Fail | Please check "Voltage In/Out"
254731586 | TNB | DISTRIBUTION | WP PUTRAJAYA & CYBERJAYA | Existing | VPTJ/PCE/J05161/MATX1 | 300267043 | TX1-PTJ5162 | PE 5.16 BLOK B 5R3 (F1) |  | 0 | RYB |  |  | 11 kV |  | 415 V |  | SGB | 1000.00 kVA | 15/09/2008 |  | 1 | 0 | Fail | Please check "Voltage In/Out"
254731598 | TNB | DISTRIBUTION | WP PUTRAJAYA & CYBERJAYA | Existing | VPTJ/PCE/J11241/MATX1 | 300267259 | TX1-PTJ11246 | PE 11.24 TERES ZON 9A (F1) |  | 0 | RYB |  |  | 11 kV |  | 415 V |  | SGB | 1000.00 kVA | 14/03/2009 |  | 1 | 0 | Fail | Please check "Voltage In/Out"
254731600 | TNB | DISTRIBUTION | WP PUTRAJAYA & CYBERJAYA | Existing | VPTJ/PCE/J11222/MATX2 | 300267256 | TX2-PTJ11225 | PE 11.22 ZON 10B (F2) |  | 10 | RYB |  |  | 11 kV |  | 415 V |  | MTM | 1000.00 kVA | 21/07/2006 |  | 1 | 24 | Fail | Please check "Voltage In/Out"
254732110 | TNB | DISTRIBUTION | WP PUTRAJAYA & CYBERJAYA | Existing | VPTJ/PCE/J09401/MATX1 | 300267194 | TX1-PTJ09403 | PE 9.40 P'PURI BLOK C (F1) |  | 0 | RYB |  |  | 11 kV |  | 415 V |  | MTM | 1000.00 kVA | 22/07/2007 |  | 1 | 0 | Fail | Please check "Voltage In/Out"
254732112 | TNB | DISTRIBUTION | WP PUTRAJAYA & CYBERJAYA | Existing | VPTJ/PCE/J09402/MATX2 | 300267195 | TX2- PTJ09406 | PE 9.40 P'PURI BLOK C (F2) |  | 0 | RYB |  |  | 11 kV |  | 415 V |  | MTM | 1000.00 kVA | 22/07/2007 |  | 1 | 1 | Fail | Please check "Voltage In/Out"
254732114 | TNB | DISTRIBUTION | WP PUTRAJAYA & CYBERJAYA | Existing | VPTJ/PCE/J09392/MATX2 | 300267193 | TX2- PTJ09395 | PE 9.39 P'PURI BLOK B3 (EFI) ( |  | 0 | RYB |  |  | 11 kV |  | 415 V |  | EWT | 1000.00 kVA | 22/07/2007 |  | 1 | 0 | Fail | Please check "Voltage In/Out"
254732116 | TNB | DISTRIBUTION | WP PUTRAJAYA & CYBERJAYA | Existing | VPTJ/PCE/J09391/MATX1 | 300267192 | TX1-PTJ09392 | PE 9.39 P'PURI BLOK B3 (EFI) ( |  | 0 | RYB |  |  | 11 kV |  | 415 V |  | EWT | 1000.00 kVA | 22/07/2007 |  | 1 | 1 | Fail | Please check "Voltage In/Out"
254732212 | TNB | DISTRIBUTION | WP PUTRAJAYA & CYBERJAYA | Existing | VPTJ/PCE/J09421/MATX1 | 300267198 | TX1-PTJ09422 | PE 9.42 P'PURI BLOK E1 (EFI) ( |  | 0 | RYB |  |  | 11 kV |  | 415 V |  | MTM | 1000.00 kVA | 22/07/2007 |  | 1 | 1 | Fail | Please check "Voltage In/Out"
254732214 | TNB | DISTRIBUTION | WP PUTRAJAYA & CYBERJAYA | Existing | VPTJ/PCE/J09372/MATX2 | 300267189 | TX2-PTJ09375 | PE 9.37 P'PURI BLOK A1 (EFI) ( |  | 0 | RYB |  |  | 11 kV |  | 415 V |  | MTM | 1000.00 kVA | 22/07/2007 |  | 1 | 0 | Fail | Please check "Voltage In/Out"
254732216 | TNB | DISTRIBUTION | WP PUTRAJAYA & CYBERJAYA | Existing | VPTJ/PCE/J09371/MATX1 | 300267188 | TX1-PTJ09372 | PE 9.37 P'PURI BLOK A1 (EFI) ( |  | 0 | RYB |  |  | 11 kV |  | 415 V |  | MTM | 1000.00 kVA | 22/07/2007 |  | 1 | 1 | Fail | Please check "Voltage In/Out"
254735664 | TNB | DISTRIBUTION | WP PUTRAJAYA & CYBERJAYA | Existing | VCBJ/PCE/J22691/MATX1 | 300279099 | TX1-CBJ22692 | PE 22.69 KRU STUDIO F1 |  | 0 | RYB |  |  | 11 kV |  | 415 V |  | SGB | 1000.00 kVA | 26/01/2010 |  | 1 | 1 | Fail | Please check "Voltage In/Out"
254742398 | TNB | DISTRIBUTION | WP PUTRAJAYA & CYBERJAYA | Existing | VCBJ/PCE/J21572/MATX2 | 300267573 | TX2-CBJ21575 | PE 21.57 CLUB HOUSE F2 |  | 0 | RYB |  |  | 11 kV |  | 415 V |  | EWT | 500.00 kVA | 17/11/2007 |  | 1 | 0 | Fail | Please check "Voltage In/Out"
254742400 | TNB | DISTRIBUTION | WP PUTRAJAYA & CYBERJAYA | Existing | VCBJ/PCE/J21411/MATX1 | 300267554 | TX1-CBJ21413 | PE 21.41 TMN.CYBER |  | 0 | RYB |  |  | 11 kV |  | 415 V |  | EWT | 500.00 kVA | 16/01/2003 |  | 1 | 0 | Fail | Please check "Voltage In/Out"
254742412 | TNB | DISTRIBUTION | WP PUTRAJAYA & CYBERJAYA | Existing | VPTJ/PCE/J15051/MATX1 | 300267433 | TX1-PTJ15052 | PE 15.05 BLOK D2 (1) (EFI) (F1) |  | 1 | RYB |  |  | 11 kV |  | 415 V |  | EWT | 1000.00 kVA | 18/02/2006 |  | 1 | 1 | Fail | Please check "Voltage In/Out"
254742414 | TNB | DISTRIBUTION | WP PUTRAJAYA & CYBERJAYA | Existing | VPTJ/PCE/J11381/MATX1 | 300267269 | TX1-PTJ11382 | PE 11.38 PS 13 |  | 0 | RYB |  |  | 11 kV |  | 415 V |  | EWT | 1000.00 kVA | 26/08/2004 |  | 1 | 0 | Fail | Please check "Voltage In/Out"
254742416 | TNB | DISTRIBUTION | WP PUTRAJAYA & CYBERJAYA | Existing | VPTJ/PCE/J11182/MATX2 | 300267251 | TX2- PTJ11186 | PE 11.18 P11 H/1 TERES (EFI) ( |  | 11 | RYB |  |  | 11 kV |  | 415 V |  | MTM | 1000.00 kVA | 31/01/2003 |  | 1 | 11 | Fail | Please check "Voltage In/Out"
254742420 | TNB | DISTRIBUTION | WP PUTRAJAYA & CYBERJAYA | Existing | VCBJ/PCE/J22531/MATX1 | 300267637 | TX1-CBJ22532 | PE 22.53 PRIMA 7 SPAN F1 |  | 0 | RYB |  |  | 11 kV |  | 415 V |  | MTM | 1000.00 kVA | 15/09/2007 |  | 1 | 1 | Fail | Please check "Voltage In/Out"
254742430 | TNB | DISTRIBUTION | WP PUTRAJAYA & CYBERJAYA | Existing | VPTJ/PCE/J09411/MATX1 | 300267196 | TX1-PTJ09412 | PE 9.41 P'PURI BLOK E3 (F1) |  | 0 | RYB |  |  | 11 kV |  | 415 V |  | MTM | 750.00 kVA | 22/07/2007 |  | 1 | 0 | Fail | Please check "Voltage In/Out"
254742574 | TNB | DISTRIBUTION | WP PUTRAJAYA & CYBERJAYA | Existing | VCBJ/PCE/J22501/MATX1 | 300267632 | TX1-CBJ22502 | PE 22.50 LOT PT 12092 F1 |  | 0 | RYB |  |  | 11 kV |  | 415 V |  | EWT | 1000.00 kVA | 20/06/2006 |  | 1 | 4 | Fail | Please check "Voltage In/Out"
254742578 | TNB | DISTRIBUTION | WP PUTRAJAYA & CYBERJAYA | Existing | VPTJ/PCE/J16191/MATX1 | 300267466 | TX1-PTJ16193 | PE 16.19 APT A2 (F1) |  | 0 | RYB |  |  | 11 kV |  | 415 V |  | MTM | 1000.00 kVA | 20000311 |  | 1 | 0 | Fail | Please check "Voltage In/Out"
254742608 | TNB | DISTRIBUTION | WP PUTRAJAYA & CYBERJAYA | Existing | VPTJ/PCE/J11122/MATX2 | 300267241 | TX2-PTJ11126 | PE 11.12 APT A (F2) |  | 0 | RYB |  |  | 11 kV |  | 415 V |  | MTM | 1000.00 kVA | 20030805 |  | 1 | 0 | Fail | Please check "Voltage In/Out"
254743242 | TNB | DISTRIBUTION | WP PUTRAJAYA & CYBERJAYA | Existing | VCBJ/PCE/J21171/MATX1 | 300267541 | TX1-CBJ21173 | PE 21.17 CONDO A3 CYBERIA F1 |  | 0 | RYB |  |  | 11 kV |  | 415 V |  | EWT | 1000.00 kVA | 25/11/2001 |  | 1 | 0 | Fail | Please check "Voltage In/Out"
254743244 | TNB | DISTRIBUTION | WP PUTRAJAYA & CYBERJAYA | Existing | VPTJ/PCE/J15072/MATX2 | 300267438 | TX2-PTJ15075 | PE 15.07 BLOK D3 (EFI) (F2) |  | 1 | RYB |  |  | 11 kV |  | 415 V |  | MTM | 1000.00 kVA | 18/02/2006 |  | 1 | 1 | Fail | Please check "Voltage In/Out"
254743246 | TNB | DISTRIBUTION | WP PUTRAJAYA & CYBERJAYA | Existing | VPTJ/PCE/J11102/MATX2 | 300267237 | TX2- PTJ11106 | PE 11.10 P11B1/6 SEMI-D (EFI) |  | 7 | RYB |  |  | 11 kV |  | 415 V |  | MTM | 1000.00 kVA | 20/03/2002 |  | 1 | 8 | Fail | Please check "Voltage In/Out"
254744186 | TNB | DISTRIBUTION | WP PUTRAJAYA & CYBERJAYA | Existing | VPTJ/PCE/J14312/MATX2 | 300267429 | TX2-PTJ14316 | PE 14.31 P'PURI 14-12 BLOK B ( |  | 0 | RYB |  |  | 11 kV |  | 415 V |  | MTM | 1000.00 kVA | 25/06/2008 |  | 1 | 2 | Fail | Please check "Voltage In/Out"
254744188 | TNB | DISTRIBUTION | WP PUTRAJAYA & CYBERJAYA | Existing | VPTJ/PCE/J11431/MATX1 | 300267277 | TX1-PTJ11432 | PE 11.43 SEK. MEN. FASA 2 (F1) |  | 0 | RYB |  |  | 11 kV |  | 415 V |  | MTM | 1000.00 kVA | 15/11/2007 |  | 1 | 0 | Fail | Please check "Voltage In/Out"
254744650 | TNB | DISTRIBUTION | WP PUTRAJAYA & CYBERJAYA | Existing | VPTJ/PCE/J14221/MATX1 | 300267417 | TX1-PTJ14222 | PE 14.22 KOMPLEKS SEK MEN (F1) |  | 0 | RYB |  |  | 11 kV |  | 415 V |  | MTM | 1000.00 kVA | 20070309 |  | 1 | 1 | Fail | Please check "Voltage In/Out"
254745300 | TNB | DISTRIBUTION | WP PUTRAJAYA & CYBERJAYA | Existing | VPTJ/PCE/J09052/MATX2 | 300267130 | TX2- PTJ09056 | PE 9.05 P9 G1 TERES F2 |  | 18 | RYB |  |  | 11 kV |  | 415 V |  | LKH | 1000.00 kVA | 21/06/1999 |  | 1 | 18 | Fail | Please check "Voltage In/Out"
254745310 | TNB | DISTRIBUTION | WP PUTRAJAYA & CYBERJAYA | Existing | VPTJ/PCE/J09342/MATX2 | 300267183 | TX2- PTJ09346 | PE 9.34 P'PURI BLOK A3 (F2) |  | 0 | RYB |  |  | 11 kV |  | 415 V |  | MTM | 1000.00 kVA | 24/08/2005 |  | 1 | 0 | Fail | Please check "Voltage In/Out"
254745416 | TNB | DISTRIBUTION | WP PUTRAJAYA & CYBERJAYA | Existing | VPTJ/PCE/J08071/MATX1 | 300267097 | TX1- PTJ08073 | PE 8.07 APT FASA 4B (B2) (F1) |  | 1 | RYB |  |  | 11 kV |  | 415 V |  | EWT | 1000.00 kVA | 19990912 |  | 1 | 2 | Fail | Please check "Voltage In/Out"
254745446 | TNB | DISTRIBUTION | WP PUTRAJAYA & CYBERJAYA | Existing | VPTJ/PCE/J09382/MATX2 | 300267191 | TX2- PTJ09385 | PE 9.38 P'PURI BLOK A3 (F2) |  | 0 | RYB |  |  | 11 kV |  | 415 V |  | MTM | 1000.00 kVA | 22/07/2007 |  | 1 | 0 | Fail | Please check "Voltage In/Out"
254746066 | TNB | DISTRIBUTION | WP PUTRAJAYA & CYBERJAYA | Existing | VPTJ/PCE/J14252/MATX2 | 300267420 | TX2-PTJ14256 | PE 14.25 KOMPLEKS SEK REN (EFI |  | 0 | RYB |  |  | 11 kV |  | 415 V |  | EWT | 1000.00 kVA | 20070309 |  | 1 | 1 | Fail | Please check "Voltage In/Out"
254746394 | TNB | DISTRIBUTION | WP PUTRAJAYA & CYBERJAYA | Existing | VCBJ/PCE/J21511/MATX1 | 300267566 | TX1-CBJ21513 | PE 21.51 CONDO C1 F1 |  | 0 | RYB |  |  | 11 kV |  | 415 V |  | SGB | 1000.00 kVA | 20040510 |  | 1 | 1 | Fail | Please check "Voltage In/Out"
254746426 | TNB | DISTRIBUTION | WP PUTRAJAYA & CYBERJAYA | Existing | VCBJ/PCE/J21492/MATX2 | 300267565 | TX2-CBJ21496 | PE 21.49 CONDO B2 F2 |  | 0 | RYB |  |  | 11 kV |  | 415 V |  | MTM | 1000.00 kVA | 20040801 |  | 1 | 0 | Fail | Please check "Voltage In/Out"
254746490 | TNB | DISTRIBUTION | WP PUTRAJAYA & CYBERJAYA | Existing | VCBJ/PCE/J22252/MATX2 | 300267609 | TX2-CBJ22256 | PE 22.25 CYBER HEIGHT VILLA F2 |  | 0 | RYB |  |  | 11 kV |  | 415 V |  | EWT | 1000.00 kVA | 13/12/2003 |  | 1 | 0 | Fail | Please check "Voltage In/Out"
254746492 | TNB | DISTRIBUTION | WP PUTRAJAYA & CYBERJAYA | Existing | VCBJ/PCE/J22341/MATX1 | 300267612 | TX1-CBJ22343 | PE 22.34 STREET MALL 2 F1 |  | 0 | RYB |  |  | 11 kV |  | 415 V |  | MTM | 1000.00 kVA | 17/05/2004 |  | 1 | 0 | Fail | Please check "Voltage In/Out"
254746496 | TNB | DISTRIBUTION | WP PUTRAJAYA & CYBERJAYA | Existing | VCBJ/PCE/J21131/MATX1 | 300267533 | TX1-CBJ21133 | PE 21.13 CYBERVIEW NO. 2 ( MDC |  | 0 | RYB |  |  | 11 kV |  | 415 V |  | EWT | 1000.00 kVA | 20020501 |  | 1 | 1 | Fail | Please check "Voltage In/Out"
254746498 | TNB | DISTRIBUTION | WP PUTRAJAYA & CYBERJAYA | Existing | VPTJ/PCE/J11082/MATX2 | 300267233 | TX2- PTJ11086 | PE 11.08 P11A2/5 TERES (EFI) ( |  | 22 | RYB |  |  | 11 kV |  | 415 V |  | MTM | 1000.00 kVA | 20020409 |  | 1 | 22 | Fail | Please check "Voltage In/Out"
254746500 | TNB | DISTRIBUTION | WP PUTRAJAYA & CYBERJAYA | Existing | VPTJ/PCE/J11131/MATX1 | 300267242 | TX1- PTJ11133 | PE 11.13 APT B (F1) |  | 0 | RYB |  |  | 11 kV |  | 415 V |  | MTM | 1000.00 kVA | 20030805 |  | 1 | 0 | Fail | Please check "Voltage In/Out"
254746522 | TNB | DISTRIBUTION | WP PUTRAJAYA & CYBERJAYA | Existing | VCBJ/PCE/J22221/MATX1 | 300267602 | TX1-CBJ22223 | PE 22.22 CYBER HEIGHT VILLA F1 |  | 0 | RYB |  |  | 11 kV |  | 415 V |  | MTM | 1000.00 kVA | 20041201 |  | 1 | 0 | Fail | Please check "Voltage In/Out"
254746524 | TNB | DISTRIBUTION | WP PUTRAJAYA & CYBERJAYA | Existing | VCBJ/PCE/J22092/MATX2 | 300267584 | TX2-CBJ22097 | PE 22.09 FUJITSU F2 |  | 0 | RYB |  |  | 11 kV |  | 415 V |  | MTM | 1000.00 kVA | 21/06/2001 |  | 1 | 0 | Fail | Please check "Voltage In/Out"
254747046 | TNB | DISTRIBUTION | WP PUTRAJAYA & CYBERJAYA | Existing | VCBJ/PCE/J22541/MATX1 | 300267639 | TX1-CBJ22543 | PE 22.54 PRIMA 8 F1 |  | 0 | RYB |  |  | 11 kV |  | 415 V |  | MTM | 1000.00 kVA | 20080306 |  | 1 | 0 | Fail | Please check "Voltage In/Out"
254747298 | TNB | DISTRIBUTION | WP PUTRAJAYA & CYBERJAYA | Existing | VPTJ/PCE/J08101/MATX1 | 300267101 | TX1- PTJ08103 | PE 8.10 SEK REN FASA 2 |  | 0 | RYB |  |  | 11 kV |  | 415 V |  | MTM | 1000.00 kVA | 20041011 |  | 1 | 0 | Fail | Please check "Voltage In/Out"
254747658 | TNB | DISTRIBUTION | WP PUTRAJAYA & CYBERJAYA | Existing | VPTJ/PCE/J09312/MATX2 | 300267179 | TX2- PTJ09316 | PE 9.31 RUMAH TERES (EFI) (F2) |  | 0 | RYB |  |  | 11 kV |  | 415 V |  | MTM | 1000.00 kVA | 15/10/2004 |  | 1 | 0 | Fail | Please check "Voltage In/Out"
254747664 | TNB | DISTRIBUTION | WP PUTRAJAYA & CYBERJAYA | Existing | VPTJ/PCE/J10052/MATX2 | 300267217 | TX2- PTJ10056 | PE 10.05 P10/7 BANGLOW (F2) |  | 0 | RYB |  |  | 11 kV |  | 415 V |  | SGB | 1000.00 kVA | 20000106 |  | 1 | 3 | Fail | Please check "Voltage In/Out"
254747738 | TNB | DISTRIBUTION | WP PUTRAJAYA & CYBERJAYA | Existing | VPTJ/PCE/J14131/MATX1 | 300267403 | TX1-PTJ14132 | PE 14.13 ERUMAHAN 14-9 (EFI) ( |  | 0 | RYB |  |  | 11 kV |  | 415 V |  | EWT | 1000.00 kVA | 20060902 |  | 1 | 0 | Fail | Please check "Voltage In/Out"
254747740 | TNB | DISTRIBUTION | WP PUTRAJAYA & CYBERJAYA | Existing | VPTJ/PCE/J11211/MATX1 | 300267253 | TX1-PTJ11215 | PE 11.21 PUSAT KEJIRANAN (F1) |  | 0 | RYB |  |  | 11 kV |  | 415 V |  | MTM | 1000.00 kVA | 30/05/2006 |  | 1 | 0 | Fail | Please check "Voltage In/Out"
254747782 | TNB | DISTRIBUTION | WP PUTRAJAYA & CYBERJAYA | Existing | VPTJ/PCE/J09171/MATX1 | 300267152 | TX1- PTJ09173 | PE 9.17 APT 5A (EFI) (F1) |  | 0 | RYB |  |  | 11 kV |  | 415 V |  | MTM | 1000.00 kVA | 20021207 |  | 1 | 0 | Fail | Please check "Voltage In/Out"
254747826 | TNB | DISTRIBUTION | WP PUTRAJAYA & CYBERJAYA | Existing | VCBJ/PCE/J21611/MATX2 | 300267943 | TX2-CBJ21614 | PE 21.61 MPS F1 |  | 0 | RYB |  |  | 11 kV |  | 415 V |  | SGB | 1000.00 kVA | 23/02/2008 |  | 1 | 0 | Fail | Please check "Voltage In/Out"
254747934 | TNB | DISTRIBUTION | WP PUTRAJAYA & CYBERJAYA | Existing | VCBJ/PCE/J22231/MATX1 | 300267604 | TX1-CBJ22233 | PE 22.23 SEK. SRI PUTERI F1 |  | 0 | RYB |  |  | 11 kV |  | 415 V |  | MTM | 1000.00 kVA | 26/11/2002 |  | 1 | 0 | Fail | Please check "Voltage In/Out"
254748258 | TNB | DISTRIBUTION | WP PUTRAJAYA & CYBERJAYA | Existing | VPTJ/PCE/J18091/MATX1 | 300267484 | TX1-PTJ18092 | PE 18.09 PADAT SL |  | 24 | RYB |  |  | 11 kV |  | 415 V |  | EWT | 1000.00 kVA | 20070303 |  | 1 | 25 | Fail | Please check "Voltage In/Out"
254748656 | TNB | DISTRIBUTION | WP PUTRAJAYA & CYBERJAYA | Existing | VPTJ/PCE/J11282/MATX2 | 300273249 | TX4-PTJ11287 | PE 11.28 APT ZON 6B (F2) |  | 0 | RYB |  |  | 11 kV |  | 415 V |  | MTM | 1000.00 kVA | 20090309 |  | 1 | 0 | Fail | Please check "Voltage In/Out"
254748798 | TNB | DISTRIBUTION | WP PUTRAJAYA & CYBERJAYA | Existing | VCBJ/PCE/J21401/MATX1 | 300267553 | TX1-CBJ21402 | PE 21.40 STP 1 |  | 0 | RYB |  |  | 11 kV |  | 415 V |  | SGB | 500.00 kVA | 20030807 |  | 1 | 5 | Fail | Please check "Voltage In/Out"
254749058 | TNB | DISTRIBUTION | WP PUTRAJAYA & CYBERJAYA | Existing |  |  | TX4-CBJ22528 | PE 22.52 (58) UNITS SHOP LOT ( |  | 0 | RYB |  |  | 11 kV |  | 415 V |  | MTM | 1000.00 kVA |  |  | 1 | 0 | Fail | Please check "Voltage In/Out"
254749192 | TNB | DISTRIBUTION | WP PUTRAJAYA & CYBERJAYA | Existing | VPTJ/PCE/J09151/MATX1 | 300267148 | TX1- PTJ09153 | PE 9.15 APT 6D (EFI) (F1) |  | 0 | RYB |  |  | 11 kV |  | 415 V |  | MTM | 1000.00 kVA | 20021207 |  | 1 | 0 | Fail | Please check "Voltage In/Out"
254749840 | TNB | DISTRIBUTION | WP PUTRAJAYA & CYBERJAYA | Existing | VCBJ/PCE/J22232/MATX2 | 300267605 | TX2-CBJ22236 | PE 22.23 SEK. SRI PUTERI F2 |  | 0 | RYB |  |  | 11 kV |  | 415 V |  | MTM | 1000.00 kVA | 26/11/2002 |  | 1 | 1 | Fail | Please check "Voltage In/Out"
254749880 | TNB | DISTRIBUTION | WP PUTRAJAYA & CYBERJAYA | Existing | VPTJ/PCE/J10021/MATX1 | 300267210 | TX1- PTJ10023 | PE 10.02 INSIDE PPU2 (F1) |  | 1 | RYB |  |  | 11 kV |  | 415 V |  | SGB | 1000.00 kVA | 15/02/2000 |  | 1 | 3 | Fail | Please check "Voltage In/Out"
254749990 | TNB | DISTRIBUTION | WP PUTRAJAYA & CYBERJAYA | Existing | VPTJ/PCE/J18011/MATX1 | 300267480 | TX1-PTJ18013 | PE 18.01 WR2 |  | 0 | RYB |  |  | 11 kV |  | 415 V |  | SGB | 1000.00 kVA | 22/01/2003 |  | 1 | 0 | Fail | Please check "Voltage In/Out"
254750038 | TNB | DISTRIBUTION | WP PUTRAJAYA & CYBERJAYA | Existing | VPTJ/PCE/J09412/MATX2 | 300267197 | TX2-PTJ09415 | PE 9.41 P'PURI BLOK E3 (F2) |  | 0 | RYB |  |  | 11 kV |  | 415 V |  | MTM | 1000.00 kVA | 22/07/2007 |  | 1 | 1 | Fail | Please check "Voltage In/Out"
254750274 | TNB | DISTRIBUTION | WP PUTRAJAYA & CYBERJAYA | Existing | VCBJ/PCE/J22142/MATX2 | 300267593 | TX2-CBJ22146 | PE 22.14 CYBER HEIGHT VILLA F2 |  | 0 | RYB |  |  | 11 kV |  | 415 V |  | MTM | 1000.00 kVA | 20020404 |  | 1 | 0 | Fail | Please check "Voltage In/Out"
254750736 | TNB | DISTRIBUTION | WP PUTRAJAYA & CYBERJAYA | Existing | VPTJ/PCE/J09082/MATX2 | 300267136 | TX2- PTJ09086 | PE 9.08 P9G TERES (F2) |  | 0 | RYB |  |  | 11 kV |  | 415 V |  | EWT | 1000.00 kVA | 21/06/1999 |  | 1 | 0 | Fail | Please check "Voltage In/Out"
254750798 | TNB | DISTRIBUTION | WP PUTRAJAYA & CYBERJAYA | Existing | VCBJ/PCE/J21261/MATX1 | 300267549 | TX1-CBJ21263 | PE 21.26 PUSAT KAWAL SELIA F1 |  | 0 | RYB |  |  | 11 kV |  | 415 V |  | MTM | 1000.00 kVA | 17/05/2002 |  | 1 | 1 | Fail | Please check "Voltage In/Out"
254750800 | TNB | DISTRIBUTION | WP PUTRAJAYA & CYBERJAYA | Existing | VCBJ/PCE/J22351/MATX1 | 300267614 | TX1-CBJ22352 | PE 22.35 PRIMA PROP 2 F1 |  | 0 | RYB |  |  | 11 kV |  | 415 V |  | MTM | 1000.00 kVA | 20041208 |  | 1 | 0 | Fail | Please check "Voltage In/Out"
254750814 | TNB | DISTRIBUTION | WP PUTRAJAYA & CYBERJAYA | Existing | VCBJ/PCE/J22211/MATX1 | 300267600 | TX1-CBJ22213 | PE 22.21 CYBER HEIGHT VILLA F1 |  | 0 | RYB |  |  | 11 kV |  | 415 V |  | EWT | 1000.00 kVA | 20020805 |  | 1 | 0 | Fail | Please check "Voltage In/Out"
254750828 | TNB | DISTRIBUTION | WP PUTRAJAYA & CYBERJAYA | Existing | VPTJ/PCE/J04012/MATX2 | 300267017 | TX2-PTJ04018 | PE 4.01 4G3 (F2) |  | 0 | RYB |  |  | 11 kV |  | 415 V |  | MTM | 1000.00 kVA | 18/12/2003 |  | 1 | 0 | Fail | Please check "Voltage In/Out"
254750936 | TNB | DISTRIBUTION | WP PUTRAJAYA & CYBERJAYA | Existing | VPTJ/PCE/J08092/MATX2 | 300267100 | TX2- PTJ08096 | PE 8.09 JLN P8E2TERES (F2) |  | 1 | RYB |  |  | 11 kV |  | 415 V |  | EWT | 1000.00 kVA | 21/06/2004 |  | 1 | 1 | Fail | Please check "Voltage In/Out"
254750938 | TNB | DISTRIBUTION | WP PUTRAJAYA & CYBERJAYA | Existing | VPTJ/PCE/J08042/MATX2 | 300267092 | TX2- PTJ08046 | PE 8.04 SEK MEN (F2) |  | 0 | RYB |  |  | 11 kV |  | 415 V |  | MTM | 1000.00 kVA | 16/11/1999 |  | 1 | 0 | Fail | Please check "Voltage In/Out"
254751026 | TNB | DISTRIBUTION | WP PUTRAJAYA & CYBERJAYA | Existing | VPTJ/PCE/J09252/MATX2 | 300267167 | TX2-PTJ09256 | PE 9.25 FLAT A (F2) |  | 0 | RYB |  |  | 11 kV |  | 415 V |  | MTM | 1000.00 kVA | 20010808 |  | 1 | 0 | Fail | Please check "Voltage In/Out"
254751174 | TNB | DISTRIBUTION | WP PUTRAJAYA & CYBERJAYA | Existing | VCBJ/PCE/J22102/MATX2 | 300267586 | TX2-CBJ22106 | PE 22.10 D' MELOR F2 |  | 0 | RYB |  |  | 11 kV |  | 415 V |  | MTM | 1000.00 kVA | 24/03/2001 |  | 1 | 0 | Fail | Please check "Voltage In/Out"
254751266 | TNB | DISTRIBUTION | WP PUTRAJAYA & CYBERJAYA | Existing | VCBJ/PCE/J21451/MATX1 | 300267561 | TX1-CBJ21452 | PE 21.45 CYBERVILLAGE SERENITY |  | 0 | RYB |  |  | 11 kV |  | 415 V |  | MTM | 1000.00 kVA | 30/03/2004 |  | 1 | 0 | Fail | Please check "Voltage In/Out"
254751268 | TNB | DISTRIBUTION | WP PUTRAJAYA & CYBERJAYA | Existing | VCBJ/PCE/J22241/MATX1 | 300267606 | TX1-CBJ22244 | PE 22.24 SEK. SRI PUTERI F1 |  | 1 | RYB |  |  | 11 kV |  | 415 V |  | SGB | 750.00 kVA | 26/11/2002 |  | 1 | 1 | Fail | Please check "Voltage In/Out"
254751270 | TNB | DISTRIBUTION | WP PUTRAJAYA & CYBERJAYA | Existing | VCBJ/PCE/J21542/MATX2 | 300267571 | TX2-CBJ21546 | PE 21.54 PS 3 F2 |  | 0 | RYB |  |  | 11 kV |  | 415 V |  | EWT | 500.00 kVA | 16/06/2005 |  | 1 | 0 | Fail | Please check "Voltage In/Out"
254751272 | TNB | DISTRIBUTION | WP PUTRAJAYA & CYBERJAYA | Existing | VCBJ/PCE/J21181/MATX1 | 300267543 | TX1-CBJ21183 | PE 21.18 CONDO A1 CYBERIA F1 |  | 0 | RYB |  |  | 11 kV |  | 415 V |  | EWT | 1000.00 kVA | 25/11/2001 |  | 1 | 0 | Fail | Please check "Voltage In/Out"
254751274 | TNB | DISTRIBUTION | WP PUTRAJAYA & CYBERJAYA | Existing | VPTJ/PCE/J15201/MATX1 | 300267439 | TX1-PTJ15203 | PE 15.20 VISITOR CENTER F1 |  | 0 | RYB |  |  | 11 kV |  | 415 V |  | MTM | 1000.00 kVA | 27/04/2004 |  | 1 | 0 | Fail | Please check "Voltage In/Out"
254751322 | TNB | DISTRIBUTION | WP PUTRAJAYA & CYBERJAYA | Existing | VPTJ/PCE/J09011/MATX1 | 300267121 | TX1- PTJ09013 | PE 9.01 APT 4A (EFI) (F1) |  | 0 | RYB |  |  | 11 kV |  | 415 V |  | MTM | 1000.00 kVA | 20001110 |  | 1 | 1 | Fail | Please check "Voltage In/Out"
254751324 | TNB | DISTRIBUTION | WP PUTRAJAYA & CYBERJAYA | Existing | VPTJ/PCE/J09181/MATX1 | 300267154 | TX1- PTJ09183 | PE 9.18 APT 5C (F1) |  | 0 | RYB |  |  | 11 kV |  | 415 V |  | MTM | 1000.00 kVA | 20021207 |  | 1 | 0 | Fail | Please check "Voltage In/Out"
254751326 | TNB | DISTRIBUTION | WP PUTRAJAYA & CYBERJAYA | Existing | VPTJ/PCE/J09112/MATX2 | 300267141 | TX2- PTJ09116 | PE 9.11 KLINIK (F2) |  | 0 | RYB |  |  | 11 kV |  | 415 V |  | SGB | 1000.00 kVA | 15/02/1999 |  | 1 | 0 | Fail | Please check "Voltage In/Out"
254751432 | TNB | DISTRIBUTION | WP PUTRAJAYA & CYBERJAYA | Existing | VPTJ/PCE/J09202/MATX2 | 300267159 | TX2- PTJ09206 | PE 9.20 P9B1 (EFI) (F2) |  | 0 | RYB |  |  | 11 kV |  | 415 V |  | MTM | 1000.00 kVA | 29/06/2004 |  | 1 | 0 | Fail | Please check "Voltage In/Out"
254751434 | TNB | DISTRIBUTION | WP PUTRAJAYA & CYBERJAYA | Existing | VPTJ/PCE/J09251/MATX1 | 300267166 | TX1-PTJ09253 | PE 9.25 FLAT A (F1) |  | 0 | RYB |  |  | 11 kV |  | 415 V |  | MTM | 1000.00 kVA | 20010808 |  | 1 | 0 | Fail | Please check "Voltage In/Out"
254751538 | TNB | DISTRIBUTION | WP PUTRAJAYA & CYBERJAYA | Existing | VPTJ/PCE/J09182/MATX2 | 300267155 | TX2- PTJ09186 | PE 9.18 APT 5C (F2) |  | 0 | RYB |  |  | 11 kV |  | 415 V |  | MTM | 1000.00 kVA | 20021207 |  | 1 | 0 | Fail | Please check "Voltage In/Out"
254752014 | TNB | DISTRIBUTION | WP PUTRAJAYA & CYBERJAYA | Existing | VPTJ/PCE/J09441/MATX1 | 300266958 | TX1- PTJ09443 | PE 9.44 P'PURI P7 BLOK A2 (EFI |  | 0 | RYB |  |  | 11 kV |  | 415 V |  | MTM | 750.00 kVA | 23/02/2008 |  | 1 | 0 | Fail | Please check "Voltage In/Out"
254752768 | TNB | DISTRIBUTION | WP PUTRAJAYA & CYBERJAYA | Existing | VCBJ/PCE/J22692/MATX2 | 300279100 | TX2-CBJ22695 | PE 22.69 KRU STUDIO F2 |  | 0 | RYB |  |  | 11 kV |  | 415 V |  | EWT | 1000.00 kVA | 27/01/2010 |  | 1 | 0 | Fail | Please check "Voltage In/Out"
254752898 | TNB | DISTRIBUTION | WP PUTRAJAYA & CYBERJAYA | Existing | VCBJ/PCE/J22612/MATX2 | 300267642 | TX2-CBJ22615 | PE 22.61 8 BLOK KEDAI PEJ 2A F2 |  | 0 | RYB |  |  | 11 kV |  | 415 V |  | EWT | 1000.00 kVA | 29/04/2009 |  | 1 | 0 | Fail | Please check "Voltage In/Out"
254753170 | TNB | DISTRIBUTION | WP PUTRAJAYA & CYBERJAYA | Existing | VCBJ/PCE/J22522/MATX2 | 300267635 | TX3-CBJ22527 | PE 22.52 58 UNITS SHOP LOT F2 |  | 0 | RYB |  |  | 11 kV |  | 415 V |  | MTM | 1000.00 kVA | 20080301 |  | 1 | 0 | Fail | Please check "Voltage In/Out"
254753366 | TNB | DISTRIBUTION | WP PUTRAJAYA & CYBERJAYA | Existing | VPTJ/PCE/J10061/MATX1 | 300267218 | TX1-PTJ10063 | PE 10.06 JLN P10B (F1) |  | 0 | RYB |  |  | 11 kV |  | 415 V |  | MTM | 1000.00 kVA | 31/03/2008 |  | 1 | 0 | Fail | Please check "Voltage In/Out"
254753564 | TNB | DISTRIBUTION | WP PUTRAJAYA & CYBERJAYA | Existing | VPTJ/PCE/J09422/MATX2 | 300267199 | TX2- PTJ09425 | PE 9.42 P'PURI BLOK E1 (EFI) ( |  | 0 | RYB |  |  | 11 kV |  | 415 V |  | MTM | 1000.00 kVA | 22/07/2007 |  | 1 | 0 | Fail | Please check "Voltage In/Out"
254753864 | TNB | DISTRIBUTION | WP PUTRAJAYA & CYBERJAYA | Existing | VCBJ/PCE/J22212/MATX2 | 300267601 | TX2-CBJ22216 | PE 22.21 CYBER HEIGHT VILLA F2 |  | 0 | RYB |  |  | 11 kV |  | 415 V |  | MTM | 1000.00 kVA | 20020805 |  | 1 | 0 | Fail | Please check "Voltage In/Out"
254754216 | TNB | DISTRIBUTION | WP PUTRAJAYA & CYBERJAYA | Existing | VCBJ/PCE/J21461/MATX1 | 300267563 | TX1-CBJ21462 | PE 21.46 PS 12 |  | 0 | RYB |  |  | 11 kV |  | 415 V |  | EWT | 500.00 kVA | 20030907 |  | 1 | 0 | Fail | Please check "Voltage In/Out"
254754318 | TNB | DISTRIBUTION | WP PUTRAJAYA & CYBERJAYA | Existing | VPTJ/PCE/J11032/MATX2 | 300267229 | TX2- PTJ11036 | PE 11.03 P11A1/12 TERES (F2) |  | 48 | RYB |  |  | 11 kV |  | 415 V |  | EWT | 1000.00 kVA | 27/02/2002 |  | 1 | 48 | Fail | Please check "Voltage In/Out"
254754320 | TNB | DISTRIBUTION | WP PUTRAJAYA & CYBERJAYA | Existing | VPTJ/PCE/J06012/MATX2 | 300267070 | TX1-PTJ06016 | PE 6.01 GRAND STAND (F2) |  | 0 | RYB |  |  | 11 kV |  | 415 V |  | EWT | 1000.00 kVA | 20050812 |  | 1 | 0 | Fail | Please check "Voltage In/Out"
254754374 | TNB | DISTRIBUTION | WP PUTRAJAYA & CYBERJAYA | Existing | VPTJ/PCE/J05172/MATX2 | 300267046 | TX1-PTJ5176 | PE 5.17 BLOK C 5R3 (F2) |  | 0 | RYB |  |  | 11 kV |  | 415 V |  | EWT | 1000.00 kVA | 15/09/2008 |  | 1 | 0 | Fail | Please check "Voltage In/Out"
254754742 | TNB | DISTRIBUTION | WP PUTRAJAYA & CYBERJAYA | Existing | VCBJ/PCE/J22621/MATX1 | 300267643 | TX1-CBJ22622 | PE 22.62 8 BLOK KEDAI PEJ 2B F1 |  | 0 | RYB |  |  | 11 kV |  | 415 V |  | SGB | 1000.00 kVA | 30/03/2009 |  | 1 | 0 | Fail | Please check "Voltage In/Out"
254754964 | TNB | DISTRIBUTION | WP PUTRAJAYA & CYBERJAYA | Existing | VPTJ/PCE/J08061/MATX1 | 300267095 | TX1- PTJ08063 | PE 8.06 DEWAN SERBAGUNA (EFI) |  | 0 | RYB |  |  | 11 kV |  | 415 V |  | MTM | 1000.00 kVA | 18/09/2000 |  | 1 | 0 | Fail | Please check "Voltage In/Out"
254755074 | TNB | DISTRIBUTION | WP PUTRAJAYA & CYBERJAYA | Existing | VCBJ/PCE/J21161/MATX1 | 300267539 | TX1-CBJ21163 | PE 21.16 SMART HOMES F1 |  | 0 | RYB |  |  | 11 kV |  | 415 V |  | MTM | 1000.00 kVA | 27/09/2004 |  | 1 | 1 | Fail | Please check "Voltage In/Out"
254755706 | TNB | DISTRIBUTION | WP PUTRAJAYA & CYBERJAYA | Existing | VPTJ/PCE/J11281/MATX1 | 300273250 | TX2-PTJ11283 | PE 11.28 APT ZON 6B (F1) |  | 0 | RYB |  |  | 11 kV |  | 415 V |  | MTM | 1000.00 kVA | 20090309 |  | 1 | 0 | Fail | Please check "Voltage In/Out"
254755708 | TNB | DISTRIBUTION | WP PUTRAJAYA & CYBERJAYA | Existing | VPTJ/PCE/J09381/MATX1 | 300267190 | TX1- PTJ09382 | PE 9.38 P'PURI BLOK A3 (F1) |  | 0 | RYB |  |  | 11 kV |  | 415 V |  | MTM | 1000.00 kVA | 22/07/2007 |  | 1 | 0 | Fail | Please check "Voltage In/Out"
254755710 | TNB | DISTRIBUTION | WP PUTRAJAYA & CYBERJAYA | Existing | VPTJ/PCE/J10121/MATX1 | 300267220 | TX1- PTJ10123 | PE 10.12 P10 A SEMI-D |  | 23 | RYB |  |  | 11 kV |  | 415 V |  | SGB | 1000.00 kVA | 28/08/2001 |  | 1 | 29 | Fail | Please check "Voltage In/Out"
254755712 | TNB | DISTRIBUTION | WP PUTRAJAYA & CYBERJAYA | Existing | VPTJ/PCE/J09262/MATX2 | 300267169 | TX2- PTJ09266 | PE 9.26 FLAT B (F2) |  | 0 | RYB |  |  | 11 kV |  | 415 V |  | MTM | 1000.00 kVA | 20010808 |  | 1 | 1 | Fail | Please check "Voltage In/Out"
254755812 | TNB | DISTRIBUTION | WP PUTRAJAYA & CYBERJAYA | Existing | VCBJ/PCE/J22071/MATX1 | 300267582 | TX1-CBJ22072 | PE 22.07 PADAT B 15-6 |  | 0 | RYB |  |  | 11 kV |  | 415 V |  | EWT | 1000.00 kVA | 30/05/2000 |  | 1 | 0 | Fail | Please check "Voltage In/Out"
254755816 | TNB | DISTRIBUTION | WP PUTRAJAYA & CYBERJAYA | Existing | VPTJ/PCE/J16151/MATX1 | 300267460 | TX1-PTJ16153 | PE 16.15 SEK. REN (F1) |  | 0 | RYB |  |  | 11 kV |  | 415 V |  | MTM | 1000.00 kVA | 20020509 |  | 1 | 0 | Fail | Please check "Voltage In/Out"
254755818 | TNB | DISTRIBUTION | WP PUTRAJAYA & CYBERJAYA | Existing | VPTJ/PCE/J09361/MATX1 | 300267186 | TX1- PTJ09362 | PE 9.36 SEK MEN FASA 3 (F1) |  | 0 | RYB |  |  | 11 kV |  | 415 V |  | MTM | 1000.00 kVA | 20061011 |  | 1 | 0 | Fail | Please check "Voltage In/Out"
254756008 | TNB | DISTRIBUTION | WP PUTRAJAYA & CYBERJAYA | Existing | VPTJ/PCE/J14302/MATX2 | 300267427 | TX2-PTJ14306 | PE 14.30 P'PURI 14-12 BLOK A ( |  | 0 | RYB |  |  | 11 kV |  | 415 V |  | MTM | 1000.00 kVA | 25/06/2008 |  | 1 | 1 | Fail | Please check "Voltage In/Out"
254756166 | TNB | DISTRIBUTION | WP PUTRAJAYA & CYBERJAYA | Existing | VPTJ/PCE/J08201/MATX1 | 300267112 | TX1- PTJ08203 | PE 8.20 APT D (F1) |  | 0 | RYB |  |  | 11 kV |  | 415 V |  | EWT | 1000.00 kVA | 13/11/2002 |  | 1 | 0 | Fail | Please check "Voltage In/Out"
254756168 | TNB | DISTRIBUTION | WP PUTRAJAYA & CYBERJAYA | Existing | VPTJ/PCE/J09032/MATX2 | 300267126 | TX2- PTJ09036 | PE 9.03 APT 3C (F2) |  | 0 | RYB |  |  | 11 kV |  | 415 V |  | MTM | 1000.00 kVA | 20000911 |  | 1 | 0 | Fail | Please check "Voltage In/Out"
254757724 | TNB | DISTRIBUTION | WP PUTRAJAYA & CYBERJAYA | Existing | VPTJ/PCE/J11271/MATX1 | 300267021 | TX1-PTJ11272 | PE 11.27 SEMI D 11A & 11B |  | 0 | RYB |  |  | 11 kV |  | 415 V |  | MTM | 1000.00 kVA | 17/08/2009 |  | 1 | 0 | Fail | Please check "Voltage In/Out"
254758014 | TNB | DISTRIBUTION | WP PUTRAJAYA & CYBERJAYA | Existing | VPTJ/PCE/J11091/MATX1 | 300267234 | TX1- PTJ11093 | PE 11.09 P11A2/5 TERES (EFI) ( |  | 25 | RYB |  |  | 11 kV |  | 415 V |  | MTM | 1000.00 kVA | 20020709 |  | 1 | 25 | Fail | Please check "Voltage In/Out"
254758016 | TNB | DISTRIBUTION | WP PUTRAJAYA & CYBERJAYA | Existing | VPTJ/PCE/J11112/MATX2 | 300267239 | TX2- PTJ11116 | PE 11.11 (EFI) (F2) |  | 1 | RYB |  |  | 11 kV |  | 415 V |  | MTM | 1000.00 kVA | 24/08/2004 |  | 1 | 1 | Fail | Please check "Voltage In/Out"
254758172 | TNB | DISTRIBUTION | WP PUTRAJAYA & CYBERJAYA | Existing | VPTJ/PCE/J11181/MATX1 | 300267250 | TX1-PTJ11183 | PE 11.18 P11 H/1 TERES (EFI) ( |  | 0 | RYB |  |  | 11 kV |  | 415 V |  | MTM | 1000.00 kVA | 31/01/2003 |  | 1 | 1 | Fail | Please check "Voltage In/Out"
254758184 | TNB | DISTRIBUTION | WP PUTRAJAYA & CYBERJAYA | Existing | VPTJ/PCE/J09051/MATX1 | 300267129 | TX1- PTJ09053 | PE 9.05 P9 G1 TERES F1 |  | 14 | RYB |  |  | 11 kV |  | 415 V |  | EWT | 1000.00 kVA | 21/06/1999 |  | 1 | 14 | Fail | Please check "Voltage In/Out"
254758336 | TNB | DISTRIBUTION | WP PUTRAJAYA & CYBERJAYA | Existing | VPTJ/PCE/J14081/MATX1 | 300267933 | TX1-PTJ14082 | PE 14.08 Perumahan 14-10 (F1) |  | 0 | RYB |  |  | 11 kV |  | 415 V |  | MTM | 1000.00 kVA | 28/11/2008 |  | 1 | 0 | Fail | Please check "Voltage In/Out"
254758338 | TNB | DISTRIBUTION | WP PUTRAJAYA & CYBERJAYA | Existing | VPTJ/PCE/J11242/MATX2 | 300267260 | TX2-PTJ11243 | PE 11.24 TERES ZON 9A (F2) |  | 0 | RYB |  |  | 11 kV |  | 415 V |  | SGB | 1000.00 kVA | 14/03/2009 |  | 1 | 0 | Fail | Please check "Voltage In/Out"
254758774 | TNB | DISTRIBUTION | WP PUTRAJAYA & CYBERJAYA | Existing | VPTJ/PCE/J05142/MATX2 | 300267040 | TX1-PTJ5146 | PE 5.14 5R1 (F2) |  | 0 | RYB |  |  | 11 kV |  | 415 V |  | EWT | 1000.00 kVA | 15/09/2008 |  | 1 | 0 | Fail | Please check "Voltage In/Out"
254759070 | TNB | DISTRIBUTION | WP PUTRAJAYA & CYBERJAYA | Existing | VPTJ/PCE/J09141/MATX1 | 300267146 | TX1-PTJ09143 | PE 9.14 K.KEJIRANAN (F1) |  | 0 | RYB |  |  | 11 kV |  | 415 V |  | MTM | 1000.00 kVA | 19/11/2002 |  | 1 | 0 | Fail | Please check "Voltage In/Out"
254759072 | TNB | DISTRIBUTION | WP PUTRAJAYA & CYBERJAYA | Existing | VCBJ/PCE/J21142/MATX2 | 300267536 | TX2-CBJ21146 | PE 21.14 PUSAT REKREASI SMART |  | 0 | RYB |  |  | 11 kV |  | 415 V |  | MTM | 1000.00 kVA | 20030506 |  | 1 | 0 | Fail | Please check "Voltage In/Out"
254759076 | TNB | DISTRIBUTION | WP PUTRAJAYA & CYBERJAYA | Existing | VCBJ/PCE/J21521/MATX1 | 300267568 | TX1-CBJ21523 | PE 21.52 CONDO C3 F1 |  | 0 | RYB |  |  | 11 kV |  | 415 V |  | SGB | 1000.00 kVA | 20040510 |  | 1 | 0 | Fail | Please check "Voltage In/Out"
254759078 | TNB | DISTRIBUTION | WP PUTRAJAYA & CYBERJAYA | Existing | VPTJ/PCE/J11041/MATX1 | 300267230 | TX1- PTJ11043 | PE 11.04 P11A1/12 TERES (EFI) |  | 5 | RYB |  |  | 11 kV |  | 415 V |  | MTM | 1000.00 kVA | 15/10/2002 |  | 1 | 5 | Fail | Please check "Voltage In/Out"
254759080 | TNB | DISTRIBUTION | WP PUTRAJAYA & CYBERJAYA | Existing | VPTJ/PCE/J11362/MATX2 | 300267266 | TX2-PTJ11366 | PE 11.36 P11 K/13 TERES (F2) |  | 71 | RYB |  |  | 11 kV |  | 415 V |  | MTM | 1000.00 kVA | 20030512 |  | 1 | 88 | Fail | Please check "Voltage In/Out"
254759134 | TNB | DISTRIBUTION | WP PUTRAJAYA & CYBERJAYA | Existing | VPTJ/PCE/J11491/MATX1 | 300267286 | TX1-PTJ11492 | PE 11.49 KANTIN KVDT |  | 0 | RYB |  |  | 11 kV |  | 415 V |  | MTM | 500.00 kVA | 24/06/2007 |  | 1 | 0 | Fail | Please check "Voltage In/Out"
254759646 | TNB | DISTRIBUTION | WP PUTRAJAYA & CYBERJAYA | Existing | VPTJ/PCE/J10041/MATX1 | 300267214 | TX1-PTJ10043 | PE 10.04 P10 D BANGLO (F1) |  | 0 | RYB |  |  | 11 kV |  | 415 V |  | SGB | 1000.00 kVA | 20000106 |  | 1 | 0 | Fail | Please check "Voltage In/Out"
254759648 | TNB | DISTRIBUTION | WP PUTRAJAYA & CYBERJAYA | Existing | VPTJ/PCE/J16181/MATX1 | 300267464 | TX1-PTJ16183 | PE 16.18 APT A3 (EFI) (F1) |  | 0 | RYB |  |  | 11 kV |  | 415 V |  | MTM | 1000.00 kVA | 20000311 |  | 1 | 0 | Fail | Please check "Voltage In/Out"
254759750 | TNB | DISTRIBUTION | WP PUTRAJAYA & CYBERJAYA | Existing | VCBJ/PCE/J21612/MATX4 | 300267944 | TX4-CBJ21618 | PE 21.61 MPS F2 |  | 0 | RYB |  |  | 11 kV |  | 415 V |  | SGB | 1000.00 kVA | 23/02/2008 |  | 1 | 0 | Fail | Please check "Voltage In/Out"
254759824 | TNB | DISTRIBUTION | WP PUTRAJAYA & CYBERJAYA | Existing | VPTJ/PCE/J02042/MATX2 | 300266999 | TX2- PTJ02047 | PE 2.04 W.F PROMENADE (F2) |  | 0 | RYB |  |  | 11 kV |  | 415 V |  | MTM | 1000.00 kVA | 30/01/2003 |  | 1 | 0 | Fail | Please check "Voltage In/Out"
254759846 | TNB | DISTRIBUTION | WP PUTRAJAYA & CYBERJAYA | Existing | VPTJ/PCE/J08062/MATX2 | 300267096 | TX2- PTJ08066 | PE 8.06 DEWAN SERBAGUNA (EFI) |  | 0 | RYB |  |  | 11 kV |  | 415 V |  | MTM | 1000.00 kVA | 18/09/2000 |  | 1 | 0 | Fail | Please check "Voltage In/Out"
254759848 | TNB | DISTRIBUTION | WP PUTRAJAYA & CYBERJAYA | Existing | VPTJ/PCE/J08032/MATX2 | 300267090 | TX2- PTJ08036 | PE 8.03 SEK REN (EFI) (F2) |  | 17 | RYB |  |  | 11 kV |  | 415 V |  | LKH | 1000.00 kVA | 16/11/1999 |  | 1 | 17 | Fail | Please check "Voltage In/Out"
254759996 | TNB | DISTRIBUTION | WP PUTRAJAYA & CYBERJAYA | Existing | VPTJ/PCE/J08191/MATX1 | 300267110 | TX1- PTJ08192 | PE 8.19 APT A (EFI) (F1) |  | 0 | RYB |  |  | 11 kV |  | 415 V |  | EWT | 1000.00 kVA | 13/11/2002 |  | 1 | 0 | Fail | Please check "Voltage In/Out"
254760320 | TNB | DISTRIBUTION | WP PUTRAJAYA & CYBERJAYA | Existing | VPTJ/PCE/J09302/MATX2 | 300267177 | TX2- PTJ09306 | PE 9.30 SEK REN FASA 2 (F2) |  | 0 | RYB |  |  | 11 kV |  | 415 V |  | MTM | 1000.00 kVA | 23/06/2004 |  | 1 | 0 | Fail | Please check "Voltage In/Out"
254760418 | TNB | DISTRIBUTION | WP PUTRAJAYA & CYBERJAYA | Existing | VPTJ/PCE/J11221/MATX1 | 300267255 | TX1-PTJ11222 | PE 11.22 ZON 10B (F1) |  | 35 | RYB |  |  | 11 kV |  | 415 V |  | MTM | 1000.00 kVA | 21/07/2006 |  | 1 | 63 | Fail | Please check "Voltage In/Out"
376966290 | TNB | DISTRIBUTION | WP PUTRAJAYA & CYBERJAYA | Existing | VPTJ/PCE/J00414/MATX1 | 310425106 | TX1-PTJ18293 | D-PTJ-C17-0998 |  | 0 | RYB |  |  | 11 kV |  | 415 V |  | EWT | 500.00 kVA | 19700101 |  | 1 | 0 | Fail | Please check "Voltage In/Out"
376966407 | TNB | DISTRIBUTION | WP PUTRAJAYA & CYBERJAYA | Existing | VPTJ/PCE/J00415/MATX1 | 310386587 | TX1-PTJ18296 | D-PTJ-C17-0998 |  | 0 | RYB |  |  | 11 kV |  | 415 V |  | MTM | 500.00 kVA | 19700101 |  | 1 | 0 | Fail | Please check "Voltage In/Out"
376970331 | TNB | DISTRIBUTION | WP PUTRAJAYA & CYBERJAYA | Existing | VCBJ/PCE/J00150/MATX1 | 310425100 | TX1-CBJ24393 | D-CBJ-C16-0568 |  | 0 | RYB |  |  | 11 kV |  | 415 V |  | EWT | 500.00 kVA | 19700101 |  | 1 | 0 | Fail | Please check "Voltage In/Out"
376970457 | TNB | DISTRIBUTION | WP PUTRAJAYA & CYBERJAYA | Existing | VPTJ/PCE/J00416/MATX1 | 310432143 | TX1-PTJ19042 | D-PTJ-C17-1095 |  | 0 | RYB | [6 empty] | EWT |  | 19700101 |  | 1 | 0 | Fail | Please check "Voltage In/Out"
376970609 | TNB | DISTRIBUTION | WP PUTRAJAYA & CYBERJAYA | Existing |  |  | TX1-CBJ23426 | D-CBJ-C16-0520 |  | 0 | RYB |  |  | 11 kV |  | 415 V |  |  |  | 19700101 |  | 1 | 0 | Fail | Please check "Voltage In/Out"
376970612 | TNB | DISTRIBUTION | WP PUTRAJAYA & CYBERJAYA | Existing |  |  | TX2-CBJ23427 | D-CBJ-C16-0520 |  | 0 | RYB |  |  | 11 kV |  | 415 V |  |  |  | 19700101 |  | 1 | 0 | Fail | Please check "Voltage In/Out"
376970807 | TNB | DISTRIBUTION | WP PUTRAJAYA & CYBERJAYA | Existing |  |  | TX1-CBJ23423 | D-CBJ-C16-0520 |  | 0 | RYB |  |  | 11 kV |  | 415 V |  |  |  | 19700101 |  | 1 | 0 | Fail | Please check "Voltage In/Out"
377653066 | TNB | DISTRIBUTION | WP PUTRAJAYA & CYBERJAYA | Existing | VCBJ/PCE/J21891/MATX2 | 310393954 | TX2-CBJ21893 | PE 21.89 MYVILLA P2 PARCEL B |  | 0 | RYB |  |  | 11 kV |  | 415 V |  | SGB | 1000.00 kVA | 23/05/2012 | DONE DR | 1 | 0 | Fail | Please check "Voltage In/Out"
377653154 | TNB | DISTRIBUTION | WP PUTRAJAYA & CYBERJAYA | Existing | VCBJ/PCE/J21881/MATX2 | 310392912 | TX2-CBJ21883 | PE 21.88 MYVILLA P2 PARCEL A |  | 0 | RYB |  |  | 11 kV |  | 415 V |  | SGB | 1000.00 kVA | 23/05/2012 | DONE DR | 1 | 0 | Fail | Please check "Voltage In/Out"
377654912 | TNB | DISTRIBUTION | WP PUTRAJAYA & CYBERJAYA | Existing | VCBJ/PCE/J21971/MATX2 | 310394010 | TX2-CBJ21973 | PE 21.97 MY VILLA PRESINT 4 |  | 0 | RYB |  |  | 11 kV |  | 415 V |  | EWT | 1000.00 kVA | 19700101 |  | 1 | 0 | Fail | Please check "Voltage In/Out"
377654915 | TNB | DISTRIBUTION | WP PUTRAJAYA & CYBERJAYA | Existing | VCBJ/PCE/J21971/MATX1 | 310371010 | TX1-CBJ21971 | PE 21.97 MY VILLA PRESINT 4 |  | 0 | RYB |  |  | 11 kV |  | 415 V |  | MTM | 1000.00 kVA | 19700101 |  | 1 | 0 | Fail | Please check "Voltage In/Out"
377672397 | TNB | DISTRIBUTION | WP PUTRAJAYA & CYBERJAYA | Existing | VCBJ/PCE/J22492/MATX2 | 300267631 | TX2-CBJ22495 | PE 22.49 LOT PT 12082 F2 |  | 0 | RYB |  |  | 11 kV |  | 415 V |  | MTM | 750.00 kVA | 19/12/2005 |  | 1 | 0 | Fail | Please check "Voltage In/Out"
377672609 | TNB | DISTRIBUTION | WP PUTRAJAYA & CYBERJAYA | Existing | VCBJ/PCE/J22151/MATX1 | 300267594 | TX1-CBJ22153 | PE 22.15 LOT12072 P.MULTIMEDIA |  | 0 | RYB |  |  | 11 kV |  | 415 V |  | MTM | 1000.00 kVA | 20020903 |  | 1 | 0 | Fail | Please check "Voltage In/Out"
377672705 | TNB | DISTRIBUTION | WP PUTRAJAYA & CYBERJAYA | Existing | VCBJ/PCE/J22152/MATX2 | 300267595 | TX1-CBJ22156 | PE 22.15 LOT 12072 P.MULTIMEDI |  | 0 | RYB |  |  | 11 kV |  | 415 V |  | MTM | 1000.00 kVA | 20020903 |  | 1 | 0 | Fail | Please check "Voltage In/Out"
377679326 | TNB | DISTRIBUTION | WP PUTRAJAYA & CYBERJAYA | Existing | VPTJ/PCE/J05322/MATX1 | 300454485 | TX1-PTJ05326 | PE 5.32 SEK REN PRESINT 5 (F2) |  | 0 | RYB |  |  | 11 kV |  | 415 V |  | MTM | 1000.00 kVA | 20121012 |  | 1 | 1 | Fail | Please check "Voltage In/Out"
377679440 | TNB | DISTRIBUTION | WP PUTRAJAYA & CYBERJAYA | Existing | VPTJ/PCE/J05331/MATX1 | 300454474 | TX1-PTJ0533 | PE 5.33 SEK MEN PRESINT 5 (F1) |  | 0 | RYB |  |  | 11 kV |  | 415 V |  | MTM | 1000.00 kVA | 20121012 |  | 1 | 1 | Fail | Please check "Voltage In/Out"
377679536 | TNB | DISTRIBUTION | WP PUTRAJAYA & CYBERJAYA | Existing | VPTJ/PCE/J05332/MATX1 | 300454480 | TX1-PTJ05336 | PE 5.33 SEK MEN PRESINT 5 (F2) |  | 0 | RYB |  |  | 11 kV |  | 415 V |  | MTM | 1000.00 kVA | 20121012 |  | 1 | 1 | Fail | Please check "Voltage In/Out"
377679703 | TNB | DISTRIBUTION | WP PUTRAJAYA & CYBERJAYA | Existing | VPTJ/PCE/J05171/MATX1 | 300267045 | TX1-PTJ5173 | PE 5.17 BLOK C 5R3 (F1) |  | 0 | RYB |  |  | 11 kV |  | 415 V |  | EWT | 1000.00 kVA | 15/09/2008 |  | 1 | 0 | Fail | Please check "Voltage In/Out"
377679843 | TNB | DISTRIBUTION | WP PUTRAJAYA & CYBERJAYA | Existing | VPTJ/PCE/J05182/MATX2 | 300267048 | TX1-PTJ05185 | PE 5.18 BLOK D 5R3 (F2) |  | 0 | RYB |  |  | 11 kV |  | 415 V |  | SGB | 1000.00 kVA | 15/09/2008 |  | 1 | 0 | Fail | Please check "Voltage In/Out"
377679974 | TNB | DISTRIBUTION | WP PUTRAJAYA & CYBERJAYA | Existing | VPTJ/PCE/J05181/MATX1 | 300267047 | TX1-PTJ05182 | PE 5.18 BLOK D 5R3 (F1) |  | 0 | RYB |  |  | 11 kV |  | 415 V |  | SGB | 1000.00 kVA | 15/09/2008 |  | 1 | 0 | Fail | Please check "Voltage In/Out"
377680087 | TNB | DISTRIBUTION | WP PUTRAJAYA & CYBERJAYA | Existing | VPTJ/PCE/J05192/MATX2 | 300267050 | TX1-PTJ5196 | PE 5.19 BLOK E 5R3 (F2) |  | 0 | RYB |  |  | 11 kV |  | 415 V |  | EWT | 1000.00 kVA | 15/09/2008 |  | 1 | 0 | Fail | Please check "Voltage In/Out"
377680213 | TNB | DISTRIBUTION | WP PUTRAJAYA & CYBERJAYA | Existing | VPTJ/PCE/J05191/MATX1 | 300267049 | TX1-PTJ05193 | PE 5.19 BLOK E 5R3 (F1) |  | 0 | RYB |  |  | 11 kV |  | 415 V |  | SGB | 1000.00 kVA | 15/09/2008 |  | 1 | 0 | Fail | Please check "Voltage In/Out"
377680497 | TNB | DISTRIBUTION | WP PUTRAJAYA & CYBERJAYA | Existing | VPTJ/PCE/J05152/MATX2 | 300267042 | TX1-PTJ05156 | PE 5.15 BLOK A 5R3 (F2) |  | 0 | RYB |  |  | 11 kV |  | 415 V |  | EWT | 1000.00 kVA | 15/09/2008 |  | 1 | 0 | Fail | Please check "Voltage In/Out"
377680595 | TNB | DISTRIBUTION | WP PUTRAJAYA & CYBERJAYA | Existing | VPTJ/PCE/J05151/MATX1 | 300267041 | TX1-PTJ5153 | PE 5.15 BLOK A 5R3 (F1) |  | 0 | RYB |  |  | 11 kV |  | 415 V |  | EWT | 1000.00 kVA | 15/09/2008 |  | 1 | 0 | Fail | Please check "Voltage In/Out"
377680987 | TNB | DISTRIBUTION | WP PUTRAJAYA & CYBERJAYA | Existing | VPTJ/PCE/J06021/MATX1 | 300267071 | TX1-PTJ6022 | PE 6.02 KOLAM RENANG (F1) |  | 0 | RYB |  |  | 11 kV |  | 415 V |  | EWT | 750.00 kVA | 22/05/2007 |  | 1 | 0 | Fail | Please check "Voltage In/Out"
377681085 | TNB | DISTRIBUTION | WP PUTRAJAYA & CYBERJAYA | Existing | VPTJ/PCE/J06022/MATX2 | 300267072 | TX1-PTJ6025 | PE 6.02 KOLAM RENANG (F2) |  | 0 | RYB |  |  | 11 kV |  | 415 V |  | EWT | 750.00 kVA | 22/05/2007 |  | 1 | 0 | Fail | Please check "Voltage In/Out"
377681396 | TNB | DISTRIBUTION | WP PUTRAJAYA & CYBERJAYA | Existing | VPTJ/PCE/J05261/MATX1 | 300267059 | TX1-PTJ5262 | PE 5.26 BLOK D2 APT 5R4 (F1) |  | 0 | RYB |  |  | 11 kV |  | 415 V |  | EWT | 1000.00 kVA | 14/01/2009 |  | 1 | 0 | Fail | Please check "Voltage In/Out"
377681494 | TNB | DISTRIBUTION | WP PUTRAJAYA & CYBERJAYA | Existing | VPTJ/PCE/J05262/MATX2 | 300267060 | TX1-PTJ5265 | PE 5.26 BLOK D2 APT 5R4 (F1) |  | 0 | RYB |  |  | 11 kV |  | 415 V |  | EWT | 1000.00 kVA | 14/01/2009 |  | 1 | 0 | Fail | Please check "Voltage In/Out"
377681781 | TNB | DISTRIBUTION | WP PUTRAJAYA & CYBERJAYA | Existing | VPTJ/PCE/J05251/MATX1 | 300267057 | TX1-PTJ05252 | PE 5.25 BLOK D1 APT 5R4 (F1) |  | 137 | RYB |  |  | 11 kV |  | 415 V |  | SGB | 1000.00 kVA | 14/01/2009 |  | 1 | 1 | Fail | Please check "Voltage In/Out"
377681973 | TNB | DISTRIBUTION | WP PUTRAJAYA & CYBERJAYA | Existing | VPTJ/PCE/J05242/MATX2 | 300267056 | TX1-PTJ05245 | PE 5.24 BLOK C APT 5R4 (F2) |  | 0 | RYB |  |  | 11 kV |  | 415 V |  | SGB | 1000.00 kVA | 20091201 |  | 1 | 0 | Fail | Please check "Voltage In/Out"
377682164 | TNB | DISTRIBUTION | WP PUTRAJAYA & CYBERJAYA | Existing | VPTJ/PCE/J05241/MATX1 | 300267055 | TX1-PTJ05242 | PE 5.24 BLOK C APT 5R4 (F1) |  | 0 | RYB |  |  | 11 kV |  | 415 V |  | SGB | 1000.00 kVA | 20091201 |  | 1 | 0 | Fail | Please check "Voltage In/Out"
377682263 | TNB | DISTRIBUTION | WP PUTRAJAYA & CYBERJAYA | Existing | VPTJ/PCE/J05231/MATX1 | 300267053 | TX1-PTJ05232 | PE 5.23 BLOK B APT 5R4 (F1) |  | 0 | RYB |  |  | 11 kV |  | 415 V |  | EWT | 1000.00 kVA | 20091201 |  | 1 | 0 | Fail | Please check "Voltage In/Out"
377682359 | TNB | DISTRIBUTION | WP PUTRAJAYA & CYBERJAYA | Existing | VPTJ/PCE/J05232/MATX2 | 300267054 | TX1-PTJ05235 | PE 5.23 BLOK B APT 5R4 (F2) |  | 0 | RYB |  |  | 11 kV |  | 415 V |  | EWT | 1000.00 kVA | 20091201 |  | 1 | 0 | Fail | Please check "Voltage In/Out"
377682461 | TNB | DISTRIBUTION | WP PUTRAJAYA & CYBERJAYA | Existing | VPTJ/PCE/J05221/MATX1 | 300267051 | TX1-PTJ05222 | PE 5.22 BLOK A APT 5R4 (F1) |  | 0 | RYB |  |  | 11 kV |  | 415 V |  | SGB | 1000.00 kVA | 20091201 |  | 1 | 0 | Fail | Please check "Voltage In/Out"
377682561 | TNB | DISTRIBUTION | WP PUTRAJAYA & CYBERJAYA | Existing | VPTJ/PCE/J05222/MATX2 | 300267052 | TX1-PTJ05225 | PE 5.22 BLOK A APT 5R4 (F2) |  | 0 | RYB |  |  | 11 kV |  | 415 V |  | SGB | 1000.00 kVA | 20091201 |  | 1 | 0 | Fail | Please check "Voltage In/Out"
377766203 | TNB | DISTRIBUTION | WP PUTRAJAYA & CYBERJAYA | Existing | VPTJ/PCE/J14191/MATX1 | 300267415 | TX1-PTJ14192 | PE 14.19 BLOK E2 (EFI) (F1) |  | 0 | RYB |  |  | 11 kV |  | 415 V |  | MTM | 1000.00 kVA | 20050609 |  | 1 | 0 | Fail | Please check "Voltage In/Out"
377766369 | TNB | DISTRIBUTION | WP PUTRAJAYA & CYBERJAYA | Existing | VPTJ/PCE/J14192/MATX2 | 300267416 | TX2-PTJ14196 | PE 14.19 BLOK E2 (EFI) (F2) |  | 0 | RYB |  |  | 11 kV |  | 415 V |  | EWT | 1000.00 kVA | 20050609 |  | 1 | 0 | Fail | Please check "Voltage In/Out"
377766527 | TNB | DISTRIBUTION | WP PUTRAJAYA & CYBERJAYA | Existing | VPTJ/PCE/J14171/MATX1 | 300267411 | TX1-PTJ14172 | PE 14.17 BLOK D (F1) |  | 0 | RYB |  |  | 11 kV |  | 415 V |  | EWT | 1000.00 kVA | 20050609 |  | 1 | 0 | Fail | Please check "Voltage In/Out"
377766723 | TNB | DISTRIBUTION | WP PUTRAJAYA & CYBERJAYA | Existing | VPTJ/PCE/J14161/MATX1 | 300267409 | TX1-PTJ14162 | PE 14.16 BLOK C (EFI) (F1) |  | 0 | RYB |  |  | 11 kV |  | 415 V |  |  | 1000.00 kVA | 20050609 |  | 1 | 0 | Fail | Please check "Voltage In/Out"
377766906 | TNB | DISTRIBUTION | WP PUTRAJAYA & CYBERJAYA | Existing | VPTJ/PCE/J14151/MATX1 | 300267407 | TX1-PTJ14153 | PE 14.15 BLOK B (F1) |  | 0 | RYB |  |  | 11 kV |  | 415 V |  | MTM | 1000.00 kVA | 20050609 |  | 1 | 0 | Fail | Please check "Voltage In/Out"
377767089 | TNB | DISTRIBUTION | WP PUTRAJAYA & CYBERJAYA | Existing | VPTJ/PCE/J14141/MATX1 | 300267405 | TX1-PTJ14143 | PE 14.14 BLOK A (EFI) (F1) |  | 0 | RYB |  |  | 11 kV |  | 415 V |  | MTM | 1000.00 kVA | 20050609 |  | 1 | 0 | Fail | Please check "Voltage In/Out"
377767271 | TNB | DISTRIBUTION | WP PUTRAJAYA & CYBERJAYA | Existing | VPTJ/PCE/J14311/MATX1 | 300267428 | TX1-PTJ14313 | PE 14.31 P'PURI 14-12 BLOK B ( |  | 0 | RYB |  |  | 11 kV |  | 415 V |  | MTM | 1000.00 kVA | 25/06/2008 |  | 1 | 0 | Fail | Please check "Voltage In/Out"
377767460 | TNB | DISTRIBUTION | WP PUTRAJAYA & CYBERJAYA | Existing | VPTJ/PCE/J14301/MATX1 | 300267426 | TX1-PTJ14303 | PE 14.30 P'PURI 14-12 BLOK A ( |  | 0 | RYB |  |  | 11 kV |  | 415 V |  | MTM | 1000.00 kVA | 25/06/2008 |  | 1 | 1 | Fail | Please check "Voltage In/Out"
377767588 | TNB | DISTRIBUTION | WP PUTRAJAYA & CYBERJAYA | Existing | VPTJ/PCE/J14251/MATX1 | 300267419 | TX1-PTJ14253 | PE 14.25 KOMPLEKS SEK REN (EFI |  | 0 | RYB |  |  | 11 kV |  | 415 V |  | EWT | 1000.00 kVA | 20070309 |  | 1 | 0 | Fail | Please check "Voltage In/Out"
378018347 | TNB | DISTRIBUTION | WP PUTRAJAYA & CYBERJAYA | Existing | VCBJ/PCE/J00143/MATX1 | 310303750 | TX1-C23372 | D-CBJ-C14-0473 |  | 0 | RYB |  |  | 11 kV |  | 415 V |  |  | 1000.00 kVA | 19700101 |  | 1 | 0 | Fail | Please check "Voltage In/Out"
378018470 | TNB | DISTRIBUTION | WP PUTRAJAYA & CYBERJAYA | Existing | VCBJ/PCE/J00144/MATX1 | 310303744 | TX1-C23375 | D-CBJ-C14-0473 |  | 0 | RYB |  |  | 11 kV |  | 415 V |  | Unknown | 1000.00 kVA | 19700101 |  | 1 | 0 | Fail | Please check "Voltage In/Out"
378018591 | TNB | DISTRIBUTION | WP PUTRAJAYA & CYBERJAYA | Existing | VCBJ/PCE/J00141/MATX1 | 310282198 | TX1-C23392 | D-CBJ-C17-0588 |  | 0 | RYB |  |  | 11 kV |  | 415 V |  |  | 1000.00 kVA | 19700101 |  | 1 | 0 | Fail | Please check "Voltage In/Out"
378018714 | TNB | DISTRIBUTION | WP PUTRAJAYA & CYBERJAYA | Existing | VCBJ/PCE/J00142/MATX1 | 310303745 | TX2-C23395 | D-CBJ-C17-0588 |  | 0 | RYB |  |  | 11 kV |  | 415 V |  |  | 1000.00 kVA | 19700101 |  | 1 | 0 | Fail | Please check "Voltage In/Out"
378018835 | TNB | DISTRIBUTION | WP PUTRAJAYA & CYBERJAYA | Existing | VCBJ/PCE/J00145/MATX1 | 310303749 | TX1-C23382 | D-CBJ-C14-0473 |  | 0 | RYB |  |  | 11 kV |  | 415 V |  |  | 1000.00 kVA | 19700101 |  | 1 | 0 | Fail | Please check "Voltage In/Out"
378018958 | TNB | DISTRIBUTION | WP PUTRAJAYA & CYBERJAYA | Existing | VCBJ/PCE/J00146/MATX1 | 310282197 | TX2-C23385 | D-CBJ-C14-0473 |  | 0 | RYB |  |  | 11 kV |  | 415 V |  |  | 1000.00 kVA | 19700101 |  | 1 | 0 | Fail | Please check "Voltage In/Out"
378019123 | TNB | DISTRIBUTION | WP PUTRAJAYA & CYBERJAYA | Existing | VCBJ/PCE/J00151/MATX1 | 310282195 | TX1-C23433 | D-CBJ-C15-0540 |  | 0 | RYB |  |  | 11 kV |  | 415 V |  |  | 1000.00 kVA | 19700101 |  | 1 | 0 | Fail | Please check "Voltage In/Out"
378019126 | TNB | DISTRIBUTION | WP PUTRAJAYA & CYBERJAYA | Existing | VCBJ/PCE/J00151/MATX2 | 310282184 | TX2-C23434 | D-CBJ-C15-0540 |  | 0 | RYB |  |  | 11 kV |  | 415 V |  |  | 1000.00 kVA | 19700101 |  | 1 | 0 | Fail | Please check "Voltage In/Out"
378043815 | TNB | DISTRIBUTION | WP PUTRAJAYA & CYBERJAYA | Existing | VPTJ/PCE/J14222/MATX2 | 300267418 | TX2-PTJ14225 | PE 14.22 KOMPLEKS SEK MEN (F2) |  | 0 | RYB |  |  | 11 kV |  | 415 V |  | MTM | 1000.00 kVA | 20070309 |  | 1 | 0 | Fail | Please check "Voltage In/Out"
378044150 | TNB | DISTRIBUTION | WP PUTRAJAYA & CYBERJAYA | Existing | VPTJ/PCE/J14071/MATX1 | 300267931 | TX1-PTJ14073 | PE 14.07 Perumahan 14-5B (F1) |  | 0 | RYB |  |  | 11 kV |  | 415 V |  | MTM | 1000.00 kVA | 18/02/2009 |  | 1 | 0 | Fail | Please check "Voltage In/Out"
378044271 | TNB | DISTRIBUTION | WP PUTRAJAYA & CYBERJAYA | Existing | VPTJ/PCE/J14072/MATX2 | 300267932 | TX2-PTJ14076 | PE 14.07 Perumahan 14-5B (F2) |  | 0 | RYB |  |  | 11 kV |  | 415 V |  | MTM | 1000.00 kVA | 18/02/2009 |  | 1 | 0 | Fail | Please check "Voltage In/Out"
378044542 | TNB | DISTRIBUTION | WP PUTRAJAYA & CYBERJAYA | Existing | VPTJ/PCE/J14082/MATX2 | 300267936 | TX1-PTJ14085 | PE 14.08 Perumahan 14-10 (F2) |  | 0 | RYB |  |  | 11 kV |  | 415 V |  | MTM | 1000.00 kVA | 28/11/2008 |  | 1 | 0 | Fail | Please check "Voltage In/Out"
378044668 | TNB | DISTRIBUTION | WP PUTRAJAYA & CYBERJAYA | Existing | VPTJ/PCE/J14132/MATX2 | 300267404 | TX2-PTJ14135 | PE 14.13 ERUMAHAN 14-9 (EFI) ( |  | 126 | RYB |  |  | 11 kV |  | 415 V |  | EWT | 1000.00 kVA | 20060902 |  | 1 | 127 | Fail | Please check "Voltage In/Out"
378044793 | TNB | DISTRIBUTION | WP PUTRAJAYA & CYBERJAYA | Existing | VPTJ/PCE/J14022/MATX2 | 300267298 | TX2-PTJ14025 | PE 14.02 PERUMAHAN 14-1 (EFI) |  | 0 | RYB |  |  | 11 kV |  | 415 V |  | EWT | 1000.00 kVA | 25/02/2006 |  | 1 | 0 | Fail | Please check "Voltage In/Out"
378044917 | TNB | DISTRIBUTION | WP PUTRAJAYA & CYBERJAYA | Existing | VPTJ/PCE/J14111/MATX1 | 300267401 | TX1-PTJ14115 | PE 14.11 PERUMAHAN 14-1 (F2) |  | 0 | RYB |  |  | 11 kV |  | 415 V |  | SGB | 1000.00 kVA | 25/02/2006 |  | 1 | 0 | Fail | Please check "Voltage In/Out"
378045279 | TNB | DISTRIBUTION | WP PUTRAJAYA & CYBERJAYA | Existing | VPTJ/PCE/J01632/MATX1 | 300454542 | TX1-PTJ01636 | PE 1.63 HOTEL PZ10 (F2) |  | 0 | RYB |  |  | 11 kV |  | 415 V |  | MTM | 1000.00 kVA | 19700101 |  | 1 | 0 | Fail | Please check "Voltage In/Out"
378045424 | TNB | DISTRIBUTION | WP PUTRAJAYA & CYBERJAYA | Existing | VPTJ/PCE/J16311/MATX1 | 310338861 | TX1-PTJ16312 | PE 16.31 TEMP PPA1M PR 16 |  | 0 | RYB |  |  | 11 kV |  | 415 V |  |  | 1000.00 kVA | 19700101 |  | 1 | 0 | Fail | Please check "Voltage In/Out"
378045550 | TNB | DISTRIBUTION | WP PUTRAJAYA & CYBERJAYA | Existing | VPTJ/PCE/J16202/MATX2 | 300267469 | TX2-PTJ16206 | PE 16.20 APT A1 (EFI) (F2) |  | 0 | RYB |  |  | 11 kV |  | 415 V |  | MTM | 1000.00 kVA | 20000311 |  | 1 | 1 | Fail | Please check "Voltage In/Out"
378045691 | TNB | DISTRIBUTION | WP PUTRAJAYA & CYBERJAYA | Existing | VPTJ/PCE/J16192/MATX2 | 300267467 | TX2-PTJ16196 | PE 16.19 APT A2 (F2) |  | 0 | RYB |  |  | 11 kV |  | 415 V |  | MTM | 1000.00 kVA | 20000311 |  | 1 | 1 | Fail | Please check "Voltage In/Out"
378045821 | TNB | DISTRIBUTION | WP PUTRAJAYA & CYBERJAYA | Existing | VPTJ/PCE/J16182/MATX2 | 300267465 | TX2-PTJ16186 | PE 16.18 APT A3 (EFI) (F2) |  | 0 | RYB |  |  | 11 kV |  | 415 V |  | MTM | 1000.00 kVA | 20000311 |  | 1 | 1 | Fail | Please check "Voltage In/Out"
378045949 | TNB | DISTRIBUTION | WP PUTRAJAYA & CYBERJAYA | Existing | VPTJ/PCE/J16152/MATX2 | 300267461 | TX2-PTJ16156 | PE 16.15 SEK. REN (F2) |  | 0 | RYB |  |  | 11 kV |  | 415 V |  | MTM | 1000.00 kVA | 20020509 |  | 1 | 0 | Fail | Please check "Voltage In/Out"
378046125 | TNB | DISTRIBUTION | WP PUTRAJAYA & CYBERJAYA | Existing | VPTJ/PCE/J16132/MATX2 | 300267459 | TX2-PTJ16136 | PE 16.13 SEK. MEN (F2) |  | 0 | RYB |  |  | 11 kV |  | 415 V |  | MTM | 1000.00 kVA | 20020509 |  | 1 | 0 | Fail | Please check "Voltage In/Out"
378046352 | TNB | DISTRIBUTION | WP PUTRAJAYA & CYBERJAYA | Existing | VPTJ/PCE/J16222/MATX2 | 300267471 | TX1-PTJ16226 | PE 16.22 P16 BGW (F2) |  | 0 | RYB |  |  | 11 kV |  | 415 V |  | MTM | 1000.00 kVA | 20020508 |  | 1 | 0 | Fail | Please check "Voltage In/Out"
378046700 | TNB | DISTRIBUTION | WP PUTRAJAYA & CYBERJAYA | Existing | VPTJ/PCE/J14292/MATX2 | 300267425 | TX2-PTJ14296 | PE 14.29 GUDANG (EFI) (F2) |  | 0 | RYB |  |  | 11 kV |  | 415 V |  | EWT | 1000.00 kVA | 20080801 |  | 1 | 0 | Fail | Please check "Voltage In/Out"
378046924 | TNB | DISTRIBUTION | WP PUTRAJAYA & CYBERJAYA | Existing | VPTJ/PCE/J14271/MATX1 | 300267421 | TX1-PTJ14273 | PE 14.27 KOMP PJC SEMENTARA |  | 0 | RYB |  |  | 11 kV |  | 415 V |  | MTM | 750.00 kVA | 19990901 |  | 1 | 0 | Fail | Please check "Voltage In/Out"
378046927 | TNB | DISTRIBUTION | WP PUTRAJAYA & CYBERJAYA | Existing | VPTJ/PCE/J14271/MATX2 | 300267422 | TX2-PTJ14274 | PE 14.27 KOMP PJC SEMENTARA |  | 0 | RYB |  |  | 11 kV |  | 415 V |  | MTM | 750.00 kVA | 19990901 |  | 1 | 0 | Fail | Please check "Voltage In/Out"
378047092 | TNB | DISTRIBUTION | WP PUTRAJAYA & CYBERJAYA | Existing | VPTJ/PCE/J14281/MATX1 | 300267423 | TX1-PTJ14282 | PE 14.28 KOMPLEKS SEDLEY |  | 0 | RYB |  |  | 11 kV |  | 415 V |  | EWT | 1000.00 kVA | 19990901 |  | 1 | 0 | Fail | Please check "Voltage In/Out"
378047210 | TNB | DISTRIBUTION | WP PUTRAJAYA & CYBERJAYA | Existing | VPTJ/PCE/J14041/MATX1 | 300267300 | TX1-PTJ14042 | PE 14.04 PADAT L/JALAN |  | 0 | RYB |  |  | 11 kV |  | 415 V |  | INDKOM | 500.00 kVA | 14/03/2005 |  | 1 | 0 | Fail | Please check "Voltage In/Out"
378047526 | TNB | DISTRIBUTION | WP PUTRAJAYA & CYBERJAYA | Existing | VPTJ/PCE/J15251/MATX1 | 300454840 | TX1-PTJ15252 | PE 15.25 PJBT KEDUTAAN IRAQ (F |  | 0 | RYB |  |  | 11 kV |  | 415 V |  | EWT | 500.00 kVA | 19700101 |  | 1 | 1 | Fail | Please check "Voltage In/Out"
378047622 | TNB | DISTRIBUTION | WP PUTRAJAYA & CYBERJAYA | Existing | VPTJ/PCE/J15252/MATX1 | 300454843 | TX2-PTJ15255 | PE 15.25 PJBT KEDUTAAN IRAQ (F |  | 0 | RYB |  |  | 11 kV |  | 415 V |  | EWT | 500.00 kVA | 19700101 |  | 1 | 0 | Fail | Please check "Voltage In/Out"
378047716 | TNB | DISTRIBUTION | WP PUTRAJAYA & CYBERJAYA | Existing | VPTJ/PCE/J00330/MATX1 | 300498674 | TX1-PTJ15533 | PE 15.53 KEDUTAAN BRUNEI F1 |  | 0 | RYB |  |  | 11 kV |  | 415 V |  | EWT | 500.00 kVA | 19700101 |  | 1 | 0 | Fail | Please check "Voltage In/Out"
378047812 | TNB | DISTRIBUTION | WP PUTRAJAYA & CYBERJAYA | Existing | VPTJ/PCE/J15532/MATX2 | 300499940 | TX2-PTJ15536 | PE 15.53 KEDUTAAN BRUNEI F2 |  | 0 | RYB |  |  | 11 kV |  | 415 V |  | EWT | 500.00 kVA | 19700101 |  | 1 | 0 | Fail | Please check "Voltage In/Out"
378047977 | TNB | DISTRIBUTION | WP PUTRAJAYA & CYBERJAYA | Existing | VPTJ/PCE/J15231/MATX1 | 300267442 | TX1-PTJ15232 | PE 15.23 PROMENADE |  | 1 | RYB |  |  | 11 kV |  | 415 V |  |  | 500.00 kVA | 31/05/2006 |  | 1 | 1 | Fail | Please check "Voltage In/Out"
378048081 | TNB | DISTRIBUTION | WP PUTRAJAYA & CYBERJAYA | Existing | VPTJ/PCE/J11142/MATX2 | 300267245 | TX1-PTJ11146 | PE 11.14 APT C (F2) |  | 0 | RYB |  |  | 11 kV |  | 415 V |  | MTM | 1000.00 kVA | 13/05/2003 |  | 1 | 0 | Fail | Please check "Voltage In/Out"
378048377 | TNB | DISTRIBUTION | WP PUTRAJAYA & CYBERJAYA | Existing | VCBJ/PCE/J21831/MATX1 | 300344094 | TX1- CBJ21833 | PE 21.83 PS14 ROAD D |  | 0 | RYB |  |  | 11 kV |  | 415 V |  | SGB | 500.00 kVA | 21/03/2012 |  | 1 | 0 | Fail | Please check "Voltage In/Out"
378048519 | TNB | DISTRIBUTION | WP PUTRAJAYA & CYBERJAYA | Existing | VCBJ/PCE/J23101/MATX1 | 300461013 | TX1- CBJ23103 | PE 23.10 CLOVER NO.1 |  | 0 | RYB |  |  | 11 kV |  | 415 V |  |  | 500.00 kVA | 19700101 |  | 1 | 0 | Fail | Please check "Voltage In/Out"
378048522 | TNB | DISTRIBUTION | WP PUTRAJAYA & CYBERJAYA | Existing | VCBJ/PCE/J23101/MATX1 | 300461015 | TX2- CBJ23104 | PE 23.10 CLOVER NO.1 |  | 0 | RYB | [7 empty] | 1000.00 kVA | 19700101 |  | 1 | 0 | Fail | Please check "Voltage In/Out"
378048702 | TNB | DISTRIBUTION | WP PUTRAJAYA & CYBERJAYA | Existing | VCBJ/PCE/J23121/MATX1 | 300461066 | TX1-CBJ23123 | PE 23.12 CLOVER NO.3 |  | 0 | RYB |  |  | 11 kV |  | 415 V |  | MTM | 750.00 kVA | 19700101 |  | 1 | 0 | Fail | Please check "Voltage In/Out"
378048705 | TNB | DISTRIBUTION | WP PUTRAJAYA & CYBERJAYA | Existing | VCBJ/PCE/J23121/MATX1 | 300461072 | TX2-CBJ23124 | PE 23.12 CLOVER NO.3 |  | 0 | RYB | [6 empty] | MTM | 1000.00 kVA | 19700101 |  | 1 | 0 | Fail | Please check "Voltage In/Out"
378048908 | TNB | DISTRIBUTION | WP PUTRAJAYA & CYBERJAYA | Existing | VCBJ/PCE/J23111/MATX1 | 300461070 | TX1- CBJ23113 | PE 23.11 CLOVER NO.2 |  | 0 | RYB |  |  | 11 kV |  | 415 V |  | MTM | 750.00 kVA | 19700101 |  | 1 | 0 | Fail | Please check "Voltage In/Out"
378048911 | TNB | DISTRIBUTION | WP PUTRAJAYA & CYBERJAYA | Existing | VCBJ/PCE/J23111/MATX1 | 300461071 | TX2- CBJ23114 | PE 23.11 CLOVER NO.2 |  | 0 | RYB | [6 empty] | MTM | 1000.00 kVA | 19700101 |  | 1 | 0 | Fail | Please check "Voltage In/Out"
378049309 | TNB | DISTRIBUTION | WP PUTRAJAYA & CYBERJAYA | Existing | VCBJ/PCE/J21851/MATX1 | 300344093 | TX1-CBJ21853 | PE 21.85 MYVILLA P1 PARCEL A |  | 0 | RYB |  |  | 11 kV |  | 415 V |  | EWT | 1000.00 kVA | 21/03/2012 |  | 1 | 0 | Fail | Please check "Voltage In/Out"
378049312 | TNB | DISTRIBUTION | WP PUTRAJAYA & CYBERJAYA | Existing |  |  | TX2-CBJ21854 | PE 21.85 MYVILLA P1 PARCEL A |  | 0 | RYB |  |  | 11 kV |  | 415 V |  |  | 1000.00 kVA | 19700101 |  | 1 | 0 | Fail | Please check "Voltage In/Out"
378049479 | TNB | DISTRIBUTION | WP PUTRAJAYA & CYBERJAYA | Existing | VCBJ/PCE/J21861/MATX1 | 300344092 | TX1-CBJ21863 | PE 21.86 MYVILLA P1 PARCEL B |  | 0 | RYB |  |  | 11 kV |  | 415 V |  | EWT | 1000.00 kVA | 19/05/2012 |  | 1 | 0 | Fail | Please check "Voltage In/Out"
378049675 | TNB | DISTRIBUTION | WP PUTRAJAYA & CYBERJAYA | Existing | VCBJ/PCE/J00103/MATX1 | 300498118 | TX1- CBJ23223 | PE 23.22 SHOP LOT MYVILLA PRS 5 |  | 0 | RYB |  |  | 11 kV |  | 415 V |  | MTM | 750.00 kVA | 19700101 |  | 1 | 0 | Fail | Please check "Voltage In/Out"
378049678 | TNB | DISTRIBUTION | WP PUTRAJAYA & CYBERJAYA | Existing | VCBJ/PCE/J00103/MATX2 | 300497516 | TX2- CBJ23224 | PE 23.22 SHOP LOT MYVILLA PRS 5 |  | 0 | RYB |  |  | 11 kV |  | 415 V |  | MTM | 500.00 kVA | 19700101 |  | 1 | 0 | Fail | Please check "Voltage In/Out"
378049852 | TNB | DISTRIBUTION | WP PUTRAJAYA & CYBERJAYA | Existing | VCBJ/PCE/J21931/MATX1 | 300344117 | TX1-CBJ21933 | PE 21.93 MYVILLA P3 PARCEL A |  | 0 | RYB |  |  | 11 kV |  | 415 V |  | EWT | 1000.00 kVA | 20120908 |  | 1 | 0 | Fail | Please check "Voltage In/Out"
378049855 | TNB | DISTRIBUTION | WP PUTRAJAYA & CYBERJAYA | Existing | VCBJ/PCE/J21931/MATX2 | 310392937 | TX2-CBJ21934 | PE 21.93 MYVILLA P3 PARCEL A |  | 0 | RYB |  |  | 11 kV |  | 415 V |  | EWT | 1000.00 kVA | 19700101 |  | 1 | 0 | Fail | Please check "Voltage In/Out"
378050049 | TNB | DISTRIBUTION | WP PUTRAJAYA & CYBERJAYA | Existing | VCBJ/PCE/J21941/MATX1 | 300344115 | TX1-CBJ21943 | PE 21.94 MYVILLA P3 PARCEL B |  | 0 | RYB |  |  | 11 kV |  | 415 V |  | EWT | 1000.00 kVA | 20120908 |  | 1 | 0 | Fail | Please check "Voltage In/Out"
378050052 | TNB | DISTRIBUTION | WP PUTRAJAYA & CYBERJAYA | Existing | VCBJ/PCE/J21941/MATX2 | 310393995 | TX2-CBJ21944 | PE 21.94 MYVILLA P3 PARCEL B |  | 0 | RYB |  |  | 11 kV |  | 415 V |  | EWT | 1000.00 kVA | 19700101 |  | 1 | 0 | Fail | Please check "Voltage In/Out"
378050645 | TNB | DISTRIBUTION | WP PUTRAJAYA & CYBERJAYA | Existing | VPTJ/PCE/J07021/MATX1 | 300267075 | TX1- PTJ07023 | PE 7.02 POLIS PUTRAJAYA (F1) |  | 0 | RYB |  |  | 11 kV |  | 415 V |  | LKH | 1000.00 kVA | 28/07/1999 |  | 1 | 0 | Fail | Please check "Voltage In/Out"
378050744 | TNB | DISTRIBUTION | WP PUTRAJAYA & CYBERJAYA | Existing | VPTJ/PCE/J07022/MATX2 | 300267076 | TX2- PTJ07026 | PE 7.02 POLIS PUTRAJAYA (F2) |  | 0 | RYB |  |  | 11 kV |  | 415 V |  | LKH | 1000.00 kVA | 28/07/1999 |  | 1 | 0 | Fail | Please check "Voltage In/Out"
378050845 | TNB | DISTRIBUTION | WP PUTRAJAYA & CYBERJAYA | Existing | VPTJ/PCE/J07011/MATX1 | 300267073 | TX1- PTJ07013 | PE 7.01 BOMBA PUTRAJAYA (F1) |  | 0 | RYB |  |  | 11 kV |  | 415 V |  | LKH | 1000.00 kVA | 28/07/1999 |  | 1 | 0 | Fail | Please check "Voltage In/Out"
378050938 | TNB | DISTRIBUTION | WP PUTRAJAYA & CYBERJAYA | Existing | VPTJ/PCE/J07012/MATX2 | 300267074 | TX2- PTJ07014 | PE 7.01 IBU PEJABAT BOMBA (F2) |  | 0 | RYB |  |  | 11 kV |  | 415 V |  | LKH | 1000.00 kVA | 28/07/1999 |  | 1 | 0 | Fail | Please check "Voltage In/Out"
378051060 | TNB | DISTRIBUTION | WP PUTRAJAYA & CYBERJAYA | Existing | VPTJ/PCE/J07081/MATX1 | 300267083 | TX1- PTJ07082 | PE 7.08 PARK & RIDE (F1) |  | 0 | RYB |  |  | 11 kV |  | 415 V |  | SGB | 1000.00 kVA | 20070504 |  | 1 | 0 | Fail | Please check "Voltage In/Out"
378051159 | TNB | DISTRIBUTION | WP PUTRAJAYA & CYBERJAYA | Existing | VPTJ/PCE/J07082/MATX2 | 300267084 | TX1- PTJ07085 | PE 7.08 PARK & RIDE (F2) |  | 0 | RYB |  |  | 11 kV |  | 415 V |  | SGB | 1000.00 kVA | 20070504 |  | 1 | 0 | Fail | Please check "Voltage In/Out"
378051590 | TNB | DISTRIBUTION | WP PUTRAJAYA & CYBERJAYA | Existing | VPTJ/PCE/J07071/MATX1 | 300267081 | TX1- PTJ07073 | PE 7.07 PLF (F1) |  | 0 | RYB |  |  | 11 kV |  | 415 V |  | MTM | 1000.00 kVA | 27/07/1999 |  | 1 | 0 | Fail | Please check "Voltage In/Out"
378051686 | TNB | DISTRIBUTION | WP PUTRAJAYA & CYBERJAYA | Existing | VPTJ/PCE/J07072/MATX2 | 300267082 | TX1- PTJ07076 | PE 7.07 PLF (F2) |  | 0 | RYB |  |  | 11 kV |  | 415 V |  | MTM | 1000.00 kVA | 27/07/1999 |  | 1 | 0 | Fail | Please check "Voltage In/Out"
378051791 | TNB | DISTRIBUTION | WP PUTRAJAYA & CYBERJAYA | Existing | VPTJ/PCE/J08121/MATX1 | 300284802 | TX1- PTJ08123 | PE 8.12 INSIDE PPU 5 (F1) |  | 0 | RYB |  |  | 11 kV |  | 415 V |  | MTM | 1000.00 kVA | 20001210 |  | 1 | 0 | Fail | Please check "Voltage In/Out"
378051887 | TNB | DISTRIBUTION | WP PUTRAJAYA & CYBERJAYA | Existing | VPTJ/PCE/J08122/MATX2 | 300267106 | TX2- PTJ08126 | PE 8.12 INSIDE PPU 5 (F2) |  | 39 | RYB |  |  | 11 kV |  | 415 V |  | MTM | 1000.00 kVA | 20001210 |  | 1 | 39 | Fail | Please check "Voltage In/Out"
378052145 | TNB | DISTRIBUTION | WP PUTRAJAYA & CYBERJAYA | Existing | VPTJ/PCE/J08311/MATX1 | 300452992 | TX1- PTJ08312 | PE 8.31 8C3 F1 |  | 0 | RYB |  |  | 11 kV |  | 415 V |  | EWT | 1000.00 kVA | 19700101 |  | 1 | 16 | Fail | Please check "Voltage In/Out"
378052241 | TNB | DISTRIBUTION | WP PUTRAJAYA & CYBERJAYA | Existing | VPTJ/PCE/J08312/MATX1 | 300452994 | TX1- PTJ08316 | PE 8.31 8C3 F2 |  | 0 | RYB |  |  | 11 kV |  | 415 V |  |  | 1000.00 kVA | 19700101 |  | 1 | 12 | Fail | Please check "Voltage In/Out"
378052395 | TNB | DISTRIBUTION | WP PUTRAJAYA & CYBERJAYA | Existing | VCBJ/PCE/J22542/MATX2 | 300267640 | TX1-CBJ22546 | PE 22.54 PRIMA 8 F2 |  | 0 | RYB |  |  | 11 kV |  | 415 V |  | MTM | 1000.00 kVA | 20080306 |  | 1 | 1 | Fail | Please check "Voltage In/Out"
378052512 | TNB | DISTRIBUTION | WP PUTRAJAYA & CYBERJAYA | Existing | VCBJ/PCE/J22532/MATX2 | 300267638 | TX1-CBJ22535 | PE 22.53 PRIMA 7 SPAN F2 |  | 0 | RYB |  |  | 11 kV |  | 415 V |  | MTM | 1000.00 kVA | 15/09/2007 |  | 1 | 0 | Fail | Please check "Voltage In/Out"
378052629 | TNB | DISTRIBUTION | WP PUTRAJAYA & CYBERJAYA | Existing | VCBJ/PCE/J22502/MATX2 | 300267633 | TX1-CBJ2250 | PE 22.50 LOT PT 12092 F2 |  | 1 | RYB |  |  | 11 kV |  | 415 V |  | EWT | 750.00 kVA | 20/06/2006 |  | 1 | 6 | Fail | Please check "Voltage In/Out"
378053481 | TNB | DISTRIBUTION | WP PUTRAJAYA & CYBERJAYA | Existing | VCBJ/PCE/J22671/MATX1 | 300267008 | TX1-CBJ22673 | PE 22.67 KWDI 1 F1 |  | 0 | RYB |  |  | 11 kV |  | 415 V |  | MTM | 1000.00 kVA | 20091009 |  | 1 | 2 | Fail | Please check "Voltage In/Out"
378054720 | TNB | DISTRIBUTION | WP PUTRAJAYA & CYBERJAYA | Existing | VCBJ/PCE/J23161/MATX1 | 300460754 | TX1-CBJ23163 | PE 23.16 MASJID CYBERJAYA |  | 0 | RYB |  |  | 11 kV |  | 415 V |  | EWT | 500.00 kVA | 19700101 |  | 1 | 1 | Fail | Please check "Voltage In/Out"
378054723 | TNB | DISTRIBUTION | WP PUTRAJAYA & CYBERJAYA | Existing | VCBJ/PCE/J23161/MATX2 | 300460848 | TX2-CBJ23164 | PE 23.16 MASJID CYBERJAYA |  | 0 | RYB |  |  | 11 kV |  | 415 V |  | MTM | 1000.00 kVA | 19700101 |  | 1 | 6 | Fail | Please check "Voltage In/Out"
378055467 | TNB | DISTRIBUTION | WP PUTRAJAYA & CYBERJAYA | Existing | VCBJ/PCE/J00118/MATX1 | 310338764 | TX1-CBJ25263 | PE 25.26 SETIA VILLA 6 |  | 0 | RYB |  |  | 11 kV |  | 415 V |  |  | 1000.00 kVA | 19700101 |  | 1 | 0 | Fail | Please check "Voltage In/Out"
378055567 | TNB | DISTRIBUTION | WP PUTRAJAYA & CYBERJAYA | Existing | VCBJ/PCE/J00117/MATX1 | 310338757 | TX1-CBJ25253 | PE 25.25 SETIA VILLA 5 |  | 0 | RYB |  |  | 11 kV |  | 415 V |  |  | 1000.00 kVA | 19700101 |  | 1 | 0 | Fail | Please check "Voltage In/Out"
378055671 | TNB | DISTRIBUTION | WP PUTRAJAYA & CYBERJAYA | Existing | VCBJ/PCE/J00116/MATX1 | 310338751 | TX1-CBJ25243 | PE 25.24 SETIA VILLA 4 |  | 0 | RYB |  |  | 11 kV |  | 415 V |  |  | 1000.00 kVA | 19700101 |  | 1 | 0 | Fail | Please check "Voltage In/Out"
378055771 | TNB | DISTRIBUTION | WP PUTRAJAYA & CYBERJAYA | Existing | VCBJ/PCE/J00112/MATX1 | 310359233 | TX1-CBJ25193 | PE 25.19 SETIA VILLA 3 |  | 0 | RYB |  |  | 11 kV |  | 415 V |  |  | 1000.00 kVA | 19700101 |  | 1 | 43 | Fail | Please check "Voltage In/Out"
378055870 | TNB | DISTRIBUTION | WP PUTRAJAYA & CYBERJAYA | Existing | VCBJ/PCE/J00110/MATX1 | 310357943 | TX1-CBJ25182 | PE 25.18 SETIA VILLA 2 |  | 0 | RYB |  |  | 11 kV |  | 415 V |  | EWT | 1000.00 kVA | 19700101 |  | 1 | 41 | Fail | Please check "Voltage In/Out"
378055975 | TNB | DISTRIBUTION | WP PUTRAJAYA & CYBERJAYA | Existing | VCBJ/PCE/J00109/MATX1 | 310333051 | TX1-CBJ25173 | PE 25.17 SETIA VILLA 1 |  | 0 | RYB |  |  | 11 kV |  | 415 V |  |  | 1000.00 kVA | 19700101 |  | 1 | 26 | Fail | Please check "Voltage In/Out"
378056071 | TNB | DISTRIBUTION | WP PUTRAJAYA & CYBERJAYA | Existing | VCBJ/PCE/J25221/MATX1 | 310339458 | TX1-CBJ25222 | PE 25.22 SETIA MARINA 3 |  | 0 | RYB |  |  | 11 kV |  | 415 V |  | EWT | 1000.00 kVA | 19700101 |  | 1 | 20 | Fail | Please check "Voltage In/Out"
378056171 | TNB | DISTRIBUTION | WP PUTRAJAYA & CYBERJAYA | Existing | VCBJ/PCE/J25211/MATX1 | 310339452 | TX1-CBJ25212 | PE 25.21 SETIA MARINA 2 |  | 0 | RYB |  |  | 11 kV |  | 415 V |  | EWT | 1000.00 kVA | 19700101 |  | 1 | 32 | Fail | Please check "Voltage In/Out"
378056276 | TNB | DISTRIBUTION | WP PUTRAJAYA & CYBERJAYA | Existing | VCBJ/PCE/J25201/MATX1 | 310339345 | TX1-CBJ25202 | PE 25.20 SETIA MARINA 1 |  | 0 | RYB |  |  | 11 kV |  | 415 V |  | EWT | 1000.00 kVA | 19700101 |  | 1 | 30 | Fail | Please check "Voltage In/Out"
378056452 | TNB | DISTRIBUTION | WP PUTRAJAYA & CYBERJAYA | Existing | VCBJ/PCE/J23171/MATX1 | 310303844 | TX1-CBJ23172 | PE 23.17 TEMP SERI MUTIARA |  | 0 | RYB |  |  | 11 kV |  | 415 V |  | SGB | 1000.00 kVA | 19700101 |  | 1 | 0 | Fail | Please check "Voltage In/Out"
378056686 | TNB | DISTRIBUTION | WP PUTRAJAYA & CYBERJAYA | Existing | VPTJ/PCE/J02081/MATX1 | 300267005 | TX1-PTJ02084 | PE 2.08 TMN WAWASAN (F1) |  | 0 | RYB |  |  | 11 kV |  | 415 V |  | MTM | 1000.00 kVA | 25/08/2002 |  | 1 | 0 | Fail | Please check "Voltage In/Out"
378056826 | TNB | DISTRIBUTION | WP PUTRAJAYA & CYBERJAYA | Existing | VPTJ/PCE/J02082/MATX2 | 300267006 | TX1-PTJ02088 | PE 2.08 TMN WAWASAN (F2) |  | 0 | RYB |  |  | 11 kV |  | 415 V |  | MTM | 1000.00 kVA | 25/08/2002 |  | 1 | 0 | Fail | Please check "Voltage In/Out"
378056921 | TNB | DISTRIBUTION | WP PUTRAJAYA & CYBERJAYA | Existing | VPTJ/PCE/J02071/MATX1 | 300267003 | TX1-PTJ02073 | PE 2.07 INSIDE PPU 18 (F1) |  | 0 | RYB |  |  | 11 kV |  | 415 V |  | MTM | 1000.00 kVA | 23/09/2002 |  | 1 | 0 | Fail | Please check "Voltage In/Out"
378057029 | TNB | DISTRIBUTION | WP PUTRAJAYA & CYBERJAYA | Existing | VPTJ/PCE/J02072/MATX2 | 300267004 | TX1-PTJ02076 | PE 2.07 INSIDE PPU 18 (F2) |  | 0 | RYB |  |  | 11 kV |  | 415 V |  | MTM | 1000.00 kVA | 23/09/2002 |  | 1 | 0 | Fail | Please check "Voltage In/Out"
378057198 | TNB | DISTRIBUTION | WP PUTRAJAYA & CYBERJAYA | Existing | VPTJ/PCE/J02062/MATX2 | 300267002 | TX1-PTJ02066 | PE 2.06 PS 15 (F2) |  | 0 | RYB |  |  | 11 kV |  | 415 V |  | MTM | 1000.00 kVA | 20020607 |  | 1 | 0 | Fail | Please check "Voltage In/Out"
378057304 | TNB | DISTRIBUTION | WP PUTRAJAYA & CYBERJAYA | Existing | VPTJ/PCE/J02291/MATX1 | 310308940 | TX1-PTJ02292 | PE 2.29 TEMP SKYRIDE |  | 0 | RYB |  |  | 11 kV |  | 415 V |  | EWT | 500.00 kVA | 19700101 |  | 1 | 0 | Fail | Please check "Voltage In/Out"
378057416 | TNB | DISTRIBUTION | WP PUTRAJAYA & CYBERJAYA | Existing | VPTJ/PCE/J18251/MATX1 | 300267514 | TX1-PTJ18253 | PE 18.25 KOMPLEKS SEK FASA 3 |  | 0 | RYB |  |  | 11 kV |  | 415 V |  | SGB | 1000.00 kVA | 27/05/2008 |  | 1 | 0 | Fail | Please check "Voltage In/Out"
378057517 | TNB | DISTRIBUTION | WP PUTRAJAYA & CYBERJAYA | Existing | VPTJ/PCE/J18171/MATX1 | 300267498 | TX1-PTJ18172 | PE 18.17 BLOK H 18R12 (F1) |  | 0 | RYB |  |  | 11 kV |  | 415 V |  | MTM | 1000.00 kVA | 20070103 |  | 1 | 0 | Fail | Please check "Voltage In/Out"
378057615 | TNB | DISTRIBUTION | WP PUTRAJAYA & CYBERJAYA | Existing | VPTJ/PCE/J18172/MATX2 | 300267499 | TX1-PTJ18175 | PE 18.17 BLOK H 18R12 (F2) |  | 0 | RYB |  |  | 11 kV |  | 415 V |  | MTM | 1000.00 kVA | 20070103 |  | 1 | 0 | Fail | Please check "Voltage In/Out"
378057779 | TNB | DISTRIBUTION | WP PUTRAJAYA & CYBERJAYA | Existing | VPTJ/PCE/J18161/MATX1 | 300267496 | TX1-PTJ18162 | PE 18.16 BLOK G 18R12 (F1) |  | 0 | RYB |  |  | 11 kV |  | 415 V |  | MTM | 1000.00 kVA | 20070103 |  | 1 | 0 | Fail | Please check "Voltage In/Out"
378057877 | TNB | DISTRIBUTION | WP PUTRAJAYA & CYBERJAYA | Existing | VPTJ/PCE/J18162/MATX2 | 300267497 | TX1-PTJ18165 | PE 18.16 BLOK G 18R12 (F2) |  | 0 | RYB |  |  | 11 kV |  | 415 V |  | MTM | 1000.00 kVA | 20070103 |  | 1 | 0 | Fail | Please check "Voltage In/Out"
378057981 | TNB | DISTRIBUTION | WP PUTRAJAYA & CYBERJAYA | Existing | VPTJ/PCE/J18151/MATX1 | 300267494 | TX1-PTJ18152 | PE 18.15 BLOK E&F 18R12 (F1) |  | 0 | RYB |  |  | 11 kV |  | 415 V |  | MTM | 1000.00 kVA | 20070103 |  | 1 | 0 | Fail | Please check "Voltage In/Out"
378058081 | TNB | DISTRIBUTION | WP PUTRAJAYA & CYBERJAYA | Existing | VPTJ/PCE/J18152/MATX2 | 300267495 | TX1-PTJ18155 | PE 18.15 BLOK E&F 18R12 (F2) |  | 0 | RYB |  |  | 11 kV |  | 415 V |  | MTM | 1000.00 kVA | 20070103 |  | 1 | 0 | Fail | Please check "Voltage In/Out"
378058178 | TNB | DISTRIBUTION | WP PUTRAJAYA & CYBERJAYA | Existing | VPTJ/PCE/J18181/MATX1 | 300267500 | TX1-PTJ18182 | PE 18.18 BLOK C&D 18R12 (F1) |  | 0 | RYB |  |  | 11 kV |  | 415 V |  | MTM | 1000.00 kVA | 20070103 |  | 1 | 0 | Fail | Please check "Voltage In/Out"
378058274 | TNB | DISTRIBUTION | WP PUTRAJAYA & CYBERJAYA | Existing | VPTJ/PCE/J18182/MATX2 | 300267501 | TX1-PTJ18185 | PE 18.18 BLOK C&D 18R12 (F2) |  | 0 | RYB |  |  | 11 kV |  | 415 V |  | MTM | 1000.00 kVA | 20070103 |  | 1 | 0 | Fail | Please check "Voltage In/Out"
378058383 | TNB | DISTRIBUTION | WP PUTRAJAYA & CYBERJAYA | Existing | VPTJ/PCE/J18191/MATX1 | 300267502 | TX1-PTJ18192 | PE 18.19 BLOK A&B 18R12 (F1) |  | 0 | RYB |  |  | 11 kV |  | 415 V |  | MTM | 1000.00 kVA | 20070103 |  | 1 | 0 | Fail | Please check "Voltage In/Out"
378058479 | TNB | DISTRIBUTION | WP PUTRAJAYA & CYBERJAYA | Existing | VPTJ/PCE/J18192/MATX2 | 300267503 | TX1-PTJ18195 | PE 18.19 BLOK A&B 18R12 (F2) |  | 0 | RYB |  |  | 11 kV |  | 415 V |  | MTM | 1000.00 kVA | 20070103 |  | 1 | 0 | Fail | Please check "Voltage In/Out"
378058582 | TNB | DISTRIBUTION | WP PUTRAJAYA & CYBERJAYA | Existing | VPTJ/PCE/J18241/MATX1 | 300267512 | TX1-PTJ18242 | PE 18.24 BLOK D 18R13 (F1) |  | 0 | RYB |  |  | 11 kV |  | 415 V |  | MTM | 1000.00 kVA | 20070103 |  | 1 | 0 | Fail | Please check "Voltage In/Out"
378058678 | TNB | DISTRIBUTION | WP PUTRAJAYA & CYBERJAYA | Existing | VPTJ/PCE/J18242/MATX2 | 300267513 | TX1-PTJ18245 | PE 18.24 BLOK D 18R13 (F2) |  | 0 | RYB |  |  | 11 kV |  | 415 V |  | MTM | 1000.00 kVA | 20070103 |  | 1 | 0 | Fail | Please check "Voltage In/Out"
378058782 | TNB | DISTRIBUTION | WP PUTRAJAYA & CYBERJAYA | Existing | VPTJ/PCE/J18231/MATX1 | 300267510 | TX1-PTJ18232 | PE 18.23 BLOK C 18R13 (F1) |  | 1 | RYB |  |  | 11 kV |  | 415 V |  | MTM | 1000.00 kVA | 20070103 |  | 1 | 1 | Fail | Please check "Voltage In/Out"
378058878 | TNB | DISTRIBUTION | WP PUTRAJAYA & CYBERJAYA | Existing | VPTJ/PCE/J18232/MATX2 | 300267511 | TX1-PTJ18235 | PE 18.23 BLOK C 18R13 (F2) |  | 0 | RYB |  |  | 11 kV |  | 415 V |  | MTM | 1000.00 kVA | 20070103 |  | 1 | 0 | Fail | Please check "Voltage In/Out"
378059149 | TNB | DISTRIBUTION | WP PUTRAJAYA & CYBERJAYA | Existing | VPTJ/PCE/J02211/MATX1 | 300267599 | TX1-PTJ02213 | PE 2.21 S/Tenaga (F1) |  | 0 | RYB |  |  | 11 kV |  | 415 V |  | MTM | 1000.00 kVA | 16/09/2009 |  | 1 | 0 | Fail | Please check "Voltage In/Out"
378059270 | TNB | DISTRIBUTION | WP PUTRAJAYA & CYBERJAYA | Existing | VPTJ/PCE/J02212/MATX2 | 300267597 | TX2-PTJ02216 | PE 2.21 S/Tenaga (F2) |  | 0 | RYB |  |  | 11 kV |  | 415 V |  | MTM | 1000.00 kVA | 16/09/2009 |  | 1 | 0 | Fail | Please check "Voltage In/Out"
378059393 | TNB | DISTRIBUTION | WP PUTRAJAYA & CYBERJAYA | Existing | VPTJ/PCE/J02151/MATX1 | 300267007 | TX1-PTJ02154 | PE 2.15 2G4 (F1) |  | 0 | RYB |  |  | 11 kV |  | 415 V |  | SGB | 1000.00 kVA | 20031207 |  | 1 | 2 | Fail | Please check "Voltage In/Out"
378059741 | TNB | DISTRIBUTION | WP PUTRAJAYA & CYBERJAYA | Existing | VPTJ/PCE/J02121/MATX1 | 300267927 | TX1-PTJ02124 | PE 2.12 2G5 (F1) |  | 0 | RYB |  |  | 11 kV |  | 415 V |  | SGB | 500.00 kVA | 20030104 |  | 1 | 0 | Fail | Please check "Voltage In/Out"
378069825 | TNB | DISTRIBUTION | WP PUTRAJAYA & CYBERJAYA | Existing | VCBJ/PCE/J22771/MATX1 | 300284817 | TX1-CBJ22772 | PE 22.77 - PS2-8 F1 |  | 0 | RYB |  |  | 11 kV |  | 415 V |  | MTM | 500.00 kVA | 20100807 |  | 1 | 0 | Fail | Please check "Voltage In/Out"
378069923 | TNB | DISTRIBUTION | WP PUTRAJAYA & CYBERJAYA | Existing | VCBJ/PCE/J22772/MATX2 | 300284818 | TX1-CBJ22775 | PE 22.77 - PS2-8 F2 |  | 0 | RYB |  |  | 11 kV |  | 415 V |  | MTM | 500.00 kVA | 20100807 |  | 1 | 0 | Fail | Please check "Voltage In/Out"
378070048 | TNB | DISTRIBUTION | WP PUTRAJAYA & CYBERJAYA | Existing | VCBJ/PCE/J24191/MATX1 | 300498115 | TX1-CBJ24193 | PE 24.19 YAKIN INVEST F1 |  | 0 | RYB |  |  | 11 kV |  | 415 V |  | MTM | 750.00 kVA | 19700101 |  | 1 | 0 | Fail | Please check "Voltage In/Out"
378070182 | TNB | DISTRIBUTION | WP PUTRAJAYA & CYBERJAYA | Existing | VCBJ/PCE/J24192/MATX2 | 300497401 | TX1-CBJ24196 | PE 24.19 YAKIN INVEST F2 |  | 0 | RYB |  |  | 11 kV |  | 415 V |  | MTM | 750.00 kVA | 19700101 |  | 1 | 0 | Fail | Please check "Voltage In/Out"
378070529 | TNB | DISTRIBUTION | WP PUTRAJAYA & CYBERJAYA | Existing | VCBJ/PCE/J22881/MATX1 | 300343545 | TX1-CBJ22883 | PE 22.88 SKY LEISURE F1 |  | 0 | RYB |  |  | 11 kV |  | 415 V |  | MTM | 1000.00 kVA | 26/04/2012 |  | 1 | 0 | Fail | Please check "Voltage In/Out"
378070631 | TNB | DISTRIBUTION | WP PUTRAJAYA & CYBERJAYA | Existing | VCBJ/PCE/J22882/MATX2 | 300343546 | TX1-CBJ22886 | PE 22.88 SKY LEISURE F2 |  | 0 | RYB |  |  | 11 kV |  | 415 V |  | MTM | 1000.00 kVA | 26/04/2012 |  | 1 | 0 | Fail | Please check "Voltage In/Out"
378071187 | TNB | DISTRIBUTION | WP PUTRAJAYA & CYBERJAYA | Existing | VCBJ/PCE/J22372/MATX2 | 300267617 | TX2-CBJ22376 | PE 22.37 BOMBA CJ F2 |  | 0 | RYB |  |  | 11 kV |  | 415 V |  | MTM | 1000.00 kVA | 20040804 |  | 1 | 0 | Fail | Please check "Voltage In/Out"
378071495 | TNB | DISTRIBUTION | WP PUTRAJAYA & CYBERJAYA | Existing | VCBJ/PCE/J22931/MATX1 | 300454864 | TX1-CBJ22934 | PE 22.93 BLOK A TRIENTEL |  | 0 | RYB | [7 empty] | 1000.00 kVA | 22/02/2014 |  | 1 | 1 | Fail | Please check "Voltage In/Out"
378071498 | TNB | DISTRIBUTION | WP PUTRAJAYA & CYBERJAYA | Existing | VCBJ/PCE/J22931/MATX2 | 300454865 | TX2-CBJ22933 | PE 22.93 BLOK A TRIENTEL |  | 0 | RYB | [7 empty] | 1000.00 kVA | 22/02/2014 |  | 1 | 0 | Fail | Please check "Voltage In/Out"
378071669 | TNB | DISTRIBUTION | WP PUTRAJAYA & CYBERJAYA | Existing | VCBJ/PCE/J22951/MATX1 | 300454851 | TX1-CBJ22953 | PE 22.95 TRIENTEL BLOK C |  | 0 | RYB | [7 empty] | 1000.00 kVA | 23/02/2014 |  | 1 | 1 | Fail | Please check "Voltage In/Out"
378071769 | TNB | DISTRIBUTION | WP PUTRAJAYA & CYBERJAYA | Existing | VCBJ/PCE/J22961/MATX1 | 300454863 | TX1-CBJ22963 | PE 22.96 TRIENTEL BLOK D |  | 0 | RYB | [7 empty] | 1000.00 kVA | 22/02/2014 |  | 1 | 1 | Fail | Please check "Voltage In/Out"
378071875 | TNB | DISTRIBUTION | WP PUTRAJAYA & CYBERJAYA | Existing | VCBJ/PCE/J22941/MA TX1 | 300454847 | TX1-CBJ22493 | PE 22.94 TRIENTEL BLOK B |  | 0 | RYB |  |  | 11 kV |  | 415 V |  | MTM | 1000.00 kVA | 23/02/2014 |  | 1 | 1 | Fail | Please check "Voltage In/Out"
378071878 | TNB | DISTRIBUTION | WP PUTRAJAYA & CYBERJAYA | Existing | VCBJ/PCE/J22941/MA TX2 | 300454848 | TX2-CBJ22494 | PE 22.94 TRIENTEL BLOK B |  | 0 | RYB |  |  | 11 kV |  | 415 V |  | MTM | 1000.00 kVA | 23/02/2014 |  | 1 | 0 | Fail | Please check "Voltage In/Out"
378072064 | TNB | DISTRIBUTION | WP PUTRAJAYA & CYBERJAYA | Existing | VCBJ/PCE/J21781/MATX1 | 300344069 | TX1-CBJ21783 | PE 21.78 GARDEN VIEW BLOK C |  | 0 | RYB |  |  | 11 kV |  | 415 V |  | MTM | 1000.00 kVA | 17/05/2012 |  | 1 | 0 | Fail | Please check "Voltage In/Out"
378072159 | TNB | DISTRIBUTION | WP PUTRAJAYA & CYBERJAYA | Existing | VCBJ/PCE/J21771/MATX1 | 300344064 | TX1-CBJ21772 | PE 21.77 GARDEN VIEW BLOK B |  | 0 | RYB |  |  | 11 kV |  | 415 V |  | SGB | 1000.00 kVA | 17/05/2012 |  | 1 | 0 | Fail | Please check "Voltage In/Out"
378072256 | TNB | DISTRIBUTION | WP PUTRAJAYA & CYBERJAYA | Existing | VCBJ/PCE/J21761/MATX1 | 300343822 | TX1-CBJ21763 | PE 21.76 GARDEN VIEW BLOK A |  | 0 | RYB |  |  | 11 kV |  | 415 V |  | SGB | 1000.00 kVA | 17/05/2012 |  | 1 | 1 | Fail | Please check "Voltage In/Out"
378072352 | TNB | DISTRIBUTION | WP PUTRAJAYA & CYBERJAYA | Existing | VCBJ/PCE/J21731/MATX1 | 300284823 | TX1-CBJ21735 | PE 21.73 - SEK. ANTARABANGSA F1 |  | 0 | RYB |  |  | 11 kV |  | 415 V |  | MTM | 1000.00 kVA | 20100807 |  | 1 | 1 | Fail | Please check "Voltage In/Out"
378072568 | TNB | DISTRIBUTION | WP PUTRAJAYA & CYBERJAYA | Existing | VCBJ/PCE/J21732/MATX2 | 300284824 | TX2-CBJ21732 | PE 21.73 - SEK. ANTARABANGSA F2 |  | 0 | RYB |  |  | 11 kV |  | 415 V |  | MTM | 1000.00 kVA | 20100807 |  | 1 | 1 | Fail | Please check "Voltage In/Out"
378072682 | TNB | DISTRIBUTION | WP PUTRAJAYA & CYBERJAYA | Existing | VCBJ/PCE/J22111/MATX1 | 300267587 | TX1-CBJ22113 | PE 22.11 THE STREET MALL F1 |  | 0 | RYB |  |  | 11 kV |  | 415 V |  | MTM | 1000.00 kVA | 18/02/2001 |  | 1 | 0 | Fail | Please check "Voltage In/Out"
378072779 | TNB | DISTRIBUTION | WP PUTRAJAYA & CYBERJAYA | Existing | VCBJ/PCE/J22112/MATX2 | 300267588 | TX1-CBJ22116 | PE 22.11 THE STREET MALL F2 |  | 0 | RYB |  |  | 11 kV |  | 415 V |  | MTM | 1000.00 kVA | 18/02/2001 |  | 1 | 1 | Fail | Please check "Voltage In/Out"
378072874 | TNB | DISTRIBUTION | WP PUTRAJAYA & CYBERJAYA | Existing | VCBJ/PCE/J22411/MATX1 | 300267620 | TX1-CBJ22413 | PE 22.41 32 UNIT S/LOT BLOK A |  | 0 | RYB |  |  | 11 kV |  | 415 V |  | MTM | 1000.00 kVA | 26/10/2004 |  | 1 | 0 | Fail | Please check "Voltage In/Out"
378072970 | TNB | DISTRIBUTION | WP PUTRAJAYA & CYBERJAYA | Existing | VCBJ/PCE/J22412/MATX2 | 300267949 | TX2-CBJ22415 | PE 22.41 32 UNIT S/LOT BLOK A |  | 0 | RYB |  |  | 11 kV |  | 415 V |  | MTM | 1000.00 kVA | 26/10/2004 |  | 1 | 0 | Fail | Please check "Voltage In/Out"
378073346 | TNB | DISTRIBUTION | WP PUTRAJAYA & CYBERJAYA | Existing | VCBJ/PCE/J22421/MATX1 | 300267621 | TX1-CBJ22423 | PE 22.42 32 UNIT S/LOT BLOK B |  | 0 | RYB |  |  | 11 kV |  | 415 V |  | MTM | 1000.00 kVA | 26/10/2004 |  | 1 | 0 | Fail | Please check "Voltage In/Out"
378073453 | TNB | DISTRIBUTION | WP PUTRAJAYA & CYBERJAYA | Existing | VCBJ/PCE/J22422/MATX2 | 300267950 | TX2-CBJ22425 | PE 22.42 32 UNIT S/LOT BLOK B |  | 0 | RYB |  |  | 11 kV |  | 415 V |  | MTM | 1000.00 kVA | 26/10/2004 |  | 1 | 0 | Fail | Please check "Voltage In/Out"
378073551 | TNB | DISTRIBUTION | WP PUTRAJAYA & CYBERJAYA | Existing | VCBJ/PCE/J22701/MATX1 | 300344344 | TX1-CBJ22702 | PE 22.70 CBD PERDANA 2A F1 |  | 0 | RYB |  |  | 11 kV |  | 415 V |  | EWT | 1000.00 kVA | 13/09/2011 |  | 1 | 0 | Fail | Please check "Voltage In/Out"
378073647 | TNB | DISTRIBUTION | WP PUTRAJAYA & CYBERJAYA | Existing | VCBJ/PCE/J22702/MATX2 | 300344348 | TX2-CBJ22705 | PE 22.70 CBD PERDANA 2A F2 |  | 0 | RYB |  |  | 11 kV |  | 415 V |  | EWT | 1000.00 kVA | 17/09/2011 |  | 1 | 1 | Fail | Please check "Voltage In/Out"
378073755 | TNB | DISTRIBUTION | WP PUTRAJAYA & CYBERJAYA | Existing | VCBJ/PCE/J22711/MATX1 | 300344368 | TX1-CBJ22713 | PE 22.71 CBD PERDANA 2B F1 |  | 0 | RYB |  |  | 11 kV |  | 415 V |  | SGB | 1000.00 kVA | 20110809 |  | 1 | 0 | Fail | Please check "Voltage In/Out"
378073758 | TNB | DISTRIBUTION | WP PUTRAJAYA & CYBERJAYA | Existing | VCBJ/PCE/J22711/MATX2 | 300450888 | TX2-CBJ22714 | PE 22.71 CBD PERDANA 2B F1 |  | 0 | RYB |  |  | 11 kV |  | 415 V |  | SGB | 1000.00 kVA | 20110809 |  | 1 | 0 | Fail | Please check "Voltage In/Out"
378112577 | TNB | DISTRIBUTION | WP PUTRAJAYA & CYBERJAYA | Existing | VPTJ/PCE/J08372/MATX1 | 310338936 | TX2- PTJ08376 | PE 8.37 8R7 (F2) |  | 0 | RYB |  |  | 11 kV |  | 415 V |  |  | 1000.00 kVA | 19700101 |  | 1 | 0 | Fail | Please check "Voltage In/Out"
378112671 | TNB | DISTRIBUTION | WP PUTRAJAYA & CYBERJAYA | Existing | VPTJ/PCE/J08371/MATX1 | 310339346 | TX1- PTJ08373 | PE 8.37 8R7 (F1) |  | 0 | RYB |  |  | 11 kV |  | 415 V |  |  | 1000.00 kVA | 19700101 |  | 1 | 0 | Fail | Please check "Voltage In/Out"
378112773 | TNB | DISTRIBUTION | WP PUTRAJAYA & CYBERJAYA | Existing | VPTJ/PCE/J08211/MATX1 | 300267114 | TX1- PTJ08213 | PE 8.21 APT B (EFI) (F1) |  | 0 | RYB |  |  | 11 kV |  | 415 V |  | EWT | 1000.00 kVA | 20021211 |  | 1 | 0 | Fail | Please check "Voltage In/Out"
378112869 | TNB | DISTRIBUTION | WP PUTRAJAYA & CYBERJAYA | Existing | VPTJ/PCE/J08212/MATX2 | 300267115 | TX2- PTJ08216 | PE 8.21 APT B (EFI) (F2) |  | 0 | RYB |  |  | 11 kV |  | 415 V |  | EWT | 1000.00 kVA | 20021211 |  | 1 | 0 | Fail | Please check "Voltage In/Out"
378113381 | TNB | DISTRIBUTION | WP PUTRAJAYA & CYBERJAYA | Existing | VPTJ/PCE/J08271/MATX1 | 300284806 | TX1- PTJ08272 | PE 8.27 APT C5 (F1) |  | 0 | RYB |  |  | 11 kV |  | 415 V |  | MTM | 1000.00 kVA | 18/06/2010 |  | 1 | 0 | Fail | Please check "Voltage In/Out"
378113477 | TNB | DISTRIBUTION | WP PUTRAJAYA & CYBERJAYA | Existing | VPTJ/PCE/J08272/MATX2 | 300284807 | TX2- PTJ08276 | PE 8.27 APT C5 (F2) |  | 0 | RYB |  |  | 11 kV |  | 415 V |  | MTM | 1000.00 kVA | 18/06/2010 |  | 1 | 0 | Fail | Please check "Voltage In/Out"
378113580 | TNB | DISTRIBUTION | WP PUTRAJAYA & CYBERJAYA | Existing | VPTJ/PCE/J08281/MATX1 | 300267105 | TX1- PTJ08282 | PE 8.28 APT C6 F1 |  | 0 | RYB |  |  | 11 kV |  | 415 V |  | EWT | 1000.00 kVA | 18/06/2010 |  | 1 | 0 | Fail | Please check "Voltage In/Out"
378113676 | TNB | DISTRIBUTION | WP PUTRAJAYA & CYBERJAYA | Existing | VPTJ/PCE/J08282/MATX2 | 300284803 | TX2- PTJ08286 | PE 8.28 APT C6 F2 |  | 0 | RYB |  |  | 11 kV |  | 415 V |  | EWT | 1000.00 kVA | 18/06/2010 |  | 1 | 0 | Fail | Please check "Voltage In/Out"
378113967 | TNB | DISTRIBUTION | WP PUTRAJAYA & CYBERJAYA | Existing | VPTJ/PCE/J07131/MATX1 | 310339470 | TX1- PTJ07133 | PE 7.13 TEMP SPRM |  | 0 | RYB |  |  | 11 kV |  | 415 V |  |  | 1000.00 kVA | 19700101 |  | 1 | 0 | Fail | Please check "Voltage In/Out"
378115131 | TNB | DISTRIBUTION | WP PUTRAJAYA & CYBERJAYA | Existing | VPTJ/PCE/J09241/MATX1 | 300267164 | TX1- PTJ09243 | PE 9.24 FLAT C (F1) |  | 0 | RYB |  |  | 11 kV |  | 415 V |  | SGB | 1000.00 kVA | 20011010 |  | 1 | 0 | Fail | Please check "Voltage In/Out"
378115227 | TNB | DISTRIBUTION | WP PUTRAJAYA & CYBERJAYA | Existing | VPTJ/PCE/J09242/MATX2 | 300267165 | TX2- PTJ09246 | PE 9.24 FLAT C (F2) |  | 0 | RYB |  |  | 11 kV |  | 415 V |  | SGB | 1000.00 kVA | 20011010 |  | 1 | 0 | Fail | Please check "Voltage In/Out"
378116783 | TNB | DISTRIBUTION | WP PUTRAJAYA & CYBERJAYA | Existing | VCBJ/PCE/J25231/MATX1 | 310339463 | TX1-CBJ25233 | PE 25.23 SALES OFFICE ECOGLADE |  | 0 | RYB | [7 empty] | 1000.00 kVA | 19700101 |  | 1 | 1 | Fail | Please check "Voltage In/Out"
378117208 | TNB | DISTRIBUTION | WP PUTRAJAYA & CYBERJAYA | Existing | VCBJ/PCE/J21981/MATX1 | 300455171 | TX1-CBJ21983 | PE 21.98 PADAT PETRONAS CYBER 3 |  | 0 | RYB |  |  | 11 kV |  | 415 V |  | EWT | 1000.00 kVA | 19700101 |  | 1 | 0 | Fail | Please check "Voltage In/Out"
378117366 | TNB | DISTRIBUTION | WP PUTRAJAYA & CYBERJAYA | Existing | VCBJ/PCE/J21012/MATX2 | 300267518 | TX2-CBJ21018 | PE 21.01 NTT F2 |  | 0 | RYB |  |  | 11 kV |  | 415 V |  | MTM | 1000.00 kVA | 17/06/2008 |  | 1 | 0 | Fail | Please check "Voltage In/Out"
378117443 | TNB | DISTRIBUTION | WP PUTRAJAYA & CYBERJAYA | Existing | VCBJ/PCE/J21011/MATX1 | 300267294 | TX1-CBJ21014 | PE 21.01 NTT F1 |  | 0 | RYB |  |  | 11 kV |  | 415 V |  | MTM | 1000.00 kVA | 17/06/1999 |  | 1 | 0 | Fail | Please check "Voltage In/Out"
378117591 | TNB | DISTRIBUTION | WP PUTRAJAYA & CYBERJAYA | Existing | VCBJ/PCE/J00107/MATX1 | 310426378 | TX1-CBJ25163 | PE25.16 SETIA RIMBA 4 |  | 0 | RYB |  |  | 11 kV |  | 415 V |  |  | 1000.00 kVA | 19700101 |  | 1 | 29 | Fail | Please check "Voltage In/Out"
378117685 | TNB | DISTRIBUTION | WP PUTRAJAYA & CYBERJAYA | Existing | VCBJ/PCE/J00106/MATX1 | 310426375 | TX1-CBJ25153 | PE25.15 SETIA RIMBA 3 |  | 0 | RYB | [7 empty] | 1000.00 kVA | 19700101 |  | 1 | 33 | Fail | Please check "Voltage In/Out"
378117779 | TNB | DISTRIBUTION | WP PUTRAJAYA & CYBERJAYA | Existing | VCBJ/PCE/J00105/MATX1 | 310426372 | TX1-CBJ25143 | PE25.14 SETIA RIMBA 2 |  | 0 | RYB | [7 empty] | 1000.00 kVA | 19700101 |  | 1 | 24 | Fail | Please check "Voltage In/Out"
378117873 | TNB | DISTRIBUTION | WP PUTRAJAYA & CYBERJAYA | Existing | VCBJ/PCE/J00104/MATX1 | 310426265 | TX1-CBJ25133 | PE 25.13 SETIA RIMBA 1 |  | 0 | RYB |  |  | 11 kV |  | 415 V |  |  | 1000.00 kVA | 19700101 |  | 1 | 30 | Fail | Please check "Voltage In/Out"
378117967 | TNB | DISTRIBUTION | WP PUTRAJAYA & CYBERJAYA | Existing | VCBJ/PCE/J23061/MATX1 | 310360673 | TX1-CBJ23063 | PE 23.06 TEMP OSK |  | 0 | RYB |  |  | 11 kV |  | 415 V |  |  | 1000.00 kVA | 19700101 |  | 1 | 0 | Fail | Please check "Voltage In/Out"
378118163 | TNB | DISTRIBUTION | WP PUTRAJAYA & CYBERJAYA | Existing | VCBJ/PCE/J23191/MATX2 | 310317887 | TX2-CBJ23194 | PE 23.19 AUTOVILLE NO1 |  | 0 | RYB |  |  | 11 kV |  | 415 V |  | MTM | 1000.00 kVA | 19700101 |  | 1 | 0 | Fail | Please check "Voltage In/Out"
378118166 | TNB | DISTRIBUTION | WP PUTRAJAYA & CYBERJAYA | Existing | VCBJ/PCE/J23191/MATX1 | 310317884 | TX1-CBJ23193 | PE 23.19 AUTOVILLE NO1 |  | 0 | RYB |  |  | 11 kV |  | 415 V |  | MTM | 1000.00 kVA | 19700101 |  | 1 | 0 | Fail | Please check "Voltage In/Out"
378118334 | TNB | DISTRIBUTION | WP PUTRAJAYA & CYBERJAYA | Existing | VCBJ/PCE/J23201/MATX2 | 310386515 | TX2-CBJ23204 | PE 23.20 AUTOVILLE 2 |  | 0 | RYB |  |  | 11 kV |  | 415 V |  | MTM | 1000.00 kVA | 19700101 |  | 1 | 0 | Fail | Please check "Voltage In/Out"
378118337 | TNB | DISTRIBUTION | WP PUTRAJAYA & CYBERJAYA | Existing | VCBJ/PCE/J23201/MATX1 | 310386514 | TX1-CBJ23203 | PE 23.20 AUTOVILLE 2 |  | 0 | RYB |  |  | 11 kV |  | 415 V |  | MTM | 1000.00 kVA | 19700101 |  | 1 | 0 | Fail | Please check "Voltage In/Out"
378130191 | TNB | DISTRIBUTION | WP PUTRAJAYA & CYBERJAYA | Existing | VPTJ/PCE/J18201/MATX1 | 300267504 | TX1-PTJ18202 | PE 18.20 TMN PANCARONA (F1) |  | 1 | RYB |  |  | 11 kV |  | 415 V |  | SGB | 500.00 kVA | 20070103 |  | 1 | 1 | Fail | Please check "Voltage In/Out"
378130287 | TNB | DISTRIBUTION | WP PUTRAJAYA & CYBERJAYA | Existing | VPTJ/PCE/J18202/MATX2 | 300267505 | TX1-PTJ18205 | PE 18.20 TMN PANCARONA (F2) |  | 0 | RYB |  |  | 11 kV |  | 415 V |  | SGB | 500.00 kVA | 17/08/2006 |  | 1 | 0 | Fail | Please check "Voltage In/Out"
378130441 | TNB | DISTRIBUTION | WP PUTRAJAYA & CYBERJAYA | Existing | VPTJ/PCE/J04062/MATX2 | 300267024 | TX1-PTJ04065 | PE 4.06 PADAT S/L (F2) |  | 0 | RYB |  |  | 11 kV |  | 415 V |  | EWT | 1000.00 kVA | 22/08/2003 |  | 1 | 0 | Fail | Please check "Voltage In/Out"
378130549 | TNB | DISTRIBUTION | WP PUTRAJAYA & CYBERJAYA | Existing | VPTJ/PCE/J04061/MATX1 | 300267023 | TX1-PTJ04062 | PE 4.06 S/LIGHTING (F1) |  | 0 | RYB |  |  | 11 kV |  | 415 V |  | EWT | 1000.00 kVA | 22/08/2003 |  | 1 | 0 | Fail | Please check "Voltage In/Out"
378130724 | TNB | DISTRIBUTION | WP PUTRAJAYA & CYBERJAYA | Existing | VPTJ/PCE/J17021/MATX1 | 300267477 | TX1-PTJ17023 | PE 17.02 R8B |  | 0 | RYB |  |  | 11 kV |  | 415 V |  | SGB | 500.00 kVA | 20/11/2008 |  | 1 | 0 | Fail | Please check "Voltage In/Out"
378130874 | TNB | DISTRIBUTION | WP PUTRAJAYA & CYBERJAYA | Existing | VPTJ/PCE/J19021/MATX1 | 300267271 | TX1-PTJ19022 | PE 19.02 JLB 3 |  | 0 | RYB |  |  | 11 kV |  | 415 V |  | EWT | 1000.00 kVA | 28/08/2007 |  | 1 | 0 | Fail | Please check "Voltage In/Out"
378131005 | TNB | DISTRIBUTION | WP PUTRAJAYA & CYBERJAYA | Existing | VPTJ/PCE/J18031/MATX1 | 300267482 | TX1-PTJ18033 | PE 18.03 PS 12 |  | 0 | RYB |  |  | 11 kV |  | 415 V |  | SGB | 1000.00 kVA | 20041201 |  | 1 | 0 | Fail | Please check "Voltage In/Out"
378131175 | TNB | DISTRIBUTION | WP PUTRAJAYA & CYBERJAYA | Existing | VPTJ/PCE/J18211/MATX1 | 300267506 | TX1-PTJ18212 | PE 18.21 BLOK A 18R13 (F1) |  | 0 | RYB |  |  | 11 kV |  | 415 V |  | MTM | 1000.00 kVA | 20070103 |  | 1 | 0 | Fail | Please check "Voltage In/Out"
378131271 | TNB | DISTRIBUTION | WP PUTRAJAYA & CYBERJAYA | Existing | VPTJ/PCE/J18212/MATX2 | 300267507 | TX2-PTJ18215 | PE 18.21 BLOK A 18R13 (F2) |  | 0 | RYB |  |  | 11 kV |  | 415 V |  | MTM | 1000.00 kVA | 20070103 |  | 1 | 0 | Fail | Please check "Voltage In/Out"
378131380 | TNB | DISTRIBUTION | WP PUTRAJAYA & CYBERJAYA | Existing | VPTJ/PCE/J02251/MATX1 | 300485088 | TX1-PTJ02253 | PE 2.25 C/S FORMULA E 1 |  | 0 | RYB |  |  | 11 kV |  | 415 V |  | INDKOM | 1000.00 kVA | 30/06/2014 |  | 1 | 0 | Fail | Please check "Voltage In/Out"
378131484 | TNB | DISTRIBUTION | WP PUTRAJAYA & CYBERJAYA | Existing | VPTJ/PCE/J02271/MATX1 | 300485245 | TX1-PTJ02273 | PE 2.27 C/S FORMULA E 3 |  | 0 | RYB |  |  | 11 kV |  | 415 V |  | INDKOM | 1000.00 kVA | 20140810 |  | 1 | 0 | Fail | Please check "Voltage In/Out"
378155518 | TNB | DISTRIBUTION | WP PUTRAJAYA & CYBERJAYA | Existing | VCBJ/PCE/J22712/MATX2 | 300344375 | TX2-CBJ22718 | PE 22.71 CBD PERDANA 2B F2 |  | 0 | RYB |  |  | 11 kV |  | 415 V |  | EWT | 1000.00 kVA | 20110809 |  | 1 | 1 | Fail | Please check "Voltage In/Out"
378155521 | TNB | DISTRIBUTION | WP PUTRAJAYA & CYBERJAYA | Existing | VCBJ/PCE/J22712/MATX1 | 300450898 | TX1-CBJ22717 | PE 22.71 CBD PERDANA 2B F2 |  | 0 | RYB |  |  | 11 kV |  | 415 V |  | SGB | 1000.00 kVA | 20110809 |  | 1 | 1 | Fail | Please check "Voltage In/Out"
378155684 | TNB | DISTRIBUTION | WP PUTRAJAYA & CYBERJAYA | Existing | VCBJ/PCE/J22822/MATX2 | 300344384 | TX2-CBJ22826 | PE 22.82 CBD PERDANA 2C F2 |  | 0 | RYB |  |  | 11 kV |  | 415 V |  | MTM | 1000.00 kVA | 16/02/2012 |  | 1 | 0 | Fail | Please check "Voltage In/Out"
378155780 | TNB | DISTRIBUTION | WP PUTRAJAYA & CYBERJAYA | Existing | VCBJ/PCE/J22821/MATX1 | 300344380 | TX1-CBJ22823 | PE 22.82 CBD PERDANA 2C F1 |  | 0 | RYB |  |  | 11 kV |  | 415 V |  | MTM | 1000.00 kVA | 16/02/2012 |  | 1 | 0 | Fail | Please check "Voltage In/Out"
378156501 | TNB | DISTRIBUTION | WP PUTRAJAYA & CYBERJAYA | Existing | VCBJ/PCE/J21651/MATX1 | 300267945 | TX1-CBJ21652 | PE 21.65 EMERIO F1 |  | 0 | RYB |  |  | 11 kV |  | 415 V |  | MTM | 1000.00 kVA | 24/09/2008 |  | 1 | 0 | Fail | Please check "Voltage In/Out"
378156597 | TNB | DISTRIBUTION | WP PUTRAJAYA & CYBERJAYA | Existing | VCBJ/PCE/J21652/MATX2 | 300267946 | TX2-CBJ21655 | PE 21.65 EMERIO F2 |  | 0 | RYB |  |  | 11 kV |  | 415 V |  | MTM | 1000.00 kVA | 24/09/2008 |  | 1 | 0 | Fail | Please check "Voltage In/Out"
378186697 | TNB | DISTRIBUTION | WP PUTRAJAYA & CYBERJAYA | Existing | VCBJ/PCE/J21262/MATX2 | 300267550 | TX2-CBJ21266 | PE 21.26 PUSAT KAWAL SELIA F2 |  | 0 | RYB |  |  | 11 kV |  | 415 V |  | EWT | 1000.00 kVA | 17/05/2002 |  | 1 | 0 | Fail | Please check "Voltage In/Out"
378187036 | TNB | DISTRIBUTION | WP PUTRAJAYA & CYBERJAYA | Existing | VCBJ/PCE/J21112/MATX2 | 300267530 | TX2-CBJ21116 | PE 21.11 CENTURY SQUARE 2310 F2 |  | 0 | RYB |  |  | 11 kV |  | 415 V |  | MTM | 1000.00 kVA | 20000903 |  | 1 | 0 | Fail | Please check "Voltage In/Out"
378187225 | TNB | DISTRIBUTION | WP PUTRAJAYA & CYBERJAYA | Existing | VCBJ/PCE/J21082/MATX2 | 300267527 | TX2-CBJ21086 | PE 21.08 CENTURY SQUARE 2300 F2 |  | 0 | RYB |  |  | 11 kV |  | 415 V |  | MTM | 1000.00 kVA | 16/02/2000 |  | 1 | 0 | Fail | Please check "Voltage In/Out"
378187437 | TNB | DISTRIBUTION | WP PUTRAJAYA & CYBERJAYA | Existing | VCBJ/PCE/J22901/MATX1 | 300454641 | TX1-CBJ22903 | PE 22.90 SHAFBURY APT BLOK B |  | 0 | RYB |  |  | 11 kV |  | 415 V |  | EWT | 1000.00 kVA | 19700101 |  | 1 | 1 | Fail | Please check "Voltage In/Out"
378187531 | TNB | DISTRIBUTION | WP PUTRAJAYA & CYBERJAYA | Existing | VCBJ/PCE/J22851/MATX1 | 300454904 | TX1-CBJ22853 | SS 22.85 SHAFTBURY CHILLER PLA |  | 0 | RYB |  |  | 11 kV |  | 415 V |  | EWT | 1000.00 kVA | 19700101 |  | 1 | 0 | Fail | Please check "Voltage In/Out"
378187625 | TNB | DISTRIBUTION | WP PUTRAJAYA & CYBERJAYA | Existing | VCBJ/PCE/J22852/MATX1 | 300454907 | TX2-CBJ22856 | SS 22.85 SHAFTBURY CHILLER PLA |  | 0 | RYB |  |  | 11 kV |  | 415 V |  | EWT | 1000.00 kVA | 19700101 |  | 1 | 0 | Fail | Please check "Voltage In/Out"
378187778 | TNB | DISTRIBUTION | WP PUTRAJAYA & CYBERJAYA | Existing | VCBJ/PCE/J22981/MATX1 | 300454645 | TX1-CBJ22983 | PE 22.98 SHAFBURY APT A |  | 0 | RYB |  |  | 11 kV |  | 415 V |  | MTM | 1000.00 kVA | 29/03/2013 |  | 1 | 0 | Fail | Please check "Voltage In/Out"
378188006 | TNB | DISTRIBUTION | WP PUTRAJAYA & CYBERJAYA | Existing | VCBJ/PCE/J00344/MATX1 | 300514686 | TX1-CBJ24313 | PE 24.31 CRISTAL TERES |  | 0 | RYB |  |  | 11 kV |  | 415 V |  | EWT | 1000.00 kVA | 19700101 |  | 1 | 0 | Fail | Please check "Voltage In/Out"
378188107 | TNB | DISTRIBUTION | WP PUTRAJAYA & CYBERJAYA | Existing | VCBJ/PCE/J00343/MATX1 | 300514685 | TX1-CBJ24302 | PE 24.30 CRYSTAL BLOK B |  | 0 | RYB |  |  | 11 kV |  | 415 V |  | EWT | 1000.00 kVA | 19700101 |  | 1 | 0 | Fail | Please check "Voltage In/Out"
378188110 | TNB | DISTRIBUTION | WP PUTRAJAYA & CYBERJAYA | Existing | VCBJ/PCE/J00343/MATX2 | 300499707 | TX2-CBJ24304 | PE 24.30 CRYSTAL BLOK B |  | 0 | RYB |  |  | 11 kV |  | 415 V |  | MTM | 500.00 kVA | 19700101 |  | 1 | 0 | Fail | Please check "Voltage In/Out"
378188278 | TNB | DISTRIBUTION | WP PUTRAJAYA & CYBERJAYA | Existing | VCBJ/PCE/J00342/MATX1 | 300514683 | TX1-CBJ24291 | PE 24.29 CRYSTAL BLOK A |  | 0 | RYB |  |  | 11 kV |  | 415 V |  | EWT | 1000.00 kVA | 19700101 |  | 1 | 0 | Fail | Please check "Voltage In/Out"
378188281 | TNB | DISTRIBUTION | WP PUTRAJAYA & CYBERJAYA | Existing | VCBJ/PCE/J00342/MATX2 | 300499111 | TX2-CBJ24294 | PE 24.29 CRYSTAL BLOK A |  | 0 | RYB |  |  | 11 kV |  | 415 V |  | MTM | 500.00 kVA | 19700101 |  | 1 | 0 | Fail | Please check "Voltage In/Out"
378188892 | TNB | DISTRIBUTION | WP PUTRAJAYA & CYBERJAYA | Existing | VCBJ/PCE/J22722/MATX1 | 300454498 | TX2-CBJ22726 | PE 22.72 CYBERNEO 3 F2 |  | 0 | RYB |  |  | 11 kV |  | 415 V |  | MTM | 1000.00 kVA | 19700101 | DONE DR | 1 | 0 | Fail | Please check "Voltage In/Out"
378189708 | TNB | DISTRIBUTION | WP PUTRAJAYA & CYBERJAYA | Existing | VCBJ/PCE/J22801/MATX1 | 300344385 | TX1-CBJ22803 | PE 22.80 APT NEO CYBER BLOK A |  | 0 | RYB |  |  | 11 kV |  | 415 V |  | EWT | 1000.00 kVA | 20111106 |  | 1 | 0 | Fail | Please check "Voltage In/Out"
378189710 | TNB | DISTRIBUTION | WP PUTRAJAYA & CYBERJAYA | Existing | VCBJ/PCE/J22801/MATX2 | 300452907 | TX2-CBJ22804 | PE 22.80 APT NEO CYBER BLOK A |  | 0 | RYB |  |  | 11 kV |  | 415 V |  | EWT | 1000.00 kVA | 20111106 |  | 1 | 0 | Fail | Please check "Voltage In/Out"
378202838 | TNB | DISTRIBUTION | WP PUTRAJAYA & CYBERJAYA | Existing | VPTJ/PCE/J18142/MATX2 | 300267493 | TX2-PTJ18145 | PE 18.14 BLOK D&E (F2) |  | 0 | RYB |  |  | 11 kV |  | 415 V |  | MTM | 1000.00 kVA | 22/02/2007 |  | 1 | 0 | Fail | Please check "Voltage In/Out"
378202975 | TNB | DISTRIBUTION | WP PUTRAJAYA & CYBERJAYA | Existing | VPTJ/PCE/J18131/MATX1 | 300267490 | TX1-PTJ18132 | PE 18.13 BLOK F (F1) |  | 0 | RYB |  |  | 11 kV |  | 415 V |  | EWT | 1000.00 kVA | 22/02/2007 |  | 1 | 0 | Fail | Please check "Voltage In/Out"
378203076 | TNB | DISTRIBUTION | WP PUTRAJAYA & CYBERJAYA | Existing | VPTJ/PCE/J18132/MATX2 | 300267491 | TX2-PTJ18135 | PE 18.13 BLOK F (F2) |  | 0 | RYB |  |  | 11 kV |  | 415 V |  | EWT | 1000.00 kVA | 22/02/2007 |  | 1 | 0 | Fail | Please check "Voltage In/Out"
378203245 | TNB | DISTRIBUTION | WP PUTRAJAYA & CYBERJAYA | Existing | VPTJ/PCE/J18122/MATX2 | 300267489 | TX2-PTJ18126 | PE 18.12 BLOK A (F2) |  | 0 | RYB |  |  | 11 kV |  | 415 V |  | EWT | 1000.00 kVA | 22/02/2007 |  | 1 | 0 | Fail | Please check "Voltage In/Out"
378203356 | TNB | DISTRIBUTION | WP PUTRAJAYA & CYBERJAYA | Existing | VPTJ/PCE/J18111/MATX1 | 300267486 | TX1-PTJ18112 | E 18.11 BLOK B&C (F1) |  | 0 | RYB |  |  | 11 kV |  | 415 V |  | MTM | 1000.00 kVA | 22/02/2007 |  | 1 | 0 | Fail | Please check "Voltage In/Out"
378203452 | TNB | DISTRIBUTION | WP PUTRAJAYA & CYBERJAYA | Existing | VPTJ/PCE/J18112/MATX2 | 300267487 | TX2-PTJ18115 | PE 18.11 BLOK B&C (F2) |  | 0 | RYB |  |  | 11 kV |  | 415 V |  | MTM | 1000.00 kVA | 22/02/2007 |  | 1 | 1 | Fail | Please check "Voltage In/Out"
378203594 | TNB | DISTRIBUTION | WP PUTRAJAYA & CYBERJAYA | Existing | VPTJ/PCE/J18101/MATX1 | 300267485 | TX1-PTJ18102 | PE 18.10 PADAT SL |  | 0 | RYB |  |  | 11 kV |  | 415 V |  | EWT | 1000.00 kVA | 20051104 |  | 1 | 0 | Fail | Please check "Voltage In/Out"
378203712 | TNB | DISTRIBUTION | WP PUTRAJAYA & CYBERJAYA | Existing | VPTJ/PCE/J18041/MATX1 | 300267483 | TX1-PTJ18042 | PE 18.04 PERUMAHAN 18R7 |  | 0 | RYB |  |  | 11 kV |  | 415 V |  | EWT | 1000.00 kVA | 20070303 |  | 1 | 0 | Fail | Please check "Voltage In/Out"
378203820 | TNB | DISTRIBUTION | WP PUTRAJAYA & CYBERJAYA | Existing | VPTJ/PCE/J18051/MATX1 | 300343292 | TX1-PTJ18052 | PE 18.05 PERUMAHAN 18R5 Fasa 2 |  | 0 | RYB |  |  | 11 kV |  | 415 V |  | EWT | 1000.00 kVA | 13/10/2012 |  | 1 | 0 | Fail | Please check "Voltage In/Out"
378203928 | TNB | DISTRIBUTION | WP PUTRAJAYA & CYBERJAYA | Existing | VPTJ/PCE/J18052/MATX2 | 300343544 | TX2-PTJ18055 | PE 18.05 PERUMAHAN 18R5 Fasa 2 |  | 0 | RYB |  |  | 11 kV |  | 415 V |  | EWT | 1000.00 kVA | 13/10/2013 |  | 1 | 0 | Fail | Please check "Voltage In/Out"
378204033 | TNB | DISTRIBUTION | WP PUTRAJAYA & CYBERJAYA | Existing | VPTJ/PCE/J18281/MATX1 | 300452920 | TX1-PTJ18282 | PE 18.28 SEK KEB (2) (F1) |  | 0 | RYB |  |  | 11 kV |  | 415 V |  | EWT | 1000.00 kVA | 19700101 |  | 1 | 1 | Fail | Please check "Voltage In/Out"
378204129 | TNB | DISTRIBUTION | WP PUTRAJAYA & CYBERJAYA | Existing | VPTJ/PCE/J18282/MATX1 | 300452923 | TX2-PTJ18285 | PE 18.28 SEK KEB (2) (F2) |  | 0 | RYB |  |  | 11 kV |  | 415 V |  | EWT | 1000.00 kVA | 19700101 |  | 1 | 1 | Fail | Please check "Voltage In/Out"
378204240 | TNB | DISTRIBUTION | WP PUTRAJAYA & CYBERJAYA | Existing | VPTJ/PCE/J18062/MATX2 | 300288498 | TX2-PTJ18065 | PE 18.06 18R5 (F2) |  | 0 | RYB |  |  | 11 kV |  | 415 V |  | EWT | 1000.00 kVA | 22/12/2010 |  | 1 | 0 | Fail | Please check "Voltage In/Out"
378204346 | TNB | DISTRIBUTION | WP PUTRAJAYA & CYBERJAYA | Existing | VPTJ/PCE/J18061/MATX1 | 300288495 | TX1-PTJ18062 | PE 18.06 18R5 (F1) |  | 0 | RYB |  |  | 11 kV |  | 415 V |  | EWT | 1000.00 kVA | 15/12/2010 |  | 1 | 0 | Fail | Please check "Voltage In/Out"
378204483 | TNB | DISTRIBUTION | WP PUTRAJAYA & CYBERJAYA | Existing | VPTJ/PCE/J18261/MATX1 | 300267516 | TX1-PTJ18263 | PE 18.26 APT. 18R4 (F1) |  | 0 | RYB |  |  | 11 kV |  | 415 V |  | SGB | 1000.00 kVA | 17/06/2008 |  | 1 | 0 | Fail | Please check "Voltage In/Out"
378204486 | TNB | DISTRIBUTION | WP PUTRAJAYA & CYBERJAYA | Existing | VPTJ/PCE/J18261/MATX2 | 310427574 | TX2-PTJ18264 | PE 18.26 APT. 18R4 (F1) |  | 0 | RYB | [6 empty] | SGB | 1000.00 kVA | 19700101 |  | 1 | 0 | Fail | Please check "Voltage In/Out"
378204998 | TNB | DISTRIBUTION | WP PUTRAJAYA & CYBERJAYA | Existing | VPTJ/PCE/J18262/MATX2 | 300267517 | TX3-PTJ18267 | PE 18.26 APT. 18R4 (F2) |  | 0 | RYB |  |  | 11 kV |  | 415 V |  | SGB | 1000.00 kVA | 17/06/2008 |  | 1 | 0 | Fail | Please check "Voltage In/Out"
378205001 | TNB | DISTRIBUTION | WP PUTRAJAYA & CYBERJAYA | Existing | VPTJ/PCE/J18262/MATX2 | 300274612 | TX4-PTJ18268 | PE 18.26 APT. 18R4 (F2) |  | 0 | RYB |  |  | 11 kV |  | 415 V |  | SGB | 1000.00 kVA | 17/06/2008 |  | 1 | 0 | Fail | Please check "Voltage In/Out"
378205166 | TNB | DISTRIBUTION | WP PUTRAJAYA & CYBERJAYA | Existing | VPTJ/PCE/J18271/MATX1 | 300452909 | TX1-PTJ18273 | PE 18.27 KLINIK KESIHATAN (F1) |  | 0 | RYB |  |  | 11 kV |  | 415 V |  | MTM | 1000.00 kVA | 19700101 |  | 1 | 1 | Fail | Please check "Voltage In/Out"
378205262 | TNB | DISTRIBUTION | WP PUTRAJAYA & CYBERJAYA | Existing | VPTJ/PCE/J18272/MATX2 | 300452917 | TX2-PTJ18276 | PE 18.27 KLINIK KESIHATAN (F2) |  | 0 | RYB |  |  | 11 kV |  | 415 V |  | MTM | 1000.00 kVA | 19700101 |  | 1 | 1 | Fail | Please check "Voltage In/Out"
378205365 | TNB | DISTRIBUTION | WP PUTRAJAYA & CYBERJAYA | Existing | VPTJ/PCE/J18081/MATX1 | 300344420 | TX1-PTJ18082 | PE 18.08 18R1 (F1) |  | 0 | RYB |  |  | 11 kV |  | 415 V |  | EWT | 1000.00 kVA | 24/03/2010 |  | 1 | 0 | Fail | Please check "Voltage In/Out"
378205471 | TNB | DISTRIBUTION | WP PUTRAJAYA & CYBERJAYA | Existing | VPTJ/PCE/J18082/MATX2 | 300344421 | TX2-PTJ18086 | PE 18.08 18R1 (F2) |  | 0 | RYB |  |  | 11 kV |  | 415 V |  | MTM | 1000.00 kVA | 24/03/2010 |  | 1 | 0 | Fail | Please check "Voltage In/Out"
378205582 | TNB | DISTRIBUTION | WP PUTRAJAYA & CYBERJAYA | Existing | VPTJ/PCE/J18221/MATX1 | 300267508 | TX1-PTJ18222 | PE 18.22 BLOK B 18R13 (F1) |  | 1 | RYB |  |  | 11 kV |  | 415 V |  | MTM | 1000.00 kVA | 20070103 |  | 1 | 4 | Fail | Please check "Voltage In/Out"
378205680 | TNB | DISTRIBUTION | WP PUTRAJAYA & CYBERJAYA | Existing | VPTJ/PCE/J18222/MATX2 | 300267509 | TX2-PTJ18225 | PE 18.22 BLOK B 18R13 (F2) |  | 0 | RYB |  |  | 11 kV |  | 415 V |  | MTM | 1000.00 kVA | 20070103 |  | 1 | 0 | Fail | Please check "Voltage In/Out"
378214412 | TNB | DISTRIBUTION | WP PUTRAJAYA & CYBERJAYA | Existing | VPTJ/PCE/J02261/MATX1 | 300485135 | TX1- PTJ02263 | PE 2.26 C/S FORMULA E 2 |  | 0 | RYB |  |  | 11 kV |  | 415 V |  | INDKOM | 1000.00 kVA | 28/08/2014 |  | 1 | 0 | Fail | Please check "Voltage In/Out"
378214521 | TNB | DISTRIBUTION | WP PUTRAJAYA & CYBERJAYA | Existing | VPTJ/PCE/J02241/MATX1 | 310303855 | TX1-PTJ02241 | PE 2.24 TEMP 2C5 |  | 0 | RYB |  |  | 11 kV |  | 415 V |  | MTM | 1000.00 kVA | 19700101 |  | 1 | 0 | Fail | Please check "Voltage In/Out"
378214632 | TNB | DISTRIBUTION | WP PUTRAJAYA & CYBERJAYA | Existing | VPTJ/PCE/J02281/MATX1 | 300485553 | TX1- PTJ02273 | PE 2.28 C/S FORMULA E 4 |  | 0 | RYB |  |  | 11 kV |  | 415 V |  | INDKOM | 1000.00 kVA | 20140703 |  | 1 | 0 | Fail | Please check "Voltage In/Out"
378219949 | TNB | DISTRIBUTION | WP PUTRAJAYA & CYBERJAYA | Existing | VPTJ/PCE/J15331/MATX1 | 300453011 | TX1-PTJ15332 | PE 15.33 PDT KEDIAMAN KEDUTAAN |  | 0 | RYB |  |  | 11 kV |  | 415 V |  | EWT | 1000.00 kVA | 19700101 |  | 1 | 2 | Fail | Please check "Voltage In/Out"
378220053 | TNB | DISTRIBUTION | WP PUTRAJAYA & CYBERJAYA | Existing | VPTJ/PCE/J15332/MATX1 | 310338858 | TX2-PTJ15336 | PE 15.33 PDT KEDIAMAN KEDUTAAN |  | 0 | RYB |  |  | 11 kV |  | 415 V |  |  | 1000.00 kVA | 19700101 |  | 1 | 0 | Fail | Please check "Voltage In/Out"
378220212 | TNB | DISTRIBUTION | WP PUTRAJAYA & CYBERJAYA | Existing | VPTJ/PCE/J15052/MATX2 | 300267434 | TX2-PTJ15055 | PE 15.05 BLOK D2 (1) (EFI) (F2) |  | 0 | RYB |  |  | 11 kV |  | 415 V |  | EWT | 1000.00 kVA | 18/02/2006 |  | 1 | 0 | Fail | Please check "Voltage In/Out"
378220308 | TNB | DISTRIBUTION | WP PUTRAJAYA & CYBERJAYA | Existing | VPTJ/PCE/J15061/MATX1 | 300267435 | TX1-PTJ15062 | PE 15.06 BLOK D2 (2) (F1) |  | 0 | RYB |  |  | 11 kV |  | 415 V |  | EWT | 1000.00 kVA | 18/02/2006 |  | 1 | 0 | Fail | Please check "Voltage In/Out"
378220404 | TNB | DISTRIBUTION | WP PUTRAJAYA & CYBERJAYA | Existing | VPTJ/PCE/J15062/MATX2 | 300267436 | TX2-PTJ15065 | PE 15.06 BLOK D2 (2) (F2) |  | 1 | RYB |  |  | 11 kV |  | 415 V |  | EWT | 1000.00 kVA | 18/02/2006 |  | 1 | 1 | Fail | Please check "Voltage In/Out"
378224218 | TNB | DISTRIBUTION | WP PUTRAJAYA & CYBERJAYA | Existing | VCBJ/PCE/J24241/MATX1 | 310332975 | TX1-CBJ24241 | PE 24.24 CRYSTAL VILLE 1 |  | 0 | RYB |  |  | 11 kV |  | 415 V |  | MTM | 1000.00 kVA | 19700101 |  | 1 | 0 | Fail | Please check "Voltage In/Out"
378224312 | TNB | DISTRIBUTION | WP PUTRAJAYA & CYBERJAYA | Existing | VCBJ/PCE/J24251/MATX1 | 310332979 | TX1-CBJ24253 | PE 24.25 CRYSTAL VILLE 2 |  | 0 | RYB |  |  | 11 kV |  | 415 V |  | EWT | 1000.00 kVA | 19700101 |  | 1 | 0 | Fail | Please check "Voltage In/Out"
378224779 | TNB | DISTRIBUTION | WP PUTRAJAYA & CYBERJAYA | Existing | VCBJ/PCE/J24241/MATX2 | 310332976 | TX1-CBJ24244 | PE 24.24 CRYSTAL VILLE 1 |  | 0 | RYB |  |  | 11 kV |  | 415 V |  | EWT | 1000.00 kVA | 19700101 |  | 1 | 0 | Fail | Please check "Voltage In/Out"
378225054 | TNB | DISTRIBUTION | WP PUTRAJAYA & CYBERJAYA | Existing | VCBJ/PCE/J21342/MATX2 | 300267552 | TX2-CBJ21345 | PE 21.34 PS5 F2 |  | 0 | RYB |  |  | 11 kV |  | 415 V |  | EWT | 500.00 kVA | 24/05/2009 |  | 1 | 0 | Fail | Please check "Voltage In/Out"
378285304 | TNB | DISTRIBUTION | WP PUTRAJAYA & CYBERJAYA | Existing | VPTJ/PCE/J01361/MATX1 | 300266977 | TX1-PTJ1364 | PE 1.36 DATARAN PUTRA (F1) |  | 0 | RYB |  |  | 11 kV |  | 415 V |  | MTM | 1000.00 kVA | 13/11/1999 |  | 1 | 1 | Fail | Please check "Voltage In/Out"
378286005 | TNB | DISTRIBUTION | WP PUTRAJAYA & CYBERJAYA | Existing | VPTJ/PCE/J13031/MATX1 | 300267292 | TX1-PTJ13034 | PE 13.03 WETLAND NURSERY 85KW |  | 0 | RYB |  |  | 11 kV |  | 415 V |  | LKH | 500.00 kVA | 25/09/1999 |  | 1 | 0 | Fail | Please check "Voltage In/Out"
378286996 | TNB | DISTRIBUTION | WP PUTRAJAYA & CYBERJAYA | Existing | VPTJ/PCE/J11721/MATX1 | 310283414 | TX1-PTJ11722 | PE 11.72 PRIMA BLOK B (F1) |  | 0 | RYB |  |  | 11 kV |  | 415 V |  | MTM | 1000.00 kVA | 19700101 |  | 1 | 0 | Fail | Please check "Voltage In/Out"
378287092 | TNB | DISTRIBUTION | WP PUTRAJAYA & CYBERJAYA | Existing | VPTJ/PCE/J11722/MATX2 | 310285415 | TX1-PTJ11725 | PE 11.72 PRIMA BLOK B (F2) |  | 0 | RYB |  |  | 11 kV |  | 415 V |  | MTM | 1000.00 kVA | 19700101 |  | 1 | 0 | Fail | Please check "Voltage In/Out"
378287193 | TNB | DISTRIBUTION | WP PUTRAJAYA & CYBERJAYA | Existing | VPTJ/PCE/J11732/MATX2 | 310283407 | TX2-PTJ11732 | PE 11.73 PRIMA BLOK C (F2) |  | 0 | RYB |  |  | 11 kV |  | 415 V |  | MTM | 1000.00 kVA | 19700101 |  | 1 | 0 | Fail | Please check "Voltage In/Out"
378287289 | TNB | DISTRIBUTION | WP PUTRAJAYA & CYBERJAYA | Existing | VPTJ/PCE/J11731/MATX1 | 310283406 | TX1-PTJ11735 | PE 11.73 PRIMA BLOK C (F1) |  | 0 | RYB |  |  | 11 kV |  | 415 V |  | MTM | 1000.00 kVA | 19700101 |  | 1 | 0 | Fail | Please check "Voltage In/Out"
378287395 | TNB | DISTRIBUTION | WP PUTRAJAYA & CYBERJAYA | Existing | VPTJ/PCE/J11712/MATX1 | 300461095 | TX2-PTJ11712 | PE 11.71 PRIMA BLOK A (F2) |  | 0 | RYB |  |  | 11 kV |  | 415 V |  | MTM | 1000.00 kVA | 19700101 |  | 1 | 0 | Fail | Please check "Voltage In/Out"
378287491 | TNB | DISTRIBUTION | WP PUTRAJAYA & CYBERJAYA | Existing | VPTJ/PCE/J11711/MATX1 | 300460847 | TX1-PTJ11715 | PE 11.71 PRIMA BLOK A (F1) |  | 0 | RYB |  |  | 11 kV |  | 415 V |  | MTM | 1000.00 kVA | 19700101 |  | 1 | 0 | Fail | Please check "Voltage In/Out"
378287598 | TNB | DISTRIBUTION | WP PUTRAJAYA & CYBERJAYA | Existing | VPTJ/PCE/J11751/MATX1 | 310286423 | TX1-PTJ11752 | PE 11.75 TEMP PPA1M PR 11 |  | 0 | RYB |  |  | 11 kV |  | 415 V |  |  | 1000.00 kVA | 19700101 |  | 1 | 0 | Fail | Please check "Voltage In/Out"
378287886 | TNB | DISTRIBUTION | WP PUTRAJAYA & CYBERJAYA | Existing | VPTJ/PCE/J11601/MATX1 | 300454508 | TX1-PTJ11602 | PE 11.60 TERES ZON 9B (F1) |  | 0 | RYB |  |  | 11 kV |  | 415 V |  | MTM | 1000.00 kVA | 20130909 |  | 1 | 0 | Fail | Please check "Voltage In/Out"
378287982 | TNB | DISTRIBUTION | WP PUTRAJAYA & CYBERJAYA | Existing | VPTJ/PCE/J11602/MATX2 | 300454514 | TX1-PTJ11606 | PE 11.60 TERES ZON 9B (F2) |  | 0 | RYB |  |  |  |  | 415 V |  | MTM | 1000.00 kVA | 28/12/2013 |  | 1 | 0 | Fail | Please check "Voltage In/Out"
378288086 | TNB | DISTRIBUTION | WP PUTRAJAYA & CYBERJAYA | Existing | VPTJ/PCE/J11742/MATX2 | 310338776 | TX1-PTJ11746 | PE 11.74 TERES ZON C (F2) |  | 0 | RYB |  |  | 11 kV |  | 415 V |  |  | 1000.00 kVA | 19700101 |  | 1 | 0 | Fail | Please check "Voltage In/Out"
378288182 | TNB | DISTRIBUTION | WP PUTRAJAYA & CYBERJAYA | Existing | VPTJ/PCE/J11741/MATX1 | 310338864 | TX2-PTJ11743 | PE 11.74 TERES ZON C (F1) |  | 0 | RYB |  |  | 11 kV |  | 415 V |  |  | 1000.00 kVA | 19700101 |  | 1 | 0 | Fail | Please check "Voltage In/Out"
378288284 | TNB | DISTRIBUTION | WP PUTRAJAYA & CYBERJAYA | Existing | VPTJ/PCE/J11371/MATX1 | 300267267 | TX1-PTJ11376 | PE 11.37 SEK REN FASA 2 (F1) |  | 0 | RYB |  |  | 11 kV |  | 415 V |  | MTM | 1000.00 kVA | 18/10/2004 |  | 1 | 0 | Fail | Please check "Voltage In/Out"
378288380 | TNB | DISTRIBUTION | WP PUTRAJAYA & CYBERJAYA | Existing | VPTJ/PCE/J11372/MATX2 | 300267268 | TX2-PTJ11373 | PE 11.37 SEK REN FASA 2 (F2) |  | 0 | RYB |  |  | 11 kV |  | 415 V |  | MTM | 1000.00 kVA | 18/10/2004 |  | 1 | 0 | Fail | Please check "Voltage In/Out"
378301587 | TNB | DISTRIBUTION | WP PUTRAJAYA & CYBERJAYA | Existing | VCBJ/PCE/J22051/MATX1 | 300267580 | TX1-CBJ22053 | PE 22.05 PADAT ROAD E |  | 0 | RYB |  |  | 11 kV |  | 415 V |  | EWT | 1000.00 kVA | 19980611 |  | 1 | 0 | Fail | Please check "Voltage In/Out"
378301691 | TNB | DISTRIBUTION | WP PUTRAJAYA & CYBERJAYA | Existing | VCBJ/PCE/J22131/MATX1 | 300267591 | TX1-CBJ22133 | PE 22.13 PADAT ROAD E1 |  | 0 | RYB |  |  | 11 kV |  | 415 V |  | EWT | 1000.00 kVA | 20001111 |  | 1 | 0 | Fail | Please check "Voltage In/Out"
378302033 | TNB | DISTRIBUTION | WP PUTRAJAYA & CYBERJAYA | Existing | VCBJ/PCE/J21221/MATX1 | 300267175 | TX1-CBJ21223 | PE 21.22 CYBERVIEW NO.1 |  | 0 | RYB |  |  | 11 kV |  | 415 V |  | MTM | 1000.00 kVA | 31/01/1999 |  | 1 | 0 | Fail | Please check "Voltage In/Out"
378302036 | TNB | DISTRIBUTION | WP PUTRAJAYA & CYBERJAYA | Existing | VCBJ/PCE/J21221/MATX1 | 300267548 | TX2-CBJ21224 | PE 21.22 CYBERVIEW NO.1 |  | 0 | RYB |  |  | 11 kV |  | 415 V |  | MTM | 1000.00 kVA | 31/01/1999 |  | 1 | 0 | Fail | Please check "Voltage In/Out"
378310035 | TNB | DISTRIBUTION | WP PUTRAJAYA & CYBERJAYA | Existing | VPTJ/PCE/J11071/MATX1 | 300279098 | TX1- PTJ11072 | PE 11.07 PADAT ZON 1 |  | 0 | RYB |  |  | 11 kV |  | 415 V |  | MTM | 1000.00 kVA | 22/11/2009 |  | 1 | 0 | Fail | Please check "Voltage In/Out"
378310565 | TNB | DISTRIBUTION | WP PUTRAJAYA & CYBERJAYA | Existing | VPTJ/PCE/J11672/MATX2 | 300267288 | TX2- PTJ11676 | PE 11.67 PS9 (F2) |  | 0 | RYB |  |  | 11 kV |  | 415 V |  | MTM | 1000.00 kVA | 20021006 |  | 1 | 0 | Fail | Please check "Voltage In/Out"
378312341 | TNB | DISTRIBUTION | WP PUTRAJAYA & CYBERJAYA | Existing | VPTJ/PCE/J11132/MATX2 | 300267243 | TX2- PTJ11136 | PE 11.13 APT B (F2) |  | 0 | RYB |  |  | 11 kV |  | 415 V |  | MTM | 1000.00 kVA | 20030805 |  | 1 | 0 | Fail | Please check "Voltage In/Out"
378312796 | TNB | DISTRIBUTION | WP PUTRAJAYA & CYBERJAYA | Existing | VPTJ/PCE/J11162/MATX2 | 300267249 | TX1- PTJ11166 | PE 11.16 APT E (F2) |  | 0 | RYB |  |  | 11 kV |  | 415 V |  | MTM | 1000.00 kVA | 13/05/2003 |  | 1 | 0 | Fail | Please check "Voltage In/Out"
378312900 | TNB | DISTRIBUTION | WP PUTRAJAYA & CYBERJAYA | Existing | VPTJ/PCE/J11152/MATX2 | 300267247 | TX1-PTJ11156 | PE 11.15 APT D (EFI) (F2) |  | 0 | RYB |  |  | 11 kV |  | 415 V |  | MTM | 1000.00 kVA | 20030701 |  | 1 | 0 | Fail | Please check "Voltage In/Out"
378313485 | TNB | DISTRIBUTION | WP PUTRAJAYA & CYBERJAYA | Existing | VPTJ/PCE/J10151/MATX1 | 300455068 | TX1- PTJ10153 | PE 10.15 MINI GOLF |  | 0 | RYB |  |  | 11 kV |  | 415 V |  | EWT | 1000.00 kVA | 19700101 |  | 1 | 0 | Fail | Please check "Voltage In/Out"
378353091 | TNB | DISTRIBUTION | WP PUTRAJAYA & CYBERJAYA | Existing | VPTJ/PCE/J04021/MATX1 | 300267018 | TX1-PTJ04024 | PE 4.02 4G2 (F1) |  | 0 | RYB |  |  | 11 kV |  | 415 V |  | MTM | 1000.00 kVA | 18/12/2003 |  | 1 | 0 | Fail | Please check "Voltage In/Out"
378353212 | TNB | DISTRIBUTION | WP PUTRAJAYA & CYBERJAYA | Existing | VPTJ/PCE/J04022/MATX2 | 300267019 | TX2-PTJ04028 | PE 4.02 4G2 (F2) |  | 0 | RYB |  |  | 11 kV |  | 415 V |  | MTM | 1000.00 kVA | 18/12/2003 |  | 1 | 0 | Fail | Please check "Voltage In/Out"
378353530 | TNB | DISTRIBUTION | WP PUTRAJAYA & CYBERJAYA | Existing | VPTJ/PCE/J05121/MATX1 | 300267037 | TX1-PTJ05122 | PE 5.12 EQUESTRIAN PARK (F1) |  | 2 | RYB |  |  | 11 kV |  | 415 V |  | MTM | 750.00 kVA | 25/06/2005 |  | 1 | 1 | Fail | Please check "Voltage In/Out"
378353626 | TNB | DISTRIBUTION | WP PUTRAJAYA & CYBERJAYA | Existing | VPTJ/PCE/J05122/MATX2 | 300267038 | TX2-PTJ05126 | PE 5.12 EQUESTRIAN PARK (F2) |  | 0 | RYB |  |  | 11 kV |  | 415 V |  | MTM | 750.00 kVA | 25/06/2005 |  | 1 | 0 | Fail | Please check "Voltage In/Out"
378353779 | TNB | DISTRIBUTION | WP PUTRAJAYA & CYBERJAYA | Existing | VPTJ/PCE/J05301/MATX1 | 300267067 | TX1-PTJ05303 | PE 5.30 BLOK D APT 5R6 (F1) |  | 63 | RYB |  |  | 11 kV |  | 415 V |  | MTM | 1000.00 kVA | 30/12/2008 |  | 1 | 1 | Fail | Please check "Voltage In/Out"
378353875 | TNB | DISTRIBUTION | WP PUTRAJAYA & CYBERJAYA | Existing | VPTJ/PCE/J05302/MATX2 | 300267068 | TX2-PTJ05306 | PE 5.30 BLOK D APT 5R6 (F2) |  | 61 | RYB |  |  | 11 kV |  | 415 V |  | MTM | 1000.00 kVA | 30/12/2008 |  | 1 | 1 | Fail | Please check "Voltage In/Out"
378353979 | TNB | DISTRIBUTION | WP PUTRAJAYA & CYBERJAYA | Existing | VPTJ/PCE/J05291/MATX1 | 300267065 | TX1-PTJ05293 | PE 5.29 BLOK C APT 5R6 (F1) |  | 70 | RYB |  |  | 11 kV |  | 415 V |  | MTM | 1000.00 kVA | 30/12/2008 |  | 1 | 1 | Fail | Please check "Voltage In/Out"
378354075 | TNB | DISTRIBUTION | WP PUTRAJAYA & CYBERJAYA | Existing | VPTJ/PCE/J05292/MATX2 | 300267066 | TX2-PTJ05296 | PE 5.29 BLOK C APT 5R6 (F2) |  | 59 | RYB |  |  | 11 kV |  | 415 V |  | MTM | 1000.00 kVA | 30/12/2008 |  | 1 | 1 | Fail | Please check "Voltage In/Out"
378354184 | TNB | DISTRIBUTION | WP PUTRAJAYA & CYBERJAYA | Existing | VPTJ/PCE/J05271/MATX1 | 300267061 | TX1-PTJ05273 | PE 5.27 BLOK A APT 5R6 (F1) |  | 0 | RYB |  |  | 11 kV |  | 415 V |  | MTM | 1000.00 kVA | 30/12/2008 |  | 1 | 0 | Fail | Please check "Voltage In/Out"
378354280 | TNB | DISTRIBUTION | WP PUTRAJAYA & CYBERJAYA | Existing | VPTJ/PCE/J05272/MATX2 | 300267062 | TX2-PTJ05276 | PE 5.27 BLOK A APT 5R6 (F2) |  | 0 | RYB |  |  | 11 kV |  | 415 V |  | MTM | 1000.00 kVA | 30/12/2008 |  | 1 | 0 | Fail | Please check "Voltage In/Out"
378354376 | TNB | DISTRIBUTION | WP PUTRAJAYA & CYBERJAYA | Existing | VPTJ/PCE/J05281/MATX1 | 300267063 | TX1-PTJ05283 | PE 5.28 BLOK B APT 5R6 (F1) |  | 59 | RYB |  |  | 11 kV |  | 415 V |  | MTM | 1000.00 kVA | 30/12/2008 |  | 1 | 1 | Fail | Please check "Voltage In/Out"
378354472 | TNB | DISTRIBUTION | WP PUTRAJAYA & CYBERJAYA | Existing | VPTJ/PCE/J05282/MATX2 | 300267064 | TX2-PTJ05286 | PE 5.28 BLOK B APT 5R6 (F2) |  | 74 | RYB |  |  | 11 kV |  | 415 V |  | MTM | 1000.00 kVA | 30/12/2008 |  | 1 | 1 | Fail | Please check "Voltage In/Out"
378354671 | TNB | DISTRIBUTION | WP PUTRAJAYA & CYBERJAYA | Existing | VPTJ/PCE/J04051/MATX1 | 300267022 | TX1-PTJ04053 | PE 4.05 S/LIGHTING |  | 0 | RYB |  |  | 11 kV |  | 415 V |  | EWT | 1000.00 kVA | 20041010 |  | 1 | 0 | Fail | Please check "Voltage In/Out"
378354773 | TNB | DISTRIBUTION | WP PUTRAJAYA & CYBERJAYA | Existing | VPTJ/PCE/J04081/MATX1 | 300267025 | TX1-PTJ04083 | PE 4.08 S/LIGHTING |  | 0 | RYB |  |  | 11 kV |  | 415 V |  | MTM | 1000.00 kVA | 20041010 |  | 1 | 1 | Fail | Please check "Voltage In/Out"
378354877 | TNB | DISTRIBUTION | WP PUTRAJAYA & CYBERJAYA | Existing | VPTJ/PCE/J04221/MATX1 | 300453426 | TX1-PTJ04223 | PE 4.22 4P5 (F1) |  | 0 | RYB |  |  | 11 kV |  | 415 V |  | MTM | 1000.00 kVA | 19700101 |  | 1 | 1 | Fail | Please check "Voltage In/Out"
378354973 | TNB | DISTRIBUTION | WP PUTRAJAYA & CYBERJAYA | Existing | VPTJ/PCE/J04222/MATX1 | 300453435 | TX2-PTJ04226 | PE 4.22 4P5 (F2) |  | 0 | RYB |  |  | 11 kV |  | 415 V |  | MTM | 1000.00 kVA | 19700101 |  | 1 | 1 | Fail | Please check "Voltage In/Out"
378355092 | TNB | DISTRIBUTION | WP PUTRAJAYA & CYBERJAYA | Existing | VPTJ/PCE/J04092/MATX2 | 300267027 | TX2-PTJ04095 | PE 4.09 S/LIGHTING (F2) |  | 0 | RYB |  |  | 11 kV |  | 415 V |  | EWT | 1000.00 kVA | 22/08/2003 |  | 1 | 0 | Fail | Please check "Voltage In/Out"
378355198 | TNB | DISTRIBUTION | WP PUTRAJAYA & CYBERJAYA | Existing | VPTJ/PCE/J04091/MATX1 | 300267026 | TX1-PTJ04092 | PE 4.09 S/LIGHTING (F1) |  | 0 | RYB |  |  | 11 kV |  | 415 V |  | EWT | 1000.00 kVA | 22/08/2003 |  | 1 | 0 | Fail | Please check "Voltage In/Out"
378355352 | TNB | DISTRIBUTION | WP PUTRAJAYA & CYBERJAYA | Existing | VPTJ/PCE/J03021/MATX1 | 300267014 | TX1-PTJ03023 | PE 3.02 3G1 (F1) |  | 0 | RYB |  |  | 11 kV |  | 415 V |  | MTM | 1000.00 kVA | 20031108 |  | 1 | 0 | Fail | Please check "Voltage In/Out"
378355473 | TNB | DISTRIBUTION | WP PUTRAJAYA & CYBERJAYA | Existing | VPTJ/PCE/J03022/MATX2 | 300267015 | TX2-PTJ03027 | PE 3.02 3G1 (F2) |  | 0 | RYB |  |  | 11 kV |  | 415 V |  | MTM | 1000.00 kVA | 20031108 |  | 1 | 0 | Fail | Please check "Voltage In/Out"
378356417 | TNB | DISTRIBUTION | WP PUTRAJAYA & CYBERJAYA | Existing | VPTJ/PCE/J20041/MATX1 | 300266961 | TX1-PTJ20042 | PE 20.04 PADAT CHALLENGE PARK |  | 1 | RYB |  |  | 11 kV |  | 415 V |  | EWT | 1000.00 kVA | 20061209 |  | 1 | 1 | Fail | Please check "Voltage In/Out"
378356529 | TNB | DISTRIBUTION | WP PUTRAJAYA & CYBERJAYA | Existing | VPTJ/PCE/J20011/MATX1 | 300266964 | TX1-PTJ20013 | PE 20.01 DEPOH SENGGARAAN |  | 0 | RYB |  |  | 11 kV |  | 415 V |  | EWT | 500.00 kVA | 24/12/2003 |  | 1 | 0 | Fail | Please check "Voltage In/Out"
378356730 | TNB | DISTRIBUTION | WP PUTRAJAYA & CYBERJAYA | Existing | VPTJ/PCE/J20051/MATX1 | 300498673 | TX1-PTJ20053 | PE 20.05 PUSARA NEGARA F1 |  | 0 | RYB |  |  | 11 kV |  | 415 V |  | EWT | 500.00 kVA | 19700101 |  | 1 | 0 | Fail | Please check "Voltage In/Out"
378356824 | TNB | DISTRIBUTION | WP PUTRAJAYA & CYBERJAYA | Existing | VPTJ/PCE/J20052/MATX2 | 300499941 | TX1-PTJ20056 | PE 20.05 PUSARA NEGARA F2 |  | 0 | RYB |  |  | 11 kV |  | 415 V |  | EWT | 500.00 kVA | 19700101 |  | 1 | 0 | Fail | Please check "Voltage In/Out"
378357021 | TNB | DISTRIBUTION | WP PUTRAJAYA & CYBERJAYA | Existing | VPTJ/PCE/J20021/MATX1 | 300266963 | TX1-PTJ20022 | PE 20.02 CREMATORIUM |  | 0 | RYB |  |  | 11 kV |  | 415 V |  | EWT | 1000.00 kVA | 18/09/2003 |  | 1 | 0 | Fail | Please check "Voltage In/Out"
378357125 | TNB | DISTRIBUTION | WP PUTRAJAYA & CYBERJAYA | Existing | VPTJ/PCE/J20031/MATX1 | 300266962 | TX1-PTJ20032 | PE 20.03 PUMP HSE |  | 0 | RYB |  |  | 11 kV |  | 415 V |  | EWT | 1000.00 kVA | 18/08/2004 |  | 1 | 1 | Fail | Please check "Voltage In/Out"
378357300 | TNB | DISTRIBUTION | WP PUTRAJAYA & CYBERJAYA | Existing | VPTJ/PCE/J10141/MATX1 | 300267223 | TX1- PTJ10143 | PE 10.14 P10 A1 (F1) |  | 0 | RYB |  |  | 11 kV |  | 415 V |  | EWT | 1000.00 kVA | 20000106 |  | 1 | 0 | Fail | Please check "Voltage In/Out"
378357396 | TNB | DISTRIBUTION | WP PUTRAJAYA & CYBERJAYA | Existing | VPTJ/PCE/J10142/MATX2 | 300267224 | TX2- PTJ10146 | PE 10.14 P10 A1 (F2) |  | 0 | RYB |  |  | 11 kV |  | 415 V |  | EWT | 1000.00 kVA | 20000106 |  | 1 | 0 | Fail | Please check "Voltage In/Out"
378357789 | TNB | DISTRIBUTION | WP PUTRAJAYA & CYBERJAYA | Existing | VPTJ/PCE/J09021/MATX1 | 300267123 | TX1-PTJ09023 | PE 9.02 APT 4E (F1) |  | 0 | RYB |  |  | 11 kV |  | 415 V |  | MTM | 1000.00 kVA | 20001110 |  | 1 | 0 | Fail | Please check "Voltage In/Out"
378357889 | TNB | DISTRIBUTION | WP PUTRAJAYA & CYBERJAYA | Existing | VPTJ/PCE/J09022/MATX2 | 300267124 | TX2- PTJ09026 | PE 9.02 APT 4E (F2) |  | 0 | RYB |  |  | 11 kV |  | 415 V |  | MTM | 1000.00 kVA | 20001110 |  | 1 | 0 | Fail | Please check "Voltage In/Out"
378358177 | TNB | DISTRIBUTION | WP PUTRAJAYA & CYBERJAYA | Existing | VPTJ/PCE/J09041/MATX1 | 300267127 | TX1- PTJ09043 | PE 9.04 APT 3B (EFI) (F1) |  | 0 | RYB |  |  | 11 kV |  | 415 V |  | MTM | 1000.00 kVA | 20000911 |  | 1 | 0 | Fail | Please check "Voltage In/Out"
378358273 | TNB | DISTRIBUTION | WP PUTRAJAYA & CYBERJAYA | Existing | VPTJ/PCE/J09042/MATX2 | 300267128 | TX2- PTJ09046 | PE 9.04 APT 3B (EFI) (F2) |  | 0 | RYB |  |  | 11 kV |  | 415 V |  | MTM | 1000.00 kVA | 20000911 |  | 1 | 0 | Fail | Please check "Voltage In/Out"
378358796 | TNB | DISTRIBUTION | WP PUTRAJAYA & CYBERJAYA | Existing | VPTJ/PCE/J09071/MATX1 | 300267133 | TX1- PTJ09073 | PE 9.07 APT 2A (EFI) (F1) |  | 0 | RYB |  |  | 11 kV |  | 415 V |  | MTM | 1000.00 kVA | 19990612 |  | 1 | 0 | Fail | Please check "Voltage In/Out"
378358892 | TNB | DISTRIBUTION | WP PUTRAJAYA & CYBERJAYA | Existing | VPTJ/PCE/J09072/MATX2 | 300267134 | TX2- PTJ09074 | PE 9.07 APT 2A (EFI) (F2) |  | 0 | RYB |  |  | 11 kV |  | 415 V |  | SGB | 1000.00 kVA | 19990612 |  | 1 | 0 | Fail | Please check "Voltage In/Out"
378359177 | TNB | DISTRIBUTION | WP PUTRAJAYA & CYBERJAYA | Existing | VPTJ/PCE/J09091/MATX1 | 300267137 | TX1- PTJ09093 | PE 9.09 APT A1 (EFI) (F1) |  | 0 | RYB |  |  | 11 kV |  | 415 V |  | MTM | 1000.00 kVA | 19990412 |  | 1 | 0 | Fail | Please check "Voltage In/Out"
378359273 | TNB | DISTRIBUTION | WP PUTRAJAYA & CYBERJAYA | Existing | VPTJ/PCE/J09092/MATX2 | 300267138 | TX2- PTJ09096 | PE 9.09 APT A1 (EFI) (F2) |  | 0 | RYB |  |  | 11 kV |  | 415 V |  | MTM | 1000.00 kVA | 19990412 |  | 1 | 0 | Fail | Please check "Voltage In/Out"
378359654 | TNB | DISTRIBUTION | WP PUTRAJAYA & CYBERJAYA | Existing | VPTJ/PCE/J09161/MATX1 | 300267150 | TX1- PTJ09163 | PE 9.16 APT 6F (F1) |  | 0 | RYB |  |  | 11 kV |  | 415 V |  | SGB | 1000.00 kVA | 20021207 |  | 1 | 0 | Fail | Please check "Voltage In/Out"
378359750 | TNB | DISTRIBUTION | WP PUTRAJAYA & CYBERJAYA | Existing | VPTJ/PCE/J09162/MATX2 | 300267151 | TX2- PTJ09166 | PE 9.16 APT 6F (F2) |  | 0 | RYB |  |  | 11 kV |  | 415 V |  | MTM | 1000.00 kVA | 20021207 |  | 1 | 0 | Fail | Please check "Voltage In/Out"
378360586 | TNB | DISTRIBUTION | WP PUTRAJAYA & CYBERJAYA | Existing | VPTJ/PCE/J09131/MATX1 | 300267144 | TX1- PTJ09133 | PE 9.13 SEK MEN (EFI) (F1) |  | 0 | RYB |  |  | 11 kV |  | 415 V |  | EWT | 1000.00 kVA | 20021101 |  | 1 | 0 | Fail | Please check "Voltage In/Out"
378360682 | TNB | DISTRIBUTION | WP PUTRAJAYA & CYBERJAYA | Existing | VPTJ/PCE/J09132/MATX2 | 300267145 | TX2- PTJ09136 | PE 9.13 SEK MEN (EFI) (F2) |  | 0 | RYB |  |  | 11 kV |  | 415 V |  | EWT | 1000.00 kVA | 20021101 |  | 1 | 0 | Fail | Please check "Voltage In/Out"
378360782 | TNB | DISTRIBUTION | WP PUTRAJAYA & CYBERJAYA | Existing | VPTJ/PCE/J09271/MATX1 | 300267170 | TX1- PTJ09272 | PE 9.27 APT 11A (F1) |  | 0 | RYB |  |  | 11 kV |  | 415 V |  | MTM | 1000.00 kVA | 20030812 |  | 1 | 0 | Fail | Please check "Voltage In/Out"
378360878 | TNB | DISTRIBUTION | WP PUTRAJAYA & CYBERJAYA | Existing | VPTJ/PCE/J09272/MATX2 | 300267171 | TX2- PTJ09275 | PE 9.27 APT 11A (F2) |  | 0 | RYB |  |  | 11 kV |  | 415 V |  | EWT | 1000.00 kVA | 20030812 |  | 1 | 0 | Fail | Please check "Voltage In/Out"
378360978 | TNB | DISTRIBUTION | WP PUTRAJAYA & CYBERJAYA | Existing | VPTJ/PCE/J09281/MATX1 | 300267172 | TX1- PTJ09282 | PE 9.28 APT 11C (EFI) (F1) |  | 0 | RYB |  |  | 11 kV |  | 415 V |  | MTM | 1000.00 kVA | 20030812 |  | 1 | 0 | Fail | Please check "Voltage In/Out"
378361074 | TNB | DISTRIBUTION | WP PUTRAJAYA & CYBERJAYA | Existing | VPTJ/PCE/J09282/MATX2 | 300267173 | TX2- PTJ09285 | PE 9.28 APT 11C (EFI) (F2) |  | 0 | RYB |  |  | 11 kV |  | 415 V |  | MTM | 1000.00 kVA | 20030812 |  | 1 | 0 | Fail | Please check "Voltage In/Out"
378361469 | TNB | DISTRIBUTION | WP PUTRAJAYA & CYBERJAYA | Existing | VPTJ/PCE/J08011/MATX1 | 300267085 | TX1-PTJ08013 | PE 8.01 PS 10 (EFI) (F1) |  | 0 | RYB |  |  | 11 kV |  | 415 V |  | MTM | 1000.00 kVA | 23/07/1999 |  | 1 | 0 | Fail | Please check "Voltage In/Out"
378365890 | TNB | DISTRIBUTION | WP PUTRAJAYA & CYBERJAYA | Existing | VPTJ/PCE/J16111/MATX1 | 300267456 | TX1-PTJ16113 | PE 16.11 DPMR P16/C (F1) |  | 0 | RYB |  |  | 11 kV |  | 415 V |  | MTM | 1000.00 kVA | 20000910 |  | 1 | 0 | Fail | Please check "Voltage In/Out"
378366011 | TNB | DISTRIBUTION | WP PUTRAJAYA & CYBERJAYA | Existing | VPTJ/PCE/J16112/MATX2 | 300267457 | TX2-PTJ16116 | PE 16.11 DPMR P16/C (F2) |  | 0 | RYB |  |  | 11 kV |  | 415 V |  | MTM | 1000.00 kVA | 20000910 |  | 1 | 0 | Fail | Please check "Voltage In/Out"
378366372 | TNB | DISTRIBUTION | WP PUTRAJAYA & CYBERJAYA | Existing | VPTJ/PCE/J16301/MATX1 | 300454809 | TX1-PTJ16303 | PE 16.30 PERUMAHAN P16A (F1) |  | 0 | RYB |  |  | 11 kV |  | 415 V |  |  | 1000.00 kVA | 20140803 |  | 1 | 0 | Fail | Please check "Voltage In/Out"
378366478 | TNB | DISTRIBUTION | WP PUTRAJAYA & CYBERJAYA | Existing | VPTJ/PCE/J16302/MATX1 | 300454877 | TX2-PTJ16305 | PE 16.30 PERUMAHAN P16A (F2) |  | 0 | RYB |  |  | 11 kV |  | 415 V |  | EWT | 1000.00 kVA | 19700101 |  | 1 | 0 | Fail | Please check "Voltage In/Out"
378366632 | TNB | DISTRIBUTION | WP PUTRAJAYA & CYBERJAYA | Existing | VPTJ/PCE/J16281/MATX1 | 300267473 | TX1-PTJ16283 | PE 16.28 TAMAN WARISAN (F1) |  | 2 | RYB |  |  | 11 kV |  | 415 V |  | EWT | 1000.00 kVA | 20020112 |  | 1 | 2 | Fail | Please check "Voltage In/Out"
378366728 | TNB | DISTRIBUTION | WP PUTRAJAYA & CYBERJAYA | Existing | VPTJ/PCE/J16282/MATX2 | 300267474 | TX2-PTJ16286 | PE 16.28 TAMAN WARISAN (F2) |  | 0 | RYB |  |  | 11 kV |  | 415 V |  | EWT | 1000.00 kVA | 20020112 |  | 1 | 0 | Fail | Please check "Voltage In/Out"
378366832 | TNB | DISTRIBUTION | WP PUTRAJAYA & CYBERJAYA | Existing | VPTJ/PCE/J16061/MATX1 | 300267452 | TX1-PTJ16063 | PE 16.06 SEK REN F2 (F1) |  | 0 | RYB |  |  | 11 kV |  | 415 V |  | MTM | 1000.00 kVA | 16/02/2004 |  | 1 | 5 | Fail | Please check "Voltage In/Out"
378366928 | TNB | DISTRIBUTION | WP PUTRAJAYA & CYBERJAYA | Existing | VPTJ/PCE/J16062/MATX2 | 300267453 | TX2-PTJ16066 | PE 16.06 SEK REN F2 (F2) |  | 0 | RYB |  |  | 11 kV |  | 415 V |  | MTM | 1000.00 kVA | 16/02/2004 |  | 1 | 0 | Fail | Please check "Voltage In/Out"
378367029 | TNB | DISTRIBUTION | WP PUTRAJAYA & CYBERJAYA | Existing | VPTJ/PCE/J16071/MATX1 | 300267454 | TX1-PTJ16073 | PE 16.07 22 UNIT TERES (EFI) ( |  | 3 | RYB |  |  | 11 kV |  | 415 V |  | EWT | 1000.00 kVA | 20050110 |  | 1 | 3 | Fail | Please check "Voltage In/Out"
378367125 | TNB | DISTRIBUTION | WP PUTRAJAYA & CYBERJAYA | Existing | VPTJ/PCE/J16072/MATX2 | 300267455 | TX1-PTJ16076 | PE 16.07 22 UNIT TERES (EFI) ( |  | 0 | RYB |  |  | 11 kV |  | 415 V |  | EWT | 1000.00 kVA | 20050110 |  | 1 | 0 | Fail | Please check "Voltage In/Out"
378367229 | TNB | DISTRIBUTION | WP PUTRAJAYA & CYBERJAYA | Existing | VPTJ/PCE/J16292/MATX2 | 300267476 | TX2-PTJ16296 | PE 16.29 25 UNIT (EFI) (F2) |  | 0 | RYB |  |  | 11 kV |  | 415 V |  | EWT | 1000.00 kVA | 20070101 |  | 1 | 0 | Fail | Please check "Voltage In/Out"
378367325 | TNB | DISTRIBUTION | WP PUTRAJAYA & CYBERJAYA | Existing | VPTJ/PCE/J16291/MATX1 | 300267475 | TX1-PTJ16293 | PE 16.29 25 UNIT (EFI) (F1) |  | 0 | RYB |  |  | 11 kV |  | 415 V |  | EWT | 1000.00 kVA | 20070101 |  | 1 | 0 | Fail | Please check "Voltage In/Out"
378367548 | TNB | DISTRIBUTION | WP PUTRAJAYA & CYBERJAYA | Existing | VPTJ/PCE/J16271/MATX1 | 300267472 | TX1-PTJ16273 | PE 16.27 UPPER BISA |  | 0 | RYB |  |  | 11 kV |  | 415 V |  | SGB | 1000.00 kVA | 19/04/2000 |  | 1 | 0 | Fail | Please check "Voltage In/Out"
378367644 | TNB | DISTRIBUTION | WP PUTRAJAYA & CYBERJAYA | Existing | VPTJ/PCE/J16141/MATX1 | 300267443 | TX1-PTJ16143 | PE 16.14 SEMI D (EFI) (F1) |  | 0 | RYB |  |  | 11 kV |  | 415 V |  | SGB | 1000.00 kVA | 13/01/2002 |  | 1 | 0 | Fail | Please check "Voltage In/Out"
378367740 | TNB | DISTRIBUTION | WP PUTRAJAYA & CYBERJAYA | Existing | VPTJ/PCE/J16142/MATX2 | 300267444 | TX2-PTJ16146 | PE 16.14 SEMI D (EFI) (F2) |  | 60 | RYB |  |  | 11 kV |  | 415 V |  | SGB | 1000.00 kVA | 13/01/2002 |  | 1 | 60 | Fail | Please check "Voltage In/Out"
378367842 | TNB | DISTRIBUTION | WP PUTRAJAYA & CYBERJAYA | Existing | VPTJ/PCE/J16161/MATX1 | 300267462 | TX1-PTJ16163 | PE 16.16 PUSAT KEJIRANAN (F1) |  | 1 | RYB |  |  | 11 kV |  | 415 V |  | MTM | 1000.00 kVA | 27/02/2002 |  | 1 | 1 | Fail | Please check "Voltage In/Out"
378367938 | TNB | DISTRIBUTION | WP PUTRAJAYA & CYBERJAYA | Existing | VPTJ/PCE/J16162/MATX2 | 300267463 | TX2-PTJ16166 | PE 16.16 PUSAT KEJIRANAN (F2) |  | 0 | RYB |  |  | 11 kV |  | 415 V |  | EWT | 1000.00 kVA | 27/02/2002 |  | 1 | 0 | Fail | Please check "Voltage In/Out"
378368197 | TNB | DISTRIBUTION | WP PUTRAJAYA & CYBERJAYA | Existing | VPTJ/PCE/J01242/MATX2 | 300052245 | TX1-PTJ01246 | PE 1.24 BOT PUMP (F2) |  | 0 | RYB |  |  | 11 kV |  | 415 V |  | SGB | 1000.00 kVA | 24/08/2003 |  | 1 | 0 | Fail | Please check "Voltage In/Out"
378368297 | TNB | DISTRIBUTION | WP PUTRAJAYA & CYBERJAYA | Existing | VPTJ/PCE/J01241/MATX1 | 300052244 | TX1-PTJ01243 | PE 1.24 BOT PUMP (F1) |  | 0 | RYB |  |  | 11 kV |  | 415 V |  | MTM | 1000.00 kVA | 24/08/2003 |  | 1 | 1 | Fail | Please check "Voltage In/Out"
378368400 | TNB | DISTRIBUTION | WP PUTRAJAYA & CYBERJAYA | Existing | VPTJ/PCE/J01251/MATX1 | 300266965 | TX1-PTJ01253 | PE 1.25 BOT ADMIN (F1) |  | 0 | RYB |  |  | 11 kV |  | 415 V |  | EWT | 1000.00 kVA | 24/08/2000 |  | 1 | 1 | Fail | Please check "Voltage In/Out"
378368496 | TNB | DISTRIBUTION | WP PUTRAJAYA & CYBERJAYA | Existing | VPTJ/PCE/J01252/MATX2 | 300266966 | TX2-PTJ01256 | PE 1.25 BOT ADMIN (F2) |  | 0 | RYB |  |  | 11 kV |  | 415 V |  | EWT | 1000.00 kVA | 24/08/2000 |  | 1 | 0 | Fail | Please check "Voltage In/Out"
378368623 | TNB | DISTRIBUTION | WP PUTRAJAYA & CYBERJAYA | Existing | VPTJ/PCE/J01601/MATX1 | 300266990 | TX1-PTJ01602 | PE 1.60 L/S TPP |  | 0 | RYB |  |  | 11 kV |  | 415 V |  |  | 500.00 kVA | 16/07/2003 |  | 1 | 0 | Fail | Please check "Voltage In/Out"
378368783 | TNB | DISTRIBUTION | WP PUTRAJAYA & CYBERJAYA | Existing | VPTJ/PCE/J01341/MATX1 | 300266973 | TX1-PTJ01342 | PE 1.34 PROMENADE |  | 0 | RYB |  |  | 11 kV |  | 415 V |  | LKH | 1000.00 kVA | 19991211 |  | 1 | 0 | Fail | Please check "Voltage In/Out"
378368889 | TNB | DISTRIBUTION | WP PUTRAJAYA & CYBERJAYA | Existing | VPTJ/PCE/J15031/MATX1 | 300267431 | TX1-PTJ15032 | PE 15.03 WR 3 |  | 0 | RYB |  |  | 11 kV |  | 415 V |  | EWT | 1000.00 kVA | 20/01/2000 |  | 1 | 0 | Fail | Please check "Voltage In/Out"
378368995 | TNB | DISTRIBUTION | WP PUTRAJAYA & CYBERJAYA | Existing | VPTJ/PCE/J15041/MATX1 | 300267432 | TX1-PTJ15042 | PE 15.04 STABLE KOMPLEKS |  | 1 | RYB |  |  | 11 kV |  | 415 V |  | EWT | 1000.00 kVA | 20050101 |  | 1 | 2 | Fail | Please check "Voltage In/Out"
378369327 | TNB | DISTRIBUTION | WP PUTRAJAYA & CYBERJAYA | Existing | VPTJ/PCE/J12031/MATX1 | 310338759 | TX1-PTJ12033 | PE 12.03 SPINE ROAD NO 1 |  | 0 | RYB |  |  | 11 kV |  | 415 V |  |  | 500.00 kVA | 19700101 |  | 1 | 0 | Fail | Please check "Voltage In/Out"
378369702 | TNB | DISTRIBUTION | WP PUTRAJAYA & CYBERJAYA | Existing | VPTJ/PCE/J17041/MATX1 | 300267478 | TX1-PTJ17042 | PE 17.04 RK 1-1 (F1) |  | 0 | RYB |  |  | 11 kV |  | 415 V |  | MTM | 1000.00 kVA | 14/03/2007 |  | 1 | 0 | Fail | Please check "Voltage In/Out"
378369705 | TNB | DISTRIBUTION | WP PUTRAJAYA & CYBERJAYA | Existing | VPTJ/PCE/J17041/MATX2 | 300267939 | TX2-PTJ17043 | PE 17.04 RK 1-1 (F1) |  | 0 | RYB |  |  | 11 kV |  | 415 V |  | MTM | 1000.00 kVA | 14/03/2007 |  | 1 | 0 | Fail | Please check "Voltage In/Out"
378369918 | TNB | DISTRIBUTION | WP PUTRAJAYA & CYBERJAYA | Existing | VPTJ/PCE/J17042/MATX4 | 300267940 | TX2-PTJ17047 | PE 17.04 RK 1-1 (F2) |  | 0 | RYB |  |  | 11 kV |  | 415 V |  | MTM | 1000.00 kVA | 17/03/2007 |  | 1 | 0 | Fail | Please check "Voltage In/Out"
378369921 | TNB | DISTRIBUTION | WP PUTRAJAYA & CYBERJAYA | Existing | VPTJ/PCE/J17042/MATX3 | 300267479 | TX1-PTJ17046 | PE 17.04 RK 1-1 (F2) |  | 0 | RYB |  |  | 11 kV |  | 415 V |  | MTM | 1000.00 kVA | 17/03/2007 |  | 1 | 0 | Fail | Please check "Voltage In/Out"
378370089 | TNB | DISTRIBUTION | WP PUTRAJAYA & CYBERJAYA | Existing | VPTJ/PCE/J17051/MATX1 | 300266998 | TX1-PTJ17052 | PE 17.05 RK 1-2 (F1) |  | 0 | RYB |  |  | 11 kV |  | 415 V |  | EWT | 750.00 kVA | 13/03/2007 |  | 1 | 0 | Fail | Please check "Voltage In/Out"
378370092 | TNB | DISTRIBUTION | WP PUTRAJAYA & CYBERJAYA | Existing | VPTJ/PCE/J17051/MATX2 | 300267296 | TX2-PTJ17053 | PE 17.05 RK 1-2 (F1) |  | 0 | RYB |  |  | 11 kV |  | 415 V |  | EWT | 750.00 kVA | 13/03/2007 |  | 1 | 0 | Fail | Please check "Voltage In/Out"
378383246 | TNB | DISTRIBUTION | WP PUTRAJAYA & CYBERJAYA | Existing | VCBJ/PCE/J21841/MATX1 | 300344095 | TX1-CBJ21843 | PE 21.84 GLOMAC |  | 0 | RYB |  |  | 11 kV |  | 415 V |  | MTM | 1000.00 kVA | 20121104 |  | 1 | 0 | Fail | Please check "Voltage In/Out"
378383249 | TNB | DISTRIBUTION | WP PUTRAJAYA & CYBERJAYA | Existing | VCBJ/PCE/J21841/MATX2 | 300452903 | TX2-CBJ21843 | PE 21.84 GLOMAC |  | 0 | RYB |  |  | 11 kV |  | 415 V |  | MTM | 1000.00 kVA | 19700101 |  | 1 | 0 | Fail | Please check "Voltage In/Out"
378383417 | TNB | DISTRIBUTION | WP PUTRAJAYA & CYBERJAYA | Existing | VCBJ/PCE/J23141/MATX1 | 300485607 | TX1-CBJ23143 | PE 23.14 GLOMAC 2B |  | 0 | RYB |  |  | 11 kV |  | 415 V |  | INDKOM | 1000.00 kVA | 30/11/2014 |  | 1 | 29 | Fail | Please check "Voltage In/Out"
378383526 | TNB | DISTRIBUTION | WP PUTRAJAYA & CYBERJAYA | Existing | VCBJ/PCE/J23131/MATX1 | 300485219 | TX1-CBJ23133 | PE 23.13 GLOMAC 2A |  | 0 | RYB |  |  | 11 kV |  | 415 V |  | EWT | 1000.00 kVA | 19700101 |  | 1 | 27 | Fail | Please check "Voltage In/Out"
378383830 | TNB | DISTRIBUTION | WP PUTRAJAYA & CYBERJAYA | Existing | VCBJ/PCE/J23281/MATX1 | 310338781 | TX1-CBJ23283 | PE 23.28 SITE OFFICE PERSONA M |  | 0 | RYB | [7 empty] | 1000.00 kVA | 19700101 |  | 1 | 0 | Fail | Please check "Voltage In/Out"
378384031 | TNB | DISTRIBUTION | WP PUTRAJAYA & CYBERJAYA | Existing | VCBJ/PCE/J21601/MATX1 | 300267574 | TX1-CBJ21602 | PE 21.60 PADAT PPN CJ7 |  | 0 | RYB |  |  | 11 kV |  | 415 V |  | MTM | 1000.00 kVA | 28/10/2008 |  | 1 | 0 | Fail | Please check "Voltage In/Out"
378386178 | TNB | DISTRIBUTION | WP PUTRAJAYA & CYBERJAYA | Existing | VCBJ/PCE/J21522/MATX2 | 300267569 | TX2-CBJ21526 | PE 21.52 CONDO C3 F2 |  | 0 | RYB |  |  | 11 kV |  | 415 V |  | SGB | 1000.00 kVA | 20040510 |  | 1 | 1 | Fail | Please check "Voltage In/Out"
378386391 | TNB | DISTRIBUTION | WP PUTRAJAYA & CYBERJAYA | Existing | VCBJ/PCE/J25051/MATX2 | 310372339 | TX2-CBJ25054 | PE 25.05 HOSTEL BLOK 1D |  | 0 | RYB |  |  | 11 kV |  | 415 V |  | MTM | 1000.00 kVA | 19700101 |  | 1 | 0 | Fail | Please check "Voltage In/Out"
378386394 | TNB | DISTRIBUTION | WP PUTRAJAYA & CYBERJAYA | Existing | VCBJ/PCE/J25051/MATX1 | 310372338 | TX1-CBJ25053 | PE 25.05 HOSTEL BLOK 1D |  | 0 | RYB |  |  | 11 kV |  | 415 V |  | MTM | 1000.00 kVA | 19700101 |  | 1 | 0 | Fail | Please check "Voltage In/Out"
378386562 | TNB | DISTRIBUTION | WP PUTRAJAYA & CYBERJAYA | Existing | VCBJ/PCE/J25041/MATX2 | 310339291 | TX2-CBJ25044 | PE 25.04 HOSTEL BLOK 1C |  | 0 | RYB |  |  | 11 kV |  | 415 V |  | MTM | 1000.00 kVA | 19700101 |  | 1 | 0 | Fail | Please check "Voltage In/Out"
378386565 | TNB | DISTRIBUTION | WP PUTRAJAYA & CYBERJAYA | Existing | VCBJ/PCE/J25041/MATX1 | 310338937 | TX1-CBJ25043 | PE 25.04 HOSTEL BLOK 1C |  | 0 | RYB |  |  | 11 kV |  | 415 V |  | MTM | 1000.00 kVA | 19700101 |  | 1 | 0 | Fail | Please check "Voltage In/Out"
378386779 | TNB | DISTRIBUTION | WP PUTRAJAYA & CYBERJAYA | Existing | VCBJ/PCE/J25031/MATX1 | 300453481 | TX1-CBJ25033 | PE 25.03 HOSTEL BLOK 1B |  | 0 | RYB |  |  | 11 kV |  | 415 V |  | MTM | 1000.00 kVA | 19700101 |  | 1 | 0 | Fail | Please check "Voltage In/Out"
378386873 | TNB | DISTRIBUTION | WP PUTRAJAYA & CYBERJAYA | Existing | VCBJ/PCE/J25021/MATX1 | 300454736 | TX1-CBJ25023 | PE 25.02 HOSTEL BLOK 1A |  | 0 | RYB |  |  | 11 kV |  | 415 V |  | MTM | 1000.00 kVA | 21/09/2013 |  | 1 | 0 | Fail | Please check "Voltage In/Out"
378386971 | TNB | DISTRIBUTION | WP PUTRAJAYA & CYBERJAYA | Existing | VCBJ/PCE/J23031/MATX1 | 300454680 | TX1-CBJ23033 | PE 23.03 MUTIARA VILLE 1 |  | 0 | RYB |  |  | 11 kV |  | 415 V |  | MTM | 1000.00 kVA | 23/09/2012 |  | 1 | 2 | Fail | Please check "Voltage In/Out"
378387065 | TNB | DISTRIBUTION | WP PUTRAJAYA & CYBERJAYA | Existing | VCBJ/PCE/J23041/MATX1 | 300454733 | TX1-CBJ23043 | PE 23.04 MUTIARA VILLE 2 |  | 0 | RYB |  |  | 11 kV |  | 415 V |  | EWT | 1000.00 kVA | 23/09/2012 |  | 1 | 2 | Fail | Please check "Voltage In/Out"
378404480 | TNB | DISTRIBUTION | WP PUTRAJAYA & CYBERJAYA | Existing | VPTJ/PCE/J01371/MATX1 | 300266979 | TX1-PTJ01373 | PE 1.37 E16 ANJUNG (F1) |  | 0 | RYB |  |  | 11 kV |  | 415 V |  | MTM | 1000.00 kVA | 20/01/2001 |  | 1 | 0 | Fail | Please check "Voltage In/Out"
378404576 | TNB | DISTRIBUTION | WP PUTRAJAYA & CYBERJAYA | Existing | VPTJ/PCE/J01372/MATX2 | 300266980 | TX2-PTJ01376 | PE 1.37 E16 ANJUNG (F2) |  | 0 | RYB |  |  | 11 kV |  | 415 V |  | MTM | 1000.00 kVA | 20/01/2001 |  | 1 | 0 | Fail | Please check "Voltage In/Out"
378405042 | TNB | DISTRIBUTION | WP PUTRAJAYA & CYBERJAYA | Existing | VPTJ/PCE/J01561/MATX1 | 310375549 | TX1-PTJ01563 | PE 1.56 SEK.MEN. A/SHAH (F1) |  | 0 | RYB | [6 empty] | MTM | 1000.00 kVA | 19700101 |  | 1 | 1 | Fail | Please check "Voltage In/Out"
378405138 | TNB | DISTRIBUTION | WP PUTRAJAYA & CYBERJAYA | Existing | VPTJ/PCE/J01562/MATX2 | 300266986 | TX2-PTJ01566 | PE 1.56 SEK.MEN. A/SHAH (F2) |  | 0 | RYB |  |  | 11 kV |  | 415 V |  | MTM | 1000.00 kVA | 20030801 |  | 1 | 0 | Fail | Please check "Voltage In/Out"
378405234 | TNB | DISTRIBUTION | WP PUTRAJAYA & CYBERJAYA | Existing | VPTJ/PCE/J01571/MATX1 | 300266987 | TX1-PTJ01573 | PE 1.57 SEK.MEN. A/SHAH (F1) |  | 0 | RYB |  |  | 11 kV |  | 415 V |  | SGB | 750.00 kVA | 20030801 |  | 1 | 0 | Fail | Please check "Voltage In/Out"
378405330 | TNB | DISTRIBUTION | WP PUTRAJAYA & CYBERJAYA | Existing | VPTJ/PCE/J01572/MATX2 | 300266988 | TX2-PTJ01576 | PE 1.57 SEK.MEN. A/SHAH (F2) |  | 0 | RYB |  |  | 11 kV |  | 415 V |  | SGB | 750.00 kVA | 20030801 |  | 1 | 0 | Fail | Please check "Voltage In/Out"
378405589 | TNB | DISTRIBUTION | WP PUTRAJAYA & CYBERJAYA | Existing | VPTJ/PCE/J01531/MATX1 | 300266984 | TX1-PTJ01534 | PE 1.53 NORTH DEPT (F1) |  | 0 | RYB |  |  | 11 kV |  | 415 V |  | EWT | 500.00 kVA | 20041001 |  | 1 | 0 | Fail | Please check "Voltage In/Out"
378405692 | TNB | DISTRIBUTION | WP PUTRAJAYA & CYBERJAYA | Existing | VPTJ/PCE/J01541/MATX1 | 300266983 | TX1-PTJ01544 | PE 1.54 SOUTH DEPT (F1) |  | 0 | RYB |  |  | 11 kV |  | 415 V |  | EWT | 500.00 kVA | 20041001 |  | 1 | 0 | Fail | Please check "Voltage In/Out"
378405955 | TNB | DISTRIBUTION | WP PUTRAJAYA & CYBERJAYA | Existing | VPTJ/PCE/J01381/MATX1 | 300266981 | TX1-PTJ01384 | PE 1.38 TAMAN PUTRA PERDANA (F |  | 0 | RYB |  |  | 11 kV |  | 415 V |  |  | 1000.00 kVA | 24/08/2000 |  | 1 | 0 | Fail | Please check "Voltage In/Out"
378406058 | TNB | DISTRIBUTION | WP PUTRAJAYA & CYBERJAYA | Existing | VPTJ/PCE/J01382/MATX2 | 300266982 | TX2-PTJ01387 | PE 1.38 TAMAN PUTRA PERDANA (F |  | 0 | RYB |  |  | 11 kV |  | 415 V |  | LKH | 1000.00 kVA | 24/08/2000 |  | 1 | 0 | Fail | Please check "Voltage In/Out"
378406360 | TNB | DISTRIBUTION | WP PUTRAJAYA & CYBERJAYA | Existing | VPTJ/PCE/J15221/MATX1 | 300267441 | TX1-PTJ15222 | PE 15.22 PADAT WR 6 |  | 0 | RYB |  |  | 11 kV |  | 415 V |  | EWT | 1000.00 kVA | 27/08/2005 |  | 1 | 0 | Fail | Please check "Voltage In/Out"
378406558 | TNB | DISTRIBUTION | WP PUTRAJAYA & CYBERJAYA | Existing | VPTJ/PCE/J15452/MATX2 | 300267577 | TX2-PTJ15456 | PE 15.45 Blok C1 15-12B (F2) |  | 0 | RYB |  |  | 11 kV |  | 415 V |  | SGB | 1000.00 kVA | 20091010 |  | 1 | 0 | Fail | Please check "Voltage In/Out"
378406652 | TNB | DISTRIBUTION | WP PUTRAJAYA & CYBERJAYA | Existing | VPTJ/PCE/J15451/MATX1 | 300267928 | TX1-PTJ15453 | PE 15.45 Blok C1 15-12B (F1) |  | 0 | RYB |  |  | 11 kV |  | 415 V |  | SGB | 1000.00 kVA | 20091010 |  | 1 | 0 | Fail | Please check "Voltage In/Out"
378406746 | TNB | DISTRIBUTION | WP PUTRAJAYA & CYBERJAYA | Existing | VPTJ/PCE/J15461/MATX1 | 300267547 | TX1-PTJ15462 | PE 15.46 Blok C2 15-12B (F1) |  | 0 | RYB |  |  | 11 kV |  | 415 V |  | MTM | 1000.00 kVA | 20091010 |  | 1 | 0 | Fail | Please check "Voltage In/Out"
378406842 | TNB | DISTRIBUTION | WP PUTRAJAYA & CYBERJAYA | Existing | VPTJ/PCE/J15462/MATX2 | 300267481 | TX2-PTJ15465 | PE 15.46 Blok C2 15-12B (F2) |  | 0 | RYB |  |  | 11 kV |  | 415 V |  | MTM | 1000.00 kVA | 20091010 |  | 1 | 0 | Fail | Please check "Voltage In/Out"
378406936 | TNB | DISTRIBUTION | WP PUTRAJAYA & CYBERJAYA | Existing | VPTJ/PCE/J15441/MATX1 | 300273243 | TX1-PTJ15442 | PE 15.44 Blok A3 15-12B (F1) |  | 0 | RYB |  |  | 11 kV |  | 415 V |  | MTM | 1000.00 kVA | 20091010 |  | 1 | 0 | Fail | Please check "Voltage In/Out"
378407032 | TNB | DISTRIBUTION | WP PUTRAJAYA & CYBERJAYA | Existing | VPTJ/PCE/J15442/MATX2 | 300273242 | TX2-PTJ15445 | PE 15.44 Blok A3 15-12B (F2) |  | 0 | RYB |  |  | 11 kV |  | 415 V |  | MTM | 1000.00 kVA | 20091010 |  | 1 | 0 | Fail | Please check "Voltage In/Out"
378407126 | TNB | DISTRIBUTION | WP PUTRAJAYA & CYBERJAYA | Existing | VPTJ/PCE/J15431/MATX1 | 300273245 | TX1-PTJ15432 | PE 15.43 BLOK A2 15-12B (F1) |  | 0 | RYB |  |  | 11 kV |  | 415 V |  | MTM | 1000.00 kVA | 20091010 |  | 1 | 0 | Fail | Please check "Voltage In/Out"
378407222 | TNB | DISTRIBUTION | WP PUTRAJAYA & CYBERJAYA | Existing | VPTJ/PCE/J15432/MATX2 | 300273244 | TX2-PTJ15435 | PE 15.43 BLOK A2 15-12B (F2) |  | 0 | RYB |  |  | 11 kV |  | 415 V |  | MTM | 1000.00 kVA | 20091010 |  | 1 | 0 | Fail | Please check "Voltage In/Out"
378407370 | TNB | DISTRIBUTION | WP PUTRAJAYA & CYBERJAYA | Existing | VPTJ/PCE/J15421/MATX1 | 300267449 | TX1-PTJ15422 | PE 15.42 P/PURI 15-12 BLOK C ( |  | 0 | RYB |  |  | 11 kV |  | 415 V |  | EWT | 1000.00 kVA | 20090601 |  | 1 | 0 | Fail | Please check "Voltage In/Out"
378407466 | TNB | DISTRIBUTION | WP PUTRAJAYA & CYBERJAYA | Existing | VPTJ/PCE/J15422/MATX2 | 300267450 | TX2-PTJ15425 | PE 15.42 P/PURI 15-12 BLOK C ( |  | 0 | RYB |  |  | 11 kV |  | 415 V |  | EWT | 1000.00 kVA | 20090601 |  | 1 | 0 | Fail | Please check "Voltage In/Out"
378407562 | TNB | DISTRIBUTION | WP PUTRAJAYA & CYBERJAYA | Existing | VPTJ/PCE/J15411/MATX1 | 300267447 | TX1-PTJ15412 | PE 15.41 P/PURI 15-12 BLOK B ( |  | 0 | RYB |  |  | 11 kV |  | 415 V |  | EWT | 1000.00 kVA | 20090601 |  | 1 | 0 | Fail | Please check "Voltage In/Out"
378407658 | TNB | DISTRIBUTION | WP PUTRAJAYA & CYBERJAYA | Existing | VPTJ/PCE/J15412/MATX2 | 300267448 | TX1-PTJ15415 | PE 15.41 P/PURI 15-12 BLOK B ( |  | 0 | RYB |  |  | 11 kV |  | 415 V |  | EWT | 1000.00 kVA | 20090601 |  | 1 | 0 | Fail | Please check "Voltage In/Out"
378407752 | TNB | DISTRIBUTION | WP PUTRAJAYA & CYBERJAYA | Existing | VPTJ/PCE/J15401/MATX1 | 300267445 | TX1-PTJ15402 | PE 15.40 P/PURI 15-12 BLOK A ( |  | 0 | RYB |  |  | 11 kV |  | 415 V |  | EWT | 1000.00 kVA | 20090601 |  | 1 | 0 | Fail | Please check "Voltage In/Out"
378407848 | TNB | DISTRIBUTION | WP PUTRAJAYA & CYBERJAYA | Existing | VPTJ/PCE/J15402/MATX2 | 300267446 | TX2-PTJ15405 | PE 15.40 P/PURI 15-12 BLOK A ( |  | 0 | RYB |  |  | 11 kV |  | 415 V |  | EWT | 1000.00 kVA | 20090601 |  | 1 | 0 | Fail | Please check "Voltage In/Out"
378407944 | TNB | DISTRIBUTION | WP PUTRAJAYA & CYBERJAYA | Existing | VPTJ/PCE/J15471/MATX1 | 300344443 | TX1-PTJ15473 | PE 15.47 APARTMENT ALAM DESA ( |  | 0 | RYB |  |  | 11 kV |  | 415 V |  | EWT | 1000.00 kVA | 20121208 |  | 1 | 1 | Fail | Please check "Voltage In/Out"
378408040 | TNB | DISTRIBUTION | WP PUTRAJAYA & CYBERJAYA | Existing | VPTJ/PCE/J15472/MATX2 | 300344444 | TX2-PTJ15476 | PE 15.47 APARTMENT ALAM DESA ( |  | 0 | RYB |  |  | 11 kV |  | 415 V |  | EWT | 1000.00 kVA | 20121208 |  | 1 | 1 | Fail | Please check "Voltage In/Out"
378408134 | TNB | DISTRIBUTION | WP PUTRAJAYA & CYBERJAYA | Existing | VPTJ/PCE/J15351/MATX1 | 300278885 | TX1-PTJ15352 | PE 15.35 FASA 15-1A (F1) |  | 0 | RYB |  |  | 11 kV |  | 415 V |  | MTM | 1000.00 kVA | 14/11/2009 |  | 1 | 0 | Fail | Please check "Voltage In/Out"
378408230 | TNB | DISTRIBUTION | WP PUTRAJAYA & CYBERJAYA | Existing | VPTJ/PCE/J15352/MATX2 | 300279049 | TX2-PTJ15355 | PE 15.35 FASA 15-1A (F2) |  | 0 | RYB |  |  | 11 kV |  | 415 V |  | MTM | 1000.00 kVA | 15/11/2009 |  | 1 | 0 | Fail | Please check "Voltage In/Out"
378408324 | TNB | DISTRIBUTION | WP PUTRAJAYA & CYBERJAYA | Existing | VPTJ/PCE/J15361/MATX1 | 300279090 | TX1-PTJ15363 | PE 15.36 FASA 15-1B (F1) |  | 0 | RYB |  |  | 11 kV |  | 415 V |  | MTM | 1000.00 kVA | 14/11/2009 |  | 1 | 0 | Fail | Please check "Voltage In/Out"
378408420 | TNB | DISTRIBUTION | WP PUTRAJAYA & CYBERJAYA | Existing | VPTJ/PCE/J15362/MATX2 | 300279091 | TX2-PTJ15366 | PE 15.36 FASA 15-1B(F2) |  | 0 | RYB |  |  | 11 kV |  | 415 V |  | MTM | 1000.00 kVA | 15/11/2009 |  | 1 | 0 | Fail | Please check "Voltage In/Out"
378408514 | TNB | DISTRIBUTION | WP PUTRAJAYA & CYBERJAYA | Existing | VPTJ/PCE/J15381/MATX1 | 300279094 | TX1-PTJ15383 | PE 15.38 FASA 15-3B (F1) |  | 0 | RYB |  |  | 11 kV |  | 415 V |  | MTM | 1000.00 kVA | 14/11/2009 |  | 1 | 0 | Fail | Please check "Voltage In/Out"
378408610 | TNB | DISTRIBUTION | WP PUTRAJAYA & CYBERJAYA | Existing | VPTJ/PCE/J15382/MATX2 | 300279095 | TX2-PTJ15386 | PE 15.38 FASA 15-3B (F2) |  | 0 | RYB |  |  | 11 kV |  | 415 V |  | MTM | 1000.00 kVA | 15/11/2009 |  | 1 | 0 | Fail | Please check "Voltage In/Out"
378408704 | TNB | DISTRIBUTION | WP PUTRAJAYA & CYBERJAYA | Existing | VPTJ/PCE/J15391/MATX1 | 300279096 | TX1-PTJ15393 | PE 15.39 FASA 15-3A (F1) |  | 0 | RYB |  |  | 11 kV |  | 415 V |  | MTM | 1000.00 kVA | 14/11/2009 |  | 1 | 0 | Fail | Please check "Voltage In/Out"
378421967 | TNB | DISTRIBUTION | WP PUTRAJAYA & CYBERJAYA | Existing | VPTJ/PCE/J17052/MATX3 | 300267941 | TX1-PTJ17056 | PE 17.05 RK 1-2 (F2) |  | 0 | RYB |  |  | 11 kV |  | 415 V |  | MTM | 750.00 kVA | 13/03/2007 |  | 1 | 0 | Fail | Please check "Voltage In/Out"
378421970 | TNB | DISTRIBUTION | WP PUTRAJAYA & CYBERJAYA | Existing | VPTJ/PCE/J17052/MATX4 | 300267942 | TX2-PTJ17057 | PE 17.05 RK 1-2 (F2) |  | 0 | RYB |  |  | 11 kV |  | 415 V |  | MTM | 750.00 kVA | 13/03/2007 |  | 1 | 0 | Fail | Please check "Voltage In/Out"
378422131 | TNB | DISTRIBUTION | WP PUTRAJAYA & CYBERJAYA | Existing | VPTJ/PCE/J17081/MATX1 | 300288172 | TX1-PTJ17083 | PE 17.08 BLOK E 17RK2 (F1) |  | 0 | RYB |  |  | 11 kV |  | 415 V |  | SGB | 1000.00 kVA | 20101011 |  | 1 | 0 | Fail | Please check "Voltage In/Out"
378422227 | TNB | DISTRIBUTION | WP PUTRAJAYA & CYBERJAYA | Existing | VPTJ/PCE/J17082/MATX2 | 300288174 | TX2-PTJ17086 | PE 17.08 BLOK E 17RK2 (F2) |  | 0 | RYB |  |  | 11 kV |  | 415 V |  | SGB | 1000.00 kVA | 20101011 |  | 1 | 1 | Fail | Please check "Voltage In/Out"
378422415 | TNB | DISTRIBUTION | WP PUTRAJAYA & CYBERJAYA | Existing | VPTJ/PCE/J17072/MATX2 | 300288170 | TX2-PTJ17076 | PE 17.07 BLOK C 17RK2 (F2) |  | 0 | RYB |  |  | 11 kV |  | 415 V |  | SGB | 1000.00 kVA | 20101011 |  | 1 | 0 | Fail | Please check "Voltage In/Out"
378422511 | TNB | DISTRIBUTION | WP PUTRAJAYA & CYBERJAYA | Existing | VPTJ/PCE/J17071/MATX1 | 300288168 | TX1-PTJ17073 | PE 17.07 BLOK C 17RK2 (F1) |  | 1 | RYB |  |  | 11 kV |  | 415 V |  | SGB | 1000.00 kVA | 20101011 |  | 1 | 2 | Fail | Please check "Voltage In/Out"
378422605 | TNB | DISTRIBUTION | WP PUTRAJAYA & CYBERJAYA | Existing | VPTJ/PCE/J17091/MATX1 | 310288774 | TX1-PTJ17092 | PE 17.09 SEK REN PRESINT 17 F1 |  | 0 | RYB |  |  | 11 kV |  | 415 V |  | EWT | 500.00 kVA | 19700101 |  | 1 | 0 | Fail | Please check "Voltage In/Out"
378422701 | TNB | DISTRIBUTION | WP PUTRAJAYA & CYBERJAYA | Existing | VPTJ/PCE/J17092/MATX2 | 310288777 | TX1-PTJ17095 | PE 17.09 SEK REN PRESINT 17 (F |  | 0 | RYB |  |  | 11 kV |  | 415 V |  | EWT | 500.00 kVA | 19700101 |  | 1 | 0 | Fail | Please check "Voltage In/Out"
378422795 | TNB | DISTRIBUTION | WP PUTRAJAYA & CYBERJAYA | Existing | VPTJ/PCE/J01311/MATX1 | 300266970 | TX1-PTJ01313 | PE 1.31 PADAT PERSIARAN PERDANA |  | 0 | RYB |  |  | 11 kV |  | 415 V |  | SGB | 1000.00 kVA | 15/04/1999 |  | 1 | 0 | Fail | Please check "Voltage In/Out"
378422968 | TNB | DISTRIBUTION | WP PUTRAJAYA & CYBERJAYA | Existing | VPTJ/PCE/J01271/MATX1 | 300266967 | TX1-PTJ01273 | PE 1.27 PADAT PERSIARAN PERSEK |  | 0 | RYB |  |  | 11 kV |  | 415 V |  | SGB | 1000.00 kVA | 25/05/1999 |  | 1 | 0 | Fail | Please check "Voltage In/Out"
378423100 | TNB | DISTRIBUTION | WP PUTRAJAYA & CYBERJAYA | Existing | VPTJ/PCE/J01301/MATX1 | 300266969 | TX1-PTJ01303 | PE 1.30 TAPAK SEMAIAN BOTANI |  | 0 | RYB |  |  | 11 kV |  | 415 V |  | MTM | 1000.00 kVA | 31/05/2001 |  | 1 | 0 | Fail | Please check "Voltage In/Out"
378423198 | TNB | DISTRIBUTION | WP PUTRAJAYA & CYBERJAYA | Existing | VPTJ/PCE/J01591/MATX1 | 300266989 | TX1-PTJ01593 | PE 1.59 WETLAND MANAGEMENT |  | 0 | RYB |  |  | 11 kV |  | 415 V |  | EWT | 1000.00 kVA | 29/07/2003 |  | 1 | 0 | Fail | Please check "Voltage In/Out"
378423362 | TNB | DISTRIBUTION | WP PUTRAJAYA & CYBERJAYA | Existing | VPTJ/PCE/J13041/MATX1 | 300267293 | TX1-PTJ13043 |  |  | 0 | RYB |  |  | 11 kV |  | 415 V |  | MTM | 500.00 kVA | 15/04/1999 |  | 1 | 0 | Fail | Please check "Voltage In/Out"
378423574 | TNB | DISTRIBUTION | WP PUTRAJAYA & CYBERJAYA | Existing | VPTJ/PCE/J01331/MATX1 | 300266972 | TX1-PTJ01333 | PE 1.33 INSIDE PPU 1 S/L OVAL |  | 0 | RYB |  |  | 11 kV |  | 415 V |  | EWT | 1000.00 kVA | 17/06/1999 |  | 1 | 0 | Fail | Please check "Voltage In/Out"
378423682 | TNB | DISTRIBUTION | WP PUTRAJAYA & CYBERJAYA | Existing | VPTJ/PCE/J01291/MATX1 | 300266968 | TX1-PTJ01293 | PE 1.29 PERDANA WALK |  | 0 | RYB |  |  | 11 kV |  | 415 V |  | EWT | 1000.00 kVA | 30/06/1999 |  | 1 | 0 | Fail | Please check "Voltage In/Out"
378423790 | TNB | DISTRIBUTION | WP PUTRAJAYA & CYBERJAYA | Existing | VPTJ/PCE/J01351/MATX1 | 300266975 | TX1-PTJ01353 | PE 1.35 MOSQUE (F1) |  | 0 | RYB |  |  | 11 kV |  | 415 V |  | MTM | 1500.00 kVA | 19991205 |  | 1 | 0 | Fail | Please check "Voltage In/Out"
378423886 | TNB | DISTRIBUTION | WP PUTRAJAYA & CYBERJAYA | Existing | VPTJ/PCE/J01352/MATX2 | 300266976 | TX1-PTJ01356 | PE 1.35 MOSQUE (F2) |  | 0 | RYB |  |  | 11 kV |  | 415 V |  | MTM | 1500.00 kVA | 19991205 |  | 1 | 0 | Fail | Please check "Voltage In/Out"
378424081 | TNB | DISTRIBUTION | WP PUTRAJAYA & CYBERJAYA | Existing | VPTJ/PCE/J17061/MATX1 | 300288163 | TX1-PTJ17063 | PE 17.06 BLOK A 17RK2 (F1) |  | 0 | RYB |  |  | 11 kV |  | 415 V |  | SGB | 1000.00 kVA | 20101011 |  | 1 | 1 | Fail | Please check "Voltage In/Out"
378424175 | TNB | DISTRIBUTION | WP PUTRAJAYA & CYBERJAYA | Existing | VPTJ/PCE/J17062/MATX2 | 300288165 | TX1-PTJ17066 | PE 17.06 BLOK A 17RK2 (F2) |  | 0 | RYB |  |  | 11 kV |  | 415 V |  | SGB | 1000.00 kVA | 20101011 |  | 1 | 1 | Fail | Please check "Voltage In/Out"
378424286 | TNB | DISTRIBUTION | WP PUTRAJAYA & CYBERJAYA | Existing | VPTJ/PCE/J02032/MATX2 | 300266992 | TX2-PTJ02036 | PE 2.03 RUMAH PAM (F2) |  | 0 | RYB |  |  | 11 kV |  | 415 V |  | MTM | 1000.00 kVA | 20010502 |  | 1 | 0 | Fail | Please check "Voltage In/Out"
378424382 | TNB | DISTRIBUTION | WP PUTRAJAYA & CYBERJAYA | Existing | VPTJ/PCE/J02031/MATX1 | 300266991 | TX1-PTJ02033 | PE 2.03 RUMAH PAM (F1) |  | 0 | RYB |  |  | 11 kV |  | 415 V |  | MTM | 1000.00 kVA | 20010502 |  | 1 | 0 | Fail | Please check "Voltage In/Out"
378424542 | TNB | DISTRIBUTION | WP PUTRAJAYA & CYBERJAYA | Existing | VPTJ/PCE/J02172/MATX2 | 300267010 | TX2-PTJ02176 | PE 2.17 TMN WAWASAN (P.H) (F2) |  | 0 | RYB |  |  | 11 kV |  | 415 V |  | EWT | 1000.00 kVA | 20041003 |  | 1 | 0 | Fail | Please check "Voltage In/Out"
378424638 | TNB | DISTRIBUTION | WP PUTRAJAYA & CYBERJAYA | Existing | VPTJ/PCE/J02171/MATX1 | 300267009 | TX1-PTJ02173 | PE 2.17 TMN WAWASAN (P.H) (F1) |  | 0 | RYB |  |  | 11 kV |  | 415 V |  | EWT | 1000.00 kVA | 20041003 |  | 1 | 0 | Fail | Please check "Voltage In/Out"
378424773 | TNB | DISTRIBUTION | WP PUTRAJAYA & CYBERJAYA | Existing | VPTJ/PCE/J02182/MATX2 | 300267012 | TX2-PTJ02186 | PE 2.18 TMN WAWASAN (WR) (F2) |  | 0 | RYB |  |  | 11 kV |  | 415 V |  | EWT | 1000.00 kVA | 20041003 |  | 1 | 0 | Fail | Please check "Voltage In/Out"
378424894 | TNB | DISTRIBUTION | WP PUTRAJAYA & CYBERJAYA | Existing | VPTJ/PCE/J02181/MATX1 | 300267011 | TX1-PTJ02183 | PE 2.18 TMN WAWASAN (WR) (F1) |  | 0 | RYB |  |  | 11 kV |  | 415 V |  | EWT | 1000.00 kVA | 20041003 |  | 1 | 0 | Fail | Please check "Voltage In/Out"
378425039 | TNB | DISTRIBUTION | WP PUTRAJAYA & CYBERJAYA | Existing | VPTJ/PCE/J01621/MATX1 | 310371197 | TX1-PTJ01622 | PE 1.62 INSIDE PPU PJ1 |  | 0 | RYB |  |  | 11 kV |  | Unknown |  | EWT | 300.00 kVA | 19700101 |  | 1 | 0 | Fail | Please check "Voltage In/Out"
378425166 | TNB | DISTRIBUTION | WP PUTRAJAYA & CYBERJAYA | Existing | VPTJ/PCE/J01651/MATX1 | 300520212 | TX1-PTJ01652 | PE 1.65 DATARAN PAHLAWAN F1 |  | 0 | RYB |  |  | 11 kV |  | 415 V |  | MTM | 750.00 kVA | 19700101 |  | 1 | 1 | Fail | Please check "Voltage In/Out"
378425262 | TNB | DISTRIBUTION | WP PUTRAJAYA & CYBERJAYA | Existing | VPTJ/PCE/J01652/MATX2 | 300462281 | TX2-PTJ01655 | PE 1.65 DATARAN PAHLAWAN F2 |  | 0 | RYB |  |  | 11 kV |  | 415 V |  | MTM | 750.00 kVA | 19700101 |  | 1 | 1 | Fail | Please check "Voltage In/Out"
378443181 | TNB | DISTRIBUTION | WP PUTRAJAYA & CYBERJAYA | Existing | VPTJ/PCE/J15392/MATX2 | 300279097 | TX2-PTJ15396 | PE 15.39 FASA 15-3A (F2) |  | 0 | RYB |  |  | 11 kV |  | 415 V |  | MTM | 1000.00 kVA | 15/11/2009 |  | 1 | 0 | Fail | Please check "Voltage In/Out"
378443277 | TNB | DISTRIBUTION | WP PUTRAJAYA & CYBERJAYA | Existing | VPTJ/PCE/J15371/MATX1 | 300279092 | TX1-PTJ15373 | PE 15.37 FASA 15-2 (F1) |  | 0 | RYB |  |  | 11 kV |  | 415 V |  | MTM | 1000.00 kVA | 14/11/2009 |  | 1 | 0 | Fail | Please check "Voltage In/Out"
378443373 | TNB | DISTRIBUTION | WP PUTRAJAYA & CYBERJAYA | Existing | VPTJ/PCE/J15372/MATX2 | 300279093 | TX2-PTJ15376 | PE 15.37 FASA 15-2 (F2) |  | 0 | RYB |  |  | 11 kV |  | 415 V |  | MTM | 1000.00 kVA | 15/11/2009 |  | 1 | 0 | Fail | Please check "Voltage In/Out"
378464189 | TNB | DISTRIBUTION | WP PUTRAJAYA & CYBERJAYA | Existing | VPTJ/PCE/J15562/MATX2 | 300497526 | TX2-PTJ15565 | PE 15.56 DWIPUTRA NO 3 (F2) |  | 0 | RYB |  |  | 11 kV |  | 415 V |  | MTM | 750.00 kVA | 19700101 |  | 1 | 0 | Fail | Please check "Voltage In/Out"
378464285 | TNB | DISTRIBUTION | WP PUTRAJAYA & CYBERJAYA | Existing | VPTJ/PCE/J00341/MATX1 | 300498124 | TX1-PTJ15562 | PE 15.56 DWIPUTRA NO 3 (F1) |  | 0 | RYB |  |  | 11 kV |  | 415 V |  | MTM | 750.00 kVA | 19700101 |  | 1 | 0 | Fail | Please check "Voltage In/Out"
378464379 | TNB | DISTRIBUTION | WP PUTRAJAYA & CYBERJAYA | Existing | VPTJ/PCE/J00340/MATX1 | 300506696 | TX1-PTJ15552 | PE 15.55 DWIPUTRA NO 2 (F1) |  | 0 | RYB |  |  | 11 kV |  | 415 V |  | MTM | 1000.00 kVA | 19700101 |  | 1 | 0 | Fail | Please check "Voltage In/Out"
378464473 | TNB | DISTRIBUTION | WP PUTRAJAYA & CYBERJAYA | Existing | VPTJ/PCE/J15552/MATX2 | 300506713 | TX2-PTJ15555 | PE 15.55 DWIPUTRA NO 2 (F2) |  | 0 | RYB |  |  | 11 kV |  | 415 V |  | MTM | 1000.00 kVA | 19700101 |  | 1 | 0 | Fail | Please check "Voltage In/Out"
378464567 | TNB | DISTRIBUTION | WP PUTRAJAYA & CYBERJAYA | Existing | VPTJ/PCE/J00339/MATX1 | 300510367 | TX1-PTJ15542 | PE 15.54 DWIPUTRA NO 1 (F1) |  | 0 | RYB |  |  | 11 kV |  | 415 V |  | MTM | 1000.00 kVA | 19700101 |  | 1 | 0 | Fail | Please check "Voltage In/Out"
378494679 | TNB | DISTRIBUTION | WP PUTRAJAYA & CYBERJAYA | Existing | VPTJ/PCE/J08012/MATX2 | 300267086 | TX1- PTJ08016 | PE 8.01 PS 10 (EFI) (F2) |  | 0 | RYB |  |  | 11 kV |  | 415 V |  | EWT | 1000.00 kVA | 23/07/1999 |  | 1 | 0 | Fail | Please check "Voltage In/Out"
378495843 | TNB | DISTRIBUTION | WP PUTRAJAYA & CYBERJAYA | Existing | VPTJ/PCE/J08361/MATX1 | 310303857 | TX1- PTJ08362 | PE 8.36 TEMP 8-4F |  | 0 | RYB |  |  | 11 kV |  | 415 V |  |  | 1000.00 kVA | 19700101 |  | 1 | 0 | Fail | Please check "Voltage In/Out"
378496313 | TNB | DISTRIBUTION | WP PUTRAJAYA & CYBERJAYA | Existing | VPTJ/PCE/J08321/MATX1 | 300452985 | TX1- PTJ08323 | PE 8.32 TERES 8-4H (F1) |  | 0 | RYB |  |  | 11 kV |  | 415 V |  | EWT | 1000.00 kVA | 19700101 |  | 1 | 28 | Fail | Please check "Voltage In/Out"
378496407 | TNB | DISTRIBUTION | WP PUTRAJAYA & CYBERJAYA | Existing | VPTJ/PCE/J08331/MATX1 | 300453444 | TX1- PTJ08332 | PE 8.33 8NC2 PADAT NO.1 |  | 0 | RYB |  |  | 11 kV |  | 415 V |  | EWT | 1000.00 kVA | 19700101 |  | 1 | 15 | Fail | Please check "Voltage In/Out"
378496501 | TNB | DISTRIBUTION | WP PUTRAJAYA & CYBERJAYA | Existing | VPTJ/PCE/J08341/MATX1 | 300453450 | TX1- PTJ08345 | PE 8.34 8NC2 PADAT NO.2 |  | 0 | RYB |  |  | 11 kV |  | 415 V |  | EWT | 1000.00 kVA | 19700101 |  | 1 | 14 | Fail | Please check "Voltage In/Out"
378496619 | TNB | DISTRIBUTION | WP PUTRAJAYA & CYBERJAYA | Existing | VPTJ/PCE/J08322/MATX1 | 300452989 | TX2- PTJ08326 | PE 8.32 TERES 8-4H (F2) |  | 0 | RYB |  |  | 11 kV |  | 415 V |  | MTM | 1000.00 kVA | 19700101 |  | 1 | 16 | Fail | Please check "Voltage In/Out"
378524850 | TNB | DISTRIBUTION | WP PUTRAJAYA & CYBERJAYA | Existing | VCBJ/PCE/J24011/MATX1 | 300453033 | TX1-CBJ24012 | PE 24.01 SYMPHONY HILLS 8 |  | 0 | RYB |  |  | 11 kV |  | 415 V |  | MTM | 1000.00 kVA | 19700101 |  | 1 | 41 | Fail | Please check "Voltage In/Out"
378524853 | TNB | DISTRIBUTION | WP PUTRAJAYA & CYBERJAYA | Existing | VCBJ/PCE/J24011/MATX2 | 300453036 | TX2-CBJ24013 | PE 24.01 SYMPHONY HILLS 8 |  | 0 | RYB |  |  | 11 kV |  | 415 V |  | MTM | 1000.00 kVA | 19700101 |  | 1 | 42 | Fail | Please check "Voltage In/Out"
378525014 | TNB | DISTRIBUTION | WP PUTRAJAYA & CYBERJAYA | Existing | VCBJ/PCE/J24121/MATX1 | 310338842 | TX1-CBJ24122 | PE 24.12 SEJATI HOMES 2 |  | 0 | RYB |  |  | 11 kV |  | 415 V |  | EWT | 1000.00 kVA | 19700101 |  | 1 | 52 | Fail | Please check "Voltage In/Out"
378525219 | TNB | DISTRIBUTION | WP PUTRAJAYA & CYBERJAYA | Existing | VCBJ/PCE/J24131/MATX2 | 310390825 | TX2-CBJ23144 | PE 24.13 SYMPHONY HILLS 2 |  | 0 | RYB |  |  | 11 kV |  | 415 V |  | EWT | 1000.00 kVA | 19700101 |  | 1 | 59 | Fail | Please check "Voltage In/Out"
378525222 | TNB | DISTRIBUTION | WP PUTRAJAYA & CYBERJAYA | Existing | VCBJ/PCE/J24131/MATX1 | 310338849 | TX1-CBJ23143 | PE 24.13 SYMPHONY HILLS 2 |  | 0 | RYB |  |  | 11 kV |  | 415 V |  | EWT | 1000.00 kVA | 19700101 |  | 1 | 46 | Fail | Please check "Voltage In/Out"
378525393 | TNB | DISTRIBUTION | WP PUTRAJAYA & CYBERJAYA | Existing | VCBJ/PCE/J24051/MATX1 | 300454675 | TX1-CBJ24051 | PE 24.05 SYMPHONY HILLS 3 |  | 0 | RYB |  |  | 11 kV |  | 415 V |  | MTM | 1000.00 kVA | 20130108 |  | 1 | 62 | Fail | Please check "Voltage In/Out"
378525487 | TNB | DISTRIBUTION | WP PUTRAJAYA & CYBERJAYA | Existing | VCBJ/PCE/J24161/MATX1 | 310317892 | TX1-CBJ24163 | PE 24.16 PADAT PERUMAHAN 1 |  | 0 | RYB |  |  | 11 kV |  | 415 V |  | EWT | 1000.00 kVA | 19700101 |  | 1 | 52 | Fail | Please check "Voltage In/Out"
378525590 | TNB | DISTRIBUTION | WP PUTRAJAYA & CYBERJAYA | Existing | VCBJ/PCE/J00340/MATX1 | 300506693 | TX1-CBJ24323 | SS 24.32 NADAYU 99 |  | 0 | RYB |  |  | 11 kV |  | 415 V |  | MTM | 1000.00 kVA | 19700101 |  | 1 | 0 | Fail | Please check "Voltage In/Out"
378525709 | TNB | DISTRIBUTION | WP PUTRAJAYA & CYBERJAYA | Existing | VCBJ/PCE/J22122/MATX2 | 300267590 | TX2-CBJ21126 | PE 22.12 SEK MEN KEB CJ1 F2 |  | 0 | RYB |  |  | 11 kV |  | 415 V |  | MTM | 1000.00 kVA | 19/02/2004 |  | 1 | 0 | Fail | Please check "Voltage In/Out"
378525894 | TNB | DISTRIBUTION | WP PUTRAJAYA & CYBERJAYA | Existing | VCBJ/PCE/J24061/MATX1 | 300454671 | TX1-CBJ2461 | PE 24.06 SYMPHONY HILLS 1 |  | 0 | RYB |  |  | 11 kV |  | 415 V |  | MTM | 1000.00 kVA | 20130108 |  | 1 | 34 | Fail | Please check "Voltage In/Out"
378526115 | TNB | DISTRIBUTION | WP PUTRAJAYA & CYBERJAYA | Existing | VCBJ/PCE/J24211/MATX1 | 310314867 | TX1-CBJ24211 | PE 24.21 SITE OFFICE SYMPHONY |  | 0 | RYB |  |  | 11 kV |  | 415 V |  |  | 1000.00 kVA | 19700101 |  | 1 | 0 | Fail | Please check "Voltage In/Out"
378526890 | TNB | DISTRIBUTION | WP PUTRAJAYA & CYBERJAYA | Existing | VCBJ/PCE/J22441/MATX1 | 300267622 | TX1-CBJ22442 | PE 22.44 PANGSAPURI PT 12067 |  | 0 | RYB |  |  | 11 kV |  | 415 V |  | SGB | 1000.00 kVA | 28/11/2006 |  | 1 | 0 | Fail | Please check "Voltage In/Out"
378526956 | TNB | DISTRIBUTION | WP PUTRAJAYA & CYBERJAYA | Existing | VCBJ/PCE/J21022/MATX2 | 300267520 | TX2-CBJ21026 | PE 21.02 INCUBATOR F2 |  | 0 | RYB |  |  | 11 kV |  | 415 V |  | MTM | 1000.00 kVA | 15/07/2199 |  | 1 | 0 | Fail | Please check "Voltage In/Out"
378527123 | TNB | DISTRIBUTION | WP PUTRAJAYA & CYBERJAYA | Existing | VCBJ/PCE/J22442/MATX2 | 300267623 | TX2-CBJ22445 | PE 22.44 PANGSAPURI PT 12057 |  | 0 | RYB |  |  | 11 kV |  | 415 V |  | SGB | 1000.00 kVA | 28/11/2006 |  | 1 | 0 | Fail | Please check "Voltage In/Out"
378527247 | TNB | DISTRIBUTION | WP PUTRAJAYA & CYBERJAYA | Existing | VCBJ/PCE/J24141/MATX1 | 300455006 | TX1-CBJ24143 | SS 24.14 SHAFTBURY BLOK D F1 |  | 0 | RYB |  |  | 11 kV |  | 415 V |  | EWT | 1000.00 kVA | 19700101 |  | 1 | 0 | Fail | Please check "Voltage In/Out"
378527424 | TNB | DISTRIBUTION | WP PUTRAJAYA & CYBERJAYA | Existing | VCBJ/PCE/J21821/MATX1 | 300454966 | TX1-CBJ21823 | SS 21.82 SHAFBURY BLOK C F1 |  | 0 | RYB |  |  | 11 kV |  | 415 V |  | EWT | 1000.00 kVA | 19700101 |  | 1 | 0 | Fail | Please check "Voltage In/Out"
378527520 | TNB | DISTRIBUTION | WP PUTRAJAYA & CYBERJAYA | Existing | VCBJ/PCE/J21822/MATX1 | 300454970 | TX2-CBJ21826 | SS 21.82 SHAFBURY BLOK C F2 |  | 0 | RYB |  |  | 11 kV |  | 415 V |  | EWT | 1000.00 kVA | 19700101 |  | 1 | 0 | Fail | Please check "Voltage In/Out"
378527893 | TNB | DISTRIBUTION | WP PUTRAJAYA & CYBERJAYA | Existing | VCBJ/PCE/J22032/MATX2 | 300267579 | TX2-CBJ22038 | PE 22.03 CYBERVIEW GARDENS F2 |  | 0 | RYB |  |  | 11 kV |  | 415 V |  | SGB | 1000.00 kVA | 19980611 |  | 1 | 0 | Fail | Please check "Voltage In/Out"
378528801 | TNB | DISTRIBUTION | WP PUTRAJAYA & CYBERJAYA | Existing | VCBJ/PCE/J21431/MATX1 | 300267557 | TX1-CBJ21432 | PE 21.43 CYBERVILLAGE SERENITY |  | 1 | RYB |  |  | 11 kV |  | 415 V |  | MTM | 1000.00 kVA | 30/03/2004 |  | 1 | 1 | Fail | Please check "Voltage In/Out"
378528897 | TNB | DISTRIBUTION | WP PUTRAJAYA & CYBERJAYA | Existing | VCBJ/PCE/J21432/MATX2 | 300267558 | TX2-CBJ21435 | PE 21.43 CYBERVILLAGE SERENITY |  | 0 | RYB |  |  | 11 kV |  | 415 V |  | SGB | 1000.00 kVA | 30/03/2004 |  | 1 | 0 | Fail | Please check "Voltage In/Out"
378559131 | TNB | DISTRIBUTION | WP PUTRAJAYA & CYBERJAYA | Existing | VPTJ/PCE/J15542/MATX2 | 300506709 | TX2-PTJ15545 | PE 15.54 DWIPUTRA NO 1 (F2) |  | 0 | RYB |  |  | 11 kV |  | 415 V |  | MTM | 1000.00 kVA | 19700101 |  | 1 | 0 | Fail | Please check "Voltage In/Out"
378567721 | TNB | DISTRIBUTION | WP PUTRAJAYA & CYBERJAYA | Existing | VPTJ/PCE/J05071/MATX1 | 300267035 | TX1-PTJ05072 | PE 5.07 JLB1 |  | 0 | RYB |  |  | 11 kV |  | 415 V |  | EWT | 500.00 kVA | 20030710 |  | 1 | 0 | Fail | Please check "Voltage In/Out"
378567831 | TNB | DISTRIBUTION | WP PUTRAJAYA & CYBERJAYA | Existing | VPTJ/PCE/J05081/MATX1 | 300267036 | TX1-PTJ05083 | PE 5.08 JLB2 |  | 0 | RYB |  |  | 11 kV |  | 415 V |  | SGB | 1000.00 kVA | 20030710 |  | 1 | 0 | Fail | Please check "Voltage In/Out"
378567941 | TNB | DISTRIBUTION | WP PUTRAJAYA & CYBERJAYA | Existing | VPTJ/PCE/J05051/MATX1 | 300267033 | TX1-PTJ05052 | PE 5.05 C/S S/L |  | 3 | RYB |  |  | 11 kV |  | 415 V |  | EWT | 1000.00 kVA | 23/04/2005 |  | 1 | 1 | Fail | Please check "Voltage In/Out"
378572047 | TNB | DISTRIBUTION | WP PUTRAJAYA & CYBERJAYA | Existing | VCBJ/PCE/J21422/MATX2 | 300267556 | TX2-CBJ21426 | PE 21.42 CYBERVILLAGE SERENITY |  | 1 | RYB |  |  | 11 kV |  | 415 V |  | MTM | 1000.00 kVA | 30/03/2004 |  | 1 | 1 | Fail | Please check "Voltage In/Out"
378572302 | TNB | DISTRIBUTION | WP PUTRAJAYA & CYBERJAYA | Existing | VCBJ/PCE/J24031/MATX1 | 300461083 | TX1-CBJ24033 | PE 24.03 JELANG VISTA 2 |  | 0 | RYB |  |  | 11 kV |  | 415 V |  | MTM | 1000.00 kVA | 19700101 |  | 1 | 0 | Fail | Please check "Voltage In/Out"
378572396 | TNB | DISTRIBUTION | WP PUTRAJAYA & CYBERJAYA | Existing | VCBJ/PCE/J24021/MA TX1 | 310303825 | TX1-CBJ24023 | PE 24.02 JELANG VISTA 1 |  | 0 | RYB |  |  | 11 kV |  | 415 V |  | MTM | 1000.00 kVA | 19700101 |  | 1 | 1 | Fail | Please check "Voltage In/Out"
378572519 | TNB | DISTRIBUTION | WP PUTRAJAYA & CYBERJAYA | Existing | VCBJ/PCE/J21751/MATX1 | 300343548 | TX1-CBJ21753 | PE 21.75 LAKEVIEW WEST 1 |  | 0 | RYB |  |  | 11 kV |  | 415 V |  | EWT | 1000.00 kVA | 18/04/2012 |  | 1 | 37 | Fail | Please check "Voltage In/Out"
378572613 | TNB | DISTRIBUTION | WP PUTRAJAYA & CYBERJAYA | Existing | VCBJ/PCE/J21741/MATX1 | 300343807 | TX1-CBJ22443 | PE 21.74 LAKE VIEW WEST 2 |  | 0 | RYB |  |  | 11 kV |  | 415 V |  | SGB | 1000.00 kVA | 17/04/2012 |  | 1 | 32 | Fail | Please check "Voltage In/Out"
378573261 | TNB | DISTRIBUTION | WP PUTRAJAYA & CYBERJAYA | Existing | VCBJ/PCE/J22141/MATX1 | 300267592 | TX1-CBJ22143 | PE 22.14 CYBER HEIGHT VILLA F1 |  | 0 | RYB |  |  | 11 kV |  | 415 V |  | MTM | 1000.00 kVA | 20020404 |  | 1 | 0 | Fail | Please check "Voltage In/Out"
378573949 | TNB | DISTRIBUTION | WP PUTRAJAYA & CYBERJAYA | Existing | VCBJ/PCE/J24151/MATX2 | 300467285 | TX2-CBJ24154 | PE 24.15 APARTMENT TINDAK MURNI |  | 0 | RYB |  |  | 11 kV |  | 415 V |  | MTM | 750.00 kVA | 19700101 |  | 1 | 0 | Fail | Please check "Voltage In/Out"
378573952 | TNB | DISTRIBUTION | WP PUTRAJAYA & CYBERJAYA | Existing | VCBJ/PCE/J24151/MATX1 | 310338852 | TX1-CBJ24153 | PE 24.15 APARTMENT TINDAK MURNI |  | 0 | RYB |  |  | 11 kV |  | 415 V |  | MTM | 750.00 kVA | 19700101 |  | 1 | 0 | Fail | Please check "Voltage In/Out"
378576021 | TNB | DISTRIBUTION | WP PUTRAJAYA & CYBERJAYA | Existing | VPTJ/PCE/J11411/MATX1 | 300267274 | TX1-PTJ11413 | PE 11.41 BLOK F |  | 0 | RYB |  |  | 11 kV |  | 415 V |  | MTM | 1000.00 kVA | 17/08/2004 |  | 1 | 0 | Fail | Please check "Voltage In/Out"
378607033 | TNB | DISTRIBUTION | WP PUTRAJAYA & CYBERJAYA | Existing | VCBJ/PCE/J21681/MATX1 | 300455071 | TX1-CBJ21682 | PE 21.68 Padat Elite 4 |  | 0 | RYB |  |  | 11 kV |  | 415 V |  | EWT | 500.00 kVA | 19700101 |  | 1 | 2 | Fail | Please check "Voltage In/Out"
378607153 | TNB | DISTRIBUTION | WP PUTRAJAYA & CYBERJAYA | Existing | VCBJ/PCE/J21201/MATX1 | 300267546 | TX1-CBJ21203 | PE 21.20 ELITE HIGHWAY NO. 2 |  | 0 | RYB |  |  | 11 kV |  | 415 V |  | SGB | 1000.00 kVA | 28/02/2000 |  | 1 | 1 | Fail | Please check "Voltage In/Out"
378607363 | TNB | DISTRIBUTION | WP PUTRAJAYA & CYBERJAYA | Existing | VCBJ/PCE/J21191/MATX1 | 300267545 | TX1-CBJ21193 | PE 21.19 ELITE HIGHWAY NO. 1 |  | 0 | RYB |  |  | 11 kV |  | 415 V |  | SGB | 1000.00 kVA | 31/12/1999 |  | 1 | 0 | Fail | Please check "Voltage In/Out"
379538134 | TNB | DISTRIBUTION | WP PUTRAJAYA & CYBERJAYA | Existing | VPTJ/PCE/J14182/MATX2 | 300267414 | TX2-PTJ14186 | PE 14.18 BLOK E1 (F2) |  | 0 | RYB |  |  | 11 kV |  | 415 V |  | MTM | 1000.00 kVA | 20050609 |  | 1 | 0 | Fail | Please check "Voltage In/Out"
379568751 | TNB | DISTRIBUTION | WP PUTRAJAYA & CYBERJAYA | Existing | VPTJ/PCE/J14181/MATX1 | 300267413 | TX1-PTJ14183 | PE 14.18 BLOK E1 (F1) |  | 0 | RYB |  |  | 11 kV |  | 415 V |  | MTM | 1000.00 kVA | 20050609 |  | 1 | 0 | Fail | Please check "Voltage In/Out"
379568759 | TNB | DISTRIBUTION | WP PUTRAJAYA & CYBERJAYA | Existing | VPTJ/PCE/J14182/MATX2 | 300267414 | TX1-PTJ14186 | PE 14.18 BLOK E1 (F2) |  | 0 | RYB |  |  | 11 kV |  | 415 V |  | MTM | 1000.00 kVA | 20050609 |  | 1 | 0 | Fail | Please check "Voltage In/Out"
379907380 | TNB | DISTRIBUTION | WP PUTRAJAYA & CYBERJAYA | Existing | VPTJ/PCE/J00355/MATX1 | 310376043 | TX2- PTJ15575 | PE 15.57 DWIPUTRA NO 4 (F2) |  | 0 | RYB |  |  | 11 kV |  | 415 V |  | MTM | 1000.00 kVA | 19700101 |  | 1 | 0 | Fail | Please check "Voltage In/Out"
379907476 | TNB | DISTRIBUTION | WP PUTRAJAYA & CYBERJAYA | Existing | VPTJ/PCE/J00350/MATX1 | 300544702 | TX1- PTJ15572 | PE 15.57 DWIPUTRA NO 4 (F1) |  | 0 | RYB |  |  | 11 kV |  | 415 V |  | SGB | 1000.00 kVA | 19700101 |  | 1 | 0 | Fail | Please check "Voltage In/Out"
379907575 | TNB | DISTRIBUTION | WP PUTRAJAYA & CYBERJAYA | Existing | VPTJ/PCE/J00354/MATX1 | 300524944 | TX2- PTJ15595 | PE 15.59 DWIPUTRA NO 6 (F2) |  | 0 | RYB |  |  | 11 kV |  | 415 V |  | MTM | 750.00 kVA | 19700101 |  | 1 | 0 | Fail | Please check "Voltage In/Out"
379907671 | TNB | DISTRIBUTION | WP PUTRAJAYA & CYBERJAYA | Existing | VPTJ/PCE/J00352/MATX1 | 300514679 | TX1- PTJ15592 | PE 15.59 DWIPUTRA NO 6 (F1) |  | 0 | RYB |  |  | 11 kV |  | 415 V |  |  | 750.00 kVA | 19700101 |  | 1 | 0 | Fail | Please check "Voltage In/Out"
379907781 | TNB | DISTRIBUTION | WP PUTRAJAYA & CYBERJAYA | Existing | VPTJ/PCE/J00353/MATX1 | 300534191 | TX2- PTJ15585 | PE 15.58 DWIPUTRA NO 5 (F2) |  | 0 | RYB |  |  | 11 kV |  | 415 V |  | SGB | 1000.00 kVA | 19700101 |  | 1 | 0 | Fail | Please check "Voltage In/Out"
379907877 | TNB | DISTRIBUTION | WP PUTRAJAYA & CYBERJAYA | Existing | VPTJ/PCE/J00351/MATX1 | 300544706 | TX1-PTJ15582 | PE 15.58 DWIPUTRA NO 5 (F1) |  | 0 | RYB |  |  | 11 kV |  | 415 V |  | SGB | 1000.00 kVA | 19700101 |  | 1 | 0 | Fail | Please check "Voltage In/Out"
379908010 | TNB | DISTRIBUTION | WP PUTRAJAYA & CYBERJAYA | Existing | VPTJ/PCE/J08402/MATX2 | 310375498 | TX1- PTJ08403 | PE 8.40 8R4 BLOK C F2 |  | 0 | RYB |  |  | 11 kV |  | 415 V |  | SGB | 1000.00 kVA | 19700101 |  | 1 | 0 | Fail | Please check "Voltage In/Out"
379908135 | TNB | DISTRIBUTION | WP PUTRAJAYA & CYBERJAYA | Existing | VPTJ/PCE/J08401/MATX1 | 310375493 | TX2- PTJ08405 | PE 8.40 8R4 BLOK C F1 |  | 0 | RYB |  |  | 11 kV |  | 415 V |  | MTM | 1000.00 kVA | 19700101 |  | 1 | 0 | Fail | Please check "Voltage In/Out"
379908229 | TNB | DISTRIBUTION | WP PUTRAJAYA & CYBERJAYA | Existing | VPTJ/PCE/J08411/MATX1 | 310375503 | TX1-PTJ08413 | PE 8.41 8R4 BLOK D F1 |  | 0 | RYB |  |  | 11 kV |  | 415 V |  | MTM | 1000.00 kVA | 19700101 |  | 1 | 0 | Fail | Please check "Voltage In/Out"
379908325 | TNB | DISTRIBUTION | WP PUTRAJAYA & CYBERJAYA | Existing | VPTJ/PCE/J08412/MATX2 | 300454906 | TX2-PTJ08415 | PE 8.41 BLOK D 8R4 F2 |  | 0 | RYB |  |  | 11 kV |  | 415 V |  | EWT | 1000.00 kVA | 19700101 |  | 1 | 0 | Fail | Please check "Voltage In/Out"
379908441 | TNB | DISTRIBUTION | WP PUTRAJAYA & CYBERJAYA | Existing | VPTJ/PCE/J08382/MATX2 | 310375516 | TX2- PTJ08385 | PE 8.38 8R4 BLOK A F2 |  | 0 | RYB |  |  | 11 kV |  | 415 V |  | MTM | 1000.00 kVA | 19700101 |  | 1 | 0 | Fail | Please check "Voltage In/Out"
379908537 | TNB | DISTRIBUTION | WP PUTRAJAYA & CYBERJAYA | Existing | VPTJ/PCE/J08381/MATX1 | 310375509 | TX1- PTJ08383 | PE 8.38 8R4 BLOK A F1 |  | 0 | RYB |  |  | 11 kV |  | 415 V |  | EWT | 1000.00 kVA | 19700101 |  | 1 | 0 | Fail | Please check "Voltage In/Out"
379908631 | TNB | DISTRIBUTION | WP PUTRAJAYA & CYBERJAYA | Existing | VPTJ/PCE/J08391/MATX1 | 310375521 | TX1- PTJ08393 | PE 8.39 8R4 BLOK B F1 |  | 0 | RYB |  |  | 11 kV |  | 415 V |  | MTM | 1000.00 kVA | 19700101 |  | 1 | 0 | Fail | Please check "Voltage In/Out"
379908727 | TNB | DISTRIBUTION | WP PUTRAJAYA & CYBERJAYA | Existing | VPTJ/PCE/J08392/MATX2 | 300454907 | TX2- PTJ08396 | PE 8.39 BLOK B 8R4 F2 |  | 0 | RYB |  |  | 11 kV |  | 415 V |  | MTM | 1000.00 kVA | 19700101 |  | 1 | 0 | Fail | Please check "Voltage In/Out"
379908880 | TNB | DISTRIBUTION | WP PUTRAJAYA & CYBERJAYA | Existing | VPTJ/PCE/J00356/MATX1 | 300540210 | TX1- PTJ11763 | PE 11.76 TERES ZON 9D (1) (F1) |  | 0 | RYB | [6 empty] | EWT |  | 19700101 |  | 1 | 0 | Fail | Please check "Voltage In/Out"
379908986 | TNB | DISTRIBUTION | WP PUTRAJAYA & CYBERJAYA | Existing | VPTJ/PCE/J00359/MATX1 | 300540209 | TX2- PTJ11766 | PE 11.76 TERES ZON 9D (1) (F2) |  | 0 | RYB | [6 empty] | EWT |  | 19700101 |  | 1 | 0 | Fail | Please check "Voltage In/Out"
379909092 | TNB | DISTRIBUTION | WP PUTRAJAYA & CYBERJAYA | Existing | VPTJ/PCE/J00357/MATX1 | 300540215 | TX1- PTJ11773 | PE 11.77 TERES ZON 9D (2) (F1) |  | 0 | RYB | [6 empty] | EWT |  | 19700101 |  | 1 | 0 | Fail | Please check "Voltage In/Out"
379909198 | TNB | DISTRIBUTION | WP PUTRAJAYA & CYBERJAYA | Existing | VPTJ/PCE/J00358/MATX1 | 300540213 | TX2- PTJ11776 | PE 11.77 TERES ZON 9D (2) (F2) |  | 0 | RYB | [6 empty] | EWT |  | 19700101 |  | 1 | 0 | Fail | Please check "Voltage In/Out"
379909327 | TNB | DISTRIBUTION | WP PUTRAJAYA & CYBERJAYA | Existing | VPTJ/PCE/J00398/MATX1 | 310104894 | TX1- PTJ11782 | Grp: Substation Comp. 1 PE11.7 |  | 0 | RYB |  |  | 11 kV |  | 415 V |  | MTM | 1000.00 kVA | 17/11/2016 |  | 1 | 0 | Fail | Please check "Voltage In/Out"
379909423 | TNB | DISTRIBUTION | WP PUTRAJAYA & CYBERJAYA | Existing | VPTJ/PCE/J00399/MATX1 | 310104884 | TX2- PTJ11785 | E 11.78 PPA1M PALMA (F2) |  | 0 | RYB |  |  | 11 kV |  | 415 V |  | MTM | 1000.00 kVA | 17/11/2016 |  | 1 | 0 | Fail | Please check "Voltage In/Out"
379909530 | TNB | DISTRIBUTION | WP PUTRAJAYA & CYBERJAYA | Existing | VPTJ/PCE/J05351/MATX1 | 310338735 | TX1-PTJ05353 | PE 5.35 TEMP 5R5 |  | 0 | RYB |  |  | 11 kV |  | 415 V |  |  |  | 19700101 |  | 1 | 0 | Fail | Please check "Voltage In/Out"
379909825 | TNB | DISTRIBUTION | WP PUTRAJAYA & CYBERJAYA | Existing | VCBJ/PCE/J24361/MATX1 | 310386499 | TX1- CBJ24363 | PE 24.36 VERDI CONDO BLOK 2 |  | 0 | RYB |  |  | 11 kV |  | 415 V |  | MTM |  | 19700101 |  | 1 | 2 | Fail | Please check "Voltage In/Out"
379909828 | TNB | DISTRIBUTION | WP PUTRAJAYA & CYBERJAYA | Existing | VCBJ/PCE/J24361/MATX2 | 310386503 | TX2- CBJ24364 | PE 24.36 VERDI CONDO BLOK 2 |  | 0 | RYB |  |  | 11 kV |  | 415 V |  | MTM | 1000.00 kVA | 19700101 |  | 1 | 2 | Fail | Please check "Voltage In/Out"
379910008 | TNB | DISTRIBUTION | WP PUTRAJAYA & CYBERJAYA | Existing | VCBJ/PCE/J24351/MATX1 | 310386420 | TX1- CBJ24353 | PE 24.35 VERDI CONDO BLOK 1 |  | 0 | RYB |  |  | 11 kV |  | 415 V |  | MTM | 1000.00 kVA | 19700101 |  | 1 | 2 | Fail | Please check "Voltage In/Out"
379910011 | TNB | DISTRIBUTION | WP PUTRAJAYA & CYBERJAYA | Existing | VCBJ/PCE/J24351/MATX2 | 310386421 | TX2- CBJ24354 | PE 24.35 VERDI CONDO BLOK 1 |  | 0 | RYB |  |  | 11 kV |  | 415 V |  | MTM | 1000.00 kVA | 19700101 |  | 1 | 2 | Fail | Please check "Voltage In/Out"
379924556 | TNB | DISTRIBUTION | WP PUTRAJAYA & CYBERJAYA | Existing | VPTJ/PCE/J00347/MATX1 | 310371231 | TX1-PTJ12043 | PE 12.04 SPINE ROAD NO 2 (F1) |  | 0 | RYB |  |  | 11 kV |  | 415 V |  |  | 500.00 kVA | 19700101 |  | 1 | 0 | Fail | Please check "Voltage In/Out"
379924751 | TNB | DISTRIBUTION | WP PUTRAJAYA & CYBERJAYA | Existing | VPTJ/PCE/J00348/MATX1 | 310372343 | TX1-PTJ12055 | PE 12.05 PS 19 (F2) |  | 0 | RYB | [7 empty] | 1000.00 kVA | 19700101 |  | 1 | 0 | Fail | Please check "Voltage In/Out"
379924847 | TNB | DISTRIBUTION | WP PUTRAJAYA & CYBERJAYA | Existing | VPTJ/PCE/J00346/MATX1 | 310372340 | TX1-PTJ12052 | PE 12.05 PS 19 (F1) |  | 0 | RYB |  |  | 11 kV |  | 415 V |  | EWT | 1000.00 kVA | 19700101 |  | 1 | 0 | Fail | Please check "Voltage In/Out"
379925016 | TNB | DISTRIBUTION | WP PUTRAJAYA & CYBERJAYA | Existing | VPTJ/PCE/J00335/MATX1 | 310332994 | TX1-PTJ15493 | PE 15.49 NADI 15 (1) (F1) |  | 0 | RYB |  |  | 11 kV |  | 415 V |  |  | 1000.00 kVA | 19700101 |  | 1 | 0 | Fail | Please check "Voltage In/Out"
379925112 | TNB | DISTRIBUTION | WP PUTRAJAYA & CYBERJAYA | Existing | VPTJ/PCE/J15492/MATX2 | 310332997 | TX1-PTJ15496 | PE 15.49 NADI 15 (1) (F2) |  | 0 | RYB |  |  | 11 kV |  | 415 V |  |  | 1000.00 kVA | 19700101 |  | 1 | 0 | Fail | Please check "Voltage In/Out"
379925206 | TNB | DISTRIBUTION | WP PUTRAJAYA & CYBERJAYA | Existing | VPTJ/PCE/J00336/MATX1 | 300514687 | TX1-PTJ15503 | PE 15.50 NADI 15 (2) (F1) |  | 0 | RYB |  |  | 11 kV |  | 415 V |  | EWT | 1000.00 kVA | 19700101 |  | 1 | 0 | Fail | Please check "Voltage In/Out"
379925302 | TNB | DISTRIBUTION | WP PUTRAJAYA & CYBERJAYA | Existing | VPTJ/PCE/J15502/MATX2 | 300514684 | TX1-PTJ15506 | PE 15.50 NADI 15 (2) (F2) |  | 0 | RYB |  |  | 11 kV |  | 415 V |  | EWT | 1000.00 kVA | 19700101 |  | 1 | 0 | Fail | Please check "Voltage In/Out"
379925396 | TNB | DISTRIBUTION | WP PUTRAJAYA & CYBERJAYA | Existing | VPTJ/PCE/J00334/MATX1 | 300510465 | TX1-PTJ15513 | PE 15.51 NADI 15 (3) (F1) |  | 0 | RYB |  |  | 11 kV |  | 415 V |  | EWT | 1000.00 kVA | 19700101 |  | 1 | 0 | Fail | Please check "Voltage In/Out"
379925492 | TNB | DISTRIBUTION | WP PUTRAJAYA & CYBERJAYA | Existing | VPTJ/PCE/J15512/MATX2 | 300512471 | TX1-PTJ15516 | PE 15.51 NADI 15 (3) (F2) |  | 0 | RYB |  |  | 11 kV |  | 415 V |  | EWT | 1000.00 kVA | 19700101 |  | 1 | 0 | Fail | Please check "Voltage In/Out"
379925875 | TNB | DISTRIBUTION | WP PUTRAJAYA & CYBERJAYA | Existing | VPTJ/PCE/J00372/MATX1 | 310376045 | TX1-PTJ14343 | PE 14.34 DUTA VILLA (EFI) (F1) |  | 0 | RYB |  |  | 11 kV |  | 415 V |  |  | 1000.00 kVA | 19700101 |  | 1 | 0 | Fail | Please check "Voltage In/Out"
379925981 | TNB | DISTRIBUTION | WP PUTRAJAYA & CYBERJAYA | Existing | VPTJ/PCE/J00374/MATX1 | 310376048 | TX2-PTJ14346 | PE 14.34 DUTA VILLA (EFI) (F2) |  | 0 | RYB | [7 empty] | 1000.00 kVA | 19700101 |  | 1 | 0 | Fail | Please check "Voltage In/Out"
379926331 | TNB | DISTRIBUTION | WP PUTRAJAYA & CYBERJAYA | Existing | VCBJ/PCE/J00130/MATX1 | 310089862 | TX1-CBJ25302 | PE 25.30 GLADE 3-3 |  | 0 | RYB |  |  | 11 kV |  | 415 V |  | EWT | 1000.00 kVA | 19700101 |  | 1 | 0 | Fail | Please check "Voltage In/Out"
379926425 | TNB | DISTRIBUTION | WP PUTRAJAYA & CYBERJAYA | Existing | VCBJ/PCE/J00129/MATX1 | 309916189 | TX1-CBJ25292 | PE 25.29 GLADE 3-2 |  | 0 | RYB |  |  | 11 kV |  | 415 V |  | EWT | 1000.00 kVA | 19700101 |  | 1 | 0 | Fail | Please check "Voltage In/Out"
379926519 | TNB | DISTRIBUTION | WP PUTRAJAYA & CYBERJAYA | Existing | VCBJ/PCE/J00124/MATX1 | 300539911 | TX1-CBJ25282 | PE 25.28 GLADE 3-1 |  | 0 | RYB |  |  | 11 kV |  | 415 V |  | EWT | 1000.00 kVA | 19700101 |  | 1 | 0 | Fail | Please check "Voltage In/Out"
379926856 | TNB | DISTRIBUTION | WP PUTRAJAYA & CYBERJAYA | Existing | VCBJ/PCE/J23211/MATX1 | 310303829 | TX1-CBJ23212 | PE 23.21 EASTERN CORIDOR |  | 0 | RYB |  |  | 11 kV |  | 415 V |  | EWT | 500.00 kVA | 19700101 |  | 1 | 0 | Fail | Please check "Voltage In/Out"
379926967 | TNB | DISTRIBUTION | WP PUTRAJAYA & CYBERJAYA | Existing |  |  | TX1-CBJ23312 | PE 23.31 TEMP AXVENTURE |  | 0 | RYB |  |  | 11 kV |  | 415 V |  |  |  | 19700101 |  | 1 | 0 | Fail | Please check "Voltage In/Out"
380663158 | TNB | DISTRIBUTION | WP PUTRAJAYA & CYBERJAYA | Existing | VPTJ/PCE/J00442/MATX1 | 309905318 | TX1-P17152 | D-PTJ-C15-0989 |  | 0 | RYB |  |  | 11 kV |  | 415 V |  | MTM | 1000.00 kVA | 19700101 |  | 1 | 0 | Fail | Please check "Voltage In/Out"
380663281 | TNB | DISTRIBUTION | WP PUTRAJAYA & CYBERJAYA | Existing | VPTJ/PCE/J00443/MATX1 | 310474878 | TX1-P17156 | D-PTJ-C15-0989 |  | 0 | RYB |  |  | 11 kV |  | 415 V |  | MTM | 1000.00 kVA | 19700101 |  | 1 | 0 | Fail | Please check "Voltage In/Out"
380663402 | TNB | DISTRIBUTION | WP PUTRAJAYA & CYBERJAYA | Existing | VPTJ/PCE/J00444/MATX1 | 309905317 | TX1-P17163 | D-PTJ-C15-0989 |  | 0 | RYB |  |  | 11 kV |  | 415 V |  | MTM | 1000.00 kVA | 19700101 |  | 1 | 0 | Fail | Please check "Voltage In/Out"
380663525 | TNB | DISTRIBUTION | WP PUTRAJAYA & CYBERJAYA | Existing | VPTJ/PCE/J00445/MATX1 | 310426304 | TX1-P17166 | D-PTJ-C15-0989 |  | 0 | RYB |  |  | 11 kV |  | 415 V |  | MTM | 1000.00 kVA | 19700101 |  | 1 | 0 | Fail | Please check "Voltage In/Out"
381080310 | TNB | DISTRIBUTION | WP PUTRAJAYA & CYBERJAYA | Existing | VPTJ/PCE/J00349/MATX1 | 310371234 | TX1-PTJ12043 | PE 12.04 SPINE ROAD NO 2 (F2) |  | 0 | RYB |  |  | 11 kV |  | 415 V |  |  | 500.00 kVA | 19700101 |  | 1 | 0 | Fail | Please check "Voltage In/Out"
381401692 | TNB | DISTRIBUTION | WP PUTRAJAYA & CYBERJAYA | Existing | VPTJ/PCE/J00408/MATX1 | 310300579 | TX1-PTJ12095 | D-PTJ-C16-0948 |  | 0 | RYB |  |  | 11 kV |  | 415 V |  | EWT | 1000.00 kVA | 19700101 |  | 1 | 0 | Fail | Please check "Voltage In/Out"
381401806 | TNB | DISTRIBUTION | WP PUTRAJAYA & CYBERJAYA | Existing | VPTJ/PCE/J00409/MATX1 | 310300580 | TX1-PTJ12092 | D-PTJ-C16-0948 |  | 0 | RYB |  |  | 11 kV |  | 415 V |  | EWT | 1000.00 kVA | 19700101 |  | 1 | 0 | Fail | Please check "Voltage In/Out"
381401928 | TNB | DISTRIBUTION | WP PUTRAJAYA & CYBERJAYA | Existing | VPTJ/PCE/J00411/MATX1 | 310303853 | TX1-PTJ12106 | D-PTJ-C16-0948 |  | 0 | RYB | [6 empty] | EWT | 1000.00 kVA | 19700101 |  | 1 | 0 | Fail | Please check "Voltage In/Out"
381402044 | TNB | DISTRIBUTION | WP PUTRAJAYA & CYBERJAYA | Existing | VPTJ/PCE/J00410/MATX1 | 310314864 | TX1-PTJ12102 | D-PTJ-C16-0948 |  | 0 | RYB | [6 empty] | EWT | 1000.00 kVA | 19700101 |  | 1 | 0 | Fail | Please check "Voltage In/Out"
381402212 | TNB | DISTRIBUTION | WP PUTRAJAYA & CYBERJAYA | Existing | VPTJ/PCE/J00400/MATX1 | 307470526 | TX1-PTJ17112 | D-PTJ-C15-0944 |  | 0 | RYB |  |  | 11 kV |  | 415 V |  | MTM | 1000.00 kVA | 19700101 |  | 1 | 0 | Fail | Please check "Voltage In/Out"
381402328 | TNB | DISTRIBUTION | WP PUTRAJAYA & CYBERJAYA | Existing | VPTJ/PCE/J00401/MATX1 | 300554313 | TX1-PTJ17115 | D-PTJ-C15-0944 |  | 0 | RYB |  |  | 11 kV |  | 415 V |  | MTM | 1000.00 kVA | 19700101 |  | 1 | 0 | Fail | Please check "Voltage In/Out"
381402442 | TNB | DISTRIBUTION | WP PUTRAJAYA & CYBERJAYA | Existing | VPTJ/PCE/J00406/MATX1 | 310090707 | TX1-PTJ17142 | D-PTJ-C16-1074 |  | 0 | RYB |  |  | 11 kV |  | 415 V |  | EWT | 1000.00 kVA | 19700101 |  | 1 | 0 | Fail | Please check "Voltage In/Out"
381402558 | TNB | DISTRIBUTION | WP PUTRAJAYA & CYBERJAYA | Existing | VPTJ/PCE/J00407/MATX1 | 310090708 | TX1-PTJ17145 | D-PTJ-C16-1074 |  | 0 | RYB |  |  | 11 kV |  | 415 V |  | EWT | 1000.00 kVA | 19700101 |  | 1 | 0 | Fail | Please check "Voltage In/Out"
381402708 | TNB | DISTRIBUTION | WP PUTRAJAYA & CYBERJAYA | Existing | VPTJ/PCE/J00404/MATX1 | 310114191 | TX1-PTJ17132 | D-PTJ-C16-1074 |  | 0 | RYB |  |  | 11 kV |  | 415 V |  | MTM | 1000.00 kVA | 19700101 |  | 1 | 0 | Fail | Please check "Voltage In/Out"
381402824 | TNB | DISTRIBUTION | WP PUTRAJAYA & CYBERJAYA | Existing | VPTJ/PCE/J00405/MATX1 | 310114193 | TX1-PTJ17135 | D-PTJ-C16-1074 |  | 0 | RYB |  |  | 11 kV |  | 415 V |  | MTM | 1000.00 kVA | 19700101 |  | 1 | 0 | Fail | Please check "Voltage In/Out"
381402967 | TNB | DISTRIBUTION | WP PUTRAJAYA & CYBERJAYA | Existing | VPTJ/PCE/J00402/MATX1 | 310090709 | TX1-PTJ17122 | D-PTJ-C15-0944 |  | 0 | RYB |  |  | 11 kV |  | 415 V |  | EWT | 1000.00 kVA | 19700101 |  | 1 | 0 | Fail | Please check "Voltage In/Out"
381403083 | TNB | DISTRIBUTION | WP PUTRAJAYA & CYBERJAYA | Existing | VPTJ/PCE/J00403/MATX1 | 310114192 | TX1-PTJ17125 | D-PTJ-C15-0944 |  | 0 | RYB |  |  | 11 kV |  | 415 V |  | MTM | 1000.00 kVA | 19700101 |  | 1 | 0 | Fail | Please check "Voltage In/Out"
381405986 | TNB | DISTRIBUTION | WP PUTRAJAYA & CYBERJAYA | Existing | VPTJ/PCE/J00375/MATX1 | 310425311 | TX1-PTJ07142 | PE 7.14 ELECTRIC SQC 1 |  | 0 | RYB |  |  | 11 kV |  | 415 V |  | EWT | 1000.00 kVA | 19700101 |  | 1 | 0 | Fail | Please check "Voltage In/Out"
381406102 | TNB | DISTRIBUTION | WP PUTRAJAYA & CYBERJAYA | Existing | VPTJ/PCE/J00377/MATX1 | 310425308 | TX1-PTJ07152 | PE 7.15 ELECTRIC SQC 2 |  | 0 | RYB |  |  | 11 kV |  | 415 V |  | EWT | 1000.00 kVA | 19700101 |  | 1 | 0 | Fail | Please check "Voltage In/Out"
381406223 | TNB | DISTRIBUTION | WP PUTRAJAYA & CYBERJAYA | Existing | VPTJ/PCE/J00378/MATX1 | 310425306 | TX1-PTJ09502 | PE 9.50 DEPOH VSQC |  | 0 | RYB |  |  | 11 kV |  | 415 V |  | EWT | 500.00 kVA | 19700101 |  | 1 | 0 | Fail | Please check "Voltage In/Out"
381406348 | TNB | DISTRIBUTION | WP PUTRAJAYA & CYBERJAYA | Existing |  |  | TX2-CBJ23304 |  |  | 0 | RYB |  |  | 11 kV |  | 415 V |  |  | 1000.00 kVA | 19700101 |  | 1 | 0 | Fail | Please check "Voltage In/Out"
381406351 | TNB | DISTRIBUTION | WP PUTRAJAYA & CYBERJAYA | Existing |  |  | TX1-CBJ23303 |  |  | 0 | RYB |  |  | 11 kV |  | 415 V |  |  | 1000.00 kVA | 19700101 |  | 1 | 0 | Fail | Please check "Voltage In/Out"
381406601 | TNB | DISTRIBUTION | WP PUTRAJAYA & CYBERJAYA | Existing | VCBJ/PCE/J00131/MATX1 | 310038092 | TX1-CBJ24403 | PE 24.40 LAMAN VIEW |  | 0 | RYB |  |  | 11 kV |  | 415 V |  |  | 1000.00 kVA | 19700101 |  | 1 | 0 | Fail | Please check "Voltage In/Out"
381406604 | TNB | DISTRIBUTION | WP PUTRAJAYA & CYBERJAYA | Existing | VCBJ/PCE/J00131/MATX2 | 310038091 | TX2-CBJ24404 | PE 24.40 LAMAN VIEW |  | 0 | RYB |  |  | 11 kV |  | 415 V |  |  | 1000.00 kVA | 19700101 |  | 1 | 0 | Fail | Please check "Voltage In/Out"
381406823 | TNB | DISTRIBUTION | WP PUTRAJAYA & CYBERJAYA | Existing | VPTJ/PCE/J00388/MATX1 | 310114182 | TX1-PTJ06073 | PE 6.07 BLOK 7 PPA1M (F1) |  | 0 | RYB |  |  | 11 kV |  | 415 V |  | MTM | 1000.00 kVA | 19700101 |  | 1 | 0 | Fail | Please check "Voltage In/Out"
381406946 | TNB | DISTRIBUTION | WP PUTRAJAYA & CYBERJAYA | Existing | VPTJ/PCE/J00389/MATX1 | 310114181 | TX1-PTJ06076 | PE 6.07 BLOK 7 PPA1M (F2) |  | 0 | RYB |  |  | 11 kV |  | 415 V |  | MTM | 1000.00 kVA | 19700101 |  | 1 | 0 | Fail | Please check "Voltage In/Out"
381407071 | TNB | DISTRIBUTION | WP PUTRAJAYA & CYBERJAYA | Existing | VPTJ/PCE/J00393/MATX1 | 310114188 | TX1-PTJ06116 | PE 6.11 BLOK 4 PPA1M (F2) |  | 0 | RYB |  |  | 11 kV |  | 415 V |  | MTM | 1000.00 kVA | 19700101 |  | 1 | 0 | Fail | Please check "Voltage In/Out"
381407194 | TNB | DISTRIBUTION | WP PUTRAJAYA & CYBERJAYA | Existing | VPTJ/PCE/J00392/MATX1 | 310114185 | TX1-PTJ06113 | PE 6.11 BLOK 4 PPA1M (F1) |  | 0 | RYB |  |  | 11 kV |  | 415 V |  | MTM | 1000.00 kVA | 19700101 |  | 1 | 0 | Fail | Please check "Voltage In/Out"
381407329 | TNB | DISTRIBUTION | WP PUTRAJAYA & CYBERJAYA | Existing | VPTJ/PCE/J00390/MATX1 | 310114184 | TX1-PTJ06103 | PE 6.10 BLOK 6B PPA1M (F1) |  | 0 | RYB |  |  | 11 kV |  | 415 V |  | MTM | 1000.00 kVA | 19700101 |  | 1 | 0 | Fail | Please check "Voltage In/Out"
381407452 | TNB | DISTRIBUTION | WP PUTRAJAYA & CYBERJAYA | Existing | VPTJ/PCE/J00391/MATX1 | 310114183 | TX2-PTJ06106 | PE 6.10 BLOK 6B PPA1M (F2) |  | 0 | RYB |  |  | 11 kV |  | 415 V |  | MTM | 1000.00 kVA | 19700101 |  | 1 | 0 | Fail | Please check "Voltage In/Out"
381407573 | TNB | DISTRIBUTION | WP PUTRAJAYA & CYBERJAYA | Existing | VPTJ/PCE/J00397/MATX1 | 310104889 | TX2-PTJ06096 | PE 6.09 BLOK 6A PPA1M (F2) |  | 0 | RYB |  |  | 11 kV |  | 415 V |  | MTM | 1000.00 kVA | 19700101 |  | 1 | 0 | Fail | Please check "Voltage In/Out"
381407696 | TNB | DISTRIBUTION | WP PUTRAJAYA & CYBERJAYA | Existing | VPTJ/PCE/J00396/MATX1 | 310104890 | TX1-PTJ06093 | PE 6.09 BLOK 6A PPA1M (F1) |  | 0 | RYB |  |  | 11 kV |  | 415 V |  | MTM | 1000.00 kVA | 19700101 |  | 1 | 0 | Fail | Please check "Voltage In/Out"
381407817 | TNB | DISTRIBUTION | WP PUTRAJAYA & CYBERJAYA | Existing | VPTJ/PCE/J00394/MATX1 | 310104891 | TX1-PTJ06082 | PE 6.08 BLOK 3 PPA1M (F1) |  | 0 | RYB |  |  | 11 kV |  | 415 V |  | MTM | 1000.00 kVA | 19700101 |  | 1 | 0 | Fail | Please check "Voltage In/Out"
381407940 | TNB | DISTRIBUTION | WP PUTRAJAYA & CYBERJAYA | Existing | VPTJ/PCE/J00395/MATX1 | 310104892 | TX2-PTJ06085 | PE 6.08 BLOK 3 PPA1M (F2) |  | 0 | RYB |  |  | 11 kV |  | 415 V |  | MTM | 1000.00 kVA | 19700101 |  | 1 | 0 | Fail | Please check "Voltage In/Out"
381408061 | TNB | DISTRIBUTION | WP PUTRAJAYA & CYBERJAYA | Existing | VPTJ/PCE/J00386/MATX1 | 310114180 | TX1-PTJ06063 | PE 6.06 BLOK 5B PPA1M (F1) |  | 0 | RYB |  |  | 11 kV |  | 415 V |  | MTM | 1000.00 kVA | 19700101 |  | 1 | 0 | Fail | Please check "Voltage In/Out"
381408184 | TNB | DISTRIBUTION | WP PUTRAJAYA & CYBERJAYA | Existing | VPTJ/PCE/J00387/MATX1 | 310104893 | TX2-PTJ06066 | PE 6.06 BLOK 5B PPA1M (F2) |  | 0 | RYB |  |  | 11 kV |  | 415 V |  | MTM | 1000.00 kVA | 19700101 |  | 1 | 0 | Fail | Please check "Voltage In/Out"
381526234 | TNB | DISTRIBUTION | WP PUTRAJAYA & CYBERJAYA | Existing | VCBJ/PCE/J23291/MATX1 | 300544701 | TX1-CBJ23293 | PE 23.29 PERUMAHAN CERIA RESID |  | 0 | RYB |  |  | 11 kV |  | 415 V |  | MTM | 1000.00 kVA | 19700101 |  | 1 | 83 | Fail | Please check "Voltage In/Out"
381526237 | TNB | DISTRIBUTION | WP PUTRAJAYA & CYBERJAYA | Existing | VCBJ/PCE/J23291/MATX2 | 300544705 | TX2-CBJ23294 | PE 23.29 PERUMAHAN CERIA RESID |  | 0 | RYB |  |  | 11 kV |  | 415 V |  | MTM | 1000.00 kVA | 19700101 |  | 1 | 67 | Fail | Please check "Voltage In/Out"
381526560 | TNB | DISTRIBUTION | WP PUTRAJAYA & CYBERJAYA | Existing | VCBJ/PCE/J21441/MATX1 | 300267559 | TX1-CBJ21442 | PE 21.44 CYBERVILLAGE SERENITY |  | 0 | RYB |  |  | 11 kV |  | 415 V |  | EWT | 1000.00 kVA | 30/03/2004 |  | 1 | 0 | Fail | Please check "Voltage In/Out"
381526563 | TNB | DISTRIBUTION | WP PUTRAJAYA & CYBERJAYA | Existing | VCBJ/PCE/J21441/MATX2 | 300267559 | TX2-CBJ21443 | PE 21.44 CYBERVILLAGE SERENITY |  | 0 | RYB |  |  | 11 kV |  | 415 V |  | EWT | 1000.00 kVA | 30/03/2004 |  | 1 | 53 | Fail | Please check "Voltage In/Out"
381526772 | TNB | DISTRIBUTION | WP PUTRAJAYA & CYBERJAYA | Existing | VCBJ/PCE/J24031/MATX2 | 300461088 | TX2-CBJ24034 | PE 24.03 JELANG VISTA 2 |  | 0 | RYB |  |  | 11 kV |  | 415 V |  | MTM | 1000.00 kVA | 19700101 |  | 1 | 0 | Fail | Please check "Voltage In/Out"
381527228 | TNB | DISTRIBUTION | WP PUTRAJAYA & CYBERJAYA | Existing | VCBJ/PCE/J24111/MATX1 | 310338783 | TX1-CBJ24113 | PE 24.11 SEJATI HOMES 1 |  | 0 | RYB |  |  | 11 kV |  | 415 V |  | MTM | 1000.00 kVA | 19700101 |  | 1 | 27 | Fail | Please check "Voltage In/Out"
381527231 | TNB | DISTRIBUTION | WP PUTRAJAYA & CYBERJAYA | Existing | VCBJ/PCE/J24111/MATX2 | 310375553 | TX2-CBJ24114 | PE 24.11 SEJATI HOMES 1 |  | 0 | RYB |  |  | 11 kV |  | 415 V |  | MTM | 1000.00 kVA | 19700101 |  | 1 | 16 | Fail | Please check "Voltage In/Out"
382986178 | TNB | DISTRIBUTION | WP PUTRAJAYA & CYBERJAYA | Existing | VPTJ/PCE/J14331/MATX1 | 310338738 | TX1-PTJ14333 | PE 14.33 PERUMAHAN 14-6 NO 2 ( |  | 0 | RYB |  |  | 11 kV |  | 415 V |  |  | 1000.00 kVA | 19700101 |  | 1 | 28 | Fail | Please check "Voltage In/Out"
382986301 | TNB | DISTRIBUTION | WP PUTRAJAYA & CYBERJAYA | Existing | VPTJ/PCE/J14332/MATX2 | 310338742 | TX2-PTJ14335 | PE 14.33 PERUMAHAN 14-6 NO 2 ( |  | 0 | RYB |  |  | 11 kV |  | 415 V |  |  | 1000.00 kVA | 19700101 |  | 1 | 26 | Fail | Please check "Voltage In/Out"
382986432 | TNB | DISTRIBUTION | WP PUTRAJAYA & CYBERJAYA | Existing | VPTJ/PCE/J14321/MATX1 | 310338750 | TX1-PTJ14323 | PE 14.32 PERUMAHAN 14-6 NO 1 ( |  | 3 | RYB |  |  | 11 kV |  | 415 V |  |  | 1000.00 kVA | 19700101 |  | 1 | 30 | Fail | Please check "Voltage In/Out"
382986555 | TNB | DISTRIBUTION | WP PUTRAJAYA & CYBERJAYA | Existing | VPTJ/PCE/J14322/MATX2 | 310338749 | TX2-PTJ14325 | PE 14.32 PERUMAHAN 14-6 NO 1 ( |  | 0 | RYB |  |  | 11 kV |  | 415 V |  | EWT | 1000.00 kVA | 19700101 |  | 1 | 0 | Fail | Please check "Voltage In/Out"
382986701 | TNB | DISTRIBUTION | WP PUTRAJAYA & CYBERJAYA | Existing | VCBJ/PCE/J00127/MATX1 | 310090705 | TX1-CBJ24371 | PE 24.37 KANVAS TOWER A |  | 0 | RYB |  |  | 11 kV |  | 415 V |  | EWT | 1000.00 kVA | 19700101 |  | 1 | 0 | Fail | Please check "Voltage In/Out"
382986704 | TNB | DISTRIBUTION | WP PUTRAJAYA & CYBERJAYA | Existing | VCBJ/PCE/J00127/MATX2 | 310090716 | TX2-CBJ24374 | PE 24.37 KANVAS TOWER A |  | 0 | RYB |  |  | 11 kV |  | 415 V |  | MTM | 1000.00 kVA | 19700101 |  | 1 | 0 | Fail | Please check "Voltage In/Out"
382986923 | TNB | DISTRIBUTION | WP PUTRAJAYA & CYBERJAYA | Existing | VCBJ/PCE/J00128/MATX1 | 310089825 | TX1-CBJ24383 | PE 24.38 KANVAS TOWER B |  | 0 | RYB |  |  | 11 kV |  | 415 V |  | EWT | 1000.00 kVA | 19700101 |  | 1 | 0 | Fail | Please check "Voltage In/Out"
382986926 | TNB | DISTRIBUTION | WP PUTRAJAYA & CYBERJAYA | Existing | VCBJ/PCE/J00128/MATX2 | 310089830 | TX2-CBJ24384 | PE 24.38 KANVAS TOWER B |  | 0 | RYB |  |  | 11 kV |  | 415 V |  | MTM | 1000.00 kVA | 19700101 |  | 1 | 0 | Fail | Please check "Voltage In/Out"
382987157 | TNB | DISTRIBUTION | WP PUTRAJAYA & CYBERJAYA | Existing | VCBJ/PCE/J23261/MATX1 | 310425256 | TX1-CBJ23261 | PE 23.26 V RESIDENCE |  | 0 | RYB |  |  | 11 kV |  | 415 V |  | MTM | 1000.00 kVA | 19700101 |  | 1 | 0 | Fail | Please check "Voltage In/Out"
382987160 | TNB | DISTRIBUTION | WP PUTRAJAYA & CYBERJAYA | Existing | VCBJ/PCE/J23261/MATX2 | 310425259 | TX2-CBJ23264 | PE 23.26 V RESIDENCE |  | 0 | RYB |  |  | 11 kV |  | 415 V |  | MTM | 1000.00 kVA | 19700101 |  | 1 | 0 | Fail | Please check "Voltage In/Out"
382987377 | TNB | DISTRIBUTION | WP PUTRAJAYA & CYBERJAYA | Existing | VCBJ/PCE/J23271/MATX1 | 310425263 | TX1-CBJ23272 | PE 23.27 V RESIDENCE 1 |  | 0 | RYB |  |  | 11 kV |  | 415 V |  | MTM | 750.00 kVA | 19700101 |  | 1 | 0 | Fail | Please check "Voltage In/Out"
382987635 | TNB | DISTRIBUTION | WP PUTRAJAYA & CYBERJAYA | Existing | VCBJ/PCE/J00133/MATX1 | 300549129 | TX1-CBJ24412 | PE 24.41 MAGIC VILLAGE |  | 0 | RYB |  |  | 11 kV |  | 415 V |  | MTM | 750.00 kVA | 19700101 |  | 1 | 0 | Fail | Please check "Voltage In/Out"
383003404 | TNB | DISTRIBUTION | WP PUTRAJAYA & CYBERJAYA | Existing | VPTJ/PCE/J00383/MATX1 | 310114190 | TX1-PTJ06056 | PE 6.05 BLOK 5A PPA1M (F2) |  | 0 | RYB |  |  | 11 kV |  | 415 V |  | MTM | 1000.00 kVA | 19700101 |  | 1 | 0 | Fail | Please check "Voltage In/Out"
383003527 | TNB | DISTRIBUTION | WP PUTRAJAYA & CYBERJAYA | Existing | VPTJ/PCE/J00382/MATX1 | 310114196 | TX1-PTJ06053 | PE 6.05 BLOK 5A PPA1M (F1) |  | 0 | RYB |  |  | 11 kV |  | 415 V |  | MTM | 1000.00 kVA | 19700101 |  | 1 | 0 | Fail | Please check "Voltage In/Out"
383003648 | TNB | DISTRIBUTION | WP PUTRAJAYA & CYBERJAYA | Existing | VPTJ/PCE/J00381/MATX1 | 310114186 | TX1-PTJ06046 | PE 6.04 BLOK 1 PPA1M (F2) |  | 0 | RYB |  |  | 11 kV |  | 415 V |  | MTM | 1000.00 kVA | 19700101 |  | 1 | 0 | Fail | Please check "Voltage In/Out"
383003771 | TNB | DISTRIBUTION | WP PUTRAJAYA & CYBERJAYA | Existing | VPTJ/PCE/J00380/MATX1 | 310114187 | TX1-PTJ06043 | PE 6.04 BLOK 1 PPA1M (F1) |  | 0 | RYB |  |  | 11 kV |  | 415 V |  | MTM | 1000.00 kVA | 19700101 |  | 1 | 0 | Fail | Please check "Voltage In/Out"
383003932 | TNB | DISTRIBUTION | WP PUTRAJAYA & CYBERJAYA | Existing | VPTJ/PCE/J16321/MATX1 | 310471637 | TX1-PTJ16322 | PE 16.32 TEMP PPA1M P16D |  | 0 | RYB |  |  | 11 kV |  | 415 V |  | EWT | 500.00 kVA | 19700101 |  | 1 | 0 | Fail | Please check "Voltage In/Out"
383004190 | TNB | DISTRIBUTION | WP PUTRAJAYA & CYBERJAYA | Existing | VPTJ/PCE/J01681/MATX1 | 310372352 | TX1-PTJ01682 | PE 1.68 TEMP PLOT Z1 & Z2 |  | 0 | RYB |  |  | 11 kV |  | 415 V |  | SGB | 1000.00 kVA | 19700101 |  | 1 | 0 | Fail | Please check "Voltage In/Out"
383004465 | TNB | DISTRIBUTION | WP PUTRAJAYA & CYBERJAYA | Existing | VPTJ/PCE/J11641/MATX1 | 300273247 | TX1-PTJ11642 | PE 11.64 ZON 10A (F1) |  | 0 | RYB |  |  | 11 kV |  | 415 V |  | EWT | 1000.00 kVA | 21/07/2009 |  | 1 | 34 | Fail | Please check "Voltage In/Out"
383004582 | TNB | DISTRIBUTION | WP PUTRAJAYA & CYBERJAYA | Existing | VPTJ/PCE/J11642/MATX2 | 300454499 | TX2-PTJ11645 | PE 11.64 ZON 10A (F2) |  | 0 | RYB |  |  | 11 kV |  | 415 V |  | EWT | 1000.00 kVA | 21/07/2009 |  | 1 | 29 | Fail | Please check "Voltage In/Out"
383004700 | TNB | DISTRIBUTION | WP PUTRAJAYA & CYBERJAYA | Existing | VPTJ/PCE/J11651/MATX1 | 300344422 | TX1-PTJ11653 | PE 11.65 ZON 10A2 (F1) |  | 0 | RYB |  |  | 11 kV |  | 415 V |  | MTM | 1000.00 kVA | 13/08/2009 |  | 1 | 0 | Fail | Please check "Voltage In/Out"
383004817 | TNB | DISTRIBUTION | WP PUTRAJAYA & CYBERJAYA | Existing | VPTJ/PCE/J11652/MATX2 | 300273246 | TX2-PTJ11656 | PE 11.65 ZON 10A2 (F2) |  | 0 | RYB |  |  | 11 kV |  | 415 V |  | MTM | 1000.00 kVA | 13/08/2009 |  | 1 | 0 | Fail | Please check "Voltage In/Out"
383046637 | TNB | DISTRIBUTION | WP PUTRAJAYA & CYBERJAYA | Existing | VCBJ/PCE/J00164/MATX1 | 300554738 | TX-C23452 | D-CBJ-C17-0519 |  | 0 | RYB |  |  | 11 kV | 11/0.415 kV | 415 V | MTM |  | 1000.00 kVA | 19700101 |  | 1 | 0 | Fail | Please check "Voltage In/Out"
383046877 | TNB | DISTRIBUTION | WP PUTRAJAYA & CYBERJAYA | Existing |  |  | TX1-C25312 | D-CBJ-C16-0576 |  | 0 | RYB |  |  | 11 kV |  | 415 V |  |  |  | 19700101 |  | 1 | 0 | Fail | Please check "Voltage In/Out"
383046991 | TNB | DISTRIBUTION | WP PUTRAJAYA & CYBERJAYA | Existing |  |  | TX1-C25322 | D-CBJ-C16-0576 |  | 0 | RYB |  |  | 11 kV |  | 415 V |  |  |  | 19700101 |  | 1 | 0 | Fail | Please check "Voltage In/Out"
383047105 | TNB | DISTRIBUTION | WP PUTRAJAYA & CYBERJAYA | Existing |  |  | TX1-C25332 | D-CBJ-C16-0576 |  | 0 | RYB |  |  | 11 kV |  | 415 V |  |  |  | 19700101 |  | 1 | 0 | Fail | Please check "Voltage In/Out"
383338339 | TNB | DISTRIBUTION | WP PUTRAJAYA & CYBERJAYA | Existing | VCBJ/PCE/J00139/MATX1 | 310303747 | TX1-CBJ23403 | D-CBJ-C15-0468 |  | 0 | RYB |  |  | 11 kV |  | 415 V |  |  | 1000.00 kVA | 19700101 |  | 1 | 0 | Fail | Please check "Voltage In/Out"
383338342 | TNB | DISTRIBUTION | WP PUTRAJAYA & CYBERJAYA | Existing | VCBJ/PCE/J00139/MATX2 | 310303764 | TX2-CBJ23404 | D-CBJ-C15-0468 |  | 0 | RYB |  |  | 11 kV |  | 415 V |  |  | 1000.00 kVA | 19700101 |  | 1 | 0 | Fail | Please check "Voltage In/Out"
383338558 | TNB | DISTRIBUTION | WP PUTRAJAYA & CYBERJAYA | Existing | VCBJ/PCE/J00140/MATX1 | 310303748 | TX1-CBJ23412 | D-CBJ-C15-0468 |  | 0 | RYB |  |  | 11 kV |  | 415 V |  |  | 1000.00 kVA | 19700101 |  | 1 | 0 | Fail | Please check "Voltage In/Out"
383338561 | TNB | DISTRIBUTION | WP PUTRAJAYA & CYBERJAYA | Existing | VCBJ/PCE/J00140/MATX2 | 310303763 | TX2-CBJ23413 | D-CBJ-C15-0468 |  | 0 | RYB |  |  | 11 kV |  | 415 V |  |  | 1000.00 kVA | 19700101 |  | 1 | 0 | Fail | Please check "Voltage In/Out"
383347048 | TNB | DISTRIBUTION | WP PUTRAJAYA & CYBERJAYA | Existing | VCBJ/PCE/J24021/MA TX2 | 310303826 | TX2-CBJ24024 | PE 24.02 JELANG VISTA 1 |  | 0 | RYB |  |  | 11 kV |  | 415 V |  | MTM | 1000.00 kVA | 19700101 |  | 1 | 1 | Fail | Please check "Voltage In/Out"
384171322 | TNB | DISTRIBUTION | WP PUTRAJAYA & CYBERJAYA | Existing |  |  | TX1 |  |  | 0 | RYB |  |  | 11 kV |  | 415 V |  |  |  | 19700101 |  | 1 | 0 | Fail | Please check "Voltage In/Out"
384171448 | TNB | DISTRIBUTION | WP PUTRAJAYA & CYBERJAYA | Existing |  |  | TX1-C24453 | D-CBJ-C15-0463 |  | 0 | RYB |  |  | 11 kV |  | 415 V |  |  |  | 19700101 |  | 1 | 0 | Fail | Please check "Voltage In/Out"
384171451 | TNB | DISTRIBUTION | WP PUTRAJAYA & CYBERJAYA | Existing |  |  | TX2-C24452 | D-CBJ-C15-0463 |  | 0 | RYB |  |  | 11 kV |  | 415 V |  |  |  | 19700101 |  | 1 | 0 | Fail | Please check "Voltage In/Out"
384171659 | TNB | DISTRIBUTION | WP PUTRAJAYA & CYBERJAYA | Existing |  |  | TX1-C24442 | D-CBJ-C15-0463 |  | 0 | RYB |  |  | 11 kV |  | 415 V |  |  |  | 19700101 |  | 1 | 0 | Fail | Please check "Voltage In/Out"
384171662 | TNB | DISTRIBUTION | WP PUTRAJAYA & CYBERJAYA | Existing |  |  | TX2-C24443 | D-CBJ-C15-0463 |  | 0 | RYB |  |  | 11 kV |  | 415 V |  |  |  | 19700101 |  | 1 | 0 | Fail | Please check "Voltage In/Out"
384172013 | TNB | DISTRIBUTION | WP PUTRAJAYA & CYBERJAYA | Existing |  |  | TX1-C24462 | D-CBJ-C15-0497 |  | 0 | RYB |  |  | 11 kV |  | 415 V |  |  |  | 19700101 |  | 1 | 0 | Fail | Please check "Voltage In/Out"
384304436 | TNB | DISTRIBUTION | WP PUTRAJAYA & CYBERJAYA | Existing |  |  | TX1- C21392 | D-CBJ-C16-0532 |  | 0 | RYB |  |  | 11 kV |  | 415 V |  |  |  | 19700101 |  | 1 | 0 | Fail | Please check "Voltage In/Out"
385025828 | TNB | DISTRIBUTION | WP PUTRAJAYA & CYBERJAYA | Existing |  |  | TX1-P17233 | PE 17.23 TEMP PPA1M PLOT 17RM2 |  | 0 | RYB |  |  | 11 kV |  | 415 V |  |  |  | 19700101 |  | 1 | 0 | Fail | Please check "Voltage In/Out"
385026656 | TNB | DISTRIBUTION | WP PUTRAJAYA & CYBERJAYA | Existing |  |  | TX2-24433 | PE 24.43 PRIMA ONE |  | 0 | RYB |  |  | 11 kV |  | 415 V |  |  |  | 19700101 |  | 1 | 0 | Fail | Please check "Voltage In/Out"
385026763 | TNB | DISTRIBUTION | WP PUTRAJAYA & CYBERJAYA | Existing |  |  | TX1-24432 | D-CBJ-C16-0566 |  | 0 | RYB |  |  | 11 kV |  | 415 V |  |  |  | 19700101 | MSB BLOK B | 1 | 0 | Fail | Please check "Voltage In/Out"
388861025 | TNB | DISTRIBUTION | WP PUTRAJAYA & CYBERJAYA | Existing | VCBJ/PCE/J24051/MATX2 | 310390817 | TX2-CBJ24053 | PE 24.05 SYMPHONY HILLS 3 |  | 0 | RYB |  |  | 11 kV | 11/0.415 kV | 415 V | MTM | MTM | 1000.00 kVA | 20130108 |  | 1 | 58 | Fail | Please check "Voltage In/Out"
389013164 | TNB | DISTRIBUTION | WP PUTRAJAYA & CYBERJAYA | Existing | VCBJ/PCE/J24061/MATX1 | 300454671 | TX1-CBJ24063 | PE 24.06 SYMPHONY HILLS 1 |  | 0 | RYB |  |  | 11 kV |  | 415 V |  | MTM | 1000.00 kVA | 20130108 |  | 1 | 47 | Fail | Please check "Voltage In/Out"
389470118 | TNB | DISTRIBUTION | WP PUTRAJAYA & CYBERJAYA | Existing |  |  | TX1- CBJ24503 | D-CBJ-C15-0506 |  | 0 | RYB |  |  | 11 kV |  | 415 V |  |  |  | 19700101 |  | 1 | 1 | Fail | Please check "Voltage In/Out"
389500334 | TNB | DISTRIBUTION | WP PUTRAJAYA & CYBERJAYA | Existing | VCBJ/PCE/J22831/MATX1 | 300344386 | TX1-CBJ22833 | PE 22.83 CBD PERDANA 2D F1 |  | 0 | RYB |  |  | 11 kV | 11/0.415 KV | 415 V | MTM |  | 1000.00 kVA | 16/02/2012 |  | 1 | 1 | Fail | Please check "Voltage In/Out"
389500445 | TNB | DISTRIBUTION | WP PUTRAJAYA & CYBERJAYA | Existing | VCBJ/PCE/J22832/MATX2 | 300344387 | TX1-CBJ22826 | PE 22.83 CBD PERDANA 2D F2 |  | 0 | RYB |  |  | 11 kV | 11/0.415 KV | 415 V | MTM |  | 1000.00 kVA | 16/02/2012 |  | 1 | 1 | Fail | Please check "Voltage In/Out"
389527943 | TNB | DISTRIBUTION | WP PUTRAJAYA & CYBERJAYA | Existing | VCBJ/PCE/J21751/MATX2 | 300454934 | TX2-CBJ21752 | PE 21.75 LAKEVIEW WEST 1 |  | 0 | RYB |  |  | 11 kV | 11/0.415 KV | 415 V | EWT | EWT | 1000.00 kVA | 18/04/2012 |  | 1 | 33 | Fail | Please check "Voltage In/Out"
389528362 | TNB | DISTRIBUTION | WP PUTRAJAYA & CYBERJAYA | Existing | VCBJ/PCE/J21741/MATX2 | 300267518 | TX2-CBJ22442 | PE 21.74 LAKE VIEW WEST 2 |  | 0 | RYB |  |  | 11 kV | 11/0.415 KV | 415 V | EWT | SGB | 1000.00 kVA | 17/06/2008 |  | 1 | 36 | Fail | Please check "Voltage In/Out"
390114642 | TNB | DISTRIBUTION | WP PUTRAJAYA & CYBERJAYA | Existing | VPTJ/PCE/J14092/MATX1 | 300454520 | TX1-PTJ14095 | PE 14.09 PERUMAHAN 14-4 (F2) |  | 0 | RYB |  |  | 11 kV |  | 415 V | EWT |  | 1000.00 kVA | 21/11/2013 |  | 1 | 14 | Fail | Please check "Voltage In/Out"
390320320 | TNB | DISTRIBUTION | WP PUTRAJAYA & CYBERJAYA | Existing | VCBJ/PCE/J22861/MATX2 | 310361758 | TX2-CBJ22864 | PE 22.86 NEO CYBER BLOK D |  | 0 | RYB |  |  | 11 kV | 11/0.415 kV | 415 V | MTM | MTM | 500.00 kVA | 19/05/2012 | DONE DR | 1 | 1 | Fail | Please check "Voltage In/Out"
390865668 | TNB | DISTRIBUTION | WP PUTRAJAYA & CYBERJAYA | Existing |  |  | TX1-P11793 | PE 11.79 TEMP TSR BINA |  | 0 | RYB |  |  | 11 kV |  | 415 V |  |  |  | 19700101 |  | 1 | 0 | Fail | Please check "Voltage In/Out"