## Ring Main Unit
Id | Owner Type | Owner Name | Operational Area | Status | ERMS Functional Location | ERMS Equipment No | Operating Voltage | Extensible | Label | Substation Name | ERMS System Status | ERMS User Status | Manufacturer | Manufacturer [Old] | Model Number | Date Commissioned
27024609 | TNB | DISTRIBUTION | SUNGAI BESAR | Existing |  |  | 11 kV | NO | RMU | P/E LPN BAGAN TERAP |  |  |  | TAMCO
27024618 | TNB | DISTRIBUTION | SUNGAI BESAR | Existing |  |  | 11 kV | NO | RMU | P/E LPN BAGAN TERAP |  |  |  | TAMCO
27089313 | TNB | DISTRIBUTION | SUNGAI BESAR | Existing | BSBR/PCE/J00049/MB368 | 300039963 | 11 kV | NO | RMU | TMN CAHAYA |  |  |  | VEI | 24221 | 1991-01-12
428769056 | TNB | DISTRIBUTION | SUNGAI BESAR | Existing | BSBR/PCE/J00178/MBRMU1 | 300241515 |  | NO |  | TMN PERWIRA |  |  |  | VEI | 11761 | 30/05/1995
428769718 | TNB | DISTRIBUTION | SUNGAI BESAR | Existing | BSBR/PCE/J00181/MBRMU | 300451117 |  | NO |  | P/E TAMAN GEMILANG NO 2 |  |  |  | SIEMENS | ITEM SF6 2+1 | 2007-01-01
428770459 | TNB | DISTRIBUTION | SUNGAI BESAR | Existing | BSBR/PCE/J00240/MB1 | 310371006 | 11 kV | NO | RMU | P/E MCDONALD SG BESAR |  |  |  | TOSHIBA
428772848 | TNB | DISTRIBUTION | SUNGAI BESAR | Existing | BSBR/PCE/J00009/MB1 | 310370995 | 11 kV | NO | RMU | SBBC FASA 3 |  |  |  | VEI POWER DIST
430842846 | TNB | DISTRIBUTION | SUNGAI BESAR | Existing | BSBR/PCE/J00068/MB1 | 310386594 | 11 kV | NO | RMU | P/E JALAN ANGGERIK |  |  |  | INDKOM | INS24
430843050 | TNB | DISTRIBUTION | SUNGAI BESAR | Existing | BSBR/PCE/J00180/MBRMU1 | 300242314 | 11 kV | NO | RMU | TMN PENGGAWA |  |  |  | TAMCO | GR1-121-1D-0082 | 1989-03-04
430843441 | TNB | DISTRIBUTION | SUNGAI BESAR | Existing | BSBR/PCE/J00219/MB1 | 300447846 | 11 kV | NO | RMU | P/E ELEYSS PARK |  |  |  | INDKOM | INDKOM | 22/01/2010
430844065 | TNB | DISTRIBUTION | SUNGAI BESAR | Existing | BSBR/PCE/J00076/MB003 | 300040069 | 11 kV | NO | RMU | P/E TAMAN SERI BEDENA |  |  |  | INDKOM | 0112S136 | 2001-02-12
430844342 | TNB | DISTRIBUTION | SUNGAI BESAR | Existing | BSBR/PCE/J00192/MB1 | 310416822 | 11 kV | NO | RMU | P/E FUSIPIM |  |  |  | VEI POWER DIST
430845551 | TNB | DISTRIBUTION | SUNGAI BESAR | Existing | BSBR/PCE/J00069/MBS00689 | 300040043 | 11 kV | NO | RMU | P/E HIGHLAND DESICCATED COCONUT |  |  |  | TAMCO | GR1-21-OD-07217 | 2006-01-08
430846256 | TNB | DISTRIBUTION | SUNGAI BESAR | Existing | BSBR/PCE/J00161/MBNN03 | 300040487 | 11 kV | NO | RMU | P/E LOT 6388 PANCHANG BEDENA |  |  |  | TAMCO | GR1 | 2000-01-03
430846846 | TNB | DISTRIBUTION | SUNGAI BESAR | Existing | BSBR/PCE/J00113/MBS00691 | 300040255 | 11 kV | NO | RMU | P/E KOKO FAMA ASSAYAKI |  |  |  | TAMCO | GRI | 1996-11-04
430882312 | TNB | DISTRIBUTION | SUNGAI BESAR | Existing |  |  | 11 kV | NO | RMU | P/E SBBC FASA 2
430882956 | TNB | DISTRIBUTION | SUNGAI BESAR | Existing | BSBR/PCE/J00199/MB1 | 310357935 | 11 kV | NO | RMU | P/E SBBC FASA 1 |  |  |  | VEI POWER DIST | 23129
430884091 | TNB | DISTRIBUTION | SUNGAI BESAR | Existing |  |  | 11 kV | NO | RMU | P/E TAMAN PURNAMA
430884769 | TNB | DISTRIBUTION | SUNGAI BESAR | Existing | BSBR/PCE/J00194/MB1 | 310355579 | 11 kV | NO | RMU | P/E TAMAN PERDANA NO 1 |  |  |  | TAMCO
430899862 | TNB | DISTRIBUTION | SUNGAI BESAR | Existing |  |  | 11 kV | NO | RMU | P/E TAMAN PERDANA
430901005 | TNB | DISTRIBUTION | SUNGAI BESAR | Existing | BSBR/PCE/J00037/MBS00732 | 300039899 |  | NO |  | TMN PADU PERMAI |  |  |  | VEI | 9680 | 2003-05-09
430901660 | TNB | DISTRIBUTION | SUNGAI BESAR | Existing | BSBR/PCE/J00038/MBS00735 | 300039904 | 11 kV | NO | RMU | TMN SETIA JAYA |  |  |  | INDKOM | 110631442 | 2003-10-04
430937396 | TNB | DISTRIBUTION | SUNGAI BESAR | Existing | BSBR/PCE/J00217/MB | 300453596 |  | NO |  | S/SUIS PPU SG BESAR |  |  |  | TAMCO | GR1 SF6 (3S) | 29/11/2010
430938085 | TNB | DISTRIBUTION | SUNGAI BESAR | Existing | BSBR/PCE/J00034/MBNN03 | 300039886 |  | NO |  | P/E JBA SG BESAR |  |  |  | LUCY | LM1872001 | 26/08/1989
430938699 | TNB | DISTRIBUTION | SUNGAI BESAR | Existing | BSBR/PCE/J00035/MBNN01 | 300039889 |  | NO |  | TALIKOM S/BESAR |  |  |  | TAMCO | B2510364 | 26/04/1995
430939307 | TNB | DISTRIBUTION | SUNGAI BESAR | Existing | BSBR/PCE/J00036/MBNN03 | 300039896 | 11 kV | NO | RMU | JLN MAHSURI |  |  |  | INDKOM | 99115025 | 1991-01-08
430940433 | TNB | DISTRIBUTION | SUNGAI BESAR | Existing | BSBR/PCE/J00077/MBNN03 | 300040074 | 11 kV | NO | RMU | ARKED MARA |  |  |  | INDKOM | 1245094 | 30/01/2002
430941223 | TNB | DISTRIBUTION | SUNGAI BESAR | Existing | BSBR/PCE/J00010/MB1 | 310371013 | 11 kV | NO | RMU | TMN GEMILANG |  |  |  | MERLIN GERIN
430946823 | TNB | DISTRIBUTION | SUNGAI BESAR | Existing | BSBR/PCE/J00223/MB1 | 300448006 |  | NO |  | P/E TMN BEDENA 2 |  |  |  | INDKOM | INS25 | 2012-12-11
430947548 | TNB | DISTRIBUTION | SUNGAI BESAR | Existing | BSBR/PCE/J00197/MB1 | 310355581 | 11 kV | NO | RMU | P/E BOMBA SG BESAR |  |  |  | TAMCO
430948765 | TNB | DISTRIBUTION | SUNGAI BESAR | Existing | BSBR/PCE/J00222/MB1 | 300448004 | 11 kV | NO | RMU | P/E MAHKAMAH |  |  |  | INDKOM | INS24 | 25/03/2013
430950088 | TNB | DISTRIBUTION | SUNGAI BESAR | Existing | BSBR/PCE/J00198/MB1 | 310357923 | 11 kV | NO | RMU | P/E TAMAN BAYU |  |  |  | EPE
432582464 | TNB | DISTRIBUTION | SUNGAI BESAR | Existing | BSBR/PCE/J00174/MBRMU1 | 300241430 | 11 kV | NO | RMU | TMN PADU PERMAI NO 2 |  |  |  | FALCON BETA | GRI | 2003-09-10
432583544 | TNB | DISTRIBUTION | SUNGAI BESAR | Existing | BSBR/PCE/J00249/MB1 | 300554395 | 11 kV | NO | RMU | P/E MASJID PADU PERMAI |  |  |  | LUCY | VRN 2A
432584179 | TNB | DISTRIBUTION | SUNGAI BESAR | Existing | BSBR/PCE/J00183/MB1 | 310357925 | 11 kV | NO | RMU | P/E TMN PADU PERMAI NO 3 |  |  |  | TAMCO
432585944 | TNB | DISTRIBUTION | SUNGAI BESAR | Existing | BSBR/PCE/J00218/MB1 | 300447847 |  | NO |  | P/E TERNAK LEMBU |  |  |  | INDKOM | INDKOM | 2009-02-07
432591337 | TNB | DISTRIBUTION | SUNGAI BESAR | Existing | BSBR/PCE/J00002/MBNN01 | 300039797 |  | NO |  | TBK MARSO |  |  |  | MERIN GERIN | NA | 2002-10-06
432591968 | TNB | DISTRIBUTION | SUNGAI BESAR | Existing | BSBR/PCE/J00196/MB1 | 310357924 | 11 kV | NO | RMU | P/E MARIN PARK |  |  |  | INDKOM
432592594 | TNB | DISTRIBUTION | SUNGAI BESAR | Existing | BSBR/PCE/J00058/MBNN03 | 300040007 |  | NO |  | KG NELAYAN SG HAJI DORANI |  |  |  | VEI | 1483 | 2002-06-08
432595092 | TNB | DISTRIBUTION | SUNGAI BESAR | Existing | BSBR/PCE/J00078/MBNN03 | 300040079 | 11 kV | NO | RMU | P/E BLACKTOP |  |  |  | F&G | 125177 | 13/02/2002
432595742 | TNB | DISTRIBUTION | SUNGAI BESAR | Existing | BSBR/PCE/J00112/MB1 | 310416826 | 11 kV | NO | RMU | P/E SIMPANG TEBUK PULAI |  |  |  | TAMCO
432595807 | TNB | DISTRIBUTION | SUNGAI BESAR | Existing | BSBR/PCE/J00112/MB1 | 310416825 | 11 kV | NO | RMU | P/E SIMPANG TEBUK PULAI |  |  |  | TAMCO | GRI | 1993-08-09
432596617 | TNB | DISTRIBUTION | SUNGAI BESAR | Existing | BSBR/PCE/J00116/MBS00895 | 300040276 | 11 kV | NO | RMU | TBK PULAI TENGAH |  |  |  | FALCON BETA | GRI | 26/05/1992
432597413 | TNB | DISTRIBUTION | SUNGAI BESAR | Existing | BSBR/PCE/J00117 | 300499653 | 11 kV | NO | RMU | PT 5 BARAT |  |  |  | LUCY | VRN 2A
432598169 | TNB | DISTRIBUTION | SUNGAI BESAR | Existing | BSBR/PCE/J00118/MB01 | 300040284 | 11 kV | NO | RMU | PT 3 1/2 BARAT |  |  |  | NA | NA | 20/10/2010
432598862 | TNB | DISTRIBUTION | SUNGAI BESAR | Existing | BSBR/PCE/J00119/MB01 | 300040289 | 11 kV | NO | RMU | PT 2 BARAT |  |  |  | NA | NA | 20/10/2010
432625638 | TNB | DISTRIBUTION | SUNGAI BESAR | Existing |  |  | 11 kV | NO | RMU | TMN EHSAN
432625838 | TNB | DISTRIBUTION | SUNGAI BESAR | Existing | BSBR/PCE/J00073/MBNN03 | 300040058 | 11 kV | NO | RMU | TMN MAKMUR |  |  |  | FALCON BETA | GR1 | 1988-12-02
432626812 | TNB | DISTRIBUTION | SUNGAI BESAR | Existing | BSBR/PCE/J00048/MBS00710 | 300039958 | 11 kV | NO | RMU | TMN RIA |  |  |  | FALCON BETA | GRI | 22/04/2002
432627406 | TNB | DISTRIBUTION | SUNGAI BESAR | Existing | BSBR/PCE/J00071/MBNN03 | 300040048 | 11 kV | NO | RMU | TMN RAYA |  |  |  | TOPRANK | 22L1T/04/115 | 1998-02-05
432627995 | TNB | DISTRIBUTION | SUNGAI BESAR | Existing |  |  | 11 kV | NO | RMU | P/E TAMAN SERI NO 2
432628582 | TNB | DISTRIBUTION | SUNGAI BESAR | Existing | BSBR/PCE/J00047/MB365 | 300039953 | 11 kV | NO | RMU | TMN SERI |  |  |  | FALCON BETA | GRI | 2000-03-05
432642681 | TNB | DISTRIBUTION | SUNGAI BESAR | Existing | BSBR/PCE/J00145/MBNN01 | 300040411 |  | NO |  | SG LANG (ILDAS) DAKWAH |  |  |  | FALCON BETA | GR1 | 1999-01-08
432643287 | TNB | DISTRIBUTION | SUNGAI BESAR | Existing | BSBR/PCE/J00184/MB1 | 310341861 | 11 kV | NO | RMU | P/E PUAS |  |  |  | INDKOM | INDKOM
432644573 | TNB | DISTRIBUTION | SUNGAI BESAR | Existing | BSBR/PCE/J00176/MBRMU1 | 300241441 |  | NO |  | INS. PERAKUNAN NEGARA (IPN) |  |  |  | VEI | 1863 | 2004-01-06
432645692 | TNB | DISTRIBUTION | SUNGAI BESAR | Existing | BSBR/PCE/J00144/MBNN01 | 300040405 |  | NO |  | TELUK BELANGGA |  |  |  | FALCON BETA | GR1 | 30/11/1991
432693582 | TNB | DISTRIBUTION | SUNGAI BESAR | Existing | BSBR/PCE/J00046/MBS00704 | 300039948 | 11 kV | NO | RMU | BGN 6 |  |  |  | FALCON BETA | GRI | 1998-01-08
432694168 | TNB | DISTRIBUTION | SUNGAI BESAR | Existing |  |  | 11 kV | NO | RMU | PADAT SG BESAR NO 2
432695253 | TNB | DISTRIBUTION | SUNGAI BESAR | Existing | BSBR/PCE/J00072/MBNN03 | 300040053 | 11 kV | NO | RMU | TMN SRI INDAH |  |  |  | VEI | 24332 | 1991-12-12
432695966 | TNB | DISTRIBUTION | SUNGAI BESAR | Existing | BSBR/PCE/J00230/MB1 | 300448015 | 11 kV | NO | RMU | P/E TMN SRI INDAH 2 |  |  |  | TAMCO | 11KVSF6RMV | 24/09/2012
432696751 | TNB | DISTRIBUTION | SUNGAI BESAR | Existing | BSBR/PCE/J00050/MBS00718 | 300039966 | 11 kV | NO | RMU | K/UDANG MAKHLUK LAUTAN |  |  |  | FALCON BETA | GR1 | 1991-01-08
432697379 | TNB | DISTRIBUTION | SUNGAI BESAR | Existing | BSBR/PCE/J00074/MBNN04 | 300040064 | 11 kV | NO | RMU | TMN BEDENA JAYA |  |  |  | INDKOM | 99395139 | 2001-01-08
432710709 | TNB | DISTRIBUTION | SUNGAI BESAR | Existing | BSBR/PCE/J00143/MBNN03 | 300040402 |  | NO |  | PEKAN PT BARU |  |  |  | VEI | 25133 | 1981-11-02
432711294 | TNB | DISTRIBUTION | SUNGAI BESAR | Existing | BSBR/PCE/J00185/MB1 | 310341889 | 11 kV | NO | RMU | STN SUIS PARIT BARU |  |  |  | TAMCO | GR1
432711538 | TNB | DISTRIBUTION | SUNGAI BESAR | Existing |  |  | 11 kV | NO | RMU | PAT KG PT BARU BAROH
432712218 | TNB | DISTRIBUTION | SUNGAI BESAR | Existing | BSBR/PCE/J00186/MB1 | 310341991 | 11 kV | NO | RMU | P/E HELWA |  |  |  | TAMCO | GR1
432712832 | TNB | DISTRIBUTION | SUNGAI BESAR | Existing | BSBR/PCE/J00150/MB00941 | 300040438 |  | NO |  | P/E SUNGAI TENGAR |  |  |  | FALCON BETA | GR1 | 17/01/1990
432713445 | TNB | DISTRIBUTION | SUNGAI BESAR | Existing | BSBR/PCE/J00187/MB1 | 310343013 | 11 kV | NO | RMU | STN SUIS SG TENGGAR |  |  |  | TAMCO
432713725 | TNB | DISTRIBUTION | SUNGAI BESAR | Existing | BSBR/PCE/J00152/MBNN01 | 300040445 | 11 kV | NO | RMU | P/E SG TENGAR UTARA |  |  |  | NA | NA | 20/10/2010
432714336 | TNB | DISTRIBUTION | SUNGAI BESAR | Existing |  |  | 11 kV | NO | RMU | P/E SG TENGAR SELATAN
433114324 | TNB | DISTRIBUTION | SUNGAI BESAR | Existing | BSBR/PCE/J00139/MB005 | 300040382 | 11 kV | NO | RMU | P/E SG AIR TAWAR |  |  |  | FALCON BETA | GR1 | 27/06/1984
433115563 | TNB | DISTRIBUTION | SUNGAI BESAR | Existing | BSBR/PCE/J00201/MB1 | 310343068 | 11 kV | NO | RMU | P/E KUARTERS POLITEKNIK |  |  |  | TAMCO
433117053 | TNB | DISTRIBUTION | SUNGAI BESAR | Existing | BSBR/PCE/J00146/MBNN03 | 300040418 |  | NO |  | SG APONG |  |  |  | FALCON BETA | GR1 | 25/11/1991
433117784 | TNB | DISTRIBUTION | SUNGAI BESAR | Existing | BSBR/PCE/J00147/MBNN01 | 300040421 |  | NO |  | BGN BETING KEPAH |  |  |  | VEI | 10946 | 29/11/1992
433170567 | TNB | DISTRIBUTION | SUNGAI BESAR | Existing | BSBR/PCE/J00211/MB1 | 310357934 | 11 kV | NO | RMU | P/E KOLAM UDANG BAGAN TELOK RHU |  |  |  | SIEMENS | CV744627
433171181 | TNB | DISTRIBUTION | SUNGAI BESAR | Existing | BSBR/PCE/J00142/MBNN01 | 300040395 | 11 kV | NO | RMU | KG TELUK RHU |  |  |  | FALCON BETA | GR1 | 2001-01-06
433171845 | TNB | DISTRIBUTION | SUNGAI BESAR | Existing | BSBR/PCE/J00163/MBNN04 | 300040498 | 11 kV | NO | RMU | P/E PUSAT REKREASI BNO |  |  |  | VEI | 24349 | 28/04/2001
433172518 | TNB | DISTRIBUTION | SUNGAI BESAR | Existing | BSBR/PCE/J00017/MB01 | 300039822 | 11 kV | NO | RMU | SIMPANG BNO |  |  |  | INDKOM | 1104314073 | 1981-02-09
433173226 | TNB | DISTRIBUTION | SUNGAI BESAR | Existing | BSBR/PCE/J00135/MBS00895 | 300040365 | 11 kV | NO | RMU | RUMAH MURAH BNO |  |  |  | FALCON BETA | GR1 | 24/09/1984
433173884 | TNB | DISTRIBUTION | SUNGAI BESAR | Existing | BSBR/PCE/J00138/MBNN03 | 300040376 | 11 kV | NO | RMU | SEK MUNSHI ABDULLAH |  |  |  | FALCON BETA | GR1 | 24/12/1999
433178862 | TNB | DISTRIBUTION | SUNGAI BESAR | Existing |  |  | 11 kV | NO | RMU | P/E ASIA AQUACULTURE, TELOK RHU
433179541 | TNB | DISTRIBUTION | SUNGAI BESAR | Existing | BSBR/PCE/J00149/MB1 | 310341911 | 11 kV | NO | RMU | P/E BAGAN PARIT BARU |  |  |  | LUCY | GR1
433513683 | TNB | DISTRIBUTION | SUNGAI BESAR | Existing | BSBR/PCE/J00203/MB1 | 310359637 | 11 kV | NO | RMU | STN SUIS TORKINTON |  |  |  | TAMCO | B21224757
433513927 | TNB | DISTRIBUTION | SUNGAI BESAR | Existing | BSBR/PCE/J00082/MB00796 | 300040096 |  | NO |  | PUMP HOUSE TORKINTON |  |  |  | FALCON BETA | GRI | 1988-05-09
433514562 | TNB | DISTRIBUTION | SUNGAI BESAR | Existing | BSBR/PCE/J00083/MB00796 | 300040099 | 11 kV | NO | RMU | LDG TORKINTON |  |  |  | FALCON BETA | GRI | 1983-11-11
433516973 | TNB | DISTRIBUTION | SUNGAI BESAR | Existing | BSBR/PCE/J00169/MB1 | 310370413 | 11 kV | NO | RMU | P/E KUARTERS TORKINTON |  |  |  | TAMCO
433517754 | TNB | DISTRIBUTION | SUNGAI BESAR | Existing | BSBR/PCE/J00081/MB00790 | 300040090 |  | NO |  | HOSPITAL S/BERNAM |  |  |  | VEI | 24966 | 29/08/1992
433537560 | TNB | DISTRIBUTION | SUNGAI BESAR | Existing | BSBR/PCE/J00085/MB003 | 300040110 | 11 kV | NO | RMU | JOHAN LAND |  |  |  | FALCON BETA | GRI | 1998-01-08
433538617 | TNB | DISTRIBUTION | SUNGAI BESAR | Existing | BSBR/PCE/J00167/MB1 | 310357933 | 11 kV | NO | RMU | SW/STN JOHAN LAND |  |  |  | TAMCO | G 230131
433539559 | TNB | DISTRIBUTION | SUNGAI BESAR | Existing | BSBR/PCE/J00086/MB00815 | 300040116 | 11 kV | NO | RMU | PEKAN S/BERNAM |  |  |  | INDKOM | 1106314435 | 15/02/1994
433540260 | TNB | DISTRIBUTION | SUNGAI BESAR | Existing | BSBR/PCE/J00134/MBNN03 | 300040362 | 11 kV | NO | RMU | PUSAT PERANGINAN S/BERNAM |  |  |  | F&G | 0124S096 | 15/05/1994
433540882 | TNB | DISTRIBUTION | SUNGAI BESAR | Existing | BSBR/PCE/J00204/MB1 | 310357931 | 11 kV | NO | RMU | P/E KOLEJ KOMUNITI |  |  |  | INDKOM | 9902S160
433541976 | TNB | DISTRIBUTION | SUNGAI BESAR | Existing | BSBR/PCE/J00221/MB1 | 300447842 | 11 kV | NO | RMU | P/E SEK UNGKU AZIZ |  |  |  | TAMCO | FALCON BETA | 20/04/2010
433542640 | TNB | DISTRIBUTION | SUNGAI BESAR | Existing |  |  | 11 kV | NO | RMU | VIP
433543283 | TNB | DISTRIBUTION | SUNGAI BESAR | Existing | BSBR/PCE/J00126/MBNN03 | 300040321 | 11 kV | NO | RMU | PUSAT REKREASI S/BERNAM |  |  |  | INDKOM | 9936S007 | 20/10/2000
433543897 | TNB | DISTRIBUTION | SUNGAI BESAR | Existing | BSBR/PCE/J00227/MB1 | 300448010 | 11 kV | NO | RMU | P/E PUSAT PERLINDUNGAN WANITA |  |  |  | INDKOM | F&G | 24/09/2012
433544526 | TNB | DISTRIBUTION | SUNGAI BESAR | Existing | BSBR/PCE/J00206/MB1 | 310357929 | 11 kV | NO | RMU | P/E TAMAN INTAN JAYA |  |  |  | TOPRANK
433545316 | TNB | DISTRIBUTION | SUNGAI BESAR | Existing |  |  | 11 kV | NO | RMU | P/PADAT MEDAN SELERA MDSB
433545908 | TNB | DISTRIBUTION | SUNGAI BESAR | Existing |  |  |  | NO |  | P/E PUSAT NIAGA BT 40
433546594 | TNB | DISTRIBUTION | SUNGAI BESAR | Existing | BSBR/PCE/J00215/MB1 | 310370415 | 11 kV | NO | RMU | P/E TAMAN PERTAMA FASA 4 |  |  |  | INDKOM
433547267 | TNB | DISTRIBUTION | SUNGAI BESAR | Existing | BSBR/PCE/J00209/MB1 | 310354545 | 11 kV | NO | RMU | P/E TMN SERENDAH NO 1 |  |  |  | TAMCO | GRI
433547889 | TNB | DISTRIBUTION | SUNGAI BESAR | Existing | BSBR/PCE/J00110/MBNN03 | 300040239 | 11 kV | NO | RMU | TMN SERENDAH NO 2 |  |  |  | INDKOM | R027614 | 1977-01-08
433574285 | TNB | DISTRIBUTION | SUNGAI BESAR | Existing | BSBR/PCE/J00109/MBNN01 | 300040232 | 11 kV | NO | RMU | TMN PERTAMA LOT 771 |  |  |  | NA | NA | 20/10/2010
433574912 | TNB | DISTRIBUTION | SUNGAI BESAR | Existing | BSBR/PCE/J00108/MBNN04 | 300040229 | 11 kV | NO | RMU | PKNS LOW COST TMN MUHIBAH |  |  |  | INDKOM | 1108214914 | 1980-01-08
433575523 | TNB | DISTRIBUTION | SUNGAI BESAR | Existing | BSBR/PCE/J00246/MB1 | 300505687 | 11 kV | NO | RMU | P/E TAMAN ORKID |  |  |  | LUCY | VRN 2A
433576208 | TNB | DISTRIBUTION | SUNGAI BESAR | Existing | BSBR/PCE/J00111/MBNN02 | 300040243 | 11 kV | NO | RMU | TBK PULAI BT 1 |  |  |  | FALCON BETA | GRI | 16/01/1989
433578045 | TNB | DISTRIBUTION | SUNGAI BESAR | Existing |  |  |  | NO |  | P/E SIMPANG SEKENDI
433599705 | TNB | DISTRIBUTION | SUNGAI BESAR | Existing |  |  | 11 kV | NO | RMU | P/E TAMAN SURIA INDAH
433600293 | TNB | DISTRIBUTION | SUNGAI BESAR | Existing | BSBR/PCE/J00229/MB1 | 300448013 | 11 kV | NO | RMU | P/E FU FROZEN |  |  |  | NA | NA | 2011-05-05
433601000 | TNB | DISTRIBUTION | SUNGAI BESAR | Existing | BSBR/PCE/J00182/MB00624 | 300251148 | 11 kV | NO | RMU | P/E FIBRECO |  |  |  | TAMCO | TAMCO | 2009-01-01
433601628 | TNB | DISTRIBUTION | SUNGAI BESAR | Existing | BSBR/PCE/J00220/MB1 | 300447845 | 11 kV | NO | RMU | P/E ASRAMA DESA |  |  |  | INDKOM | INDKOM | 2010-07-02
433602287 | TNB | DISTRIBUTION | SUNGAI BESAR | Existing | BSBR/PCE/J00052/MBNN01 | 300039975 | 11 kV | NO | RMU | BGN SG BURUNG NO 2 |  |  |  | NA | NA | 20/10/2010
433603046 | TNB | DISTRIBUTION | SUNGAI BESAR | Existing | BSBR/PCE/J00053/MBS00726 | 300039980 | 11 kV | NO | RMU | THAI LIAN |  |  |  | VEI | 24223 | 2008-07-07
433625344 | TNB | DISTRIBUTION | SUNGAI BESAR | Existing | BSBR/PCE/J00114/MBS00972 | 300040264 | 11 kV | NO | RMU | P/E SIMPANG SEKENDI |  |  |  | FALCON BETA | GRI | 31/07/1984
433626451 | TNB | DISTRIBUTION | SUNGAI BESAR | Existing | BSBR/PCE/J00088/MBS00848 | 300040127 | 11 kV | NO | RMU | BT 38 SEKENDI TBK HJ ISMAIL |  |  |  | FALCON BETA | GRI | 1981-09-09
433627123 | TNB | DISTRIBUTION | SUNGAI BESAR | Existing | BSBR/PCE/J00089/MBNN04 | 300040133 | 11 kV | NO | RMU | S.M AGAMA TINGGI BT 38 |  |  |  | INDKOM | 9906S115 | 25/11/1997
433627841 | TNB | DISTRIBUTION | SUNGAI BESAR | Existing | BSBR/PCE/J00175/MBRMU1 | 300241438 | 11 kV | NO | RMU | TMN PERPADUAN |  |  |  | TOPRANK | 2L1T/04/121 | 2004-01-09
433628600 | TNB | DISTRIBUTION | SUNGAI BESAR | Existing | BSBR/PCE/J00033/MB1 | 310370417 | 11 kV | NO | RMU | TAMAN RAYA NO 2 |  |  |  | VEI POWER DIST
433629216 | TNB | DISTRIBUTION | SUNGAI BESAR | Existing | BSBR/PCE/J00084/MBNN01 | 300040103 | 11 kV | NO | RMU | KG TBK TARMAN BATU 38 |  |  |  | FALCON BETA | GRI | 25/11/1997
433642713 | TNB | DISTRIBUTION | SUNGAI BESAR | Existing | BSBR/PCE/J00228/MB1 | 300448012 | 11 kV | NO | RMU | P/E TMN BERLIAN |  |  |  | TAMCO | 11KVSF6RMVGR1 | 2012-09-08
433643345 | TNB | DISTRIBUTION | SUNGAI BESAR | Existing | BSBR/PCE/J00097/MB01 | 300040174 | 11 kV | NO | RMU | SEE HAU INDUSTRIES |  |  |  | NA | NA | 20/10/2010
433643987 | TNB | DISTRIBUTION | SUNGAI BESAR | Existing | BSBR/PCE/J00202/MB1 | 310357927 | 11 kV | NO | RMU | P/E TAMAN WAWASAN |  |  |  | TAMCO
433644615 | TNB | DISTRIBUTION | SUNGAI BESAR | Existing | BSBR/PCE/J00099/MBNN03 | 300040186 | 11 kV | NO | RMU | SEK ABD RAHMAN PUTRA |  |  |  | MERIN GERIN | RQ9938103 | 1999-01-11
433645254 | TNB | DISTRIBUTION | SUNGAI BESAR | Existing | BSBR/PCE/J00098/MBS00811 | 300040181 | 11 kV | NO | RMU | TMN KENANGAN |  |  |  | VEI | 24333 | 2004-01-05
433645900 | TNB | DISTRIBUTION | SUNGAI BESAR | Existing | BSBR/PCE/J00100/MB01 | 300040189 | 11 kV | NO | RMU | TMN FERI |  |  |  | NA | NA | 20/10/2010
433659678 | TNB | DISTRIBUTION | SUNGAI BESAR | Existing | BSBR/PCE/J00244/MB1 | 300501595 | 11 kV | NO | RMU | P/E RUMAH KEDAI SB PERDANA |  |  |  | INDKOM | INS24
433660373 | TNB | DISTRIBUTION | SUNGAI BESAR | Existing | BSBR/PCE/J00241/MB1 | 300497090 | 11 kV | NO | RMU | P/E TAMAN PLATINUM |  |  |  | LUCY | VRN 2A
433661054 | TNB | DISTRIBUTION | SUNGAI BESAR | Existing | BSBR/PCE/J00014/MB1 | 310370409 | 11 kV | NO | RMU | TAMAN PERTAMA NO 2 |  |  |  | VEI POWER DIST
433661930 | TNB | DISTRIBUTION | SUNGAI BESAR | Existing | BSBR/PCE/J00127/MB03 | 300040326 | 11 kV | NO | RMU | IKS JALAN AIR MANIS |  |  |  | FALCON BETA | GR1 | 1984-02-07
433662545 | TNB | DISTRIBUTION | SUNGAI BESAR | Existing | BSBR/PCE/J00171/MBS00193 | 300040515 | 11 kV | NO | RMU | P/E RT AIR MANIS NO 1 |  |  |  | FALCON BETA | GR1 | 2007-01-08
433663172 | TNB | DISTRIBUTION | SUNGAI BESAR | Existing | BSBR/PCE/J00164/MB1 | 310370411 | 11 kV | NO | RMU | P/E RT AIR MANIS NO 2 |  |  |  | TAMCO
433663816 | TNB | DISTRIBUTION | SUNGAI BESAR | Existing | BSBR/PCE/J00103/MB03 | 300040205 | 11 kV | NO | RMU | SCENICA (PURE MANUFACTURING) |  |  |  | FALCON BETA | GRI | 2007-01-08
433673053 | TNB | DISTRIBUTION | SUNGAI BESAR | Existing | BSBR/PCE/J00115/MBS00972 | 300040270 | 11 kV | NO | RMU | KG TBK TENGAH |  |  |  | INDKOM | 1106314420 | 25/08/1995
433673766 | TNB | DISTRIBUTION | SUNGAI BESAR | Existing | BSBR/PCE/J00137/MBS00883 | 300040371 | 11 kV | NO | RMU | KG BANTING |  |  |  | FALCON BETA | GR1 | 1986-05-08
433674467 | TNB | DISTRIBUTION | SUNGAI BESAR | Existing | BSBR/PCE/J00132/MBNN04 | 300040353 | 11 kV | NO | RMU | KG TBK JAWA |  |  |  | FALCON BETA | GR1 | 26/09/1992
433675134 | TNB | DISTRIBUTION | SUNGAI BESAR | Existing | BSBR/PCE/J00131/MBNN01 | 300040344 | 11 kV | NO | RMU | PAT KG TBK JAWA |  |  |  | NA | NA | 20/10/2010
433675750 | TNB | DISTRIBUTION | SUNGAI BESAR | Existing | BSBR/PCE/J00133/MBNN01 | 300040356 | 11 kV | NO | RMU | KG TBK MUFRAD |  |  |  | NA | NA | 20/10/2010
433676367 | TNB | DISTRIBUTION | SUNGAI BESAR | Existing | BSBR/PCE/J00129/MBS00880 | 300040337 | 11 kV | NO | RMU | KG BANTING H/P |  |  |  | FALCON BETA | GR1 | 1982-01-08
433694318 | TNB | DISTRIBUTION | SUNGAI BESAR | Existing | BSBR/PCE/J00054/MBS00732 | 300039987 | 11 kV | NO | RMU | SEKENDI INDUSTRIES |  |  |  | MERIN GERIN | 2F97015 | 1997-06-04
433694933 | TNB | DISTRIBUTION | SUNGAI BESAR | Existing |  |  | 11 kV | NO | RMU | CHIA KIR HU
433695666 | TNB | DISTRIBUTION | SUNGAI BESAR | Existing |  |  | 11 kV | NO | RMU | P/E KOLAM UDANG SEKENDI
433696297 | TNB | DISTRIBUTION | SUNGAI BESAR | Existing | BSBR/PCE/J00055/MBS00977 | 300039993 | 11 kV | NO | RMU | KG SG BURUNG |  |  |  | INDKOM | INS24 | 2014-12-03
433696931 | TNB | DISTRIBUTION | SUNGAI BESAR | Existing | BSBR/PCE/J00056/MBS00977 | 300039996 | 11 kV | NO | RMU | BGN SG PULAI |  |  |  | NA | NA | 20/10/2010
433697517 | TNB | DISTRIBUTION | SUNGAI BESAR | Existing | BSBR/PCE/J00057/MBS00980 | 300040001 | 11 kV | NO | RMU | KG SG SEKENDI |  |  |  | NA | NA | 20/10/2010
433698095 | TNB | DISTRIBUTION | SUNGAI BESAR | Existing |  |  |  | NO |  | P/E HJ MAHIDIN PT 7 GAMBUT
433698532 | TNB | DISTRIBUTION | SUNGAI BESAR | Existing |  |  | 11 kV | NO | RMU | KG TBK BERIHUN
433699242 | TNB | DISTRIBUTION | SUNGAI BESAR | Existing | BSBR/PCE/J00162/MB01 | 300040490 | 11 kV | NO | RMU | P/E SEK AGAMA BT 40 |  |  |  | FALCON BETA | GR1 | 2006-01-08
433699857 | TNB | DISTRIBUTION | SUNGAI BESAR | Existing | BSBR/PCE/J00128/MB03 | 300040331 | 11 kV | NO | RMU | P/E BT 39 SEKENDI |  |  |  | FALCON BETA | GR1 | 1984-05-06
433700474 | TNB | DISTRIBUTION | SUNGAI BESAR | Existing | BSBR/PCE/J00154/MBNN03 | 300040457 | 11 kV | NO | RMU | P/E KAMPUNG TENGAH |  |  |  | FALCON BETA | GR1 | 2001-01-05
433701096 | TNB | DISTRIBUTION | SUNGAI BESAR | Existing | BSBR/PCE/J00155/MBS00854 | 300040462 | 11 kV | NO | RMU | P/E KAMPUNG BARU |  |  |  | FALCON BETA | GR1 | 2000-01-08
433701750 | TNB | DISTRIBUTION | SUNGAI BESAR | Existing | BSBR/PCE/J00157/MBS00858 | 300040472 | 11 kV | NO | RMU | P/E KAMPUNG DUNGUN |  |  |  | FALCON BETA | GR1 | 2001-01-04
433702414 | TNB | DISTRIBUTION | SUNGAI BESAR | Existing | BSBR/PCE/J00156/MB01 | 300040465 | 11 kV | NO | RMU | PAT KAMPUNG TANJUNG JAWA |  |  |  | NA | NA | 20/10/2010
433715880 | TNB | DISTRIBUTION | SUNGAI BESAR | Existing | BSBR/PCE/J00029/MBNN01 | 300039870 | 11 kV | NO | RMU | PT 5 GAMBUT |  |  |  | TOPRANK | OD3L1TAK29 | 2004-01-08
433716865 | TNB | DISTRIBUTION | SUNGAI BESAR | Existing | BSBR/PCE/J00225/MB1 | 300448009 | 11 kV | NO | RMU | P/E UYIN AGRO FARM |  |  |  | INDKOM | INS24 | 2011-04-05
433719223 | TNB | DISTRIBUTION | SUNGAI BESAR | Existing |  |  |  | NO |  | S/LINK PARIT 8 SG PANJANG
433719442 | TNB | DISTRIBUTION | SUNGAI BESAR | Existing | BSBR/PCE/J00028/MBNN01 | 300039866 | 11 kV | NO | RMU | PT 8 GAMBUT |  |  |  | NA | NA | 20/10/2010
433752137 | TNB | DISTRIBUTION | SUNGAI BESAR | Existing | BSBR/PCE/J00158/MB1 | 310359633 | 11 kV | NO | RMU | P/E SG BERNAM DIVISION 2 |  |  |  | VEI POWER DIST | 24341
433752751 | TNB | DISTRIBUTION | SUNGAI BESAR | Existing | BSBR/PCE/J00159/MBS0087 | 300040477 | 11 kV | NO | RMU | P/E SG BERNAM QUATERS |  |  |  | FALCON BETA | GR1 | 2003-01-09
433753369 | TNB | DISTRIBUTION | SUNGAI BESAR | Existing | BSBR/PCE/J00160/MBS00863 | 300040482 | 11 kV | NO | RMU | P/E SG BERNAM DIVISION 1 |  |  |  | FALCON BETA | GR1 | 1992-01-12
433753984 | TNB | DISTRIBUTION | SUNGAI BESAR | Existing | BSBR/PCE/J00141/MBS00914 | 300040392 | 11 kV | NO | RMU | KG DATO' HORMAT |  |  |  | FALCON BETA | GR1 | 1993-08-09
433780244 | TNB | DISTRIBUTION | SUNGAI BESAR | Existing | BSBR/PCE/J00095/MBS00836 | 300040166 | 11 kV | NO | RMU | SDIK HOLDING |  |  |  | INDKOM | 1011313254 | 2007-01-08
433781525 | TNB | DISTRIBUTION | SUNGAI BESAR | Existing |  |  | 11 kV | NO | RMU | P/E REBAN AYAM PARIT 9 GAMBUT NO 1
433782132 | TNB | DISTRIBUTION | SUNGAI BESAR | Existing |  |  |  | NO |  | P/E REBAN AYAM KSR PARIT 9 GAMBUT NO 2
433783125 | TNB | DISTRIBUTION | SUNGAI BESAR | Existing |  |  |  | NO |  | S/LINK PRT 10 SG PANJANG
433783948 | TNB | DISTRIBUTION | SUNGAI BESAR | Existing | BSBR/PCE/J00026/MBNN01 | 300039861 | 11 kV | NO | RMU | PT 10 GAMBUT |  |  |  | FALCON BETA | GRI | 25/07/1992
433784656 | TNB | DISTRIBUTION | SUNGAI BESAR | Existing |  |  | 11 kV | NO | RMU | P/E PADAT IBU SAWAT TM SG AIR TAWAR
433785280 | TNB | DISTRIBUTION | SUNGAI BESAR | Existing | BSBR/PCE/J00140/MBNN03 | 300040387 | 11 kV | NO | RMU | PEKAN SG AIR TAWAR |  |  |  | VEI | 25865 | 1993-08-09
433786282 | TNB | DISTRIBUTION | SUNGAI BESAR | Existing |  |  |  | NO |  | P/E SEK REN AGAMA PARIT BARU
433810368 | TNB | DISTRIBUTION | SUNGAI BESAR | Existing |  |  | 11 kV | NO | RMU | T/AIR 13 SG NIPAH
433810984 | TNB | DISTRIBUTION | SUNGAI BESAR | Existing | BSBR/PCE/J00060/MBNN04 | 300040018 |  | NO |  | SM AGAMA SPG 5 |  |  |  | VEI | 1109 | 16/06/1991
433811606 | TNB | DISTRIBUTION | SUNGAI BESAR | Existing | BSBR/PCE/J00063/MBS00775 | 300040027 | 11 kV | NO | RMU | K/UDANG PER.NELAYAN SG NIBONG |  |  |  | FALCON BETA | GRI | 15/01/1993
433812219 | TNB | DISTRIBUTION | SUNGAI BESAR | Existing | BSBR/PCE/J00062/MBS00773 | 300040023 | 11 kV | NO | RMU | K/UDANG UDAHA |  |  |  | FALCON BETA | GR1 | 1992-12-08
433812778 | TNB | DISTRIBUTION | SUNGAI BESAR | Existing |  |  |  | NO |  | SW/STN VERECO
433813101 | TNB | DISTRIBUTION | SUNGAI BESAR | Existing |  |  | 11 kV | NO | RMU | K/UDANG VERECO
433813717 | TNB | DISTRIBUTION | SUNGAI BESAR | Existing | BSBR/PCE/J00179/MBRMU1 | 300242311 | 11 kV | NO | RMU | DEWAN SPG 5 |  |  |  | VEI | 1109 | 1998-01-03
433896585 | TNB | DISTRIBUTION | SUNGAI BESAR | Existing | BSBR/PCE/J00064/MBS00672 | 300040032 | 11 kV | NO | RMU | P/E KILANG BERAS LPN SG BESAR |  |  |  | FALCON BETA | GRI | 1999-01-08
433897697 | TNB | DISTRIBUTION | SUNGAI BESAR | Existing | BSBR/PCE/J00066/MB1 | 310416880 | 11 kV | NO | RMU | P/E PEJABAT KERAJAAN |  |  |  | TAMCO
433898345 | TNB | DISTRIBUTION | SUNGAI BESAR | Existing | BSBR/PCE/J00067/MBS00682 | 300040038 | 11 kV | NO | RMU | P/E PERPUSTAKAAN SG BESAR |  |  |  | FALCON BETA | GR1 | 26/08/1989
433898964 | TNB | DISTRIBUTION | SUNGAI BESAR | Existing | BSBR/PCE/J00301/MB1 | 310416884 | 11 kV | NO | RMU | P/E UMNO SG BESAR |  |  |  | SCHNEIDER
433899657 | TNB | DISTRIBUTION | SUNGAI BESAR | Existing |  |  | 11 kV | NO | RMU | P/E BIN DAWOOD
433913071 | TNB | DISTRIBUTION | SUNGAI BESAR | Existing | BSBR/PCE/J00059/MBNN03 | 300040012 | 11 kV | NO | RMU | PEKAN SG HAJI DORANI |  |  |  | FALCON BETA | GR1 | 1997-01-08
433913705 | TNB | DISTRIBUTION | SUNGAI BESAR | Existing | BSBR/PCE/J00125/MB01 | 300040313 | 11 kV | NO | RMU | PT 10 BARAT |  |  |  | NA | NA | 20/10/2010
433914604 | TNB | DISTRIBUTION | SUNGAI BESAR | Existing | BSBR/PCE/J00123/MBNN01 | 300040308 | 11 kV | NO | RMU | PT 9 1/2 BARAT |  |  |  | NA | NA | 20/10/2010
433915329 | TNB | DISTRIBUTION | SUNGAI BESAR | Existing | BSBR/PCE/J00122/MB01 | 300040303 | 11 kV | NO | RMU | PT 8 1/2 BARAT |  |  |  | NA | NA | 20/10/2010
433916290 | TNB | DISTRIBUTION | SUNGAI BESAR | Existing | BSBR/PCE/J00121/MB01 | 300040298 | 11 kV | NO | RMU | PT 8 1/2 KENCONG |  |  |  | NA | NA | 20/10/2010
433917005 | TNB | DISTRIBUTION | SUNGAI BESAR | Existing | BSBR/PCE/J00120/MB01 | 300040293 |  | NO |  | PT 6 BARAT |  |  |  | NA | NA | 20/10/2010
433921754 | TNB | DISTRIBUTION | SUNGAI BESAR | Existing | BSBR/PCE/J00232/MB1 | 310370985 | 11 kV | NO | RMU | P/E HENTIAN BAS SUNGAI BESAR |  |  |  | TOSHIBA
433922475 | TNB | DISTRIBUTION | SUNGAI BESAR | Existing | BSBR/PCE/J00043/MB473 | 300039933 | 11 kV | NO | RMU | PEKAN S/BESAR |  |  |  | TOPRANK | 103L1TP130 | 30/06/1992
433923164 | TNB | DISTRIBUTION | SUNGAI BESAR | Existing | BSBR/PCE/J00042/MBS00746 | 300039927 | 11 kV | NO | RMU | SIM BROTHER |  |  |  | W LUCY&CO | 3189 | 30/06/1992
433923803 | TNB | DISTRIBUTION | SUNGAI BESAR | Existing | BSBR/PCE/J00041/MB03 | 300039922 | 11 kV | NO | RMU | MEDAN S/BESAR |  |  |  | MERIN GERIN | 2197476 | 20/07/1998
433924431 | TNB | DISTRIBUTION | SUNGAI BESAR | Existing | BSBR/PCE/J00040/MBS00744 | 300039917 | 11 kV | NO | RMU | TMN NIRWANA |  |  |  | VEI | 24335 | 30/06/1992
433925147 | TNB | DISTRIBUTION | SUNGAI BESAR | Existing | BSBR/PCE/J00039/MBS00739 | 300039910 | 11 kV | NO | RMU | STADIUM S/BESAR |  |  |  | FALCON BETA | GRI | 27/05/1995
433986426 | TNB | DISTRIBUTION | SUNGAI BESAR | Existing | BSBR/PCE/J00044/MB476 | 300039938 | 11 kV | NO | RMU | BGN 2 S/BESAR |  |  |  | FALCON BETA | GRI | 20/05/1991
433987111 | TNB | DISTRIBUTION | SUNGAI BESAR | Existing | BSBR/PCE/J00045/MBNN02 | 300039943 | 11 kV | NO | RMU | KLG FISH BALL BGN 4 |  |  |  | FALCON BETA | GRI | 19/02/1997
433987774 | TNB | DISTRIBUTION | SUNGAI BESAR | Existing | BSBR/PCE/J00224/MB1 | 300448008 | 11 kV | NO | RMU | P/E YU CHEN PENG |  |  |  | INDKOM | CSU | 31/05/2011
434140919 | TNB | DISTRIBUTION | SUNGAI BESAR | Existing |  |  | 11 kV | NO | RMU | P/PADAT PARIT 12 LUNDANG
434142192 | TNB | DISTRIBUTION | SUNGAI BESAR | Existing |  |  | 11 kV | NO | RMU | P/E TMN TERAP JAYA NO 1
434142786 | TNB | DISTRIBUTION | SUNGAI BESAR | Existing |  |  | 11 kV | NO | RMU | P/E TAMAN TERAP JAYA NO 2
434143394 | TNB | DISTRIBUTION | SUNGAI BESAR | Existing | BSBR/PCE/J00094/MB01 | 300040156 | 11 kV | NO | RMU | SEPINTAS BT 4 NO 1 |  |  |  | NA | NA | 20/10/2010
434144057 | TNB | DISTRIBUTION | SUNGAI BESAR | Existing | BSBR/PCE/J00101/MB01 | 300040194 | 11 kV | NO | RMU | SEPINTAS BT 4 NO 2 |  |  |  | LUCY | SFA0006471 | 2014-09-04
434144637 | TNB | DISTRIBUTION | SUNGAI BESAR | Existing | BSBR/PCE/J00231/MBNN01 | 300448221 | 11 kV | NO | RMU | P/E REBAN AYAM BT 2 SEPINTAS |  |  |  | VEI | VEI | 2011-09-02
434171626 | TNB | DISTRIBUTION | SUNGAI BESAR | Existing | BSBR/PCE/J00093/MBS00826 | 300040153 | 11 kV | NO | RMU | SEPINTAS BATU 2 |  |  |  | INDKOM | 1104314077 | 1992-08-06
434172305 | TNB | DISTRIBUTION | SUNGAI BESAR | Existing | BSBR/PCE/J00092/MBNN03 | 300040148 | 11 kV | NO | RMU | SEPINTAS BATU 1 (STADIUM) |  |  |  | FALCON BETA | GRI | 1979-01-08
434172896 | TNB | DISTRIBUTION | SUNGAI BESAR | Existing | BSBR/PCE/J00091/MBNN01 | 300040143 | 11 kV | NO | RMU | JALAN RAJA CHULAN |  |  |  | FALCON BETA | GRI | 1998-01-08
434173483 | TNB | DISTRIBUTION | SUNGAI BESAR | Existing | BSBR/PCE/J00102/MBS00839 | 300040200 | 11 kV | NO | RMU | SEK MEN AGAMA BGN TERAP |  |  |  | FALCON BETA | GRI | 1996-01-08
434174038 | TNB | DISTRIBUTION | SUNGAI BESAR | Existing | BSBR/PCE/J00107/MB01 | 300040222 | 11 kV | NO | RMU | S/LINK GANDA SULI |  |  |  | INDKOM | INS24 | 2014-09-04
434174399 | TNB | DISTRIBUTION | SUNGAI BESAR | Existing |  |  | 11 kV | NO | RMU | GANDA SULI NO 1
434174464 | TNB | DISTRIBUTION | SUNGAI BESAR | Existing | BSBR/PCE/J00105/MB1 | 310341832 | 11 kV | NO | RMU | GANDA SULI NO 1
434192793 | TNB | DISTRIBUTION | SUNGAI BESAR | Existing |  |  |  | NO |  | PAT GANDA SULI NO 3
434193448 | TNB | DISTRIBUTION | SUNGAI BESAR | Existing | BSBR/PCE/J00106/MB01 | 300040218 | 11 kV | NO | RMU | GANDA SULI NO 2 |  |  |  | NA | NA | 20/10/2010
434194077 | TNB | DISTRIBUTION | SUNGAI BESAR | Existing |  |  | 11 kV | NO | RMU | P/E PENURUN TOK KHALIFAH
434195287 | TNB | DISTRIBUTION | SUNGAI BESAR | Existing |  |  | 11 kV | NO | RMU | P/E HAYAT MAJU NO 3
434195905 | TNB | DISTRIBUTION | SUNGAI BESAR | Existing | BSBR/PCE/J00104/MBNN01 | 300040208 | 11 kV | NO | RMU | PAT LUBOK PUSING |  |  |  | NA | NA | 20/10/2010
434219730 | TNB | DISTRIBUTION | SUNGAI BESAR | Existing | BSBR/PCE/J00254/MB1 | 310475064 | 11 kV | NO | RMU | D-SBR-C17-0165 |  |  |  | INDKOM | INS24
434220323 | TNB | DISTRIBUTION | SUNGAI BESAR | Existing | BSBR/PCE/J00255/MB1 | 310490437 | 11 kV | NO | RMU | D-SBR-C17-0164 |  |  |  | INDKOM | INS24
434230831 | TNB | DISTRIBUTION | SUNGAI BESAR | Existing |  |  |  | NO |  | LINK PT 12 SG PANJANG
434231067 | TNB | DISTRIBUTION | SUNGAI BESAR | Existing | BSBR/PCE/J00025/MBNN01 | 300039857 | 11 kV | NO | RMU | PT 12 GAMBUT |  |  |  | NA | NA | 20/10/2010
434231823 | TNB | DISTRIBUTION | SUNGAI BESAR | Existing | BSBR/PCE/J00022/MB01 | 300039848 | 11 kV | NO | RMU | PPRT MERBAU BERDARAH |  |  |  | NA | NA | 20/10/2010
434232456 | TNB | DISTRIBUTION | SUNGAI BESAR | Existing | BSBR/PCE/J00023/MBNN01 | 300039853 | 11 kV | NO | RMU | BELIA 2 |  |  |  | NA | NA | 20/10/2010
434233042 | TNB | DISTRIBUTION | SUNGAI BESAR | Existing | BSBR/PCE/J00234/MB1 | 300491559 | 11 kV | NO | RMU | P/E MRSM SG PANJANG |  |  |  | ABB | 11KVSF6RMV
434234158 | TNB | DISTRIBUTION | SUNGAI BESAR | Existing |  |  | 11 kV | NO | RMU | P/E LOJI TAKUNGAN IADA
434234933 | TNB | DISTRIBUTION | SUNGAI BESAR | Existing |  |  |  | NO |  | P/E PEKET 60 CONVERT 33
434261392 | TNB | DISTRIBUTION | SUNGAI BESAR | Existing |  |  | 11 kV | NO | RMU | PEKET 100 SPG 5 SAWAH
434262466 | TNB | DISTRIBUTION | SUNGAI BESAR | Existing | BSBR/PCE/J00245 | 300500904 | 11 kV | NO | RMU | P/E KLINIK KESIHATAN SIMPANG 5 |  |  |  | INDKOM | INS24
434263547 | TNB | DISTRIBUTION | SUNGAI BESAR | Existing |  |  | 11 kV | NO | RMU | DESA KASIH BT 23 SG NIBONG
434264128 | TNB | DISTRIBUTION | SUNGAI BESAR | Existing | BSBR/PCE/J00172/MBNN04 | 300040521 | 11 kV | NO | RMU | PT 12 SG NIBONG |  |  |  | FALCON BETA | GR1 | 1996-01-08
434264755 | TNB | DISTRIBUTION | SUNGAI BESAR | Existing | BSBR/PCE/J00080/MBS00707 | 300040083 | 11 kV | NO | RMU | PT 11 P/PANJANG |  |  |  | FALCON BETA | GR1 | 1994-04-04
434269663 | TNB | DISTRIBUTION | SUNGAI BESAR | Existing | BSBR/PCE/J00008/MB | 310341801 | 11 kV | NO | RMU | PT 10 SG NIBONG |  |  |  | INDKOM | INS24 | 2016-10-10
434269927 | TNB | DISTRIBUTION | SUNGAI BESAR | Existing | BSBR/PCE/J00177/MBRMU1 | 300241506 | 11 kV | NO | RMU | SM AGAMA P.PANJANG |  |  |  | VEI | 10921 | 2004-01-08
434270904 | TNB | DISTRIBUTION | SUNGAI BESAR | Existing |  |  | 11 kV | NO | RMU | SEK MEN DATO' MUSTAFA
434271099 | TNB | DISTRIBUTION | SUNGAI BESAR | Existing | BSBR/PCE/J00236/MB1 | 300462373 | 11 kV | NO | RMU | P/E AHMAD FUAD |  |  |  | INDKOM | ZZT 1D | 2014-05-05
434272034 | TNB | DISTRIBUTION | SUNGAI BESAR | Existing | BSBR/PCE/J00006/MB01 | 300039802 | 11 kV | NO | RMU | T/AIR 14 SPG 5 SAWAH |  |  |  | NA | NA | 20/10/2010
434273170 | TNB | DISTRIBUTION | SUNGAI BESAR | Existing |  |  | 11 kV | NO | RMU | PAT TALI AIR 13 BAN 2 SG NIBONG
434278094 | TNB | DISTRIBUTION | SUNGAI BESAR | Existing |  |  | 11 kV | NO | RMU | T/AIR 12 BAN 2 SG NIBONG
434278717 | TNB | DISTRIBUTION | SUNGAI BESAR | Existing |  |  | 11 kV | NO | RMU | T/AIR 11 BAN 2 SG NIBONG
437026930 | TNB | DISTRIBUTION | SUNGAI BESAR | Existing | BSBR/PCE/J00016/MB003 | 300039819 | 11 kV | NO | RMU | RUMAH PAM PT 13 SG PANJANG |  |  |  | INDKOM | 0028S136 | 2000-08-12
437027566 | TNB | DISTRIBUTION | SUNGAI BESAR | Existing | BSBR/PCE/J00015/MB00615 | 300039812 | 11 kV | NO | RMU | MASJID PT 14 SG PANJANG |  |  |  | FALCON BETA | GRI | 20/08/1991
438333050 | TNB | DISTRIBUTION | SUNGAI BESAR | Existing |  |  |  | NO |  | S/LINK PRT 16 SG PANJANG
438333300 | TNB | DISTRIBUTION | SUNGAI BESAR | Existing |  |  | 11 kV | NO | RMU | PT 16 NO 1
438333915 | TNB | DISTRIBUTION | SUNGAI BESAR | Existing |  |  | 11 kV | NO | RMU | PT 16 NO 2 (TG.MEDAN)
438334551 | TNB | DISTRIBUTION | SUNGAI BESAR | Existing | BSBR/PCE/J00030/MBNN03 | 300039876 | 11 kV | NO | RMU | MERBAU JAYA PT 16 |  |  |  | FALCON BETA | GRI | 2001-01-01
438335193 | TNB | DISTRIBUTION | SUNGAI BESAR | Existing | BSBR/PCE/J00020/MB00625 | 300039841 | 11 kV | NO | RMU | PT 18 SG PANJANG A/TANAH |  |  |  | INDKOM | 1111315537 | 2004-01-01
438348742 | TNB | DISTRIBUTION | SUNGAI BESAR | Existing |  |  | 11 kV | NO | RMU | BELIA 1
438349390 | TNB | DISTRIBUTION | SUNGAI BESAR | Existing | BSBR/PCE/J00031/MBNN01 | 300039879 | 11 kV | NO | RMU | TBK JAYA PT 13 SG PANJANG |  |  |  | FALCON BETA | GR1 | 2000-01-02
438350213 | TNB | DISTRIBUTION | SUNGAI BESAR | Existing | BSBR/PCE/J00096/MB03 | 300040171 | 11 kV | NO | RMU | HAYAT MAJU NO 2 |  |  |  | FALCON BETA | GRI | 25/03/2003
438350832 | TNB | DISTRIBUTION | SUNGAI BESAR | Existing | BSBR/PCE/J00001/MBRMU | 300039794 | 11 kV | NO | RMU | HAYAT MAJU NO 1 |  |  |  | TAMCO | GRI | 25/11/1987
438714543 | TNB | DISTRIBUTION | SUNGAI BESAR | Existing |  |  | 11 kV | NO | RMU | P/E PENURUN BAGAN TERAP PT 13 SG PANJANG
438714608 | TNB | DISTRIBUTION | SUNGAI BESAR | Existing |  |  | 11 kV | NO | RMU | P/E PENURUN BAGAN TERAP PT 13 SG PANJANG
438715900 | TNB | DISTRIBUTION | SUNGAI BESAR | Existing | BSBR/PCE/J00235/MB1 | 310416819 | 11 kV | NO | RMU | P/E TAMAN BUDIMAN |  |  |  | LUCY
442162427 | TNB | DISTRIBUTION | SUNGAI BESAR | Existing | BSBR/PCE/J00003/MAB | 300451137 | 11 kV | NO | RMU | SW/STN T/AIR 11 BAN 1 SG NIBONG |  |  |  | TAMCO | GR1 SF6 (2+1) | 2007-01-01
442257476 | TNB | DISTRIBUTION | SUNGAI BESAR | Existing |  |  | 11 kV | NO | RMU | P/E REBAN AYAM DATO GHAZALI
442381246 | TNB | DISTRIBUTION | SUNGAI BESAR | Existing |  |  | 11 kV | NO | RMU | D-SBR-C17-0160
447332669 | TNB | DISTRIBUTION | SUNGAI BESAR | Existing | BSBR/PCE/J00252/MB1 | 310402690 | 11 kV | NO | RMU | P/E TAMAN AROWANA |  |  | LUCY | LUCY | VRN 2A
456748547 | TNB | DISTRIBUTION | SUNGAI BESAR | Existing |  |  | 11 kV | NO | RMU | D-SBR-C18-0174

## oUTPUT
Id | Owner Type | Owner Name | Operational Area | Status | ERMS Functional Location | ERMS Equipment No | Operating Voltage | Extensible | Label | Substation Name | ERMS System Status | ERMS User Status | Manufacturer | Manufacturer _Old_ | Model Number | Date Commissioned | Check | Detail
27024609 | TNB | DISTRIBUTION | SUNGAI BESAR | Existing |  |  | 11 kV | NO | RMU | P/E LPN BAGAN TERAP |  |  |  | TAMCO |  |  | Pass | null
27024618 | TNB | DISTRIBUTION | SUNGAI BESAR | Existing |  |  | 11 kV | NO | RMU | P/E LPN BAGAN TERAP |  |  |  | TAMCO |  |  | Pass | null
27089313 | TNB | DISTRIBUTION | SUNGAI BESAR | Existing | BSBR/PCE/J00049/MB368 | 300039963 | 11 kV | NO | RMU | TMN CAHAYA |  |  |  | VEI | 24221 | 19910112 | Pass | null
428769056 | TNB | DISTRIBUTION | SUNGAI BESAR | Existing | BSBR/PCE/J00178/MBRMU1 | 300241515 |  | NO |  | TMN PERWIRA |  |  |  | VEI | 11761 | 30/05/1995 | Fail | Please check "Operating Voltage"
428769718 | TNB | DISTRIBUTION | SUNGAI BESAR | Existing | BSBR/PCE/J00181/MBRMU | 300451117 |  | NO |  | P/E TAMAN GEMILANG NO 2 |  |  |  | SIEMENS | ITEM SF6 2+1 | 20070101 | Fail | Please check "Operating Voltage"
428770459 | TNB | DISTRIBUTION | SUNGAI BESAR | Existing | BSBR/PCE/J00240/MB1 | 310371006 | 11 kV | NO | RMU | P/E MCDONALD SG BESAR |  |  |  | TOSHIBA |  |  | Pass | null
428772848 | TNB | DISTRIBUTION | SUNGAI BESAR | Existing | BSBR/PCE/J00009/MB1 | 310370995 | 11 kV | NO | RMU | SBBC FASA 3 |  |  |  | VEI POWER DIST |  |  | Pass | null
430842846 | TNB | DISTRIBUTION | SUNGAI BESAR | Existing | BSBR/PCE/J00068/MB1 | 310386594 | 11 kV | NO | RMU | P/E JALAN ANGGERIK |  |  |  | INDKOM | INS24 |  | Pass | null
430843050 | TNB | DISTRIBUTION | SUNGAI BESAR | Existing | BSBR/PCE/J00180/MBRMU1 | 300242314 | 11 kV | NO | RMU | TMN PENGGAWA |  |  |  | TAMCO | GR1-121-1D-0082 | 19890304 | Pass | null
430843441 | TNB | DISTRIBUTION | SUNGAI BESAR | Existing | BSBR/PCE/J00219/MB1 | 300447846 | 11 kV | NO | RMU | P/E ELEYSS PARK |  |  |  | INDKOM | INDKOM | 22/01/2010 | Pass | null
430844065 | TNB | DISTRIBUTION | SUNGAI BESAR | Existing | BSBR/PCE/J00076/MB003 | 300040069 | 11 kV | NO | RMU | P/E TAMAN SERI BEDENA |  |  |  | INDKOM | 0112S136 | 20010212 | Pass | null
430844342 | TNB | DISTRIBUTION | SUNGAI BESAR | Existing | BSBR/PCE/J00192/MB1 | 310416822 | 11 kV | NO | RMU | P/E FUSIPIM |  |  |  | VEI POWER DIST |  |  | Pass | null
430845551 | TNB | DISTRIBUTION | SUNGAI BESAR | Existing | BSBR/PCE/J00069/MBS00689 | 300040043 | 11 kV | NO | RMU | P/E HIGHLAND DESICCATED COCONUT |  |  |  | TAMCO | GR1-21-OD-07217 | 20060108 | Pass | null
430846256 | TNB | DISTRIBUTION | SUNGAI BESAR | Existing | BSBR/PCE/J00161/MBNN03 | 300040487 | 11 kV | NO | RMU | P/E LOT 6388 PANCHANG BEDENA |  |  |  | TAMCO | GR1 | 20000103 | Pass | null
430846846 | TNB | DISTRIBUTION | SUNGAI BESAR | Existing | BSBR/PCE/J00113/MBS00691 | 300040255 | 11 kV | NO | RMU | P/E KOKO FAMA ASSAYAKI |  |  |  | TAMCO | GRI | 19961104 | Pass | null
430882312 | TNB | DISTRIBUTION | SUNGAI BESAR | Existing |  |  | 11 kV | NO | RMU | P/E SBBC FASA 2 | [6 empty] | Pass | null
430882956 | TNB | DISTRIBUTION | SUNGAI BESAR | Existing | BSBR/PCE/J00199/MB1 | 310357935 | 11 kV | NO | RMU | P/E SBBC FASA 1 |  |  |  | VEI POWER DIST | 23129 |  | Pass | null
430884091 | TNB | DISTRIBUTION | SUNGAI BESAR | Existing |  |  | 11 kV | NO | RMU | P/E TAMAN PURNAMA | [6 empty] | Pass | null
430884769 | TNB | DISTRIBUTION | SUNGAI BESAR | Existing | BSBR/PCE/J00194/MB1 | 310355579 | 11 kV | NO | RMU | P/E TAMAN PERDANA NO 1 |  |  |  | TAMCO |  |  | Pass | null
430899862 | TNB | DISTRIBUTION | SUNGAI BESAR | Existing |  |  | 11 kV | NO | RMU | P/E TAMAN PERDANA | [6 empty] | Pass | null
430901005 | TNB | DISTRIBUTION | SUNGAI BESAR | Existing | BSBR/PCE/J00037/MBS00732 | 300039899 |  | NO |  | TMN PADU PERMAI |  |  |  | VEI | 9680 | 20030509 | Fail | Please check "Operating Voltage"
430901660 | TNB | DISTRIBUTION | SUNGAI BESAR | Existing | BSBR/PCE/J00038/MBS00735 | 300039904 | 11 kV | NO | RMU | TMN SETIA JAYA |  |  |  | INDKOM | 110631442 | 20031004 | Pass | null
430937396 | TNB | DISTRIBUTION | SUNGAI BESAR | Existing | BSBR/PCE/J00217/MB | 300453596 |  | NO |  | S/SUIS PPU SG BESAR |  |  |  | TAMCO | GR1 SF6 (3S) | 29/11/2010 | Fail | Please check "Operating Voltage"
430938085 | TNB | DISTRIBUTION | SUNGAI BESAR | Existing | BSBR/PCE/J00034/MBNN03 | 300039886 |  | NO |  | P/E JBA SG BESAR |  |  |  | LUCY | LM1872001 | 26/08/1989 | Fail | Please check "Operating Voltage"
430938699 | TNB | DISTRIBUTION | SUNGAI BESAR | Existing | BSBR/PCE/J00035/MBNN01 | 300039889 |  | NO |  | TALIKOM S/BESAR |  |  |  | TAMCO | B2510364 | 26/04/1995 | Fail | Please check "Operating Voltage"
430939307 | TNB | DISTRIBUTION | SUNGAI BESAR | Existing | BSBR/PCE/J00036/MBNN03 | 300039896 | 11 kV | NO | RMU | JLN MAHSURI |  |  |  | INDKOM | 99115025 | 19910108 | Pass | null
430940433 | TNB | DISTRIBUTION | SUNGAI BESAR | Existing | BSBR/PCE/J00077/MBNN03 | 300040074 | 11 kV | NO | RMU | ARKED MARA |  |  |  | INDKOM | 1245094 | 30/01/2002 | Pass | null
430941223 | TNB | DISTRIBUTION | SUNGAI BESAR | Existing | BSBR/PCE/J00010/MB1 | 310371013 | 11 kV | NO | RMU | TMN GEMILANG |  |  |  | MERLIN GERIN |  |  | Pass | null
430946823 | TNB | DISTRIBUTION | SUNGAI BESAR | Existing | BSBR/PCE/J00223/MB1 | 300448006 |  | NO |  | P/E TMN BEDENA 2 |  |  |  | INDKOM | INS25 | 20121211 | Fail | Please check "Operating Voltage"
430947548 | TNB | DISTRIBUTION | SUNGAI BESAR | Existing | BSBR/PCE/J00197/MB1 | 310355581 | 11 kV | NO | RMU | P/E BOMBA SG BESAR |  |  |  | TAMCO |  |  | Pass | null
430948765 | TNB | DISTRIBUTION | SUNGAI BESAR | Existing | BSBR/PCE/J00222/MB1 | 300448004 | 11 kV | NO | RMU | P/E MAHKAMAH |  |  |  | INDKOM | INS24 | 25/03/2013 | Pass | null
430950088 | TNB | DISTRIBUTION | SUNGAI BESAR | Existing | BSBR/PCE/J00198/MB1 | 310357923 | 11 kV | NO | RMU | P/E TAMAN BAYU |  |  |  | EPE |  |  | Pass | null
432582464 | TNB | DISTRIBUTION | SUNGAI BESAR | Existing | BSBR/PCE/J00174/MBRMU1 | 300241430 | 11 kV | NO | RMU | TMN PADU PERMAI NO 2 |  |  |  | FALCON BETA | GRI | 20030910 | Pass | null
432583544 | TNB | DISTRIBUTION | SUNGAI BESAR | Existing | BSBR/PCE/J00249/MB1 | 300554395 | 11 kV | NO | RMU | P/E MASJID PADU PERMAI |  |  |  | LUCY | VRN 2A |  | Pass | null
432584179 | TNB | DISTRIBUTION | SUNGAI BESAR | Existing | BSBR/PCE/J00183/MB1 | 310357925 | 11 kV | NO | RMU | P/E TMN PADU PERMAI NO 3 |  |  |  | TAMCO |  |  | Pass | null
432585944 | TNB | DISTRIBUTION | SUNGAI BESAR | Existing | BSBR/PCE/J00218/MB1 | 300447847 |  | NO |  | P/E TERNAK LEMBU |  |  |  | INDKOM | INDKOM | 20090207 | Fail | Please check "Operating Voltage"
432591337 | TNB | DISTRIBUTION | SUNGAI BESAR | Existing | BSBR/PCE/J00002/MBNN01 | 300039797 |  | NO |  | TBK MARSO |  |  |  | MERIN GERIN | NA | 20021006 | Fail | Please check "Operating Voltage"
432591968 | TNB | DISTRIBUTION | SUNGAI BESAR | Existing | BSBR/PCE/J00196/MB1 | 310357924 | 11 kV | NO | RMU | P/E MARIN PARK |  |  |  | INDKOM |  |  | Pass | null
432592594 | TNB | DISTRIBUTION | SUNGAI BESAR | Existing | BSBR/PCE/J00058/MBNN03 | 300040007 |  | NO |  | KG NELAYAN SG HAJI DORANI |  |  |  | VEI | 1483 | 20020608 | Fail | Please check "Operating Voltage"
432595092 | TNB | DISTRIBUTION | SUNGAI BESAR | Existing | BSBR/PCE/J00078/MBNN03 | 300040079 | 11 kV | NO | RMU | P/E BLACKTOP |  |  |  | F&G | 125177 | 13/02/2002 | Pass | null
432595742 | TNB | DISTRIBUTION | SUNGAI BESAR | Existing | BSBR/PCE/J00112/MB1 | 310416826 | 11 kV | NO | RMU | P/E SIMPANG TEBUK PULAI |  |  |  | TAMCO |  |  | Pass | null
432595807 | TNB | DISTRIBUTION | SUNGAI BESAR | Existing | BSBR/PCE/J00112/MB1 | 310416825 | 11 kV | NO | RMU | P/E SIMPANG TEBUK PULAI |  |  |  | TAMCO | GRI | 19930809 | Pass | null
432596617 | TNB | DISTRIBUTION | SUNGAI BESAR | Existing | BSBR/PCE/J00116/MBS00895 | 300040276 | 11 kV | NO | RMU | TBK PULAI TENGAH |  |  |  | FALCON BETA | GRI | 26/05/1992 | Pass | null
432597413 | TNB | DISTRIBUTION | SUNGAI BESAR | Existing | BSBR/PCE/J00117 | 300499653 | 11 kV | NO | RMU | PT 5 BARAT |  |  |  | LUCY | VRN 2A |  | Pass | null
432598169 | TNB | DISTRIBUTION | SUNGAI BESAR | Existing | BSBR/PCE/J00118/MB01 | 300040284 | 11 kV | NO | RMU | PT 3 1/2 BARAT |  |  |  | NA | NA | 20/10/2010 | Pass | null
432598862 | TNB | DISTRIBUTION | SUNGAI BESAR | Existing | BSBR/PCE/J00119/MB01 | 300040289 | 11 kV | NO | RMU | PT 2 BARAT |  |  |  | NA | NA | 20/10/2010 | Pass | null
432625638 | TNB | DISTRIBUTION | SUNGAI BESAR | Existing |  |  | 11 kV | NO | RMU | TMN EHSAN | [6 empty] | Pass | null
432625838 | TNB | DISTRIBUTION | SUNGAI BESAR | Existing | BSBR/PCE/J00073/MBNN03 | 300040058 | 11 kV | NO | RMU | TMN MAKMUR |  |  |  | FALCON BETA | GR1 | 19881202 | Pass | null
432626812 | TNB | DISTRIBUTION | SUNGAI BESAR | Existing | BSBR/PCE/J00048/MBS00710 | 300039958 | 11 kV | NO | RMU | TMN RIA |  |  |  | FALCON BETA | GRI | 22/04/2002 | Pass | null
432627406 | TNB | DISTRIBUTION | SUNGAI BESAR | Existing | BSBR/PCE/J00071/MBNN03 | 300040048 | 11 kV | NO | RMU | TMN RAYA |  |  |  | TOPRANK | 22L1T/04/115 | 19980205 | Pass | null
432627995 | TNB | DISTRIBUTION | SUNGAI BESAR | Existing |  |  | 11 kV | NO | RMU | P/E TAMAN SERI NO 2 | [6 empty] | Pass | null
432628582 | TNB | DISTRIBUTION | SUNGAI BESAR | Existing | BSBR/PCE/J00047/MB365 | 300039953 | 11 kV | NO | RMU | TMN SERI |  |  |  | FALCON BETA | GRI | 20000305 | Pass | null
432642681 | TNB | DISTRIBUTION | SUNGAI BESAR | Existing | BSBR/PCE/J00145/MBNN01 | 300040411 |  | NO |  | SG LANG (ILDAS) DAKWAH |  |  |  | FALCON BETA | GR1 | 19990108 | Fail | Please check "Operating Voltage"
432643287 | TNB | DISTRIBUTION | SUNGAI BESAR | Existing | BSBR/PCE/J00184/MB1 | 310341861 | 11 kV | NO | RMU | P/E PUAS |  |  |  | INDKOM | INDKOM |  | Pass | null
432644573 | TNB | DISTRIBUTION | SUNGAI BESAR | Existing | BSBR/PCE/J00176/MBRMU1 | 300241441 |  | NO |  | INS. PERAKUNAN NEGARA (IPN) |  |  |  | VEI | 1863 | 20040106 | Fail | Please check "Operating Voltage"
432645692 | TNB | DISTRIBUTION | SUNGAI BESAR | Existing | BSBR/PCE/J00144/MBNN01 | 300040405 |  | NO |  | TELUK BELANGGA |  |  |  | FALCON BETA | GR1 | 30/11/1991 | Fail | Please check "Operating Voltage"
432693582 | TNB | DISTRIBUTION | SUNGAI BESAR | Existing | BSBR/PCE/J00046/MBS00704 | 300039948 | 11 kV | NO | RMU | BGN 6 |  |  |  | FALCON BETA | GRI | 19980108 | Pass | null
432694168 | TNB | DISTRIBUTION | SUNGAI BESAR | Existing |  |  | 11 kV | NO | RMU | PADAT SG BESAR NO 2 | [6 empty] | Pass | null
432695253 | TNB | DISTRIBUTION | SUNGAI BESAR | Existing | BSBR/PCE/J00072/MBNN03 | 300040053 | 11 kV | NO | RMU | TMN SRI INDAH |  |  |  | VEI | 24332 | 19911212 | Pass | null
432695966 | TNB | DISTRIBUTION | SUNGAI BESAR | Existing | BSBR/PCE/J00230/MB1 | 300448015 | 11 kV | NO | RMU | P/E TMN SRI INDAH 2 |  |  |  | TAMCO | 11KVSF6RMV | 24/09/2012 | Pass | null
432696751 | TNB | DISTRIBUTION | SUNGAI BESAR | Existing | BSBR/PCE/J00050/MBS00718 | 300039966 | 11 kV | NO | RMU | K/UDANG MAKHLUK LAUTAN |  |  |  | FALCON BETA | GR1 | 19910108 | Pass | null
432697379 | TNB | DISTRIBUTION | SUNGAI BESAR | Existing | BSBR/PCE/J00074/MBNN04 | 300040064 | 11 kV | NO | RMU | TMN BEDENA JAYA |  |  |  | INDKOM | 99395139 | 20010108 | Pass | null
432710709 | TNB | DISTRIBUTION | SUNGAI BESAR | Existing | BSBR/PCE/J00143/MBNN03 | 300040402 |  | NO |  | PEKAN PT BARU |  |  |  | VEI | 25133 | 19811102 | Fail | Please check "Operating Voltage"
432711294 | TNB | DISTRIBUTION | SUNGAI BESAR | Existing | BSBR/PCE/J00185/MB1 | 310341889 | 11 kV | NO | RMU | STN SUIS PARIT BARU |  |  |  | TAMCO | GR1 |  | Pass | null
432711538 | TNB | DISTRIBUTION | SUNGAI BESAR | Existing |  |  | 11 kV | NO | RMU | PAT KG PT BARU BAROH | [6 empty] | Pass | null
432712218 | TNB | DISTRIBUTION | SUNGAI BESAR | Existing | BSBR/PCE/J00186/MB1 | 310341991 | 11 kV | NO | RMU | P/E HELWA |  |  |  | TAMCO | GR1 |  | Pass | null
432712832 | TNB | DISTRIBUTION | SUNGAI BESAR | Existing | BSBR/PCE/J00150/MB00941 | 300040438 |  | NO |  | P/E SUNGAI TENGAR |  |  |  | FALCON BETA | GR1 | 17/01/1990 | Fail | Please check "Operating Voltage"
432713445 | TNB | DISTRIBUTION | SUNGAI BESAR | Existing | BSBR/PCE/J00187/MB1 | 310343013 | 11 kV | NO | RMU | STN SUIS SG TENGGAR |  |  |  | TAMCO |  |  | Pass | null
432713725 | TNB | DISTRIBUTION | SUNGAI BESAR | Existing | BSBR/PCE/J00152/MBNN01 | 300040445 | 11 kV | NO | RMU | P/E SG TENGAR UTARA |  |  |  | NA | NA | 20/10/2010 | Pass | null
432714336 | TNB | DISTRIBUTION | SUNGAI BESAR | Existing |  |  | 11 kV | NO | RMU | P/E SG TENGAR SELATAN | [6 empty] | Pass | null
433114324 | TNB | DISTRIBUTION | SUNGAI BESAR | Existing | BSBR/PCE/J00139/MB005 | 300040382 | 11 kV | NO | RMU | P/E SG AIR TAWAR |  |  |  | FALCON BETA | GR1 | 27/06/1984 | Pass | null
433115563 | TNB | DISTRIBUTION | SUNGAI BESAR | Existing | BSBR/PCE/J00201/MB1 | 310343068 | 11 kV | NO | RMU | P/E KUARTERS POLITEKNIK |  |  |  | TAMCO |  |  | Pass | null
433117053 | TNB | DISTRIBUTION | SUNGAI BESAR | Existing | BSBR/PCE/J00146/MBNN03 | 300040418 |  | NO |  | SG APONG |  |  |  | FALCON BETA | GR1 | 25/11/1991 | Fail | Please check "Operating Voltage"
433117784 | TNB | DISTRIBUTION | SUNGAI BESAR | Existing | BSBR/PCE/J00147/MBNN01 | 300040421 |  | NO |  | BGN BETING KEPAH |  |  |  | VEI | 10946 | 29/11/1992 | Fail | Please check "Operating Voltage"
433170567 | TNB | DISTRIBUTION | SUNGAI BESAR | Existing | BSBR/PCE/J00211/MB1 | 310357934 | 11 kV | NO | RMU | P/E KOLAM UDANG BAGAN TELOK RHU |  |  |  | SIEMENS | CV744627 |  | Pass | null
433171181 | TNB | DISTRIBUTION | SUNGAI BESAR | Existing | BSBR/PCE/J00142/MBNN01 | 300040395 | 11 kV | NO | RMU | KG TELUK RHU |  |  |  | FALCON BETA | GR1 | 20010106 | Pass | null
433171845 | TNB | DISTRIBUTION | SUNGAI BESAR | Existing | BSBR/PCE/J00163/MBNN04 | 300040498 | 11 kV | NO | RMU | P/E PUSAT REKREASI BNO |  |  |  | VEI | 24349 | 28/04/2001 | Pass | null
433172518 | TNB | DISTRIBUTION | SUNGAI BESAR | Existing | BSBR/PCE/J00017/MB01 | 300039822 | 11 kV | NO | RMU | SIMPANG BNO |  |  |  | INDKOM | 1104314073 | 19810209 | Pass | null
433173226 | TNB | DISTRIBUTION | SUNGAI BESAR | Existing | BSBR/PCE/J00135/MBS00895 | 300040365 | 11 kV | NO | RMU | RUMAH MURAH BNO |  |  |  | FALCON BETA | GR1 | 24/09/1984 | Pass | null
433173884 | TNB | DISTRIBUTION | SUNGAI BESAR | Existing | BSBR/PCE/J00138/MBNN03 | 300040376 | 11 kV | NO | RMU | SEK MUNSHI ABDULLAH |  |  |  | FALCON BETA | GR1 | 24/12/1999 | Pass | null
433178862 | TNB | DISTRIBUTION | SUNGAI BESAR | Existing |  |  | 11 kV | NO | RMU | P/E ASIA AQUACULTURE, TELOK RHU | [6 empty] | Pass | null
433179541 | TNB | DISTRIBUTION | SUNGAI BESAR | Existing | BSBR/PCE/J00149/MB1 | 310341911 | 11 kV | NO | RMU | P/E BAGAN PARIT BARU |  |  |  | LUCY | GR1 |  | Pass | null
433513683 | TNB | DISTRIBUTION | SUNGAI BESAR | Existing | BSBR/PCE/J00203/MB1 | 310359637 | 11 kV | NO | RMU | STN SUIS TORKINTON |  |  |  | TAMCO | B21224757 |  | Pass | null
433513927 | TNB | DISTRIBUTION | SUNGAI BESAR | Existing | BSBR/PCE/J00082/MB00796 | 300040096 |  | NO |  | PUMP HOUSE TORKINTON |  |  |  | FALCON BETA | GRI | 19880509 | Fail | Please check "Operating Voltage"
433514562 | TNB | DISTRIBUTION | SUNGAI BESAR | Existing | BSBR/PCE/J00083/MB00796 | 300040099 | 11 kV | NO | RMU | LDG TORKINTON |  |  |  | FALCON BETA | GRI | 19831111 | Pass | null
433516973 | TNB | DISTRIBUTION | SUNGAI BESAR | Existing | BSBR/PCE/J00169/MB1 | 310370413 | 11 kV | NO | RMU | P/E KUARTERS TORKINTON |  |  |  | TAMCO |  |  | Pass | null
433517754 | TNB | DISTRIBUTION | SUNGAI BESAR | Existing | BSBR/PCE/J00081/MB00790 | 300040090 |  | NO |  | HOSPITAL S/BERNAM |  |  |  | VEI | 24966 | 29/08/1992 | Fail | Please check "Operating Voltage"
433537560 | TNB | DISTRIBUTION | SUNGAI BESAR | Existing | BSBR/PCE/J00085/MB003 | 300040110 | 11 kV | NO | RMU | JOHAN LAND |  |  |  | FALCON BETA | GRI | 19980108 | Pass | null
433538617 | TNB | DISTRIBUTION | SUNGAI BESAR | Existing | BSBR/PCE/J00167/MB1 | 310357933 | 11 kV | NO | RMU | SW/STN JOHAN LAND |  |  |  | TAMCO | G 230131 |  | Pass | null
433539559 | TNB | DISTRIBUTION | SUNGAI BESAR | Existing | BSBR/PCE/J00086/MB00815 | 300040116 | 11 kV | NO | RMU | PEKAN S/BERNAM |  |  |  | INDKOM | 1106314435 | 15/02/1994 | Pass | null
433540260 | TNB | DISTRIBUTION | SUNGAI BESAR | Existing | BSBR/PCE/J00134/MBNN03 | 300040362 | 11 kV | NO | RMU | PUSAT PERANGINAN S/BERNAM |  |  |  | F&G | 0124S096 | 15/05/1994 | Pass | null
433540882 | TNB | DISTRIBUTION | SUNGAI BESAR | Existing | BSBR/PCE/J00204/MB1 | 310357931 | 11 kV | NO | RMU | P/E KOLEJ KOMUNITI |  |  |  | INDKOM | 9902S160 |  | Pass | null
433541976 | TNB | DISTRIBUTION | SUNGAI BESAR | Existing | BSBR/PCE/J00221/MB1 | 300447842 | 11 kV | NO | RMU | P/E SEK UNGKU AZIZ |  |  |  | TAMCO | FALCON BETA | 20/04/2010 | Pass | null
433542640 | TNB | DISTRIBUTION | SUNGAI BESAR | Existing |  |  | 11 kV | NO | RMU | VIP | [6 empty] | Pass | null
433543283 | TNB | DISTRIBUTION | SUNGAI BESAR | Existing | BSBR/PCE/J00126/MBNN03 | 300040321 | 11 kV | NO | RMU | PUSAT REKREASI S/BERNAM |  |  |  | INDKOM | 9936S007 | 20/10/2000 | Pass | null
433543897 | TNB | DISTRIBUTION | SUNGAI BESAR | Existing | BSBR/PCE/J00227/MB1 | 300448010 | 11 kV | NO | RMU | P/E PUSAT PERLINDUNGAN WANITA |  |  |  | INDKOM | F&G | 24/09/2012 | Pass | null
433544526 | TNB | DISTRIBUTION | SUNGAI BESAR | Existing | BSBR/PCE/J00206/MB1 | 310357929 | 11 kV | NO | RMU | P/E TAMAN INTAN JAYA |  |  |  | TOPRANK |  |  | Pass | null
433545316 | TNB | DISTRIBUTION | SUNGAI BESAR | Existing |  |  | 11 kV | NO | RMU | P/PADAT MEDAN SELERA MDSB | [6 empty] | Pass | null
433545908 | TNB | DISTRIBUTION | SUNGAI BESAR | Existing |  |  |  | NO |  | P/E PUSAT NIAGA BT 40 | [6 empty] | Fail | Please check "Operating Voltage"
433546594 | TNB | DISTRIBUTION | SUNGAI BESAR | Existing | BSBR/PCE/J00215/MB1 | 310370415 | 11 kV | NO | RMU | P/E TAMAN PERTAMA FASA 4 |  |  |  | INDKOM |  |  | Pass | null
433547267 | TNB | DISTRIBUTION | SUNGAI BESAR | Existing | BSBR/PCE/J00209/MB1 | 310354545 | 11 kV | NO | RMU | P/E TMN SERENDAH NO 1 |  |  |  | TAMCO | GRI |  | Pass | null
433547889 | TNB | DISTRIBUTION | SUNGAI BESAR | Existing | BSBR/PCE/J00110/MBNN03 | 300040239 | 11 kV | NO | RMU | TMN SERENDAH NO 2 |  |  |  | INDKOM | R027614 | 19770108 | Pass | null
433574285 | TNB | DISTRIBUTION | SUNGAI BESAR | Existing | BSBR/PCE/J00109/MBNN01 | 300040232 | 11 kV | NO | RMU | TMN PERTAMA LOT 771 |  |  |  | NA | NA | 20/10/2010 | Pass | null
433574912 | TNB | DISTRIBUTION | SUNGAI BESAR | Existing | BSBR/PCE/J00108/MBNN04 | 300040229 | 11 kV | NO | RMU | PKNS LOW COST TMN MUHIBAH |  |  |  | INDKOM | 1108214914 | 19800108 | Pass | null
433575523 | TNB | DISTRIBUTION | SUNGAI BESAR | Existing | BSBR/PCE/J00246/MB1 | 300505687 | 11 kV | NO | RMU | P/E TAMAN ORKID |  |  |  | LUCY | VRN 2A |  | Pass | null
433576208 | TNB | DISTRIBUTION | SUNGAI BESAR | Existing | BSBR/PCE/J00111/MBNN02 | 300040243 | 11 kV | NO | RMU | TBK PULAI BT 1 |  |  |  | FALCON BETA | GRI | 16/01/1989 | Pass | null
433578045 | TNB | DISTRIBUTION | SUNGAI BESAR | Existing |  |  |  | NO |  | P/E SIMPANG SEKENDI | [6 empty] | Fail | Please check "Operating Voltage"
433599705 | TNB | DISTRIBUTION | SUNGAI BESAR | Existing |  |  | 11 kV | NO | RMU | P/E TAMAN SURIA INDAH | [6 empty] | Pass | null
433600293 | TNB | DISTRIBUTION | SUNGAI BESAR | Existing | BSBR/PCE/J00229/MB1 | 300448013 | 11 kV | NO | RMU | P/E FU FROZEN |  |  |  | NA | NA | 20110505 | Pass | null
433601000 | TNB | DISTRIBUTION | SUNGAI BESAR | Existing | BSBR/PCE/J00182/MB00624 | 300251148 | 11 kV | NO | RMU | P/E FIBRECO |  |  |  | TAMCO | TAMCO | 20090101 | Pass | null
433601628 | TNB | DISTRIBUTION | SUNGAI BESAR | Existing | BSBR/PCE/J00220/MB1 | 300447845 | 11 kV | NO | RMU | P/E ASRAMA DESA |  |  |  | INDKOM | INDKOM | 20100702 | Pass | null
433602287 | TNB | DISTRIBUTION | SUNGAI BESAR | Existing | BSBR/PCE/J00052/MBNN01 | 300039975 | 11 kV | NO | RMU | BGN SG BURUNG NO 2 |  |  |  | NA | NA | 20/10/2010 | Pass | null
433603046 | TNB | DISTRIBUTION | SUNGAI BESAR | Existing | BSBR/PCE/J00053/MBS00726 | 300039980 | 11 kV | NO | RMU | THAI LIAN |  |  |  | VEI | 24223 | 20080707 | Pass | null
433625344 | TNB | DISTRIBUTION | SUNGAI BESAR | Existing | BSBR/PCE/J00114/MBS00972 | 300040264 | 11 kV | NO | RMU | P/E SIMPANG SEKENDI |  |  |  | FALCON BETA | GRI | 31/07/1984 | Pass | null
433626451 | TNB | DISTRIBUTION | SUNGAI BESAR | Existing | BSBR/PCE/J00088/MBS00848 | 300040127 | 11 kV | NO | RMU | BT 38 SEKENDI TBK HJ ISMAIL |  |  |  | FALCON BETA | GRI | 19810909 | Pass | null
433627123 | TNB | DISTRIBUTION | SUNGAI BESAR | Existing | BSBR/PCE/J00089/MBNN04 | 300040133 | 11 kV | NO | RMU | S.M AGAMA TINGGI BT 38 |  |  |  | INDKOM | 9906S115 | 25/11/1997 | Pass | null
433627841 | TNB | DISTRIBUTION | SUNGAI BESAR | Existing | BSBR/PCE/J00175/MBRMU1 | 300241438 | 11 kV | NO | RMU | TMN PERPADUAN |  |  |  | TOPRANK | 2L1T/04/121 | 20040109 | Pass | null
433628600 | TNB | DISTRIBUTION | SUNGAI BESAR | Existing | BSBR/PCE/J00033/MB1 | 310370417 | 11 kV | NO | RMU | TAMAN RAYA NO 2 |  |  |  | VEI POWER DIST |  |  | Pass | null
433629216 | TNB | DISTRIBUTION | SUNGAI BESAR | Existing | BSBR/PCE/J00084/MBNN01 | 300040103 | 11 kV | NO | RMU | KG TBK TARMAN BATU 38 |  |  |  | FALCON BETA | GRI | 25/11/1997 | Pass | null
433642713 | TNB | DISTRIBUTION | SUNGAI BESAR | Existing | BSBR/PCE/J00228/MB1 | 300448012 | 11 kV | NO | RMU | P/E TMN BERLIAN |  |  |  | TAMCO | 11KVSF6RMVGR1 | 20120908 | Pass | null
433643345 | TNB | DISTRIBUTION | SUNGAI BESAR | Existing | BSBR/PCE/J00097/MB01 | 300040174 | 11 kV | NO | RMU | SEE HAU INDUSTRIES |  |  |  | NA | NA | 20/10/2010 | Pass | null
433643987 | TNB | DISTRIBUTION | SUNGAI BESAR | Existing | BSBR/PCE/J00202/MB1 | 310357927 | 11 kV | NO | RMU | P/E TAMAN WAWASAN |  |  |  | TAMCO |  |  | Pass | null
433644615 | TNB | DISTRIBUTION | SUNGAI BESAR | Existing | BSBR/PCE/J00099/MBNN03 | 300040186 | 11 kV | NO | RMU | SEK ABD RAHMAN PUTRA |  |  |  | MERIN GERIN | RQ9938103 | 19990111 | Pass | null
433645254 | TNB | DISTRIBUTION | SUNGAI BESAR | Existing | BSBR/PCE/J00098/MBS00811 | 300040181 | 11 kV | NO | RMU | TMN KENANGAN |  |  |  | VEI | 24333 | 20040105 | Pass | null
433645900 | TNB | DISTRIBUTION | SUNGAI BESAR | Existing | BSBR/PCE/J00100/MB01 | 300040189 | 11 kV | NO | RMU | TMN FERI |  |  |  | NA | NA | 20/10/2010 | Pass | null
433659678 | TNB | DISTRIBUTION | SUNGAI BESAR | Existing | BSBR/PCE/J00244/MB1 | 300501595 | 11 kV | NO | RMU | P/E RUMAH KEDAI SB PERDANA |  |  |  | INDKOM | INS24 |  | Pass | null
433660373 | TNB | DISTRIBUTION | SUNGAI BESAR | Existing | BSBR/PCE/J00241/MB1 | 300497090 | 11 kV | NO | RMU | P/E TAMAN PLATINUM |  |  |  | LUCY | VRN 2A |  | Pass | null
433661054 | TNB | DISTRIBUTION | SUNGAI BESAR | Existing | BSBR/PCE/J00014/MB1 | 310370409 | 11 kV | NO | RMU | TAMAN PERTAMA NO 2 |  |  |  | VEI POWER DIST |  |  | Pass | null
433661930 | TNB | DISTRIBUTION | SUNGAI BESAR | Existing | BSBR/PCE/J00127/MB03 | 300040326 | 11 kV | NO | RMU | IKS JALAN AIR MANIS |  |  |  | FALCON BETA | GR1 | 19840207 | Pass | null
433662545 | TNB | DISTRIBUTION | SUNGAI BESAR | Existing | BSBR/PCE/J00171/MBS00193 | 300040515 | 11 kV | NO | RMU | P/E RT AIR MANIS NO 1 |  |  |  | FALCON BETA | GR1 | 20070108 | Pass | null
433663172 | TNB | DISTRIBUTION | SUNGAI BESAR | Existing | BSBR/PCE/J00164/MB1 | 310370411 | 11 kV | NO | RMU | P/E RT AIR MANIS NO 2 |  |  |  | TAMCO |  |  | Pass | null
433663816 | TNB | DISTRIBUTION | SUNGAI BESAR | Existing | BSBR/PCE/J00103/MB03 | 300040205 | 11 kV | NO | RMU | SCENICA (PURE MANUFACTURING) |  |  |  | FALCON BETA | GRI | 20070108 | Pass | null
433673053 | TNB | DISTRIBUTION | SUNGAI BESAR | Existing | BSBR/PCE/J00115/MBS00972 | 300040270 | 11 kV | NO | RMU | KG TBK TENGAH |  |  |  | INDKOM | 1106314420 | 25/08/1995 | Pass | null
433673766 | TNB | DISTRIBUTION | SUNGAI BESAR | Existing | BSBR/PCE/J00137/MBS00883 | 300040371 | 11 kV | NO | RMU | KG BANTING |  |  |  | FALCON BETA | GR1 | 19860508 | Pass | null
433674467 | TNB | DISTRIBUTION | SUNGAI BESAR | Existing | BSBR/PCE/J00132/MBNN04 | 300040353 | 11 kV | NO | RMU | KG TBK JAWA |  |  |  | FALCON BETA | GR1 | 26/09/1992 | Pass | null
433675134 | TNB | DISTRIBUTION | SUNGAI BESAR | Existing | BSBR/PCE/J00131/MBNN01 | 300040344 | 11 kV | NO | RMU | PAT KG TBK JAWA |  |  |  | NA | NA | 20/10/2010 | Pass | null
433675750 | TNB | DISTRIBUTION | SUNGAI BESAR | Existing | BSBR/PCE/J00133/MBNN01 | 300040356 | 11 kV | NO | RMU | KG TBK MUFRAD |  |  |  | NA | NA | 20/10/2010 | Pass | null
433676367 | TNB | DISTRIBUTION | SUNGAI BESAR | Existing | BSBR/PCE/J00129/MBS00880 | 300040337 | 11 kV | NO | RMU | KG BANTING H/P |  |  |  | FALCON BETA | GR1 | 19820108 | Pass | null
433694318 | TNB | DISTRIBUTION | SUNGAI BESAR | Existing | BSBR/PCE/J00054/MBS00732 | 300039987 | 11 kV | NO | RMU | SEKENDI INDUSTRIES |  |  |  | MERIN GERIN | 2F97015 | 19970604 | Pass | null
433694933 | TNB | DISTRIBUTION | SUNGAI BESAR | Existing |  |  | 11 kV | NO | RMU | CHIA KIR HU | [6 empty] | Pass | null
433695666 | TNB | DISTRIBUTION | SUNGAI BESAR | Existing |  |  | 11 kV | NO | RMU | P/E KOLAM UDANG SEKENDI | [6 empty] | Pass | null
433696297 | TNB | DISTRIBUTION | SUNGAI BESAR | Existing | BSBR/PCE/J00055/MBS00977 | 300039993 | 11 kV | NO | RMU | KG SG BURUNG |  |  |  | INDKOM | INS24 | 20141203 | Pass | null
433696931 | TNB | DISTRIBUTION | SUNGAI BESAR | Existing | BSBR/PCE/J00056/MBS00977 | 300039996 | 11 kV | NO | RMU | BGN SG PULAI |  |  |  | NA | NA | 20/10/2010 | Pass | null
433697517 | TNB | DISTRIBUTION | SUNGAI BESAR | Existing | BSBR/PCE/J00057/MBS00980 | 300040001 | 11 kV | NO | RMU | KG SG SEKENDI |  |  |  | NA | NA | 20/10/2010 | Pass | null
433698095 | TNB | DISTRIBUTION | SUNGAI BESAR | Existing |  |  |  | NO |  | P/E HJ MAHIDIN PT 7 GAMBUT | [6 empty] | Fail | Please check "Operating Voltage"
433698532 | TNB | DISTRIBUTION | SUNGAI BESAR | Existing |  |  | 11 kV | NO | RMU | KG TBK BERIHUN | [6 empty] | Pass | null
433699242 | TNB | DISTRIBUTION | SUNGAI BESAR | Existing | BSBR/PCE/J00162/MB01 | 300040490 | 11 kV | NO | RMU | P/E SEK AGAMA BT 40 |  |  |  | FALCON BETA | GR1 | 20060108 | Pass | null
433699857 | TNB | DISTRIBUTION | SUNGAI BESAR | Existing | BSBR/PCE/J00128/MB03 | 300040331 | 11 kV | NO | RMU | P/E BT 39 SEKENDI |  |  |  | FALCON BETA | GR1 | 19840506 | Pass | null
433700474 | TNB | DISTRIBUTION | SUNGAI BESAR | Existing | BSBR/PCE/J00154/MBNN03 | 300040457 | 11 kV | NO | RMU | P/E KAMPUNG TENGAH |  |  |  | FALCON BETA | GR1 | 20010105 | Pass | null
433701096 | TNB | DISTRIBUTION | SUNGAI BESAR | Existing | BSBR/PCE/J00155/MBS00854 | 300040462 | 11 kV | NO | RMU | P/E KAMPUNG BARU |  |  |  | FALCON BETA | GR1 | 20000108 | Pass | null
433701750 | TNB | DISTRIBUTION | SUNGAI BESAR | Existing | BSBR/PCE/J00157/MBS00858 | 300040472 | 11 kV | NO | RMU | P/E KAMPUNG DUNGUN |  |  |  | FALCON BETA | GR1 | 20010104 | Pass | null
433702414 | TNB | DISTRIBUTION | SUNGAI BESAR | Existing | BSBR/PCE/J00156/MB01 | 300040465 | 11 kV | NO | RMU | PAT KAMPUNG TANJUNG JAWA |  |  |  | NA | NA | 20/10/2010 | Pass | null
433715880 | TNB | DISTRIBUTION | SUNGAI BESAR | Existing | BSBR/PCE/J00029/MBNN01 | 300039870 | 11 kV | NO | RMU | PT 5 GAMBUT |  |  |  | TOPRANK | OD3L1TAK29 | 20040108 | Pass | null
433716865 | TNB | DISTRIBUTION | SUNGAI BESAR | Existing | BSBR/PCE/J00225/MB1 | 300448009 | 11 kV | NO | RMU | P/E UYIN AGRO FARM |  |  |  | INDKOM | INS24 | 20110405 | Pass | null
433719223 | TNB | DISTRIBUTION | SUNGAI BESAR | Existing |  |  |  | NO |  | S/LINK PARIT 8 SG PANJANG | [6 empty] | Fail | Please check "Operating Voltage"
433719442 | TNB | DISTRIBUTION | SUNGAI BESAR | Existing | BSBR/PCE/J00028/MBNN01 | 300039866 | 11 kV | NO | RMU | PT 8 GAMBUT |  |  |  | NA | NA | 20/10/2010 | Pass | null
433752137 | TNB | DISTRIBUTION | SUNGAI BESAR | Existing | BSBR/PCE/J00158/MB1 | 310359633 | 11 kV | NO | RMU | P/E SG BERNAM DIVISION 2 |  |  |  | VEI POWER DIST | 24341 |  | Pass | null
433752751 | TNB | DISTRIBUTION | SUNGAI BESAR | Existing | BSBR/PCE/J00159/MBS0087 | 300040477 | 11 kV | NO | RMU | P/E SG BERNAM QUATERS |  |  |  | FALCON BETA | GR1 | 20030109 | Pass | null
433753369 | TNB | DISTRIBUTION | SUNGAI BESAR | Existing | BSBR/PCE/J00160/MBS00863 | 300040482 | 11 kV | NO | RMU | P/E SG BERNAM DIVISION 1 |  |  |  | FALCON BETA | GR1 | 19920112 | Pass | null
433753984 | TNB | DISTRIBUTION | SUNGAI BESAR | Existing | BSBR/PCE/J00141/MBS00914 | 300040392 | 11 kV | NO | RMU | KG DATO' HORMAT |  |  |  | FALCON BETA | GR1 | 19930809 | Pass | null
433780244 | TNB | DISTRIBUTION | SUNGAI BESAR | Existing | BSBR/PCE/J00095/MBS00836 | 300040166 | 11 kV | NO | RMU | SDIK HOLDING |  |  |  | INDKOM | 1011313254 | 20070108 | Pass | null
433781525 | TNB | DISTRIBUTION | SUNGAI BESAR | Existing |  |  | 11 kV | NO | RMU | P/E REBAN AYAM PARIT 9 GAMBUT NO 1 | [6 empty] | Pass | null
433782132 | TNB | DISTRIBUTION | SUNGAI BESAR | Existing |  |  |  | NO |  | P/E REBAN AYAM KSR PARIT 9 GAMBUT NO 2 | [6 empty] | Fail | Please check "Operating Voltage"
433783125 | TNB | DISTRIBUTION | SUNGAI BESAR | Existing |  |  |  | NO |  | S/LINK PRT 10 SG PANJANG | [6 empty] | Fail | Please check "Operating Voltage"
433783948 | TNB | DISTRIBUTION | SUNGAI BESAR | Existing | BSBR/PCE/J00026/MBNN01 | 300039861 | 11 kV | NO | RMU | PT 10 GAMBUT |  |  |  | FALCON BETA | GRI | 25/07/1992 | Pass | null
433784656 | TNB | DISTRIBUTION | SUNGAI BESAR | Existing |  |  | 11 kV | NO | RMU | P/E PADAT IBU SAWAT TM SG AIR TAWAR | [6 empty] | Pass | null
433785280 | TNB | DISTRIBUTION | SUNGAI BESAR | Existing | BSBR/PCE/J00140/MBNN03 | 300040387 | 11 kV | NO | RMU | PEKAN SG AIR TAWAR |  |  |  | VEI | 25865 | 19930809 | Pass | null
433786282 | TNB | DISTRIBUTION | SUNGAI BESAR | Existing |  |  |  | NO |  | P/E SEK REN AGAMA PARIT BARU | [6 empty] | Fail | Please check "Operating Voltage"
433810368 | TNB | DISTRIBUTION | SUNGAI BESAR | Existing |  |  | 11 kV | NO | RMU | T/AIR 13 SG NIPAH | [6 empty] | Pass | null
433810984 | TNB | DISTRIBUTION | SUNGAI BESAR | Existing | BSBR/PCE/J00060/MBNN04 | 300040018 |  | NO |  | SM AGAMA SPG 5 |  |  |  | VEI | 1109 | 16/06/1991 | Fail | Please check "Operating Voltage"
433811606 | TNB | DISTRIBUTION | SUNGAI BESAR | Existing | BSBR/PCE/J00063/MBS00775 | 300040027 | 11 kV | NO | RMU | K/UDANG PER.NELAYAN SG NIBONG |  |  |  | FALCON BETA | GRI | 15/01/1993 | Pass | null
433812219 | TNB | DISTRIBUTION | SUNGAI BESAR | Existing | BSBR/PCE/J00062/MBS00773 | 300040023 | 11 kV | NO | RMU | K/UDANG UDAHA |  |  |  | FALCON BETA | GR1 | 19921208 | Pass | null
433812778 | TNB | DISTRIBUTION | SUNGAI BESAR | Existing |  |  |  | NO |  | SW/STN VERECO | [6 empty] | Fail | Please check "Operating Voltage"
433813101 | TNB | DISTRIBUTION | SUNGAI BESAR | Existing |  |  | 11 kV | NO | RMU | K/UDANG VERECO | [6 empty] | Pass | null
433813717 | TNB | DISTRIBUTION | SUNGAI BESAR | Existing | BSBR/PCE/J00179/MBRMU1 | 300242311 | 11 kV | NO | RMU | DEWAN SPG 5 |  |  |  | VEI | 1109 | 19980103 | Pass | null
433896585 | TNB | DISTRIBUTION | SUNGAI BESAR | Existing | BSBR/PCE/J00064/MBS00672 | 300040032 | 11 kV | NO | RMU | P/E KILANG BERAS LPN SG BESAR |  |  |  | FALCON BETA | GRI | 19990108 | Pass | null
433897697 | TNB | DISTRIBUTION | SUNGAI BESAR | Existing | BSBR/PCE/J00066/MB1 | 310416880 | 11 kV | NO | RMU | P/E PEJABAT KERAJAAN |  |  |  | TAMCO |  |  | Pass | null
433898345 | TNB | DISTRIBUTION | SUNGAI BESAR | Existing | BSBR/PCE/J00067/MBS00682 | 300040038 | 11 kV | NO | RMU | P/E PERPUSTAKAAN SG BESAR |  |  |  | FALCON BETA | GR1 | 26/08/1989 | Pass | null
433898964 | TNB | DISTRIBUTION | SUNGAI BESAR | Existing | BSBR/PCE/J00301/MB1 | 310416884 | 11 kV | NO | RMU | P/E UMNO SG BESAR |  |  |  | SCHNEIDER |  |  | Pass | null
433899657 | TNB | DISTRIBUTION | SUNGAI BESAR | Existing |  |  | 11 kV | NO | RMU | P/E BIN DAWOOD | [6 empty] | Pass | null
433913071 | TNB | DISTRIBUTION | SUNGAI BESAR | Existing | BSBR/PCE/J00059/MBNN03 | 300040012 | 11 kV | NO | RMU | PEKAN SG HAJI DORANI |  |  |  | FALCON BETA | GR1 | 19970108 | Pass | null
433913705 | TNB | DISTRIBUTION | SUNGAI BESAR | Existing | BSBR/PCE/J00125/MB01 | 300040313 | 11 kV | NO | RMU | PT 10 BARAT |  |  |  | NA | NA | 20/10/2010 | Pass | null
433914604 | TNB | DISTRIBUTION | SUNGAI BESAR | Existing | BSBR/PCE/J00123/MBNN01 | 300040308 | 11 kV | NO | RMU | PT 9 1/2 BARAT |  |  |  | NA | NA | 20/10/2010 | Pass | null
433915329 | TNB | DISTRIBUTION | SUNGAI BESAR | Existing | BSBR/PCE/J00122/MB01 | 300040303 | 11 kV | NO | RMU | PT 8 1/2 BARAT |  |  |  | NA | NA | 20/10/2010 | Pass | null
433916290 | TNB | DISTRIBUTION | SUNGAI BESAR | Existing | BSBR/PCE/J00121/MB01 | 300040298 | 11 kV | NO | RMU | PT 8 1/2 KENCONG |  |  |  | NA | NA | 20/10/2010 | Pass | null
433917005 | TNB | DISTRIBUTION | SUNGAI BESAR | Existing | BSBR/PCE/J00120/MB01 | 300040293 |  | NO |  | PT 6 BARAT |  |  |  | NA | NA | 20/10/2010 | Fail | Please check "Operating Voltage"
433921754 | TNB | DISTRIBUTION | SUNGAI BESAR | Existing | BSBR/PCE/J00232/MB1 | 310370985 | 11 kV | NO | RMU | P/E HENTIAN BAS SUNGAI BESAR |  |  |  | TOSHIBA |  |  | Pass | null
433922475 | TNB | DISTRIBUTION | SUNGAI BESAR | Existing | BSBR/PCE/J00043/MB473 | 300039933 | 11 kV | NO | RMU | PEKAN S/BESAR |  |  |  | TOPRANK | 103L1TP130 | 30/06/1992 | Pass | null
433923164 | TNB | DISTRIBUTION | SUNGAI BESAR | Existing | BSBR/PCE/J00042/MBS00746 | 300039927 | 11 kV | NO | RMU | SIM BROTHER |  |  |  | W LUCY&CO | 3189 | 30/06/1992 | Pass | null
433923803 | TNB | DISTRIBUTION | SUNGAI BESAR | Existing | BSBR/PCE/J00041/MB03 | 300039922 | 11 kV | NO | RMU | MEDAN S/BESAR |  |  |  | MERIN GERIN | 2197476 | 20/07/1998 | Pass | null
433924431 | TNB | DISTRIBUTION | SUNGAI BESAR | Existing | BSBR/PCE/J00040/MBS00744 | 300039917 | 11 kV | NO | RMU | TMN NIRWANA |  |  |  | VEI | 24335 | 30/06/1992 | Pass | null
433925147 | TNB | DISTRIBUTION | SUNGAI BESAR | Existing | BSBR/PCE/J00039/MBS00739 | 300039910 | 11 kV | NO | RMU | STADIUM S/BESAR |  |  |  | FALCON BETA | GRI | 27/05/1995 | Pass | null
433986426 | TNB | DISTRIBUTION | SUNGAI BESAR | Existing | BSBR/PCE/J00044/MB476 | 300039938 | 11 kV | NO | RMU | BGN 2 S/BESAR |  |  |  | FALCON BETA | GRI | 20/05/1991 | Pass | null
433987111 | TNB | DISTRIBUTION | SUNGAI BESAR | Existing | BSBR/PCE/J00045/MBNN02 | 300039943 | 11 kV | NO | RMU | KLG FISH BALL BGN 4 |  |  |  | FALCON BETA | GRI | 19/02/1997 | Pass | null
433987774 | TNB | DISTRIBUTION | SUNGAI BESAR | Existing | BSBR/PCE/J00224/MB1 | 300448008 | 11 kV | NO | RMU | P/E YU CHEN PENG |  |  |  | INDKOM | CSU | 31/05/2011 | Pass | null
434140919 | TNB | DISTRIBUTION | SUNGAI BESAR | Existing |  |  | 11 kV | NO | RMU | P/PADAT PARIT 12 LUNDANG | [6 empty] | Pass | null
434142192 | TNB | DISTRIBUTION | SUNGAI BESAR | Existing |  |  | 11 kV | NO | RMU | P/E TMN TERAP JAYA NO 1 | [6 empty] | Pass | null
434142786 | TNB | DISTRIBUTION | SUNGAI BESAR | Existing |  |  | 11 kV | NO | RMU | P/E TAMAN TERAP JAYA NO 2 | [6 empty] | Pass | null
434143394 | TNB | DISTRIBUTION | SUNGAI BESAR | Existing | BSBR/PCE/J00094/MB01 | 300040156 | 11 kV | NO | RMU | SEPINTAS BT 4 NO 1 |  |  |  | NA | NA | 20/10/2010 | Pass | null
434144057 | TNB | DISTRIBUTION | SUNGAI BESAR | Existing | BSBR/PCE/J00101/MB01 | 300040194 | 11 kV | NO | RMU | SEPINTAS BT 4 NO 2 |  |  |  | LUCY | SFA0006471 | 20140904 | Pass | null
434144637 | TNB | DISTRIBUTION | SUNGAI BESAR | Existing | BSBR/PCE/J00231/MBNN01 | 300448221 | 11 kV | NO | RMU | P/E REBAN AYAM BT 2 SEPINTAS |  |  |  | VEI | VEI | 20110902 | Pass | null
434171626 | TNB | DISTRIBUTION | SUNGAI BESAR | Existing | BSBR/PCE/J00093/MBS00826 | 300040153 | 11 kV | NO | RMU | SEPINTAS BATU 2 |  |  |  | INDKOM | 1104314077 | 19920806 | Pass | null
434172305 | TNB | DISTRIBUTION | SUNGAI BESAR | Existing | BSBR/PCE/J00092/MBNN03 | 300040148 | 11 kV | NO | RMU | SEPINTAS BATU 1 (STADIUM) |  |  |  | FALCON BETA | GRI | 19790108 | Pass | null
434172896 | TNB | DISTRIBUTION | SUNGAI BESAR | Existing | BSBR/PCE/J00091/MBNN01 | 300040143 | 11 kV | NO | RMU | JALAN RAJA CHULAN |  |  |  | FALCON BETA | GRI | 19980108 | Pass | null
434173483 | TNB | DISTRIBUTION | SUNGAI BESAR | Existing | BSBR/PCE/J00102/MBS00839 | 300040200 | 11 kV | NO | RMU | SEK MEN AGAMA BGN TERAP |  |  |  | FALCON BETA | GRI | 19960108 | Pass | null
434174038 | TNB | DISTRIBUTION | SUNGAI BESAR | Existing | BSBR/PCE/J00107/MB01 | 300040222 | 11 kV | NO | RMU | S/LINK GANDA SULI |  |  |  | INDKOM | INS24 | 20140904 | Pass | null
434174399 | TNB | DISTRIBUTION | SUNGAI BESAR | Existing |  |  | 11 kV | NO | RMU | GANDA SULI NO 1 | [6 empty] | Pass | null
434174464 | TNB | DISTRIBUTION | SUNGAI BESAR | Existing | BSBR/PCE/J00105/MB1 | 310341832 | 11 kV | NO | RMU | GANDA SULI NO 1 | [6 empty] | Pass | null
434192793 | TNB | DISTRIBUTION | SUNGAI BESAR | Existing |  |  |  | NO |  | PAT GANDA SULI NO 3 | [6 empty] | Fail | Please check "Operating Voltage"
434193448 | TNB | DISTRIBUTION | SUNGAI BESAR | Existing | BSBR/PCE/J00106/MB01 | 300040218 | 11 kV | NO | RMU | GANDA SULI NO 2 |  |  |  | NA | NA | 20/10/2010 | Pass | null
434194077 | TNB | DISTRIBUTION | SUNGAI BESAR | Existing |  |  | 11 kV | NO | RMU | P/E PENURUN TOK KHALIFAH | [6 empty] | Pass | null
434195287 | TNB | DISTRIBUTION | SUNGAI BESAR | Existing |  |  | 11 kV | NO | RMU | P/E HAYAT MAJU NO 3 | [6 empty] | Pass | null
434195905 | TNB | DISTRIBUTION | SUNGAI BESAR | Existing | BSBR/PCE/J00104/MBNN01 | 300040208 | 11 kV | NO | RMU | PAT LUBOK PUSING |  |  |  | NA | NA | 20/10/2010 | Pass | null
434219730 | TNB | DISTRIBUTION | SUNGAI BESAR | Existing | BSBR/PCE/J00254/MB1 | 310475064 | 11 kV | NO | RMU | D-SBR-C17-0165 |  |  |  | INDKOM | INS24 |  | Pass | null
434220323 | TNB | DISTRIBUTION | SUNGAI BESAR | Existing | BSBR/PCE/J00255/MB1 | 310490437 | 11 kV | NO | RMU | D-SBR-C17-0164 |  |  |  | INDKOM | INS24 |  | Pass | null
434230831 | TNB | DISTRIBUTION | SUNGAI BESAR | Existing |  |  |  | NO |  | LINK PT 12 SG PANJANG | [6 empty] | Fail | Please check "Operating Voltage"
434231067 | TNB | DISTRIBUTION | SUNGAI BESAR | Existing | BSBR/PCE/J00025/MBNN01 | 300039857 | 11 kV | NO | RMU | PT 12 GAMBUT |  |  |  | NA | NA | 20/10/2010 | Pass | null
434231823 | TNB | DISTRIBUTION | SUNGAI BESAR | Existing | BSBR/PCE/J00022/MB01 | 300039848 | 11 kV | NO | RMU | PPRT MERBAU BERDARAH |  |  |  | NA | NA | 20/10/2010 | Pass | null
434232456 | TNB | DISTRIBUTION | SUNGAI BESAR | Existing | BSBR/PCE/J00023/MBNN01 | 300039853 | 11 kV | NO | RMU | BELIA 2 |  |  |  | NA | NA | 20/10/2010 | Pass | null
434233042 | TNB | DISTRIBUTION | SUNGAI BESAR | Existing | BSBR/PCE/J00234/MB1 | 300491559 | 11 kV | NO | RMU | P/E MRSM SG PANJANG |  |  |  | ABB | 11KVSF6RMV |  | Pass | null
434234158 | TNB | DISTRIBUTION | SUNGAI BESAR | Existing |  |  | 11 kV | NO | RMU | P/E LOJI TAKUNGAN IADA | [6 empty] | Pass | null
434234933 | TNB | DISTRIBUTION | SUNGAI BESAR | Existing |  |  |  | NO |  | P/E PEKET 60 CONVERT 33 | [6 empty] | Fail | Please check "Operating Voltage"
434261392 | TNB | DISTRIBUTION | SUNGAI BESAR | Existing |  |  | 11 kV | NO | RMU | PEKET 100 SPG 5 SAWAH | [6 empty] | Pass | null
434262466 | TNB | DISTRIBUTION | SUNGAI BESAR | Existing | BSBR/PCE/J00245 | 300500904 | 11 kV | NO | RMU | P/E KLINIK KESIHATAN SIMPANG 5 |  |  |  | INDKOM | INS24 |  | Pass | null
434263547 | TNB | DISTRIBUTION | SUNGAI BESAR | Existing |  |  | 11 kV | NO | RMU | DESA KASIH BT 23 SG NIBONG | [6 empty] | Pass | null
434264128 | TNB | DISTRIBUTION | SUNGAI BESAR | Existing | BSBR/PCE/J00172/MBNN04 | 300040521 | 11 kV | NO | RMU | PT 12 SG NIBONG |  |  |  | FALCON BETA | GR1 | 19960108 | Pass | null
434264755 | TNB | DISTRIBUTION | SUNGAI BESAR | Existing | BSBR/PCE/J00080/MBS00707 | 300040083 | 11 kV | NO | RMU | PT 11 P/PANJANG |  |  |  | FALCON BETA | GR1 | 19940404 | Pass | null
434269663 | TNB | DISTRIBUTION | SUNGAI BESAR | Existing | BSBR/PCE/J00008/MB | 310341801 | 11 kV | NO | RMU | PT 10 SG NIBONG |  |  |  | INDKOM | INS24 | 20161010 | Pass | null
434269927 | TNB | DISTRIBUTION | SUNGAI BESAR | Existing | BSBR/PCE/J00177/MBRMU1 | 300241506 | 11 kV | NO | RMU | SM AGAMA P.PANJANG |  |  |  | VEI | 10921 | 20040108 | Pass | null
434270904 | TNB | DISTRIBUTION | SUNGAI BESAR | Existing |  |  | 11 kV | NO | RMU | SEK MEN DATO' MUSTAFA | [6 empty] | Pass | null
434271099 | TNB | DISTRIBUTION | SUNGAI BESAR | Existing | BSBR/PCE/J00236/MB1 | 300462373 | 11 kV | NO | RMU | P/E AHMAD FUAD |  |  |  | INDKOM | ZZT 1D | 20140505 | Pass | null
434272034 | TNB | DISTRIBUTION | SUNGAI BESAR | Existing | BSBR/PCE/J00006/MB01 | 300039802 | 11 kV | NO | RMU | T/AIR 14 SPG 5 SAWAH |  |  |  | NA | NA | 20/10/2010 | Pass | null
434273170 | TNB | DISTRIBUTION | SUNGAI BESAR | Existing |  |  | 11 kV | NO | RMU | PAT TALI AIR 13 BAN 2 SG NIBONG | [6 empty] | Pass | null
434278094 | TNB | DISTRIBUTION | SUNGAI BESAR | Existing |  |  | 11 kV | NO | RMU | T/AIR 12 BAN 2 SG NIBONG | [6 empty] | Pass | null
434278717 | TNB | DISTRIBUTION | SUNGAI BESAR | Existing |  |  | 11 kV | NO | RMU | T/AIR 11 BAN 2 SG NIBONG | [6 empty] | Pass | null
437026930 | TNB | DISTRIBUTION | SUNGAI BESAR | Existing | BSBR/PCE/J00016/MB003 | 300039819 | 11 kV | NO | RMU | RUMAH PAM PT 13 SG PANJANG |  |  |  | INDKOM | 0028S136 | 20000812 | Pass | null
437027566 | TNB | DISTRIBUTION | SUNGAI BESAR | Existing | BSBR/PCE/J00015/MB00615 | 300039812 | 11 kV | NO | RMU | MASJID PT 14 SG PANJANG |  |  |  | FALCON BETA | GRI | 20/08/1991 | Pass | null
438333050 | TNB | DISTRIBUTION | SUNGAI BESAR | Existing |  |  |  | NO |  | S/LINK PRT 16 SG PANJANG | [6 empty] | Fail | Please check "Operating Voltage"
438333300 | TNB | DISTRIBUTION | SUNGAI BESAR | Existing |  |  | 11 kV | NO | RMU | PT 16 NO 1 | [6 empty] | Pass | null
438333915 | TNB | DISTRIBUTION | SUNGAI BESAR | Existing |  |  | 11 kV | NO | RMU | PT 16 NO 2 (TG.MEDAN) | [6 empty] | Pass | null
438334551 | TNB | DISTRIBUTION | SUNGAI BESAR | Existing | BSBR/PCE/J00030/MBNN03 | 300039876 | 11 kV | NO | RMU | MERBAU JAYA PT 16 |  |  |  | FALCON BETA | GRI | 20010101 | Pass | null
438335193 | TNB | DISTRIBUTION | SUNGAI BESAR | Existing | BSBR/PCE/J00020/MB00625 | 300039841 | 11 kV | NO | RMU | PT 18 SG PANJANG A/TANAH |  |  |  | INDKOM | 1111315537 | 20040101 | Pass | null
438348742 | TNB | DISTRIBUTION | SUNGAI BESAR | Existing |  |  | 11 kV | NO | RMU | BELIA 1 | [6 empty] | Pass | null
438349390 | TNB | DISTRIBUTION | SUNGAI BESAR | Existing | BSBR/PCE/J00031/MBNN01 | 300039879 | 11 kV | NO | RMU | TBK JAYA PT 13 SG PANJANG |  |  |  | FALCON BETA | GR1 | 20000102 | Pass | null
438350213 | TNB | DISTRIBUTION | SUNGAI BESAR | Existing | BSBR/PCE/J00096/MB03 | 300040171 | 11 kV | NO | RMU | HAYAT MAJU NO 2 |  |  |  | FALCON BETA | GRI | 25/03/2003 | Pass | null
438350832 | TNB | DISTRIBUTION | SUNGAI BESAR | Existing | BSBR/PCE/J00001/MBRMU | 300039794 | 11 kV | NO | RMU | HAYAT MAJU NO 1 |  |  |  | TAMCO | GRI | 25/11/1987 | Pass | null
438714543 | TNB | DISTRIBUTION | SUNGAI BESAR | Existing |  |  | 11 kV | NO | RMU | P/E PENURUN BAGAN TERAP PT 13 SG PANJANG | [6 empty] | Pass | null
438714608 | TNB | DISTRIBUTION | SUNGAI BESAR | Existing |  |  | 11 kV | NO | RMU | P/E PENURUN BAGAN TERAP PT 13 SG PANJANG | [6 empty] | Pass | null
438715900 | TNB | DISTRIBUTION | SUNGAI BESAR | Existing | BSBR/PCE/J00235/MB1 | 310416819 | 11 kV | NO | RMU | P/E TAMAN BUDIMAN |  |  |  | LUCY |  |  | Pass | null
442162427 | TNB | DISTRIBUTION | SUNGAI BESAR | Existing | BSBR/PCE/J00003/MAB | 300451137 | 11 kV | NO | RMU | SW/STN T/AIR 11 BAN 1 SG NIBONG |  |  |  | TAMCO | GR1 SF6 (2+1) | 20070101 | Pass | null
442257476 | TNB | DISTRIBUTION | SUNGAI BESAR | Existing |  |  | 11 kV | NO | RMU | P/E REBAN AYAM DATO GHAZALI | [6 empty] | Pass | null
442381246 | TNB | DISTRIBUTION | SUNGAI BESAR | Existing |  |  | 11 kV | NO | RMU | D-SBR-C17-0160 | [6 empty] | Pass | null
447332669 | TNB | DISTRIBUTION | SUNGAI BESAR | Existing | BSBR/PCE/J00252/MB1 | 310402690 | 11 kV | NO | RMU | P/E TAMAN AROWANA |  |  | LUCY | LUCY | VRN 2A |  | Pass | null
456748547 | TNB | DISTRIBUTION | SUNGAI BESAR | Existing |  |  | 11 kV | NO | RMU | D-SBR-C18-0174 | [6 empty] | Pass | null