## Distribution PE
Id | Owner Type | Owner Name | Operational Area | Status | ERMS Functional Location | Label | Switchgear Configuration | Design | ERMS System Status | ERMS User Status | Name | Substation Type | Voltage In/Out | Voltage In/Out [Old] | Date Commissioned | Remarks | Feeder Points
430882252 | TNB | DISTRIBUTION | SUNGAI BESAR | Existing | BSBR/PCE/J00213 | P/E SBBC FASA 2 | RMU 2S + 1F | RMU 2S + 1F |  |  | P/E SBBC FASA 2 | INDOOR DOUBLE CHAMBER |  | 11/0.415 kV | 2007-03-02 |  | 0
433716805 | TNB | DISTRIBUTION | SUNGAI BESAR | Existing | BSBR/PCE/J00225 | P/E UYIN AGRO FARM | RMU | RMU 2S + 1F |  |  | P/E UYIN AGRO FARM | INDOOR SINGLE CHAMBER |  | 11/0.415 kV | 16/11/2013 |  | 0
430950028 | TNB | DISTRIBUTION | SUNGAI BESAR | Existing | BSBR/PCE/J00198 | P/E TAMAN BAYU | RMU 2S + 1F | RMU 2S + 1F |  |  | P/E TAMAN BAYU | INDOOR SINGLE CHAMBER |  | 11/0.415 kV | 18/03/1993 |  | 0
433698472 | TNB | DISTRIBUTION | SUNGAI BESAR | Existing | BSBR/PCE/J00130 | KG TBK BERIHUN | RMU 2S + 1F | RMU 2S + 1F |  |  | KG TBK BERIHUN | PENCAWANG ATAS TIANG (PAT) |  | 11/0.415 kV | 30/09/1986 |  | 0
432591908 | TNB | DISTRIBUTION | SUNGAI BESAR | Existing | BSBR/PCE/J00196 | P/E MARIN PARK | RMU 2S + 1F | RMU 2S + 1F |  |  | P/E MARIN PARK | INDOOR SINGLE CHAMBER |  | 11/0.415 kV | 2004-01-05 |  | 0
433643927 | TNB | DISTRIBUTION | SUNGAI BESAR | Existing | BSBR/PCE/J00202 | P/E TAMAN WAWASAN | RMU 2S + 1F | RMU 2S + 1F |  |  | P/E TAMAN WAWASAN | INDOOR SINGLE CHAMBER |  | 11/0.415 kV | 2005-01-09 |  | 0
434174279 | TNB | DISTRIBUTION | SUNGAI BESAR | Existing | BSBR/PCE/J00105 | GANDA SULI NO 1 | RMU 6S+1F | RMU 2X (2S + 1F) |  |  | GANDA SULI NO 1 | PENCAWANG ATAS TIANG (PAT) |  | 11/0.415 kV | 1992-01-08 |  | 0
437027506 | TNB | DISTRIBUTION | SUNGAI BESAR | Existing | BSBR/PCE/J00015 | MASJID PT 14 SG PANJANG | RMU | RMU 2S + 1F |  |  | MASJID PT 14 SG PANJANG | OUTDOOR (OD WITH SWTCHGEAR) |  | 11/0.415 kV | 20/08/1991 |  | 0
303790222 | TNB | DISTRIBUTION | SUNGAI BESAR | Existing | BSBR/PCE/J00012 | T/AIR 13 SG NIPAH | RMU 2S + 1F | RMU 2S + 1F |  |  | T/AIR 13 SG NIPAH | OUTDOOR (OD WITH SWTCHGEAR) |  | 11/0.415 kV | 2006-01-03 | 68 | 0
303296500 | TNB | DISTRIBUTION | SUNGAI BESAR | Existing | BSBR/PCE/J00060 | SM AGAMA SPG 5 | RMU 3S+1F | RMU 2S + 1F |  |  | SM AGAMA SPG 5 | INDOOR SINGLE CHAMBER |  | 11/0.415 kV | 16/06/1991 | 69 | 0
430938025 | TNB | DISTRIBUTION | SUNGAI BESAR | Existing | BSBR/PCE/J00034 | P/E JBA SG BESAR | RMU | RMU 2S + 1F |  |  | P/E JBA SG BESAR | INDOOR SINGLE CHAMBER |  | 11/0.415 kV | 26/08/1989 |  | 0
433898285 | TNB | DISTRIBUTION | SUNGAI BESAR | Existing | BSBR/PCE/J00067 | P/E PERPUSTAKAAN SG BESAR | RMU | RMU 2S + 1F |  |  | P/E PERPUSTAKAAN SG BESAR | INDOOR SINGLE CHAMBER |  | 11/0.415 kV | 26/08/1989 |  | 0
438246751 | TNB | DISTRIBUTION | SUNGAI BESAR | Existing | BSBR/PCE/G00002 | SG LIMAU, L678 | PENURUN | PENURUN WITH LOAD BREAK SWITCH |  |  | SG LIMAU, L678 | PENCAWANG ATAS TIANG (PAT) |  | 33/0.415 kV | 15/01/1979 |  | 0
434234098 | TNB | DISTRIBUTION | SUNGAI BESAR | Existing | BSBR/PCE/J00239 | P/E LOJI TAKUNGAN IADA | RMU 2S + 1F | RMU 2S + 1F |  |  | P/E LOJI TAKUNGAN IADA | INDOOR SINGLE CHAMBER |  | 11/0.415 kV |  |  | 0
432713665 | TNB | DISTRIBUTION | SUNGAI BESAR | Existing | BSBR/PCE/J00152 | P/E SG TENGAR UTARA | RMU 2S + 1F | RMU 2S + 1F |  |  | P/E SG TENGAR UTARA | PENCAWANG ATAS TIANG (PAT) |  | 11/0.415 kV | 1984-01-08 |  | 0
433915269 | TNB | DISTRIBUTION | SUNGAI BESAR | Existing | BSBR/PCE/J00122 | PT 8 1/2 BARAT | RMU | RMU 2S + 1F |  |  | PT 8 1/2 BARAT | PENCAWANG ATAS TIANG (PAT) |  | 11/0.415 kV | 26/12/1982 |  | 0
456748487 | TNB | DISTRIBUTION | SUNGAI BESAR | Existing | BSBR/PCE/J00256 | D-SBR-C18-0174 | RMU | RMU 2S + 1F |  |  | D-SBR-C18-0174 | ATTACHED |  |  |  | PE PADAT JLN BELIA SATU | 0
433719382 | TNB | DISTRIBUTION | SUNGAI BESAR | Existing | BSBR/PCE/J00028 | PT 8 GAMBUT | RMU | RMU 2S + 1F |  |  | PT 8 GAMBUT | PENCAWANG ATAS TIANG (PAT) |  | 11/0.415 kV | 1984-06-08 |  | 0
433547207 | TNB | DISTRIBUTION | SUNGAI BESAR | Existing | BSBR/PCE/J00209 | P/E TMN SERENDAH NO 1 | RMU 2S + 1F | RMU 2S + 1F |  |  | P/E TMN SERENDAH NO 1 | INDOOR SINGLE CHAMBER |  | 11/0.415 kV | 1997-06-02 |  | 0
432583484 | TNB | DISTRIBUTION | SUNGAI BESAR | Existing | BSBR/PCE/J00249 | P/E MASJID PADU PERMAI | RMU | RMU 2S + 1F |  |  | P/E MASJID PADU PERMAI | INDOOR SINGLE CHAMBER |  |  | 30/08/2016 |  | 0
437909575 | TNB | DISTRIBUTION | SUNGAI BESAR | Existing | BSBR/PCE/G00015 | PARIT 2 BARAT, L638 | PENURUN | PENURUN WITH LOAD BREAK SWITCH |  |  | PARIT 2 BARAT, L638 | PENCAWANG ATAS TIANG (PAT) |  | 33/0.415 kV | 1978-12-01 |  | 0
438335800 | TNB | DISTRIBUTION | SUNGAI BESAR | Existing | BSBR/PCE/J00021 | BELIA 1 | RMU 2S + 1F | RMU 2S + 1F |  |  | BELIA 1 | PENCAWANG ATAS TIANG (PAT) |  | 11/0.415 kV | 1987-07-07 |  | 0
432644513 | TNB | DISTRIBUTION | SUNGAI BESAR | Existing | BSBR/PCE/J00176 | INS. PERAKUNAN NEGARA (IPN) | RMU | RMU 2S + 2F |  |  | INS. PERAKUNAN NEGARA (IPN) | INDOOR SINGLE CHAMBER |  | 11/0.415 kV | 2004-01-06 |  | 0
432711268 | TNB | DISTRIBUTION | SUNGAI BESAR | Existing | BSBR/PCE/J00185 | STN SUIS PARIT BARU | RMU 3S | RMU 3S |  |  | STN SUIS PARIT BARU | OUTDOOR (OD WITH SWTCHGEAR) |  |  | 1984-01-08 |  | 0
433645194 | TNB | DISTRIBUTION | SUNGAI BESAR | Existing | BSBR/PCE/J00098 | TMN KENANGAN | RMU | RMU 2S + 1F |  |  | TMN KENANGAN | INDOOR SINGLE CHAMBER |  | 11/0.415 kV | 2004-01-05 |  | 0
302051952 | TNB | DISTRIBUTION | SUNGAI BESAR | Existing | BSBR/PCE/J00177 | SM AGAMA P.PANJANG | RMU 2S+1F | RMU 2S + 1F |  |  | SM AGAMA P.PANJANG | INDOOR SINGLE CHAMBER |  | 11/0.415 kV | 2004-01-08 | 53 | 0
301798808 | TNB | DISTRIBUTION | SUNGAI BESAR | Existing | BSBR/PCE/J00179 | DEWAN SPG 5 | RMU 2S+1F | RMU 2S + 1F |  |  | DEWAN SPG 5 | OUTDOOR (OD WITH SWTCHGEAR) |  | 11/0.415 kV | 1998-01-03 | 74 | 0
430882896 | TNB | DISTRIBUTION | SUNGAI BESAR | Existing | BSBR/PCE/J00199 | P/E SBBC FASA 1 | RMU 2S + 2F | RMU 2S + 2F |  |  | P/E SBBC FASA 1 | INDOOR DOUBLE CHAMBER |  | 11/0.415 kV | 2006-04-03 |  | 0
433543223 | TNB | DISTRIBUTION | SUNGAI BESAR | Existing | BSBR/PCE/J00126 | PUSAT REKREASI S/BERNAM | RMU | RMU 2S + 1F |  |  | PUSAT REKREASI S/BERNAM | INDOOR SINGLE CHAMBER |  | 11/0.415 kV | 20/10/2000 |  | 0
433987051 | TNB | DISTRIBUTION | SUNGAI BESAR | Existing | BSBR/PCE/J00045 | KLG FISH BALL BGN 4 | RMU | RMU 2S + 1F |  |  | KLG FISH BALL BGN 4 | OUTDOOR (OD WITH SWTCHGEAR) |  | 11/0.415 kV | 19/02/1997 |  | 0
428772788 | TNB | DISTRIBUTION | SUNGAI BESAR | Existing | BSBR/PCE/J00009 | SBBC FASA 3 | RMU 2S + 2F | RMU 2S + 2F |  |  | SBBC FASA 3 | INDOOR DOUBLE CHAMBER |  | 11/0.415 kV | 24/04/2007 |  | 0
433896463 | TNB | DISTRIBUTION | SUNGAI BESAR | Existing | BSBR/PCE/J00064 | P/E KILANG BERAS LPN SG BESAR | RMU | RMU 3S+2F |  |  | P/E KILANG BERAS LPN SG BESAR | OUTDOOR (OD WITH SWTCHGEAR) |  | 11/0.415 kV | 1999-01-08 |  | 0
433629156 | TNB | DISTRIBUTION | SUNGAI BESAR | Existing | BSBR/PCE/J00084 | KG TBK TARMAN BATU 38 | RMU | RMU 2S + 1F |  |  | KG TBK TARMAN BATU 38 | OUTDOOR (OD WITH SWTCHGEAR) |  | 11/0.415 kV | 25/11/1997 |  | 0
302113205 | TNB | DISTRIBUTION | SUNGAI BESAR | Existing | BSBR/PCE/J00052 | BGN SG BURUNG NO 2 | RMU 2S+1F | RMU 2S + 1F |  |  | BGN SG BURUNG NO 2 | PENCAWANG ATAS TIANG (PAT) |  | 11/0.415 kV | 2000-01-04 |  | 0
303063427 | TNB | DISTRIBUTION | SUNGAI BESAR | Existing | BSBR/PCE/J00047 | TMN SERI | RMU 2S+1F | RMU 2S + 1F |  |  | TMN SERI | INDOOR DOUBLE CHAMBER |  | 11/0.415 kV | 2000-03-05 |  | 0
430939247 | TNB | DISTRIBUTION | SUNGAI BESAR | Existing | BSBR/PCE/J00036 | JLN MAHSURI | RMU | RMU 2S + 1F |  |  | JLN MAHSURI | COMPACT SUBS |  | 11/0.415 kV | 1991-01-08 |  | 0
433172439 | TNB | DISTRIBUTION | SUNGAI BESAR | Existing | BSBR/PCE/J00017 | SIMPANG BNO | RMU | RMU 3S+1F |  |  | SIMPANG BNO | OUTDOOR (OD WITH SWTCHGEAR) |  | 11/0.415 kV | 1981-02-09 |  | 0
433784596 | TNB | DISTRIBUTION | SUNGAI BESAR | Existing | BSBR/PCE/J00302 | P/E PADAT IBU SAWAT TM SG AIR TAWAR | RMU 2S + 1F | RMU 2S + 1F |  |  | P/E PADAT IBU SAWAT TM SG AIR TAWAR | COMPACT SUBS |  | 11/0.415 kV |  |  | 0
438350772 | TNB | DISTRIBUTION | SUNGAI BESAR | Existing | BSBR/PCE/J00001 | HAYAT MAJU NO 1 | RMU | RMU 2S + 1F |  |  | HAYAT MAJU NO 1 | OUTDOOR (OD WITH SWTCHGEAR) |  | 11/0.415 kV | 25/11/1987 |  | 0
438345056 | TNB | DISTRIBUTION | SUNGAI BESAR | Existing | BSBR/PCE/G00010 | KG.PASIR PANJANG, L674 | PENURUN | PENURUN WITH LOAD BREAK SWITCH |  |  | KG.PASIR PANJANG, L674 | SEMI PAT (OD WITH DROP FUSE) |  | 33/0.415 kV | 16/07/1983 |  | 0
303790338 | TNB | DISTRIBUTION | SUNGAI BESAR | Existing | BSBR/PCE/J00022 | PPRT MERBAU BERDARAH | RMU 2S+1F | RMU 3S+1F |  |  | PPRT MERBAU BERDARAH | OUTDOOR (OD WITH SWTCHGEAR) |  | 11/0.415 kV | 1996-01-02 | 66 | 0
437030152 | TNB | DISTRIBUTION | SUNGAI BESAR | Existing | BSBR/PCE/J00226 | P/E LOJI AIR PARIT 16 JLN SG PANJANG | CB 3S | CB + 1 TX |  |  | P/E LOJI AIR PARIT 16 JLN SG PANJANG | ATTACHED SINGLE |  | 11/0.415 kV | 2013-10-02 | NAMA PE DALAM SCADA LOJI AIR SYABAS PT 14, SWITCHGEAR DALAM ERMS TIDAK UPDATE KE VCB 20/3/2017 STATUS SWITCHGEAR RMU | 0
442257422 | TNB | DISTRIBUTION | SUNGAI BESAR | Existing | BSBR/PCE/J00300 | P/E REBAN AYAM DATO GHAZALI | RMU 2S + 1F | RMU 2S + 1F |  |  | P/E REBAN AYAM DATO GHAZALI | ATTACHED |  |  |  |  | 0
301944890 | TNB | DISTRIBUTION | SUNGAI BESAR | Existing | BSBR/PCE/J00102 | SEK MEN AGAMA BGN TERAP | RMU 2S+1F | RMU 2S + 1F |  |  | SEK MEN AGAMA BGN TERAP | OUTDOOR (OD WITH SWTCHGEAR) |  | 11/0.415 kV | 1996-01-08 | 91 | 0
433698035 | TNB | DISTRIBUTION | SUNGAI BESAR | Existing | BSBR/PCE/J00248 | P/E HJ MAHIDIN PT 7 GAMBUT | RMU | RMU 2S + 1F |  |  | P/E HJ MAHIDIN PT 7 GAMBUT | COMPACT SUBS |  |  | 19/01/2016 |  | 0
301643818 | TNB | DISTRIBUTION | SUNGAI BESAR | Existing | BSBR/PCE/J00023 | BELIA 2 | RMU 1S+1F | RMU 2S + 1F |  |  | BELIA 2 | PENCAWANG ATAS TIANG (PAT) |  | 11/0.415 kV | 1987-01-01 |  | 0
433575463 | TNB | DISTRIBUTION | SUNGAI BESAR | Existing | BSBR/PCE/J00246 | P/E TAMAN ORKID | RMU | RMU 2S + 1F |  |  | P/E TAMAN ORKID | INDOOR SINGLE CHAMBER |  | 11/0.415 kV |  |  | 0
432591277 | TNB | DISTRIBUTION | SUNGAI BESAR | Existing | BSBR/PCE/J00002 | TBK MARSO | RMU | RMU 2S + 1F |  |  | TBK MARSO | COMPACT SUBS |  | 11/0.415 kV | 2002-01-06 |  | 0
438715840 | TNB | DISTRIBUTION | SUNGAI BESAR | Existing | BSBR/PCE/J00235 | P/E TAMAN BUDIMAN | RMU 2S + 1F | RMU 2S + 1F |  |  | P/E TAMAN BUDIMAN | INDOOR SINGLE CHAMBER |  | 11/0.415 kV | 2014-06-08 |  | 0
438248055 | TNB | DISTRIBUTION | SUNGAI BESAR | Existing | BSBR/PCE/G00006 | SIMPANG LIMA, L676 | PENURUN | PENURUN WITH LOAD BREAK SWITCH |  |  | SIMPANG LIMA, L676 | PENCAWANG ATAS TIANG (PAT) |  | 33/0.415 kV | 13/03/1981 |  | 0
433695606 | TNB | DISTRIBUTION | SUNGAI BESAR | Existing | BSBR/PCE/J00170 | P/E KOLAM UDANG SEKENDI | RMU 2S + 1F | RMU 2S + 1F |  |  | P/E KOLAM UDANG SEKENDI | INDOOR SINGLE CHAMBER |  | 11/0.415 kV | 2007-01-08 |  | 0
434193388 | TNB | DISTRIBUTION | SUNGAI BESAR | Existing | BSBR/PCE/J00106 | GANDA SULI NO 2 | RMU | RMU 2S + 1F |  |  | GANDA SULI NO 2 | PENCAWANG ATAS TIANG (PAT) |  | 11/0.415 kV | 1994-01-08 |  | 0
433672974 | TNB | DISTRIBUTION | SUNGAI BESAR | Existing | BSBR/PCE/J00115 | KG TBK TENGAH | RMU | RMU 3S+1F |  |  | KG TBK TENGAH | OUTDOOR (OD WITH SWTCHGEAR) |  | 11/0.415 kV | 25/08/1995 |  | 0
433752077 | TNB | DISTRIBUTION | SUNGAI BESAR | Existing | BSBR/PCE/J00158 | P/E SG BERNAM DIVISION 2 | RMU 2S + 1F | RMU 2S + 1F |  |  | P/E SG BERNAM DIVISION 2 | OUTDOOR (OD WITH SWTCHGEAR) |  | 11/0.415 kV | 1990-01-08 |  | 0
432712158 | TNB | DISTRIBUTION | SUNGAI BESAR | Existing | BSBR/PCE/J00186 | P/E HELWA | RMU 2S + 1F | RMU 2S + 1F |  |  | P/E HELWA | INDOOR SINGLE CHAMBER |  | 11/0.415 kV | 1999-01-08 |  | 0
432585884 | TNB | DISTRIBUTION | SUNGAI BESAR | Existing | BSBR/PCE/J00218 | P/E TERNAK LEMBU | RMU | RMU 2S + 2F |  |  | P/E TERNAK LEMBU | INDOOR SINGLE CHAMBER |  | 11/0.415 kV | 2009-02-07 |  | 0
433538557 | TNB | DISTRIBUTION | SUNGAI BESAR | Existing | BSBR/PCE/J00167 | SW/STN JOHAN LAND | RMU 2S + 1F | RMU 2S + 1F |  |  | SW/STN JOHAN LAND | OUTDOOR (OD WITH SWTCHGEAR) |  |  | 1998-01-08 |  | 0
302051372 | TNB | DISTRIBUTION | SUNGAI BESAR | Existing | BSBR/PCE/J00079 | SEK MEN DATO' MUSTAFA | RMU 2S+1F | RMU 2S + 1F |  |  | SEK MEN DATO' MUSTAFA | INDOOR SINGLE CHAMBER |  | 11/0.415 kV | 15/02/1990 | 54 | 0
433782072 | TNB | DISTRIBUTION | SUNGAI BESAR | Existing | BSBR/PCE/J00250 | P/E REBAN AYAM KSR PARIT 9 GAMBUT NO 2 | RMU 2S + 1F | RMU 2S + 1F |  |  | P/E REBAN AYAM KSR PARIT 9 GAMBUT NO 2 | INDOOR SINGLE CHAMBER |  | 11/0.415 kV |  | FL EQ NO DALAM ERMS TIADA | 0
442381192 | TNB | DISTRIBUTION | SUNGAI BESAR | Existing | BSBR/PCE/J00253 | D-SBR-C17-0160 | RMU 2S + 1F | RMU 2S + 1F |  |  | D-SBR-C17-0160 | ATTACHED |  |  |  | PE RMH KEDAI JLN PPP 3 | 0
433694258 | TNB | DISTRIBUTION | SUNGAI BESAR | Existing | BSBR/PCE/J00054 | SEKENDI INDUSTRIES | RMU 2S + 1F | RMU 2S + 1F |  |  | SEKENDI INDUSTRIES | OUTDOOR (OD WITH SWTCHGEAR) |  | 11/0.415 kV | 1997-06-04 |  | 0
433781465 | TNB | DISTRIBUTION | SUNGAI BESAR | Existing | BSBR/PCE/J00168 | P/E REBAN AYAM PARIT 9 GAMBUT NO 1 | RMU 2S + 1F | RMU 2S + 1F |  |  | P/E REBAN AYAM PARIT 9 GAMBUT NO 1 | INDOOR QUAD |  | 11/0.415 kV | 2007-01-08 |  | 0
303105264 | TNB | DISTRIBUTION | SUNGAI BESAR | Existing | BSBR/PCE/J00013 | SW/STN VERECO | RMU 4S | RMU 3S |  |  | SW/STN VERECO | OUTDOOR (OD WITH SWTCHGEAR) |  | 11/0.415 kV | 1994-01-08 | 70 | 0
432695906 | TNB | DISTRIBUTION | SUNGAI BESAR | Existing | BSBR/PCE/J00230 | P/E TMN SRI INDAH 2 | RMU | RMU 2S + 1F |  |  | P/E TMN SRI INDAH 2 | INDOOR SINGLE CHAMBER |  | 11/0.415 kV | 24/09/2012 |  | 0
434192733 | TNB | DISTRIBUTION | SUNGAI BESAR | Existing | BSBR/PCE/J00205 | PAT GANDA SULI NO 3 | RMU | RMU 2S + 1F |  |  | PAT GANDA SULI NO 3 | PENCAWANG ATAS TIANG (PAT) |  | 11/0.415 kV | 1992-01-08 |  | 0
433642653 | TNB | DISTRIBUTION | SUNGAI BESAR | Existing | BSBR/PCE/J00228 | P/E TMN BERLIAN | RMU | RMU 2S + 1F |  |  | P/E TMN BERLIAN | INDOOR SINGLE CHAMBER |  | 11/0.415 kV | 2012-09-08 |  | 0
433601549 | TNB | DISTRIBUTION | SUNGAI BESAR | Existing | BSBR/PCE/J00220 | P/E ASRAMA DESA | RMU | RMU 3S+1F |  |  | P/E ASRAMA DESA | INDOOR SINGLE CHAMBER |  | 11/0.415 kV | 1997-01-08 |  | 0
430938639 | TNB | DISTRIBUTION | SUNGAI BESAR | Existing | BSBR/PCE/J00035 | TALIKOM S/BESAR | RMU | RMU 2S + 1F |  |  | TALIKOM S/BESAR | OUTDOOR (OD WITH SWTCHGEAR) |  | 11/0.415 kV | 26/04/1995 |  | 0
438713726 | TNB | DISTRIBUTION | SUNGAI BESAR | Existing | BSBR/PCE/G00003 | KG.HJ.DURAINI, L111 | PENURUN | PENURUN WITH LOAD BREAK SWITCH |  |  | KG.HJ.DURAINI, L111 | SEMI PAT (OD WITH DROP FUSE) |  | 33/0.415 kV | 22/11/1980 |  | 0
430884031 | TNB | DISTRIBUTION | SUNGAI BESAR | Existing | BSBR/PCE/J00195 | P/E TAMAN PURNAMA | RMU 2S + 1F | RMU 2S + 1F |  |  | P/E TAMAN PURNAMA | INDOOR SINGLE CHAMBER |  | 11/0.415 kV | 17/01/2003 |  | 0
433914544 | TNB | DISTRIBUTION | SUNGAI BESAR | Existing | BSBR/PCE/J00123 | PT 9 1/2 BARAT | RMU | RMU 2S + 1F |  |  | PT 9 1/2 BARAT | PENCAWANG ATAS TIANG (PAT) |  | 11/0.415 kV | 1983-08-11 |  | 0
433702354 | TNB | DISTRIBUTION | SUNGAI BESAR | Existing | BSBR/PCE/J00156 | PAT KAMPUNG TANJUNG JAWA | RMU 2S + 1F | RMU 2S + 1F |  |  | PAT KAMPUNG TANJUNG JAWA | PENCAWANG ATAS TIANG (PAT) |  | 11/0.415 kV | 1983-10-07 |  | 0
433922396 | TNB | DISTRIBUTION | SUNGAI BESAR | Existing | BSBR/PCE/J00043 | PEKAN S/BESAR | RMU | RMU 3S+1F |  |  | PEKAN S/BESAR | INDOOR DOUBLE CHAMBER |  | 11/0.415 kV | 30/06/1992 |  | 0
434171547 | TNB | DISTRIBUTION | SUNGAI BESAR | Existing | BSBR/PCE/J00093 | SEPINTAS BATU 2 | RMU | RMU 3S+1F |  |  | SEPINTAS BATU 2 | PENCAWANG ATAS TIANG (PAT) |  | 11/0.415 kV | 1992-08-06 |  | 0
434230805 | TNB | DISTRIBUTION | SUNGAI BESAR | Existing | BSBR/PCE/J00024 | LINK PT 12 SG PANJANG | RMU | RMU 3S |  |  | LINK PT 12 SG PANJANG | ATTACHED |  | 11/0.415 kV | 1993-01-08 |  | 0
433923743 | TNB | DISTRIBUTION | SUNGAI BESAR | Existing | BSBR/PCE/J00041 | MEDAN S/BESAR | RMU | RMU 2S + 1F |  |  | MEDAN S/BESAR | COMPACT SUBS |  | 11/0.415 kV | 20/07/1998 |  | 0
438247425 | TNB | DISTRIBUTION | SUNGAI BESAR | Existing | BSBR/PCE/G00004 | KG.DURAINI TAMBAHAN, L366 | PENURUN | PENURUN WITH LOAD BREAK SWITCH |  |  | KG.DURAINI TAMBAHAN, L366 | PENCAWANG ATAS TIANG (PAT) |  | 33/0.415 kV | 14/06/1981 |  | 0
433545848 | TNB | DISTRIBUTION | SUNGAI BESAR | Existing | BSBR/PCE/J00247 | P/E PUSAT NIAGA BT 40 | RMU | RMU 2S + 1F |  |  | P/E PUSAT NIAGA BT 40 | COMPACT SUBS |  |  | 31/12/2015 |  | 0
433537438 | TNB | DISTRIBUTION | SUNGAI BESAR | Existing | BSBR/PCE/J00085 | JOHAN LAND | RMU | RMU 3S+2F |  |  | JOHAN LAND | INDOOR DOUBLE CHAMBER |  | 11/0.415 kV | 1998-01-08 |  | 0
303741025 | TNB | DISTRIBUTION | SUNGAI BESAR | Existing | BSBR/PCE/J00053 | THAI LIAN | RMU 2S+1F | RMU 2S + 1F |  |  | THAI LIAN | OUTDOOR (OD WITH SWTCHGEAR) |  | 11/0.415 kV | 2008-07-07 |  | 0
303719907 | TNB | DISTRIBUTION | SUNGAI BESAR | Existing | BSBR/PCE/J00101 | SEPINTAS BT 4 NO 2 | RMU 2S+1F | RMU 2S + 1F |  |  | SEPINTAS BT 4 NO 2 | OUTDOOR (OD WITH SWTCHGEAR) |  | 11/0.415 kV | 17/01/1984 | 100 | 0
433545256 | TNB | DISTRIBUTION | SUNGAI BESAR | Existing | BSBR/PCE/J00216 | P/PADAT MEDAN SELERA MDSB | RMU 2S + 1F | RMU 2S + 1F |  |  | P/PADAT MEDAN SELERA MDSB | COMPACT SUBS |  | 11/0.415 kV | 2009-09-07 |  | 0
434271039 | TNB | DISTRIBUTION | SUNGAI BESAR | Existing | BSBR/PCE/J00236 | P/E AHMAD FUAD | RMU 2S + 1F | RMU 2S + 1F |  |  | P/E AHMAD FUAD | COMPACT SUBS |  | 11/0.415 kV |  |  | 0
301662111 | TNB | DISTRIBUTION | SUNGAI BESAR | Existing | BSBR/PCE/J00189 | S/LINK PRT 10 SG PANJANG | RMU 3S | RMU 3S |  |  | S/LINK PRT 10 SG PANJANG | ATTACHED |  | 11 kV | 25/07/1992 | 60 | 0
303189491 | TNB | DISTRIBUTION | SUNGAI BESAR | Existing | BSBR/PCE/J00200 | PAT TALI AIR 13 BAN 2 SG NIBONG | RMU 2S+1F | RMU 2S + 1F |  |  | PAT TALI AIR 13 BAN 2 SG NIBONG | PENCAWANG ATAS TIANG (PAT) |  | 11/0.415 kV | 1980-01-08 | 215 | 0
433513867 | TNB | DISTRIBUTION | SUNGAI BESAR | Existing | BSBR/PCE/J00082 | PUMP HOUSE TORKINTON | RMU | RMU 2S + 1F |  |  | PUMP HOUSE TORKINTON | PENCAWANG ATAS TIANG (PAT) |  | 11/0.415 kV | 1988-05-09 |  | 0
301644435 | TNB | DISTRIBUTION | SUNGAI BESAR | Existing | BSBR/PCE/J00027 | S/LINK PARIT 8 SG PANJANG | RMU 3S | RMU 3S |  |  | S/LINK PARIT 8 SG PANJANG | ATTACHED |  | 11/0.415 kV | 1984-06-08 | 56 | 0
433626391 | TNB | DISTRIBUTION | SUNGAI BESAR | Existing | BSBR/PCE/J00088 | BT 38 SEKENDI TBK HJ ISMAIL | RMU | RMU 2S + 1F |  |  | BT 38 SEKENDI TBK HJ ISMAIL | OUTDOOR (OD WITH SWTCHGEAR) |  | 11/0.415 kV | 1981-09-09 |  | 0
432713419 | TNB | DISTRIBUTION | SUNGAI BESAR | Existing | BSBR/PCE/J00187 | STN SUIS SG TENGGAR | RMU 3S | RMU 3S |  |  | STN SUIS SG TENGGAR | OUTDOOR (OD WITH SWTCHGEAR) |  | 11/0.415 kV | 23/07/1985 |  | 0
430948705 | TNB | DISTRIBUTION | SUNGAI BESAR | Existing | BSBR/PCE/J00222 | P/E MAHKAMAH | RMU | RMU 2S + 1F |  |  | P/E MAHKAMAH | INDOOR SINGLE CHAMBER |  | 11/0.415 kV | 25/03/2013 |  | 0
433547829 | TNB | DISTRIBUTION | SUNGAI BESAR | Existing | BSBR/PCE/J00110 | TMN SERENDAH NO 2 | RMU | RMU 2S + 1F |  |  | TMN SERENDAH NO 2 | INDOOR QUAD |  | 11/0.415 kV | 1977-01-08 |  | 0
438333855 | TNB | DISTRIBUTION | SUNGAI BESAR | Existing | BSBR/PCE/J00019 | PT 16 NO 2 (TG.MEDAN) | RMU 2S + 1F | RMU 2S + 1F |  |  | PT 16 NO 2 (TG.MEDAN) | OUTDOOR (OD WITH SWTCHGEAR) |  | 11/0.415 kV | 2001-01-07 |  | 0
432714276 | TNB | DISTRIBUTION | SUNGAI BESAR | Existing | BSBR/PCE/J00151 | P/E SG TENGAR SELATAN | RMU 2S + 1F | RMU 2S + 1F |  |  | P/E SG TENGAR SELATAN | PENCAWANG ATAS TIANG (PAT) |  | 11/0.415 kV | 1984-01-08 |  | 0
303784378 | TNB | DISTRIBUTION | SUNGAI BESAR | Existing | BSBR/PCE/J00208 | P/E TAMAN SURIA INDAH | RMU 2S+1F | RMU 2S + 1F |  |  | P/E TAMAN SURIA INDAH | INDOOR SINGLE CHAMBER |  | 11/0.415 kV | 2001-01-08 |  | 0
438714423 | TNB | DISTRIBUTION | SUNGAI BESAR | Existing | BSBR/PCE/J00242 | P/E PENURUN BAGAN TERAP PT 13 SG PANJANG | RMU 7S+1F | RMU 2X (2S + 1F) |  |  | P/E PENURUN BAGAN TERAP PT 13 SG PANJANG | INDOOR SINGLE CHAMBER |  | 11/0.415 kV | 2008-01-08 |  | 0
433753924 | TNB | DISTRIBUTION | SUNGAI BESAR | Existing | BSBR/PCE/J00141 | KG DATO' HORMAT | RMU | RMU 2S + 1F |  |  | KG DATO' HORMAT | OUTDOOR (OD WITH SWTCHGEAR) |  | 11/0.415 kV | 1993-08-09 |  | 0
433546534 | TNB | DISTRIBUTION | SUNGAI BESAR | Existing | BSBR/PCE/J00215 | P/E TAMAN PERTAMA FASA 4 | RMU 2S + 1F | RMU 2S + 1F |  |  | P/E TAMAN PERTAMA FASA 4 | INDOOR SINGLE CHAMBER |  | 11/0.415 kV | 25/11/2008 |  | 0
433178802 | TNB | DISTRIBUTION | SUNGAI BESAR | Existing | BSBR/PCE/J00212 | P/E ASIA AQUACULTURE, TELOK RHU | RMU 2S + 1F | RMU 2S + 1F |  |  | P/E ASIA AQUACULTURE, TELOK RHU | INDOOR SINGLE CHAMBER |  | 11/0.415 kV | 2007-01-08 |  | 0
433811546 | TNB | DISTRIBUTION | SUNGAI BESAR | Existing | BSBR/PCE/J00063 | K/UDANG PER.NELAYAN SG NIBONG | RMU | RMU 2S + 1F |  |  | K/UDANG PER.NELAYAN SG NIBONG | OUTDOOR (OD WITH SWTCHGEAR) |  | 11/0.415 kV | 15/01/1993 |  | 0
433913011 | TNB | DISTRIBUTION | SUNGAI BESAR | Existing | BSBR/PCE/J00059 | PEKAN SG HAJI DORANI | RMU | RMU 2S + 1F |  |  | PEKAN SG HAJI DORANI | OUTDOOR (OD WITH SWTCHGEAR) |  | 11/0.415 kV | 1997-01-08 |  | 0
433699797 | TNB | DISTRIBUTION | SUNGAI BESAR | Existing | BSBR/PCE/J00128 | P/E BT 39 SEKENDI | RMU | RMU 2S + 1F |  |  | P/E BT 39 SEKENDI | OUTDOOR (OD WITH SWTCHGEAR) |  | 11/0.415 kV | 1984-05-06 |  | 0
303730625 | TNB | DISTRIBUTION | SUNGAI BESAR | Existing | BSBR/PCE/J00073 | TMN MAKMUR | RMU 2S+1F | RMU 2S + 1F |  |  | TMN MAKMUR | INDOOR QUAD |  | 11/0.415 kV | 1988-12-02 |  | 0
432582404 | TNB | DISTRIBUTION | SUNGAI BESAR | Existing | BSBR/PCE/J00174 | TMN PADU PERMAI NO 2 | RMU | RMU 2S + 2F |  |  | TMN PADU PERMAI NO 2 | INDOOR DOUBLE CHAMBER |  | 11/0.415 kV | 2003-09-10 |  | 0
433780122 | TNB | DISTRIBUTION | SUNGAI BESAR | Existing | BSBR/PCE/J00095 | SDIK HOLDING | RMU | RMU 3S+2F |  |  | SDIK HOLDING | INDOOR SINGLE CHAMBER |  | 11/0.415 kV | 2007-01-08 |  | 0
433660313 | TNB | DISTRIBUTION | SUNGAI BESAR | Existing | BSBR/PCE/J00241 | P/E TAMAN PLATINUM | RMU 2S + 1F | RMU 2S + 1F |  |  | P/E TAMAN PLATINUM | INDOOR SINGLE CHAMBER |  | 11/0.415 kV |  |  | 0
301660214 | TNB | DISTRIBUTION | SUNGAI BESAR | Existing | BSBR/PCE/J00161 | P/E LOT 6388 PANCHANG BEDENA | RMU 2S+1F | RMU 2S + 1F |  |  | P/E LOT 6388 PANCHANG BEDENA | INDOOR SINGLE CHAMBER |  | 11/0.415 kV | 2000-01-03 |  | 0
433701671 | TNB | DISTRIBUTION | SUNGAI BESAR | Existing | BSBR/PCE/J00157 | P/E KAMPUNG DUNGUN | RMU | RMU 3S+1F |  |  | P/E KAMPUNG DUNGUN | OUTDOOR (OD WITH SWTCHGEAR) |  | 11/0.415 kV | 2001-01-04 |  | 0
302051488 | TNB | DISTRIBUTION | SUNGAI BESAR | Existing | BSBR/PCE/J00008 | PT 10 SG NIBONG | RMU 3S+1F | RMU 3S+1F |  |  | PT 10 SG NIBONG | OUTDOOR (OD WITH SWTCHGEAR) |  | 11/0.415 kV | 1980-01-08 | 52 | 0
433752691 | TNB | DISTRIBUTION | SUNGAI BESAR | Existing | BSBR/PCE/J00159 | P/E SG BERNAM QUATERS | RMU | RMU 2S + 1F |  |  | P/E SG BERNAM QUATERS | OUTDOOR (OD WITH SWTCHGEAR) |  | 11/0.415 kV | 2003-01-09 |  | 0
433921675 | TNB | DISTRIBUTION | SUNGAI BESAR | Existing | BSBR/PCE/J00232 | P/E HENTIAN BAS SUNGAI BESAR | RMU 3S+1F | RMU 3S+1F |  |  | P/E HENTIAN BAS SUNGAI BESAR | OUTDOOR (OD WITH SWTCHGEAR) |  | 11/0.415 kV |  |  | 0
301676350 | TNB | DISTRIBUTION | SUNGAI BESAR | Existing | BSBR/PCE/J00046 | BGN 6 | RMU 2S+1F | RMU 2S + 1F |  |  | BGN 6 | OUTDOOR (OD WITH SWTCHGEAR) |  | 11/0.415 kV | 1998-01-08 |  | 0
430941163 | TNB | DISTRIBUTION | SUNGAI BESAR | Existing | BSBR/PCE/J00010 | TMN GEMILANG | RMU 2S + 1F | RMU 2S + 1F |  |  | TMN GEMILANG | COMPACT SUBS |  | 11/0.415 kV | 2006-01-10 |  | 0
302128174 | TNB | DISTRIBUTION | SUNGAI BESAR | Existing | BSBR/PCE/J00068 | P/E JALAN ANGGERIK | RMU 2S + 1F | RMU 2S + 1F |  |  | P/E JALAN ANGGERIK | OUTDOOR (OD WITH SWTCHGEAR) |  | 11/0.415 kV | 1999-01-04 | 1 | 0
438333240 | TNB | DISTRIBUTION | SUNGAI BESAR | Existing | BSBR/PCE/J00018 | PT 16 NO 1 | RMU 2S + 1F | RMU 2S + 1F |  |  | PT 16 NO 1 | PENCAWANG ATAS TIANG (PAT) |  | 11/0.415 kV | 1987-01-01 |  | 0
438333024 | TNB | DISTRIBUTION | SUNGAI BESAR | Existing | BSBR/PCE/J00190 | S/LINK PRT 16 SG PANJANG | RMU | RMU 3S |  |  | S/LINK PRT 16 SG PANJANG | ATTACHED |  |  | 1987-01-08 |  | 0
434144577 | TNB | DISTRIBUTION | SUNGAI BESAR | Existing | BSBR/PCE/J00231 | P/E REBAN AYAM BT 2 SEPINTAS | RMU | RMU 2S + 1F |  |  | P/E REBAN AYAM BT 2 SEPINTAS | OUTDOOR (OD WITH SWTCHGEAR) |  | 11/0.415 kV | 2011-09-02 |  | 0
430947488 | TNB | DISTRIBUTION | SUNGAI BESAR | Existing | BSBR/PCE/J00197 | P/E BOMBA SG BESAR | RMU 2S + 1F | RMU 2S + 1F |  |  | P/E BOMBA SG BESAR | INDOOR SINGLE CHAMBER |  | 11/0.415 kV | 2004-01-04 |  | 0
301946774 | TNB | DISTRIBUTION | SUNGAI BESAR | Existing | BSBR/PCE/J00107 | S/LINK GANDA SULI | RMU 3S | RMU 3S |  |  | S/LINK GANDA SULI | ATTACHED |  | 11/0.415 kV | 1992-01-08 | 92 | 0
430937317 | TNB | DISTRIBUTION | SUNGAI BESAR | Existing | BSBR/PCE/J00217 | S/SUIS PPU SG BESAR | RMU | RMU 3S |  |  | S/SUIS PPU SG BESAR | OUTDOOR (OD WITH SWTCHGEAR) |  |  | 2009-01-08 |  | 0
433673687 | TNB | DISTRIBUTION | SUNGAI BESAR | Existing | BSBR/PCE/J00137 | KG BANTING | RMU | RMU 3S+1F |  |  | KG BANTING | OUTDOOR (OD WITH SWTCHGEAR) |  | 11/0.415 kV | 1986-05-08 |  | 0
433114941 | TNB | DISTRIBUTION | SUNGAI BESAR | Existing | BSBR/PCE/J00165 | S/S POLITEKNIK SABAK BERNAM | CB 6S | SSU 11kV Single Bus (BS) |  |  | S/S POLITEKNIK SABAK BERNAM | INDOOR SINGLE CHAMBER |  |  | 2003-01-02 |  | 0
437908774 | TNB | DISTRIBUTION | SUNGAI BESAR | Existing | BSBR/PCE/G00014 | PANCHANG BEDANA, L680 | PENURUN | PENURUN WITH LOAD BREAK SWITCH |  |  | PANCHANG BEDANA, L680 | PENCAWANG ATAS TIANG (PAT) |  | 33/0.415 kV | 1978-12-03 |  | 0
433916945 | TNB | DISTRIBUTION | SUNGAI BESAR | Existing | BSBR/PCE/J00120 | PT 6 BARAT | RMU | RMU 2S + 1F |  |  | PT 6 BARAT | PENCAWANG ATAS TIANG (PAT) |  | 11/0.415 kV | 25/12/1982 |  | 0
432645632 | TNB | DISTRIBUTION | SUNGAI BESAR | Existing | BSBR/PCE/J00144 | TELUK BELANGGA | RMU | RMU 2S + 1F |  |  | TELUK BELANGGA | OUTDOOR (OD WITH SWTCHGEAR) |  | 11/0.415 kV | 30/11/1991 |  | 0
434220263 | TNB | DISTRIBUTION | SUNGAI BESAR | Existing | BSBR/PCE/J00255 | D-SBR-C17-0164 | RMU 2S + 1F | RMU 2S + 1F |  |  | D-SBR-C17-0164 | ATTACHED |  |  |  | PE TAMAN EMAS 1 | 0
433753309 | TNB | DISTRIBUTION | SUNGAI BESAR | Existing | BSBR/PCE/J00160 | P/E SG BERNAM DIVISION 1 | RMU | RMU 2S + 1F |  |  | P/E SG BERNAM DIVISION 1 | OUTDOOR (OD WITH SWTCHGEAR) |  | 11/0.415 kV | 1992-01-12 |  | 0
434231007 | TNB | DISTRIBUTION | SUNGAI BESAR | Existing | BSBR/PCE/J00025 | PT 12 GAMBUT | RMU | RMU 2S + 1F |  |  | PT 12 GAMBUT | PENCAWANG ATAS TIANG (PAT) |  | 11/0.415 kV | 1983-01-08 |  | 0
433676307 | TNB | DISTRIBUTION | SUNGAI BESAR | Existing | BSBR/PCE/J00129 | KG BANTING H/P | RMU | RMU 2S + 1F |  |  | KG BANTING H/P | PENCAWANG ATAS TIANG (PAT) |  | 11/0.415 kV | 1982-01-08 |  | 0
301962246 | TNB | DISTRIBUTION | SUNGAI BESAR | Existing | BSBR/PCE/J00203 | STN SUIS TORKINTON | RMU 2S | RMU 3S |  |  | STN SUIS TORKINTON | OUTDOOR (OD WITH SWTCHGEAR) |  | 11 kV | 1998-01-09 | 132 | 0
433987714 | TNB | DISTRIBUTION | SUNGAI BESAR | Existing | BSBR/PCE/J00224 | P/E YU CHEN PENG | RMU 2S + 1F | RMU 2S + 1F |  |  | P/E YU CHEN PENG | COMPACT SUBS |  | 11/0.415 kV | 31/05/2011 |  | 0
301944774 | TNB | DISTRIBUTION | SUNGAI BESAR | Existing | BSBR/PCE/J00091 | JALAN RAJA CHULAN | RMU 2S+1F | RMU 2S + 1F |  |  | JALAN RAJA CHULAN | OUTDOOR (OD WITH SWTCHGEAR) |  | 11/0.415 kV | 1998-01-08 | 103 | 0
433514502 | TNB | DISTRIBUTION | SUNGAI BESAR | Existing | BSBR/PCE/J00083 | LDG TORKINTON | RMU | RMU 2S + 1F |  |  | LDG TORKINTON | OUTDOOR (OD WITH SWTCHGEAR) |  | 11/0.415 kV | 1983-11-11 |  | 0
433627781 | TNB | DISTRIBUTION | SUNGAI BESAR | Existing | BSBR/PCE/J00175 | TMN PERPADUAN | RMU | RMU 2S + 1F |  |  | TMN PERPADUAN | INDOOR SINGLE CHAMBER |  | 11/0.415 kV | 2004-01-09 |  | 0
434143315 | TNB | DISTRIBUTION | SUNGAI BESAR | Existing | BSBR/PCE/J00094 | SEPINTAS BT 4 NO 1 | RMU | RMU 3S+1F |  |  | SEPINTAS BT 4 NO 1 | PENCAWANG ATAS TIANG (PAT) |  | 11/0.415 kV | 1974-10-03 |  | 0
438350153 | TNB | DISTRIBUTION | SUNGAI BESAR | Existing | BSBR/PCE/J00096 | HAYAT MAJU NO 2 | RMU | RMU 2S + 1F |  |  | HAYAT MAJU NO 2 | INDOOR SINGLE CHAMBER |  | 11/0.415 kV | 25/03/2003 |  | 0
437721582 | TNB | DISTRIBUTION | SUNGAI BESAR | Existing | BSBR/PCE/G00017 | PARIT 4, L382 | PENURUN | PENURUN WITH LOAD BREAK SWITCH |  |  | PARIT 4, L382 | PENCAWANG ATAS TIANG (PAT) |  | 33/0.415 kV | 23/05/1978 |  | 0
433643285 | TNB | DISTRIBUTION | SUNGAI BESAR | Existing | BSBR/PCE/J00097 | SEE HAU INDUSTRIES | RMU 2S + 1F | RMU 2S + 1F |  |  | SEE HAU INDUSTRIES | INDOOR QUAD |  | 11/0.415 kV | 29/08/1992 |  | 0
432646239 | TNB | DISTRIBUTION | SUNGAI BESAR | Existing | BSBR/PCE/J00143 | PEKAN PT BARU | RMU | RMU 2S + 1F |  |  | PEKAN PT BARU | OUTDOOR (OD WITH SWTCHGEAR) |  | 11/0.415 kV | 1981-11-02 |  | 0
433924371 | TNB | DISTRIBUTION | SUNGAI BESAR | Existing | BSBR/PCE/J00040 | TMN NIRWANA | RMU | RMU 2S + 1F |  |  | TMN NIRWANA | OUTDOOR (OD WITH SWTCHGEAR) |  | 11/0.415 kV | 30/06/1992 |  | 0
433541916 | TNB | DISTRIBUTION | SUNGAI BESAR | Existing | BSBR/PCE/J00221 | P/E SEK UNGKU AZIZ | RMU | RMU 2S + 1F |  |  | P/E SEK UNGKU AZIZ | INDOOR SINGLE CHAMBER |  | 11/0.415 kV | 17/06/2003 |  | 0
432596557 | TNB | DISTRIBUTION | SUNGAI BESAR | Existing | BSBR/PCE/J00116 | TBK PULAI TENGAH | RMU | RMU 2S + 1F |  |  | TBK PULAI TENGAH | OUTDOOR (OD WITH SWTCHGEAR) |  | 11/0.415 kV | 26/05/1992 |  | 0
433662485 | TNB | DISTRIBUTION | SUNGAI BESAR | Existing | BSBR/PCE/J00171 | P/E RT AIR MANIS NO 1 | RMU | RMU 2S + 1F |  |  | P/E RT AIR MANIS NO 1 | INDOOR DOUBLE CHAMBER |  | 11/0.415 kV | 2007-01-08 |  | 0
301672515 | TNB | DISTRIBUTION | SUNGAI BESAR | Existing | BSBR/PCE/J00072 | TMN SRI INDAH | RMU 2S+1F | RMU 2S + 1F |  |  | TMN SRI INDAH | OUTDOOR (OD WITH SWTCHGEAR) |  | 11/0.415 kV | 1991-12-12 |  | 0
433171121 | TNB | DISTRIBUTION | SUNGAI BESAR | Existing | BSBR/PCE/J00142 | KG TELUK RHU | RMU | RMU 2S + 1F |  |  | KG TELUK RHU | OUTDOOR (OD WITH SWTCHGEAR) |  | 11/0.415 kV | 2001-01-06 |  | 0
433574225 | TNB | DISTRIBUTION | SUNGAI BESAR | Existing | BSBR/PCE/J00109 | TMN PERTAMA LOT 771 | RMU | RMU 2S + 1F |  |  | TMN PERTAMA LOT 771 | INDOOR SINGLE CHAMBER |  | 11/0.415 kV | 1973-01-08 |  | 0
302742736 | TNB | DISTRIBUTION | SUNGAI BESAR | Existing | BSBR/PCE/J00210 | P/E TAMAN TERAP JAYA NO 2 | RMU 2S+1F | RMU 2S + 1F |  |  | P/E TAMAN TERAP JAYA NO 2 | INDOOR SINGLE CHAMBER |  | 11/0.415 kV | 2006-01-08 | 97 | 0
438344437 | TNB | DISTRIBUTION | SUNGAI BESAR | Existing | BSBR/PCE/G00009 | KG.PARIT PASIR PANJANG, L733 | PENURUN | PENURUN WITH LOAD BREAK SWITCH |  |  | KG.PARIT PASIR PANJANG, L733 | PENCAWANG ATAS TIANG (PAT) |  | 33/0.415 kV | 15/12/1983 |  | 0
434278638 | TNB | DISTRIBUTION | SUNGAI BESAR | Existing | BSBR/PCE/J00004 | T/AIR 11 BAN 2 SG NIBONG | RMU 3S+1F | RMU 3S+1F |  |  | T/AIR 11 BAN 2 SG NIBONG | PENCAWANG ATAS TIANG (PAT) |  | 11/0.415 kV | 1980-01-08 |  | 0
433700414 | TNB | DISTRIBUTION | SUNGAI BESAR | Existing | BSBR/PCE/J00154 | P/E KAMPUNG TENGAH | RMU | RMU 2S + 1F |  |  | P/E KAMPUNG TENGAH | OUTDOOR (OD WITH SWTCHGEAR) |  | 11/0.415 kV | 2001-01-05 |  | 0
433576148 | TNB | DISTRIBUTION | SUNGAI BESAR | Existing | BSBR/PCE/J00111 | TBK PULAI BT 1 | RMU | RMU 2S + 1F |  |  | TBK PULAI BT 1 | OUTDOOR (OD WITH SWTCHGEAR) |  | 11/0.415 kV | 16/01/1989 |  | 0
432584119 | TNB | DISTRIBUTION | SUNGAI BESAR | Existing | BSBR/PCE/J00183 | P/E TMN PADU PERMAI NO 3 | RMU 2S + 1F | RMU 2S + 1F |  |  | P/E TMN PADU PERMAI NO 3 | INDOOR DOUBLE CHAMBER |  | 11/0.415 kV | 2005-01-08 |  | 0
430901581 | TNB | DISTRIBUTION | SUNGAI BESAR | Existing | BSBR/PCE/J00038 | TMN SETIA JAYA | RMU | RMU 3S+1F |  |  | TMN SETIA JAYA | OUTDOOR (OD WITH SWTCHGEAR) |  | 11/0.415 kV | 2003-10-04 |  | 0
302743551 | TNB | DISTRIBUTION | SUNGAI BESAR | Existing | BSBR/PCE/J00214 | P/E TMN TERAP JAYA NO 1 | RMU 2S+1F | RMU 2S + 1F |  |  | P/E TMN TERAP JAYA NO 1 | INDOOR SINGLE CHAMBER |  | 11/0.415 kV | 2006-01-08 | 98 | 0
433540200 | TNB | DISTRIBUTION | SUNGAI BESAR | Existing | BSBR/PCE/J00134 | PUSAT PERANGINAN S/BERNAM | RMU | RMU 2S + 1F |  |  | PUSAT PERANGINAN S/BERNAM | INDOOR SINGLE CHAMBER |  | 11/0.415 kV | 15/05/1994 |  | 0
433173166 | TNB | DISTRIBUTION | SUNGAI BESAR | Existing | BSBR/PCE/J00135 | RUMAH MURAH BNO | RMU | RMU 2S + 1F |  |  | RUMAH MURAH BNO | INDOOR SINGLE CHAMBER |  | 11/0.415 kV | 24/09/1984 |  | 0
301660851 | TNB | DISTRIBUTION | SUNGAI BESAR | Existing | BSBR/PCE/J00112 | P/E SIMPANG TEBUK PULAI | RMU 2X (2S + 1F) | RMU 2X (2S + 1F) |  |  | P/E SIMPANG TEBUK PULAI | OUTDOOR (OD WITH SWTCHGEAR) |  | 11/0.415 kV | 1993-08-09 |  | 0
430940373 | TNB | DISTRIBUTION | SUNGAI BESAR | Existing | BSBR/PCE/J00077 | ARKED MARA | RMU | RMU 2S + 1F |  |  | ARKED MARA | INDOOR SINGLE CHAMBER |  | 11/0.415 kV | 30/01/2002 |  | 0
433646736 | TNB | DISTRIBUTION | SUNGAI BESAR | Existing | BSBR/PCE/J00244 | P/E RUMAH KEDAI SB PERDANA | RMU | RMU 2S + 1F |  |  | P/E RUMAH KEDAI SB PERDANA | INDOOR SINGLE CHAMBER |  | 11/0.415 kV |  |  | 0
434232982 | TNB | DISTRIBUTION | SUNGAI BESAR | Existing | BSBR/PCE/J00234 | P/E MRSM SG PANJANG | RMU 2S + 2F | RMU 2S + 2F |  |  | P/E MRSM SG PANJANG | INDOOR SINGLE CHAMBER |  | 11/0.415 kV | 18/08/2014 |  | 0
433813041 | TNB | DISTRIBUTION | SUNGAI BESAR | Existing | BSBR/PCE/J00061 | K/UDANG VERECO | RMU 2S + 1F | RMU 2S + 1F |  |  | K/UDANG VERECO | OUTDOOR (OD WITH SWTCHGEAR) |  | 11/0.415 kV | 1994-03-08 |  | 0
434234873 | TNB | DISTRIBUTION | SUNGAI BESAR | Existing | BSBR/PCE/J00237 | P/E PEKET 60 CONVERT 33 | RMU | RMU 2S + 1F |  |  | P/E PEKET 60 CONVERT 33 | OUTDOOR (OD WITH SWTCHGEAR) |  | 11/0.415 kV | 15/04/1979 |  | 0
301646758 | TNB | DISTRIBUTION | SUNGAI BESAR | Existing | BSBR/PCE/J00048 | TMN RIA | RMU 2S+1F | RMU 2S + 1F |  |  | TMN RIA | OUTDOOR (OD WITH SWTCHGEAR) |  | 11/0.415 kV | 22/04/2002 | BSBR/PCE/J00048 | 0
433627044 | TNB | DISTRIBUTION | SUNGAI BESAR | Existing | BSBR/PCE/J00089 | S.M AGAMA TINGGI BT 38 | RMU | RMU 3S+1F |  |  | S.M AGAMA TINGGI BT 38 | INDOOR SINGLE CHAMBER |  | 11/0.415 kV | 25/11/1997 |  | 0
433600940 | TNB | DISTRIBUTION | SUNGAI BESAR | Existing | BSBR/PCE/J00182 | P/E FIBRECO | RMU | RMU 2S + 1F |  |  | P/E FIBRECO | INDOOR SINGLE CHAMBER |  | 11/0.415 kV | 2000-01-08 |  | 0
433577925 | TNB | DISTRIBUTION | SUNGAI BESAR | Existing | BSBR/PCE/J00114 | P/E SIMPANG SEKENDI | RMU 6S+2F | RMU 2X (2S + 1F) |  |  | P/E SIMPANG SEKENDI | OUTDOOR (OD WITH SWTCHGEAR) |  | 11/0.415 kV | 31/07/1984 |  | 0
433916230 | TNB | DISTRIBUTION | SUNGAI BESAR | Existing | BSBR/PCE/J00121 | PT 8 1/2 KENCONG | RMU | RMU 2S + 1F |  |  | PT 8 1/2 KENCONG | PENCAWANG ATAS TIANG (PAT) |  | 11/0.415 kV | 25/12/1982 |  | 0
303174177 | TNB | DISTRIBUTION | SUNGAI BESAR | Existing | BSBR/PCE/J00191 | P/E TAMAN SERI NO 2 | RMU 2S+1F | RMU 2S + 1F |  |  | P/E TAMAN SERI NO 2 | INDOOR SINGLE CHAMBER |  | 11/0.415 kV | 29/10/1992 |  | 0
302050674 | TNB | DISTRIBUTION | SUNGAI BESAR | Existing | BSBR/PCE/J00075 | DESA KASIH BT 23 SG NIBONG | RMU 2S+1F | RMU 2S + 1F |  |  | DESA KASIH BT 23 SG NIBONG | COMPACT SUBS |  | 11/0.415 kV | 2003-01-08 | 49 | 0
432592534 | TNB | DISTRIBUTION | SUNGAI BESAR | Existing | BSBR/PCE/J00058 | KG NELAYAN SG HAJI DORANI | RMU | RMU 2S + 1F |  |  | KG NELAYAN SG HAJI DORANI | OUTDOOR (OD WITH SWTCHGEAR) |  | 11/0.415 kV | 2002-06-08 |  | 0
434261270 | TNB | DISTRIBUTION | SUNGAI BESAR | Existing | BSBR/PCE/J00007 | PEKET 100 SPG 5 SAWAH | RMU 3S+2F | RMU 3S+2F |  |  | PEKET 100 SPG 5 SAWAH | PENCAWANG ATAS TIANG (PAT) |  | 11/0.415 kV | 1987-06-08 |  | 0
433660994 | TNB | DISTRIBUTION | SUNGAI BESAR | Existing | BSBR/PCE/J00014 | TAMAN PERTAMA NO 2 | RMU 2S + 1F | RMU 2S + 1F |  |  | TAMAN PERTAMA NO 2 | INDOOR SINGLE CHAMBER |  | 11/0.415 kV | 2006-01-08 |  | 0
430844282 | TNB | DISTRIBUTION | SUNGAI BESAR | Existing | BSBR/PCE/J00192 | P/E FUSIPIM | RMU 2S + 1F | RMU 2S + 1F |  |  | P/E FUSIPIM | INDOOR SINGLE CHAMBER |  | 11/0.415 kV | 2004-01-01 |  | 0
433897637 | TNB | DISTRIBUTION | SUNGAI BESAR | Existing | BSBR/PCE/J00066 | P/E PEJABAT KERAJAAN | RMU 2S + 1F | RMU 2S + 1F |  |  | P/E PEJABAT KERAJAAN | INDOOR DOUBLE CHAMBER |  | 11/0.415 kV | 13/11/1981 |  | 0
433701036 | TNB | DISTRIBUTION | SUNGAI BESAR | Existing | BSBR/PCE/J00155 | P/E KAMPUNG BARU | RMU | RMU 2S + 1F |  |  | P/E KAMPUNG BARU | OUTDOOR (OD WITH SWTCHGEAR) |  | 11/0.415 kV | 2000-01-08 |  | 0
430946744 | TNB | DISTRIBUTION | SUNGAI BESAR | Existing | BSBR/PCE/J00223 | P/E TMN BEDENA 2 | RMU | RMU 3S+1F |  |  | P/E TMN BEDENA 2 | INDOOR DOUBLE CHAMBER |  | 11/0.415 kV | 18/01/2013 |  | 0
303292442 | TNB | DISTRIBUTION | SUNGAI BESAR | Existing | BSBR/PCE/J00173 | P/PADAT PARIT 12 LUNDANG | RMU 2S+1F | RMU 2S + 1F |  |  | P/PADAT PARIT 12 LUNDANG | COMPACT SUBS |  | 11/0.415 kV | 2000-12-12 | 88 | 0
301672089 | TNB | DISTRIBUTION | SUNGAI BESAR | Existing | BSBR/PCE/J00049 | TMN CAHAYA | RMU 2S+1F | RMU 2S + 1F |  |  | TMN CAHAYA | OUTDOOR (OD WITH SWTCHGEAR) |  | 11/0.415 kV | 1991-01-12 |  | 0
433544466 | TNB | DISTRIBUTION | SUNGAI BESAR | Existing | BSBR/PCE/J00206 | P/E TAMAN INTAN JAYA | RMU 2S + 1F | RMU 2S + 1F |  |  | P/E TAMAN INTAN JAYA | INDOOR SINGLE CHAMBER |  | 11/0.415 kV | 2005-01-08 |  | 0
428770399 | TNB | DISTRIBUTION | SUNGAI BESAR | Existing | BSBR/PCE/J00240 | P/E MCDONALD SG BESAR | RMU 2S + 1F | RMU 2S + 1F |  |  | P/E MCDONALD SG BESAR | COMPACT SUBS |  | 11/0.415 kV |  |  | 0
437906842 | TNB | DISTRIBUTION | SUNGAI BESAR | Existing | BSBR/PCE/G00018 | PARIT 6, L383 | PENURUN | PENURUN WITH LOAD BREAK SWITCH |  |  | PARIT 6, L383 | PENCAWANG ATAS TIANG (PAT) |  | 33/0.415 kV | 1978-04-06 |  | 0
433600233 | TNB | DISTRIBUTION | SUNGAI BESAR | Existing | BSBR/PCE/J00229 | P/E FU FROZEN | RMU 2S + 1F | RMU 2S + 1F |  |  | P/E FU FROZEN | INDOOR SINGLE CHAMBER |  | 11/0.415 kV | 2011-05-05 |  | 0
433675074 | TNB | DISTRIBUTION | SUNGAI BESAR | Existing | BSBR/PCE/J00131 | PAT KG TBK JAWA | RMU | RMU 2S + 1F |  |  | PAT KG TBK JAWA | PENCAWANG ATAS TIANG (PAT) |  | 11/0.415 kV | 1984-01-08 |  | 0
432712772 | TNB | DISTRIBUTION | SUNGAI BESAR | Existing | BSBR/PCE/J00150 | P/E SUNGAI TENGAR | RMU | RMU 2S + 1F |  |  | P/E SUNGAI TENGAR | OUTDOOR (OD WITH SWTCHGEAR) |  | 11/0.415 kV | 17/01/1990 |  | 0
301945936 | TNB | DISTRIBUTION | SUNGAI BESAR | Existing | BSBR/PCE/J00065 | P/E LPN BAGAN TERAP | RMU 6S+1F |  |  |  | P/E LPN BAGAN TERAP | OUTDOOR (OD WITH SWTCHGEAR) |  | 11/0.415 kV | 20/03/1991 | 89 | 0
433899597 | TNB | DISTRIBUTION | SUNGAI BESAR | Existing | BSBR/PCE/J00238 | P/E BIN DAWOOD | RMU 2S + 1F | RMU 2S + 1F |  |  | P/E BIN DAWOOD | ATTACHED |  |  |  |  | 0
302862189 | TNB | DISTRIBUTION | SUNGAI BESAR | Existing | BSBR/PCE/J00057 | KG SG SEKENDI | RMU 2S+1F | RMU 2S + 1F |  |  | KG SG SEKENDI | PENCAWANG ATAS TIANG (PAT) |  | 11/0.415 kV | 1983-01-08 |  | 0
302052855 | TNB | DISTRIBUTION | SUNGAI BESAR | Existing | BSBR/PCE/J00056 | BGN SG PULAI | RMU 2S+1F | RMU 2S + 1F |  |  | BGN SG PULAI | SEMI PAT (OD WITH DROP FUSE) |  | 11/0.415 kV | 1987-01-08 |  | 0
430900945 | TNB | DISTRIBUTION | SUNGAI BESAR | Existing | BSBR/PCE/J00037 | TMN PADU PERMAI | RMU | RMU 2S + 1F |  |  | TMN PADU PERMAI | INDOOR DOUBLE CHAMBER |  | 11/0.415 kV | 2003-05-09 |  | 0
433986366 | TNB | DISTRIBUTION | SUNGAI BESAR | Existing | BSBR/PCE/J00044 | BGN 2 S/BESAR | RMU | RMU 2S + 1F |  |  | BGN 2 S/BESAR | OUTDOOR (OD WITH SWTCHGEAR) |  | 11/0.415 kV | 20/05/1991 |  | 0
433170507 | TNB | DISTRIBUTION | SUNGAI BESAR | Existing | BSBR/PCE/J00211 | P/E KOLAM UDANG BAGAN TELOK RHU | RMU 2S + 1F | RMU 2S + 1F |  |  | P/E KOLAM UDANG BAGAN TELOK RHU | INDOOR SINGLE CHAMBER |  | 11/0.415 kV | 21/06/2004 |  | 0
433663112 | TNB | DISTRIBUTION | SUNGAI BESAR | Existing | BSBR/PCE/J00164 | P/E RT AIR MANIS NO 2 | RMU 2S + 1F | RMU 2S + 1F |  |  | P/E RT AIR MANIS NO 2 | INDOOR DOUBLE CHAMBER |  | 11/0.415 kV | 2007-01-08 |  | 0
430899802 | TNB | DISTRIBUTION | SUNGAI BESAR | Existing | BSBR/PCE/J00193 | P/E TAMAN PERDANA | RMU 2S + 2F | RMU 2S + 2F |  |  | P/E TAMAN PERDANA | INDOOR DOUBLE CHAMBER |  | 11/0.415 kV | 2004-01-08 |  | 0
433699182 | TNB | DISTRIBUTION | SUNGAI BESAR | Existing | BSBR/PCE/J00162 | P/E SEK AGAMA BT 40 | RMU | RMU 2S + 1F |  |  | P/E SEK AGAMA BT 40 | INDOOR SINGLE CHAMBER |  | 11/0.415 kV | 2006-01-08 |  | 0
432642621 | TNB | DISTRIBUTION | SUNGAI BESAR | Existing | BSBR/PCE/J00145 | SG LANG (ILDAS) DAKWAH | RMU | RMU 2S + 1F |  |  | SG LANG (ILDAS) DAKWAH | INDOOR SINGLE CHAMBER |  | 11/0.415 kV | 1999-01-08 |  | 0
433574852 | TNB | DISTRIBUTION | SUNGAI BESAR | Existing | BSBR/PCE/J00108 | PKNS LOW COST TMN MUHIBAH | RMU | RMU 2S + 1F |  |  | PKNS LOW COST TMN MUHIBAH | INDOOR DOUBLE CHAMBER |  | 11/0.415 kV | 1980-01-08 |  | 0
302052064 | TNB | DISTRIBUTION | SUNGAI BESAR | Existing | BSBR/PCE/J00080 | PT 11 P/PANJANG | RMU 2S+1F | RMU 2S + 1F |  |  | PT 11 P/PANJANG | OUTDOOR (OD WITH SWTCHGEAR) |  | 11/0.415 kV | 1994-04-04 | 51 | 0
434264068 | TNB | DISTRIBUTION | SUNGAI BESAR | Existing | BSBR/PCE/J00172 | PT 12 SG NIBONG | RMU | RMU 2S + 1F |  |  | PT 12 SG NIBONG | OUTDOOR (OD WITH SWTCHGEAR) |  | 11/0.415 kV | 1996-01-08 |  | 0
302126643 | TNB | DISTRIBUTION | SUNGAI BESAR | Existing | BSBR/PCE/J00055 | KG SG BURUNG | RMU 3S+1F | RMU 3S+1F |  |  | KG SG BURUNG | OUTDOOR (OD WITH SWTCHGEAR) |  | 11/0.415 kV | 1990-01-08 |  | 0
432714903 | TNB | DISTRIBUTION | SUNGAI BESAR | Existing | BSBR/PCE/J00139 | P/E SG AIR TAWAR | RMU | RMU 3S+1F |  |  | P/E SG AIR TAWAR | OUTDOOR (OD WITH SWTCHGEAR) |  | 11/0.415 kV | 27/06/1984 |  | 0
432711478 | TNB | DISTRIBUTION | SUNGAI BESAR | Existing | BSBR/PCE/J00148 | PAT KG PT BARU BAROH | RMU 2S + 1F | RMU 2S + 1F |  |  | PAT KG PT BARU BAROH | PENCAWANG ATAS TIANG (PAT) |  | 11/0.415 kV | 1984-01-08 |  | 0
433786222 | TNB | DISTRIBUTION | SUNGAI BESAR | Existing | BSBR/PCE/J00233 | P/E SEK REN AGAMA PARIT BARU | RMU | RMU 2S + 1F |  |  | P/E SEK REN AGAMA PARIT BARU | OUTDOOR (OD WITH SWTCHGEAR) |  | 11/0.415 kV |  |  | 0
428769658 | TNB | DISTRIBUTION | SUNGAI BESAR | Existing | BSBR/PCE/J00181 | P/E TAMAN GEMILANG NO 2 | RMU | RMU 2S + 1F |  |  | P/E TAMAN GEMILANG NO 2 | INDOOR SINGLE CHAMBER |  | 11/0.415 kV | 2006-01-05 |  | 0
430845491 | TNB | DISTRIBUTION | SUNGAI BESAR | Existing | BSBR/PCE/J00069 | P/E HIGHLAND DESICCATED COCONUT | RMU | RMU 2S + 1F |  |  | P/E HIGHLAND DESICCATED COCONUT | OUTDOOR (OD WITH SWTCHGEAR) |  | 11/0.415 kV | 2006-01-08 |  | 0
433171785 | TNB | DISTRIBUTION | SUNGAI BESAR | Existing | BSBR/PCE/J00163 | P/E PUSAT REKREASI BNO | RMU | RMU 2S + 1F |  |  | P/E PUSAT REKREASI BNO | INDOOR SINGLE CHAMBER |  | 11/0.415 kV | 28/04/2001 |  | 0
432598802 | TNB | DISTRIBUTION | SUNGAI BESAR | Existing | BSBR/PCE/J00119 | PT 2 BARAT | RMU | RMU 2S + 1F |  |  | PT 2 BARAT | PENCAWANG ATAS TIANG (PAT) |  | 11/0.415 kV | 26/12/1982 |  | 0
432597353 | TNB | DISTRIBUTION | SUNGAI BESAR | Existing | BSBR/PCE/J00117 | PT 5 BARAT | RMU | RMU 2S + 1F |  |  | PT 5 BARAT | PENCAWANG ATAS TIANG (PAT) |  | 11/0.415 kV | 26/12/1982 |  | 0
433674388 | TNB | DISTRIBUTION | SUNGAI BESAR | Existing | BSBR/PCE/J00132 | KG TBK JAWA | RMU | RMU 3S+1F |  |  | KG TBK JAWA | OUTDOOR (OD WITH SWTCHGEAR) |  | 11/0.415 kV | 26/09/1992 |  | 0
438335114 | TNB | DISTRIBUTION | SUNGAI BESAR | Existing | BSBR/PCE/J00020 | PT 18 SG PANJANG A/TANAH | RMU | RMU 3S+1F |  |  | PT 18 SG PANJANG A/TANAH | OUTDOOR (OD WITH SWTCHGEAR) |  | 11/0.415 kV | 2004-01-01 |  | 0
302862072 | TNB | DISTRIBUTION | SUNGAI BESAR | Existing | BSBR/PCE/J00005 | T/AIR 12 BAN 2 SG NIBONG | RMU 2S+1F | RMU 2S + 1F |  |  | T/AIR 12 BAN 2 SG NIBONG | PENCAWANG ATAS TIANG (PAT) |  | 11/0.415 kV | 1988-11-05 | 214 | 0
433628540 | TNB | DISTRIBUTION | SUNGAI BESAR | Existing | BSBR/PCE/J00033 | TAMAN RAYA NO 2 | RMU 2S + 1F | RMU 2S + 1F |  |  | TAMAN RAYA NO 2 | INDOOR SINGLE CHAMBER |  | 11/0.415 kV | 2004-01-09 |  | 0
433517632 | TNB | DISTRIBUTION | SUNGAI BESAR | Existing | BSBR/PCE/J00081 | HOSPITAL S/BERNAM | RMU | RMU 3S+2F |  |  | HOSPITAL S/BERNAM | INDOOR DOUBLE CHAMBER |  | 11/0.415 kV | 29/08/1992 |  | 0
438349330 | TNB | DISTRIBUTION | SUNGAI BESAR | Existing | BSBR/PCE/J00031 | TBK JAYA PT 13 SG PANJANG | RMU 1S+1F | RMU 2S + 1F |  |  | TBK JAYA PT 13 SG PANJANG | OUTDOOR (OD WITH SWTCHGEAR) |  | 11/0.415 kV | 2000-01-02 |  | 0
434195845 | TNB | DISTRIBUTION | SUNGAI BESAR | Existing | BSBR/PCE/J00104 | PAT LUBOK PUSING | RMU | RMU 2S + 1F |  |  | PAT LUBOK PUSING | PENCAWANG ATAS TIANG (PAT) |  | 11/0.415 kV | 24/12/1992 |  | 0
433898904 | TNB | DISTRIBUTION | SUNGAI BESAR | Existing | BSBR/PCE/J00301 | P/E UMNO SG BESAR | RMU 2S + 1F | RMU 2S + 1F |  |  | P/E UMNO SG BESAR | COMPACT SUBS |  | 11/0.415 kV |  |  | 0
433542580 | TNB | DISTRIBUTION | SUNGAI BESAR | Existing | BSBR/PCE/J00090 | VIP | RMU 2S + 1F | RMU 2S + 1F |  |  | VIP | PENCAWANG ATAS TIANG (PAT) |  | 11/0.415 kV | 1987-08-06 |  | 0
433663756 | TNB | DISTRIBUTION | SUNGAI BESAR | Existing | BSBR/PCE/J00103 | SCENICA (PURE MANUFACTURING) | RMU | RMU 2S + 1F |  |  | SCENICA (PURE MANUFACTURING) | OUTDOOR (OD WITH SWTCHGEAR) |  | 11/0.415 kV | 2007-01-08 |  | 0
433785220 | TNB | DISTRIBUTION | SUNGAI BESAR | Existing | BSBR/PCE/J00140 | PEKAN SG AIR TAWAR | RMU | RMU 2S + 1F |  |  | PEKAN SG AIR TAWAR | OUTDOOR (OD WITH SWTCHGEAR) |  | 11/0.415 kV | 1993-08-09 |  | 0
433694873 | TNB | DISTRIBUTION | SUNGAI BESAR | Existing | BSBR/PCE/J00136 | CHIA KIR HU | RMU 2S + 1F | RMU 2S + 1F |  |  | CHIA KIR HU | INDOOR SINGLE CHAMBER |  | 11/0.415 kV | 25/11/2007 |  | 0
301630277 | TNB | DISTRIBUTION | SUNGAI BESAR | Existing | BSBR/PCE/J00062 | K/UDANG UDAHA | RMU 2S+1F | RMU 2S + 1F |  |  | K/UDANG UDAHA | OUTDOOR (OD WITH SWTCHGEAR) |  | 11/0.415 kV | 1992-12-08 | 72 | 0
433675690 | TNB | DISTRIBUTION | SUNGAI BESAR | Existing | BSBR/PCE/J00133 | KG TBK MUFRAD | RMU 1S+1F | RMU 2S + 1F |  |  | KG TBK MUFRAD | PENCAWANG ATAS TIANG (PAT) |  | 11/0.415 kV | 1984-01-08 |  | 0
433115503 | TNB | DISTRIBUTION | SUNGAI BESAR | Existing | BSBR/PCE/J00201 | P/E KUARTERS POLITEKNIK | RMU 2S + 1F | RMU 2S + 1F |  |  | P/E KUARTERS POLITEKNIK | INDOOR SINGLE CHAMBER |  | 11/0.415 kV | 2003-01-02 |  | 0
447332609 | TNB | DISTRIBUTION | SUNGAI BESAR | Existing | BSBR/PCE/J00252 | P/E TAMAN AROWANA | RMU | RMU 2S + 2F |  |  | P/E TAMAN AROWANA | ATTACHED |  |  |  |  | 0
438334491 | TNB | DISTRIBUTION | SUNGAI BESAR | Existing | BSBR/PCE/J00030 | MERBAU JAYA PT 16 | RMU | RMU 2S + 1F |  |  | MERBAU JAYA PT 16 | OUTDOOR (OD WITH SWTCHGEAR) |  | 11/0.415 kV | 2001-01-01 |  | 0
438248685 | TNB | DISTRIBUTION | SUNGAI BESAR | Existing | BSBR/PCE/G00007 | KG.SG.NIBONG, L675 | PENURUN | PENURUN WITH LOAD BREAK SWITCH |  |  | KG.SG.NIBONG, L675 | PENCAWANG ATAS TIANG (PAT) |  | 33/0.415 kV | 20/10/1979 |  | 0
433539480 | TNB | DISTRIBUTION | SUNGAI BESAR | Existing | BSBR/PCE/J00086 | PEKAN S/BERNAM | RMU | RMU 3S+1F |  |  | PEKAN S/BERNAM | INDOOR DOUBLE CHAMBER |  | 11/0.415 kV | 15/02/1994 |  | 0
303757590 | TNB | DISTRIBUTION | SUNGAI BESAR | Existing | BSBR/PCE/J00124 | PADAT SG BESAR NO 2 | RMU 2S+1F | RMU 2S + 1F |  |  | PADAT SG BESAR NO 2 | COMPACT SUBS |  | 11/0.415 kV | 2001-01-08 |  | 0
434271974 | TNB | DISTRIBUTION | SUNGAI BESAR | Existing | BSBR/PCE/J00006 | T/AIR 14 SPG 5 SAWAH | RMU 2S + 2F | RMU 2S + 2F |  |  | T/AIR 14 SPG 5 SAWAH | PENCAWANG ATAS TIANG (PAT) |  | 11/0.415 kV | 15/07/1988 |  | 0
434219670 | TNB | DISTRIBUTION | SUNGAI BESAR | Existing | BSBR/PCE/J00254 | D-SBR-C17-0165 | RMU 2S + 1F | RMU 2S + 1F |  |  | D-SBR-C17-0165 | ATTACHED |  |  |  | PE TAMAN EMAS 2 | 0
428768996 | TNB | DISTRIBUTION | SUNGAI BESAR | Existing | BSBR/PCE/J00178 | TMN PERWIRA | RMU | RMU 2S + 1F |  |  | TMN PERWIRA | INDOOR SINGLE CHAMBER |  | 11/0.415 kV | 30/05/1995 |  | 0
437026870 | TNB | DISTRIBUTION | SUNGAI BESAR | Existing | BSBR/PCE/J00016 | RUMAH PAM PT 13 SG PANJANG | RMU | RMU 2S + 1F |  |  | RUMAH PAM PT 13 SG PANJANG | INDOOR SINGLE CHAMBER |  | 11/0.415 kV | 2000-08-12 |  | 0
303635597 | TNB | DISTRIBUTION | SUNGAI BESAR | Existing | BSBR/PCE/J00029 | PT 5 GAMBUT | RMU 2S+1F | RMU 3S+1F |  |  | PT 5 GAMBUT | SEMI PAT (OD WITH DROP FUSE) |  | 11/0.415 kV | 2004-01-08 | 55 | 0
303741248 | TNB | DISTRIBUTION | SUNGAI BESAR | Existing | BSBR/PCE/J00011 | TMN EHSAN | RMU 2S+1F | RMU 2S + 1F |  |  | TMN EHSAN | INDOOR SINGLE CHAMBER |  | 11/0.415 kV | 1979-01-08 |  | 0
433543837 | TNB | DISTRIBUTION | SUNGAI BESAR | Existing | BSBR/PCE/J00227 | P/E PUSAT PERLINDUNGAN WANITA | RMU | RMU 2S + 1F |  |  | P/E PUSAT PERLINDUNGAN WANITA | INDOOR SINGLE CHAMBER |  | 11/0.415 kV | 24/09/2012 |  | 0
433913626 | TNB | DISTRIBUTION | SUNGAI BESAR | Existing | BSBR/PCE/J00125 | PT 10 BARAT | RMU | RMU 3S+1F |  |  | PT 10 BARAT | PENCAWANG ATAS TIANG (PAT) |  | 11/0.415 kV | 27/12/1983 |  | 0
301947727 | TNB | DISTRIBUTION | SUNGAI BESAR | Existing | BSBR/PCE/J00113 | P/E KOKO FAMA ASSAYAKI | RMU 2S+1F | RMU 2S + 1F |  |  | P/E KOKO FAMA ASSAYAKI | OUTDOOR (OD WITH SWTCHGEAR) |  | 11/0.415 kV | 1996-11-04 |  | 0
433117599 | TNB | DISTRIBUTION | SUNGAI BESAR | Existing | BSBR/PCE/J00147 | BGN BETING KEPAH | RMU | RMU 2X (2S + 1F) |  |  | BGN BETING KEPAH | OUTDOOR (OD WITH SWTCHGEAR) |  | 11/0.415 kV | 29/11/1992 |  | 0
430884709 | TNB | DISTRIBUTION | SUNGAI BESAR | Existing | BSBR/PCE/J00194 | P/E TAMAN PERDANA NO 1 | RMU 2S + 2F | RMU 2S + 2F |  |  | P/E TAMAN PERDANA NO 1 | INDOOR DOUBLE CHAMBER |  | 11/0.415 kV | 2007-01-08 |  | 0
433173824 | TNB | DISTRIBUTION | SUNGAI BESAR | Existing | BSBR/PCE/J00138 | SEK MUNSHI ABDULLAH | RMU | RMU 2S + 1F |  |  | SEK MUNSHI ABDULLAH | OUTDOOR (OD WITH SWTCHGEAR) |  | 11/0.415 kV | 24/12/1999 |  | 0
433540822 | TNB | DISTRIBUTION | SUNGAI BESAR | Existing | BSBR/PCE/J00204 | P/E KOLEJ KOMUNITI | RMU 2S + 2F | RMU 2S + 2F |  |  | P/E KOLEJ KOMUNITI | INDOOR SINGLE CHAMBER |  | 11/0.415 kV | 2002-12-03 |  | 0
303519635 | TNB | DISTRIBUTION | SUNGAI BESAR | Existing | BSBR/PCE/J00180 | TMN PENGGAWA | RMU 2S+1F | RMU 2S + 1F |  |  | TMN PENGGAWA | INDOOR SINGLE CHAMBER |  | 11/0.415 kV | 1989-03-04 | 2 | 0
433116153 | TNB | DISTRIBUTION | SUNGAI BESAR | Existing | BSBR/PCE/J00166 | P/E SEK AGAMA SUNGAI LANG | CB 3 | CB + 1 TX |  |  | P/E SEK AGAMA SUNGAI LANG | INDOOR SINGLE CHAMBER |  | 11/0.415 kV | 1999-01-08 |  | 0
301692141 | TNB | DISTRIBUTION | SUNGAI BESAR | Existing | BSBR/PCE/J00092 | SEPINTAS BATU 1 (STADIUM) | RMU 2S+1F | RMU 2S + 1F |  |  | SEPINTAS BATU 1 (STADIUM) | OUTDOOR (OD WITH SWTCHGEAR) |  | 11/0.415 kV | 1979-01-08 | 102 | 0
433516913 | TNB | DISTRIBUTION | SUNGAI BESAR | Existing | BSBR/PCE/J00169 | P/E KUARTERS TORKINTON | RMU 2S + 1F | RMU 2S + 1F |  |  | P/E KUARTERS TORKINTON | INDOOR SINGLE CHAMBER |  | 11/0.415 kV | 1983-11-11 |  | 0
437908082 | TNB | DISTRIBUTION | SUNGAI BESAR | Existing | BSBR/PCE/G00020 | PARIT 10, L384 | PENURUN | PENURUN WITH LOAD BREAK SWITCH |  |  | PARIT 10, L384 | PENCAWANG ATAS TIANG (PAT) |  | 33/0.415 kV | 21/09/1978 |  | 0
301676892 | TNB | DISTRIBUTION | SUNGAI BESAR | Existing | BSBR/PCE/J00076 | P/E TAMAN SERI BEDENA | RMU 2S + 1F | RMU 2S + 1F |  |  | P/E TAMAN SERI BEDENA | INDOOR SINGLE CHAMBER |  | 11/0.415 kV | 2001-02-12 | 4 | 0
303784262 | TNB | DISTRIBUTION | SUNGAI BESAR | Existing | BSBR/PCE/J00078 | P/E BLACKTOP | RMU 2S+1F | RMU 2S + 1F |  |  | P/E BLACKTOP | INDOOR SINGLE CHAMBER |  | 11/0.415 kV | 13/02/2002 |  | 0
434195227 | TNB | DISTRIBUTION | SUNGAI BESAR | Existing | BSBR/PCE/J00188 | P/E HAYAT MAJU NO 3 | RMU 2S + 1F | RMU 2S + 1F |  |  | P/E HAYAT MAJU NO 3 | INDOOR SINGLE CHAMBER |  | 11/0.415 kV | 2006-01-08 |  | 0
434194017 | TNB | DISTRIBUTION | SUNGAI BESAR | Existing | BSBR/PCE/J00243 | P/E PENURUN TOK KHALIFAH | RMU 2S + 1F | RMU 2S + 1F |  |  | P/E PENURUN TOK KHALIFAH | OUTDOOR (OD WITH SWTCHGEAR) |  | 11/0.415 kV |  |  | 0
302128328 | TNB | DISTRIBUTION | SUNGAI BESAR | Existing | BSBR/PCE/J00071 | TMN RAYA | RMU 2S+1F | RMU 2S + 1F |  |  | TMN RAYA | INDOOR SINGLE CHAMBER |  | 11/0.415 kV | 1998-02-05 |  | 0
302711962 | TNB | DISTRIBUTION | SUNGAI BESAR | Existing | BSBR/PCE/J00074 | TMN BEDENA JAYA | RMU 2S + 1F | RMU 2S + 1F |  |  | TMN BEDENA JAYA | INDOOR DOUBLE CHAMBER |  | 11/0.415 kV | 2001-01-08 |  | 0
433925087 | TNB | DISTRIBUTION | SUNGAI BESAR | Existing | BSBR/PCE/J00039 | STADIUM S/BESAR | RMU | RMU 2S + 1F |  |  | STADIUM S/BESAR | COMPACT SUBS |  | 11/0.415 kV | 27/05/1995 |  | 0
434262406 | TNB | DISTRIBUTION | SUNGAI BESAR | Existing | BSBR/PCE/J00245 | P/E KLINIK KESIHATAN SIMPANG 5 | RMU 2S + 2F | RMU 2S + 2F |  |  | P/E KLINIK KESIHATAN SIMPANG 5 | ATTACHED |  |  |  |  | 0
437907458 | TNB | DISTRIBUTION | SUNGAI BESAR | Existing | BSBR/PCE/G00019 | PARIT 8, L388 | PENURUN | PENURUN WITH LOAD BREAK SWITCH |  |  | PARIT 8, L388 | PENCAWANG ATAS TIANG (PAT) |  | 33/0.415 kV | 18/07/1978 |  | 0
433645821 | TNB | DISTRIBUTION | SUNGAI BESAR | Existing | BSBR/PCE/J00100 | TMN FERI | RMU | RMU 3S+1F |  |  | TMN FERI | PENCAWANG ATAS TIANG (PAT) |  | 11/0.415 kV | 2007-01-08 |  | 0
433661870 | TNB | DISTRIBUTION | SUNGAI BESAR | Existing | BSBR/PCE/J00127 | IKS JALAN AIR MANIS | RMU | RMU 2S + 1F |  |  | IKS JALAN AIR MANIS | INDOOR SINGLE CHAMBER |  | 11/0.415 kV | 1984-02-07 |  | 0
437720947 | TNB | DISTRIBUTION | SUNGAI BESAR | Existing | BSBR/PCE/G00016 | PARIT 2, L381 | PENURUN | PENURUN WITH LOAD BREAK SWITCH |  |  | PARIT 2, L381 | PENCAWANG ATAS TIANG (PAT) |  | 33/0.415 kV | 19/04/1978 |  | 0
432696691 | TNB | DISTRIBUTION | SUNGAI BESAR | Existing | BSBR/PCE/J00050 | K/UDANG MAKHLUK LAUTAN | RMU | RMU 2S + 1F |  |  | K/UDANG MAKHLUK LAUTAN | OUTDOOR (OD WITH SWTCHGEAR) |  | 11/0.415 kV | 1991-01-08 |  | 0
433783888 | TNB | DISTRIBUTION | SUNGAI BESAR | Existing | BSBR/PCE/J00026 | PT 10 GAMBUT | RMU | RMU 2S + 1F |  |  | PT 10 GAMBUT | PENCAWANG ATAS TIANG (PAT) |  | 11/0.415 kV | 25/07/1992 |  | 0
432643227 | TNB | DISTRIBUTION | SUNGAI BESAR | Existing | BSBR/PCE/J00184 | P/E PUAS | RMU 2S + 1F | RMU 2S + 1F |  |  | P/E PUAS | INDOOR SINGLE CHAMBER |  | 11/0.415 kV | 1999-01-08 |  | 0
430843381 | TNB | DISTRIBUTION | SUNGAI BESAR | Existing | BSBR/PCE/J00219 | P/E ELEYSS PARK | RMU | RMU 2S + 1F |  |  | P/E ELEYSS PARK | INDOOR DOUBLE CHAMBER |  | 11/0.415 kV | 22/01/2010 |  | 0
432598109 | TNB | DISTRIBUTION | SUNGAI BESAR | Existing | BSBR/PCE/J00118 | PT 3 1/2 BARAT | RMU | RMU 2S + 1F |  |  | PT 3 1/2 BARAT | PENCAWANG ATAS TIANG (PAT) |  | 11/0.415 kV | 26/12/1982 |  | 0
433644555 | TNB | DISTRIBUTION | SUNGAI BESAR | Existing | BSBR/PCE/J00099 | SEK ABD RAHMAN PUTRA | RMU | RMU 2S + 1F |  |  | SEK ABD RAHMAN PUTRA | COMPACT SUBS |  | 11/0.415 kV | 1999-01-11 |  | 0
433116993 | TNB | DISTRIBUTION | SUNGAI BESAR | Existing | BSBR/PCE/J00146 | SG APONG | RMU | RMU 2S + 1F |  |  | SG APONG | OUTDOOR (OD WITH SWTCHGEAR) |  | 11/0.415 kV | 25/11/1991 |  | 0
433179481 | TNB | DISTRIBUTION | SUNGAI BESAR | Existing | BSBR/PCE/J00149 | P/E BAGAN PARIT BARU | RMU 1S+1F | RMU 2S + 1F |  |  | P/E BAGAN PARIT BARU | PENCAWANG ATAS TIANG (PAT) |  | 11/0.415 kV | 2004-01-05 |  | 0
433923104 | TNB | DISTRIBUTION | SUNGAI BESAR | Existing | BSBR/PCE/J00042 | SIM BROTHER | RMU | RMU 2S + 1F |  |  | SIM BROTHER | ATTACHED |  | 11/0.415 kV | 30/06/1992 |  | 0

## Output
Id | Owner Type | Owner Name | Operational Area | Status | ERMS Functional Location | Label | Switchgear Configuration | Design | ERMS System Status | ERMS User Status | Name | Substation Type | Voltage In/Out | Voltage In/Out _Old_ | Date Commissioned | Remarks | Feeder Points | Check | Detail
430882252 | TNB | DISTRIBUTION | SUNGAI BESAR | Existing | BSBR/PCE/J00213 | P/E SBBC FASA 2 | RMU 2S + 1F | RMU 2S + 1F |  |  | P/E SBBC FASA 2 | INDOOR DOUBLE CHAMBER |  | 11/0.415 kV | 20070302 |  | 0 | Pass | null
433716805 | TNB | DISTRIBUTION | SUNGAI BESAR | Existing | BSBR/PCE/J00225 | P/E UYIN AGRO FARM | RMU | RMU 2S + 1F |  |  | P/E UYIN AGRO FARM | INDOOR SINGLE CHAMBER |  | 11/0.415 kV | 16/11/2013 |  | 0 | Pass | null
430950028 | TNB | DISTRIBUTION | SUNGAI BESAR | Existing | BSBR/PCE/J00198 | P/E TAMAN BAYU | RMU 2S + 1F | RMU 2S + 1F |  |  | P/E TAMAN BAYU | INDOOR SINGLE CHAMBER |  | 11/0.415 kV | 18/03/1993 |  | 0 | Pass | null
433698472 | TNB | DISTRIBUTION | SUNGAI BESAR | Existing | BSBR/PCE/J00130 | KG TBK BERIHUN | RMU 2S + 1F | RMU 2S + 1F |  |  | KG TBK BERIHUN | PENCAWANG ATAS TIANG (PAT) |  | 11/0.415 kV | 30/09/1986 |  | 0 | Fail | Please check "Switchgear Configuration"
432591908 | TNB | DISTRIBUTION | SUNGAI BESAR | Existing | BSBR/PCE/J00196 | P/E MARIN PARK | RMU 2S + 1F | RMU 2S + 1F |  |  | P/E MARIN PARK | INDOOR SINGLE CHAMBER |  | 11/0.415 kV | 20040105 |  | 0 | Pass | null
433643927 | TNB | DISTRIBUTION | SUNGAI BESAR | Existing | BSBR/PCE/J00202 | P/E TAMAN WAWASAN | RMU 2S + 1F | RMU 2S + 1F |  |  | P/E TAMAN WAWASAN | INDOOR SINGLE CHAMBER |  | 11/0.415 kV | 20050109 |  | 0 | Pass | null
434174279 | TNB | DISTRIBUTION | SUNGAI BESAR | Existing | BSBR/PCE/J00105 | GANDA SULI NO 1 | RMU 6S+1F | RMU 2X (2S + 1F) |  |  | GANDA SULI NO 1 | PENCAWANG ATAS TIANG (PAT) |  | 11/0.415 kV | 19920108 |  | 0 | Fail | Please check "Switchgear Configuration"
437027506 | TNB | DISTRIBUTION | SUNGAI BESAR | Existing | BSBR/PCE/J00015 | MASJID PT 14 SG PANJANG | RMU | RMU 2S + 1F |  |  | MASJID PT 14 SG PANJANG | OUTDOOR (OD WITH SWTCHGEAR) |  | 11/0.415 kV | 20/08/1991 |  | 0 | Pass | null
303790222 | TNB | DISTRIBUTION | SUNGAI BESAR | Existing | BSBR/PCE/J00012 | T/AIR 13 SG NIPAH | RMU 2S + 1F | RMU 2S + 1F |  |  | T/AIR 13 SG NIPAH | OUTDOOR (OD WITH SWTCHGEAR) |  | 11/0.415 kV | 20060103 | 68 | 0 | Pass | null
303296500 | TNB | DISTRIBUTION | SUNGAI BESAR | Existing | BSBR/PCE/J00060 | SM AGAMA SPG 5 | RMU 3S+1F | RMU 2S + 1F |  |  | SM AGAMA SPG 5 | INDOOR SINGLE CHAMBER |  | 11/0.415 kV | 16/06/1991 | 69 | 0 | Pass | null
430938025 | TNB | DISTRIBUTION | SUNGAI BESAR | Existing | BSBR/PCE/J00034 | P/E JBA SG BESAR | RMU | RMU 2S + 1F |  |  | P/E JBA SG BESAR | INDOOR SINGLE CHAMBER |  | 11/0.415 kV | 26/08/1989 |  | 0 | Pass | null
433898285 | TNB | DISTRIBUTION | SUNGAI BESAR | Existing | BSBR/PCE/J00067 | P/E PERPUSTAKAAN SG BESAR | RMU | RMU 2S + 1F |  |  | P/E PERPUSTAKAAN SG BESAR | INDOOR SINGLE CHAMBER |  | 11/0.415 kV | 26/08/1989 |  | 0 | Pass | null
438246751 | TNB | DISTRIBUTION | SUNGAI BESAR | Existing | BSBR/PCE/G00002 | SG LIMAU, L678 | PENURUN | PENURUN WITH LOAD BREAK SWITCH |  |  | SG LIMAU, L678 | PENCAWANG ATAS TIANG (PAT) |  | 33/0.415 kV | 15/01/1979 |  | 0 | Fail | Please check "Switchgear Configuration"
434234098 | TNB | DISTRIBUTION | SUNGAI BESAR | Existing | BSBR/PCE/J00239 | P/E LOJI TAKUNGAN IADA | RMU 2S + 1F | RMU 2S + 1F |  |  | P/E LOJI TAKUNGAN IADA | INDOOR SINGLE CHAMBER |  | 11/0.415 kV |  |  | 0 | Pass | null
432713665 | TNB | DISTRIBUTION | SUNGAI BESAR | Existing | BSBR/PCE/J00152 | P/E SG TENGAR UTARA | RMU 2S + 1F | RMU 2S + 1F |  |  | P/E SG TENGAR UTARA | PENCAWANG ATAS TIANG (PAT) |  | 11/0.415 kV | 19840108 |  | 0 | Fail | Please check "Switchgear Configuration"
433915269 | TNB | DISTRIBUTION | SUNGAI BESAR | Existing | BSBR/PCE/J00122 | PT 8 1/2 BARAT | RMU | RMU 2S + 1F |  |  | PT 8 1/2 BARAT | PENCAWANG ATAS TIANG (PAT) |  | 11/0.415 kV | 26/12/1982 |  | 0 | Fail | Unfiltered
456748487 | TNB | DISTRIBUTION | SUNGAI BESAR | Existing | BSBR/PCE/J00256 | D-SBR-C18-0174 | RMU | RMU 2S + 1F |  |  | D-SBR-C18-0174 | ATTACHED |  |  |  | PE PADAT JLN BELIA SATU | 0 | Pass | null
433719382 | TNB | DISTRIBUTION | SUNGAI BESAR | Existing | BSBR/PCE/J00028 | PT 8 GAMBUT | RMU | RMU 2S + 1F |  |  | PT 8 GAMBUT | PENCAWANG ATAS TIANG (PAT) |  | 11/0.415 kV | 19840608 |  | 0 | Fail | Unfiltered
433547207 | TNB | DISTRIBUTION | SUNGAI BESAR | Existing | BSBR/PCE/J00209 | P/E TMN SERENDAH NO 1 | RMU 2S + 1F | RMU 2S + 1F |  |  | P/E TMN SERENDAH NO 1 | INDOOR SINGLE CHAMBER |  | 11/0.415 kV | 19970602 |  | 0 | Pass | null
432583484 | TNB | DISTRIBUTION | SUNGAI BESAR | Existing | BSBR/PCE/J00249 | P/E MASJID PADU PERMAI | RMU | RMU 2S + 1F |  |  | P/E MASJID PADU PERMAI | INDOOR SINGLE CHAMBER |  |  | 30/08/2016 |  | 0 | Pass | null
437909575 | TNB | DISTRIBUTION | SUNGAI BESAR | Existing | BSBR/PCE/G00015 | PARIT 2 BARAT, L638 | PENURUN | PENURUN WITH LOAD BREAK SWITCH |  |  | PARIT 2 BARAT, L638 | PENCAWANG ATAS TIANG (PAT) |  | 33/0.415 kV | 19781201 |  | 0 | Fail | Please check "Switchgear Configuration"
438335800 | TNB | DISTRIBUTION | SUNGAI BESAR | Existing | BSBR/PCE/J00021 | BELIA 1 | RMU 2S + 1F | RMU 2S + 1F |  |  | BELIA 1 | PENCAWANG ATAS TIANG (PAT) |  | 11/0.415 kV | 19870707 |  | 0 | Fail | Please check "Switchgear Configuration"
432644513 | TNB | DISTRIBUTION | SUNGAI BESAR | Existing | BSBR/PCE/J00176 | INS. PERAKUNAN NEGARA (IPN) | RMU | RMU 2S + 2F |  |  | INS. PERAKUNAN NEGARA (IPN) | INDOOR SINGLE CHAMBER |  | 11/0.415 kV | 20040106 |  | 0 | Pass | null
432711268 | TNB | DISTRIBUTION | SUNGAI BESAR | Existing | BSBR/PCE/J00185 | STN SUIS PARIT BARU | RMU 3S | RMU 3S |  |  | STN SUIS PARIT BARU | OUTDOOR (OD WITH SWTCHGEAR) |  |  | 19840108 |  | 0 | Pass | null
433645194 | TNB | DISTRIBUTION | SUNGAI BESAR | Existing | BSBR/PCE/J00098 | TMN KENANGAN | RMU | RMU 2S + 1F |  |  | TMN KENANGAN | INDOOR SINGLE CHAMBER |  | 11/0.415 kV | 20040105 |  | 0 | Pass | null
302051952 | TNB | DISTRIBUTION | SUNGAI BESAR | Existing | BSBR/PCE/J00177 | SM AGAMA P.PANJANG | RMU 2S+1F | RMU 2S + 1F |  |  | SM AGAMA P.PANJANG | INDOOR SINGLE CHAMBER |  | 11/0.415 kV | 20040108 | 53 | 0 | Pass | null
301798808 | TNB | DISTRIBUTION | SUNGAI BESAR | Existing | BSBR/PCE/J00179 | DEWAN SPG 5 | RMU 2S+1F | RMU 2S + 1F |  |  | DEWAN SPG 5 | OUTDOOR (OD WITH SWTCHGEAR) |  | 11/0.415 kV | 19980103 | 74 | 0 | Pass | null
430882896 | TNB | DISTRIBUTION | SUNGAI BESAR | Existing | BSBR/PCE/J00199 | P/E SBBC FASA 1 | RMU 2S + 2F | RMU 2S + 2F |  |  | P/E SBBC FASA 1 | INDOOR DOUBLE CHAMBER |  | 11/0.415 kV | 20060403 |  | 0 | Pass | null
433543223 | TNB | DISTRIBUTION | SUNGAI BESAR | Existing | BSBR/PCE/J00126 | PUSAT REKREASI S/BERNAM | RMU | RMU 2S + 1F |  |  | PUSAT REKREASI S/BERNAM | INDOOR SINGLE CHAMBER |  | 11/0.415 kV | 20/10/2000 |  | 0 | Pass | null
433987051 | TNB | DISTRIBUTION | SUNGAI BESAR | Existing | BSBR/PCE/J00045 | KLG FISH BALL BGN 4 | RMU | RMU 2S + 1F |  |  | KLG FISH BALL BGN 4 | OUTDOOR (OD WITH SWTCHGEAR) |  | 11/0.415 kV | 19/02/1997 |  | 0 | Pass | null
428772788 | TNB | DISTRIBUTION | SUNGAI BESAR | Existing | BSBR/PCE/J00009 | SBBC FASA 3 | RMU 2S + 2F | RMU 2S + 2F |  |  | SBBC FASA 3 | INDOOR DOUBLE CHAMBER |  | 11/0.415 kV | 24/04/2007 |  | 0 | Pass | null
433896463 | TNB | DISTRIBUTION | SUNGAI BESAR | Existing | BSBR/PCE/J00064 | P/E KILANG BERAS LPN SG BESAR | RMU | RMU 3S+2F |  |  | P/E KILANG BERAS LPN SG BESAR | OUTDOOR (OD WITH SWTCHGEAR) |  | 11/0.415 kV | 19990108 |  | 0 | Pass | null
433629156 | TNB | DISTRIBUTION | SUNGAI BESAR | Existing | BSBR/PCE/J00084 | KG TBK TARMAN BATU 38 | RMU | RMU 2S + 1F |  |  | KG TBK TARMAN BATU 38 | OUTDOOR (OD WITH SWTCHGEAR) |  | 11/0.415 kV | 25/11/1997 |  | 0 | Pass | null
302113205 | TNB | DISTRIBUTION | SUNGAI BESAR | Existing | BSBR/PCE/J00052 | BGN SG BURUNG NO 2 | RMU 2S+1F | RMU 2S + 1F |  |  | BGN SG BURUNG NO 2 | PENCAWANG ATAS TIANG (PAT) |  | 11/0.415 kV | 20000104 |  | 0 | Fail | Please check "Switchgear Configuration"
303063427 | TNB | DISTRIBUTION | SUNGAI BESAR | Existing | BSBR/PCE/J00047 | TMN SERI | RMU 2S+1F | RMU 2S + 1F |  |  | TMN SERI | INDOOR DOUBLE CHAMBER |  | 11/0.415 kV | 20000305 |  | 0 | Pass | null
430939247 | TNB | DISTRIBUTION | SUNGAI BESAR | Existing | BSBR/PCE/J00036 | JLN MAHSURI | RMU | RMU 2S + 1F |  |  | JLN MAHSURI | COMPACT SUBS |  | 11/0.415 kV | 19910108 |  | 0 | Pass | null
433172439 | TNB | DISTRIBUTION | SUNGAI BESAR | Existing | BSBR/PCE/J00017 | SIMPANG BNO | RMU | RMU 3S+1F |  |  | SIMPANG BNO | OUTDOOR (OD WITH SWTCHGEAR) |  | 11/0.415 kV | 19810209 |  | 0 | Pass | null
433784596 | TNB | DISTRIBUTION | SUNGAI BESAR | Existing | BSBR/PCE/J00302 | P/E PADAT IBU SAWAT TM SG AIR TAWAR | RMU 2S + 1F | RMU 2S + 1F |  |  | P/E PADAT IBU SAWAT TM SG AIR TAWAR | COMPACT SUBS |  | 11/0.415 kV |  |  | 0 | Pass | null
438350772 | TNB | DISTRIBUTION | SUNGAI BESAR | Existing | BSBR/PCE/J00001 | HAYAT MAJU NO 1 | RMU | RMU 2S + 1F |  |  | HAYAT MAJU NO 1 | OUTDOOR (OD WITH SWTCHGEAR) |  | 11/0.415 kV | 25/11/1987 |  | 0 | Pass | null
438345056 | TNB | DISTRIBUTION | SUNGAI BESAR | Existing | BSBR/PCE/G00010 | KG.PASIR PANJANG, L674 | PENURUN | PENURUN WITH LOAD BREAK SWITCH |  |  | KG.PASIR PANJANG, L674 | SEMI PAT (OD WITH DROP FUSE) |  | 33/0.415 kV | 16/07/1983 |  | 0 | Fail | Please check "Switchgear Configuration"
303790338 | TNB | DISTRIBUTION | SUNGAI BESAR | Existing | BSBR/PCE/J00022 | PPRT MERBAU BERDARAH | RMU 2S+1F | RMU 3S+1F |  |  | PPRT MERBAU BERDARAH | OUTDOOR (OD WITH SWTCHGEAR) |  | 11/0.415 kV | 19960102 | 66 | 0 | Pass | null
437030152 | TNB | DISTRIBUTION | SUNGAI BESAR | Existing | BSBR/PCE/J00226 | P/E LOJI AIR PARIT 16 JLN SG PANJANG | CB 3S | CB + 1 TX |  |  | P/E LOJI AIR PARIT 16 JLN SG PANJANG | ATTACHED SINGLE |  | 11/0.415 kV | 20131002 | NAMA PE DALAM SCADA LOJI AIR SYABAS PT 14, SWITCHGEAR DALAM ERMS TIDAK UPDATE KE VCB 20/3/2017 STATUS SWITCHGEAR RMU | 0 | Pass | null
442257422 | TNB | DISTRIBUTION | SUNGAI BESAR | Existing | BSBR/PCE/J00300 | P/E REBAN AYAM DATO GHAZALI | RMU 2S + 1F | RMU 2S + 1F |  |  | P/E REBAN AYAM DATO GHAZALI | ATTACHED |  |  |  |  | 0 | Pass | null
301944890 | TNB | DISTRIBUTION | SUNGAI BESAR | Existing | BSBR/PCE/J00102 | SEK MEN AGAMA BGN TERAP | RMU 2S+1F | RMU 2S + 1F |  |  | SEK MEN AGAMA BGN TERAP | OUTDOOR (OD WITH SWTCHGEAR) |  | 11/0.415 kV | 19960108 | 91 | 0 | Pass | null
433698035 | TNB | DISTRIBUTION | SUNGAI BESAR | Existing | BSBR/PCE/J00248 | P/E HJ MAHIDIN PT 7 GAMBUT | RMU | RMU 2S + 1F |  |  | P/E HJ MAHIDIN PT 7 GAMBUT | COMPACT SUBS |  |  | 19/01/2016 |  | 0 | Pass | null
301643818 | TNB | DISTRIBUTION | SUNGAI BESAR | Existing | BSBR/PCE/J00023 | BELIA 2 | RMU 1S+1F | RMU 2S + 1F |  |  | BELIA 2 | PENCAWANG ATAS TIANG (PAT) |  | 11/0.415 kV | 19870101 |  | 0 | Fail | Please check "Switchgear Configuration"
433575463 | TNB | DISTRIBUTION | SUNGAI BESAR | Existing | BSBR/PCE/J00246 | P/E TAMAN ORKID | RMU | RMU 2S + 1F |  |  | P/E TAMAN ORKID | INDOOR SINGLE CHAMBER |  | 11/0.415 kV |  |  | 0 | Pass | null
432591277 | TNB | DISTRIBUTION | SUNGAI BESAR | Existing | BSBR/PCE/J00002 | TBK MARSO | RMU | RMU 2S + 1F |  |  | TBK MARSO | COMPACT SUBS |  | 11/0.415 kV | 20020106 |  | 0 | Pass | null
438715840 | TNB | DISTRIBUTION | SUNGAI BESAR | Existing | BSBR/PCE/J00235 | P/E TAMAN BUDIMAN | RMU 2S + 1F | RMU 2S + 1F |  |  | P/E TAMAN BUDIMAN | INDOOR SINGLE CHAMBER |  | 11/0.415 kV | 20140608 |  | 0 | Pass | null
438248055 | TNB | DISTRIBUTION | SUNGAI BESAR | Existing | BSBR/PCE/G00006 | SIMPANG LIMA, L676 | PENURUN | PENURUN WITH LOAD BREAK SWITCH |  |  | SIMPANG LIMA, L676 | PENCAWANG ATAS TIANG (PAT) |  | 33/0.415 kV | 13/03/1981 |  | 0 | Fail | Please check "Switchgear Configuration"
433695606 | TNB | DISTRIBUTION | SUNGAI BESAR | Existing | BSBR/PCE/J00170 | P/E KOLAM UDANG SEKENDI | RMU 2S + 1F | RMU 2S + 1F |  |  | P/E KOLAM UDANG SEKENDI | INDOOR SINGLE CHAMBER |  | 11/0.415 kV | 20070108 |  | 0 | Pass | null
434193388 | TNB | DISTRIBUTION | SUNGAI BESAR | Existing | BSBR/PCE/J00106 | GANDA SULI NO 2 | RMU | RMU 2S + 1F |  |  | GANDA SULI NO 2 | PENCAWANG ATAS TIANG (PAT) |  | 11/0.415 kV | 19940108 |  | 0 | Fail | Unfiltered
433672974 | TNB | DISTRIBUTION | SUNGAI BESAR | Existing | BSBR/PCE/J00115 | KG TBK TENGAH | RMU | RMU 3S+1F |  |  | KG TBK TENGAH | OUTDOOR (OD WITH SWTCHGEAR) |  | 11/0.415 kV | 25/08/1995 |  | 0 | Pass | null
433752077 | TNB | DISTRIBUTION | SUNGAI BESAR | Existing | BSBR/PCE/J00158 | P/E SG BERNAM DIVISION 2 | RMU 2S + 1F | RMU 2S + 1F |  |  | P/E SG BERNAM DIVISION 2 | OUTDOOR (OD WITH SWTCHGEAR) |  | 11/0.415 kV | 19900108 |  | 0 | Pass | null
432712158 | TNB | DISTRIBUTION | SUNGAI BESAR | Existing | BSBR/PCE/J00186 | P/E HELWA | RMU 2S + 1F | RMU 2S + 1F |  |  | P/E HELWA | INDOOR SINGLE CHAMBER |  | 11/0.415 kV | 19990108 |  | 0 | Pass | null
432585884 | TNB | DISTRIBUTION | SUNGAI BESAR | Existing | BSBR/PCE/J00218 | P/E TERNAK LEMBU | RMU | RMU 2S + 2F |  |  | P/E TERNAK LEMBU | INDOOR SINGLE CHAMBER |  | 11/0.415 kV | 20090207 |  | 0 | Pass | null
433538557 | TNB | DISTRIBUTION | SUNGAI BESAR | Existing | BSBR/PCE/J00167 | SW/STN JOHAN LAND | RMU 2S + 1F | RMU 2S + 1F |  |  | SW/STN JOHAN LAND | OUTDOOR (OD WITH SWTCHGEAR) |  |  | 19980108 |  | 0 | Pass | null
302051372 | TNB | DISTRIBUTION | SUNGAI BESAR | Existing | BSBR/PCE/J00079 | SEK MEN DATO' MUSTAFA | RMU 2S+1F | RMU 2S + 1F |  |  | SEK MEN DATO' MUSTAFA | INDOOR SINGLE CHAMBER |  | 11/0.415 kV | 15/02/1990 | 54 | 0 | Pass | null
433782072 | TNB | DISTRIBUTION | SUNGAI BESAR | Existing | BSBR/PCE/J00250 | P/E REBAN AYAM KSR PARIT 9 GAMBUT NO 2 | RMU 2S + 1F | RMU 2S + 1F |  |  | P/E REBAN AYAM KSR PARIT 9 GAMBUT NO 2 | INDOOR SINGLE CHAMBER |  | 11/0.415 kV |  | FL EQ NO DALAM ERMS TIADA | 0 | Pass | null
442381192 | TNB | DISTRIBUTION | SUNGAI BESAR | Existing | BSBR/PCE/J00253 | D-SBR-C17-0160 | RMU 2S + 1F | RMU 2S + 1F |  |  | D-SBR-C17-0160 | ATTACHED |  |  |  | PE RMH KEDAI JLN PPP 3 | 0 | Pass | null
433694258 | TNB | DISTRIBUTION | SUNGAI BESAR | Existing | BSBR/PCE/J00054 | SEKENDI INDUSTRIES | RMU 2S + 1F | RMU 2S + 1F |  |  | SEKENDI INDUSTRIES | OUTDOOR (OD WITH SWTCHGEAR) |  | 11/0.415 kV | 19970604 |  | 0 | Pass | null
433781465 | TNB | DISTRIBUTION | SUNGAI BESAR | Existing | BSBR/PCE/J00168 | P/E REBAN AYAM PARIT 9 GAMBUT NO 1 | RMU 2S + 1F | RMU 2S + 1F |  |  | P/E REBAN AYAM PARIT 9 GAMBUT NO 1 | INDOOR QUAD |  | 11/0.415 kV | 20070108 |  | 0 | Pass | null
303105264 | TNB | DISTRIBUTION | SUNGAI BESAR | Existing | BSBR/PCE/J00013 | SW/STN VERECO | RMU 4S | RMU 3S |  |  | SW/STN VERECO | OUTDOOR (OD WITH SWTCHGEAR) |  | 11/0.415 kV | 19940108 | 70 | 0 | Pass | null
432695906 | TNB | DISTRIBUTION | SUNGAI BESAR | Existing | BSBR/PCE/J00230 | P/E TMN SRI INDAH 2 | RMU | RMU 2S + 1F |  |  | P/E TMN SRI INDAH 2 | INDOOR SINGLE CHAMBER |  | 11/0.415 kV | 24/09/2012 |  | 0 | Pass | null
434192733 | TNB | DISTRIBUTION | SUNGAI BESAR | Existing | BSBR/PCE/J00205 | PAT GANDA SULI NO 3 | RMU | RMU 2S + 1F |  |  | PAT GANDA SULI NO 3 | PENCAWANG ATAS TIANG (PAT) |  | 11/0.415 kV | 19920108 |  | 0 | Fail | Unfiltered
433642653 | TNB | DISTRIBUTION | SUNGAI BESAR | Existing | BSBR/PCE/J00228 | P/E TMN BERLIAN | RMU | RMU 2S + 1F |  |  | P/E TMN BERLIAN | INDOOR SINGLE CHAMBER |  | 11/0.415 kV | 20120908 |  | 0 | Pass | null
433601549 | TNB | DISTRIBUTION | SUNGAI BESAR | Existing | BSBR/PCE/J00220 | P/E ASRAMA DESA | RMU | RMU 3S+1F |  |  | P/E ASRAMA DESA | INDOOR SINGLE CHAMBER |  | 11/0.415 kV | 19970108 |  | 0 | Pass | null
430938639 | TNB | DISTRIBUTION | SUNGAI BESAR | Existing | BSBR/PCE/J00035 | TALIKOM S/BESAR | RMU | RMU 2S + 1F |  |  | TALIKOM S/BESAR | OUTDOOR (OD WITH SWTCHGEAR) |  | 11/0.415 kV | 26/04/1995 |  | 0 | Pass | null
438713726 | TNB | DISTRIBUTION | SUNGAI BESAR | Existing | BSBR/PCE/G00003 | KG.HJ.DURAINI, L111 | PENURUN | PENURUN WITH LOAD BREAK SWITCH |  |  | KG.HJ.DURAINI, L111 | SEMI PAT (OD WITH DROP FUSE) |  | 33/0.415 kV | 22/11/1980 |  | 0 | Fail | Please check "Switchgear Configuration"
430884031 | TNB | DISTRIBUTION | SUNGAI BESAR | Existing | BSBR/PCE/J00195 | P/E TAMAN PURNAMA | RMU 2S + 1F | RMU 2S + 1F |  |  | P/E TAMAN PURNAMA | INDOOR SINGLE CHAMBER |  | 11/0.415 kV | 17/01/2003 |  | 0 | Pass | null
433914544 | TNB | DISTRIBUTION | SUNGAI BESAR | Existing | BSBR/PCE/J00123 | PT 9 1/2 BARAT | RMU | RMU 2S + 1F |  |  | PT 9 1/2 BARAT | PENCAWANG ATAS TIANG (PAT) |  | 11/0.415 kV | 19830811 |  | 0 | Fail | Unfiltered
433702354 | TNB | DISTRIBUTION | SUNGAI BESAR | Existing | BSBR/PCE/J00156 | PAT KAMPUNG TANJUNG JAWA | RMU 2S + 1F | RMU 2S + 1F |  |  | PAT KAMPUNG TANJUNG JAWA | PENCAWANG ATAS TIANG (PAT) |  | 11/0.415 kV | 19831007 |  | 0 | Fail | Please check "Switchgear Configuration"
433922396 | TNB | DISTRIBUTION | SUNGAI BESAR | Existing | BSBR/PCE/J00043 | PEKAN S/BESAR | RMU | RMU 3S+1F |  |  | PEKAN S/BESAR | INDOOR DOUBLE CHAMBER |  | 11/0.415 kV | 30/06/1992 |  | 0 | Pass | null
434171547 | TNB | DISTRIBUTION | SUNGAI BESAR | Existing | BSBR/PCE/J00093 | SEPINTAS BATU 2 | RMU | RMU 3S+1F |  |  | SEPINTAS BATU 2 | PENCAWANG ATAS TIANG (PAT) |  | 11/0.415 kV | 19920806 |  | 0 | Fail | Unfiltered
434230805 | TNB | DISTRIBUTION | SUNGAI BESAR | Existing | BSBR/PCE/J00024 | LINK PT 12 SG PANJANG | RMU | RMU 3S |  |  | LINK PT 12 SG PANJANG | ATTACHED |  | 11/0.415 kV | 19930108 |  | 0 | Pass | null
433923743 | TNB | DISTRIBUTION | SUNGAI BESAR | Existing | BSBR/PCE/J00041 | MEDAN S/BESAR | RMU | RMU 2S + 1F |  |  | MEDAN S/BESAR | COMPACT SUBS |  | 11/0.415 kV | 20/07/1998 |  | 0 | Pass | null
438247425 | TNB | DISTRIBUTION | SUNGAI BESAR | Existing | BSBR/PCE/G00004 | KG.DURAINI TAMBAHAN, L366 | PENURUN | PENURUN WITH LOAD BREAK SWITCH |  |  | KG.DURAINI TAMBAHAN, L366 | PENCAWANG ATAS TIANG (PAT) |  | 33/0.415 kV | 14/06/1981 |  | 0 | Fail | Please check "Switchgear Configuration"
433545848 | TNB | DISTRIBUTION | SUNGAI BESAR | Existing | BSBR/PCE/J00247 | P/E PUSAT NIAGA BT 40 | RMU | RMU 2S + 1F |  |  | P/E PUSAT NIAGA BT 40 | COMPACT SUBS |  |  | 31/12/2015 |  | 0 | Pass | null
433537438 | TNB | DISTRIBUTION | SUNGAI BESAR | Existing | BSBR/PCE/J00085 | JOHAN LAND | RMU | RMU 3S+2F |  |  | JOHAN LAND | INDOOR DOUBLE CHAMBER |  | 11/0.415 kV | 19980108 |  | 0 | Pass | null
303741025 | TNB | DISTRIBUTION | SUNGAI BESAR | Existing | BSBR/PCE/J00053 | THAI LIAN | RMU 2S+1F | RMU 2S + 1F |  |  | THAI LIAN | OUTDOOR (OD WITH SWTCHGEAR) |  | 11/0.415 kV | 20080707 |  | 0 | Pass | null
303719907 | TNB | DISTRIBUTION | SUNGAI BESAR | Existing | BSBR/PCE/J00101 | SEPINTAS BT 4 NO 2 | RMU 2S+1F | RMU 2S + 1F |  |  | SEPINTAS BT 4 NO 2 | OUTDOOR (OD WITH SWTCHGEAR) |  | 11/0.415 kV | 17/01/1984 | 100 | 0 | Pass | null
433545256 | TNB | DISTRIBUTION | SUNGAI BESAR | Existing | BSBR/PCE/J00216 | P/PADAT MEDAN SELERA MDSB | RMU 2S + 1F | RMU 2S + 1F |  |  | P/PADAT MEDAN SELERA MDSB | COMPACT SUBS |  | 11/0.415 kV | 20090907 |  | 0 | Pass | null
434271039 | TNB | DISTRIBUTION | SUNGAI BESAR | Existing | BSBR/PCE/J00236 | P/E AHMAD FUAD | RMU 2S + 1F | RMU 2S + 1F |  |  | P/E AHMAD FUAD | COMPACT SUBS |  | 11/0.415 kV |  |  | 0 | Pass | null
301662111 | TNB | DISTRIBUTION | SUNGAI BESAR | Existing | BSBR/PCE/J00189 | S/LINK PRT 10 SG PANJANG | RMU 3S | RMU 3S |  |  | S/LINK PRT 10 SG PANJANG | ATTACHED |  | 11 kV | 25/07/1992 | 60 | 0 | Pass | null
303189491 | TNB | DISTRIBUTION | SUNGAI BESAR | Existing | BSBR/PCE/J00200 | PAT TALI AIR 13 BAN 2 SG NIBONG | RMU 2S+1F | RMU 2S + 1F |  |  | PAT TALI AIR 13 BAN 2 SG NIBONG | PENCAWANG ATAS TIANG (PAT) |  | 11/0.415 kV | 19800108 | 215 | 0 | Fail | Please check "Switchgear Configuration"
433513867 | TNB | DISTRIBUTION | SUNGAI BESAR | Existing | BSBR/PCE/J00082 | PUMP HOUSE TORKINTON | RMU | RMU 2S + 1F |  |  | PUMP HOUSE TORKINTON | PENCAWANG ATAS TIANG (PAT) |  | 11/0.415 kV | 19880509 |  | 0 | Fail | Unfiltered
301644435 | TNB | DISTRIBUTION | SUNGAI BESAR | Existing | BSBR/PCE/J00027 | S/LINK PARIT 8 SG PANJANG | RMU 3S | RMU 3S |  |  | S/LINK PARIT 8 SG PANJANG | ATTACHED |  | 11/0.415 kV | 19840608 | 56 | 0 | Pass | null
433626391 | TNB | DISTRIBUTION | SUNGAI BESAR | Existing | BSBR/PCE/J00088 | BT 38 SEKENDI TBK HJ ISMAIL | RMU | RMU 2S + 1F |  |  | BT 38 SEKENDI TBK HJ ISMAIL | OUTDOOR (OD WITH SWTCHGEAR) |  | 11/0.415 kV | 19810909 |  | 0 | Pass | null
432713419 | TNB | DISTRIBUTION | SUNGAI BESAR | Existing | BSBR/PCE/J00187 | STN SUIS SG TENGGAR | RMU 3S | RMU 3S |  |  | STN SUIS SG TENGGAR | OUTDOOR (OD WITH SWTCHGEAR) |  | 11/0.415 kV | 23/07/1985 |  | 0 | Pass | null
430948705 | TNB | DISTRIBUTION | SUNGAI BESAR | Existing | BSBR/PCE/J00222 | P/E MAHKAMAH | RMU | RMU 2S + 1F |  |  | P/E MAHKAMAH | INDOOR SINGLE CHAMBER |  | 11/0.415 kV | 25/03/2013 |  | 0 | Pass | null
433547829 | TNB | DISTRIBUTION | SUNGAI BESAR | Existing | BSBR/PCE/J00110 | TMN SERENDAH NO 2 | RMU | RMU 2S + 1F |  |  | TMN SERENDAH NO 2 | INDOOR QUAD |  | 11/0.415 kV | 19770108 |  | 0 | Pass | null
438333855 | TNB | DISTRIBUTION | SUNGAI BESAR | Existing | BSBR/PCE/J00019 | PT 16 NO 2 (TG.MEDAN) | RMU 2S + 1F | RMU 2S + 1F |  |  | PT 16 NO 2 (TG.MEDAN) | OUTDOOR (OD WITH SWTCHGEAR) |  | 11/0.415 kV | 20010107 |  | 0 | Pass | null
432714276 | TNB | DISTRIBUTION | SUNGAI BESAR | Existing | BSBR/PCE/J00151 | P/E SG TENGAR SELATAN | RMU 2S + 1F | RMU 2S + 1F |  |  | P/E SG TENGAR SELATAN | PENCAWANG ATAS TIANG (PAT) |  | 11/0.415 kV | 19840108 |  | 0 | Fail | Please check "Switchgear Configuration"
303784378 | TNB | DISTRIBUTION | SUNGAI BESAR | Existing | BSBR/PCE/J00208 | P/E TAMAN SURIA INDAH | RMU 2S+1F | RMU 2S + 1F |  |  | P/E TAMAN SURIA INDAH | INDOOR SINGLE CHAMBER |  | 11/0.415 kV | 20010108 |  | 0 | Pass | null
438714423 | TNB | DISTRIBUTION | SUNGAI BESAR | Existing | BSBR/PCE/J00242 | P/E PENURUN BAGAN TERAP PT 13 SG PANJANG | RMU 7S+1F | RMU 2X (2S + 1F) |  |  | P/E PENURUN BAGAN TERAP PT 13 SG PANJANG | INDOOR SINGLE CHAMBER |  | 11/0.415 kV | 20080108 |  | 0 | Pass | null
433753924 | TNB | DISTRIBUTION | SUNGAI BESAR | Existing | BSBR/PCE/J00141 | KG DATO' HORMAT | RMU | RMU 2S + 1F |  |  | KG DATO' HORMAT | OUTDOOR (OD WITH SWTCHGEAR) |  | 11/0.415 kV | 19930809 |  | 0 | Pass | null
433546534 | TNB | DISTRIBUTION | SUNGAI BESAR | Existing | BSBR/PCE/J00215 | P/E TAMAN PERTAMA FASA 4 | RMU 2S + 1F | RMU 2S + 1F |  |  | P/E TAMAN PERTAMA FASA 4 | INDOOR SINGLE CHAMBER |  | 11/0.415 kV | 25/11/2008 |  | 0 | Pass | null
433178802 | TNB | DISTRIBUTION | SUNGAI BESAR | Existing | BSBR/PCE/J00212 | P/E ASIA AQUACULTURE, TELOK RHU | RMU 2S + 1F | RMU 2S + 1F |  |  | P/E ASIA AQUACULTURE, TELOK RHU | INDOOR SINGLE CHAMBER |  | 11/0.415 kV | 20070108 |  | 0 | Pass | null
433811546 | TNB | DISTRIBUTION | SUNGAI BESAR | Existing | BSBR/PCE/J00063 | K/UDANG PER.NELAYAN SG NIBONG | RMU | RMU 2S + 1F |  |  | K/UDANG PER.NELAYAN SG NIBONG | OUTDOOR (OD WITH SWTCHGEAR) |  | 11/0.415 kV | 15/01/1993 |  | 0 | Pass | null
433913011 | TNB | DISTRIBUTION | SUNGAI BESAR | Existing | BSBR/PCE/J00059 | PEKAN SG HAJI DORANI | RMU | RMU 2S + 1F |  |  | PEKAN SG HAJI DORANI | OUTDOOR (OD WITH SWTCHGEAR) |  | 11/0.415 kV | 19970108 |  | 0 | Pass | null
433699797 | TNB | DISTRIBUTION | SUNGAI BESAR | Existing | BSBR/PCE/J00128 | P/E BT 39 SEKENDI | RMU | RMU 2S + 1F |  |  | P/E BT 39 SEKENDI | OUTDOOR (OD WITH SWTCHGEAR) |  | 11/0.415 kV | 19840506 |  | 0 | Pass | null
303730625 | TNB | DISTRIBUTION | SUNGAI BESAR | Existing | BSBR/PCE/J00073 | TMN MAKMUR | RMU 2S+1F | RMU 2S + 1F |  |  | TMN MAKMUR | INDOOR QUAD |  | 11/0.415 kV | 19881202 |  | 0 | Pass | null
432582404 | TNB | DISTRIBUTION | SUNGAI BESAR | Existing | BSBR/PCE/J00174 | TMN PADU PERMAI NO 2 | RMU | RMU 2S + 2F |  |  | TMN PADU PERMAI NO 2 | INDOOR DOUBLE CHAMBER |  | 11/0.415 kV | 20030910 |  | 0 | Pass | null
433780122 | TNB | DISTRIBUTION | SUNGAI BESAR | Existing | BSBR/PCE/J00095 | SDIK HOLDING | RMU | RMU 3S+2F |  |  | SDIK HOLDING | INDOOR SINGLE CHAMBER |  | 11/0.415 kV | 20070108 |  | 0 | Pass | null
433660313 | TNB | DISTRIBUTION | SUNGAI BESAR | Existing | BSBR/PCE/J00241 | P/E TAMAN PLATINUM | RMU 2S + 1F | RMU 2S + 1F |  |  | P/E TAMAN PLATINUM | INDOOR SINGLE CHAMBER |  | 11/0.415 kV |  |  | 0 | Pass | null
301660214 | TNB | DISTRIBUTION | SUNGAI BESAR | Existing | BSBR/PCE/J00161 | P/E LOT 6388 PANCHANG BEDENA | RMU 2S+1F | RMU 2S + 1F |  |  | P/E LOT 6388 PANCHANG BEDENA | INDOOR SINGLE CHAMBER |  | 11/0.415 kV | 20000103 |  | 0 | Pass | null
433701671 | TNB | DISTRIBUTION | SUNGAI BESAR | Existing | BSBR/PCE/J00157 | P/E KAMPUNG DUNGUN | RMU | RMU 3S+1F |  |  | P/E KAMPUNG DUNGUN | OUTDOOR (OD WITH SWTCHGEAR) |  | 11/0.415 kV | 20010104 |  | 0 | Pass | null
302051488 | TNB | DISTRIBUTION | SUNGAI BESAR | Existing | BSBR/PCE/J00008 | PT 10 SG NIBONG | RMU 3S+1F | RMU 3S+1F |  |  | PT 10 SG NIBONG | OUTDOOR (OD WITH SWTCHGEAR) |  | 11/0.415 kV | 19800108 | 52 | 0 | Pass | null
433752691 | TNB | DISTRIBUTION | SUNGAI BESAR | Existing | BSBR/PCE/J00159 | P/E SG BERNAM QUATERS | RMU | RMU 2S + 1F |  |  | P/E SG BERNAM QUATERS | OUTDOOR (OD WITH SWTCHGEAR) |  | 11/0.415 kV | 20030109 |  | 0 | Pass | null
433921675 | TNB | DISTRIBUTION | SUNGAI BESAR | Existing | BSBR/PCE/J00232 | P/E HENTIAN BAS SUNGAI BESAR | RMU 3S+1F | RMU 3S+1F |  |  | P/E HENTIAN BAS SUNGAI BESAR | OUTDOOR (OD WITH SWTCHGEAR) |  | 11/0.415 kV |  |  | 0 | Pass | null
301676350 | TNB | DISTRIBUTION | SUNGAI BESAR | Existing | BSBR/PCE/J00046 | BGN 6 | RMU 2S+1F | RMU 2S + 1F |  |  | BGN 6 | OUTDOOR (OD WITH SWTCHGEAR) |  | 11/0.415 kV | 19980108 |  | 0 | Pass | null
430941163 | TNB | DISTRIBUTION | SUNGAI BESAR | Existing | BSBR/PCE/J00010 | TMN GEMILANG | RMU 2S + 1F | RMU 2S + 1F |  |  | TMN GEMILANG | COMPACT SUBS |  | 11/0.415 kV | 20060110 |  | 0 | Pass | null
302128174 | TNB | DISTRIBUTION | SUNGAI BESAR | Existing | BSBR/PCE/J00068 | P/E JALAN ANGGERIK | RMU 2S + 1F | RMU 2S + 1F |  |  | P/E JALAN ANGGERIK | OUTDOOR (OD WITH SWTCHGEAR) |  | 11/0.415 kV | 19990104 | 1 | 0 | Pass | null
438333240 | TNB | DISTRIBUTION | SUNGAI BESAR | Existing | BSBR/PCE/J00018 | PT 16 NO 1 | RMU 2S + 1F | RMU 2S + 1F |  |  | PT 16 NO 1 | PENCAWANG ATAS TIANG (PAT) |  | 11/0.415 kV | 19870101 |  | 0 | Fail | Please check "Switchgear Configuration"
438333024 | TNB | DISTRIBUTION | SUNGAI BESAR | Existing | BSBR/PCE/J00190 | S/LINK PRT 16 SG PANJANG | RMU | RMU 3S |  |  | S/LINK PRT 16 SG PANJANG | ATTACHED |  |  | 19870108 |  | 0 | Pass | null
434144577 | TNB | DISTRIBUTION | SUNGAI BESAR | Existing | BSBR/PCE/J00231 | P/E REBAN AYAM BT 2 SEPINTAS | RMU | RMU 2S + 1F |  |  | P/E REBAN AYAM BT 2 SEPINTAS | OUTDOOR (OD WITH SWTCHGEAR) |  | 11/0.415 kV | 20110902 |  | 0 | Pass | null
430947488 | TNB | DISTRIBUTION | SUNGAI BESAR | Existing | BSBR/PCE/J00197 | P/E BOMBA SG BESAR | RMU 2S + 1F | RMU 2S + 1F |  |  | P/E BOMBA SG BESAR | INDOOR SINGLE CHAMBER |  | 11/0.415 kV | 20040104 |  | 0 | Pass | null
301946774 | TNB | DISTRIBUTION | SUNGAI BESAR | Existing | BSBR/PCE/J00107 | S/LINK GANDA SULI | RMU 3S | RMU 3S |  |  | S/LINK GANDA SULI | ATTACHED |  | 11/0.415 kV | 19920108 | 92 | 0 | Pass | null
430937317 | TNB | DISTRIBUTION | SUNGAI BESAR | Existing | BSBR/PCE/J00217 | S/SUIS PPU SG BESAR | RMU | RMU 3S |  |  | S/SUIS PPU SG BESAR | OUTDOOR (OD WITH SWTCHGEAR) |  |  | 20090108 |  | 0 | Pass | null
433673687 | TNB | DISTRIBUTION | SUNGAI BESAR | Existing | BSBR/PCE/J00137 | KG BANTING | RMU | RMU 3S+1F |  |  | KG BANTING | OUTDOOR (OD WITH SWTCHGEAR) |  | 11/0.415 kV | 19860508 |  | 0 | Pass | null
433114941 | TNB | DISTRIBUTION | SUNGAI BESAR | Existing | BSBR/PCE/J00165 | S/S POLITEKNIK SABAK BERNAM | CB 6S | SSU 11kV Single Bus (BS) |  |  | S/S POLITEKNIK SABAK BERNAM | INDOOR SINGLE CHAMBER |  |  | 20030102 |  | 0 | Pass | null
437908774 | TNB | DISTRIBUTION | SUNGAI BESAR | Existing | BSBR/PCE/G00014 | PANCHANG BEDANA, L680 | PENURUN | PENURUN WITH LOAD BREAK SWITCH |  |  | PANCHANG BEDANA, L680 | PENCAWANG ATAS TIANG (PAT) |  | 33/0.415 kV | 19781203 |  | 0 | Fail | Please check "Switchgear Configuration"
433916945 | TNB | DISTRIBUTION | SUNGAI BESAR | Existing | BSBR/PCE/J00120 | PT 6 BARAT | RMU | RMU 2S + 1F |  |  | PT 6 BARAT | PENCAWANG ATAS TIANG (PAT) |  | 11/0.415 kV | 25/12/1982 |  | 0 | Fail | Unfiltered
432645632 | TNB | DISTRIBUTION | SUNGAI BESAR | Existing | BSBR/PCE/J00144 | TELUK BELANGGA | RMU | RMU 2S + 1F |  |  | TELUK BELANGGA | OUTDOOR (OD WITH SWTCHGEAR) |  | 11/0.415 kV | 30/11/1991 |  | 0 | Pass | null
434220263 | TNB | DISTRIBUTION | SUNGAI BESAR | Existing | BSBR/PCE/J00255 | D-SBR-C17-0164 | RMU 2S + 1F | RMU 2S + 1F |  |  | D-SBR-C17-0164 | ATTACHED |  |  |  | PE TAMAN EMAS 1 | 0 | Pass | null
433753309 | TNB | DISTRIBUTION | SUNGAI BESAR | Existing | BSBR/PCE/J00160 | P/E SG BERNAM DIVISION 1 | RMU | RMU 2S + 1F |  |  | P/E SG BERNAM DIVISION 1 | OUTDOOR (OD WITH SWTCHGEAR) |  | 11/0.415 kV | 19920112 |  | 0 | Pass | null
434231007 | TNB | DISTRIBUTION | SUNGAI BESAR | Existing | BSBR/PCE/J00025 | PT 12 GAMBUT | RMU | RMU 2S + 1F |  |  | PT 12 GAMBUT | PENCAWANG ATAS TIANG (PAT) |  | 11/0.415 kV | 19830108 |  | 0 | Fail | Unfiltered
433676307 | TNB | DISTRIBUTION | SUNGAI BESAR | Existing | BSBR/PCE/J00129 | KG BANTING H/P | RMU | RMU 2S + 1F |  |  | KG BANTING H/P | PENCAWANG ATAS TIANG (PAT) |  | 11/0.415 kV | 19820108 |  | 0 | Fail | Unfiltered
301962246 | TNB | DISTRIBUTION | SUNGAI BESAR | Existing | BSBR/PCE/J00203 | STN SUIS TORKINTON | RMU 2S | RMU 3S |  |  | STN SUIS TORKINTON | OUTDOOR (OD WITH SWTCHGEAR) |  | 11 kV | 19980109 | 132 | 0 | Pass | null
433987714 | TNB | DISTRIBUTION | SUNGAI BESAR | Existing | BSBR/PCE/J00224 | P/E YU CHEN PENG | RMU 2S + 1F | RMU 2S + 1F |  |  | P/E YU CHEN PENG | COMPACT SUBS |  | 11/0.415 kV | 31/05/2011 |  | 0 | Pass | null
301944774 | TNB | DISTRIBUTION | SUNGAI BESAR | Existing | BSBR/PCE/J00091 | JALAN RAJA CHULAN | RMU 2S+1F | RMU 2S + 1F |  |  | JALAN RAJA CHULAN | OUTDOOR (OD WITH SWTCHGEAR) |  | 11/0.415 kV | 19980108 | 103 | 0 | Pass | null
433514502 | TNB | DISTRIBUTION | SUNGAI BESAR | Existing | BSBR/PCE/J00083 | LDG TORKINTON | RMU | RMU 2S + 1F |  |  | LDG TORKINTON | OUTDOOR (OD WITH SWTCHGEAR) |  | 11/0.415 kV | 19831111 |  | 0 | Pass | null
433627781 | TNB | DISTRIBUTION | SUNGAI BESAR | Existing | BSBR/PCE/J00175 | TMN PERPADUAN | RMU | RMU 2S + 1F |  |  | TMN PERPADUAN | INDOOR SINGLE CHAMBER |  | 11/0.415 kV | 20040109 |  | 0 | Pass | null
434143315 | TNB | DISTRIBUTION | SUNGAI BESAR | Existing | BSBR/PCE/J00094 | SEPINTAS BT 4 NO 1 | RMU | RMU 3S+1F |  |  | SEPINTAS BT 4 NO 1 | PENCAWANG ATAS TIANG (PAT) |  | 11/0.415 kV | 19741003 |  | 0 | Fail | Unfiltered
438350153 | TNB | DISTRIBUTION | SUNGAI BESAR | Existing | BSBR/PCE/J00096 | HAYAT MAJU NO 2 | RMU | RMU 2S + 1F |  |  | HAYAT MAJU NO 2 | INDOOR SINGLE CHAMBER |  | 11/0.415 kV | 25/03/2003 |  | 0 | Pass | null
437721582 | TNB | DISTRIBUTION | SUNGAI BESAR | Existing | BSBR/PCE/G00017 | PARIT 4, L382 | PENURUN | PENURUN WITH LOAD BREAK SWITCH |  |  | PARIT 4, L382 | PENCAWANG ATAS TIANG (PAT) |  | 33/0.415 kV | 23/05/1978 |  | 0 | Fail | Please check "Switchgear Configuration"
433643285 | TNB | DISTRIBUTION | SUNGAI BESAR | Existing | BSBR/PCE/J00097 | SEE HAU INDUSTRIES | RMU 2S + 1F | RMU 2S + 1F |  |  | SEE HAU INDUSTRIES | INDOOR QUAD |  | 11/0.415 kV | 29/08/1992 |  | 0 | Pass | null
432646239 | TNB | DISTRIBUTION | SUNGAI BESAR | Existing | BSBR/PCE/J00143 | PEKAN PT BARU | RMU | RMU 2S + 1F |  |  | PEKAN PT BARU | OUTDOOR (OD WITH SWTCHGEAR) |  | 11/0.415 kV | 19811102 |  | 0 | Pass | null
433924371 | TNB | DISTRIBUTION | SUNGAI BESAR | Existing | BSBR/PCE/J00040 | TMN NIRWANA | RMU | RMU 2S + 1F |  |  | TMN NIRWANA | OUTDOOR (OD WITH SWTCHGEAR) |  | 11/0.415 kV | 30/06/1992 |  | 0 | Pass | null
433541916 | TNB | DISTRIBUTION | SUNGAI BESAR | Existing | BSBR/PCE/J00221 | P/E SEK UNGKU AZIZ | RMU | RMU 2S + 1F |  |  | P/E SEK UNGKU AZIZ | INDOOR SINGLE CHAMBER |  | 11/0.415 kV | 17/06/2003 |  | 0 | Pass | null
432596557 | TNB | DISTRIBUTION | SUNGAI BESAR | Existing | BSBR/PCE/J00116 | TBK PULAI TENGAH | RMU | RMU 2S + 1F |  |  | TBK PULAI TENGAH | OUTDOOR (OD WITH SWTCHGEAR) |  | 11/0.415 kV | 26/05/1992 |  | 0 | Pass | null
433662485 | TNB | DISTRIBUTION | SUNGAI BESAR | Existing | BSBR/PCE/J00171 | P/E RT AIR MANIS NO 1 | RMU | RMU 2S + 1F |  |  | P/E RT AIR MANIS NO 1 | INDOOR DOUBLE CHAMBER |  | 11/0.415 kV | 20070108 |  | 0 | Pass | null
301672515 | TNB | DISTRIBUTION | SUNGAI BESAR | Existing | BSBR/PCE/J00072 | TMN SRI INDAH | RMU 2S+1F | RMU 2S + 1F |  |  | TMN SRI INDAH | OUTDOOR (OD WITH SWTCHGEAR) |  | 11/0.415 kV | 19911212 |  | 0 | Pass | null
433171121 | TNB | DISTRIBUTION | SUNGAI BESAR | Existing | BSBR/PCE/J00142 | KG TELUK RHU | RMU | RMU 2S + 1F |  |  | KG TELUK RHU | OUTDOOR (OD WITH SWTCHGEAR) |  | 11/0.415 kV | 20010106 |  | 0 | Pass | null
433574225 | TNB | DISTRIBUTION | SUNGAI BESAR | Existing | BSBR/PCE/J00109 | TMN PERTAMA LOT 771 | RMU | RMU 2S + 1F |  |  | TMN PERTAMA LOT 771 | INDOOR SINGLE CHAMBER |  | 11/0.415 kV | 19730108 |  | 0 | Pass | null
302742736 | TNB | DISTRIBUTION | SUNGAI BESAR | Existing | BSBR/PCE/J00210 | P/E TAMAN TERAP JAYA NO 2 | RMU 2S+1F | RMU 2S + 1F |  |  | P/E TAMAN TERAP JAYA NO 2 | INDOOR SINGLE CHAMBER |  | 11/0.415 kV | 20060108 | 97 | 0 | Pass | null
438344437 | TNB | DISTRIBUTION | SUNGAI BESAR | Existing | BSBR/PCE/G00009 | KG.PARIT PASIR PANJANG, L733 | PENURUN | PENURUN WITH LOAD BREAK SWITCH |  |  | KG.PARIT PASIR PANJANG, L733 | PENCAWANG ATAS TIANG (PAT) |  | 33/0.415 kV | 15/12/1983 |  | 0 | Fail | Please check "Switchgear Configuration"
434278638 | TNB | DISTRIBUTION | SUNGAI BESAR | Existing | BSBR/PCE/J00004 | T/AIR 11 BAN 2 SG NIBONG | RMU 3S+1F | RMU 3S+1F |  |  | T/AIR 11 BAN 2 SG NIBONG | PENCAWANG ATAS TIANG (PAT) |  | 11/0.415 kV | 19800108 |  | 0 | Fail | Please check "Switchgear Configuration"
433700414 | TNB | DISTRIBUTION | SUNGAI BESAR | Existing | BSBR/PCE/J00154 | P/E KAMPUNG TENGAH | RMU | RMU 2S + 1F |  |  | P/E KAMPUNG TENGAH | OUTDOOR (OD WITH SWTCHGEAR) |  | 11/0.415 kV | 20010105 |  | 0 | Pass | null
433576148 | TNB | DISTRIBUTION | SUNGAI BESAR | Existing | BSBR/PCE/J00111 | TBK PULAI BT 1 | RMU | RMU 2S + 1F |  |  | TBK PULAI BT 1 | OUTDOOR (OD WITH SWTCHGEAR) |  | 11/0.415 kV | 16/01/1989 |  | 0 | Pass | null
432584119 | TNB | DISTRIBUTION | SUNGAI BESAR | Existing | BSBR/PCE/J00183 | P/E TMN PADU PERMAI NO 3 | RMU 2S + 1F | RMU 2S + 1F |  |  | P/E TMN PADU PERMAI NO 3 | INDOOR DOUBLE CHAMBER |  | 11/0.415 kV | 20050108 |  | 0 | Pass | null
430901581 | TNB | DISTRIBUTION | SUNGAI BESAR | Existing | BSBR/PCE/J00038 | TMN SETIA JAYA | RMU | RMU 3S+1F |  |  | TMN SETIA JAYA | OUTDOOR (OD WITH SWTCHGEAR) |  | 11/0.415 kV | 20031004 |  | 0 | Pass | null
302743551 | TNB | DISTRIBUTION | SUNGAI BESAR | Existing | BSBR/PCE/J00214 | P/E TMN TERAP JAYA NO 1 | RMU 2S+1F | RMU 2S + 1F |  |  | P/E TMN TERAP JAYA NO 1 | INDOOR SINGLE CHAMBER |  | 11/0.415 kV | 20060108 | 98 | 0 | Pass | null
433540200 | TNB | DISTRIBUTION | SUNGAI BESAR | Existing | BSBR/PCE/J00134 | PUSAT PERANGINAN S/BERNAM | RMU | RMU 2S + 1F |  |  | PUSAT PERANGINAN S/BERNAM | INDOOR SINGLE CHAMBER |  | 11/0.415 kV | 15/05/1994 |  | 0 | Pass | null
433173166 | TNB | DISTRIBUTION | SUNGAI BESAR | Existing | BSBR/PCE/J00135 | RUMAH MURAH BNO | RMU | RMU 2S + 1F |  |  | RUMAH MURAH BNO | INDOOR SINGLE CHAMBER |  | 11/0.415 kV | 24/09/1984 |  | 0 | Pass | null
301660851 | TNB | DISTRIBUTION | SUNGAI BESAR | Existing | BSBR/PCE/J00112 | P/E SIMPANG TEBUK PULAI | RMU 2X (2S + 1F) | RMU 2X (2S + 1F) |  |  | P/E SIMPANG TEBUK PULAI | OUTDOOR (OD WITH SWTCHGEAR) |  | 11/0.415 kV | 19930809 |  | 0 | Pass | null
430940373 | TNB | DISTRIBUTION | SUNGAI BESAR | Existing | BSBR/PCE/J00077 | ARKED MARA | RMU | RMU 2S + 1F |  |  | ARKED MARA | INDOOR SINGLE CHAMBER |  | 11/0.415 kV | 30/01/2002 |  | 0 | Pass | null
433646736 | TNB | DISTRIBUTION | SUNGAI BESAR | Existing | BSBR/PCE/J00244 | P/E RUMAH KEDAI SB PERDANA | RMU | RMU 2S + 1F |  |  | P/E RUMAH KEDAI SB PERDANA | INDOOR SINGLE CHAMBER |  | 11/0.415 kV |  |  | 0 | Pass | null
434232982 | TNB | DISTRIBUTION | SUNGAI BESAR | Existing | BSBR/PCE/J00234 | P/E MRSM SG PANJANG | RMU 2S + 2F | RMU 2S + 2F |  |  | P/E MRSM SG PANJANG | INDOOR SINGLE CHAMBER |  | 11/0.415 kV | 18/08/2014 |  | 0 | Pass | null
433813041 | TNB | DISTRIBUTION | SUNGAI BESAR | Existing | BSBR/PCE/J00061 | K/UDANG VERECO | RMU 2S + 1F | RMU 2S + 1F |  |  | K/UDANG VERECO | OUTDOOR (OD WITH SWTCHGEAR) |  | 11/0.415 kV | 19940308 |  | 0 | Pass | null
434234873 | TNB | DISTRIBUTION | SUNGAI BESAR | Existing | BSBR/PCE/J00237 | P/E PEKET 60 CONVERT 33 | RMU | RMU 2S + 1F |  |  | P/E PEKET 60 CONVERT 33 | OUTDOOR (OD WITH SWTCHGEAR) |  | 11/0.415 kV | 15/04/1979 |  | 0 | Pass | null
301646758 | TNB | DISTRIBUTION | SUNGAI BESAR | Existing | BSBR/PCE/J00048 | TMN RIA | RMU 2S+1F | RMU 2S + 1F |  |  | TMN RIA | OUTDOOR (OD WITH SWTCHGEAR) |  | 11/0.415 kV | 22/04/2002 | BSBR/PCE/J00048 | 0 | Pass | null
433627044 | TNB | DISTRIBUTION | SUNGAI BESAR | Existing | BSBR/PCE/J00089 | S.M AGAMA TINGGI BT 38 | RMU | RMU 3S+1F |  |  | S.M AGAMA TINGGI BT 38 | INDOOR SINGLE CHAMBER |  | 11/0.415 kV | 25/11/1997 |  | 0 | Pass | null
433600940 | TNB | DISTRIBUTION | SUNGAI BESAR | Existing | BSBR/PCE/J00182 | P/E FIBRECO | RMU | RMU 2S + 1F |  |  | P/E FIBRECO | INDOOR SINGLE CHAMBER |  | 11/0.415 kV | 20000108 |  | 0 | Pass | null
433577925 | TNB | DISTRIBUTION | SUNGAI BESAR | Existing | BSBR/PCE/J00114 | P/E SIMPANG SEKENDI | RMU 6S+2F | RMU 2X (2S + 1F) |  |  | P/E SIMPANG SEKENDI | OUTDOOR (OD WITH SWTCHGEAR) |  | 11/0.415 kV | 31/07/1984 |  | 0 | Pass | null
433916230 | TNB | DISTRIBUTION | SUNGAI BESAR | Existing | BSBR/PCE/J00121 | PT 8 1/2 KENCONG | RMU | RMU 2S + 1F |  |  | PT 8 1/2 KENCONG | PENCAWANG ATAS TIANG (PAT) |  | 11/0.415 kV | 25/12/1982 |  | 0 | Fail | Unfiltered
303174177 | TNB | DISTRIBUTION | SUNGAI BESAR | Existing | BSBR/PCE/J00191 | P/E TAMAN SERI NO 2 | RMU 2S+1F | RMU 2S + 1F |  |  | P/E TAMAN SERI NO 2 | INDOOR SINGLE CHAMBER |  | 11/0.415 kV | 29/10/1992 |  | 0 | Pass | null
302050674 | TNB | DISTRIBUTION | SUNGAI BESAR | Existing | BSBR/PCE/J00075 | DESA KASIH BT 23 SG NIBONG | RMU 2S+1F | RMU 2S + 1F |  |  | DESA KASIH BT 23 SG NIBONG | COMPACT SUBS |  | 11/0.415 kV | 20030108 | 49 | 0 | Pass | null
432592534 | TNB | DISTRIBUTION | SUNGAI BESAR | Existing | BSBR/PCE/J00058 | KG NELAYAN SG HAJI DORANI | RMU | RMU 2S + 1F |  |  | KG NELAYAN SG HAJI DORANI | OUTDOOR (OD WITH SWTCHGEAR) |  | 11/0.415 kV | 20020608 |  | 0 | Pass | null
434261270 | TNB | DISTRIBUTION | SUNGAI BESAR | Existing | BSBR/PCE/J00007 | PEKET 100 SPG 5 SAWAH | RMU 3S+2F | RMU 3S+2F |  |  | PEKET 100 SPG 5 SAWAH | PENCAWANG ATAS TIANG (PAT) |  | 11/0.415 kV | 19870608 |  | 0 | Fail | Please check "Switchgear Configuration"
433660994 | TNB | DISTRIBUTION | SUNGAI BESAR | Existing | BSBR/PCE/J00014 | TAMAN PERTAMA NO 2 | RMU 2S + 1F | RMU 2S + 1F |  |  | TAMAN PERTAMA NO 2 | INDOOR SINGLE CHAMBER |  | 11/0.415 kV | 20060108 |  | 0 | Pass | null
430844282 | TNB | DISTRIBUTION | SUNGAI BESAR | Existing | BSBR/PCE/J00192 | P/E FUSIPIM | RMU 2S + 1F | RMU 2S + 1F |  |  | P/E FUSIPIM | INDOOR SINGLE CHAMBER |  | 11/0.415 kV | 20040101 |  | 0 | Pass | null
433897637 | TNB | DISTRIBUTION | SUNGAI BESAR | Existing | BSBR/PCE/J00066 | P/E PEJABAT KERAJAAN | RMU 2S + 1F | RMU 2S + 1F |  |  | P/E PEJABAT KERAJAAN | INDOOR DOUBLE CHAMBER |  | 11/0.415 kV | 13/11/1981 |  | 0 | Pass | null
433701036 | TNB | DISTRIBUTION | SUNGAI BESAR | Existing | BSBR/PCE/J00155 | P/E KAMPUNG BARU | RMU | RMU 2S + 1F |  |  | P/E KAMPUNG BARU | OUTDOOR (OD WITH SWTCHGEAR) |  | 11/0.415 kV | 20000108 |  | 0 | Pass | null
430946744 | TNB | DISTRIBUTION | SUNGAI BESAR | Existing | BSBR/PCE/J00223 | P/E TMN BEDENA 2 | RMU | RMU 3S+1F |  |  | P/E TMN BEDENA 2 | INDOOR DOUBLE CHAMBER |  | 11/0.415 kV | 18/01/2013 |  | 0 | Pass | null
303292442 | TNB | DISTRIBUTION | SUNGAI BESAR | Existing | BSBR/PCE/J00173 | P/PADAT PARIT 12 LUNDANG | RMU 2S+1F | RMU 2S + 1F |  |  | P/PADAT PARIT 12 LUNDANG | COMPACT SUBS |  | 11/0.415 kV | 20001212 | 88 | 0 | Pass | null
301672089 | TNB | DISTRIBUTION | SUNGAI BESAR | Existing | BSBR/PCE/J00049 | TMN CAHAYA | RMU 2S+1F | RMU 2S + 1F |  |  | TMN CAHAYA | OUTDOOR (OD WITH SWTCHGEAR) |  | 11/0.415 kV | 19910112 |  | 0 | Pass | null
433544466 | TNB | DISTRIBUTION | SUNGAI BESAR | Existing | BSBR/PCE/J00206 | P/E TAMAN INTAN JAYA | RMU 2S + 1F | RMU 2S + 1F |  |  | P/E TAMAN INTAN JAYA | INDOOR SINGLE CHAMBER |  | 11/0.415 kV | 20050108 |  | 0 | Pass | null
428770399 | TNB | DISTRIBUTION | SUNGAI BESAR | Existing | BSBR/PCE/J00240 | P/E MCDONALD SG BESAR | RMU 2S + 1F | RMU 2S + 1F |  |  | P/E MCDONALD SG BESAR | COMPACT SUBS |  | 11/0.415 kV |  |  | 0 | Pass | null
437906842 | TNB | DISTRIBUTION | SUNGAI BESAR | Existing | BSBR/PCE/G00018 | PARIT 6, L383 | PENURUN | PENURUN WITH LOAD BREAK SWITCH |  |  | PARIT 6, L383 | PENCAWANG ATAS TIANG (PAT) |  | 33/0.415 kV | 19780406 |  | 0 | Fail | Please check "Switchgear Configuration"
433600233 | TNB | DISTRIBUTION | SUNGAI BESAR | Existing | BSBR/PCE/J00229 | P/E FU FROZEN | RMU 2S + 1F | RMU 2S + 1F |  |  | P/E FU FROZEN | INDOOR SINGLE CHAMBER |  | 11/0.415 kV | 20110505 |  | 0 | Pass | null
433675074 | TNB | DISTRIBUTION | SUNGAI BESAR | Existing | BSBR/PCE/J00131 | PAT KG TBK JAWA | RMU | RMU 2S + 1F |  |  | PAT KG TBK JAWA | PENCAWANG ATAS TIANG (PAT) |  | 11/0.415 kV | 19840108 |  | 0 | Fail | Unfiltered
432712772 | TNB | DISTRIBUTION | SUNGAI BESAR | Existing | BSBR/PCE/J00150 | P/E SUNGAI TENGAR | RMU | RMU 2S + 1F |  |  | P/E SUNGAI TENGAR | OUTDOOR (OD WITH SWTCHGEAR) |  | 11/0.415 kV | 17/01/1990 |  | 0 | Pass | null
301945936 | TNB | DISTRIBUTION | SUNGAI BESAR | Existing | BSBR/PCE/J00065 | P/E LPN BAGAN TERAP | RMU 6S+1F |  |  |  | P/E LPN BAGAN TERAP | OUTDOOR (OD WITH SWTCHGEAR) |  | 11/0.415 kV | 20/03/1991 | 89 | 0 | Pass | null
433899597 | TNB | DISTRIBUTION | SUNGAI BESAR | Existing | BSBR/PCE/J00238 | P/E BIN DAWOOD | RMU 2S + 1F | RMU 2S + 1F |  |  | P/E BIN DAWOOD | ATTACHED |  |  |  |  | 0 | Pass | null
302862189 | TNB | DISTRIBUTION | SUNGAI BESAR | Existing | BSBR/PCE/J00057 | KG SG SEKENDI | RMU 2S+1F | RMU 2S + 1F |  |  | KG SG SEKENDI | PENCAWANG ATAS TIANG (PAT) |  | 11/0.415 kV | 19830108 |  | 0 | Fail | Please check "Switchgear Configuration"
302052855 | TNB | DISTRIBUTION | SUNGAI BESAR | Existing | BSBR/PCE/J00056 | BGN SG PULAI | RMU 2S+1F | RMU 2S + 1F |  |  | BGN SG PULAI | SEMI PAT (OD WITH DROP FUSE) |  | 11/0.415 kV | 19870108 |  | 0 | Fail | Please check "Switchgear Configuration"
430900945 | TNB | DISTRIBUTION | SUNGAI BESAR | Existing | BSBR/PCE/J00037 | TMN PADU PERMAI | RMU | RMU 2S + 1F |  |  | TMN PADU PERMAI | INDOOR DOUBLE CHAMBER |  | 11/0.415 kV | 20030509 |  | 0 | Pass | null
433986366 | TNB | DISTRIBUTION | SUNGAI BESAR | Existing | BSBR/PCE/J00044 | BGN 2 S/BESAR | RMU | RMU 2S + 1F |  |  | BGN 2 S/BESAR | OUTDOOR (OD WITH SWTCHGEAR) |  | 11/0.415 kV | 20/05/1991 |  | 0 | Pass | null
433170507 | TNB | DISTRIBUTION | SUNGAI BESAR | Existing | BSBR/PCE/J00211 | P/E KOLAM UDANG BAGAN TELOK RHU | RMU 2S + 1F | RMU 2S + 1F |  |  | P/E KOLAM UDANG BAGAN TELOK RHU | INDOOR SINGLE CHAMBER |  | 11/0.415 kV | 21/06/2004 |  | 0 | Pass | null
433663112 | TNB | DISTRIBUTION | SUNGAI BESAR | Existing | BSBR/PCE/J00164 | P/E RT AIR MANIS NO 2 | RMU 2S + 1F | RMU 2S + 1F |  |  | P/E RT AIR MANIS NO 2 | INDOOR DOUBLE CHAMBER |  | 11/0.415 kV | 20070108 |  | 0 | Pass | null
430899802 | TNB | DISTRIBUTION | SUNGAI BESAR | Existing | BSBR/PCE/J00193 | P/E TAMAN PERDANA | RMU 2S + 2F | RMU 2S + 2F |  |  | P/E TAMAN PERDANA | INDOOR DOUBLE CHAMBER |  | 11/0.415 kV | 20040108 |  | 0 | Pass | null
433699182 | TNB | DISTRIBUTION | SUNGAI BESAR | Existing | BSBR/PCE/J00162 | P/E SEK AGAMA BT 40 | RMU | RMU 2S + 1F |  |  | P/E SEK AGAMA BT 40 | INDOOR SINGLE CHAMBER |  | 11/0.415 kV | 20060108 |  | 0 | Pass | null
432642621 | TNB | DISTRIBUTION | SUNGAI BESAR | Existing | BSBR/PCE/J00145 | SG LANG (ILDAS) DAKWAH | RMU | RMU 2S + 1F |  |  | SG LANG (ILDAS) DAKWAH | INDOOR SINGLE CHAMBER |  | 11/0.415 kV | 19990108 |  | 0 | Pass | null
433574852 | TNB | DISTRIBUTION | SUNGAI BESAR | Existing | BSBR/PCE/J00108 | PKNS LOW COST TMN MUHIBAH | RMU | RMU 2S + 1F |  |  | PKNS LOW COST TMN MUHIBAH | INDOOR DOUBLE CHAMBER |  | 11/0.415 kV | 19800108 |  | 0 | Pass | null
302052064 | TNB | DISTRIBUTION | SUNGAI BESAR | Existing | BSBR/PCE/J00080 | PT 11 P/PANJANG | RMU 2S+1F | RMU 2S + 1F |  |  | PT 11 P/PANJANG | OUTDOOR (OD WITH SWTCHGEAR) |  | 11/0.415 kV | 19940404 | 51 | 0 | Pass | null
434264068 | TNB | DISTRIBUTION | SUNGAI BESAR | Existing | BSBR/PCE/J00172 | PT 12 SG NIBONG | RMU | RMU 2S + 1F |  |  | PT 12 SG NIBONG | OUTDOOR (OD WITH SWTCHGEAR) |  | 11/0.415 kV | 19960108 |  | 0 | Pass | null
302126643 | TNB | DISTRIBUTION | SUNGAI BESAR | Existing | BSBR/PCE/J00055 | KG SG BURUNG | RMU 3S+1F | RMU 3S+1F |  |  | KG SG BURUNG | OUTDOOR (OD WITH SWTCHGEAR) |  | 11/0.415 kV | 19900108 |  | 0 | Pass | null
432714903 | TNB | DISTRIBUTION | SUNGAI BESAR | Existing | BSBR/PCE/J00139 | P/E SG AIR TAWAR | RMU | RMU 3S+1F |  |  | P/E SG AIR TAWAR | OUTDOOR (OD WITH SWTCHGEAR) |  | 11/0.415 kV | 27/06/1984 |  | 0 | Pass | null
432711478 | TNB | DISTRIBUTION | SUNGAI BESAR | Existing | BSBR/PCE/J00148 | PAT KG PT BARU BAROH | RMU 2S + 1F | RMU 2S + 1F |  |  | PAT KG PT BARU BAROH | PENCAWANG ATAS TIANG (PAT) |  | 11/0.415 kV | 19840108 |  | 0 | Fail | Please check "Switchgear Configuration"
433786222 | TNB | DISTRIBUTION | SUNGAI BESAR | Existing | BSBR/PCE/J00233 | P/E SEK REN AGAMA PARIT BARU | RMU | RMU 2S + 1F |  |  | P/E SEK REN AGAMA PARIT BARU | OUTDOOR (OD WITH SWTCHGEAR) |  | 11/0.415 kV |  |  | 0 | Pass | null
428769658 | TNB | DISTRIBUTION | SUNGAI BESAR | Existing | BSBR/PCE/J00181 | P/E TAMAN GEMILANG NO 2 | RMU | RMU 2S + 1F |  |  | P/E TAMAN GEMILANG NO 2 | INDOOR SINGLE CHAMBER |  | 11/0.415 kV | 20060105 |  | 0 | Pass | null
430845491 | TNB | DISTRIBUTION | SUNGAI BESAR | Existing | BSBR/PCE/J00069 | P/E HIGHLAND DESICCATED COCONUT | RMU | RMU 2S + 1F |  |  | P/E HIGHLAND DESICCATED COCONUT | OUTDOOR (OD WITH SWTCHGEAR) |  | 11/0.415 kV | 20060108 |  | 0 | Pass | null
433171785 | TNB | DISTRIBUTION | SUNGAI BESAR | Existing | BSBR/PCE/J00163 | P/E PUSAT REKREASI BNO | RMU | RMU 2S + 1F |  |  | P/E PUSAT REKREASI BNO | INDOOR SINGLE CHAMBER |  | 11/0.415 kV | 28/04/2001 |  | 0 | Pass | null
432598802 | TNB | DISTRIBUTION | SUNGAI BESAR | Existing | BSBR/PCE/J00119 | PT 2 BARAT | RMU | RMU 2S + 1F |  |  | PT 2 BARAT | PENCAWANG ATAS TIANG (PAT) |  | 11/0.415 kV | 26/12/1982 |  | 0 | Fail | Unfiltered
432597353 | TNB | DISTRIBUTION | SUNGAI BESAR | Existing | BSBR/PCE/J00117 | PT 5 BARAT | RMU | RMU 2S + 1F |  |  | PT 5 BARAT | PENCAWANG ATAS TIANG (PAT) |  | 11/0.415 kV | 26/12/1982 |  | 0 | Fail | Unfiltered
433674388 | TNB | DISTRIBUTION | SUNGAI BESAR | Existing | BSBR/PCE/J00132 | KG TBK JAWA | RMU | RMU 3S+1F |  |  | KG TBK JAWA | OUTDOOR (OD WITH SWTCHGEAR) |  | 11/0.415 kV | 26/09/1992 |  | 0 | Pass | null
438335114 | TNB | DISTRIBUTION | SUNGAI BESAR | Existing | BSBR/PCE/J00020 | PT 18 SG PANJANG A/TANAH | RMU | RMU 3S+1F |  |  | PT 18 SG PANJANG A/TANAH | OUTDOOR (OD WITH SWTCHGEAR) |  | 11/0.415 kV | 20040101 |  | 0 | Pass | null
302862072 | TNB | DISTRIBUTION | SUNGAI BESAR | Existing | BSBR/PCE/J00005 | T/AIR 12 BAN 2 SG NIBONG | RMU 2S+1F | RMU 2S + 1F |  |  | T/AIR 12 BAN 2 SG NIBONG | PENCAWANG ATAS TIANG (PAT) |  | 11/0.415 kV | 19881105 | 214 | 0 | Fail | Please check "Switchgear Configuration"
433628540 | TNB | DISTRIBUTION | SUNGAI BESAR | Existing | BSBR/PCE/J00033 | TAMAN RAYA NO 2 | RMU 2S + 1F | RMU 2S + 1F |  |  | TAMAN RAYA NO 2 | INDOOR SINGLE CHAMBER |  | 11/0.415 kV | 20040109 |  | 0 | Pass | null
433517632 | TNB | DISTRIBUTION | SUNGAI BESAR | Existing | BSBR/PCE/J00081 | HOSPITAL S/BERNAM | RMU | RMU 3S+2F |  |  | HOSPITAL S/BERNAM | INDOOR DOUBLE CHAMBER |  | 11/0.415 kV | 29/08/1992 |  | 0 | Pass | null
438349330 | TNB | DISTRIBUTION | SUNGAI BESAR | Existing | BSBR/PCE/J00031 | TBK JAYA PT 13 SG PANJANG | RMU 1S+1F | RMU 2S + 1F |  |  | TBK JAYA PT 13 SG PANJANG | OUTDOOR (OD WITH SWTCHGEAR) |  | 11/0.415 kV | 20000102 |  | 0 | Pass | null
434195845 | TNB | DISTRIBUTION | SUNGAI BESAR | Existing | BSBR/PCE/J00104 | PAT LUBOK PUSING | RMU | RMU 2S + 1F |  |  | PAT LUBOK PUSING | PENCAWANG ATAS TIANG (PAT) |  | 11/0.415 kV | 24/12/1992 |  | 0 | Fail | Unfiltered
433898904 | TNB | DISTRIBUTION | SUNGAI BESAR | Existing | BSBR/PCE/J00301 | P/E UMNO SG BESAR | RMU 2S + 1F | RMU 2S + 1F |  |  | P/E UMNO SG BESAR | COMPACT SUBS |  | 11/0.415 kV |  |  | 0 | Pass | null
433542580 | TNB | DISTRIBUTION | SUNGAI BESAR | Existing | BSBR/PCE/J00090 | VIP | RMU 2S + 1F | RMU 2S + 1F |  |  | VIP | PENCAWANG ATAS TIANG (PAT) |  | 11/0.415 kV | 19870806 |  | 0 | Fail | Please check "Switchgear Configuration"
433663756 | TNB | DISTRIBUTION | SUNGAI BESAR | Existing | BSBR/PCE/J00103 | SCENICA (PURE MANUFACTURING) | RMU | RMU 2S + 1F |  |  | SCENICA (PURE MANUFACTURING) | OUTDOOR (OD WITH SWTCHGEAR) |  | 11/0.415 kV | 20070108 |  | 0 | Pass | null
433785220 | TNB | DISTRIBUTION | SUNGAI BESAR | Existing | BSBR/PCE/J00140 | PEKAN SG AIR TAWAR | RMU | RMU 2S + 1F |  |  | PEKAN SG AIR TAWAR | OUTDOOR (OD WITH SWTCHGEAR) |  | 11/0.415 kV | 19930809 |  | 0 | Pass | null
433694873 | TNB | DISTRIBUTION | SUNGAI BESAR | Existing | BSBR/PCE/J00136 | CHIA KIR HU | RMU 2S + 1F | RMU 2S + 1F |  |  | CHIA KIR HU | INDOOR SINGLE CHAMBER |  | 11/0.415 kV | 25/11/2007 |  | 0 | Pass | null
301630277 | TNB | DISTRIBUTION | SUNGAI BESAR | Existing | BSBR/PCE/J00062 | K/UDANG UDAHA | RMU 2S+1F | RMU 2S + 1F |  |  | K/UDANG UDAHA | OUTDOOR (OD WITH SWTCHGEAR) |  | 11/0.415 kV | 19921208 | 72 | 0 | Pass | null
433675690 | TNB | DISTRIBUTION | SUNGAI BESAR | Existing | BSBR/PCE/J00133 | KG TBK MUFRAD | RMU 1S+1F | RMU 2S + 1F |  |  | KG TBK MUFRAD | PENCAWANG ATAS TIANG (PAT) |  | 11/0.415 kV | 19840108 |  | 0 | Fail | Please check "Switchgear Configuration"
433115503 | TNB | DISTRIBUTION | SUNGAI BESAR | Existing | BSBR/PCE/J00201 | P/E KUARTERS POLITEKNIK | RMU 2S + 1F | RMU 2S + 1F |  |  | P/E KUARTERS POLITEKNIK | INDOOR SINGLE CHAMBER |  | 11/0.415 kV | 20030102 |  | 0 | Pass | null
447332609 | TNB | DISTRIBUTION | SUNGAI BESAR | Existing | BSBR/PCE/J00252 | P/E TAMAN AROWANA | RMU | RMU 2S + 2F |  |  | P/E TAMAN AROWANA | ATTACHED |  |  |  |  | 0 | Pass | null
438334491 | TNB | DISTRIBUTION | SUNGAI BESAR | Existing | BSBR/PCE/J00030 | MERBAU JAYA PT 16 | RMU | RMU 2S + 1F |  |  | MERBAU JAYA PT 16 | OUTDOOR (OD WITH SWTCHGEAR) |  | 11/0.415 kV | 20010101 |  | 0 | Pass | null
438248685 | TNB | DISTRIBUTION | SUNGAI BESAR | Existing | BSBR/PCE/G00007 | KG.SG.NIBONG, L675 | PENURUN | PENURUN WITH LOAD BREAK SWITCH |  |  | KG.SG.NIBONG, L675 | PENCAWANG ATAS TIANG (PAT) |  | 33/0.415 kV | 20/10/1979 |  | 0 | Fail | Please check "Switchgear Configuration"
433539480 | TNB | DISTRIBUTION | SUNGAI BESAR | Existing | BSBR/PCE/J00086 | PEKAN S/BERNAM | RMU | RMU 3S+1F |  |  | PEKAN S/BERNAM | INDOOR DOUBLE CHAMBER |  | 11/0.415 kV | 15/02/1994 |  | 0 | Pass | null
303757590 | TNB | DISTRIBUTION | SUNGAI BESAR | Existing | BSBR/PCE/J00124 | PADAT SG BESAR NO 2 | RMU 2S+1F | RMU 2S + 1F |  |  | PADAT SG BESAR NO 2 | COMPACT SUBS |  | 11/0.415 kV | 20010108 |  | 0 | Pass | null
434271974 | TNB | DISTRIBUTION | SUNGAI BESAR | Existing | BSBR/PCE/J00006 | T/AIR 14 SPG 5 SAWAH | RMU 2S + 2F | RMU 2S + 2F |  |  | T/AIR 14 SPG 5 SAWAH | PENCAWANG ATAS TIANG (PAT) |  | 11/0.415 kV | 15/07/1988 |  | 0 | Fail | Please check "Switchgear Configuration"
434219670 | TNB | DISTRIBUTION | SUNGAI BESAR | Existing | BSBR/PCE/J00254 | D-SBR-C17-0165 | RMU 2S + 1F | RMU 2S + 1F |  |  | D-SBR-C17-0165 | ATTACHED |  |  |  | PE TAMAN EMAS 2 | 0 | Pass | null
428768996 | TNB | DISTRIBUTION | SUNGAI BESAR | Existing | BSBR/PCE/J00178 | TMN PERWIRA | RMU | RMU 2S + 1F |  |  | TMN PERWIRA | INDOOR SINGLE CHAMBER |  | 11/0.415 kV | 30/05/1995 |  | 0 | Pass | null
437026870 | TNB | DISTRIBUTION | SUNGAI BESAR | Existing | BSBR/PCE/J00016 | RUMAH PAM PT 13 SG PANJANG | RMU | RMU 2S + 1F |  |  | RUMAH PAM PT 13 SG PANJANG | INDOOR SINGLE CHAMBER |  | 11/0.415 kV | 20000812 |  | 0 | Pass | null
303635597 | TNB | DISTRIBUTION | SUNGAI BESAR | Existing | BSBR/PCE/J00029 | PT 5 GAMBUT | RMU 2S+1F | RMU 3S+1F |  |  | PT 5 GAMBUT | SEMI PAT (OD WITH DROP FUSE) |  | 11/0.415 kV | 20040108 | 55 | 0 | Fail | Please check "Switchgear Configuration"
303741248 | TNB | DISTRIBUTION | SUNGAI BESAR | Existing | BSBR/PCE/J00011 | TMN EHSAN | RMU 2S+1F | RMU 2S + 1F |  |  | TMN EHSAN | INDOOR SINGLE CHAMBER |  | 11/0.415 kV | 19790108 |  | 0 | Pass | null
433543837 | TNB | DISTRIBUTION | SUNGAI BESAR | Existing | BSBR/PCE/J00227 | P/E PUSAT PERLINDUNGAN WANITA | RMU | RMU 2S + 1F |  |  | P/E PUSAT PERLINDUNGAN WANITA | INDOOR SINGLE CHAMBER |  | 11/0.415 kV | 24/09/2012 |  | 0 | Pass | null
433913626 | TNB | DISTRIBUTION | SUNGAI BESAR | Existing | BSBR/PCE/J00125 | PT 10 BARAT | RMU | RMU 3S+1F |  |  | PT 10 BARAT | PENCAWANG ATAS TIANG (PAT) |  | 11/0.415 kV | 27/12/1983 |  | 0 | Fail | Unfiltered
301947727 | TNB | DISTRIBUTION | SUNGAI BESAR | Existing | BSBR/PCE/J00113 | P/E KOKO FAMA ASSAYAKI | RMU 2S+1F | RMU 2S + 1F |  |  | P/E KOKO FAMA ASSAYAKI | OUTDOOR (OD WITH SWTCHGEAR) |  | 11/0.415 kV | 19961104 |  | 0 | Pass | null
433117599 | TNB | DISTRIBUTION | SUNGAI BESAR | Existing | BSBR/PCE/J00147 | BGN BETING KEPAH | RMU | RMU 2X (2S + 1F) |  |  | BGN BETING KEPAH | OUTDOOR (OD WITH SWTCHGEAR) |  | 11/0.415 kV | 29/11/1992 |  | 0 | Pass | null
430884709 | TNB | DISTRIBUTION | SUNGAI BESAR | Existing | BSBR/PCE/J00194 | P/E TAMAN PERDANA NO 1 | RMU 2S + 2F | RMU 2S + 2F |  |  | P/E TAMAN PERDANA NO 1 | INDOOR DOUBLE CHAMBER |  | 11/0.415 kV | 20070108 |  | 0 | Pass | null
433173824 | TNB | DISTRIBUTION | SUNGAI BESAR | Existing | BSBR/PCE/J00138 | SEK MUNSHI ABDULLAH | RMU | RMU 2S + 1F |  |  | SEK MUNSHI ABDULLAH | OUTDOOR (OD WITH SWTCHGEAR) |  | 11/0.415 kV | 24/12/1999 |  | 0 | Pass | null
433540822 | TNB | DISTRIBUTION | SUNGAI BESAR | Existing | BSBR/PCE/J00204 | P/E KOLEJ KOMUNITI | RMU 2S + 2F | RMU 2S + 2F |  |  | P/E KOLEJ KOMUNITI | INDOOR SINGLE CHAMBER |  | 11/0.415 kV | 20021203 |  | 0 | Pass | null
303519635 | TNB | DISTRIBUTION | SUNGAI BESAR | Existing | BSBR/PCE/J00180 | TMN PENGGAWA | RMU 2S+1F | RMU 2S + 1F |  |  | TMN PENGGAWA | INDOOR SINGLE CHAMBER |  | 11/0.415 kV | 19890304 | 2 | 0 | Pass | null
433116153 | TNB | DISTRIBUTION | SUNGAI BESAR | Existing | BSBR/PCE/J00166 | P/E SEK AGAMA SUNGAI LANG | CB 3 | CB + 1 TX |  |  | P/E SEK AGAMA SUNGAI LANG | INDOOR SINGLE CHAMBER |  | 11/0.415 kV | 19990108 |  | 0 | Pass | null
301692141 | TNB | DISTRIBUTION | SUNGAI BESAR | Existing | BSBR/PCE/J00092 | SEPINTAS BATU 1 (STADIUM) | RMU 2S+1F | RMU 2S + 1F |  |  | SEPINTAS BATU 1 (STADIUM) | OUTDOOR (OD WITH SWTCHGEAR) |  | 11/0.415 kV | 19790108 | 102 | 0 | Pass | null
433516913 | TNB | DISTRIBUTION | SUNGAI BESAR | Existing | BSBR/PCE/J00169 | P/E KUARTERS TORKINTON | RMU 2S + 1F | RMU 2S + 1F |  |  | P/E KUARTERS TORKINTON | INDOOR SINGLE CHAMBER |  | 11/0.415 kV | 19831111 |  | 0 | Pass | null
437908082 | TNB | DISTRIBUTION | SUNGAI BESAR | Existing | BSBR/PCE/G00020 | PARIT 10, L384 | PENURUN | PENURUN WITH LOAD BREAK SWITCH |  |  | PARIT 10, L384 | PENCAWANG ATAS TIANG (PAT) |  | 33/0.415 kV | 21/09/1978 |  | 0 | Fail | Please check "Switchgear Configuration"
301676892 | TNB | DISTRIBUTION | SUNGAI BESAR | Existing | BSBR/PCE/J00076 | P/E TAMAN SERI BEDENA | RMU 2S + 1F | RMU 2S + 1F |  |  | P/E TAMAN SERI BEDENA | INDOOR SINGLE CHAMBER |  | 11/0.415 kV | 20010212 | 4 | 0 | Pass | null
303784262 | TNB | DISTRIBUTION | SUNGAI BESAR | Existing | BSBR/PCE/J00078 | P/E BLACKTOP | RMU 2S+1F | RMU 2S + 1F |  |  | P/E BLACKTOP | INDOOR SINGLE CHAMBER |  | 11/0.415 kV | 13/02/2002 |  | 0 | Pass | null
434195227 | TNB | DISTRIBUTION | SUNGAI BESAR | Existing | BSBR/PCE/J00188 | P/E HAYAT MAJU NO 3 | RMU 2S + 1F | RMU 2S + 1F |  |  | P/E HAYAT MAJU NO 3 | INDOOR SINGLE CHAMBER |  | 11/0.415 kV | 20060108 |  | 0 | Pass | null
434194017 | TNB | DISTRIBUTION | SUNGAI BESAR | Existing | BSBR/PCE/J00243 | P/E PENURUN TOK KHALIFAH | RMU 2S + 1F | RMU 2S + 1F |  |  | P/E PENURUN TOK KHALIFAH | OUTDOOR (OD WITH SWTCHGEAR) |  | 11/0.415 kV |  |  | 0 | Pass | null
302128328 | TNB | DISTRIBUTION | SUNGAI BESAR | Existing | BSBR/PCE/J00071 | TMN RAYA | RMU 2S+1F | RMU 2S + 1F |  |  | TMN RAYA | INDOOR SINGLE CHAMBER |  | 11/0.415 kV | 19980205 |  | 0 | Pass | null
302711962 | TNB | DISTRIBUTION | SUNGAI BESAR | Existing | BSBR/PCE/J00074 | TMN BEDENA JAYA | RMU 2S + 1F | RMU 2S + 1F |  |  | TMN BEDENA JAYA | INDOOR DOUBLE CHAMBER |  | 11/0.415 kV | 20010108 |  | 0 | Pass | null
433925087 | TNB | DISTRIBUTION | SUNGAI BESAR | Existing | BSBR/PCE/J00039 | STADIUM S/BESAR | RMU | RMU 2S + 1F |  |  | STADIUM S/BESAR | COMPACT SUBS |  | 11/0.415 kV | 27/05/1995 |  | 0 | Pass | null
434262406 | TNB | DISTRIBUTION | SUNGAI BESAR | Existing | BSBR/PCE/J00245 | P/E KLINIK KESIHATAN SIMPANG 5 | RMU 2S + 2F | RMU 2S + 2F |  |  | P/E KLINIK KESIHATAN SIMPANG 5 | ATTACHED |  |  |  |  | 0 | Pass | null
437907458 | TNB | DISTRIBUTION | SUNGAI BESAR | Existing | BSBR/PCE/G00019 | PARIT 8, L388 | PENURUN | PENURUN WITH LOAD BREAK SWITCH |  |  | PARIT 8, L388 | PENCAWANG ATAS TIANG (PAT) |  | 33/0.415 kV | 18/07/1978 |  | 0 | Fail | Please check "Switchgear Configuration"
433645821 | TNB | DISTRIBUTION | SUNGAI BESAR | Existing | BSBR/PCE/J00100 | TMN FERI | RMU | RMU 3S+1F |  |  | TMN FERI | PENCAWANG ATAS TIANG (PAT) |  | 11/0.415 kV | 20070108 |  | 0 | Fail | Unfiltered
433661870 | TNB | DISTRIBUTION | SUNGAI BESAR | Existing | BSBR/PCE/J00127 | IKS JALAN AIR MANIS | RMU | RMU 2S + 1F |  |  | IKS JALAN AIR MANIS | INDOOR SINGLE CHAMBER |  | 11/0.415 kV | 19840207 |  | 0 | Pass | null
437720947 | TNB | DISTRIBUTION | SUNGAI BESAR | Existing | BSBR/PCE/G00016 | PARIT 2, L381 | PENURUN | PENURUN WITH LOAD BREAK SWITCH |  |  | PARIT 2, L381 | PENCAWANG ATAS TIANG (PAT) |  | 33/0.415 kV | 19/04/1978 |  | 0 | Fail | Please check "Switchgear Configuration"
432696691 | TNB | DISTRIBUTION | SUNGAI BESAR | Existing | BSBR/PCE/J00050 | K/UDANG MAKHLUK LAUTAN | RMU | RMU 2S + 1F |  |  | K/UDANG MAKHLUK LAUTAN | OUTDOOR (OD WITH SWTCHGEAR) |  | 11/0.415 kV | 19910108 |  | 0 | Pass | null
433783888 | TNB | DISTRIBUTION | SUNGAI BESAR | Existing | BSBR/PCE/J00026 | PT 10 GAMBUT | RMU | RMU 2S + 1F |  |  | PT 10 GAMBUT | PENCAWANG ATAS TIANG (PAT) |  | 11/0.415 kV | 25/07/1992 |  | 0 | Fail | Unfiltered
432643227 | TNB | DISTRIBUTION | SUNGAI BESAR | Existing | BSBR/PCE/J00184 | P/E PUAS | RMU 2S + 1F | RMU 2S + 1F |  |  | P/E PUAS | INDOOR SINGLE CHAMBER |  | 11/0.415 kV | 19990108 |  | 0 | Pass | null
430843381 | TNB | DISTRIBUTION | SUNGAI BESAR | Existing | BSBR/PCE/J00219 | P/E ELEYSS PARK | RMU | RMU 2S + 1F |  |  | P/E ELEYSS PARK | INDOOR DOUBLE CHAMBER |  | 11/0.415 kV | 22/01/2010 |  | 0 | Pass | null
432598109 | TNB | DISTRIBUTION | SUNGAI BESAR | Existing | BSBR/PCE/J00118 | PT 3 1/2 BARAT | RMU | RMU 2S + 1F |  |  | PT 3 1/2 BARAT | PENCAWANG ATAS TIANG (PAT) |  | 11/0.415 kV | 26/12/1982 |  | 0 | Fail | Unfiltered
433644555 | TNB | DISTRIBUTION | SUNGAI BESAR | Existing | BSBR/PCE/J00099 | SEK ABD RAHMAN PUTRA | RMU | RMU 2S + 1F |  |  | SEK ABD RAHMAN PUTRA | COMPACT SUBS |  | 11/0.415 kV | 19990111 |  | 0 | Pass | null
433116993 | TNB | DISTRIBUTION | SUNGAI BESAR | Existing | BSBR/PCE/J00146 | SG APONG | RMU | RMU 2S + 1F |  |  | SG APONG | OUTDOOR (OD WITH SWTCHGEAR) |  | 11/0.415 kV | 25/11/1991 |  | 0 | Pass | null
433179481 | TNB | DISTRIBUTION | SUNGAI BESAR | Existing | BSBR/PCE/J00149 | P/E BAGAN PARIT BARU | RMU 1S+1F | RMU 2S + 1F |  |  | P/E BAGAN PARIT BARU | PENCAWANG ATAS TIANG (PAT) |  | 11/0.415 kV | 20040105 |  | 0 | Fail | Please check "Switchgear Configuration"
433923104 | TNB | DISTRIBUTION | SUNGAI BESAR | Existing | BSBR/PCE/J00042 | SIM BROTHER | RMU | RMU 2S + 1F |  |  | SIM BROTHER | ATTACHED |  | 11/0.415 kV | 30/06/1992 |  | 0 | Pass | null
430882252 | TNB | DISTRIBUTION | SUNGAI BESAR | Existing | BSBR/PCE/J00213 | P/E SBBC FASA 2 | RMU 2S + 1F | RMU 2S + 1F |  |  | P/E SBBC FASA 2 | INDOOR DOUBLE CHAMBER |  | 11/0.415 kV | 20070302 |  | 0 | Pass | null
433716805 | TNB | DISTRIBUTION | SUNGAI BESAR | Existing | BSBR/PCE/J00225 | P/E UYIN AGRO FARM | RMU | RMU 2S + 1F |  |  | P/E UYIN AGRO FARM | INDOOR SINGLE CHAMBER |  | 11/0.415 kV | 16/11/2013 |  | 0 | Pass | null
430950028 | TNB | DISTRIBUTION | SUNGAI BESAR | Existing | BSBR/PCE/J00198 | P/E TAMAN BAYU | RMU 2S + 1F | RMU 2S + 1F |  |  | P/E TAMAN BAYU | INDOOR SINGLE CHAMBER |  | 11/0.415 kV | 18/03/1993 |  | 0 | Pass | null
433698472 | TNB | DISTRIBUTION | SUNGAI BESAR | Existing | BSBR/PCE/J00130 | KG TBK BERIHUN | RMU 2S + 1F | RMU 2S + 1F |  |  | KG TBK BERIHUN | PENCAWANG ATAS TIANG (PAT) |  | 11/0.415 kV | 30/09/1986 |  | 0 | Fail | Please check "Switchgear Configuration"
432591908 | TNB | DISTRIBUTION | SUNGAI BESAR | Existing | BSBR/PCE/J00196 | P/E MARIN PARK | RMU 2S + 1F | RMU 2S + 1F |  |  | P/E MARIN PARK | INDOOR SINGLE CHAMBER |  | 11/0.415 kV | 20040105 |  | 0 | Pass | null
433643927 | TNB | DISTRIBUTION | SUNGAI BESAR | Existing | BSBR/PCE/J00202 | P/E TAMAN WAWASAN | RMU 2S + 1F | RMU 2S + 1F |  |  | P/E TAMAN WAWASAN | INDOOR SINGLE CHAMBER |  | 11/0.415 kV | 20050109 |  | 0 | Pass | null
434174279 | TNB | DISTRIBUTION | SUNGAI BESAR | Existing | BSBR/PCE/J00105 | GANDA SULI NO 1 | RMU 6S+1F | RMU 2X (2S + 1F) |  |  | GANDA SULI NO 1 | PENCAWANG ATAS TIANG (PAT) |  | 11/0.415 kV | 19920108 |  | 0 | Fail | Please check "Switchgear Configuration"
437027506 | TNB | DISTRIBUTION | SUNGAI BESAR | Existing | BSBR/PCE/J00015 | MASJID PT 14 SG PANJANG | RMU | RMU 2S + 1F |  |  | MASJID PT 14 SG PANJANG | OUTDOOR (OD WITH SWTCHGEAR) |  | 11/0.415 kV | 20/08/1991 |  | 0 | Pass | null
303790222 | TNB | DISTRIBUTION | SUNGAI BESAR | Existing | BSBR/PCE/J00012 | T/AIR 13 SG NIPAH | RMU 2S + 1F | RMU 2S + 1F |  |  | T/AIR 13 SG NIPAH | OUTDOOR (OD WITH SWTCHGEAR) |  | 11/0.415 kV | 20060103 | 68 | 0 | Pass | null
303296500 | TNB | DISTRIBUTION | SUNGAI BESAR | Existing | BSBR/PCE/J00060 | SM AGAMA SPG 5 | RMU 3S+1F | RMU 2S + 1F |  |  | SM AGAMA SPG 5 | INDOOR SINGLE CHAMBER |  | 11/0.415 kV | 16/06/1991 | 69 | 0 | Pass | null
430938025 | TNB | DISTRIBUTION | SUNGAI BESAR | Existing | BSBR/PCE/J00034 | P/E JBA SG BESAR | RMU | RMU 2S + 1F |  |  | P/E JBA SG BESAR | INDOOR SINGLE CHAMBER |  | 11/0.415 kV | 26/08/1989 |  | 0 | Pass | null
433898285 | TNB | DISTRIBUTION | SUNGAI BESAR | Existing | BSBR/PCE/J00067 | P/E PERPUSTAKAAN SG BESAR | RMU | RMU 2S + 1F |  |  | P/E PERPUSTAKAAN SG BESAR | INDOOR SINGLE CHAMBER |  | 11/0.415 kV | 26/08/1989 |  | 0 | Pass | null
438246751 | TNB | DISTRIBUTION | SUNGAI BESAR | Existing | BSBR/PCE/G00002 | SG LIMAU, L678 | PENURUN | PENURUN WITH LOAD BREAK SWITCH |  |  | SG LIMAU, L678 | PENCAWANG ATAS TIANG (PAT) |  | 33/0.415 kV | 15/01/1979 |  | 0 | Fail | Please check "Switchgear Configuration"
434234098 | TNB | DISTRIBUTION | SUNGAI BESAR | Existing | BSBR/PCE/J00239 | P/E LOJI TAKUNGAN IADA | RMU 2S + 1F | RMU 2S + 1F |  |  | P/E LOJI TAKUNGAN IADA | INDOOR SINGLE CHAMBER |  | 11/0.415 kV |  |  | 0 | Pass | null
432713665 | TNB | DISTRIBUTION | SUNGAI BESAR | Existing | BSBR/PCE/J00152 | P/E SG TENGAR UTARA | RMU 2S + 1F | RMU 2S + 1F |  |  | P/E SG TENGAR UTARA | PENCAWANG ATAS TIANG (PAT) |  | 11/0.415 kV | 19840108 |  | 0 | Fail | Please check "Switchgear Configuration"
433915269 | TNB | DISTRIBUTION | SUNGAI BESAR | Existing | BSBR/PCE/J00122 | PT 8 1/2 BARAT | RMU | RMU 2S + 1F |  |  | PT 8 1/2 BARAT | PENCAWANG ATAS TIANG (PAT) |  | 11/0.415 kV | 26/12/1982 |  | 0 | Fail | Unfiltered
456748487 | TNB | DISTRIBUTION | SUNGAI BESAR | Existing | BSBR/PCE/J00256 | D-SBR-C18-0174 | RMU | RMU 2S + 1F |  |  | D-SBR-C18-0174 | ATTACHED |  |  |  | PE PADAT JLN BELIA SATU | 0 | Pass | null
433719382 | TNB | DISTRIBUTION | SUNGAI BESAR | Existing | BSBR/PCE/J00028 | PT 8 GAMBUT | RMU | RMU 2S + 1F |  |  | PT 8 GAMBUT | PENCAWANG ATAS TIANG (PAT) |  | 11/0.415 kV | 19840608 |  | 0 | Fail | Unfiltered
433547207 | TNB | DISTRIBUTION | SUNGAI BESAR | Existing | BSBR/PCE/J00209 | P/E TMN SERENDAH NO 1 | RMU 2S + 1F | RMU 2S + 1F |  |  | P/E TMN SERENDAH NO 1 | INDOOR SINGLE CHAMBER |  | 11/0.415 kV | 19970602 |  | 0 | Pass | null
432583484 | TNB | DISTRIBUTION | SUNGAI BESAR | Existing | BSBR/PCE/J00249 | P/E MASJID PADU PERMAI | RMU | RMU 2S + 1F |  |  | P/E MASJID PADU PERMAI | INDOOR SINGLE CHAMBER |  |  | 30/08/2016 |  | 0 | Pass | null
437909575 | TNB | DISTRIBUTION | SUNGAI BESAR | Existing | BSBR/PCE/G00015 | PARIT 2 BARAT, L638 | PENURUN | PENURUN WITH LOAD BREAK SWITCH |  |  | PARIT 2 BARAT, L638 | PENCAWANG ATAS TIANG (PAT) |  | 33/0.415 kV | 19781201 |  | 0 | Fail | Please check "Switchgear Configuration"
438335800 | TNB | DISTRIBUTION | SUNGAI BESAR | Existing | BSBR/PCE/J00021 | BELIA 1 | RMU 2S + 1F | RMU 2S + 1F |  |  | BELIA 1 | PENCAWANG ATAS TIANG (PAT) |  | 11/0.415 kV | 19870707 |  | 0 | Fail | Please check "Switchgear Configuration"
432644513 | TNB | DISTRIBUTION | SUNGAI BESAR | Existing | BSBR/PCE/J00176 | INS. PERAKUNAN NEGARA (IPN) | RMU | RMU 2S + 2F |  |  | INS. PERAKUNAN NEGARA (IPN) | INDOOR SINGLE CHAMBER |  | 11/0.415 kV | 20040106 |  | 0 | Pass | null
432711268 | TNB | DISTRIBUTION | SUNGAI BESAR | Existing | BSBR/PCE/J00185 | STN SUIS PARIT BARU | RMU 3S | RMU 3S |  |  | STN SUIS PARIT BARU | OUTDOOR (OD WITH SWTCHGEAR) |  |  | 19840108 |  | 0 | Pass | null
433645194 | TNB | DISTRIBUTION | SUNGAI BESAR | Existing | BSBR/PCE/J00098 | TMN KENANGAN | RMU | RMU 2S + 1F |  |  | TMN KENANGAN | INDOOR SINGLE CHAMBER |  | 11/0.415 kV | 20040105 |  | 0 | Pass | null
302051952 | TNB | DISTRIBUTION | SUNGAI BESAR | Existing | BSBR/PCE/J00177 | SM AGAMA P.PANJANG | RMU 2S+1F | RMU 2S + 1F |  |  | SM AGAMA P.PANJANG | INDOOR SINGLE CHAMBER |  | 11/0.415 kV | 20040108 | 53 | 0 | Pass | null
301798808 | TNB | DISTRIBUTION | SUNGAI BESAR | Existing | BSBR/PCE/J00179 | DEWAN SPG 5 | RMU 2S+1F | RMU 2S + 1F |  |  | DEWAN SPG 5 | OUTDOOR (OD WITH SWTCHGEAR) |  | 11/0.415 kV | 19980103 | 74 | 0 | Pass | null
430882896 | TNB | DISTRIBUTION | SUNGAI BESAR | Existing | BSBR/PCE/J00199 | P/E SBBC FASA 1 | RMU 2S + 2F | RMU 2S + 2F |  |  | P/E SBBC FASA 1 | INDOOR DOUBLE CHAMBER |  | 11/0.415 kV | 20060403 |  | 0 | Pass | null
433543223 | TNB | DISTRIBUTION | SUNGAI BESAR | Existing | BSBR/PCE/J00126 | PUSAT REKREASI S/BERNAM | RMU | RMU 2S + 1F |  |  | PUSAT REKREASI S/BERNAM | INDOOR SINGLE CHAMBER |  | 11/0.415 kV | 20/10/2000 |  | 0 | Pass | null
433987051 | TNB | DISTRIBUTION | SUNGAI BESAR | Existing | BSBR/PCE/J00045 | KLG FISH BALL BGN 4 | RMU | RMU 2S + 1F |  |  | KLG FISH BALL BGN 4 | OUTDOOR (OD WITH SWTCHGEAR) |  | 11/0.415 kV | 19/02/1997 |  | 0 | Pass | null
428772788 | TNB | DISTRIBUTION | SUNGAI BESAR | Existing | BSBR/PCE/J00009 | SBBC FASA 3 | RMU 2S + 2F | RMU 2S + 2F |  |  | SBBC FASA 3 | INDOOR DOUBLE CHAMBER |  | 11/0.415 kV | 24/04/2007 |  | 0 | Pass | null
433896463 | TNB | DISTRIBUTION | SUNGAI BESAR | Existing | BSBR/PCE/J00064 | P/E KILANG BERAS LPN SG BESAR | RMU | RMU 3S+2F |  |  | P/E KILANG BERAS LPN SG BESAR | OUTDOOR (OD WITH SWTCHGEAR) |  | 11/0.415 kV | 19990108 |  | 0 | Pass | null
433629156 | TNB | DISTRIBUTION | SUNGAI BESAR | Existing | BSBR/PCE/J00084 | KG TBK TARMAN BATU 38 | RMU | RMU 2S + 1F |  |  | KG TBK TARMAN BATU 38 | OUTDOOR (OD WITH SWTCHGEAR) |  | 11/0.415 kV | 25/11/1997 |  | 0 | Pass | null
302113205 | TNB | DISTRIBUTION | SUNGAI BESAR | Existing | BSBR/PCE/J00052 | BGN SG BURUNG NO 2 | RMU 2S+1F | RMU 2S + 1F |  |  | BGN SG BURUNG NO 2 | PENCAWANG ATAS TIANG (PAT) |  | 11/0.415 kV | 20000104 |  | 0 | Fail | Please check "Switchgear Configuration"
303063427 | TNB | DISTRIBUTION | SUNGAI BESAR | Existing | BSBR/PCE/J00047 | TMN SERI | RMU 2S+1F | RMU 2S + 1F |  |  | TMN SERI | INDOOR DOUBLE CHAMBER |  | 11/0.415 kV | 20000305 |  | 0 | Pass | null
430939247 | TNB | DISTRIBUTION | SUNGAI BESAR | Existing | BSBR/PCE/J00036 | JLN MAHSURI | RMU | RMU 2S + 1F |  |  | JLN MAHSURI | COMPACT SUBS |  | 11/0.415 kV | 19910108 |  | 0 | Pass | null
433172439 | TNB | DISTRIBUTION | SUNGAI BESAR | Existing | BSBR/PCE/J00017 | SIMPANG BNO | RMU | RMU 3S+1F |  |  | SIMPANG BNO | OUTDOOR (OD WITH SWTCHGEAR) |  | 11/0.415 kV | 19810209 |  | 0 | Pass | null
433784596 | TNB | DISTRIBUTION | SUNGAI BESAR | Existing | BSBR/PCE/J00302 | P/E PADAT IBU SAWAT TM SG AIR TAWAR | RMU 2S + 1F | RMU 2S + 1F |  |  | P/E PADAT IBU SAWAT TM SG AIR TAWAR | COMPACT SUBS |  | 11/0.415 kV |  |  | 0 | Pass | null
438350772 | TNB | DISTRIBUTION | SUNGAI BESAR | Existing | BSBR/PCE/J00001 | HAYAT MAJU NO 1 | RMU | RMU 2S + 1F |  |  | HAYAT MAJU NO 1 | OUTDOOR (OD WITH SWTCHGEAR) |  | 11/0.415 kV | 25/11/1987 |  | 0 | Pass | null
438345056 | TNB | DISTRIBUTION | SUNGAI BESAR | Existing | BSBR/PCE/G00010 | KG.PASIR PANJANG, L674 | PENURUN | PENURUN WITH LOAD BREAK SWITCH |  |  | KG.PASIR PANJANG, L674 | SEMI PAT (OD WITH DROP FUSE) |  | 33/0.415 kV | 16/07/1983 |  | 0 | Fail | Please check "Switchgear Configuration"
303790338 | TNB | DISTRIBUTION | SUNGAI BESAR | Existing | BSBR/PCE/J00022 | PPRT MERBAU BERDARAH | RMU 2S+1F | RMU 3S+1F |  |  | PPRT MERBAU BERDARAH | OUTDOOR (OD WITH SWTCHGEAR) |  | 11/0.415 kV | 19960102 | 66 | 0 | Pass | null
437030152 | TNB | DISTRIBUTION | SUNGAI BESAR | Existing | BSBR/PCE/J00226 | P/E LOJI AIR PARIT 16 JLN SG PANJANG | CB 3S | CB + 1 TX |  |  | P/E LOJI AIR PARIT 16 JLN SG PANJANG | ATTACHED SINGLE |  | 11/0.415 kV | 20131002 | NAMA PE DALAM SCADA LOJI AIR SYABAS PT 14, SWITCHGEAR DALAM ERMS TIDAK UPDATE KE VCB 20/3/2017 STATUS SWITCHGEAR RMU | 0 | Pass | null
442257422 | TNB | DISTRIBUTION | SUNGAI BESAR | Existing | BSBR/PCE/J00300 | P/E REBAN AYAM DATO GHAZALI | RMU 2S + 1F | RMU 2S + 1F |  |  | P/E REBAN AYAM DATO GHAZALI | ATTACHED |  |  |  |  | 0 | Pass | null
301944890 | TNB | DISTRIBUTION | SUNGAI BESAR | Existing | BSBR/PCE/J00102 | SEK MEN AGAMA BGN TERAP | RMU 2S+1F | RMU 2S + 1F |  |  | SEK MEN AGAMA BGN TERAP | OUTDOOR (OD WITH SWTCHGEAR) |  | 11/0.415 kV | 19960108 | 91 | 0 | Pass | null
433698035 | TNB | DISTRIBUTION | SUNGAI BESAR | Existing | BSBR/PCE/J00248 | P/E HJ MAHIDIN PT 7 GAMBUT | RMU | RMU 2S + 1F |  |  | P/E HJ MAHIDIN PT 7 GAMBUT | COMPACT SUBS |  |  | 19/01/2016 |  | 0 | Pass | null
301643818 | TNB | DISTRIBUTION | SUNGAI BESAR | Existing | BSBR/PCE/J00023 | BELIA 2 | RMU 1S+1F | RMU 2S + 1F |  |  | BELIA 2 | PENCAWANG ATAS TIANG (PAT) |  | 11/0.415 kV | 19870101 |  | 0 | Fail | Please check "Switchgear Configuration"
433575463 | TNB | DISTRIBUTION | SUNGAI BESAR | Existing | BSBR/PCE/J00246 | P/E TAMAN ORKID | RMU | RMU 2S + 1F |  |  | P/E TAMAN ORKID | INDOOR SINGLE CHAMBER |  | 11/0.415 kV |  |  | 0 | Pass | null
432591277 | TNB | DISTRIBUTION | SUNGAI BESAR | Existing | BSBR/PCE/J00002 | TBK MARSO | RMU | RMU 2S + 1F |  |  | TBK MARSO | COMPACT SUBS |  | 11/0.415 kV | 20020106 |  | 0 | Pass | null
438715840 | TNB | DISTRIBUTION | SUNGAI BESAR | Existing | BSBR/PCE/J00235 | P/E TAMAN BUDIMAN | RMU 2S + 1F | RMU 2S + 1F |  |  | P/E TAMAN BUDIMAN | INDOOR SINGLE CHAMBER |  | 11/0.415 kV | 20140608 |  | 0 | Pass | null
438248055 | TNB | DISTRIBUTION | SUNGAI BESAR | Existing | BSBR/PCE/G00006 | SIMPANG LIMA, L676 | PENURUN | PENURUN WITH LOAD BREAK SWITCH |  |  | SIMPANG LIMA, L676 | PENCAWANG ATAS TIANG (PAT) |  | 33/0.415 kV | 13/03/1981 |  | 0 | Fail | Please check "Switchgear Configuration"
433695606 | TNB | DISTRIBUTION | SUNGAI BESAR | Existing | BSBR/PCE/J00170 | P/E KOLAM UDANG SEKENDI | RMU 2S + 1F | RMU 2S + 1F |  |  | P/E KOLAM UDANG SEKENDI | INDOOR SINGLE CHAMBER |  | 11/0.415 kV | 20070108 |  | 0 | Pass | null
434193388 | TNB | DISTRIBUTION | SUNGAI BESAR | Existing | BSBR/PCE/J00106 | GANDA SULI NO 2 | RMU | RMU 2S + 1F |  |  | GANDA SULI NO 2 | PENCAWANG ATAS TIANG (PAT) |  | 11/0.415 kV | 19940108 |  | 0 | Fail | Unfiltered
433672974 | TNB | DISTRIBUTION | SUNGAI BESAR | Existing | BSBR/PCE/J00115 | KG TBK TENGAH | RMU | RMU 3S+1F |  |  | KG TBK TENGAH | OUTDOOR (OD WITH SWTCHGEAR) |  | 11/0.415 kV | 25/08/1995 |  | 0 | Pass | null
433752077 | TNB | DISTRIBUTION | SUNGAI BESAR | Existing | BSBR/PCE/J00158 | P/E SG BERNAM DIVISION 2 | RMU 2S + 1F | RMU 2S + 1F |  |  | P/E SG BERNAM DIVISION 2 | OUTDOOR (OD WITH SWTCHGEAR) |  | 11/0.415 kV | 19900108 |  | 0 | Pass | null
432712158 | TNB | DISTRIBUTION | SUNGAI BESAR | Existing | BSBR/PCE/J00186 | P/E HELWA | RMU 2S + 1F | RMU 2S + 1F |  |  | P/E HELWA | INDOOR SINGLE CHAMBER |  | 11/0.415 kV | 19990108 |  | 0 | Pass | null
432585884 | TNB | DISTRIBUTION | SUNGAI BESAR | Existing | BSBR/PCE/J00218 | P/E TERNAK LEMBU | RMU | RMU 2S + 2F |  |  | P/E TERNAK LEMBU | INDOOR SINGLE CHAMBER |  | 11/0.415 kV | 20090207 |  | 0 | Pass | null
433538557 | TNB | DISTRIBUTION | SUNGAI BESAR | Existing | BSBR/PCE/J00167 | SW/STN JOHAN LAND | RMU 2S + 1F | RMU 2S + 1F |  |  | SW/STN JOHAN LAND | OUTDOOR (OD WITH SWTCHGEAR) |  |  | 19980108 |  | 0 | Pass | null
302051372 | TNB | DISTRIBUTION | SUNGAI BESAR | Existing | BSBR/PCE/J00079 | SEK MEN DATO' MUSTAFA | RMU 2S+1F | RMU 2S + 1F |  |  | SEK MEN DATO' MUSTAFA | INDOOR SINGLE CHAMBER |  | 11/0.415 kV | 15/02/1990 | 54 | 0 | Pass | null
433782072 | TNB | DISTRIBUTION | SUNGAI BESAR | Existing | BSBR/PCE/J00250 | P/E REBAN AYAM KSR PARIT 9 GAMBUT NO 2 | RMU 2S + 1F | RMU 2S + 1F |  |  | P/E REBAN AYAM KSR PARIT 9 GAMBUT NO 2 | INDOOR SINGLE CHAMBER |  | 11/0.415 kV |  | FL EQ NO DALAM ERMS TIADA | 0 | Pass | null
442381192 | TNB | DISTRIBUTION | SUNGAI BESAR | Existing | BSBR/PCE/J00253 | D-SBR-C17-0160 | RMU 2S + 1F | RMU 2S + 1F |  |  | D-SBR-C17-0160 | ATTACHED |  |  |  | PE RMH KEDAI JLN PPP 3 | 0 | Pass | null
433694258 | TNB | DISTRIBUTION | SUNGAI BESAR | Existing | BSBR/PCE/J00054 | SEKENDI INDUSTRIES | RMU 2S + 1F | RMU 2S + 1F |  |  | SEKENDI INDUSTRIES | OUTDOOR (OD WITH SWTCHGEAR) |  | 11/0.415 kV | 19970604 |  | 0 | Pass | null
433781465 | TNB | DISTRIBUTION | SUNGAI BESAR | Existing | BSBR/PCE/J00168 | P/E REBAN AYAM PARIT 9 GAMBUT NO 1 | RMU 2S + 1F | RMU 2S + 1F |  |  | P/E REBAN AYAM PARIT 9 GAMBUT NO 1 | INDOOR QUAD |  | 11/0.415 kV | 20070108 |  | 0 | Pass | null
303105264 | TNB | DISTRIBUTION | SUNGAI BESAR | Existing | BSBR/PCE/J00013 | SW/STN VERECO | RMU 4S | RMU 3S |  |  | SW/STN VERECO | OUTDOOR (OD WITH SWTCHGEAR) |  | 11/0.415 kV | 19940108 | 70 | 0 | Pass | null
432695906 | TNB | DISTRIBUTION | SUNGAI BESAR | Existing | BSBR/PCE/J00230 | P/E TMN SRI INDAH 2 | RMU | RMU 2S + 1F |  |  | P/E TMN SRI INDAH 2 | INDOOR SINGLE CHAMBER |  | 11/0.415 kV | 24/09/2012 |  | 0 | Pass | null
434192733 | TNB | DISTRIBUTION | SUNGAI BESAR | Existing | BSBR/PCE/J00205 | PAT GANDA SULI NO 3 | RMU | RMU 2S + 1F |  |  | PAT GANDA SULI NO 3 | PENCAWANG ATAS TIANG (PAT) |  | 11/0.415 kV | 19920108 |  | 0 | Fail | Unfiltered
433642653 | TNB | DISTRIBUTION | SUNGAI BESAR | Existing | BSBR/PCE/J00228 | P/E TMN BERLIAN | RMU | RMU 2S + 1F |  |  | P/E TMN BERLIAN | INDOOR SINGLE CHAMBER |  | 11/0.415 kV | 20120908 |  | 0 | Pass | null
433601549 | TNB | DISTRIBUTION | SUNGAI BESAR | Existing | BSBR/PCE/J00220 | P/E ASRAMA DESA | RMU | RMU 3S+1F |  |  | P/E ASRAMA DESA | INDOOR SINGLE CHAMBER |  | 11/0.415 kV | 19970108 |  | 0 | Pass | null
430938639 | TNB | DISTRIBUTION | SUNGAI BESAR | Existing | BSBR/PCE/J00035 | TALIKOM S/BESAR | RMU | RMU 2S + 1F |  |  | TALIKOM S/BESAR | OUTDOOR (OD WITH SWTCHGEAR) |  | 11/0.415 kV | 26/04/1995 |  | 0 | Pass | null
438713726 | TNB | DISTRIBUTION | SUNGAI BESAR | Existing | BSBR/PCE/G00003 | KG.HJ.DURAINI, L111 | PENURUN | PENURUN WITH LOAD BREAK SWITCH |  |  | KG.HJ.DURAINI, L111 | SEMI PAT (OD WITH DROP FUSE) |  | 33/0.415 kV | 22/11/1980 |  | 0 | Fail | Please check "Switchgear Configuration"
430884031 | TNB | DISTRIBUTION | SUNGAI BESAR | Existing | BSBR/PCE/J00195 | P/E TAMAN PURNAMA | RMU 2S + 1F | RMU 2S + 1F |  |  | P/E TAMAN PURNAMA | INDOOR SINGLE CHAMBER |  | 11/0.415 kV | 17/01/2003 |  | 0 | Pass | null
433914544 | TNB | DISTRIBUTION | SUNGAI BESAR | Existing | BSBR/PCE/J00123 | PT 9 1/2 BARAT | RMU | RMU 2S + 1F |  |  | PT 9 1/2 BARAT | PENCAWANG ATAS TIANG (PAT) |  | 11/0.415 kV | 19830811 |  | 0 | Fail | Unfiltered
433702354 | TNB | DISTRIBUTION | SUNGAI BESAR | Existing | BSBR/PCE/J00156 | PAT KAMPUNG TANJUNG JAWA | RMU 2S + 1F | RMU 2S + 1F |  |  | PAT KAMPUNG TANJUNG JAWA | PENCAWANG ATAS TIANG (PAT) |  | 11/0.415 kV | 19831007 |  | 0 | Fail | Please check "Switchgear Configuration"
433922396 | TNB | DISTRIBUTION | SUNGAI BESAR | Existing | BSBR/PCE/J00043 | PEKAN S/BESAR | RMU | RMU 3S+1F |  |  | PEKAN S/BESAR | INDOOR DOUBLE CHAMBER |  | 11/0.415 kV | 30/06/1992 |  | 0 | Pass | null
434171547 | TNB | DISTRIBUTION | SUNGAI BESAR | Existing | BSBR/PCE/J00093 | SEPINTAS BATU 2 | RMU | RMU 3S+1F |  |  | SEPINTAS BATU 2 | PENCAWANG ATAS TIANG (PAT) |  | 11/0.415 kV | 19920806 |  | 0 | Fail | Unfiltered
434230805 | TNB | DISTRIBUTION | SUNGAI BESAR | Existing | BSBR/PCE/J00024 | LINK PT 12 SG PANJANG | RMU | RMU 3S |  |  | LINK PT 12 SG PANJANG | ATTACHED |  | 11/0.415 kV | 19930108 |  | 0 | Pass | null
433923743 | TNB | DISTRIBUTION | SUNGAI BESAR | Existing | BSBR/PCE/J00041 | MEDAN S/BESAR | RMU | RMU 2S + 1F |  |  | MEDAN S/BESAR | COMPACT SUBS |  | 11/0.415 kV | 20/07/1998 |  | 0 | Pass | null
438247425 | TNB | DISTRIBUTION | SUNGAI BESAR | Existing | BSBR/PCE/G00004 | KG.DURAINI TAMBAHAN, L366 | PENURUN | PENURUN WITH LOAD BREAK SWITCH |  |  | KG.DURAINI TAMBAHAN, L366 | PENCAWANG ATAS TIANG (PAT) |  | 33/0.415 kV | 14/06/1981 |  | 0 | Fail | Please check "Switchgear Configuration"
433545848 | TNB | DISTRIBUTION | SUNGAI BESAR | Existing | BSBR/PCE/J00247 | P/E PUSAT NIAGA BT 40 | RMU | RMU 2S + 1F |  |  | P/E PUSAT NIAGA BT 40 | COMPACT SUBS |  |  | 31/12/2015 |  | 0 | Pass | null
433537438 | TNB | DISTRIBUTION | SUNGAI BESAR | Existing | BSBR/PCE/J00085 | JOHAN LAND | RMU | RMU 3S+2F |  |  | JOHAN LAND | INDOOR DOUBLE CHAMBER |  | 11/0.415 kV | 19980108 |  | 0 | Pass | null
303741025 | TNB | DISTRIBUTION | SUNGAI BESAR | Existing | BSBR/PCE/J00053 | THAI LIAN | RMU 2S+1F | RMU 2S + 1F |  |  | THAI LIAN | OUTDOOR (OD WITH SWTCHGEAR) |  | 11/0.415 kV | 20080707 |  | 0 | Pass | null
303719907 | TNB | DISTRIBUTION | SUNGAI BESAR | Existing | BSBR/PCE/J00101 | SEPINTAS BT 4 NO 2 | RMU 2S+1F | RMU 2S + 1F |  |  | SEPINTAS BT 4 NO 2 | OUTDOOR (OD WITH SWTCHGEAR) |  | 11/0.415 kV | 17/01/1984 | 100 | 0 | Pass | null
433545256 | TNB | DISTRIBUTION | SUNGAI BESAR | Existing | BSBR/PCE/J00216 | P/PADAT MEDAN SELERA MDSB | RMU 2S + 1F | RMU 2S + 1F |  |  | P/PADAT MEDAN SELERA MDSB | COMPACT SUBS |  | 11/0.415 kV | 20090907 |  | 0 | Pass | null
434271039 | TNB | DISTRIBUTION | SUNGAI BESAR | Existing | BSBR/PCE/J00236 | P/E AHMAD FUAD | RMU 2S + 1F | RMU 2S + 1F |  |  | P/E AHMAD FUAD | COMPACT SUBS |  | 11/0.415 kV |  |  | 0 | Pass | null
301662111 | TNB | DISTRIBUTION | SUNGAI BESAR | Existing | BSBR/PCE/J00189 | S/LINK PRT 10 SG PANJANG | RMU 3S | RMU 3S |  |  | S/LINK PRT 10 SG PANJANG | ATTACHED |  | 11 kV | 25/07/1992 | 60 | 0 | Pass | null
303189491 | TNB | DISTRIBUTION | SUNGAI BESAR | Existing | BSBR/PCE/J00200 | PAT TALI AIR 13 BAN 2 SG NIBONG | RMU 2S+1F | RMU 2S + 1F |  |  | PAT TALI AIR 13 BAN 2 SG NIBONG | PENCAWANG ATAS TIANG (PAT) |  | 11/0.415 kV | 19800108 | 215 | 0 | Fail | Please check "Switchgear Configuration"
433513867 | TNB | DISTRIBUTION | SUNGAI BESAR | Existing | BSBR/PCE/J00082 | PUMP HOUSE TORKINTON | RMU | RMU 2S + 1F |  |  | PUMP HOUSE TORKINTON | PENCAWANG ATAS TIANG (PAT) |  | 11/0.415 kV | 19880509 |  | 0 | Fail | Unfiltered
301644435 | TNB | DISTRIBUTION | SUNGAI BESAR | Existing | BSBR/PCE/J00027 | S/LINK PARIT 8 SG PANJANG | RMU 3S | RMU 3S |  |  | S/LINK PARIT 8 SG PANJANG | ATTACHED |  | 11/0.415 kV | 19840608 | 56 | 0 | Pass | null
433626391 | TNB | DISTRIBUTION | SUNGAI BESAR | Existing | BSBR/PCE/J00088 | BT 38 SEKENDI TBK HJ ISMAIL | RMU | RMU 2S + 1F |  |  | BT 38 SEKENDI TBK HJ ISMAIL | OUTDOOR (OD WITH SWTCHGEAR) |  | 11/0.415 kV | 19810909 |  | 0 | Pass | null
432713419 | TNB | DISTRIBUTION | SUNGAI BESAR | Existing | BSBR/PCE/J00187 | STN SUIS SG TENGGAR | RMU 3S | RMU 3S |  |  | STN SUIS SG TENGGAR | OUTDOOR (OD WITH SWTCHGEAR) |  | 11/0.415 kV | 23/07/1985 |  | 0 | Pass | null
430948705 | TNB | DISTRIBUTION | SUNGAI BESAR | Existing | BSBR/PCE/J00222 | P/E MAHKAMAH | RMU | RMU 2S + 1F |  |  | P/E MAHKAMAH | INDOOR SINGLE CHAMBER |  | 11/0.415 kV | 25/03/2013 |  | 0 | Pass | null
433547829 | TNB | DISTRIBUTION | SUNGAI BESAR | Existing | BSBR/PCE/J00110 | TMN SERENDAH NO 2 | RMU | RMU 2S + 1F |  |  | TMN SERENDAH NO 2 | INDOOR QUAD |  | 11/0.415 kV | 19770108 |  | 0 | Pass | null
438333855 | TNB | DISTRIBUTION | SUNGAI BESAR | Existing | BSBR/PCE/J00019 | PT 16 NO 2 (TG.MEDAN) | RMU 2S + 1F | RMU 2S + 1F |  |  | PT 16 NO 2 (TG.MEDAN) | OUTDOOR (OD WITH SWTCHGEAR) |  | 11/0.415 kV | 20010107 |  | 0 | Pass | null
432714276 | TNB | DISTRIBUTION | SUNGAI BESAR | Existing | BSBR/PCE/J00151 | P/E SG TENGAR SELATAN | RMU 2S + 1F | RMU 2S + 1F |  |  | P/E SG TENGAR SELATAN | PENCAWANG ATAS TIANG (PAT) |  | 11/0.415 kV | 19840108 |  | 0 | Fail | Please check "Switchgear Configuration"
303784378 | TNB | DISTRIBUTION | SUNGAI BESAR | Existing | BSBR/PCE/J00208 | P/E TAMAN SURIA INDAH | RMU 2S+1F | RMU 2S + 1F |  |  | P/E TAMAN SURIA INDAH | INDOOR SINGLE CHAMBER |  | 11/0.415 kV | 20010108 |  | 0 | Pass | null
438714423 | TNB | DISTRIBUTION | SUNGAI BESAR | Existing | BSBR/PCE/J00242 | P/E PENURUN BAGAN TERAP PT 13 SG PANJANG | RMU 7S+1F | RMU 2X (2S + 1F) |  |  | P/E PENURUN BAGAN TERAP PT 13 SG PANJANG | INDOOR SINGLE CHAMBER |  | 11/0.415 kV | 20080108 |  | 0 | Pass | null
433753924 | TNB | DISTRIBUTION | SUNGAI BESAR | Existing | BSBR/PCE/J00141 | KG DATO' HORMAT | RMU | RMU 2S + 1F |  |  | KG DATO' HORMAT | OUTDOOR (OD WITH SWTCHGEAR) |  | 11/0.415 kV | 19930809 |  | 0 | Pass | null
433546534 | TNB | DISTRIBUTION | SUNGAI BESAR | Existing | BSBR/PCE/J00215 | P/E TAMAN PERTAMA FASA 4 | RMU 2S + 1F | RMU 2S + 1F |  |  | P/E TAMAN PERTAMA FASA 4 | INDOOR SINGLE CHAMBER |  | 11/0.415 kV | 25/11/2008 |  | 0 | Pass | null
433178802 | TNB | DISTRIBUTION | SUNGAI BESAR | Existing | BSBR/PCE/J00212 | P/E ASIA AQUACULTURE, TELOK RHU | RMU 2S + 1F | RMU 2S + 1F |  |  | P/E ASIA AQUACULTURE, TELOK RHU | INDOOR SINGLE CHAMBER |  | 11/0.415 kV | 20070108 |  | 0 | Pass | null
433811546 | TNB | DISTRIBUTION | SUNGAI BESAR | Existing | BSBR/PCE/J00063 | K/UDANG PER.NELAYAN SG NIBONG | RMU | RMU 2S + 1F |  |  | K/UDANG PER.NELAYAN SG NIBONG | OUTDOOR (OD WITH SWTCHGEAR) |  | 11/0.415 kV | 15/01/1993 |  | 0 | Pass | null
433913011 | TNB | DISTRIBUTION | SUNGAI BESAR | Existing | BSBR/PCE/J00059 | PEKAN SG HAJI DORANI | RMU | RMU 2S + 1F |  |  | PEKAN SG HAJI DORANI | OUTDOOR (OD WITH SWTCHGEAR) |  | 11/0.415 kV | 19970108 |  | 0 | Pass | null
433699797 | TNB | DISTRIBUTION | SUNGAI BESAR | Existing | BSBR/PCE/J00128 | P/E BT 39 SEKENDI | RMU | RMU 2S + 1F |  |  | P/E BT 39 SEKENDI | OUTDOOR (OD WITH SWTCHGEAR) |  | 11/0.415 kV | 19840506 |  | 0 | Pass | null
303730625 | TNB | DISTRIBUTION | SUNGAI BESAR | Existing | BSBR/PCE/J00073 | TMN MAKMUR | RMU 2S+1F | RMU 2S + 1F |  |  | TMN MAKMUR | INDOOR QUAD |  | 11/0.415 kV | 19881202 |  | 0 | Pass | null
432582404 | TNB | DISTRIBUTION | SUNGAI BESAR | Existing | BSBR/PCE/J00174 | TMN PADU PERMAI NO 2 | RMU | RMU 2S + 2F |  |  | TMN PADU PERMAI NO 2 | INDOOR DOUBLE CHAMBER |  | 11/0.415 kV | 20030910 |  | 0 | Pass | null
433780122 | TNB | DISTRIBUTION | SUNGAI BESAR | Existing | BSBR/PCE/J00095 | SDIK HOLDING | RMU | RMU 3S+2F |  |  | SDIK HOLDING | INDOOR SINGLE CHAMBER |  | 11/0.415 kV | 20070108 |  | 0 | Pass | null
433660313 | TNB | DISTRIBUTION | SUNGAI BESAR | Existing | BSBR/PCE/J00241 | P/E TAMAN PLATINUM | RMU 2S + 1F | RMU 2S + 1F |  |  | P/E TAMAN PLATINUM | INDOOR SINGLE CHAMBER |  | 11/0.415 kV |  |  | 0 | Pass | null
301660214 | TNB | DISTRIBUTION | SUNGAI BESAR | Existing | BSBR/PCE/J00161 | P/E LOT 6388 PANCHANG BEDENA | RMU 2S+1F | RMU 2S + 1F |  |  | P/E LOT 6388 PANCHANG BEDENA | INDOOR SINGLE CHAMBER |  | 11/0.415 kV | 20000103 |  | 0 | Pass | null
433701671 | TNB | DISTRIBUTION | SUNGAI BESAR | Existing | BSBR/PCE/J00157 | P/E KAMPUNG DUNGUN | RMU | RMU 3S+1F |  |  | P/E KAMPUNG DUNGUN | OUTDOOR (OD WITH SWTCHGEAR) |  | 11/0.415 kV | 20010104 |  | 0 | Pass | null
302051488 | TNB | DISTRIBUTION | SUNGAI BESAR | Existing | BSBR/PCE/J00008 | PT 10 SG NIBONG | RMU 3S+1F | RMU 3S+1F |  |  | PT 10 SG NIBONG | OUTDOOR (OD WITH SWTCHGEAR) |  | 11/0.415 kV | 19800108 | 52 | 0 | Pass | null
433752691 | TNB | DISTRIBUTION | SUNGAI BESAR | Existing | BSBR/PCE/J00159 | P/E SG BERNAM QUATERS | RMU | RMU 2S + 1F |  |  | P/E SG BERNAM QUATERS | OUTDOOR (OD WITH SWTCHGEAR) |  | 11/0.415 kV | 20030109 |  | 0 | Pass | null
433921675 | TNB | DISTRIBUTION | SUNGAI BESAR | Existing | BSBR/PCE/J00232 | P/E HENTIAN BAS SUNGAI BESAR | RMU 3S+1F | RMU 3S+1F |  |  | P/E HENTIAN BAS SUNGAI BESAR | OUTDOOR (OD WITH SWTCHGEAR) |  | 11/0.415 kV |  |  | 0 | Pass | null
301676350 | TNB | DISTRIBUTION | SUNGAI BESAR | Existing | BSBR/PCE/J00046 | BGN 6 | RMU 2S+1F | RMU 2S + 1F |  |  | BGN 6 | OUTDOOR (OD WITH SWTCHGEAR) |  | 11/0.415 kV | 19980108 |  | 0 | Pass | null
430941163 | TNB | DISTRIBUTION | SUNGAI BESAR | Existing | BSBR/PCE/J00010 | TMN GEMILANG | RMU 2S + 1F | RMU 2S + 1F |  |  | TMN GEMILANG | COMPACT SUBS |  | 11/0.415 kV | 20060110 |  | 0 | Pass | null
302128174 | TNB | DISTRIBUTION | SUNGAI BESAR | Existing | BSBR/PCE/J00068 | P/E JALAN ANGGERIK | RMU 2S + 1F | RMU 2S + 1F |  |  | P/E JALAN ANGGERIK | OUTDOOR (OD WITH SWTCHGEAR) |  | 11/0.415 kV | 19990104 | 1 | 0 | Pass | null
438333240 | TNB | DISTRIBUTION | SUNGAI BESAR | Existing | BSBR/PCE/J00018 | PT 16 NO 1 | RMU 2S + 1F | RMU 2S + 1F |  |  | PT 16 NO 1 | PENCAWANG ATAS TIANG (PAT) |  | 11/0.415 kV | 19870101 |  | 0 | Fail | Please check "Switchgear Configuration"
438333024 | TNB | DISTRIBUTION | SUNGAI BESAR | Existing | BSBR/PCE/J00190 | S/LINK PRT 16 SG PANJANG | RMU | RMU 3S |  |  | S/LINK PRT 16 SG PANJANG | ATTACHED |  |  | 19870108 |  | 0 | Pass | null
434144577 | TNB | DISTRIBUTION | SUNGAI BESAR | Existing | BSBR/PCE/J00231 | P/E REBAN AYAM BT 2 SEPINTAS | RMU | RMU 2S + 1F |  |  | P/E REBAN AYAM BT 2 SEPINTAS | OUTDOOR (OD WITH SWTCHGEAR) |  | 11/0.415 kV | 20110902 |  | 0 | Pass | null
430947488 | TNB | DISTRIBUTION | SUNGAI BESAR | Existing | BSBR/PCE/J00197 | P/E BOMBA SG BESAR | RMU 2S + 1F | RMU 2S + 1F |  |  | P/E BOMBA SG BESAR | INDOOR SINGLE CHAMBER |  | 11/0.415 kV | 20040104 |  | 0 | Pass | null
301946774 | TNB | DISTRIBUTION | SUNGAI BESAR | Existing | BSBR/PCE/J00107 | S/LINK GANDA SULI | RMU 3S | RMU 3S |  |  | S/LINK GANDA SULI | ATTACHED |  | 11/0.415 kV | 19920108 | 92 | 0 | Pass | null
430937317 | TNB | DISTRIBUTION | SUNGAI BESAR | Existing | BSBR/PCE/J00217 | S/SUIS PPU SG BESAR | RMU | RMU 3S |  |  | S/SUIS PPU SG BESAR | OUTDOOR (OD WITH SWTCHGEAR) |  |  | 20090108 |  | 0 | Pass | null
433673687 | TNB | DISTRIBUTION | SUNGAI BESAR | Existing | BSBR/PCE/J00137 | KG BANTING | RMU | RMU 3S+1F |  |  | KG BANTING | OUTDOOR (OD WITH SWTCHGEAR) |  | 11/0.415 kV | 19860508 |  | 0 | Pass | null
433114941 | TNB | DISTRIBUTION | SUNGAI BESAR | Existing | BSBR/PCE/J00165 | S/S POLITEKNIK SABAK BERNAM | CB 6S | SSU 11kV Single Bus (BS) |  |  | S/S POLITEKNIK SABAK BERNAM | INDOOR SINGLE CHAMBER |  |  | 20030102 |  | 0 | Pass | null
437908774 | TNB | DISTRIBUTION | SUNGAI BESAR | Existing | BSBR/PCE/G00014 | PANCHANG BEDANA, L680 | PENURUN | PENURUN WITH LOAD BREAK SWITCH |  |  | PANCHANG BEDANA, L680 | PENCAWANG ATAS TIANG (PAT) |  | 33/0.415 kV | 19781203 |  | 0 | Fail | Please check "Switchgear Configuration"
433916945 | TNB | DISTRIBUTION | SUNGAI BESAR | Existing | BSBR/PCE/J00120 | PT 6 BARAT | RMU | RMU 2S + 1F |  |  | PT 6 BARAT | PENCAWANG ATAS TIANG (PAT) |  | 11/0.415 kV | 25/12/1982 |  | 0 | Fail | Unfiltered
432645632 | TNB | DISTRIBUTION | SUNGAI BESAR | Existing | BSBR/PCE/J00144 | TELUK BELANGGA | RMU | RMU 2S + 1F |  |  | TELUK BELANGGA | OUTDOOR (OD WITH SWTCHGEAR) |  | 11/0.415 kV | 30/11/1991 |  | 0 | Pass | null
434220263 | TNB | DISTRIBUTION | SUNGAI BESAR | Existing | BSBR/PCE/J00255 | D-SBR-C17-0164 | RMU 2S + 1F | RMU 2S + 1F |  |  | D-SBR-C17-0164 | ATTACHED |  |  |  | PE TAMAN EMAS 1 | 0 | Pass | null
433753309 | TNB | DISTRIBUTION | SUNGAI BESAR | Existing | BSBR/PCE/J00160 | P/E SG BERNAM DIVISION 1 | RMU | RMU 2S + 1F |  |  | P/E SG BERNAM DIVISION 1 | OUTDOOR (OD WITH SWTCHGEAR) |  | 11/0.415 kV | 19920112 |  | 0 | Pass | null
434231007 | TNB | DISTRIBUTION | SUNGAI BESAR | Existing | BSBR/PCE/J00025 | PT 12 GAMBUT | RMU | RMU 2S + 1F |  |  | PT 12 GAMBUT | PENCAWANG ATAS TIANG (PAT) |  | 11/0.415 kV | 19830108 |  | 0 | Fail | Unfiltered
433676307 | TNB | DISTRIBUTION | SUNGAI BESAR | Existing | BSBR/PCE/J00129 | KG BANTING H/P | RMU | RMU 2S + 1F |  |  | KG BANTING H/P | PENCAWANG ATAS TIANG (PAT) |  | 11/0.415 kV | 19820108 |  | 0 | Fail | Unfiltered
301962246 | TNB | DISTRIBUTION | SUNGAI BESAR | Existing | BSBR/PCE/J00203 | STN SUIS TORKINTON | RMU 2S | RMU 3S |  |  | STN SUIS TORKINTON | OUTDOOR (OD WITH SWTCHGEAR) |  | 11 kV | 19980109 | 132 | 0 | Pass | null
433987714 | TNB | DISTRIBUTION | SUNGAI BESAR | Existing | BSBR/PCE/J00224 | P/E YU CHEN PENG | RMU 2S + 1F | RMU 2S + 1F |  |  | P/E YU CHEN PENG | COMPACT SUBS |  | 11/0.415 kV | 31/05/2011 |  | 0 | Pass | null
301944774 | TNB | DISTRIBUTION | SUNGAI BESAR | Existing | BSBR/PCE/J00091 | JALAN RAJA CHULAN | RMU 2S+1F | RMU 2S + 1F |  |  | JALAN RAJA CHULAN | OUTDOOR (OD WITH SWTCHGEAR) |  | 11/0.415 kV | 19980108 | 103 | 0 | Pass | null
433514502 | TNB | DISTRIBUTION | SUNGAI BESAR | Existing | BSBR/PCE/J00083 | LDG TORKINTON | RMU | RMU 2S + 1F |  |  | LDG TORKINTON | OUTDOOR (OD WITH SWTCHGEAR) |  | 11/0.415 kV | 19831111 |  | 0 | Pass | null
433627781 | TNB | DISTRIBUTION | SUNGAI BESAR | Existing | BSBR/PCE/J00175 | TMN PERPADUAN | RMU | RMU 2S + 1F |  |  | TMN PERPADUAN | INDOOR SINGLE CHAMBER |  | 11/0.415 kV | 20040109 |  | 0 | Pass | null
434143315 | TNB | DISTRIBUTION | SUNGAI BESAR | Existing | BSBR/PCE/J00094 | SEPINTAS BT 4 NO 1 | RMU | RMU 3S+1F |  |  | SEPINTAS BT 4 NO 1 | PENCAWANG ATAS TIANG (PAT) |  | 11/0.415 kV | 19741003 |  | 0 | Fail | Unfiltered
438350153 | TNB | DISTRIBUTION | SUNGAI BESAR | Existing | BSBR/PCE/J00096 | HAYAT MAJU NO 2 | RMU | RMU 2S + 1F |  |  | HAYAT MAJU NO 2 | INDOOR SINGLE CHAMBER |  | 11/0.415 kV | 25/03/2003 |  | 0 | Pass | null
437721582 | TNB | DISTRIBUTION | SUNGAI BESAR | Existing | BSBR/PCE/G00017 | PARIT 4, L382 | PENURUN | PENURUN WITH LOAD BREAK SWITCH |  |  | PARIT 4, L382 | PENCAWANG ATAS TIANG (PAT) |  | 33/0.415 kV | 23/05/1978 |  | 0 | Fail | Please check "Switchgear Configuration"
433643285 | TNB | DISTRIBUTION | SUNGAI BESAR | Existing | BSBR/PCE/J00097 | SEE HAU INDUSTRIES | RMU 2S + 1F | RMU 2S + 1F |  |  | SEE HAU INDUSTRIES | INDOOR QUAD |  | 11/0.415 kV | 29/08/1992 |  | 0 | Pass | null
432646239 | TNB | DISTRIBUTION | SUNGAI BESAR | Existing | BSBR/PCE/J00143 | PEKAN PT BARU | RMU | RMU 2S + 1F |  |  | PEKAN PT BARU | OUTDOOR (OD WITH SWTCHGEAR) |  | 11/0.415 kV | 19811102 |  | 0 | Pass | null
433924371 | TNB | DISTRIBUTION | SUNGAI BESAR | Existing | BSBR/PCE/J00040 | TMN NIRWANA | RMU | RMU 2S + 1F |  |  | TMN NIRWANA | OUTDOOR (OD WITH SWTCHGEAR) |  | 11/0.415 kV | 30/06/1992 |  | 0 | Pass | null
433541916 | TNB | DISTRIBUTION | SUNGAI BESAR | Existing | BSBR/PCE/J00221 | P/E SEK UNGKU AZIZ | RMU | RMU 2S + 1F |  |  | P/E SEK UNGKU AZIZ | INDOOR SINGLE CHAMBER |  | 11/0.415 kV | 17/06/2003 |  | 0 | Pass | null
432596557 | TNB | DISTRIBUTION | SUNGAI BESAR | Existing | BSBR/PCE/J00116 | TBK PULAI TENGAH | RMU | RMU 2S + 1F |  |  | TBK PULAI TENGAH | OUTDOOR (OD WITH SWTCHGEAR) |  | 11/0.415 kV | 26/05/1992 |  | 0 | Pass | null
433662485 | TNB | DISTRIBUTION | SUNGAI BESAR | Existing | BSBR/PCE/J00171 | P/E RT AIR MANIS NO 1 | RMU | RMU 2S + 1F |  |  | P/E RT AIR MANIS NO 1 | INDOOR DOUBLE CHAMBER |  | 11/0.415 kV | 20070108 |  | 0 | Pass | null
301672515 | TNB | DISTRIBUTION | SUNGAI BESAR | Existing | BSBR/PCE/J00072 | TMN SRI INDAH | RMU 2S+1F | RMU 2S + 1F |  |  | TMN SRI INDAH | OUTDOOR (OD WITH SWTCHGEAR) |  | 11/0.415 kV | 19911212 |  | 0 | Pass | null
433171121 | TNB | DISTRIBUTION | SUNGAI BESAR | Existing | BSBR/PCE/J00142 | KG TELUK RHU | RMU | RMU 2S + 1F |  |  | KG TELUK RHU | OUTDOOR (OD WITH SWTCHGEAR) |  | 11/0.415 kV | 20010106 |  | 0 | Pass | null
433574225 | TNB | DISTRIBUTION | SUNGAI BESAR | Existing | BSBR/PCE/J00109 | TMN PERTAMA LOT 771 | RMU | RMU 2S + 1F |  |  | TMN PERTAMA LOT 771 | INDOOR SINGLE CHAMBER |  | 11/0.415 kV | 19730108 |  | 0 | Pass | null
302742736 | TNB | DISTRIBUTION | SUNGAI BESAR | Existing | BSBR/PCE/J00210 | P/E TAMAN TERAP JAYA NO 2 | RMU 2S+1F | RMU 2S + 1F |  |  | P/E TAMAN TERAP JAYA NO 2 | INDOOR SINGLE CHAMBER |  | 11/0.415 kV | 20060108 | 97 | 0 | Pass | null
438344437 | TNB | DISTRIBUTION | SUNGAI BESAR | Existing | BSBR/PCE/G00009 | KG.PARIT PASIR PANJANG, L733 | PENURUN | PENURUN WITH LOAD BREAK SWITCH |  |  | KG.PARIT PASIR PANJANG, L733 | PENCAWANG ATAS TIANG (PAT) |  | 33/0.415 kV | 15/12/1983 |  | 0 | Fail | Please check "Switchgear Configuration"
434278638 | TNB | DISTRIBUTION | SUNGAI BESAR | Existing | BSBR/PCE/J00004 | T/AIR 11 BAN 2 SG NIBONG | RMU 3S+1F | RMU 3S+1F |  |  | T/AIR 11 BAN 2 SG NIBONG | PENCAWANG ATAS TIANG (PAT) |  | 11/0.415 kV | 19800108 |  | 0 | Fail | Please check "Switchgear Configuration"
433700414 | TNB | DISTRIBUTION | SUNGAI BESAR | Existing | BSBR/PCE/J00154 | P/E KAMPUNG TENGAH | RMU | RMU 2S + 1F |  |  | P/E KAMPUNG TENGAH | OUTDOOR (OD WITH SWTCHGEAR) |  | 11/0.415 kV | 20010105 |  | 0 | Pass | null
433576148 | TNB | DISTRIBUTION | SUNGAI BESAR | Existing | BSBR/PCE/J00111 | TBK PULAI BT 1 | RMU | RMU 2S + 1F |  |  | TBK PULAI BT 1 | OUTDOOR (OD WITH SWTCHGEAR) |  | 11/0.415 kV | 16/01/1989 |  | 0 | Pass | null
432584119 | TNB | DISTRIBUTION | SUNGAI BESAR | Existing | BSBR/PCE/J00183 | P/E TMN PADU PERMAI NO 3 | RMU 2S + 1F | RMU 2S + 1F |  |  | P/E TMN PADU PERMAI NO 3 | INDOOR DOUBLE CHAMBER |  | 11/0.415 kV | 20050108 |  | 0 | Pass | null
430901581 | TNB | DISTRIBUTION | SUNGAI BESAR | Existing | BSBR/PCE/J00038 | TMN SETIA JAYA | RMU | RMU 3S+1F |  |  | TMN SETIA JAYA | OUTDOOR (OD WITH SWTCHGEAR) |  | 11/0.415 kV | 20031004 |  | 0 | Pass | null
302743551 | TNB | DISTRIBUTION | SUNGAI BESAR | Existing | BSBR/PCE/J00214 | P/E TMN TERAP JAYA NO 1 | RMU 2S+1F | RMU 2S + 1F |  |  | P/E TMN TERAP JAYA NO 1 | INDOOR SINGLE CHAMBER |  | 11/0.415 kV | 20060108 | 98 | 0 | Pass | null
433540200 | TNB | DISTRIBUTION | SUNGAI BESAR | Existing | BSBR/PCE/J00134 | PUSAT PERANGINAN S/BERNAM | RMU | RMU 2S + 1F |  |  | PUSAT PERANGINAN S/BERNAM | INDOOR SINGLE CHAMBER |  | 11/0.415 kV | 15/05/1994 |  | 0 | Pass | null
433173166 | TNB | DISTRIBUTION | SUNGAI BESAR | Existing | BSBR/PCE/J00135 | RUMAH MURAH BNO | RMU | RMU 2S + 1F |  |  | RUMAH MURAH BNO | INDOOR SINGLE CHAMBER |  | 11/0.415 kV | 24/09/1984 |  | 0 | Pass | null
301660851 | TNB | DISTRIBUTION | SUNGAI BESAR | Existing | BSBR/PCE/J00112 | P/E SIMPANG TEBUK PULAI | RMU 2X (2S + 1F) | RMU 2X (2S + 1F) |  |  | P/E SIMPANG TEBUK PULAI | OUTDOOR (OD WITH SWTCHGEAR) |  | 11/0.415 kV | 19930809 |  | 0 | Pass | null
430940373 | TNB | DISTRIBUTION | SUNGAI BESAR | Existing | BSBR/PCE/J00077 | ARKED MARA | RMU | RMU 2S + 1F |  |  | ARKED MARA | INDOOR SINGLE CHAMBER |  | 11/0.415 kV | 30/01/2002 |  | 0 | Pass | null
433646736 | TNB | DISTRIBUTION | SUNGAI BESAR | Existing | BSBR/PCE/J00244 | P/E RUMAH KEDAI SB PERDANA | RMU | RMU 2S + 1F |  |  | P/E RUMAH KEDAI SB PERDANA | INDOOR SINGLE CHAMBER |  | 11/0.415 kV |  |  | 0 | Pass | null
434232982 | TNB | DISTRIBUTION | SUNGAI BESAR | Existing | BSBR/PCE/J00234 | P/E MRSM SG PANJANG | RMU 2S + 2F | RMU 2S + 2F |  |  | P/E MRSM SG PANJANG | INDOOR SINGLE CHAMBER |  | 11/0.415 kV | 18/08/2014 |  | 0 | Pass | null
433813041 | TNB | DISTRIBUTION | SUNGAI BESAR | Existing | BSBR/PCE/J00061 | K/UDANG VERECO | RMU 2S + 1F | RMU 2S + 1F |  |  | K/UDANG VERECO | OUTDOOR (OD WITH SWTCHGEAR) |  | 11/0.415 kV | 19940308 |  | 0 | Pass | null
434234873 | TNB | DISTRIBUTION | SUNGAI BESAR | Existing | BSBR/PCE/J00237 | P/E PEKET 60 CONVERT 33 | RMU | RMU 2S + 1F |  |  | P/E PEKET 60 CONVERT 33 | OUTDOOR (OD WITH SWTCHGEAR) |  | 11/0.415 kV | 15/04/1979 |  | 0 | Pass | null
301646758 | TNB | DISTRIBUTION | SUNGAI BESAR | Existing | BSBR/PCE/J00048 | TMN RIA | RMU 2S+1F | RMU 2S + 1F |  |  | TMN RIA | OUTDOOR (OD WITH SWTCHGEAR) |  | 11/0.415 kV | 22/04/2002 | BSBR/PCE/J00048 | 0 | Pass | null
433627044 | TNB | DISTRIBUTION | SUNGAI BESAR | Existing | BSBR/PCE/J00089 | S.M AGAMA TINGGI BT 38 | RMU | RMU 3S+1F |  |  | S.M AGAMA TINGGI BT 38 | INDOOR SINGLE CHAMBER |  | 11/0.415 kV | 25/11/1997 |  | 0 | Pass | null
433600940 | TNB | DISTRIBUTION | SUNGAI BESAR | Existing | BSBR/PCE/J00182 | P/E FIBRECO | RMU | RMU 2S + 1F |  |  | P/E FIBRECO | INDOOR SINGLE CHAMBER |  | 11/0.415 kV | 20000108 |  | 0 | Pass | null
433577925 | TNB | DISTRIBUTION | SUNGAI BESAR | Existing | BSBR/PCE/J00114 | P/E SIMPANG SEKENDI | RMU 6S+2F | RMU 2X (2S + 1F) |  |  | P/E SIMPANG SEKENDI | OUTDOOR (OD WITH SWTCHGEAR) |  | 11/0.415 kV | 31/07/1984 |  | 0 | Pass | null
433916230 | TNB | DISTRIBUTION | SUNGAI BESAR | Existing | BSBR/PCE/J00121 | PT 8 1/2 KENCONG | RMU | RMU 2S + 1F |  |  | PT 8 1/2 KENCONG | PENCAWANG ATAS TIANG (PAT) |  | 11/0.415 kV | 25/12/1982 |  | 0 | Fail | Unfiltered
303174177 | TNB | DISTRIBUTION | SUNGAI BESAR | Existing | BSBR/PCE/J00191 | P/E TAMAN SERI NO 2 | RMU 2S+1F | RMU 2S + 1F |  |  | P/E TAMAN SERI NO 2 | INDOOR SINGLE CHAMBER |  | 11/0.415 kV | 29/10/1992 |  | 0 | Pass | null
302050674 | TNB | DISTRIBUTION | SUNGAI BESAR | Existing | BSBR/PCE/J00075 | DESA KASIH BT 23 SG NIBONG | RMU 2S+1F | RMU 2S + 1F |  |  | DESA KASIH BT 23 SG NIBONG | COMPACT SUBS |  | 11/0.415 kV | 20030108 | 49 | 0 | Pass | null
432592534 | TNB | DISTRIBUTION | SUNGAI BESAR | Existing | BSBR/PCE/J00058 | KG NELAYAN SG HAJI DORANI | RMU | RMU 2S + 1F |  |  | KG NELAYAN SG HAJI DORANI | OUTDOOR (OD WITH SWTCHGEAR) |  | 11/0.415 kV | 20020608 |  | 0 | Pass | null
434261270 | TNB | DISTRIBUTION | SUNGAI BESAR | Existing | BSBR/PCE/J00007 | PEKET 100 SPG 5 SAWAH | RMU 3S+2F | RMU 3S+2F |  |  | PEKET 100 SPG 5 SAWAH | PENCAWANG ATAS TIANG (PAT) |  | 11/0.415 kV | 19870608 |  | 0 | Fail | Please check "Switchgear Configuration"
433660994 | TNB | DISTRIBUTION | SUNGAI BESAR | Existing | BSBR/PCE/J00014 | TAMAN PERTAMA NO 2 | RMU 2S + 1F | RMU 2S + 1F |  |  | TAMAN PERTAMA NO 2 | INDOOR SINGLE CHAMBER |  | 11/0.415 kV | 20060108 |  | 0 | Pass | null
430844282 | TNB | DISTRIBUTION | SUNGAI BESAR | Existing | BSBR/PCE/J00192 | P/E FUSIPIM | RMU 2S + 1F | RMU 2S + 1F |  |  | P/E FUSIPIM | INDOOR SINGLE CHAMBER |  | 11/0.415 kV | 20040101 |  | 0 | Pass | null
433897637 | TNB | DISTRIBUTION | SUNGAI BESAR | Existing | BSBR/PCE/J00066 | P/E PEJABAT KERAJAAN | RMU 2S + 1F | RMU 2S + 1F |  |  | P/E PEJABAT KERAJAAN | INDOOR DOUBLE CHAMBER |  | 11/0.415 kV | 13/11/1981 |  | 0 | Pass | null
433701036 | TNB | DISTRIBUTION | SUNGAI BESAR | Existing | BSBR/PCE/J00155 | P/E KAMPUNG BARU | RMU | RMU 2S + 1F |  |  | P/E KAMPUNG BARU | OUTDOOR (OD WITH SWTCHGEAR) |  | 11/0.415 kV | 20000108 |  | 0 | Pass | null
430946744 | TNB | DISTRIBUTION | SUNGAI BESAR | Existing | BSBR/PCE/J00223 | P/E TMN BEDENA 2 | RMU | RMU 3S+1F |  |  | P/E TMN BEDENA 2 | INDOOR DOUBLE CHAMBER |  | 11/0.415 kV | 18/01/2013 |  | 0 | Pass | null
303292442 | TNB | DISTRIBUTION | SUNGAI BESAR | Existing | BSBR/PCE/J00173 | P/PADAT PARIT 12 LUNDANG | RMU 2S+1F | RMU 2S + 1F |  |  | P/PADAT PARIT 12 LUNDANG | COMPACT SUBS |  | 11/0.415 kV | 20001212 | 88 | 0 | Pass | null
301672089 | TNB | DISTRIBUTION | SUNGAI BESAR | Existing | BSBR/PCE/J00049 | TMN CAHAYA | RMU 2S+1F | RMU 2S + 1F |  |  | TMN CAHAYA | OUTDOOR (OD WITH SWTCHGEAR) |  | 11/0.415 kV | 19910112 |  | 0 | Pass | null
433544466 | TNB | DISTRIBUTION | SUNGAI BESAR | Existing | BSBR/PCE/J00206 | P/E TAMAN INTAN JAYA | RMU 2S + 1F | RMU 2S + 1F |  |  | P/E TAMAN INTAN JAYA | INDOOR SINGLE CHAMBER |  | 11/0.415 kV | 20050108 |  | 0 | Pass | null
428770399 | TNB | DISTRIBUTION | SUNGAI BESAR | Existing | BSBR/PCE/J00240 | P/E MCDONALD SG BESAR | RMU 2S + 1F | RMU 2S + 1F |  |  | P/E MCDONALD SG BESAR | COMPACT SUBS |  | 11/0.415 kV |  |  | 0 | Pass | null
437906842 | TNB | DISTRIBUTION | SUNGAI BESAR | Existing | BSBR/PCE/G00018 | PARIT 6, L383 | PENURUN | PENURUN WITH LOAD BREAK SWITCH |  |  | PARIT 6, L383 | PENCAWANG ATAS TIANG (PAT) |  | 33/0.415 kV | 19780406 |  | 0 | Fail | Please check "Switchgear Configuration"
433600233 | TNB | DISTRIBUTION | SUNGAI BESAR | Existing | BSBR/PCE/J00229 | P/E FU FROZEN | RMU 2S + 1F | RMU 2S + 1F |  |  | P/E FU FROZEN | INDOOR SINGLE CHAMBER |  | 11/0.415 kV | 20110505 |  | 0 | Pass | null
433675074 | TNB | DISTRIBUTION | SUNGAI BESAR | Existing | BSBR/PCE/J00131 | PAT KG TBK JAWA | RMU | RMU 2S + 1F |  |  | PAT KG TBK JAWA | PENCAWANG ATAS TIANG (PAT) |  | 11/0.415 kV | 19840108 |  | 0 | Fail | Unfiltered
432712772 | TNB | DISTRIBUTION | SUNGAI BESAR | Existing | BSBR/PCE/J00150 | P/E SUNGAI TENGAR | RMU | RMU 2S + 1F |  |  | P/E SUNGAI TENGAR | OUTDOOR (OD WITH SWTCHGEAR) |  | 11/0.415 kV | 17/01/1990 |  | 0 | Pass | null
301945936 | TNB | DISTRIBUTION | SUNGAI BESAR | Existing | BSBR/PCE/J00065 | P/E LPN BAGAN TERAP | RMU 6S+1F |  |  |  | P/E LPN BAGAN TERAP | OUTDOOR (OD WITH SWTCHGEAR) |  | 11/0.415 kV | 20/03/1991 | 89 | 0 | Pass | null
433899597 | TNB | DISTRIBUTION | SUNGAI BESAR | Existing | BSBR/PCE/J00238 | P/E BIN DAWOOD | RMU 2S + 1F | RMU 2S + 1F |  |  | P/E BIN DAWOOD | ATTACHED |  |  |  |  | 0 | Pass | null
302862189 | TNB | DISTRIBUTION | SUNGAI BESAR | Existing | BSBR/PCE/J00057 | KG SG SEKENDI | RMU 2S+1F | RMU 2S + 1F |  |  | KG SG SEKENDI | PENCAWANG ATAS TIANG (PAT) |  | 11/0.415 kV | 19830108 |  | 0 | Fail | Please check "Switchgear Configuration"
302052855 | TNB | DISTRIBUTION | SUNGAI BESAR | Existing | BSBR/PCE/J00056 | BGN SG PULAI | RMU 2S+1F | RMU 2S + 1F |  |  | BGN SG PULAI | SEMI PAT (OD WITH DROP FUSE) |  | 11/0.415 kV | 19870108 |  | 0 | Fail | Please check "Switchgear Configuration"
430900945 | TNB | DISTRIBUTION | SUNGAI BESAR | Existing | BSBR/PCE/J00037 | TMN PADU PERMAI | RMU | RMU 2S + 1F |  |  | TMN PADU PERMAI | INDOOR DOUBLE CHAMBER |  | 11/0.415 kV | 20030509 |  | 0 | Pass | null
433986366 | TNB | DISTRIBUTION | SUNGAI BESAR | Existing | BSBR/PCE/J00044 | BGN 2 S/BESAR | RMU | RMU 2S + 1F |  |  | BGN 2 S/BESAR | OUTDOOR (OD WITH SWTCHGEAR) |  | 11/0.415 kV | 20/05/1991 |  | 0 | Pass | null
433170507 | TNB | DISTRIBUTION | SUNGAI BESAR | Existing | BSBR/PCE/J00211 | P/E KOLAM UDANG BAGAN TELOK RHU | RMU 2S + 1F | RMU 2S + 1F |  |  | P/E KOLAM UDANG BAGAN TELOK RHU | INDOOR SINGLE CHAMBER |  | 11/0.415 kV | 21/06/2004 |  | 0 | Pass | null
433663112 | TNB | DISTRIBUTION | SUNGAI BESAR | Existing | BSBR/PCE/J00164 | P/E RT AIR MANIS NO 2 | RMU 2S + 1F | RMU 2S + 1F |  |  | P/E RT AIR MANIS NO 2 | INDOOR DOUBLE CHAMBER |  | 11/0.415 kV | 20070108 |  | 0 | Pass | null
430899802 | TNB | DISTRIBUTION | SUNGAI BESAR | Existing | BSBR/PCE/J00193 | P/E TAMAN PERDANA | RMU 2S + 2F | RMU 2S + 2F |  |  | P/E TAMAN PERDANA | INDOOR DOUBLE CHAMBER |  | 11/0.415 kV | 20040108 |  | 0 | Pass | null
433699182 | TNB | DISTRIBUTION | SUNGAI BESAR | Existing | BSBR/PCE/J00162 | P/E SEK AGAMA BT 40 | RMU | RMU 2S + 1F |  |  | P/E SEK AGAMA BT 40 | INDOOR SINGLE CHAMBER |  | 11/0.415 kV | 20060108 |  | 0 | Pass | null
432642621 | TNB | DISTRIBUTION | SUNGAI BESAR | Existing | BSBR/PCE/J00145 | SG LANG (ILDAS) DAKWAH | RMU | RMU 2S + 1F |  |  | SG LANG (ILDAS) DAKWAH | INDOOR SINGLE CHAMBER |  | 11/0.415 kV | 19990108 |  | 0 | Pass | null
433574852 | TNB | DISTRIBUTION | SUNGAI BESAR | Existing | BSBR/PCE/J00108 | PKNS LOW COST TMN MUHIBAH | RMU | RMU 2S + 1F |  |  | PKNS LOW COST TMN MUHIBAH | INDOOR DOUBLE CHAMBER |  | 11/0.415 kV | 19800108 |  | 0 | Pass | null
302052064 | TNB | DISTRIBUTION | SUNGAI BESAR | Existing | BSBR/PCE/J00080 | PT 11 P/PANJANG | RMU 2S+1F | RMU 2S + 1F |  |  | PT 11 P/PANJANG | OUTDOOR (OD WITH SWTCHGEAR) |  | 11/0.415 kV | 19940404 | 51 | 0 | Pass | null
434264068 | TNB | DISTRIBUTION | SUNGAI BESAR | Existing | BSBR/PCE/J00172 | PT 12 SG NIBONG | RMU | RMU 2S + 1F |  |  | PT 12 SG NIBONG | OUTDOOR (OD WITH SWTCHGEAR) |  | 11/0.415 kV | 19960108 |  | 0 | Pass | null
302126643 | TNB | DISTRIBUTION | SUNGAI BESAR | Existing | BSBR/PCE/J00055 | KG SG BURUNG | RMU 3S+1F | RMU 3S+1F |  |  | KG SG BURUNG | OUTDOOR (OD WITH SWTCHGEAR) |  | 11/0.415 kV | 19900108 |  | 0 | Pass | null
432714903 | TNB | DISTRIBUTION | SUNGAI BESAR | Existing | BSBR/PCE/J00139 | P/E SG AIR TAWAR | RMU | RMU 3S+1F |  |  | P/E SG AIR TAWAR | OUTDOOR (OD WITH SWTCHGEAR) |  | 11/0.415 kV | 27/06/1984 |  | 0 | Pass | null
432711478 | TNB | DISTRIBUTION | SUNGAI BESAR | Existing | BSBR/PCE/J00148 | PAT KG PT BARU BAROH | RMU 2S + 1F | RMU 2S + 1F |  |  | PAT KG PT BARU BAROH | PENCAWANG ATAS TIANG (PAT) |  | 11/0.415 kV | 19840108 |  | 0 | Fail | Please check "Switchgear Configuration"
433786222 | TNB | DISTRIBUTION | SUNGAI BESAR | Existing | BSBR/PCE/J00233 | P/E SEK REN AGAMA PARIT BARU | RMU | RMU 2S + 1F |  |  | P/E SEK REN AGAMA PARIT BARU | OUTDOOR (OD WITH SWTCHGEAR) |  | 11/0.415 kV |  |  | 0 | Pass | null
428769658 | TNB | DISTRIBUTION | SUNGAI BESAR | Existing | BSBR/PCE/J00181 | P/E TAMAN GEMILANG NO 2 | RMU | RMU 2S + 1F |  |  | P/E TAMAN GEMILANG NO 2 | INDOOR SINGLE CHAMBER |  | 11/0.415 kV | 20060105 |  | 0 | Pass | null
430845491 | TNB | DISTRIBUTION | SUNGAI BESAR | Existing | BSBR/PCE/J00069 | P/E HIGHLAND DESICCATED COCONUT | RMU | RMU 2S + 1F |  |  | P/E HIGHLAND DESICCATED COCONUT | OUTDOOR (OD WITH SWTCHGEAR) |  | 11/0.415 kV | 20060108 |  | 0 | Pass | null
433171785 | TNB | DISTRIBUTION | SUNGAI BESAR | Existing | BSBR/PCE/J00163 | P/E PUSAT REKREASI BNO | RMU | RMU 2S + 1F |  |  | P/E PUSAT REKREASI BNO | INDOOR SINGLE CHAMBER |  | 11/0.415 kV | 28/04/2001 |  | 0 | Pass | null
432598802 | TNB | DISTRIBUTION | SUNGAI BESAR | Existing | BSBR/PCE/J00119 | PT 2 BARAT | RMU | RMU 2S + 1F |  |  | PT 2 BARAT | PENCAWANG ATAS TIANG (PAT) |  | 11/0.415 kV | 26/12/1982 |  | 0 | Fail | Unfiltered
432597353 | TNB | DISTRIBUTION | SUNGAI BESAR | Existing | BSBR/PCE/J00117 | PT 5 BARAT | RMU | RMU 2S + 1F |  |  | PT 5 BARAT | PENCAWANG ATAS TIANG (PAT) |  | 11/0.415 kV | 26/12/1982 |  | 0 | Fail | Unfiltered
433674388 | TNB | DISTRIBUTION | SUNGAI BESAR | Existing | BSBR/PCE/J00132 | KG TBK JAWA | RMU | RMU 3S+1F |  |  | KG TBK JAWA | OUTDOOR (OD WITH SWTCHGEAR) |  | 11/0.415 kV | 26/09/1992 |  | 0 | Pass | null
438335114 | TNB | DISTRIBUTION | SUNGAI BESAR | Existing | BSBR/PCE/J00020 | PT 18 SG PANJANG A/TANAH | RMU | RMU 3S+1F |  |  | PT 18 SG PANJANG A/TANAH | OUTDOOR (OD WITH SWTCHGEAR) |  | 11/0.415 kV | 20040101 |  | 0 | Pass | null
302862072 | TNB | DISTRIBUTION | SUNGAI BESAR | Existing | BSBR/PCE/J00005 | T/AIR 12 BAN 2 SG NIBONG | RMU 2S+1F | RMU 2S + 1F |  |  | T/AIR 12 BAN 2 SG NIBONG | PENCAWANG ATAS TIANG (PAT) |  | 11/0.415 kV | 19881105 | 214 | 0 | Fail | Please check "Switchgear Configuration"
433628540 | TNB | DISTRIBUTION | SUNGAI BESAR | Existing | BSBR/PCE/J00033 | TAMAN RAYA NO 2 | RMU 2S + 1F | RMU 2S + 1F |  |  | TAMAN RAYA NO 2 | INDOOR SINGLE CHAMBER |  | 11/0.415 kV | 20040109 |  | 0 | Pass | null
433517632 | TNB | DISTRIBUTION | SUNGAI BESAR | Existing | BSBR/PCE/J00081 | HOSPITAL S/BERNAM | RMU | RMU 3S+2F |  |  | HOSPITAL S/BERNAM | INDOOR DOUBLE CHAMBER |  | 11/0.415 kV | 29/08/1992 |  | 0 | Pass | null
438349330 | TNB | DISTRIBUTION | SUNGAI BESAR | Existing | BSBR/PCE/J00031 | TBK JAYA PT 13 SG PANJANG | RMU 1S+1F | RMU 2S + 1F |  |  | TBK JAYA PT 13 SG PANJANG | OUTDOOR (OD WITH SWTCHGEAR) |  | 11/0.415 kV | 20000102 |  | 0 | Pass | null
434195845 | TNB | DISTRIBUTION | SUNGAI BESAR | Existing | BSBR/PCE/J00104 | PAT LUBOK PUSING | RMU | RMU 2S + 1F |  |  | PAT LUBOK PUSING | PENCAWANG ATAS TIANG (PAT) |  | 11/0.415 kV | 24/12/1992 |  | 0 | Fail | Unfiltered
433898904 | TNB | DISTRIBUTION | SUNGAI BESAR | Existing | BSBR/PCE/J00301 | P/E UMNO SG BESAR | RMU 2S + 1F | RMU 2S + 1F |  |  | P/E UMNO SG BESAR | COMPACT SUBS |  | 11/0.415 kV |  |  | 0 | Pass | null
433542580 | TNB | DISTRIBUTION | SUNGAI BESAR | Existing | BSBR/PCE/J00090 | VIP | RMU 2S + 1F | RMU 2S + 1F |  |  | VIP | PENCAWANG ATAS TIANG (PAT) |  | 11/0.415 kV | 19870806 |  | 0 | Fail | Please check "Switchgear Configuration"
433663756 | TNB | DISTRIBUTION | SUNGAI BESAR | Existing | BSBR/PCE/J00103 | SCENICA (PURE MANUFACTURING) | RMU | RMU 2S + 1F |  |  | SCENICA (PURE MANUFACTURING) | OUTDOOR (OD WITH SWTCHGEAR) |  | 11/0.415 kV | 20070108 |  | 0 | Pass | null
433785220 | TNB | DISTRIBUTION | SUNGAI BESAR | Existing | BSBR/PCE/J00140 | PEKAN SG AIR TAWAR | RMU | RMU 2S + 1F |  |  | PEKAN SG AIR TAWAR | OUTDOOR (OD WITH SWTCHGEAR) |  | 11/0.415 kV | 19930809 |  | 0 | Pass | null
433694873 | TNB | DISTRIBUTION | SUNGAI BESAR | Existing | BSBR/PCE/J00136 | CHIA KIR HU | RMU 2S + 1F | RMU 2S + 1F |  |  | CHIA KIR HU | INDOOR SINGLE CHAMBER |  | 11/0.415 kV | 25/11/2007 |  | 0 | Pass | null
301630277 | TNB | DISTRIBUTION | SUNGAI BESAR | Existing | BSBR/PCE/J00062 | K/UDANG UDAHA | RMU 2S+1F | RMU 2S + 1F |  |  | K/UDANG UDAHA | OUTDOOR (OD WITH SWTCHGEAR) |  | 11/0.415 kV | 19921208 | 72 | 0 | Pass | null
433675690 | TNB | DISTRIBUTION | SUNGAI BESAR | Existing | BSBR/PCE/J00133 | KG TBK MUFRAD | RMU 1S+1F | RMU 2S + 1F |  |  | KG TBK MUFRAD | PENCAWANG ATAS TIANG (PAT) |  | 11/0.415 kV | 19840108 |  | 0 | Fail | Please check "Switchgear Configuration"
433115503 | TNB | DISTRIBUTION | SUNGAI BESAR | Existing | BSBR/PCE/J00201 | P/E KUARTERS POLITEKNIK | RMU 2S + 1F | RMU 2S + 1F |  |  | P/E KUARTERS POLITEKNIK | INDOOR SINGLE CHAMBER |  | 11/0.415 kV | 20030102 |  | 0 | Pass | null
447332609 | TNB | DISTRIBUTION | SUNGAI BESAR | Existing | BSBR/PCE/J00252 | P/E TAMAN AROWANA | RMU | RMU 2S + 2F |  |  | P/E TAMAN AROWANA | ATTACHED |  |  |  |  | 0 | Pass | null
438334491 | TNB | DISTRIBUTION | SUNGAI BESAR | Existing | BSBR/PCE/J00030 | MERBAU JAYA PT 16 | RMU | RMU 2S + 1F |  |  | MERBAU JAYA PT 16 | OUTDOOR (OD WITH SWTCHGEAR) |  | 11/0.415 kV | 20010101 |  | 0 | Pass | null
438248685 | TNB | DISTRIBUTION | SUNGAI BESAR | Existing | BSBR/PCE/G00007 | KG.SG.NIBONG, L675 | PENURUN | PENURUN WITH LOAD BREAK SWITCH |  |  | KG.SG.NIBONG, L675 | PENCAWANG ATAS TIANG (PAT) |  | 33/0.415 kV | 20/10/1979 |  | 0 | Fail | Please check "Switchgear Configuration"
433539480 | TNB | DISTRIBUTION | SUNGAI BESAR | Existing | BSBR/PCE/J00086 | PEKAN S/BERNAM | RMU | RMU 3S+1F |  |  | PEKAN S/BERNAM | INDOOR DOUBLE CHAMBER |  | 11/0.415 kV | 15/02/1994 |  | 0 | Pass | null
303757590 | TNB | DISTRIBUTION | SUNGAI BESAR | Existing | BSBR/PCE/J00124 | PADAT SG BESAR NO 2 | RMU 2S+1F | RMU 2S + 1F |  |  | PADAT SG BESAR NO 2 | COMPACT SUBS |  | 11/0.415 kV | 20010108 |  | 0 | Pass | null
434271974 | TNB | DISTRIBUTION | SUNGAI BESAR | Existing | BSBR/PCE/J00006 | T/AIR 14 SPG 5 SAWAH | RMU 2S + 2F | RMU 2S + 2F |  |  | T/AIR 14 SPG 5 SAWAH | PENCAWANG ATAS TIANG (PAT) |  | 11/0.415 kV | 15/07/1988 |  | 0 | Fail | Please check "Switchgear Configuration"
434219670 | TNB | DISTRIBUTION | SUNGAI BESAR | Existing | BSBR/PCE/J00254 | D-SBR-C17-0165 | RMU 2S + 1F | RMU 2S + 1F |  |  | D-SBR-C17-0165 | ATTACHED |  |  |  | PE TAMAN EMAS 2 | 0 | Pass | null
428768996 | TNB | DISTRIBUTION | SUNGAI BESAR | Existing | BSBR/PCE/J00178 | TMN PERWIRA | RMU | RMU 2S + 1F |  |  | TMN PERWIRA | INDOOR SINGLE CHAMBER |  | 11/0.415 kV | 30/05/1995 |  | 0 | Pass | null
437026870 | TNB | DISTRIBUTION | SUNGAI BESAR | Existing | BSBR/PCE/J00016 | RUMAH PAM PT 13 SG PANJANG | RMU | RMU 2S + 1F |  |  | RUMAH PAM PT 13 SG PANJANG | INDOOR SINGLE CHAMBER |  | 11/0.415 kV | 20000812 |  | 0 | Pass | null
303635597 | TNB | DISTRIBUTION | SUNGAI BESAR | Existing | BSBR/PCE/J00029 | PT 5 GAMBUT | RMU 2S+1F | RMU 3S+1F |  |  | PT 5 GAMBUT | SEMI PAT (OD WITH DROP FUSE) |  | 11/0.415 kV | 20040108 | 55 | 0 | Fail | Please check "Switchgear Configuration"
303741248 | TNB | DISTRIBUTION | SUNGAI BESAR | Existing | BSBR/PCE/J00011 | TMN EHSAN | RMU 2S+1F | RMU 2S + 1F |  |  | TMN EHSAN | INDOOR SINGLE CHAMBER |  | 11/0.415 kV | 19790108 |  | 0 | Pass | null
433543837 | TNB | DISTRIBUTION | SUNGAI BESAR | Existing | BSBR/PCE/J00227 | P/E PUSAT PERLINDUNGAN WANITA | RMU | RMU 2S + 1F |  |  | P/E PUSAT PERLINDUNGAN WANITA | INDOOR SINGLE CHAMBER |  | 11/0.415 kV | 24/09/2012 |  | 0 | Pass | null
433913626 | TNB | DISTRIBUTION | SUNGAI BESAR | Existing | BSBR/PCE/J00125 | PT 10 BARAT | RMU | RMU 3S+1F |  |  | PT 10 BARAT | PENCAWANG ATAS TIANG (PAT) |  | 11/0.415 kV | 27/12/1983 |  | 0 | Fail | Unfiltered
301947727 | TNB | DISTRIBUTION | SUNGAI BESAR | Existing | BSBR/PCE/J00113 | P/E KOKO FAMA ASSAYAKI | RMU 2S+1F | RMU 2S + 1F |  |  | P/E KOKO FAMA ASSAYAKI | OUTDOOR (OD WITH SWTCHGEAR) |  | 11/0.415 kV | 19961104 |  | 0 | Pass | null
433117599 | TNB | DISTRIBUTION | SUNGAI BESAR | Existing | BSBR/PCE/J00147 | BGN BETING KEPAH | RMU | RMU 2X (2S + 1F) |  |  | BGN BETING KEPAH | OUTDOOR (OD WITH SWTCHGEAR) |  | 11/0.415 kV | 29/11/1992 |  | 0 | Pass | null
430884709 | TNB | DISTRIBUTION | SUNGAI BESAR | Existing | BSBR/PCE/J00194 | P/E TAMAN PERDANA NO 1 | RMU 2S + 2F | RMU 2S + 2F |  |  | P/E TAMAN PERDANA NO 1 | INDOOR DOUBLE CHAMBER |  | 11/0.415 kV | 20070108 |  | 0 | Pass | null
433173824 | TNB | DISTRIBUTION | SUNGAI BESAR | Existing | BSBR/PCE/J00138 | SEK MUNSHI ABDULLAH | RMU | RMU 2S + 1F |  |  | SEK MUNSHI ABDULLAH | OUTDOOR (OD WITH SWTCHGEAR) |  | 11/0.415 kV | 24/12/1999 |  | 0 | Pass | null
433540822 | TNB | DISTRIBUTION | SUNGAI BESAR | Existing | BSBR/PCE/J00204 | P/E KOLEJ KOMUNITI | RMU 2S + 2F | RMU 2S + 2F |  |  | P/E KOLEJ KOMUNITI | INDOOR SINGLE CHAMBER |  | 11/0.415 kV | 20021203 |  | 0 | Pass | null
303519635 | TNB | DISTRIBUTION | SUNGAI BESAR | Existing | BSBR/PCE/J00180 | TMN PENGGAWA | RMU 2S+1F | RMU 2S + 1F |  |  | TMN PENGGAWA | INDOOR SINGLE CHAMBER |  | 11/0.415 kV | 19890304 | 2 | 0 | Pass | null
433116153 | TNB | DISTRIBUTION | SUNGAI BESAR | Existing | BSBR/PCE/J00166 | P/E SEK AGAMA SUNGAI LANG | CB 3 | CB + 1 TX |  |  | P/E SEK AGAMA SUNGAI LANG | INDOOR SINGLE CHAMBER |  | 11/0.415 kV | 19990108 |  | 0 | Pass | null
301692141 | TNB | DISTRIBUTION | SUNGAI BESAR | Existing | BSBR/PCE/J00092 | SEPINTAS BATU 1 (STADIUM) | RMU 2S+1F | RMU 2S + 1F |  |  | SEPINTAS BATU 1 (STADIUM) | OUTDOOR (OD WITH SWTCHGEAR) |  | 11/0.415 kV | 19790108 | 102 | 0 | Pass | null
433516913 | TNB | DISTRIBUTION | SUNGAI BESAR | Existing | BSBR/PCE/J00169 | P/E KUARTERS TORKINTON | RMU 2S + 1F | RMU 2S + 1F |  |  | P/E KUARTERS TORKINTON | INDOOR SINGLE CHAMBER |  | 11/0.415 kV | 19831111 |  | 0 | Pass | null
437908082 | TNB | DISTRIBUTION | SUNGAI BESAR | Existing | BSBR/PCE/G00020 | PARIT 10, L384 | PENURUN | PENURUN WITH LOAD BREAK SWITCH |  |  | PARIT 10, L384 | PENCAWANG ATAS TIANG (PAT) |  | 33/0.415 kV | 21/09/1978 |  | 0 | Fail | Please check "Switchgear Configuration"
301676892 | TNB | DISTRIBUTION | SUNGAI BESAR | Existing | BSBR/PCE/J00076 | P/E TAMAN SERI BEDENA | RMU 2S + 1F | RMU 2S + 1F |  |  | P/E TAMAN SERI BEDENA | INDOOR SINGLE CHAMBER |  | 11/0.415 kV | 20010212 | 4 | 0 | Pass | null
303784262 | TNB | DISTRIBUTION | SUNGAI BESAR | Existing | BSBR/PCE/J00078 | P/E BLACKTOP | RMU 2S+1F | RMU 2S + 1F |  |  | P/E BLACKTOP | INDOOR SINGLE CHAMBER |  | 11/0.415 kV | 13/02/2002 |  | 0 | Pass | null
434195227 | TNB | DISTRIBUTION | SUNGAI BESAR | Existing | BSBR/PCE/J00188 | P/E HAYAT MAJU NO 3 | RMU 2S + 1F | RMU 2S + 1F |  |  | P/E HAYAT MAJU NO 3 | INDOOR SINGLE CHAMBER |  | 11/0.415 kV | 20060108 |  | 0 | Pass | null
434194017 | TNB | DISTRIBUTION | SUNGAI BESAR | Existing | BSBR/PCE/J00243 | P/E PENURUN TOK KHALIFAH | RMU 2S + 1F | RMU 2S + 1F |  |  | P/E PENURUN TOK KHALIFAH | OUTDOOR (OD WITH SWTCHGEAR) |  | 11/0.415 kV |  |  | 0 | Pass | null
302128328 | TNB | DISTRIBUTION | SUNGAI BESAR | Existing | BSBR/PCE/J00071 | TMN RAYA | RMU 2S+1F | RMU 2S + 1F |  |  | TMN RAYA | INDOOR SINGLE CHAMBER |  | 11/0.415 kV | 19980205 |  | 0 | Pass | null
302711962 | TNB | DISTRIBUTION | SUNGAI BESAR | Existing | BSBR/PCE/J00074 | TMN BEDENA JAYA | RMU 2S + 1F | RMU 2S + 1F |  |  | TMN BEDENA JAYA | INDOOR DOUBLE CHAMBER |  | 11/0.415 kV | 20010108 |  | 0 | Pass | null
433925087 | TNB | DISTRIBUTION | SUNGAI BESAR | Existing | BSBR/PCE/J00039 | STADIUM S/BESAR | RMU | RMU 2S + 1F |  |  | STADIUM S/BESAR | COMPACT SUBS |  | 11/0.415 kV | 27/05/1995 |  | 0 | Pass | null
434262406 | TNB | DISTRIBUTION | SUNGAI BESAR | Existing | BSBR/PCE/J00245 | P/E KLINIK KESIHATAN SIMPANG 5 | RMU 2S + 2F | RMU 2S + 2F |  |  | P/E KLINIK KESIHATAN SIMPANG 5 | ATTACHED |  |  |  |  | 0 | Pass | null
437907458 | TNB | DISTRIBUTION | SUNGAI BESAR | Existing | BSBR/PCE/G00019 | PARIT 8, L388 | PENURUN | PENURUN WITH LOAD BREAK SWITCH |  |  | PARIT 8, L388 | PENCAWANG ATAS TIANG (PAT) |  | 33/0.415 kV | 18/07/1978 |  | 0 | Fail | Please check "Switchgear Configuration"
433645821 | TNB | DISTRIBUTION | SUNGAI BESAR | Existing | BSBR/PCE/J00100 | TMN FERI | RMU | RMU 3S+1F |  |  | TMN FERI | PENCAWANG ATAS TIANG (PAT) |  | 11/0.415 kV | 20070108 |  | 0 | Fail | Unfiltered
433661870 | TNB | DISTRIBUTION | SUNGAI BESAR | Existing | BSBR/PCE/J00127 | IKS JALAN AIR MANIS | RMU | RMU 2S + 1F |  |  | IKS JALAN AIR MANIS | INDOOR SINGLE CHAMBER |  | 11/0.415 kV | 19840207 |  | 0 | Pass | null
437720947 | TNB | DISTRIBUTION | SUNGAI BESAR | Existing | BSBR/PCE/G00016 | PARIT 2, L381 | PENURUN | PENURUN WITH LOAD BREAK SWITCH |  |  | PARIT 2, L381 | PENCAWANG ATAS TIANG (PAT) |  | 33/0.415 kV | 19/04/1978 |  | 0 | Fail | Please check "Switchgear Configuration"
432696691 | TNB | DISTRIBUTION | SUNGAI BESAR | Existing | BSBR/PCE/J00050 | K/UDANG MAKHLUK LAUTAN | RMU | RMU 2S + 1F |  |  | K/UDANG MAKHLUK LAUTAN | OUTDOOR (OD WITH SWTCHGEAR) |  | 11/0.415 kV | 19910108 |  | 0 | Pass | null
433783888 | TNB | DISTRIBUTION | SUNGAI BESAR | Existing | BSBR/PCE/J00026 | PT 10 GAMBUT | RMU | RMU 2S + 1F |  |  | PT 10 GAMBUT | PENCAWANG ATAS TIANG (PAT) |  | 11/0.415 kV | 25/07/1992 |  | 0 | Fail | Unfiltered
432643227 | TNB | DISTRIBUTION | SUNGAI BESAR | Existing | BSBR/PCE/J00184 | P/E PUAS | RMU 2S + 1F | RMU 2S + 1F |  |  | P/E PUAS | INDOOR SINGLE CHAMBER |  | 11/0.415 kV | 19990108 |  | 0 | Pass | null
430843381 | TNB | DISTRIBUTION | SUNGAI BESAR | Existing | BSBR/PCE/J00219 | P/E ELEYSS PARK | RMU | RMU 2S + 1F |  |  | P/E ELEYSS PARK | INDOOR DOUBLE CHAMBER |  | 11/0.415 kV | 22/01/2010 |  | 0 | Pass | null
432598109 | TNB | DISTRIBUTION | SUNGAI BESAR | Existing | BSBR/PCE/J00118 | PT 3 1/2 BARAT | RMU | RMU 2S + 1F |  |  | PT 3 1/2 BARAT | PENCAWANG ATAS TIANG (PAT) |  | 11/0.415 kV | 26/12/1982 |  | 0 | Fail | Unfiltered
433644555 | TNB | DISTRIBUTION | SUNGAI BESAR | Existing | BSBR/PCE/J00099 | SEK ABD RAHMAN PUTRA | RMU | RMU 2S + 1F |  |  | SEK ABD RAHMAN PUTRA | COMPACT SUBS |  | 11/0.415 kV | 19990111 |  | 0 | Pass | null
433116993 | TNB | DISTRIBUTION | SUNGAI BESAR | Existing | BSBR/PCE/J00146 | SG APONG | RMU | RMU 2S + 1F |  |  | SG APONG | OUTDOOR (OD WITH SWTCHGEAR) |  | 11/0.415 kV | 25/11/1991 |  | 0 | Pass | null
433179481 | TNB | DISTRIBUTION | SUNGAI BESAR | Existing | BSBR/PCE/J00149 | P/E BAGAN PARIT BARU | RMU 1S+1F | RMU 2S + 1F |  |  | P/E BAGAN PARIT BARU | PENCAWANG ATAS TIANG (PAT) |  | 11/0.415 kV | 20040105 |  | 0 | Fail | Please check "Switchgear Configuration"
433923104 | TNB | DISTRIBUTION | SUNGAI BESAR | Existing | BSBR/PCE/J00042 | SIM BROTHER | RMU | RMU 2S + 1F |  |  | SIM BROTHER | ATTACHED |  | 11/0.415 kV | 30/06/1992 |  | 0 | Pass | null