## Switch Bank
Id | Label | Feeder Label | Record ID | Father ID | ERMS Functional Location | ERMS Equipment No | Status | Phasing | Circuit ID | Feeder Direction | Normal Status | Operating Status | Class | Rated Voltage | Operating Voltage | Insulation Type | Date Commissioned | Year of Manufacturing | Serial Number | Mounting Type | Brand | Manufacturer [Old] | Panel Serial No | Truck Sl.no | Substation Name | Interconnect Type | Operating Mechanism | Load Break Indicator | Ground Type | Owner Name | Owner Type | Operational Area | Mirrored | Dry impluse withstand voltage (KV) | Scada Control ID | Scada Monitor ID | Scada Type | Gang Operated Indicator | Country of Manufacture | Isolator Location | Rated Operating Motor Voltage | Power Frequency Withstand Voltage (KV) | Rated Continous Current | Breaking Current [kA] | Making Current | Fault Level Current [kA] | Switch Number | Defect Doc Available? | Bus Section | Net book value | Asset useful life | Contract No | Control State | Address | Remarks | Switch Bank Units
256945431 | D00189 |  | 6978479 | 6978478 | BSBR/PCE/J00049/MB368 | 300039963 | Existing | RYB |  | SBSR-4 | CLOSED | CLOSED | LINK | 16.000 kV | 11 kV | GAS | 1991-01-12 | 0 | 3X/RO/69 |  | REYROLLE | VEI |  |  | TMN CAHAYA | Unknown | Unknown | Unknown | Unknown | DISTRIBUTION | TNB | SUNGAI BESAR | Unknown | Unknown |  |  |  | Unknown |  |  |  |  | 630.000 A | 0.63 | 21.9 | 21.9 | D00189 | [5 empty] | 0 | TMN CAHAYA |  | 3
256945435 | D00188 |  | 6978490 | 6978489 | BSBR/PCE/J00049/MB368 | 300039963 | Existing | RYB |  | D00190 TMN SRI INDAH | CLOSED | CLOSED | LINK | 16.000 kV | 11 kV | GAS | 1991-01-12 | 0 | 3X/RO/69 |  | REYROLLE | VEI |  |  | TMN CAHAYA | Unknown | Unknown | Unknown | Unknown | DISTRIBUTION | TNB | SUNGAI BESAR | Unknown | Unknown |  |  |  | Unknown |  |  |  |  | 630.000 A | 0.63 | 21.9 | 21.9 | D00188 | [5 empty] | 0 | TMN CAHAYA |  | 3
257013935 | D00557 |  | 6980796 | 6980813 |  |  | Existing | RYB |  | D00562 HAYAT MAJU NO 3 | OPEN | CLOSED | LINK | 12.000 kV | 11 kV | GAS |  | 2008 | G280332 |  | FALCON BETA | TAMCO |  |  | P/E LPN BAGAN TERAP | Unknown | Unknown | Unknown | Unknown | DISTRIBUTION | TNB | SUNGAI BESAR | Unknown | Unknown |  |  |  | Unknown |  |  |  |  | 630.000 A | 20 | 20 | 20 | D00557 | [5 empty] | 0 | LPN BAGAN TERAP |  | 3
257013939 | D00556 |  | 6980797 | 6980808 |  |  | Existing | RYB |  | D00566 SEK MEN (U) BGN TERAP | CLOSED | CLOSED | LINK | 12.000 kV | 11 kV | GAS |  | 2008 | E281505 |  | FALCON BETA | TAMCO |  |  | P/E LPN BAGAN TERAP | Unknown | Unknown | Unknown | Unknown | DISTRIBUTION | TNB | SUNGAI BESAR | Unknown | Unknown |  |  |  | Unknown |  |  |  |  | 630.000 A | 20 | 20 | 20 | D00556 | [5 empty] | 0 | LPN BAGAN TERAP |  | 3
257013943 | D00555 |  | 6980798 | 6980816 |  |  | Existing | RYB |  | D00419 PARIT 12 LUNDANG | CLOSED | CLOSED | LINK | 12.000 kV | 11 kV | GAS |  | 2008 | E281505 |  | FALCON BETA | TAMCO |  |  | P/E LPN BAGAN TERAP | Unknown | Unknown | Unknown | Unknown | DISTRIBUTION | TNB | SUNGAI BESAR | Unknown | Unknown |  |  |  | Unknown |  |  |  |  | 630.000 A | 20 | 20 | 20 | D00555 | [5 empty] | 0 | LPN BAGAN TERAP |  | 3
257013953 | D00675 |  | 6980821 | 6980824 |  |  | Existing | RYB |  | D00649 TMN TERAP JAYA NO 1 | CLOSED | CLOSED | LINK | 12.000 kV | 11 kV | GAS |  | 2008 | E281505 |  | FALCON BETA | TAMCO |  |  | P/E LPN BAGAN TERAP | Unknown | Unknown | Unknown | Unknown | DISTRIBUTION | TNB | SUNGAI BESAR | Unknown | Unknown |  |  |  | Unknown |  |  |  |  | 630.000 A | 20 | 20 | 20 | D00675 | [5 empty] | 0 | LPN BAGAN TERAP |  | 3
257013959 | D00675 |  | 26328310 | 26328324 |  |  | Existing | RYB |  | D00649 TMN TERAP JAYA NO 1 | CLOSED | CLOSED | LINK | 12.000 kV | 11 kV | GAS |  | 2008 | G280332 |  | FALCON BETA | TAMCO |  |  | P/E LPN BAGAN TERAP | Unknown | Unknown | Unknown | Unknown | DISTRIBUTION | TNB | SUNGAI BESAR | Unknown | Unknown |  |  |  | Unknown |  |  |  |  | 630.000 A | 20 | 20 | 20 | D00675 | [5 empty] | 0 | LPN BAGAN TERAP |  | 3
257013963 | D00676 |  | 26328312 | 26328318 |  |  | Existing | RYB |  | LOOPING RMU 1 | CLOSED | CLOSED | LINK | 12.000 kV | 11 kV | GAS |  | 2008 | G280332 |  | FALCON BETA | TAMCO |  |  | P/E LPN BAGAN TERAP | Unknown | Unknown | Unknown | Unknown | DISTRIBUTION | TNB | SUNGAI BESAR | Unknown | Unknown |  |  |  | Unknown |  |  |  |  | 630.000 A | 20 | 20 | 20 | D00676 | [5 empty] | 0 | LPN BAGAN TERAP |  | 3
257701102 |  | SGLG-14 (M) | 6967652 | 6967931 |  |  | Existing | RYB |  | SPARE14(SGLG) | OPEN | OPEN | MAIN |  | 11 kV | Unknown |  | 0 |  |  |  | Unknown |  |  | PPU SUNGAI LANG | Unknown | Unknown | Unknown | Unknown | DISTRIBUTION | TNB | SUNGAI BESAR | Unknown | Unknown |  |  |  | Unknown | [17 empty] | 3
257701106 |  | SGLG-16 (M) | 6967653 | 6967955 |  |  | Existing | RYB |  | SPARE16(SGLG) | OPEN | OPEN | MAIN |  | 11 kV | Unknown |  | 0 |  |  |  | Unknown |  |  | PPU SUNGAI LANG | Unknown | Unknown | Unknown | Unknown | DISTRIBUTION | TNB | SUNGAI BESAR | Unknown | Unknown |  |  |  | Unknown | [17 empty] | 3
257701110 |  | SGLG-12 (M) | 6967654 | 6967938 |  |  | Existing | RYB |  | SPARE12(SGLG) | OPEN | OPEN | MAIN |  | 11 kV | Unknown |  | 0 |  |  |  | Unknown |  |  | PPU SUNGAI LANG | Unknown | Unknown | Unknown | Unknown | DISTRIBUTION | TNB | SUNGAI BESAR | Unknown | Unknown |  |  |  | Unknown | [17 empty] | 3
257701114 |  | SGLG-10 (M) | 6967656 | 6967947 |  |  | Existing | RYB |  | SPARE10(SGLG) | OPEN | OPEN | MAIN |  | 11 kV | Unknown |  | 0 |  |  |  | Unknown |  |  | PPU SUNGAI LANG | Unknown | Unknown | Unknown | Unknown | DISTRIBUTION | TNB | SUNGAI BESAR | Unknown | Unknown |  |  |  | Unknown | [17 empty] | 3
257701118 |  | SGLG-8 (M) | 6967658 | 6967935 |  |  | Existing | RYB |  | SPARE8(SGLG) | OPEN | OPEN | MAIN |  | 11 kV | Unknown |  | 0 |  |  |  | Unknown |  |  | PPU SUNGAI LANG | Unknown | Unknown | Unknown | Unknown | DISTRIBUTION | TNB | SUNGAI BESAR | Unknown | Unknown |  |  |  | Unknown | [17 empty] | 3
257701228 |  | SGLG-4 (M) | 6967739 | 6967975 |  |  | Existing | RYB |  | SPARE4(SGLG) | CLOSED | OPEN | MAIN |  | 11 kV | Unknown |  | 0 |  |  |  | Unknown |  |  | PPU SUNGAI LANG | Unknown | Unknown | Unknown | Unknown | DISTRIBUTION | TNB | SUNGAI BESAR | Unknown | Unknown |  |  |  | Unknown | [17 empty] | 3
257701232 |  | SGLG-6 (M) | 6967741 | 6967977 |  |  | Existing | RYB |  | SPARE6(SGLG) | OPEN | OPEN | MAIN |  | 11 kV | Unknown |  | 0 |  |  |  | Unknown |  |  | PPU SUNGAI LANG | Unknown | Unknown | Unknown | Unknown | DISTRIBUTION | TNB | SUNGAI BESAR | Unknown | Unknown |  |  |  | Unknown | [17 empty] | 3
257701236 |  | SGLG-4 (R) | 6967742 | 6967994 |  |  | Existing | RYB |  | SPARE4(SGLG) | OPEN | OPEN | RESERVE |  | Unknown | Unknown |  | 0 |  |  |  | Unknown |  |  | PPU SUNGAI LANG | Unknown | Unknown | Unknown | Unknown | DISTRIBUTION | TNB | SUNGAI BESAR | Unknown | Unknown |  |  |  | Unknown | [17 empty] | 3
257701240 |  | SGLG-4 (M) | 6967743 | 6967992 |  |  | Existing | RYB |  | SPARE4(SGLG) | OPEN | OPEN | MAIN |  | Unknown | Unknown |  | 0 |  |  |  | Unknown |  |  | PPU SUNGAI LANG | Unknown | Unknown | Unknown | Unknown | DISTRIBUTION | TNB | SUNGAI BESAR | Unknown | Unknown |  |  |  | Unknown | [17 empty] | 3
257701248 |  | SGLG-2H0 (M) | 6967745 | 6967984 |  |  | Existing | RYB |  | SGLG-TX2-2H0 | OPEN | OPEN | MAIN |  | 33 kV | Unknown |  | 0 |  |  |  | Unknown |  |  | PPU SUNGAI LANG | Unknown | Unknown | Unknown | Unknown | DISTRIBUTION | TNB | SUNGAI BESAR | Unknown | Unknown |  |  |  | Unknown | [17 empty] | 3
257701252 |  | SGLG-2H0 (R) | 6967746 | 6968000 |  |  | Existing | RYB |  | SGLG-TX2-2H0 | OPEN | OPEN | RESERVE |  | 33 kV | Unknown |  | 0 |  |  |  | Unknown |  |  | PPU SUNGAI LANG | Unknown | Unknown | Unknown | Unknown | DISTRIBUTION | TNB | SUNGAI BESAR | Unknown | Unknown |  |  |  | Unknown | [17 empty] | 3
257701256 |  | SGLG-B/C-1W0 | 6967747 | 6968010 |  |  | Existing | RYB |  | 33KV BUSBAR | CLOSED | OPEN | BUSBAR COUPLER |  | Unknown | VACUMM |  | 0 |  |  |  | ITEM | N/A | N/A | PPU SUNGAI LANG | Unknown | Unknown | Unknown | Unknown | DISTRIBUTION | TNB | SUNGAI BESAR | Unknown | Unknown |  |  |  | Unknown | [17 empty] | 3
257701260 |  | SGLG-B/S-1S0 | 6967748 | 6968002 |  |  | Existing | RYB |  | 33KV BUSBAR | CLOSED | OPEN | BUSBAR SECTION |  | Unknown | VACUMM |  | 0 |  |  |  | ITEM | N/A | N/A | PPU SUNGAI LANG | Unknown | Unknown | Unknown | Unknown | DISTRIBUTION | TNB | SUNGAI BESAR | Unknown | Unknown |  |  |  | Unknown | [17 empty] | 3
257701298 |  | SGLG-2 (M) | 6967769 | 6967967 |  |  | Existing | RYB |  | SPARE2(SGLG) | CLOSED | OPEN | MAIN |  | 11 kV | Unknown |  | 0 |  |  |  | Unknown |  |  | PPU SUNGAI LANG | Unknown | Unknown | Unknown | Unknown | DISTRIBUTION | TNB | SUNGAI BESAR | Unknown | Unknown |  |  |  | Unknown | [17 empty] | 3
257701302 |  | SGLG-13 (M) | 6967771 | 6967998 |  |  | Existing | RYB |  | SPARE13(SGLG) | CLOSED | OPEN | MAIN |  | 11 kV | Unknown |  | 0 |  |  |  | Unknown |  |  | PPU SUNGAI LANG | Unknown | Unknown | Unknown | Unknown | DISTRIBUTION | TNB | SUNGAI BESAR | Unknown | Unknown |  |  |  | Unknown | [17 empty] | 3
257701380 |  | N1 | 6967815 | 6968005 |  |  | Existing | RYB |  | N1 | OPEN | OPEN | NEUTRAL |  | Unknown | Unknown |  | 0 |  |  |  | Unknown |  |  | PPU SUNGAI LANG | Unknown | Unknown | Unknown | Unknown | DISTRIBUTION | TNB | SUNGAI BESAR | Unknown | Unknown |  |  |  | Unknown | [17 empty] | 3
257701384 |  | SGLG-1H0 (M) | 6967816 | 6968008 |  |  | Existing | RYB |  | SGLG-TX1-1H0 | OPEN | OPEN | MAIN |  | 33 kV | Unknown |  | 0 |  |  |  | Unknown |  |  | PPU SUNGAI LANG | Unknown | Unknown | Unknown | Unknown | DISTRIBUTION | TNB | SUNGAI BESAR | Unknown | Unknown |  |  |  | Unknown | [17 empty] | 3
257701388 |  | SGLG-1H0 (R) | 6967817 | 6968021 |  |  | Existing | RYB |  | SGLG-TX1-1H0 | OPEN | OPEN | RESERVE |  | 33 kV | Unknown |  | 0 |  |  |  | Unknown |  |  | PPU SUNGAI LANG | Unknown | Unknown | Unknown | Unknown | DISTRIBUTION | TNB | SUNGAI BESAR | Unknown | Unknown |  |  |  | Unknown | [17 empty] | 3
257701392 |  | SGLG-1 (M) | 6967818 | 6968012 |  |  | Existing | RYB |  | SPARE1(SGLG) | CLOSED | OPEN | MAIN |  | 33 kV | Unknown |  | 0 |  |  |  | Unknown |  |  | PPU SUNGAI LANG | Unknown | Unknown | Unknown | Unknown | DISTRIBUTION | TNB | SUNGAI BESAR | Unknown | Unknown |  |  |  | Unknown | [17 empty] | 3
257701396 |  | SGLG-1 (R) | 6967819 | 6968013 |  |  | Existing | RYB |  | SPARE1(SGLG) | OPEN | OPEN | RESERVE |  | Unknown | Unknown |  | 0 |  |  |  | Unknown |  |  | PPU SUNGAI LANG | Unknown | Unknown | Unknown | Unknown | DISTRIBUTION | TNB | SUNGAI BESAR | Unknown | Unknown |  |  |  | Unknown | [17 empty] | 3
257701400 |  | N2 | 6967820 | 6968068 |  |  | Existing | RYB |  | N2 | OPEN | OPEN | NEUTRAL |  | Unknown | Unknown |  | 0 |  |  |  | Unknown |  |  | PPU SUNGAI LANG | Unknown | Unknown | Unknown | Unknown | DISTRIBUTION | TNB | SUNGAI BESAR | Unknown | Unknown |  |  |  | Unknown | [17 empty] | 3
257701417 |  | N5 | 6967828 | 6968070 |  |  | Existing | RYB |  | N5 | OPEN | OPEN | NEUTRAL |  | Unknown | Unknown |  | 0 |  |  |  | Unknown |  |  | PPU SUNGAI LANG | Unknown | Unknown | Unknown | Unknown | DISTRIBUTION | TNB | SUNGAI BESAR | Unknown | Unknown |  |  |  | Unknown | [17 empty] | 3
257701421 |  | SGLG-3 (R) | 6967829 | 6968076 |  |  | Existing | RYB |  | SPARE3(SGLG) | OPEN | OPEN | RESERVE |  | Unknown | Unknown |  | 0 |  |  |  | Unknown |  |  | PPU SUNGAI LANG | Unknown | Unknown | Unknown | Unknown | DISTRIBUTION | TNB | SUNGAI BESAR | Unknown | Unknown |  |  |  | Unknown | [17 empty] | 3
257701425 |  | SGLG-3 (M) | 6967830 | 6968077 |  |  | Existing | RYB |  | SPARE3(SGLG) | OPEN | OPEN | MAIN |  | Unknown | Unknown |  | 0 |  |  |  | Unknown |  |  | PPU SUNGAI LANG | Unknown | Unknown | Unknown | Unknown | DISTRIBUTION | TNB | SUNGAI BESAR | Unknown | Unknown |  |  |  | Unknown | [17 empty] | 3
257701429 |  | N4 | 6967831 | 6968090 |  |  | Existing | RYB |  | N4 | OPEN | OPEN | NEUTRAL |  | Unknown | Unknown |  | 0 |  |  |  | Unknown |  |  | PPU SUNGAI LANG | Unknown | Unknown | Unknown | Unknown | DISTRIBUTION | TNB | SUNGAI BESAR | Unknown | Unknown |  |  |  | Unknown | [17 empty] | 3
257701435 |  | SGLG-3 (M) | 6967834 | 6968045 |  |  | Existing | RYB |  | SPARE3(SGLG) | CLOSED | OPEN | MAIN |  | 11 kV | Unknown |  | 0 |  |  |  | Unknown |  |  | PPU SUNGAI LANG | Unknown | Unknown | Unknown | Unknown | DISTRIBUTION | TNB | SUNGAI BESAR | Unknown | Unknown |  |  |  | Unknown | [17 empty] | 3
257701439 |  | SGLG-5 (M) | 6967835 | 6968062 |  |  | Existing | RYB |  | SPARE5(SGLG) | CLOSED | OPEN | MAIN |  | 11 kV | Unknown |  | 0 |  |  |  | Unknown |  |  | PPU SUNGAI LANG | Unknown | Unknown | Unknown | Unknown | DISTRIBUTION | TNB | SUNGAI BESAR | Unknown | Unknown |  |  |  | Unknown | [17 empty] | 3
257701443 |  | SGLG-31 (M) | 6967836 | 6968039 |  |  | Existing | RYB |  | SPARE31(SGLG) | CLOSED | OPEN | MAIN |  | 11 kV | Unknown |  | 0 |  |  |  | Unknown |  |  | PPU SUNGAI LANG | Unknown | Unknown | Unknown | Unknown | DISTRIBUTION | TNB | SUNGAI BESAR | Unknown | Unknown |  |  |  | Unknown | [17 empty] | 3
257701447 |  | SGLG-1 (M) | 6967839 | 6968047 |  |  | Existing | RYB |  | SPARE1(SGLG) | CLOSED | OPEN | MAIN |  | 11 kV | Unknown |  | 0 |  |  |  | Unknown |  |  | PPU SUNGAI LANG | Unknown | Unknown | Unknown | Unknown | DISTRIBUTION | TNB | SUNGAI BESAR | Unknown | Unknown |  |  |  | Unknown | [17 empty] | 3
257701451 |  | SGLG-11 (M) | 6967840 | 6968109 |  |  | Existing | RYB |  | SPARE11(SGLG) | CLOSED | OPEN | MAIN |  | 11 kV | Unknown |  | 0 |  |  |  | Unknown |  |  | PPU SUNGAI LANG | Unknown | Unknown | Unknown | Unknown | DISTRIBUTION | TNB | SUNGAI BESAR | Unknown | Unknown |  |  |  | Unknown | [17 empty] | 3
257701455 |  | SGLG-9 (M) | 6967842 | 6968111 |  |  | Existing | RYB |  | SPARE9(SGLG) | CLOSED | OPEN | MAIN |  | 11 kV | Unknown |  | 0 |  |  |  | Unknown |  |  | PPU SUNGAI LANG | Unknown | Unknown | Unknown | Unknown | DISTRIBUTION | TNB | SUNGAI BESAR | Unknown | Unknown |  |  |  | Unknown | [17 empty] | 3
257701459 |  | SGLG-7 (M) | 6967844 | 6968113 |  |  | Existing | RYB |  | SPARE7(SGLG) | CLOSED | OPEN | MAIN |  | 11 kV | Unknown |  | 0 |  |  |  | Unknown |  |  | PPU SUNGAI LANG | Unknown | Unknown | Unknown | Unknown | DISTRIBUTION | TNB | SUNGAI BESAR | Unknown | Unknown |  |  |  | Unknown | [17 empty] | 3
257701463 |  | SGLG-13 (M) | 6967848 | 6968084 |  |  | Existing | RYB |  | SPARE13(SGLG) | CLOSED | OPEN | MAIN |  | 11 kV | Unknown |  | 0 |  |  |  | Unknown |  |  | PPU SUNGAI LANG | Unknown | Unknown | Unknown | Unknown | DISTRIBUTION | TNB | SUNGAI BESAR | Unknown | Unknown |  |  |  | Unknown | [17 empty] | 3
257701576 |  | SGLG-2 (R) | 6968148 | 6968159 |  |  | Existing | RYB |  | SPARE2(SGLG) | OPEN | OPEN | RESERVE |  | Unknown | Unknown |  | 0 |  |  |  | Unknown |  |  | PPU SUNGAI LANG | Unknown | Unknown | Unknown | Unknown | DISTRIBUTION | TNB | SUNGAI BESAR | Unknown | Unknown |  |  |  | Unknown | [17 empty] | 3
257701593 |  | SGLG-2 (M) | 6968158 | 6968162 |  |  | Existing | RYB |  | SPARE2(SGLG) | CLOSED | OPEN | MAIN |  | 33 kV | Unknown |  | 0 |  |  |  | Unknown |  |  | PPU SUNGAI LANG | Unknown | Unknown | Unknown | Unknown | DISTRIBUTION | TNB | SUNGAI BESAR | Unknown | Unknown |  |  |  | Unknown | [17 empty] | 3
377644456 | D00002 |  |  |  | BSBR/PCE/J00178/MBRMU1 | 300241515 | Existing | RYB |  |  | CLOSED | CLOSED | LINK |  | 11 kV |  | 30/05/1995 |  |  |  |  | VEI |  |  | TMN PERWIRA | Unknown | Unknown | NO | NONE | DISTRIBUTION | TNB | SUNGAI BESAR | NO | Unknown |  |  |  | NO | [8 empty] | D00002 | NO | [7 empty] | 3
377644461 | D00003 |  |  |  | BSBR/PCE/J00178/MBRMU1 | 300241515 | Existing | RYB |  |  | CLOSED | CLOSED | LINK |  | 11 kV |  | 30/05/1995 |  |  |  |  | VEI |  |  | TMN PERWIRA | Unknown | Unknown | NO | NONE | DISTRIBUTION | TNB | SUNGAI BESAR | NO | Unknown |  |  |  | NO | [8 empty] | D00003 | NO | [7 empty] | 3
377644558 | D05240 |  |  |  | BSBR/PCE/J00181/MBRMU | 300451117 | Existing | RYB |  |  | CLOSED | CLOSED | LINK |  | 11 kV |  | 2007-01-01 |  |  |  |  | SIEMENS |  |  | P/E TAMAN GEMILANG NO 2 | Unknown | Unknown | NO | NONE | DISTRIBUTION | TNB | SUNGAI BESAR | NO | Unknown |  |  |  | NO | [8 empty] | D05240 | NO | [7 empty] | 3
377644563 | D05238 |  |  |  | BSBR/PCE/J00181/MBRMU | 300451117 | Existing | RYB |  |  | CLOSED | CLOSED | LINK |  | 11 kV |  | 2007-01-01 |  |  |  |  | SIEMENS |  |  | P/E TAMAN GEMILANG NO 2 | Unknown | Unknown | NO | NONE | DISTRIBUTION | TNB | SUNGAI BESAR | NO | Unknown |  |  |  | NO | [8 empty] | D05238 | NO | [7 empty] | 3
377644681 | D06781 |  |  |  | BSBR/PCE/J00240/MB1 | 310371006 | Existing | RYB |  |  | CLOSED | CLOSED | LINK |  | 11 kV | [6 empty] | TOSHIBA |  |  | P/E MCDONALD SG BESAR | Unknown | Unknown | NO | NONE | DISTRIBUTION | TNB | SUNGAI BESAR | NO | Unknown |  |  |  | NO | [8 empty] | D06781 | NO | [7 empty] | 3
377644686 | D06782 |  |  |  | BSBR/PCE/J00240/MB1 | 310371006 | Existing | RYB |  |  | CLOSED | CLOSED | LINK |  | 11 kV | [6 empty] | TOSHIBA |  |  | P/E MCDONALD SG BESAR | Unknown | Unknown | NO | NONE | DISTRIBUTION | TNB | SUNGAI BESAR | NO | Unknown |  |  |  | NO | [8 empty] | D06782 | NO | [7 empty] | 3
377645043 | D00657 |  |  |  | BSBR/PCE/J00009/MB1 | 310370995 | Existing | RYB |  |  | CLOSED | CLOSED | LINK |  | 11 kV | [9 empty] | SBBC FASA 3 | Unknown | Unknown | NO | NONE | DISTRIBUTION | TNB | SUNGAI BESAR | NO | Unknown |  |  |  | NO | [8 empty] | D00657 | NO | [7 empty] | 3
377645060 | D00654 |  |  |  | BSBR/PCE/J00009/MB1 | 310370995 | Existing | RYB |  |  | CLOSED | CLOSED | LINK |  | 11 kV | [9 empty] | SBBC FASA 3 | Unknown | Unknown | NO | NONE | DISTRIBUTION | TNB | SUNGAI BESAR | NO | Unknown |  |  |  | NO | [8 empty] | D00654 | NO | [7 empty] | 3
377645220 | D00641 | [5 empty] | Existing | RYB |  |  | CLOSED | CLOSED | LINK |  | 11 kV | [9 empty] | P/E SBBC FASA 2 | Unknown | Unknown | NO | NONE | DISTRIBUTION | TNB | SUNGAI BESAR | NO | Unknown |  |  |  | NO | [8 empty] | D00641 | NO | [7 empty] | 3
377645225 | D00639 | [5 empty] | Existing | RYB |  |  | CLOSED | CLOSED | LINK |  | 11 kV | [9 empty] | P/E SBBC FASA 2 | Unknown | Unknown | NO | NONE | DISTRIBUTION | TNB | SUNGAI BESAR | NO | Unknown |  |  |  | NO | [8 empty] | D00639 | NO | [7 empty] | 3
377645317 | D05241 |  |  |  | BSBR/PCE/J00199/MB1 | 310357935 | Existing | RYB |  |  | CLOSED | CLOSED | LINK |  | 11 kV | [9 empty] | P/E SBBC FASA 1 | Unknown | Unknown | NO | NONE | DISTRIBUTION | TNB | SUNGAI BESAR | NO | Unknown |  |  |  | NO | [8 empty] | D05241 | NO | [7 empty] | 3
377645334 | D05244 |  |  |  | BSBR/PCE/J00199/MB1 | 310357935 | Existing | RYB |  |  | CLOSED | CLOSED | LINK |  | 11 kV | [9 empty] | P/E SBBC FASA 1 | Unknown | Unknown | NO | NONE | DISTRIBUTION | TNB | SUNGAI BESAR | NO | Unknown |  |  |  | NO | [8 empty] | D05244 | NO | [7 empty] | 3
377645492 | D00005 | [5 empty] | Existing | RYB |  |  | CLOSED | CLOSED | LINK |  | 11 kV | [9 empty] | P/E TAMAN PURNAMA | Unknown | Unknown | NO | NONE | DISTRIBUTION | TNB | SUNGAI BESAR | NO | Unknown |  |  |  | NO | [8 empty] | D00005 | NO | [7 empty] | 3
377645497 | D00004 | [5 empty] | Existing | RYB |  |  | CLOSED | CLOSED | LINK |  | 11 kV | [9 empty] | P/E TAMAN PURNAMA | Unknown | Unknown | NO | NONE | DISTRIBUTION | TNB | SUNGAI BESAR | NO | Unknown |  |  |  | NO | [8 empty] | D00004 | NO | [7 empty] | 3
377645589 | D00008 |  |  |  | BSBR/PCE/J00194/MB1 | 310355579 | Existing | RYB |  |  | CLOSED | CLOSED | LINK |  | 11 kV | [6 empty] | TAMCO |  |  | P/E TAMAN PERDANA NO 1 | Unknown | Unknown | NO | NONE | DISTRIBUTION | TNB | SUNGAI BESAR | NO | Unknown |  |  |  | NO | [8 empty] | D00008 | NO | [7 empty] | 3
377645606 | D00009 |  |  |  | BSBR/PCE/J00194/MB1 | 310355579 | Existing | RYB |  | D06823 PE RMH KEDAI JLN PPP 3 | CLOSED | CLOSED | LINK |  | 11 kV | [6 empty] | TAMCO |  |  | P/E TAMAN PERDANA NO 1 | Unknown | Unknown | NO | NONE | DISTRIBUTION | TNB | SUNGAI BESAR | NO | Unknown |  |  |  | NO | [8 empty] | D00009 | NO | [7 empty] | 3
377645945 | D00012 | [5 empty] | Existing | RYB |  |  | CLOSED | CLOSED | LINK |  | 11 kV | [9 empty] | P/E TAMAN PERDANA | Unknown | Unknown | NO | NONE | DISTRIBUTION | TNB | SUNGAI BESAR | NO | Unknown |  |  |  | NO | [8 empty] | D00012 | NO | [7 empty] | 3
377645962 | D00013 | [5 empty] | Existing | RYB |  | D06821 PE RMH KEDAI JLN PPP 3 | CLOSED | CLOSED | LINK |  | 11 kV | [9 empty] | P/E TAMAN PERDANA | Unknown | Unknown | NO | NONE | DISTRIBUTION | TNB | SUNGAI BESAR | NO | Unknown |  |  |  | NO | [8 empty] | D00013 | NO | [7 empty] | 3
377646120 | D00015 |  |  |  | BSBR/PCE/J00037/MBS00732 | 300039899 | Existing | RYB |  |  | CLOSED | CLOSED | LINK |  | 11 kV |  | 2003-05-09 |  |  |  |  | VEI |  |  | TMN PADU PERMAI | Unknown | Unknown | NO | NONE | DISTRIBUTION | TNB | SUNGAI BESAR | NO | Unknown |  |  |  | NO | [8 empty] | D00015 | NO | [7 empty] | 3
377646125 | D00016 |  |  |  | BSBR/PCE/J00037/MBS00732 | 300039899 | Existing | RYB |  |  | CLOSED | CLOSED | LINK |  | 11 kV |  | 2003-05-09 |  |  |  |  | VEI |  |  | TMN PADU PERMAI | Unknown | Unknown | NO | NONE | DISTRIBUTION | TNB | SUNGAI BESAR | NO | Unknown |  |  |  | NO | [8 empty] | D00016 | NO | [7 empty] | 3
377646217 | D00017 |  |  |  | BSBR/PCE/J00038/MBS00735 | 300039904 | Existing | RYB |  |  | CLOSED | CLOSED | LINK |  | 11 kV |  | 2003-10-04 |  |  |  |  | INDKOM |  |  | TMN SETIA JAYA | Unknown | Unknown | NO | NONE | DISTRIBUTION | TNB | SUNGAI BESAR | NO | Unknown |  |  |  | NO | [8 empty] | D00017 | NO | [7 empty] | 3
377646221 | D00020 |  |  |  | BSBR/PCE/J00038/MBS00735 | 300039904 | Existing | RYB |  |  | OPEN | CLOSED | LINK |  | 11 kV |  | 2003-10-04 |  |  |  |  | INDKOM |  |  | TMN SETIA JAYA | Unknown | Unknown | NO | NONE | DISTRIBUTION | TNB | SUNGAI BESAR | NO | Unknown |  |  |  | NO | [8 empty] | D00020 | NO | [7 empty] | 3
377646238 | D00019 |  |  |  | BSBR/PCE/J00038/MBS00735 | 300039904 | Existing | RYB |  |  | OPEN | CLOSED | LINK |  | 11 kV |  | 2003-10-04 |  |  |  |  | INDKOM |  |  | TMN SETIA JAYA | Unknown | Unknown | NO | NONE | DISTRIBUTION | TNB | SUNGAI BESAR | NO | Unknown |  |  |  | NO | [8 empty] | D00019 | NO | [7 empty] | 3
377646426 | D00697 |  |  |  | BSBR/PCE/J00217/MB | 300453596 | Existing | RYB |  |  | OPEN | CLOSED | LINK |  | 11 kV |  | 29/11/2010 |  |  |  |  | TAMCO |  |  | S/SUIS PPU SG BESAR | Unknown | Unknown | NO | NONE | DISTRIBUTION | TNB | SUNGAI BESAR | NO | Unknown |  |  |  | NO | [8 empty] | D00697 | NO | [7 empty] | 3
377646430 | D00696 |  |  |  | BSBR/PCE/J00217/MB | 300453596 | Existing | RYB |  |  | CLOSED | CLOSED | LINK |  | 11 kV |  | 29/11/2010 |  |  |  |  | TAMCO |  |  | S/SUIS PPU SG BESAR | Unknown | Unknown | NO | NONE | DISTRIBUTION | TNB | SUNGAI BESAR | NO | Unknown |  |  |  | NO | [8 empty] | D00696 | NO | [7 empty] | 3
377646447 | D00698 |  |  |  | BSBR/PCE/J00217/MB | 300453596 | Existing | RYB |  |  | CLOSED | CLOSED | LINK |  | 11 kV |  | 29/11/2010 |  |  |  |  | TAMCO |  |  | S/SUIS PPU SG BESAR | Unknown | Unknown | NO | NONE | DISTRIBUTION | TNB | SUNGAI BESAR | NO | Unknown |  |  |  | NO | [8 empty] | D00698 | NO | [7 empty] | 3
377646531 | D00107 |  |  |  | BSBR/PCE/J00034/MBNN03 | 300039886 | Existing | RYB |  |  | CLOSED | CLOSED | LINK |  | 11 kV |  | 26/08/1989 | [7 empty] | P/E JBA SG BESAR | Unknown | Unknown | NO | NONE | DISTRIBUTION | TNB | SUNGAI BESAR | NO | Unknown |  |  |  | NO | [8 empty] | D00107 | NO | [7 empty] | 3
377646536 | D00108 |  |  |  | BSBR/PCE/J00034/MBNN03 | 300039886 | Existing | RYB |  |  | CLOSED | CLOSED | LINK |  | 11 kV |  | 26/08/1989 | [7 empty] | P/E JBA SG BESAR | Unknown | Unknown | NO | NONE | DISTRIBUTION | TNB | SUNGAI BESAR | NO | Unknown |  |  |  | NO | [8 empty] | D00108 | NO | [7 empty] | 3
377646627 | D00110 |  |  |  | BSBR/PCE/J00035/MBNN01 | 300039889 | Existing | RYB |  |  | CLOSED | CLOSED | LINK |  | 11 kV |  | 26/04/1995 |  |  |  |  | TAMCO |  |  | TALIKOM S/BESAR | Unknown | Unknown | NO | NONE | DISTRIBUTION | TNB | SUNGAI BESAR | NO | Unknown |  |  |  | NO | [8 empty] | D00110 | NO | [7 empty] | 3
377646632 | D00111 |  |  |  | BSBR/PCE/J00035/MBNN01 | 300039889 | Existing | RYB |  |  | CLOSED | CLOSED | LINK |  | 11 kV |  | 26/04/1995 |  |  |  |  | TAMCO |  |  | TALIKOM S/BESAR | Unknown | Unknown | NO | NONE | DISTRIBUTION | TNB | SUNGAI BESAR | NO | Unknown |  |  |  | NO | [8 empty] | D00111 | NO | [7 empty] | 3
377646721 | D00115 |  |  |  | BSBR/PCE/J00036/MBNN03 | 300039896 | Existing | RYB |  |  | CLOSED | CLOSED | LINK |  | 11 kV |  | 1991-01-08 |  |  |  |  | INDKOM |  |  | JLN MAHSURI | Unknown | Unknown | NO | NONE | DISTRIBUTION | TNB | SUNGAI BESAR | NO | Unknown |  |  |  | NO | [8 empty] | D00115 | NO | [7 empty] | 3
377646726 | D00113 |  |  |  | BSBR/PCE/J00036/MBNN03 | 300039896 | Existing | RYB |  |  | CLOSED | CLOSED | LINK |  | 11 kV |  | 1991-01-08 |  |  |  |  | INDKOM |  |  | JLN MAHSURI | Unknown | Unknown | NO | NONE | DISTRIBUTION | TNB | SUNGAI BESAR | NO | Unknown |  |  |  | NO | [8 empty] | D00113 | NO | [7 empty] | 3
377646882 | D00116 |  |  |  | BSBR/PCE/J00077/MBNN03 | 300040074 | Existing | RYB |  |  | CLOSED | CLOSED | LINK |  | 11 kV |  | 30/01/2002 |  |  |  |  | INDKOM |  |  | ARKED MARA | Unknown | Unknown | NO | NONE | DISTRIBUTION | TNB | SUNGAI BESAR | NO | Unknown |  |  |  | NO | [8 empty] | D00116 | NO | [7 empty] | 3
377646887 | D00117 |  |  |  | BSBR/PCE/J00077/MBNN03 | 300040074 | Existing | RYB |  |  | CLOSED | CLOSED | LINK |  | 11 kV |  | 30/01/2002 |  |  |  |  | INDKOM |  |  | ARKED MARA | Unknown | Unknown | NO | NONE | DISTRIBUTION | TNB | SUNGAI BESAR | NO | Unknown |  |  |  | NO | [8 empty] | D00117 | NO | [7 empty] | 3
377647012 | D00104 |  |  |  | BSBR/PCE/J00010/MB1 | 310371013 | Existing | RYB |  |  | CLOSED | CLOSED | LINK |  | 11 kV | [6 empty] | MERLIN GERIN |  |  | TMN GEMILANG | Unknown | Unknown | NO | NONE | DISTRIBUTION | TNB | SUNGAI BESAR | NO | Unknown |  |  |  | NO | [8 empty] | D00104 | NO | [7 empty] | 3
377647017 | D00105 |  |  |  | BSBR/PCE/J00010/MB1 | 310371013 | Existing | RYB |  |  | CLOSED | CLOSED | LINK |  | 11 kV | [6 empty] | MERLIN GERIN |  |  | TMN GEMILANG | Unknown | Unknown | NO | NONE | DISTRIBUTION | TNB | SUNGAI BESAR | NO | Unknown |  |  |  | NO | [8 empty] | D00105 | NO | [7 empty] | 3
377647207 | D06740 |  |  |  | BSBR/PCE/J00223/MB1 | 300448006 | Existing | RYB |  |  | CLOSED | CLOSED | LINK |  | 11 kV |  | 2012-12-11 |  |  |  |  | INDKOM |  |  | P/E TMN BEDENA 2 | Unknown | Unknown | NO | NONE | DISTRIBUTION | TNB | SUNGAI BESAR | NO | Unknown |  |  |  | NO | [8 empty] | D06740 | NO | [7 empty] | 3
377647211 | D06743 |  |  |  | BSBR/PCE/J00223/MB1 | 300448006 | Existing | RYB |  |  | CLOSED | CLOSED | LINK |  | 11 kV |  | 2012-12-11 |  |  |  |  | INDKOM |  |  | P/E TMN BEDENA 2 | Unknown | Unknown | NO | NONE | DISTRIBUTION | TNB | SUNGAI BESAR | NO | Unknown |  |  |  | NO | [8 empty] | D06743 | NO | [7 empty] | 3
377647228 | D06742 |  |  |  | BSBR/PCE/J00223/MB1 | 300448006 | Existing | RYB |  |  | CLOSED | CLOSED | LINK |  | 11 kV |  | 2012-12-11 |  |  |  |  | INDKOM |  |  | P/E TMN BEDENA 2 | Unknown | Unknown | NO | NONE | DISTRIBUTION | TNB | SUNGAI BESAR | NO | Unknown |  |  |  | NO | [8 empty] | D06742 | NO | [7 empty] | 3
377647328 | D00022 |  |  |  | BSBR/PCE/J00197/MB1 | 310355581 | Existing | RYB |  |  | CLOSED | CLOSED | LINK |  | 11 kV | [6 empty] | TAMCO |  |  | P/E BOMBA SG BESAR | Unknown | Unknown | NO | NONE | DISTRIBUTION | TNB | SUNGAI BESAR | NO | Unknown |  |  |  | NO | [8 empty] | D00022 | NO | [7 empty] | 3
377647333 | D00021 |  |  |  | BSBR/PCE/J00197/MB1 | 310355581 | Existing | RYB |  |  | CLOSED | CLOSED | LINK |  | 11 kV | [6 empty] | TAMCO |  |  | P/E BOMBA SG BESAR | Unknown | Unknown | NO | NONE | DISTRIBUTION | TNB | SUNGAI BESAR | NO | Unknown |  |  |  | NO | [8 empty] | D00021 | NO | [7 empty] | 3
377647521 | D00721 |  |  |  | BSBR/PCE/J00222/MB1 | 300448004 | Existing | RYB |  |  | CLOSED | CLOSED | LINK |  | 11 kV |  | 25/03/2013 |  |  |  |  | INDKOM |  |  | P/E MAHKAMAH | Unknown | Unknown | NO | NONE | DISTRIBUTION | TNB | SUNGAI BESAR | NO | Unknown |  |  |  | NO | [8 empty] | D00721 | NO | [7 empty] | 3
377647526 | D00723 |  |  |  | BSBR/PCE/J00222/MB1 | 300448004 | Existing | RYB |  |  | CLOSED | CLOSED | LINK |  | 11 kV |  | 25/03/2013 |  |  |  |  | INDKOM |  |  | P/E MAHKAMAH | Unknown | Unknown | NO | NONE | DISTRIBUTION | TNB | SUNGAI BESAR | NO | Unknown |  |  |  | NO | [8 empty] | D00723 | NO | [7 empty] | 3
377647725 | D00025 |  |  |  | BSBR/PCE/J00198/MB1 | 310357923 | Existing | RYB |  |  | CLOSED | CLOSED | LINK |  | 11 kV | [6 empty] | EPE |  |  | P/E TAMAN BAYU | Unknown | Unknown | NO | NONE | DISTRIBUTION | TNB | SUNGAI BESAR | NO | Unknown |  |  |  | NO | [8 empty] | D00025 | NO | [7 empty] | 3
377647730 | D00026 |  |  |  | BSBR/PCE/J00198/MB1 | 310357923 | Existing | RYB |  |  | CLOSED | CLOSED | LINK |  | 11 kV | [6 empty] | EPE |  |  | P/E TAMAN BAYU | Unknown | Unknown | NO | NONE | DISTRIBUTION | TNB | SUNGAI BESAR | NO | Unknown |  |  |  | NO | [8 empty] | D00026 | NO | [7 empty] | 3
377647822 | D00028 |  |  |  | BSBR/PCE/J00174/MBRMU1 | 300241430 | Existing | RYB |  |  | CLOSED | CLOSED | LINK |  | 11 kV |  | 2003-09-10 |  |  |  |  | FALCON BETA |  |  | TMN PADU PERMAI NO 2 | Unknown | Unknown | NO | NONE | DISTRIBUTION | TNB | SUNGAI BESAR | NO | Unknown |  |  |  | NO | [8 empty] | D00028 | NO | [7 empty] | 3
377647839 | D00027 |  |  |  | BSBR/PCE/J00174/MBRMU1 | 300241430 | Existing | RYB |  |  | CLOSED | CLOSED | LINK |  | 11 kV |  | 2003-09-10 |  |  |  |  | FALCON BETA |  |  | TMN PADU PERMAI NO 2 | Unknown | Unknown | NO | NONE | DISTRIBUTION | TNB | SUNGAI BESAR | NO | Unknown |  |  |  | NO | [8 empty] | D00027 | NO | [7 empty] | 3
377647996 | D06814 |  |  |  | BSBR/PCE/J00249/MB1 | 300554395 | Existing | RYB |  |  | CLOSED | CLOSED | LINK |  | 11 kV | [9 empty] | P/E MASJID PADU PERMAI | Unknown | Unknown | NO | NONE | DISTRIBUTION | TNB | SUNGAI BESAR | NO | Unknown |  |  |  | NO | [8 empty] | D06814 | NO | [7 empty] | 3
377648001 | D06812 |  |  |  | BSBR/PCE/J00249/MB1 | 300554395 | Existing | RYB |  |  | CLOSED | CLOSED | LINK |  | 11 kV | [9 empty] | P/E MASJID PADU PERMAI | Unknown | Unknown | NO | NONE | DISTRIBUTION | TNB | SUNGAI BESAR | NO | Unknown |  |  |  | NO | [8 empty] | D06812 | NO | [7 empty] | 3
377648096 | D00031 |  |  |  | BSBR/PCE/J00183/MB1 | 310357925 | Existing | RYB |  |  | CLOSED | CLOSED | LINK |  | 11 kV | [6 empty] | TAMCO |  |  | P/E TMN PADU PERMAI NO 3 | Unknown | Unknown | NO | NONE | DISTRIBUTION | TNB | SUNGAI BESAR | NO | Unknown |  |  |  | NO | [8 empty] | D00031 | NO | [7 empty] | 3
377648101 | D00032 |  |  |  | BSBR/PCE/J00183/MB1 | 310357925 | Existing | RYB |  |  | CLOSED | CLOSED | LINK |  | 11 kV | [6 empty] | TAMCO |  |  | P/E TMN PADU PERMAI NO 3 | Unknown | Unknown | NO | NONE | DISTRIBUTION | TNB | SUNGAI BESAR | NO | Unknown |  |  |  | NO | [8 empty] | D00032 | NO | [7 empty] | 3
377648364 | D00689 |  |  |  | BSBR/PCE/J00218/MB1 | 300447847 | Existing | RYB |  |  | CLOSED | CLOSED | LINK |  | 11 kV |  | 2009-02-07 |  |  |  |  | INDKOM |  |  | P/E TERNAK LEMBU | Unknown | Unknown | NO | NONE | DISTRIBUTION | TNB | SUNGAI BESAR | NO | Unknown |  |  |  | NO | [8 empty] | D00689 | NO | [7 empty] | 3
377648381 | D00691 |  |  |  | BSBR/PCE/J00218/MB1 | 300447847 | Existing | RYB |  |  | CLOSED | CLOSED | LINK |  | 11 kV |  | 2009-02-07 |  |  |  |  | INDKOM |  |  | P/E TERNAK LEMBU | Unknown | Unknown | NO | NONE | DISTRIBUTION | TNB | SUNGAI BESAR | NO | Unknown |  |  |  | NO | [8 empty] | D00691 | NO | [7 empty] | 3
377648537 | D00034 |  |  |  | BSBR/PCE/J00002/MBNN01 | 300039797 | Existing | RYB |  |  | CLOSED | CLOSED | LINK |  | 11 kV |  | 2002-10-06 | [7 empty] | TBK MARSO | Unknown | Unknown | NO | NONE | DISTRIBUTION | TNB | SUNGAI BESAR | NO | Unknown |  |  |  | NO | [8 empty] | D00034 | NO | [7 empty] | 3
377648542 | D00036 |  |  |  | BSBR/PCE/J00002/MBNN01 | 300039797 | Existing | RYB |  |  | CLOSED | CLOSED | LINK |  | 11 kV |  | 2002-10-06 | [7 empty] | TBK MARSO | Unknown | Unknown | NO | NONE | DISTRIBUTION | TNB | SUNGAI BESAR | NO | Unknown |  |  |  | NO | [8 empty] | D00036 | NO | [7 empty] | 3
377648632 | D00039 |  |  |  | BSBR/PCE/J00196/MB1 | 310357924 | Existing | RYB |  |  | CLOSED | CLOSED | LINK |  | 11 kV | [6 empty] | INDKOM |  |  | P/E MARIN PARK | Unknown | Unknown | NO | NONE | DISTRIBUTION | TNB | SUNGAI BESAR | NO | Unknown |  |  |  | NO | [8 empty] | D00039 | NO | [7 empty] | 3
377648637 | D00037 |  |  |  | BSBR/PCE/J00196/MB1 | 310357924 | Existing | RYB |  |  | CLOSED | CLOSED | LINK |  | 11 kV | [6 empty] | INDKOM |  |  | P/E MARIN PARK | Unknown | Unknown | NO | NONE | DISTRIBUTION | TNB | SUNGAI BESAR | NO | Unknown |  |  |  | NO | [8 empty] | D00037 | NO | [7 empty] | 3
377957888 | D06827 |  |  |  | BSBR/PCE/J00254/MB1 | 310475064 | Existing | RYB |  |  | CLOSED | CLOSED | LINK |  | 11 kV | [6 empty] | INDKOM |  |  | D-SBR-C17-0165 | Unknown | Unknown | NO | NONE | DISTRIBUTION | TNB | SUNGAI BESAR | NO | Unknown |  |  |  | NO | [8 empty] | D06827 | NO | [7 empty] | 3
377957893 | D06829 |  |  |  | BSBR/PCE/J00254/MB1 | 310475064 | Existing | RYB |  |  | CLOSED | CLOSED | LINK |  | 11 kV | [6 empty] | INDKOM |  |  | D-SBR-C17-0165 | Unknown | Unknown | NO | NONE | DISTRIBUTION | TNB | SUNGAI BESAR | NO | Unknown |  |  |  | NO | [8 empty] | D06829 | NO | [7 empty] | 3
377958009 | D06826 |  |  |  | BSBR/PCE/J00255/MB1 | 310490437 | Existing | RYB |  |  | CLOSED | CLOSED | LINK |  | 11 kV | [6 empty] | INDKOM |  |  | D-SBR-C17-0164 | Unknown | Unknown | NO | NONE | DISTRIBUTION | TNB | SUNGAI BESAR | NO | Unknown |  |  |  | NO | [8 empty] | D06826 | NO | [7 empty] | 3
377958014 | D06824 |  |  |  | BSBR/PCE/J00255/MB1 | 310490437 | Existing | RYB |  |  | CLOSED | CLOSED | LINK |  | 11 kV | [6 empty] | INDKOM |  |  | D-SBR-C17-0164 | Unknown | Unknown | NO | NONE | DISTRIBUTION | TNB | SUNGAI BESAR | NO | Unknown |  |  |  | NO | [8 empty] | D06824 | NO | [7 empty] | 3
379374903 | D00120 |  |  |  | BSBR/PCE/J00068/MB1 | 310386594 | Existing | RYB |  |  | CLOSED | CLOSED | LINK |  | 11 kV | [6 empty] | INDKOM |  |  | P/E JALAN ANGGERIK | Unknown | Unknown | NO | NONE | DISTRIBUTION | TNB | SUNGAI BESAR | NO | Unknown |  |  |  | NO | [8 empty] | D00120 | NO | [7 empty] | 3
379374908 | D00121 |  |  |  | BSBR/PCE/J00068/MB1 | 310386594 | Existing | RYB |  |  | CLOSED | CLOSED | LINK |  | 11 kV | [6 empty] | INDKOM |  |  | P/E JALAN ANGGERIK | Unknown | Unknown | NO | NONE | DISTRIBUTION | TNB | SUNGAI BESAR | NO | Unknown |  |  |  | NO | [8 empty] | D00121 | NO | [7 empty] | 3
379374930 | D00125 |  |  |  | BSBR/PCE/J00180/MBRMU1 | 300242314 | Existing | RYB |  |  | CLOSED | CLOSED | LINK |  | 11 kV |  | 1989-03-04 |  |  |  |  | TAMCO |  |  | TMN PENGGAWA | Unknown | Unknown | NO | NONE | DISTRIBUTION | TNB | SUNGAI BESAR | NO | Unknown |  |  |  | NO | [8 empty] | D00125 | NO | [7 empty] | 3
379374935 | D00124 |  |  |  | BSBR/PCE/J00180/MBRMU1 | 300242314 | Existing | RYB |  |  | CLOSED | CLOSED | LINK |  | 11 kV |  | 1989-03-04 |  |  |  |  | TAMCO |  |  | TMN PENGGAWA | Unknown | Unknown | NO | NONE | DISTRIBUTION | TNB | SUNGAI BESAR | NO | Unknown |  |  |  | NO | [8 empty] | D00124 | NO | [7 empty] | 3
379374984 | D00701 |  |  |  | BSBR/PCE/J00219/MB1 | 300447846 | Existing | RYB |  | D06757 P/E TAMAN BUDIMAN | CLOSED | CLOSED | LINK |  | 11 kV |  | 22/01/2010 |  |  |  |  | INDKOM |  |  | P/E ELEYSS PARK | Unknown | Unknown | NO | NONE | DISTRIBUTION | TNB | SUNGAI BESAR | NO | Unknown |  |  |  | NO | [8 empty] | D00701 | NO | [7 empty] | 3
379374989 | D00699 |  |  |  | BSBR/PCE/J00219/MB1 | 300447846 | Existing | RYB |  |  | CLOSED | CLOSED | LINK |  | 11 kV |  | 22/01/2010 |  |  |  |  | INDKOM |  |  | P/E ELEYSS PARK | Unknown | Unknown | NO | NONE | DISTRIBUTION | TNB | SUNGAI BESAR | NO | Unknown |  |  |  | NO | [8 empty] | D00699 | NO | [7 empty] | 3
379375088 | D00127 |  |  |  | BSBR/PCE/J00076/MB003 | 300040069 | Existing | RYB |  |  | CLOSED | CLOSED | LINK |  | 11 kV |  | 2001-02-12 |  |  |  |  | INDKOM |  |  | P/E TAMAN SERI BEDENA | Unknown | Unknown | NO | NONE | DISTRIBUTION | TNB | SUNGAI BESAR | NO | Unknown |  |  |  | NO | [8 empty] | D00127 | NO | [7 empty] | 3
379375093 | D00126 |  |  |  | BSBR/PCE/J00076/MB003 | 300040069 | Existing | RYB |  | D06759 P/E TAMAN BUDIMAN | CLOSED | CLOSED | LINK |  | 11 kV |  | 2001-02-12 |  |  |  |  | INDKOM |  |  | P/E TAMAN SERI BEDENA | Unknown | Unknown | NO | NONE | DISTRIBUTION | TNB | SUNGAI BESAR | NO | Unknown |  |  |  | NO | [8 empty] | D00126 | NO | [7 empty] | 3
379375115 | D00131 |  |  |  | BSBR/PCE/J00192/MB1 | 310416822 | Existing | RYB |  |  | CLOSED | CLOSED | LINK |  | 11 kV | [9 empty] | P/E FUSIPIM | Unknown | Unknown | NO | NONE | DISTRIBUTION | TNB | SUNGAI BESAR | NO | Unknown |  |  |  | NO | [8 empty] | D00131 | NO | [7 empty] | 3
379375120 | D00130 |  |  |  | BSBR/PCE/J00192/MB1 | 310416822 | Existing | RYB |  |  | CLOSED | CLOSED | LINK |  | 11 kV | [9 empty] | P/E FUSIPIM | Unknown | Unknown | NO | NONE | DISTRIBUTION | TNB | SUNGAI BESAR | NO | Unknown |  |  |  | NO | [8 empty] | D00130 | NO | [7 empty] | 3
379375304 | D00132 |  |  |  | BSBR/PCE/J00069/MBS00689 | 300040043 | Existing | RYB |  |  | CLOSED | CLOSED | LINK |  | 11 kV |  | 2006-01-08 |  |  |  |  | TAMCO |  |  | P/E HIGHLAND DESICCATED COCONUT | Unknown | Unknown | NO | NONE | DISTRIBUTION | TNB | SUNGAI BESAR | NO | Unknown |  |  |  | NO | [8 empty] | D00132 | NO | [7 empty] | 3
379375309 | D00134 |  |  |  | BSBR/PCE/J00069/MBS00689 | 300040043 | Existing | RYB |  |  | CLOSED | CLOSED | LINK |  | 11 kV |  | 2006-01-08 |  |  |  |  | TAMCO |  |  | P/E HIGHLAND DESICCATED COCONUT | Unknown | Unknown | NO | NONE | DISTRIBUTION | TNB | SUNGAI BESAR | NO | Unknown |  |  |  | NO | [8 empty] | D00134 | NO | [7 empty] | 3
379375400 | D00136 |  |  |  | BSBR/PCE/J00161/MBNN03 | 300040487 | Existing | RYB |  |  | CLOSED | CLOSED | LINK |  | 11 kV |  | 2000-01-03 |  |  |  |  | TAMCO |  |  | P/E LOT 6388 PANCHANG BEDENA | Unknown | Unknown | NO | NONE | DISTRIBUTION | TNB | SUNGAI BESAR | NO | Unknown |  |  |  | NO | [8 empty] | D00136 | NO | [7 empty] | 3
379375405 | D00135 |  |  |  | BSBR/PCE/J00161/MBNN03 | 300040487 | Existing | RYB |  |  | CLOSED | CLOSED | LINK |  | 11 kV |  | 2000-01-03 |  |  |  |  | TAMCO |  |  | P/E LOT 6388 PANCHANG BEDENA | Unknown | Unknown | NO | NONE | DISTRIBUTION | TNB | SUNGAI BESAR | NO | Unknown |  |  |  | NO | [8 empty] | D00135 | NO | [7 empty] | 3
379375483 | D00138 |  |  |  | BSBR/PCE/J00113/MBS00691 | 300040255 | Existing | RYB |  |  | CLOSED | CLOSED | LINK |  | 11 kV |  | 1996-11-04 |  |  |  |  | TAMCO |  |  | P/E KOKO FAMA ASSAYAKI | Unknown | Unknown | NO | NONE | DISTRIBUTION | TNB | SUNGAI BESAR | NO | Unknown |  |  |  | NO | [8 empty] | D00138 | NO | [7 empty] | 3
379375488 | D00139 |  |  |  | BSBR/PCE/J00113/MBS00691 | 300040255 | Existing | RYB |  |  | CLOSED | CLOSED | LINK |  | 11 kV |  | 1996-11-04 |  |  |  |  | TAMCO |  |  | P/E KOKO FAMA ASSAYAKI | Unknown | Unknown | NO | NONE | DISTRIBUTION | TNB | SUNGAI BESAR | NO | Unknown |  |  |  | NO | [8 empty] | D00139 | NO | [7 empty] | 3
379375564 | D00142 |  |  |  | BSBR/PCE/J00078/MBNN03 | 300040079 | Existing | RYB |  |  | CLOSED | CLOSED | LINK |  | 11 kV |  | 13/02/2002 | [7 empty] | P/E BLACKTOP | Unknown | Unknown | NO | NONE | DISTRIBUTION | TNB | SUNGAI BESAR | NO | Unknown |  |  |  | NO | [8 empty] | D00142 | NO | [7 empty] | 3
379375569 | D00141 |  |  |  | BSBR/PCE/J00078/MBNN03 | 300040079 | Existing | RYB |  |  | CLOSED | CLOSED | LINK |  | 11 kV |  | 13/02/2002 | [7 empty] | P/E BLACKTOP | Unknown | Unknown | NO | NONE | DISTRIBUTION | TNB | SUNGAI BESAR | NO | Unknown |  |  |  | NO | [8 empty] | D00141 | NO | [7 empty] | 3
379375645 | D00682 |  |  |  | BSBR/PCE/J00112/MB1 | 310416826 | Existing | RYB |  |  | OPEN | CLOSED | LINK |  | 11 kV | [6 empty] | TAMCO |  |  | P/E SIMPANG TEBUK PULAI | Unknown | Unknown | NO | NONE | DISTRIBUTION | TNB | SUNGAI BESAR | NO | Unknown |  |  |  | NO | [8 empty] | D00682 | NO | [7 empty] | 3
379375652 | D00382 |  |  |  | BSBR/PCE/J00112/MB1 | 310416826 | Existing | RYB |  |  | CLOSED | CLOSED | LINK |  | 11 kV | [6 empty] | TAMCO |  |  | P/E SIMPANG TEBUK PULAI | Unknown | Unknown | NO | NONE | DISTRIBUTION | TNB | SUNGAI BESAR | NO | Unknown |  |  |  | NO | [8 empty] | D00382 | NO | [7 empty] | 3
379375656 | D00681 |  |  |  | BSBR/PCE/J00112/MB1 | 310416825 | Existing | RYB |  |  | CLOSED | CLOSED | LINK |  | 11 kV |  | 1993-08-09 |  |  |  |  | TAMCO |  |  | P/E SIMPANG TEBUK PULAI | Unknown | Unknown | NO | NONE | DISTRIBUTION | TNB | SUNGAI BESAR | NO | Unknown |  |  |  | NO | [8 empty] | D00681 | NO | [7 empty] | 3
379375682 | D00381 |  |  |  | BSBR/PCE/J00112/MB1 | 310416825 | Existing | RYB |  |  | CLOSED | CLOSED | LINK |  | 11 kV |  | 1993-08-09 |  |  |  |  | TAMCO |  |  | P/E SIMPANG TEBUK PULAI | Unknown | Unknown | NO | NONE | DISTRIBUTION | TNB | SUNGAI BESAR | NO | Unknown |  |  |  | NO | [8 empty] | D00381 | NO | [7 empty] | 3
379375692 | D00379 |  |  |  | BSBR/PCE/J00112/MBS00967 | 300040250 | Existing | RYB |  |  | CLOSED |  | LINK |  | 11 kV |  | 1993-08-09 |  |  |  |  | FALCON BETA |  |  | P/E SIMPANG TEBUK PULAI | Unknown | Unknown | Unknown | Unknown | DISTRIBUTION | TNB | SUNGAI BESAR | Unknown |  |  |  |  | Unknown | [8 empty] | D00379 | [8 empty] | 3
379375703 | D00383 |  |  |  | BSBR/PCE/J00112/MB1 | 310416826 | Existing | RYB |  |  | CLOSED |  | LINK |  | 11 kV | [6 empty] | TAMCO |  |  | P/E SIMPANG TEBUK PULAI | Unknown | Unknown | Unknown | Unknown | DISTRIBUTION | TNB | SUNGAI BESAR | Unknown |  |  |  |  | Unknown | [8 empty] | D00383 | [8 empty] | 3
379375794 | D00394 |  |  |  | BSBR/PCE/J00116/MBS00895 | 300040276 | Existing | RYB |  |  | CLOSED | CLOSED | LINK |  | 11 kV |  | 26/05/1992 |  |  |  |  | FALCON BETA |  |  | TBK PULAI TENGAH | Unknown | Unknown | NO | NONE | DISTRIBUTION | TNB | SUNGAI BESAR | NO | Unknown |  |  |  | NO | [8 empty] | D00394 | NO | [7 empty] | 3
379375799 | D00393 |  |  |  | BSBR/PCE/J00116/MBS00895 | 300040276 | Existing | RYB |  |  | CLOSED | CLOSED | LINK |  | 11 kV |  | 26/05/1992 |  |  |  |  | FALCON BETA |  |  | TBK PULAI TENGAH | Unknown | Unknown | NO | NONE | DISTRIBUTION | TNB | SUNGAI BESAR | NO | Unknown |  |  |  | NO | [8 empty] | D00393 | NO | [7 empty] | 3
379375915 | D00396 |  |  |  | BSBR/PCE/J00117 | 300499653 | Existing | RYB |  |  | CLOSED | CLOSED | LINK |  | 11 kV | [9 empty] | PT 5 BARAT | Unknown | Unknown | NO | NONE | DISTRIBUTION | TNB | SUNGAI BESAR | NO | Unknown |  |  |  | NO | [8 empty] | D00396 | NO | [7 empty] | 3
379375920 | D00397 |  |  |  | BSBR/PCE/J00117 | 300499653 | Existing | RYB |  |  | CLOSED | CLOSED | LINK |  | 11 kV | [9 empty] | PT 5 BARAT | Unknown | Unknown | NO | NONE | DISTRIBUTION | TNB | SUNGAI BESAR | NO | Unknown |  |  |  | NO | [8 empty] | D00397 | NO | [7 empty] | 3
379376090 | D00399 |  |  |  | BSBR/PCE/J00118/MB01 | 300040284 | Existing | RYB |  |  | CLOSED | CLOSED | LINK |  | 11 kV |  | 20/10/2010 | [7 empty] | PT 3 1/2 BARAT | Unknown | Unknown | NO | NONE | DISTRIBUTION | TNB | SUNGAI BESAR | NO | Unknown |  |  |  | NO | [8 empty] | D00399 | NO | [7 empty] | 3
379376095 | D00400 |  |  |  | BSBR/PCE/J00118/MB01 | 300040284 | Existing | RYB |  |  | CLOSED | CLOSED | LINK |  | 11 kV |  | 20/10/2010 | [7 empty] | PT 3 1/2 BARAT | Unknown | Unknown | NO | NONE | DISTRIBUTION | TNB | SUNGAI BESAR | NO | Unknown |  |  |  | NO | [8 empty] | D00400 | NO | [7 empty] | 3
379376205 | D00402 |  |  |  | BSBR/PCE/J00119/MB01 | 300040289 | Existing | RYB |  |  | CLOSED | CLOSED | LINK |  | 11 kV |  | 20/10/2010 | [7 empty] | PT 2 BARAT | Unknown | Unknown | NO | NONE | DISTRIBUTION | TNB | SUNGAI BESAR | NO | Unknown |  |  |  | NO | [8 empty] | D00402 | NO | [7 empty] | 3
379376210 | D06801 |  |  |  | BSBR/PCE/J00119/MB01 | 300040289 | Existing | RYB |  |  | OPEN | CLOSED | LINK |  | 11 kV |  | 20/10/2010 | [7 empty] | PT 2 BARAT | Unknown | Unknown | NO | NONE | DISTRIBUTION | TNB | SUNGAI BESAR | NO | Unknown |  |  |  | NO | [8 empty] | D06801 | NO | [7 empty] | 3
379376363 | D00145 | [5 empty] | Existing | RYB |  |  | CLOSED | CLOSED | LINK |  | 11 kV | [9 empty] | TMN EHSAN | Unknown | Unknown | NO | NONE | DISTRIBUTION | TNB | SUNGAI BESAR | NO | Unknown |  |  |  | NO | [8 empty] | D00145 | NO | [7 empty] | 3
379376368 | D00146 | [5 empty] | Existing | RYB |  |  | CLOSED | CLOSED | LINK |  | 11 kV | [9 empty] | TMN EHSAN | Unknown | Unknown | NO | NONE | DISTRIBUTION | TNB | SUNGAI BESAR | NO | Unknown |  |  |  | NO | [8 empty] | D00146 | NO | [7 empty] | 3
379376390 | D00148 |  |  |  | BSBR/PCE/J00073/MBNN03 | 300040058 | Existing | RYB |  |  | CLOSED | CLOSED | LINK |  | 11 kV |  | 1988-12-02 |  |  |  |  | FALCON BETA |  |  | TMN MAKMUR | Unknown | Unknown | NO | NONE | DISTRIBUTION | TNB | SUNGAI BESAR | NO | Unknown |  |  |  | NO | [8 empty] | D00148 | NO | [7 empty] | 3
379376395 | D00149 |  |  |  | BSBR/PCE/J00073/MBNN03 | 300040058 | Existing | RYB |  |  | CLOSED | CLOSED | LINK |  | 11 kV |  | 1988-12-02 |  |  |  |  | FALCON BETA |  |  | TMN MAKMUR | Unknown | Unknown | NO | NONE | DISTRIBUTION | TNB | SUNGAI BESAR | NO | Unknown |  |  |  | NO | [8 empty] | D00149 | NO | [7 empty] | 3
379376529 | D00151 |  |  |  | BSBR/PCE/J00048/MBS00710 | 300039958 | Existing | RYB |  |  | CLOSED | CLOSED | LINK |  | 11 kV |  | 22/04/2002 |  |  |  |  | FALCON BETA |  |  | TMN RIA | Unknown | Unknown | NO | NONE | DISTRIBUTION | TNB | SUNGAI BESAR | NO | Unknown |  |  |  | NO | [8 empty] | D00151 | NO | [7 empty] | 3
379376534 | D00150 |  |  |  | BSBR/PCE/J00048/MBS00710 | 300039958 | Existing | RYB |  |  | CLOSED | CLOSED | LINK |  | 11 kV |  | 22/04/2002 |  |  |  |  | FALCON BETA |  |  | TMN RIA | Unknown | Unknown | NO | NONE | DISTRIBUTION | TNB | SUNGAI BESAR | NO | Unknown |  |  |  | NO | [8 empty] | D00150 | NO | [7 empty] | 3
379376613 | D00155 |  |  |  | BSBR/PCE/J00071/MBNN03 | 300040048 | Existing | RYB |  |  | CLOSED | CLOSED | LINK |  | 11 kV |  | 1998-02-05 |  |  |  |  | TOPRANK |  |  | TMN RAYA | Unknown | Unknown | NO | NONE | DISTRIBUTION | TNB | SUNGAI BESAR | NO | Unknown |  |  |  | NO | [8 empty] | D00155 | NO | [7 empty] | 3
379376618 | D00154 |  |  |  | BSBR/PCE/J00071/MBNN03 | 300040048 | Existing | RYB |  |  | CLOSED | CLOSED | LINK |  | 11 kV |  | 1998-02-05 |  |  |  |  | TOPRANK |  |  | TMN RAYA | Unknown | Unknown | NO | NONE | DISTRIBUTION | TNB | SUNGAI BESAR | NO | Unknown |  |  |  | NO | [8 empty] | D00154 | NO | [7 empty] | 3
379376696 | D00157 | [5 empty] | Existing | RYB |  |  | CLOSED | CLOSED | LINK |  | 11 kV | [9 empty] | P/E TAMAN SERI NO 2 | Unknown | Unknown | NO | NONE | DISTRIBUTION | TNB | SUNGAI BESAR | NO | Unknown |  |  |  | NO | [8 empty] | D00157 | NO | [7 empty] | 3
379376701 | D00158 | [5 empty] | Existing | RYB |  |  | CLOSED | CLOSED | LINK |  | 11 kV | [9 empty] | P/E TAMAN SERI NO 2 | Unknown | Unknown | NO | NONE | DISTRIBUTION | TNB | SUNGAI BESAR | NO | Unknown |  |  |  | NO | [8 empty] | D00158 | NO | [7 empty] | 3
379376779 | D00161 |  |  |  | BSBR/PCE/J00047/MB365 | 300039953 | Existing | RYB |  |  | CLOSED | CLOSED | LINK |  | 11 kV |  | 2000-03-05 |  |  |  |  | FALCON BETA |  |  | TMN SERI | Unknown | Unknown | NO | NONE | DISTRIBUTION | TNB | SUNGAI BESAR | NO | Unknown |  |  |  | NO | [8 empty] | D00161 | NO | [7 empty] | 3
379376784 | D00159 |  |  |  | BSBR/PCE/J00047/MB365 | 300039953 | Existing | RYB |  |  | CLOSED | CLOSED | LINK |  | 11 kV |  | 2000-03-05 |  |  |  |  | FALCON BETA |  |  | TMN SERI | Unknown | Unknown | NO | NONE | DISTRIBUTION | TNB | SUNGAI BESAR | NO | Unknown |  |  |  | NO | [8 empty] | D00159 | NO | [7 empty] | 3
379376862 | D00162 |  |  |  | BSBR/PCE/J00046/MBS00704 | 300039948 | Existing | RYB |  |  | CLOSED | CLOSED | LINK |  | 11 kV |  | 1998-01-08 |  |  |  |  | FALCON BETA |  |  | BGN 6 | Unknown | Unknown | NO | NONE | DISTRIBUTION | TNB | SUNGAI BESAR | NO | Unknown |  |  |  | NO | [8 empty] | D00162 | NO | [7 empty] | 3
379376867 | D00163 |  |  |  | BSBR/PCE/J00046/MBS00704 | 300039948 | Existing | RYB |  |  | CLOSED | CLOSED | LINK |  | 11 kV |  | 1998-01-08 |  |  |  |  | FALCON BETA |  |  | BGN 6 | Unknown | Unknown | NO | NONE | DISTRIBUTION | TNB | SUNGAI BESAR | NO | Unknown |  |  |  | NO | [8 empty] | D00163 | NO | [7 empty] | 3
379376945 | D00645 | [5 empty] | Existing | RYB |  |  | CLOSED | CLOSED | LINK |  | 11 kV | [9 empty] | PADAT SG BESAR NO 2 | Unknown | Unknown | NO | NONE | DISTRIBUTION | TNB | SUNGAI BESAR | NO | Unknown |  |  |  | NO | [8 empty] | D00645 | NO | [7 empty] | 3
379376950 | D00642 | [5 empty] | Existing | RYB |  |  | OPEN | CLOSED | LINK |  | 11 kV | [9 empty] | PADAT SG BESAR NO 2 | Unknown | Unknown | NO | NONE | DISTRIBUTION | TNB | SUNGAI BESAR | NO | Unknown |  |  |  | NO | [8 empty] | D00642 | NO | [7 empty] | 3
379377089 | D00190 |  |  |  | BSBR/PCE/J00072/MBNN03 | 300040053 | Existing | RYB |  |  | CLOSED | CLOSED | LINK |  | 11 kV |  | 1991-12-12 |  |  |  |  | VEI |  |  | TMN SRI INDAH | Unknown | Unknown | NO | NONE | DISTRIBUTION | TNB | SUNGAI BESAR | NO | Unknown |  |  |  | NO | [8 empty] | D00190 | NO | [7 empty] | 3
379377094 | D00192 |  |  |  | BSBR/PCE/J00072/MBNN03 | 300040053 | Existing | RYB |  |  | CLOSED | CLOSED | LINK |  | 11 kV |  | 1991-12-12 |  |  |  |  | VEI |  |  | TMN SRI INDAH | Unknown | Unknown | NO | NONE | DISTRIBUTION | TNB | SUNGAI BESAR | NO | Unknown |  |  |  | NO | [8 empty] | D00192 | NO | [7 empty] | 3
379377196 | D06736 |  |  |  | BSBR/PCE/J00230/MB1 | 300448015 | Existing | RYB |  |  | CLOSED | CLOSED | LINK |  | 11 kV |  | 24/09/2012 |  |  |  |  | TAMCO |  |  | P/E TMN SRI INDAH 2 | Unknown | Unknown | NO | NONE | DISTRIBUTION | TNB | SUNGAI BESAR | NO | Unknown |  |  |  | NO | [8 empty] | D06736 | NO | [7 empty] | 3
379377201 | D06738 |  |  |  | BSBR/PCE/J00230/MB1 | 300448015 | Existing | RYB |  |  | CLOSED | CLOSED | LINK |  | 11 kV |  | 24/09/2012 |  |  |  |  | TAMCO |  |  | P/E TMN SRI INDAH 2 | Unknown | Unknown | NO | NONE | DISTRIBUTION | TNB | SUNGAI BESAR | NO | Unknown |  |  |  | NO | [8 empty] | D06738 | NO | [7 empty] | 3
379377315 | D06739 |  |  |  | BSBR/PCE/J00050/MBS00718 | 300039966 | Existing | RYB |  |  | CLOSED | CLOSED | LINK |  | 11 kV |  | 1991-01-08 |  |  |  |  | FALCON BETA |  |  | K/UDANG MAKHLUK LAUTAN | Unknown | Unknown | NO | NONE | DISTRIBUTION | TNB | SUNGAI BESAR | NO | Unknown |  |  |  | NO | [8 empty] | D06739 | NO | [7 empty] | 3
379377320 | D00196 |  |  |  | BSBR/PCE/J00050/MBS00718 | 300039966 | Existing | RYB |  |  | CLOSED | CLOSED | LINK |  | 11 kV |  | 1991-01-08 |  |  |  |  | FALCON BETA |  |  | K/UDANG MAKHLUK LAUTAN | Unknown | Unknown | NO | NONE | DISTRIBUTION | TNB | SUNGAI BESAR | NO | Unknown |  |  |  | NO | [8 empty] | D00196 | NO | [7 empty] | 3
379377414 | D00198 |  |  |  | BSBR/PCE/J00074/MBNN04 | 300040064 | Existing | RYB |  |  | CLOSED | CLOSED | LINK |  | 11 kV |  | 2001-01-08 |  |  |  |  | INDKOM |  |  | TMN BEDENA JAYA | Unknown | Unknown | NO | NONE | DISTRIBUTION | TNB | SUNGAI BESAR | NO | Unknown |  |  |  | NO | [8 empty] | D00198 | NO | [7 empty] | 3
379377419 | D00199 |  |  |  | BSBR/PCE/J00074/MBNN04 | 300040064 | Existing | RYB |  |  | CLOSED | CLOSED | LINK |  | 11 kV |  | 2001-01-08 |  |  |  |  | INDKOM |  |  | TMN BEDENA JAYA | Unknown | Unknown | NO | NONE | DISTRIBUTION | TNB | SUNGAI BESAR | NO | Unknown |  |  |  | NO | [8 empty] | D00199 | NO | [7 empty] | 3
379377497 | D00202 | [5 empty] | Existing | RYB |  |  | CLOSED | CLOSED | LINK |  | 11 kV | [9 empty] | P/E TAMAN SURIA INDAH | Unknown | Unknown | NO | NONE | DISTRIBUTION | TNB | SUNGAI BESAR | NO | Unknown |  |  |  | NO | [8 empty] | D00202 | NO | [7 empty] | 3
379377502 | D00201 | [5 empty] | Existing | RYB |  |  | CLOSED | CLOSED | LINK |  | 11 kV | [9 empty] | P/E TAMAN SURIA INDAH | Unknown | Unknown | NO | NONE | DISTRIBUTION | TNB | SUNGAI BESAR | NO | Unknown |  |  |  | NO | [8 empty] | D00201 | NO | [7 empty] | 3
379377580 | D00706 |  |  |  | BSBR/PCE/J00229/MB1 | 300448013 | Existing | RYB |  |  | CLOSED | CLOSED | LINK |  | 11 kV |  | 2011-05-05 | [7 empty] | P/E FU FROZEN | Unknown | Unknown | NO | NONE | DISTRIBUTION | TNB | SUNGAI BESAR | NO | Unknown |  |  |  | NO | [8 empty] | D00706 | NO | [7 empty] | 3
379377585 | D00708 |  |  |  | BSBR/PCE/J00229/MB1 | 300448013 | Existing | RYB |  |  | CLOSED | CLOSED | LINK |  | 11 kV |  | 2011-05-05 | [7 empty] | P/E FU FROZEN | Unknown | Unknown | NO | NONE | DISTRIBUTION | TNB | SUNGAI BESAR | NO | Unknown |  |  |  | NO | [8 empty] | D00708 | NO | [7 empty] | 3
379377698 | D00626 |  |  |  | BSBR/PCE/J00182/MB00624 | 300251148 | Existing | RYB |  |  | CLOSED | CLOSED | LINK |  | 11 kV |  | 2009-01-01 |  |  |  |  | TAMCO |  |  | P/E FIBRECO | Unknown | Unknown | NO | NONE | DISTRIBUTION | TNB | SUNGAI BESAR | NO | Unknown |  |  |  | NO | [8 empty] | D00626 | NO | [7 empty] | 3
379377703 | D00624 |  |  |  | BSBR/PCE/J00182/MB00624 | 300251148 | Existing | RYB |  |  | CLOSED | CLOSED | LINK |  | 11 kV |  | 2009-01-01 |  |  |  |  | TAMCO |  |  | P/E FIBRECO | Unknown | Unknown | NO | NONE | DISTRIBUTION | TNB | SUNGAI BESAR | NO | Unknown |  |  |  | NO | [8 empty] | D00624 | NO | [7 empty] | 3
379377798 | D00692 |  |  |  | BSBR/PCE/J00220/MB1 | 300447845 | Existing | RYB |  |  | CLOSED | CLOSED | LINK |  | 11 kV |  | 2010-07-02 |  |  |  |  | INDKOM |  |  | P/E ASRAMA DESA | Unknown | Unknown | NO | NONE | DISTRIBUTION | TNB | SUNGAI BESAR | NO | Unknown |  |  |  | NO | [8 empty] | D00692 | NO | [7 empty] | 3
379377802 | D00695 |  |  |  | BSBR/PCE/J00220/MB1 | 300447845 | Existing | RYB |  |  | CLOSED | CLOSED | LINK |  | 11 kV |  | 2010-07-02 |  |  |  |  | INDKOM |  |  | P/E ASRAMA DESA | Unknown | Unknown | NO | NONE | DISTRIBUTION | TNB | SUNGAI BESAR | NO | Unknown |  |  |  | NO | [8 empty] | D00695 | NO | [7 empty] | 3
379377819 | D00694 |  |  |  | BSBR/PCE/J00220/MB1 | 300447845 | Existing | RYB |  |  | CLOSED | CLOSED | LINK |  | 11 kV |  | 2010-07-02 |  |  |  |  | INDKOM |  |  | P/E ASRAMA DESA | Unknown | Unknown | NO | NONE | DISTRIBUTION | TNB | SUNGAI BESAR | NO | Unknown |  |  |  | NO | [8 empty] | D00694 | NO | [7 empty] | 3
379377905 | D00207 |  |  |  | BSBR/PCE/J00052/MBNN01 | 300039975 | Existing | RYB |  |  | CLOSED | CLOSED | LINK |  | 11 kV |  | 20/10/2010 | [7 empty] | BGN SG BURUNG NO 2 | Unknown | Unknown | NO | NONE | DISTRIBUTION | TNB | SUNGAI BESAR | NO | Unknown |  |  |  | NO | [8 empty] | D00207 | NO | [7 empty] | 3
379377910 | D00208 |  |  |  | BSBR/PCE/J00052/MBNN01 | 300039975 | Existing | RYB |  |  | CLOSED | CLOSED | LINK |  | 11 kV |  | 20/10/2010 | [7 empty] | BGN SG BURUNG NO 2 | Unknown | Unknown | NO | NONE | DISTRIBUTION | TNB | SUNGAI BESAR | NO | Unknown |  |  |  | NO | [8 empty] | D00208 | NO | [7 empty] | 3
379378002 | D00212 |  |  |  | BSBR/PCE/J00053/MBS00726 | 300039980 | Existing | RYB |  |  | CLOSED | CLOSED | LINK |  | 11 kV |  | 2008-07-07 |  |  |  |  | VEI |  |  | THAI LIAN | Unknown | Unknown | NO | NONE | DISTRIBUTION | TNB | SUNGAI BESAR | NO | Unknown |  |  |  | NO | [8 empty] | D00212 | NO | [7 empty] | 3
379378007 | D00211 |  |  |  | BSBR/PCE/J00053/MBS00726 | 300039980 | Existing | RYB |  |  | CLOSED | CLOSED | LINK |  | 11 kV |  | 2008-07-07 |  |  |  |  | VEI |  |  | THAI LIAN | Unknown | Unknown | NO | NONE | DISTRIBUTION | TNB | SUNGAI BESAR | NO | Unknown |  |  |  | NO | [8 empty] | D00211 | NO | [7 empty] | 3
379378181 | D00213 |  |  |  | BSBR/PCE/J00054/MBS00732 | 300039987 | Existing | RYB |  |  | CLOSED | CLOSED | LINK |  | 11 kV |  | 1997-06-04 | [7 empty] | SEKENDI INDUSTRIES | Unknown | Unknown | NO | NONE | DISTRIBUTION | TNB | SUNGAI BESAR | NO | Unknown |  |  |  | NO | [8 empty] | D00213 | NO | [7 empty] | 3
379378186 | D00214 |  |  |  | BSBR/PCE/J00054/MBS00732 | 300039987 | Existing | RYB |  |  | CLOSED | CLOSED | LINK |  | 11 kV |  | 1997-06-04 | [7 empty] | SEKENDI INDUSTRIES | Unknown | Unknown | NO | NONE | DISTRIBUTION | TNB | SUNGAI BESAR | NO | Unknown |  |  |  | NO | [8 empty] | D00214 | NO | [7 empty] | 3
379378280 | D00651 | [5 empty] | Existing | RYB |  |  | CLOSED | CLOSED | LINK |  | 11 kV | [9 empty] | CHIA KIR HU | Unknown | Unknown | NO | NONE | DISTRIBUTION | TNB | SUNGAI BESAR | NO | Unknown |  |  |  | NO | [8 empty] | D00651 | NO | [7 empty] | 3
379378285 | D00653 | [5 empty] | Existing | RYB |  |  | CLOSED | CLOSED | LINK |  | 11 kV | [9 empty] | CHIA KIR HU | Unknown | Unknown | NO | NONE | DISTRIBUTION | TNB | SUNGAI BESAR | NO | Unknown |  |  |  | NO | [8 empty] | D00653 | NO | [7 empty] | 3
379378400 | D00679 | [5 empty] | Existing | RYB |  |  | CLOSED | CLOSED | LINK |  | 11 kV | [9 empty] | P/E KOLAM UDANG SEKENDI | Unknown | Unknown | NO | NONE | DISTRIBUTION | TNB | SUNGAI BESAR | NO | Unknown |  |  |  | NO | [8 empty] | D00679 | NO | [7 empty] | 3
379378405 | D00677 | [5 empty] | Existing | RYB |  |  | CLOSED | CLOSED | LINK |  | 11 kV | [9 empty] | P/E KOLAM UDANG SEKENDI | Unknown | Unknown | NO | NONE | DISTRIBUTION | TNB | SUNGAI BESAR | NO | Unknown |  |  |  | NO | [8 empty] | D00677 | NO | [7 empty] | 3
379378497 | D00218 |  |  |  | BSBR/PCE/J00055/MBS00977 | 300039993 | Existing | RYB |  |  | CLOSED | CLOSED | LINK |  | 11 kV |  | 2014-12-03 |  |  |  |  | INDKOM |  |  | KG SG BURUNG | Unknown | Unknown | NO | NONE | DISTRIBUTION | TNB | SUNGAI BESAR | NO | Unknown |  |  |  | NO | [8 empty] | D00218 | NO | [7 empty] | 3
379378501 | D00219 |  |  |  | BSBR/PCE/J00055/MBS00977 | 300039993 | Existing | RYB |  |  | CLOSED | CLOSED | LINK |  | 11 kV |  | 2014-12-03 |  |  |  |  | INDKOM |  |  | KG SG BURUNG | Unknown | Unknown | NO | NONE | DISTRIBUTION | TNB | SUNGAI BESAR | NO | Unknown |  |  |  | NO | [8 empty] | D00219 | NO | [7 empty] | 3
379378518 | D00216 |  |  |  | BSBR/PCE/J00055/MBS00977 | 300039993 | Existing | RYB |  |  | CLOSED | CLOSED | LINK |  | 11 kV |  | 2014-12-03 |  |  |  |  | INDKOM |  |  | KG SG BURUNG | Unknown | Unknown | NO | NONE | DISTRIBUTION | TNB | SUNGAI BESAR | NO | Unknown |  |  |  | NO | [8 empty] | D00216 | NO | [7 empty] | 3
379378588 | D00220 |  |  |  | BSBR/PCE/J00056/MBS00977 | 300039996 | Existing | RYB |  |  | CLOSED | CLOSED | LINK |  | 11 kV |  | 20/10/2010 | [7 empty] | BGN SG PULAI | Unknown | Unknown | NO | NONE | DISTRIBUTION | TNB | SUNGAI BESAR | NO | Unknown |  |  |  | NO | [8 empty] | D00220 | NO | [7 empty] | 3
379378593 | D00221 |  |  |  | BSBR/PCE/J00056/MBS00977 | 300039996 | Existing | RYB |  |  | CLOSED | CLOSED | LINK |  | 11 kV |  | 20/10/2010 | [7 empty] | BGN SG PULAI | Unknown | Unknown | NO | NONE | DISTRIBUTION | TNB | SUNGAI BESAR | NO | Unknown |  |  |  | NO | [8 empty] | D00221 | NO | [7 empty] | 3
379378671 | D00223 |  |  |  | BSBR/PCE/J00057/MBS00980 | 300040001 | Existing | RYB |  |  | CLOSED | CLOSED | LINK |  | 11 kV |  | 20/10/2010 | [7 empty] | KG SG SEKENDI | Unknown | Unknown | NO | NONE | DISTRIBUTION | TNB | SUNGAI BESAR | NO | Unknown |  |  |  | NO | [8 empty] | D00223 | NO | [7 empty] | 3
379378676 | SPUR |  |  |  | BSBR/PCE/J00057/MBS00980 | 300040001 | Existing | RYB |  |  | CLOSED | CLOSED | LINK |  | 11 kV |  | 20/10/2010 | [7 empty] | KG SG SEKENDI | Unknown | Unknown | NO | NONE | DISTRIBUTION | TNB | SUNGAI BESAR | NO | Unknown |  |  |  | NO | [8 empty] | SPUR | NO | [7 empty] | 3
379378752 | D06809 | [5 empty] | Existing | RYB |  |  | CLOSED | CLOSED | LINK |  | 11 kV | [9 empty] | P/E HJ MAHIDIN PT 7 GAMBUT | Unknown | Unknown | NO | NONE | DISTRIBUTION | TNB | SUNGAI BESAR | NO | Unknown |  |  |  | NO | [8 empty] | D06809 | NO | [7 empty] | 3
379378757 | D06811 | [5 empty] | Existing | RYB |  | D06820 P/E REBAN AYAM DATO GHAZALI | CLOSED | CLOSED | LINK |  | 11 kV | [9 empty] | P/E HJ MAHIDIN PT 7 GAMBUT | Unknown | Unknown | NO | NONE | DISTRIBUTION | TNB | SUNGAI BESAR | NO | Unknown |  |  |  | NO | [8 empty] | D06811 | NO | [7 empty] | 3
379378847 | D00267 |  |  |  | BSBR/PCE/J00029/MBNN01 | 300039870 | Existing | RYB |  |  | CLOSED | CLOSED | LINK |  | 11 kV |  | 2004-01-08 |  |  |  |  | TOPRANK |  |  | PT 5 GAMBUT | Unknown | Unknown | NO | NONE | DISTRIBUTION | TNB | SUNGAI BESAR | NO | Unknown |  |  |  | NO | [8 empty] | D00267 | NO | [7 empty] | 3
379378851 | D00268 |  |  |  | BSBR/PCE/J00029/MBNN01 | 300039870 | Existing | RYB |  |  | CLOSED | CLOSED | LINK |  | 11 kV |  | 2004-01-08 |  |  |  |  | TOPRANK |  |  | PT 5 GAMBUT | Unknown | Unknown | NO | NONE | DISTRIBUTION | TNB | SUNGAI BESAR | NO | Unknown |  |  |  | NO | [8 empty] | D00268 | NO | [7 empty] | 3
379378868 | D00714 |  |  |  | BSBR/PCE/J00029/MBNN01 | 300039870 | Existing | RYB |  |  | CLOSED | CLOSED | LINK |  | 11 kV |  | 2004-01-08 |  |  |  |  | TOPRANK |  |  | PT 5 GAMBUT | Unknown | Unknown | NO | NONE | DISTRIBUTION | TNB | SUNGAI BESAR | NO | Unknown |  |  |  | NO | [8 empty] | D00714 | NO | [7 empty] | 3
379378981 | D00715 |  |  |  | BSBR/PCE/J00225/MB1 | 300448009 | Existing | RYB |  | D06818 P/E REBAN AYAM DATO GHAZALI | CLOSED | CLOSED | LINK |  | 11 kV |  | 2011-04-05 |  |  |  |  | INDKOM |  |  | P/E UYIN AGRO FARM | Unknown | Unknown | NO | NONE | DISTRIBUTION | TNB | SUNGAI BESAR | NO | Unknown |  |  |  | NO | [8 empty] | D00715 | NO | [7 empty] | 3
379378986 | D00717 |  |  |  | BSBR/PCE/J00225/MB1 | 300448009 | Existing | RYB |  |  | CLOSED | CLOSED | LINK |  | 11 kV |  | 2011-04-05 |  |  |  |  | INDKOM |  |  | P/E UYIN AGRO FARM | Unknown | Unknown | NO | NONE | DISTRIBUTION | TNB | SUNGAI BESAR | NO | Unknown |  |  |  | NO | [8 empty] | D00717 | NO | [7 empty] | 3
379383504 | D00042 |  |  |  | BSBR/PCE/J00058/MBNN03 | 300040007 | Existing | RYB |  |  | CLOSED | CLOSED | LINK |  | 11 kV |  | 2002-06-08 |  |  |  |  | VEI |  |  | KG NELAYAN SG HAJI DORANI | Unknown | Unknown | NO | NONE | DISTRIBUTION | TNB | SUNGAI BESAR | NO | Unknown |  |  |  | NO | [8 empty] | D00042 | NO | [7 empty] | 3
379383509 | D00040 |  |  |  | BSBR/PCE/J00058/MBNN03 | 300040007 | Existing | RYB |  |  | CLOSED | CLOSED | LINK |  | 11 kV |  | 2002-06-08 |  |  |  |  | VEI |  |  | KG NELAYAN SG HAJI DORANI | Unknown | Unknown | NO | NONE | DISTRIBUTION | TNB | SUNGAI BESAR | NO | Unknown |  |  |  | NO | [8 empty] | D00040 | NO | [7 empty] | 3
379383634 | [6 empty] | Existing | RYB |  |  | OPEN | OPEN | MAIN |  | 11 kV | [9 empty] | PPU SUNGAI BESAR | Unknown | Unknown | NO | NONE | DISTRIBUTION | TNB | SUNGAI BESAR | NO | Unknown |  |  |  | NO | [17 empty] | 9
379383817 | [6 empty] | Existing | RYB |  |  | CLOSED | CLOSED | MAIN |  | 11 kV | [9 empty] | PPU SUNGAI BESAR | Unknown | Unknown | NO | NONE | DISTRIBUTION | TNB | SUNGAI BESAR | NO | Unknown |  |  |  | NO | [17 empty] | 9
379383837 | [6 empty] | Existing | RYB |  |  | CLOSED | CLOSED | MAIN |  | 33 kV | [9 empty] | PPU SUNGAI BESAR | Unknown | Unknown | NO | NONE | DISTRIBUTION | TNB | SUNGAI BESAR | NO | Unknown |  |  |  | NO | [17 empty] | 9
379383884 | [6 empty] | Existing | RYB |  |  | OPEN | OPEN | MAIN |  | 11 kV | [9 empty] | PPU SUNGAI BESAR | Unknown | Unknown | NO | NONE | DISTRIBUTION | TNB | SUNGAI BESAR | NO | Unknown |  |  |  | NO | [17 empty] | 9
379384021 | [6 empty] | Existing | RYB |  |  | CLOSED | CLOSED | MAIN |  | 11 kV | [9 empty] | PPU SUNGAI BESAR | Unknown | Unknown | NO | NONE | DISTRIBUTION | TNB | SUNGAI BESAR | NO | Unknown |  |  |  | NO | [17 empty] | 9
379384043 | [6 empty] | Existing | RYB |  |  | OPEN | OPEN | MAIN |  | 11 kV | [9 empty] | PPU SUNGAI BESAR | Unknown | Unknown | NO | NONE | DISTRIBUTION | TNB | SUNGAI BESAR | NO | Unknown |  |  |  | NO | [17 empty] | 9
379384150 | [6 empty] | Existing | RYB |  |  | CLOSED | CLOSED | MAIN |  | 11 kV | [9 empty] | PPU SUNGAI BESAR | Unknown | Unknown | NO | NONE | DISTRIBUTION | TNB | SUNGAI BESAR | NO | Unknown |  |  |  | NO | [17 empty] | 9
379384177 | [6 empty] | Existing | RYB |  |  | CLOSED | CLOSED | MAIN |  | 11 kV | [9 empty] | PPU SUNGAI BESAR | Unknown | Unknown | NO | NONE | DISTRIBUTION | TNB | SUNGAI BESAR | NO | Unknown |  |  |  | NO | [17 empty] | 9
379384202 | [6 empty] | Existing | RYB |  |  | OPEN | OPEN | MAIN |  | 11 kV | [9 empty] | PPU SUNGAI BESAR | Unknown | Unknown | NO | NONE | DISTRIBUTION | TNB | SUNGAI BESAR | NO | Unknown |  |  |  | NO | [17 empty] | 9
379384228 | [6 empty] | Existing | RYB |  |  | OPEN | OPEN | MAIN |  | 11 kV | [9 empty] | PPU SUNGAI BESAR | Unknown | Unknown | NO | NONE | DISTRIBUTION | TNB | SUNGAI BESAR | NO | Unknown |  |  |  | NO | [17 empty] | 9
379384301 | [6 empty] | Existing | RYB |  |  | CLOSED | CLOSED | MAIN |  | 11 kV | [9 empty] | PPU SUNGAI BESAR | Unknown | Unknown | NO | NONE | DISTRIBUTION | TNB | SUNGAI BESAR | NO | Unknown |  |  |  | NO | [17 empty] | 9
379384321 | [6 empty] | Existing | RYB |  |  | CLOSED | CLOSED | MAIN |  | 11 kV | [9 empty] | PPU SUNGAI BESAR | Unknown | Unknown | NO | NONE | DISTRIBUTION | TNB | SUNGAI BESAR | NO | Unknown |  |  |  | NO | [17 empty] | 9
379384417 | [6 empty] | Existing | RYB |  |  | CLOSED | CLOSED | MAIN |  | 33 kV | [9 empty] | PPU SUNGAI BESAR | Unknown | Unknown | NO | NONE | DISTRIBUTION | TNB | SUNGAI BESAR | NO | Unknown |  |  |  | NO | [17 empty] | 9
379384632 | [6 empty] | Existing | RYB |  |  | CLOSED | CLOSED | MAIN |  | 11 kV | [9 empty] | PPU SUNGAI BESAR | Unknown | Unknown | NO | NONE | DISTRIBUTION | TNB | SUNGAI BESAR | NO | Unknown |  |  |  | NO | [17 empty] | 9
379384732 | [6 empty] | Existing | RYB |  |  | OPEN | CLOSED | MAIN |  | 33 kV | [9 empty] | PPU SUNGAI BESAR | Unknown | Unknown | NO | NONE | DISTRIBUTION | TNB | SUNGAI BESAR | NO | Unknown |  |  |  | NO | [17 empty] | 9
379384742 | [6 empty] | Existing | RYB |  |  | CLOSED | CLOSED | MAIN |  | 33 kV | [9 empty] | PPU SUNGAI BESAR | Unknown | Unknown | NO | NONE | DISTRIBUTION | TNB | SUNGAI BESAR | NO | Unknown |  |  |  | NO | [17 empty] | 9
379384876 | [6 empty] | Existing | RYB |  |  | OPEN | OPEN | MAIN |  | 11 kV | [9 empty] | PPU SUNGAI BESAR | Unknown | Unknown | NO | NONE | DISTRIBUTION | TNB | SUNGAI BESAR | NO | Unknown |  |  |  | NO | [17 empty] | 9
379384930 | [6 empty] | Existing | RYB |  |  | OPEN | OPEN | MAIN |  | 11 kV | [9 empty] | PPU SUNGAI BESAR | Unknown | Unknown | NO | NONE | DISTRIBUTION | TNB | SUNGAI BESAR | NO | Unknown |  |  |  | NO | [17 empty] | 9
379384954 | [6 empty] | Existing | RYB |  |  | CLOSED | CLOSED | MAIN |  | 11 kV | [9 empty] | PPU SUNGAI BESAR | Unknown | Unknown | NO | NONE | DISTRIBUTION | TNB | SUNGAI BESAR | NO | Unknown |  |  |  | NO | [17 empty] | 9
379385040 | [6 empty] | Existing | RYB |  |  | CLOSED | CLOSED | MAIN |  | 11 kV | [9 empty] | PPU SUNGAI BESAR | Unknown | Unknown | NO | NONE | DISTRIBUTION | TNB | SUNGAI BESAR | NO | Unknown |  |  |  | NO | [17 empty] | 9
379385122 | [6 empty] | Existing | RYB |  |  | CLOSED | CLOSED | MAIN |  | 33 kV | [9 empty] | PPU SUNGAI BESAR | Unknown | Unknown | NO | NONE | DISTRIBUTION | TNB | SUNGAI BESAR | NO | Unknown |  |  |  | NO | [17 empty] | 9
379385144 | [6 empty] | Existing | RYB |  |  | CLOSED | CLOSED | MAIN |  | 11 kV | [9 empty] | PPU SUNGAI BESAR | Unknown | Unknown | NO | NONE | DISTRIBUTION | TNB | SUNGAI BESAR | NO | Unknown |  |  |  | NO | [17 empty] | 9
379396467 | D00361 |  |  |  | BSBR/PCE/J00145/MBNN01 | 300040411 | Existing | RYB |  |  | CLOSED | CLOSED | LINK |  | 11 kV |  | 1999-01-08 |  |  |  |  | FALCON BETA |  |  | SG LANG (ILDAS) DAKWAH | Unknown | Unknown | NO | NONE | DISTRIBUTION | TNB | SUNGAI BESAR | NO | Unknown |  |  |  | NO | [8 empty] | D00361 | NO | [7 empty] | 3
379396472 | D00360 |  |  |  | BSBR/PCE/J00145/MBNN01 | 300040411 | Existing | RYB |  |  | CLOSED | CLOSED | LINK |  | 11 kV |  | 1999-01-08 |  |  |  |  | FALCON BETA |  |  | SG LANG (ILDAS) DAKWAH | Unknown | Unknown | NO | NONE | DISTRIBUTION | TNB | SUNGAI BESAR | NO | Unknown |  |  |  | NO | [8 empty] | D00360 | NO | [7 empty] | 3
379396563 | D00359 |  |  |  | BSBR/PCE/J00184/MB1 | 310341861 | Existing | RYB |  |  | CLOSED | CLOSED | LINK |  | 11 kV | [6 empty] | INDKOM |  |  | P/E PUAS | Unknown | Unknown | NO | NONE | DISTRIBUTION | TNB | SUNGAI BESAR | NO | Unknown |  |  |  | NO | [8 empty] | D00359 | NO | [7 empty] | 3
379396568 | D00357 |  |  |  | BSBR/PCE/J00184/MB1 | 310341861 | Existing | RYB |  |  | CLOSED | CLOSED | LINK |  | 11 kV | [6 empty] | INDKOM |  |  | P/E PUAS | Unknown | Unknown | NO | NONE | DISTRIBUTION | TNB | SUNGAI BESAR | NO | Unknown |  |  |  | NO | [8 empty] | D00357 | NO | [7 empty] | 3
379396760 | D00355 |  |  |  | BSBR/PCE/J00176/MBRMU1 | 300241441 | Existing | RYB |  |  | CLOSED | CLOSED | LINK |  | 11 kV |  | 2004-01-06 |  |  |  |  | VEI |  |  | INS. PERAKUNAN NEGARA (IPN) | Unknown | Unknown | NO | NONE | DISTRIBUTION | TNB | SUNGAI BESAR | NO | Unknown |  |  |  | NO | [8 empty] | D00355 | NO | [7 empty] | 3
379396777 | D00354 |  |  |  | BSBR/PCE/J00176/MBRMU1 | 300241441 | Existing | RYB |  |  | CLOSED | CLOSED | LINK |  | 11 kV |  | 2004-01-06 |  |  |  |  | VEI |  |  | INS. PERAKUNAN NEGARA (IPN) | Unknown | Unknown | NO | NONE | DISTRIBUTION | TNB | SUNGAI BESAR | NO | Unknown |  |  |  | NO | [8 empty] | D00354 | NO | [7 empty] | 3
379396932 | D00349 |  |  |  | BSBR/PCE/J00144/MBNN01 | 300040405 | Existing | RYB |  |  | CLOSED | CLOSED | LINK |  | 11 kV |  | 30/11/1991 |  |  |  |  | FALCON BETA |  |  | TELUK BELANGGA | Unknown | Unknown | NO | NONE | DISTRIBUTION | TNB | SUNGAI BESAR | NO | Unknown |  |  |  | NO | [8 empty] | D00349 | NO | [7 empty] | 3
379396937 | D00350 |  |  |  | BSBR/PCE/J00144/MBNN01 | 300040405 | Existing | RYB |  |  | CLOSED | CLOSED | LINK |  | 11 kV |  | 30/11/1991 |  |  |  |  | FALCON BETA |  |  | TELUK BELANGGA | Unknown | Unknown | NO | NONE | DISTRIBUTION | TNB | SUNGAI BESAR | NO | Unknown |  |  |  | NO | [8 empty] | D00350 | NO | [7 empty] | 3
379397027 | D00348 |  |  |  | BSBR/PCE/J00143/MBNN03 | 300040402 | Existing | RYB |  |  | CLOSED | CLOSED | LINK |  | 11 kV |  | 1981-11-02 |  |  |  |  | VEI |  |  | PEKAN PT BARU | Unknown | Unknown | NO | NONE | DISTRIBUTION | TNB | SUNGAI BESAR | NO | Unknown |  |  |  | NO | [8 empty] | D00348 | NO | [7 empty] | 3
379397032 | D00347 |  |  |  | BSBR/PCE/J00143/MBNN03 | 300040402 | Existing | RYB |  |  | CLOSED | CLOSED | LINK |  | 11 kV |  | 1981-11-02 |  |  |  |  | VEI |  |  | PEKAN PT BARU | Unknown | Unknown | NO | NONE | DISTRIBUTION | TNB | SUNGAI BESAR | NO | Unknown |  |  |  | NO | [8 empty] | D00347 | NO | [7 empty] | 3
379397130 | D00337 |  |  |  | BSBR/PCE/J00185/MB1 | 310341889 | Existing | RYB |  |  | CLOSED | CLOSED | LINK |  | 11 kV | [6 empty] | TAMCO |  |  | STN SUIS PARIT BARU | Unknown | Unknown | NO | NONE | DISTRIBUTION | TNB | SUNGAI BESAR | NO | Unknown |  |  |  | NO | [8 empty] | D00337 | NO | [7 empty] | 3
379397136 | D00339 |  |  |  | BSBR/PCE/J00185/MB1 | 310341889 | Existing | RYB |  |  | CLOSED | CLOSED | LINK |  | 11 kV | [6 empty] | TAMCO |  |  | STN SUIS PARIT BARU | Unknown | Unknown | NO | NONE | DISTRIBUTION | TNB | SUNGAI BESAR | NO | Unknown |  |  |  | NO | [8 empty] | D00339 | NO | [7 empty] | 3
379397141 | D00338 |  |  |  | BSBR/PCE/J00185/MB1 | 310341889 | Existing | RYB |  |  | CLOSED | CLOSED | LINK |  | 11 kV | [6 empty] | TAMCO |  |  | STN SUIS PARIT BARU | Unknown | Unknown | NO | NONE | DISTRIBUTION | TNB | SUNGAI BESAR | NO | Unknown |  |  |  | NO | [8 empty] | D00338 | NO | [7 empty] | 3
379397158 | D00340 | [5 empty] | Existing | RYB |  |  | CLOSED | CLOSED | LINK |  | 11 kV | [9 empty] | PAT KG PT BARU BAROH | Unknown | Unknown | NO | NONE | DISTRIBUTION | TNB | SUNGAI BESAR | NO | Unknown |  |  |  | NO | [8 empty] | D00340 | NO | [7 empty] | 3
379397163 | D00341 | [5 empty] | Existing | RYB |  |  | CLOSED | CLOSED | LINK |  | 11 kV | [9 empty] | PAT KG PT BARU BAROH | Unknown | Unknown | NO | NONE | DISTRIBUTION | TNB | SUNGAI BESAR | NO | Unknown |  |  |  | NO | [8 empty] | D00341 | NO | [7 empty] | 3
379397258 | D00335 |  |  |  | BSBR/PCE/J00186/MB1 | 310341991 | Existing | RYB |  |  | CLOSED | CLOSED | LINK |  | 11 kV | [6 empty] | TAMCO |  |  | P/E HELWA | Unknown | Unknown | NO | NONE | DISTRIBUTION | TNB | SUNGAI BESAR | NO | Unknown |  |  |  | NO | [8 empty] | D00335 | NO | [7 empty] | 3
379397263 | D00334 |  |  |  | BSBR/PCE/J00186/MB1 | 310341991 | Existing | RYB |  |  | CLOSED | CLOSED | LINK |  | 11 kV | [6 empty] | TAMCO |  |  | P/E HELWA | Unknown | Unknown | NO | NONE | DISTRIBUTION | TNB | SUNGAI BESAR | NO | Unknown |  |  |  | NO | [8 empty] | D00334 | NO | [7 empty] | 3
379397354 | D00333 |  |  |  | BSBR/PCE/J00150/MB00941 | 300040438 | Existing | RYB |  |  | CLOSED | CLOSED | LINK |  | 11 kV |  | 17/01/1990 |  |  |  |  | FALCON BETA |  |  | P/E SUNGAI TENGAR | Unknown | Unknown | NO | NONE | DISTRIBUTION | TNB | SUNGAI BESAR | NO | Unknown |  |  |  | NO | [8 empty] | D00333 | NO | [7 empty] | 3
379397359 | D00331 |  |  |  | BSBR/PCE/J00150/MB00941 | 300040438 | Existing | RYB |  |  | CLOSED | CLOSED | LINK |  | 11 kV |  | 17/01/1990 |  |  |  |  | FALCON BETA |  |  | P/E SUNGAI TENGAR | Unknown | Unknown | NO | NONE | DISTRIBUTION | TNB | SUNGAI BESAR | NO | Unknown |  |  |  | NO | [8 empty] | D00331 | NO | [7 empty] | 3
379397457 | D00324 |  |  |  | BSBR/PCE/J00187/MB1 | 310343013 | Existing | RYB |  |  | CLOSED | CLOSED | LINK |  | 11 kV | [6 empty] | TAMCO |  |  | STN SUIS SG TENGGAR | Unknown | Unknown | NO | NONE | DISTRIBUTION | TNB | SUNGAI BESAR | NO | Unknown |  |  |  | NO | [8 empty] | D00324 | NO | [7 empty] | 3
379397463 | D00326 |  |  |  | BSBR/PCE/J00187/MB1 | 310343013 | Existing | RYB |  |  | CLOSED | CLOSED | LINK |  | 11 kV | [6 empty] | TAMCO |  |  | STN SUIS SG TENGGAR | Unknown | Unknown | NO | NONE | DISTRIBUTION | TNB | SUNGAI BESAR | NO | Unknown |  |  |  | NO | [8 empty] | D00326 | NO | [7 empty] | 3
379397468 | D00325 |  |  |  | BSBR/PCE/J00187/MB1 | 310343013 | Existing | RYB |  |  | CLOSED | CLOSED | LINK |  | 11 kV | [6 empty] | TAMCO |  |  | STN SUIS SG TENGGAR | Unknown | Unknown | NO | NONE | DISTRIBUTION | TNB | SUNGAI BESAR | NO | Unknown |  |  |  | NO | [8 empty] | D00325 | NO | [7 empty] | 3
379397478 | D00323 |  |  |  | BSBR/PCE/J00187/MB1 | 310343013 | Existing | RYB |  |  | CLOSED |  | LINK |  | 11 kV | [6 empty] | TAMCO |  |  | STN SUIS SG TENGGAR | Unknown | Unknown | Unknown | Unknown | DISTRIBUTION | TNB | SUNGAI BESAR | Unknown |  |  |  |  | Unknown | [8 empty] | D00323 | [8 empty] | 3
379397485 |  |  |  |  | BSBR/PCE/J00152/MBNN01 | 300040445 | Existing | RYB |  | SPARE | OPEN | CLOSED | LINK |  | 11 kV |  | 20/10/2010 | [7 empty] | P/E SG TENGAR UTARA | Unknown | Unknown | NO | NONE | DISTRIBUTION | TNB | SUNGAI BESAR | NO | Unknown |  |  |  | NO | [9 empty] | NO | [7 empty] | 3
379397490 | D00327 |  |  |  | BSBR/PCE/J00152/MBNN01 | 300040445 | Existing | RYB |  |  | CLOSED | CLOSED | LINK |  | 11 kV |  | 20/10/2010 | [7 empty] | P/E SG TENGAR UTARA | Unknown | Unknown | NO | NONE | DISTRIBUTION | TNB | SUNGAI BESAR | NO | Unknown |  |  |  | NO | [8 empty] | D00327 | NO | [7 empty] | 3
379397580 | [6 empty] | Existing | RYB |  |  | CLOSED | CLOSED | LINK |  | 11 kV | [9 empty] | P/E SG TENGAR SELATAN | Unknown | Unknown | NO | NONE | DISTRIBUTION | TNB | SUNGAI BESAR | NO | Unknown |  |  |  | NO | [9 empty] | NO | [7 empty] | 3
379397585 | D00329 | [5 empty] | Existing | RYB |  |  | CLOSED | CLOSED | LINK |  | 11 kV | [9 empty] | P/E SG TENGAR SELATAN | Unknown | Unknown | NO | NONE | DISTRIBUTION | TNB | SUNGAI BESAR | NO | Unknown |  |  |  | NO | [8 empty] | D00329 | NO | [7 empty] | 3
379397676 | D00321 |  |  |  | BSBR/PCE/J00139/MB005 | 300040382 | Existing | RYB |  |  | OPEN | CLOSED | LINK |  | 11 kV |  | 27/06/1984 |  |  |  |  | FALCON BETA |  |  | P/E SG AIR TAWAR | Unknown | Unknown | NO | NONE | DISTRIBUTION | TNB | SUNGAI BESAR | NO | Unknown |  |  |  | NO | [8 empty] | D00321 | NO | [7 empty] | 3
379397680 | D00319 |  |  |  | BSBR/PCE/J00139/MB005 | 300040382 | Existing | RYB |  |  | CLOSED | CLOSED | LINK |  | 11 kV |  | 27/06/1984 |  |  |  |  | FALCON BETA |  |  | P/E SG AIR TAWAR | Unknown | Unknown | NO | NONE | DISTRIBUTION | TNB | SUNGAI BESAR | NO | Unknown |  |  |  | NO | [8 empty] | D00319 | NO | [7 empty] | 3
379397697 | D00320 |  |  |  | BSBR/PCE/J00139/MB005 | 300040382 | Existing | RYB |  |  | OPEN | CLOSED | LINK |  | 11 kV |  | 27/06/1984 |  |  |  |  | FALCON BETA |  |  | P/E SG AIR TAWAR | Unknown | Unknown | NO | NONE | DISTRIBUTION | TNB | SUNGAI BESAR | NO | Unknown |  |  |  | NO | [8 empty] | D00320 | NO | [7 empty] | 3
379397846 | [6 empty] | Existing | Unknown |  |  | OPEN | OPEN | BUSBAR SECTION |  | 11 kV | [9 empty] | S/S POLITEKNIK SABAK BERNAM | Unknown | Unknown | NO | NONE | DISTRIBUTION | TNB | SUNGAI BESAR | NO | Unknown |  |  |  | NO | [17 empty] | 0
379397857 | D00476 |  |  |  | BSBR/PCE/J00201/MB1 | 310343068 | Existing | RYB |  |  | CLOSED | CLOSED | LINK |  | 11 kV | [6 empty] | TAMCO |  |  | P/E KUARTERS POLITEKNIK | Unknown | Unknown | NO | NONE | DISTRIBUTION | TNB | SUNGAI BESAR | NO | Unknown |  |  |  | NO | [8 empty] | D00476 | NO | [7 empty] | 3
379397862 | D00475 |  |  |  | BSBR/PCE/J00201/MB1 | 310343068 | Existing | RYB |  |  | CLOSED | CLOSED | LINK |  | 11 kV | [6 empty] | TAMCO |  |  | P/E KUARTERS POLITEKNIK | Unknown | Unknown | NO | NONE | DISTRIBUTION | TNB | SUNGAI BESAR | NO | Unknown |  |  |  | NO | [8 empty] | D00475 | NO | [7 empty] | 3
379398082 | D00469 |  |  |  | BSBR/PCE/J00146/MBNN03 | 300040418 | Existing | RYB |  |  | CLOSED | CLOSED | LINK |  | 11 kV |  | 25/11/1991 |  |  |  |  | FALCON BETA |  |  | SG APONG | Unknown | Unknown | NO | NONE | DISTRIBUTION | TNB | SUNGAI BESAR | NO | Unknown |  |  |  | NO | [8 empty] | D00469 | NO | [7 empty] | 3
379398087 | D00470 |  |  |  | BSBR/PCE/J00146/MBNN03 | 300040418 | Existing | RYB |  |  | CLOSED | CLOSED | LINK |  | 11 kV |  | 25/11/1991 |  |  |  |  | FALCON BETA |  |  | SG APONG | Unknown | Unknown | NO | NONE | DISTRIBUTION | TNB | SUNGAI BESAR | NO | Unknown |  |  |  | NO | [8 empty] | D00470 | NO | [7 empty] | 3
379398176 | D00629 |  |  |  | BSBR/PCE/J00147/MBNN01 | 300040421 | Existing | RYB |  |  | CLOSED | CLOSED | LINK |  | 11 kV |  | 29/11/1992 |  |  |  |  | VEI |  |  | BGN BETING KEPAH | Unknown | Unknown | NO | NONE | DISTRIBUTION | TNB | SUNGAI BESAR | NO | Unknown |  |  |  | NO | [8 empty] | D00629 | NO | [7 empty] | 3
379398183 | D00630 |  |  |  | BSBR/PCE/J00147/MBNN01 | 300040421 | Existing | RYB |  |  | CLOSED | CLOSED | LINK |  | 11 kV |  | 29/11/1992 |  |  |  |  | VEI |  |  | BGN BETING KEPAH | Unknown | Unknown | NO | NONE | DISTRIBUTION | TNB | SUNGAI BESAR | NO | Unknown |  |  |  | NO | [8 empty] | D00630 | NO | [7 empty] | 3
379398187 | D00466 |  |  |  | BSBR/PCE/J00147/MBNN01 | 300040421 | Existing | RYB |  |  | CLOSED | CLOSED | LINK |  | 11 kV |  | 29/11/1992 |  |  |  |  | VEI |  |  | BGN BETING KEPAH | Unknown | Unknown | NO | NONE | DISTRIBUTION | TNB | SUNGAI BESAR | NO | Unknown |  |  |  | NO | [8 empty] | D00466 | NO | [7 empty] | 3
379398213 | D00628 |  |  |  | BSBR/PCE/J00147/MBNN01 | 300040421 | Existing | RYB |  |  | CLOSED | CLOSED | LINK |  | 11 kV |  | 29/11/1992 |  |  |  |  | VEI |  |  | BGN BETING KEPAH | Unknown | Unknown | NO | NONE | DISTRIBUTION | TNB | SUNGAI BESAR | NO | Unknown |  |  |  | NO | [8 empty] | D00628 | NO | [7 empty] | 3
379398363 | D00631 |  |  |  | BSBR/PCE/J00147/MBNN01 | 300040421 | Existing | RYB |  |  | CLOSED |  | LINK |  | 11 kV |  | 29/11/1992 |  |  |  |  | VEI |  |  | BGN BETING KEPAH | Unknown | Unknown | Unknown | Unknown | DISTRIBUTION | TNB | SUNGAI BESAR | Unknown |  |  |  |  | Unknown | [8 empty] | D00631 | [8 empty] | 3
379398370 | D00467 |  |  |  | BSBR/PCE/J00147/MBNN01 | 300040421 | Existing | RYB |  |  | CLOSED | CLOSED | LINK |  | 11 kV |  | 29/11/1992 |  |  |  |  | VEI |  |  | BGN BETING KEPAH | Unknown | Unknown | NO | NONE | DISTRIBUTION | TNB | SUNGAI BESAR | Unknown |  |  |  |  | NO | [8 empty] | D00467 | NO | [7 empty] | 3
379398381 | D00632 |  |  |  | BSBR/PCE/J00147/MBNN01 | 300040421 | Existing | RYB |  |  | CLOSED |  | LINK |  | 11 kV |  | 29/11/1992 |  |  |  |  | VEI |  |  | BGN BETING KEPAH | Unknown | Unknown | Unknown | Unknown | DISTRIBUTION | TNB | SUNGAI BESAR | Unknown |  |  |  |  | Unknown | [8 empty] | D00632 | [8 empty] | 3
379398398 | D00635 |  |  |  | BSBR/PCE/J00211/MB1 | 310357934 | Existing | RYB |  |  | CLOSED | CLOSED | LINK |  | 11 kV | [6 empty] | SIEMENS |  |  | P/E KOLAM UDANG BAGAN TELOK RHU | Unknown | Unknown | NO | NONE | DISTRIBUTION | TNB | SUNGAI BESAR | NO | Unknown |  |  |  | NO | [8 empty] | D00635 | NO | [7 empty] | 3
379398403 | D00633 |  |  |  | BSBR/PCE/J00211/MB1 | 310357934 | Existing | RYB |  |  | CLOSED | CLOSED | LINK |  | 11 kV | [6 empty] | SIEMENS |  |  | P/E KOLAM UDANG BAGAN TELOK RHU | Unknown | Unknown | NO | NONE | DISTRIBUTION | TNB | SUNGAI BESAR | NO | Unknown |  |  |  | NO | [8 empty] | D00633 | NO | [7 empty] | 3
379398497 | D00463 |  |  |  | BSBR/PCE/J00142/MBNN01 | 300040395 | Existing | RYB |  |  | CLOSED | CLOSED | LINK |  | 11 kV |  | 2001-01-06 |  |  |  |  | FALCON BETA |  |  | KG TELUK RHU | Unknown | Unknown | NO | NONE | DISTRIBUTION | TNB | SUNGAI BESAR | NO | Unknown |  |  |  | NO | [8 empty] | D00463 | NO | [7 empty] | 3
379398502 | D00464 |  |  |  | BSBR/PCE/J00142/MBNN01 | 300040395 | Existing | RYB |  |  | CLOSED | CLOSED | LINK |  | 11 kV |  | 2001-01-06 |  |  |  |  | FALCON BETA |  |  | KG TELUK RHU | Unknown | Unknown | NO | NONE | DISTRIBUTION | TNB | SUNGAI BESAR | NO | Unknown |  |  |  | NO | [8 empty] | D00464 | NO | [7 empty] | 3
379398593 | D00461 |  |  |  | BSBR/PCE/J00163/MBNN04 | 300040498 | Existing | RYB |  |  | CLOSED | CLOSED | LINK |  | 11 kV |  | 28/04/2001 |  |  |  |  | VEI |  |  | P/E PUSAT REKREASI BNO | Unknown | Unknown | NO | NONE | DISTRIBUTION | TNB | SUNGAI BESAR | NO | Unknown |  |  |  | NO | [8 empty] | D00461 | NO | [7 empty] | 3
379398598 | D00460 |  |  |  | BSBR/PCE/J00163/MBNN04 | 300040498 | Existing | RYB |  |  | CLOSED | CLOSED | LINK |  | 11 kV |  | 28/04/2001 |  |  |  |  | VEI |  |  | P/E PUSAT REKREASI BNO | Unknown | Unknown | NO | NONE | DISTRIBUTION | TNB | SUNGAI BESAR | NO | Unknown |  |  |  | NO | [8 empty] | D00460 | NO | [7 empty] | 3
379398690 | D00454 |  |  |  | BSBR/PCE/J00017/MB01 | 300039822 | Existing | RYB |  |  | CLOSED | CLOSED | LINK |  | 11 kV |  | 1981-02-09 |  |  |  |  | INDKOM |  |  | SIMPANG BNO | Unknown | Unknown | NO | NONE | DISTRIBUTION | TNB | SUNGAI BESAR | NO | Unknown |  |  |  | NO | [8 empty] | D00454 | NO | [7 empty] | 3
379398694 | D00455 |  |  |  | BSBR/PCE/J00017/MB01 | 300039822 | Existing | RYB |  |  | CLOSED | CLOSED | LINK |  | 11 kV |  | 1981-02-09 |  |  |  |  | INDKOM |  |  | SIMPANG BNO | Unknown | Unknown | NO | NONE | DISTRIBUTION | TNB | SUNGAI BESAR | NO | Unknown |  |  |  | NO | [8 empty] | D00455 | NO | [7 empty] | 3
379398711 | D00456 |  |  |  | BSBR/PCE/J00017/MB01 | 300039822 | Existing | RYB |  |  | CLOSED | CLOSED | LINK |  | 11 kV |  | 1981-02-09 |  |  |  |  | INDKOM |  |  | SIMPANG BNO | Unknown | Unknown | NO | NONE | DISTRIBUTION | TNB | SUNGAI BESAR | NO | Unknown |  |  |  | NO | [8 empty] | D00456 | NO | [7 empty] | 3
379398795 | D00451 |  |  |  | BSBR/PCE/J00135/MBS00895 | 300040365 | Existing | RYB |  |  | OPEN | CLOSED | LINK |  | 11 kV |  | 24/09/1984 |  |  |  |  | FALCON BETA |  |  | RUMAH MURAH BNO | Unknown | Unknown | NO | NONE | DISTRIBUTION | TNB | SUNGAI BESAR | NO | Unknown |  |  |  | NO | [8 empty] | D00451 | NO | [7 empty] | 3
379398800 | D00450 |  |  |  | BSBR/PCE/J00135/MBS00895 | 300040365 | Existing | RYB |  |  | CLOSED | CLOSED | LINK |  | 11 kV |  | 24/09/1984 |  |  |  |  | FALCON BETA |  |  | RUMAH MURAH BNO | Unknown | Unknown | NO | NONE | DISTRIBUTION | TNB | SUNGAI BESAR | NO | Unknown |  |  |  | NO | [8 empty] | D00450 | NO | [7 empty] | 3
379398891 | D00458 |  |  |  | BSBR/PCE/J00138/MBNN03 | 300040376 | Existing | RYB |  |  | CLOSED | CLOSED | LINK |  | 11 kV |  | 24/12/1999 |  |  |  |  | FALCON BETA |  |  | SEK MUNSHI ABDULLAH | Unknown | Unknown | NO | NONE | DISTRIBUTION | TNB | SUNGAI BESAR | NO | Unknown |  |  |  | NO | [8 empty] | D00458 | NO | [7 empty] | 3
379398896 | D00457 |  |  |  | BSBR/PCE/J00138/MBNN03 | 300040376 | Existing | RYB |  |  | CLOSED | CLOSED | LINK |  | 11 kV |  | 24/12/1999 |  |  |  |  | FALCON BETA |  |  | SEK MUNSHI ABDULLAH | Unknown | Unknown | NO | NONE | DISTRIBUTION | TNB | SUNGAI BESAR | NO | Unknown |  |  |  | NO | [8 empty] | D00457 | NO | [7 empty] | 3
379398992 | D00636 | [5 empty] | Existing | RYB |  |  | CLOSED | CLOSED | LINK |  | 11 kV | [9 empty] | P/E ASIA AQUACULTURE, TELOK RHU | Unknown | Unknown | NO | NONE | DISTRIBUTION | TNB | SUNGAI BESAR | NO | Unknown |  |  |  | NO | [8 empty] | D00636 | NO | [7 empty] | 3
379398997 | D00638 | [5 empty] | Existing | RYB |  |  | CLOSED | CLOSED | LINK |  | 11 kV | [9 empty] | P/E ASIA AQUACULTURE, TELOK RHU | Unknown | Unknown | NO | NONE | DISTRIBUTION | TNB | SUNGAI BESAR | NO | Unknown |  |  |  | NO | [8 empty] | D00638 | NO | [7 empty] | 3
379399093 | D00343 |  |  |  | BSBR/PCE/J00149/MB1 | 310341911 | Existing | RYB |  |  | CLOSED | CLOSED | LINK |  | 11 kV | [9 empty] | P/E BAGAN PARIT BARU | Unknown | Unknown | NO | NONE | DISTRIBUTION | TNB | SUNGAI BESAR | NO | Unknown |  |  |  | NO | [8 empty] | D00343 | NO | [7 empty] | 3
379399098 | SPARE |  |  |  | BSBR/PCE/J00149/MB1 | 310341911 | Existing | RYB |  | SPUR | OPEN | CLOSED | LINK |  | 11 kV | [9 empty] | P/E BAGAN PARIT BARU | Unknown | Unknown | NO | NONE | DISTRIBUTION | TNB | SUNGAI BESAR | NO | Unknown |  |  |  | NO | [8 empty] | SPARE | NO | [7 empty] | 3
379499440 | D00490 |  |  |  | BSBR/PCE/J00203/MB1 | 310359637 | Existing | RYB |  |  | CLOSED | CLOSED | LINK |  | 11 kV | [6 empty] | TAMCO |  |  | STN SUIS TORKINTON | Unknown | Unknown | NO | NONE | DISTRIBUTION | TNB | SUNGAI BESAR | NO | Unknown |  |  |  | NO | [8 empty] | D00490 | NO | [7 empty] | 3
379499451 | D00491 |  |  |  | BSBR/PCE/J00203/MB1 | 310359637 | Existing | RYB |  |  | CLOSED | CLOSED | LINK |  | 11 kV | [6 empty] | TAMCO |  |  | STN SUIS TORKINTON | Unknown | Unknown | NO | NONE | DISTRIBUTION | TNB | SUNGAI BESAR | NO | Unknown |  |  |  | NO | [8 empty] | D00491 | NO | [7 empty] | 3
379499467 | D00492 |  |  |  | BSBR/PCE/J00082/MB00796 | 300040096 | Existing | RYB |  |  | CLOSED | CLOSED | LINK |  | 11 kV |  | 1988-05-09 |  |  |  |  | FALCON BETA |  |  | PUMP HOUSE TORKINTON | Unknown | Unknown | NO | NONE | DISTRIBUTION | TNB | SUNGAI BESAR | NO | Unknown |  |  |  | NO | [8 empty] | D00492 | NO | [7 empty] | 3
379499472 | D00493 |  |  |  | BSBR/PCE/J00082/MB00796 | 300040096 | Existing | RYB |  |  | CLOSED | CLOSED | LINK |  | 11 kV |  | 1988-05-09 |  |  |  |  | FALCON BETA |  |  | PUMP HOUSE TORKINTON | Unknown | Unknown | NO | NONE | DISTRIBUTION | TNB | SUNGAI BESAR | NO | Unknown |  |  |  | NO | [8 empty] | D00493 | NO | [7 empty] | 3
379499570 | D00495 |  |  |  | BSBR/PCE/J00083/MB00796 | 300040099 | Existing | RYB |  |  | CLOSED | CLOSED | LINK |  | 11 kV |  | 1983-11-11 |  |  |  |  | FALCON BETA |  |  | LDG TORKINTON | Unknown | Unknown | NO | NONE | DISTRIBUTION | TNB | SUNGAI BESAR | NO | Unknown |  |  |  | NO | [8 empty] | D00495 | NO | [7 empty] | 3
379499575 | D00497 |  |  |  | BSBR/PCE/J00083/MB00796 | 300040099 | Existing | RYB |  |  | CLOSED | CLOSED | LINK |  | 11 kV |  | 1983-11-11 |  |  |  |  | FALCON BETA |  |  | LDG TORKINTON | Unknown | Unknown | NO | NONE | DISTRIBUTION | TNB | SUNGAI BESAR | NO | Unknown |  |  |  | NO | [8 empty] | D00497 | NO | [7 empty] | 3
379499958 | D00645 |  |  |  | BSBR/PCE/J00169/MB1 | 310370413 | Existing | RYB |  |  | CLOSED | CLOSED | LINK |  | 11 kV | [6 empty] | TAMCO |  |  | P/E KUARTERS TORKINTON | Unknown | Unknown | NO | NONE | DISTRIBUTION | TNB | SUNGAI BESAR | NO | Unknown |  |  |  | NO | [8 empty] | D00645 | NO | [7 empty] | 3
379499963 | D00643 |  |  |  | BSBR/PCE/J00169/MB1 | 310370413 | Existing | RYB |  |  | CLOSED | CLOSED | LINK |  | 11 kV | [6 empty] | TAMCO |  |  | P/E KUARTERS TORKINTON | Unknown | Unknown | NO | NONE | DISTRIBUTION | TNB | SUNGAI BESAR | NO | Unknown |  |  |  | NO | [8 empty] | D00643 | NO | [7 empty] | 3
379500082 | D00486 |  |  |  | BSBR/PCE/J00081/MB00790 | 300040090 | Existing | RYB |  |  | OPEN | CLOSED | LINK |  | 11 kV |  | 29/08/1992 |  |  |  |  | VEI |  |  | HOSPITAL S/BERNAM | Unknown | Unknown | NO | NONE | DISTRIBUTION | TNB | SUNGAI BESAR | NO | Unknown |  |  |  | NO | [8 empty] | D00486 | NO | [7 empty] | 3
379500468 | D00499 |  |  |  | BSBR/PCE/J00085/MB003 | 300040110 | Existing | RYB |  |  | CLOSED | CLOSED | LINK |  | 11 kV |  | 1998-01-08 |  |  |  |  | FALCON BETA |  |  | JOHAN LAND | Unknown | Unknown | NO | NONE | DISTRIBUTION | TNB | SUNGAI BESAR | NO | Unknown |  |  |  | NO | [8 empty] | D00499 | NO | [7 empty] | 3
379500476 | D00502 |  |  |  | BSBR/PCE/J00085/MB003 | 300040110 | Existing | RYB |  |  | CLOSED | CLOSED | LINK |  | 11 kV |  | 1998-01-08 |  |  |  |  | FALCON BETA |  |  | JOHAN LAND | Unknown | Unknown | NO | NONE | DISTRIBUTION | TNB | SUNGAI BESAR | NO | Unknown |  |  |  | NO | [8 empty] | D00502 | NO | [7 empty] | 3
379500483 | D00498 |  |  |  | BSBR/PCE/J00085/MB003 | 300040110 | Existing | RYB |  |  | CLOSED | CLOSED | LINK |  | 11 kV |  | 1998-01-08 |  |  |  |  | FALCON BETA |  |  | JOHAN LAND | Unknown | Unknown | NO | NONE | DISTRIBUTION | TNB | SUNGAI BESAR | NO | Unknown |  |  |  | NO | [8 empty] | D00498 | NO | [7 empty] | 3
379500644 | D00501 |  |  |  | BSBR/PCE/J00167/MB1 | 310357933 | Existing | RYB |  |  | CLOSED | CLOSED | LINK |  | 11 kV | [6 empty] | TAMCO |  |  | SW/STN JOHAN LAND | Unknown | Unknown | NO | NONE | DISTRIBUTION | TNB | SUNGAI BESAR | NO | Unknown |  |  |  | NO | [8 empty] | D00501 | NO | [7 empty] | 3
379500649 | D00500 |  |  |  | BSBR/PCE/J00167/MB1 | 310357933 | Existing | RYB |  |  | CLOSED | CLOSED | LINK |  | 11 kV | [6 empty] | TAMCO |  |  | SW/STN JOHAN LAND | Unknown | Unknown | NO | NONE | DISTRIBUTION | TNB | SUNGAI BESAR | NO | Unknown |  |  |  | NO | [8 empty] | D00500 | NO | [7 empty] | 3
379500797 | D00506 |  |  |  | BSBR/PCE/J00086/MB00815 | 300040116 | Existing | RYB |  |  | CLOSED | CLOSED | LINK |  | 11 kV |  | 15/02/1994 |  |  |  |  | INDKOM |  |  | PEKAN S/BERNAM | Unknown | Unknown | NO | NONE | DISTRIBUTION | TNB | SUNGAI BESAR | NO | Unknown |  |  |  | NO | [8 empty] | D00506 | NO | [7 empty] | 3
379500801 | D00504 |  |  |  | BSBR/PCE/J00086/MB00815 | 300040116 | Existing | RYB |  |  | CLOSED | CLOSED | LINK |  | 11 kV |  | 15/02/1994 |  |  |  |  | INDKOM |  |  | PEKAN S/BERNAM | Unknown | Unknown | NO | NONE | DISTRIBUTION | TNB | SUNGAI BESAR | NO | Unknown |  |  |  | NO | [8 empty] | D00504 | NO | [7 empty] | 3
379500818 | D00503 |  |  |  | BSBR/PCE/J00086/MB00815 | 300040116 | Existing | RYB |  |  | CLOSED | CLOSED | LINK |  | 11 kV |  | 15/02/1994 |  |  |  |  | INDKOM |  |  | PEKAN S/BERNAM | Unknown | Unknown | NO | NONE | DISTRIBUTION | TNB | SUNGAI BESAR | NO | Unknown |  |  |  | NO | [8 empty] | D00503 | NO | [7 empty] | 3
379500901 | D00525 |  |  |  | BSBR/PCE/J00134/MBNN03 | 300040362 | Existing | RYB |  |  | CLOSED | CLOSED | LINK |  | 11 kV |  | 15/05/1994 | [7 empty] | PUSAT PERANGINAN S/BERNAM | Unknown | Unknown | NO | NONE | DISTRIBUTION | TNB | SUNGAI BESAR | NO | Unknown |  |  |  | NO | [8 empty] | D00525 | NO | [7 empty] | 3
379500906 | D00524 |  |  |  | BSBR/PCE/J00134/MBNN03 | 300040362 | Existing | RYB |  |  | CLOSED | CLOSED | LINK |  | 11 kV |  | 15/05/1994 | [7 empty] | PUSAT PERANGINAN S/BERNAM | Unknown | Unknown | NO | NONE | DISTRIBUTION | TNB | SUNGAI BESAR | NO | Unknown |  |  |  | NO | [8 empty] | D00524 | NO | [7 empty] | 3
379500998 | D00527 |  |  |  | BSBR/PCE/J00204/MB1 | 310357931 | Existing | RYB |  |  | CLOSED | CLOSED | LINK |  | 11 kV | [6 empty] | INDKOM |  |  | P/E KOLEJ KOMUNITI | Unknown | Unknown | NO | NONE | DISTRIBUTION | TNB | SUNGAI BESAR | NO | Unknown |  |  |  | NO | [8 empty] | D00527 | NO | [7 empty] | 3
379501015 | D00528 |  |  |  | BSBR/PCE/J00204/MB1 | 310357931 | Existing | RYB |  |  | CLOSED | CLOSED | LINK |  | 11 kV | [6 empty] | INDKOM |  |  | P/E KOLEJ KOMUNITI | Unknown | Unknown | NO | NONE | DISTRIBUTION | TNB | SUNGAI BESAR | NO | Unknown |  |  |  | NO | [8 empty] | D00528 | NO | [7 empty] | 3
379501172 | D00705 |  |  |  | BSBR/PCE/J00221/MB1 | 300447842 | Existing | RYB |  |  | CLOSED | CLOSED | LINK |  | 11 kV |  | 20/04/2010 |  |  |  |  | TAMCO |  |  | P/E SEK UNGKU AZIZ | Unknown | Unknown | NO | NONE | DISTRIBUTION | TNB | SUNGAI BESAR | NO | Unknown |  |  |  | NO | [8 empty] | D00705 | NO | [7 empty] | 3
379501177 | D00703 |  |  |  | BSBR/PCE/J00221/MB1 | 300447842 | Existing | RYB |  |  | CLOSED | CLOSED | LINK |  | 11 kV |  | 20/04/2010 |  |  |  |  | TAMCO |  |  | P/E SEK UNGKU AZIZ | Unknown | Unknown | NO | NONE | DISTRIBUTION | TNB | SUNGAI BESAR | NO | Unknown |  |  |  | NO | [8 empty] | D00703 | NO | [7 empty] | 3
379501282 | D00532 | [5 empty] | Existing | RYB |  |  | CLOSED | CLOSED | LINK |  | 11 kV | [9 empty] | VIP | Unknown | Unknown | NO | NONE | DISTRIBUTION | TNB | SUNGAI BESAR | NO | Unknown |  |  |  | NO | [8 empty] | D00532 | NO | [7 empty] | 3
379501287 | D00531 | [5 empty] | Existing | RYB |  |  | CLOSED | CLOSED | LINK |  | 11 kV | [9 empty] | VIP | Unknown | Unknown | NO | NONE | DISTRIBUTION | TNB | SUNGAI BESAR | NO | Unknown |  |  |  | NO | [8 empty] | D00531 | NO | [7 empty] | 3
379501378 | D00535 |  |  |  | BSBR/PCE/J00126/MBNN03 | 300040321 | Existing | RYB |  |  | CLOSED | CLOSED | LINK |  | 11 kV |  | 20/10/2000 |  |  |  |  | INDKOM |  |  | PUSAT REKREASI S/BERNAM | Unknown | Unknown | NO | NONE | DISTRIBUTION | TNB | SUNGAI BESAR | NO | Unknown |  |  |  | NO | [8 empty] | D00535 | NO | [7 empty] | 3
379501383 | D00534 |  |  |  | BSBR/PCE/J00126/MBNN03 | 300040321 | Existing | RYB |  |  | CLOSED | CLOSED | LINK |  | 11 kV |  | 20/10/2000 |  |  |  |  | INDKOM |  |  | PUSAT REKREASI S/BERNAM | Unknown | Unknown | NO | NONE | DISTRIBUTION | TNB | SUNGAI BESAR | NO | Unknown |  |  |  | NO | [8 empty] | D00534 | NO | [7 empty] | 3
379501474 | D00730 |  |  |  | BSBR/PCE/J00227/MB1 | 300448010 | Existing | RYB |  |  | CLOSED | CLOSED | LINK |  | 11 kV |  | 24/09/2012 |  |  |  |  | INDKOM |  |  | P/E PUSAT PERLINDUNGAN WANITA | Unknown | Unknown | NO | NONE | DISTRIBUTION | TNB | SUNGAI BESAR | NO | Unknown |  |  |  | NO | [8 empty] | D00730 | NO | [7 empty] | 3
379501479 | D00732 |  |  |  | BSBR/PCE/J00227/MB1 | 300448010 | Existing | RYB |  |  | CLOSED | CLOSED | LINK |  | 11 kV |  | 24/09/2012 |  |  |  |  | INDKOM |  |  | P/E PUSAT PERLINDUNGAN WANITA | Unknown | Unknown | NO | NONE | DISTRIBUTION | TNB | SUNGAI BESAR | NO | Unknown |  |  |  | NO | [8 empty] | D00732 | NO | [7 empty] | 3
379501573 | D00538 |  |  |  | BSBR/PCE/J00206/MB1 | 310357929 | Existing | RYB |  |  | OPEN | CLOSED | LINK |  | 11 kV | [6 empty] | TOPRANK |  |  | P/E TAMAN INTAN JAYA | Unknown | Unknown | NO | NONE | DISTRIBUTION | TNB | SUNGAI BESAR | NO | Unknown |  |  |  | NO | [8 empty] | D00538 | NO | [7 empty] | 3
379501578 | D00537 |  |  |  | BSBR/PCE/J00206/MB1 | 310357929 | Existing | RYB |  |  | CLOSED | CLOSED | LINK |  | 11 kV | [6 empty] | TOPRANK |  |  | P/E TAMAN INTAN JAYA | Unknown | Unknown | NO | NONE | DISTRIBUTION | TNB | SUNGAI BESAR | NO | Unknown |  |  |  | NO | [8 empty] | D00537 | NO | [7 empty] | 3
379501692 | D00688 | [5 empty] | Existing | RYB |  |  | CLOSED | CLOSED | LINK |  | 11 kV | [9 empty] | P/PADAT MEDAN SELERA MDSB | Unknown | Unknown | NO | NONE | DISTRIBUTION | TNB | SUNGAI BESAR | NO | Unknown |  |  |  | NO | [8 empty] | D00688 | NO | [7 empty] | 3
379501697 | D00686 | [5 empty] | Existing | RYB |  |  | OPEN | CLOSED | LINK |  | 11 kV | [9 empty] | P/PADAT MEDAN SELERA MDSB | Unknown | Unknown | NO | NONE | DISTRIBUTION | TNB | SUNGAI BESAR | NO | Unknown |  |  |  | NO | [8 empty] | D00686 | NO | [7 empty] | 3
379501786 | D06806 | [5 empty] | Existing | RYB |  |  | CLOSED | CLOSED | LINK |  | 11 kV | [9 empty] | P/E PUSAT NIAGA BT 40 | Unknown | Unknown | NO | NONE | DISTRIBUTION | TNB | SUNGAI BESAR | NO | Unknown |  |  |  | NO | [8 empty] | D06806 | NO | [7 empty] | 3
379501791 | D06808 | [5 empty] | Existing | RYB |  |  | CLOSED | CLOSED | LINK |  | 11 kV | [9 empty] | P/E PUSAT NIAGA BT 40 | Unknown | Unknown | NO | NONE | DISTRIBUTION | TNB | SUNGAI BESAR | NO | Unknown |  |  |  | NO | [8 empty] | D06808 | NO | [7 empty] | 3
379501902 | D00685 |  |  |  | BSBR/PCE/J00215/MB1 | 310370415 | Existing | RYB |  |  | CLOSED | CLOSED | LINK |  | 11 kV | [6 empty] | INDKOM |  |  | P/E TAMAN PERTAMA FASA 4 | Unknown | Unknown | NO | NONE | DISTRIBUTION | TNB | SUNGAI BESAR | NO | Unknown |  |  |  | NO | [8 empty] | D00685 | NO | [7 empty] | 3
379501907 | D00683 |  |  |  | BSBR/PCE/J00215/MB1 | 310370415 | Existing | RYB |  |  | CLOSED | CLOSED | LINK |  | 11 kV | [6 empty] | INDKOM |  |  | P/E TAMAN PERTAMA FASA 4 | Unknown | Unknown | NO | NONE | DISTRIBUTION | TNB | SUNGAI BESAR | NO | Unknown |  |  |  | NO | [8 empty] | D00683 | NO | [7 empty] | 3
379502002 | D00364 |  |  |  | BSBR/PCE/J00209/MB1 | 310354545 | Existing | RYB |  |  | CLOSED | CLOSED | LINK |  | 11 kV | [6 empty] | TAMCO |  |  | P/E TMN SERENDAH NO 1 | Unknown | Unknown | NO | NONE | DISTRIBUTION | TNB | SUNGAI BESAR | NO | Unknown |  |  |  | NO | [8 empty] | D00364 | NO | [7 empty] | 3
379502007 | D00365 |  |  |  | BSBR/PCE/J00209/MB1 | 310354545 | Existing | RYB |  |  | CLOSED | CLOSED | LINK |  | 11 kV | [6 empty] | TAMCO |  |  | P/E TMN SERENDAH NO 1 | Unknown | Unknown | NO | NONE | DISTRIBUTION | TNB | SUNGAI BESAR | NO | Unknown |  |  |  | NO | [8 empty] | D00365 | NO | [7 empty] | 3
379502098 | D00366 |  |  |  | BSBR/PCE/J00110/MBNN03 | 300040239 | Existing | RYB |  |  | CLOSED | CLOSED | LINK |  | 11 kV |  | 1977-01-08 |  |  |  |  | INDKOM |  |  | TMN SERENDAH NO 2 | Unknown | Unknown | NO | NONE | DISTRIBUTION | TNB | SUNGAI BESAR | NO | Unknown |  |  |  | NO | [8 empty] | D00366 | NO | [7 empty] | 3
379502103 | D00367 |  |  |  | BSBR/PCE/J00110/MBNN03 | 300040239 | Existing | RYB |  |  | CLOSED | CLOSED | LINK |  | 11 kV |  | 1977-01-08 |  |  |  |  | INDKOM |  |  | TMN SERENDAH NO 2 | Unknown | Unknown | NO | NONE | DISTRIBUTION | TNB | SUNGAI BESAR | NO | Unknown |  |  |  | NO | [8 empty] | D00367 | NO | [7 empty] | 3
379502193 | D00369 |  |  |  | BSBR/PCE/J00109/MBNN01 | 300040232 | Existing | RYB |  |  | CLOSED | CLOSED | LINK |  | 11 kV |  | 20/10/2010 | [7 empty] | TMN PERTAMA LOT 771 | Unknown | Unknown | NO | NONE | DISTRIBUTION | TNB | SUNGAI BESAR | NO | Unknown |  |  |  | NO | [8 empty] | D00369 | NO | [7 empty] | 3
379502198 | D00370 |  |  |  | BSBR/PCE/J00109/MBNN01 | 300040232 | Existing | RYB |  |  | CLOSED | CLOSED | LINK |  | 11 kV |  | 20/10/2010 | [7 empty] | TMN PERTAMA LOT 771 | Unknown | Unknown | NO | NONE | DISTRIBUTION | TNB | SUNGAI BESAR | NO | Unknown |  |  |  | NO | [8 empty] | D00370 | NO | [7 empty] | 3
379502288 | D00372 |  |  |  | BSBR/PCE/J00108/MBNN04 | 300040229 | Existing | RYB |  |  | CLOSED | CLOSED | LINK |  | 11 kV |  | 1980-01-08 |  |  |  |  | INDKOM |  |  | PKNS LOW COST TMN MUHIBAH | Unknown | Unknown | NO | NONE | DISTRIBUTION | TNB | SUNGAI BESAR | NO | Unknown |  |  |  | NO | [8 empty] | D00372 | NO | [7 empty] | 3
379502293 | D00374 |  |  |  | BSBR/PCE/J00108/MBNN04 | 300040229 | Existing | RYB |  |  | CLOSED | CLOSED | LINK |  | 11 kV |  | 1980-01-08 |  |  |  |  | INDKOM |  |  | PKNS LOW COST TMN MUHIBAH | Unknown | Unknown | NO | NONE | DISTRIBUTION | TNB | SUNGAI BESAR | NO | Unknown |  |  |  | NO | [8 empty] | D00374 | NO | [7 empty] | 3
379502383 | D06802 |  |  |  | BSBR/PCE/J00246/MB1 | 300505687 | Existing | RYB |  |  | CLOSED | CLOSED | LINK |  | 11 kV | [9 empty] | P/E TAMAN ORKID | Unknown | Unknown | NO | NONE | DISTRIBUTION | TNB | SUNGAI BESAR | NO | Unknown |  |  |  | NO | [8 empty] | D06802 | NO | [7 empty] | 3
379502388 | D06804 |  |  |  | BSBR/PCE/J00246/MB1 | 300505687 | Existing | RYB |  |  | CLOSED | CLOSED | LINK |  | 11 kV | [9 empty] | P/E TAMAN ORKID | Unknown | Unknown | NO | NONE | DISTRIBUTION | TNB | SUNGAI BESAR | NO | Unknown |  |  |  | NO | [8 empty] | D06804 | NO | [7 empty] | 3
379502487 | D00367 |  |  |  | BSBR/PCE/J00111/MBNN02 | 300040243 | Existing | RYB |  |  | CLOSED | CLOSED | LINK |  | 11 kV |  | 16/01/1989 |  |  |  |  | FALCON BETA |  |  | TBK PULAI BT 1 | Unknown | Unknown | NO | NONE | DISTRIBUTION | TNB | SUNGAI BESAR | NO | Unknown |  |  |  | NO | [8 empty] | D00367 | NO | [7 empty] | 3
379502492 | D00378 |  |  |  | BSBR/PCE/J00111/MBNN02 | 300040243 | Existing | RYB |  |  | CLOSED | CLOSED | LINK |  | 11 kV |  | 16/01/1989 |  |  |  |  | FALCON BETA |  |  | TBK PULAI BT 1 | Unknown | Unknown | NO | NONE | DISTRIBUTION | TNB | SUNGAI BESAR | NO | Unknown |  |  |  | NO | [8 empty] | D00378 | NO | [7 empty] | 3
379502765 | D00388 | [5 empty] | Existing | RYB |  |  | CLOSED | CLOSED | LINK |  | 11 kV | [9 empty] | P/E SIMPANG SEKENDI | Unknown | Unknown | NO | NONE | DISTRIBUTION | TNB | SUNGAI BESAR | NO | Unknown |  |  |  | NO | [8 empty] | D00388 | NO | [7 empty] | 3
379502772 | D00385 | [5 empty] | Existing | RYB |  |  | CLOSED | CLOSED | LINK |  | 11 kV | [9 empty] | P/E SIMPANG SEKENDI | Unknown | Unknown | NO | NONE | DISTRIBUTION | TNB | SUNGAI BESAR | NO | Unknown |  |  |  | NO | [8 empty] | D00385 | NO | [7 empty] | 3
379502776 | D00386 |  |  |  | BSBR/PCE/J00114/MBS00972 | 300040264 | Existing | RYB |  |  | CLOSED | CLOSED | LINK |  | 11 kV |  | 31/07/1984 |  |  |  |  | FALCON BETA |  |  | P/E SIMPANG SEKENDI | Unknown | Unknown | NO | NONE | DISTRIBUTION | TNB | SUNGAI BESAR | NO | Unknown |  |  |  | NO | [8 empty] | D00386 | NO | [7 empty] | 3
379502802 | D00389 |  |  |  | BSBR/PCE/J00114/MBS00972 | 300040264 | Existing | RYB |  |  | CLOSED | CLOSED | LINK |  | 11 kV |  | 31/07/1984 |  |  |  |  | FALCON BETA |  |  | P/E SIMPANG SEKENDI | Unknown | Unknown | NO | NONE | DISTRIBUTION | TNB | SUNGAI BESAR | NO | Unknown |  |  |  | NO | [8 empty] | D00389 | NO | [7 empty] | 3
379502970 | D00522 |  |  |  | BSBR/PCE/J00088/MBS00848 | 300040127 | Existing | RYB |  |  | CLOSED | CLOSED | LINK |  | 11 kV |  | 1981-09-09 |  |  |  |  | FALCON BETA |  |  | BT 38 SEKENDI TBK HJ ISMAIL | Unknown | Unknown | NO | NONE | DISTRIBUTION | TNB | SUNGAI BESAR | NO | Unknown |  |  |  | NO | [8 empty] | D00522 | NO | [7 empty] | 3
379502975 | D00521 |  |  |  | BSBR/PCE/J00088/MBS00848 | 300040127 | Existing | RYB |  |  | CLOSED | CLOSED | LINK |  | 11 kV |  | 1981-09-09 |  |  |  |  | FALCON BETA |  |  | BT 38 SEKENDI TBK HJ ISMAIL | Unknown | Unknown | NO | NONE | DISTRIBUTION | TNB | SUNGAI BESAR | NO | Unknown |  |  |  | NO | [8 empty] | D00521 | NO | [7 empty] | 3
379503067 | D00516 |  |  |  | BSBR/PCE/J00089/MBNN04 | 300040133 | Existing | RYB |  |  | CLOSED | CLOSED | LINK |  | 11 kV |  | 25/11/1997 |  |  |  |  | INDKOM |  |  | S.M AGAMA TINGGI BT 38 | Unknown | Unknown | NO | NONE | DISTRIBUTION | TNB | SUNGAI BESAR | NO | Unknown |  |  |  | NO | [8 empty] | D00516 | NO | [7 empty] | 3
379503071 | D00515 |  |  |  | BSBR/PCE/J00089/MBNN04 | 300040133 | Existing | RYB |  |  | CLOSED | CLOSED | LINK |  | 11 kV |  | 25/11/1997 |  |  |  |  | INDKOM |  |  | S.M AGAMA TINGGI BT 38 | Unknown | Unknown | NO | NONE | DISTRIBUTION | TNB | SUNGAI BESAR | NO | Unknown |  |  |  | NO | [8 empty] | D00515 | NO | [7 empty] | 3
379503088 | D00514 |  |  |  | BSBR/PCE/J00089/MBNN04 | 300040133 | Existing | RYB |  |  | CLOSED | CLOSED | LINK |  | 11 kV |  | 25/11/1997 |  |  |  |  | INDKOM |  |  | S.M AGAMA TINGGI BT 38 | Unknown | Unknown | NO | NONE | DISTRIBUTION | TNB | SUNGAI BESAR | NO | Unknown |  |  |  | NO | [8 empty] | D00514 | NO | [7 empty] | 3
379503173 | D00508 |  |  |  | BSBR/PCE/J00175/MBRMU1 | 300241438 | Existing | RYB |  |  | CLOSED | CLOSED | LINK |  | 11 kV |  | 2004-01-09 |  |  |  |  | TOPRANK |  |  | TMN PERPADUAN | Unknown | Unknown | NO | NONE | DISTRIBUTION | TNB | SUNGAI BESAR | NO | Unknown |  |  |  | NO | [8 empty] | D00508 | NO | [7 empty] | 3
379503178 | D00507 |  |  |  | BSBR/PCE/J00175/MBRMU1 | 300241438 | Existing | RYB |  |  | CLOSED | CLOSED | LINK |  | 11 kV |  | 2004-01-09 |  |  |  |  | TOPRANK |  |  | TMN PERPADUAN | Unknown | Unknown | NO | NONE | DISTRIBUTION | TNB | SUNGAI BESAR | NO | Unknown |  |  |  | NO | [8 empty] | D00507 | NO | [7 empty] | 3
379503267 | D00384 |  |  |  | BSBR/PCE/J00114/MBS00972 | 300040264 | Existing | RYB |  |  | OPEN | CLOSED | LINK |  | 11 kV |  | 31/07/1984 |  |  |  |  | FALCON BETA |  |  | P/E SIMPANG SEKENDI | Unknown | Unknown | NO | NONE | DISTRIBUTION | TNB | SUNGAI BESAR | Unknown |  |  |  |  | NO | [8 empty] | D00384 | NO | [7 empty] | 3
379503277 | D00385 | [5 empty] | Existing | RYB |  |  | OPEN | CLOSED | LINK |  | 11 kV | [9 empty] | P/E SIMPANG SEKENDI | Unknown | Unknown | NO | NONE | DISTRIBUTION | TNB | SUNGAI BESAR | Unknown |  |  |  |  | NO | [8 empty] | D00385 | NO | [7 empty] | 3
379503291 | D00666 |  |  |  | BSBR/PCE/J00033/MB1 | 310370417 | Existing | RYB |  |  | CLOSED | CLOSED | LINK |  | 11 kV | [9 empty] | TAMAN RAYA NO 2 | Unknown | Unknown | NO | NONE | DISTRIBUTION | TNB | SUNGAI BESAR | NO | Unknown |  |  |  | NO | [8 empty] | D00666 | NO | [7 empty] | 3
379503296 | D00667 |  |  |  | BSBR/PCE/J00033/MB1 | 310370417 | Existing | RYB |  |  | CLOSED | CLOSED | LINK |  | 11 kV | [9 empty] | TAMAN RAYA NO 2 | Unknown | Unknown | NO | NONE | DISTRIBUTION | TNB | SUNGAI BESAR | NO | Unknown |  |  |  | NO | [8 empty] | D00667 | NO | [7 empty] | 3
379503387 | D00519 |  |  |  | BSBR/PCE/J00084/MBNN01 | 300040103 | Existing | RYB |  |  | CLOSED | CLOSED | LINK |  | 11 kV |  | 25/11/1997 |  |  |  |  | FALCON BETA |  |  | KG TBK TARMAN BATU 38 | Unknown | Unknown | NO | NONE | DISTRIBUTION | TNB | SUNGAI BESAR | NO | Unknown |  |  |  | NO | [8 empty] | D00519 | NO | [7 empty] | 3
379503392 | D00518 |  |  |  | BSBR/PCE/J00084/MBNN01 | 300040103 | Existing | RYB |  |  | CLOSED | CLOSED | LINK |  | 11 kV |  | 25/11/1997 |  |  |  |  | FALCON BETA |  |  | KG TBK TARMAN BATU 38 | Unknown | Unknown | NO | NONE | DISTRIBUTION | TNB | SUNGAI BESAR | NO | Unknown |  |  |  | NO | [8 empty] | D00518 | NO | [7 empty] | 3
379503482 | D00726 |  |  |  | BSBR/PCE/J00228/MB1 | 300448012 | Existing | RYB |  |  | CLOSED | CLOSED | LINK |  | 11 kV |  | 2012-09-08 |  |  |  |  | TAMCO |  |  | P/E TMN BERLIAN | Unknown | Unknown | NO | NONE | DISTRIBUTION | TNB | SUNGAI BESAR | NO | Unknown |  |  |  | NO | [8 empty] | D00726 | NO | [7 empty] | 3
379503487 | D00724 |  |  |  | BSBR/PCE/J00228/MB1 | 300448012 | Existing | RYB |  |  | CLOSED | CLOSED | LINK |  | 11 kV |  | 2012-09-08 |  |  |  |  | TAMCO |  |  | P/E TMN BERLIAN | Unknown | Unknown | NO | NONE | DISTRIBUTION | TNB | SUNGAI BESAR | NO | Unknown |  |  |  | NO | [8 empty] | D00724 | NO | [7 empty] | 3
379503582 | D00583 |  |  |  | BSBR/PCE/J00097/MB01 | 300040174 | Existing | RYB |  |  | CLOSED | CLOSED | LINK |  | 11 kV |  | 20/10/2010 | [7 empty] | SEE HAU INDUSTRIES | Unknown | Unknown | NO | NONE | DISTRIBUTION | TNB | SUNGAI BESAR | NO | Unknown |  |  |  | NO | [8 empty] | D00583 | NO | [7 empty] | 3
379503587 | D00582 |  |  |  | BSBR/PCE/J00097/MB01 | 300040174 | Existing | RYB |  |  | CLOSED | CLOSED | LINK |  | 11 kV |  | 20/10/2010 | [7 empty] | SEE HAU INDUSTRIES | Unknown | Unknown | NO | NONE | DISTRIBUTION | TNB | SUNGAI BESAR | NO | Unknown |  |  |  | NO | [8 empty] | D00582 | NO | [7 empty] | 3
379503678 | D00586 |  |  |  | BSBR/PCE/J00202/MB1 | 310357927 | Existing | RYB |  |  | CLOSED | CLOSED | LINK |  | 11 kV | [6 empty] | TAMCO |  |  | P/E TAMAN WAWASAN | Unknown | Unknown | NO | NONE | DISTRIBUTION | TNB | SUNGAI BESAR | NO | Unknown |  |  |  | NO | [8 empty] | D00586 | NO | [7 empty] | 3
379503683 | D00585 |  |  |  | BSBR/PCE/J00202/MB1 | 310357927 | Existing | RYB |  |  | CLOSED | CLOSED | LINK |  | 11 kV | [6 empty] | TAMCO |  |  | P/E TAMAN WAWASAN | Unknown | Unknown | NO | NONE | DISTRIBUTION | TNB | SUNGAI BESAR | NO | Unknown |  |  |  | NO | [8 empty] | D00585 | NO | [7 empty] | 3
379546714 | D00588 |  |  |  | BSBR/PCE/J00099/MBNN03 | 300040186 | Existing | RYB |  |  | CLOSED | CLOSED | LINK |  | 11 kV |  | 1999-01-11 | [7 empty] | SEK ABD RAHMAN PUTRA | Unknown | Unknown | NO | NONE | DISTRIBUTION | TNB | SUNGAI BESAR | NO | Unknown |  |  |  | NO | [8 empty] | D00588 | NO | [7 empty] | 3
379546719 | D00590 |  |  |  | BSBR/PCE/J00099/MBNN03 | 300040186 | Existing | RYB |  |  | CLOSED | CLOSED | LINK |  | 11 kV |  | 1999-01-11 | [7 empty] | SEK ABD RAHMAN PUTRA | Unknown | Unknown | NO | NONE | DISTRIBUTION | TNB | SUNGAI BESAR | NO | Unknown |  |  |  | NO | [8 empty] | D00590 | NO | [7 empty] | 3
379546810 | D00591 |  |  |  | BSBR/PCE/J00098/MBS00811 | 300040181 | Existing | RYB |  |  | CLOSED | CLOSED | LINK |  | 11 kV |  | 2004-01-05 |  |  |  |  | VEI |  |  | TMN KENANGAN | Unknown | Unknown | NO | NONE | DISTRIBUTION | TNB | SUNGAI BESAR | NO | Unknown |  |  |  | NO | [8 empty] | D00591 | NO | [7 empty] | 3
379546815 | D00593 |  |  |  | BSBR/PCE/J00098/MBS00811 | 300040181 | Existing | RYB |  |  | CLOSED | CLOSED | LINK |  | 11 kV |  | 2004-01-05 |  |  |  |  | VEI |  |  | TMN KENANGAN | Unknown | Unknown | NO | NONE | DISTRIBUTION | TNB | SUNGAI BESAR | NO | Unknown |  |  |  | NO | [8 empty] | D00593 | NO | [7 empty] | 3
379546907 | D00594 |  |  |  | BSBR/PCE/J00100/MB01 | 300040189 | Existing | RYB |  |  | CLOSED | CLOSED | LINK |  | 11 kV |  | 20/10/2010 | [7 empty] | TMN FERI | Unknown | Unknown | NO | NONE | DISTRIBUTION | TNB | SUNGAI BESAR | NO | Unknown |  |  |  | NO | [8 empty] | D00594 | NO | [7 empty] | 3
379546911 | D00597 |  |  |  | BSBR/PCE/J00100/MB01 | 300040189 | Existing | RYB |  |  | OPEN | CLOSED | LINK |  | 11 kV |  | 20/10/2010 | [7 empty] | TMN FERI | Unknown | Unknown | NO | NONE | DISTRIBUTION | TNB | SUNGAI BESAR | NO | Unknown |  |  |  | NO | [8 empty] | D00597 | NO | [7 empty] | 3
379546928 | D00596 |  |  |  | BSBR/PCE/J00100/MB01 | 300040189 | Existing | RYB |  |  | CLOSED | CLOSED | LINK |  | 11 kV |  | 20/10/2010 | [7 empty] | TMN FERI | Unknown | Unknown | NO | NONE | DISTRIBUTION | TNB | SUNGAI BESAR | NO | Unknown |  |  |  | NO | [8 empty] | D00596 | NO | [7 empty] | 3
379547021 | D00489 |  |  |  | BSBR/PCE/J00081/MB00790 | 300040090 | Existing | RYB |  |  | CLOSED | CLOSED | LINK |  | 11 kV |  | 29/08/1992 |  |  |  |  | VEI |  |  | HOSPITAL S/BERNAM | Unknown | Unknown | NO | NONE | DISTRIBUTION | TNB | SUNGAI BESAR | Unknown |  |  |  |  | NO | [8 empty] | D00489 | NO | [7 empty] | 3
379547045 | S05873 |  |  |  | BSBR/PCE/J00244/MB1 | 300501595 | Existing | RYB |  |  | CLOSED | CLOSED | LINK |  | 11 kV | [6 empty] | INDKOM |  |  | P/E RUMAH KEDAI SB PERDANA | Unknown | Unknown | NO | NONE | DISTRIBUTION | TNB | SUNGAI BESAR | NO | Unknown |  |  |  | NO | [8 empty] | S05873 | NO | [7 empty] | 3
379547050 | S05875 |  |  |  | BSBR/PCE/J00244/MB1 | 300501595 | Existing | RYB |  |  | CLOSED | CLOSED | LINK |  | 11 kV | [6 empty] | INDKOM |  |  | P/E RUMAH KEDAI SB PERDANA | Unknown | Unknown | NO | NONE | DISTRIBUTION | TNB | SUNGAI BESAR | NO | Unknown |  |  |  | NO | [8 empty] | S05875 | NO | [7 empty] | 3
379547155 | D06791 |  |  |  | BSBR/PCE/J00241/MB1 | 300497090 | Existing | RYB |  |  | CLOSED | CLOSED | LINK |  | 11 kV | [9 empty] | P/E TAMAN PLATINUM | Unknown | Unknown | NO | NONE | DISTRIBUTION | TNB | SUNGAI BESAR | NO | Unknown |  |  |  | NO | [8 empty] | D06791 | NO | [7 empty] | 3
379547160 | D06793 |  |  |  | BSBR/PCE/J00241/MB1 | 300497090 | Existing | RYB |  |  | CLOSED | CLOSED | LINK |  | 11 kV | [9 empty] | P/E TAMAN PLATINUM | Unknown | Unknown | NO | NONE | DISTRIBUTION | TNB | SUNGAI BESAR | NO | Unknown |  |  |  | NO | [8 empty] | D06793 | NO | [7 empty] | 3
379547264 | D00669 |  |  |  | BSBR/PCE/J00014/MB1 | 310370409 | Existing | RYB |  |  | CLOSED | CLOSED | LINK |  | 11 kV | [9 empty] | TAMAN PERTAMA NO 2 | Unknown | Unknown | NO | NONE | DISTRIBUTION | TNB | SUNGAI BESAR | NO | Unknown |  |  |  | NO | [8 empty] | D00669 | NO | [7 empty] | 3
379547269 | D00671 |  |  |  | BSBR/PCE/J00014/MB1 | 310370409 | Existing | RYB |  |  | CLOSED | CLOSED | LINK |  | 11 kV | [9 empty] | TAMAN PERTAMA NO 2 | Unknown | Unknown | NO | NONE | DISTRIBUTION | TNB | SUNGAI BESAR | NO | Unknown |  |  |  | NO | [8 empty] | D00671 | NO | [7 empty] | 3
379547364 | D00423 |  |  |  | BSBR/PCE/J00127/MB03 | 300040326 | Existing | RYB |  |  | CLOSED | CLOSED | LINK |  | 11 kV |  | 1984-02-07 |  |  |  |  | FALCON BETA |  |  | IKS JALAN AIR MANIS | Unknown | Unknown | NO | NONE | DISTRIBUTION | TNB | SUNGAI BESAR | NO | Unknown |  |  |  | NO | [8 empty] | D00423 | NO | [7 empty] | 3
379547369 | D00422 |  |  |  | BSBR/PCE/J00127/MB03 | 300040326 | Existing | RYB |  |  | CLOSED | CLOSED | LINK |  | 11 kV |  | 1984-02-07 |  |  |  |  | FALCON BETA |  |  | IKS JALAN AIR MANIS | Unknown | Unknown | NO | NONE | DISTRIBUTION | TNB | SUNGAI BESAR | NO | Unknown |  |  |  | NO | [8 empty] | D00422 | NO | [7 empty] | 3
379547460 | D00657 |  |  |  | BSBR/PCE/J00171/MBS00193 | 300040515 | Existing | RYB |  |  | CLOSED | CLOSED | LINK |  | 11 kV |  | 2007-01-08 |  |  |  |  | FALCON BETA |  |  | P/E RT AIR MANIS NO 1 | Unknown | Unknown | NO | NONE | DISTRIBUTION | TNB | SUNGAI BESAR | NO | Unknown |  |  |  | NO | [8 empty] | D00657 | NO | [7 empty] | 3
379547465 | D00659 |  |  |  | BSBR/PCE/J00171/MBS00193 | 300040515 | Existing | RYB |  |  | CLOSED | CLOSED | LINK |  | 11 kV |  | 2007-01-08 |  |  |  |  | FALCON BETA |  |  | P/E RT AIR MANIS NO 1 | Unknown | Unknown | NO | NONE | DISTRIBUTION | TNB | SUNGAI BESAR | NO | Unknown |  |  |  | NO | [8 empty] | D00659 | NO | [7 empty] | 3
379547563 | D00660 |  |  |  | BSBR/PCE/J00164/MB1 | 310370411 | Existing | RYB |  |  | CLOSED | CLOSED | LINK |  | 11 kV | [6 empty] | TAMCO |  |  | P/E RT AIR MANIS NO 2 | Unknown | Unknown | NO | NONE | DISTRIBUTION | TNB | SUNGAI BESAR | NO | Unknown |  |  |  | NO | [8 empty] | D00660 | NO | [7 empty] | 3
379547568 | D00662 |  |  |  | BSBR/PCE/J00164/MB1 | 310370411 | Existing | RYB |  |  | CLOSED | CLOSED | LINK |  | 11 kV | [6 empty] | TAMCO |  |  | P/E RT AIR MANIS NO 2 | Unknown | Unknown | NO | NONE | DISTRIBUTION | TNB | SUNGAI BESAR | NO | Unknown |  |  |  | NO | [8 empty] | D00662 | NO | [7 empty] | 3
379547667 | D00426 |  |  |  | BSBR/PCE/J00103/MB03 | 300040205 | Existing | RYB |  |  | CLOSED | CLOSED | LINK |  | 11 kV |  | 2007-01-08 |  |  |  |  | FALCON BETA |  |  | SCENICA (PURE MANUFACTURING) | Unknown | Unknown | NO | NONE | DISTRIBUTION | TNB | SUNGAI BESAR | NO | Unknown |  |  |  | NO | [8 empty] | D00426 | NO | [7 empty] | 3
379547672 | D00425 |  |  |  | BSBR/PCE/J00103/MB03 | 300040205 | Existing | RYB |  |  | CLOSED | CLOSED | LINK |  | 11 kV |  | 2007-01-08 |  |  |  |  | FALCON BETA |  |  | SCENICA (PURE MANUFACTURING) | Unknown | Unknown | NO | NONE | DISTRIBUTION | TNB | SUNGAI BESAR | NO | Unknown |  |  |  | NO | [8 empty] | D00425 | NO | [7 empty] | 3
379547764 | D00428 |  |  |  | BSBR/PCE/J00115/MBS00972 | 300040270 | Existing | RYB |  |  | CLOSED | CLOSED | LINK |  | 11 kV |  | 25/08/1995 |  |  |  |  | INDKOM |  |  | KG TBK TENGAH | Unknown | Unknown | NO | NONE | DISTRIBUTION | TNB | SUNGAI BESAR | NO | Unknown |  |  |  | NO | [8 empty] | D00428 | NO | [7 empty] | 3
379547768 | D00431 |  |  |  | BSBR/PCE/J00115/MBS00972 | 300040270 | Existing | RYB |  |  | CLOSED | CLOSED | LINK |  | 11 kV |  | 25/08/1995 |  |  |  |  | INDKOM |  |  | KG TBK TENGAH | Unknown | Unknown | NO | NONE | DISTRIBUTION | TNB | SUNGAI BESAR | NO | Unknown |  |  |  | NO | [8 empty] | D00431 | NO | [7 empty] | 3
379547785 | D00430 |  |  |  | BSBR/PCE/J00115/MBS00972 | 300040270 | Existing | RYB |  |  | CLOSED | CLOSED | LINK |  | 11 kV |  | 25/08/1995 |  |  |  |  | INDKOM |  |  | KG TBK TENGAH | Unknown | Unknown | NO | NONE | DISTRIBUTION | TNB | SUNGAI BESAR | NO | Unknown |  |  |  | NO | [8 empty] | D00430 | NO | [7 empty] | 3
379547879 | D00433 |  |  |  | BSBR/PCE/J00137/MBS00883 | 300040371 | Existing | RYB |  |  | CLOSED | CLOSED | LINK |  | 11 kV |  | 1986-05-08 |  |  |  |  | FALCON BETA |  |  | KG BANTING | Unknown | Unknown | NO | NONE | DISTRIBUTION | TNB | SUNGAI BESAR | NO | Unknown |  |  |  | NO | [8 empty] | D00433 | NO | [7 empty] | 3
379547883 | D00432 |  |  |  | BSBR/PCE/J00137/MBS00883 | 300040371 | Existing | RYB |  |  | CLOSED | CLOSED | LINK |  | 11 kV |  | 1986-05-08 |  |  |  |  | FALCON BETA |  |  | KG BANTING | Unknown | Unknown | NO | NONE | DISTRIBUTION | TNB | SUNGAI BESAR | NO | Unknown |  |  |  | NO | [8 empty] | D00432 | NO | [7 empty] | 3
379547900 | D00434 |  |  |  | BSBR/PCE/J00137/MBS00883 | 300040371 | Existing | RYB |  |  | CLOSED | CLOSED | LINK |  | 11 kV |  | 1986-05-08 |  |  |  |  | FALCON BETA |  |  | KG BANTING | Unknown | Unknown | NO | NONE | DISTRIBUTION | TNB | SUNGAI BESAR | NO | Unknown |  |  |  | NO | [8 empty] | D00434 | NO | [7 empty] | 3
379547986 | D00442 |  |  |  | BSBR/PCE/J00132/MBNN04 | 300040353 | Existing | RYB |  |  | CLOSED | CLOSED | LINK |  | 11 kV |  | 26/09/1992 |  |  |  |  | FALCON BETA |  |  | KG TBK JAWA | Unknown | Unknown | NO | NONE | DISTRIBUTION | TNB | SUNGAI BESAR | NO | Unknown |  |  |  | NO | [8 empty] | D00442 | NO | [7 empty] | 3
379547990 | D00443 |  |  |  | BSBR/PCE/J00132/MBNN04 | 300040353 | Existing | RYB |  |  | CLOSED | CLOSED | LINK |  | 11 kV |  | 26/09/1992 |  |  |  |  | FALCON BETA |  |  | KG TBK JAWA | Unknown | Unknown | NO | NONE | DISTRIBUTION | TNB | SUNGAI BESAR | NO | Unknown |  |  |  | NO | [8 empty] | D00443 | NO | [7 empty] | 3
379548007 | D00441 |  |  |  | BSBR/PCE/J00132/MBNN04 | 300040353 | Existing | RYB |  |  | CLOSED | CLOSED | LINK |  | 11 kV |  | 26/09/1992 |  |  |  |  | FALCON BETA |  |  | KG TBK JAWA | Unknown | Unknown | NO | NONE | DISTRIBUTION | TNB | SUNGAI BESAR | NO | Unknown |  |  |  | NO | [8 empty] | D00441 | NO | [7 empty] | 3
379548091 | D00445 |  |  |  | BSBR/PCE/J00131/MBNN01 | 300040344 | Existing | RYB |  |  | CLOSED | CLOSED | LINK |  | 11 kV |  | 20/10/2010 | [7 empty] | PAT KG TBK JAWA | Unknown | Unknown | NO | NONE | DISTRIBUTION | TNB | SUNGAI BESAR | NO | Unknown |  |  |  | NO | [8 empty] | D00445 | NO | [7 empty] | 3
379548096 | D00446 |  |  |  | BSBR/PCE/J00131/MBNN01 | 300040344 | Existing | RYB |  |  | CLOSED | CLOSED | LINK |  | 11 kV |  | 20/10/2010 | [7 empty] | PAT KG TBK JAWA | Unknown | Unknown | NO | NONE | DISTRIBUTION | TNB | SUNGAI BESAR | NO | Unknown |  |  |  | NO | [8 empty] | D00446 | NO | [7 empty] | 3
379548187 | D00448 |  |  |  | BSBR/PCE/J00133/MBNN01 | 300040356 | Existing | RYB |  |  | CLOSED | CLOSED | LINK |  | 11 kV |  | 20/10/2010 | [7 empty] | KG TBK MUFRAD | Unknown | Unknown | NO | NONE | DISTRIBUTION | TNB | SUNGAI BESAR | NO | Unknown |  |  |  | NO | [8 empty] | D00448 | NO | [7 empty] | 3
379548192 | SPARE |  |  |  | BSBR/PCE/J00133/MBNN01 | 300040356 | Existing | RYB |  | SPUR | OPEN | CLOSED | LINK |  | 11 kV |  | 20/10/2010 | [7 empty] | KG TBK MUFRAD | Unknown | Unknown | NO | NONE | DISTRIBUTION | TNB | SUNGAI BESAR | NO | Unknown |  |  |  | NO | [8 empty] | SPARE | NO | [7 empty] | 3
379548287 | D00436 |  |  |  | BSBR/PCE/J00129/MBS00880 | 300040337 | Existing | RYB |  |  | CLOSED | CLOSED | LINK |  | 11 kV |  | 1982-01-08 |  |  |  |  | FALCON BETA |  |  | KG BANTING H/P | Unknown | Unknown | NO | NONE | DISTRIBUTION | TNB | SUNGAI BESAR | NO | Unknown |  |  |  | NO | [8 empty] | D00436 | NO | [7 empty] | 3
379548292 | D00437 |  |  |  | BSBR/PCE/J00129/MBS00880 | 300040337 | Existing | RYB |  |  | CLOSED | CLOSED | LINK |  | 11 kV |  | 1982-01-08 |  |  |  |  | FALCON BETA |  |  | KG BANTING H/P | Unknown | Unknown | NO | NONE | DISTRIBUTION | TNB | SUNGAI BESAR | NO | Unknown |  |  |  | NO | [8 empty] | D00437 | NO | [7 empty] | 3
379548390 | D00439 | [5 empty] | Existing | RYB |  |  | CLOSED | CLOSED | LINK |  | 11 kV | [9 empty] | KG TBK BERIHUN | Unknown | Unknown | NO | NONE | DISTRIBUTION | TNB | SUNGAI BESAR | NO | Unknown |  |  |  | NO | [8 empty] | D00439 | NO | [7 empty] | 3
379548395 | [6 empty] | Existing | RYB |  |  | CLOSED | CLOSED | LINK |  | 11 kV | [9 empty] | KG TBK BERIHUN | Unknown | Unknown | NO | NONE | DISTRIBUTION | TNB | SUNGAI BESAR | NO | Unknown |  |  |  | NO | [9 empty] | NO | [7 empty] | 3
379548502 | D00287 |  |  |  | BSBR/PCE/J00162/MB01 | 300040490 | Existing | RYB |  |  | CLOSED | CLOSED | LINK |  | 11 kV |  | 2006-01-08 |  |  |  |  | FALCON BETA |  |  | P/E SEK AGAMA BT 40 | Unknown | Unknown | NO | NONE | DISTRIBUTION | TNB | SUNGAI BESAR | NO | Unknown |  |  |  | NO | [8 empty] | D00287 | NO | [7 empty] | 3
379548507 | D00286 |  |  |  | BSBR/PCE/J00162/MB01 | 300040490 | Existing | RYB |  |  | CLOSED | CLOSED | LINK |  | 11 kV |  | 2006-01-08 |  |  |  |  | FALCON BETA |  |  | P/E SEK AGAMA BT 40 | Unknown | Unknown | NO | NONE | DISTRIBUTION | TNB | SUNGAI BESAR | NO | Unknown |  |  |  | NO | [8 empty] | D00286 | NO | [7 empty] | 3
379548598 | D00289 |  |  |  | BSBR/PCE/J00128/MB03 | 300040331 | Existing | RYB |  |  | CLOSED | CLOSED | LINK |  | 11 kV |  | 1984-05-06 |  |  |  |  | FALCON BETA |  |  | P/E BT 39 SEKENDI | Unknown | Unknown | NO | NONE | DISTRIBUTION | TNB | SUNGAI BESAR | NO | Unknown |  |  |  | NO | [8 empty] | D00289 | NO | [7 empty] | 3
379548603 | D00290 |  |  |  | BSBR/PCE/J00128/MB03 | 300040331 | Existing | RYB |  |  | CLOSED | CLOSED | LINK |  | 11 kV |  | 1984-05-06 |  |  |  |  | FALCON BETA |  |  | P/E BT 39 SEKENDI | Unknown | Unknown | NO | NONE | DISTRIBUTION | TNB | SUNGAI BESAR | NO | Unknown |  |  |  | NO | [8 empty] | D00290 | NO | [7 empty] | 3
379548694 | D00292 |  |  |  | BSBR/PCE/J00154/MBNN03 | 300040457 | Existing | RYB |  |  | CLOSED | CLOSED | LINK |  | 11 kV |  | 2001-01-05 |  |  |  |  | FALCON BETA |  |  | P/E KAMPUNG TENGAH | Unknown | Unknown | NO | NONE | DISTRIBUTION | TNB | SUNGAI BESAR | NO | Unknown |  |  |  | NO | [8 empty] | D00292 | NO | [7 empty] | 3
379548699 | D00293 |  |  |  | BSBR/PCE/J00154/MBNN03 | 300040457 | Existing | RYB |  |  | CLOSED | CLOSED | LINK |  | 11 kV |  | 2001-01-05 |  |  |  |  | FALCON BETA |  |  | P/E KAMPUNG TENGAH | Unknown | Unknown | NO | NONE | DISTRIBUTION | TNB | SUNGAI BESAR | NO | Unknown |  |  |  | NO | [8 empty] | D00293 | NO | [7 empty] | 3
379548790 | D00296 |  |  |  | BSBR/PCE/J00155/MBS00854 | 300040462 | Existing | RYB |  |  | CLOSED | CLOSED | LINK |  | 11 kV |  | 2000-01-08 |  |  |  |  | FALCON BETA |  |  | P/E KAMPUNG BARU | Unknown | Unknown | NO | NONE | DISTRIBUTION | TNB | SUNGAI BESAR | NO | Unknown |  |  |  | NO | [8 empty] | D00296 | NO | [7 empty] | 3
379548795 | D00295 |  |  |  | BSBR/PCE/J00155/MBS00854 | 300040462 | Existing | RYB |  |  | CLOSED | CLOSED | LINK |  | 11 kV |  | 2000-01-08 |  |  |  |  | FALCON BETA |  |  | P/E KAMPUNG BARU | Unknown | Unknown | NO | NONE | DISTRIBUTION | TNB | SUNGAI BESAR | NO | Unknown |  |  |  | NO | [8 empty] | D00295 | NO | [7 empty] | 3
379548890 | D00298 |  |  |  | BSBR/PCE/J00157/MBS00858 | 300040472 | Existing | RYB |  |  | CLOSED | CLOSED | LINK |  | 11 kV |  | 2001-01-04 |  |  |  |  | FALCON BETA |  |  | P/E KAMPUNG DUNGUN | Unknown | Unknown | NO | NONE | DISTRIBUTION | TNB | SUNGAI BESAR | NO | Unknown |  |  |  | NO | [8 empty] | D00298 | NO | [7 empty] | 3
379548894 | D00300 |  |  |  | BSBR/PCE/J00157/MBS00858 | 300040472 | Existing | RYB |  |  | CLOSED | CLOSED | LINK |  | 11 kV |  | 2001-01-04 |  |  |  |  | FALCON BETA |  |  | P/E KAMPUNG DUNGUN | Unknown | Unknown | NO | NONE | DISTRIBUTION | TNB | SUNGAI BESAR | NO | Unknown |  |  |  | NO | [8 empty] | D00300 | NO | [7 empty] | 3
379548911 | D00299 |  |  |  | BSBR/PCE/J00157/MBS00858 | 300040472 | Existing | RYB |  |  | CLOSED | CLOSED | LINK |  | 11 kV |  | 2001-01-04 |  |  |  |  | FALCON BETA |  |  | P/E KAMPUNG DUNGUN | Unknown | Unknown | NO | NONE | DISTRIBUTION | TNB | SUNGAI BESAR | NO | Unknown |  |  |  | NO | [8 empty] | D00299 | NO | [7 empty] | 3
379548995 | DOO302 |  |  |  | BSBR/PCE/J00156/MB01 | 300040465 | Existing | RYB |  |  | CLOSED | CLOSED | LINK |  | 11 kV |  | 20/10/2010 | [7 empty] | PAT KAMPUNG TANJUNG JAWA | Unknown | Unknown | NO | NONE | DISTRIBUTION | TNB | SUNGAI BESAR | NO | Unknown |  |  |  | NO | [8 empty] | DOO302 | NO | [7 empty] | 3
379549000 | SPARE |  |  |  | BSBR/PCE/J00156/MB01 | 300040465 | Existing | RYB |  | SPUR | OPEN | CLOSED | LINK |  | 11 kV |  | 20/10/2010 | [7 empty] | PAT KAMPUNG TANJUNG JAWA | Unknown | Unknown | NO | NONE | DISTRIBUTION | TNB | SUNGAI BESAR | NO | Unknown |  |  |  | NO | [8 empty] | SPARE | NO | [7 empty] | 3
379549378 | D00306 |  |  |  | BSBR/PCE/J00158/MB1 | 310359633 | Existing | RYB |  |  | CLOSED | CLOSED | LINK |  | 11 kV | [9 empty] | P/E SG BERNAM DIVISION 2 | Unknown | Unknown | NO | NONE | DISTRIBUTION | TNB | SUNGAI BESAR | NO | Unknown |  |  |  | NO | [8 empty] | D00306 | NO | [7 empty] | 3
379549383 | D00304 |  |  |  | BSBR/PCE/J00158/MB1 | 310359633 | Existing | RYB |  |  | CLOSED | CLOSED | LINK |  | 11 kV | [9 empty] | P/E SG BERNAM DIVISION 2 | Unknown | Unknown | NO | NONE | DISTRIBUTION | TNB | SUNGAI BESAR | NO | Unknown |  |  |  | NO | [8 empty] | D00304 | NO | [7 empty] | 3
379549474 | D00307 |  |  |  | BSBR/PCE/J00159/MBS0087 | 300040477 | Existing | RYB |  |  | CLOSED | CLOSED | LINK |  | 11 kV |  | 2003-01-09 |  |  |  |  | FALCON BETA |  |  | P/E SG BERNAM QUATERS | Unknown | Unknown | NO | NONE | DISTRIBUTION | TNB | SUNGAI BESAR | NO | Unknown |  |  |  | NO | [8 empty] | D00307 | NO | [7 empty] | 3
379549479 | D00308 |  |  |  | BSBR/PCE/J00159/MBS0087 | 300040477 | Existing | RYB |  |  | CLOSED | CLOSED | LINK |  | 11 kV |  | 2003-01-09 |  |  |  |  | FALCON BETA |  |  | P/E SG BERNAM QUATERS | Unknown | Unknown | NO | NONE | DISTRIBUTION | TNB | SUNGAI BESAR | NO | Unknown |  |  |  | NO | [8 empty] | D00308 | NO | [7 empty] | 3
379549570 | D00312 |  |  |  | BSBR/PCE/J00160/MBS00863 | 300040482 | Existing | RYB |  |  | CLOSED | CLOSED | LINK |  | 11 kV |  | 1992-01-12 |  |  |  |  | FALCON BETA |  |  | P/E SG BERNAM DIVISION 1 | Unknown | Unknown | NO | NONE | DISTRIBUTION | TNB | SUNGAI BESAR | NO | Unknown |  |  |  | NO | [8 empty] | D00312 | NO | [7 empty] | 3
379549575 | D00310 |  |  |  | BSBR/PCE/J00160/MBS00863 | 300040482 | Existing | RYB |  |  | CLOSED | CLOSED | LINK |  | 11 kV |  | 1992-01-12 |  |  |  |  | FALCON BETA |  |  | P/E SG BERNAM DIVISION 1 | Unknown | Unknown | NO | NONE | DISTRIBUTION | TNB | SUNGAI BESAR | NO | Unknown |  |  |  | NO | [8 empty] | D00310 | NO | [7 empty] | 3
379549666 | D00314 |  |  |  | BSBR/PCE/J00141/MBS00914 | 300040392 | Existing | RYB |  |  | CLOSED | CLOSED | LINK |  | 11 kV |  | 1993-08-09 |  |  |  |  | FALCON BETA |  |  | KG DATO' HORMAT | Unknown | Unknown | NO | NONE | DISTRIBUTION | TNB | SUNGAI BESAR | NO | Unknown |  |  |  | NO | [8 empty] | D00314 | NO | [7 empty] | 3
379549671 | D00313 |  |  |  | BSBR/PCE/J00141/MBS00914 | 300040392 | Existing | RYB |  |  | CLOSED | CLOSED | LINK |  | 11 kV |  | 1993-08-09 |  |  |  |  | FALCON BETA |  |  | KG DATO' HORMAT | Unknown | Unknown | NO | NONE | DISTRIBUTION | TNB | SUNGAI BESAR | NO | Unknown |  |  |  | NO | [8 empty] | D00313 | NO | [7 empty] | 3
379549762 | D06817 | [5 empty] | Existing | RYB |  |  | CLOSED | CLOSED | LINK |  | 11 kV | [9 empty] | P/E PADAT IBU SAWAT TM SG AIR TAWAR | Unknown | Unknown | NO | NONE | DISTRIBUTION | TNB | SUNGAI BESAR | NO | Unknown |  |  |  | NO | [8 empty] | D06817 | NO | [7 empty] | 3
379549767 | D06815 | [5 empty] | Existing | RYB |  |  | CLOSED | CLOSED | LINK |  | 11 kV | [9 empty] | P/E PADAT IBU SAWAT TM SG AIR TAWAR | Unknown | Unknown | NO | NONE | DISTRIBUTION | TNB | SUNGAI BESAR | NO | Unknown |  |  |  | NO | [8 empty] | D06815 | NO | [7 empty] | 3
379549862 | D00318 |  |  |  | BSBR/PCE/J00140/MBNN03 | 300040387 | Existing | RYB |  |  | CLOSED | CLOSED | LINK |  | 11 kV |  | 1993-08-09 |  |  |  |  | VEI |  |  | PEKAN SG AIR TAWAR | Unknown | Unknown | NO | NONE | DISTRIBUTION | TNB | SUNGAI BESAR | NO | Unknown |  |  |  | NO | [8 empty] | D00318 | NO | [7 empty] | 3
379549867 | D00316 |  |  |  | BSBR/PCE/J00140/MBNN03 | 300040387 | Existing | RYB |  |  | CLOSED | CLOSED | LINK |  | 11 kV |  | 1993-08-09 |  |  |  |  | VEI |  |  | PEKAN SG AIR TAWAR | Unknown | Unknown | NO | NONE | DISTRIBUTION | TNB | SUNGAI BESAR | NO | Unknown |  |  |  | NO | [8 empty] | D00316 | NO | [7 empty] | 3
379550017 | D06769 | [5 empty] | Existing | RYB |  |  | CLOSED | CLOSED | LINK |  | 11 kV | [9 empty] | P/E SEK REN AGAMA PARIT BARU | Unknown | Unknown | NO | NONE | DISTRIBUTION | TNB | SUNGAI BESAR | NO | Unknown |  |  |  | NO | [8 empty] | D06769 | NO | [7 empty] | 3
379550022 | D06767 | [5 empty] | Existing | RYB |  |  | CLOSED | CLOSED | LINK |  | 11 kV | [9 empty] | P/E SEK REN AGAMA PARIT BARU | Unknown | Unknown | NO | NONE | DISTRIBUTION | TNB | SUNGAI BESAR | NO | Unknown |  |  |  | NO | [8 empty] | D06767 | NO | [7 empty] | 3
379550185 | [6 empty] | Existing | RYB |  |  | CLOSED | CLOSED | MAIN |  | 33 kV | [9 empty] | PPU SABAK BERNAM | Unknown | Unknown | NO | NONE | DISTRIBUTION | TNB | SUNGAI BESAR | NO | Unknown |  |  |  | NO | [17 empty] | 9
379550276 | [6 empty] | Existing | RYB |  |  | CLOSED | CLOSED | MAIN |  | 11 kV | [9 empty] | PPU SABAK BERNAM | Unknown | Unknown | NO | NONE | DISTRIBUTION | TNB | SUNGAI BESAR | NO | Unknown |  |  |  | NO | [17 empty] | 9
379550341 | [6 empty] | Existing | RYB |  |  | CLOSED | CLOSED | MAIN |  | 11 kV | [9 empty] | PPU SABAK BERNAM | Unknown | Unknown | NO | NONE | DISTRIBUTION | TNB | SUNGAI BESAR | NO | Unknown |  |  |  | NO | [17 empty] | 9
379550361 | [6 empty] | Existing | RYB |  |  | CLOSED | CLOSED | MAIN |  | 33 kV | [9 empty] | PPU SABAK BERNAM | Unknown | Unknown | NO | NONE | DISTRIBUTION | TNB | SUNGAI BESAR | NO | Unknown |  |  |  | NO | [17 empty] | 9
379550425 | [6 empty] | Existing | RYB |  |  | CLOSED | CLOSED | MAIN |  | 11 kV | [9 empty] | PPU SABAK BERNAM | Unknown | Unknown | NO | NONE | DISTRIBUTION | TNB | SUNGAI BESAR | NO | Unknown |  |  |  | NO | [17 empty] | 9
379550518 | [6 empty] | Existing | RYB |  |  | CLOSED | CLOSED | MAIN |  | 11 kV | [9 empty] | PPU SABAK BERNAM | Unknown | Unknown | NO | NONE | DISTRIBUTION | TNB | SUNGAI BESAR | NO | Unknown |  |  |  | NO | [17 empty] | 9
379550701 | [6 empty] | Existing | RYB |  |  | CLOSED | CLOSED | MAIN |  | 11 kV | [9 empty] | PPU SABAK BERNAM | Unknown | Unknown | NO | NONE | DISTRIBUTION | TNB | SUNGAI BESAR | NO | Unknown |  |  |  | NO | [17 empty] | 9
379550845 | [6 empty] | Existing | RYB |  |  | CLOSED | CLOSED | MAIN |  | 11 kV | [9 empty] | PPU SABAK BERNAM | Unknown | Unknown | NO | NONE | DISTRIBUTION | TNB | SUNGAI BESAR | NO | Unknown |  |  |  | NO | [17 empty] | 9
379637044 | D00270 | [5 empty] | Existing | RYB |  |  | CLOSED | CLOSED | LINK |  | 11 kV | [9 empty] | S/LINK PARIT 8 SG PANJANG | Unknown | Unknown | NO | NONE | DISTRIBUTION | TNB | SUNGAI BESAR | NO | Unknown |  |  |  | NO | [8 empty] | D00270 | NO | [7 empty] | 3
379637050 | D00272 | [5 empty] | Existing | RYB |  |  | CLOSED | CLOSED | LINK |  | 11 kV | [9 empty] | S/LINK PARIT 8 SG PANJANG | Unknown | Unknown | NO | NONE | DISTRIBUTION | TNB | SUNGAI BESAR | NO | Unknown |  |  |  | NO | [8 empty] | D00272 | NO | [7 empty] | 3
379637055 | D00271 | [5 empty] | Existing | RYB |  |  | CLOSED | CLOSED | LINK |  | 11 kV | [9 empty] | S/LINK PARIT 8 SG PANJANG | Unknown | Unknown | NO | NONE | DISTRIBUTION | TNB | SUNGAI BESAR | NO | Unknown |  |  |  | NO | [8 empty] | D00271 | NO | [7 empty] | 3
379637063 | D00273 |  |  |  | BSBR/PCE/J00028/MBNN01 | 300039866 | Existing | RYB |  |  | CLOSED | CLOSED | LINK |  | 11 kV |  | 20/10/2010 | [7 empty] | PT 8 GAMBUT | Unknown | Unknown | NO | NONE | DISTRIBUTION | TNB | SUNGAI BESAR | NO | Unknown |  |  |  | NO | [8 empty] | D00273 | NO | [7 empty] | 3
379637068 | SPARE |  |  |  | BSBR/PCE/J00028/MBNN01 | 300039866 | Existing | RYB |  |  | OPEN | CLOSED | LINK |  | 11 kV |  | 20/10/2010 | [7 empty] | PT 8 GAMBUT | Unknown | Unknown | NO | NONE | DISTRIBUTION | TNB | SUNGAI BESAR | NO | Unknown |  |  |  | NO | [8 empty] | SPARE | NO | [7 empty] | 3
379637170 | D00665 |  |  |  | BSBR/PCE/J00095/MBS00836 | 300040166 | Existing | RYB |  |  | CLOSED | CLOSED | LINK |  | 11 kV |  | 2007-01-08 |  |  |  |  | INDKOM |  |  | SDIK HOLDING | Unknown | Unknown | NO | NONE | DISTRIBUTION | TNB | SUNGAI BESAR | NO | Unknown |  |  |  | NO | [8 empty] | D00665 | NO | [7 empty] | 3
379637178 | D00713 |  |  |  | BSBR/PCE/J00095/MBS00836 | 300040166 | Existing | RYB |  |  | CLOSED | CLOSED | LINK |  | 11 kV |  | 2007-01-08 |  |  |  |  | INDKOM |  |  | SDIK HOLDING | Unknown | Unknown | NO | NONE | DISTRIBUTION | TNB | SUNGAI BESAR | NO | Unknown |  |  |  | NO | [8 empty] | D00713 | NO | [7 empty] | 3
379637185 | D00663 |  |  |  | BSBR/PCE/J00095/MBS00836 | 300040166 | Existing | RYB |  |  | CLOSED | CLOSED | LINK |  | 11 kV |  | 2007-01-08 |  |  |  |  | INDKOM |  |  | SDIK HOLDING | Unknown | Unknown | NO | NONE | DISTRIBUTION | TNB | SUNGAI BESAR | NO | Unknown |  |  |  | NO | [8 empty] | D00663 | NO | [7 empty] | 3
379637381 | D00718 | [5 empty] | Existing | RYB |  |  | CLOSED | CLOSED | LINK |  | 11 kV | [9 empty] | P/E REBAN AYAM PARIT 9 GAMBUT NO 1 | Unknown | Unknown | NO | NONE | DISTRIBUTION | TNB | SUNGAI BESAR | NO | Unknown |  |  |  | NO | [8 empty] | D00718 | NO | [7 empty] | 3
379637386 | D00720 | [5 empty] | Existing | RYB |  | SPARE | OPEN | CLOSED | LINK |  | 11 kV | [9 empty] | P/E REBAN AYAM PARIT 9 GAMBUT NO 1 | Unknown | Unknown | NO | NONE | DISTRIBUTION | TNB | SUNGAI BESAR | NO | Unknown |  |  |  | NO | [8 empty] | D00720 | NO | [7 empty] | 3
379637476 | D00674 | [5 empty] | Existing | RYB |  |  | CLOSED | CLOSED | LINK |  | 11 kV | [9 empty] | P/E REBAN AYAM KSR PARIT 9 GAMBUT NO 2 | Unknown | Unknown | NO | NONE | DISTRIBUTION | TNB | SUNGAI BESAR | NO | Unknown |  |  |  | NO | [8 empty] | D00674 | NO | [7 empty] | 3
379637481 | D00672 | [5 empty] | Existing | RYB |  |  | CLOSED | CLOSED | LINK |  | 11 kV | [9 empty] | P/E REBAN AYAM KSR PARIT 9 GAMBUT NO 2 | Unknown | Unknown | NO | NONE | DISTRIBUTION | TNB | SUNGAI BESAR | NO | Unknown |  |  |  | NO | [8 empty] | D00672 | NO | [7 empty] | 3
379637639 | D00275 | [5 empty] | Existing | RYB |  |  | CLOSED | CLOSED | LINK |  | 11 kV | [9 empty] | S/LINK PRT 10 SG PANJANG | Unknown | Unknown | NO | NONE | DISTRIBUTION | TNB | SUNGAI BESAR | NO | Unknown |  |  |  | NO | [8 empty] | D00275 | NO | [7 empty] | 3
379637645 | D00276 | [5 empty] | Existing | RYB |  |  | CLOSED | CLOSED | LINK |  | 11 kV | [9 empty] | S/LINK PRT 10 SG PANJANG | Unknown | Unknown | NO | NONE | DISTRIBUTION | TNB | SUNGAI BESAR | NO | Unknown |  |  |  | NO | [8 empty] | D00276 | NO | [7 empty] | 3
379637650 | D00277 | [5 empty] | Existing | RYB |  | SPARE | OPEN | CLOSED | LINK |  | 11 kV | [9 empty] | S/LINK PRT 10 SG PANJANG | Unknown | Unknown | NO | NONE | DISTRIBUTION | TNB | SUNGAI BESAR | NO | Unknown |  |  |  | NO | [8 empty] | D00277 | NO | [7 empty] | 3
379637752 | D00278 |  |  |  | BSBR/PCE/J00026/MBNN01 | 300039861 | Existing | RYB |  |  | CLOSED | CLOSED | LINK |  | 11 kV |  | 25/07/1992 |  |  |  |  | FALCON BETA |  |  | PT 10 GAMBUT | Unknown | Unknown | NO | NONE | DISTRIBUTION | TNB | SUNGAI BESAR | NO | Unknown |  |  |  | NO | [8 empty] | D00278 | NO | [7 empty] | 3
379637757 | D00279 |  |  |  | BSBR/PCE/J00026/MBNN01 | 300039861 | Existing | RYB |  |  | CLOSED | CLOSED | LINK |  | 11 kV |  | 25/07/1992 |  |  |  |  | FALCON BETA |  |  | PT 10 GAMBUT | Unknown | Unknown | NO | NONE | DISTRIBUTION | TNB | SUNGAI BESAR | NO | Unknown |  |  |  | NO | [8 empty] | D00279 | NO | [7 empty] | 3
379637858 | D00054 | [5 empty] | Existing | RYB |  |  | CLOSED | CLOSED | LINK |  | 11 kV | [9 empty] | T/AIR 13 SG NIPAH | Unknown | Unknown | NO | NONE | DISTRIBUTION | TNB | SUNGAI BESAR | NO | Unknown |  |  |  | NO | [8 empty] | D00054 | NO | [7 empty] | 3
379637863 | D00053 | [5 empty] | Existing | RYB |  |  | CLOSED | CLOSED | LINK |  | 11 kV | [9 empty] | T/AIR 13 SG NIPAH | Unknown | Unknown | NO | NONE | DISTRIBUTION | TNB | SUNGAI BESAR | NO | Unknown |  |  |  | NO | [8 empty] | D00053 | NO | [7 empty] | 3
379637944 | D00051 |  |  |  | BSBR/PCE/J00060/MBNN04 | 300040018 | Existing | RYB |  |  | CLOSED | CLOSED | LINK |  | 11 kV |  | 16/06/1991 |  |  |  |  | VEI |  |  | SM AGAMA SPG 5 | Unknown | Unknown | NO | NONE | DISTRIBUTION | TNB | SUNGAI BESAR | NO | Unknown |  |  |  | NO | [8 empty] | D00051 | NO | [7 empty] | 3
379637949 | D00049 |  |  |  | BSBR/PCE/J00060/MBNN04 | 300040018 | Existing | RYB |  |  | CLOSED | CLOSED | LINK |  | 11 kV |  | 16/06/1991 |  |  |  |  | VEI |  |  | SM AGAMA SPG 5 | Unknown | Unknown | NO | NONE | DISTRIBUTION | TNB | SUNGAI BESAR | NO | Unknown |  |  |  | NO | [8 empty] | D00049 | NO | [7 empty] | 3
379638027 | D00066 |  |  |  | BSBR/PCE/J00063/MBS00775 | 300040027 | Existing | RYB |  |  | CLOSED | CLOSED | LINK |  | 11 kV |  | 15/01/1993 |  |  |  |  | FALCON BETA |  |  | K/UDANG PER.NELAYAN SG NIBONG | Unknown | Unknown | NO | NONE | DISTRIBUTION | TNB | SUNGAI BESAR | NO | Unknown |  |  |  | NO | [8 empty] | D00066 | NO | [7 empty] | 3
379638032 | D00065 |  |  |  | BSBR/PCE/J00063/MBS00775 | 300040027 | Existing | RYB |  |  | CLOSED | CLOSED | LINK |  | 11 kV |  | 15/01/1993 |  |  |  |  | FALCON BETA |  |  | K/UDANG PER.NELAYAN SG NIBONG | Unknown | Unknown | NO | NONE | DISTRIBUTION | TNB | SUNGAI BESAR | NO | Unknown |  |  |  | NO | [8 empty] | D00065 | NO | [7 empty] | 3
379638123 | D00062 |  |  |  | BSBR/PCE/J00062/MBS00773 | 300040023 | Existing | RYB |  |  | CLOSED | CLOSED | LINK |  | 11 kV |  | 1992-12-08 |  |  |  |  | FALCON BETA |  |  | K/UDANG UDAHA | Unknown | Unknown | NO | NONE | DISTRIBUTION | TNB | SUNGAI BESAR | NO | Unknown |  |  |  | NO | [8 empty] | D00062 | NO | [7 empty] | 3
379638128 | D00063 |  |  |  | BSBR/PCE/J00062/MBS00773 | 300040023 | Existing | RYB |  |  | CLOSED | CLOSED | LINK |  | 11 kV |  | 1992-12-08 |  |  |  |  | FALCON BETA |  |  | K/UDANG UDAHA | Unknown | Unknown | NO | NONE | DISTRIBUTION | TNB | SUNGAI BESAR | NO | Unknown |  |  |  | NO | [8 empty] | D00063 | NO | [7 empty] | 3
379638217 | D00057 | [5 empty] | Existing | RYB |  |  | CLOSED | CLOSED | LINK |  | 11 kV | [9 empty] | SW/STN VERECO | Unknown | Unknown | NO | NONE | DISTRIBUTION | TNB | SUNGAI BESAR | NO | Unknown |  |  |  | NO | [8 empty] | D00057 | NO | [7 empty] | 3
379638223 | SPARE | [5 empty] | Existing | RYB |  |  | OPEN | CLOSED | LINK |  | 11 kV | [9 empty] | SW/STN VERECO | Unknown | Unknown | NO | NONE | DISTRIBUTION | TNB | SUNGAI BESAR | NO | Unknown |  |  |  | NO | [8 empty] | SPARE | NO | [7 empty] | 3
379638228 | D00056 | [5 empty] | Existing | RYB |  |  | CLOSED | CLOSED | LINK |  | 11 kV | [9 empty] | SW/STN VERECO | Unknown | Unknown | NO | NONE | DISTRIBUTION | TNB | SUNGAI BESAR | NO | Unknown |  |  |  | NO | [8 empty] | D00056 | NO | [7 empty] | 3
379638259 | D00060 | [5 empty] | Existing | RYB |  |  | CLOSED | CLOSED | LINK |  | 11 kV | [9 empty] | K/UDANG VERECO | Unknown | Unknown | NO | NONE | DISTRIBUTION | TNB | SUNGAI BESAR | NO | Unknown |  |  |  | NO | [8 empty] | D00060 | NO | [7 empty] | 3
379638264 | D00059 | [5 empty] | Existing | RYB |  |  | CLOSED | CLOSED | LINK |  | 11 kV | [9 empty] | K/UDANG VERECO | Unknown | Unknown | NO | NONE | DISTRIBUTION | TNB | SUNGAI BESAR | NO | Unknown |  |  |  | NO | [8 empty] | D00059 | NO | [7 empty] | 3
379638355 | D00047 |  |  |  | BSBR/PCE/J00179/MBRMU1 | 300242311 | Existing | RYB |  |  | CLOSED | CLOSED | LINK |  | 11 kV |  | 1998-01-03 |  |  |  |  | VEI |  |  | DEWAN SPG 5 | Unknown | Unknown | NO | NONE | DISTRIBUTION | TNB | SUNGAI BESAR | NO | Unknown |  |  |  | NO | [8 empty] | D00047 | NO | [7 empty] | 3
379638360 | D00048 |  |  |  | BSBR/PCE/J00179/MBRMU1 | 300242311 | Existing | RYB |  |  | CLOSED | CLOSED | LINK |  | 11 kV |  | 1998-01-03 |  |  |  |  | VEI |  |  | DEWAN SPG 5 | Unknown | Unknown | NO | NONE | DISTRIBUTION | TNB | SUNGAI BESAR | NO | Unknown |  |  |  | NO | [8 empty] | D00048 | NO | [7 empty] | 3
379638438 | D00045 |  |  |  | BSBR/PCE/J00059/MBNN03 | 300040012 | Existing | RYB |  |  | CLOSED | CLOSED | LINK |  | 11 kV |  | 1997-01-08 |  |  |  |  | FALCON BETA |  |  | PEKAN SG HAJI DORANI | Unknown | Unknown | NO | NONE | DISTRIBUTION | TNB | SUNGAI BESAR | NO | Unknown |  |  |  | NO | [8 empty] | D00045 | NO | [7 empty] | 3
379638443 | D00043 |  |  |  | BSBR/PCE/J00059/MBNN03 | 300040012 | Existing | RYB |  |  | OPEN | CLOSED | LINK |  | 11 kV |  | 1997-01-08 |  |  |  |  | FALCON BETA |  |  | PEKAN SG HAJI DORANI | Unknown | Unknown | NO | NONE | DISTRIBUTION | TNB | SUNGAI BESAR | NO | Unknown |  |  |  | NO | [8 empty] | D00043 | NO | [7 empty] | 3
379638535 | D00416 |  |  |  | BSBR/PCE/J00125/MB01 | 300040313 | Existing | RYB |  |  | CLOSED | CLOSED | LINK |  | 11 kV |  | 20/10/2010 | [7 empty] | PT 10 BARAT | Unknown | Unknown | NO | NONE | DISTRIBUTION | TNB | SUNGAI BESAR | NO | Unknown |  |  |  | NO | [8 empty] | D00416 | NO | [7 empty] | 3
379638539 | D00620 |  |  |  | BSBR/PCE/J00125/MB01 | 300040313 | Existing | RYB |  |  | CLOSED | CLOSED | LINK |  | 11 kV |  | 20/10/2010 | [7 empty] | PT 10 BARAT | Unknown | Unknown | NO | NONE | DISTRIBUTION | TNB | SUNGAI BESAR | NO | Unknown |  |  |  | NO | [8 empty] | D00620 | NO | [7 empty] | 3
379638556 | D00417 |  |  |  | BSBR/PCE/J00125/MB01 | 300040313 | Existing | RYB |  |  | CLOSED | CLOSED | LINK |  | 11 kV |  | 20/10/2010 | [7 empty] | PT 10 BARAT | Unknown | Unknown | NO | NONE | DISTRIBUTION | TNB | SUNGAI BESAR | NO | Unknown |  |  |  | NO | [8 empty] | D00417 | NO | [7 empty] | 3
379638640 | D00413 |  |  |  | BSBR/PCE/J00123/MBNN01 | 300040308 | Existing | RYB |  |  | CLOSED | CLOSED | LINK |  | 11 kV |  | 20/10/2010 | [7 empty] | PT 9 1/2 BARAT | Unknown | Unknown | NO | NONE | DISTRIBUTION | TNB | SUNGAI BESAR | NO | Unknown |  |  |  | NO | [8 empty] | D00413 | NO | [7 empty] | 3
379638645 | D00414 |  |  |  | BSBR/PCE/J00123/MBNN01 | 300040308 | Existing | RYB |  |  | CLOSED | CLOSED | LINK |  | 11 kV |  | 20/10/2010 | [7 empty] | PT 9 1/2 BARAT | Unknown | Unknown | NO | NONE | DISTRIBUTION | TNB | SUNGAI BESAR | NO | Unknown |  |  |  | NO | [8 empty] | D00414 | NO | [7 empty] | 3
379638736 | D00410 |  |  |  | BSBR/PCE/J00122/MB01 | 300040303 | Existing | RYB |  |  | CLOSED | CLOSED | LINK |  | 11 kV |  | 20/10/2010 | [7 empty] | PT 8 1/2 BARAT | Unknown | Unknown | NO | NONE | DISTRIBUTION | TNB | SUNGAI BESAR | NO | Unknown |  |  |  | NO | [8 empty] | D00410 | NO | [7 empty] | 3
379638741 | D00411 |  |  |  | BSBR/PCE/J00122/MB01 | 300040303 | Existing | RYB |  |  | CLOSED | CLOSED | LINK |  | 11 kV |  | 20/10/2010 | [7 empty] | PT 8 1/2 BARAT | Unknown | Unknown | NO | NONE | DISTRIBUTION | TNB | SUNGAI BESAR | NO | Unknown |  |  |  | NO | [8 empty] | D00411 | NO | [7 empty] | 3
379638834 | D00407 |  |  |  | BSBR/PCE/J00121/MB01 | 300040298 | Existing | RYB |  |  | CLOSED | CLOSED | LINK |  | 11 kV |  | 20/10/2010 | [7 empty] | PT 8 1/2 KENCONG | Unknown | Unknown | NO | NONE | DISTRIBUTION | TNB | SUNGAI BESAR | NO | Unknown |  |  |  | NO | [8 empty] | D00407 | NO | [7 empty] | 3
379638839 | D00408 |  |  |  | BSBR/PCE/J00121/MB01 | 300040298 | Existing | RYB |  |  | CLOSED | CLOSED | LINK |  | 11 kV |  | 20/10/2010 | [7 empty] | PT 8 1/2 KENCONG | Unknown | Unknown | NO | NONE | DISTRIBUTION | TNB | SUNGAI BESAR | NO | Unknown |  |  |  | NO | [8 empty] | D00408 | NO | [7 empty] | 3
379638930 | D00404 |  |  |  | BSBR/PCE/J00120/MB01 | 300040293 | Existing | RYB |  |  | CLOSED | CLOSED | LINK |  | 11 kV |  | 20/10/2010 | [7 empty] | PT 6 BARAT | Unknown | Unknown | NO | NONE | DISTRIBUTION | TNB | SUNGAI BESAR | NO | Unknown |  |  |  | NO | [8 empty] | D00404 | NO | [7 empty] | 3
379638935 | D00405 |  |  |  | BSBR/PCE/J00120/MB01 | 300040293 | Existing | RYB |  |  | CLOSED | CLOSED | LINK |  | 11 kV |  | 20/10/2010 | [7 empty] | PT 6 BARAT | Unknown | Unknown | NO | NONE | DISTRIBUTION | TNB | SUNGAI BESAR | NO | Unknown |  |  |  | NO | [8 empty] | D00405 | NO | [7 empty] | 3
379639031 | D00421 | [5 empty] | Existing | RYB |  |  | CLOSED | CLOSED | LINK |  | 11 kV | [9 empty] | P/PADAT PARIT 12 LUNDANG | Unknown | Unknown | NO | NONE | DISTRIBUTION | TNB | SUNGAI BESAR | NO | Unknown |  |  |  | NO | [8 empty] | D00421 | NO | [7 empty] | 3
379639036 | D00419 | [5 empty] | Existing | RYB |  |  | CLOSED | CLOSED | LINK |  | 11 kV | [9 empty] | P/PADAT PARIT 12 LUNDANG | Unknown | Unknown | NO | NONE | DISTRIBUTION | TNB | SUNGAI BESAR | NO | Unknown |  |  |  | NO | [8 empty] | D00419 | NO | [7 empty] | 3
379639184 | D00647 | [5 empty] | Existing | RYB |  |  | CLOSED | CLOSED | LINK |  | 11 kV | [9 empty] | P/E TMN TERAP JAYA NO 1 | Unknown | Unknown | NO | NONE | DISTRIBUTION | TNB | SUNGAI BESAR | NO | Unknown |  |  |  | NO | [8 empty] | D00647 | NO | [7 empty] | 3
379639189 | D00649 | [5 empty] | Existing | RYB |  |  | CLOSED | CLOSED | LINK |  | 11 kV | [9 empty] | P/E TMN TERAP JAYA NO 1 | Unknown | Unknown | NO | NONE | DISTRIBUTION | TNB | SUNGAI BESAR | NO | Unknown |  |  |  | NO | [8 empty] | D00649 | NO | [7 empty] | 3
379639267 | D00621 | [5 empty] | Existing | RYB |  |  | CLOSED | CLOSED | LINK |  | 11 kV | [9 empty] | P/E TAMAN TERAP JAYA NO 2 | Unknown | Unknown | NO | NONE | DISTRIBUTION | TNB | SUNGAI BESAR | NO | Unknown |  |  |  | NO | [8 empty] | D00621 | NO | [7 empty] | 3
379639272 | D00623 | [5 empty] | Existing | RYB |  |  | CLOSED | CLOSED | LINK |  | 11 kV | [9 empty] | P/E TAMAN TERAP JAYA NO 2 | Unknown | Unknown | NO | NONE | DISTRIBUTION | TNB | SUNGAI BESAR | NO | Unknown |  |  |  | NO | [8 empty] | D00623 | NO | [7 empty] | 3
379639351 | D00549 |  |  |  | BSBR/PCE/J00094/MB01 | 300040156 | Existing | RYB |  |  | CLOSED | CLOSED | LINK |  | 11 kV |  | 20/10/2010 | [7 empty] | SEPINTAS BT 4 NO 1 | Unknown | Unknown | NO | NONE | DISTRIBUTION | TNB | SUNGAI BESAR | NO | Unknown |  |  |  | NO | [8 empty] | D00549 | NO | [7 empty] | 3
379639355 | D00551 |  |  |  | BSBR/PCE/J00094/MB01 | 300040156 | Existing | RYB |  |  | CLOSED | CLOSED | LINK |  | 11 kV |  | 20/10/2010 | [7 empty] | SEPINTAS BT 4 NO 1 | Unknown | Unknown | NO | NONE | DISTRIBUTION | TNB | SUNGAI BESAR | NO | Unknown |  |  |  | NO | [8 empty] | D00551 | NO | [7 empty] | 3
379639372 | D00550 |  |  |  | BSBR/PCE/J00094/MB01 | 300040156 | Existing | RYB |  |  | CLOSED | CLOSED | LINK |  | 11 kV |  | 20/10/2010 | [7 empty] | SEPINTAS BT 4 NO 1 | Unknown | Unknown | NO | NONE | DISTRIBUTION | TNB | SUNGAI BESAR | NO | Unknown |  |  |  | NO | [8 empty] | D00550 | NO | [7 empty] | 3
379639456 | D00553 |  |  |  | BSBR/PCE/J00101/MB01 | 300040194 | Existing | RYB |  |  | CLOSED | CLOSED | LINK |  | 11 kV |  | 2014-09-04 | [7 empty] | SEPINTAS BT 4 NO 2 | Unknown | Unknown | NO | NONE | DISTRIBUTION | TNB | SUNGAI BESAR | NO | Unknown |  |  |  | NO | [8 empty] | D00553 | NO | [7 empty] | 3
379639461 | SPARE |  |  |  | BSBR/PCE/J00101/MB01 | 300040194 | Existing | RYB |  |  | OPEN | CLOSED | LINK |  | 11 kV |  | 2014-09-04 | [7 empty] | SEPINTAS BT 4 NO 2 | Unknown | Unknown | NO | NONE | DISTRIBUTION | TNB | SUNGAI BESAR | NO | Unknown |  |  |  | NO | [8 empty] | SPARE | NO | [7 empty] | 3
379639537 | D00710 |  |  |  | BSBR/PCE/J00231/MBNN01 | 300448221 | Existing | RYB |  |  | CLOSED | CLOSED | LINK |  | 11 kV |  | 2011-09-02 |  |  |  |  | VEI |  |  | P/E REBAN AYAM BT 2 SEPINTAS | Unknown | Unknown | NO | NONE | DISTRIBUTION | TNB | SUNGAI BESAR | NO | Unknown |  |  |  | NO | [8 empty] | D00710 | NO | [7 empty] | 3
379639542 | D00712 |  |  |  | BSBR/PCE/J00231/MBNN01 | 300448221 | Existing | RYB |  |  | OPEN | CLOSED | LINK |  | 11 kV |  | 2011-09-02 |  |  |  |  | VEI |  |  | P/E REBAN AYAM BT 2 SEPINTAS | Unknown | Unknown | NO | NONE | DISTRIBUTION | TNB | SUNGAI BESAR | NO | Unknown |  |  |  | NO | [8 empty] | D00712 | NO | [7 empty] | 3
379639726 | D00546 |  |  |  | BSBR/PCE/J00093/MBS00826 | 300040153 | Existing | RYB |  |  | CLOSED | CLOSED | LINK |  | 11 kV |  | 1992-08-06 |  |  |  |  | INDKOM |  |  | SEPINTAS BATU 2 | Unknown | Unknown | NO | NONE | DISTRIBUTION | TNB | SUNGAI BESAR | NO | Unknown |  |  |  | NO | [8 empty] | D00546 | NO | [7 empty] | 3
379639730 | D00709 |  |  |  | BSBR/PCE/J00093/MBS00826 | 300040153 | Existing | RYB |  |  | CLOSED | CLOSED | LINK |  | 11 kV |  | 1992-08-06 |  |  |  |  | INDKOM |  |  | SEPINTAS BATU 2 | Unknown | Unknown | NO | NONE | DISTRIBUTION | TNB | SUNGAI BESAR | NO | Unknown |  |  |  | NO | [8 empty] | D00709 | NO | [7 empty] | 3
379639747 | D00547 |  |  |  | BSBR/PCE/J00093/MBS00826 | 300040153 | Existing | RYB |  |  | CLOSED | CLOSED | LINK |  | 11 kV |  | 1992-08-06 |  |  |  |  | INDKOM |  |  | SEPINTAS BATU 2 | Unknown | Unknown | NO | NONE | DISTRIBUTION | TNB | SUNGAI BESAR | NO | Unknown |  |  |  | NO | [8 empty] | D00547 | NO | [7 empty] | 3
379639835 | D00543 |  |  |  | BSBR/PCE/J00092/MBNN03 | 300040148 | Existing | RYB |  |  | CLOSED | CLOSED | LINK |  | 11 kV |  | 1979-01-08 |  |  |  |  | FALCON BETA |  |  | SEPINTAS BATU 1 (STADIUM) | Unknown | Unknown | NO | NONE | DISTRIBUTION | TNB | SUNGAI BESAR | NO | Unknown |  |  |  | NO | [8 empty] | D00543 | NO | [7 empty] | 3
379639840 | D00545 |  |  |  | BSBR/PCE/J00092/MBNN03 | 300040148 | Existing | RYB |  |  | CLOSED | CLOSED | LINK |  | 11 kV |  | 1979-01-08 |  |  |  |  | FALCON BETA |  |  | SEPINTAS BATU 1 (STADIUM) | Unknown | Unknown | NO | NONE | DISTRIBUTION | TNB | SUNGAI BESAR | NO | Unknown |  |  |  | NO | [8 empty] | D00545 | NO | [7 empty] | 3
379639918 | D00541 |  |  |  | BSBR/PCE/J00091/MBNN01 | 300040143 | Existing | RYB |  |  | CLOSED | CLOSED | LINK |  | 11 kV |  | 1998-01-08 |  |  |  |  | FALCON BETA |  |  | JALAN RAJA CHULAN | Unknown | Unknown | NO | NONE | DISTRIBUTION | TNB | SUNGAI BESAR | NO | Unknown |  |  |  | NO | [8 empty] | D00541 | NO | [7 empty] | 3
379639923 | D00542 |  |  |  | BSBR/PCE/J00091/MBNN01 | 300040143 | Existing | RYB |  |  | CLOSED | CLOSED | LINK |  | 11 kV |  | 1998-01-08 |  |  |  |  | FALCON BETA |  |  | JALAN RAJA CHULAN | Unknown | Unknown | NO | NONE | DISTRIBUTION | TNB | SUNGAI BESAR | NO | Unknown |  |  |  | NO | [8 empty] | D00542 | NO | [7 empty] | 3
379640001 | D00566 |  |  |  | BSBR/PCE/J00102/MBS00839 | 300040200 | Existing | RYB |  |  | CLOSED | CLOSED | LINK |  | 11 kV |  | 1996-01-08 |  |  |  |  | FALCON BETA |  |  | SEK MEN AGAMA BGN TERAP | Unknown | Unknown | NO | NONE | DISTRIBUTION | TNB | SUNGAI BESAR | NO | Unknown |  |  |  | NO | [8 empty] | D00566 | NO | [7 empty] | 3
379640006 | D00567 |  |  |  | BSBR/PCE/J00102/MBS00839 | 300040200 | Existing | RYB |  |  | CLOSED | CLOSED | LINK |  | 11 kV |  | 1996-01-08 |  |  |  |  | FALCON BETA |  |  | SEK MEN AGAMA BGN TERAP | Unknown | Unknown | NO | NONE | DISTRIBUTION | TNB | SUNGAI BESAR | NO | Unknown |  |  |  | NO | [8 empty] | D00567 | NO | [7 empty] | 3
379640091 | D00569 |  |  |  | BSBR/PCE/J00107/MB01 | 300040222 | Existing | RYB |  |  | CLOSED | CLOSED | LINK |  | 11 kV |  | 2014-09-04 |  |  |  |  | INDKOM |  |  | S/LINK GANDA SULI | Unknown | Unknown | NO | NONE | DISTRIBUTION | TNB | SUNGAI BESAR | NO | Unknown |  |  |  | NO | [8 empty] | D00569 | NO | [7 empty] | 3
379640097 | D00570 |  |  |  | BSBR/PCE/J00107/MB01 | 300040222 | Existing | RYB |  |  | CLOSED | CLOSED | LINK |  | 11 kV |  | 2014-09-04 |  |  |  |  | INDKOM |  |  | S/LINK GANDA SULI | Unknown | Unknown | NO | NONE | DISTRIBUTION | TNB | SUNGAI BESAR | NO | Unknown |  |  |  | NO | [8 empty] | D00570 | NO | [7 empty] | 3
379640102 | D00571 |  |  |  | BSBR/PCE/J00107/MB01 | 300040222 | Existing | RYB |  |  | CLOSED | CLOSED | LINK |  | 11 kV |  | 2014-09-04 |  |  |  |  | INDKOM |  |  | S/LINK GANDA SULI | Unknown | Unknown | NO | NONE | DISTRIBUTION | TNB | SUNGAI BESAR | NO | Unknown |  |  |  | NO | [8 empty] | D00571 | NO | [7 empty] | 3
379640110 | D06788 | [5 empty] | Existing | RYB |  |  | CLOSED | CLOSED | LINK |  | 11 kV | [9 empty] | GANDA SULI NO 1 | Unknown | Unknown | NO | NONE | DISTRIBUTION | TNB | SUNGAI BESAR | NO | Unknown |  |  |  | NO | [8 empty] | D06788 | NO | [7 empty] | 3
379640117 | D00575 | [5 empty] | Existing | RYB |  |  | CLOSED | CLOSED | LINK |  | 11 kV | [9 empty] | GANDA SULI NO 1 | Unknown | Unknown | NO | NONE | DISTRIBUTION | TNB | SUNGAI BESAR | NO | Unknown |  |  |  | NO | [8 empty] | D00575 | NO | [7 empty] | 3
379640121 | D00576 | [5 empty] | Existing | RYB |  |  | CLOSED | CLOSED | LINK |  | 11 kV | [9 empty] | GANDA SULI NO 1 | Unknown | Unknown | NO | NONE | DISTRIBUTION | TNB | SUNGAI BESAR | NO | Unknown |  |  |  | NO | [8 empty] | D00576 | NO | [7 empty] | 3
379640147 | D00574 | [5 empty] | Existing | RYB |  |  | CLOSED | CLOSED | LINK |  | 11 kV | [9 empty] | GANDA SULI NO 1 | Unknown | Unknown | NO | NONE | DISTRIBUTION | TNB | SUNGAI BESAR | NO | Unknown |  |  |  | NO | [8 empty] | D00574 | NO | [7 empty] | 3
379640297 | D06786 | [5 empty] | Existing | RYB |  |  | CLOSED |  | LINK |  | 11 kV | [9 empty] | GANDA SULI NO 1 | Unknown | Unknown | Unknown | Unknown | DISTRIBUTION | TNB | SUNGAI BESAR | Unknown |  |  |  |  | Unknown | [8 empty] | D06786 | [8 empty] | 3
379640311 | D06787 | [5 empty] | Existing | RYB |  |  | CLOSED |  | LINK |  | 11 kV | [9 empty] | GANDA SULI NO 1 | Unknown | Unknown | Unknown | Unknown | DISTRIBUTION | TNB | SUNGAI BESAR | Unknown |  |  |  |  | Unknown | [8 empty] | D06787 | [8 empty] | 3
379640320 | G00580 | [5 empty] | Existing | RYB |  |  | CLOSED | CLOSED | LINK |  | 11 kV | [9 empty] | PAT GANDA SULI NO 3 | Unknown | Unknown | NO | NONE | DISTRIBUTION | TNB | SUNGAI BESAR | NO | Unknown |  |  |  | NO | [8 empty] | G00580 | NO | [7 empty] | 3
379640325 | SPARE | [5 empty] | Existing | RYB |  |  | OPEN | CLOSED | LINK |  | 11 kV | [9 empty] | PAT GANDA SULI NO 3 | Unknown | Unknown | NO | NONE | DISTRIBUTION | TNB | SUNGAI BESAR | NO | Unknown |  |  |  | NO | [8 empty] | SPARE | NO | [7 empty] | 3
379640432 | D00578 |  |  |  | BSBR/PCE/J00106/MB01 | 300040218 | Existing | RYB |  |  | CLOSED | CLOSED | LINK |  | 11 kV |  | 20/10/2010 | [7 empty] | GANDA SULI NO 2 | Unknown | Unknown | NO | NONE | DISTRIBUTION | TNB | SUNGAI BESAR | NO | Unknown |  |  |  | NO | [8 empty] | D00578 | NO | [7 empty] | 3
379640437 | SPARE |  |  |  | BSBR/PCE/J00106/MB01 | 300040218 | Existing | RYB |  |  | OPEN | CLOSED | LINK |  | 11 kV |  | 20/10/2010 | [7 empty] | GANDA SULI NO 2 | Unknown | Unknown | NO | NONE | DISTRIBUTION | TNB | SUNGAI BESAR | NO | Unknown |  |  |  | NO | [8 empty] | SPARE | NO | [7 empty] | 3
379640528 | D06779 | [5 empty] | Existing | RYB |  |  | CLOSED | CLOSED | LINK |  | 11 kV | [9 empty] | P/E PENURUN TOK KHALIFAH | Unknown | Unknown | NO | NONE | DISTRIBUTION | TNB | SUNGAI BESAR | NO | Unknown |  |  |  | NO | [8 empty] | D06779 | NO | [7 empty] | 3
379640533 | D06777 | [5 empty] | Existing | RYB |  |  | CLOSED | CLOSED | LINK |  | 11 kV | [9 empty] | P/E PENURUN TOK KHALIFAH | Unknown | Unknown | NO | NONE | DISTRIBUTION | TNB | SUNGAI BESAR | NO | Unknown |  |  |  | NO | [8 empty] | D06777 | NO | [7 empty] | 3
379640717 | D00562 | [5 empty] | Existing | RYB |  |  | CLOSED | CLOSED | LINK |  | 11 kV | [9 empty] | P/E HAYAT MAJU NO 3 | Unknown | Unknown | NO | NONE | DISTRIBUTION | TNB | SUNGAI BESAR | NO | Unknown |  |  |  | NO | [8 empty] | D00562 | NO | [7 empty] | 3
379640722 | D00561 | [5 empty] | Existing | RYB |  |  | OPEN | CLOSED | LINK |  | 11 kV | [9 empty] | P/E HAYAT MAJU NO 3 | Unknown | Unknown | NO | NONE | DISTRIBUTION | TNB | SUNGAI BESAR | NO | Unknown |  |  |  | NO | [8 empty] | D00561 | NO | [7 empty] | 3
379640813 | D00572 |  |  |  | BSBR/PCE/J00104/MBNN01 | 300040208 | Existing | RYB |  |  | CLOSED | CLOSED | LINK |  | 11 kV |  | 20/10/2010 | [7 empty] | PAT LUBOK PUSING | Unknown | Unknown | NO | NONE | DISTRIBUTION | TNB | SUNGAI BESAR | NO | Unknown |  |  |  | NO | [8 empty] | D00572 | NO | [7 empty] | 3
379640818 | SPARE |  |  |  | BSBR/PCE/J00104/MBNN01 | 300040208 | Existing | RYB |  |  | OPEN | CLOSED | LINK |  | 11 kV |  | 20/10/2010 | [7 empty] | PAT LUBOK PUSING | Unknown | Unknown | NO | NONE | DISTRIBUTION | TNB | SUNGAI BESAR | NO | Unknown |  |  |  | NO | [8 empty] | SPARE | NO | [7 empty] | 3
379640915 | D00282 | [5 empty] | Existing | RYB |  |  | CLOSED | CLOSED | LINK |  | 11 kV | [9 empty] | LINK PT 12 SG PANJANG | Unknown | Unknown | NO | NONE | DISTRIBUTION | TNB | SUNGAI BESAR | NO | Unknown |  |  |  | NO | [8 empty] | D00282 | NO | [7 empty] | 3
379640921 | D00281 | [5 empty] | Existing | RYB |  |  | CLOSED | CLOSED | LINK |  | 11 kV | [9 empty] | LINK PT 12 SG PANJANG | Unknown | Unknown | NO | NONE | DISTRIBUTION | TNB | SUNGAI BESAR | NO | Unknown |  |  |  | NO | [8 empty] | D00281 | NO | [7 empty] | 3
379640926 | D00283 | [5 empty] | Existing | RYB |  |  | CLOSED | CLOSED | LINK |  | 11 kV | [9 empty] | LINK PT 12 SG PANJANG | Unknown | Unknown | NO | NONE | DISTRIBUTION | TNB | SUNGAI BESAR | NO | Unknown |  |  |  | NO | [8 empty] | D00283 | NO | [7 empty] | 3
379640934 | D00284 |  |  |  | BSBR/PCE/J00025/MBNN01 | 300039857 | Existing | RYB |  |  | CLOSED | CLOSED | LINK |  | 11 kV |  | 20/10/2010 | [7 empty] | PT 12 GAMBUT | Unknown | Unknown | NO | NONE | DISTRIBUTION | TNB | SUNGAI BESAR | NO | Unknown |  |  |  | NO | [8 empty] | D00284 | NO | [7 empty] | 3
379640939 | SPARE |  |  |  | BSBR/PCE/J00025/MBNN01 | 300039857 | Existing | RYB |  |  | OPEN | CLOSED | LINK |  | 11 kV |  | 20/10/2010 | [7 empty] | PT 12 GAMBUT | Unknown | Unknown | NO | NONE | DISTRIBUTION | TNB | SUNGAI BESAR | NO | Unknown |  |  |  | NO | [8 empty] | SPARE | NO | [7 empty] | 3
379641038 | D00262 |  |  |  | BSBR/PCE/J00022/MB01 | 300039848 | Existing | RYB |  |  | CLOSED | CLOSED | LINK |  | 11 kV |  | 20/10/2010 | [7 empty] | PPRT MERBAU BERDARAH | Unknown | Unknown | NO | NONE | DISTRIBUTION | TNB | SUNGAI BESAR | NO | Unknown |  |  |  | NO | [8 empty] | D00262 | NO | [7 empty] | 3
379641042 | D00263 |  |  |  | BSBR/PCE/J00022/MB01 | 300039848 | Existing | RYB |  |  | CLOSED | CLOSED | LINK |  | 11 kV |  | 20/10/2010 | [7 empty] | PPRT MERBAU BERDARAH | Unknown | Unknown | NO | NONE | DISTRIBUTION | TNB | SUNGAI BESAR | NO | Unknown |  |  |  | NO | [8 empty] | D00263 | NO | [7 empty] | 3
379641059 | D00702 |  |  |  | BSBR/PCE/J00022/MB01 | 300039848 | Existing | RYB |  |  | CLOSED | CLOSED | LINK |  | 11 kV |  | 20/10/2010 | [7 empty] | PPRT MERBAU BERDARAH | Unknown | Unknown | NO | NONE | DISTRIBUTION | TNB | SUNGAI BESAR | NO | Unknown |  |  |  | NO | [8 empty] | D00702 | NO | [7 empty] | 3
379688564 | [6 empty] | Existing | RYB |  |  | CLOSED | CLOSED | MAIN |  | 11 kV | [9 empty] | PPU SABAK BERNAM | Unknown | Unknown | NO | NONE | DISTRIBUTION | TNB | SUNGAI BESAR | NO | Unknown |  |  |  | NO | [17 empty] | 9
379688664 | [6 empty] | Existing | RYB |  |  | OPEN | CLOSED | MAIN |  | 33 kV | [9 empty] | PPU SABAK BERNAM | Unknown | Unknown | NO | NONE | DISTRIBUTION | TNB | SUNGAI BESAR | NO | Unknown |  |  |  | NO | [17 empty] | 9
379688674 | [6 empty] | Existing | RYB |  |  | CLOSED | CLOSED | MAIN |  | 33 kV | [9 empty] | PPU SABAK BERNAM | Unknown | Unknown | NO | NONE | DISTRIBUTION | TNB | SUNGAI BESAR | NO | Unknown |  |  |  | NO | [17 empty] | 9
379688698 | [6 empty] | Existing | RYB |  |  | CLOSED | CLOSED | MAIN |  | 11 kV | [9 empty] | PPU SABAK BERNAM | Unknown | Unknown | NO | NONE | DISTRIBUTION | TNB | SUNGAI BESAR | NO | Unknown |  |  |  | NO | [17 empty] | 9
379688911 | [6 empty] | Existing | RYB |  |  | CLOSED | CLOSED | MAIN |  | 11 kV | [9 empty] | PPU SABAK BERNAM | Unknown | Unknown | NO | NONE | DISTRIBUTION | TNB | SUNGAI BESAR | NO | Unknown |  |  |  | NO | [17 empty] | 9
379688972 | [6 empty] | Existing | RYB |  |  | CLOSED | CLOSED | MAIN |  | 11 kV | [9 empty] | PPU SABAK BERNAM | Unknown | Unknown | NO | NONE | DISTRIBUTION | TNB | SUNGAI BESAR | NO | Unknown |  |  |  | NO | [17 empty] | 9
379688982 | [6 empty] | Existing | RYB |  |  | OPEN | CLOSED | MAIN |  | 33 kV | [9 empty] | PPU SABAK BERNAM | Unknown | Unknown | NO | NONE | DISTRIBUTION | TNB | SUNGAI BESAR | NO | Unknown |  |  |  | NO | [17 empty] | 9
379689076 | [6 empty] | Existing | RYB |  |  | CLOSED | CLOSED | MAIN |  | 11 kV | [9 empty] | PPU SABAK BERNAM | Unknown | Unknown | NO | NONE | DISTRIBUTION | TNB | SUNGAI BESAR | NO | Unknown |  |  |  | NO | [17 empty] | 9
379689312 | D00093 |  |  |  | BSBR/PCE/J00064/MBS00672 | 300040032 | Existing | RYB |  |  | CLOSED | CLOSED | LINK |  | 11 kV |  | 1999-01-08 |  |  |  |  | FALCON BETA |  |  | P/E KILANG BERAS LPN SG BESAR | Unknown | Unknown | NO | NONE | DISTRIBUTION | TNB | SUNGAI BESAR | NO | Unknown |  |  |  | NO | [8 empty] | D00093 | NO | [7 empty] | 3
379689320 | D00729 |  |  |  | BSBR/PCE/J00064/MBS00672 | 300040032 | Existing | RYB |  |  | CLOSED | CLOSED | LINK |  | 11 kV |  | 1999-01-08 |  |  |  |  | FALCON BETA |  |  | P/E KILANG BERAS LPN SG BESAR | Unknown | Unknown | NO | NONE | DISTRIBUTION | TNB | SUNGAI BESAR | NO | Unknown |  |  |  | NO | [8 empty] | D00729 | NO | [7 empty] | 3
379689327 | D00728 |  |  |  | BSBR/PCE/J00064/MBS00672 | 300040032 | Existing | RYB |  |  | CLOSED | CLOSED | LINK |  | 11 kV |  | 1999-01-08 |  |  |  |  | FALCON BETA |  |  | P/E KILANG BERAS LPN SG BESAR | Unknown | Unknown | NO | NONE | DISTRIBUTION | TNB | SUNGAI BESAR | NO | Unknown |  |  |  | NO | [8 empty] | D00728 | NO | [7 empty] | 3
379689492 | D00099 |  |  |  | BSBR/PCE/J00066/MB1 | 310416880 | Existing | RYB |  |  | CLOSED | CLOSED | LINK |  | 11 kV | [6 empty] | TAMCO |  |  | P/E PEJABAT KERAJAAN | Unknown | Unknown | NO | NONE | DISTRIBUTION | TNB | SUNGAI BESAR | NO | Unknown |  |  |  | NO | [8 empty] | D00099 | NO | [7 empty] | 3
379689497 | D00097 |  |  |  | BSBR/PCE/J00066/MB1 | 310416880 | Existing | RYB |  |  | CLOSED | CLOSED | LINK |  | 11 kV | [6 empty] | TAMCO |  |  | P/E PEJABAT KERAJAAN | Unknown | Unknown | NO | NONE | DISTRIBUTION | TNB | SUNGAI BESAR | NO | Unknown |  |  |  | NO | [8 empty] | D00097 | NO | [7 empty] | 3
379689588 | D00103 |  |  |  | BSBR/PCE/J00067/MBS00682 | 300040038 | Existing | RYB |  |  | CLOSED | CLOSED | LINK |  | 11 kV |  | 26/08/1989 |  |  |  |  | FALCON BETA |  |  | P/E PERPUSTAKAAN SG BESAR | Unknown | Unknown | NO | NONE | DISTRIBUTION | TNB | SUNGAI BESAR | NO | Unknown |  |  |  | NO | [8 empty] | D00103 | NO | [7 empty] | 3
379689593 | D00101 |  |  |  | BSBR/PCE/J00067/MBS00682 | 300040038 | Existing | RYB |  |  | CLOSED | CLOSED | LINK |  | 11 kV |  | 26/08/1989 |  |  |  |  | FALCON BETA |  |  | P/E PERPUSTAKAAN SG BESAR | Unknown | Unknown | NO | NONE | DISTRIBUTION | TNB | SUNGAI BESAR | NO | Unknown |  |  |  | NO | [8 empty] | D00101 | NO | [7 empty] | 3
379689690 | D06796 |  |  |  | BSBR/PCE/J00301/MB1 | 310416884 | Existing | RYB |  |  | CLOSED | CLOSED | LINK |  | 11 kV | [6 empty] | SCHNEIDER |  |  | P/E UMNO SG BESAR | Unknown | Unknown | NO | NONE | DISTRIBUTION | TNB | SUNGAI BESAR | NO | Unknown |  |  |  | NO | [8 empty] | D06796 | NO | [7 empty] | 3
379689695 | D06794 |  |  |  | BSBR/PCE/J00301/MB1 | 310416884 | Existing | RYB |  |  | CLOSED | CLOSED | LINK |  | 11 kV | [6 empty] | SCHNEIDER |  |  | P/E UMNO SG BESAR | Unknown | Unknown | NO | NONE | DISTRIBUTION | TNB | SUNGAI BESAR | NO | Unknown |  |  |  | NO | [8 empty] | D06794 | NO | [7 empty] | 3
379689804 | D06772 | [5 empty] | Existing | RYB |  |  | CLOSED | CLOSED | LINK |  | 11 kV | [9 empty] | P/E BIN DAWOOD | Unknown | Unknown | NO | NONE | DISTRIBUTION | TNB | SUNGAI BESAR | NO | Unknown |  |  |  | NO | [8 empty] | D06772 | NO | [7 empty] | 3
379689809 | D06770 | [5 empty] | Existing | RYB |  |  | CLOSED | CLOSED | LINK |  | 11 kV | [9 empty] | P/E BIN DAWOOD | Unknown | Unknown | NO | NONE | DISTRIBUTION | TNB | SUNGAI BESAR | NO | Unknown |  |  |  | NO | [8 empty] | D06770 | NO | [7 empty] | 3
379689899 | D06766 |  |  |  | BSBR/PCE/J00232/MB1 | 310370985 | Existing | RYB |  |  | OPEN | CLOSED | LINK |  | 11 kV | [6 empty] | TOSHIBA |  |  | P/E HENTIAN BAS SUNGAI BESAR | Unknown | Unknown | NO | NONE | DISTRIBUTION | TNB | SUNGAI BESAR | NO | Unknown |  |  |  | NO | [8 empty] | D06766 | NO | [7 empty] | 3
379689903 | D06765 |  |  |  | BSBR/PCE/J00232/MB1 | 310370985 | Existing | RYB |  |  | CLOSED | CLOSED | LINK |  | 11 kV | [6 empty] | TOSHIBA |  |  | P/E HENTIAN BAS SUNGAI BESAR | Unknown | Unknown | NO | NONE | DISTRIBUTION | TNB | SUNGAI BESAR | NO | Unknown |  |  |  | NO | [8 empty] | D06765 | NO | [7 empty] | 3
379689920 | D06763 |  |  |  | BSBR/PCE/J00232/MB1 | 310370985 | Existing | RYB |  |  | CLOSED | CLOSED | LINK |  | 11 kV | [6 empty] | TOSHIBA |  |  | P/E HENTIAN BAS SUNGAI BESAR | Unknown | Unknown | NO | NONE | DISTRIBUTION | TNB | SUNGAI BESAR | NO | Unknown |  |  |  | NO | [8 empty] | D06763 | NO | [7 empty] | 3
379690015 | D00168 |  |  |  | BSBR/PCE/J00043/MB473 | 300039933 | Existing | RYB |  |  | CLOSED | CLOSED | LINK |  | 11 kV |  | 30/06/1992 |  |  |  |  | TOPRANK |  |  | PEKAN S/BESAR | Unknown | Unknown | NO | NONE | DISTRIBUTION | TNB | SUNGAI BESAR | NO | Unknown |  |  |  | NO | [8 empty] | D00168 | NO | [7 empty] | 3
379690019 | D00167 |  |  |  | BSBR/PCE/J00043/MB473 | 300039933 | Existing | RYB |  |  | CLOSED | CLOSED | LINK |  | 11 kV |  | 30/06/1992 |  |  |  |  | TOPRANK |  |  | PEKAN S/BESAR | Unknown | Unknown | NO | NONE | DISTRIBUTION | TNB | SUNGAI BESAR | NO | Unknown |  |  |  | NO | [8 empty] | D00167 | NO | [7 empty] | 3
379690036 | D00627 |  |  |  | BSBR/PCE/J00043/MB473 | 300039933 | Existing | RYB |  |  | CLOSED | CLOSED | LINK |  | 11 kV |  | 30/06/1992 |  |  |  |  | TOPRANK |  |  | PEKAN S/BESAR | Unknown | Unknown | NO | NONE | DISTRIBUTION | TNB | SUNGAI BESAR | NO | Unknown |  |  |  | NO | [8 empty] | D00627 | NO | [7 empty] | 3
379690128 | D00171 |  |  |  | BSBR/PCE/J00042/MBS00746 | 300039927 | Existing | RYB |  |  | CLOSED | CLOSED | LINK |  | 11 kV |  | 30/06/1992 | [7 empty] | SIM BROTHER | Unknown | Unknown | NO | NONE | DISTRIBUTION | TNB | SUNGAI BESAR | NO | Unknown |  |  |  | NO | [8 empty] | D00171 | NO | [7 empty] | 3
379690133 | D00169 |  |  |  | BSBR/PCE/J00042/MBS00746 | 300039927 | Existing | RYB |  |  | CLOSED | CLOSED | LINK |  | 11 kV |  | 30/06/1992 | [7 empty] | SIM BROTHER | Unknown | Unknown | NO | NONE | DISTRIBUTION | TNB | SUNGAI BESAR | NO | Unknown |  |  |  | NO | [8 empty] | D00169 | NO | [7 empty] | 3
379690224 | D00178 |  |  |  | BSBR/PCE/J00041/MB03 | 300039922 | Existing | RYB |  |  | CLOSED | CLOSED | LINK |  | 11 kV |  | 20/07/1998 | [7 empty] | MEDAN S/BESAR | Unknown | Unknown | NO | NONE | DISTRIBUTION | TNB | SUNGAI BESAR | NO | Unknown |  |  |  | NO | [8 empty] | D00178 | NO | [7 empty] | 3
379690229 | D00180 |  |  |  | BSBR/PCE/J00041/MB03 | 300039922 | Existing | RYB |  |  | CLOSED | CLOSED | LINK |  | 11 kV |  | 20/07/1998 | [7 empty] | MEDAN S/BESAR | Unknown | Unknown | NO | NONE | DISTRIBUTION | TNB | SUNGAI BESAR | NO | Unknown |  |  |  | NO | [8 empty] | D00180 | NO | [7 empty] | 3
379690319 | D00183 |  |  |  | BSBR/PCE/J00040/MBS00744 | 300039917 | Existing | RYB |  |  | CLOSED | CLOSED | LINK |  | 11 kV |  | 30/06/1992 |  |  |  |  | VEI |  |  | TMN NIRWANA | Unknown | Unknown | NO | NONE | DISTRIBUTION | TNB | SUNGAI BESAR | NO | Unknown |  |  |  | NO | [8 empty] | D00183 | NO | [7 empty] | 3
379690324 | D00181 |  |  |  | BSBR/PCE/J00040/MBS00744 | 300039917 | Existing | RYB |  |  | CLOSED | CLOSED | LINK |  | 11 kV |  | 30/06/1992 |  |  |  |  | VEI |  |  | TMN NIRWANA | Unknown | Unknown | NO | NONE | DISTRIBUTION | TNB | SUNGAI BESAR | NO | Unknown |  |  |  | NO | [8 empty] | D00181 | NO | [7 empty] | 3
379690415 | D00184 |  |  |  | BSBR/PCE/J00039/MBS00739 | 300039910 | Existing | RYB |  |  | CLOSED | CLOSED | LINK |  | 11 kV |  | 27/05/1995 |  |  |  |  | FALCON BETA |  |  | STADIUM S/BESAR | Unknown | Unknown | NO | NONE | DISTRIBUTION | TNB | SUNGAI BESAR | NO | Unknown |  |  |  | NO | [8 empty] | D00184 | NO | [7 empty] | 3
379690420 | D00185 |  |  |  | BSBR/PCE/J00039/MBS00739 | 300039910 | Existing | RYB |  |  | CLOSED | CLOSED | LINK |  | 11 kV |  | 27/05/1995 |  |  |  |  | FALCON BETA |  |  | STADIUM S/BESAR | Unknown | Unknown | NO | NONE | DISTRIBUTION | TNB | SUNGAI BESAR | NO | Unknown |  |  |  | NO | [8 empty] | D00185 | NO | [7 empty] | 3
379690591 | D00172 |  |  |  | BSBR/PCE/J00044/MB476 | 300039938 | Existing | RYB |  |  | CLOSED | CLOSED | LINK |  | 11 kV |  | 20/05/1991 |  |  |  |  | FALCON BETA |  |  | BGN 2 S/BESAR | Unknown | Unknown | NO | NONE | DISTRIBUTION | TNB | SUNGAI BESAR | NO | Unknown |  |  |  | NO | [8 empty] | D00172 | NO | [7 empty] | 3
379690596 | D00174 |  |  |  | BSBR/PCE/J00044/MB476 | 300039938 | Existing | RYB |  |  | CLOSED | CLOSED | LINK |  | 11 kV |  | 20/05/1991 |  |  |  |  | FALCON BETA |  |  | BGN 2 S/BESAR | Unknown | Unknown | NO | NONE | DISTRIBUTION | TNB | SUNGAI BESAR | NO | Unknown |  |  |  | NO | [8 empty] | D00174 | NO | [7 empty] | 3
379690686 | D00175 |  |  |  | BSBR/PCE/J00045/MBNN02 | 300039943 | Existing | RYB |  |  | CLOSED | CLOSED | LINK |  | 11 kV |  | 19/02/1997 |  |  |  |  | FALCON BETA |  |  | KLG FISH BALL BGN 4 | Unknown | Unknown | NO | NONE | DISTRIBUTION | TNB | SUNGAI BESAR | NO | Unknown |  |  |  | NO | [8 empty] | D00175 | NO | [7 empty] | 3
379690691 | D00176 |  |  |  | BSBR/PCE/J00045/MBNN02 | 300039943 | Existing | RYB |  |  | CLOSED | CLOSED | LINK |  | 11 kV |  | 19/02/1997 |  |  |  |  | FALCON BETA |  |  | KLG FISH BALL BGN 4 | Unknown | Unknown | NO | NONE | DISTRIBUTION | TNB | SUNGAI BESAR | NO | Unknown |  |  |  | NO | [8 empty] | D00176 | NO | [7 empty] | 3
379690788 | D60746 |  |  |  | BSBR/PCE/J00224/MB1 | 300448008 | Existing | RYB |  |  | CLOSED | CLOSED | LINK |  | 11 kV |  | 31/05/2011 |  |  |  |  | INDKOM |  |  | P/E YU CHEN PENG | Unknown | Unknown | NO | NONE | DISTRIBUTION | TNB | SUNGAI BESAR | NO | Unknown |  |  |  | NO | [8 empty] | D60746 | NO | [7 empty] | 3
379690793 | D60744 |  |  |  | BSBR/PCE/J00224/MB1 | 300448008 | Existing | RYB |  |  | CLOSED | CLOSED | LINK |  | 11 kV |  | 31/05/2011 |  |  |  |  | INDKOM |  |  | P/E YU CHEN PENG | Unknown | Unknown | NO | NONE | DISTRIBUTION | TNB | SUNGAI BESAR | NO | Unknown |  |  |  | NO | [8 empty] | D60744 | NO | [7 empty] | 3
379855833 | D00265 |  |  |  | BSBR/PCE/J00023/MBNN01 | 300039853 | Existing | RYB |  |  | CLOSED | CLOSED | LINK |  | 11 kV |  | 20/10/2010 | [7 empty] | BELIA 2 | Unknown | Unknown | NO | NONE | DISTRIBUTION | TNB | SUNGAI BESAR | NO | Unknown |  |  |  | NO | [8 empty] | D00265 | NO | [7 empty] | 3
379855838 | SPARE |  |  |  | BSBR/PCE/J00023/MBNN01 | 300039853 | Existing | RYB |  |  | OPEN | CLOSED | LINK |  | 11 kV |  | 20/10/2010 | [7 empty] | BELIA 2 | Unknown | Unknown | NO | NONE | DISTRIBUTION | TNB | SUNGAI BESAR | NO | Unknown |  |  |  | NO | [8 empty] | SPARE | NO | [7 empty] | 3
379855917 | D06750 |  |  |  | BSBR/PCE/J00234/MB1 | 300491559 | Existing | RYB |  |  | CLOSED | CLOSED | LINK |  | 11 kV | [6 empty] | ABB |  |  | P/E MRSM SG PANJANG | Unknown | Unknown | NO | NONE | DISTRIBUTION | TNB | SUNGAI BESAR | NO | Unknown |  |  |  | NO | [8 empty] | D06750 | NO | [7 empty] | 3
379855934 | D06747 |  |  |  | BSBR/PCE/J00234/MB1 | 300491559 | Existing | RYB |  |  | CLOSED | CLOSED | LINK |  | 11 kV | [6 empty] | ABB |  |  | P/E MRSM SG PANJANG | Unknown | Unknown | NO | NONE | DISTRIBUTION | TNB | SUNGAI BESAR | NO | Unknown |  |  |  | NO | [8 empty] | D06747 | NO | [7 empty] | 3
379856090 | D06775 | [5 empty] | Existing | RYB |  |  | CLOSED | CLOSED | LINK |  | 11 kV | [9 empty] | P/E LOJI TAKUNGAN IADA | Unknown | Unknown | NO | NONE | DISTRIBUTION | TNB | SUNGAI BESAR | NO | Unknown |  |  |  | NO | [8 empty] | D06775 | NO | [7 empty] | 3
379856095 | D06773 | [5 empty] | Existing | RYB |  |  | CLOSED | CLOSED | LINK |  | 11 kV | [9 empty] | P/E LOJI TAKUNGAN IADA | Unknown | Unknown | NO | NONE | DISTRIBUTION | TNB | SUNGAI BESAR | NO | Unknown |  |  |  | NO | [8 empty] | D06773 | NO | [7 empty] | 3
379856208 | D06783 | [5 empty] | Existing | RYB |  |  | CLOSED | CLOSED | LINK |  | 11 kV | [9 empty] | P/E PEKET 60 CONVERT 33 | Unknown | Unknown | NO | NONE | DISTRIBUTION | TNB | SUNGAI BESAR | NO | Unknown |  |  |  | NO | [8 empty] | D06783 | NO | [7 empty] | 3
379856213 | D06785 | [5 empty] | Existing | RYB |  |  | CLOSED | CLOSED | LINK |  | 11 kV | [9 empty] | P/E PEKET 60 CONVERT 33 | Unknown | Unknown | NO | NONE | DISTRIBUTION | TNB | SUNGAI BESAR | NO | Unknown |  |  |  | NO | [8 empty] | D06785 | NO | [7 empty] | 3
379856311 | D06755 | [5 empty] | Existing | RYB |  |  | CLOSED | CLOSED | LINK |  | 11 kV | [9 empty] | PEKET 100 SPG 5 SAWAH | Unknown | Unknown | NO | NONE | DISTRIBUTION | TNB | SUNGAI BESAR | NO | Unknown |  |  |  | NO | [8 empty] | D06755 | NO | [7 empty] | 3
379856319 | D00613 | [5 empty] | Existing | RYB |  |  | CLOSED | CLOSED | LINK |  | 11 kV | [9 empty] | PEKET 100 SPG 5 SAWAH | Unknown | Unknown | NO | NONE | DISTRIBUTION | TNB | SUNGAI BESAR | NO | Unknown |  |  |  | NO | [8 empty] | D00613 | NO | [7 empty] | 3
379856326 | D06754 | [5 empty] | Existing | RYB |  |  | CLOSED | CLOSED | LINK |  | 11 kV | [9 empty] | PEKET 100 SPG 5 SAWAH | Unknown | Unknown | NO | NONE | DISTRIBUTION | TNB | SUNGAI BESAR | NO | Unknown |  |  |  | NO | [8 empty] | D06754 | NO | [7 empty] | 3
379856494 | D06799 |  |  |  | BSBR/PCE/J00245 | 300500904 | Existing | RYB |  |  | CLOSED | CLOSED | LINK |  | 11 kV | [6 empty] | INDKOM |  |  | P/E KLINIK KESIHATAN SIMPANG 5 | Unknown | Unknown | NO | NONE | DISTRIBUTION | TNB | SUNGAI BESAR | NO | Unknown |  |  |  | NO | [8 empty] | D06799 | NO | [7 empty] | 3
379856511 | D06797 |  |  |  | BSBR/PCE/J00245 | 300500904 | Existing | RYB |  |  | CLOSED | CLOSED | LINK |  | 11 kV | [6 empty] | INDKOM |  |  | P/E KLINIK KESIHATAN SIMPANG 5 | Unknown | Unknown | NO | NONE | DISTRIBUTION | TNB | SUNGAI BESAR | NO | Unknown |  |  |  | NO | [8 empty] | D06797 | NO | [7 empty] | 3
379856674 | D00068 | [5 empty] | Existing | RYB |  |  | CLOSED | CLOSED | LINK |  | 11 kV | [9 empty] | DESA KASIH BT 23 SG NIBONG | Unknown | Unknown | NO | NONE | DISTRIBUTION | TNB | SUNGAI BESAR | NO | Unknown |  |  |  | NO | [8 empty] | D00068 | NO | [7 empty] | 3
379856679 | D00070 | [5 empty] | Existing | RYB |  |  | CLOSED | CLOSED | LINK |  | 11 kV | [9 empty] | DESA KASIH BT 23 SG NIBONG | Unknown | Unknown | NO | NONE | DISTRIBUTION | TNB | SUNGAI BESAR | NO | Unknown |  |  |  | NO | [8 empty] | D00070 | NO | [7 empty] | 3
379856756 | D00071 |  |  |  | BSBR/PCE/J00172/MBNN04 | 300040521 | Existing | RYB |  |  | CLOSED | CLOSED | LINK |  | 11 kV |  | 1996-01-08 |  |  |  |  | FALCON BETA |  |  | PT 12 SG NIBONG | Unknown | Unknown | NO | NONE | DISTRIBUTION | TNB | SUNGAI BESAR | NO | Unknown |  |  |  | NO | [8 empty] | D00071 | NO | [7 empty] | 3
379856761 | D00072 |  |  |  | BSBR/PCE/J00172/MBNN04 | 300040521 | Existing | RYB |  |  | CLOSED | CLOSED | LINK |  | 11 kV |  | 1996-01-08 |  |  |  |  | FALCON BETA |  |  | PT 12 SG NIBONG | Unknown | Unknown | NO | NONE | DISTRIBUTION | TNB | SUNGAI BESAR | NO | Unknown |  |  |  | NO | [8 empty] | D00072 | NO | [7 empty] | 3
379856860 | D00074 |  |  |  | BSBR/PCE/J00080/MBS00707 | 300040083 | Existing | RYB |  |  | CLOSED | CLOSED | LINK |  | 11 kV |  | 1994-04-04 |  |  |  |  | FALCON BETA |  |  | PT 11 P/PANJANG | Unknown | Unknown | NO | NONE | DISTRIBUTION | TNB | SUNGAI BESAR | NO | Unknown |  |  |  | NO | [8 empty] | D00074 | NO | [7 empty] | 3
379856865 | D00075 |  |  |  | BSBR/PCE/J00080/MBS00707 | 300040083 | Existing | RYB |  |  | CLOSED | CLOSED | LINK |  | 11 kV |  | 1994-04-04 |  |  |  |  | FALCON BETA |  |  | PT 11 P/PANJANG | Unknown | Unknown | NO | NONE | DISTRIBUTION | TNB | SUNGAI BESAR | NO | Unknown |  |  |  | NO | [8 empty] | D00075 | NO | [7 empty] | 3
379856943 | D00077 |  |  |  | BSBR/PCE/J00008/MB | 310341801 | Existing | RYB |  |  | CLOSED | CLOSED | LINK |  | 11 kV |  | 2016-10-10 |  |  |  |  | INDKOM |  |  | PT 10 SG NIBONG | Unknown | Unknown | NO | NONE | DISTRIBUTION | TNB | SUNGAI BESAR | NO | Unknown |  |  |  | NO | [8 empty] | D00077 | NO | [7 empty] | 3
379856947 | D00079 |  |  |  | BSBR/PCE/J00008/MB | 310341801 | Existing | RYB |  |  | CLOSED | CLOSED | LINK |  | 11 kV |  | 2016-10-10 |  |  |  |  | INDKOM |  |  | PT 10 SG NIBONG | Unknown | Unknown | NO | NONE | DISTRIBUTION | TNB | SUNGAI BESAR | NO | Unknown |  |  |  | NO | [8 empty] | D00079 | NO | [7 empty] | 3
379856964 | D00078 |  |  |  | BSBR/PCE/J00008/MB | 310341801 | Existing | RYB |  |  | CLOSED | CLOSED | LINK |  | 11 kV |  | 2016-10-10 |  |  |  |  | INDKOM |  |  | PT 10 SG NIBONG | Unknown | Unknown | NO | NONE | DISTRIBUTION | TNB | SUNGAI BESAR | NO | Unknown |  |  |  | NO | [8 empty] | D00078 | NO | [7 empty] | 3
379856976 | D00083 |  |  |  | BSBR/PCE/J00177/MBRMU1 | 300241506 | Existing | RYB |  |  | CLOSED | CLOSED | LINK |  | 11 kV |  | 2004-01-08 |  |  |  |  | VEI |  |  | SM AGAMA P.PANJANG | Unknown | Unknown | NO | NONE | DISTRIBUTION | TNB | SUNGAI BESAR | NO | Unknown |  |  |  | NO | [8 empty] | D00083 | NO | [7 empty] | 3
379856981 | D00082 |  |  |  | BSBR/PCE/J00177/MBRMU1 | 300241506 | Existing | RYB |  |  | CLOSED | CLOSED | LINK |  | 11 kV |  | 2004-01-08 |  |  |  |  | VEI |  |  | SM AGAMA P.PANJANG | Unknown | Unknown | NO | NONE | DISTRIBUTION | TNB | SUNGAI BESAR | NO | Unknown |  |  |  | NO | [8 empty] | D00082 | NO | [7 empty] | 3
379857120 | D00085 | [5 empty] | Existing | RYB |  |  | CLOSED | CLOSED | LINK |  | 11 kV | [9 empty] | SEK MEN DATO' MUSTAFA | Unknown | Unknown | NO | NONE | DISTRIBUTION | TNB | SUNGAI BESAR | NO | Unknown |  |  |  | NO | [8 empty] | D00085 | NO | [7 empty] | 3
379857125 | D00084 | [5 empty] | Existing | RYB |  |  | CLOSED | CLOSED | LINK |  | 11 kV | [9 empty] | SEK MEN DATO' MUSTAFA | Unknown | Unknown | NO | NONE | DISTRIBUTION | TNB | SUNGAI BESAR | NO | Unknown |  |  |  | NO | [8 empty] | D00084 | NO | [7 empty] | 3
379857146 | D06760 |  |  |  | BSBR/PCE/J00236/MB1 | 300462373 | Existing | RYB |  |  | CLOSED | CLOSED | LINK |  | 11 kV |  | 2014-05-05 |  |  |  |  | INDKOM |  |  | P/E AHMAD FUAD | Unknown | Unknown | NO | NONE | DISTRIBUTION | TNB | SUNGAI BESAR | NO | Unknown |  |  |  | NO | [8 empty] | D06760 | NO | [7 empty] | 3
379857151 | D06762 |  |  |  | BSBR/PCE/J00236/MB1 | 300462373 | Existing | RYB |  |  | CLOSED | CLOSED | LINK |  | 11 kV |  | 2014-05-05 |  |  |  |  | INDKOM |  |  | P/E AHMAD FUAD | Unknown | Unknown | NO | NONE | DISTRIBUTION | TNB | SUNGAI BESAR | NO | Unknown |  |  |  | NO | [8 empty] | D06762 | NO | [7 empty] | 3
379857278 | D00610 |  |  |  | BSBR/PCE/J00006/MB01 | 300039802 | Existing | RYB |  |  | CLOSED | CLOSED | LINK |  | 11 kV |  | 20/10/2010 | [7 empty] | T/AIR 14 SPG 5 SAWAH | Unknown | Unknown | NO | NONE | DISTRIBUTION | TNB | SUNGAI BESAR | NO | Unknown |  |  |  | NO | [8 empty] | D00610 | NO | [7 empty] | 3
379857295 | D00612 |  |  |  | BSBR/PCE/J00006/MB01 | 300039802 | Existing | RYB |  |  | CLOSED | CLOSED | LINK |  | 11 kV |  | 20/10/2010 | [7 empty] | T/AIR 14 SPG 5 SAWAH | Unknown | Unknown | NO | NONE | DISTRIBUTION | TNB | SUNGAI BESAR | NO | Unknown |  |  |  | NO | [8 empty] | D00612 | NO | [7 empty] | 3
379857460 | D00609 | [5 empty] | Existing | RYB |  |  | CLOSED | CLOSED | LINK |  | 11 kV | [9 empty] | PAT TALI AIR 13 BAN 2 SG NIBONG | Unknown | Unknown | NO | NONE | DISTRIBUTION | TNB | SUNGAI BESAR | NO | Unknown |  |  |  | NO | [8 empty] | D00609 | NO | [7 empty] | 3
379857465 | D00607 | [5 empty] | Existing | RYB |  |  | CLOSED | CLOSED | LINK |  | 11 kV | [9 empty] | PAT TALI AIR 13 BAN 2 SG NIBONG | Unknown | Unknown | NO | NONE | DISTRIBUTION | TNB | SUNGAI BESAR | NO | Unknown |  |  |  | NO | [8 empty] | D00607 | NO | [7 empty] | 3
379857552 | D00606 | [5 empty] | Existing | RYB |  |  | CLOSED | CLOSED | LINK |  | 11 kV | [9 empty] | T/AIR 12 BAN 2 SG NIBONG | Unknown | Unknown | NO | NONE | DISTRIBUTION | TNB | SUNGAI BESAR | NO | Unknown |  |  |  | NO | [8 empty] | D00606 | NO | [7 empty] | 3
379857557 | D00604 | [5 empty] | Existing | RYB |  |  | CLOSED | CLOSED | LINK |  | 11 kV | [9 empty] | T/AIR 12 BAN 2 SG NIBONG | Unknown | Unknown | NO | NONE | DISTRIBUTION | TNB | SUNGAI BESAR | NO | Unknown |  |  |  | NO | [8 empty] | D00604 | NO | [7 empty] | 3
379857643 | D00603 | [5 empty] | Existing | RYB |  |  | CLOSED | CLOSED | LINK |  | 11 kV | [9 empty] | T/AIR 11 BAN 2 SG NIBONG | Unknown | Unknown | NO | NONE | DISTRIBUTION | TNB | SUNGAI BESAR | NO | Unknown |  |  |  | NO | [8 empty] | D00603 | NO | [7 empty] | 3
379857647 | D00601 | [5 empty] | Existing | RYB |  |  | CLOSED | CLOSED | LINK |  | 11 kV | [9 empty] | T/AIR 11 BAN 2 SG NIBONG | Unknown | Unknown | NO | NONE | DISTRIBUTION | TNB | SUNGAI BESAR | NO | Unknown |  |  |  | NO | [8 empty] | D00601 | NO | [7 empty] | 3
379857664 | D00604 | [5 empty] | Existing | RYB |  |  | OPEN | CLOSED | LINK |  | 11 kV | [9 empty] | T/AIR 11 BAN 2 SG NIBONG | Unknown | Unknown | NO | NONE | DISTRIBUTION | TNB | SUNGAI BESAR | NO | Unknown |  |  |  | NO | [8 empty] | D00604 | NO | [7 empty] | 3
381028122 | D00122 |  |  |  | BSBR/PCE/J00068/MB1 | 310386594 | Existing | RYB |  |  | OPEN | CLOSED | LINK |  | 11 kV | [6 empty] | INDKOM |  |  | P/E JALAN ANGGERIK | Unknown | Unknown | NO | NONE | DISTRIBUTION | TNB | SUNGAI BESAR | Unknown |  |  |  |  | NO | [8 empty] | D00122 | NO | [7 empty] | 3
381028218 | D00238 |  |  |  | BSBR/PCE/J00016/MB003 | 300039819 | Existing | RYB |  |  | CLOSED | CLOSED | LINK |  | 11 kV |  | 2000-08-12 |  |  |  |  | INDKOM |  |  | RUMAH PAM PT 13 SG PANJANG | Unknown | Unknown | NO | NONE | DISTRIBUTION | TNB | SUNGAI BESAR | NO | Unknown |  |  |  | NO | [8 empty] | D00238 | NO | [7 empty] | 3
381028223 | D00239 |  |  |  | BSBR/PCE/J00016/MB003 | 300039819 | Existing | RYB |  |  | CLOSED | CLOSED | LINK |  | 11 kV |  | 2000-08-12 |  |  |  |  | INDKOM |  |  | RUMAH PAM PT 13 SG PANJANG | Unknown | Unknown | NO | NONE | DISTRIBUTION | TNB | SUNGAI BESAR | NO | Unknown |  |  |  | NO | [8 empty] | D00239 | NO | [7 empty] | 3
381028345 | D00241 |  |  |  | BSBR/PCE/J00015/MB00615 | 300039812 | Existing | RYB |  |  | CLOSED | CLOSED | LINK |  | 11 kV |  | 20/08/1991 |  |  |  |  | FALCON BETA |  |  | MASJID PT 14 SG PANJANG | Unknown | Unknown | NO | NONE | DISTRIBUTION | TNB | SUNGAI BESAR | NO | Unknown |  |  |  | NO | [8 empty] | D00241 | NO | [7 empty] | 3
381028350 | D00242 |  |  |  | BSBR/PCE/J00015/MB00615 | 300039812 | Existing | RYB |  | D06733 P/E LOJI AIR PARIT 16 | CLOSED | CLOSED | LINK |  | 11 kV |  | 20/08/1991 |  |  |  |  | FALCON BETA |  |  | MASJID PT 14 SG PANJANG | Unknown | Unknown | NO | NONE | DISTRIBUTION | TNB | SUNGAI BESAR | NO | Unknown |  |  |  | NO | [8 empty] | D00242 | NO | [7 empty] | 3
381029119 | D00244 | [5 empty] | Existing | RYB |  | D06735 P/E LOJI AIR PARIT 16 | CLOSED | CLOSED | LINK |  | 11 kV | [9 empty] | S/LINK PRT 16 SG PANJANG | Unknown | Unknown | NO | NONE | DISTRIBUTION | TNB | SUNGAI BESAR | NO | Unknown |  |  |  | NO | [8 empty] | D00244 | NO | [7 empty] | 3
381029125 | D00246 | [5 empty] | Existing | RYB |  |  | CLOSED | CLOSED | LINK |  | 11 kV | [9 empty] | S/LINK PRT 16 SG PANJANG | Unknown | Unknown | NO | NONE | DISTRIBUTION | TNB | SUNGAI BESAR | NO | Unknown |  |  |  | NO | [8 empty] | D00246 | NO | [7 empty] | 3
381029130 | D00245 | [5 empty] | Existing | RYB |  |  | CLOSED | CLOSED | LINK |  | 11 kV | [9 empty] | S/LINK PRT 16 SG PANJANG | Unknown | Unknown | NO | NONE | DISTRIBUTION | TNB | SUNGAI BESAR | NO | Unknown |  |  |  | NO | [8 empty] | D00245 | NO | [7 empty] | 3
381029148 | D00247 | [5 empty] | Existing | RYB |  |  | CLOSED | CLOSED | LINK |  | 11 kV | [9 empty] | PT 16 NO 1 | Unknown | Unknown | NO | NONE | DISTRIBUTION | TNB | SUNGAI BESAR | NO | Unknown |  |  |  | NO | [8 empty] | D00247 | NO | [7 empty] | 3
381029153 | D00248 | [5 empty] | Existing | RYB |  |  | CLOSED | CLOSED | LINK |  | 11 kV | [9 empty] | PT 16 NO 1 | Unknown | Unknown | NO | NONE | DISTRIBUTION | TNB | SUNGAI BESAR | NO | Unknown |  |  |  | NO | [8 empty] | D00248 | NO | [7 empty] | 3
381029268 | D00250 | [5 empty] | Existing | RYB |  |  | CLOSED | CLOSED | LINK |  | 11 kV | [9 empty] | PT 16 NO 2 (TG.MEDAN) | Unknown | Unknown | NO | NONE | DISTRIBUTION | TNB | SUNGAI BESAR | NO | Unknown |  |  |  | NO | [8 empty] | D00250 | NO | [7 empty] | 3
381029273 | D00251 | [5 empty] | Existing | RYB |  |  | OPEN | CLOSED | LINK |  | 11 kV | [9 empty] | PT 16 NO 2 (TG.MEDAN) | Unknown | Unknown | NO | NONE | DISTRIBUTION | TNB | SUNGAI BESAR | NO | Unknown |  |  |  | NO | [8 empty] | D00251 | NO | [7 empty] | 3
381029387 | D00253 |  |  |  | BSBR/PCE/J00030/MBNN03 | 300039876 | Existing | RYB |  |  | CLOSED | CLOSED | LINK |  | 11 kV |  | 2001-01-01 |  |  |  |  | FALCON BETA |  |  | MERBAU JAYA PT 16 | Unknown | Unknown | NO | NONE | DISTRIBUTION | TNB | SUNGAI BESAR | NO | Unknown |  |  |  | NO | [8 empty] | D00253 | NO | [7 empty] | 3
381029392 | D00254 |  |  |  | BSBR/PCE/J00030/MBNN03 | 300039876 | Existing | RYB |  |  | CLOSED | CLOSED | LINK |  | 11 kV |  | 2001-01-01 |  |  |  |  | FALCON BETA |  |  | MERBAU JAYA PT 16 | Unknown | Unknown | NO | NONE | DISTRIBUTION | TNB | SUNGAI BESAR | NO | Unknown |  |  |  | NO | [8 empty] | D00254 | NO | [7 empty] | 3
381029511 | D00258 |  |  |  | BSBR/PCE/J00020/MB00625 | 300039841 | Existing | RYB |  |  | CLOSED | CLOSED | LINK |  | 11 kV |  | 2004-01-01 |  |  |  |  | INDKOM |  |  | PT 18 SG PANJANG A/TANAH | Unknown | Unknown | NO | NONE | DISTRIBUTION | TNB | SUNGAI BESAR | NO | Unknown |  |  |  | NO | [8 empty] | D00258 | NO | [7 empty] | 3
381029515 | D00259 |  |  |  | BSBR/PCE/J00020/MB00625 | 300039841 | Existing | RYB |  |  | OPEN | CLOSED | LINK |  | 11 kV |  | 2004-01-01 |  |  |  |  | INDKOM |  |  | PT 18 SG PANJANG A/TANAH | Unknown | Unknown | NO | NONE | DISTRIBUTION | TNB | SUNGAI BESAR | NO | Unknown |  |  |  | NO | [8 empty] | D00259 | NO | [7 empty] | 3
381029532 | D00256 |  |  |  | BSBR/PCE/J00020/MB00625 | 300039841 | Existing | RYB |  |  | CLOSED | CLOSED | LINK |  | 11 kV |  | 2004-01-01 |  |  |  |  | INDKOM |  |  | PT 18 SG PANJANG A/TANAH | Unknown | Unknown | NO | NONE | DISTRIBUTION | TNB | SUNGAI BESAR | NO | Unknown |  |  |  | NO | [8 empty] | D00256 | NO | [7 empty] | 3
381029642 | D00260 | [5 empty] | Existing | RYB |  |  | CLOSED | CLOSED | LINK |  | 11 kV | [9 empty] | BELIA 1 | Unknown | Unknown | NO | NONE | DISTRIBUTION | TNB | SUNGAI BESAR | NO | Unknown |  |  |  | NO | [8 empty] | D00260 | NO | [7 empty] | 3
381029647 | D06833 | [5 empty] | Existing | RYB |  |  | CLOSED | CLOSED | LINK |  | 11 kV | [9 empty] | BELIA 1 | Unknown | Unknown | NO | NONE | DISTRIBUTION | TNB | SUNGAI BESAR | NO | Unknown |  |  |  | NO | [8 empty] | D06833 | NO | [7 empty] | 3
381029767 | D00233 |  |  |  | BSBR/PCE/J00031/MBNN01 | 300039879 | Existing | RYB |  |  | CLOSED | CLOSED | LINK |  | 11 kV |  | 2000-01-02 |  |  |  |  | FALCON BETA |  |  | TBK JAYA PT 13 SG PANJANG | Unknown | Unknown | NO | NONE | DISTRIBUTION | TNB | SUNGAI BESAR | NO | Unknown |  |  |  | NO | [8 empty] | D00233 | NO | [7 empty] | 3
381029772 | SPARE |  |  |  | BSBR/PCE/J00031/MBNN01 | 300039879 | Existing | RYB |  | SPUR | OPEN | CLOSED | LINK |  | 11 kV |  | 2000-01-02 |  |  |  |  | FALCON BETA |  |  | TBK JAYA PT 13 SG PANJANG | Unknown | Unknown | NO | NONE | DISTRIBUTION | TNB | SUNGAI BESAR | NO | Unknown |  |  |  | NO | [8 empty] | SPARE | NO | [7 empty] | 3
381029925 | D00235 |  |  |  | BSBR/PCE/J00096/MB03 | 300040171 | Existing | RYB |  |  | CLOSED | CLOSED | LINK |  | 11 kV |  | 25/03/2003 |  |  |  |  | FALCON BETA |  |  | HAYAT MAJU NO 2 | Unknown | Unknown | NO | NONE | DISTRIBUTION | TNB | SUNGAI BESAR | NO | Unknown |  |  |  | NO | [8 empty] | D00235 | NO | [7 empty] | 3
381029930 | D00236 |  |  |  | BSBR/PCE/J00096/MB03 | 300040171 | Existing | RYB |  |  | CLOSED | CLOSED | LINK |  | 11 kV |  | 25/03/2003 |  |  |  |  | FALCON BETA |  |  | HAYAT MAJU NO 2 | Unknown | Unknown | NO | NONE | DISTRIBUTION | TNB | SUNGAI BESAR | NO | Unknown |  |  |  | NO | [8 empty] | D00236 | NO | [7 empty] | 3
381030048 | D00564 |  |  |  | BSBR/PCE/J00001/MBRMU | 300039794 | Existing | RYB |  |  | CLOSED | CLOSED | LINK |  | 11 kV |  | 25/11/1987 |  |  |  |  | TAMCO |  |  | HAYAT MAJU NO 1 | Unknown | Unknown | NO | NONE | DISTRIBUTION | TNB | SUNGAI BESAR | NO | Unknown |  |  |  | NO | [8 empty] | D00564 | NO | [7 empty] | 3
381030053 | D00563 |  |  |  | BSBR/PCE/J00001/MBRMU | 300039794 | Existing | RYB |  |  | CLOSED | CLOSED | LINK |  | 11 kV |  | 25/11/1987 |  |  |  |  | TAMCO |  |  | HAYAT MAJU NO 1 | Unknown | Unknown | NO | NONE | DISTRIBUTION | TNB | SUNGAI BESAR | NO | Unknown |  |  |  | NO | [8 empty] | D00563 | NO | [7 empty] | 3
381195915 | 30 |  |  |  | BSBR/PMU/J00001/MB30 | 300051018 | Existing | Unknown |  | BUSBAR SECTION | OPEN | CLOSED | BUSBAR SECTION |  | 11 kV |  | 2004-11-09 |  |  |  |  | EPE |  |  | PMU SUNGAI BESAR 132/11kV | Unknown | Unknown | NO | NONE | DISTRIBUTION | TNB | SUNGAI BESAR | NO | Unknown |  |  |  | NO | [8 empty] | 30 | [8 empty] | 0
381196173 | 1SO |  |  |  | BSBR/PMU/G00001/MB1SO | 300274908 | Existing | RYB |  |  | CLOSED | CLOSED | BUSBAR SECTION |  | 11 kV |  | 2004-11-09 |  |  |  |  | EPE |  |  | PMU SG BESAR 132/33 kV | Unknown | Unknown | NO | NONE | DISTRIBUTION | TNB | SUNGAI BESAR | NO | Unknown |  |  |  | NO | [8 empty] | 1SO | [8 empty] | 3
381196208 | 1WO |  |  |  | BSBR/PMU/G00001/MB1WO | 300274909 | Existing | RYB |  |  | CLOSED | CLOSED | BUSBAR COUPLER |  | 11 kV |  | 2004-11-09 |  |  |  |  | EPE |  |  | PMU SG BESAR 132/33 kV | Unknown | Unknown | NO | NONE | DISTRIBUTION | TNB | SUNGAI BESAR | NO | Unknown |  |  |  | NO | [8 empty] | 1WO | [8 empty] | 3
381196301 | N/A | [5 empty] | Existing | RYB |  |  | CLOSED | CLOSED | LOAD BREAK SWITCH |  | 11 kV | [9 empty] | PARIT 2, L381 | Unknown | Unknown | Unknown | Unknown | DISTRIBUTION | TNB | SUNGAI BESAR | Unknown |  |  |  |  | Unknown | [8 empty] | N/A | [8 empty] | 3
381196312 | 381 | [5 empty] | Existing | RYB |  |  | CLOSED | CLOSED | LOAD BREAK SWITCH |  | 33 kV | [9 empty] | PARIT 2, L381 | Unknown | Unknown | NO | NONE | DISTRIBUTION | TNB | SUNGAI BESAR | NO | Unknown |  |  |  | NO | [8 empty] | 381 | NO | [7 empty] | 3
381196432 | N/A | [5 empty] | Existing | RYB |  |  | CLOSED |  | LOAD BREAK SWITCH |  | 33 kV | [9 empty] | PARIT 4, L382 | Unknown | Unknown | Unknown | Unknown | DISTRIBUTION | TNB | SUNGAI BESAR | Unknown |  |  |  |  | Unknown | [8 empty] | N/A | [8 empty] | 3
381196443 | 382 | [5 empty] | Existing | RYB |  |  | CLOSED | CLOSED | LOAD BREAK SWITCH |  | 33 kV | [9 empty] | PARIT 4, L382 | Unknown | Unknown | NO | NONE | DISTRIBUTION | TNB | SUNGAI BESAR | NO | Unknown |  |  |  | NO | [8 empty] | 382 | NO | [7 empty] | 3
381196559 | N/A | [5 empty] | Existing | RYB |  |  | CLOSED |  | LOAD BREAK SWITCH |  | 33 kV | [9 empty] | PARIT 6, L383 | Unknown | Unknown | Unknown | Unknown | DISTRIBUTION | TNB | SUNGAI BESAR | Unknown |  |  |  |  | Unknown | [8 empty] | N/A | [8 empty] | 3
381196570 | 383 | [5 empty] | Existing | RYB |  |  | CLOSED | CLOSED | LOAD BREAK SWITCH |  | 33 kV | [9 empty] | PARIT 6, L383 | Unknown | Unknown | NO | NONE | DISTRIBUTION | TNB | SUNGAI BESAR | NO | Unknown |  |  |  | NO | [8 empty] | 383 | NO | [7 empty] | 3
381196686 | N/A | [5 empty] | Existing | RYB |  |  | CLOSED |  | LOAD BREAK SWITCH |  | 33 kV | [9 empty] | PARIT 8, L388 | Unknown | Unknown | Unknown | Unknown | DISTRIBUTION | TNB | SUNGAI BESAR | Unknown |  |  |  |  | Unknown | [8 empty] | N/A | [8 empty] | 3
381196697 | 388 | [5 empty] | Existing | RYB |  |  | CLOSED | CLOSED | LOAD BREAK SWITCH |  | 33 kV | [9 empty] | PARIT 8, L388 | Unknown | Unknown | NO | NONE | DISTRIBUTION | TNB | SUNGAI BESAR | NO | Unknown |  |  |  | NO | [8 empty] | 388 | NO | [7 empty] | 3
381196813 | N/A | [5 empty] | Existing | RYB |  |  | CLOSED |  | LOAD BREAK SWITCH |  | 33 kV | [9 empty] | PARIT 10, L384 | Unknown | Unknown | Unknown | Unknown | DISTRIBUTION | TNB | SUNGAI BESAR | Unknown |  |  |  |  | Unknown | [8 empty] | N/A | [8 empty] | 3
381196824 | 384 | [5 empty] | Existing | RYB |  |  | CLOSED | CLOSED | LOAD BREAK SWITCH |  | 33 kV | [9 empty] | PARIT 10, L384 | Unknown | Unknown | NO | NONE | DISTRIBUTION | TNB | SUNGAI BESAR | NO | Unknown |  |  |  | NO | [8 empty] | 384 | NO | [7 empty] | 3
381196942 | 680 | [5 empty] | Existing | RYB |  |  | CLOSED |  | LOAD BREAK SWITCH |  | 33 kV | [9 empty] | PANCHANG BEDANA, L680 | Unknown | Unknown | Unknown | Unknown | DISTRIBUTION | TNB | SUNGAI BESAR | Unknown |  |  |  |  | Unknown | [8 empty] | 680 | [8 empty] | 3
381196953 | N/A | [5 empty] | Existing | RYB |  |  | CLOSED | CLOSED | LOAD BREAK SWITCH |  | 33 kV | [9 empty] | PANCHANG BEDANA, L680 | Unknown | Unknown | NO | NONE | DISTRIBUTION | TNB | SUNGAI BESAR | NO | Unknown |  |  |  | NO | [8 empty] | N/A | NO | [7 empty] | 3
381197078 | 638 | [5 empty] | Existing | RYB |  |  | CLOSED |  | LOAD BREAK SWITCH |  | 33 kV | [9 empty] | PARIT 2 BARAT, L638 | Unknown | Unknown | Unknown | Unknown | DISTRIBUTION | TNB | SUNGAI BESAR | Unknown |  |  |  |  | Unknown | [8 empty] | 638 | [8 empty] | 3
381197089 | N/A | [5 empty] | Existing | RYB |  |  | CLOSED | CLOSED | LOAD BREAK SWITCH |  | 33 kV | [9 empty] | PARIT 2 BARAT, L638 | Unknown | Unknown | NO | NONE | DISTRIBUTION | TNB | SUNGAI BESAR | NO | Unknown |  |  |  | NO | [8 empty] | N/A | NO | [7 empty] | 3
381197240 | 678 | [5 empty] | Existing | RYB |  |  | CLOSED |  | LOAD BREAK SWITCH |  | 33 kV | [9 empty] | SG LIMAU, L678 | Unknown | Unknown | Unknown | Unknown | DISTRIBUTION | TNB | SUNGAI BESAR | Unknown |  |  |  |  | Unknown | [8 empty] | 678 | [8 empty] | 3
381197251 | N/A | [5 empty] | Existing | RYB |  |  | CLOSED | CLOSED | LOAD BREAK SWITCH |  | 33 kV | [9 empty] | SG LIMAU, L678 | Unknown | Unknown | NO | NONE | DISTRIBUTION | TNB | SUNGAI BESAR | NO | Unknown |  |  |  | NO | [8 empty] | N/A | NO | [7 empty] | 3
381197373 | N/A | [5 empty] | Existing | RYB |  |  | CLOSED |  | LOAD BREAK SWITCH |  | 33 kV | [9 empty] | KG.DURAINI TAMBAHAN, L366 | Unknown | Unknown | Unknown | Unknown | DISTRIBUTION | TNB | SUNGAI BESAR | Unknown |  |  |  |  | Unknown | [8 empty] | N/A | [8 empty] | 3
381197384 | 366 | [5 empty] | Existing | RYB |  |  | CLOSED | CLOSED | LOAD BREAK SWITCH |  | 33 kV | [9 empty] | KG.DURAINI TAMBAHAN, L366 | Unknown | Unknown | NO | NONE | DISTRIBUTION | TNB | SUNGAI BESAR | NO | Unknown |  |  |  | NO | [8 empty] | 366 | NO | [7 empty] | 3
381197504 | N/A | [5 empty] | Existing | RYB |  |  | CLOSED |  | LOAD BREAK SWITCH |  | 33 kV | [9 empty] | SIMPANG LIMA, L676 | Unknown | Unknown | Unknown | Unknown | DISTRIBUTION | TNB | SUNGAI BESAR | Unknown |  |  |  |  | Unknown | [8 empty] | N/A | [8 empty] | 3
381197515 | 676 | [5 empty] | Existing | RYB |  |  | CLOSED | CLOSED | LOAD BREAK SWITCH |  | 33 kV | [9 empty] | SIMPANG LIMA, L676 | Unknown | Unknown | NO | NONE | DISTRIBUTION | TNB | SUNGAI BESAR | NO | Unknown |  |  |  | NO | [8 empty] | 676 | NO | [7 empty] | 3
381197631 | 675 | [5 empty] | Existing | RYB |  |  | CLOSED |  | LOAD BREAK SWITCH |  | 33 kV | [9 empty] | KG.SG.NIBONG, L675 | Unknown | Unknown | Unknown | Unknown | DISTRIBUTION | TNB | SUNGAI BESAR | Unknown |  |  |  |  | Unknown | [8 empty] | 675 | [8 empty] | 3
381197642 | N/A | [5 empty] | Existing | RYB |  |  | CLOSED | CLOSED | LOAD BREAK SWITCH |  | 33 kV | [9 empty] | KG.SG.NIBONG, L675 | Unknown | Unknown | NO | NONE | DISTRIBUTION | TNB | SUNGAI BESAR | NO | Unknown |  |  |  | NO | [8 empty] | N/A | NO | [7 empty] | 3
381197894 | N/A | [5 empty] | Existing | RYB |  |  | CLOSED |  | LOAD BREAK SWITCH |  | 33 kV | [9 empty] | KG.PARIT PASIR PANJANG, L733 | Unknown | Unknown | Unknown | Unknown | DISTRIBUTION | TNB | SUNGAI BESAR | Unknown |  |  |  |  | Unknown | [8 empty] | N/A | [8 empty] | 9
381197905 | 733 | [5 empty] | Existing | RYB |  |  | CLOSED | CLOSED | LOAD BREAK SWITCH |  | 33 kV | [9 empty] | KG.PARIT PASIR PANJANG, L733 | Unknown | Unknown | NO | NONE | DISTRIBUTION | TNB | SUNGAI BESAR | NO | Unknown |  |  |  | NO | [8 empty] | 733 | NO | [7 empty] | 9
381198031 | 674 | [5 empty] | Existing | RYB |  |  | CLOSED |  | LOAD BREAK SWITCH |  | 33 kV | [9 empty] | KG.PASIR PANJANG, L674 | Unknown | Unknown | Unknown | Unknown | DISTRIBUTION | TNB | SUNGAI BESAR | Unknown |  |  |  |  | Unknown | [8 empty] | 674 | [8 empty] | 3
381198042 | N/A | [5 empty] | Existing | RYB |  |  | CLOSED | CLOSED | LOAD BREAK SWITCH |  | 33 kV | [9 empty] | KG.PASIR PANJANG, L674 | Unknown | Unknown | NO | NONE | DISTRIBUTION | TNB | SUNGAI BESAR | NO | Unknown |  |  |  | NO | [8 empty] | N/A | NO | [7 empty] | 3
381487902 | 30 |  |  |  | BSBR/PPU/G00003/NB30 | 300051041 | Existing | RYB |  | BUS SECTION | OPEN |  | BUSBAR SECTION |  | 11 kV |  | 1986-01-06 |  |  |  |  | TAMCO |  |  | PPU SABAK BERNAM | Unknown | Unknown | Unknown | Unknown | DISTRIBUTION | TNB | SUNGAI BESAR | Unknown |  |  |  |  | Unknown | [8 empty] | 30 | [8 empty] | 3
381487907 | 30 |  |  |  | BSBR/PPU/G00001/NB30 | 300259590 | Existing | RYB |  | BUS SECTION | CLOSED |  | BUSBAR SECTION |  | 11 kV |  | 2008-01-05 |  |  |  |  | ABB |  |  | PPU SUNGAI LANG | Unknown | Unknown | Unknown | Unknown | DISTRIBUTION | TNB | SUNGAI BESAR | Unknown |  |  |  |  | Unknown | [8 empty] | 30 | [8 empty] | 3
381496137 | [6 empty] | Existing | RYB |  |  | CLOSED |  | LOAD BREAK SWITCH |  | 33 kV | [9 empty] | KG.HJ.DURAINI, L111 | Unknown | Unknown | Unknown | Unknown | DISTRIBUTION | TNB | SUNGAI BESAR | Unknown |  |  |  |  | Unknown | [17 empty] | 9
381496148 | 111 | [5 empty] | Existing | RYB |  |  | CLOSED | CLOSED | LOAD BREAK SWITCH |  | 33 kV | [9 empty] | KG.HJ.DURAINI, L111 | Unknown | Unknown | NO | NONE | DISTRIBUTION | TNB | SUNGAI BESAR | NO | Unknown |  |  |  | NO | [8 empty] | 111 | NO | [7 empty] | 9
381496273 | D00231 | [5 empty] | Existing | RYB |  | BUSTIE 2 | CLOSED | CLOSED | LINK |  | 11 kV | [9 empty] | P/E PENURUN BAGAN TERAP PT 13 SG PANJANG | Unknown | Unknown | NO | NONE | DISTRIBUTION | TNB | SUNGAI BESAR | NO | Unknown |  |  |  | NO | [8 empty] | D00231 | NO | [7 empty] | 3
381496280 | D00229 | [5 empty] | Existing | RYB |  |  | CLOSED | CLOSED | LINK |  | 11 kV | [9 empty] | P/E PENURUN BAGAN TERAP PT 13 SG PANJANG | Unknown | Unknown | NO | NONE | DISTRIBUTION | TNB | SUNGAI BESAR | NO | Unknown |  |  |  | NO | [8 empty] | D00229 | NO | [7 empty] | 3
381496284 | D00228 | [5 empty] | Existing | RYB |  | BUSTIE 1 | CLOSED | CLOSED | LINK |  | 11 kV | [9 empty] | P/E PENURUN BAGAN TERAP PT 13 SG PANJANG | Unknown | Unknown | NO | NONE | DISTRIBUTION | TNB | SUNGAI BESAR | NO | Unknown |  |  |  | NO | [8 empty] | D00228 | NO | [7 empty] | 3
381496310 | D00226 | [5 empty] | Existing | RYB |  |  | OPEN | CLOSED | LINK |  | 11 kV | [9 empty] | P/E PENURUN BAGAN TERAP PT 13 SG PANJANG | Unknown | Unknown | NO | NONE | DISTRIBUTION | TNB | SUNGAI BESAR | NO | Unknown |  |  |  | NO | [8 empty] | D00226 | NO | [7 empty] | 3
381496500 | D00230 | [5 empty] | Existing | RYB |  | D00238 RUMAH PAM PT 13 SG PANJANG | CLOSED |  | LINK |  | 11 kV | [9 empty] | P/E PENURUN BAGAN TERAP PT 13 SG PANJANG | Unknown | Unknown | Unknown | Unknown | DISTRIBUTION | TNB | SUNGAI BESAR | Unknown |  |  |  |  | Unknown | [8 empty] | D00230 | [8 empty] | 3
381496509 | D00232 | [5 empty] | Existing | RYB |  | PMU SBSR 132/11kV: VCB 3 | CLOSED |  | LINK |  | 11 kV | [9 empty] | P/E PENURUN BAGAN TERAP PT 13 SG PANJANG | Unknown | Unknown | Unknown | Unknown | DISTRIBUTION | TNB | SUNGAI BESAR | Unknown |  |  |  |  | Unknown | [8 empty] | D00232 | [8 empty] | 3
381496516 | D00225 | [5 empty] | Existing | RYB |  | D00236 HAYAT MAJU NO 2 | CLOSED | CLOSED | LINK |  | 11 kV | [9 empty] | P/E PENURUN BAGAN TERAP PT 13 SG PANJANG | Unknown | Unknown | NO | NONE | DISTRIBUTION | TNB | SUNGAI BESAR | Unknown |  |  |  |  | NO | [8 empty] | D00225 | NO | [7 empty] | 3
381496525 | D06757 |  |  |  | BSBR/PCE/J00235/MB1 | 310416819 | Existing | RYB |  | D00701 P/E ELEYSS PARK | CLOSED | CLOSED | LINK |  | 11 kV | [9 empty] | P/E TAMAN BUDIMAN | Unknown | Unknown | NO | NONE | DISTRIBUTION | TNB | SUNGAI BESAR | NO | Unknown |  |  |  | NO | [8 empty] | D06757 | NO | [7 empty] | 3
381496530 | D06759 |  |  |  | BSBR/PCE/J00235/MB1 | 310416819 | Existing | RYB |  | D00126 TMN SERI BEDENA | CLOSED | CLOSED | LINK |  | 11 kV | [9 empty] | P/E TAMAN BUDIMAN | Unknown | Unknown | NO | NONE | DISTRIBUTION | TNB | SUNGAI BESAR | NO | Unknown |  |  |  | NO | [8 empty] | D06759 | NO | [7 empty] | 3
383312722 | D00600 |  |  |  | BSBR/PCE/J00003/MAB | 300451137 | Existing | RYB |  |  | OPEN | CLOSED | LINK |  | 11 kV |  | 2007-01-01 |  |  |  |  | TAMCO |  |  | SW/STN T/AIR 11 BAN 1 SG NIBONG | Unknown | Unknown | NO | NONE | DISTRIBUTION | TNB | SUNGAI BESAR | Unknown |  |  |  |  | NO | [8 empty] | D00600 | NO | [7 empty] | 3
383312730 | D00599 |  |  |  | BSBR/PCE/J00003/MAB | 300451137 | Existing | RYB |  |  | OPEN | CLOSED | LINK |  | 11 kV |  | 2007-01-01 |  |  |  |  | TAMCO |  |  | SW/STN T/AIR 11 BAN 1 SG NIBONG | Unknown | Unknown | NO | NONE | DISTRIBUTION | TNB | SUNGAI BESAR | Unknown |  |  |  |  | NO | [8 empty] | D00599 | NO | [7 empty] | 3
383312745 | D00598 |  |  |  | BSBR/PCE/J00003/MAB | 300451137 | Existing | RYB |  |  | CLOSED |  | LINK |  | 11 kV |  | 2007-01-01 |  |  |  |  | TAMCO |  |  |  | Unknown | Unknown | Unknown | Unknown | DISTRIBUTION | TNB | SUNGAI BESAR | Unknown |  |  |  |  | Unknown | [8 empty] | D00598 | [8 empty] | 3
383385749 | D06820 | [5 empty] | Existing | Unknown |  | D06811 P/E HJ MAHIDIN PT 7 GAMBUT | CLOSED | CLOSED | LINK |  | 11 kV | [9 empty] | P/E REBAN AYAM DATO GHAZALI | Unknown | Unknown | NO | NONE | DISTRIBUTION | TNB | SUNGAI BESAR | NO | Unknown |  |  |  | NO | [8 empty] | D06820 | NO | [7 empty] | 0
383385751 | D06818 | [5 empty] | Existing | Unknown |  | D00715 P/E UYIN AGRO FARM | CLOSED | CLOSED | LINK |  | 11 kV | [9 empty] | P/E REBAN AYAM DATO GHAZALI | Unknown | Unknown | NO | NONE | DISTRIBUTION | TNB | SUNGAI BESAR | NO | Unknown |  |  |  | NO | [8 empty] | D06818 | NO | [7 empty] | 0
383497201 | D06823 | [5 empty] | Existing | Unknown |  | D0009 P/E TAMAN PERDANA NO 1 | CLOSED | CLOSED | LINK |  | 11 kV | [9 empty] | D-SBR-C17-0160 | Unknown | Unknown | NO | NONE | DISTRIBUTION | TNB | SUNGAI BESAR | NO | Unknown |  |  |  | NO | [8 empty] | D06823 | NO | [7 empty] | 0
383497203 | D06821 | [5 empty] | Existing | Unknown |  | D00013 P/E TAMAN PERDANA | CLOSED | CLOSED | LINK |  | 11 kV | [9 empty] | D-SBR-C17-0160 | Unknown | Unknown | NO | NONE | DISTRIBUTION | TNB | SUNGAI BESAR | NO | Unknown |  |  |  | NO | [8 empty] | D06821 | NO | [7 empty] | 0
385884756 | D06832 |  |  |  | BSBR/PCE/J00252/MB1 | 310402690 | Existing | RYB |  |  | CLOSED | CLOSED | LINK |  | 11 kV | [9 empty] | P/E TAMAN AROWANA | Unknown | Unknown | NO | NONE | DISTRIBUTION | TNB | SUNGAI BESAR | NO | Unknown |  |  |  | NO | [8 empty] | D06832 | NO | [7 empty] | 3
385884773 | D06830 |  |  |  | BSBR/PCE/J00252/MB1 | 310402690 | Existing | RYB |  |  | CLOSED | CLOSED | LINK |  | 11 kV | [9 empty] | P/E TAMAN AROWANA | Unknown | Unknown | NO | NONE | DISTRIBUTION | TNB | SUNGAI BESAR | NO | Unknown |  |  |  | NO | [8 empty] | D06830 | NO | [7 empty] | 3
390629477 | D06835 | [5 empty] | Existing | RYB |  |  | CLOSED | CLOSED | LINK |  | 11 kV | [9 empty] | D-SBR-C18-0174 | Unknown | Unknown | NO | NONE | DISTRIBUTION | TNB | SUNGAI BESAR | NO | Unknown |  |  |  | NO | [8 empty] | D06835 | NO | [7 empty] | 3
390629482 | D06837 | [5 empty] | Existing | RYB |  |  | CLOSED | CLOSED | LINK |  | 11 kV | [9 empty] | D-SBR-C18-0174 | Unknown | Unknown | NO | NONE | DISTRIBUTION | TNB | SUNGAI BESAR | NO | Unknown |  |  |  | NO | [8 empty] | D06837 | NO | [7 empty] | 3

## Output
Id | Label | Feeder Label | Record ID | Father ID | ERMS Functional Location | ERMS Equipment No | Status | Phasing | Circuit ID | Feeder Direction | Normal Status | Operating Status | Class | Rated Voltage | Operating Voltage | Insulation Type | Date Commissioned | Year of Manufacturing | Serial Number | Mounting Type | Brand | Manufacturer _Old_ | Panel Serial No | Truck Sl.no | Substation Name | Interconnect Type | Operating Mechanism | Load Break Indicator | Ground Type | Owner Name | Owner Type | Operational Area | Mirrored | Dry impluse withstand voltage (KV) | Scada Control ID | Scada Monitor ID | Scada Type | Gang Operated Indicator | Country of Manufacture | Isolator Location | Rated Operating Motor Voltage | Power Frequency Withstand Voltage (KV) | Rated Continous Current | Breaking Current _kA_ | Making Current | Fault Level Current _kA_ | Switch Number | Defect Doc Available? | Bus Section | Net book value | Asset useful life | Contract No | Control State | Address | Remarks | Switch Bank Units | Check | Detail
256945431 | D00189 |  | 6978479 | 6978478 | BSBR/PCE/J00049/MB368 | 300039963 | Existing | RYB |  | SBSR-4 | CLOSED | CLOSED | LINK | 16.000 kV | 11 kV | GAS | 19910112 | 0 | 3X/RO/69 |  | REYROLLE | VEI |  |  | TMN CAHAYA | Unknown | Unknown | Unknown | Unknown | DISTRIBUTION | TNB | SUNGAI BESAR | Unknown | Unknown |  |  |  | Unknown |  |  |  |  | 630.000 A | 0.63 | 21.9 | 21.9 | D00189 | [5 empty] | 0 | TMN CAHAYA |  | 3 | Pass | null
256945435 | D00188 |  | 6978490 | 6978489 | BSBR/PCE/J00049/MB368 | 300039963 | Existing | RYB |  | D00190 TMN SRI INDAH | CLOSED | CLOSED | LINK | 16.000 kV | 11 kV | GAS | 19910112 | 0 | 3X/RO/69 |  | REYROLLE | VEI |  |  | TMN CAHAYA | Unknown | Unknown | Unknown | Unknown | DISTRIBUTION | TNB | SUNGAI BESAR | Unknown | Unknown |  |  |  | Unknown |  |  |  |  | 630.000 A | 0.63 | 21.9 | 21.9 | D00188 | [5 empty] | 0 | TMN CAHAYA |  | 3 | Pass | null
257013935 | D00557 |  | 6980796 | 6980813 |  |  | Existing | RYB |  | D00562 HAYAT MAJU NO 3 | OPEN | CLOSED | LINK | 12.000 kV | 11 kV | GAS |  | 2008 | G280332 |  | FALCON BETA | TAMCO |  |  | P/E LPN BAGAN TERAP | Unknown | Unknown | Unknown | Unknown | DISTRIBUTION | TNB | SUNGAI BESAR | Unknown | Unknown |  |  |  | Unknown |  |  |  |  | 630.000 A | 20 | 20 | 20 | D00557 | [5 empty] | 0 | LPN BAGAN TERAP |  | 3 | Pass | null
257013939 | D00556 |  | 6980797 | 6980808 |  |  | Existing | RYB |  | D00566 SEK MEN (U) BGN TERAP | CLOSED | CLOSED | LINK | 12.000 kV | 11 kV | GAS |  | 2008 | E281505 |  | FALCON BETA | TAMCO |  |  | P/E LPN BAGAN TERAP | Unknown | Unknown | Unknown | Unknown | DISTRIBUTION | TNB | SUNGAI BESAR | Unknown | Unknown |  |  |  | Unknown |  |  |  |  | 630.000 A | 20 | 20 | 20 | D00556 | [5 empty] | 0 | LPN BAGAN TERAP |  | 3 | Pass | null
257013943 | D00555 |  | 6980798 | 6980816 |  |  | Existing | RYB |  | D00419 PARIT 12 LUNDANG | CLOSED | CLOSED | LINK | 12.000 kV | 11 kV | GAS |  | 2008 | E281505 |  | FALCON BETA | TAMCO |  |  | P/E LPN BAGAN TERAP | Unknown | Unknown | Unknown | Unknown | DISTRIBUTION | TNB | SUNGAI BESAR | Unknown | Unknown |  |  |  | Unknown |  |  |  |  | 630.000 A | 20 | 20 | 20 | D00555 | [5 empty] | 0 | LPN BAGAN TERAP |  | 3 | Pass | null
257013953 | D00675 |  | 6980821 | 6980824 |  |  | Existing | RYB |  | D00649 TMN TERAP JAYA NO 1 | CLOSED | CLOSED | LINK | 12.000 kV | 11 kV | GAS |  | 2008 | E281505 |  | FALCON BETA | TAMCO |  |  | P/E LPN BAGAN TERAP | Unknown | Unknown | Unknown | Unknown | DISTRIBUTION | TNB | SUNGAI BESAR | Unknown | Unknown |  |  |  | Unknown |  |  |  |  | 630.000 A | 20 | 20 | 20 | D00675 | [5 empty] | 0 | LPN BAGAN TERAP |  | 3 | Pass | null
257013959 | D00675 |  | 26328310 | 26328324 |  |  | Existing | RYB |  | D00649 TMN TERAP JAYA NO 1 | CLOSED | CLOSED | LINK | 12.000 kV | 11 kV | GAS |  | 2008 | G280332 |  | FALCON BETA | TAMCO |  |  | P/E LPN BAGAN TERAP | Unknown | Unknown | Unknown | Unknown | DISTRIBUTION | TNB | SUNGAI BESAR | Unknown | Unknown |  |  |  | Unknown |  |  |  |  | 630.000 A | 20 | 20 | 20 | D00675 | [5 empty] | 0 | LPN BAGAN TERAP |  | 3 | Pass | null
257013963 | D00676 |  | 26328312 | 26328318 |  |  | Existing | RYB |  | LOOPING RMU 1 | CLOSED | CLOSED | LINK | 12.000 kV | 11 kV | GAS |  | 2008 | G280332 |  | FALCON BETA | TAMCO |  |  | P/E LPN BAGAN TERAP | Unknown | Unknown | Unknown | Unknown | DISTRIBUTION | TNB | SUNGAI BESAR | Unknown | Unknown |  |  |  | Unknown |  |  |  |  | 630.000 A | 20 | 20 | 20 | D00676 | [5 empty] | 0 | LPN BAGAN TERAP |  | 3 | Pass | null
257701102 |  | SGLG-14 (M) | 6967652 | 6967931 |  |  | Existing | RYB |  | SPARE14(SGLG) | OPEN | OPEN | MAIN |  | 11 kV | Unknown |  | 0 |  |  |  | Unknown |  |  | PPU SUNGAI LANG | Unknown | Unknown | Unknown | Unknown | DISTRIBUTION | TNB | SUNGAI BESAR | Unknown | Unknown |  |  |  | Unknown | [17 empty] | 3 | Pass | null
257701106 |  | SGLG-16 (M) | 6967653 | 6967955 |  |  | Existing | RYB |  | SPARE16(SGLG) | OPEN | OPEN | MAIN |  | 11 kV | Unknown |  | 0 |  |  |  | Unknown |  |  | PPU SUNGAI LANG | Unknown | Unknown | Unknown | Unknown | DISTRIBUTION | TNB | SUNGAI BESAR | Unknown | Unknown |  |  |  | Unknown | [17 empty] | 3 | Pass | null
257701110 |  | SGLG-12 (M) | 6967654 | 6967938 |  |  | Existing | RYB |  | SPARE12(SGLG) | OPEN | OPEN | MAIN |  | 11 kV | Unknown |  | 0 |  |  |  | Unknown |  |  | PPU SUNGAI LANG | Unknown | Unknown | Unknown | Unknown | DISTRIBUTION | TNB | SUNGAI BESAR | Unknown | Unknown |  |  |  | Unknown | [17 empty] | 3 | Pass | null
257701114 |  | SGLG-10 (M) | 6967656 | 6967947 |  |  | Existing | RYB |  | SPARE10(SGLG) | OPEN | OPEN | MAIN |  | 11 kV | Unknown |  | 0 |  |  |  | Unknown |  |  | PPU SUNGAI LANG | Unknown | Unknown | Unknown | Unknown | DISTRIBUTION | TNB | SUNGAI BESAR | Unknown | Unknown |  |  |  | Unknown | [17 empty] | 3 | Pass | null
257701118 |  | SGLG-8 (M) | 6967658 | 6967935 |  |  | Existing | RYB |  | SPARE8(SGLG) | OPEN | OPEN | MAIN |  | 11 kV | Unknown |  | 0 |  |  |  | Unknown |  |  | PPU SUNGAI LANG | Unknown | Unknown | Unknown | Unknown | DISTRIBUTION | TNB | SUNGAI BESAR | Unknown | Unknown |  |  |  | Unknown | [17 empty] | 3 | Pass | null
257701228 |  | SGLG-4 (M) | 6967739 | 6967975 |  |  | Existing | RYB |  | SPARE4(SGLG) | CLOSED | OPEN | MAIN |  | 11 kV | Unknown |  | 0 |  |  |  | Unknown |  |  | PPU SUNGAI LANG | Unknown | Unknown | Unknown | Unknown | DISTRIBUTION | TNB | SUNGAI BESAR | Unknown | Unknown |  |  |  | Unknown | [17 empty] | 3 | Pass | null
257701232 |  | SGLG-6 (M) | 6967741 | 6967977 |  |  | Existing | RYB |  | SPARE6(SGLG) | OPEN | OPEN | MAIN |  | 11 kV | Unknown |  | 0 |  |  |  | Unknown |  |  | PPU SUNGAI LANG | Unknown | Unknown | Unknown | Unknown | DISTRIBUTION | TNB | SUNGAI BESAR | Unknown | Unknown |  |  |  | Unknown | [17 empty] | 3 | Pass | null
257701236 |  | SGLG-4 (R) | 6967742 | 6967994 |  |  | Existing | RYB |  | SPARE4(SGLG) | OPEN | OPEN | RESERVE |  | Unknown | Unknown |  | 0 |  |  |  | Unknown |  |  | PPU SUNGAI LANG | Unknown | Unknown | Unknown | Unknown | DISTRIBUTION | TNB | SUNGAI BESAR | Unknown | Unknown |  |  |  | Unknown | [17 empty] | 3 | Fail | Please check "Operating Voltage"
257701240 |  | SGLG-4 (M) | 6967743 | 6967992 |  |  | Existing | RYB |  | SPARE4(SGLG) | OPEN | OPEN | MAIN |  | Unknown | Unknown |  | 0 |  |  |  | Unknown |  |  | PPU SUNGAI LANG | Unknown | Unknown | Unknown | Unknown | DISTRIBUTION | TNB | SUNGAI BESAR | Unknown | Unknown |  |  |  | Unknown | [17 empty] | 3 | Fail | Please check "Operating Voltage"
257701248 |  | SGLG-2H0 (M) | 6967745 | 6967984 |  |  | Existing | RYB |  | SGLG-TX2-2H0 | OPEN | OPEN | MAIN |  | 33 kV | Unknown |  | 0 |  |  |  | Unknown |  |  | PPU SUNGAI LANG | Unknown | Unknown | Unknown | Unknown | DISTRIBUTION | TNB | SUNGAI BESAR | Unknown | Unknown |  |  |  | Unknown | [17 empty] | 3 | Pass | null
257701252 |  | SGLG-2H0 (R) | 6967746 | 6968000 |  |  | Existing | RYB |  | SGLG-TX2-2H0 | OPEN | OPEN | RESERVE |  | 33 kV | Unknown |  | 0 |  |  |  | Unknown |  |  | PPU SUNGAI LANG | Unknown | Unknown | Unknown | Unknown | DISTRIBUTION | TNB | SUNGAI BESAR | Unknown | Unknown |  |  |  | Unknown | [17 empty] | 3 | Pass | null
257701256 |  | SGLG-B/C-1W0 | 6967747 | 6968010 |  |  | Existing | RYB |  | 33KV BUSBAR | CLOSED | OPEN | BUSBAR COUPLER |  | Unknown | VACUMM |  | 0 |  |  |  | ITEM | N/A | N/A | PPU SUNGAI LANG | Unknown | Unknown | Unknown | Unknown | DISTRIBUTION | TNB | SUNGAI BESAR | Unknown | Unknown |  |  |  | Unknown | [17 empty] | 3 | Fail | Please check "Operating Voltage"
257701260 |  | SGLG-B/S-1S0 | 6967748 | 6968002 |  |  | Existing | RYB |  | 33KV BUSBAR | CLOSED | OPEN | BUSBAR SECTION |  | Unknown | VACUMM |  | 0 |  |  |  | ITEM | N/A | N/A | PPU SUNGAI LANG | Unknown | Unknown | Unknown | Unknown | DISTRIBUTION | TNB | SUNGAI BESAR | Unknown | Unknown |  |  |  | Unknown | [17 empty] | 3 | Fail | Please check "Operating Voltage"
257701298 |  | SGLG-2 (M) | 6967769 | 6967967 |  |  | Existing | RYB |  | SPARE2(SGLG) | CLOSED | OPEN | MAIN |  | 11 kV | Unknown |  | 0 |  |  |  | Unknown |  |  | PPU SUNGAI LANG | Unknown | Unknown | Unknown | Unknown | DISTRIBUTION | TNB | SUNGAI BESAR | Unknown | Unknown |  |  |  | Unknown | [17 empty] | 3 | Pass | null
257701302 |  | SGLG-13 (M) | 6967771 | 6967998 |  |  | Existing | RYB |  | SPARE13(SGLG) | CLOSED | OPEN | MAIN |  | 11 kV | Unknown |  | 0 |  |  |  | Unknown |  |  | PPU SUNGAI LANG | Unknown | Unknown | Unknown | Unknown | DISTRIBUTION | TNB | SUNGAI BESAR | Unknown | Unknown |  |  |  | Unknown | [17 empty] | 3 | Pass | null
257701380 |  | N1 | 6967815 | 6968005 |  |  | Existing | RYB |  | N1 | OPEN | OPEN | NEUTRAL |  | Unknown | Unknown |  | 0 |  |  |  | Unknown |  |  | PPU SUNGAI LANG | Unknown | Unknown | Unknown | Unknown | DISTRIBUTION | TNB | SUNGAI BESAR | Unknown | Unknown |  |  |  | Unknown | [17 empty] | 3 | Fail | Please check "Operating Voltage"
257701384 |  | SGLG-1H0 (M) | 6967816 | 6968008 |  |  | Existing | RYB |  | SGLG-TX1-1H0 | OPEN | OPEN | MAIN |  | 33 kV | Unknown |  | 0 |  |  |  | Unknown |  |  | PPU SUNGAI LANG | Unknown | Unknown | Unknown | Unknown | DISTRIBUTION | TNB | SUNGAI BESAR | Unknown | Unknown |  |  |  | Unknown | [17 empty] | 3 | Pass | null
257701388 |  | SGLG-1H0 (R) | 6967817 | 6968021 |  |  | Existing | RYB |  | SGLG-TX1-1H0 | OPEN | OPEN | RESERVE |  | 33 kV | Unknown |  | 0 |  |  |  | Unknown |  |  | PPU SUNGAI LANG | Unknown | Unknown | Unknown | Unknown | DISTRIBUTION | TNB | SUNGAI BESAR | Unknown | Unknown |  |  |  | Unknown | [17 empty] | 3 | Pass | null
257701392 |  | SGLG-1 (M) | 6967818 | 6968012 |  |  | Existing | RYB |  | SPARE1(SGLG) | CLOSED | OPEN | MAIN |  | 33 kV | Unknown |  | 0 |  |  |  | Unknown |  |  | PPU SUNGAI LANG | Unknown | Unknown | Unknown | Unknown | DISTRIBUTION | TNB | SUNGAI BESAR | Unknown | Unknown |  |  |  | Unknown | [17 empty] | 3 | Pass | null
257701396 |  | SGLG-1 (R) | 6967819 | 6968013 |  |  | Existing | RYB |  | SPARE1(SGLG) | OPEN | OPEN | RESERVE |  | Unknown | Unknown |  | 0 |  |  |  | Unknown |  |  | PPU SUNGAI LANG | Unknown | Unknown | Unknown | Unknown | DISTRIBUTION | TNB | SUNGAI BESAR | Unknown | Unknown |  |  |  | Unknown | [17 empty] | 3 | Fail | Please check "Operating Voltage"
257701400 |  | N2 | 6967820 | 6968068 |  |  | Existing | RYB |  | N2 | OPEN | OPEN | NEUTRAL |  | Unknown | Unknown |  | 0 |  |  |  | Unknown |  |  | PPU SUNGAI LANG | Unknown | Unknown | Unknown | Unknown | DISTRIBUTION | TNB | SUNGAI BESAR | Unknown | Unknown |  |  |  | Unknown | [17 empty] | 3 | Fail | Please check "Operating Voltage"
257701417 |  | N5 | 6967828 | 6968070 |  |  | Existing | RYB |  | N5 | OPEN | OPEN | NEUTRAL |  | Unknown | Unknown |  | 0 |  |  |  | Unknown |  |  | PPU SUNGAI LANG | Unknown | Unknown | Unknown | Unknown | DISTRIBUTION | TNB | SUNGAI BESAR | Unknown | Unknown |  |  |  | Unknown | [17 empty] | 3 | Fail | Please check "Operating Voltage"
257701421 |  | SGLG-3 (R) | 6967829 | 6968076 |  |  | Existing | RYB |  | SPARE3(SGLG) | OPEN | OPEN | RESERVE |  | Unknown | Unknown |  | 0 |  |  |  | Unknown |  |  | PPU SUNGAI LANG | Unknown | Unknown | Unknown | Unknown | DISTRIBUTION | TNB | SUNGAI BESAR | Unknown | Unknown |  |  |  | Unknown | [17 empty] | 3 | Fail | Please check "Operating Voltage"
257701425 |  | SGLG-3 (M) | 6967830 | 6968077 |  |  | Existing | RYB |  | SPARE3(SGLG) | OPEN | OPEN | MAIN |  | Unknown | Unknown |  | 0 |  |  |  | Unknown |  |  | PPU SUNGAI LANG | Unknown | Unknown | Unknown | Unknown | DISTRIBUTION | TNB | SUNGAI BESAR | Unknown | Unknown |  |  |  | Unknown | [17 empty] | 3 | Fail | Please check "Operating Voltage"
257701429 |  | N4 | 6967831 | 6968090 |  |  | Existing | RYB |  | N4 | OPEN | OPEN | NEUTRAL |  | Unknown | Unknown |  | 0 |  |  |  | Unknown |  |  | PPU SUNGAI LANG | Unknown | Unknown | Unknown | Unknown | DISTRIBUTION | TNB | SUNGAI BESAR | Unknown | Unknown |  |  |  | Unknown | [17 empty] | 3 | Fail | Please check "Operating Voltage"
257701435 |  | SGLG-3 (M) | 6967834 | 6968045 |  |  | Existing | RYB |  | SPARE3(SGLG) | CLOSED | OPEN | MAIN |  | 11 kV | Unknown |  | 0 |  |  |  | Unknown |  |  | PPU SUNGAI LANG | Unknown | Unknown | Unknown | Unknown | DISTRIBUTION | TNB | SUNGAI BESAR | Unknown | Unknown |  |  |  | Unknown | [17 empty] | 3 | Pass | null
257701439 |  | SGLG-5 (M) | 6967835 | 6968062 |  |  | Existing | RYB |  | SPARE5(SGLG) | CLOSED | OPEN | MAIN |  | 11 kV | Unknown |  | 0 |  |  |  | Unknown |  |  | PPU SUNGAI LANG | Unknown | Unknown | Unknown | Unknown | DISTRIBUTION | TNB | SUNGAI BESAR | Unknown | Unknown |  |  |  | Unknown | [17 empty] | 3 | Pass | null
257701443 |  | SGLG-31 (M) | 6967836 | 6968039 |  |  | Existing | RYB |  | SPARE31(SGLG) | CLOSED | OPEN | MAIN |  | 11 kV | Unknown |  | 0 |  |  |  | Unknown |  |  | PPU SUNGAI LANG | Unknown | Unknown | Unknown | Unknown | DISTRIBUTION | TNB | SUNGAI BESAR | Unknown | Unknown |  |  |  | Unknown | [17 empty] | 3 | Pass | null
257701447 |  | SGLG-1 (M) | 6967839 | 6968047 |  |  | Existing | RYB |  | SPARE1(SGLG) | CLOSED | OPEN | MAIN |  | 11 kV | Unknown |  | 0 |  |  |  | Unknown |  |  | PPU SUNGAI LANG | Unknown | Unknown | Unknown | Unknown | DISTRIBUTION | TNB | SUNGAI BESAR | Unknown | Unknown |  |  |  | Unknown | [17 empty] | 3 | Pass | null
257701451 |  | SGLG-11 (M) | 6967840 | 6968109 |  |  | Existing | RYB |  | SPARE11(SGLG) | CLOSED | OPEN | MAIN |  | 11 kV | Unknown |  | 0 |  |  |  | Unknown |  |  | PPU SUNGAI LANG | Unknown | Unknown | Unknown | Unknown | DISTRIBUTION | TNB | SUNGAI BESAR | Unknown | Unknown |  |  |  | Unknown | [17 empty] | 3 | Pass | null
257701455 |  | SGLG-9 (M) | 6967842 | 6968111 |  |  | Existing | RYB |  | SPARE9(SGLG) | CLOSED | OPEN | MAIN |  | 11 kV | Unknown |  | 0 |  |  |  | Unknown |  |  | PPU SUNGAI LANG | Unknown | Unknown | Unknown | Unknown | DISTRIBUTION | TNB | SUNGAI BESAR | Unknown | Unknown |  |  |  | Unknown | [17 empty] | 3 | Pass | null
257701459 |  | SGLG-7 (M) | 6967844 | 6968113 |  |  | Existing | RYB |  | SPARE7(SGLG) | CLOSED | OPEN | MAIN |  | 11 kV | Unknown |  | 0 |  |  |  | Unknown |  |  | PPU SUNGAI LANG | Unknown | Unknown | Unknown | Unknown | DISTRIBUTION | TNB | SUNGAI BESAR | Unknown | Unknown |  |  |  | Unknown | [17 empty] | 3 | Pass | null
257701463 |  | SGLG-13 (M) | 6967848 | 6968084 |  |  | Existing | RYB |  | SPARE13(SGLG) | CLOSED | OPEN | MAIN |  | 11 kV | Unknown |  | 0 |  |  |  | Unknown |  |  | PPU SUNGAI LANG | Unknown | Unknown | Unknown | Unknown | DISTRIBUTION | TNB | SUNGAI BESAR | Unknown | Unknown |  |  |  | Unknown | [17 empty] | 3 | Pass | null
257701576 |  | SGLG-2 (R) | 6968148 | 6968159 |  |  | Existing | RYB |  | SPARE2(SGLG) | OPEN | OPEN | RESERVE |  | Unknown | Unknown |  | 0 |  |  |  | Unknown |  |  | PPU SUNGAI LANG | Unknown | Unknown | Unknown | Unknown | DISTRIBUTION | TNB | SUNGAI BESAR | Unknown | Unknown |  |  |  | Unknown | [17 empty] | 3 | Fail | Please check "Operating Voltage"
257701593 |  | SGLG-2 (M) | 6968158 | 6968162 |  |  | Existing | RYB |  | SPARE2(SGLG) | CLOSED | OPEN | MAIN |  | 33 kV | Unknown |  | 0 |  |  |  | Unknown |  |  | PPU SUNGAI LANG | Unknown | Unknown | Unknown | Unknown | DISTRIBUTION | TNB | SUNGAI BESAR | Unknown | Unknown |  |  |  | Unknown | [17 empty] | 3 | Pass | null
377644456 | D00002 |  |  |  | BSBR/PCE/J00178/MBRMU1 | 300241515 | Existing | RYB |  |  | CLOSED | CLOSED | LINK |  | 11 kV |  | 30/05/1995 |  |  |  |  | VEI |  |  | TMN PERWIRA | Unknown | Unknown | NO | NONE | DISTRIBUTION | TNB | SUNGAI BESAR | NO | Unknown |  |  |  | NO | [8 empty] | D00002 | NO | [7 empty] | 3 | Pass | null
377644461 | D00003 |  |  |  | BSBR/PCE/J00178/MBRMU1 | 300241515 | Existing | RYB |  |  | CLOSED | CLOSED | LINK |  | 11 kV |  | 30/05/1995 |  |  |  |  | VEI |  |  | TMN PERWIRA | Unknown | Unknown | NO | NONE | DISTRIBUTION | TNB | SUNGAI BESAR | NO | Unknown |  |  |  | NO | [8 empty] | D00003 | NO | [7 empty] | 3 | Pass | null
377644558 | D05240 |  |  |  | BSBR/PCE/J00181/MBRMU | 300451117 | Existing | RYB |  |  | CLOSED | CLOSED | LINK |  | 11 kV |  | 20070101 |  |  |  |  | SIEMENS |  |  | P/E TAMAN GEMILANG NO 2 | Unknown | Unknown | NO | NONE | DISTRIBUTION | TNB | SUNGAI BESAR | NO | Unknown |  |  |  | NO | [8 empty] | D05240 | NO | [7 empty] | 3 | Pass | null
377644563 | D05238 |  |  |  | BSBR/PCE/J00181/MBRMU | 300451117 | Existing | RYB |  |  | CLOSED | CLOSED | LINK |  | 11 kV |  | 20070101 |  |  |  |  | SIEMENS |  |  | P/E TAMAN GEMILANG NO 2 | Unknown | Unknown | NO | NONE | DISTRIBUTION | TNB | SUNGAI BESAR | NO | Unknown |  |  |  | NO | [8 empty] | D05238 | NO | [7 empty] | 3 | Pass | null
377644681 | D06781 |  |  |  | BSBR/PCE/J00240/MB1 | 310371006 | Existing | RYB |  |  | CLOSED | CLOSED | LINK |  | 11 kV | [6 empty] | TOSHIBA |  |  | P/E MCDONALD SG BESAR | Unknown | Unknown | NO | NONE | DISTRIBUTION | TNB | SUNGAI BESAR | NO | Unknown |  |  |  | NO | [8 empty] | D06781 | NO | [7 empty] | 3 | Pass | null
377644686 | D06782 |  |  |  | BSBR/PCE/J00240/MB1 | 310371006 | Existing | RYB |  |  | CLOSED | CLOSED | LINK |  | 11 kV | [6 empty] | TOSHIBA |  |  | P/E MCDONALD SG BESAR | Unknown | Unknown | NO | NONE | DISTRIBUTION | TNB | SUNGAI BESAR | NO | Unknown |  |  |  | NO | [8 empty] | D06782 | NO | [7 empty] | 3 | Pass | null
377645043 | D00657 |  |  |  | BSBR/PCE/J00009/MB1 | 310370995 | Existing | RYB |  |  | CLOSED | CLOSED | LINK |  | 11 kV | [9 empty] | SBBC FASA 3 | Unknown | Unknown | NO | NONE | DISTRIBUTION | TNB | SUNGAI BESAR | NO | Unknown |  |  |  | NO | [8 empty] | D00657 | NO | [7 empty] | 3 | Pass | null
377645060 | D00654 |  |  |  | BSBR/PCE/J00009/MB1 | 310370995 | Existing | RYB |  |  | CLOSED | CLOSED | LINK |  | 11 kV | [9 empty] | SBBC FASA 3 | Unknown | Unknown | NO | NONE | DISTRIBUTION | TNB | SUNGAI BESAR | NO | Unknown |  |  |  | NO | [8 empty] | D00654 | NO | [7 empty] | 3 | Pass | null
377645220 | D00641 | [5 empty] | Existing | RYB |  |  | CLOSED | CLOSED | LINK |  | 11 kV | [9 empty] | P/E SBBC FASA 2 | Unknown | Unknown | NO | NONE | DISTRIBUTION | TNB | SUNGAI BESAR | NO | Unknown |  |  |  | NO | [8 empty] | D00641 | NO | [7 empty] | 3 | Pass | null
377645225 | D00639 | [5 empty] | Existing | RYB |  |  | CLOSED | CLOSED | LINK |  | 11 kV | [9 empty] | P/E SBBC FASA 2 | Unknown | Unknown | NO | NONE | DISTRIBUTION | TNB | SUNGAI BESAR | NO | Unknown |  |  |  | NO | [8 empty] | D00639 | NO | [7 empty] | 3 | Pass | null
377645317 | D05241 |  |  |  | BSBR/PCE/J00199/MB1 | 310357935 | Existing | RYB |  |  | CLOSED | CLOSED | LINK |  | 11 kV | [9 empty] | P/E SBBC FASA 1 | Unknown | Unknown | NO | NONE | DISTRIBUTION | TNB | SUNGAI BESAR | NO | Unknown |  |  |  | NO | [8 empty] | D05241 | NO | [7 empty] | 3 | Pass | null
377645334 | D05244 |  |  |  | BSBR/PCE/J00199/MB1 | 310357935 | Existing | RYB |  |  | CLOSED | CLOSED | LINK |  | 11 kV | [9 empty] | P/E SBBC FASA 1 | Unknown | Unknown | NO | NONE | DISTRIBUTION | TNB | SUNGAI BESAR | NO | Unknown |  |  |  | NO | [8 empty] | D05244 | NO | [7 empty] | 3 | Pass | null
377645492 | D00005 | [5 empty] | Existing | RYB |  |  | CLOSED | CLOSED | LINK |  | 11 kV | [9 empty] | P/E TAMAN PURNAMA | Unknown | Unknown | NO | NONE | DISTRIBUTION | TNB | SUNGAI BESAR | NO | Unknown |  |  |  | NO | [8 empty] | D00005 | NO | [7 empty] | 3 | Pass | null
377645497 | D00004 | [5 empty] | Existing | RYB |  |  | CLOSED | CLOSED | LINK |  | 11 kV | [9 empty] | P/E TAMAN PURNAMA | Unknown | Unknown | NO | NONE | DISTRIBUTION | TNB | SUNGAI BESAR | NO | Unknown |  |  |  | NO | [8 empty] | D00004 | NO | [7 empty] | 3 | Pass | null
377645589 | D00008 |  |  |  | BSBR/PCE/J00194/MB1 | 310355579 | Existing | RYB |  |  | CLOSED | CLOSED | LINK |  | 11 kV | [6 empty] | TAMCO |  |  | P/E TAMAN PERDANA NO 1 | Unknown | Unknown | NO | NONE | DISTRIBUTION | TNB | SUNGAI BESAR | NO | Unknown |  |  |  | NO | [8 empty] | D00008 | NO | [7 empty] | 3 | Pass | null
377645606 | D00009 |  |  |  | BSBR/PCE/J00194/MB1 | 310355579 | Existing | RYB |  | D06823 PE RMH KEDAI JLN PPP 3 | CLOSED | CLOSED | LINK |  | 11 kV | [6 empty] | TAMCO |  |  | P/E TAMAN PERDANA NO 1 | Unknown | Unknown | NO | NONE | DISTRIBUTION | TNB | SUNGAI BESAR | NO | Unknown |  |  |  | NO | [8 empty] | D00009 | NO | [7 empty] | 3 | Pass | null
377645945 | D00012 | [5 empty] | Existing | RYB |  |  | CLOSED | CLOSED | LINK |  | 11 kV | [9 empty] | P/E TAMAN PERDANA | Unknown | Unknown | NO | NONE | DISTRIBUTION | TNB | SUNGAI BESAR | NO | Unknown |  |  |  | NO | [8 empty] | D00012 | NO | [7 empty] | 3 | Pass | null
377645962 | D00013 | [5 empty] | Existing | RYB |  | D06821 PE RMH KEDAI JLN PPP 3 | CLOSED | CLOSED | LINK |  | 11 kV | [9 empty] | P/E TAMAN PERDANA | Unknown | Unknown | NO | NONE | DISTRIBUTION | TNB | SUNGAI BESAR | NO | Unknown |  |  |  | NO | [8 empty] | D00013 | NO | [7 empty] | 3 | Pass | null
377646120 | D00015 |  |  |  | BSBR/PCE/J00037/MBS00732 | 300039899 | Existing | RYB |  |  | CLOSED | CLOSED | LINK |  | 11 kV |  | 20030509 |  |  |  |  | VEI |  |  | TMN PADU PERMAI | Unknown | Unknown | NO | NONE | DISTRIBUTION | TNB | SUNGAI BESAR | NO | Unknown |  |  |  | NO | [8 empty] | D00015 | NO | [7 empty] | 3 | Pass | null
377646125 | D00016 |  |  |  | BSBR/PCE/J00037/MBS00732 | 300039899 | Existing | RYB |  |  | CLOSED | CLOSED | LINK |  | 11 kV |  | 20030509 |  |  |  |  | VEI |  |  | TMN PADU PERMAI | Unknown | Unknown | NO | NONE | DISTRIBUTION | TNB | SUNGAI BESAR | NO | Unknown |  |  |  | NO | [8 empty] | D00016 | NO | [7 empty] | 3 | Pass | null
377646217 | D00017 |  |  |  | BSBR/PCE/J00038/MBS00735 | 300039904 | Existing | RYB |  |  | CLOSED | CLOSED | LINK |  | 11 kV |  | 20031004 |  |  |  |  | INDKOM |  |  | TMN SETIA JAYA | Unknown | Unknown | NO | NONE | DISTRIBUTION | TNB | SUNGAI BESAR | NO | Unknown |  |  |  | NO | [8 empty] | D00017 | NO | [7 empty] | 3 | Pass | null
377646221 | D00020 |  |  |  | BSBR/PCE/J00038/MBS00735 | 300039904 | Existing | RYB |  |  | OPEN | CLOSED | LINK |  | 11 kV |  | 20031004 |  |  |  |  | INDKOM |  |  | TMN SETIA JAYA | Unknown | Unknown | NO | NONE | DISTRIBUTION | TNB | SUNGAI BESAR | NO | Unknown |  |  |  | NO | [8 empty] | D00020 | NO | [7 empty] | 3 | Pass | null
377646238 | D00019 |  |  |  | BSBR/PCE/J00038/MBS00735 | 300039904 | Existing | RYB |  |  | OPEN | CLOSED | LINK |  | 11 kV |  | 20031004 |  |  |  |  | INDKOM |  |  | TMN SETIA JAYA | Unknown | Unknown | NO | NONE | DISTRIBUTION | TNB | SUNGAI BESAR | NO | Unknown |  |  |  | NO | [8 empty] | D00019 | NO | [7 empty] | 3 | Pass | null
377646426 | D00697 |  |  |  | BSBR/PCE/J00217/MB | 300453596 | Existing | RYB |  |  | OPEN | CLOSED | LINK |  | 11 kV |  | 29/11/2010 |  |  |  |  | TAMCO |  |  | S/SUIS PPU SG BESAR | Unknown | Unknown | NO | NONE | DISTRIBUTION | TNB | SUNGAI BESAR | NO | Unknown |  |  |  | NO | [8 empty] | D00697 | NO | [7 empty] | 3 | Pass | null
377646430 | D00696 |  |  |  | BSBR/PCE/J00217/MB | 300453596 | Existing | RYB |  |  | CLOSED | CLOSED | LINK |  | 11 kV |  | 29/11/2010 |  |  |  |  | TAMCO |  |  | S/SUIS PPU SG BESAR | Unknown | Unknown | NO | NONE | DISTRIBUTION | TNB | SUNGAI BESAR | NO | Unknown |  |  |  | NO | [8 empty] | D00696 | NO | [7 empty] | 3 | Pass | null
377646447 | D00698 |  |  |  | BSBR/PCE/J00217/MB | 300453596 | Existing | RYB |  |  | CLOSED | CLOSED | LINK |  | 11 kV |  | 29/11/2010 |  |  |  |  | TAMCO |  |  | S/SUIS PPU SG BESAR | Unknown | Unknown | NO | NONE | DISTRIBUTION | TNB | SUNGAI BESAR | NO | Unknown |  |  |  | NO | [8 empty] | D00698 | NO | [7 empty] | 3 | Pass | null
377646531 | D00107 |  |  |  | BSBR/PCE/J00034/MBNN03 | 300039886 | Existing | RYB |  |  | CLOSED | CLOSED | LINK |  | 11 kV |  | 26/08/1989 | [7 empty] | P/E JBA SG BESAR | Unknown | Unknown | NO | NONE | DISTRIBUTION | TNB | SUNGAI BESAR | NO | Unknown |  |  |  | NO | [8 empty] | D00107 | NO | [7 empty] | 3 | Pass | null
377646536 | D00108 |  |  |  | BSBR/PCE/J00034/MBNN03 | 300039886 | Existing | RYB |  |  | CLOSED | CLOSED | LINK |  | 11 kV |  | 26/08/1989 | [7 empty] | P/E JBA SG BESAR | Unknown | Unknown | NO | NONE | DISTRIBUTION | TNB | SUNGAI BESAR | NO | Unknown |  |  |  | NO | [8 empty] | D00108 | NO | [7 empty] | 3 | Pass | null
377646627 | D00110 |  |  |  | BSBR/PCE/J00035/MBNN01 | 300039889 | Existing | RYB |  |  | CLOSED | CLOSED | LINK |  | 11 kV |  | 26/04/1995 |  |  |  |  | TAMCO |  |  | TALIKOM S/BESAR | Unknown | Unknown | NO | NONE | DISTRIBUTION | TNB | SUNGAI BESAR | NO | Unknown |  |  |  | NO | [8 empty] | D00110 | NO | [7 empty] | 3 | Pass | null
377646632 | D00111 |  |  |  | BSBR/PCE/J00035/MBNN01 | 300039889 | Existing | RYB |  |  | CLOSED | CLOSED | LINK |  | 11 kV |  | 26/04/1995 |  |  |  |  | TAMCO |  |  | TALIKOM S/BESAR | Unknown | Unknown | NO | NONE | DISTRIBUTION | TNB | SUNGAI BESAR | NO | Unknown |  |  |  | NO | [8 empty] | D00111 | NO | [7 empty] | 3 | Pass | null
377646721 | D00115 |  |  |  | BSBR/PCE/J00036/MBNN03 | 300039896 | Existing | RYB |  |  | CLOSED | CLOSED | LINK |  | 11 kV |  | 19910108 |  |  |  |  | INDKOM |  |  | JLN MAHSURI | Unknown | Unknown | NO | NONE | DISTRIBUTION | TNB | SUNGAI BESAR | NO | Unknown |  |  |  | NO | [8 empty] | D00115 | NO | [7 empty] | 3 | Pass | null
377646726 | D00113 |  |  |  | BSBR/PCE/J00036/MBNN03 | 300039896 | Existing | RYB |  |  | CLOSED | CLOSED | LINK |  | 11 kV |  | 19910108 |  |  |  |  | INDKOM |  |  | JLN MAHSURI | Unknown | Unknown | NO | NONE | DISTRIBUTION | TNB | SUNGAI BESAR | NO | Unknown |  |  |  | NO | [8 empty] | D00113 | NO | [7 empty] | 3 | Pass | null
377646882 | D00116 |  |  |  | BSBR/PCE/J00077/MBNN03 | 300040074 | Existing | RYB |  |  | CLOSED | CLOSED | LINK |  | 11 kV |  | 30/01/2002 |  |  |  |  | INDKOM |  |  | ARKED MARA | Unknown | Unknown | NO | NONE | DISTRIBUTION | TNB | SUNGAI BESAR | NO | Unknown |  |  |  | NO | [8 empty] | D00116 | NO | [7 empty] | 3 | Pass | null
377646887 | D00117 |  |  |  | BSBR/PCE/J00077/MBNN03 | 300040074 | Existing | RYB |  |  | CLOSED | CLOSED | LINK |  | 11 kV |  | 30/01/2002 |  |  |  |  | INDKOM |  |  | ARKED MARA | Unknown | Unknown | NO | NONE | DISTRIBUTION | TNB | SUNGAI BESAR | NO | Unknown |  |  |  | NO | [8 empty] | D00117 | NO | [7 empty] | 3 | Pass | null
377647012 | D00104 |  |  |  | BSBR/PCE/J00010/MB1 | 310371013 | Existing | RYB |  |  | CLOSED | CLOSED | LINK |  | 11 kV | [6 empty] | MERLIN GERIN |  |  | TMN GEMILANG | Unknown | Unknown | NO | NONE | DISTRIBUTION | TNB | SUNGAI BESAR | NO | Unknown |  |  |  | NO | [8 empty] | D00104 | NO | [7 empty] | 3 | Pass | null
377647017 | D00105 |  |  |  | BSBR/PCE/J00010/MB1 | 310371013 | Existing | RYB |  |  | CLOSED | CLOSED | LINK |  | 11 kV | [6 empty] | MERLIN GERIN |  |  | TMN GEMILANG | Unknown | Unknown | NO | NONE | DISTRIBUTION | TNB | SUNGAI BESAR | NO | Unknown |  |  |  | NO | [8 empty] | D00105 | NO | [7 empty] | 3 | Pass | null
377647207 | D06740 |  |  |  | BSBR/PCE/J00223/MB1 | 300448006 | Existing | RYB |  |  | CLOSED | CLOSED | LINK |  | 11 kV |  | 20121211 |  |  |  |  | INDKOM |  |  | P/E TMN BEDENA 2 | Unknown | Unknown | NO | NONE | DISTRIBUTION | TNB | SUNGAI BESAR | NO | Unknown |  |  |  | NO | [8 empty] | D06740 | NO | [7 empty] | 3 | Pass | null
377647211 | D06743 |  |  |  | BSBR/PCE/J00223/MB1 | 300448006 | Existing | RYB |  |  | CLOSED | CLOSED | LINK |  | 11 kV |  | 20121211 |  |  |  |  | INDKOM |  |  | P/E TMN BEDENA 2 | Unknown | Unknown | NO | NONE | DISTRIBUTION | TNB | SUNGAI BESAR | NO | Unknown |  |  |  | NO | [8 empty] | D06743 | NO | [7 empty] | 3 | Pass | null
377647228 | D06742 |  |  |  | BSBR/PCE/J00223/MB1 | 300448006 | Existing | RYB |  |  | CLOSED | CLOSED | LINK |  | 11 kV |  | 20121211 |  |  |  |  | INDKOM |  |  | P/E TMN BEDENA 2 | Unknown | Unknown | NO | NONE | DISTRIBUTION | TNB | SUNGAI BESAR | NO | Unknown |  |  |  | NO | [8 empty] | D06742 | NO | [7 empty] | 3 | Pass | null
377647328 | D00022 |  |  |  | BSBR/PCE/J00197/MB1 | 310355581 | Existing | RYB |  |  | CLOSED | CLOSED | LINK |  | 11 kV | [6 empty] | TAMCO |  |  | P/E BOMBA SG BESAR | Unknown | Unknown | NO | NONE | DISTRIBUTION | TNB | SUNGAI BESAR | NO | Unknown |  |  |  | NO | [8 empty] | D00022 | NO | [7 empty] | 3 | Pass | null
377647333 | D00021 |  |  |  | BSBR/PCE/J00197/MB1 | 310355581 | Existing | RYB |  |  | CLOSED | CLOSED | LINK |  | 11 kV | [6 empty] | TAMCO |  |  | P/E BOMBA SG BESAR | Unknown | Unknown | NO | NONE | DISTRIBUTION | TNB | SUNGAI BESAR | NO | Unknown |  |  |  | NO | [8 empty] | D00021 | NO | [7 empty] | 3 | Pass | null
377647521 | D00721 |  |  |  | BSBR/PCE/J00222/MB1 | 300448004 | Existing | RYB |  |  | CLOSED | CLOSED | LINK |  | 11 kV |  | 25/03/2013 |  |  |  |  | INDKOM |  |  | P/E MAHKAMAH | Unknown | Unknown | NO | NONE | DISTRIBUTION | TNB | SUNGAI BESAR | NO | Unknown |  |  |  | NO | [8 empty] | D00721 | NO | [7 empty] | 3 | Pass | null
377647526 | D00723 |  |  |  | BSBR/PCE/J00222/MB1 | 300448004 | Existing | RYB |  |  | CLOSED | CLOSED | LINK |  | 11 kV |  | 25/03/2013 |  |  |  |  | INDKOM |  |  | P/E MAHKAMAH | Unknown | Unknown | NO | NONE | DISTRIBUTION | TNB | SUNGAI BESAR | NO | Unknown |  |  |  | NO | [8 empty] | D00723 | NO | [7 empty] | 3 | Pass | null
377647725 | D00025 |  |  |  | BSBR/PCE/J00198/MB1 | 310357923 | Existing | RYB |  |  | CLOSED | CLOSED | LINK |  | 11 kV | [6 empty] | EPE |  |  | P/E TAMAN BAYU | Unknown | Unknown | NO | NONE | DISTRIBUTION | TNB | SUNGAI BESAR | NO | Unknown |  |  |  | NO | [8 empty] | D00025 | NO | [7 empty] | 3 | Pass | null
377647730 | D00026 |  |  |  | BSBR/PCE/J00198/MB1 | 310357923 | Existing | RYB |  |  | CLOSED | CLOSED | LINK |  | 11 kV | [6 empty] | EPE |  |  | P/E TAMAN BAYU | Unknown | Unknown | NO | NONE | DISTRIBUTION | TNB | SUNGAI BESAR | NO | Unknown |  |  |  | NO | [8 empty] | D00026 | NO | [7 empty] | 3 | Pass | null
377647822 | D00028 |  |  |  | BSBR/PCE/J00174/MBRMU1 | 300241430 | Existing | RYB |  |  | CLOSED | CLOSED | LINK |  | 11 kV |  | 20030910 |  |  |  |  | FALCON BETA |  |  | TMN PADU PERMAI NO 2 | Unknown | Unknown | NO | NONE | DISTRIBUTION | TNB | SUNGAI BESAR | NO | Unknown |  |  |  | NO | [8 empty] | D00028 | NO | [7 empty] | 3 | Pass | null
377647839 | D00027 |  |  |  | BSBR/PCE/J00174/MBRMU1 | 300241430 | Existing | RYB |  |  | CLOSED | CLOSED | LINK |  | 11 kV |  | 20030910 |  |  |  |  | FALCON BETA |  |  | TMN PADU PERMAI NO 2 | Unknown | Unknown | NO | NONE | DISTRIBUTION | TNB | SUNGAI BESAR | NO | Unknown |  |  |  | NO | [8 empty] | D00027 | NO | [7 empty] | 3 | Pass | null
377647996 | D06814 |  |  |  | BSBR/PCE/J00249/MB1 | 300554395 | Existing | RYB |  |  | CLOSED | CLOSED | LINK |  | 11 kV | [9 empty] | P/E MASJID PADU PERMAI | Unknown | Unknown | NO | NONE | DISTRIBUTION | TNB | SUNGAI BESAR | NO | Unknown |  |  |  | NO | [8 empty] | D06814 | NO | [7 empty] | 3 | Pass | null
377648001 | D06812 |  |  |  | BSBR/PCE/J00249/MB1 | 300554395 | Existing | RYB |  |  | CLOSED | CLOSED | LINK |  | 11 kV | [9 empty] | P/E MASJID PADU PERMAI | Unknown | Unknown | NO | NONE | DISTRIBUTION | TNB | SUNGAI BESAR | NO | Unknown |  |  |  | NO | [8 empty] | D06812 | NO | [7 empty] | 3 | Pass | null
377648096 | D00031 |  |  |  | BSBR/PCE/J00183/MB1 | 310357925 | Existing | RYB |  |  | CLOSED | CLOSED | LINK |  | 11 kV | [6 empty] | TAMCO |  |  | P/E TMN PADU PERMAI NO 3 | Unknown | Unknown | NO | NONE | DISTRIBUTION | TNB | SUNGAI BESAR | NO | Unknown |  |  |  | NO | [8 empty] | D00031 | NO | [7 empty] | 3 | Pass | null
377648101 | D00032 |  |  |  | BSBR/PCE/J00183/MB1 | 310357925 | Existing | RYB |  |  | CLOSED | CLOSED | LINK |  | 11 kV | [6 empty] | TAMCO |  |  | P/E TMN PADU PERMAI NO 3 | Unknown | Unknown | NO | NONE | DISTRIBUTION | TNB | SUNGAI BESAR | NO | Unknown |  |  |  | NO | [8 empty] | D00032 | NO | [7 empty] | 3 | Pass | null
377648364 | D00689 |  |  |  | BSBR/PCE/J00218/MB1 | 300447847 | Existing | RYB |  |  | CLOSED | CLOSED | LINK |  | 11 kV |  | 20090207 |  |  |  |  | INDKOM |  |  | P/E TERNAK LEMBU | Unknown | Unknown | NO | NONE | DISTRIBUTION | TNB | SUNGAI BESAR | NO | Unknown |  |  |  | NO | [8 empty] | D00689 | NO | [7 empty] | 3 | Pass | null
377648381 | D00691 |  |  |  | BSBR/PCE/J00218/MB1 | 300447847 | Existing | RYB |  |  | CLOSED | CLOSED | LINK |  | 11 kV |  | 20090207 |  |  |  |  | INDKOM |  |  | P/E TERNAK LEMBU | Unknown | Unknown | NO | NONE | DISTRIBUTION | TNB | SUNGAI BESAR | NO | Unknown |  |  |  | NO | [8 empty] | D00691 | NO | [7 empty] | 3 | Pass | null
377648537 | D00034 |  |  |  | BSBR/PCE/J00002/MBNN01 | 300039797 | Existing | RYB |  |  | CLOSED | CLOSED | LINK |  | 11 kV |  | 20021006 | [7 empty] | TBK MARSO | Unknown | Unknown | NO | NONE | DISTRIBUTION | TNB | SUNGAI BESAR | NO | Unknown |  |  |  | NO | [8 empty] | D00034 | NO | [7 empty] | 3 | Pass | null
377648542 | D00036 |  |  |  | BSBR/PCE/J00002/MBNN01 | 300039797 | Existing | RYB |  |  | CLOSED | CLOSED | LINK |  | 11 kV |  | 20021006 | [7 empty] | TBK MARSO | Unknown | Unknown | NO | NONE | DISTRIBUTION | TNB | SUNGAI BESAR | NO | Unknown |  |  |  | NO | [8 empty] | D00036 | NO | [7 empty] | 3 | Pass | null
377648632 | D00039 |  |  |  | BSBR/PCE/J00196/MB1 | 310357924 | Existing | RYB |  |  | CLOSED | CLOSED | LINK |  | 11 kV | [6 empty] | INDKOM |  |  | P/E MARIN PARK | Unknown | Unknown | NO | NONE | DISTRIBUTION | TNB | SUNGAI BESAR | NO | Unknown |  |  |  | NO | [8 empty] | D00039 | NO | [7 empty] | 3 | Pass | null
377648637 | D00037 |  |  |  | BSBR/PCE/J00196/MB1 | 310357924 | Existing | RYB |  |  | CLOSED | CLOSED | LINK |  | 11 kV | [6 empty] | INDKOM |  |  | P/E MARIN PARK | Unknown | Unknown | NO | NONE | DISTRIBUTION | TNB | SUNGAI BESAR | NO | Unknown |  |  |  | NO | [8 empty] | D00037 | NO | [7 empty] | 3 | Pass | null
377957888 | D06827 |  |  |  | BSBR/PCE/J00254/MB1 | 310475064 | Existing | RYB |  |  | CLOSED | CLOSED | LINK |  | 11 kV | [6 empty] | INDKOM |  |  | D-SBR-C17-0165 | Unknown | Unknown | NO | NONE | DISTRIBUTION | TNB | SUNGAI BESAR | NO | Unknown |  |  |  | NO | [8 empty] | D06827 | NO | [7 empty] | 3 | Pass | null
377957893 | D06829 |  |  |  | BSBR/PCE/J00254/MB1 | 310475064 | Existing | RYB |  |  | CLOSED | CLOSED | LINK |  | 11 kV | [6 empty] | INDKOM |  |  | D-SBR-C17-0165 | Unknown | Unknown | NO | NONE | DISTRIBUTION | TNB | SUNGAI BESAR | NO | Unknown |  |  |  | NO | [8 empty] | D06829 | NO | [7 empty] | 3 | Pass | null
377958009 | D06826 |  |  |  | BSBR/PCE/J00255/MB1 | 310490437 | Existing | RYB |  |  | CLOSED | CLOSED | LINK |  | 11 kV | [6 empty] | INDKOM |  |  | D-SBR-C17-0164 | Unknown | Unknown | NO | NONE | DISTRIBUTION | TNB | SUNGAI BESAR | NO | Unknown |  |  |  | NO | [8 empty] | D06826 | NO | [7 empty] | 3 | Pass | null
377958014 | D06824 |  |  |  | BSBR/PCE/J00255/MB1 | 310490437 | Existing | RYB |  |  | CLOSED | CLOSED | LINK |  | 11 kV | [6 empty] | INDKOM |  |  | D-SBR-C17-0164 | Unknown | Unknown | NO | NONE | DISTRIBUTION | TNB | SUNGAI BESAR | NO | Unknown |  |  |  | NO | [8 empty] | D06824 | NO | [7 empty] | 3 | Pass | null
379374903 | D00120 |  |  |  | BSBR/PCE/J00068/MB1 | 310386594 | Existing | RYB |  |  | CLOSED | CLOSED | LINK |  | 11 kV | [6 empty] | INDKOM |  |  | P/E JALAN ANGGERIK | Unknown | Unknown | NO | NONE | DISTRIBUTION | TNB | SUNGAI BESAR | NO | Unknown |  |  |  | NO | [8 empty] | D00120 | NO | [7 empty] | 3 | Pass | null
379374908 | D00121 |  |  |  | BSBR/PCE/J00068/MB1 | 310386594 | Existing | RYB |  |  | CLOSED | CLOSED | LINK |  | 11 kV | [6 empty] | INDKOM |  |  | P/E JALAN ANGGERIK | Unknown | Unknown | NO | NONE | DISTRIBUTION | TNB | SUNGAI BESAR | NO | Unknown |  |  |  | NO | [8 empty] | D00121 | NO | [7 empty] | 3 | Pass | null
379374930 | D00125 |  |  |  | BSBR/PCE/J00180/MBRMU1 | 300242314 | Existing | RYB |  |  | CLOSED | CLOSED | LINK |  | 11 kV |  | 19890304 |  |  |  |  | TAMCO |  |  | TMN PENGGAWA | Unknown | Unknown | NO | NONE | DISTRIBUTION | TNB | SUNGAI BESAR | NO | Unknown |  |  |  | NO | [8 empty] | D00125 | NO | [7 empty] | 3 | Pass | null
379374935 | D00124 |  |  |  | BSBR/PCE/J00180/MBRMU1 | 300242314 | Existing | RYB |  |  | CLOSED | CLOSED | LINK |  | 11 kV |  | 19890304 |  |  |  |  | TAMCO |  |  | TMN PENGGAWA | Unknown | Unknown | NO | NONE | DISTRIBUTION | TNB | SUNGAI BESAR | NO | Unknown |  |  |  | NO | [8 empty] | D00124 | NO | [7 empty] | 3 | Pass | null
379374984 | D00701 |  |  |  | BSBR/PCE/J00219/MB1 | 300447846 | Existing | RYB |  | D06757 P/E TAMAN BUDIMAN | CLOSED | CLOSED | LINK |  | 11 kV |  | 22/01/2010 |  |  |  |  | INDKOM |  |  | P/E ELEYSS PARK | Unknown | Unknown | NO | NONE | DISTRIBUTION | TNB | SUNGAI BESAR | NO | Unknown |  |  |  | NO | [8 empty] | D00701 | NO | [7 empty] | 3 | Pass | null
379374989 | D00699 |  |  |  | BSBR/PCE/J00219/MB1 | 300447846 | Existing | RYB |  |  | CLOSED | CLOSED | LINK |  | 11 kV |  | 22/01/2010 |  |  |  |  | INDKOM |  |  | P/E ELEYSS PARK | Unknown | Unknown | NO | NONE | DISTRIBUTION | TNB | SUNGAI BESAR | NO | Unknown |  |  |  | NO | [8 empty] | D00699 | NO | [7 empty] | 3 | Pass | null
379375088 | D00127 |  |  |  | BSBR/PCE/J00076/MB003 | 300040069 | Existing | RYB |  |  | CLOSED | CLOSED | LINK |  | 11 kV |  | 20010212 |  |  |  |  | INDKOM |  |  | P/E TAMAN SERI BEDENA | Unknown | Unknown | NO | NONE | DISTRIBUTION | TNB | SUNGAI BESAR | NO | Unknown |  |  |  | NO | [8 empty] | D00127 | NO | [7 empty] | 3 | Pass | null
379375093 | D00126 |  |  |  | BSBR/PCE/J00076/MB003 | 300040069 | Existing | RYB |  | D06759 P/E TAMAN BUDIMAN | CLOSED | CLOSED | LINK |  | 11 kV |  | 20010212 |  |  |  |  | INDKOM |  |  | P/E TAMAN SERI BEDENA | Unknown | Unknown | NO | NONE | DISTRIBUTION | TNB | SUNGAI BESAR | NO | Unknown |  |  |  | NO | [8 empty] | D00126 | NO | [7 empty] | 3 | Pass | null
379375115 | D00131 |  |  |  | BSBR/PCE/J00192/MB1 | 310416822 | Existing | RYB |  |  | CLOSED | CLOSED | LINK |  | 11 kV | [9 empty] | P/E FUSIPIM | Unknown | Unknown | NO | NONE | DISTRIBUTION | TNB | SUNGAI BESAR | NO | Unknown |  |  |  | NO | [8 empty] | D00131 | NO | [7 empty] | 3 | Pass | null
379375120 | D00130 |  |  |  | BSBR/PCE/J00192/MB1 | 310416822 | Existing | RYB |  |  | CLOSED | CLOSED | LINK |  | 11 kV | [9 empty] | P/E FUSIPIM | Unknown | Unknown | NO | NONE | DISTRIBUTION | TNB | SUNGAI BESAR | NO | Unknown |  |  |  | NO | [8 empty] | D00130 | NO | [7 empty] | 3 | Pass | null
379375304 | D00132 |  |  |  | BSBR/PCE/J00069/MBS00689 | 300040043 | Existing | RYB |  |  | CLOSED | CLOSED | LINK |  | 11 kV |  | 20060108 |  |  |  |  | TAMCO |  |  | P/E HIGHLAND DESICCATED COCONUT | Unknown | Unknown | NO | NONE | DISTRIBUTION | TNB | SUNGAI BESAR | NO | Unknown |  |  |  | NO | [8 empty] | D00132 | NO | [7 empty] | 3 | Pass | null
379375309 | D00134 |  |  |  | BSBR/PCE/J00069/MBS00689 | 300040043 | Existing | RYB |  |  | CLOSED | CLOSED | LINK |  | 11 kV |  | 20060108 |  |  |  |  | TAMCO |  |  | P/E HIGHLAND DESICCATED COCONUT | Unknown | Unknown | NO | NONE | DISTRIBUTION | TNB | SUNGAI BESAR | NO | Unknown |  |  |  | NO | [8 empty] | D00134 | NO | [7 empty] | 3 | Pass | null
379375400 | D00136 |  |  |  | BSBR/PCE/J00161/MBNN03 | 300040487 | Existing | RYB |  |  | CLOSED | CLOSED | LINK |  | 11 kV |  | 20000103 |  |  |  |  | TAMCO |  |  | P/E LOT 6388 PANCHANG BEDENA | Unknown | Unknown | NO | NONE | DISTRIBUTION | TNB | SUNGAI BESAR | NO | Unknown |  |  |  | NO | [8 empty] | D00136 | NO | [7 empty] | 3 | Pass | null
379375405 | D00135 |  |  |  | BSBR/PCE/J00161/MBNN03 | 300040487 | Existing | RYB |  |  | CLOSED | CLOSED | LINK |  | 11 kV |  | 20000103 |  |  |  |  | TAMCO |  |  | P/E LOT 6388 PANCHANG BEDENA | Unknown | Unknown | NO | NONE | DISTRIBUTION | TNB | SUNGAI BESAR | NO | Unknown |  |  |  | NO | [8 empty] | D00135 | NO | [7 empty] | 3 | Pass | null
379375483 | D00138 |  |  |  | BSBR/PCE/J00113/MBS00691 | 300040255 | Existing | RYB |  |  | CLOSED | CLOSED | LINK |  | 11 kV |  | 19961104 |  |  |  |  | TAMCO |  |  | P/E KOKO FAMA ASSAYAKI | Unknown | Unknown | NO | NONE | DISTRIBUTION | TNB | SUNGAI BESAR | NO | Unknown |  |  |  | NO | [8 empty] | D00138 | NO | [7 empty] | 3 | Pass | null
379375488 | D00139 |  |  |  | BSBR/PCE/J00113/MBS00691 | 300040255 | Existing | RYB |  |  | CLOSED | CLOSED | LINK |  | 11 kV |  | 19961104 |  |  |  |  | TAMCO |  |  | P/E KOKO FAMA ASSAYAKI | Unknown | Unknown | NO | NONE | DISTRIBUTION | TNB | SUNGAI BESAR | NO | Unknown |  |  |  | NO | [8 empty] | D00139 | NO | [7 empty] | 3 | Pass | null
379375564 | D00142 |  |  |  | BSBR/PCE/J00078/MBNN03 | 300040079 | Existing | RYB |  |  | CLOSED | CLOSED | LINK |  | 11 kV |  | 13/02/2002 | [7 empty] | P/E BLACKTOP | Unknown | Unknown | NO | NONE | DISTRIBUTION | TNB | SUNGAI BESAR | NO | Unknown |  |  |  | NO | [8 empty] | D00142 | NO | [7 empty] | 3 | Pass | null
379375569 | D00141 |  |  |  | BSBR/PCE/J00078/MBNN03 | 300040079 | Existing | RYB |  |  | CLOSED | CLOSED | LINK |  | 11 kV |  | 13/02/2002 | [7 empty] | P/E BLACKTOP | Unknown | Unknown | NO | NONE | DISTRIBUTION | TNB | SUNGAI BESAR | NO | Unknown |  |  |  | NO | [8 empty] | D00141 | NO | [7 empty] | 3 | Pass | null
379375645 | D00682 |  |  |  | BSBR/PCE/J00112/MB1 | 310416826 | Existing | RYB |  |  | OPEN | CLOSED | LINK |  | 11 kV | [6 empty] | TAMCO |  |  | P/E SIMPANG TEBUK PULAI | Unknown | Unknown | NO | NONE | DISTRIBUTION | TNB | SUNGAI BESAR | NO | Unknown |  |  |  | NO | [8 empty] | D00682 | NO | [7 empty] | 3 | Pass | null
379375652 | D00382 |  |  |  | BSBR/PCE/J00112/MB1 | 310416826 | Existing | RYB |  |  | CLOSED | CLOSED | LINK |  | 11 kV | [6 empty] | TAMCO |  |  | P/E SIMPANG TEBUK PULAI | Unknown | Unknown | NO | NONE | DISTRIBUTION | TNB | SUNGAI BESAR | NO | Unknown |  |  |  | NO | [8 empty] | D00382 | NO | [7 empty] | 3 | Pass | null
379375656 | D00681 |  |  |  | BSBR/PCE/J00112/MB1 | 310416825 | Existing | RYB |  |  | CLOSED | CLOSED | LINK |  | 11 kV |  | 19930809 |  |  |  |  | TAMCO |  |  | P/E SIMPANG TEBUK PULAI | Unknown | Unknown | NO | NONE | DISTRIBUTION | TNB | SUNGAI BESAR | NO | Unknown |  |  |  | NO | [8 empty] | D00681 | NO | [7 empty] | 3 | Pass | null
379375682 | D00381 |  |  |  | BSBR/PCE/J00112/MB1 | 310416825 | Existing | RYB |  |  | CLOSED | CLOSED | LINK |  | 11 kV |  | 19930809 |  |  |  |  | TAMCO |  |  | P/E SIMPANG TEBUK PULAI | Unknown | Unknown | NO | NONE | DISTRIBUTION | TNB | SUNGAI BESAR | NO | Unknown |  |  |  | NO | [8 empty] | D00381 | NO | [7 empty] | 3 | Pass | null
379375692 | D00379 |  |  |  | BSBR/PCE/J00112/MBS00967 | 300040250 | Existing | RYB |  |  | CLOSED |  | LINK |  | 11 kV |  | 19930809 |  |  |  |  | FALCON BETA |  |  | P/E SIMPANG TEBUK PULAI | Unknown | Unknown | Unknown | Unknown | DISTRIBUTION | TNB | SUNGAI BESAR | Unknown |  |  |  |  | Unknown | [8 empty] | D00379 | [8 empty] | 3 | Pass | null
379375703 | D00383 |  |  |  | BSBR/PCE/J00112/MB1 | 310416826 | Existing | RYB |  |  | CLOSED |  | LINK |  | 11 kV | [6 empty] | TAMCO |  |  | P/E SIMPANG TEBUK PULAI | Unknown | Unknown | Unknown | Unknown | DISTRIBUTION | TNB | SUNGAI BESAR | Unknown |  |  |  |  | Unknown | [8 empty] | D00383 | [8 empty] | 3 | Pass | null
379375794 | D00394 |  |  |  | BSBR/PCE/J00116/MBS00895 | 300040276 | Existing | RYB |  |  | CLOSED | CLOSED | LINK |  | 11 kV |  | 26/05/1992 |  |  |  |  | FALCON BETA |  |  | TBK PULAI TENGAH | Unknown | Unknown | NO | NONE | DISTRIBUTION | TNB | SUNGAI BESAR | NO | Unknown |  |  |  | NO | [8 empty] | D00394 | NO | [7 empty] | 3 | Pass | null
379375799 | D00393 |  |  |  | BSBR/PCE/J00116/MBS00895 | 300040276 | Existing | RYB |  |  | CLOSED | CLOSED | LINK |  | 11 kV |  | 26/05/1992 |  |  |  |  | FALCON BETA |  |  | TBK PULAI TENGAH | Unknown | Unknown | NO | NONE | DISTRIBUTION | TNB | SUNGAI BESAR | NO | Unknown |  |  |  | NO | [8 empty] | D00393 | NO | [7 empty] | 3 | Pass | null
379375915 | D00396 |  |  |  | BSBR/PCE/J00117 | 300499653 | Existing | RYB |  |  | CLOSED | CLOSED | LINK |  | 11 kV | [9 empty] | PT 5 BARAT | Unknown | Unknown | NO | NONE | DISTRIBUTION | TNB | SUNGAI BESAR | NO | Unknown |  |  |  | NO | [8 empty] | D00396 | NO | [7 empty] | 3 | Pass | null
379375920 | D00397 |  |  |  | BSBR/PCE/J00117 | 300499653 | Existing | RYB |  |  | CLOSED | CLOSED | LINK |  | 11 kV | [9 empty] | PT 5 BARAT | Unknown | Unknown | NO | NONE | DISTRIBUTION | TNB | SUNGAI BESAR | NO | Unknown |  |  |  | NO | [8 empty] | D00397 | NO | [7 empty] | 3 | Pass | null
379376090 | D00399 |  |  |  | BSBR/PCE/J00118/MB01 | 300040284 | Existing | RYB |  |  | CLOSED | CLOSED | LINK |  | 11 kV |  | 20/10/2010 | [7 empty] | PT 3 1/2 BARAT | Unknown | Unknown | NO | NONE | DISTRIBUTION | TNB | SUNGAI BESAR | NO | Unknown |  |  |  | NO | [8 empty] | D00399 | NO | [7 empty] | 3 | Pass | null
379376095 | D00400 |  |  |  | BSBR/PCE/J00118/MB01 | 300040284 | Existing | RYB |  |  | CLOSED | CLOSED | LINK |  | 11 kV |  | 20/10/2010 | [7 empty] | PT 3 1/2 BARAT | Unknown | Unknown | NO | NONE | DISTRIBUTION | TNB | SUNGAI BESAR | NO | Unknown |  |  |  | NO | [8 empty] | D00400 | NO | [7 empty] | 3 | Pass | null
379376205 | D00402 |  |  |  | BSBR/PCE/J00119/MB01 | 300040289 | Existing | RYB |  |  | CLOSED | CLOSED | LINK |  | 11 kV |  | 20/10/2010 | [7 empty] | PT 2 BARAT | Unknown | Unknown | NO | NONE | DISTRIBUTION | TNB | SUNGAI BESAR | NO | Unknown |  |  |  | NO | [8 empty] | D00402 | NO | [7 empty] | 3 | Pass | null
379376210 | D06801 |  |  |  | BSBR/PCE/J00119/MB01 | 300040289 | Existing | RYB |  |  | OPEN | CLOSED | LINK |  | 11 kV |  | 20/10/2010 | [7 empty] | PT 2 BARAT | Unknown | Unknown | NO | NONE | DISTRIBUTION | TNB | SUNGAI BESAR | NO | Unknown |  |  |  | NO | [8 empty] | D06801 | NO | [7 empty] | 3 | Pass | null
379376363 | D00145 | [5 empty] | Existing | RYB |  |  | CLOSED | CLOSED | LINK |  | 11 kV | [9 empty] | TMN EHSAN | Unknown | Unknown | NO | NONE | DISTRIBUTION | TNB | SUNGAI BESAR | NO | Unknown |  |  |  | NO | [8 empty] | D00145 | NO | [7 empty] | 3 | Pass | null
379376368 | D00146 | [5 empty] | Existing | RYB |  |  | CLOSED | CLOSED | LINK |  | 11 kV | [9 empty] | TMN EHSAN | Unknown | Unknown | NO | NONE | DISTRIBUTION | TNB | SUNGAI BESAR | NO | Unknown |  |  |  | NO | [8 empty] | D00146 | NO | [7 empty] | 3 | Pass | null
379376390 | D00148 |  |  |  | BSBR/PCE/J00073/MBNN03 | 300040058 | Existing | RYB |  |  | CLOSED | CLOSED | LINK |  | 11 kV |  | 19881202 |  |  |  |  | FALCON BETA |  |  | TMN MAKMUR | Unknown | Unknown | NO | NONE | DISTRIBUTION | TNB | SUNGAI BESAR | NO | Unknown |  |  |  | NO | [8 empty] | D00148 | NO | [7 empty] | 3 | Pass | null
379376395 | D00149 |  |  |  | BSBR/PCE/J00073/MBNN03 | 300040058 | Existing | RYB |  |  | CLOSED | CLOSED | LINK |  | 11 kV |  | 19881202 |  |  |  |  | FALCON BETA |  |  | TMN MAKMUR | Unknown | Unknown | NO | NONE | DISTRIBUTION | TNB | SUNGAI BESAR | NO | Unknown |  |  |  | NO | [8 empty] | D00149 | NO | [7 empty] | 3 | Pass | null
379376529 | D00151 |  |  |  | BSBR/PCE/J00048/MBS00710 | 300039958 | Existing | RYB |  |  | CLOSED | CLOSED | LINK |  | 11 kV |  | 22/04/2002 |  |  |  |  | FALCON BETA |  |  | TMN RIA | Unknown | Unknown | NO | NONE | DISTRIBUTION | TNB | SUNGAI BESAR | NO | Unknown |  |  |  | NO | [8 empty] | D00151 | NO | [7 empty] | 3 | Pass | null
379376534 | D00150 |  |  |  | BSBR/PCE/J00048/MBS00710 | 300039958 | Existing | RYB |  |  | CLOSED | CLOSED | LINK |  | 11 kV |  | 22/04/2002 |  |  |  |  | FALCON BETA |  |  | TMN RIA | Unknown | Unknown | NO | NONE | DISTRIBUTION | TNB | SUNGAI BESAR | NO | Unknown |  |  |  | NO | [8 empty] | D00150 | NO | [7 empty] | 3 | Pass | null
379376613 | D00155 |  |  |  | BSBR/PCE/J00071/MBNN03 | 300040048 | Existing | RYB |  |  | CLOSED | CLOSED | LINK |  | 11 kV |  | 19980205 |  |  |  |  | TOPRANK |  |  | TMN RAYA | Unknown | Unknown | NO | NONE | DISTRIBUTION | TNB | SUNGAI BESAR | NO | Unknown |  |  |  | NO | [8 empty] | D00155 | NO | [7 empty] | 3 | Pass | null
379376618 | D00154 |  |  |  | BSBR/PCE/J00071/MBNN03 | 300040048 | Existing | RYB |  |  | CLOSED | CLOSED | LINK |  | 11 kV |  | 19980205 |  |  |  |  | TOPRANK |  |  | TMN RAYA | Unknown | Unknown | NO | NONE | DISTRIBUTION | TNB | SUNGAI BESAR | NO | Unknown |  |  |  | NO | [8 empty] | D00154 | NO | [7 empty] | 3 | Pass | null
379376696 | D00157 | [5 empty] | Existing | RYB |  |  | CLOSED | CLOSED | LINK |  | 11 kV | [9 empty] | P/E TAMAN SERI NO 2 | Unknown | Unknown | NO | NONE | DISTRIBUTION | TNB | SUNGAI BESAR | NO | Unknown |  |  |  | NO | [8 empty] | D00157 | NO | [7 empty] | 3 | Pass | null
379376701 | D00158 | [5 empty] | Existing | RYB |  |  | CLOSED | CLOSED | LINK |  | 11 kV | [9 empty] | P/E TAMAN SERI NO 2 | Unknown | Unknown | NO | NONE | DISTRIBUTION | TNB | SUNGAI BESAR | NO | Unknown |  |  |  | NO | [8 empty] | D00158 | NO | [7 empty] | 3 | Pass | null
379376779 | D00161 |  |  |  | BSBR/PCE/J00047/MB365 | 300039953 | Existing | RYB |  |  | CLOSED | CLOSED | LINK |  | 11 kV |  | 20000305 |  |  |  |  | FALCON BETA |  |  | TMN SERI | Unknown | Unknown | NO | NONE | DISTRIBUTION | TNB | SUNGAI BESAR | NO | Unknown |  |  |  | NO | [8 empty] | D00161 | NO | [7 empty] | 3 | Pass | null
379376784 | D00159 |  |  |  | BSBR/PCE/J00047/MB365 | 300039953 | Existing | RYB |  |  | CLOSED | CLOSED | LINK |  | 11 kV |  | 20000305 |  |  |  |  | FALCON BETA |  |  | TMN SERI | Unknown | Unknown | NO | NONE | DISTRIBUTION | TNB | SUNGAI BESAR | NO | Unknown |  |  |  | NO | [8 empty] | D00159 | NO | [7 empty] | 3 | Pass | null
379376862 | D00162 |  |  |  | BSBR/PCE/J00046/MBS00704 | 300039948 | Existing | RYB |  |  | CLOSED | CLOSED | LINK |  | 11 kV |  | 19980108 |  |  |  |  | FALCON BETA |  |  | BGN 6 | Unknown | Unknown | NO | NONE | DISTRIBUTION | TNB | SUNGAI BESAR | NO | Unknown |  |  |  | NO | [8 empty] | D00162 | NO | [7 empty] | 3 | Pass | null
379376867 | D00163 |  |  |  | BSBR/PCE/J00046/MBS00704 | 300039948 | Existing | RYB |  |  | CLOSED | CLOSED | LINK |  | 11 kV |  | 19980108 |  |  |  |  | FALCON BETA |  |  | BGN 6 | Unknown | Unknown | NO | NONE | DISTRIBUTION | TNB | SUNGAI BESAR | NO | Unknown |  |  |  | NO | [8 empty] | D00163 | NO | [7 empty] | 3 | Pass | null
379376945 | D00645 | [5 empty] | Existing | RYB |  |  | CLOSED | CLOSED | LINK |  | 11 kV | [9 empty] | PADAT SG BESAR NO 2 | Unknown | Unknown | NO | NONE | DISTRIBUTION | TNB | SUNGAI BESAR | NO | Unknown |  |  |  | NO | [8 empty] | D00645 | NO | [7 empty] | 3 | Pass | null
379376950 | D00642 | [5 empty] | Existing | RYB |  |  | OPEN | CLOSED | LINK |  | 11 kV | [9 empty] | PADAT SG BESAR NO 2 | Unknown | Unknown | NO | NONE | DISTRIBUTION | TNB | SUNGAI BESAR | NO | Unknown |  |  |  | NO | [8 empty] | D00642 | NO | [7 empty] | 3 | Pass | null
379377089 | D00190 |  |  |  | BSBR/PCE/J00072/MBNN03 | 300040053 | Existing | RYB |  |  | CLOSED | CLOSED | LINK |  | 11 kV |  | 19911212 |  |  |  |  | VEI |  |  | TMN SRI INDAH | Unknown | Unknown | NO | NONE | DISTRIBUTION | TNB | SUNGAI BESAR | NO | Unknown |  |  |  | NO | [8 empty] | D00190 | NO | [7 empty] | 3 | Pass | null
379377094 | D00192 |  |  |  | BSBR/PCE/J00072/MBNN03 | 300040053 | Existing | RYB |  |  | CLOSED | CLOSED | LINK |  | 11 kV |  | 19911212 |  |  |  |  | VEI |  |  | TMN SRI INDAH | Unknown | Unknown | NO | NONE | DISTRIBUTION | TNB | SUNGAI BESAR | NO | Unknown |  |  |  | NO | [8 empty] | D00192 | NO | [7 empty] | 3 | Pass | null
379377196 | D06736 |  |  |  | BSBR/PCE/J00230/MB1 | 300448015 | Existing | RYB |  |  | CLOSED | CLOSED | LINK |  | 11 kV |  | 24/09/2012 |  |  |  |  | TAMCO |  |  | P/E TMN SRI INDAH 2 | Unknown | Unknown | NO | NONE | DISTRIBUTION | TNB | SUNGAI BESAR | NO | Unknown |  |  |  | NO | [8 empty] | D06736 | NO | [7 empty] | 3 | Pass | null
379377201 | D06738 |  |  |  | BSBR/PCE/J00230/MB1 | 300448015 | Existing | RYB |  |  | CLOSED | CLOSED | LINK |  | 11 kV |  | 24/09/2012 |  |  |  |  | TAMCO |  |  | P/E TMN SRI INDAH 2 | Unknown | Unknown | NO | NONE | DISTRIBUTION | TNB | SUNGAI BESAR | NO | Unknown |  |  |  | NO | [8 empty] | D06738 | NO | [7 empty] | 3 | Pass | null
379377315 | D06739 |  |  |  | BSBR/PCE/J00050/MBS00718 | 300039966 | Existing | RYB |  |  | CLOSED | CLOSED | LINK |  | 11 kV |  | 19910108 |  |  |  |  | FALCON BETA |  |  | K/UDANG MAKHLUK LAUTAN | Unknown | Unknown | NO | NONE | DISTRIBUTION | TNB | SUNGAI BESAR | NO | Unknown |  |  |  | NO | [8 empty] | D06739 | NO | [7 empty] | 3 | Pass | null
379377320 | D00196 |  |  |  | BSBR/PCE/J00050/MBS00718 | 300039966 | Existing | RYB |  |  | CLOSED | CLOSED | LINK |  | 11 kV |  | 19910108 |  |  |  |  | FALCON BETA |  |  | K/UDANG MAKHLUK LAUTAN | Unknown | Unknown | NO | NONE | DISTRIBUTION | TNB | SUNGAI BESAR | NO | Unknown |  |  |  | NO | [8 empty] | D00196 | NO | [7 empty] | 3 | Pass | null
379377414 | D00198 |  |  |  | BSBR/PCE/J00074/MBNN04 | 300040064 | Existing | RYB |  |  | CLOSED | CLOSED | LINK |  | 11 kV |  | 20010108 |  |  |  |  | INDKOM |  |  | TMN BEDENA JAYA | Unknown | Unknown | NO | NONE | DISTRIBUTION | TNB | SUNGAI BESAR | NO | Unknown |  |  |  | NO | [8 empty] | D00198 | NO | [7 empty] | 3 | Pass | null
379377419 | D00199 |  |  |  | BSBR/PCE/J00074/MBNN04 | 300040064 | Existing | RYB |  |  | CLOSED | CLOSED | LINK |  | 11 kV |  | 20010108 |  |  |  |  | INDKOM |  |  | TMN BEDENA JAYA | Unknown | Unknown | NO | NONE | DISTRIBUTION | TNB | SUNGAI BESAR | NO | Unknown |  |  |  | NO | [8 empty] | D00199 | NO | [7 empty] | 3 | Pass | null
379377497 | D00202 | [5 empty] | Existing | RYB |  |  | CLOSED | CLOSED | LINK |  | 11 kV | [9 empty] | P/E TAMAN SURIA INDAH | Unknown | Unknown | NO | NONE | DISTRIBUTION | TNB | SUNGAI BESAR | NO | Unknown |  |  |  | NO | [8 empty] | D00202 | NO | [7 empty] | 3 | Pass | null
379377502 | D00201 | [5 empty] | Existing | RYB |  |  | CLOSED | CLOSED | LINK |  | 11 kV | [9 empty] | P/E TAMAN SURIA INDAH | Unknown | Unknown | NO | NONE | DISTRIBUTION | TNB | SUNGAI BESAR | NO | Unknown |  |  |  | NO | [8 empty] | D00201 | NO | [7 empty] | 3 | Pass | null
379377580 | D00706 |  |  |  | BSBR/PCE/J00229/MB1 | 300448013 | Existing | RYB |  |  | CLOSED | CLOSED | LINK |  | 11 kV |  | 20110505 | [7 empty] | P/E FU FROZEN | Unknown | Unknown | NO | NONE | DISTRIBUTION | TNB | SUNGAI BESAR | NO | Unknown |  |  |  | NO | [8 empty] | D00706 | NO | [7 empty] | 3 | Pass | null
379377585 | D00708 |  |  |  | BSBR/PCE/J00229/MB1 | 300448013 | Existing | RYB |  |  | CLOSED | CLOSED | LINK |  | 11 kV |  | 20110505 | [7 empty] | P/E FU FROZEN | Unknown | Unknown | NO | NONE | DISTRIBUTION | TNB | SUNGAI BESAR | NO | Unknown |  |  |  | NO | [8 empty] | D00708 | NO | [7 empty] | 3 | Pass | null
379377698 | D00626 |  |  |  | BSBR/PCE/J00182/MB00624 | 300251148 | Existing | RYB |  |  | CLOSED | CLOSED | LINK |  | 11 kV |  | 20090101 |  |  |  |  | TAMCO |  |  | P/E FIBRECO | Unknown | Unknown | NO | NONE | DISTRIBUTION | TNB | SUNGAI BESAR | NO | Unknown |  |  |  | NO | [8 empty] | D00626 | NO | [7 empty] | 3 | Pass | null
379377703 | D00624 |  |  |  | BSBR/PCE/J00182/MB00624 | 300251148 | Existing | RYB |  |  | CLOSED | CLOSED | LINK |  | 11 kV |  | 20090101 |  |  |  |  | TAMCO |  |  | P/E FIBRECO | Unknown | Unknown | NO | NONE | DISTRIBUTION | TNB | SUNGAI BESAR | NO | Unknown |  |  |  | NO | [8 empty] | D00624 | NO | [7 empty] | 3 | Pass | null
379377798 | D00692 |  |  |  | BSBR/PCE/J00220/MB1 | 300447845 | Existing | RYB |  |  | CLOSED | CLOSED | LINK |  | 11 kV |  | 20100702 |  |  |  |  | INDKOM |  |  | P/E ASRAMA DESA | Unknown | Unknown | NO | NONE | DISTRIBUTION | TNB | SUNGAI BESAR | NO | Unknown |  |  |  | NO | [8 empty] | D00692 | NO | [7 empty] | 3 | Pass | null
379377802 | D00695 |  |  |  | BSBR/PCE/J00220/MB1 | 300447845 | Existing | RYB |  |  | CLOSED | CLOSED | LINK |  | 11 kV |  | 20100702 |  |  |  |  | INDKOM |  |  | P/E ASRAMA DESA | Unknown | Unknown | NO | NONE | DISTRIBUTION | TNB | SUNGAI BESAR | NO | Unknown |  |  |  | NO | [8 empty] | D00695 | NO | [7 empty] | 3 | Pass | null
379377819 | D00694 |  |  |  | BSBR/PCE/J00220/MB1 | 300447845 | Existing | RYB |  |  | CLOSED | CLOSED | LINK |  | 11 kV |  | 20100702 |  |  |  |  | INDKOM |  |  | P/E ASRAMA DESA | Unknown | Unknown | NO | NONE | DISTRIBUTION | TNB | SUNGAI BESAR | NO | Unknown |  |  |  | NO | [8 empty] | D00694 | NO | [7 empty] | 3 | Pass | null
379377905 | D00207 |  |  |  | BSBR/PCE/J00052/MBNN01 | 300039975 | Existing | RYB |  |  | CLOSED | CLOSED | LINK |  | 11 kV |  | 20/10/2010 | [7 empty] | BGN SG BURUNG NO 2 | Unknown | Unknown | NO | NONE | DISTRIBUTION | TNB | SUNGAI BESAR | NO | Unknown |  |  |  | NO | [8 empty] | D00207 | NO | [7 empty] | 3 | Pass | null
379377910 | D00208 |  |  |  | BSBR/PCE/J00052/MBNN01 | 300039975 | Existing | RYB |  |  | CLOSED | CLOSED | LINK |  | 11 kV |  | 20/10/2010 | [7 empty] | BGN SG BURUNG NO 2 | Unknown | Unknown | NO | NONE | DISTRIBUTION | TNB | SUNGAI BESAR | NO | Unknown |  |  |  | NO | [8 empty] | D00208 | NO | [7 empty] | 3 | Pass | null
379378002 | D00212 |  |  |  | BSBR/PCE/J00053/MBS00726 | 300039980 | Existing | RYB |  |  | CLOSED | CLOSED | LINK |  | 11 kV |  | 20080707 |  |  |  |  | VEI |  |  | THAI LIAN | Unknown | Unknown | NO | NONE | DISTRIBUTION | TNB | SUNGAI BESAR | NO | Unknown |  |  |  | NO | [8 empty] | D00212 | NO | [7 empty] | 3 | Pass | null
379378007 | D00211 |  |  |  | BSBR/PCE/J00053/MBS00726 | 300039980 | Existing | RYB |  |  | CLOSED | CLOSED | LINK |  | 11 kV |  | 20080707 |  |  |  |  | VEI |  |  | THAI LIAN | Unknown | Unknown | NO | NONE | DISTRIBUTION | TNB | SUNGAI BESAR | NO | Unknown |  |  |  | NO | [8 empty] | D00211 | NO | [7 empty] | 3 | Pass | null
379378181 | D00213 |  |  |  | BSBR/PCE/J00054/MBS00732 | 300039987 | Existing | RYB |  |  | CLOSED | CLOSED | LINK |  | 11 kV |  | 19970604 | [7 empty] | SEKENDI INDUSTRIES | Unknown | Unknown | NO | NONE | DISTRIBUTION | TNB | SUNGAI BESAR | NO | Unknown |  |  |  | NO | [8 empty] | D00213 | NO | [7 empty] | 3 | Pass | null
379378186 | D00214 |  |  |  | BSBR/PCE/J00054/MBS00732 | 300039987 | Existing | RYB |  |  | CLOSED | CLOSED | LINK |  | 11 kV |  | 19970604 | [7 empty] | SEKENDI INDUSTRIES | Unknown | Unknown | NO | NONE | DISTRIBUTION | TNB | SUNGAI BESAR | NO | Unknown |  |  |  | NO | [8 empty] | D00214 | NO | [7 empty] | 3 | Pass | null
379378280 | D00651 | [5 empty] | Existing | RYB |  |  | CLOSED | CLOSED | LINK |  | 11 kV | [9 empty] | CHIA KIR HU | Unknown | Unknown | NO | NONE | DISTRIBUTION | TNB | SUNGAI BESAR | NO | Unknown |  |  |  | NO | [8 empty] | D00651 | NO | [7 empty] | 3 | Pass | null
379378285 | D00653 | [5 empty] | Existing | RYB |  |  | CLOSED | CLOSED | LINK |  | 11 kV | [9 empty] | CHIA KIR HU | Unknown | Unknown | NO | NONE | DISTRIBUTION | TNB | SUNGAI BESAR | NO | Unknown |  |  |  | NO | [8 empty] | D00653 | NO | [7 empty] | 3 | Pass | null
379378400 | D00679 | [5 empty] | Existing | RYB |  |  | CLOSED | CLOSED | LINK |  | 11 kV | [9 empty] | P/E KOLAM UDANG SEKENDI | Unknown | Unknown | NO | NONE | DISTRIBUTION | TNB | SUNGAI BESAR | NO | Unknown |  |  |  | NO | [8 empty] | D00679 | NO | [7 empty] | 3 | Pass | null
379378405 | D00677 | [5 empty] | Existing | RYB |  |  | CLOSED | CLOSED | LINK |  | 11 kV | [9 empty] | P/E KOLAM UDANG SEKENDI | Unknown | Unknown | NO | NONE | DISTRIBUTION | TNB | SUNGAI BESAR | NO | Unknown |  |  |  | NO | [8 empty] | D00677 | NO | [7 empty] | 3 | Pass | null
379378497 | D00218 |  |  |  | BSBR/PCE/J00055/MBS00977 | 300039993 | Existing | RYB |  |  | CLOSED | CLOSED | LINK |  | 11 kV |  | 20141203 |  |  |  |  | INDKOM |  |  | KG SG BURUNG | Unknown | Unknown | NO | NONE | DISTRIBUTION | TNB | SUNGAI BESAR | NO | Unknown |  |  |  | NO | [8 empty] | D00218 | NO | [7 empty] | 3 | Pass | null
379378501 | D00219 |  |  |  | BSBR/PCE/J00055/MBS00977 | 300039993 | Existing | RYB |  |  | CLOSED | CLOSED | LINK |  | 11 kV |  | 20141203 |  |  |  |  | INDKOM |  |  | KG SG BURUNG | Unknown | Unknown | NO | NONE | DISTRIBUTION | TNB | SUNGAI BESAR | NO | Unknown |  |  |  | NO | [8 empty] | D00219 | NO | [7 empty] | 3 | Pass | null
379378518 | D00216 |  |  |  | BSBR/PCE/J00055/MBS00977 | 300039993 | Existing | RYB |  |  | CLOSED | CLOSED | LINK |  | 11 kV |  | 20141203 |  |  |  |  | INDKOM |  |  | KG SG BURUNG | Unknown | Unknown | NO | NONE | DISTRIBUTION | TNB | SUNGAI BESAR | NO | Unknown |  |  |  | NO | [8 empty] | D00216 | NO | [7 empty] | 3 | Pass | null
379378588 | D00220 |  |  |  | BSBR/PCE/J00056/MBS00977 | 300039996 | Existing | RYB |  |  | CLOSED | CLOSED | LINK |  | 11 kV |  | 20/10/2010 | [7 empty] | BGN SG PULAI | Unknown | Unknown | NO | NONE | DISTRIBUTION | TNB | SUNGAI BESAR | NO | Unknown |  |  |  | NO | [8 empty] | D00220 | NO | [7 empty] | 3 | Pass | null
379378593 | D00221 |  |  |  | BSBR/PCE/J00056/MBS00977 | 300039996 | Existing | RYB |  |  | CLOSED | CLOSED | LINK |  | 11 kV |  | 20/10/2010 | [7 empty] | BGN SG PULAI | Unknown | Unknown | NO | NONE | DISTRIBUTION | TNB | SUNGAI BESAR | NO | Unknown |  |  |  | NO | [8 empty] | D00221 | NO | [7 empty] | 3 | Pass | null
379378671 | D00223 |  |  |  | BSBR/PCE/J00057/MBS00980 | 300040001 | Existing | RYB |  |  | CLOSED | CLOSED | LINK |  | 11 kV |  | 20/10/2010 | [7 empty] | KG SG SEKENDI | Unknown | Unknown | NO | NONE | DISTRIBUTION | TNB | SUNGAI BESAR | NO | Unknown |  |  |  | NO | [8 empty] | D00223 | NO | [7 empty] | 3 | Pass | null
379378676 | SPUR |  |  |  | BSBR/PCE/J00057/MBS00980 | 300040001 | Existing | RYB |  |  | CLOSED | CLOSED | LINK |  | 11 kV |  | 20/10/2010 | [7 empty] | KG SG SEKENDI | Unknown | Unknown | NO | NONE | DISTRIBUTION | TNB | SUNGAI BESAR | NO | Unknown |  |  |  | NO | [8 empty] | SPUR | NO | [7 empty] | 3 | Pass | null
379378752 | D06809 | [5 empty] | Existing | RYB |  |  | CLOSED | CLOSED | LINK |  | 11 kV | [9 empty] | P/E HJ MAHIDIN PT 7 GAMBUT | Unknown | Unknown | NO | NONE | DISTRIBUTION | TNB | SUNGAI BESAR | NO | Unknown |  |  |  | NO | [8 empty] | D06809 | NO | [7 empty] | 3 | Pass | null
379378757 | D06811 | [5 empty] | Existing | RYB |  | D06820 P/E REBAN AYAM DATO GHAZALI | CLOSED | CLOSED | LINK |  | 11 kV | [9 empty] | P/E HJ MAHIDIN PT 7 GAMBUT | Unknown | Unknown | NO | NONE | DISTRIBUTION | TNB | SUNGAI BESAR | NO | Unknown |  |  |  | NO | [8 empty] | D06811 | NO | [7 empty] | 3 | Pass | null
379378847 | D00267 |  |  |  | BSBR/PCE/J00029/MBNN01 | 300039870 | Existing | RYB |  |  | CLOSED | CLOSED | LINK |  | 11 kV |  | 20040108 |  |  |  |  | TOPRANK |  |  | PT 5 GAMBUT | Unknown | Unknown | NO | NONE | DISTRIBUTION | TNB | SUNGAI BESAR | NO | Unknown |  |  |  | NO | [8 empty] | D00267 | NO | [7 empty] | 3 | Pass | null
379378851 | D00268 |  |  |  | BSBR/PCE/J00029/MBNN01 | 300039870 | Existing | RYB |  |  | CLOSED | CLOSED | LINK |  | 11 kV |  | 20040108 |  |  |  |  | TOPRANK |  |  | PT 5 GAMBUT | Unknown | Unknown | NO | NONE | DISTRIBUTION | TNB | SUNGAI BESAR | NO | Unknown |  |  |  | NO | [8 empty] | D00268 | NO | [7 empty] | 3 | Pass | null
379378868 | D00714 |  |  |  | BSBR/PCE/J00029/MBNN01 | 300039870 | Existing | RYB |  |  | CLOSED | CLOSED | LINK |  | 11 kV |  | 20040108 |  |  |  |  | TOPRANK |  |  | PT 5 GAMBUT | Unknown | Unknown | NO | NONE | DISTRIBUTION | TNB | SUNGAI BESAR | NO | Unknown |  |  |  | NO | [8 empty] | D00714 | NO | [7 empty] | 3 | Pass | null
379378981 | D00715 |  |  |  | BSBR/PCE/J00225/MB1 | 300448009 | Existing | RYB |  | D06818 P/E REBAN AYAM DATO GHAZALI | CLOSED | CLOSED | LINK |  | 11 kV |  | 20110405 |  |  |  |  | INDKOM |  |  | P/E UYIN AGRO FARM | Unknown | Unknown | NO | NONE | DISTRIBUTION | TNB | SUNGAI BESAR | NO | Unknown |  |  |  | NO | [8 empty] | D00715 | NO | [7 empty] | 3 | Pass | null
379378986 | D00717 |  |  |  | BSBR/PCE/J00225/MB1 | 300448009 | Existing | RYB |  |  | CLOSED | CLOSED | LINK |  | 11 kV |  | 20110405 |  |  |  |  | INDKOM |  |  | P/E UYIN AGRO FARM | Unknown | Unknown | NO | NONE | DISTRIBUTION | TNB | SUNGAI BESAR | NO | Unknown |  |  |  | NO | [8 empty] | D00717 | NO | [7 empty] | 3 | Pass | null
379383504 | D00042 |  |  |  | BSBR/PCE/J00058/MBNN03 | 300040007 | Existing | RYB |  |  | CLOSED | CLOSED | LINK |  | 11 kV |  | 20020608 |  |  |  |  | VEI |  |  | KG NELAYAN SG HAJI DORANI | Unknown | Unknown | NO | NONE | DISTRIBUTION | TNB | SUNGAI BESAR | NO | Unknown |  |  |  | NO | [8 empty] | D00042 | NO | [7 empty] | 3 | Pass | null
379383509 | D00040 |  |  |  | BSBR/PCE/J00058/MBNN03 | 300040007 | Existing | RYB |  |  | CLOSED | CLOSED | LINK |  | 11 kV |  | 20020608 |  |  |  |  | VEI |  |  | KG NELAYAN SG HAJI DORANI | Unknown | Unknown | NO | NONE | DISTRIBUTION | TNB | SUNGAI BESAR | NO | Unknown |  |  |  | NO | [8 empty] | D00040 | NO | [7 empty] | 3 | Pass | null
379383634 | [6 empty] | Existing | RYB |  |  | OPEN | OPEN | MAIN |  | 11 kV | [9 empty] | PPU SUNGAI BESAR | Unknown | Unknown | NO | NONE | DISTRIBUTION | TNB | SUNGAI BESAR | NO | Unknown |  |  |  | NO | [17 empty] | 9 | Pass | null
379383817 | [6 empty] | Existing | RYB |  |  | CLOSED | CLOSED | MAIN |  | 11 kV | [9 empty] | PPU SUNGAI BESAR | Unknown | Unknown | NO | NONE | DISTRIBUTION | TNB | SUNGAI BESAR | NO | Unknown |  |  |  | NO | [17 empty] | 9 | Pass | null
379383837 | [6 empty] | Existing | RYB |  |  | CLOSED | CLOSED | MAIN |  | 33 kV | [9 empty] | PPU SUNGAI BESAR | Unknown | Unknown | NO | NONE | DISTRIBUTION | TNB | SUNGAI BESAR | NO | Unknown |  |  |  | NO | [17 empty] | 9 | Pass | null
379383884 | [6 empty] | Existing | RYB |  |  | OPEN | OPEN | MAIN |  | 11 kV | [9 empty] | PPU SUNGAI BESAR | Unknown | Unknown | NO | NONE | DISTRIBUTION | TNB | SUNGAI BESAR | NO | Unknown |  |  |  | NO | [17 empty] | 9 | Pass | null
379384021 | [6 empty] | Existing | RYB |  |  | CLOSED | CLOSED | MAIN |  | 11 kV | [9 empty] | PPU SUNGAI BESAR | Unknown | Unknown | NO | NONE | DISTRIBUTION | TNB | SUNGAI BESAR | NO | Unknown |  |  |  | NO | [17 empty] | 9 | Pass | null
379384043 | [6 empty] | Existing | RYB |  |  | OPEN | OPEN | MAIN |  | 11 kV | [9 empty] | PPU SUNGAI BESAR | Unknown | Unknown | NO | NONE | DISTRIBUTION | TNB | SUNGAI BESAR | NO | Unknown |  |  |  | NO | [17 empty] | 9 | Pass | null
379384150 | [6 empty] | Existing | RYB |  |  | CLOSED | CLOSED | MAIN |  | 11 kV | [9 empty] | PPU SUNGAI BESAR | Unknown | Unknown | NO | NONE | DISTRIBUTION | TNB | SUNGAI BESAR | NO | Unknown |  |  |  | NO | [17 empty] | 9 | Pass | null
379384177 | [6 empty] | Existing | RYB |  |  | CLOSED | CLOSED | MAIN |  | 11 kV | [9 empty] | PPU SUNGAI BESAR | Unknown | Unknown | NO | NONE | DISTRIBUTION | TNB | SUNGAI BESAR | NO | Unknown |  |  |  | NO | [17 empty] | 9 | Pass | null
379384202 | [6 empty] | Existing | RYB |  |  | OPEN | OPEN | MAIN |  | 11 kV | [9 empty] | PPU SUNGAI BESAR | Unknown | Unknown | NO | NONE | DISTRIBUTION | TNB | SUNGAI BESAR | NO | Unknown |  |  |  | NO | [17 empty] | 9 | Pass | null
379384228 | [6 empty] | Existing | RYB |  |  | OPEN | OPEN | MAIN |  | 11 kV | [9 empty] | PPU SUNGAI BESAR | Unknown | Unknown | NO | NONE | DISTRIBUTION | TNB | SUNGAI BESAR | NO | Unknown |  |  |  | NO | [17 empty] | 9 | Pass | null
379384301 | [6 empty] | Existing | RYB |  |  | CLOSED | CLOSED | MAIN |  | 11 kV | [9 empty] | PPU SUNGAI BESAR | Unknown | Unknown | NO | NONE | DISTRIBUTION | TNB | SUNGAI BESAR | NO | Unknown |  |  |  | NO | [17 empty] | 9 | Pass | null
379384321 | [6 empty] | Existing | RYB |  |  | CLOSED | CLOSED | MAIN |  | 11 kV | [9 empty] | PPU SUNGAI BESAR | Unknown | Unknown | NO | NONE | DISTRIBUTION | TNB | SUNGAI BESAR | NO | Unknown |  |  |  | NO | [17 empty] | 9 | Pass | null
379384417 | [6 empty] | Existing | RYB |  |  | CLOSED | CLOSED | MAIN |  | 33 kV | [9 empty] | PPU SUNGAI BESAR | Unknown | Unknown | NO | NONE | DISTRIBUTION | TNB | SUNGAI BESAR | NO | Unknown |  |  |  | NO | [17 empty] | 9 | Pass | null
379384632 | [6 empty] | Existing | RYB |  |  | CLOSED | CLOSED | MAIN |  | 11 kV | [9 empty] | PPU SUNGAI BESAR | Unknown | Unknown | NO | NONE | DISTRIBUTION | TNB | SUNGAI BESAR | NO | Unknown |  |  |  | NO | [17 empty] | 9 | Pass | null
379384732 | [6 empty] | Existing | RYB |  |  | OPEN | CLOSED | MAIN |  | 33 kV | [9 empty] | PPU SUNGAI BESAR | Unknown | Unknown | NO | NONE | DISTRIBUTION | TNB | SUNGAI BESAR | NO | Unknown |  |  |  | NO | [17 empty] | 9 | Pass | null
379384742 | [6 empty] | Existing | RYB |  |  | CLOSED | CLOSED | MAIN |  | 33 kV | [9 empty] | PPU SUNGAI BESAR | Unknown | Unknown | NO | NONE | DISTRIBUTION | TNB | SUNGAI BESAR | NO | Unknown |  |  |  | NO | [17 empty] | 9 | Pass | null
379384876 | [6 empty] | Existing | RYB |  |  | OPEN | OPEN | MAIN |  | 11 kV | [9 empty] | PPU SUNGAI BESAR | Unknown | Unknown | NO | NONE | DISTRIBUTION | TNB | SUNGAI BESAR | NO | Unknown |  |  |  | NO | [17 empty] | 9 | Pass | null
379384930 | [6 empty] | Existing | RYB |  |  | OPEN | OPEN | MAIN |  | 11 kV | [9 empty] | PPU SUNGAI BESAR | Unknown | Unknown | NO | NONE | DISTRIBUTION | TNB | SUNGAI BESAR | NO | Unknown |  |  |  | NO | [17 empty] | 9 | Pass | null
379384954 | [6 empty] | Existing | RYB |  |  | CLOSED | CLOSED | MAIN |  | 11 kV | [9 empty] | PPU SUNGAI BESAR | Unknown | Unknown | NO | NONE | DISTRIBUTION | TNB | SUNGAI BESAR | NO | Unknown |  |  |  | NO | [17 empty] | 9 | Pass | null
379385040 | [6 empty] | Existing | RYB |  |  | CLOSED | CLOSED | MAIN |  | 11 kV | [9 empty] | PPU SUNGAI BESAR | Unknown | Unknown | NO | NONE | DISTRIBUTION | TNB | SUNGAI BESAR | NO | Unknown |  |  |  | NO | [17 empty] | 9 | Pass | null
379385122 | [6 empty] | Existing | RYB |  |  | CLOSED | CLOSED | MAIN |  | 33 kV | [9 empty] | PPU SUNGAI BESAR | Unknown | Unknown | NO | NONE | DISTRIBUTION | TNB | SUNGAI BESAR | NO | Unknown |  |  |  | NO | [17 empty] | 9 | Pass | null
379385144 | [6 empty] | Existing | RYB |  |  | CLOSED | CLOSED | MAIN |  | 11 kV | [9 empty] | PPU SUNGAI BESAR | Unknown | Unknown | NO | NONE | DISTRIBUTION | TNB | SUNGAI BESAR | NO | Unknown |  |  |  | NO | [17 empty] | 9 | Pass | null
379396467 | D00361 |  |  |  | BSBR/PCE/J00145/MBNN01 | 300040411 | Existing | RYB |  |  | CLOSED | CLOSED | LINK |  | 11 kV |  | 19990108 |  |  |  |  | FALCON BETA |  |  | SG LANG (ILDAS) DAKWAH | Unknown | Unknown | NO | NONE | DISTRIBUTION | TNB | SUNGAI BESAR | NO | Unknown |  |  |  | NO | [8 empty] | D00361 | NO | [7 empty] | 3 | Pass | null
379396472 | D00360 |  |  |  | BSBR/PCE/J00145/MBNN01 | 300040411 | Existing | RYB |  |  | CLOSED | CLOSED | LINK |  | 11 kV |  | 19990108 |  |  |  |  | FALCON BETA |  |  | SG LANG (ILDAS) DAKWAH | Unknown | Unknown | NO | NONE | DISTRIBUTION | TNB | SUNGAI BESAR | NO | Unknown |  |  |  | NO | [8 empty] | D00360 | NO | [7 empty] | 3 | Pass | null
379396563 | D00359 |  |  |  | BSBR/PCE/J00184/MB1 | 310341861 | Existing | RYB |  |  | CLOSED | CLOSED | LINK |  | 11 kV | [6 empty] | INDKOM |  |  | P/E PUAS | Unknown | Unknown | NO | NONE | DISTRIBUTION | TNB | SUNGAI BESAR | NO | Unknown |  |  |  | NO | [8 empty] | D00359 | NO | [7 empty] | 3 | Pass | null
379396568 | D00357 |  |  |  | BSBR/PCE/J00184/MB1 | 310341861 | Existing | RYB |  |  | CLOSED | CLOSED | LINK |  | 11 kV | [6 empty] | INDKOM |  |  | P/E PUAS | Unknown | Unknown | NO | NONE | DISTRIBUTION | TNB | SUNGAI BESAR | NO | Unknown |  |  |  | NO | [8 empty] | D00357 | NO | [7 empty] | 3 | Pass | null
379396760 | D00355 |  |  |  | BSBR/PCE/J00176/MBRMU1 | 300241441 | Existing | RYB |  |  | CLOSED | CLOSED | LINK |  | 11 kV |  | 20040106 |  |  |  |  | VEI |  |  | INS. PERAKUNAN NEGARA (IPN) | Unknown | Unknown | NO | NONE | DISTRIBUTION | TNB | SUNGAI BESAR | NO | Unknown |  |  |  | NO | [8 empty] | D00355 | NO | [7 empty] | 3 | Pass | null
379396777 | D00354 |  |  |  | BSBR/PCE/J00176/MBRMU1 | 300241441 | Existing | RYB |  |  | CLOSED | CLOSED | LINK |  | 11 kV |  | 20040106 |  |  |  |  | VEI |  |  | INS. PERAKUNAN NEGARA (IPN) | Unknown | Unknown | NO | NONE | DISTRIBUTION | TNB | SUNGAI BESAR | NO | Unknown |  |  |  | NO | [8 empty] | D00354 | NO | [7 empty] | 3 | Pass | null
379396932 | D00349 |  |  |  | BSBR/PCE/J00144/MBNN01 | 300040405 | Existing | RYB |  |  | CLOSED | CLOSED | LINK |  | 11 kV |  | 30/11/1991 |  |  |  |  | FALCON BETA |  |  | TELUK BELANGGA | Unknown | Unknown | NO | NONE | DISTRIBUTION | TNB | SUNGAI BESAR | NO | Unknown |  |  |  | NO | [8 empty] | D00349 | NO | [7 empty] | 3 | Pass | null
379396937 | D00350 |  |  |  | BSBR/PCE/J00144/MBNN01 | 300040405 | Existing | RYB |  |  | CLOSED | CLOSED | LINK |  | 11 kV |  | 30/11/1991 |  |  |  |  | FALCON BETA |  |  | TELUK BELANGGA | Unknown | Unknown | NO | NONE | DISTRIBUTION | TNB | SUNGAI BESAR | NO | Unknown |  |  |  | NO | [8 empty] | D00350 | NO | [7 empty] | 3 | Pass | null
379397027 | D00348 |  |  |  | BSBR/PCE/J00143/MBNN03 | 300040402 | Existing | RYB |  |  | CLOSED | CLOSED | LINK |  | 11 kV |  | 19811102 |  |  |  |  | VEI |  |  | PEKAN PT BARU | Unknown | Unknown | NO | NONE | DISTRIBUTION | TNB | SUNGAI BESAR | NO | Unknown |  |  |  | NO | [8 empty] | D00348 | NO | [7 empty] | 3 | Pass | null
379397032 | D00347 |  |  |  | BSBR/PCE/J00143/MBNN03 | 300040402 | Existing | RYB |  |  | CLOSED | CLOSED | LINK |  | 11 kV |  | 19811102 |  |  |  |  | VEI |  |  | PEKAN PT BARU | Unknown | Unknown | NO | NONE | DISTRIBUTION | TNB | SUNGAI BESAR | NO | Unknown |  |  |  | NO | [8 empty] | D00347 | NO | [7 empty] | 3 | Pass | null
379397130 | D00337 |  |  |  | BSBR/PCE/J00185/MB1 | 310341889 | Existing | RYB |  |  | CLOSED | CLOSED | LINK |  | 11 kV | [6 empty] | TAMCO |  |  | STN SUIS PARIT BARU | Unknown | Unknown | NO | NONE | DISTRIBUTION | TNB | SUNGAI BESAR | NO | Unknown |  |  |  | NO | [8 empty] | D00337 | NO | [7 empty] | 3 | Pass | null
379397136 | D00339 |  |  |  | BSBR/PCE/J00185/MB1 | 310341889 | Existing | RYB |  |  | CLOSED | CLOSED | LINK |  | 11 kV | [6 empty] | TAMCO |  |  | STN SUIS PARIT BARU | Unknown | Unknown | NO | NONE | DISTRIBUTION | TNB | SUNGAI BESAR | NO | Unknown |  |  |  | NO | [8 empty] | D00339 | NO | [7 empty] | 3 | Pass | null
379397141 | D00338 |  |  |  | BSBR/PCE/J00185/MB1 | 310341889 | Existing | RYB |  |  | CLOSED | CLOSED | LINK |  | 11 kV | [6 empty] | TAMCO |  |  | STN SUIS PARIT BARU | Unknown | Unknown | NO | NONE | DISTRIBUTION | TNB | SUNGAI BESAR | NO | Unknown |  |  |  | NO | [8 empty] | D00338 | NO | [7 empty] | 3 | Pass | null
379397158 | D00340 | [5 empty] | Existing | RYB |  |  | CLOSED | CLOSED | LINK |  | 11 kV | [9 empty] | PAT KG PT BARU BAROH | Unknown | Unknown | NO | NONE | DISTRIBUTION | TNB | SUNGAI BESAR | NO | Unknown |  |  |  | NO | [8 empty] | D00340 | NO | [7 empty] | 3 | Pass | null
379397163 | D00341 | [5 empty] | Existing | RYB |  |  | CLOSED | CLOSED | LINK |  | 11 kV | [9 empty] | PAT KG PT BARU BAROH | Unknown | Unknown | NO | NONE | DISTRIBUTION | TNB | SUNGAI BESAR | NO | Unknown |  |  |  | NO | [8 empty] | D00341 | NO | [7 empty] | 3 | Pass | null
379397258 | D00335 |  |  |  | BSBR/PCE/J00186/MB1 | 310341991 | Existing | RYB |  |  | CLOSED | CLOSED | LINK |  | 11 kV | [6 empty] | TAMCO |  |  | P/E HELWA | Unknown | Unknown | NO | NONE | DISTRIBUTION | TNB | SUNGAI BESAR | NO | Unknown |  |  |  | NO | [8 empty] | D00335 | NO | [7 empty] | 3 | Pass | null
379397263 | D00334 |  |  |  | BSBR/PCE/J00186/MB1 | 310341991 | Existing | RYB |  |  | CLOSED | CLOSED | LINK |  | 11 kV | [6 empty] | TAMCO |  |  | P/E HELWA | Unknown | Unknown | NO | NONE | DISTRIBUTION | TNB | SUNGAI BESAR | NO | Unknown |  |  |  | NO | [8 empty] | D00334 | NO | [7 empty] | 3 | Pass | null
379397354 | D00333 |  |  |  | BSBR/PCE/J00150/MB00941 | 300040438 | Existing | RYB |  |  | CLOSED | CLOSED | LINK |  | 11 kV |  | 17/01/1990 |  |  |  |  | FALCON BETA |  |  | P/E SUNGAI TENGAR | Unknown | Unknown | NO | NONE | DISTRIBUTION | TNB | SUNGAI BESAR | NO | Unknown |  |  |  | NO | [8 empty] | D00333 | NO | [7 empty] | 3 | Pass | null
379397359 | D00331 |  |  |  | BSBR/PCE/J00150/MB00941 | 300040438 | Existing | RYB |  |  | CLOSED | CLOSED | LINK |  | 11 kV |  | 17/01/1990 |  |  |  |  | FALCON BETA |  |  | P/E SUNGAI TENGAR | Unknown | Unknown | NO | NONE | DISTRIBUTION | TNB | SUNGAI BESAR | NO | Unknown |  |  |  | NO | [8 empty] | D00331 | NO | [7 empty] | 3 | Pass | null
379397457 | D00324 |  |  |  | BSBR/PCE/J00187/MB1 | 310343013 | Existing | RYB |  |  | CLOSED | CLOSED | LINK |  | 11 kV | [6 empty] | TAMCO |  |  | STN SUIS SG TENGGAR | Unknown | Unknown | NO | NONE | DISTRIBUTION | TNB | SUNGAI BESAR | NO | Unknown |  |  |  | NO | [8 empty] | D00324 | NO | [7 empty] | 3 | Pass | null
379397463 | D00326 |  |  |  | BSBR/PCE/J00187/MB1 | 310343013 | Existing | RYB |  |  | CLOSED | CLOSED | LINK |  | 11 kV | [6 empty] | TAMCO |  |  | STN SUIS SG TENGGAR | Unknown | Unknown | NO | NONE | DISTRIBUTION | TNB | SUNGAI BESAR | NO | Unknown |  |  |  | NO | [8 empty] | D00326 | NO | [7 empty] | 3 | Pass | null
379397468 | D00325 |  |  |  | BSBR/PCE/J00187/MB1 | 310343013 | Existing | RYB |  |  | CLOSED | CLOSED | LINK |  | 11 kV | [6 empty] | TAMCO |  |  | STN SUIS SG TENGGAR | Unknown | Unknown | NO | NONE | DISTRIBUTION | TNB | SUNGAI BESAR | NO | Unknown |  |  |  | NO | [8 empty] | D00325 | NO | [7 empty] | 3 | Pass | null
379397478 | D00323 |  |  |  | BSBR/PCE/J00187/MB1 | 310343013 | Existing | RYB |  |  | CLOSED |  | LINK |  | 11 kV | [6 empty] | TAMCO |  |  | STN SUIS SG TENGGAR | Unknown | Unknown | Unknown | Unknown | DISTRIBUTION | TNB | SUNGAI BESAR | Unknown |  |  |  |  | Unknown | [8 empty] | D00323 | [8 empty] | 3 | Pass | null
379397485 |  |  |  |  | BSBR/PCE/J00152/MBNN01 | 300040445 | Existing | RYB |  | SPARE | OPEN | CLOSED | LINK |  | 11 kV |  | 20/10/2010 | [7 empty] | P/E SG TENGAR UTARA | Unknown | Unknown | NO | NONE | DISTRIBUTION | TNB | SUNGAI BESAR | NO | Unknown |  |  |  | NO | [9 empty] | NO | [7 empty] | 3 | Pass | null
379397490 | D00327 |  |  |  | BSBR/PCE/J00152/MBNN01 | 300040445 | Existing | RYB |  |  | CLOSED | CLOSED | LINK |  | 11 kV |  | 20/10/2010 | [7 empty] | P/E SG TENGAR UTARA | Unknown | Unknown | NO | NONE | DISTRIBUTION | TNB | SUNGAI BESAR | NO | Unknown |  |  |  | NO | [8 empty] | D00327 | NO | [7 empty] | 3 | Pass | null
379397580 | [6 empty] | Existing | RYB |  |  | CLOSED | CLOSED | LINK |  | 11 kV | [9 empty] | P/E SG TENGAR SELATAN | Unknown | Unknown | NO | NONE | DISTRIBUTION | TNB | SUNGAI BESAR | NO | Unknown |  |  |  | NO | [9 empty] | NO | [7 empty] | 3 | Pass | null
379397585 | D00329 | [5 empty] | Existing | RYB |  |  | CLOSED | CLOSED | LINK |  | 11 kV | [9 empty] | P/E SG TENGAR SELATAN | Unknown | Unknown | NO | NONE | DISTRIBUTION | TNB | SUNGAI BESAR | NO | Unknown |  |  |  | NO | [8 empty] | D00329 | NO | [7 empty] | 3 | Pass | null
379397676 | D00321 |  |  |  | BSBR/PCE/J00139/MB005 | 300040382 | Existing | RYB |  |  | OPEN | CLOSED | LINK |  | 11 kV |  | 27/06/1984 |  |  |  |  | FALCON BETA |  |  | P/E SG AIR TAWAR | Unknown | Unknown | NO | NONE | DISTRIBUTION | TNB | SUNGAI BESAR | NO | Unknown |  |  |  | NO | [8 empty] | D00321 | NO | [7 empty] | 3 | Pass | null
379397680 | D00319 |  |  |  | BSBR/PCE/J00139/MB005 | 300040382 | Existing | RYB |  |  | CLOSED | CLOSED | LINK |  | 11 kV |  | 27/06/1984 |  |  |  |  | FALCON BETA |  |  | P/E SG AIR TAWAR | Unknown | Unknown | NO | NONE | DISTRIBUTION | TNB | SUNGAI BESAR | NO | Unknown |  |  |  | NO | [8 empty] | D00319 | NO | [7 empty] | 3 | Pass | null
379397697 | D00320 |  |  |  | BSBR/PCE/J00139/MB005 | 300040382 | Existing | RYB |  |  | OPEN | CLOSED | LINK |  | 11 kV |  | 27/06/1984 |  |  |  |  | FALCON BETA |  |  | P/E SG AIR TAWAR | Unknown | Unknown | NO | NONE | DISTRIBUTION | TNB | SUNGAI BESAR | NO | Unknown |  |  |  | NO | [8 empty] | D00320 | NO | [7 empty] | 3 | Pass | null
379397846 | [6 empty] | Existing | Unknown |  |  | OPEN | OPEN | BUSBAR SECTION |  | 11 kV | [9 empty] | S/S POLITEKNIK SABAK BERNAM | Unknown | Unknown | NO | NONE | DISTRIBUTION | TNB | SUNGAI BESAR | NO | Unknown |  |  |  | NO | [17 empty] | 0 | Fail | Please check "Phasing"
379397857 | D00476 |  |  |  | BSBR/PCE/J00201/MB1 | 310343068 | Existing | RYB |  |  | CLOSED | CLOSED | LINK |  | 11 kV | [6 empty] | TAMCO |  |  | P/E KUARTERS POLITEKNIK | Unknown | Unknown | NO | NONE | DISTRIBUTION | TNB | SUNGAI BESAR | NO | Unknown |  |  |  | NO | [8 empty] | D00476 | NO | [7 empty] | 3 | Pass | null
379397862 | D00475 |  |  |  | BSBR/PCE/J00201/MB1 | 310343068 | Existing | RYB |  |  | CLOSED | CLOSED | LINK |  | 11 kV | [6 empty] | TAMCO |  |  | P/E KUARTERS POLITEKNIK | Unknown | Unknown | NO | NONE | DISTRIBUTION | TNB | SUNGAI BESAR | NO | Unknown |  |  |  | NO | [8 empty] | D00475 | NO | [7 empty] | 3 | Pass | null
379398082 | D00469 |  |  |  | BSBR/PCE/J00146/MBNN03 | 300040418 | Existing | RYB |  |  | CLOSED | CLOSED | LINK |  | 11 kV |  | 25/11/1991 |  |  |  |  | FALCON BETA |  |  | SG APONG | Unknown | Unknown | NO | NONE | DISTRIBUTION | TNB | SUNGAI BESAR | NO | Unknown |  |  |  | NO | [8 empty] | D00469 | NO | [7 empty] | 3 | Pass | null
379398087 | D00470 |  |  |  | BSBR/PCE/J00146/MBNN03 | 300040418 | Existing | RYB |  |  | CLOSED | CLOSED | LINK |  | 11 kV |  | 25/11/1991 |  |  |  |  | FALCON BETA |  |  | SG APONG | Unknown | Unknown | NO | NONE | DISTRIBUTION | TNB | SUNGAI BESAR | NO | Unknown |  |  |  | NO | [8 empty] | D00470 | NO | [7 empty] | 3 | Pass | null
379398176 | D00629 |  |  |  | BSBR/PCE/J00147/MBNN01 | 300040421 | Existing | RYB |  |  | CLOSED | CLOSED | LINK |  | 11 kV |  | 29/11/1992 |  |  |  |  | VEI |  |  | BGN BETING KEPAH | Unknown | Unknown | NO | NONE | DISTRIBUTION | TNB | SUNGAI BESAR | NO | Unknown |  |  |  | NO | [8 empty] | D00629 | NO | [7 empty] | 3 | Pass | null
379398183 | D00630 |  |  |  | BSBR/PCE/J00147/MBNN01 | 300040421 | Existing | RYB |  |  | CLOSED | CLOSED | LINK |  | 11 kV |  | 29/11/1992 |  |  |  |  | VEI |  |  | BGN BETING KEPAH | Unknown | Unknown | NO | NONE | DISTRIBUTION | TNB | SUNGAI BESAR | NO | Unknown |  |  |  | NO | [8 empty] | D00630 | NO | [7 empty] | 3 | Pass | null
379398187 | D00466 |  |  |  | BSBR/PCE/J00147/MBNN01 | 300040421 | Existing | RYB |  |  | CLOSED | CLOSED | LINK |  | 11 kV |  | 29/11/1992 |  |  |  |  | VEI |  |  | BGN BETING KEPAH | Unknown | Unknown | NO | NONE | DISTRIBUTION | TNB | SUNGAI BESAR | NO | Unknown |  |  |  | NO | [8 empty] | D00466 | NO | [7 empty] | 3 | Pass | null
379398213 | D00628 |  |  |  | BSBR/PCE/J00147/MBNN01 | 300040421 | Existing | RYB |  |  | CLOSED | CLOSED | LINK |  | 11 kV |  | 29/11/1992 |  |  |  |  | VEI |  |  | BGN BETING KEPAH | Unknown | Unknown | NO | NONE | DISTRIBUTION | TNB | SUNGAI BESAR | NO | Unknown |  |  |  | NO | [8 empty] | D00628 | NO | [7 empty] | 3 | Pass | null
379398363 | D00631 |  |  |  | BSBR/PCE/J00147/MBNN01 | 300040421 | Existing | RYB |  |  | CLOSED |  | LINK |  | 11 kV |  | 29/11/1992 |  |  |  |  | VEI |  |  | BGN BETING KEPAH | Unknown | Unknown | Unknown | Unknown | DISTRIBUTION | TNB | SUNGAI BESAR | Unknown |  |  |  |  | Unknown | [8 empty] | D00631 | [8 empty] | 3 | Pass | null
379398370 | D00467 |  |  |  | BSBR/PCE/J00147/MBNN01 | 300040421 | Existing | RYB |  |  | CLOSED | CLOSED | LINK |  | 11 kV |  | 29/11/1992 |  |  |  |  | VEI |  |  | BGN BETING KEPAH | Unknown | Unknown | NO | NONE | DISTRIBUTION | TNB | SUNGAI BESAR | Unknown |  |  |  |  | NO | [8 empty] | D00467 | NO | [7 empty] | 3 | Pass | null
379398381 | D00632 |  |  |  | BSBR/PCE/J00147/MBNN01 | 300040421 | Existing | RYB |  |  | CLOSED |  | LINK |  | 11 kV |  | 29/11/1992 |  |  |  |  | VEI |  |  | BGN BETING KEPAH | Unknown | Unknown | Unknown | Unknown | DISTRIBUTION | TNB | SUNGAI BESAR | Unknown |  |  |  |  | Unknown | [8 empty] | D00632 | [8 empty] | 3 | Pass | null
379398398 | D00635 |  |  |  | BSBR/PCE/J00211/MB1 | 310357934 | Existing | RYB |  |  | CLOSED | CLOSED | LINK |  | 11 kV | [6 empty] | SIEMENS |  |  | P/E KOLAM UDANG BAGAN TELOK RHU | Unknown | Unknown | NO | NONE | DISTRIBUTION | TNB | SUNGAI BESAR | NO | Unknown |  |  |  | NO | [8 empty] | D00635 | NO | [7 empty] | 3 | Pass | null
379398403 | D00633 |  |  |  | BSBR/PCE/J00211/MB1 | 310357934 | Existing | RYB |  |  | CLOSED | CLOSED | LINK |  | 11 kV | [6 empty] | SIEMENS |  |  | P/E KOLAM UDANG BAGAN TELOK RHU | Unknown | Unknown | NO | NONE | DISTRIBUTION | TNB | SUNGAI BESAR | NO | Unknown |  |  |  | NO | [8 empty] | D00633 | NO | [7 empty] | 3 | Pass | null
379398497 | D00463 |  |  |  | BSBR/PCE/J00142/MBNN01 | 300040395 | Existing | RYB |  |  | CLOSED | CLOSED | LINK |  | 11 kV |  | 20010106 |  |  |  |  | FALCON BETA |  |  | KG TELUK RHU | Unknown | Unknown | NO | NONE | DISTRIBUTION | TNB | SUNGAI BESAR | NO | Unknown |  |  |  | NO | [8 empty] | D00463 | NO | [7 empty] | 3 | Pass | null
379398502 | D00464 |  |  |  | BSBR/PCE/J00142/MBNN01 | 300040395 | Existing | RYB |  |  | CLOSED | CLOSED | LINK |  | 11 kV |  | 20010106 |  |  |  |  | FALCON BETA |  |  | KG TELUK RHU | Unknown | Unknown | NO | NONE | DISTRIBUTION | TNB | SUNGAI BESAR | NO | Unknown |  |  |  | NO | [8 empty] | D00464 | NO | [7 empty] | 3 | Pass | null
379398593 | D00461 |  |  |  | BSBR/PCE/J00163/MBNN04 | 300040498 | Existing | RYB |  |  | CLOSED | CLOSED | LINK |  | 11 kV |  | 28/04/2001 |  |  |  |  | VEI |  |  | P/E PUSAT REKREASI BNO | Unknown | Unknown | NO | NONE | DISTRIBUTION | TNB | SUNGAI BESAR | NO | Unknown |  |  |  | NO | [8 empty] | D00461 | NO | [7 empty] | 3 | Pass | null
379398598 | D00460 |  |  |  | BSBR/PCE/J00163/MBNN04 | 300040498 | Existing | RYB |  |  | CLOSED | CLOSED | LINK |  | 11 kV |  | 28/04/2001 |  |  |  |  | VEI |  |  | P/E PUSAT REKREASI BNO | Unknown | Unknown | NO | NONE | DISTRIBUTION | TNB | SUNGAI BESAR | NO | Unknown |  |  |  | NO | [8 empty] | D00460 | NO | [7 empty] | 3 | Pass | null
379398690 | D00454 |  |  |  | BSBR/PCE/J00017/MB01 | 300039822 | Existing | RYB |  |  | CLOSED | CLOSED | LINK |  | 11 kV |  | 19810209 |  |  |  |  | INDKOM |  |  | SIMPANG BNO | Unknown | Unknown | NO | NONE | DISTRIBUTION | TNB | SUNGAI BESAR | NO | Unknown |  |  |  | NO | [8 empty] | D00454 | NO | [7 empty] | 3 | Pass | null
379398694 | D00455 |  |  |  | BSBR/PCE/J00017/MB01 | 300039822 | Existing | RYB |  |  | CLOSED | CLOSED | LINK |  | 11 kV |  | 19810209 |  |  |  |  | INDKOM |  |  | SIMPANG BNO | Unknown | Unknown | NO | NONE | DISTRIBUTION | TNB | SUNGAI BESAR | NO | Unknown |  |  |  | NO | [8 empty] | D00455 | NO | [7 empty] | 3 | Pass | null
379398711 | D00456 |  |  |  | BSBR/PCE/J00017/MB01 | 300039822 | Existing | RYB |  |  | CLOSED | CLOSED | LINK |  | 11 kV |  | 19810209 |  |  |  |  | INDKOM |  |  | SIMPANG BNO | Unknown | Unknown | NO | NONE | DISTRIBUTION | TNB | SUNGAI BESAR | NO | Unknown |  |  |  | NO | [8 empty] | D00456 | NO | [7 empty] | 3 | Pass | null
379398795 | D00451 |  |  |  | BSBR/PCE/J00135/MBS00895 | 300040365 | Existing | RYB |  |  | OPEN | CLOSED | LINK |  | 11 kV |  | 24/09/1984 |  |  |  |  | FALCON BETA |  |  | RUMAH MURAH BNO | Unknown | Unknown | NO | NONE | DISTRIBUTION | TNB | SUNGAI BESAR | NO | Unknown |  |  |  | NO | [8 empty] | D00451 | NO | [7 empty] | 3 | Pass | null
379398800 | D00450 |  |  |  | BSBR/PCE/J00135/MBS00895 | 300040365 | Existing | RYB |  |  | CLOSED | CLOSED | LINK |  | 11 kV |  | 24/09/1984 |  |  |  |  | FALCON BETA |  |  | RUMAH MURAH BNO | Unknown | Unknown | NO | NONE | DISTRIBUTION | TNB | SUNGAI BESAR | NO | Unknown |  |  |  | NO | [8 empty] | D00450 | NO | [7 empty] | 3 | Pass | null
379398891 | D00458 |  |  |  | BSBR/PCE/J00138/MBNN03 | 300040376 | Existing | RYB |  |  | CLOSED | CLOSED | LINK |  | 11 kV |  | 24/12/1999 |  |  |  |  | FALCON BETA |  |  | SEK MUNSHI ABDULLAH | Unknown | Unknown | NO | NONE | DISTRIBUTION | TNB | SUNGAI BESAR | NO | Unknown |  |  |  | NO | [8 empty] | D00458 | NO | [7 empty] | 3 | Pass | null
379398896 | D00457 |  |  |  | BSBR/PCE/J00138/MBNN03 | 300040376 | Existing | RYB |  |  | CLOSED | CLOSED | LINK |  | 11 kV |  | 24/12/1999 |  |  |  |  | FALCON BETA |  |  | SEK MUNSHI ABDULLAH | Unknown | Unknown | NO | NONE | DISTRIBUTION | TNB | SUNGAI BESAR | NO | Unknown |  |  |  | NO | [8 empty] | D00457 | NO | [7 empty] | 3 | Pass | null
379398992 | D00636 | [5 empty] | Existing | RYB |  |  | CLOSED | CLOSED | LINK |  | 11 kV | [9 empty] | P/E ASIA AQUACULTURE, TELOK RHU | Unknown | Unknown | NO | NONE | DISTRIBUTION | TNB | SUNGAI BESAR | NO | Unknown |  |  |  | NO | [8 empty] | D00636 | NO | [7 empty] | 3 | Pass | null
379398997 | D00638 | [5 empty] | Existing | RYB |  |  | CLOSED | CLOSED | LINK |  | 11 kV | [9 empty] | P/E ASIA AQUACULTURE, TELOK RHU | Unknown | Unknown | NO | NONE | DISTRIBUTION | TNB | SUNGAI BESAR | NO | Unknown |  |  |  | NO | [8 empty] | D00638 | NO | [7 empty] | 3 | Pass | null
379399093 | D00343 |  |  |  | BSBR/PCE/J00149/MB1 | 310341911 | Existing | RYB |  |  | CLOSED | CLOSED | LINK |  | 11 kV | [9 empty] | P/E BAGAN PARIT BARU | Unknown | Unknown | NO | NONE | DISTRIBUTION | TNB | SUNGAI BESAR | NO | Unknown |  |  |  | NO | [8 empty] | D00343 | NO | [7 empty] | 3 | Pass | null
379399098 | SPARE |  |  |  | BSBR/PCE/J00149/MB1 | 310341911 | Existing | RYB |  | SPUR | OPEN | CLOSED | LINK |  | 11 kV | [9 empty] | P/E BAGAN PARIT BARU | Unknown | Unknown | NO | NONE | DISTRIBUTION | TNB | SUNGAI BESAR | NO | Unknown |  |  |  | NO | [8 empty] | SPARE | NO | [7 empty] | 3 | Pass | null
379499440 | D00490 |  |  |  | BSBR/PCE/J00203/MB1 | 310359637 | Existing | RYB |  |  | CLOSED | CLOSED | LINK |  | 11 kV | [6 empty] | TAMCO |  |  | STN SUIS TORKINTON | Unknown | Unknown | NO | NONE | DISTRIBUTION | TNB | SUNGAI BESAR | NO | Unknown |  |  |  | NO | [8 empty] | D00490 | NO | [7 empty] | 3 | Pass | null
379499451 | D00491 |  |  |  | BSBR/PCE/J00203/MB1 | 310359637 | Existing | RYB |  |  | CLOSED | CLOSED | LINK |  | 11 kV | [6 empty] | TAMCO |  |  | STN SUIS TORKINTON | Unknown | Unknown | NO | NONE | DISTRIBUTION | TNB | SUNGAI BESAR | NO | Unknown |  |  |  | NO | [8 empty] | D00491 | NO | [7 empty] | 3 | Pass | null
379499467 | D00492 |  |  |  | BSBR/PCE/J00082/MB00796 | 300040096 | Existing | RYB |  |  | CLOSED | CLOSED | LINK |  | 11 kV |  | 19880509 |  |  |  |  | FALCON BETA |  |  | PUMP HOUSE TORKINTON | Unknown | Unknown | NO | NONE | DISTRIBUTION | TNB | SUNGAI BESAR | NO | Unknown |  |  |  | NO | [8 empty] | D00492 | NO | [7 empty] | 3 | Pass | null
379499472 | D00493 |  |  |  | BSBR/PCE/J00082/MB00796 | 300040096 | Existing | RYB |  |  | CLOSED | CLOSED | LINK |  | 11 kV |  | 19880509 |  |  |  |  | FALCON BETA |  |  | PUMP HOUSE TORKINTON | Unknown | Unknown | NO | NONE | DISTRIBUTION | TNB | SUNGAI BESAR | NO | Unknown |  |  |  | NO | [8 empty] | D00493 | NO | [7 empty] | 3 | Pass | null
379499570 | D00495 |  |  |  | BSBR/PCE/J00083/MB00796 | 300040099 | Existing | RYB |  |  | CLOSED | CLOSED | LINK |  | 11 kV |  | 19831111 |  |  |  |  | FALCON BETA |  |  | LDG TORKINTON | Unknown | Unknown | NO | NONE | DISTRIBUTION | TNB | SUNGAI BESAR | NO | Unknown |  |  |  | NO | [8 empty] | D00495 | NO | [7 empty] | 3 | Pass | null
379499575 | D00497 |  |  |  | BSBR/PCE/J00083/MB00796 | 300040099 | Existing | RYB |  |  | CLOSED | CLOSED | LINK |  | 11 kV |  | 19831111 |  |  |  |  | FALCON BETA |  |  | LDG TORKINTON | Unknown | Unknown | NO | NONE | DISTRIBUTION | TNB | SUNGAI BESAR | NO | Unknown |  |  |  | NO | [8 empty] | D00497 | NO | [7 empty] | 3 | Pass | null
379499958 | D00645 |  |  |  | BSBR/PCE/J00169/MB1 | 310370413 | Existing | RYB |  |  | CLOSED | CLOSED | LINK |  | 11 kV | [6 empty] | TAMCO |  |  | P/E KUARTERS TORKINTON | Unknown | Unknown | NO | NONE | DISTRIBUTION | TNB | SUNGAI BESAR | NO | Unknown |  |  |  | NO | [8 empty] | D00645 | NO | [7 empty] | 3 | Pass | null
379499963 | D00643 |  |  |  | BSBR/PCE/J00169/MB1 | 310370413 | Existing | RYB |  |  | CLOSED | CLOSED | LINK |  | 11 kV | [6 empty] | TAMCO |  |  | P/E KUARTERS TORKINTON | Unknown | Unknown | NO | NONE | DISTRIBUTION | TNB | SUNGAI BESAR | NO | Unknown |  |  |  | NO | [8 empty] | D00643 | NO | [7 empty] | 3 | Pass | null
379500082 | D00486 |  |  |  | BSBR/PCE/J00081/MB00790 | 300040090 | Existing | RYB |  |  | OPEN | CLOSED | LINK |  | 11 kV |  | 29/08/1992 |  |  |  |  | VEI |  |  | HOSPITAL S/BERNAM | Unknown | Unknown | NO | NONE | DISTRIBUTION | TNB | SUNGAI BESAR | NO | Unknown |  |  |  | NO | [8 empty] | D00486 | NO | [7 empty] | 3 | Pass | null
379500468 | D00499 |  |  |  | BSBR/PCE/J00085/MB003 | 300040110 | Existing | RYB |  |  | CLOSED | CLOSED | LINK |  | 11 kV |  | 19980108 |  |  |  |  | FALCON BETA |  |  | JOHAN LAND | Unknown | Unknown | NO | NONE | DISTRIBUTION | TNB | SUNGAI BESAR | NO | Unknown |  |  |  | NO | [8 empty] | D00499 | NO | [7 empty] | 3 | Pass | null
379500476 | D00502 |  |  |  | BSBR/PCE/J00085/MB003 | 300040110 | Existing | RYB |  |  | CLOSED | CLOSED | LINK |  | 11 kV |  | 19980108 |  |  |  |  | FALCON BETA |  |  | JOHAN LAND | Unknown | Unknown | NO | NONE | DISTRIBUTION | TNB | SUNGAI BESAR | NO | Unknown |  |  |  | NO | [8 empty] | D00502 | NO | [7 empty] | 3 | Pass | null
379500483 | D00498 |  |  |  | BSBR/PCE/J00085/MB003 | 300040110 | Existing | RYB |  |  | CLOSED | CLOSED | LINK |  | 11 kV |  | 19980108 |  |  |  |  | FALCON BETA |  |  | JOHAN LAND | Unknown | Unknown | NO | NONE | DISTRIBUTION | TNB | SUNGAI BESAR | NO | Unknown |  |  |  | NO | [8 empty] | D00498 | NO | [7 empty] | 3 | Pass | null
379500644 | D00501 |  |  |  | BSBR/PCE/J00167/MB1 | 310357933 | Existing | RYB |  |  | CLOSED | CLOSED | LINK |  | 11 kV | [6 empty] | TAMCO |  |  | SW/STN JOHAN LAND | Unknown | Unknown | NO | NONE | DISTRIBUTION | TNB | SUNGAI BESAR | NO | Unknown |  |  |  | NO | [8 empty] | D00501 | NO | [7 empty] | 3 | Pass | null
379500649 | D00500 |  |  |  | BSBR/PCE/J00167/MB1 | 310357933 | Existing | RYB |  |  | CLOSED | CLOSED | LINK |  | 11 kV | [6 empty] | TAMCO |  |  | SW/STN JOHAN LAND | Unknown | Unknown | NO | NONE | DISTRIBUTION | TNB | SUNGAI BESAR | NO | Unknown |  |  |  | NO | [8 empty] | D00500 | NO | [7 empty] | 3 | Pass | null
379500797 | D00506 |  |  |  | BSBR/PCE/J00086/MB00815 | 300040116 | Existing | RYB |  |  | CLOSED | CLOSED | LINK |  | 11 kV |  | 15/02/1994 |  |  |  |  | INDKOM |  |  | PEKAN S/BERNAM | Unknown | Unknown | NO | NONE | DISTRIBUTION | TNB | SUNGAI BESAR | NO | Unknown |  |  |  | NO | [8 empty] | D00506 | NO | [7 empty] | 3 | Pass | null
379500801 | D00504 |  |  |  | BSBR/PCE/J00086/MB00815 | 300040116 | Existing | RYB |  |  | CLOSED | CLOSED | LINK |  | 11 kV |  | 15/02/1994 |  |  |  |  | INDKOM |  |  | PEKAN S/BERNAM | Unknown | Unknown | NO | NONE | DISTRIBUTION | TNB | SUNGAI BESAR | NO | Unknown |  |  |  | NO | [8 empty] | D00504 | NO | [7 empty] | 3 | Pass | null
379500818 | D00503 |  |  |  | BSBR/PCE/J00086/MB00815 | 300040116 | Existing | RYB |  |  | CLOSED | CLOSED | LINK |  | 11 kV |  | 15/02/1994 |  |  |  |  | INDKOM |  |  | PEKAN S/BERNAM | Unknown | Unknown | NO | NONE | DISTRIBUTION | TNB | SUNGAI BESAR | NO | Unknown |  |  |  | NO | [8 empty] | D00503 | NO | [7 empty] | 3 | Pass | null
379500901 | D00525 |  |  |  | BSBR/PCE/J00134/MBNN03 | 300040362 | Existing | RYB |  |  | CLOSED | CLOSED | LINK |  | 11 kV |  | 15/05/1994 | [7 empty] | PUSAT PERANGINAN S/BERNAM | Unknown | Unknown | NO | NONE | DISTRIBUTION | TNB | SUNGAI BESAR | NO | Unknown |  |  |  | NO | [8 empty] | D00525 | NO | [7 empty] | 3 | Pass | null
379500906 | D00524 |  |  |  | BSBR/PCE/J00134/MBNN03 | 300040362 | Existing | RYB |  |  | CLOSED | CLOSED | LINK |  | 11 kV |  | 15/05/1994 | [7 empty] | PUSAT PERANGINAN S/BERNAM | Unknown | Unknown | NO | NONE | DISTRIBUTION | TNB | SUNGAI BESAR | NO | Unknown |  |  |  | NO | [8 empty] | D00524 | NO | [7 empty] | 3 | Pass | null
379500998 | D00527 |  |  |  | BSBR/PCE/J00204/MB1 | 310357931 | Existing | RYB |  |  | CLOSED | CLOSED | LINK |  | 11 kV | [6 empty] | INDKOM |  |  | P/E KOLEJ KOMUNITI | Unknown | Unknown | NO | NONE | DISTRIBUTION | TNB | SUNGAI BESAR | NO | Unknown |  |  |  | NO | [8 empty] | D00527 | NO | [7 empty] | 3 | Pass | null
379501015 | D00528 |  |  |  | BSBR/PCE/J00204/MB1 | 310357931 | Existing | RYB |  |  | CLOSED | CLOSED | LINK |  | 11 kV | [6 empty] | INDKOM |  |  | P/E KOLEJ KOMUNITI | Unknown | Unknown | NO | NONE | DISTRIBUTION | TNB | SUNGAI BESAR | NO | Unknown |  |  |  | NO | [8 empty] | D00528 | NO | [7 empty] | 3 | Pass | null
379501172 | D00705 |  |  |  | BSBR/PCE/J00221/MB1 | 300447842 | Existing | RYB |  |  | CLOSED | CLOSED | LINK |  | 11 kV |  | 20/04/2010 |  |  |  |  | TAMCO |  |  | P/E SEK UNGKU AZIZ | Unknown | Unknown | NO | NONE | DISTRIBUTION | TNB | SUNGAI BESAR | NO | Unknown |  |  |  | NO | [8 empty] | D00705 | NO | [7 empty] | 3 | Pass | null
379501177 | D00703 |  |  |  | BSBR/PCE/J00221/MB1 | 300447842 | Existing | RYB |  |  | CLOSED | CLOSED | LINK |  | 11 kV |  | 20/04/2010 |  |  |  |  | TAMCO |  |  | P/E SEK UNGKU AZIZ | Unknown | Unknown | NO | NONE | DISTRIBUTION | TNB | SUNGAI BESAR | NO | Unknown |  |  |  | NO | [8 empty] | D00703 | NO | [7 empty] | 3 | Pass | null
379501282 | D00532 | [5 empty] | Existing | RYB |  |  | CLOSED | CLOSED | LINK |  | 11 kV | [9 empty] | VIP | Unknown | Unknown | NO | NONE | DISTRIBUTION | TNB | SUNGAI BESAR | NO | Unknown |  |  |  | NO | [8 empty] | D00532 | NO | [7 empty] | 3 | Pass | null
379501287 | D00531 | [5 empty] | Existing | RYB |  |  | CLOSED | CLOSED | LINK |  | 11 kV | [9 empty] | VIP | Unknown | Unknown | NO | NONE | DISTRIBUTION | TNB | SUNGAI BESAR | NO | Unknown |  |  |  | NO | [8 empty] | D00531 | NO | [7 empty] | 3 | Pass | null
379501378 | D00535 |  |  |  | BSBR/PCE/J00126/MBNN03 | 300040321 | Existing | RYB |  |  | CLOSED | CLOSED | LINK |  | 11 kV |  | 20/10/2000 |  |  |  |  | INDKOM |  |  | PUSAT REKREASI S/BERNAM | Unknown | Unknown | NO | NONE | DISTRIBUTION | TNB | SUNGAI BESAR | NO | Unknown |  |  |  | NO | [8 empty] | D00535 | NO | [7 empty] | 3 | Pass | null
379501383 | D00534 |  |  |  | BSBR/PCE/J00126/MBNN03 | 300040321 | Existing | RYB |  |  | CLOSED | CLOSED | LINK |  | 11 kV |  | 20/10/2000 |  |  |  |  | INDKOM |  |  | PUSAT REKREASI S/BERNAM | Unknown | Unknown | NO | NONE | DISTRIBUTION | TNB | SUNGAI BESAR | NO | Unknown |  |  |  | NO | [8 empty] | D00534 | NO | [7 empty] | 3 | Pass | null
379501474 | D00730 |  |  |  | BSBR/PCE/J00227/MB1 | 300448010 | Existing | RYB |  |  | CLOSED | CLOSED | LINK |  | 11 kV |  | 24/09/2012 |  |  |  |  | INDKOM |  |  | P/E PUSAT PERLINDUNGAN WANITA | Unknown | Unknown | NO | NONE | DISTRIBUTION | TNB | SUNGAI BESAR | NO | Unknown |  |  |  | NO | [8 empty] | D00730 | NO | [7 empty] | 3 | Pass | null
379501479 | D00732 |  |  |  | BSBR/PCE/J00227/MB1 | 300448010 | Existing | RYB |  |  | CLOSED | CLOSED | LINK |  | 11 kV |  | 24/09/2012 |  |  |  |  | INDKOM |  |  | P/E PUSAT PERLINDUNGAN WANITA | Unknown | Unknown | NO | NONE | DISTRIBUTION | TNB | SUNGAI BESAR | NO | Unknown |  |  |  | NO | [8 empty] | D00732 | NO | [7 empty] | 3 | Pass | null
379501573 | D00538 |  |  |  | BSBR/PCE/J00206/MB1 | 310357929 | Existing | RYB |  |  | OPEN | CLOSED | LINK |  | 11 kV | [6 empty] | TOPRANK |  |  | P/E TAMAN INTAN JAYA | Unknown | Unknown | NO | NONE | DISTRIBUTION | TNB | SUNGAI BESAR | NO | Unknown |  |  |  | NO | [8 empty] | D00538 | NO | [7 empty] | 3 | Pass | null
379501578 | D00537 |  |  |  | BSBR/PCE/J00206/MB1 | 310357929 | Existing | RYB |  |  | CLOSED | CLOSED | LINK |  | 11 kV | [6 empty] | TOPRANK |  |  | P/E TAMAN INTAN JAYA | Unknown | Unknown | NO | NONE | DISTRIBUTION | TNB | SUNGAI BESAR | NO | Unknown |  |  |  | NO | [8 empty] | D00537 | NO | [7 empty] | 3 | Pass | null
379501692 | D00688 | [5 empty] | Existing | RYB |  |  | CLOSED | CLOSED | LINK |  | 11 kV | [9 empty] | P/PADAT MEDAN SELERA MDSB | Unknown | Unknown | NO | NONE | DISTRIBUTION | TNB | SUNGAI BESAR | NO | Unknown |  |  |  | NO | [8 empty] | D00688 | NO | [7 empty] | 3 | Pass | null
379501697 | D00686 | [5 empty] | Existing | RYB |  |  | OPEN | CLOSED | LINK |  | 11 kV | [9 empty] | P/PADAT MEDAN SELERA MDSB | Unknown | Unknown | NO | NONE | DISTRIBUTION | TNB | SUNGAI BESAR | NO | Unknown |  |  |  | NO | [8 empty] | D00686 | NO | [7 empty] | 3 | Pass | null
379501786 | D06806 | [5 empty] | Existing | RYB |  |  | CLOSED | CLOSED | LINK |  | 11 kV | [9 empty] | P/E PUSAT NIAGA BT 40 | Unknown | Unknown | NO | NONE | DISTRIBUTION | TNB | SUNGAI BESAR | NO | Unknown |  |  |  | NO | [8 empty] | D06806 | NO | [7 empty] | 3 | Pass | null
379501791 | D06808 | [5 empty] | Existing | RYB |  |  | CLOSED | CLOSED | LINK |  | 11 kV | [9 empty] | P/E PUSAT NIAGA BT 40 | Unknown | Unknown | NO | NONE | DISTRIBUTION | TNB | SUNGAI BESAR | NO | Unknown |  |  |  | NO | [8 empty] | D06808 | NO | [7 empty] | 3 | Pass | null
379501902 | D00685 |  |  |  | BSBR/PCE/J00215/MB1 | 310370415 | Existing | RYB |  |  | CLOSED | CLOSED | LINK |  | 11 kV | [6 empty] | INDKOM |  |  | P/E TAMAN PERTAMA FASA 4 | Unknown | Unknown | NO | NONE | DISTRIBUTION | TNB | SUNGAI BESAR | NO | Unknown |  |  |  | NO | [8 empty] | D00685 | NO | [7 empty] | 3 | Pass | null
379501907 | D00683 |  |  |  | BSBR/PCE/J00215/MB1 | 310370415 | Existing | RYB |  |  | CLOSED | CLOSED | LINK |  | 11 kV | [6 empty] | INDKOM |  |  | P/E TAMAN PERTAMA FASA 4 | Unknown | Unknown | NO | NONE | DISTRIBUTION | TNB | SUNGAI BESAR | NO | Unknown |  |  |  | NO | [8 empty] | D00683 | NO | [7 empty] | 3 | Pass | null
379502002 | D00364 |  |  |  | BSBR/PCE/J00209/MB1 | 310354545 | Existing | RYB |  |  | CLOSED | CLOSED | LINK |  | 11 kV | [6 empty] | TAMCO |  |  | P/E TMN SERENDAH NO 1 | Unknown | Unknown | NO | NONE | DISTRIBUTION | TNB | SUNGAI BESAR | NO | Unknown |  |  |  | NO | [8 empty] | D00364 | NO | [7 empty] | 3 | Pass | null
379502007 | D00365 |  |  |  | BSBR/PCE/J00209/MB1 | 310354545 | Existing | RYB |  |  | CLOSED | CLOSED | LINK |  | 11 kV | [6 empty] | TAMCO |  |  | P/E TMN SERENDAH NO 1 | Unknown | Unknown | NO | NONE | DISTRIBUTION | TNB | SUNGAI BESAR | NO | Unknown |  |  |  | NO | [8 empty] | D00365 | NO | [7 empty] | 3 | Pass | null
379502098 | D00366 |  |  |  | BSBR/PCE/J00110/MBNN03 | 300040239 | Existing | RYB |  |  | CLOSED | CLOSED | LINK |  | 11 kV |  | 19770108 |  |  |  |  | INDKOM |  |  | TMN SERENDAH NO 2 | Unknown | Unknown | NO | NONE | DISTRIBUTION | TNB | SUNGAI BESAR | NO | Unknown |  |  |  | NO | [8 empty] | D00366 | NO | [7 empty] | 3 | Pass | null
379502103 | D00367 |  |  |  | BSBR/PCE/J00110/MBNN03 | 300040239 | Existing | RYB |  |  | CLOSED | CLOSED | LINK |  | 11 kV |  | 19770108 |  |  |  |  | INDKOM |  |  | TMN SERENDAH NO 2 | Unknown | Unknown | NO | NONE | DISTRIBUTION | TNB | SUNGAI BESAR | NO | Unknown |  |  |  | NO | [8 empty] | D00367 | NO | [7 empty] | 3 | Pass | null
379502193 | D00369 |  |  |  | BSBR/PCE/J00109/MBNN01 | 300040232 | Existing | RYB |  |  | CLOSED | CLOSED | LINK |  | 11 kV |  | 20/10/2010 | [7 empty] | TMN PERTAMA LOT 771 | Unknown | Unknown | NO | NONE | DISTRIBUTION | TNB | SUNGAI BESAR | NO | Unknown |  |  |  | NO | [8 empty] | D00369 | NO | [7 empty] | 3 | Pass | null
379502198 | D00370 |  |  |  | BSBR/PCE/J00109/MBNN01 | 300040232 | Existing | RYB |  |  | CLOSED | CLOSED | LINK |  | 11 kV |  | 20/10/2010 | [7 empty] | TMN PERTAMA LOT 771 | Unknown | Unknown | NO | NONE | DISTRIBUTION | TNB | SUNGAI BESAR | NO | Unknown |  |  |  | NO | [8 empty] | D00370 | NO | [7 empty] | 3 | Pass | null
379502288 | D00372 |  |  |  | BSBR/PCE/J00108/MBNN04 | 300040229 | Existing | RYB |  |  | CLOSED | CLOSED | LINK |  | 11 kV |  | 19800108 |  |  |  |  | INDKOM |  |  | PKNS LOW COST TMN MUHIBAH | Unknown | Unknown | NO | NONE | DISTRIBUTION | TNB | SUNGAI BESAR | NO | Unknown |  |  |  | NO | [8 empty] | D00372 | NO | [7 empty] | 3 | Pass | null
379502293 | D00374 |  |  |  | BSBR/PCE/J00108/MBNN04 | 300040229 | Existing | RYB |  |  | CLOSED | CLOSED | LINK |  | 11 kV |  | 19800108 |  |  |  |  | INDKOM |  |  | PKNS LOW COST TMN MUHIBAH | Unknown | Unknown | NO | NONE | DISTRIBUTION | TNB | SUNGAI BESAR | NO | Unknown |  |  |  | NO | [8 empty] | D00374 | NO | [7 empty] | 3 | Pass | null
379502383 | D06802 |  |  |  | BSBR/PCE/J00246/MB1 | 300505687 | Existing | RYB |  |  | CLOSED | CLOSED | LINK |  | 11 kV | [9 empty] | P/E TAMAN ORKID | Unknown | Unknown | NO | NONE | DISTRIBUTION | TNB | SUNGAI BESAR | NO | Unknown |  |  |  | NO | [8 empty] | D06802 | NO | [7 empty] | 3 | Pass | null
379502388 | D06804 |  |  |  | BSBR/PCE/J00246/MB1 | 300505687 | Existing | RYB |  |  | CLOSED | CLOSED | LINK |  | 11 kV | [9 empty] | P/E TAMAN ORKID | Unknown | Unknown | NO | NONE | DISTRIBUTION | TNB | SUNGAI BESAR | NO | Unknown |  |  |  | NO | [8 empty] | D06804 | NO | [7 empty] | 3 | Pass | null
379502487 | D00367 |  |  |  | BSBR/PCE/J00111/MBNN02 | 300040243 | Existing | RYB |  |  | CLOSED | CLOSED | LINK |  | 11 kV |  | 16/01/1989 |  |  |  |  | FALCON BETA |  |  | TBK PULAI BT 1 | Unknown | Unknown | NO | NONE | DISTRIBUTION | TNB | SUNGAI BESAR | NO | Unknown |  |  |  | NO | [8 empty] | D00367 | NO | [7 empty] | 3 | Pass | null
379502492 | D00378 |  |  |  | BSBR/PCE/J00111/MBNN02 | 300040243 | Existing | RYB |  |  | CLOSED | CLOSED | LINK |  | 11 kV |  | 16/01/1989 |  |  |  |  | FALCON BETA |  |  | TBK PULAI BT 1 | Unknown | Unknown | NO | NONE | DISTRIBUTION | TNB | SUNGAI BESAR | NO | Unknown |  |  |  | NO | [8 empty] | D00378 | NO | [7 empty] | 3 | Pass | null
379502765 | D00388 | [5 empty] | Existing | RYB |  |  | CLOSED | CLOSED | LINK |  | 11 kV | [9 empty] | P/E SIMPANG SEKENDI | Unknown | Unknown | NO | NONE | DISTRIBUTION | TNB | SUNGAI BESAR | NO | Unknown |  |  |  | NO | [8 empty] | D00388 | NO | [7 empty] | 3 | Pass | null
379502772 | D00385 | [5 empty] | Existing | RYB |  |  | CLOSED | CLOSED | LINK |  | 11 kV | [9 empty] | P/E SIMPANG SEKENDI | Unknown | Unknown | NO | NONE | DISTRIBUTION | TNB | SUNGAI BESAR | NO | Unknown |  |  |  | NO | [8 empty] | D00385 | NO | [7 empty] | 3 | Pass | null
379502776 | D00386 |  |  |  | BSBR/PCE/J00114/MBS00972 | 300040264 | Existing | RYB |  |  | CLOSED | CLOSED | LINK |  | 11 kV |  | 31/07/1984 |  |  |  |  | FALCON BETA |  |  | P/E SIMPANG SEKENDI | Unknown | Unknown | NO | NONE | DISTRIBUTION | TNB | SUNGAI BESAR | NO | Unknown |  |  |  | NO | [8 empty] | D00386 | NO | [7 empty] | 3 | Pass | null
379502802 | D00389 |  |  |  | BSBR/PCE/J00114/MBS00972 | 300040264 | Existing | RYB |  |  | CLOSED | CLOSED | LINK |  | 11 kV |  | 31/07/1984 |  |  |  |  | FALCON BETA |  |  | P/E SIMPANG SEKENDI | Unknown | Unknown | NO | NONE | DISTRIBUTION | TNB | SUNGAI BESAR | NO | Unknown |  |  |  | NO | [8 empty] | D00389 | NO | [7 empty] | 3 | Pass | null
379502970 | D00522 |  |  |  | BSBR/PCE/J00088/MBS00848 | 300040127 | Existing | RYB |  |  | CLOSED | CLOSED | LINK |  | 11 kV |  | 19810909 |  |  |  |  | FALCON BETA |  |  | BT 38 SEKENDI TBK HJ ISMAIL | Unknown | Unknown | NO | NONE | DISTRIBUTION | TNB | SUNGAI BESAR | NO | Unknown |  |  |  | NO | [8 empty] | D00522 | NO | [7 empty] | 3 | Pass | null
379502975 | D00521 |  |  |  | BSBR/PCE/J00088/MBS00848 | 300040127 | Existing | RYB |  |  | CLOSED | CLOSED | LINK |  | 11 kV |  | 19810909 |  |  |  |  | FALCON BETA |  |  | BT 38 SEKENDI TBK HJ ISMAIL | Unknown | Unknown | NO | NONE | DISTRIBUTION | TNB | SUNGAI BESAR | NO | Unknown |  |  |  | NO | [8 empty] | D00521 | NO | [7 empty] | 3 | Pass | null
379503067 | D00516 |  |  |  | BSBR/PCE/J00089/MBNN04 | 300040133 | Existing | RYB |  |  | CLOSED | CLOSED | LINK |  | 11 kV |  | 25/11/1997 |  |  |  |  | INDKOM |  |  | S.M AGAMA TINGGI BT 38 | Unknown | Unknown | NO | NONE | DISTRIBUTION | TNB | SUNGAI BESAR | NO | Unknown |  |  |  | NO | [8 empty] | D00516 | NO | [7 empty] | 3 | Pass | null
379503071 | D00515 |  |  |  | BSBR/PCE/J00089/MBNN04 | 300040133 | Existing | RYB |  |  | CLOSED | CLOSED | LINK |  | 11 kV |  | 25/11/1997 |  |  |  |  | INDKOM |  |  | S.M AGAMA TINGGI BT 38 | Unknown | Unknown | NO | NONE | DISTRIBUTION | TNB | SUNGAI BESAR | NO | Unknown |  |  |  | NO | [8 empty] | D00515 | NO | [7 empty] | 3 | Pass | null
379503088 | D00514 |  |  |  | BSBR/PCE/J00089/MBNN04 | 300040133 | Existing | RYB |  |  | CLOSED | CLOSED | LINK |  | 11 kV |  | 25/11/1997 |  |  |  |  | INDKOM |  |  | S.M AGAMA TINGGI BT 38 | Unknown | Unknown | NO | NONE | DISTRIBUTION | TNB | SUNGAI BESAR | NO | Unknown |  |  |  | NO | [8 empty] | D00514 | NO | [7 empty] | 3 | Pass | null
379503173 | D00508 |  |  |  | BSBR/PCE/J00175/MBRMU1 | 300241438 | Existing | RYB |  |  | CLOSED | CLOSED | LINK |  | 11 kV |  | 20040109 |  |  |  |  | TOPRANK |  |  | TMN PERPADUAN | Unknown | Unknown | NO | NONE | DISTRIBUTION | TNB | SUNGAI BESAR | NO | Unknown |  |  |  | NO | [8 empty] | D00508 | NO | [7 empty] | 3 | Pass | null
379503178 | D00507 |  |  |  | BSBR/PCE/J00175/MBRMU1 | 300241438 | Existing | RYB |  |  | CLOSED | CLOSED | LINK |  | 11 kV |  | 20040109 |  |  |  |  | TOPRANK |  |  | TMN PERPADUAN | Unknown | Unknown | NO | NONE | DISTRIBUTION | TNB | SUNGAI BESAR | NO | Unknown |  |  |  | NO | [8 empty] | D00507 | NO | [7 empty] | 3 | Pass | null
379503267 | D00384 |  |  |  | BSBR/PCE/J00114/MBS00972 | 300040264 | Existing | RYB |  |  | OPEN | CLOSED | LINK |  | 11 kV |  | 31/07/1984 |  |  |  |  | FALCON BETA |  |  | P/E SIMPANG SEKENDI | Unknown | Unknown | NO | NONE | DISTRIBUTION | TNB | SUNGAI BESAR | Unknown |  |  |  |  | NO | [8 empty] | D00384 | NO | [7 empty] | 3 | Pass | null
379503277 | D00385 | [5 empty] | Existing | RYB |  |  | OPEN | CLOSED | LINK |  | 11 kV | [9 empty] | P/E SIMPANG SEKENDI | Unknown | Unknown | NO | NONE | DISTRIBUTION | TNB | SUNGAI BESAR | Unknown |  |  |  |  | NO | [8 empty] | D00385 | NO | [7 empty] | 3 | Pass | null
379503291 | D00666 |  |  |  | BSBR/PCE/J00033/MB1 | 310370417 | Existing | RYB |  |  | CLOSED | CLOSED | LINK |  | 11 kV | [9 empty] | TAMAN RAYA NO 2 | Unknown | Unknown | NO | NONE | DISTRIBUTION | TNB | SUNGAI BESAR | NO | Unknown |  |  |  | NO | [8 empty] | D00666 | NO | [7 empty] | 3 | Pass | null
379503296 | D00667 |  |  |  | BSBR/PCE/J00033/MB1 | 310370417 | Existing | RYB |  |  | CLOSED | CLOSED | LINK |  | 11 kV | [9 empty] | TAMAN RAYA NO 2 | Unknown | Unknown | NO | NONE | DISTRIBUTION | TNB | SUNGAI BESAR | NO | Unknown |  |  |  | NO | [8 empty] | D00667 | NO | [7 empty] | 3 | Pass | null
379503387 | D00519 |  |  |  | BSBR/PCE/J00084/MBNN01 | 300040103 | Existing | RYB |  |  | CLOSED | CLOSED | LINK |  | 11 kV |  | 25/11/1997 |  |  |  |  | FALCON BETA |  |  | KG TBK TARMAN BATU 38 | Unknown | Unknown | NO | NONE | DISTRIBUTION | TNB | SUNGAI BESAR | NO | Unknown |  |  |  | NO | [8 empty] | D00519 | NO | [7 empty] | 3 | Pass | null
379503392 | D00518 |  |  |  | BSBR/PCE/J00084/MBNN01 | 300040103 | Existing | RYB |  |  | CLOSED | CLOSED | LINK |  | 11 kV |  | 25/11/1997 |  |  |  |  | FALCON BETA |  |  | KG TBK TARMAN BATU 38 | Unknown | Unknown | NO | NONE | DISTRIBUTION | TNB | SUNGAI BESAR | NO | Unknown |  |  |  | NO | [8 empty] | D00518 | NO | [7 empty] | 3 | Pass | null
379503482 | D00726 |  |  |  | BSBR/PCE/J00228/MB1 | 300448012 | Existing | RYB |  |  | CLOSED | CLOSED | LINK |  | 11 kV |  | 20120908 |  |  |  |  | TAMCO |  |  | P/E TMN BERLIAN | Unknown | Unknown | NO | NONE | DISTRIBUTION | TNB | SUNGAI BESAR | NO | Unknown |  |  |  | NO | [8 empty] | D00726 | NO | [7 empty] | 3 | Pass | null
379503487 | D00724 |  |  |  | BSBR/PCE/J00228/MB1 | 300448012 | Existing | RYB |  |  | CLOSED | CLOSED | LINK |  | 11 kV |  | 20120908 |  |  |  |  | TAMCO |  |  | P/E TMN BERLIAN | Unknown | Unknown | NO | NONE | DISTRIBUTION | TNB | SUNGAI BESAR | NO | Unknown |  |  |  | NO | [8 empty] | D00724 | NO | [7 empty] | 3 | Pass | null
379503582 | D00583 |  |  |  | BSBR/PCE/J00097/MB01 | 300040174 | Existing | RYB |  |  | CLOSED | CLOSED | LINK |  | 11 kV |  | 20/10/2010 | [7 empty] | SEE HAU INDUSTRIES | Unknown | Unknown | NO | NONE | DISTRIBUTION | TNB | SUNGAI BESAR | NO | Unknown |  |  |  | NO | [8 empty] | D00583 | NO | [7 empty] | 3 | Pass | null
379503587 | D00582 |  |  |  | BSBR/PCE/J00097/MB01 | 300040174 | Existing | RYB |  |  | CLOSED | CLOSED | LINK |  | 11 kV |  | 20/10/2010 | [7 empty] | SEE HAU INDUSTRIES | Unknown | Unknown | NO | NONE | DISTRIBUTION | TNB | SUNGAI BESAR | NO | Unknown |  |  |  | NO | [8 empty] | D00582 | NO | [7 empty] | 3 | Pass | null
379503678 | D00586 |  |  |  | BSBR/PCE/J00202/MB1 | 310357927 | Existing | RYB |  |  | CLOSED | CLOSED | LINK |  | 11 kV | [6 empty] | TAMCO |  |  | P/E TAMAN WAWASAN | Unknown | Unknown | NO | NONE | DISTRIBUTION | TNB | SUNGAI BESAR | NO | Unknown |  |  |  | NO | [8 empty] | D00586 | NO | [7 empty] | 3 | Pass | null
379503683 | D00585 |  |  |  | BSBR/PCE/J00202/MB1 | 310357927 | Existing | RYB |  |  | CLOSED | CLOSED | LINK |  | 11 kV | [6 empty] | TAMCO |  |  | P/E TAMAN WAWASAN | Unknown | Unknown | NO | NONE | DISTRIBUTION | TNB | SUNGAI BESAR | NO | Unknown |  |  |  | NO | [8 empty] | D00585 | NO | [7 empty] | 3 | Pass | null
379546714 | D00588 |  |  |  | BSBR/PCE/J00099/MBNN03 | 300040186 | Existing | RYB |  |  | CLOSED | CLOSED | LINK |  | 11 kV |  | 19990111 | [7 empty] | SEK ABD RAHMAN PUTRA | Unknown | Unknown | NO | NONE | DISTRIBUTION | TNB | SUNGAI BESAR | NO | Unknown |  |  |  | NO | [8 empty] | D00588 | NO | [7 empty] | 3 | Pass | null
379546719 | D00590 |  |  |  | BSBR/PCE/J00099/MBNN03 | 300040186 | Existing | RYB |  |  | CLOSED | CLOSED | LINK |  | 11 kV |  | 19990111 | [7 empty] | SEK ABD RAHMAN PUTRA | Unknown | Unknown | NO | NONE | DISTRIBUTION | TNB | SUNGAI BESAR | NO | Unknown |  |  |  | NO | [8 empty] | D00590 | NO | [7 empty] | 3 | Pass | null
379546810 | D00591 |  |  |  | BSBR/PCE/J00098/MBS00811 | 300040181 | Existing | RYB |  |  | CLOSED | CLOSED | LINK |  | 11 kV |  | 20040105 |  |  |  |  | VEI |  |  | TMN KENANGAN | Unknown | Unknown | NO | NONE | DISTRIBUTION | TNB | SUNGAI BESAR | NO | Unknown |  |  |  | NO | [8 empty] | D00591 | NO | [7 empty] | 3 | Pass | null
379546815 | D00593 |  |  |  | BSBR/PCE/J00098/MBS00811 | 300040181 | Existing | RYB |  |  | CLOSED | CLOSED | LINK |  | 11 kV |  | 20040105 |  |  |  |  | VEI |  |  | TMN KENANGAN | Unknown | Unknown | NO | NONE | DISTRIBUTION | TNB | SUNGAI BESAR | NO | Unknown |  |  |  | NO | [8 empty] | D00593 | NO | [7 empty] | 3 | Pass | null
379546907 | D00594 |  |  |  | BSBR/PCE/J00100/MB01 | 300040189 | Existing | RYB |  |  | CLOSED | CLOSED | LINK |  | 11 kV |  | 20/10/2010 | [7 empty] | TMN FERI | Unknown | Unknown | NO | NONE | DISTRIBUTION | TNB | SUNGAI BESAR | NO | Unknown |  |  |  | NO | [8 empty] | D00594 | NO | [7 empty] | 3 | Pass | null
379546911 | D00597 |  |  |  | BSBR/PCE/J00100/MB01 | 300040189 | Existing | RYB |  |  | OPEN | CLOSED | LINK |  | 11 kV |  | 20/10/2010 | [7 empty] | TMN FERI | Unknown | Unknown | NO | NONE | DISTRIBUTION | TNB | SUNGAI BESAR | NO | Unknown |  |  |  | NO | [8 empty] | D00597 | NO | [7 empty] | 3 | Pass | null
379546928 | D00596 |  |  |  | BSBR/PCE/J00100/MB01 | 300040189 | Existing | RYB |  |  | CLOSED | CLOSED | LINK |  | 11 kV |  | 20/10/2010 | [7 empty] | TMN FERI | Unknown | Unknown | NO | NONE | DISTRIBUTION | TNB | SUNGAI BESAR | NO | Unknown |  |  |  | NO | [8 empty] | D00596 | NO | [7 empty] | 3 | Pass | null
379547021 | D00489 |  |  |  | BSBR/PCE/J00081/MB00790 | 300040090 | Existing | RYB |  |  | CLOSED | CLOSED | LINK |  | 11 kV |  | 29/08/1992 |  |  |  |  | VEI |  |  | HOSPITAL S/BERNAM | Unknown | Unknown | NO | NONE | DISTRIBUTION | TNB | SUNGAI BESAR | Unknown |  |  |  |  | NO | [8 empty] | D00489 | NO | [7 empty] | 3 | Pass | null
379547045 | S05873 |  |  |  | BSBR/PCE/J00244/MB1 | 300501595 | Existing | RYB |  |  | CLOSED | CLOSED | LINK |  | 11 kV | [6 empty] | INDKOM |  |  | P/E RUMAH KEDAI SB PERDANA | Unknown | Unknown | NO | NONE | DISTRIBUTION | TNB | SUNGAI BESAR | NO | Unknown |  |  |  | NO | [8 empty] | S05873 | NO | [7 empty] | 3 | Pass | null
379547050 | S05875 |  |  |  | BSBR/PCE/J00244/MB1 | 300501595 | Existing | RYB |  |  | CLOSED | CLOSED | LINK |  | 11 kV | [6 empty] | INDKOM |  |  | P/E RUMAH KEDAI SB PERDANA | Unknown | Unknown | NO | NONE | DISTRIBUTION | TNB | SUNGAI BESAR | NO | Unknown |  |  |  | NO | [8 empty] | S05875 | NO | [7 empty] | 3 | Pass | null
379547155 | D06791 |  |  |  | BSBR/PCE/J00241/MB1 | 300497090 | Existing | RYB |  |  | CLOSED | CLOSED | LINK |  | 11 kV | [9 empty] | P/E TAMAN PLATINUM | Unknown | Unknown | NO | NONE | DISTRIBUTION | TNB | SUNGAI BESAR | NO | Unknown |  |  |  | NO | [8 empty] | D06791 | NO | [7 empty] | 3 | Pass | null
379547160 | D06793 |  |  |  | BSBR/PCE/J00241/MB1 | 300497090 | Existing | RYB |  |  | CLOSED | CLOSED | LINK |  | 11 kV | [9 empty] | P/E TAMAN PLATINUM | Unknown | Unknown | NO | NONE | DISTRIBUTION | TNB | SUNGAI BESAR | NO | Unknown |  |  |  | NO | [8 empty] | D06793 | NO | [7 empty] | 3 | Pass | null
379547264 | D00669 |  |  |  | BSBR/PCE/J00014/MB1 | 310370409 | Existing | RYB |  |  | CLOSED | CLOSED | LINK |  | 11 kV | [9 empty] | TAMAN PERTAMA NO 2 | Unknown | Unknown | NO | NONE | DISTRIBUTION | TNB | SUNGAI BESAR | NO | Unknown |  |  |  | NO | [8 empty] | D00669 | NO | [7 empty] | 3 | Pass | null
379547269 | D00671 |  |  |  | BSBR/PCE/J00014/MB1 | 310370409 | Existing | RYB |  |  | CLOSED | CLOSED | LINK |  | 11 kV | [9 empty] | TAMAN PERTAMA NO 2 | Unknown | Unknown | NO | NONE | DISTRIBUTION | TNB | SUNGAI BESAR | NO | Unknown |  |  |  | NO | [8 empty] | D00671 | NO | [7 empty] | 3 | Pass | null
379547364 | D00423 |  |  |  | BSBR/PCE/J00127/MB03 | 300040326 | Existing | RYB |  |  | CLOSED | CLOSED | LINK |  | 11 kV |  | 19840207 |  |  |  |  | FALCON BETA |  |  | IKS JALAN AIR MANIS | Unknown | Unknown | NO | NONE | DISTRIBUTION | TNB | SUNGAI BESAR | NO | Unknown |  |  |  | NO | [8 empty] | D00423 | NO | [7 empty] | 3 | Pass | null
379547369 | D00422 |  |  |  | BSBR/PCE/J00127/MB03 | 300040326 | Existing | RYB |  |  | CLOSED | CLOSED | LINK |  | 11 kV |  | 19840207 |  |  |  |  | FALCON BETA |  |  | IKS JALAN AIR MANIS | Unknown | Unknown | NO | NONE | DISTRIBUTION | TNB | SUNGAI BESAR | NO | Unknown |  |  |  | NO | [8 empty] | D00422 | NO | [7 empty] | 3 | Pass | null
379547460 | D00657 |  |  |  | BSBR/PCE/J00171/MBS00193 | 300040515 | Existing | RYB |  |  | CLOSED | CLOSED | LINK |  | 11 kV |  | 20070108 |  |  |  |  | FALCON BETA |  |  | P/E RT AIR MANIS NO 1 | Unknown | Unknown | NO | NONE | DISTRIBUTION | TNB | SUNGAI BESAR | NO | Unknown |  |  |  | NO | [8 empty] | D00657 | NO | [7 empty] | 3 | Pass | null
379547465 | D00659 |  |  |  | BSBR/PCE/J00171/MBS00193 | 300040515 | Existing | RYB |  |  | CLOSED | CLOSED | LINK |  | 11 kV |  | 20070108 |  |  |  |  | FALCON BETA |  |  | P/E RT AIR MANIS NO 1 | Unknown | Unknown | NO | NONE | DISTRIBUTION | TNB | SUNGAI BESAR | NO | Unknown |  |  |  | NO | [8 empty] | D00659 | NO | [7 empty] | 3 | Pass | null
379547563 | D00660 |  |  |  | BSBR/PCE/J00164/MB1 | 310370411 | Existing | RYB |  |  | CLOSED | CLOSED | LINK |  | 11 kV | [6 empty] | TAMCO |  |  | P/E RT AIR MANIS NO 2 | Unknown | Unknown | NO | NONE | DISTRIBUTION | TNB | SUNGAI BESAR | NO | Unknown |  |  |  | NO | [8 empty] | D00660 | NO | [7 empty] | 3 | Pass | null
379547568 | D00662 |  |  |  | BSBR/PCE/J00164/MB1 | 310370411 | Existing | RYB |  |  | CLOSED | CLOSED | LINK |  | 11 kV | [6 empty] | TAMCO |  |  | P/E RT AIR MANIS NO 2 | Unknown | Unknown | NO | NONE | DISTRIBUTION | TNB | SUNGAI BESAR | NO | Unknown |  |  |  | NO | [8 empty] | D00662 | NO | [7 empty] | 3 | Pass | null
379547667 | D00426 |  |  |  | BSBR/PCE/J00103/MB03 | 300040205 | Existing | RYB |  |  | CLOSED | CLOSED | LINK |  | 11 kV |  | 20070108 |  |  |  |  | FALCON BETA |  |  | SCENICA (PURE MANUFACTURING) | Unknown | Unknown | NO | NONE | DISTRIBUTION | TNB | SUNGAI BESAR | NO | Unknown |  |  |  | NO | [8 empty] | D00426 | NO | [7 empty] | 3 | Pass | null
379547672 | D00425 |  |  |  | BSBR/PCE/J00103/MB03 | 300040205 | Existing | RYB |  |  | CLOSED | CLOSED | LINK |  | 11 kV |  | 20070108 |  |  |  |  | FALCON BETA |  |  | SCENICA (PURE MANUFACTURING) | Unknown | Unknown | NO | NONE | DISTRIBUTION | TNB | SUNGAI BESAR | NO | Unknown |  |  |  | NO | [8 empty] | D00425 | NO | [7 empty] | 3 | Pass | null
379547764 | D00428 |  |  |  | BSBR/PCE/J00115/MBS00972 | 300040270 | Existing | RYB |  |  | CLOSED | CLOSED | LINK |  | 11 kV |  | 25/08/1995 |  |  |  |  | INDKOM |  |  | KG TBK TENGAH | Unknown | Unknown | NO | NONE | DISTRIBUTION | TNB | SUNGAI BESAR | NO | Unknown |  |  |  | NO | [8 empty] | D00428 | NO | [7 empty] | 3 | Pass | null
379547768 | D00431 |  |  |  | BSBR/PCE/J00115/MBS00972 | 300040270 | Existing | RYB |  |  | CLOSED | CLOSED | LINK |  | 11 kV |  | 25/08/1995 |  |  |  |  | INDKOM |  |  | KG TBK TENGAH | Unknown | Unknown | NO | NONE | DISTRIBUTION | TNB | SUNGAI BESAR | NO | Unknown |  |  |  | NO | [8 empty] | D00431 | NO | [7 empty] | 3 | Pass | null
379547785 | D00430 |  |  |  | BSBR/PCE/J00115/MBS00972 | 300040270 | Existing | RYB |  |  | CLOSED | CLOSED | LINK |  | 11 kV |  | 25/08/1995 |  |  |  |  | INDKOM |  |  | KG TBK TENGAH | Unknown | Unknown | NO | NONE | DISTRIBUTION | TNB | SUNGAI BESAR | NO | Unknown |  |  |  | NO | [8 empty] | D00430 | NO | [7 empty] | 3 | Pass | null
379547879 | D00433 |  |  |  | BSBR/PCE/J00137/MBS00883 | 300040371 | Existing | RYB |  |  | CLOSED | CLOSED | LINK |  | 11 kV |  | 19860508 |  |  |  |  | FALCON BETA |  |  | KG BANTING | Unknown | Unknown | NO | NONE | DISTRIBUTION | TNB | SUNGAI BESAR | NO | Unknown |  |  |  | NO | [8 empty] | D00433 | NO | [7 empty] | 3 | Pass | null
379547883 | D00432 |  |  |  | BSBR/PCE/J00137/MBS00883 | 300040371 | Existing | RYB |  |  | CLOSED | CLOSED | LINK |  | 11 kV |  | 19860508 |  |  |  |  | FALCON BETA |  |  | KG BANTING | Unknown | Unknown | NO | NONE | DISTRIBUTION | TNB | SUNGAI BESAR | NO | Unknown |  |  |  | NO | [8 empty] | D00432 | NO | [7 empty] | 3 | Pass | null
379547900 | D00434 |  |  |  | BSBR/PCE/J00137/MBS00883 | 300040371 | Existing | RYB |  |  | CLOSED | CLOSED | LINK |  | 11 kV |  | 19860508 |  |  |  |  | FALCON BETA |  |  | KG BANTING | Unknown | Unknown | NO | NONE | DISTRIBUTION | TNB | SUNGAI BESAR | NO | Unknown |  |  |  | NO | [8 empty] | D00434 | NO | [7 empty] | 3 | Pass | null
379547986 | D00442 |  |  |  | BSBR/PCE/J00132/MBNN04 | 300040353 | Existing | RYB |  |  | CLOSED | CLOSED | LINK |  | 11 kV |  | 26/09/1992 |  |  |  |  | FALCON BETA |  |  | KG TBK JAWA | Unknown | Unknown | NO | NONE | DISTRIBUTION | TNB | SUNGAI BESAR | NO | Unknown |  |  |  | NO | [8 empty] | D00442 | NO | [7 empty] | 3 | Pass | null
379547990 | D00443 |  |  |  | BSBR/PCE/J00132/MBNN04 | 300040353 | Existing | RYB |  |  | CLOSED | CLOSED | LINK |  | 11 kV |  | 26/09/1992 |  |  |  |  | FALCON BETA |  |  | KG TBK JAWA | Unknown | Unknown | NO | NONE | DISTRIBUTION | TNB | SUNGAI BESAR | NO | Unknown |  |  |  | NO | [8 empty] | D00443 | NO | [7 empty] | 3 | Pass | null
379548007 | D00441 |  |  |  | BSBR/PCE/J00132/MBNN04 | 300040353 | Existing | RYB |  |  | CLOSED | CLOSED | LINK |  | 11 kV |  | 26/09/1992 |  |  |  |  | FALCON BETA |  |  | KG TBK JAWA | Unknown | Unknown | NO | NONE | DISTRIBUTION | TNB | SUNGAI BESAR | NO | Unknown |  |  |  | NO | [8 empty] | D00441 | NO | [7 empty] | 3 | Pass | null
379548091 | D00445 |  |  |  | BSBR/PCE/J00131/MBNN01 | 300040344 | Existing | RYB |  |  | CLOSED | CLOSED | LINK |  | 11 kV |  | 20/10/2010 | [7 empty] | PAT KG TBK JAWA | Unknown | Unknown | NO | NONE | DISTRIBUTION | TNB | SUNGAI BESAR | NO | Unknown |  |  |  | NO | [8 empty] | D00445 | NO | [7 empty] | 3 | Pass | null
379548096 | D00446 |  |  |  | BSBR/PCE/J00131/MBNN01 | 300040344 | Existing | RYB |  |  | CLOSED | CLOSED | LINK |  | 11 kV |  | 20/10/2010 | [7 empty] | PAT KG TBK JAWA | Unknown | Unknown | NO | NONE | DISTRIBUTION | TNB | SUNGAI BESAR | NO | Unknown |  |  |  | NO | [8 empty] | D00446 | NO | [7 empty] | 3 | Pass | null
379548187 | D00448 |  |  |  | BSBR/PCE/J00133/MBNN01 | 300040356 | Existing | RYB |  |  | CLOSED | CLOSED | LINK |  | 11 kV |  | 20/10/2010 | [7 empty] | KG TBK MUFRAD | Unknown | Unknown | NO | NONE | DISTRIBUTION | TNB | SUNGAI BESAR | NO | Unknown |  |  |  | NO | [8 empty] | D00448 | NO | [7 empty] | 3 | Pass | null
379548192 | SPARE |  |  |  | BSBR/PCE/J00133/MBNN01 | 300040356 | Existing | RYB |  | SPUR | OPEN | CLOSED | LINK |  | 11 kV |  | 20/10/2010 | [7 empty] | KG TBK MUFRAD | Unknown | Unknown | NO | NONE | DISTRIBUTION | TNB | SUNGAI BESAR | NO | Unknown |  |  |  | NO | [8 empty] | SPARE | NO | [7 empty] | 3 | Pass | null
379548287 | D00436 |  |  |  | BSBR/PCE/J00129/MBS00880 | 300040337 | Existing | RYB |  |  | CLOSED | CLOSED | LINK |  | 11 kV |  | 19820108 |  |  |  |  | FALCON BETA |  |  | KG BANTING H/P | Unknown | Unknown | NO | NONE | DISTRIBUTION | TNB | SUNGAI BESAR | NO | Unknown |  |  |  | NO | [8 empty] | D00436 | NO | [7 empty] | 3 | Pass | null
379548292 | D00437 |  |  |  | BSBR/PCE/J00129/MBS00880 | 300040337 | Existing | RYB |  |  | CLOSED | CLOSED | LINK |  | 11 kV |  | 19820108 |  |  |  |  | FALCON BETA |  |  | KG BANTING H/P | Unknown | Unknown | NO | NONE | DISTRIBUTION | TNB | SUNGAI BESAR | NO | Unknown |  |  |  | NO | [8 empty] | D00437 | NO | [7 empty] | 3 | Pass | null
379548390 | D00439 | [5 empty] | Existing | RYB |  |  | CLOSED | CLOSED | LINK |  | 11 kV | [9 empty] | KG TBK BERIHUN | Unknown | Unknown | NO | NONE | DISTRIBUTION | TNB | SUNGAI BESAR | NO | Unknown |  |  |  | NO | [8 empty] | D00439 | NO | [7 empty] | 3 | Pass | null
379548395 | [6 empty] | Existing | RYB |  |  | CLOSED | CLOSED | LINK |  | 11 kV | [9 empty] | KG TBK BERIHUN | Unknown | Unknown | NO | NONE | DISTRIBUTION | TNB | SUNGAI BESAR | NO | Unknown |  |  |  | NO | [9 empty] | NO | [7 empty] | 3 | Pass | null
379548502 | D00287 |  |  |  | BSBR/PCE/J00162/MB01 | 300040490 | Existing | RYB |  |  | CLOSED | CLOSED | LINK |  | 11 kV |  | 20060108 |  |  |  |  | FALCON BETA |  |  | P/E SEK AGAMA BT 40 | Unknown | Unknown | NO | NONE | DISTRIBUTION | TNB | SUNGAI BESAR | NO | Unknown |  |  |  | NO | [8 empty] | D00287 | NO | [7 empty] | 3 | Pass | null
379548507 | D00286 |  |  |  | BSBR/PCE/J00162/MB01 | 300040490 | Existing | RYB |  |  | CLOSED | CLOSED | LINK |  | 11 kV |  | 20060108 |  |  |  |  | FALCON BETA |  |  | P/E SEK AGAMA BT 40 | Unknown | Unknown | NO | NONE | DISTRIBUTION | TNB | SUNGAI BESAR | NO | Unknown |  |  |  | NO | [8 empty] | D00286 | NO | [7 empty] | 3 | Pass | null
379548598 | D00289 |  |  |  | BSBR/PCE/J00128/MB03 | 300040331 | Existing | RYB |  |  | CLOSED | CLOSED | LINK |  | 11 kV |  | 19840506 |  |  |  |  | FALCON BETA |  |  | P/E BT 39 SEKENDI | Unknown | Unknown | NO | NONE | DISTRIBUTION | TNB | SUNGAI BESAR | NO | Unknown |  |  |  | NO | [8 empty] | D00289 | NO | [7 empty] | 3 | Pass | null
379548603 | D00290 |  |  |  | BSBR/PCE/J00128/MB03 | 300040331 | Existing | RYB |  |  | CLOSED | CLOSED | LINK |  | 11 kV |  | 19840506 |  |  |  |  | FALCON BETA |  |  | P/E BT 39 SEKENDI | Unknown | Unknown | NO | NONE | DISTRIBUTION | TNB | SUNGAI BESAR | NO | Unknown |  |  |  | NO | [8 empty] | D00290 | NO | [7 empty] | 3 | Pass | null
379548694 | D00292 |  |  |  | BSBR/PCE/J00154/MBNN03 | 300040457 | Existing | RYB |  |  | CLOSED | CLOSED | LINK |  | 11 kV |  | 20010105 |  |  |  |  | FALCON BETA |  |  | P/E KAMPUNG TENGAH | Unknown | Unknown | NO | NONE | DISTRIBUTION | TNB | SUNGAI BESAR | NO | Unknown |  |  |  | NO | [8 empty] | D00292 | NO | [7 empty] | 3 | Pass | null
379548699 | D00293 |  |  |  | BSBR/PCE/J00154/MBNN03 | 300040457 | Existing | RYB |  |  | CLOSED | CLOSED | LINK |  | 11 kV |  | 20010105 |  |  |  |  | FALCON BETA |  |  | P/E KAMPUNG TENGAH | Unknown | Unknown | NO | NONE | DISTRIBUTION | TNB | SUNGAI BESAR | NO | Unknown |  |  |  | NO | [8 empty] | D00293 | NO | [7 empty] | 3 | Pass | null
379548790 | D00296 |  |  |  | BSBR/PCE/J00155/MBS00854 | 300040462 | Existing | RYB |  |  | CLOSED | CLOSED | LINK |  | 11 kV |  | 20000108 |  |  |  |  | FALCON BETA |  |  | P/E KAMPUNG BARU | Unknown | Unknown | NO | NONE | DISTRIBUTION | TNB | SUNGAI BESAR | NO | Unknown |  |  |  | NO | [8 empty] | D00296 | NO | [7 empty] | 3 | Pass | null
379548795 | D00295 |  |  |  | BSBR/PCE/J00155/MBS00854 | 300040462 | Existing | RYB |  |  | CLOSED | CLOSED | LINK |  | 11 kV |  | 20000108 |  |  |  |  | FALCON BETA |  |  | P/E KAMPUNG BARU | Unknown | Unknown | NO | NONE | DISTRIBUTION | TNB | SUNGAI BESAR | NO | Unknown |  |  |  | NO | [8 empty] | D00295 | NO | [7 empty] | 3 | Pass | null
379548890 | D00298 |  |  |  | BSBR/PCE/J00157/MBS00858 | 300040472 | Existing | RYB |  |  | CLOSED | CLOSED | LINK |  | 11 kV |  | 20010104 |  |  |  |  | FALCON BETA |  |  | P/E KAMPUNG DUNGUN | Unknown | Unknown | NO | NONE | DISTRIBUTION | TNB | SUNGAI BESAR | NO | Unknown |  |  |  | NO | [8 empty] | D00298 | NO | [7 empty] | 3 | Pass | null
379548894 | D00300 |  |  |  | BSBR/PCE/J00157/MBS00858 | 300040472 | Existing | RYB |  |  | CLOSED | CLOSED | LINK |  | 11 kV |  | 20010104 |  |  |  |  | FALCON BETA |  |  | P/E KAMPUNG DUNGUN | Unknown | Unknown | NO | NONE | DISTRIBUTION | TNB | SUNGAI BESAR | NO | Unknown |  |  |  | NO | [8 empty] | D00300 | NO | [7 empty] | 3 | Pass | null
379548911 | D00299 |  |  |  | BSBR/PCE/J00157/MBS00858 | 300040472 | Existing | RYB |  |  | CLOSED | CLOSED | LINK |  | 11 kV |  | 20010104 |  |  |  |  | FALCON BETA |  |  | P/E KAMPUNG DUNGUN | Unknown | Unknown | NO | NONE | DISTRIBUTION | TNB | SUNGAI BESAR | NO | Unknown |  |  |  | NO | [8 empty] | D00299 | NO | [7 empty] | 3 | Pass | null
379548995 | DOO302 |  |  |  | BSBR/PCE/J00156/MB01 | 300040465 | Existing | RYB |  |  | CLOSED | CLOSED | LINK |  | 11 kV |  | 20/10/2010 | [7 empty] | PAT KAMPUNG TANJUNG JAWA | Unknown | Unknown | NO | NONE | DISTRIBUTION | TNB | SUNGAI BESAR | NO | Unknown |  |  |  | NO | [8 empty] | DOO302 | NO | [7 empty] | 3 | Pass | null
379549000 | SPARE |  |  |  | BSBR/PCE/J00156/MB01 | 300040465 | Existing | RYB |  | SPUR | OPEN | CLOSED | LINK |  | 11 kV |  | 20/10/2010 | [7 empty] | PAT KAMPUNG TANJUNG JAWA | Unknown | Unknown | NO | NONE | DISTRIBUTION | TNB | SUNGAI BESAR | NO | Unknown |  |  |  | NO | [8 empty] | SPARE | NO | [7 empty] | 3 | Pass | null
379549378 | D00306 |  |  |  | BSBR/PCE/J00158/MB1 | 310359633 | Existing | RYB |  |  | CLOSED | CLOSED | LINK |  | 11 kV | [9 empty] | P/E SG BERNAM DIVISION 2 | Unknown | Unknown | NO | NONE | DISTRIBUTION | TNB | SUNGAI BESAR | NO | Unknown |  |  |  | NO | [8 empty] | D00306 | NO | [7 empty] | 3 | Pass | null
379549383 | D00304 |  |  |  | BSBR/PCE/J00158/MB1 | 310359633 | Existing | RYB |  |  | CLOSED | CLOSED | LINK |  | 11 kV | [9 empty] | P/E SG BERNAM DIVISION 2 | Unknown | Unknown | NO | NONE | DISTRIBUTION | TNB | SUNGAI BESAR | NO | Unknown |  |  |  | NO | [8 empty] | D00304 | NO | [7 empty] | 3 | Pass | null
379549474 | D00307 |  |  |  | BSBR/PCE/J00159/MBS0087 | 300040477 | Existing | RYB |  |  | CLOSED | CLOSED | LINK |  | 11 kV |  | 20030109 |  |  |  |  | FALCON BETA |  |  | P/E SG BERNAM QUATERS | Unknown | Unknown | NO | NONE | DISTRIBUTION | TNB | SUNGAI BESAR | NO | Unknown |  |  |  | NO | [8 empty] | D00307 | NO | [7 empty] | 3 | Pass | null
379549479 | D00308 |  |  |  | BSBR/PCE/J00159/MBS0087 | 300040477 | Existing | RYB |  |  | CLOSED | CLOSED | LINK |  | 11 kV |  | 20030109 |  |  |  |  | FALCON BETA |  |  | P/E SG BERNAM QUATERS | Unknown | Unknown | NO | NONE | DISTRIBUTION | TNB | SUNGAI BESAR | NO | Unknown |  |  |  | NO | [8 empty] | D00308 | NO | [7 empty] | 3 | Pass | null
379549570 | D00312 |  |  |  | BSBR/PCE/J00160/MBS00863 | 300040482 | Existing | RYB |  |  | CLOSED | CLOSED | LINK |  | 11 kV |  | 19920112 |  |  |  |  | FALCON BETA |  |  | P/E SG BERNAM DIVISION 1 | Unknown | Unknown | NO | NONE | DISTRIBUTION | TNB | SUNGAI BESAR | NO | Unknown |  |  |  | NO | [8 empty] | D00312 | NO | [7 empty] | 3 | Pass | null
379549575 | D00310 |  |  |  | BSBR/PCE/J00160/MBS00863 | 300040482 | Existing | RYB |  |  | CLOSED | CLOSED | LINK |  | 11 kV |  | 19920112 |  |  |  |  | FALCON BETA |  |  | P/E SG BERNAM DIVISION 1 | Unknown | Unknown | NO | NONE | DISTRIBUTION | TNB | SUNGAI BESAR | NO | Unknown |  |  |  | NO | [8 empty] | D00310 | NO | [7 empty] | 3 | Pass | null
379549666 | D00314 |  |  |  | BSBR/PCE/J00141/MBS00914 | 300040392 | Existing | RYB |  |  | CLOSED | CLOSED | LINK |  | 11 kV |  | 19930809 |  |  |  |  | FALCON BETA |  |  | KG DATO' HORMAT | Unknown | Unknown | NO | NONE | DISTRIBUTION | TNB | SUNGAI BESAR | NO | Unknown |  |  |  | NO | [8 empty] | D00314 | NO | [7 empty] | 3 | Pass | null
379549671 | D00313 |  |  |  | BSBR/PCE/J00141/MBS00914 | 300040392 | Existing | RYB |  |  | CLOSED | CLOSED | LINK |  | 11 kV |  | 19930809 |  |  |  |  | FALCON BETA |  |  | KG DATO' HORMAT | Unknown | Unknown | NO | NONE | DISTRIBUTION | TNB | SUNGAI BESAR | NO | Unknown |  |  |  | NO | [8 empty] | D00313 | NO | [7 empty] | 3 | Pass | null
379549762 | D06817 | [5 empty] | Existing | RYB |  |  | CLOSED | CLOSED | LINK |  | 11 kV | [9 empty] | P/E PADAT IBU SAWAT TM SG AIR TAWAR | Unknown | Unknown | NO | NONE | DISTRIBUTION | TNB | SUNGAI BESAR | NO | Unknown |  |  |  | NO | [8 empty] | D06817 | NO | [7 empty] | 3 | Pass | null
379549767 | D06815 | [5 empty] | Existing | RYB |  |  | CLOSED | CLOSED | LINK |  | 11 kV | [9 empty] | P/E PADAT IBU SAWAT TM SG AIR TAWAR | Unknown | Unknown | NO | NONE | DISTRIBUTION | TNB | SUNGAI BESAR | NO | Unknown |  |  |  | NO | [8 empty] | D06815 | NO | [7 empty] | 3 | Pass | null
379549862 | D00318 |  |  |  | BSBR/PCE/J00140/MBNN03 | 300040387 | Existing | RYB |  |  | CLOSED | CLOSED | LINK |  | 11 kV |  | 19930809 |  |  |  |  | VEI |  |  | PEKAN SG AIR TAWAR | Unknown | Unknown | NO | NONE | DISTRIBUTION | TNB | SUNGAI BESAR | NO | Unknown |  |  |  | NO | [8 empty] | D00318 | NO | [7 empty] | 3 | Pass | null
379549867 | D00316 |  |  |  | BSBR/PCE/J00140/MBNN03 | 300040387 | Existing | RYB |  |  | CLOSED | CLOSED | LINK |  | 11 kV |  | 19930809 |  |  |  |  | VEI |  |  | PEKAN SG AIR TAWAR | Unknown | Unknown | NO | NONE | DISTRIBUTION | TNB | SUNGAI BESAR | NO | Unknown |  |  |  | NO | [8 empty] | D00316 | NO | [7 empty] | 3 | Pass | null
379550017 | D06769 | [5 empty] | Existing | RYB |  |  | CLOSED | CLOSED | LINK |  | 11 kV | [9 empty] | P/E SEK REN AGAMA PARIT BARU | Unknown | Unknown | NO | NONE | DISTRIBUTION | TNB | SUNGAI BESAR | NO | Unknown |  |  |  | NO | [8 empty] | D06769 | NO | [7 empty] | 3 | Pass | null
379550022 | D06767 | [5 empty] | Existing | RYB |  |  | CLOSED | CLOSED | LINK |  | 11 kV | [9 empty] | P/E SEK REN AGAMA PARIT BARU | Unknown | Unknown | NO | NONE | DISTRIBUTION | TNB | SUNGAI BESAR | NO | Unknown |  |  |  | NO | [8 empty] | D06767 | NO | [7 empty] | 3 | Pass | null
379550185 | [6 empty] | Existing | RYB |  |  | CLOSED | CLOSED | MAIN |  | 33 kV | [9 empty] | PPU SABAK BERNAM | Unknown | Unknown | NO | NONE | DISTRIBUTION | TNB | SUNGAI BESAR | NO | Unknown |  |  |  | NO | [17 empty] | 9 | Pass | null
379550276 | [6 empty] | Existing | RYB |  |  | CLOSED | CLOSED | MAIN |  | 11 kV | [9 empty] | PPU SABAK BERNAM | Unknown | Unknown | NO | NONE | DISTRIBUTION | TNB | SUNGAI BESAR | NO | Unknown |  |  |  | NO | [17 empty] | 9 | Pass | null
379550341 | [6 empty] | Existing | RYB |  |  | CLOSED | CLOSED | MAIN |  | 11 kV | [9 empty] | PPU SABAK BERNAM | Unknown | Unknown | NO | NONE | DISTRIBUTION | TNB | SUNGAI BESAR | NO | Unknown |  |  |  | NO | [17 empty] | 9 | Pass | null
379550361 | [6 empty] | Existing | RYB |  |  | CLOSED | CLOSED | MAIN |  | 33 kV | [9 empty] | PPU SABAK BERNAM | Unknown | Unknown | NO | NONE | DISTRIBUTION | TNB | SUNGAI BESAR | NO | Unknown |  |  |  | NO | [17 empty] | 9 | Pass | null
379550425 | [6 empty] | Existing | RYB |  |  | CLOSED | CLOSED | MAIN |  | 11 kV | [9 empty] | PPU SABAK BERNAM | Unknown | Unknown | NO | NONE | DISTRIBUTION | TNB | SUNGAI BESAR | NO | Unknown |  |  |  | NO | [17 empty] | 9 | Pass | null
379550518 | [6 empty] | Existing | RYB |  |  | CLOSED | CLOSED | MAIN |  | 11 kV | [9 empty] | PPU SABAK BERNAM | Unknown | Unknown | NO | NONE | DISTRIBUTION | TNB | SUNGAI BESAR | NO | Unknown |  |  |  | NO | [17 empty] | 9 | Pass | null
379550701 | [6 empty] | Existing | RYB |  |  | CLOSED | CLOSED | MAIN |  | 11 kV | [9 empty] | PPU SABAK BERNAM | Unknown | Unknown | NO | NONE | DISTRIBUTION | TNB | SUNGAI BESAR | NO | Unknown |  |  |  | NO | [17 empty] | 9 | Pass | null
379550845 | [6 empty] | Existing | RYB |  |  | CLOSED | CLOSED | MAIN |  | 11 kV | [9 empty] | PPU SABAK BERNAM | Unknown | Unknown | NO | NONE | DISTRIBUTION | TNB | SUNGAI BESAR | NO | Unknown |  |  |  | NO | [17 empty] | 9 | Pass | null
379637044 | D00270 | [5 empty] | Existing | RYB |  |  | CLOSED | CLOSED | LINK |  | 11 kV | [9 empty] | S/LINK PARIT 8 SG PANJANG | Unknown | Unknown | NO | NONE | DISTRIBUTION | TNB | SUNGAI BESAR | NO | Unknown |  |  |  | NO | [8 empty] | D00270 | NO | [7 empty] | 3 | Pass | null
379637050 | D00272 | [5 empty] | Existing | RYB |  |  | CLOSED | CLOSED | LINK |  | 11 kV | [9 empty] | S/LINK PARIT 8 SG PANJANG | Unknown | Unknown | NO | NONE | DISTRIBUTION | TNB | SUNGAI BESAR | NO | Unknown |  |  |  | NO | [8 empty] | D00272 | NO | [7 empty] | 3 | Pass | null
379637055 | D00271 | [5 empty] | Existing | RYB |  |  | CLOSED | CLOSED | LINK |  | 11 kV | [9 empty] | S/LINK PARIT 8 SG PANJANG | Unknown | Unknown | NO | NONE | DISTRIBUTION | TNB | SUNGAI BESAR | NO | Unknown |  |  |  | NO | [8 empty] | D00271 | NO | [7 empty] | 3 | Pass | null
379637063 | D00273 |  |  |  | BSBR/PCE/J00028/MBNN01 | 300039866 | Existing | RYB |  |  | CLOSED | CLOSED | LINK |  | 11 kV |  | 20/10/2010 | [7 empty] | PT 8 GAMBUT | Unknown | Unknown | NO | NONE | DISTRIBUTION | TNB | SUNGAI BESAR | NO | Unknown |  |  |  | NO | [8 empty] | D00273 | NO | [7 empty] | 3 | Pass | null
379637068 | SPARE |  |  |  | BSBR/PCE/J00028/MBNN01 | 300039866 | Existing | RYB |  |  | OPEN | CLOSED | LINK |  | 11 kV |  | 20/10/2010 | [7 empty] | PT 8 GAMBUT | Unknown | Unknown | NO | NONE | DISTRIBUTION | TNB | SUNGAI BESAR | NO | Unknown |  |  |  | NO | [8 empty] | SPARE | NO | [7 empty] | 3 | Pass | null
379637170 | D00665 |  |  |  | BSBR/PCE/J00095/MBS00836 | 300040166 | Existing | RYB |  |  | CLOSED | CLOSED | LINK |  | 11 kV |  | 20070108 |  |  |  |  | INDKOM |  |  | SDIK HOLDING | Unknown | Unknown | NO | NONE | DISTRIBUTION | TNB | SUNGAI BESAR | NO | Unknown |  |  |  | NO | [8 empty] | D00665 | NO | [7 empty] | 3 | Pass | null
379637178 | D00713 |  |  |  | BSBR/PCE/J00095/MBS00836 | 300040166 | Existing | RYB |  |  | CLOSED | CLOSED | LINK |  | 11 kV |  | 20070108 |  |  |  |  | INDKOM |  |  | SDIK HOLDING | Unknown | Unknown | NO | NONE | DISTRIBUTION | TNB | SUNGAI BESAR | NO | Unknown |  |  |  | NO | [8 empty] | D00713 | NO | [7 empty] | 3 | Pass | null
379637185 | D00663 |  |  |  | BSBR/PCE/J00095/MBS00836 | 300040166 | Existing | RYB |  |  | CLOSED | CLOSED | LINK |  | 11 kV |  | 20070108 |  |  |  |  | INDKOM |  |  | SDIK HOLDING | Unknown | Unknown | NO | NONE | DISTRIBUTION | TNB | SUNGAI BESAR | NO | Unknown |  |  |  | NO | [8 empty] | D00663 | NO | [7 empty] | 3 | Pass | null
379637381 | D00718 | [5 empty] | Existing | RYB |  |  | CLOSED | CLOSED | LINK |  | 11 kV | [9 empty] | P/E REBAN AYAM PARIT 9 GAMBUT NO 1 | Unknown | Unknown | NO | NONE | DISTRIBUTION | TNB | SUNGAI BESAR | NO | Unknown |  |  |  | NO | [8 empty] | D00718 | NO | [7 empty] | 3 | Pass | null
379637386 | D00720 | [5 empty] | Existing | RYB |  | SPARE | OPEN | CLOSED | LINK |  | 11 kV | [9 empty] | P/E REBAN AYAM PARIT 9 GAMBUT NO 1 | Unknown | Unknown | NO | NONE | DISTRIBUTION | TNB | SUNGAI BESAR | NO | Unknown |  |  |  | NO | [8 empty] | D00720 | NO | [7 empty] | 3 | Pass | null
379637476 | D00674 | [5 empty] | Existing | RYB |  |  | CLOSED | CLOSED | LINK |  | 11 kV | [9 empty] | P/E REBAN AYAM KSR PARIT 9 GAMBUT NO 2 | Unknown | Unknown | NO | NONE | DISTRIBUTION | TNB | SUNGAI BESAR | NO | Unknown |  |  |  | NO | [8 empty] | D00674 | NO | [7 empty] | 3 | Pass | null
379637481 | D00672 | [5 empty] | Existing | RYB |  |  | CLOSED | CLOSED | LINK |  | 11 kV | [9 empty] | P/E REBAN AYAM KSR PARIT 9 GAMBUT NO 2 | Unknown | Unknown | NO | NONE | DISTRIBUTION | TNB | SUNGAI BESAR | NO | Unknown |  |  |  | NO | [8 empty] | D00672 | NO | [7 empty] | 3 | Pass | null
379637639 | D00275 | [5 empty] | Existing | RYB |  |  | CLOSED | CLOSED | LINK |  | 11 kV | [9 empty] | S/LINK PRT 10 SG PANJANG | Unknown | Unknown | NO | NONE | DISTRIBUTION | TNB | SUNGAI BESAR | NO | Unknown |  |  |  | NO | [8 empty] | D00275 | NO | [7 empty] | 3 | Pass | null
379637645 | D00276 | [5 empty] | Existing | RYB |  |  | CLOSED | CLOSED | LINK |  | 11 kV | [9 empty] | S/LINK PRT 10 SG PANJANG | Unknown | Unknown | NO | NONE | DISTRIBUTION | TNB | SUNGAI BESAR | NO | Unknown |  |  |  | NO | [8 empty] | D00276 | NO | [7 empty] | 3 | Pass | null
379637650 | D00277 | [5 empty] | Existing | RYB |  | SPARE | OPEN | CLOSED | LINK |  | 11 kV | [9 empty] | S/LINK PRT 10 SG PANJANG | Unknown | Unknown | NO | NONE | DISTRIBUTION | TNB | SUNGAI BESAR | NO | Unknown |  |  |  | NO | [8 empty] | D00277 | NO | [7 empty] | 3 | Pass | null
379637752 | D00278 |  |  |  | BSBR/PCE/J00026/MBNN01 | 300039861 | Existing | RYB |  |  | CLOSED | CLOSED | LINK |  | 11 kV |  | 25/07/1992 |  |  |  |  | FALCON BETA |  |  | PT 10 GAMBUT | Unknown | Unknown | NO | NONE | DISTRIBUTION | TNB | SUNGAI BESAR | NO | Unknown |  |  |  | NO | [8 empty] | D00278 | NO | [7 empty] | 3 | Pass | null
379637757 | D00279 |  |  |  | BSBR/PCE/J00026/MBNN01 | 300039861 | Existing | RYB |  |  | CLOSED | CLOSED | LINK |  | 11 kV |  | 25/07/1992 |  |  |  |  | FALCON BETA |  |  | PT 10 GAMBUT | Unknown | Unknown | NO | NONE | DISTRIBUTION | TNB | SUNGAI BESAR | NO | Unknown |  |  |  | NO | [8 empty] | D00279 | NO | [7 empty] | 3 | Pass | null
379637858 | D00054 | [5 empty] | Existing | RYB |  |  | CLOSED | CLOSED | LINK |  | 11 kV | [9 empty] | T/AIR 13 SG NIPAH | Unknown | Unknown | NO | NONE | DISTRIBUTION | TNB | SUNGAI BESAR | NO | Unknown |  |  |  | NO | [8 empty] | D00054 | NO | [7 empty] | 3 | Pass | null
379637863 | D00053 | [5 empty] | Existing | RYB |  |  | CLOSED | CLOSED | LINK |  | 11 kV | [9 empty] | T/AIR 13 SG NIPAH | Unknown | Unknown | NO | NONE | DISTRIBUTION | TNB | SUNGAI BESAR | NO | Unknown |  |  |  | NO | [8 empty] | D00053 | NO | [7 empty] | 3 | Pass | null
379637944 | D00051 |  |  |  | BSBR/PCE/J00060/MBNN04 | 300040018 | Existing | RYB |  |  | CLOSED | CLOSED | LINK |  | 11 kV |  | 16/06/1991 |  |  |  |  | VEI |  |  | SM AGAMA SPG 5 | Unknown | Unknown | NO | NONE | DISTRIBUTION | TNB | SUNGAI BESAR | NO | Unknown |  |  |  | NO | [8 empty] | D00051 | NO | [7 empty] | 3 | Pass | null
379637949 | D00049 |  |  |  | BSBR/PCE/J00060/MBNN04 | 300040018 | Existing | RYB |  |  | CLOSED | CLOSED | LINK |  | 11 kV |  | 16/06/1991 |  |  |  |  | VEI |  |  | SM AGAMA SPG 5 | Unknown | Unknown | NO | NONE | DISTRIBUTION | TNB | SUNGAI BESAR | NO | Unknown |  |  |  | NO | [8 empty] | D00049 | NO | [7 empty] | 3 | Pass | null
379638027 | D00066 |  |  |  | BSBR/PCE/J00063/MBS00775 | 300040027 | Existing | RYB |  |  | CLOSED | CLOSED | LINK |  | 11 kV |  | 15/01/1993 |  |  |  |  | FALCON BETA |  |  | K/UDANG PER.NELAYAN SG NIBONG | Unknown | Unknown | NO | NONE | DISTRIBUTION | TNB | SUNGAI BESAR | NO | Unknown |  |  |  | NO | [8 empty] | D00066 | NO | [7 empty] | 3 | Pass | null
379638032 | D00065 |  |  |  | BSBR/PCE/J00063/MBS00775 | 300040027 | Existing | RYB |  |  | CLOSED | CLOSED | LINK |  | 11 kV |  | 15/01/1993 |  |  |  |  | FALCON BETA |  |  | K/UDANG PER.NELAYAN SG NIBONG | Unknown | Unknown | NO | NONE | DISTRIBUTION | TNB | SUNGAI BESAR | NO | Unknown |  |  |  | NO | [8 empty] | D00065 | NO | [7 empty] | 3 | Pass | null
379638123 | D00062 |  |  |  | BSBR/PCE/J00062/MBS00773 | 300040023 | Existing | RYB |  |  | CLOSED | CLOSED | LINK |  | 11 kV |  | 19921208 |  |  |  |  | FALCON BETA |  |  | K/UDANG UDAHA | Unknown | Unknown | NO | NONE | DISTRIBUTION | TNB | SUNGAI BESAR | NO | Unknown |  |  |  | NO | [8 empty] | D00062 | NO | [7 empty] | 3 | Pass | null
379638128 | D00063 |  |  |  | BSBR/PCE/J00062/MBS00773 | 300040023 | Existing | RYB |  |  | CLOSED | CLOSED | LINK |  | 11 kV |  | 19921208 |  |  |  |  | FALCON BETA |  |  | K/UDANG UDAHA | Unknown | Unknown | NO | NONE | DISTRIBUTION | TNB | SUNGAI BESAR | NO | Unknown |  |  |  | NO | [8 empty] | D00063 | NO | [7 empty] | 3 | Pass | null
379638217 | D00057 | [5 empty] | Existing | RYB |  |  | CLOSED | CLOSED | LINK |  | 11 kV | [9 empty] | SW/STN VERECO | Unknown | Unknown | NO | NONE | DISTRIBUTION | TNB | SUNGAI BESAR | NO | Unknown |  |  |  | NO | [8 empty] | D00057 | NO | [7 empty] | 3 | Pass | null
379638223 | SPARE | [5 empty] | Existing | RYB |  |  | OPEN | CLOSED | LINK |  | 11 kV | [9 empty] | SW/STN VERECO | Unknown | Unknown | NO | NONE | DISTRIBUTION | TNB | SUNGAI BESAR | NO | Unknown |  |  |  | NO | [8 empty] | SPARE | NO | [7 empty] | 3 | Pass | null
379638228 | D00056 | [5 empty] | Existing | RYB |  |  | CLOSED | CLOSED | LINK |  | 11 kV | [9 empty] | SW/STN VERECO | Unknown | Unknown | NO | NONE | DISTRIBUTION | TNB | SUNGAI BESAR | NO | Unknown |  |  |  | NO | [8 empty] | D00056 | NO | [7 empty] | 3 | Pass | null
379638259 | D00060 | [5 empty] | Existing | RYB |  |  | CLOSED | CLOSED | LINK |  | 11 kV | [9 empty] | K/UDANG VERECO | Unknown | Unknown | NO | NONE | DISTRIBUTION | TNB | SUNGAI BESAR | NO | Unknown |  |  |  | NO | [8 empty] | D00060 | NO | [7 empty] | 3 | Pass | null
379638264 | D00059 | [5 empty] | Existing | RYB |  |  | CLOSED | CLOSED | LINK |  | 11 kV | [9 empty] | K/UDANG VERECO | Unknown | Unknown | NO | NONE | DISTRIBUTION | TNB | SUNGAI BESAR | NO | Unknown |  |  |  | NO | [8 empty] | D00059 | NO | [7 empty] | 3 | Pass | null
379638355 | D00047 |  |  |  | BSBR/PCE/J00179/MBRMU1 | 300242311 | Existing | RYB |  |  | CLOSED | CLOSED | LINK |  | 11 kV |  | 19980103 |  |  |  |  | VEI |  |  | DEWAN SPG 5 | Unknown | Unknown | NO | NONE | DISTRIBUTION | TNB | SUNGAI BESAR | NO | Unknown |  |  |  | NO | [8 empty] | D00047 | NO | [7 empty] | 3 | Pass | null
379638360 | D00048 |  |  |  | BSBR/PCE/J00179/MBRMU1 | 300242311 | Existing | RYB |  |  | CLOSED | CLOSED | LINK |  | 11 kV |  | 19980103 |  |  |  |  | VEI |  |  | DEWAN SPG 5 | Unknown | Unknown | NO | NONE | DISTRIBUTION | TNB | SUNGAI BESAR | NO | Unknown |  |  |  | NO | [8 empty] | D00048 | NO | [7 empty] | 3 | Pass | null
379638438 | D00045 |  |  |  | BSBR/PCE/J00059/MBNN03 | 300040012 | Existing | RYB |  |  | CLOSED | CLOSED | LINK |  | 11 kV |  | 19970108 |  |  |  |  | FALCON BETA |  |  | PEKAN SG HAJI DORANI | Unknown | Unknown | NO | NONE | DISTRIBUTION | TNB | SUNGAI BESAR | NO | Unknown |  |  |  | NO | [8 empty] | D00045 | NO | [7 empty] | 3 | Pass | null
379638443 | D00043 |  |  |  | BSBR/PCE/J00059/MBNN03 | 300040012 | Existing | RYB |  |  | OPEN | CLOSED | LINK |  | 11 kV |  | 19970108 |  |  |  |  | FALCON BETA |  |  | PEKAN SG HAJI DORANI | Unknown | Unknown | NO | NONE | DISTRIBUTION | TNB | SUNGAI BESAR | NO | Unknown |  |  |  | NO | [8 empty] | D00043 | NO | [7 empty] | 3 | Pass | null
379638535 | D00416 |  |  |  | BSBR/PCE/J00125/MB01 | 300040313 | Existing | RYB |  |  | CLOSED | CLOSED | LINK |  | 11 kV |  | 20/10/2010 | [7 empty] | PT 10 BARAT | Unknown | Unknown | NO | NONE | DISTRIBUTION | TNB | SUNGAI BESAR | NO | Unknown |  |  |  | NO | [8 empty] | D00416 | NO | [7 empty] | 3 | Pass | null
379638539 | D00620 |  |  |  | BSBR/PCE/J00125/MB01 | 300040313 | Existing | RYB |  |  | CLOSED | CLOSED | LINK |  | 11 kV |  | 20/10/2010 | [7 empty] | PT 10 BARAT | Unknown | Unknown | NO | NONE | DISTRIBUTION | TNB | SUNGAI BESAR | NO | Unknown |  |  |  | NO | [8 empty] | D00620 | NO | [7 empty] | 3 | Pass | null
379638556 | D00417 |  |  |  | BSBR/PCE/J00125/MB01 | 300040313 | Existing | RYB |  |  | CLOSED | CLOSED | LINK |  | 11 kV |  | 20/10/2010 | [7 empty] | PT 10 BARAT | Unknown | Unknown | NO | NONE | DISTRIBUTION | TNB | SUNGAI BESAR | NO | Unknown |  |  |  | NO | [8 empty] | D00417 | NO | [7 empty] | 3 | Pass | null
379638640 | D00413 |  |  |  | BSBR/PCE/J00123/MBNN01 | 300040308 | Existing | RYB |  |  | CLOSED | CLOSED | LINK |  | 11 kV |  | 20/10/2010 | [7 empty] | PT 9 1/2 BARAT | Unknown | Unknown | NO | NONE | DISTRIBUTION | TNB | SUNGAI BESAR | NO | Unknown |  |  |  | NO | [8 empty] | D00413 | NO | [7 empty] | 3 | Pass | null
379638645 | D00414 |  |  |  | BSBR/PCE/J00123/MBNN01 | 300040308 | Existing | RYB |  |  | CLOSED | CLOSED | LINK |  | 11 kV |  | 20/10/2010 | [7 empty] | PT 9 1/2 BARAT | Unknown | Unknown | NO | NONE | DISTRIBUTION | TNB | SUNGAI BESAR | NO | Unknown |  |  |  | NO | [8 empty] | D00414 | NO | [7 empty] | 3 | Pass | null
379638736 | D00410 |  |  |  | BSBR/PCE/J00122/MB01 | 300040303 | Existing | RYB |  |  | CLOSED | CLOSED | LINK |  | 11 kV |  | 20/10/2010 | [7 empty] | PT 8 1/2 BARAT | Unknown | Unknown | NO | NONE | DISTRIBUTION | TNB | SUNGAI BESAR | NO | Unknown |  |  |  | NO | [8 empty] | D00410 | NO | [7 empty] | 3 | Pass | null
379638741 | D00411 |  |  |  | BSBR/PCE/J00122/MB01 | 300040303 | Existing | RYB |  |  | CLOSED | CLOSED | LINK |  | 11 kV |  | 20/10/2010 | [7 empty] | PT 8 1/2 BARAT | Unknown | Unknown | NO | NONE | DISTRIBUTION | TNB | SUNGAI BESAR | NO | Unknown |  |  |  | NO | [8 empty] | D00411 | NO | [7 empty] | 3 | Pass | null
379638834 | D00407 |  |  |  | BSBR/PCE/J00121/MB01 | 300040298 | Existing | RYB |  |  | CLOSED | CLOSED | LINK |  | 11 kV |  | 20/10/2010 | [7 empty] | PT 8 1/2 KENCONG | Unknown | Unknown | NO | NONE | DISTRIBUTION | TNB | SUNGAI BESAR | NO | Unknown |  |  |  | NO | [8 empty] | D00407 | NO | [7 empty] | 3 | Pass | null
379638839 | D00408 |  |  |  | BSBR/PCE/J00121/MB01 | 300040298 | Existing | RYB |  |  | CLOSED | CLOSED | LINK |  | 11 kV |  | 20/10/2010 | [7 empty] | PT 8 1/2 KENCONG | Unknown | Unknown | NO | NONE | DISTRIBUTION | TNB | SUNGAI BESAR | NO | Unknown |  |  |  | NO | [8 empty] | D00408 | NO | [7 empty] | 3 | Pass | null
379638930 | D00404 |  |  |  | BSBR/PCE/J00120/MB01 | 300040293 | Existing | RYB |  |  | CLOSED | CLOSED | LINK |  | 11 kV |  | 20/10/2010 | [7 empty] | PT 6 BARAT | Unknown | Unknown | NO | NONE | DISTRIBUTION | TNB | SUNGAI BESAR | NO | Unknown |  |  |  | NO | [8 empty] | D00404 | NO | [7 empty] | 3 | Pass | null
379638935 | D00405 |  |  |  | BSBR/PCE/J00120/MB01 | 300040293 | Existing | RYB |  |  | CLOSED | CLOSED | LINK |  | 11 kV |  | 20/10/2010 | [7 empty] | PT 6 BARAT | Unknown | Unknown | NO | NONE | DISTRIBUTION | TNB | SUNGAI BESAR | NO | Unknown |  |  |  | NO | [8 empty] | D00405 | NO | [7 empty] | 3 | Pass | null
379639031 | D00421 | [5 empty] | Existing | RYB |  |  | CLOSED | CLOSED | LINK |  | 11 kV | [9 empty] | P/PADAT PARIT 12 LUNDANG | Unknown | Unknown | NO | NONE | DISTRIBUTION | TNB | SUNGAI BESAR | NO | Unknown |  |  |  | NO | [8 empty] | D00421 | NO | [7 empty] | 3 | Pass | null
379639036 | D00419 | [5 empty] | Existing | RYB |  |  | CLOSED | CLOSED | LINK |  | 11 kV | [9 empty] | P/PADAT PARIT 12 LUNDANG | Unknown | Unknown | NO | NONE | DISTRIBUTION | TNB | SUNGAI BESAR | NO | Unknown |  |  |  | NO | [8 empty] | D00419 | NO | [7 empty] | 3 | Pass | null
379639184 | D00647 | [5 empty] | Existing | RYB |  |  | CLOSED | CLOSED | LINK |  | 11 kV | [9 empty] | P/E TMN TERAP JAYA NO 1 | Unknown | Unknown | NO | NONE | DISTRIBUTION | TNB | SUNGAI BESAR | NO | Unknown |  |  |  | NO | [8 empty] | D00647 | NO | [7 empty] | 3 | Pass | null
379639189 | D00649 | [5 empty] | Existing | RYB |  |  | CLOSED | CLOSED | LINK |  | 11 kV | [9 empty] | P/E TMN TERAP JAYA NO 1 | Unknown | Unknown | NO | NONE | DISTRIBUTION | TNB | SUNGAI BESAR | NO | Unknown |  |  |  | NO | [8 empty] | D00649 | NO | [7 empty] | 3 | Pass | null
379639267 | D00621 | [5 empty] | Existing | RYB |  |  | CLOSED | CLOSED | LINK |  | 11 kV | [9 empty] | P/E TAMAN TERAP JAYA NO 2 | Unknown | Unknown | NO | NONE | DISTRIBUTION | TNB | SUNGAI BESAR | NO | Unknown |  |  |  | NO | [8 empty] | D00621 | NO | [7 empty] | 3 | Pass | null
379639272 | D00623 | [5 empty] | Existing | RYB |  |  | CLOSED | CLOSED | LINK |  | 11 kV | [9 empty] | P/E TAMAN TERAP JAYA NO 2 | Unknown | Unknown | NO | NONE | DISTRIBUTION | TNB | SUNGAI BESAR | NO | Unknown |  |  |  | NO | [8 empty] | D00623 | NO | [7 empty] | 3 | Pass | null
379639351 | D00549 |  |  |  | BSBR/PCE/J00094/MB01 | 300040156 | Existing | RYB |  |  | CLOSED | CLOSED | LINK |  | 11 kV |  | 20/10/2010 | [7 empty] | SEPINTAS BT 4 NO 1 | Unknown | Unknown | NO | NONE | DISTRIBUTION | TNB | SUNGAI BESAR | NO | Unknown |  |  |  | NO | [8 empty] | D00549 | NO | [7 empty] | 3 | Pass | null
379639355 | D00551 |  |  |  | BSBR/PCE/J00094/MB01 | 300040156 | Existing | RYB |  |  | CLOSED | CLOSED | LINK |  | 11 kV |  | 20/10/2010 | [7 empty] | SEPINTAS BT 4 NO 1 | Unknown | Unknown | NO | NONE | DISTRIBUTION | TNB | SUNGAI BESAR | NO | Unknown |  |  |  | NO | [8 empty] | D00551 | NO | [7 empty] | 3 | Pass | null
379639372 | D00550 |  |  |  | BSBR/PCE/J00094/MB01 | 300040156 | Existing | RYB |  |  | CLOSED | CLOSED | LINK |  | 11 kV |  | 20/10/2010 | [7 empty] | SEPINTAS BT 4 NO 1 | Unknown | Unknown | NO | NONE | DISTRIBUTION | TNB | SUNGAI BESAR | NO | Unknown |  |  |  | NO | [8 empty] | D00550 | NO | [7 empty] | 3 | Pass | null
379639456 | D00553 |  |  |  | BSBR/PCE/J00101/MB01 | 300040194 | Existing | RYB |  |  | CLOSED | CLOSED | LINK |  | 11 kV |  | 20140904 | [7 empty] | SEPINTAS BT 4 NO 2 | Unknown | Unknown | NO | NONE | DISTRIBUTION | TNB | SUNGAI BESAR | NO | Unknown |  |  |  | NO | [8 empty] | D00553 | NO | [7 empty] | 3 | Pass | null
379639461 | SPARE |  |  |  | BSBR/PCE/J00101/MB01 | 300040194 | Existing | RYB |  |  | OPEN | CLOSED | LINK |  | 11 kV |  | 20140904 | [7 empty] | SEPINTAS BT 4 NO 2 | Unknown | Unknown | NO | NONE | DISTRIBUTION | TNB | SUNGAI BESAR | NO | Unknown |  |  |  | NO | [8 empty] | SPARE | NO | [7 empty] | 3 | Pass | null
379639537 | D00710 |  |  |  | BSBR/PCE/J00231/MBNN01 | 300448221 | Existing | RYB |  |  | CLOSED | CLOSED | LINK |  | 11 kV |  | 20110902 |  |  |  |  | VEI |  |  | P/E REBAN AYAM BT 2 SEPINTAS | Unknown | Unknown | NO | NONE | DISTRIBUTION | TNB | SUNGAI BESAR | NO | Unknown |  |  |  | NO | [8 empty] | D00710 | NO | [7 empty] | 3 | Pass | null
379639542 | D00712 |  |  |  | BSBR/PCE/J00231/MBNN01 | 300448221 | Existing | RYB |  |  | OPEN | CLOSED | LINK |  | 11 kV |  | 20110902 |  |  |  |  | VEI |  |  | P/E REBAN AYAM BT 2 SEPINTAS | Unknown | Unknown | NO | NONE | DISTRIBUTION | TNB | SUNGAI BESAR | NO | Unknown |  |  |  | NO | [8 empty] | D00712 | NO | [7 empty] | 3 | Pass | null
379639726 | D00546 |  |  |  | BSBR/PCE/J00093/MBS00826 | 300040153 | Existing | RYB |  |  | CLOSED | CLOSED | LINK |  | 11 kV |  | 19920806 |  |  |  |  | INDKOM |  |  | SEPINTAS BATU 2 | Unknown | Unknown | NO | NONE | DISTRIBUTION | TNB | SUNGAI BESAR | NO | Unknown |  |  |  | NO | [8 empty] | D00546 | NO | [7 empty] | 3 | Pass | null
379639730 | D00709 |  |  |  | BSBR/PCE/J00093/MBS00826 | 300040153 | Existing | RYB |  |  | CLOSED | CLOSED | LINK |  | 11 kV |  | 19920806 |  |  |  |  | INDKOM |  |  | SEPINTAS BATU 2 | Unknown | Unknown | NO | NONE | DISTRIBUTION | TNB | SUNGAI BESAR | NO | Unknown |  |  |  | NO | [8 empty] | D00709 | NO | [7 empty] | 3 | Pass | null
379639747 | D00547 |  |  |  | BSBR/PCE/J00093/MBS00826 | 300040153 | Existing | RYB |  |  | CLOSED | CLOSED | LINK |  | 11 kV |  | 19920806 |  |  |  |  | INDKOM |  |  | SEPINTAS BATU 2 | Unknown | Unknown | NO | NONE | DISTRIBUTION | TNB | SUNGAI BESAR | NO | Unknown |  |  |  | NO | [8 empty] | D00547 | NO | [7 empty] | 3 | Pass | null
379639835 | D00543 |  |  |  | BSBR/PCE/J00092/MBNN03 | 300040148 | Existing | RYB |  |  | CLOSED | CLOSED | LINK |  | 11 kV |  | 19790108 |  |  |  |  | FALCON BETA |  |  | SEPINTAS BATU 1 (STADIUM) | Unknown | Unknown | NO | NONE | DISTRIBUTION | TNB | SUNGAI BESAR | NO | Unknown |  |  |  | NO | [8 empty] | D00543 | NO | [7 empty] | 3 | Pass | null
379639840 | D00545 |  |  |  | BSBR/PCE/J00092/MBNN03 | 300040148 | Existing | RYB |  |  | CLOSED | CLOSED | LINK |  | 11 kV |  | 19790108 |  |  |  |  | FALCON BETA |  |  | SEPINTAS BATU 1 (STADIUM) | Unknown | Unknown | NO | NONE | DISTRIBUTION | TNB | SUNGAI BESAR | NO | Unknown |  |  |  | NO | [8 empty] | D00545 | NO | [7 empty] | 3 | Pass | null
379639918 | D00541 |  |  |  | BSBR/PCE/J00091/MBNN01 | 300040143 | Existing | RYB |  |  | CLOSED | CLOSED | LINK |  | 11 kV |  | 19980108 |  |  |  |  | FALCON BETA |  |  | JALAN RAJA CHULAN | Unknown | Unknown | NO | NONE | DISTRIBUTION | TNB | SUNGAI BESAR | NO | Unknown |  |  |  | NO | [8 empty] | D00541 | NO | [7 empty] | 3 | Pass | null
379639923 | D00542 |  |  |  | BSBR/PCE/J00091/MBNN01 | 300040143 | Existing | RYB |  |  | CLOSED | CLOSED | LINK |  | 11 kV |  | 19980108 |  |  |  |  | FALCON BETA |  |  | JALAN RAJA CHULAN | Unknown | Unknown | NO | NONE | DISTRIBUTION | TNB | SUNGAI BESAR | NO | Unknown |  |  |  | NO | [8 empty] | D00542 | NO | [7 empty] | 3 | Pass | null
379640001 | D00566 |  |  |  | BSBR/PCE/J00102/MBS00839 | 300040200 | Existing | RYB |  |  | CLOSED | CLOSED | LINK |  | 11 kV |  | 19960108 |  |  |  |  | FALCON BETA |  |  | SEK MEN AGAMA BGN TERAP | Unknown | Unknown | NO | NONE | DISTRIBUTION | TNB | SUNGAI BESAR | NO | Unknown |  |  |  | NO | [8 empty] | D00566 | NO | [7 empty] | 3 | Pass | null
379640006 | D00567 |  |  |  | BSBR/PCE/J00102/MBS00839 | 300040200 | Existing | RYB |  |  | CLOSED | CLOSED | LINK |  | 11 kV |  | 19960108 |  |  |  |  | FALCON BETA |  |  | SEK MEN AGAMA BGN TERAP | Unknown | Unknown | NO | NONE | DISTRIBUTION | TNB | SUNGAI BESAR | NO | Unknown |  |  |  | NO | [8 empty] | D00567 | NO | [7 empty] | 3 | Pass | null
379640091 | D00569 |  |  |  | BSBR/PCE/J00107/MB01 | 300040222 | Existing | RYB |  |  | CLOSED | CLOSED | LINK |  | 11 kV |  | 20140904 |  |  |  |  | INDKOM |  |  | S/LINK GANDA SULI | Unknown | Unknown | NO | NONE | DISTRIBUTION | TNB | SUNGAI BESAR | NO | Unknown |  |  |  | NO | [8 empty] | D00569 | NO | [7 empty] | 3 | Pass | null
379640097 | D00570 |  |  |  | BSBR/PCE/J00107/MB01 | 300040222 | Existing | RYB |  |  | CLOSED | CLOSED | LINK |  | 11 kV |  | 20140904 |  |  |  |  | INDKOM |  |  | S/LINK GANDA SULI | Unknown | Unknown | NO | NONE | DISTRIBUTION | TNB | SUNGAI BESAR | NO | Unknown |  |  |  | NO | [8 empty] | D00570 | NO | [7 empty] | 3 | Pass | null
379640102 | D00571 |  |  |  | BSBR/PCE/J00107/MB01 | 300040222 | Existing | RYB |  |  | CLOSED | CLOSED | LINK |  | 11 kV |  | 20140904 |  |  |  |  | INDKOM |  |  | S/LINK GANDA SULI | Unknown | Unknown | NO | NONE | DISTRIBUTION | TNB | SUNGAI BESAR | NO | Unknown |  |  |  | NO | [8 empty] | D00571 | NO | [7 empty] | 3 | Pass | null
379640110 | D06788 | [5 empty] | Existing | RYB |  |  | CLOSED | CLOSED | LINK |  | 11 kV | [9 empty] | GANDA SULI NO 1 | Unknown | Unknown | NO | NONE | DISTRIBUTION | TNB | SUNGAI BESAR | NO | Unknown |  |  |  | NO | [8 empty] | D06788 | NO | [7 empty] | 3 | Pass | null
379640117 | D00575 | [5 empty] | Existing | RYB |  |  | CLOSED | CLOSED | LINK |  | 11 kV | [9 empty] | GANDA SULI NO 1 | Unknown | Unknown | NO | NONE | DISTRIBUTION | TNB | SUNGAI BESAR | NO | Unknown |  |  |  | NO | [8 empty] | D00575 | NO | [7 empty] | 3 | Pass | null
379640121 | D00576 | [5 empty] | Existing | RYB |  |  | CLOSED | CLOSED | LINK |  | 11 kV | [9 empty] | GANDA SULI NO 1 | Unknown | Unknown | NO | NONE | DISTRIBUTION | TNB | SUNGAI BESAR | NO | Unknown |  |  |  | NO | [8 empty] | D00576 | NO | [7 empty] | 3 | Pass | null
379640147 | D00574 | [5 empty] | Existing | RYB |  |  | CLOSED | CLOSED | LINK |  | 11 kV | [9 empty] | GANDA SULI NO 1 | Unknown | Unknown | NO | NONE | DISTRIBUTION | TNB | SUNGAI BESAR | NO | Unknown |  |  |  | NO | [8 empty] | D00574 | NO | [7 empty] | 3 | Pass | null
379640297 | D06786 | [5 empty] | Existing | RYB |  |  | CLOSED |  | LINK |  | 11 kV | [9 empty] | GANDA SULI NO 1 | Unknown | Unknown | Unknown | Unknown | DISTRIBUTION | TNB | SUNGAI BESAR | Unknown |  |  |  |  | Unknown | [8 empty] | D06786 | [8 empty] | 3 | Pass | null
379640311 | D06787 | [5 empty] | Existing | RYB |  |  | CLOSED |  | LINK |  | 11 kV | [9 empty] | GANDA SULI NO 1 | Unknown | Unknown | Unknown | Unknown | DISTRIBUTION | TNB | SUNGAI BESAR | Unknown |  |  |  |  | Unknown | [8 empty] | D06787 | [8 empty] | 3 | Pass | null
379640320 | G00580 | [5 empty] | Existing | RYB |  |  | CLOSED | CLOSED | LINK |  | 11 kV | [9 empty] | PAT GANDA SULI NO 3 | Unknown | Unknown | NO | NONE | DISTRIBUTION | TNB | SUNGAI BESAR | NO | Unknown |  |  |  | NO | [8 empty] | G00580 | NO | [7 empty] | 3 | Pass | null
379640325 | SPARE | [5 empty] | Existing | RYB |  |  | OPEN | CLOSED | LINK |  | 11 kV | [9 empty] | PAT GANDA SULI NO 3 | Unknown | Unknown | NO | NONE | DISTRIBUTION | TNB | SUNGAI BESAR | NO | Unknown |  |  |  | NO | [8 empty] | SPARE | NO | [7 empty] | 3 | Pass | null
379640432 | D00578 |  |  |  | BSBR/PCE/J00106/MB01 | 300040218 | Existing | RYB |  |  | CLOSED | CLOSED | LINK |  | 11 kV |  | 20/10/2010 | [7 empty] | GANDA SULI NO 2 | Unknown | Unknown | NO | NONE | DISTRIBUTION | TNB | SUNGAI BESAR | NO | Unknown |  |  |  | NO | [8 empty] | D00578 | NO | [7 empty] | 3 | Pass | null
379640437 | SPARE |  |  |  | BSBR/PCE/J00106/MB01 | 300040218 | Existing | RYB |  |  | OPEN | CLOSED | LINK |  | 11 kV |  | 20/10/2010 | [7 empty] | GANDA SULI NO 2 | Unknown | Unknown | NO | NONE | DISTRIBUTION | TNB | SUNGAI BESAR | NO | Unknown |  |  |  | NO | [8 empty] | SPARE | NO | [7 empty] | 3 | Pass | null
379640528 | D06779 | [5 empty] | Existing | RYB |  |  | CLOSED | CLOSED | LINK |  | 11 kV | [9 empty] | P/E PENURUN TOK KHALIFAH | Unknown | Unknown | NO | NONE | DISTRIBUTION | TNB | SUNGAI BESAR | NO | Unknown |  |  |  | NO | [8 empty] | D06779 | NO | [7 empty] | 3 | Pass | null
379640533 | D06777 | [5 empty] | Existing | RYB |  |  | CLOSED | CLOSED | LINK |  | 11 kV | [9 empty] | P/E PENURUN TOK KHALIFAH | Unknown | Unknown | NO | NONE | DISTRIBUTION | TNB | SUNGAI BESAR | NO | Unknown |  |  |  | NO | [8 empty] | D06777 | NO | [7 empty] | 3 | Pass | null
379640717 | D00562 | [5 empty] | Existing | RYB |  |  | CLOSED | CLOSED | LINK |  | 11 kV | [9 empty] | P/E HAYAT MAJU NO 3 | Unknown | Unknown | NO | NONE | DISTRIBUTION | TNB | SUNGAI BESAR | NO | Unknown |  |  |  | NO | [8 empty] | D00562 | NO | [7 empty] | 3 | Pass | null
379640722 | D00561 | [5 empty] | Existing | RYB |  |  | OPEN | CLOSED | LINK |  | 11 kV | [9 empty] | P/E HAYAT MAJU NO 3 | Unknown | Unknown | NO | NONE | DISTRIBUTION | TNB | SUNGAI BESAR | NO | Unknown |  |  |  | NO | [8 empty] | D00561 | NO | [7 empty] | 3 | Pass | null
379640813 | D00572 |  |  |  | BSBR/PCE/J00104/MBNN01 | 300040208 | Existing | RYB |  |  | CLOSED | CLOSED | LINK |  | 11 kV |  | 20/10/2010 | [7 empty] | PAT LUBOK PUSING | Unknown | Unknown | NO | NONE | DISTRIBUTION | TNB | SUNGAI BESAR | NO | Unknown |  |  |  | NO | [8 empty] | D00572 | NO | [7 empty] | 3 | Pass | null
379640818 | SPARE |  |  |  | BSBR/PCE/J00104/MBNN01 | 300040208 | Existing | RYB |  |  | OPEN | CLOSED | LINK |  | 11 kV |  | 20/10/2010 | [7 empty] | PAT LUBOK PUSING | Unknown | Unknown | NO | NONE | DISTRIBUTION | TNB | SUNGAI BESAR | NO | Unknown |  |  |  | NO | [8 empty] | SPARE | NO | [7 empty] | 3 | Pass | null
379640915 | D00282 | [5 empty] | Existing | RYB |  |  | CLOSED | CLOSED | LINK |  | 11 kV | [9 empty] | LINK PT 12 SG PANJANG | Unknown | Unknown | NO | NONE | DISTRIBUTION | TNB | SUNGAI BESAR | NO | Unknown |  |  |  | NO | [8 empty] | D00282 | NO | [7 empty] | 3 | Pass | null
379640921 | D00281 | [5 empty] | Existing | RYB |  |  | CLOSED | CLOSED | LINK |  | 11 kV | [9 empty] | LINK PT 12 SG PANJANG | Unknown | Unknown | NO | NONE | DISTRIBUTION | TNB | SUNGAI BESAR | NO | Unknown |  |  |  | NO | [8 empty] | D00281 | NO | [7 empty] | 3 | Pass | null
379640926 | D00283 | [5 empty] | Existing | RYB |  |  | CLOSED | CLOSED | LINK |  | 11 kV | [9 empty] | LINK PT 12 SG PANJANG | Unknown | Unknown | NO | NONE | DISTRIBUTION | TNB | SUNGAI BESAR | NO | Unknown |  |  |  | NO | [8 empty] | D00283 | NO | [7 empty] | 3 | Pass | null
379640934 | D00284 |  |  |  | BSBR/PCE/J00025/MBNN01 | 300039857 | Existing | RYB |  |  | CLOSED | CLOSED | LINK |  | 11 kV |  | 20/10/2010 | [7 empty] | PT 12 GAMBUT | Unknown | Unknown | NO | NONE | DISTRIBUTION | TNB | SUNGAI BESAR | NO | Unknown |  |  |  | NO | [8 empty] | D00284 | NO | [7 empty] | 3 | Pass | null
379640939 | SPARE |  |  |  | BSBR/PCE/J00025/MBNN01 | 300039857 | Existing | RYB |  |  | OPEN | CLOSED | LINK |  | 11 kV |  | 20/10/2010 | [7 empty] | PT 12 GAMBUT | Unknown | Unknown | NO | NONE | DISTRIBUTION | TNB | SUNGAI BESAR | NO | Unknown |  |  |  | NO | [8 empty] | SPARE | NO | [7 empty] | 3 | Pass | null
379641038 | D00262 |  |  |  | BSBR/PCE/J00022/MB01 | 300039848 | Existing | RYB |  |  | CLOSED | CLOSED | LINK |  | 11 kV |  | 20/10/2010 | [7 empty] | PPRT MERBAU BERDARAH | Unknown | Unknown | NO | NONE | DISTRIBUTION | TNB | SUNGAI BESAR | NO | Unknown |  |  |  | NO | [8 empty] | D00262 | NO | [7 empty] | 3 | Pass | null
379641042 | D00263 |  |  |  | BSBR/PCE/J00022/MB01 | 300039848 | Existing | RYB |  |  | CLOSED | CLOSED | LINK |  | 11 kV |  | 20/10/2010 | [7 empty] | PPRT MERBAU BERDARAH | Unknown | Unknown | NO | NONE | DISTRIBUTION | TNB | SUNGAI BESAR | NO | Unknown |  |  |  | NO | [8 empty] | D00263 | NO | [7 empty] | 3 | Pass | null
379641059 | D00702 |  |  |  | BSBR/PCE/J00022/MB01 | 300039848 | Existing | RYB |  |  | CLOSED | CLOSED | LINK |  | 11 kV |  | 20/10/2010 | [7 empty] | PPRT MERBAU BERDARAH | Unknown | Unknown | NO | NONE | DISTRIBUTION | TNB | SUNGAI BESAR | NO | Unknown |  |  |  | NO | [8 empty] | D00702 | NO | [7 empty] | 3 | Pass | null
379688564 | [6 empty] | Existing | RYB |  |  | CLOSED | CLOSED | MAIN |  | 11 kV | [9 empty] | PPU SABAK BERNAM | Unknown | Unknown | NO | NONE | DISTRIBUTION | TNB | SUNGAI BESAR | NO | Unknown |  |  |  | NO | [17 empty] | 9 | Pass | null
379688664 | [6 empty] | Existing | RYB |  |  | OPEN | CLOSED | MAIN |  | 33 kV | [9 empty] | PPU SABAK BERNAM | Unknown | Unknown | NO | NONE | DISTRIBUTION | TNB | SUNGAI BESAR | NO | Unknown |  |  |  | NO | [17 empty] | 9 | Pass | null
379688674 | [6 empty] | Existing | RYB |  |  | CLOSED | CLOSED | MAIN |  | 33 kV | [9 empty] | PPU SABAK BERNAM | Unknown | Unknown | NO | NONE | DISTRIBUTION | TNB | SUNGAI BESAR | NO | Unknown |  |  |  | NO | [17 empty] | 9 | Pass | null
379688698 | [6 empty] | Existing | RYB |  |  | CLOSED | CLOSED | MAIN |  | 11 kV | [9 empty] | PPU SABAK BERNAM | Unknown | Unknown | NO | NONE | DISTRIBUTION | TNB | SUNGAI BESAR | NO | Unknown |  |  |  | NO | [17 empty] | 9 | Pass | null
379688911 | [6 empty] | Existing | RYB |  |  | CLOSED | CLOSED | MAIN |  | 11 kV | [9 empty] | PPU SABAK BERNAM | Unknown | Unknown | NO | NONE | DISTRIBUTION | TNB | SUNGAI BESAR | NO | Unknown |  |  |  | NO | [17 empty] | 9 | Pass | null
379688972 | [6 empty] | Existing | RYB |  |  | CLOSED | CLOSED | MAIN |  | 11 kV | [9 empty] | PPU SABAK BERNAM | Unknown | Unknown | NO | NONE | DISTRIBUTION | TNB | SUNGAI BESAR | NO | Unknown |  |  |  | NO | [17 empty] | 9 | Pass | null
379688982 | [6 empty] | Existing | RYB |  |  | OPEN | CLOSED | MAIN |  | 33 kV | [9 empty] | PPU SABAK BERNAM | Unknown | Unknown | NO | NONE | DISTRIBUTION | TNB | SUNGAI BESAR | NO | Unknown |  |  |  | NO | [17 empty] | 9 | Pass | null
379689076 | [6 empty] | Existing | RYB |  |  | CLOSED | CLOSED | MAIN |  | 11 kV | [9 empty] | PPU SABAK BERNAM | Unknown | Unknown | NO | NONE | DISTRIBUTION | TNB | SUNGAI BESAR | NO | Unknown |  |  |  | NO | [17 empty] | 9 | Pass | null
379689312 | D00093 |  |  |  | BSBR/PCE/J00064/MBS00672 | 300040032 | Existing | RYB |  |  | CLOSED | CLOSED | LINK |  | 11 kV |  | 19990108 |  |  |  |  | FALCON BETA |  |  | P/E KILANG BERAS LPN SG BESAR | Unknown | Unknown | NO | NONE | DISTRIBUTION | TNB | SUNGAI BESAR | NO | Unknown |  |  |  | NO | [8 empty] | D00093 | NO | [7 empty] | 3 | Pass | null
379689320 | D00729 |  |  |  | BSBR/PCE/J00064/MBS00672 | 300040032 | Existing | RYB |  |  | CLOSED | CLOSED | LINK |  | 11 kV |  | 19990108 |  |  |  |  | FALCON BETA |  |  | P/E KILANG BERAS LPN SG BESAR | Unknown | Unknown | NO | NONE | DISTRIBUTION | TNB | SUNGAI BESAR | NO | Unknown |  |  |  | NO | [8 empty] | D00729 | NO | [7 empty] | 3 | Pass | null
379689327 | D00728 |  |  |  | BSBR/PCE/J00064/MBS00672 | 300040032 | Existing | RYB |  |  | CLOSED | CLOSED | LINK |  | 11 kV |  | 19990108 |  |  |  |  | FALCON BETA |  |  | P/E KILANG BERAS LPN SG BESAR | Unknown | Unknown | NO | NONE | DISTRIBUTION | TNB | SUNGAI BESAR | NO | Unknown |  |  |  | NO | [8 empty] | D00728 | NO | [7 empty] | 3 | Pass | null
379689492 | D00099 |  |  |  | BSBR/PCE/J00066/MB1 | 310416880 | Existing | RYB |  |  | CLOSED | CLOSED | LINK |  | 11 kV | [6 empty] | TAMCO |  |  | P/E PEJABAT KERAJAAN | Unknown | Unknown | NO | NONE | DISTRIBUTION | TNB | SUNGAI BESAR | NO | Unknown |  |  |  | NO | [8 empty] | D00099 | NO | [7 empty] | 3 | Pass | null
379689497 | D00097 |  |  |  | BSBR/PCE/J00066/MB1 | 310416880 | Existing | RYB |  |  | CLOSED | CLOSED | LINK |  | 11 kV | [6 empty] | TAMCO |  |  | P/E PEJABAT KERAJAAN | Unknown | Unknown | NO | NONE | DISTRIBUTION | TNB | SUNGAI BESAR | NO | Unknown |  |  |  | NO | [8 empty] | D00097 | NO | [7 empty] | 3 | Pass | null
379689588 | D00103 |  |  |  | BSBR/PCE/J00067/MBS00682 | 300040038 | Existing | RYB |  |  | CLOSED | CLOSED | LINK |  | 11 kV |  | 26/08/1989 |  |  |  |  | FALCON BETA |  |  | P/E PERPUSTAKAAN SG BESAR | Unknown | Unknown | NO | NONE | DISTRIBUTION | TNB | SUNGAI BESAR | NO | Unknown |  |  |  | NO | [8 empty] | D00103 | NO | [7 empty] | 3 | Pass | null
379689593 | D00101 |  |  |  | BSBR/PCE/J00067/MBS00682 | 300040038 | Existing | RYB |  |  | CLOSED | CLOSED | LINK |  | 11 kV |  | 26/08/1989 |  |  |  |  | FALCON BETA |  |  | P/E PERPUSTAKAAN SG BESAR | Unknown | Unknown | NO | NONE | DISTRIBUTION | TNB | SUNGAI BESAR | NO | Unknown |  |  |  | NO | [8 empty] | D00101 | NO | [7 empty] | 3 | Pass | null
379689690 | D06796 |  |  |  | BSBR/PCE/J00301/MB1 | 310416884 | Existing | RYB |  |  | CLOSED | CLOSED | LINK |  | 11 kV | [6 empty] | SCHNEIDER |  |  | P/E UMNO SG BESAR | Unknown | Unknown | NO | NONE | DISTRIBUTION | TNB | SUNGAI BESAR | NO | Unknown |  |  |  | NO | [8 empty] | D06796 | NO | [7 empty] | 3 | Pass | null
379689695 | D06794 |  |  |  | BSBR/PCE/J00301/MB1 | 310416884 | Existing | RYB |  |  | CLOSED | CLOSED | LINK |  | 11 kV | [6 empty] | SCHNEIDER |  |  | P/E UMNO SG BESAR | Unknown | Unknown | NO | NONE | DISTRIBUTION | TNB | SUNGAI BESAR | NO | Unknown |  |  |  | NO | [8 empty] | D06794 | NO | [7 empty] | 3 | Pass | null
379689804 | D06772 | [5 empty] | Existing | RYB |  |  | CLOSED | CLOSED | LINK |  | 11 kV | [9 empty] | P/E BIN DAWOOD | Unknown | Unknown | NO | NONE | DISTRIBUTION | TNB | SUNGAI BESAR | NO | Unknown |  |  |  | NO | [8 empty] | D06772 | NO | [7 empty] | 3 | Pass | null
379689809 | D06770 | [5 empty] | Existing | RYB |  |  | CLOSED | CLOSED | LINK |  | 11 kV | [9 empty] | P/E BIN DAWOOD | Unknown | Unknown | NO | NONE | DISTRIBUTION | TNB | SUNGAI BESAR | NO | Unknown |  |  |  | NO | [8 empty] | D06770 | NO | [7 empty] | 3 | Pass | null
379689899 | D06766 |  |  |  | BSBR/PCE/J00232/MB1 | 310370985 | Existing | RYB |  |  | OPEN | CLOSED | LINK |  | 11 kV | [6 empty] | TOSHIBA |  |  | P/E HENTIAN BAS SUNGAI BESAR | Unknown | Unknown | NO | NONE | DISTRIBUTION | TNB | SUNGAI BESAR | NO | Unknown |  |  |  | NO | [8 empty] | D06766 | NO | [7 empty] | 3 | Pass | null
379689903 | D06765 |  |  |  | BSBR/PCE/J00232/MB1 | 310370985 | Existing | RYB |  |  | CLOSED | CLOSED | LINK |  | 11 kV | [6 empty] | TOSHIBA |  |  | P/E HENTIAN BAS SUNGAI BESAR | Unknown | Unknown | NO | NONE | DISTRIBUTION | TNB | SUNGAI BESAR | NO | Unknown |  |  |  | NO | [8 empty] | D06765 | NO | [7 empty] | 3 | Pass | null
379689920 | D06763 |  |  |  | BSBR/PCE/J00232/MB1 | 310370985 | Existing | RYB |  |  | CLOSED | CLOSED | LINK |  | 11 kV | [6 empty] | TOSHIBA |  |  | P/E HENTIAN BAS SUNGAI BESAR | Unknown | Unknown | NO | NONE | DISTRIBUTION | TNB | SUNGAI BESAR | NO | Unknown |  |  |  | NO | [8 empty] | D06763 | NO | [7 empty] | 3 | Pass | null
379690015 | D00168 |  |  |  | BSBR/PCE/J00043/MB473 | 300039933 | Existing | RYB |  |  | CLOSED | CLOSED | LINK |  | 11 kV |  | 30/06/1992 |  |  |  |  | TOPRANK |  |  | PEKAN S/BESAR | Unknown | Unknown | NO | NONE | DISTRIBUTION | TNB | SUNGAI BESAR | NO | Unknown |  |  |  | NO | [8 empty] | D00168 | NO | [7 empty] | 3 | Pass | null
379690019 | D00167 |  |  |  | BSBR/PCE/J00043/MB473 | 300039933 | Existing | RYB |  |  | CLOSED | CLOSED | LINK |  | 11 kV |  | 30/06/1992 |  |  |  |  | TOPRANK |  |  | PEKAN S/BESAR | Unknown | Unknown | NO | NONE | DISTRIBUTION | TNB | SUNGAI BESAR | NO | Unknown |  |  |  | NO | [8 empty] | D00167 | NO | [7 empty] | 3 | Pass | null
379690036 | D00627 |  |  |  | BSBR/PCE/J00043/MB473 | 300039933 | Existing | RYB |  |  | CLOSED | CLOSED | LINK |  | 11 kV |  | 30/06/1992 |  |  |  |  | TOPRANK |  |  | PEKAN S/BESAR | Unknown | Unknown | NO | NONE | DISTRIBUTION | TNB | SUNGAI BESAR | NO | Unknown |  |  |  | NO | [8 empty] | D00627 | NO | [7 empty] | 3 | Pass | null
379690128 | D00171 |  |  |  | BSBR/PCE/J00042/MBS00746 | 300039927 | Existing | RYB |  |  | CLOSED | CLOSED | LINK |  | 11 kV |  | 30/06/1992 | [7 empty] | SIM BROTHER | Unknown | Unknown | NO | NONE | DISTRIBUTION | TNB | SUNGAI BESAR | NO | Unknown |  |  |  | NO | [8 empty] | D00171 | NO | [7 empty] | 3 | Pass | null
379690133 | D00169 |  |  |  | BSBR/PCE/J00042/MBS00746 | 300039927 | Existing | RYB |  |  | CLOSED | CLOSED | LINK |  | 11 kV |  | 30/06/1992 | [7 empty] | SIM BROTHER | Unknown | Unknown | NO | NONE | DISTRIBUTION | TNB | SUNGAI BESAR | NO | Unknown |  |  |  | NO | [8 empty] | D00169 | NO | [7 empty] | 3 | Pass | null
379690224 | D00178 |  |  |  | BSBR/PCE/J00041/MB03 | 300039922 | Existing | RYB |  |  | CLOSED | CLOSED | LINK |  | 11 kV |  | 20/07/1998 | [7 empty] | MEDAN S/BESAR | Unknown | Unknown | NO | NONE | DISTRIBUTION | TNB | SUNGAI BESAR | NO | Unknown |  |  |  | NO | [8 empty] | D00178 | NO | [7 empty] | 3 | Pass | null
379690229 | D00180 |  |  |  | BSBR/PCE/J00041/MB03 | 300039922 | Existing | RYB |  |  | CLOSED | CLOSED | LINK |  | 11 kV |  | 20/07/1998 | [7 empty] | MEDAN S/BESAR | Unknown | Unknown | NO | NONE | DISTRIBUTION | TNB | SUNGAI BESAR | NO | Unknown |  |  |  | NO | [8 empty] | D00180 | NO | [7 empty] | 3 | Pass | null
379690319 | D00183 |  |  |  | BSBR/PCE/J00040/MBS00744 | 300039917 | Existing | RYB |  |  | CLOSED | CLOSED | LINK |  | 11 kV |  | 30/06/1992 |  |  |  |  | VEI |  |  | TMN NIRWANA | Unknown | Unknown | NO | NONE | DISTRIBUTION | TNB | SUNGAI BESAR | NO | Unknown |  |  |  | NO | [8 empty] | D00183 | NO | [7 empty] | 3 | Pass | null
379690324 | D00181 |  |  |  | BSBR/PCE/J00040/MBS00744 | 300039917 | Existing | RYB |  |  | CLOSED | CLOSED | LINK |  | 11 kV |  | 30/06/1992 |  |  |  |  | VEI |  |  | TMN NIRWANA | Unknown | Unknown | NO | NONE | DISTRIBUTION | TNB | SUNGAI BESAR | NO | Unknown |  |  |  | NO | [8 empty] | D00181 | NO | [7 empty] | 3 | Pass | null
379690415 | D00184 |  |  |  | BSBR/PCE/J00039/MBS00739 | 300039910 | Existing | RYB |  |  | CLOSED | CLOSED | LINK |  | 11 kV |  | 27/05/1995 |  |  |  |  | FALCON BETA |  |  | STADIUM S/BESAR | Unknown | Unknown | NO | NONE | DISTRIBUTION | TNB | SUNGAI BESAR | NO | Unknown |  |  |  | NO | [8 empty] | D00184 | NO | [7 empty] | 3 | Pass | null
379690420 | D00185 |  |  |  | BSBR/PCE/J00039/MBS00739 | 300039910 | Existing | RYB |  |  | CLOSED | CLOSED | LINK |  | 11 kV |  | 27/05/1995 |  |  |  |  | FALCON BETA |  |  | STADIUM S/BESAR | Unknown | Unknown | NO | NONE | DISTRIBUTION | TNB | SUNGAI BESAR | NO | Unknown |  |  |  | NO | [8 empty] | D00185 | NO | [7 empty] | 3 | Pass | null
379690591 | D00172 |  |  |  | BSBR/PCE/J00044/MB476 | 300039938 | Existing | RYB |  |  | CLOSED | CLOSED | LINK |  | 11 kV |  | 20/05/1991 |  |  |  |  | FALCON BETA |  |  | BGN 2 S/BESAR | Unknown | Unknown | NO | NONE | DISTRIBUTION | TNB | SUNGAI BESAR | NO | Unknown |  |  |  | NO | [8 empty] | D00172 | NO | [7 empty] | 3 | Pass | null
379690596 | D00174 |  |  |  | BSBR/PCE/J00044/MB476 | 300039938 | Existing | RYB |  |  | CLOSED | CLOSED | LINK |  | 11 kV |  | 20/05/1991 |  |  |  |  | FALCON BETA |  |  | BGN 2 S/BESAR | Unknown | Unknown | NO | NONE | DISTRIBUTION | TNB | SUNGAI BESAR | NO | Unknown |  |  |  | NO | [8 empty] | D00174 | NO | [7 empty] | 3 | Pass | null
379690686 | D00175 |  |  |  | BSBR/PCE/J00045/MBNN02 | 300039943 | Existing | RYB |  |  | CLOSED | CLOSED | LINK |  | 11 kV |  | 19/02/1997 |  |  |  |  | FALCON BETA |  |  | KLG FISH BALL BGN 4 | Unknown | Unknown | NO | NONE | DISTRIBUTION | TNB | SUNGAI BESAR | NO | Unknown |  |  |  | NO | [8 empty] | D00175 | NO | [7 empty] | 3 | Pass | null
379690691 | D00176 |  |  |  | BSBR/PCE/J00045/MBNN02 | 300039943 | Existing | RYB |  |  | CLOSED | CLOSED | LINK |  | 11 kV |  | 19/02/1997 |  |  |  |  | FALCON BETA |  |  | KLG FISH BALL BGN 4 | Unknown | Unknown | NO | NONE | DISTRIBUTION | TNB | SUNGAI BESAR | NO | Unknown |  |  |  | NO | [8 empty] | D00176 | NO | [7 empty] | 3 | Pass | null
379690788 | D60746 |  |  |  | BSBR/PCE/J00224/MB1 | 300448008 | Existing | RYB |  |  | CLOSED | CLOSED | LINK |  | 11 kV |  | 31/05/2011 |  |  |  |  | INDKOM |  |  | P/E YU CHEN PENG | Unknown | Unknown | NO | NONE | DISTRIBUTION | TNB | SUNGAI BESAR | NO | Unknown |  |  |  | NO | [8 empty] | D60746 | NO | [7 empty] | 3 | Pass | null
379690793 | D60744 |  |  |  | BSBR/PCE/J00224/MB1 | 300448008 | Existing | RYB |  |  | CLOSED | CLOSED | LINK |  | 11 kV |  | 31/05/2011 |  |  |  |  | INDKOM |  |  | P/E YU CHEN PENG | Unknown | Unknown | NO | NONE | DISTRIBUTION | TNB | SUNGAI BESAR | NO | Unknown |  |  |  | NO | [8 empty] | D60744 | NO | [7 empty] | 3 | Pass | null
379855833 | D00265 |  |  |  | BSBR/PCE/J00023/MBNN01 | 300039853 | Existing | RYB |  |  | CLOSED | CLOSED | LINK |  | 11 kV |  | 20/10/2010 | [7 empty] | BELIA 2 | Unknown | Unknown | NO | NONE | DISTRIBUTION | TNB | SUNGAI BESAR | NO | Unknown |  |  |  | NO | [8 empty] | D00265 | NO | [7 empty] | 3 | Pass | null
379855838 | SPARE |  |  |  | BSBR/PCE/J00023/MBNN01 | 300039853 | Existing | RYB |  |  | OPEN | CLOSED | LINK |  | 11 kV |  | 20/10/2010 | [7 empty] | BELIA 2 | Unknown | Unknown | NO | NONE | DISTRIBUTION | TNB | SUNGAI BESAR | NO | Unknown |  |  |  | NO | [8 empty] | SPARE | NO | [7 empty] | 3 | Pass | null
379855917 | D06750 |  |  |  | BSBR/PCE/J00234/MB1 | 300491559 | Existing | RYB |  |  | CLOSED | CLOSED | LINK |  | 11 kV | [6 empty] | ABB |  |  | P/E MRSM SG PANJANG | Unknown | Unknown | NO | NONE | DISTRIBUTION | TNB | SUNGAI BESAR | NO | Unknown |  |  |  | NO | [8 empty] | D06750 | NO | [7 empty] | 3 | Pass | null
379855934 | D06747 |  |  |  | BSBR/PCE/J00234/MB1 | 300491559 | Existing | RYB |  |  | CLOSED | CLOSED | LINK |  | 11 kV | [6 empty] | ABB |  |  | P/E MRSM SG PANJANG | Unknown | Unknown | NO | NONE | DISTRIBUTION | TNB | SUNGAI BESAR | NO | Unknown |  |  |  | NO | [8 empty] | D06747 | NO | [7 empty] | 3 | Pass | null
379856090 | D06775 | [5 empty] | Existing | RYB |  |  | CLOSED | CLOSED | LINK |  | 11 kV | [9 empty] | P/E LOJI TAKUNGAN IADA | Unknown | Unknown | NO | NONE | DISTRIBUTION | TNB | SUNGAI BESAR | NO | Unknown |  |  |  | NO | [8 empty] | D06775 | NO | [7 empty] | 3 | Pass | null
379856095 | D06773 | [5 empty] | Existing | RYB |  |  | CLOSED | CLOSED | LINK |  | 11 kV | [9 empty] | P/E LOJI TAKUNGAN IADA | Unknown | Unknown | NO | NONE | DISTRIBUTION | TNB | SUNGAI BESAR | NO | Unknown |  |  |  | NO | [8 empty] | D06773 | NO | [7 empty] | 3 | Pass | null
379856208 | D06783 | [5 empty] | Existing | RYB |  |  | CLOSED | CLOSED | LINK |  | 11 kV | [9 empty] | P/E PEKET 60 CONVERT 33 | Unknown | Unknown | NO | NONE | DISTRIBUTION | TNB | SUNGAI BESAR | NO | Unknown |  |  |  | NO | [8 empty] | D06783 | NO | [7 empty] | 3 | Pass | null
379856213 | D06785 | [5 empty] | Existing | RYB |  |  | CLOSED | CLOSED | LINK |  | 11 kV | [9 empty] | P/E PEKET 60 CONVERT 33 | Unknown | Unknown | NO | NONE | DISTRIBUTION | TNB | SUNGAI BESAR | NO | Unknown |  |  |  | NO | [8 empty] | D06785 | NO | [7 empty] | 3 | Pass | null
379856311 | D06755 | [5 empty] | Existing | RYB |  |  | CLOSED | CLOSED | LINK |  | 11 kV | [9 empty] | PEKET 100 SPG 5 SAWAH | Unknown | Unknown | NO | NONE | DISTRIBUTION | TNB | SUNGAI BESAR | NO | Unknown |  |  |  | NO | [8 empty] | D06755 | NO | [7 empty] | 3 | Pass | null
379856319 | D00613 | [5 empty] | Existing | RYB |  |  | CLOSED | CLOSED | LINK |  | 11 kV | [9 empty] | PEKET 100 SPG 5 SAWAH | Unknown | Unknown | NO | NONE | DISTRIBUTION | TNB | SUNGAI BESAR | NO | Unknown |  |  |  | NO | [8 empty] | D00613 | NO | [7 empty] | 3 | Pass | null
379856326 | D06754 | [5 empty] | Existing | RYB |  |  | CLOSED | CLOSED | LINK |  | 11 kV | [9 empty] | PEKET 100 SPG 5 SAWAH | Unknown | Unknown | NO | NONE | DISTRIBUTION | TNB | SUNGAI BESAR | NO | Unknown |  |  |  | NO | [8 empty] | D06754 | NO | [7 empty] | 3 | Pass | null
379856494 | D06799 |  |  |  | BSBR/PCE/J00245 | 300500904 | Existing | RYB |  |  | CLOSED | CLOSED | LINK |  | 11 kV | [6 empty] | INDKOM |  |  | P/E KLINIK KESIHATAN SIMPANG 5 | Unknown | Unknown | NO | NONE | DISTRIBUTION | TNB | SUNGAI BESAR | NO | Unknown |  |  |  | NO | [8 empty] | D06799 | NO | [7 empty] | 3 | Pass | null
379856511 | D06797 |  |  |  | BSBR/PCE/J00245 | 300500904 | Existing | RYB |  |  | CLOSED | CLOSED | LINK |  | 11 kV | [6 empty] | INDKOM |  |  | P/E KLINIK KESIHATAN SIMPANG 5 | Unknown | Unknown | NO | NONE | DISTRIBUTION | TNB | SUNGAI BESAR | NO | Unknown |  |  |  | NO | [8 empty] | D06797 | NO | [7 empty] | 3 | Pass | null
379856674 | D00068 | [5 empty] | Existing | RYB |  |  | CLOSED | CLOSED | LINK |  | 11 kV | [9 empty] | DESA KASIH BT 23 SG NIBONG | Unknown | Unknown | NO | NONE | DISTRIBUTION | TNB | SUNGAI BESAR | NO | Unknown |  |  |  | NO | [8 empty] | D00068 | NO | [7 empty] | 3 | Pass | null
379856679 | D00070 | [5 empty] | Existing | RYB |  |  | CLOSED | CLOSED | LINK |  | 11 kV | [9 empty] | DESA KASIH BT 23 SG NIBONG | Unknown | Unknown | NO | NONE | DISTRIBUTION | TNB | SUNGAI BESAR | NO | Unknown |  |  |  | NO | [8 empty] | D00070 | NO | [7 empty] | 3 | Pass | null
379856756 | D00071 |  |  |  | BSBR/PCE/J00172/MBNN04 | 300040521 | Existing | RYB |  |  | CLOSED | CLOSED | LINK |  | 11 kV |  | 19960108 |  |  |  |  | FALCON BETA |  |  | PT 12 SG NIBONG | Unknown | Unknown | NO | NONE | DISTRIBUTION | TNB | SUNGAI BESAR | NO | Unknown |  |  |  | NO | [8 empty] | D00071 | NO | [7 empty] | 3 | Pass | null
379856761 | D00072 |  |  |  | BSBR/PCE/J00172/MBNN04 | 300040521 | Existing | RYB |  |  | CLOSED | CLOSED | LINK |  | 11 kV |  | 19960108 |  |  |  |  | FALCON BETA |  |  | PT 12 SG NIBONG | Unknown | Unknown | NO | NONE | DISTRIBUTION | TNB | SUNGAI BESAR | NO | Unknown |  |  |  | NO | [8 empty] | D00072 | NO | [7 empty] | 3 | Pass | null
379856860 | D00074 |  |  |  | BSBR/PCE/J00080/MBS00707 | 300040083 | Existing | RYB |  |  | CLOSED | CLOSED | LINK |  | 11 kV |  | 19940404 |  |  |  |  | FALCON BETA |  |  | PT 11 P/PANJANG | Unknown | Unknown | NO | NONE | DISTRIBUTION | TNB | SUNGAI BESAR | NO | Unknown |  |  |  | NO | [8 empty] | D00074 | NO | [7 empty] | 3 | Pass | null
379856865 | D00075 |  |  |  | BSBR/PCE/J00080/MBS00707 | 300040083 | Existing | RYB |  |  | CLOSED | CLOSED | LINK |  | 11 kV |  | 19940404 |  |  |  |  | FALCON BETA |  |  | PT 11 P/PANJANG | Unknown | Unknown | NO | NONE | DISTRIBUTION | TNB | SUNGAI BESAR | NO | Unknown |  |  |  | NO | [8 empty] | D00075 | NO | [7 empty] | 3 | Pass | null
379856943 | D00077 |  |  |  | BSBR/PCE/J00008/MB | 310341801 | Existing | RYB |  |  | CLOSED | CLOSED | LINK |  | 11 kV |  | 20161010 |  |  |  |  | INDKOM |  |  | PT 10 SG NIBONG | Unknown | Unknown | NO | NONE | DISTRIBUTION | TNB | SUNGAI BESAR | NO | Unknown |  |  |  | NO | [8 empty] | D00077 | NO | [7 empty] | 3 | Pass | null
379856947 | D00079 |  |  |  | BSBR/PCE/J00008/MB | 310341801 | Existing | RYB |  |  | CLOSED | CLOSED | LINK |  | 11 kV |  | 20161010 |  |  |  |  | INDKOM |  |  | PT 10 SG NIBONG | Unknown | Unknown | NO | NONE | DISTRIBUTION | TNB | SUNGAI BESAR | NO | Unknown |  |  |  | NO | [8 empty] | D00079 | NO | [7 empty] | 3 | Pass | null
379856964 | D00078 |  |  |  | BSBR/PCE/J00008/MB | 310341801 | Existing | RYB |  |  | CLOSED | CLOSED | LINK |  | 11 kV |  | 20161010 |  |  |  |  | INDKOM |  |  | PT 10 SG NIBONG | Unknown | Unknown | NO | NONE | DISTRIBUTION | TNB | SUNGAI BESAR | NO | Unknown |  |  |  | NO | [8 empty] | D00078 | NO | [7 empty] | 3 | Pass | null
379856976 | D00083 |  |  |  | BSBR/PCE/J00177/MBRMU1 | 300241506 | Existing | RYB |  |  | CLOSED | CLOSED | LINK |  | 11 kV |  | 20040108 |  |  |  |  | VEI |  |  | SM AGAMA P.PANJANG | Unknown | Unknown | NO | NONE | DISTRIBUTION | TNB | SUNGAI BESAR | NO | Unknown |  |  |  | NO | [8 empty] | D00083 | NO | [7 empty] | 3 | Pass | null
379856981 | D00082 |  |  |  | BSBR/PCE/J00177/MBRMU1 | 300241506 | Existing | RYB |  |  | CLOSED | CLOSED | LINK |  | 11 kV |  | 20040108 |  |  |  |  | VEI |  |  | SM AGAMA P.PANJANG | Unknown | Unknown | NO | NONE | DISTRIBUTION | TNB | SUNGAI BESAR | NO | Unknown |  |  |  | NO | [8 empty] | D00082 | NO | [7 empty] | 3 | Pass | null
379857120 | D00085 | [5 empty] | Existing | RYB |  |  | CLOSED | CLOSED | LINK |  | 11 kV | [9 empty] | SEK MEN DATO' MUSTAFA | Unknown | Unknown | NO | NONE | DISTRIBUTION | TNB | SUNGAI BESAR | NO | Unknown |  |  |  | NO | [8 empty] | D00085 | NO | [7 empty] | 3 | Pass | null
379857125 | D00084 | [5 empty] | Existing | RYB |  |  | CLOSED | CLOSED | LINK |  | 11 kV | [9 empty] | SEK MEN DATO' MUSTAFA | Unknown | Unknown | NO | NONE | DISTRIBUTION | TNB | SUNGAI BESAR | NO | Unknown |  |  |  | NO | [8 empty] | D00084 | NO | [7 empty] | 3 | Pass | null
379857146 | D06760 |  |  |  | BSBR/PCE/J00236/MB1 | 300462373 | Existing | RYB |  |  | CLOSED | CLOSED | LINK |  | 11 kV |  | 20140505 |  |  |  |  | INDKOM |  |  | P/E AHMAD FUAD | Unknown | Unknown | NO | NONE | DISTRIBUTION | TNB | SUNGAI BESAR | NO | Unknown |  |  |  | NO | [8 empty] | D06760 | NO | [7 empty] | 3 | Pass | null
379857151 | D06762 |  |  |  | BSBR/PCE/J00236/MB1 | 300462373 | Existing | RYB |  |  | CLOSED | CLOSED | LINK |  | 11 kV |  | 20140505 |  |  |  |  | INDKOM |  |  | P/E AHMAD FUAD | Unknown | Unknown | NO | NONE | DISTRIBUTION | TNB | SUNGAI BESAR | NO | Unknown |  |  |  | NO | [8 empty] | D06762 | NO | [7 empty] | 3 | Pass | null
379857278 | D00610 |  |  |  | BSBR/PCE/J00006/MB01 | 300039802 | Existing | RYB |  |  | CLOSED | CLOSED | LINK |  | 11 kV |  | 20/10/2010 | [7 empty] | T/AIR 14 SPG 5 SAWAH | Unknown | Unknown | NO | NONE | DISTRIBUTION | TNB | SUNGAI BESAR | NO | Unknown |  |  |  | NO | [8 empty] | D00610 | NO | [7 empty] | 3 | Pass | null
379857295 | D00612 |  |  |  | BSBR/PCE/J00006/MB01 | 300039802 | Existing | RYB |  |  | CLOSED | CLOSED | LINK |  | 11 kV |  | 20/10/2010 | [7 empty] | T/AIR 14 SPG 5 SAWAH | Unknown | Unknown | NO | NONE | DISTRIBUTION | TNB | SUNGAI BESAR | NO | Unknown |  |  |  | NO | [8 empty] | D00612 | NO | [7 empty] | 3 | Pass | null
379857460 | D00609 | [5 empty] | Existing | RYB |  |  | CLOSED | CLOSED | LINK |  | 11 kV | [9 empty] | PAT TALI AIR 13 BAN 2 SG NIBONG | Unknown | Unknown | NO | NONE | DISTRIBUTION | TNB | SUNGAI BESAR | NO | Unknown |  |  |  | NO | [8 empty] | D00609 | NO | [7 empty] | 3 | Pass | null
379857465 | D00607 | [5 empty] | Existing | RYB |  |  | CLOSED | CLOSED | LINK |  | 11 kV | [9 empty] | PAT TALI AIR 13 BAN 2 SG NIBONG | Unknown | Unknown | NO | NONE | DISTRIBUTION | TNB | SUNGAI BESAR | NO | Unknown |  |  |  | NO | [8 empty] | D00607 | NO | [7 empty] | 3 | Pass | null
379857552 | D00606 | [5 empty] | Existing | RYB |  |  | CLOSED | CLOSED | LINK |  | 11 kV | [9 empty] | T/AIR 12 BAN 2 SG NIBONG | Unknown | Unknown | NO | NONE | DISTRIBUTION | TNB | SUNGAI BESAR | NO | Unknown |  |  |  | NO | [8 empty] | D00606 | NO | [7 empty] | 3 | Pass | null
379857557 | D00604 | [5 empty] | Existing | RYB |  |  | CLOSED | CLOSED | LINK |  | 11 kV | [9 empty] | T/AIR 12 BAN 2 SG NIBONG | Unknown | Unknown | NO | NONE | DISTRIBUTION | TNB | SUNGAI BESAR | NO | Unknown |  |  |  | NO | [8 empty] | D00604 | NO | [7 empty] | 3 | Pass | null
379857643 | D00603 | [5 empty] | Existing | RYB |  |  | CLOSED | CLOSED | LINK |  | 11 kV | [9 empty] | T/AIR 11 BAN 2 SG NIBONG | Unknown | Unknown | NO | NONE | DISTRIBUTION | TNB | SUNGAI BESAR | NO | Unknown |  |  |  | NO | [8 empty] | D00603 | NO | [7 empty] | 3 | Pass | null
379857647 | D00601 | [5 empty] | Existing | RYB |  |  | CLOSED | CLOSED | LINK |  | 11 kV | [9 empty] | T/AIR 11 BAN 2 SG NIBONG | Unknown | Unknown | NO | NONE | DISTRIBUTION | TNB | SUNGAI BESAR | NO | Unknown |  |  |  | NO | [8 empty] | D00601 | NO | [7 empty] | 3 | Pass | null
379857664 | D00604 | [5 empty] | Existing | RYB |  |  | OPEN | CLOSED | LINK |  | 11 kV | [9 empty] | T/AIR 11 BAN 2 SG NIBONG | Unknown | Unknown | NO | NONE | DISTRIBUTION | TNB | SUNGAI BESAR | NO | Unknown |  |  |  | NO | [8 empty] | D00604 | NO | [7 empty] | 3 | Pass | null
381028122 | D00122 |  |  |  | BSBR/PCE/J00068/MB1 | 310386594 | Existing | RYB |  |  | OPEN | CLOSED | LINK |  | 11 kV | [6 empty] | INDKOM |  |  | P/E JALAN ANGGERIK | Unknown | Unknown | NO | NONE | DISTRIBUTION | TNB | SUNGAI BESAR | Unknown |  |  |  |  | NO | [8 empty] | D00122 | NO | [7 empty] | 3 | Pass | null
381028218 | D00238 |  |  |  | BSBR/PCE/J00016/MB003 | 300039819 | Existing | RYB |  |  | CLOSED | CLOSED | LINK |  | 11 kV |  | 20000812 |  |  |  |  | INDKOM |  |  | RUMAH PAM PT 13 SG PANJANG | Unknown | Unknown | NO | NONE | DISTRIBUTION | TNB | SUNGAI BESAR | NO | Unknown |  |  |  | NO | [8 empty] | D00238 | NO | [7 empty] | 3 | Pass | null
381028223 | D00239 |  |  |  | BSBR/PCE/J00016/MB003 | 300039819 | Existing | RYB |  |  | CLOSED | CLOSED | LINK |  | 11 kV |  | 20000812 |  |  |  |  | INDKOM |  |  | RUMAH PAM PT 13 SG PANJANG | Unknown | Unknown | NO | NONE | DISTRIBUTION | TNB | SUNGAI BESAR | NO | Unknown |  |  |  | NO | [8 empty] | D00239 | NO | [7 empty] | 3 | Pass | null
381028345 | D00241 |  |  |  | BSBR/PCE/J00015/MB00615 | 300039812 | Existing | RYB |  |  | CLOSED | CLOSED | LINK |  | 11 kV |  | 20/08/1991 |  |  |  |  | FALCON BETA |  |  | MASJID PT 14 SG PANJANG | Unknown | Unknown | NO | NONE | DISTRIBUTION | TNB | SUNGAI BESAR | NO | Unknown |  |  |  | NO | [8 empty] | D00241 | NO | [7 empty] | 3 | Pass | null
381028350 | D00242 |  |  |  | BSBR/PCE/J00015/MB00615 | 300039812 | Existing | RYB |  | D06733 P/E LOJI AIR PARIT 16 | CLOSED | CLOSED | LINK |  | 11 kV |  | 20/08/1991 |  |  |  |  | FALCON BETA |  |  | MASJID PT 14 SG PANJANG | Unknown | Unknown | NO | NONE | DISTRIBUTION | TNB | SUNGAI BESAR | NO | Unknown |  |  |  | NO | [8 empty] | D00242 | NO | [7 empty] | 3 | Pass | null
381029119 | D00244 | [5 empty] | Existing | RYB |  | D06735 P/E LOJI AIR PARIT 16 | CLOSED | CLOSED | LINK |  | 11 kV | [9 empty] | S/LINK PRT 16 SG PANJANG | Unknown | Unknown | NO | NONE | DISTRIBUTION | TNB | SUNGAI BESAR | NO | Unknown |  |  |  | NO | [8 empty] | D00244 | NO | [7 empty] | 3 | Pass | null
381029125 | D00246 | [5 empty] | Existing | RYB |  |  | CLOSED | CLOSED | LINK |  | 11 kV | [9 empty] | S/LINK PRT 16 SG PANJANG | Unknown | Unknown | NO | NONE | DISTRIBUTION | TNB | SUNGAI BESAR | NO | Unknown |  |  |  | NO | [8 empty] | D00246 | NO | [7 empty] | 3 | Pass | null
381029130 | D00245 | [5 empty] | Existing | RYB |  |  | CLOSED | CLOSED | LINK |  | 11 kV | [9 empty] | S/LINK PRT 16 SG PANJANG | Unknown | Unknown | NO | NONE | DISTRIBUTION | TNB | SUNGAI BESAR | NO | Unknown |  |  |  | NO | [8 empty] | D00245 | NO | [7 empty] | 3 | Pass | null
381029148 | D00247 | [5 empty] | Existing | RYB |  |  | CLOSED | CLOSED | LINK |  | 11 kV | [9 empty] | PT 16 NO 1 | Unknown | Unknown | NO | NONE | DISTRIBUTION | TNB | SUNGAI BESAR | NO | Unknown |  |  |  | NO | [8 empty] | D00247 | NO | [7 empty] | 3 | Pass | null
381029153 | D00248 | [5 empty] | Existing | RYB |  |  | CLOSED | CLOSED | LINK |  | 11 kV | [9 empty] | PT 16 NO 1 | Unknown | Unknown | NO | NONE | DISTRIBUTION | TNB | SUNGAI BESAR | NO | Unknown |  |  |  | NO | [8 empty] | D00248 | NO | [7 empty] | 3 | Pass | null
381029268 | D00250 | [5 empty] | Existing | RYB |  |  | CLOSED | CLOSED | LINK |  | 11 kV | [9 empty] | PT 16 NO 2 (TG.MEDAN) | Unknown | Unknown | NO | NONE | DISTRIBUTION | TNB | SUNGAI BESAR | NO | Unknown |  |  |  | NO | [8 empty] | D00250 | NO | [7 empty] | 3 | Pass | null
381029273 | D00251 | [5 empty] | Existing | RYB |  |  | OPEN | CLOSED | LINK |  | 11 kV | [9 empty] | PT 16 NO 2 (TG.MEDAN) | Unknown | Unknown | NO | NONE | DISTRIBUTION | TNB | SUNGAI BESAR | NO | Unknown |  |  |  | NO | [8 empty] | D00251 | NO | [7 empty] | 3 | Pass | null
381029387 | D00253 |  |  |  | BSBR/PCE/J00030/MBNN03 | 300039876 | Existing | RYB |  |  | CLOSED | CLOSED | LINK |  | 11 kV |  | 20010101 |  |  |  |  | FALCON BETA |  |  | MERBAU JAYA PT 16 | Unknown | Unknown | NO | NONE | DISTRIBUTION | TNB | SUNGAI BESAR | NO | Unknown |  |  |  | NO | [8 empty] | D00253 | NO | [7 empty] | 3 | Pass | null
381029392 | D00254 |  |  |  | BSBR/PCE/J00030/MBNN03 | 300039876 | Existing | RYB |  |  | CLOSED | CLOSED | LINK |  | 11 kV |  | 20010101 |  |  |  |  | FALCON BETA |  |  | MERBAU JAYA PT 16 | Unknown | Unknown | NO | NONE | DISTRIBUTION | TNB | SUNGAI BESAR | NO | Unknown |  |  |  | NO | [8 empty] | D00254 | NO | [7 empty] | 3 | Pass | null
381029511 | D00258 |  |  |  | BSBR/PCE/J00020/MB00625 | 300039841 | Existing | RYB |  |  | CLOSED | CLOSED | LINK |  | 11 kV |  | 20040101 |  |  |  |  | INDKOM |  |  | PT 18 SG PANJANG A/TANAH | Unknown | Unknown | NO | NONE | DISTRIBUTION | TNB | SUNGAI BESAR | NO | Unknown |  |  |  | NO | [8 empty] | D00258 | NO | [7 empty] | 3 | Pass | null
381029515 | D00259 |  |  |  | BSBR/PCE/J00020/MB00625 | 300039841 | Existing | RYB |  |  | OPEN | CLOSED | LINK |  | 11 kV |  | 20040101 |  |  |  |  | INDKOM |  |  | PT 18 SG PANJANG A/TANAH | Unknown | Unknown | NO | NONE | DISTRIBUTION | TNB | SUNGAI BESAR | NO | Unknown |  |  |  | NO | [8 empty] | D00259 | NO | [7 empty] | 3 | Pass | null
381029532 | D00256 |  |  |  | BSBR/PCE/J00020/MB00625 | 300039841 | Existing | RYB |  |  | CLOSED | CLOSED | LINK |  | 11 kV |  | 20040101 |  |  |  |  | INDKOM |  |  | PT 18 SG PANJANG A/TANAH | Unknown | Unknown | NO | NONE | DISTRIBUTION | TNB | SUNGAI BESAR | NO | Unknown |  |  |  | NO | [8 empty] | D00256 | NO | [7 empty] | 3 | Pass | null
381029642 | D00260 | [5 empty] | Existing | RYB |  |  | CLOSED | CLOSED | LINK |  | 11 kV | [9 empty] | BELIA 1 | Unknown | Unknown | NO | NONE | DISTRIBUTION | TNB | SUNGAI BESAR | NO | Unknown |  |  |  | NO | [8 empty] | D00260 | NO | [7 empty] | 3 | Pass | null
381029647 | D06833 | [5 empty] | Existing | RYB |  |  | CLOSED | CLOSED | LINK |  | 11 kV | [9 empty] | BELIA 1 | Unknown | Unknown | NO | NONE | DISTRIBUTION | TNB | SUNGAI BESAR | NO | Unknown |  |  |  | NO | [8 empty] | D06833 | NO | [7 empty] | 3 | Pass | null
381029767 | D00233 |  |  |  | BSBR/PCE/J00031/MBNN01 | 300039879 | Existing | RYB |  |  | CLOSED | CLOSED | LINK |  | 11 kV |  | 20000102 |  |  |  |  | FALCON BETA |  |  | TBK JAYA PT 13 SG PANJANG | Unknown | Unknown | NO | NONE | DISTRIBUTION | TNB | SUNGAI BESAR | NO | Unknown |  |  |  | NO | [8 empty] | D00233 | NO | [7 empty] | 3 | Pass | null
381029772 | SPARE |  |  |  | BSBR/PCE/J00031/MBNN01 | 300039879 | Existing | RYB |  | SPUR | OPEN | CLOSED | LINK |  | 11 kV |  | 20000102 |  |  |  |  | FALCON BETA |  |  | TBK JAYA PT 13 SG PANJANG | Unknown | Unknown | NO | NONE | DISTRIBUTION | TNB | SUNGAI BESAR | NO | Unknown |  |  |  | NO | [8 empty] | SPARE | NO | [7 empty] | 3 | Pass | null
381029925 | D00235 |  |  |  | BSBR/PCE/J00096/MB03 | 300040171 | Existing | RYB |  |  | CLOSED | CLOSED | LINK |  | 11 kV |  | 25/03/2003 |  |  |  |  | FALCON BETA |  |  | HAYAT MAJU NO 2 | Unknown | Unknown | NO | NONE | DISTRIBUTION | TNB | SUNGAI BESAR | NO | Unknown |  |  |  | NO | [8 empty] | D00235 | NO | [7 empty] | 3 | Pass | null
381029930 | D00236 |  |  |  | BSBR/PCE/J00096/MB03 | 300040171 | Existing | RYB |  |  | CLOSED | CLOSED | LINK |  | 11 kV |  | 25/03/2003 |  |  |  |  | FALCON BETA |  |  | HAYAT MAJU NO 2 | Unknown | Unknown | NO | NONE | DISTRIBUTION | TNB | SUNGAI BESAR | NO | Unknown |  |  |  | NO | [8 empty] | D00236 | NO | [7 empty] | 3 | Pass | null
381030048 | D00564 |  |  |  | BSBR/PCE/J00001/MBRMU | 300039794 | Existing | RYB |  |  | CLOSED | CLOSED | LINK |  | 11 kV |  | 25/11/1987 |  |  |  |  | TAMCO |  |  | HAYAT MAJU NO 1 | Unknown | Unknown | NO | NONE | DISTRIBUTION | TNB | SUNGAI BESAR | NO | Unknown |  |  |  | NO | [8 empty] | D00564 | NO | [7 empty] | 3 | Pass | null
381030053 | D00563 |  |  |  | BSBR/PCE/J00001/MBRMU | 300039794 | Existing | RYB |  |  | CLOSED | CLOSED | LINK |  | 11 kV |  | 25/11/1987 |  |  |  |  | TAMCO |  |  | HAYAT MAJU NO 1 | Unknown | Unknown | NO | NONE | DISTRIBUTION | TNB | SUNGAI BESAR | NO | Unknown |  |  |  | NO | [8 empty] | D00563 | NO | [7 empty] | 3 | Pass | null
381195915 | 30 |  |  |  | BSBR/PMU/J00001/MB30 | 300051018 | Existing | Unknown |  | BUSBAR SECTION | OPEN | CLOSED | BUSBAR SECTION |  | 11 kV |  | 20041109 |  |  |  |  | EPE |  |  | PMU SUNGAI BESAR 132/11kV | Unknown | Unknown | NO | NONE | DISTRIBUTION | TNB | SUNGAI BESAR | NO | Unknown |  |  |  | NO | [8 empty] | 30 | [8 empty] | 0 | Fail | Please check "Phasing"
381196173 | 1SO |  |  |  | BSBR/PMU/G00001/MB1SO | 300274908 | Existing | RYB |  |  | CLOSED | CLOSED | BUSBAR SECTION |  | 11 kV |  | 20041109 |  |  |  |  | EPE |  |  | PMU SG BESAR 132/33 kV | Unknown | Unknown | NO | NONE | DISTRIBUTION | TNB | SUNGAI BESAR | NO | Unknown |  |  |  | NO | [8 empty] | 1SO | [8 empty] | 3 | Pass | null
381196208 | 1WO |  |  |  | BSBR/PMU/G00001/MB1WO | 300274909 | Existing | RYB |  |  | CLOSED | CLOSED | BUSBAR COUPLER |  | 11 kV |  | 20041109 |  |  |  |  | EPE |  |  | PMU SG BESAR 132/33 kV | Unknown | Unknown | NO | NONE | DISTRIBUTION | TNB | SUNGAI BESAR | NO | Unknown |  |  |  | NO | [8 empty] | 1WO | [8 empty] | 3 | Pass | null
381196301 | N/A | [5 empty] | Existing | RYB |  |  | CLOSED | CLOSED | LOAD BREAK SWITCH |  | 11 kV | [9 empty] | PARIT 2, L381 | Unknown | Unknown | Unknown | Unknown | DISTRIBUTION | TNB | SUNGAI BESAR | Unknown |  |  |  |  | Unknown | [8 empty] | N/A | [8 empty] | 3 | Fail | Please check "Class"
381196312 | 381 | [5 empty] | Existing | RYB |  |  | CLOSED | CLOSED | LOAD BREAK SWITCH |  | 33 kV | [9 empty] | PARIT 2, L381 | Unknown | Unknown | NO | NONE | DISTRIBUTION | TNB | SUNGAI BESAR | NO | Unknown |  |  |  | NO | [8 empty] | 381 | NO | [7 empty] | 3 | Fail | Please check "Class"
381196432 | N/A | [5 empty] | Existing | RYB |  |  | CLOSED |  | LOAD BREAK SWITCH |  | 33 kV | [9 empty] | PARIT 4, L382 | Unknown | Unknown | Unknown | Unknown | DISTRIBUTION | TNB | SUNGAI BESAR | Unknown |  |  |  |  | Unknown | [8 empty] | N/A | [8 empty] | 3 | Fail | Please check "Class"
381196443 | 382 | [5 empty] | Existing | RYB |  |  | CLOSED | CLOSED | LOAD BREAK SWITCH |  | 33 kV | [9 empty] | PARIT 4, L382 | Unknown | Unknown | NO | NONE | DISTRIBUTION | TNB | SUNGAI BESAR | NO | Unknown |  |  |  | NO | [8 empty] | 382 | NO | [7 empty] | 3 | Fail | Please check "Class"
381196559 | N/A | [5 empty] | Existing | RYB |  |  | CLOSED |  | LOAD BREAK SWITCH |  | 33 kV | [9 empty] | PARIT 6, L383 | Unknown | Unknown | Unknown | Unknown | DISTRIBUTION | TNB | SUNGAI BESAR | Unknown |  |  |  |  | Unknown | [8 empty] | N/A | [8 empty] | 3 | Fail | Please check "Class"
381196570 | 383 | [5 empty] | Existing | RYB |  |  | CLOSED | CLOSED | LOAD BREAK SWITCH |  | 33 kV | [9 empty] | PARIT 6, L383 | Unknown | Unknown | NO | NONE | DISTRIBUTION | TNB | SUNGAI BESAR | NO | Unknown |  |  |  | NO | [8 empty] | 383 | NO | [7 empty] | 3 | Fail | Please check "Class"
381196686 | N/A | [5 empty] | Existing | RYB |  |  | CLOSED |  | LOAD BREAK SWITCH |  | 33 kV | [9 empty] | PARIT 8, L388 | Unknown | Unknown | Unknown | Unknown | DISTRIBUTION | TNB | SUNGAI BESAR | Unknown |  |  |  |  | Unknown | [8 empty] | N/A | [8 empty] | 3 | Fail | Please check "Class"
381196697 | 388 | [5 empty] | Existing | RYB |  |  | CLOSED | CLOSED | LOAD BREAK SWITCH |  | 33 kV | [9 empty] | PARIT 8, L388 | Unknown | Unknown | NO | NONE | DISTRIBUTION | TNB | SUNGAI BESAR | NO | Unknown |  |  |  | NO | [8 empty] | 388 | NO | [7 empty] | 3 | Fail | Please check "Class"
381196813 | N/A | [5 empty] | Existing | RYB |  |  | CLOSED |  | LOAD BREAK SWITCH |  | 33 kV | [9 empty] | PARIT 10, L384 | Unknown | Unknown | Unknown | Unknown | DISTRIBUTION | TNB | SUNGAI BESAR | Unknown |  |  |  |  | Unknown | [8 empty] | N/A | [8 empty] | 3 | Fail | Please check "Class"
381196824 | 384 | [5 empty] | Existing | RYB |  |  | CLOSED | CLOSED | LOAD BREAK SWITCH |  | 33 kV | [9 empty] | PARIT 10, L384 | Unknown | Unknown | NO | NONE | DISTRIBUTION | TNB | SUNGAI BESAR | NO | Unknown |  |  |  | NO | [8 empty] | 384 | NO | [7 empty] | 3 | Fail | Please check "Class"
381196942 | 680 | [5 empty] | Existing | RYB |  |  | CLOSED |  | LOAD BREAK SWITCH |  | 33 kV | [9 empty] | PANCHANG BEDANA, L680 | Unknown | Unknown | Unknown | Unknown | DISTRIBUTION | TNB | SUNGAI BESAR | Unknown |  |  |  |  | Unknown | [8 empty] | 680 | [8 empty] | 3 | Fail | Please check "Class"
381196953 | N/A | [5 empty] | Existing | RYB |  |  | CLOSED | CLOSED | LOAD BREAK SWITCH |  | 33 kV | [9 empty] | PANCHANG BEDANA, L680 | Unknown | Unknown | NO | NONE | DISTRIBUTION | TNB | SUNGAI BESAR | NO | Unknown |  |  |  | NO | [8 empty] | N/A | NO | [7 empty] | 3 | Fail | Please check "Class"
381197078 | 638 | [5 empty] | Existing | RYB |  |  | CLOSED |  | LOAD BREAK SWITCH |  | 33 kV | [9 empty] | PARIT 2 BARAT, L638 | Unknown | Unknown | Unknown | Unknown | DISTRIBUTION | TNB | SUNGAI BESAR | Unknown |  |  |  |  | Unknown | [8 empty] | 638 | [8 empty] | 3 | Fail | Please check "Class"
381197089 | N/A | [5 empty] | Existing | RYB |  |  | CLOSED | CLOSED | LOAD BREAK SWITCH |  | 33 kV | [9 empty] | PARIT 2 BARAT, L638 | Unknown | Unknown | NO | NONE | DISTRIBUTION | TNB | SUNGAI BESAR | NO | Unknown |  |  |  | NO | [8 empty] | N/A | NO | [7 empty] | 3 | Fail | Please check "Class"
381197240 | 678 | [5 empty] | Existing | RYB |  |  | CLOSED |  | LOAD BREAK SWITCH |  | 33 kV | [9 empty] | SG LIMAU, L678 | Unknown | Unknown | Unknown | Unknown | DISTRIBUTION | TNB | SUNGAI BESAR | Unknown |  |  |  |  | Unknown | [8 empty] | 678 | [8 empty] | 3 | Fail | Please check "Class"
381197251 | N/A | [5 empty] | Existing | RYB |  |  | CLOSED | CLOSED | LOAD BREAK SWITCH |  | 33 kV | [9 empty] | SG LIMAU, L678 | Unknown | Unknown | NO | NONE | DISTRIBUTION | TNB | SUNGAI BESAR | NO | Unknown |  |  |  | NO | [8 empty] | N/A | NO | [7 empty] | 3 | Fail | Please check "Class"
381197373 | N/A | [5 empty] | Existing | RYB |  |  | CLOSED |  | LOAD BREAK SWITCH |  | 33 kV | [9 empty] | KG.DURAINI TAMBAHAN, L366 | Unknown | Unknown | Unknown | Unknown | DISTRIBUTION | TNB | SUNGAI BESAR | Unknown |  |  |  |  | Unknown | [8 empty] | N/A | [8 empty] | 3 | Fail | Please check "Class"
381197384 | 366 | [5 empty] | Existing | RYB |  |  | CLOSED | CLOSED | LOAD BREAK SWITCH |  | 33 kV | [9 empty] | KG.DURAINI TAMBAHAN, L366 | Unknown | Unknown | NO | NONE | DISTRIBUTION | TNB | SUNGAI BESAR | NO | Unknown |  |  |  | NO | [8 empty] | 366 | NO | [7 empty] | 3 | Fail | Please check "Class"
381197504 | N/A | [5 empty] | Existing | RYB |  |  | CLOSED |  | LOAD BREAK SWITCH |  | 33 kV | [9 empty] | SIMPANG LIMA, L676 | Unknown | Unknown | Unknown | Unknown | DISTRIBUTION | TNB | SUNGAI BESAR | Unknown |  |  |  |  | Unknown | [8 empty] | N/A | [8 empty] | 3 | Fail | Please check "Class"
381197515 | 676 | [5 empty] | Existing | RYB |  |  | CLOSED | CLOSED | LOAD BREAK SWITCH |  | 33 kV | [9 empty] | SIMPANG LIMA, L676 | Unknown | Unknown | NO | NONE | DISTRIBUTION | TNB | SUNGAI BESAR | NO | Unknown |  |  |  | NO | [8 empty] | 676 | NO | [7 empty] | 3 | Fail | Please check "Class"
381197631 | 675 | [5 empty] | Existing | RYB |  |  | CLOSED |  | LOAD BREAK SWITCH |  | 33 kV | [9 empty] | KG.SG.NIBONG, L675 | Unknown | Unknown | Unknown | Unknown | DISTRIBUTION | TNB | SUNGAI BESAR | Unknown |  |  |  |  | Unknown | [8 empty] | 675 | [8 empty] | 3 | Fail | Please check "Class"
381197642 | N/A | [5 empty] | Existing | RYB |  |  | CLOSED | CLOSED | LOAD BREAK SWITCH |  | 33 kV | [9 empty] | KG.SG.NIBONG, L675 | Unknown | Unknown | NO | NONE | DISTRIBUTION | TNB | SUNGAI BESAR | NO | Unknown |  |  |  | NO | [8 empty] | N/A | NO | [7 empty] | 3 | Fail | Please check "Class"
381197894 | N/A | [5 empty] | Existing | RYB |  |  | CLOSED |  | LOAD BREAK SWITCH |  | 33 kV | [9 empty] | KG.PARIT PASIR PANJANG, L733 | Unknown | Unknown | Unknown | Unknown | DISTRIBUTION | TNB | SUNGAI BESAR | Unknown |  |  |  |  | Unknown | [8 empty] | N/A | [8 empty] | 9 | Fail | Please check "Class"
381197905 | 733 | [5 empty] | Existing | RYB |  |  | CLOSED | CLOSED | LOAD BREAK SWITCH |  | 33 kV | [9 empty] | KG.PARIT PASIR PANJANG, L733 | Unknown | Unknown | NO | NONE | DISTRIBUTION | TNB | SUNGAI BESAR | NO | Unknown |  |  |  | NO | [8 empty] | 733 | NO | [7 empty] | 9 | Fail | Please check "Class"
381198031 | 674 | [5 empty] | Existing | RYB |  |  | CLOSED |  | LOAD BREAK SWITCH |  | 33 kV | [9 empty] | KG.PASIR PANJANG, L674 | Unknown | Unknown | Unknown | Unknown | DISTRIBUTION | TNB | SUNGAI BESAR | Unknown |  |  |  |  | Unknown | [8 empty] | 674 | [8 empty] | 3 | Fail | Please check "Class"
381198042 | N/A | [5 empty] | Existing | RYB |  |  | CLOSED | CLOSED | LOAD BREAK SWITCH |  | 33 kV | [9 empty] | KG.PASIR PANJANG, L674 | Unknown | Unknown | NO | NONE | DISTRIBUTION | TNB | SUNGAI BESAR | NO | Unknown |  |  |  | NO | [8 empty] | N/A | NO | [7 empty] | 3 | Fail | Please check "Class"
381487902 | 30 |  |  |  | BSBR/PPU/G00003/NB30 | 300051041 | Existing | RYB |  | BUS SECTION | OPEN |  | BUSBAR SECTION |  | 11 kV |  | 19860106 |  |  |  |  | TAMCO |  |  | PPU SABAK BERNAM | Unknown | Unknown | Unknown | Unknown | DISTRIBUTION | TNB | SUNGAI BESAR | Unknown |  |  |  |  | Unknown | [8 empty] | 30 | [8 empty] | 3 | Pass | null
381487907 | 30 |  |  |  | BSBR/PPU/G00001/NB30 | 300259590 | Existing | RYB |  | BUS SECTION | CLOSED |  | BUSBAR SECTION |  | 11 kV |  | 20080105 |  |  |  |  | ABB |  |  | PPU SUNGAI LANG | Unknown | Unknown | Unknown | Unknown | DISTRIBUTION | TNB | SUNGAI BESAR | Unknown |  |  |  |  | Unknown | [8 empty] | 30 | [8 empty] | 3 | Pass | null
381496137 | [6 empty] | Existing | RYB |  |  | CLOSED |  | LOAD BREAK SWITCH |  | 33 kV | [9 empty] | KG.HJ.DURAINI, L111 | Unknown | Unknown | Unknown | Unknown | DISTRIBUTION | TNB | SUNGAI BESAR | Unknown |  |  |  |  | Unknown | [17 empty] | 9 | Fail | Please check "Class"
381496148 | 111 | [5 empty] | Existing | RYB |  |  | CLOSED | CLOSED | LOAD BREAK SWITCH |  | 33 kV | [9 empty] | KG.HJ.DURAINI, L111 | Unknown | Unknown | NO | NONE | DISTRIBUTION | TNB | SUNGAI BESAR | NO | Unknown |  |  |  | NO | [8 empty] | 111 | NO | [7 empty] | 9 | Fail | Please check "Class"
381496273 | D00231 | [5 empty] | Existing | RYB |  | BUSTIE 2 | CLOSED | CLOSED | LINK |  | 11 kV | [9 empty] | P/E PENURUN BAGAN TERAP PT 13 SG PANJANG | Unknown | Unknown | NO | NONE | DISTRIBUTION | TNB | SUNGAI BESAR | NO | Unknown |  |  |  | NO | [8 empty] | D00231 | NO | [7 empty] | 3 | Pass | null
381496280 | D00229 | [5 empty] | Existing | RYB |  |  | CLOSED | CLOSED | LINK |  | 11 kV | [9 empty] | P/E PENURUN BAGAN TERAP PT 13 SG PANJANG | Unknown | Unknown | NO | NONE | DISTRIBUTION | TNB | SUNGAI BESAR | NO | Unknown |  |  |  | NO | [8 empty] | D00229 | NO | [7 empty] | 3 | Pass | null
381496284 | D00228 | [5 empty] | Existing | RYB |  | BUSTIE 1 | CLOSED | CLOSED | LINK |  | 11 kV | [9 empty] | P/E PENURUN BAGAN TERAP PT 13 SG PANJANG | Unknown | Unknown | NO | NONE | DISTRIBUTION | TNB | SUNGAI BESAR | NO | Unknown |  |  |  | NO | [8 empty] | D00228 | NO | [7 empty] | 3 | Pass | null
381496310 | D00226 | [5 empty] | Existing | RYB |  |  | OPEN | CLOSED | LINK |  | 11 kV | [9 empty] | P/E PENURUN BAGAN TERAP PT 13 SG PANJANG | Unknown | Unknown | NO | NONE | DISTRIBUTION | TNB | SUNGAI BESAR | NO | Unknown |  |  |  | NO | [8 empty] | D00226 | NO | [7 empty] | 3 | Pass | null
381496500 | D00230 | [5 empty] | Existing | RYB |  | D00238 RUMAH PAM PT 13 SG PANJANG | CLOSED |  | LINK |  | 11 kV | [9 empty] | P/E PENURUN BAGAN TERAP PT 13 SG PANJANG | Unknown | Unknown | Unknown | Unknown | DISTRIBUTION | TNB | SUNGAI BESAR | Unknown |  |  |  |  | Unknown | [8 empty] | D00230 | [8 empty] | 3 | Pass | null
381496509 | D00232 | [5 empty] | Existing | RYB |  | PMU SBSR 132/11kV: VCB 3 | CLOSED |  | LINK |  | 11 kV | [9 empty] | P/E PENURUN BAGAN TERAP PT 13 SG PANJANG | Unknown | Unknown | Unknown | Unknown | DISTRIBUTION | TNB | SUNGAI BESAR | Unknown |  |  |  |  | Unknown | [8 empty] | D00232 | [8 empty] | 3 | Pass | null
381496516 | D00225 | [5 empty] | Existing | RYB |  | D00236 HAYAT MAJU NO 2 | CLOSED | CLOSED | LINK |  | 11 kV | [9 empty] | P/E PENURUN BAGAN TERAP PT 13 SG PANJANG | Unknown | Unknown | NO | NONE | DISTRIBUTION | TNB | SUNGAI BESAR | Unknown |  |  |  |  | NO | [8 empty] | D00225 | NO | [7 empty] | 3 | Pass | null
381496525 | D06757 |  |  |  | BSBR/PCE/J00235/MB1 | 310416819 | Existing | RYB |  | D00701 P/E ELEYSS PARK | CLOSED | CLOSED | LINK |  | 11 kV | [9 empty] | P/E TAMAN BUDIMAN | Unknown | Unknown | NO | NONE | DISTRIBUTION | TNB | SUNGAI BESAR | NO | Unknown |  |  |  | NO | [8 empty] | D06757 | NO | [7 empty] | 3 | Pass | null
381496530 | D06759 |  |  |  | BSBR/PCE/J00235/MB1 | 310416819 | Existing | RYB |  | D00126 TMN SERI BEDENA | CLOSED | CLOSED | LINK |  | 11 kV | [9 empty] | P/E TAMAN BUDIMAN | Unknown | Unknown | NO | NONE | DISTRIBUTION | TNB | SUNGAI BESAR | NO | Unknown |  |  |  | NO | [8 empty] | D06759 | NO | [7 empty] | 3 | Pass | null
383312722 | D00600 |  |  |  | BSBR/PCE/J00003/MAB | 300451137 | Existing | RYB |  |  | OPEN | CLOSED | LINK |  | 11 kV |  | 20070101 |  |  |  |  | TAMCO |  |  | SW/STN T/AIR 11 BAN 1 SG NIBONG | Unknown | Unknown | NO | NONE | DISTRIBUTION | TNB | SUNGAI BESAR | Unknown |  |  |  |  | NO | [8 empty] | D00600 | NO | [7 empty] | 3 | Pass | null
383312730 | D00599 |  |  |  | BSBR/PCE/J00003/MAB | 300451137 | Existing | RYB |  |  | OPEN | CLOSED | LINK |  | 11 kV |  | 20070101 |  |  |  |  | TAMCO |  |  | SW/STN T/AIR 11 BAN 1 SG NIBONG | Unknown | Unknown | NO | NONE | DISTRIBUTION | TNB | SUNGAI BESAR | Unknown |  |  |  |  | NO | [8 empty] | D00599 | NO | [7 empty] | 3 | Pass | null
383312745 | D00598 |  |  |  | BSBR/PCE/J00003/MAB | 300451137 | Existing | RYB |  |  | CLOSED |  | LINK |  | 11 kV |  | 20070101 |  |  |  |  | TAMCO |  |  |  | Unknown | Unknown | Unknown | Unknown | DISTRIBUTION | TNB | SUNGAI BESAR | Unknown |  |  |  |  | Unknown | [8 empty] | D00598 | [8 empty] | 3 | Pass | null
383385749 | D06820 | [5 empty] | Existing | Unknown |  | D06811 P/E HJ MAHIDIN PT 7 GAMBUT | CLOSED | CLOSED | LINK |  | 11 kV | [9 empty] | P/E REBAN AYAM DATO GHAZALI | Unknown | Unknown | NO | NONE | DISTRIBUTION | TNB | SUNGAI BESAR | NO | Unknown |  |  |  | NO | [8 empty] | D06820 | NO | [7 empty] | 0 | Fail | Please check "Phasing"
383385751 | D06818 | [5 empty] | Existing | Unknown |  | D00715 P/E UYIN AGRO FARM | CLOSED | CLOSED | LINK |  | 11 kV | [9 empty] | P/E REBAN AYAM DATO GHAZALI | Unknown | Unknown | NO | NONE | DISTRIBUTION | TNB | SUNGAI BESAR | NO | Unknown |  |  |  | NO | [8 empty] | D06818 | NO | [7 empty] | 0 | Fail | Please check "Phasing"
383497201 | D06823 | [5 empty] | Existing | Unknown |  | D0009 P/E TAMAN PERDANA NO 1 | CLOSED | CLOSED | LINK |  | 11 kV | [9 empty] | D-SBR-C17-0160 | Unknown | Unknown | NO | NONE | DISTRIBUTION | TNB | SUNGAI BESAR | NO | Unknown |  |  |  | NO | [8 empty] | D06823 | NO | [7 empty] | 0 | Fail | Please check "Phasing"
383497203 | D06821 | [5 empty] | Existing | Unknown |  | D00013 P/E TAMAN PERDANA | CLOSED | CLOSED | LINK |  | 11 kV | [9 empty] | D-SBR-C17-0160 | Unknown | Unknown | NO | NONE | DISTRIBUTION | TNB | SUNGAI BESAR | NO | Unknown |  |  |  | NO | [8 empty] | D06821 | NO | [7 empty] | 0 | Fail | Please check "Phasing"
385884756 | D06832 |  |  |  | BSBR/PCE/J00252/MB1 | 310402690 | Existing | RYB |  |  | CLOSED | CLOSED | LINK |  | 11 kV | [9 empty] | P/E TAMAN AROWANA | Unknown | Unknown | NO | NONE | DISTRIBUTION | TNB | SUNGAI BESAR | NO | Unknown |  |  |  | NO | [8 empty] | D06832 | NO | [7 empty] | 3 | Pass | null
385884773 | D06830 |  |  |  | BSBR/PCE/J00252/MB1 | 310402690 | Existing | RYB |  |  | CLOSED | CLOSED | LINK |  | 11 kV | [9 empty] | P/E TAMAN AROWANA | Unknown | Unknown | NO | NONE | DISTRIBUTION | TNB | SUNGAI BESAR | NO | Unknown |  |  |  | NO | [8 empty] | D06830 | NO | [7 empty] | 3 | Pass | null
390629477 | D06835 | [5 empty] | Existing | RYB |  |  | CLOSED | CLOSED | LINK |  | 11 kV | [9 empty] | D-SBR-C18-0174 | Unknown | Unknown | NO | NONE | DISTRIBUTION | TNB | SUNGAI BESAR | NO | Unknown |  |  |  | NO | [8 empty] | D06835 | NO | [7 empty] | 3 | Pass | null
390629482 | D06837 | [5 empty] | Existing | RYB |  |  | CLOSED | CLOSED | LINK |  | 11 kV | [9 empty] | D-SBR-C18-0174 | Unknown | Unknown | NO | NONE | DISTRIBUTION | TNB | SUNGAI BESAR | NO | Unknown |  |  |  | NO | [8 empty] | D06837 | NO | [7 empty] | 3 | Pass | null