## MV UG Conductor
Id | Owner Type | Owner Name | Operational Area | Status | Phasing | Nominal Voltage | Assumed? | Data Quality Class | ERMS Functional Location | ERMS Equipment No | Label | From | To | Actual Length | Calculated Length | ERMS System Status | ERMS User Status | Remarks | MV UG Cables | MV UG Annotations
6771658 | TNB | DISTRIBUTION | SUNGAI BESAR | Existing | RYB | 11 kV |  |  |  |  | 240_3C_AL_XLPE | S/SUIS PPU SG BESAR: D00696 | TMN GEMILANG: D00104 |  | 85.688 m |  |  |  | 3 | 2
15717546 | TNB | DISTRIBUTION | SUNGAI BESAR | Existing | RYB | 33 kV | YES |  |  |  | 240_3C_AL_XLPE | PMU SBSR 132/33 kV: 4L5 | PPU SGLG: 2P5 [OFF] |  | 119.805 m |  |  |  | 3 | 1
15718426 | TNB | DISTRIBUTION | SUNGAI BESAR | Existing | RYB | 33 kV | YES |  |  |  | 240_3C_AL_XLPE | PMU SBSR 132/33 kV: 5L5 | PPU SGLG: 1P5 |  | 119.543 m |  |  |  | 3 | 0
15718434 | TNB | DISTRIBUTION | SUNGAI BESAR | Existing | RYB | 11 kV |  |  |  |  | 240_3C_AL_XLPE | BGN BETING KEPAH: D00628 | P/E KOLAM UDANG BAGAN TELOK RHU: D00633 |  | 14.109 m |  |  |  | 3 | 1
15729518 | TNB | DISTRIBUTION | SUNGAI BESAR | Existing | RYB | 11 kV |  |  |  |  | 240_3C_AL_XLPE | P/E SEK UNGKU AZIZ: D00703 | VIP: D00531 |  | 47.918 m |  |  |  | 3 | 2
15729521 | TNB | DISTRIBUTION | SUNGAI BESAR | Existing | RYB | 33 kV |  |  |  |  | 240_3C_AL_XLPE |  |  |  | 52.398 m |  |  |  | 3 | 2
15785002 | TNB | DISTRIBUTION | SUNGAI BESAR | Existing | RYB | 33 kV |  |  |  |  | 240_3C_AL_XLPE | PMU SBSR 132/33 kV: 4L5 | PPU SGLG: 2P5 [OFF] |  | 71.561 m |  |  |  | 3 | 1
15793415 | TNB | DISTRIBUTION | SUNGAI BESAR | Existing | RYB | 11 kV |  |  |  |  | 240_3C_AL_XLPE |  | P/E UYIN AGRO FARM: D00715 |  | 21.024 m |  |  | THIS IS A NEW DIST PE, THEREFORE, NO INTERNAL WORLD WAS SHOWN IN SMALLWORLD. WE CAPTURED THE MV UG CONDUCTOR AS HANGING, DUE TO NO INFORMATION WAS PROVIDED | 3 | 1
15793417 | TNB | DISTRIBUTION | SUNGAI BESAR | Existing | RYB | 33 kV |  |  |  |  | 240_3C_AL_XLPE |  |  |  | 25.670 m |  |  |  | 3 | 1
15793424 | TNB | DISTRIBUTION | SUNGAI BESAR | Existing | RYB | 11 kV |  |  |  |  | 240_3C_AL_XLPE | SDIK HOLDING: D00713 | P/E REBAN AYAM PARIT 9 GAMBUT NO 1: D00718 |  | 16.606 m |  |  | THIS IS A NEW DIST PE, THEREFORE, NO INTERNAL WORLD WAS SHOWN IN SMALLWORLD. WE CAPTURED THE MV UG CONDUCTOR AS HANGING, DUE TO NO INFORMATION WAS PROVIDED | 3 | 1
15793426 | TNB | DISTRIBUTION | SUNGAI BESAR | Existing | RYB | 11 kV |  |  |  |  | 120_3C_AL_PILC |  | PPRT MERBAU BERDARAH: D00702 |  | 27.162 m |  |  | INFORMATION ABOUT INTERNAL WORLD FOR THIS DIST PE ARE NOT UP TO DATE. WE CAPTURED THE MV UG CONDUCTOR AS HANGING, DUE TO INSUFFICIENT INFORMATION. | 3 | 0
15969597 | TNB | DISTRIBUTION | SUNGAI BESAR | Existing | RYB | 11 kV |  |  |  |  | 240_3C_AL_XLPE | P/E JALAN ANGGERIK: D00120 | TMN PENGGAWA: D00124 |  | 59.416 m |  |  |  | 3 | 1
15969598 | TNB | DISTRIBUTION | SUNGAI BESAR | Existing | RYB | 11 kV |  |  |  |  | 240_3C_AL_XLPE | P/E TAMAN BUDIMAN: D06759 | P/E TAMAN SERI BEDENA: D00126 |  | 264.748 m |  |  |  | 3 | 2
15978036 | TNB | DISTRIBUTION | SUNGAI BESAR | Existing | RYB | 11 kV |  |  |  |  | 240_3C_AL_XLPE | PT 8 1/2 BARAT: D00410 |  |  | 24.039 m |  |  |  | 3 | 1
15978037 | TNB | DISTRIBUTION | SUNGAI BESAR | Existing | RYB | 11 kV |  |  |  |  | 240_3C_AL_XLPE | PT 8 1/2 KENCONG: D00407 | PT 6 BARAT: D00405 |  | 10.094 m |  |  |  | 3 | 1
15978038 | TNB | DISTRIBUTION | SUNGAI BESAR | Existing | RYB | 11 kV |  |  |  |  | 240_3C_AL_XLPE |  | PT 8 1/2 KENCONG: D00408 |  | 11.696 m |  |  |  | 3 | 1
15978039 | TNB | DISTRIBUTION | SUNGAI BESAR | Existing | RYB | 11 kV |  |  |  |  | 240_3C_AL_XLPE | S/LINK GANDA SULI: D00570 | PAT LUBOK PUSING: D00572 |  | 73.716 m |  |  | INFORMATION ABOUT INTERNAL WORLD FOR THIS DIST PE ARE NOT UP TO DATE. WE CAPTURED THE MV UG CONDUCTOR AS HANGING, DUE TO INSUFFICIENT INFORMATION. | 3 | 2
15978040 | TNB | DISTRIBUTION | SUNGAI BESAR | Existing | RYB | 11 kV |  |  |  |  | 240_3C_AL_XLPE | S/LINK GANDA SULI: D00570 | PAT LUBOK PUSING: D00572 |  | 14.252 m |  |  |  | 3 | 1
15978041 | TNB | DISTRIBUTION | SUNGAI BESAR | Existing | RYB | 11 kV |  |  |  |  | 240_3C_AL_XLPE | PT 8 1/2 KENCONG: D00407 | PT 6 BARAT: D00405 |  | 37.583 m |  |  |  | 3 | 1
15978042 | TNB | DISTRIBUTION | SUNGAI BESAR | Existing | RYB | 11 kV |  |  |  |  | 240_3C_AL_XLPE | PT 10 BARAT: D00416 | PT 9 1/2 BARAT: D00414 |  | 11.220 m |  |  |  | 3 | 1
15978043 | TNB | DISTRIBUTION | SUNGAI BESAR | Existing | RYB | 11 kV |  |  |  |  | 240_3C_AL_XLPE | PT 10 BARAT: D00416 | PT 9 1/2 BARAT: D00414 |  | 12.776 m |  |  |  | 3 | 1
15978044 | TNB | DISTRIBUTION | SUNGAI BESAR | Existing | RYB | 11 kV |  |  |  |  | 240_3C_AL_XLPE | PT 9 1/2 BARAT: D00413 | PT 8 1/2 BARAT: D00411 |  | 13.255 m |  |  |  | 3 | 1
15978045 | TNB | DISTRIBUTION | SUNGAI BESAR | Existing | RYB | 11 kV |  |  |  |  | 240_3C_AL_XLPE | PT 9 1/2 BARAT: D00413 | PT 8 1/2 BARAT: D00411 |  | 23.020 m |  |  |  | 3 | 1
16368864 | TNB | DISTRIBUTION | SUNGAI BESAR | Existing | RYB | 11 kV |  |  |  |  | 70_1C_AL_XLPE | PT 6 BARAT: D00404 | PT 2 BARAT: D06801 [OFF] |  | 3844.194 m |  |  |  | 3 | 3
16377375 | TNB | DISTRIBUTION | SUNGAI BESAR | Existing | RYB | 11 kV |  |  |  |  | 185_3C_AL_PILC | MERBAU JAYA PT 16: D00254 | PT 18 SG PANJANG A/TANAH: D00258 |  | 1175.066 m |  |  |  | 3 | 3
16377380 | TNB | DISTRIBUTION | SUNGAI BESAR | Existing | RYB | 11 kV |  |  |  |  | 185_3C_AL_PILC | PPRT MERBAU BERDARAH: D00262 | P/E MRSM SG PANJANG: D06747 |  | 1753.118 m |  |  |  | 3 | 2
16377421 | TNB | DISTRIBUTION | SUNGAI BESAR | Existing | RYB | 11 kV |  |  |  |  | 70_3C_AL_PILC | LINK PT 12 SG PANJANG: D00283 | PT 12 GAMBUT: D00284 |  | 2208.875 m |  |  |  | 3 | 2
16377429 | TNB | DISTRIBUTION | SUNGAI BESAR | Existing | RYB | 11 kV |  |  |  |  | 120_3C_AL_PILC | PPRT MERBAU BERDARAH: D00263 | BELIA 2: D00265 |  | 6903.506 m |  |  |  | 3 | 2
16377587 | TNB | DISTRIBUTION | SUNGAI BESAR | Existing | RYB | 11 kV |  |  |  |  | 240_3C_AL_XLPE | SDIK HOLDING: D00665 | P/E REBAN AYAM KSR PARIT 9 GAMBUT NO 2: D00672 |  | 459.096 m |  |  |  | 3 | 4
16377801 | TNB | DISTRIBUTION | SUNGAI BESAR | Existing | RYB | 11 kV |  |  |  |  | 240_3C_AL_XLPE |  | PPRT MERBAU BERDARAH: D00702 |  | 17.689 m |  |  | INFORMATION ABOUT INTERNAL WORLD FOR THIS DIST PE ARE NOT UP TO DATE. WE CAPTURED THE MV UG CONDUCTOR AS HANGING, DUE TO INSUFFICIENT INFORMATION. | 3 | 4
16390567 | TNB | DISTRIBUTION | SUNGAI BESAR | Existing | RYB | 11 kV |  |  |  |  | 240_3C_AL_XLPE | P/E TAMAN PLATINUM: D06793 | TAMAN PERTAMA NO 2: D00669 |  | 32.007 m |  |  |  | 3 | 1
16398972 | TNB | DISTRIBUTION | SUNGAI BESAR | Existing | RYB | 11 kV |  |  |  |  | 240_3C_AL_XLPE | TAMAN PERTAMA NO 2: D00671 | IKS JALAN AIR MANIS: D00423 |  | 152.810 m |  |  |  | 3 | 1
16398974 | TNB | DISTRIBUTION | SUNGAI BESAR | Existing | RYB | 11 kV |  |  |  |  | 240_3C_AL_XLPE | TAMAN PERTAMA NO 2: D00671 | IKS JALAN AIR MANIS: D00423 |  | 167.271 m |  |  |  | 3 | 2
16398975 | TNB | DISTRIBUTION | SUNGAI BESAR | Existing | RYB | 11 kV |  |  |  |  | 240_3C_AL_XLPE | TBK PULAI BT 1: D00378 | P/E SIMPANG TEBUK PULAI: D00382 |  | 15.600 m |  |  |  | 3 | 1
16398976 | TNB | DISTRIBUTION | SUNGAI BESAR | Existing | RYB | 11 kV |  |  |  |  | 240_3C_AL_XLPE | P/E TAMAN ORKID: D06804 | TBK PULAI BT 1: D00367 |  | 639.971 m |  |  |  | 3 | 1
16398977 | TNB | DISTRIBUTION | SUNGAI BESAR | Existing | RYB | 11 kV |  |  |  |  | 240_3C_AL_XLPE | P/E LOT 6388 PANCHANG BEDENA: D00136 | P/E KOKO FAMA ASSAYAKI: D00139 |  | 95.340 m |  |  |  | 3 | 1
16398978 | TNB | DISTRIBUTION | SUNGAI BESAR | Existing | RYB | 11 kV |  |  |  |  | 240_3C_AL_XLPE | P/E KOKO FAMA ASSAYAKI: D00138 | D-SBR-C17-0164: D06824 |  | 29.358 m |  |  |  | 3 | 0
16398979 | TNB | DISTRIBUTION | SUNGAI BESAR | Existing | RYB | 11 kV |  |  |  |  | 240_3C_AL_XLPE | P/E HIGHLAND DESICCATED COCONUT: D00132 | P/E LOT 6388 PANCHANG BEDENA: D00135 |  | 49.174 m |  |  |  | 3 | 2
16398980 | TNB | DISTRIBUTION | SUNGAI BESAR | Existing | RYB | 11 kV |  |  |  |  | 240_3C_AL_XLPE | P/E LOT 6388 PANCHANG BEDENA: D00136 | P/E KOKO FAMA ASSAYAKI: D00139 |  | 78.479 m |  |  |  | 3 | 2
16398981 | TNB | DISTRIBUTION | SUNGAI BESAR | Existing | RYB | 11 kV |  |  |  |  | 240_3C_AL_XLPE | P/E FUSIPIM: D00131 | P/E HIGHLAND DESICCATED COCONUT: D00134 |  | 73.110 m |  |  |  | 3 | 2
16398982 | TNB | DISTRIBUTION | SUNGAI BESAR | Existing | RYB | 11 kV |  |  |  |  | 70_1C_AL_XLPE | P/E HIGHLAND DESICCATED COCONUT: D00132 | P/E LOT 6388 PANCHANG BEDENA: D00135 |  | 80.264 m |  |  |  | 3 | 2
16398983 | TNB | DISTRIBUTION | SUNGAI BESAR | Existing | RYB | 11 kV |  |  |  |  | 240_3C_AL_XLPE | P/E TAMAN SERI BEDENA: D00127 | P/E FUSIPIM: D00130 |  | 136.310 m |  |  |  | 3 | 2
16398984 | TNB | DISTRIBUTION | SUNGAI BESAR | Existing | RYB | 11 kV |  |  |  |  | 240_3C_AL_XLPE | P/E FUSIPIM: D00131 | P/E HIGHLAND DESICCATED COCONUT: D00134 |  | 167.040 m |  |  |  | 3 | 2
16398985 | TNB | DISTRIBUTION | SUNGAI BESAR | Existing | RYB | 11 kV |  |  |  |  | 240_3C_AL_XLPE | P/E TAMAN SERI BEDENA: D00127 | P/E FUSIPIM: D00130 |  | 266.323 m |  |  |  | 3 | 2
16398986 | TNB | DISTRIBUTION | SUNGAI BESAR | Existing | RYB | 11 kV |  |  |  |  | 240_3C_AL_XLPE | SEKENDI INDUSTRIES: D00214 | CHIA KIR HU: D00651 |  | 1434.214 m |  |  |  | 3 | 3
16398987 | TNB | DISTRIBUTION | SUNGAI BESAR | Existing | RYB | 11 kV |  |  |  |  | 240_3C_AL_XLPE | P/E KOLAM UDANG SEKENDI: D00677 | KG SG BURUNG: D00218 |  | 16.769 m |  |  |  | 3 | 1
16398988 | TNB | DISTRIBUTION | SUNGAI BESAR | Existing | RYB | 11 kV |  |  |  |  | 240_3C_AL_XLPE | CHIA KIR HU: D00653 | P/E KOLAM UDANG SEKENDI: D00679 |  | 17.568 m |  |  |  | 3 | 1
16398989 | TNB | DISTRIBUTION | SUNGAI BESAR | Existing | RYB | 11 kV |  |  |  |  | 240_3C_AL_XLPE | P/E KOLAM UDANG SEKENDI: D00677 | KG SG BURUNG: D00218 |  | 30.071 m |  |  |  | 3 | 1
16398990 | TNB | DISTRIBUTION | SUNGAI BESAR | Existing | RYB | 11 kV |  |  |  |  | 240_3C_AL_XLPE | D-SBR-C17-0165: D06829 | P/E BLACKTOP: D00141 |  | 12.975 m |  |  |  | 3 | 1
16398991 | TNB | DISTRIBUTION | SUNGAI BESAR | Existing | RYB | 11 kV |  |  |  |  | 240_3C_AL_XLPE | P/E BLACKTOP: D00142 |  |  | 12.542 m |  |  |  | 3 | 1
16403202 | TNB | DISTRIBUTION | SUNGAI BESAR | Existing | RYB | 11 kV |  |  |  |  | 240_3C_AL_XLPE |  | P/E PERPUSTAKAAN SG BESAR: D00101 |  | 46.168 m |  |  |  | 3 | 0
16403203 | TNB | DISTRIBUTION | SUNGAI BESAR | Existing | RYB | 33 kV |  |  |  |  | 240_3C_AL_XLPE | PMU SBSR 132/33 kV: 4L5 | PPU SGLG: 2P5 [OFF] |  | 17.318 m |  |  |  | 3 | 1
16403205 | TNB | DISTRIBUTION | SUNGAI BESAR | Existing | RYB | 33 kV |  |  |  |  | 150_3C_AL_XLPE | PMU SBSR 132/33 kV: 4L5 | PPU SGLG: 2P5 [OFF] |  | 134.505 m |  |  |  | 3 | 2
16403208 | TNB | DISTRIBUTION | SUNGAI BESAR | Existing | RYB | 33 kV |  |  |  |  | 240_3C_AL_XLPE | PMU SBSR 132/33 kV: 5L5 | PPU SGLG: 1P5 |  | 43.069 m |  |  |  | 3 | 1
16403212 | TNB | DISTRIBUTION | SUNGAI BESAR | Existing | RYB | 33 kV |  |  |  |  | 240_3C_AL_XLPE | PMU SBSR 132/33 kV: 6L5 |  |  | 14.863 m |  |  |  | 3 | 1
16403215 | TNB | DISTRIBUTION | SUNGAI BESAR | Existing | RYB | 33 kV |  |  |  |  | 150_3C_AL_XLPE | PMU SBSR 132/33 kV: 5L5 | PPU SGLG: 1P5 |  | 196.690 m |  |  |  | 3 | 2
16403217 | TNB | DISTRIBUTION | SUNGAI BESAR | Existing | RYB | 11 kV |  |  |  |  | 150_3C_AL_XLPE |  |  |  | 39.569 m |  |  |  | 3 | 1
16407396 | TNB | DISTRIBUTION | SUNGAI BESAR | Existing | RYB | 11 kV |  |  |  |  | 240_3C_AL_XLPE |  |  |  | 30.611 m |  |  |  | 3 | 0
16407397 | TNB | DISTRIBUTION | SUNGAI BESAR | Existing | RYB | 11 kV |  |  |  |  | 240_3C_AL_XLPE |  |  |  | 54.659 m |  |  |  | 3 | 1
16497685 | TNB | DISTRIBUTION | SUNGAI BESAR | Existing | RYB | 11 kV |  |  |  |  | 240_3C_AL_XLPE | SEK MEN DATO' MUSTAFA: D00084 | P/E AHMAD FUAD: D06760 |  | 616.010 m |  |  |  | 3 | 2
16497698 | TNB | DISTRIBUTION | SUNGAI BESAR | Existing | RYB | 11 kV |  |  |  |  | 240_3C_AL_XLPE | DEWAN SPG 5: D00047 | PEKAN SG HAJI DORANI: D00045 |  | 4496.187 m |  |  |  | 3 | 2
16497756 | TNB | DISTRIBUTION | SUNGAI BESAR | Existing | RYB | 11 kV |  |  |  |  | 240_3C_AL_XLPE | K/UDANG UDAHA: D00062 | SW/STN VERECO: D00056 |  | 292.086 m |  |  |  | 3 | 2
16540563 | TNB | DISTRIBUTION | SUNGAI BESAR | Existing | RYB | 11 kV |  |  |  |  | 185_3C_AL_PILC | S.M AGAMA TINGGI BT 38: D00514 | KG TBK TARMAN BATU 38: D00519 |  | 1380.622 m |  |  |  | 3 | 2
16660720 | TNB | DISTRIBUTION | SUNGAI BESAR | Existing | RYB | 11 kV |  |  |  |  | 240_3C_AL_XLPE | KG TBK TENGAH: D00430 | KG BANTING: D00433 |  | 1822.307 m |  |  |  | 3 | 4
16660724 | TNB | DISTRIBUTION | SUNGAI BESAR | Existing | RYB | 11 kV |  |  |  |  | 240_3C_AL_XLPE | P/E HELWA: D00334 | P/E SUNGAI TENGAR: D00333 |  | 4216.645 m |  |  |  | 3 | 4
16660792 | TNB | DISTRIBUTION | SUNGAI BESAR | Existing | RYB | 11 kV |  |  |  |  | 185_3C_AL_PILC | BGN SG PULAI: D00221 | KG SG SEKENDI: D00223 |  | 1691.265 m |  |  |  | 3 | 4
16660797 | TNB | DISTRIBUTION | SUNGAI BESAR | Existing | RYB | 11 kV |  |  |  |  | 240_3C_AL_XLPE | P/E KAMPUNG TENGAH: D00293 | P/E KAMPUNG BARU: D00295 |  | 2602.654 m |  |  |  | 3 | 6
16660815 | TNB | DISTRIBUTION | SUNGAI BESAR | Existing | RYB | 11 kV |  |  |  |  | 240_3C_AL_XLPE | KG BANTING: D00434 | KG TBK JAWA: D00441 |  | 1933.551 m |  |  |  | 3 | 2
16660819 | TNB | DISTRIBUTION | SUNGAI BESAR | Existing | RYB | 11 kV |  |  |  |  | 240_3C_AL_XLPE | KG TBK JAWA: D00443 | RUMAH MURAH BNO: D00451 [OFF] |  | 3130.478 m |  |  |  | 3 | 2
16660831 | TNB | DISTRIBUTION | SUNGAI BESAR | Existing | RYB | 11 kV |  |  |  |  | 240_3C_AL_XLPE | KG BANTING: D00432 | KG BANTING H/P: D00436 |  | 915.483 m |  |  |  | 3 | 2
16660884 | TNB | DISTRIBUTION | SUNGAI BESAR | Existing | RYB | 11 kV |  |  |  |  | 240_3C_AL_XLPE | KG TBK JAWA: D00442 | PAT KG TBK JAWA: D00445 |  | 2674.320 m |  |  |  | 3 | 1
16660912 | TNB | DISTRIBUTION | SUNGAI BESAR | Existing | RYB | 11 kV |  |  |  |  | 240_3C_AL_XLPE | SIMPANG BNO: D00456 | RUMAH MURAH BNO: D00450 |  | 398.758 m |  |  |  | 3 | 2
16660942 | TNB | DISTRIBUTION | SUNGAI BESAR | Existing | RYB | 11 kV |  |  |  |  | 240_3C_AL_XLPE | P/E PUSAT REKREASI BNO: D00461 | SIMPANG BNO: D00455 |  | 1281.806 m |  |  |  | 3 | 2
16660971 | TNB | DISTRIBUTION | SUNGAI BESAR | Existing | RYB | 11 kV |  |  |  |  | 240_3C_AL_XLPE | P/E KAMPUNG DUNGUN: D00300 | P/E SG BERNAM DIVISION 2: D00306 |  | 2991.831 m |  |  |  | 3 | 2
16660980 | TNB | DISTRIBUTION | SUNGAI BESAR | Existing | RYB | 11 kV |  |  |  |  | 240_3C_AL_XLPE | P/E SG BERNAM DIVISION 2: D00304 | P/E SG BERNAM QUATERS: D00308 |  | 1840.148 m |  |  |  | 3 | 2
16661010 | TNB | DISTRIBUTION | SUNGAI BESAR | Existing | RYB | 11 kV |  |  |  |  | 240_3C_AL_XLPE | KG DATO' HORMAT: D00313 | P/E PADAT IBU SAWAT TM SG AIR TAWAR: D06817 |  | 2385.249 m |  |  |  | 3 | 2
16661020 | TNB | DISTRIBUTION | SUNGAI BESAR | Existing | RYB | 11 kV |  |  |  |  | 240_3C_AL_XLPE | PEKAN SG AIR TAWAR: D00316 | P/E SG AIR TAWAR: D00319 |  | 1983.100 m |  |  |  | 3 | 2
16661033 | TNB | DISTRIBUTION | SUNGAI BESAR | Existing | RYB | 11 kV |  |  |  |  | 240_3C_AL_XLPE | STN SUIS SG TENGGAR: D00323 | P/E SG AIR TAWAR: D00320 [OFF] |  | 2703.583 m |  |  |  | 3 | 2
16661085 | TNB | DISTRIBUTION | SUNGAI BESAR | Existing | RYB | 11 kV |  |  |  |  | 240_3C_AL_XLPE | STN SUIS SG TENGGAR: D00326 | P/E SG TENGAR SELATAN: D00329 |  | 1759.902 m |  |  |  | 3 | 2
252067579 | TNB | DISTRIBUTION | SUNGAI BESAR | Existing | RYB | 11 kV |  |  |  |  | 240_3C_AL_XLPE | GANDA SULI NO 1: D00575 | GANDA SULI NO 2: D00578 |  | 866.754 m |  |  |  | 3 | 2
252067595 | TNB | DISTRIBUTION | SUNGAI BESAR | Existing | RYB | 11 kV |  |  |  |  | 185_3C_AL_PILC | SEK MEN AGAMA BGN TERAP: D00567 | S/LINK GANDA SULI: D00569 |  | 1169.879 m |  |  |  | 3 | 2
252073793 | TNB | DISTRIBUTION | SUNGAI BESAR | Existing | RYB | 11 kV |  |  |  |  | 240_3C_AL_XLPE | TMN FERI: D00596 | HOSPITAL S/BERNAM: D00486 [OFF] |  | 490.677 m |  |  |  | 3 | 1
252075614 | TNB | DISTRIBUTION | SUNGAI BESAR | Existing | RYB | 11 kV |  |  |  |  | 240_3C_AL_XLPE | PPU SGBR: 1 | S/SUIS PPU SG BESAR: D00698 |  | 76.308 m |  |  |  | 3 | 2
252075823 | TNB | DISTRIBUTION | SUNGAI BESAR | Existing | RYB | 11 kV |  |  |  |  | 240_3C_AL_XLPE | P/E SUNGAI TENGAR: D00331 | STN SUIS SG TENGGAR: D00325 |  | 804.018 m |  |  |  | 3 | 2
252076420 | TNB | DISTRIBUTION | SUNGAI BESAR | Existing | RYB | 11 kV |  |  |  |  | 240_3C_AL_XLPE | TBK PULAI BT 1: D00378 | P/E SIMPANG TEBUK PULAI: D00382 |  | 23.093 m |  |  |  | 3 | 1
252076456 | TNB | DISTRIBUTION | SUNGAI BESAR | Existing | RYB | 11 kV |  |  |  |  | 240_3C_AL_XLPE | P/E SEK AGAMA SUNGAI LANG: 4 | SG APONG: D00469 |  | 1816.542 m |  |  |  | 3 | 2
252077067 | TNB | DISTRIBUTION | SUNGAI BESAR | Existing | RYB | 11 kV |  |  |  |  | 240_3C_AL_XLPE | PUSAT PERANGINAN S/BERNAM: D00524 | P/E KOLEJ KOMUNITI: D00527 |  | 235.643 m |  |  |  | 3 | 2
252080506 | TNB | DISTRIBUTION | SUNGAI BESAR | Existing | RYB | 11 kV |  |  |  |  | 240_3C_AL_XLPE | PEKAN S/BESAR: D00167 | SIM BROTHER: D00169 |  | 307.545 m |  |  |  | 3 | 2
252080880 | TNB | DISTRIBUTION | SUNGAI BESAR | Existing | RYB | 11 kV |  |  |  |  | 240_3C_AL_XLPE | PPU SGBR: 5 | TMN PERWIRA: D00002 |  | 302.156 m |  |  |  | 3 | 2
252081739 | TNB | DISTRIBUTION | SUNGAI BESAR | Existing | RYB | 11 kV |  |  |  |  | 240_3C_AL_XLPE | SEK MUNSHI ABDULLAH: D00458 | P/E SG AIR TAWAR: D00321 [OFF] |  | 1261.813 m |  |  |  | 3 | 2
252082242 | TNB | DISTRIBUTION | SUNGAI BESAR | Existing | RYB | 11 kV |  |  |  |  | 240_3C_AL_XLPE | P/E TAMAN TERAP JAYA NO 2: D00623 | SEPINTAS BT 4 NO 1: D00550 |  | 2692.070 m |  |  |  | 3 | 2
252082518 | TNB | DISTRIBUTION | SUNGAI BESAR | Existing | RYB | 11 kV |  |  |  |  | 240_3C_AL_XLPE | P/E SIMPANG TEBUK PULAI: D00383 | P/E SIMPANG SEKENDI: D00389 |  | 3178.160 m |  |  |  | 3 | 3
252082545 | TNB | DISTRIBUTION | SUNGAI BESAR | Existing | RYB | 11 kV |  |  |  |  | 240_3C_AL_XLPE | P/E PENURUN BAGAN TERAP PT 13 SG PANJANG: D00230 | RUMAH PAM PT 13 SG PANJANG: D00238 |  | 1100.377 m |  |  |  | 3 | 3
252086326 | TNB | DISTRIBUTION | SUNGAI BESAR | Existing | RYB | 11 kV |  |  |  |  | 185_3C_AL_PILC | P/E LPN BAGAN TERAP: D00556 | SEK MEN AGAMA BGN TERAP: D00566 |  | 1443.201 m |  |  |  | 3 | 2
252086331 | TNB | DISTRIBUTION | SUNGAI BESAR | Existing | RYB | 11 kV |  |  |  |  | 240_3C_AL_XLPE | ARKED MARA: D00117 | P/E HENTIAN BAS SUNGAI BESAR: D06766 [OFF] |  | 381.034 m |  |  |  | 3 | 2
252086337 | TNB | DISTRIBUTION | SUNGAI BESAR | Existing | RYB | 11 kV |  |  |  |  | 300_3C_AL_PILC | P/E BT 39 SEKENDI: D00289 | P/E KAMPUNG TENGAH: D00292 |  | 2265.353 m |  |  |  | 3 | 2
252086473 | TNB | DISTRIBUTION | SUNGAI BESAR | Existing | RYB | 11 kV |  |  |  |  | 240_3C_AL_XLPE | PPU SBNM: 5 | P/E RUMAH KEDAI SB PERDANA: S05873 |  | 638.812 m |  |  |  | 3 | 5
252086513 | TNB | DISTRIBUTION | SUNGAI BESAR | Existing | RYB | 11 kV |  |  |  |  | 120_3C_AL_PILC | PT 16 NO 1: D00248 | PT 16 NO 2 (TG.MEDAN): D00250 |  | 3009.360 m |  |  |  | 3 | 2
252086637 | TNB | DISTRIBUTION | SUNGAI BESAR | Existing | RYB | 11 kV |  |  |  |  | 240_3C_AL_XLPE | P/E SIMPANG SEKENDI: D00385 | BT 38 SEKENDI TBK HJ ISMAIL: D00521 |  | 1037.650 m |  |  |  | 3 | 4
252086655 | TNB | DISTRIBUTION | SUNGAI BESAR | Existing | RYB | 11 kV |  |  |  |  | 185_3C_AL_PILC | SW/STN VERECO: D00057 | K/UDANG VERECO: D00059 |  | 743.404 m |  |  |  | 3 | 2
252086784 | TNB | DISTRIBUTION | SUNGAI BESAR | Existing | RYB | 11 kV |  |  |  |  | 240_3C_AL_XLPE | LDG TORKINTON: D00497 | P/E KUARTERS TORKINTON: D00645 |  | 612.950 m |  |  |  | 3 | 2
252087064 | TNB | DISTRIBUTION | SUNGAI BESAR | Existing | RYB | 11 kV |  |  |  |  | 240_3C_AL_XLPE | TMN KENANGAN: D00591 | TMN FERI: D00594 |  | 527.239 m |  |  |  | 3 | 2
252090681 | TNB | DISTRIBUTION | SUNGAI BESAR | Existing | RYB | 11 kV |  |  |  |  | 240_3C_AL_XLPE | BT 38 SEKENDI TBK HJ ISMAIL: D00522 | S.M AGAMA TINGGI BT 38: D00516 |  | 1340.005 m |  |  |  | 3 | 2
252090918 | TNB | DISTRIBUTION | SUNGAI BESAR | Existing | RYB | 11 kV |  |  |  |  | 240_3C_AL_XLPE | TMN PERTAMA LOT 771: D00370 | PKNS LOW COST TMN MUHIBAH: D00374 |  | 1003.723 m |  |  |  | 3 | 2
252092422 | TNB | DISTRIBUTION | SUNGAI BESAR | Existing | RYB | 11 kV |  |  |  |  | 240_3C_AL_XLPE | P/E TAMAN PERDANA: D00012 | TMN PADU PERMAI: D00016 |  | 846.709 m |  |  |  | 3 | 2
252092428 | TNB | DISTRIBUTION | SUNGAI BESAR | Existing | RYB | 11 kV |  |  |  |  | 240_3C_AL_XLPE | PEKAN S/BESAR: D00168 | BGN 2 S/BESAR: D00172 |  | 501.266 m |  |  |  | 3 | 2
252097668 | TNB | DISTRIBUTION | SUNGAI BESAR | Existing | RYB | 11 kV |  |  |  |  | 240_3C_AL_XLPE | HAYAT MAJU NO 2: D00235 | HAYAT MAJU NO 1: D00563 |  | 216.539 m |  |  |  | 3 | 2
252097934 | TNB | DISTRIBUTION | SUNGAI BESAR | Existing | RYB | 11 kV |  |  |  |  | 240_3C_AL_XLPE | STN SUIS SG TENGGAR: D00324 | P/E SG TENGAR UTARA: D00327 |  | 1177.377 m |  |  |  | 3 | 2
252098154 | TNB | DISTRIBUTION | SUNGAI BESAR | Existing | RYB | 11 kV |  |  |  |  | 240_3C_AL_XLPE | PT 10 BARAT: D00417 | P/PADAT PARIT 12 LUNDANG: D00421 |  | 1645.810 m |  |  |  | 3 | 4
252098425 | TNB | DISTRIBUTION | SUNGAI BESAR | Existing | RYB | 11 kV |  |  |  |  | 185_3C_AL_PILC | P/E PENURUN TOK KHALIFAH: D06777 | P/E HAYAT MAJU NO 3: D00562 |  | 1172.604 m |  |  |  | 3 | 2
252098684 | TNB | DISTRIBUTION | SUNGAI BESAR | Existing | RYB | 11 kV |  |  |  |  | 240_3C_AL_XLPE | P/E SEK AGAMA BT 40: D00287 | P/E BT 39 SEKENDI: D00290 |  | 201.715 m |  |  |  | 3 | 2
252098689 | TNB | DISTRIBUTION | SUNGAI BESAR | Existing | RYB | 11 kV |  |  |  |  | 240_3C_AL_XLPE | PPU SBNM: 6 | P/E SEK AGAMA BT 40: D00286 |  | 681.840 m |  |  |  | 3 | 5
252098912 | TNB | DISTRIBUTION | SUNGAI BESAR | Existing | RYB | 11 kV |  |  |  |  | 240_3C_AL_XLPE | P/E TMN BERLIAN: D00726 | SEE HAU INDUSTRIES: D00582 |  | 835.104 m |  |  |  | 3 | 2
252098955 | TNB | DISTRIBUTION | SUNGAI BESAR | Existing | RYB | 11 kV |  |  |  |  | 185_3C_AL_PILC | SEPINTAS BT 4 NO 1: D00549 | SEPINTAS BATU 2: D00547 |  | 4636.552 m |  |  |  | 3 | 4
252106877 | TNB | DISTRIBUTION | SUNGAI BESAR | Existing | RYB | 11 kV |  |  |  |  | 240_3C_AL_XLPE | KG NELAYAN SG HAJI DORANI: D00042 | PEKAN SG HAJI DORANI: D00043 [OFF] |  | 710.206 m |  |  |  | 3 | 2
252107082 | TNB | DISTRIBUTION | SUNGAI BESAR | Existing | RYB | 11 kV |  |  |  |  | 240_3C_AL_XLPE | P/E TMN SRI INDAH 2: D06738 | K/UDANG MAKHLUK LAUTAN: D06739 |  | 740.799 m |  |  |  | 3 | 2
252107185 | TNB | DISTRIBUTION | SUNGAI BESAR | Existing | RYB | 11 kV |  |  |  |  | 240_3C_AL_XLPE | JOHAN LAND: D00502 | PEKAN S/BERNAM: D00506 |  | 580.452 m |  |  |  | 3 | 1
252107401 | TNB | DISTRIBUTION | SUNGAI BESAR | Existing | RYB | 11 kV |  |  |  |  | 240_3C_AL_XLPE | PT 12 SG NIBONG: D00072 | PT 11 P/PANJANG: D00074 |  | 17.236 m |  |  |  | 3 | 1
252107519 | TNB | DISTRIBUTION | SUNGAI BESAR | Existing | RYB | 11 kV |  |  |  |  | 240_3C_AL_XLPE | TMN NIRWANA: D00183 | STADIUM S/BESAR: D00185 |  | 387.091 m |  |  |  | 3 | 2
252110365 | TNB | DISTRIBUTION | SUNGAI BESAR | Existing | RYB | 11 kV |  |  |  |  | 240_3C_AL_XLPE | SCENICA (PURE MANUFACTURING): D00425 | KG TBK TENGAH: D00431 |  | 3274.881 m |  |  |  | 3 | 2
252110384 | TNB | DISTRIBUTION | SUNGAI BESAR | Existing | RYB | 11 kV |  |  |  |  | 120_3C_AL_PILC | PT 18 SG PANJANG A/TANAH: D00256 | BELIA 1: D00260 |  | 6433.253 m |  |  |  | 3 | 4
252110614 | TNB | DISTRIBUTION | SUNGAI BESAR | Existing | RYB | 11 kV |  |  |  |  | 240_3C_AL_XLPE | TBK MARSO: D00036 | P/E MARIN PARK: D00037 |  | 1849.837 m |  |  |  | 3 | 2
252110783 | TNB | DISTRIBUTION | SUNGAI BESAR | Existing | RYB | 11 kV |  |  |  |  | 185_3C_AL_PILC | P/E MARIN PARK: D00039 | KG NELAYAN SG HAJI DORANI: D00040 |  | 450.768 m |  |  |  | 3 | 2
252114081 | TNB | DISTRIBUTION | SUNGAI BESAR | Existing | RYB | 11 kV |  |  |  |  | 240_3C_AL_XLPE | TAMAN RAYA NO 2: D00667 | P/E PUSAT NIAGA BT 40: D06806 |  | 894.152 m |  |  |  | 3 | 0
252115603 | TNB | DISTRIBUTION | SUNGAI BESAR | Existing | RYB | 11 kV |  |  |  |  | 240_3C_AL_XLPE |  | HOSPITAL S/BERNAM: D00489 |  | 491.776 m |  |  |  | 3 | 1
252117079 | TNB | DISTRIBUTION | SUNGAI BESAR | Existing | RYB | 11 kV |  |  |  |  | 185_3C_AL_PILC | S/LINK GANDA SULI: D00571 | GANDA SULI NO 1: D00574 |  | 37.136 m |  |  |  | 3 | 1
252117246 | TNB | DISTRIBUTION | SUNGAI BESAR | Existing | RYB | 11 kV |  |  |  |  | 240_3C_AL_XLPE | PT 10 SG NIBONG: D00078 | SEK MEN DATO' MUSTAFA: D00085 |  | 21.705 m |  |  |  | 3 | 1
252117266 | TNB | DISTRIBUTION | SUNGAI BESAR | Existing | RYB | 11 kV |  |  |  |  | 120_3C_AL_PILC | SEPINTAS BT 4 NO 1: D00551 | SEPINTAS BT 4 NO 2: D00553 |  | 1835.177 m |  |  |  | 3 | 3
252117458 | TNB | DISTRIBUTION | SUNGAI BESAR | Existing | RYB | 11 kV |  |  |  |  | 240_3C_AL_XLPE | TMN BEDENA JAYA: D00199 | P/E TAMAN SURIA INDAH: D00202 |  | 1337.463 m |  |  |  | 3 | 2
252117478 | TNB | DISTRIBUTION | SUNGAI BESAR | Existing | RYB | 11 kV |  |  |  |  | 240_3C_AL_XLPE | PEKAN S/BERNAM: D00504 | PUSAT PERANGINAN S/BERNAM: D00525 |  | 508.785 m |  |  |  | 3 | 3
252117774 | TNB | DISTRIBUTION | SUNGAI BESAR | Existing | RYB | 11 kV |  |  |  |  | 240_3C_AL_XLPE | P/E PUSAT PERLINDUNGAN WANITA: D00732 | P/E TAMAN INTAN JAYA: D00537 |  | 466.389 m |  |  |  | 3 | 2
252117780 | TNB | DISTRIBUTION | SUNGAI BESAR | Existing | RYB | 11 kV |  |  |  |  | 240_3C_AL_XLPE | JALAN RAJA CHULAN: D00542 | P/E TAMAN INTAN JAYA: D00538 [OFF] |  | 377.006 m |  |  |  | 3 | 2
252118304 | TNB | DISTRIBUTION | SUNGAI BESAR | Existing | RYB | 11 kV |  |  |  |  | 240_3C_AL_XLPE | TMN SRI INDAH: D00192 | P/E TMN SRI INDAH 2: D06736 |  | 873.661 m |  |  |  | 3 | 2
252118310 | TNB | DISTRIBUTION | SUNGAI BESAR | Existing | RYB | 11 kV |  |  |  |  | 240_3C_AL_XLPE | SBBC FASA 3: D00654 | P/E SBBC FASA 2: D00639 |  | 406.767 m |  |  |  | 3 | 2
252118579 | TNB | DISTRIBUTION | SUNGAI BESAR | Existing | RYB | 11 kV |  |  |  |  | 240_3C_AL_XLPE | SG APONG: D00470 | BGN BETING KEPAH: D00467 |  | 1165.226 m |  |  |  | 3 | 2
252118585 | TNB | DISTRIBUTION | SUNGAI BESAR | Existing | RYB | 11 kV |  |  |  |  | 240_3C_AL_XLPE | TMN PADU PERMAI NO 2: D00028 | P/E MASJID PADU PERMAI: D06814 |  | 783.218 m |  |  |  | 3 | 2
252120488 | TNB | DISTRIBUTION | SUNGAI BESAR | Existing | RYB | 11 kV |  |  |  |  | 185_3C_AL_PILC | SEPINTAS BATU 2: D00546 | SEPINTAS BATU 1 (STADIUM): D00545 |  | 2333.066 m |  |  |  | 3 | 2
252120499 | TNB | DISTRIBUTION | SUNGAI BESAR | Existing | RYB | 11 kV |  |  |  |  | 240_3C_AL_XLPE | TMN RIA: D00150 | TMN RAYA: D00155 |  | 433.134 m |  |  |  | 3 | 2
252120787 | TNB | DISTRIBUTION | SUNGAI BESAR | Existing | RYB | 11 kV |  |  |  |  | 240_3C_AL_XLPE | TMN EHSAN: D00146 | TMN MAKMUR: D00148 |  | 649.818 m |  |  |  | 3 | 2
252120793 | TNB | DISTRIBUTION | SUNGAI BESAR | Existing | RYB | 11 kV |  |  |  |  | 240_3C_AL_XLPE | CHIA KIR HU: D00653 | P/E KOLAM UDANG SEKENDI: D00679 |  | 684.510 m |  |  |  | 3 | 2
252120810 | TNB | DISTRIBUTION | SUNGAI BESAR | Existing | RYB | 11 kV |  |  |  |  | 240_3C_AL_XLPE | TMN MAKMUR: D00149 | TMN RIA: D00151 |  | 810.153 m |  |  |  | 3 | 2
252121333 | TNB | DISTRIBUTION | SUNGAI BESAR | Existing | RYB | 11 kV |  |  |  |  | 240_3C_AL_XLPE | TMN RAYA: D00154 | P/E TAMAN SERI NO 2: D00157 |  | 1394.968 m |  |  |  | 3 | 2
252121349 | TNB | DISTRIBUTION | SUNGAI BESAR | Existing | RYB | 11 kV |  |  |  |  | 240_3C_AL_XLPE | TMN CAHAYA: D00188 | TMN SRI INDAH: D00190 |  | 114.381 m |  |  |  | 3 | 2
252121885 | TNB | DISTRIBUTION | SUNGAI BESAR | Existing | RYB | 11 kV |  |  |  |  | 240_3C_AL_XLPE | P/E PEJABAT KERAJAAN: D00099 |  |  | 537.456 m |  |  |  | 3 | 1
252125114 | TNB | DISTRIBUTION | SUNGAI BESAR | Existing | RYB | 11 kV |  |  |  |  | 240_3C_AL_XLPE | P/E JBA SG BESAR: D00108 | S/SUIS PPU SG BESAR: D00697 [OFF] |  | 873.395 m |  |  |  | 3 | 2
252125120 | TNB | DISTRIBUTION | SUNGAI BESAR | Existing | RYB | 11 kV |  |  |  |  | 240_3C_AL_XLPE | PT 11 P/PANJANG: D00075 | PT 10 SG NIBONG: D00077 |  | 37.257 m |  |  |  | 3 | 1
252125130 | TNB | DISTRIBUTION | SUNGAI BESAR | Existing | RYB | 11 kV |  |  |  |  | 185_3C_AL_PILC | SEPINTAS BATU 1 (STADIUM): D00543 | JALAN RAJA CHULAN: D00541 |  | 694.278 m |  |  |  | 3 | 2
252126269 | TNB | DISTRIBUTION | SUNGAI BESAR | Existing | RYB | 11 kV |  |  |  |  | 240_3C_AL_XLPE | SM AGAMA SPG 5: D00049 | K/UDANG PER.NELAYAN SG NIBONG: D00066 |  | 2830.396 m |  |  |  | 3 | 2
252126554 | TNB | DISTRIBUTION | SUNGAI BESAR | Existing | RYB | 11 kV |  |  |  |  | 240_3C_AL_XLPE | P/E SIMPANG TEBUK PULAI: D00381 | TBK PULAI TENGAH: D00394 |  | 2991.909 m |  |  |  | 3 | 6
252126560 | TNB | DISTRIBUTION | SUNGAI BESAR | Existing | RYB | 11 kV |  |  |  |  | 240_3C_AL_XLPE | SEK ABD RAHMAN PUTRA: D00590 | TMN KENANGAN: D00593 |  | 432.961 m |  |  |  | 3 | 2
252126570 | TNB | DISTRIBUTION | SUNGAI BESAR | Existing | RYB | 11 kV |  |  |  |  | 240_3C_AL_XLPE | SEE HAU INDUSTRIES: D00583 | P/E TAMAN WAWASAN: D00585 |  | 1419.566 m |  |  |  | 3 | 2
252132700 | TNB | DISTRIBUTION | SUNGAI BESAR | Existing | RYB | 11 kV |  |  |  |  | 240_3C_AL_XLPE | RUMAH PAM PT 13 SG PANJANG: D00239 | MASJID PT 14 SG PANJANG: D00241 |  | 696.239 m |  |  |  | 3 | 2
252132706 | TNB | DISTRIBUTION | SUNGAI BESAR | Existing | RYB | 11 kV |  |  |  |  | 240_3C_AL_XLPE | P/E TAMAN PERTAMA FASA 4: D00685 | P/E TMN SERENDAH NO 1: D00364 |  | 19.204 m |  |  |  | 3 | 2
252132718 | TNB | DISTRIBUTION | SUNGAI BESAR | Existing | RYB | 11 kV |  |  |  |  | 240_3C_AL_XLPE | STN SUIS PARIT BARU: D00338 | P/E HELWA: D00335 |  | 5398.773 m |  |  |  | 3 | 2
252138162 | TNB | DISTRIBUTION | SUNGAI BESAR | Existing | RYB | 11 kV |  |  |  |  | 240_3C_AL_XLPE | S/S POLITEKNIK SABAK BERNAM: | P/E KUARTERS POLITEKNIK: D00475 |  | 1125.225 m |  |  |  | 3 | 2
252142675 | TNB | DISTRIBUTION | SUNGAI BESAR | Existing | RYB | 11 kV |  |  |  |  | 240_3C_AL_XLPE | PT 11 P/PANJANG: D00075 | PT 10 SG NIBONG: D00077 |  | 32.404 m |  |  |  | 3 | 1
252143135 | TNB | DISTRIBUTION | SUNGAI BESAR | Existing | RYB | 11 kV |  |  |  |  | 240_3C_AL_XLPE | P/E KAMPUNG BARU: D00296 | P/E KAMPUNG DUNGUN: D00299 |  | 3116.689 m |  |  |  | 3 | 4
252143363 | TNB | DISTRIBUTION | SUNGAI BESAR | Existing | RYB | 11 kV |  |  |  |  | 240_3C_AL_XLPE | P/E TMN TERAP JAYA NO 1: D00647 | P/E TAMAN TERAP JAYA NO 2: D00621 |  | 148.643 m |  |  |  | 3 | 2
252143375 | TNB | DISTRIBUTION | SUNGAI BESAR | Existing | RYB | 11 kV |  |  |  |  | 240_3C_AL_XLPE | P/E LPN BAGAN TERAP: D00675 | P/E TMN TERAP JAYA NO 1: D00649 |  | 945.041 m |  |  |  | 3 | 2
252143644 | TNB | DISTRIBUTION | SUNGAI BESAR | Existing | RYB | 11 kV |  |  |  |  | 240_3C_AL_XLPE | TALIKOM S/BESAR: D00111 | JLN MAHSURI: D00113 |  | 274.962 m |  |  |  | 3 | 2
252143720 | TNB | DISTRIBUTION | SUNGAI BESAR | Existing | RYB | 11 kV |  |  |  |  | 240_3C_AL_XLPE | BGN BETING KEPAH: D00631 | P/E ASIA AQUACULTURE, TELOK RHU: D00636 |  | 81.931 m |  |  |  | 3 | 1
252143883 | TNB | DISTRIBUTION | SUNGAI BESAR | Existing | RYB | 11 kV |  |  |  |  | 240_3C_AL_XLPE | TBK PULAI TENGAH: D00393 | PT 5 BARAT: D00396 |  | 1614.304 m |  |  |  | 3 | 4
252143889 | TNB | DISTRIBUTION | SUNGAI BESAR | Existing | RYB | 11 kV |  |  |  |  | 240_3C_AL_XLPE | PPU SBNM: 6 | P/E SEK AGAMA BT 40: D00286 |  | 197.979 m |  |  |  | 3 | 2
252143894 | TNB | DISTRIBUTION | SUNGAI BESAR | Existing | RYB | 11 kV |  |  |  |  | 240_3C_AL_XLPE | PEKAN PT BARU: D00348 | STN SUIS PARIT BARU: D00339 |  | 690.987 m |  |  |  | 3 | 2
252144236 | TNB | DISTRIBUTION | SUNGAI BESAR | Existing | RYB | 11 kV |  |  |  |  | 240_3C_AL_XLPE | P/E SBBC FASA 2: D00641 | P/E SBBC FASA 1: D05241 |  | 277.925 m |  |  |  | 3 | 2
252144481 | TNB | DISTRIBUTION | SUNGAI BESAR | Existing | RYB | 11 kV |  |  |  |  | 185_3C_AL_PILC | TMN SERENDAH NO 2: D00367 | TMN PERTAMA LOT 771: D00369 |  | 453.853 m |  |  |  | 3 | 1
252144486 | TNB | DISTRIBUTION | SUNGAI BESAR | Existing | RYB | 11 kV |  |  |  |  | 240_3C_AL_XLPE | TMN GEMILANG: D00105 | TALIKOM S/BESAR: D00110 |  | 776.587 m |  |  |  | 3 | 2
252144513 | TNB | DISTRIBUTION | SUNGAI BESAR | Existing | RYB | 11 kV |  |  |  |  | 240_3C_AL_XLPE | K/UDANG PER.NELAYAN SG NIBONG: D00065 | K/UDANG UDAHA: D00063 |  | 1460.298 m |  |  |  | 3 | 2
252144760 | TNB | DISTRIBUTION | SUNGAI BESAR | Existing | RYB | 11 kV |  |  |  |  | 240_3C_AL_XLPE | T/AIR 13 SG NIPAH: D00053 | SM AGAMA SPG 5: D00051 |  | 1221.101 m |  |  |  | 3 | 2
252144771 | TNB | DISTRIBUTION | SUNGAI BESAR | Existing | RYB | 11 kV |  |  |  |  | 240_3C_AL_XLPE | S/LINK PRT 16 SG PANJANG: D00245 | PT 16 NO 1: D00247 |  | 784.806 m |  |  |  | 3 | 2
252145075 | TNB | DISTRIBUTION | SUNGAI BESAR | Existing | RYB | 11 kV |  |  |  |  | 240_3C_AL_XLPE | KG TELUK RHU: D00464 | P/E PUSAT REKREASI BNO: D00460 |  | 4784.076 m |  |  |  | 3 | 4
252145310 | TNB | DISTRIBUTION | SUNGAI BESAR | Existing | RYB | 11 kV |  |  |  |  | 240_3C_AL_XLPE | PPU SBNM: 2 | JOHAN LAND: D00499 |  | 985.402 m |  |  |  | 3 | 6
252145545 | TNB | DISTRIBUTION | SUNGAI BESAR | Existing | RYB | 11 kV |  |  |  |  | 240_3C_AL_XLPE | P/E SEK AGAMA BT 40: D00287 | P/E BT 39 SEKENDI: D00290 |  | 2057.877 m |  |  |  | 3 | 2
252146399 | TNB | DISTRIBUTION | SUNGAI BESAR | Existing | RYB | 11 kV |  |  |  |  | 185_3C_AL_PILC | KG SG BURUNG: D00219 | BGN SG PULAI: D00220 |  | 1642.454 m |  |  |  | 3 | 2
252148121 | TNB | DISTRIBUTION | SUNGAI BESAR | Existing | RYB | 11 kV |  |  |  |  | 240_3C_AL_XLPE | P/E TAMAN SERI NO 2: D00158 | TMN SERI: D00161 |  | 476.774 m |  |  |  | 3 | 2
252148127 | TNB | DISTRIBUTION | SUNGAI BESAR | Existing | RYB | 11 kV |  |  |  |  | 240_3C_AL_XLPE | MEDAN S/BESAR: D00180 | TMN NIRWANA: D00181 |  | 678.395 m |  |  |  | 3 | 2
252148598 | TNB | DISTRIBUTION | SUNGAI BESAR | Existing | RYB | 11 kV |  |  |  |  | 240_3C_AL_XLPE | STADIUM S/BESAR: D00184 | TMN SETIA JAYA: D00017 |  | 353.071 m |  |  |  | 3 | 2
252149320 | TNB | DISTRIBUTION | SUNGAI BESAR | Existing | RYB | 11 kV |  |  |  |  | 240_3C_AL_XLPE | P/E TAMAN SURIA INDAH: D00201 | P/E FU FROZEN: D00706 |  | 2948.642 m |  |  |  | 3 | 4
252149586 | TNB | DISTRIBUTION | SUNGAI BESAR | Existing | RYB | 11 kV |  |  |  |  | 240_3C_AL_XLPE | P/E KUARTERS POLITEKNIK: D00476 | P/E SEK AGAMA SUNGAI LANG: 4 |  | 1058.019 m |  |  |  | 3 | 2
252150073 | TNB | DISTRIBUTION | SUNGAI BESAR | Existing | RYB | 11 kV |  |  |  |  | 240_3C_AL_XLPE | K/UDANG VERECO: D00060 | DEWAN SPG 5: D00048 |  | 2836.096 m |  |  |  | 3 | 2
252150540 | TNB | DISTRIBUTION | SUNGAI BESAR | Existing | RYB | 11 kV |  |  |  |  | 70_1C_AL_XLPE | K/UDANG MAKHLUK LAUTAN: D00196 | TMN BEDENA JAYA: D00198 |  | 934.965 m |  |  |  | 3 | 2
252150974 | TNB | DISTRIBUTION | SUNGAI BESAR | Existing | RYB | 11 kV |  |  |  |  | 240_3C_AL_XLPE | P/E TAMAN PERTAMA FASA 4: D00685 | P/E TMN SERENDAH NO 1: D00364 |  | 18.036 m |  |  |  | 3 | 3
252151091 | TNB | DISTRIBUTION | SUNGAI BESAR | Existing | RYB | 11 kV |  |  |  |  | 240_3C_AL_XLPE | SIM BROTHER: D00171 | MEDAN S/BESAR: D00178 |  | 251.257 m |  |  |  | 3 | 2
252152154 | TNB | DISTRIBUTION | SUNGAI BESAR | Existing | RYB | 11 kV |  |  |  |  | 240_3C_AL_XLPE | BGN BETING KEPAH: D00630 | KG TELUK RHU: D00463 |  | 3295.090 m |  |  |  | 3 | 7
252152160 | TNB | DISTRIBUTION | SUNGAI BESAR | Existing | RYB | 11 kV |  |  |  |  | 240_3C_AL_XLPE | PMU SBSR 132/11kV: 5 | P/E LOJI TAKUNGAN IADA: D06775 |  | 8608.017 m |  |  |  | 3 | 2
252155481 | TNB | DISTRIBUTION | SUNGAI BESAR | Existing | RYB | 11 kV |  |  |  |  | 240_3C_AL_XLPE | PT 10 SG NIBONG: D00078 | SEK MEN DATO' MUSTAFA: D00085 |  | 708.339 m |  |  |  | 3 | 1
252155486 | TNB | DISTRIBUTION | SUNGAI BESAR | Existing | RYB | 11 kV |  |  |  |  | 240_3C_AL_XLPE | BGN 6: D00163 | PADAT SG BESAR NO 2: D00645 |  | 710.119 m |  |  |  | 3 | 2
252155535 | TNB | DISTRIBUTION | SUNGAI BESAR | Existing | RYB | 11 kV |  |  |  |  | 240_3C_AL_XLPE | P/E TAMAN PURNAMA: D00005 | P/E TAMAN PERDANA NO 1: D00008 |  | 1355.160 m |  |  |  | 3 | 2
252155997 | TNB | DISTRIBUTION | SUNGAI BESAR | Existing | RYB | 11 kV |  |  |  |  | 240_3C_AL_XLPE | KG TBK TENGAH: D00428 | P/E SIMPANG SEKENDI: D00385 [OFF] |  | 1712.607 m |  |  |  | 3 | 2
252156244 | TNB | DISTRIBUTION | SUNGAI BESAR | Existing | RYB | 11 kV |  |  |  |  | 240_3C_AL_XLPE | JLN MAHSURI: D00115 | ARKED MARA: D00116 |  | 517.087 m |  |  |  | 3 | 2
252164560 | TNB | DISTRIBUTION | SUNGAI BESAR | Existing | RYB | 11 kV |  |  |  |  | 240_3C_AL_XLPE | SW/STN JOHAN LAND: D00500 | TMN FERI: D00597 [OFF] |  | 854.562 m |  |  |  | 3 | 4
252164976 | TNB | DISTRIBUTION | SUNGAI BESAR | Existing | RYB | 11 kV |  |  |  |  | 240_3C_AL_XLPE | VIP: D00532 | PUSAT REKREASI S/BERNAM: D00535 |  | 382.489 m |  |  |  | 3 | 2
252166224 | TNB | DISTRIBUTION | SUNGAI BESAR | Existing | RYB | 11 kV |  |  |  |  | 70_3C_AL_PILC | S/LINK PRT 10 SG PANJANG: D00276 | PT 10 GAMBUT: D00278 |  | 903.396 m |  |  |  | 3 | 3
252166542 | TNB | DISTRIBUTION | SUNGAI BESAR | Existing | RYB | 11 kV |  |  |  |  | 185_3C_AL_PILC | TMN SERI: D00159 | BGN 6: D00162 |  | 766.093 m |  |  |  | 3 | 2
252167391 | TNB | DISTRIBUTION | SUNGAI BESAR | Existing | RYB | 11 kV |  |  |  |  | 240_3C_AL_XLPE | P/E TAMAN WAWASAN: D00586 | SEK ABD RAHMAN PUTRA: D00588 |  | 1585.351 m |  |  |  | 3 | 2
252167918 | TNB | DISTRIBUTION | SUNGAI BESAR | Existing | RYB | 11 kV |  |  |  |  | 240_3C_AL_XLPE | SG LANG (ILDAS) DAKWAH: D00360 | P/E PUAS: D00359 |  | 495.381 m |  |  |  | 3 | 1
252169267 | TNB | DISTRIBUTION | SUNGAI BESAR | Existing | RYB | 11 kV |  |  |  |  | 240_3C_AL_XLPE | P/E SBBC FASA 1: D05244 | P/E TAMAN PURNAMA: D00004 |  | 868.662 m |  |  |  | 3 | 2
252169381 | TNB | DISTRIBUTION | SUNGAI BESAR | Existing | RYB | 11 kV |  |  |  |  | 240_3C_AL_XLPE | P/E TAMAN BAYU: D00026 | TMN PADU PERMAI NO 2: D00027 |  | 421.113 m |  |  |  | 3 | 1
252169486 | TNB | DISTRIBUTION | SUNGAI BESAR | Existing | RYB | 11 kV |  |  |  |  | 240_3C_AL_XLPE | S/LINK PARIT 8 SG PANJANG: D00271 | SDIK HOLDING: D00663 |  | 2330.679 m |  |  |  | 3 | 10
252169491 | TNB | DISTRIBUTION | SUNGAI BESAR | Existing | RYB | 11 kV |  |  |  |  | 240_3C_AL_XLPE | P/PADAT PARIT 12 LUNDANG: D00419 | P/E LPN BAGAN TERAP: D00555 |  | 1528.859 m |  |  |  | 3 | 2
252169519 | TNB | DISTRIBUTION | SUNGAI BESAR | Existing | RYB | 11 kV |  |  |  |  | 240_3C_AL_XLPE | TMN PADU PERMAI: D00015 | TMN SETIA JAYA: D00019 [OFF] |  | 936.638 m |  |  |  | 3 | 2
252169682 | TNB | DISTRIBUTION | SUNGAI BESAR | Existing | RYB | 11 kV |  |  |  |  | 240_3C_AL_XLPE | P/E SG BERNAM QUATERS: D00307 | P/E SG BERNAM DIVISION 1: D00310 |  | 1854.841 m |  |  |  | 3 | 2
252169787 | TNB | DISTRIBUTION | SUNGAI BESAR | Existing | RYB | 11 kV |  |  |  |  | 70_1C_AL_XLPE | PAT KG TBK JAWA: D00446 | KG TBK MUFRAD: D00448 |  | 3009.164 m |  |  |  | 3 | 2
252170306 | TNB | DISTRIBUTION | SUNGAI BESAR | Existing | RYB | 11 kV |  |  |  |  | 240_3C_AL_XLPE | P/E KILANG BERAS LPN SG BESAR: D00093 | P/E PEJABAT KERAJAAN: D00097 |  | 1236.519 m |  |  |  | 3 | 2
252170519 | TNB | DISTRIBUTION | SUNGAI BESAR | Existing | RYB | 11 kV |  |  |  |  | 240_3C_AL_XLPE | BGN 2 S/BESAR: D00174 | KLG FISH BALL BGN 4: D00175 |  | 925.130 m |  |  |  | 3 | 1
252171645 | TNB | DISTRIBUTION | SUNGAI BESAR | Existing | RYB | 11 kV |  |  |  |  | 240_3C_AL_XLPE | P/E TMN PADU PERMAI NO 3: D00031 | P/E TERNAK LEMBU: D00691 |  | 3154.056 m |  |  |  | 3 | 2
252171746 | TNB | DISTRIBUTION | SUNGAI BESAR | Existing | RYB | 11 kV |  |  |  |  | 240_3C_AL_XLPE | SIMPANG BNO: D00454 | SEK MUNSHI ABDULLAH: D00457 |  | 4832.394 m |  |  |  | 3 | 2
252171928 | TNB | DISTRIBUTION | SUNGAI BESAR | Existing | RYB | 11 kV |  |  |  |  | 240_3C_AL_XLPE | P/E SG BERNAM DIVISION 1: D00312 | KG DATO' HORMAT: D00314 |  | 4358.112 m |  |  |  | 3 | 2
252172219 | TNB | DISTRIBUTION | SUNGAI BESAR | Existing | RYB | 11 kV |  |  |  |  | 240_3C_AL_XLPE | S.M AGAMA TINGGI BT 38: D00515 | TMN PERPADUAN: D00507 |  | 1769.143 m |  |  |  | 3 | 2
252174432 | TNB | DISTRIBUTION | SUNGAI BESAR | Existing | RYB | 11 kV |  |  |  |  | 240_3C_AL_XLPE | S/LINK PRT 16 SG PANJANG: D00246 | MERBAU JAYA PT 16: D00253 |  | 998.807 m |  |  |  | 3 | 4
252176019 | TNB | DISTRIBUTION | SUNGAI BESAR | Existing | RYB | 11 kV |  |  |  |  | 240_3C_AL_XLPE | D-SBR-C17-0160: D06821 | P/E TAMAN PERDANA: D00013 |  | 425.648 m |  |  |  | 3 | 1
252177431 | TNB | DISTRIBUTION | SUNGAI BESAR | Existing | RYB | 11 kV |  |  |  |  | 70_1C_AL_XLPE | HAYAT MAJU NO 1: D00564 | P/E HAYAT MAJU NO 3: D00561 [OFF] |  | 243.254 m |  |  |  | 3 | 2
252179292 | TNB | DISTRIBUTION | SUNGAI BESAR | Existing | RYB | 11 kV |  |  |  |  | 240_3C_AL_XLPE | TAMAN MUHIBBAH: G00363 |  |  | 282.286 m |  |  |  | 3 | 1
252179516 | TNB | DISTRIBUTION | SUNGAI BESAR | Existing | RYB | 11 kV |  |  |  |  | 240_3C_AL_XLPE | TMN PERWIRA: D00003 | P/E TAMAN GEMILANG NO 2: D05238 |  | 81.628 m |  |  |  | 3 | 2
252179965 | TNB | DISTRIBUTION | SUNGAI BESAR | Existing | RYB | 11 kV |  |  |  |  | 70_1C_AL_XLPE |  |  |  | 17.623 m |  |  |  | 3 | 0
252179981 | TNB | DISTRIBUTION | SUNGAI BESAR | Existing | RYB | 11 kV |  |  |  |  | 240_3C_AL_XLPE | TELUK BELANGGA: D00349 | P/E SEK REN AGAMA PARIT BARU: D06769 |  | 3247.420 m |  |  |  | 3 | 2
252180677 | TNB | DISTRIBUTION | SUNGAI BESAR | Existing | RYB | 11 kV |  |  |  |  | 240_3C_AL_XLPE | P/E PENURUN BAGAN TERAP PT 13 SG PANJANG: D00229 | TBK JAYA PT 13 SG PANJANG: D00233 |  | 1448.313 m |  |  |  | 3 | 3
252180972 | TNB | DISTRIBUTION | SUNGAI BESAR | Existing | RYB | 11 kV |  |  |  |  | 240_3C_AL_XLPE | P/E PENURUN BAGAN TERAP PT 13 SG PANJANG: D00225 | HAYAT MAJU NO 2: D00236 |  | 1837.702 m |  |  |  | 3 | 5
252181452 | TNB | DISTRIBUTION | SUNGAI BESAR | Existing | RYB | 11 kV |  |  |  |  | 240_3C_AL_XLPE | P/E KAMPUNG DUNGUN: D00298 | PAT KAMPUNG TANJUNG JAWA: DOO302 |  | 2706.324 m |  |  |  | 3 | 2
254440466 | TNB | DISTRIBUTION | SUNGAI BESAR | Existing | RYB | 11 kV |  |  |  |  | 7X_500_1C_CU_PVC/PVC |  |  |  | 1.192 m |  |  |  | 7 | 0
254440686 | TNB | DISTRIBUTION | SUNGAI BESAR | Existing | RYB | 11 kV |  |  |  |  | 7X_300_1C_AL_PVC/PVC |  |  |  | 1.179 m |  |  |  | 7 | 0
254440690 | TNB | DISTRIBUTION | SUNGAI BESAR | Existing | RYB | 11 kV |  |  |  |  | 7X_300_1C_AL_PVC/PVC |  |  |  | 1.108 m |  |  |  | 7 | 0
254440694 | TNB | DISTRIBUTION | SUNGAI BESAR | Existing | RYB | 11 kV |  |  |  |  | 7X_300_1C_AL_PVC/PVC |  |  |  | 1.154 m |  |  |  | 7 | 0
254440698 | TNB | DISTRIBUTION | SUNGAI BESAR | Existing | RYB | 11 kV |  |  |  |  | 4X_300_1C_AL_PVC/PVC |  |  |  | 1.111 m |  |  |  | 4 | 0
254440750 | TNB | DISTRIBUTION | SUNGAI BESAR | Existing | RYB | 11 kV |  |  |  |  | 7X_300_1C_AL_PVC/PVC |  |  |  | 1.185 m |  |  |  | 7 | 0
254442126 | TNB | DISTRIBUTION | SUNGAI BESAR | Existing | RYB | 11 kV |  |  |  |  | 7X_300_1C_AL_PVC/PVC |  |  |  | 1.122 m |  |  |  | 7 | 0
254442130 | TNB | DISTRIBUTION | SUNGAI BESAR | Existing | RYB | 11 kV |  |  |  |  | 7X_300_1C_AL_PVC/PVC |  |  |  | 1.155 m |  |  |  | 7 | 0
254442134 | TNB | DISTRIBUTION | SUNGAI BESAR | Existing | RYB | 11 kV |  |  |  |  | 7X_500_1C_CU_PVC/PVC |  |  |  | 1.137 m |  |  |  | 7 | 0
254442478 | TNB | DISTRIBUTION | SUNGAI BESAR | Existing | RYB | 11 kV |  |  |  |  | 7X_500_1C_AL_PVC/PVC |  |  |  | 1.135 m |  |  |  | 7 | 0
254442482 | TNB | DISTRIBUTION | SUNGAI BESAR | Existing | RYB | 11 kV |  |  |  |  | 7X_500_1C_AL_PVC/PVC |  |  |  | 1.148 m |  |  |  | 7 | 0
254442486 | TNB | DISTRIBUTION | SUNGAI BESAR | Existing | RYB | 11 kV |  |  |  |  | 7X_500_1C_CU_PVC/PVC |  |  |  | 1.156 m |  |  |  | 7 | 0
254442490 | TNB | DISTRIBUTION | SUNGAI BESAR | Existing | RYB | 11 kV |  |  |  |  | 7X_300_1C_AL_PVC/PVC |  |  |  | 1.166 m |  |  |  | 7 | 0
254446054 | TNB | DISTRIBUTION | SUNGAI BESAR | Existing | RYB | 11 kV |  |  |  |  | 7X_500_1C_CU_PVC/PVC |  |  |  | 1.107 m |  |  |  | 7 | 0
254446510 | TNB | DISTRIBUTION | SUNGAI BESAR | Existing | RYB | 11 kV |  |  |  |  | 7X_300_1C_AL_PVC/PVC |  |  |  | 1.053 m |  |  |  | 7 | 0
254446514 | TNB | DISTRIBUTION | SUNGAI BESAR | Existing | RYB | 11 kV |  |  |  |  | 7X_500_1C_AL_PVC/PVC |  |  |  | 1.093 m |  |  |  | 7 | 0
254446526 | TNB | DISTRIBUTION | SUNGAI BESAR | Existing | RYB | 11 kV |  |  |  |  | 7X_300_1C_AL_PVC/PVC |  |  |  | 1.154 m |  |  |  | 7 | 0
254446538 | TNB | DISTRIBUTION | SUNGAI BESAR | Existing | RYB | 11 kV |  |  |  |  | 7X_500_1C_AL_PVC/PVC |  |  |  | 0.893 m |  |  |  | 7 | 0
254452062 | TNB | DISTRIBUTION | SUNGAI BESAR | Existing | RYB | 11 kV |  |  |  |  | 4X_300_1C_AL_PVC/PVC |  |  |  | 1.104 m |  |  |  | 4 | 0
254452074 | TNB | DISTRIBUTION | SUNGAI BESAR | Existing | RYB | 11 kV |  |  |  |  | 7X_300_1C_AL_PVC/PVC |  |  |  | 1.143 m |  |  |  | 7 | 0
254452098 | TNB | DISTRIBUTION | SUNGAI BESAR | Existing | RYB | 11 kV |  |  |  |  | 7X_300_1C_AL_PVC/PVC |  |  |  | 1.138 m |  |  |  | 7 | 0
254452110 | TNB | DISTRIBUTION | SUNGAI BESAR | Existing | RYB | 11 kV |  |  |  |  | 7X_300_1C_AL_PVC/PVC |  |  |  | 1.122 m |  |  |  | 7 | 0
254452870 | TNB | DISTRIBUTION | SUNGAI BESAR | Existing | RYB | 11 kV |  |  |  |  | 7X_500_1C_CU_PVC/PVC |  |  |  | 1.152 m |  |  |  | 7 | 0
254455082 | TNB | DISTRIBUTION | SUNGAI BESAR | Existing | RYB | 11 kV |  |  |  |  | 7X_300_1C_AL_PVC/PVC |  |  |  | 1.039 m |  |  |  | 7 | 0
254455086 | TNB | DISTRIBUTION | SUNGAI BESAR | Existing | RYB | 11 kV |  |  |  |  | 7X_300_1C_AL_PVC/PVC |  |  |  | 1.153 m |  |  |  | 7 | 0
254455102 | TNB | DISTRIBUTION | SUNGAI BESAR | Existing | RYB | 11 kV |  |  |  |  | 7X_300_1C_AL_PVC/PVC |  |  |  | 1.083 m |  |  |  | 7 | 0
254455106 | TNB | DISTRIBUTION | SUNGAI BESAR | Existing | RYB | 11 kV |  |  |  |  | 4X_300_1C_AL_PVC/PVC |  |  |  | 1.143 m |  |  |  | 4 | 0
254513768 | TNB | DISTRIBUTION | SUNGAI BESAR | Existing | RYB | 11 kV |  |  |  |  | 7X_300_1C_AL_PVC/PVC |  |  |  | 1.107 m |  |  |  | 7 | 0
254514172 | TNB | DISTRIBUTION | SUNGAI BESAR | Existing | RYB | 11 kV |  |  |  |  | 7X_300_1C_AL_PVC/PVC |  |  |  | 1.808 m |  |  |  | 7 | 0
254515708 | TNB | DISTRIBUTION | SUNGAI BESAR | Existing | RYB | 11 kV |  |  |  |  | 7X_300_1C_AL_PVC/PVC |  |  |  | 1.147 m |  |  |  | 7 | 0
254525892 | TNB | DISTRIBUTION | SUNGAI BESAR | Existing | RYB | 11 kV |  |  |  |  | 7X_500_1C_AL_PVC/PVC |  |  |  | 1.140 m |  |  |  | 7 | 0
254528549 | TNB | DISTRIBUTION | SUNGAI BESAR | Existing | RYB | 11 kV |  |  |  |  | 4X_300_1C_AL_PVC/PVC |  |  |  | 1.143 m |  |  |  | 4 | 0
254530029 | TNB | DISTRIBUTION | SUNGAI BESAR | Existing | RYB | 11 kV |  |  |  |  | 7X_300_1C_AL_PVC/PVC |  |  |  | 1.131 m |  |  |  | 7 | 0
254531205 | TNB | DISTRIBUTION | SUNGAI BESAR | Existing | RYB | 11 kV |  |  |  |  | 7X_500_1C_CU_PVC/PVC |  |  |  | 1.141 m |  |  |  | 7 | 0
254532757 | TNB | DISTRIBUTION | SUNGAI BESAR | Existing | RYB | 11 kV |  |  |  |  | 7X_300_1C_AL_PVC/PVC |  |  |  | 1.116 m |  |  |  | 7 | 0
254544445 | TNB | DISTRIBUTION | SUNGAI BESAR | Existing | RYB | 11 kV |  |  |  |  | 7X_500_1C_CU_PVC/PVC |  |  |  | 1.105 m |  |  |  | 7 | 0
254544509 | TNB | DISTRIBUTION | SUNGAI BESAR | Existing | RYB | 11 kV |  |  |  |  | 7X_500_1C_CU_PVC/PVC |  |  |  | 1.146 m |  |  |  | 7 | 0
254547525 | TNB | DISTRIBUTION | SUNGAI BESAR | Existing | RYB | 11 kV |  |  |  |  | 7X_500_1C_CU_PVC/PVC |  |  |  | 1.107 m |  |  |  | 7 | 0
254547561 | TNB | DISTRIBUTION | SUNGAI BESAR | Existing | RYB | 11 kV |  |  |  |  | 7X_500_1C_CU_PVC/PVC |  |  |  | 1.182 m |  |  |  | 7 | 0
254548837 | TNB | DISTRIBUTION | SUNGAI BESAR | Existing | RYB | 11 kV |  |  |  |  | 7X_300_1C_AL_PVC/PVC |  |  |  | 1.111 m |  |  |  | 7 | 0
254562651 | TNB | DISTRIBUTION | SUNGAI BESAR | Existing | RYB | 11 kV |  |  |  |  | 7X_500_1C_AL_PVC/PVC |  |  |  | 1.124 m |  |  |  | 7 | 0
377292793 | TNB | DISTRIBUTION | SUNGAI BESAR | Existing | RYB | 33 kV |  |  |  |  | 240_3C_AL_XLPE | PMU SBSR 132/33 kV: 9L5 | PPU SBNM: |  | 14.906 m |  |  |  | 3 | 0
377292797 | TNB | DISTRIBUTION | SUNGAI BESAR | Existing | RYB | 33 kV |  |  |  |  | 240_3C_AL_XLPE | PMU SBSR 132/33 kV: 9L5 | PPU SBNM: |  | 74.487 m |  |  | Fdr 9 | 3 | 0
377644839 | TNB | DISTRIBUTION | SUNGAI BESAR | Existing | RYB | 11 kV |  |  |  |  | 240_3C_AL_XLPE | P/E TAMAN GEMILANG NO 2: D05240 | P/E MCDONALD SG BESAR: D06781 |  | 92.713 m |  |  |  | 3 | 0
377644844 | TNB | DISTRIBUTION | SUNGAI BESAR | Existing | RYB | 11 kV |  |  |  |  | 240_3C_AL_XLPE | P/E MCDONALD SG BESAR: D06782 | SBBC FASA 3: D00657 |  | 275.836 m |  |  |  | 3 | 0
377647306 | TNB | DISTRIBUTION | SUNGAI BESAR | Existing | RYB | 11 kV |  |  |  |  | 240_3C_AL_XLPE | PPU SGBR: 3 | P/E TMN BEDENA 2: D06740 |  | 537.396 m |  |  |  | 3 | 0
377647311 | TNB | DISTRIBUTION | SUNGAI BESAR | Existing | RYB | 11 kV |  |  |  |  | 240_3C_AL_XLPE | P/E TMN BEDENA 2: D06743 | TMN SETIA JAYA: D00020 [OFF] |  | 898.568 m |  |  |  | 3 | 0
377647320 | TNB | DISTRIBUTION | SUNGAI BESAR | Existing | RYB | 11 kV |  |  |  |  | 240_3C_AL_XLPE | P/E TMN BEDENA 2: D06742 | P/E BOMBA SG BESAR: D00021 |  | 993.861 m |  |  |  | 3 | 0
377647612 | TNB | DISTRIBUTION | SUNGAI BESAR | Existing | RYB | 11 kV |  |  |  |  | 240_3C_AL_XLPE | P/E MAHKAMAH: D00723 | P/E TAMAN BAYU: D00025 |  | 13.216 m |  |  |  | 3 | 0
377647621 | TNB | DISTRIBUTION | SUNGAI BESAR | Existing | RYB | 11 kV |  |  |  |  | 240_3C_AL_XLPE | P/E BOMBA SG BESAR: D00022 | P/E MAHKAMAH: D00721 |  | 576.995 m |  |  |  | 3 | 0
377648087 | TNB | DISTRIBUTION | SUNGAI BESAR | Existing | RYB | 11 kV |  |  |  |  | 240_3C_AL_XLPE | TMN PADU PERMAI NO 2: D00028 |  |  | 418.569 m |  |  |  | 3 | 0
377958127 | TNB | DISTRIBUTION | SUNGAI BESAR | Existing | RYB | 11 kV |  |  |  |  | 240_3C_AL_XLPE | P/E KOKO FAMA ASSAYAKI: D00138 | D-SBR-C17-0164: D06824 |  | 666.502 m |  |  |  | 3 | 0
377958132 | TNB | DISTRIBUTION | SUNGAI BESAR | Existing | RYB | 11 kV |  |  |  |  | 240_3C_AL_XLPE | D-SBR-C17-0164: D06826 | D-SBR-C17-0165: D06827 |  | 356.052 m |  |  |  | 3 | 0
377958137 | TNB | DISTRIBUTION | SUNGAI BESAR | Existing | RYB | 11 kV |  |  |  |  | 240_3C_AL_XLPE | D-SBR-C17-0165: D06829 | P/E BLACKTOP: D00141 |  | 335.504 m |  |  |  | 3 | 0
379374950 | TNB | DISTRIBUTION | SUNGAI BESAR | Existing | RYB | 11 kV |  |  |  |  | 240_3C_AL_XLPE | P/E JALAN ANGGERIK: D00120 | TMN PENGGAWA: D00124 |  | 35.009 m |  |  |  | 3 | 0
379374954 | TNB | DISTRIBUTION | SUNGAI BESAR | Existing | RYB | 11 kV |  |  |  |  | 240_3C_AL_XLPE | TMN PENGGAWA: D00125 | P/E ELEYSS PARK: D00699 |  | 35.053 m |  |  |  | 3 | 0
379375075 | TNB | DISTRIBUTION | SUNGAI BESAR | Existing | RYB | 11 kV |  |  |  |  | 240_3C_AL_XLPE | TMN PENGGAWA: D00125 | P/E ELEYSS PARK: D00699 |  | 25.041 m |  |  |  | 3 | 0
379375080 | TNB | DISTRIBUTION | SUNGAI BESAR | Existing | RYB | 11 kV |  |  |  |  | 240_3C_AL_XLPE | P/E ELEYSS PARK: D00701 | P/E TAMAN BUDIMAN: D06757 |  | 23.835 m |  |  |  | 3 | 0
379375707 | TNB | DISTRIBUTION | SUNGAI BESAR | Existing | RYB | 11 kV |  |  |  |  | 240_3C_AL_XLPE | P/E SIMPANG TEBUK PULAI: D00681 | P/E SIMPANG TEBUK PULAI: D00682 [OFF] |  | 2.160 m |  |  |  | 3 | 0
379376007 | TNB | DISTRIBUTION | SUNGAI BESAR | Existing | RYB | 11 kV |  |  |  |  | 240_3C_AL_XLPE | PT 5 BARAT: D00397 | PT 3 1/2 BARAT: D00399 |  | 31.318 m |  |  |  | 3 | 0
379376192 | TNB | DISTRIBUTION | SUNGAI BESAR | Existing | RYB | 11 kV |  |  |  |  | 240_3C_AL_XLPE | PT 5 BARAT: D00397 | PT 3 1/2 BARAT: D00399 |  | 46.160 m |  |  |  | 3 | 0
379376197 | TNB | DISTRIBUTION | SUNGAI BESAR | Existing | RYB | 11 kV |  |  |  |  | 240_3C_AL_XLPE | PT 3 1/2 BARAT: D00400 | PT 2 BARAT: D00402 |  | 33.995 m |  |  |  | 3 | 0
379376296 | TNB | DISTRIBUTION | SUNGAI BESAR | Existing | RYB | 11 kV |  |  |  |  | 240_3C_AL_XLPE | PT 3 1/2 BARAT: D00400 | PT 2 BARAT: D00402 |  | 14.841 m |  |  |  | 3 | 0
379376965 | TNB | DISTRIBUTION | SUNGAI BESAR | Existing | RYB | 11 kV |  |  |  |  | 7X_500_1C_CU_PVC/PVC |  |  |  | 1.196 m |  |  |  | 7 | 0
379377406 | TNB | DISTRIBUTION | SUNGAI BESAR | Existing | RYB | 11 kV |  |  |  |  | 7X_300_1C_AL_PVC/PVC |  |  |  | 1.228 m |  |  |  | 7 | 0
379377789 | TNB | DISTRIBUTION | SUNGAI BESAR | Existing | RYB | 11 kV |  |  |  |  | 240_3C_AL_XLPE | P/E FU FROZEN: D00708 | P/E FIBRECO: D00626 |  | 345.210 m |  |  |  | 3 | 0
379377897 | TNB | DISTRIBUTION | SUNGAI BESAR | Existing | RYB | 11 kV |  |  |  |  | 240_3C_AL_XLPE | P/E FIBRECO: D00624 | P/E ASRAMA DESA: D00692 |  | 821.815 m |  |  |  | 3 | 0
379377981 | TNB | DISTRIBUTION | SUNGAI BESAR | Existing | RYB | 11 kV |  |  |  |  | 240_3C_AL_XLPE | P/E ASRAMA DESA: D00695 | BGN SG BURUNG NO 2: D00207 |  | 1463.553 m |  |  |  | 3 | 0
379377989 | TNB | DISTRIBUTION | SUNGAI BESAR | Existing | RYB | 11 kV | YES | Class D |  |  | 240_3C_AL_XLPE | P/E TAMAN AROWANA: D06832 | THAI LIAN: D00212 |  | 401.607 m |  |  |  | 3 | 0
379378272 | TNB | DISTRIBUTION | SUNGAI BESAR | Existing | RYB | 11 kV |  |  |  |  | 240_3C_AL_XLPE | THAI LIAN: D00211 | SEKENDI INDUSTRIES: D00213 |  | 696.752 m |  |  |  | 3 | 0
379378950 | TNB | DISTRIBUTION | SUNGAI BESAR | Existing | RYB | 11 kV |  |  |  |  | 240_3C_AL_XLPE | PT 5 GAMBUT: D00714 | P/E HJ MAHIDIN PT 7 GAMBUT: D06809 |  | 23.080 m |  |  |  | 3 | 0
379378964 | TNB | DISTRIBUTION | SUNGAI BESAR | Existing | RYB | 11 kV |  |  |  |  | 240_3C_AL_XLPE | PT 5 GAMBUT: D00714 | P/E HJ MAHIDIN PT 7 GAMBUT: D06809 |  | 660.195 m |  |  |  | 3 | 0
379378974 | TNB | DISTRIBUTION | SUNGAI BESAR | Existing | RYB | 11 kV |  |  |  |  | 240_3C_AL_XLPE | P/E REBAN AYAM DATO GHAZALI: D06818 |  |  | 47.232 m |  |  |  | 3 | 0
379383598 | TNB | DISTRIBUTION | SUNGAI BESAR | Existing | RYB | 11 kV |  |  |  |  | 240_3C_AL_XLPE | P/E YU CHEN PENG: D60744 | TBK MARSO: D00034 |  | 2498.800 m |  |  |  | 3 | 0
379396750 | TNB | DISTRIBUTION | SUNGAI BESAR | Existing | RYB | 11 kV |  |  |  |  | 240_3C_AL_XLPE | P/E PUAS: D00357 | INS. PERAKUNAN NEGARA (IPN): D00355 |  | 63.815 m |  |  |  | 3 | 0
379397249 | TNB | DISTRIBUTION | SUNGAI BESAR | Existing | RYB | 11 kV |  |  |  |  | 240_3C_AL_XLPE | STN SUIS PARIT BARU: D00337 | PAT KG PT BARU BAROH: D00340 |  | 899.743 m |  |  |  | 3 | 0
379398071 | TNB | DISTRIBUTION | SUNGAI BESAR | Existing | RYB | 11 kV |  |  |  |  | 240_3C_AL_XLPE | PPU SGLG: 1 | S/S POLITEKNIK SABAK BERNAM: |  | 93.879 m |  |  |  | 3 | 0
379398075 | TNB | DISTRIBUTION | SUNGAI BESAR | Existing | RYB | 11 kV |  |  |  |  | 240_3C_AL_XLPE | PPU SGLG: 4 | S/S POLITEKNIK SABAK BERNAM: |  | 95.801 m |  |  |  | 3 | 0
379398385 | TNB | DISTRIBUTION | SUNGAI BESAR | Existing | RYB | 11 kV |  |  |  |  | 240_3C_AL_XLPE | BGN BETING KEPAH: D00466 | BGN BETING KEPAH: D00629 |  | 2.830 m |  |  |  | 3 | 0
379399085 | TNB | DISTRIBUTION | SUNGAI BESAR | Existing | RYB | 11 kV |  |  |  |  | 240_3C_AL_XLPE | PAT KG PT BARU BAROH: D00341 | P/E BAGAN PARIT BARU: D00343 |  | 1402.567 m |  |  |  | 3 | 0
379499426 | TNB | DISTRIBUTION | SUNGAI BESAR | Existing | RYB | 11 kV |  |  |  |  | 240_3C_AL_XLPE | PPU SBNM: 1 | STN SUIS TORKINTON: D00490 |  | 1461.784 m |  |  |  | 3 | 0
379499460 | TNB | DISTRIBUTION | SUNGAI BESAR | Existing | RYB | 11 kV |  |  |  |  | 240_3C_AL_XLPE | STN SUIS TORKINTON: D00491 | PUMP HOUSE TORKINTON: D00492 |  | 916.469 m |  |  |  | 3 | 0
379500740 | TNB | DISTRIBUTION | SUNGAI BESAR | Existing | RYB | 11 kV |  |  |  |  | 240_3C_AL_XLPE | JOHAN LAND: D00498 | SW/STN JOHAN LAND: D00501 |  | 29.569 m |  |  |  | 3 | 0
379501267 | TNB | DISTRIBUTION | SUNGAI BESAR | Existing | RYB | 11 kV |  |  |  |  | 240_3C_AL_XLPE | P/E KOLEJ KOMUNITI: D00528 | P/E SEK UNGKU AZIZ: D00705 |  | 464.893 m |  |  |  | 3 | 0
379501565 | TNB | DISTRIBUTION | SUNGAI BESAR | Existing | RYB | 11 kV |  |  |  |  | 240_3C_AL_XLPE | PUSAT REKREASI S/BERNAM: D00534 | P/E PUSAT PERLINDUNGAN WANITA: D00730 |  | 397.277 m |  |  |  | 3 | 0
379501877 | TNB | DISTRIBUTION | SUNGAI BESAR | Existing | RYB | 11 kV |  |  |  |  | 240_3C_AL_XLPE | PEKAN S/BERNAM: D00503 | P/PADAT MEDAN SELERA MDSB: D00686 [OFF] |  | 221.862 m |  |  |  | 3 | 0
379501892 | TNB | DISTRIBUTION | SUNGAI BESAR | Existing | RYB | 11 kV |  |  |  |  | 240_3C_AL_XLPE | P/E PUSAT NIAGA BT 40: D06808 | P/PADAT MEDAN SELERA MDSB: D00688 |  | 250.107 m |  |  |  | 3 | 0
379501993 | TNB | DISTRIBUTION | SUNGAI BESAR | Existing | RYB | 11 kV |  |  |  |  | 240_3C_AL_XLPE | PPU SBNM: 3 | P/E TAMAN PERTAMA FASA 4: D00683 |  | 18.609 m |  |  |  | 3 | 3
379502474 | TNB | DISTRIBUTION | SUNGAI BESAR | Existing | RYB | 11 kV |  |  |  |  | 240_3C_AL_XLPE | PKNS LOW COST TMN MUHIBAH: D00372 | P/E TAMAN ORKID: D06802 |  | 1965.787 m |  |  |  | 3 | 0
379502957 | TNB | DISTRIBUTION | SUNGAI BESAR | Existing | RYB | 11 kV |  |  |  |  | 240_3C_AL_XLPE | P/E SIMPANG SEKENDI: D00386 | P/E SIMPANG SEKENDI: D00388 |  | 4.190 m |  |  |  | 3 | 0
379503284 | TNB | DISTRIBUTION | SUNGAI BESAR | Existing | RYB | 11 kV |  |  |  |  | 240_3C_AL_XLPE | TMN PERPADUAN: D00508 | TAMAN RAYA NO 2: D00666 |  | 894.439 m |  |  |  | 3 | 1
379503573 | TNB | DISTRIBUTION | SUNGAI BESAR | Existing | RYB | 11 kV |  |  |  |  | 240_3C_AL_XLPE | PPU SBNM: 4 | P/E TMN BERLIAN: D00724 |  | 496.865 m |  |  |  | 3 | 3
379547037 | TNB | DISTRIBUTION | SUNGAI BESAR | Existing | RYB | 11 kV |  |  |  |  | 240_3C_AL_XLPE | TMN FERI: D00596 | HOSPITAL S/BERNAM: D00486 [OFF] |  | 17.993 m |  |  |  | 3 | 0
379547141 | TNB | DISTRIBUTION | SUNGAI BESAR | Existing | RYB | 11 kV |  |  |  |  | 240_3C_AL_XLPE | PPU SBNM: 5 | P/E RUMAH KEDAI SB PERDANA: S05873 |  | 23.534 m |  |  |  | 3 | 0
379547147 | TNB | DISTRIBUTION | SUNGAI BESAR | Existing | RYB | 11 kV |  |  |  |  | 240_3C_AL_XLPE | P/E RUMAH KEDAI SB PERDANA: S05875 | P/E TAMAN PLATINUM: D06791 |  | 27.205 m |  |  |  | 3 | 0
379547252 | TNB | DISTRIBUTION | SUNGAI BESAR | Existing | RYB | 11 kV |  |  |  |  | 240_3C_AL_XLPE | P/E RUMAH KEDAI SB PERDANA: S05875 | P/E TAMAN PLATINUM: D06791 |  | 33.323 m |  |  |  | 3 | 0
379547256 | TNB | DISTRIBUTION | SUNGAI BESAR | Existing | RYB | 11 kV |  |  |  |  | 240_3C_AL_XLPE | P/E TAMAN PLATINUM: D06793 | TAMAN PERTAMA NO 2: D00669 |  | 35.240 m |  |  |  | 3 | 0
379547356 | TNB | DISTRIBUTION | SUNGAI BESAR | Existing | RYB | 11 kV |  |  |  |  | 240_3C_AL_XLPE | TAMAN PERTAMA NO 2: D00671 | IKS JALAN AIR MANIS: D00423 |  | 493.274 m |  |  |  | 3 | 0
379547551 | TNB | DISTRIBUTION | SUNGAI BESAR | Existing | RYB | 11 kV |  |  |  |  | 240_3C_AL_XLPE | IKS JALAN AIR MANIS: D00422 | P/E RT AIR MANIS NO 1: D00657 |  | 368.945 m |  |  |  | 3 | 2
379547556 | TNB | DISTRIBUTION | SUNGAI BESAR | Existing | RYB | 11 kV |  |  |  |  | 240_3C_AL_XLPE | P/E RT AIR MANIS NO 1: D00659 | P/E RT AIR MANIS NO 2: D00660 |  | 509.042 m |  |  |  | 3 | 0
379547655 | TNB | DISTRIBUTION | SUNGAI BESAR | Existing | RYB | 11 kV |  |  |  |  | 240_3C_AL_XLPE | P/E RT AIR MANIS NO 2: D00662 | SCENICA (PURE MANUFACTURING): D00426 |  | 1184.807 m |  |  |  | 3 | 0
379548277 | TNB | DISTRIBUTION | SUNGAI BESAR | Existing | RYB | 11 kV |  |  |  |  | 4X_300_1C_AL_PVC/PVC |  |  |  | 0.874 m |  |  |  | 4 | 0
379548381 | TNB | DISTRIBUTION | SUNGAI BESAR | Existing | RYB | 11 kV |  |  |  |  | 240_3C_AL_XLPE | KG BANTING H/P: D00437 |  |  | 12.412 m |  |  |  | 3 | 0
379548481 | TNB | DISTRIBUTION | SUNGAI BESAR | Existing | RYB | 11 kV |  |  |  |  | 240_3C_AL_XLPE |  | KG TBK BERIHUN: D00439 |  | 11.460 m |  |  |  | 3 | 0
379549854 | TNB | DISTRIBUTION | SUNGAI BESAR | Existing | RYB | 11 kV |  |  |  |  | 240_3C_AL_XLPE | P/E PADAT IBU SAWAT TM SG AIR TAWAR: D06815 | PEKAN SG AIR TAWAR: D00318 |  | 189.004 m |  |  |  | 3 | 0
379549975 | TNB | DISTRIBUTION | SUNGAI BESAR | Existing | RYB | 11 kV |  |  |  |  | 240_3C_AL_XLPE | PPU SBNM: 3 | P/E TAMAN PERTAMA FASA 4: D00683 |  | 34.599 m |  |  |  | 3 | 0
379549979 | TNB | DISTRIBUTION | SUNGAI BESAR | Existing | RYB | 11 kV |  |  |  |  | 240_3C_AL_XLPE | P/E TMN SERENDAH NO 1: D00365 | TMN SERENDAH NO 2: D00366 |  | 183.027 m |  |  |  | 3 | 0
379550009 | TNB | DISTRIBUTION | SUNGAI BESAR | Existing | RYB | 11 kV |  |  |  |  | 240_3C_AL_XLPE | P/E KUARTERS TORKINTON: D00643 |  |  | 445.183 m |  |  |  | 3 | 0
379550108 | TNB | DISTRIBUTION | SUNGAI BESAR | Existing | RYB | 11 kV |  |  |  |  | 240_3C_AL_XLPE |  |  |  | 1440.757 m |  |  |  | 3 | 0
379550113 | TNB | DISTRIBUTION | SUNGAI BESAR | Existing | RYB | 11 kV |  |  |  |  | 240_3C_AL_XLPE | P/E SEK REN AGAMA PARIT BARU: D06767 | PEKAN PT BARU: D00347 |  | 1604.920 m |  |  |  | 3 | 0
379550120 | TNB | DISTRIBUTION | SUNGAI BESAR | Existing | RYB | 11 kV |  |  |  |  | 240_3C_AL_XLPE | P/E KOLEJ KOMUNITI: D00528 | P/E SEK UNGKU AZIZ: D00705 |  | 17.678 m |  |  |  | 3 | 0
379550125 | TNB | DISTRIBUTION | SUNGAI BESAR | Existing | RYB | 11 kV |  |  |  |  | 240_3C_AL_XLPE | P/E SEK UNGKU AZIZ: D00703 | VIP: D00531 |  | 17.643 m |  |  |  | 3 | 0
379637028 | TNB | DISTRIBUTION | SUNGAI BESAR | Existing | RYB | 11 kV |  |  |  |  | 240_3C_AL_XLPE | PT 5 GAMBUT: D00268 |  |  | 28.205 m |  |  |  | 3 | 0
379637154 | TNB | DISTRIBUTION | SUNGAI BESAR | Existing | RYB | 11 kV |  |  |  |  | 240_3C_AL_XLPE |  | S/LINK PARIT 8 SG PANJANG: D00270 |  | 48.110 m |  |  |  | 3 | 0
379637158 | TNB | DISTRIBUTION | SUNGAI BESAR | Existing | RYB | 11 kV |  |  |  |  | 240_3C_AL_XLPE | S/LINK PARIT 8 SG PANJANG: D00272 | PT 8 GAMBUT: D00273 |  | 1699.208 m |  |  |  | 3 | 0
379637345 | TNB | DISTRIBUTION | SUNGAI BESAR | Existing | RYB | 11 kV |  |  |  |  | 240_3C_AL_XLPE | SDIK HOLDING: D00713 | P/E REBAN AYAM PARIT 9 GAMBUT NO 1: D00718 |  | 36.611 m |  |  |  | 3 | 0
379637623 | TNB | DISTRIBUTION | SUNGAI BESAR | Existing | RYB | 11 kV |  |  |  |  | 240_3C_AL_XLPE | P/E REBAN AYAM KSR PARIT 9 GAMBUT NO 2: D00674 | S/LINK PRT 10 SG PANJANG: D00275 |  | 866.498 m |  |  |  | 3 | 0
379637851 | TNB | DISTRIBUTION | SUNGAI BESAR | Existing | RYB | 11 kV |  |  |  |  | 70_3C_AL_PILC | PT 10 GAMBUT: D00279 | LINK PT 12 SG PANJANG: D00282 |  | 67.349 m |  |  |  | 3 | 0
379639175 | TNB | DISTRIBUTION | SUNGAI BESAR | Existing | RYB | 11 kV |  |  |  |  | 240_3C_AL_XLPE | P/E LPN BAGAN TERAP: D00675 | P/E LPN BAGAN TERAP: D00676 |  | 5.429 m |  |  |  | 3 | 0
379639827 | TNB | DISTRIBUTION | SUNGAI BESAR | Existing | RYB | 11 kV |  |  |  |  | 185_3C_AL_PILC | SEPINTAS BATU 2: D00709 | P/E REBAN AYAM BT 2 SEPINTAS: D00710 |  | 974.619 m |  |  |  | 3 | 0
379640411 | TNB | DISTRIBUTION | SUNGAI BESAR | Existing | RYB | 11 kV |  |  |  |  | 240_3C_AL_XLPE | S/LINK GANDA SULI: D00571 | GANDA SULI NO 1: D00574 |  | 506.881 m |  |  |  | 3 | 0
379640416 | TNB | DISTRIBUTION | SUNGAI BESAR | Existing | RYB | 11 kV |  |  |  |  | 240_3C_AL_XLPE | GANDA SULI NO 1: D06788 | GANDA SULI NO 1: D06786 |  | 4.863 m |  |  |  | 3 | 0
379640423 | TNB | DISTRIBUTION | SUNGAI BESAR | Existing | RYB | 11 kV |  |  |  |  | 240_3C_AL_XLPE | GANDA SULI NO 1: D00576 | PAT GANDA SULI NO 3: G00580 |  | 4453.371 m |  |  |  | 3 | 0
379640524 | TNB | DISTRIBUTION | SUNGAI BESAR | Existing | RYB | 11 kV |  |  |  |  | 240_3C_AL_XLPE | GANDA SULI NO 1: D06787 | P/E PENURUN TOK KHALIFAH: D06779 |  | 4240.651 m |  |  |  | 3 | 0
379641029 | TNB | DISTRIBUTION | SUNGAI BESAR | Existing | RYB | 11 kV |  |  |  |  | 70_3C_AL_PILC | LINK PT 12 SG PANJANG: D00281 |  |  | 29.116 m |  |  |  | 3 | 0
379689787 | TNB | DISTRIBUTION | SUNGAI BESAR | Existing | RYB | 11 kV |  |  |  |  | 240_3C_AL_XLPE | P/E KILANG BERAS LPN SG BESAR: D00729 | P/E UMNO SG BESAR: D06796 |  | 876.647 m |  |  |  | 3 | 0
379689791 | TNB | DISTRIBUTION | SUNGAI BESAR | Existing | RYB | 11 kV |  |  |  |  | 240_3C_AL_XLPE |  |  |  | 680.502 m |  |  |  | 3 | 0
379689796 | TNB | DISTRIBUTION | SUNGAI BESAR | Existing | RYB | 11 kV |  |  |  |  | 240_3C_AL_XLPE | P/E UMNO SG BESAR: D06794 | P/E JBA SG BESAR: D00107 |  | 437.224 m |  |  |  | 3 | 0
379689998 | TNB | DISTRIBUTION | SUNGAI BESAR | Existing | RYB | 11 kV |  |  |  |  | 240_3C_AL_XLPE | P/E BIN DAWOOD: D06772 | P/E HENTIAN BAS SUNGAI BESAR: D06765 |  | 417.481 m |  |  |  | 3 | 0
379690120 | TNB | DISTRIBUTION | SUNGAI BESAR | Existing | RYB | 11 kV |  |  |  |  | 240_3C_AL_XLPE | P/E HENTIAN BAS SUNGAI BESAR: D06763 | PEKAN S/BESAR: D00627 |  | 170.925 m |  |  |  | 3 | 0
379690779 | TNB | DISTRIBUTION | SUNGAI BESAR | Existing | RYB | 11 kV |  |  |  |  | 240_3C_AL_XLPE | P/E MASJID PADU PERMAI: D06812 | P/E TMN PADU PERMAI NO 3: D00032 |  | 254.827 m |  |  |  | 3 | 0
379690879 | TNB | DISTRIBUTION | SUNGAI BESAR | Existing | RYB | 11 kV |  |  |  |  | 240_3C_AL_XLPE | P/E TERNAK LEMBU: D00689 | P/E YU CHEN PENG: D60746 |  | 575.958 m |  |  |  | 3 | 0
379856661 | TNB | DISTRIBUTION | SUNGAI BESAR | Existing | RYB | 11 kV |  |  |  |  | 240_3C_AL_XLPE | PEKET 100 SPG 5 SAWAH: D06754 | P/E KLINIK KESIHATAN SIMPANG 5: D06797 |  | 7634.511 m |  |  |  | 3 | 0
379856667 | TNB | DISTRIBUTION | SUNGAI BESAR | Existing | RYB | 11 kV |  |  |  |  | 240_3C_AL_XLPE | P/E KLINIK KESIHATAN SIMPANG 5: D06799 | DESA KASIH BT 23 SG NIBONG: D00068 |  | 1205.443 m |  |  |  | 3 | 0
379856847 | TNB | DISTRIBUTION | SUNGAI BESAR | Existing | RYB | 11 kV |  |  |  |  | 240_3C_AL_XLPE | DESA KASIH BT 23 SG NIBONG: D00070 | PT 12 SG NIBONG: D00071 |  | 1104.392 m |  |  |  | 3 | 0
379856852 | TNB | DISTRIBUTION | SUNGAI BESAR | Existing | RYB | 11 kV |  |  |  |  | 240_3C_AL_XLPE | PT 12 SG NIBONG: D00072 | PT 11 P/PANJANG: D00074 |  | 31.490 m |  |  |  | 3 | 0
379857053 | TNB | DISTRIBUTION | SUNGAI BESAR | Existing | RYB | 11 kV |  |  |  |  | 240_3C_AL_XLPE | PT 10 SG NIBONG: D00079 | SM AGAMA P.PANJANG: D00083 |  | 1206.447 m |  |  |  | 3 | 0
379857058 | TNB | DISTRIBUTION | SUNGAI BESAR | Existing | RYB | 11 kV |  |  |  |  | 7X_300_1C_AL_PVC/PVC |  |  |  | 0.996 m |  |  |  | 7 | 0
379857239 | TNB | DISTRIBUTION | SUNGAI BESAR | Existing | RYB | 11 kV |  |  |  |  | 240_3C_AL_XLPE | PEKET 100 SPG 5 SAWAH: D00613 | T/AIR 14 SPG 5 SAWAH: D00612 |  | 13.631 m |  |  |  | 3 | 0
379857445 | TNB | DISTRIBUTION | SUNGAI BESAR | Existing | RYB | 11 kV |  |  |  |  | 240_3C_AL_XLPE | PEKET 100 SPG 5 SAWAH: D00613 | T/AIR 14 SPG 5 SAWAH: D00612 |  | 19.557 m |  |  |  | 3 | 0
379857451 | TNB | DISTRIBUTION | SUNGAI BESAR | Existing | RYB | 11 kV |  |  |  |  | 240_3C_AL_XLPE | T/AIR 14 SPG 5 SAWAH: D00610 | PAT TALI AIR 13 BAN 2 SG NIBONG: D00609 |  | 24.772 m |  |  |  | 3 | 0
379857537 | TNB | DISTRIBUTION | SUNGAI BESAR | Existing | RYB | 11 kV |  |  |  |  | 240_3C_AL_XLPE | T/AIR 14 SPG 5 SAWAH: D00610 | PAT TALI AIR 13 BAN 2 SG NIBONG: D00609 |  | 23.711 m |  |  |  | 3 | 0
379857542 | TNB | DISTRIBUTION | SUNGAI BESAR | Existing | RYB | 11 kV |  |  |  |  | 240_3C_AL_XLPE | PAT TALI AIR 13 BAN 2 SG NIBONG: D00607 | T/AIR 12 BAN 2 SG NIBONG: D00606 |  | 14.484 m |  |  |  | 3 | 0
379857629 | TNB | DISTRIBUTION | SUNGAI BESAR | Existing | RYB | 11 kV |  |  |  |  | 240_3C_AL_XLPE | PAT TALI AIR 13 BAN 2 SG NIBONG: D00607 | T/AIR 12 BAN 2 SG NIBONG: D00606 |  | 52.683 m |  |  |  | 3 | 0
379857634 | TNB | DISTRIBUTION | SUNGAI BESAR | Existing | RYB | 11 kV |  |  |  |  | 240_3C_AL_XLPE | T/AIR 12 BAN 2 SG NIBONG: D00604 | T/AIR 11 BAN 2 SG NIBONG: D00603 |  | 16.609 m |  |  |  | 3 | 0
379857742 | TNB | DISTRIBUTION | SUNGAI BESAR | Existing | RYB | 11 kV |  |  |  |  | 240_3C_AL_XLPE | T/AIR 12 BAN 2 SG NIBONG: D00604 | T/AIR 11 BAN 2 SG NIBONG: D00603 |  | 36.697 m |  |  |  | 3 | 0
379899538 | TNB | DISTRIBUTION | SUNGAI BESAR | Existing | RYB | 11 kV |  |  |  |  | 240_3C_AL_XLPE | KG SG BURUNG: D00216 | P/E SIMPANG SEKENDI: D00384 [OFF] |  | 2368.266 m |  |  |  | 3 | 0
379997982 | TNB | DISTRIBUTION | SUNGAI BESAR | Existing | RYB | 11 kV |  |  |  |  | 240_3C_AL_XLPE | P/E AHMAD FUAD: D06762 | PT 9 PASIR PANJANG: D00087 [OFF] |  | 1634.559 m |  |  |  | 3 | 0
379998294 | TNB | DISTRIBUTION | SUNGAI BESAR | Existing | RYB | 11 kV |  |  |  |  | 240_3C_AL_XLPE | TALIAIR 9 BAN 2: S00656 | T/AIR 11 BAN 2 SG NIBONG: D00604 [OFF] |  | 8.426 m |  |  |  | 3 | 0
381023801 | TNB | DISTRIBUTION | SUNGAI BESAR | Existing | RYB | 11 kV |  |  |  |  | 240_3C_AL_XLPE | P/E TAMAN BAYU: D00026 | TMN PADU PERMAI NO 2: D00027 |  | 10.893 m |  |  |  | 3 | 1
381023806 | TNB | DISTRIBUTION | SUNGAI BESAR | Existing | RYB | 11 kV |  |  |  |  | 240_3C_AL_XLPE | P/E MAHKAMAH: D00723 | P/E TAMAN BAYU: D00025 |  | 561.209 m |  |  |  | 3 | 0
381028090 | TNB | DISTRIBUTION | SUNGAI BESAR | Existing | RYB | 11 kV |  |  |  |  | 240_3C_AL_XLPE | KLG FISH BALL BGN 4: D00176 | PADAT SG BESAR NO 2: D00642 [OFF] |  | 1035.019 m |  |  |  | 3 | 0
381028105 | TNB | DISTRIBUTION | SUNGAI BESAR | Existing | RYB | 11 kV |  |  |  |  | 70_3C_AL_PILC | P/E REBAN AYAM KSR PARIT 9 GAMBUT NO 2: D00674 | S/LINK PRT 10 SG PANJANG: D00275 |  | 2.983 m |  |  |  | 3 | 0
381028110 | TNB | DISTRIBUTION | SUNGAI BESAR | Existing | RYB | 11 kV |  |  |  |  | 70_3C_AL_PILC | PT 10 GAMBUT: D00279 | LINK PT 12 SG PANJANG: D00282 |  | 924.666 m |  |  |  | 3 | 0
381028128 | TNB | DISTRIBUTION | SUNGAI BESAR | Existing | RYB | 11 kV |  |  |  |  | 240_3C_AL_XLPE | P/E PERPUSTAKAAN SG BESAR: D00103 | P/E JALAN ANGGERIK: D00122 [OFF] |  | 877.226 m |  |  |  | 3 | 0
381028468 | TNB | DISTRIBUTION | SUNGAI BESAR | Existing | RYB | 11 kV |  |  |  |  | 240_3C_AL_XLPE | RUMAH PAM PT 13 SG PANJANG: D00239 | MASJID PT 14 SG PANJANG: D00241 |  | 19.964 m |  |  |  | 3 | 0
381028473 | TNB | DISTRIBUTION | SUNGAI BESAR | Existing | RYB | 11 kV |  |  |  |  | 240_3C_AL_XLPE | MASJID PT 14 SG PANJANG: D00242 | P/E LOJI AIR PARIT 16 JLN SG PANJANG: |  | 22.647 m |  |  |  | 3 | 0
381028976 | TNB | DISTRIBUTION | SUNGAI BESAR | Existing | RYB | 11 kV |  |  |  |  | 240_3C_AL_XLPE | MASJID PT 14 SG PANJANG: D00242 | P/E LOJI AIR PARIT 16 JLN SG PANJANG: |  | 53.463 m |  |  |  | 3 | 0
381028981 | TNB | DISTRIBUTION | SUNGAI BESAR | Existing | RYB | 11 kV |  |  |  |  | 240_3C_AL_XLPE | P/E LOJI AIR PARIT 16 JLN SG PANJANG: | S/LINK PRT 16 SG PANJANG: D00244 |  | 53.502 m |  |  |  | 3 | 0
381029135 | TNB | DISTRIBUTION | SUNGAI BESAR | Existing | RYB | 11 kV |  |  |  |  | 240_3C_AL_XLPE | P/E LOJI AIR PARIT 16 JLN SG PANJANG: | S/LINK PRT 16 SG PANJANG: D00244 |  | 25.626 m |  |  |  | 3 | 0
381029759 | TNB | DISTRIBUTION | SUNGAI BESAR | Existing | RYB | 11 kV |  |  |  |  | 185_3C_AL_PILC | P/E MRSM SG PANJANG: D06750 | PT 18 SG PANJANG A/TANAH: D00259 [OFF] |  | 1531.673 m |  |  |  | 3 | 0
381029918 | TNB | DISTRIBUTION | SUNGAI BESAR | Existing | RYB | 11 kV |  |  |  |  | 240_3C_AL_XLPE | P/E PENURUN BAGAN TERAP PT 13 SG PANJANG: D00231 | P/E PENURUN BAGAN TERAP PT 13 SG PANJANG: D00228 |  | 2.772 m |  |  |  | 3 | 0
381030168 | TNB | DISTRIBUTION | SUNGAI BESAR | Existing | RYB | 11 kV |  |  |  |  | 240_3C_AL_XLPE | PMU SBSR 132/11kV: 3 | P/E PENURUN BAGAN TERAP PT 13 SG PANJANG: D00232 |  | 16313.363 m |  |  |  | 3 | 0
381186968 | TNB | DISTRIBUTION | SUNGAI BESAR | Existing | RYB | 11 kV |  |  |  |  | 240_3C_AL_XLPE | BGN BETING KEPAH: D00628 | P/E KOLAM UDANG BAGAN TELOK RHU: D00633 |  | 30.309 m |  |  |  | 3 | 0
381186979 | TNB | DISTRIBUTION | SUNGAI BESAR | Existing | RYB | 11 kV |  |  |  |  | 240_3C_AL_XLPE | BGN BETING KEPAH: D00631 | P/E ASIA AQUACULTURE, TELOK RHU: D00636 |  | 28.368 m |  |  |  | 3 | 1
381186983 | TNB | DISTRIBUTION | SUNGAI BESAR | Existing | RYB | 11 kV |  |  |  |  | 240_3C_AL_XLPE | P/E PUAS: D00357 | INS. PERAKUNAN NEGARA (IPN): D00355 |  | 164.327 m |  |  |  | 3 | 0
381186987 | TNB | DISTRIBUTION | SUNGAI BESAR | Existing | RYB | 11 kV |  |  |  |  | 240_3C_AL_XLPE | INS. PERAKUNAN NEGARA (IPN): D00354 | TELUK BELANGGA: D00350 |  | 64.335 m |  |  |  | 3 | 1
381186991 | TNB | DISTRIBUTION | SUNGAI BESAR | Existing | RYB | 11 kV |  |  |  |  | 240_3C_AL_XLPE | PPU SGLG: 13 | SG LANG (ILDAS) DAKWAH: D00361 |  | 1088.410 m |  |  |  | 3 | 1
381186995 | TNB | DISTRIBUTION | SUNGAI BESAR | Existing | RYB | 11 kV |  |  |  |  | 240_3C_AL_XLPE | SG LANG (ILDAS) DAKWAH: D00360 |  |  | 172.238 m |  |  |  | 3 | 1
381186999 | TNB | DISTRIBUTION | SUNGAI BESAR | Existing | RYB | 11 kV |  |  |  |  | 240_3C_AL_XLPE | INS. PERAKUNAN NEGARA (IPN): D00354 | TELUK BELANGGA: D00350 |  | 1271.495 m |  |  |  | 3 | 0
381195571 | TNB | DISTRIBUTION | SUNGAI BESAR | Existing | RYB | 33 kV |  |  |  |  | 240_3C_AL_XLPE | PMU SBSR 132/33 kV: 9L5 | PPU SBNM: |  | 53.771 m |  |  | Fdr 9 | 3 | 0
381196296 | TNB | DISTRIBUTION | SUNGAI BESAR | Existing | RYB | 33 kV |  |  |  |  | 240_3C_AL_XLPE | PMU SBSR 132/33 kV: 7L5 |  |  | 258.708 m |  |  | Fdr 7 | 3 | 0
381196467 | TNB | DISTRIBUTION | SUNGAI BESAR | Existing | RYB | 33 kV | YES |  |  |  | 4X_300_1C_AL_PVC/PVC |  |  |  | 0.863 m |  |  |  | 4 | 0
381196594 | TNB | DISTRIBUTION | SUNGAI BESAR | Existing | RYB | 33 kV | YES |  |  |  | 4X_300_1C_AL_PVC/PVC |  |  |  | 0.974 m |  |  |  | 4 | 0
381196721 | TNB | DISTRIBUTION | SUNGAI BESAR | Existing | RYB | 33 kV | YES |  |  |  | 4X_300_1C_AL_PVC/PVC |  |  |  | 0.854 m |  |  |  | 4 | 0
381196848 | TNB | DISTRIBUTION | SUNGAI BESAR | Existing | RYB | 33 kV | YES |  |  |  | 4X_300_1C_AL_PVC/PVC |  |  |  | 0.908 m |  |  |  | 4 | 0
381197206 | TNB | DISTRIBUTION | SUNGAI BESAR | Existing | RYB | 33 kV |  |  |  |  | 630_1C_AL_XLPE | PPU SGBR: |  |  | 1.910 m |  |  |  | 3 | 0
381197210 | TNB | DISTRIBUTION | SUNGAI BESAR | Existing | RYB | 33 kV |  |  |  |  | 240_3C_AL_XLPE | PMU SBSR 132/33 kV: 5L5 | PPU SGLG: 1P5 |  | 54.298 m |  |  | Fdr 5 | 3 | 0
381197214 | TNB | DISTRIBUTION | SUNGAI BESAR | Existing | RYB | 33 kV |  |  |  |  | 630_1C_AL_XLPE | PMU SBSR 132/33 kV: 4L5 | PPU SGLG: 2P5 [OFF] |  | 210.247 m |  |  | Fdr 4 | 3 | 0
381197222 | TNB | DISTRIBUTION | SUNGAI BESAR | Existing | RYB | 33 kV |  |  |  |  | 240_3C_AL_XLPE | PMU SBSR 132/33 kV: 5L5 | PPU SGLG: 1P5 |  | 71.605 m |  |  |  | 3 | 0
381198435 | TNB | DISTRIBUTION | SUNGAI BESAR | Existing | RYB | 33 kV | YES |  |  |  | 630_1C_AL_XLPE | PMU SBSR 132/33 kV: 8L5 |  |  | 68.389 m |  |  | Fdr 8 | 3 | 0
381198502 | TNB | DISTRIBUTION | SUNGAI BESAR | Existing | RYB | 33 kV | YES |  |  |  | 240_3C_AL_XLPE | PMU SBSR 132/33 kV: 5L5 | PPU SGLG: 1P5 |  | 70.112 m |  |  |  | 3 | 0
381198506 | TNB | DISTRIBUTION | SUNGAI BESAR | Existing | RYB | 33 kV | YES |  |  |  | 240_3C_AL_XLPE | PMU SBSR 132/33 kV: 4L5 | PPU SGLG: 2P5 [OFF] |  | 68.687 m |  |  |  | 3 | 0
381380201 | TNB | DISTRIBUTION | SUNGAI BESAR | Existing | RYB | 11 kV |  |  |  |  | 240_3C_AL_XLPE | PUMP HOUSE TORKINTON: D00493 |  |  | 425.385 m |  |  |  | 3 | 0
381380208 | TNB | DISTRIBUTION | SUNGAI BESAR | Existing | RYB | 11 kV |  |  |  |  | 240_3C_AL_XLPE |  | LDG TORKINTON: D00495 |  | 15.852 m |  |  |  | 3 | 0
381496649 | TNB | DISTRIBUTION | SUNGAI BESAR | Existing | RYB | 11 kV |  |  |  |  | 240_3C_AL_XLPE | P/E ELEYSS PARK: D00701 | P/E TAMAN BUDIMAN: D06757 |  | 75.702 m |  |  |  | 3 | 0
381496653 | TNB | DISTRIBUTION | SUNGAI BESAR | Existing | RYB | 11 kV |  |  |  |  | 240_3C_AL_XLPE | P/E TAMAN BUDIMAN: D06759 | P/E TAMAN SERI BEDENA: D00126 |  | 78.400 m |  |  |  | 3 | 0
383312749 | TNB | DISTRIBUTION | SUNGAI BESAR | Existing | RYB | 11 kV |  |  |  |  | 240_3C_AL_XLPE | T/AIR 11 BAN 2 SG NIBONG: D00601 | PENURUN KG.TALIAIR DUA, L772: D00599 [OFF] |  | 18.754 m |  |  |  | 3 | 0
383312753 | TNB | DISTRIBUTION | SUNGAI BESAR | Existing | RYB | 11 kV |  |  |  |  | 240_3C_AL_XLPE | T/AIR 11 BAN 2 SG NIBONG: D00601 | PENURUN KG.TALIAIR DUA, L772: D00599 [OFF] |  | 8.354 m |  |  |  | 3 | 0
383385854 | TNB | DISTRIBUTION | SUNGAI BESAR | Existing | RYB | 11 kV |  |  |  |  | 240_3C_AL_XLPE | P/E HJ MAHIDIN PT 7 GAMBUT: D06811 | P/E REBAN AYAM DATO GHAZALI: D06820 |  | 651.727 m |  |  |  | 3 | 0
383497306 | TNB | DISTRIBUTION | SUNGAI BESAR | Existing | RYB | 11 kV |  |  |  |  | 240_3C_AL_XLPE | P/E TAMAN PERDANA NO 1: D00009 | D-SBR-C17-0160: D06823 |  | 487.708 m |  |  |  | 3 | 1
385884718 | TNB | DISTRIBUTION | SUNGAI BESAR | Existing | RYB | 11 kV | YES | Class D |  |  | 240_3C_AL_XLPE | P/E ASRAMA DESA: D00694 | P/E TAMAN AROWANA: D06830 |  | 261.296 m |  |  |  | 3 | 0
385884781 | TNB | DISTRIBUTION | SUNGAI BESAR | Existing | RYB | 11 kV |  | Class C |  |  | 70_1C_AL_XLPE |  |  |  | 1.034 m |  |  |  | 3 | 0
385884782 | TNB | DISTRIBUTION | SUNGAI BESAR | Existing | RYB | 11 kV |  | Class C |  |  | 70_1C_AL_XLPE |  |  |  | 1.076 m |  |  |  | 3 | 0
390629497 | TNB | DISTRIBUTION | SUNGAI BESAR | Existing | RYB | 11 kV |  | Class C |  |  | 70_1C_AL_XLPE |  |  |  | 1.191 m |  |  |  | 3 | 0
390629604 | TNB | DISTRIBUTION | SUNGAI BESAR | Existing | RYB | 11 kV |  | Class D |  |  | 240_3C_AL_XLPE | BELIA 1: D06833 | D-SBR-C18-0174: D06835 |  | 1500.103 m |  |  |  | 3 | 0

## Result
Id | Owner Type | Owner Name | Operational Area | Status | Phasing | Nominal Voltage | Assumed? | Data Quality Class | ERMS Functional Location | ERMS Equipment No | Label | From | To | Actual Length | Calculated Length | ERMS System Status | ERMS User Status | Remarks | MV UG Cables | MV UG Annotations | Check | Detail
6771658 | TNB | DISTRIBUTION | SUNGAI BESAR | Existing | RYB | 11 kV |  |  |  |  | 240_3C_AL_XLPE | S/SUIS PPU SG BESAR: D00696 | TMN GEMILANG: D00104 |  | 85.688 m |  |  |  | 3 | 2 | Pass | null
15717546 | TNB | DISTRIBUTION | SUNGAI BESAR | Existing | RYB | 33 kV | YES |  |  |  | 240_3C_AL_XLPE | PMU SBSR 132/33 kV: 4L5 | PPU SGLG: 2P5 [OFF] |  | 119.805 m |  |  |  | 3 | 1 | Pass | null
15718426 | TNB | DISTRIBUTION | SUNGAI BESAR | Existing | RYB | 33 kV | YES |  |  |  | 240_3C_AL_XLPE | PMU SBSR 132/33 kV: 5L5 | PPU SGLG: 1P5 |  | 119.543 m |  |  |  | 3 | 0 | Pass | null
15718434 | TNB | DISTRIBUTION | SUNGAI BESAR | Existing | RYB | 11 kV |  |  |  |  | 240_3C_AL_XLPE | BGN BETING KEPAH: D00628 | P/E KOLAM UDANG BAGAN TELOK RHU: D00633 |  | 14.109 m |  |  |  | 3 | 1 | Pass | null
15729518 | TNB | DISTRIBUTION | SUNGAI BESAR | Existing | RYB | 11 kV |  |  |  |  | 240_3C_AL_XLPE | P/E SEK UNGKU AZIZ: D00703 | VIP: D00531 |  | 47.918 m |  |  |  | 3 | 2 | Pass | null
15729521 | TNB | DISTRIBUTION | SUNGAI BESAR | Existing | RYB | 33 kV |  |  |  |  | 240_3C_AL_XLPE |  |  |  | 52.398 m |  |  |  | 3 | 2 | Pass | null
15785002 | TNB | DISTRIBUTION | SUNGAI BESAR | Existing | RYB | 33 kV |  |  |  |  | 240_3C_AL_XLPE | PMU SBSR 132/33 kV: 4L5 | PPU SGLG: 2P5 [OFF] |  | 71.561 m |  |  |  | 3 | 1 | Pass | null
15793415 | TNB | DISTRIBUTION | SUNGAI BESAR | Existing | RYB | 11 kV |  |  |  |  | 240_3C_AL_XLPE |  | P/E UYIN AGRO FARM: D00715 |  | 21.024 m |  |  | THIS IS A NEW DIST PE, THEREFORE, NO INTERNAL WORLD WAS SHOWN IN SMALLWORLD. WE CAPTURED THE MV UG CONDUCTOR AS HANGING, DUE TO NO INFORMATION WAS PROVIDED | 3 | 1 | Pass | null
15793417 | TNB | DISTRIBUTION | SUNGAI BESAR | Existing | RYB | 33 kV |  |  |  |  | 240_3C_AL_XLPE |  |  |  | 25.670 m |  |  |  | 3 | 1 | Pass | null
15793424 | TNB | DISTRIBUTION | SUNGAI BESAR | Existing | RYB | 11 kV |  |  |  |  | 240_3C_AL_XLPE | SDIK HOLDING: D00713 | P/E REBAN AYAM PARIT 9 GAMBUT NO 1: D00718 |  | 16.606 m |  |  | THIS IS A NEW DIST PE, THEREFORE, NO INTERNAL WORLD WAS SHOWN IN SMALLWORLD. WE CAPTURED THE MV UG CONDUCTOR AS HANGING, DUE TO NO INFORMATION WAS PROVIDED | 3 | 1 | Pass | null
15793426 | TNB | DISTRIBUTION | SUNGAI BESAR | Existing | RYB | 11 kV |  |  |  |  | 120_3C_AL_PILC |  | PPRT MERBAU BERDARAH: D00702 |  | 27.162 m |  |  | INFORMATION ABOUT INTERNAL WORLD FOR THIS DIST PE ARE NOT UP TO DATE. WE CAPTURED THE MV UG CONDUCTOR AS HANGING, DUE TO INSUFFICIENT INFORMATION. | 3 | 0 | Pass | null
15969597 | TNB | DISTRIBUTION | SUNGAI BESAR | Existing | RYB | 11 kV |  |  |  |  | 240_3C_AL_XLPE | P/E JALAN ANGGERIK: D00120 | TMN PENGGAWA: D00124 |  | 59.416 m |  |  |  | 3 | 1 | Pass | null
15969598 | TNB | DISTRIBUTION | SUNGAI BESAR | Existing | RYB | 11 kV |  |  |  |  | 240_3C_AL_XLPE | P/E TAMAN BUDIMAN: D06759 | P/E TAMAN SERI BEDENA: D00126 |  | 264.748 m |  |  |  | 3 | 2 | Pass | null
15978036 | TNB | DISTRIBUTION | SUNGAI BESAR | Existing | RYB | 11 kV |  |  |  |  | 240_3C_AL_XLPE | PT 8 1/2 BARAT: D00410 |  |  | 24.039 m |  |  |  | 3 | 1 | Pass | null
15978037 | TNB | DISTRIBUTION | SUNGAI BESAR | Existing | RYB | 11 kV |  |  |  |  | 240_3C_AL_XLPE | PT 8 1/2 KENCONG: D00407 | PT 6 BARAT: D00405 |  | 10.094 m |  |  |  | 3 | 1 | Pass | null
15978038 | TNB | DISTRIBUTION | SUNGAI BESAR | Existing | RYB | 11 kV |  |  |  |  | 240_3C_AL_XLPE |  | PT 8 1/2 KENCONG: D00408 |  | 11.696 m |  |  |  | 3 | 1 | Pass | null
15978039 | TNB | DISTRIBUTION | SUNGAI BESAR | Existing | RYB | 11 kV |  |  |  |  | 240_3C_AL_XLPE | S/LINK GANDA SULI: D00570 | PAT LUBOK PUSING: D00572 |  | 73.716 m |  |  | INFORMATION ABOUT INTERNAL WORLD FOR THIS DIST PE ARE NOT UP TO DATE. WE CAPTURED THE MV UG CONDUCTOR AS HANGING, DUE TO INSUFFICIENT INFORMATION. | 3 | 2 | Pass | null
15978040 | TNB | DISTRIBUTION | SUNGAI BESAR | Existing | RYB | 11 kV |  |  |  |  | 240_3C_AL_XLPE | S/LINK GANDA SULI: D00570 | PAT LUBOK PUSING: D00572 |  | 14.252 m |  |  |  | 3 | 1 | Pass | null
15978041 | TNB | DISTRIBUTION | SUNGAI BESAR | Existing | RYB | 11 kV |  |  |  |  | 240_3C_AL_XLPE | PT 8 1/2 KENCONG: D00407 | PT 6 BARAT: D00405 |  | 37.583 m |  |  |  | 3 | 1 | Pass | null
15978042 | TNB | DISTRIBUTION | SUNGAI BESAR | Existing | RYB | 11 kV |  |  |  |  | 240_3C_AL_XLPE | PT 10 BARAT: D00416 | PT 9 1/2 BARAT: D00414 |  | 11.220 m |  |  |  | 3 | 1 | Pass | null
15978043 | TNB | DISTRIBUTION | SUNGAI BESAR | Existing | RYB | 11 kV |  |  |  |  | 240_3C_AL_XLPE | PT 10 BARAT: D00416 | PT 9 1/2 BARAT: D00414 |  | 12.776 m |  |  |  | 3 | 1 | Pass | null
15978044 | TNB | DISTRIBUTION | SUNGAI BESAR | Existing | RYB | 11 kV |  |  |  |  | 240_3C_AL_XLPE | PT 9 1/2 BARAT: D00413 | PT 8 1/2 BARAT: D00411 |  | 13.255 m |  |  |  | 3 | 1 | Pass | null
15978045 | TNB | DISTRIBUTION | SUNGAI BESAR | Existing | RYB | 11 kV |  |  |  |  | 240_3C_AL_XLPE | PT 9 1/2 BARAT: D00413 | PT 8 1/2 BARAT: D00411 |  | 23.020 m |  |  |  | 3 | 1 | Pass | null
16368864 | TNB | DISTRIBUTION | SUNGAI BESAR | Existing | RYB | 11 kV |  |  |  |  | 70_1C_AL_XLPE | PT 6 BARAT: D00404 | PT 2 BARAT: D06801 [OFF] |  | 3844.194 m |  |  |  | 3 | 3 | Pass | null
16377375 | TNB | DISTRIBUTION | SUNGAI BESAR | Existing | RYB | 11 kV |  |  |  |  | 185_3C_AL_PILC | MERBAU JAYA PT 16: D00254 | PT 18 SG PANJANG A/TANAH: D00258 |  | 1175.066 m |  |  |  | 3 | 3 | Pass | null
16377380 | TNB | DISTRIBUTION | SUNGAI BESAR | Existing | RYB | 11 kV |  |  |  |  | 185_3C_AL_PILC | PPRT MERBAU BERDARAH: D00262 | P/E MRSM SG PANJANG: D06747 |  | 1753.118 m |  |  |  | 3 | 2 | Pass | null
16377421 | TNB | DISTRIBUTION | SUNGAI BESAR | Existing | RYB | 11 kV |  |  |  |  | 70_3C_AL_PILC | LINK PT 12 SG PANJANG: D00283 | PT 12 GAMBUT: D00284 |  | 2208.875 m |  |  |  | 3 | 2 | Pass | null
16377429 | TNB | DISTRIBUTION | SUNGAI BESAR | Existing | RYB | 11 kV |  |  |  |  | 120_3C_AL_PILC | PPRT MERBAU BERDARAH: D00263 | BELIA 2: D00265 |  | 6903.506 m |  |  |  | 3 | 2 | Pass | null
16377587 | TNB | DISTRIBUTION | SUNGAI BESAR | Existing | RYB | 11 kV |  |  |  |  | 240_3C_AL_XLPE | SDIK HOLDING: D00665 | P/E REBAN AYAM KSR PARIT 9 GAMBUT NO 2: D00672 |  | 459.096 m |  |  |  | 3 | 4 | Pass | null
16377801 | TNB | DISTRIBUTION | SUNGAI BESAR | Existing | RYB | 11 kV |  |  |  |  | 240_3C_AL_XLPE |  | PPRT MERBAU BERDARAH: D00702 |  | 17.689 m |  |  | INFORMATION ABOUT INTERNAL WORLD FOR THIS DIST PE ARE NOT UP TO DATE. WE CAPTURED THE MV UG CONDUCTOR AS HANGING, DUE TO INSUFFICIENT INFORMATION. | 3 | 4 | Pass | null
16390567 | TNB | DISTRIBUTION | SUNGAI BESAR | Existing | RYB | 11 kV |  |  |  |  | 240_3C_AL_XLPE | P/E TAMAN PLATINUM: D06793 | TAMAN PERTAMA NO 2: D00669 |  | 32.007 m |  |  |  | 3 | 1 | Pass | null
16398972 | TNB | DISTRIBUTION | SUNGAI BESAR | Existing | RYB | 11 kV |  |  |  |  | 240_3C_AL_XLPE | TAMAN PERTAMA NO 2: D00671 | IKS JALAN AIR MANIS: D00423 |  | 152.810 m |  |  |  | 3 | 1 | Pass | null
16398974 | TNB | DISTRIBUTION | SUNGAI BESAR | Existing | RYB | 11 kV |  |  |  |  | 240_3C_AL_XLPE | TAMAN PERTAMA NO 2: D00671 | IKS JALAN AIR MANIS: D00423 |  | 167.271 m |  |  |  | 3 | 2 | Pass | null
16398975 | TNB | DISTRIBUTION | SUNGAI BESAR | Existing | RYB | 11 kV |  |  |  |  | 240_3C_AL_XLPE | TBK PULAI BT 1: D00378 | P/E SIMPANG TEBUK PULAI: D00382 |  | 15.600 m |  |  |  | 3 | 1 | Pass | null
16398976 | TNB | DISTRIBUTION | SUNGAI BESAR | Existing | RYB | 11 kV |  |  |  |  | 240_3C_AL_XLPE | P/E TAMAN ORKID: D06804 | TBK PULAI BT 1: D00367 |  | 639.971 m |  |  |  | 3 | 1 | Pass | null
16398977 | TNB | DISTRIBUTION | SUNGAI BESAR | Existing | RYB | 11 kV |  |  |  |  | 240_3C_AL_XLPE | P/E LOT 6388 PANCHANG BEDENA: D00136 | P/E KOKO FAMA ASSAYAKI: D00139 |  | 95.340 m |  |  |  | 3 | 1 | Pass | null
16398978 | TNB | DISTRIBUTION | SUNGAI BESAR | Existing | RYB | 11 kV |  |  |  |  | 240_3C_AL_XLPE | P/E KOKO FAMA ASSAYAKI: D00138 | D-SBR-C17-0164: D06824 |  | 29.358 m |  |  |  | 3 | 0 | Pass | null
16398979 | TNB | DISTRIBUTION | SUNGAI BESAR | Existing | RYB | 11 kV |  |  |  |  | 240_3C_AL_XLPE | P/E HIGHLAND DESICCATED COCONUT: D00132 | P/E LOT 6388 PANCHANG BEDENA: D00135 |  | 49.174 m |  |  |  | 3 | 2 | Pass | null
16398980 | TNB | DISTRIBUTION | SUNGAI BESAR | Existing | RYB | 11 kV |  |  |  |  | 240_3C_AL_XLPE | P/E LOT 6388 PANCHANG BEDENA: D00136 | P/E KOKO FAMA ASSAYAKI: D00139 |  | 78.479 m |  |  |  | 3 | 2 | Pass | null
16398981 | TNB | DISTRIBUTION | SUNGAI BESAR | Existing | RYB | 11 kV |  |  |  |  | 240_3C_AL_XLPE | P/E FUSIPIM: D00131 | P/E HIGHLAND DESICCATED COCONUT: D00134 |  | 73.110 m |  |  |  | 3 | 2 | Pass | null
16398982 | TNB | DISTRIBUTION | SUNGAI BESAR | Existing | RYB | 11 kV |  |  |  |  | 70_1C_AL_XLPE | P/E HIGHLAND DESICCATED COCONUT: D00132 | P/E LOT 6388 PANCHANG BEDENA: D00135 |  | 80.264 m |  |  |  | 3 | 2 | Pass | null
16398983 | TNB | DISTRIBUTION | SUNGAI BESAR | Existing | RYB | 11 kV |  |  |  |  | 240_3C_AL_XLPE | P/E TAMAN SERI BEDENA: D00127 | P/E FUSIPIM: D00130 |  | 136.310 m |  |  |  | 3 | 2 | Pass | null
16398984 | TNB | DISTRIBUTION | SUNGAI BESAR | Existing | RYB | 11 kV |  |  |  |  | 240_3C_AL_XLPE | P/E FUSIPIM: D00131 | P/E HIGHLAND DESICCATED COCONUT: D00134 |  | 167.040 m |  |  |  | 3 | 2 | Pass | null
16398985 | TNB | DISTRIBUTION | SUNGAI BESAR | Existing | RYB | 11 kV |  |  |  |  | 240_3C_AL_XLPE | P/E TAMAN SERI BEDENA: D00127 | P/E FUSIPIM: D00130 |  | 266.323 m |  |  |  | 3 | 2 | Pass | null
16398986 | TNB | DISTRIBUTION | SUNGAI BESAR | Existing | RYB | 11 kV |  |  |  |  | 240_3C_AL_XLPE | SEKENDI INDUSTRIES: D00214 | CHIA KIR HU: D00651 |  | 1434.214 m |  |  |  | 3 | 3 | Pass | null
16398987 | TNB | DISTRIBUTION | SUNGAI BESAR | Existing | RYB | 11 kV |  |  |  |  | 240_3C_AL_XLPE | P/E KOLAM UDANG SEKENDI: D00677 | KG SG BURUNG: D00218 |  | 16.769 m |  |  |  | 3 | 1 | Pass | null
16398988 | TNB | DISTRIBUTION | SUNGAI BESAR | Existing | RYB | 11 kV |  |  |  |  | 240_3C_AL_XLPE | CHIA KIR HU: D00653 | P/E KOLAM UDANG SEKENDI: D00679 |  | 17.568 m |  |  |  | 3 | 1 | Pass | null
16398989 | TNB | DISTRIBUTION | SUNGAI BESAR | Existing | RYB | 11 kV |  |  |  |  | 240_3C_AL_XLPE | P/E KOLAM UDANG SEKENDI: D00677 | KG SG BURUNG: D00218 |  | 30.071 m |  |  |  | 3 | 1 | Pass | null
16398990 | TNB | DISTRIBUTION | SUNGAI BESAR | Existing | RYB | 11 kV |  |  |  |  | 240_3C_AL_XLPE | D-SBR-C17-0165: D06829 | P/E BLACKTOP: D00141 |  | 12.975 m |  |  |  | 3 | 1 | Pass | null
16398991 | TNB | DISTRIBUTION | SUNGAI BESAR | Existing | RYB | 11 kV |  |  |  |  | 240_3C_AL_XLPE | P/E BLACKTOP: D00142 |  |  | 12.542 m |  |  |  | 3 | 1 | Pass | null
16403202 | TNB | DISTRIBUTION | SUNGAI BESAR | Existing | RYB | 11 kV |  |  |  |  | 240_3C_AL_XLPE |  | P/E PERPUSTAKAAN SG BESAR: D00101 |  | 46.168 m |  |  |  | 3 | 0 | Pass | null
16403203 | TNB | DISTRIBUTION | SUNGAI BESAR | Existing | RYB | 33 kV |  |  |  |  | 240_3C_AL_XLPE | PMU SBSR 132/33 kV: 4L5 | PPU SGLG: 2P5 [OFF] |  | 17.318 m |  |  |  | 3 | 1 | Pass | null
16403205 | TNB | DISTRIBUTION | SUNGAI BESAR | Existing | RYB | 33 kV |  |  |  |  | 150_3C_AL_XLPE | PMU SBSR 132/33 kV: 4L5 | PPU SGLG: 2P5 [OFF] |  | 134.505 m |  |  |  | 3 | 2 | Pass | null
16403208 | TNB | DISTRIBUTION | SUNGAI BESAR | Existing | RYB | 33 kV |  |  |  |  | 240_3C_AL_XLPE | PMU SBSR 132/33 kV: 5L5 | PPU SGLG: 1P5 |  | 43.069 m |  |  |  | 3 | 1 | Pass | null
16403212 | TNB | DISTRIBUTION | SUNGAI BESAR | Existing | RYB | 33 kV |  |  |  |  | 240_3C_AL_XLPE | PMU SBSR 132/33 kV: 6L5 |  |  | 14.863 m |  |  |  | 3 | 1 | Pass | null
16403215 | TNB | DISTRIBUTION | SUNGAI BESAR | Existing | RYB | 33 kV |  |  |  |  | 150_3C_AL_XLPE | PMU SBSR 132/33 kV: 5L5 | PPU SGLG: 1P5 |  | 196.690 m |  |  |  | 3 | 2 | Pass | null
16403217 | TNB | DISTRIBUTION | SUNGAI BESAR | Existing | RYB | 11 kV |  |  |  |  | 150_3C_AL_XLPE |  |  |  | 39.569 m |  |  |  | 3 | 1 | Pass | null
16407396 | TNB | DISTRIBUTION | SUNGAI BESAR | Existing | RYB | 11 kV |  |  |  |  | 240_3C_AL_XLPE |  |  |  | 30.611 m |  |  |  | 3 | 0 | Pass | null
16407397 | TNB | DISTRIBUTION | SUNGAI BESAR | Existing | RYB | 11 kV |  |  |  |  | 240_3C_AL_XLPE |  |  |  | 54.659 m |  |  |  | 3 | 1 | Pass | null
16497685 | TNB | DISTRIBUTION | SUNGAI BESAR | Existing | RYB | 11 kV |  |  |  |  | 240_3C_AL_XLPE | SEK MEN DATO' MUSTAFA: D00084 | P/E AHMAD FUAD: D06760 |  | 616.010 m |  |  |  | 3 | 2 | Pass | null
16497698 | TNB | DISTRIBUTION | SUNGAI BESAR | Existing | RYB | 11 kV |  |  |  |  | 240_3C_AL_XLPE | DEWAN SPG 5: D00047 | PEKAN SG HAJI DORANI: D00045 |  | 4496.187 m |  |  |  | 3 | 2 | Pass | null
16497756 | TNB | DISTRIBUTION | SUNGAI BESAR | Existing | RYB | 11 kV |  |  |  |  | 240_3C_AL_XLPE | K/UDANG UDAHA: D00062 | SW/STN VERECO: D00056 |  | 292.086 m |  |  |  | 3 | 2 | Pass | null
16540563 | TNB | DISTRIBUTION | SUNGAI BESAR | Existing | RYB | 11 kV |  |  |  |  | 185_3C_AL_PILC | S.M AGAMA TINGGI BT 38: D00514 | KG TBK TARMAN BATU 38: D00519 |  | 1380.622 m |  |  |  | 3 | 2 | Pass | null
16660720 | TNB | DISTRIBUTION | SUNGAI BESAR | Existing | RYB | 11 kV |  |  |  |  | 240_3C_AL_XLPE | KG TBK TENGAH: D00430 | KG BANTING: D00433 |  | 1822.307 m |  |  |  | 3 | 4 | Pass | null
16660724 | TNB | DISTRIBUTION | SUNGAI BESAR | Existing | RYB | 11 kV |  |  |  |  | 240_3C_AL_XLPE | P/E HELWA: D00334 | P/E SUNGAI TENGAR: D00333 |  | 4216.645 m |  |  |  | 3 | 4 | Pass | null
16660792 | TNB | DISTRIBUTION | SUNGAI BESAR | Existing | RYB | 11 kV |  |  |  |  | 185_3C_AL_PILC | BGN SG PULAI: D00221 | KG SG SEKENDI: D00223 |  | 1691.265 m |  |  |  | 3 | 4 | Pass | null
16660797 | TNB | DISTRIBUTION | SUNGAI BESAR | Existing | RYB | 11 kV |  |  |  |  | 240_3C_AL_XLPE | P/E KAMPUNG TENGAH: D00293 | P/E KAMPUNG BARU: D00295 |  | 2602.654 m |  |  |  | 3 | 6 | Pass | null
16660815 | TNB | DISTRIBUTION | SUNGAI BESAR | Existing | RYB | 11 kV |  |  |  |  | 240_3C_AL_XLPE | KG BANTING: D00434 | KG TBK JAWA: D00441 |  | 1933.551 m |  |  |  | 3 | 2 | Pass | null
16660819 | TNB | DISTRIBUTION | SUNGAI BESAR | Existing | RYB | 11 kV |  |  |  |  | 240_3C_AL_XLPE | KG TBK JAWA: D00443 | RUMAH MURAH BNO: D00451 [OFF] |  | 3130.478 m |  |  |  | 3 | 2 | Pass | null
16660831 | TNB | DISTRIBUTION | SUNGAI BESAR | Existing | RYB | 11 kV |  |  |  |  | 240_3C_AL_XLPE | KG BANTING: D00432 | KG BANTING H/P: D00436 |  | 915.483 m |  |  |  | 3 | 2 | Pass | null
16660884 | TNB | DISTRIBUTION | SUNGAI BESAR | Existing | RYB | 11 kV |  |  |  |  | 240_3C_AL_XLPE | KG TBK JAWA: D00442 | PAT KG TBK JAWA: D00445 |  | 2674.320 m |  |  |  | 3 | 1 | Pass | null
16660912 | TNB | DISTRIBUTION | SUNGAI BESAR | Existing | RYB | 11 kV |  |  |  |  | 240_3C_AL_XLPE | SIMPANG BNO: D00456 | RUMAH MURAH BNO: D00450 |  | 398.758 m |  |  |  | 3 | 2 | Pass | null
16660942 | TNB | DISTRIBUTION | SUNGAI BESAR | Existing | RYB | 11 kV |  |  |  |  | 240_3C_AL_XLPE | P/E PUSAT REKREASI BNO: D00461 | SIMPANG BNO: D00455 |  | 1281.806 m |  |  |  | 3 | 2 | Pass | null
16660971 | TNB | DISTRIBUTION | SUNGAI BESAR | Existing | RYB | 11 kV |  |  |  |  | 240_3C_AL_XLPE | P/E KAMPUNG DUNGUN: D00300 | P/E SG BERNAM DIVISION 2: D00306 |  | 2991.831 m |  |  |  | 3 | 2 | Pass | null
16660980 | TNB | DISTRIBUTION | SUNGAI BESAR | Existing | RYB | 11 kV |  |  |  |  | 240_3C_AL_XLPE | P/E SG BERNAM DIVISION 2: D00304 | P/E SG BERNAM QUATERS: D00308 |  | 1840.148 m |  |  |  | 3 | 2 | Pass | null
16661010 | TNB | DISTRIBUTION | SUNGAI BESAR | Existing | RYB | 11 kV |  |  |  |  | 240_3C_AL_XLPE | KG DATO' HORMAT: D00313 | P/E PADAT IBU SAWAT TM SG AIR TAWAR: D06817 |  | 2385.249 m |  |  |  | 3 | 2 | Pass | null
16661020 | TNB | DISTRIBUTION | SUNGAI BESAR | Existing | RYB | 11 kV |  |  |  |  | 240_3C_AL_XLPE | PEKAN SG AIR TAWAR: D00316 | P/E SG AIR TAWAR: D00319 |  | 1983.100 m |  |  |  | 3 | 2 | Pass | null
16661033 | TNB | DISTRIBUTION | SUNGAI BESAR | Existing | RYB | 11 kV |  |  |  |  | 240_3C_AL_XLPE | STN SUIS SG TENGGAR: D00323 | P/E SG AIR TAWAR: D00320 [OFF] |  | 2703.583 m |  |  |  | 3 | 2 | Pass | null
16661085 | TNB | DISTRIBUTION | SUNGAI BESAR | Existing | RYB | 11 kV |  |  |  |  | 240_3C_AL_XLPE | STN SUIS SG TENGGAR: D00326 | P/E SG TENGAR SELATAN: D00329 |  | 1759.902 m |  |  |  | 3 | 2 | Pass | null
252067579 | TNB | DISTRIBUTION | SUNGAI BESAR | Existing | RYB | 11 kV |  |  |  |  | 240_3C_AL_XLPE | GANDA SULI NO 1: D00575 | GANDA SULI NO 2: D00578 |  | 866.754 m |  |  |  | 3 | 2 | Pass | null
252067595 | TNB | DISTRIBUTION | SUNGAI BESAR | Existing | RYB | 11 kV |  |  |  |  | 185_3C_AL_PILC | SEK MEN AGAMA BGN TERAP: D00567 | S/LINK GANDA SULI: D00569 |  | 1169.879 m |  |  |  | 3 | 2 | Pass | null
252073793 | TNB | DISTRIBUTION | SUNGAI BESAR | Existing | RYB | 11 kV |  |  |  |  | 240_3C_AL_XLPE | TMN FERI: D00596 | HOSPITAL S/BERNAM: D00486 [OFF] |  | 490.677 m |  |  |  | 3 | 1 | Pass | null
252075614 | TNB | DISTRIBUTION | SUNGAI BESAR | Existing | RYB | 11 kV |  |  |  |  | 240_3C_AL_XLPE | PPU SGBR: 1 | S/SUIS PPU SG BESAR: D00698 |  | 76.308 m |  |  |  | 3 | 2 | Pass | null
252075823 | TNB | DISTRIBUTION | SUNGAI BESAR | Existing | RYB | 11 kV |  |  |  |  | 240_3C_AL_XLPE | P/E SUNGAI TENGAR: D00331 | STN SUIS SG TENGGAR: D00325 |  | 804.018 m |  |  |  | 3 | 2 | Pass | null
252076420 | TNB | DISTRIBUTION | SUNGAI BESAR | Existing | RYB | 11 kV |  |  |  |  | 240_3C_AL_XLPE | TBK PULAI BT 1: D00378 | P/E SIMPANG TEBUK PULAI: D00382 |  | 23.093 m |  |  |  | 3 | 1 | Pass | null
252076456 | TNB | DISTRIBUTION | SUNGAI BESAR | Existing | RYB | 11 kV |  |  |  |  | 240_3C_AL_XLPE | P/E SEK AGAMA SUNGAI LANG: 4 | SG APONG: D00469 |  | 1816.542 m |  |  |  | 3 | 2 | Pass | null
252077067 | TNB | DISTRIBUTION | SUNGAI BESAR | Existing | RYB | 11 kV |  |  |  |  | 240_3C_AL_XLPE | PUSAT PERANGINAN S/BERNAM: D00524 | P/E KOLEJ KOMUNITI: D00527 |  | 235.643 m |  |  |  | 3 | 2 | Pass | null
252080506 | TNB | DISTRIBUTION | SUNGAI BESAR | Existing | RYB | 11 kV |  |  |  |  | 240_3C_AL_XLPE | PEKAN S/BESAR: D00167 | SIM BROTHER: D00169 |  | 307.545 m |  |  |  | 3 | 2 | Pass | null
252080880 | TNB | DISTRIBUTION | SUNGAI BESAR | Existing | RYB | 11 kV |  |  |  |  | 240_3C_AL_XLPE | PPU SGBR: 5 | TMN PERWIRA: D00002 |  | 302.156 m |  |  |  | 3 | 2 | Pass | null
252081739 | TNB | DISTRIBUTION | SUNGAI BESAR | Existing | RYB | 11 kV |  |  |  |  | 240_3C_AL_XLPE | SEK MUNSHI ABDULLAH: D00458 | P/E SG AIR TAWAR: D00321 [OFF] |  | 1261.813 m |  |  |  | 3 | 2 | Pass | null
252082242 | TNB | DISTRIBUTION | SUNGAI BESAR | Existing | RYB | 11 kV |  |  |  |  | 240_3C_AL_XLPE | P/E TAMAN TERAP JAYA NO 2: D00623 | SEPINTAS BT 4 NO 1: D00550 |  | 2692.070 m |  |  |  | 3 | 2 | Pass | null
252082518 | TNB | DISTRIBUTION | SUNGAI BESAR | Existing | RYB | 11 kV |  |  |  |  | 240_3C_AL_XLPE | P/E SIMPANG TEBUK PULAI: D00383 | P/E SIMPANG SEKENDI: D00389 |  | 3178.160 m |  |  |  | 3 | 3 | Pass | null
252082545 | TNB | DISTRIBUTION | SUNGAI BESAR | Existing | RYB | 11 kV |  |  |  |  | 240_3C_AL_XLPE | P/E PENURUN BAGAN TERAP PT 13 SG PANJANG: D00230 | RUMAH PAM PT 13 SG PANJANG: D00238 |  | 1100.377 m |  |  |  | 3 | 3 | Pass | null
252086326 | TNB | DISTRIBUTION | SUNGAI BESAR | Existing | RYB | 11 kV |  |  |  |  | 185_3C_AL_PILC | P/E LPN BAGAN TERAP: D00556 | SEK MEN AGAMA BGN TERAP: D00566 |  | 1443.201 m |  |  |  | 3 | 2 | Pass | null
252086331 | TNB | DISTRIBUTION | SUNGAI BESAR | Existing | RYB | 11 kV |  |  |  |  | 240_3C_AL_XLPE | ARKED MARA: D00117 | P/E HENTIAN BAS SUNGAI BESAR: D06766 [OFF] |  | 381.034 m |  |  |  | 3 | 2 | Pass | null
252086337 | TNB | DISTRIBUTION | SUNGAI BESAR | Existing | RYB | 11 kV |  |  |  |  | 300_3C_AL_PILC | P/E BT 39 SEKENDI: D00289 | P/E KAMPUNG TENGAH: D00292 |  | 2265.353 m |  |  |  | 3 | 2 | Pass | null
252086473 | TNB | DISTRIBUTION | SUNGAI BESAR | Existing | RYB | 11 kV |  |  |  |  | 240_3C_AL_XLPE | PPU SBNM: 5 | P/E RUMAH KEDAI SB PERDANA: S05873 |  | 638.812 m |  |  |  | 3 | 5 | Pass | null
252086513 | TNB | DISTRIBUTION | SUNGAI BESAR | Existing | RYB | 11 kV |  |  |  |  | 120_3C_AL_PILC | PT 16 NO 1: D00248 | PT 16 NO 2 (TG.MEDAN): D00250 |  | 3009.360 m |  |  |  | 3 | 2 | Pass | null
252086637 | TNB | DISTRIBUTION | SUNGAI BESAR | Existing | RYB | 11 kV |  |  |  |  | 240_3C_AL_XLPE | P/E SIMPANG SEKENDI: D00385 | BT 38 SEKENDI TBK HJ ISMAIL: D00521 |  | 1037.650 m |  |  |  | 3 | 4 | Pass | null
252086655 | TNB | DISTRIBUTION | SUNGAI BESAR | Existing | RYB | 11 kV |  |  |  |  | 185_3C_AL_PILC | SW/STN VERECO: D00057 | K/UDANG VERECO: D00059 |  | 743.404 m |  |  |  | 3 | 2 | Pass | null
252086784 | TNB | DISTRIBUTION | SUNGAI BESAR | Existing | RYB | 11 kV |  |  |  |  | 240_3C_AL_XLPE | LDG TORKINTON: D00497 | P/E KUARTERS TORKINTON: D00645 |  | 612.950 m |  |  |  | 3 | 2 | Pass | null
252087064 | TNB | DISTRIBUTION | SUNGAI BESAR | Existing | RYB | 11 kV |  |  |  |  | 240_3C_AL_XLPE | TMN KENANGAN: D00591 | TMN FERI: D00594 |  | 527.239 m |  |  |  | 3 | 2 | Pass | null
252090681 | TNB | DISTRIBUTION | SUNGAI BESAR | Existing | RYB | 11 kV |  |  |  |  | 240_3C_AL_XLPE | BT 38 SEKENDI TBK HJ ISMAIL: D00522 | S.M AGAMA TINGGI BT 38: D00516 |  | 1340.005 m |  |  |  | 3 | 2 | Pass | null
252090918 | TNB | DISTRIBUTION | SUNGAI BESAR | Existing | RYB | 11 kV |  |  |  |  | 240_3C_AL_XLPE | TMN PERTAMA LOT 771: D00370 | PKNS LOW COST TMN MUHIBAH: D00374 |  | 1003.723 m |  |  |  | 3 | 2 | Pass | null
252092422 | TNB | DISTRIBUTION | SUNGAI BESAR | Existing | RYB | 11 kV |  |  |  |  | 240_3C_AL_XLPE | P/E TAMAN PERDANA: D00012 | TMN PADU PERMAI: D00016 |  | 846.709 m |  |  |  | 3 | 2 | Pass | null
252092428 | TNB | DISTRIBUTION | SUNGAI BESAR | Existing | RYB | 11 kV |  |  |  |  | 240_3C_AL_XLPE | PEKAN S/BESAR: D00168 | BGN 2 S/BESAR: D00172 |  | 501.266 m |  |  |  | 3 | 2 | Pass | null
252097668 | TNB | DISTRIBUTION | SUNGAI BESAR | Existing | RYB | 11 kV |  |  |  |  | 240_3C_AL_XLPE | HAYAT MAJU NO 2: D00235 | HAYAT MAJU NO 1: D00563 |  | 216.539 m |  |  |  | 3 | 2 | Pass | null
252097934 | TNB | DISTRIBUTION | SUNGAI BESAR | Existing | RYB | 11 kV |  |  |  |  | 240_3C_AL_XLPE | STN SUIS SG TENGGAR: D00324 | P/E SG TENGAR UTARA: D00327 |  | 1177.377 m |  |  |  | 3 | 2 | Pass | null
252098154 | TNB | DISTRIBUTION | SUNGAI BESAR | Existing | RYB | 11 kV |  |  |  |  | 240_3C_AL_XLPE | PT 10 BARAT: D00417 | P/PADAT PARIT 12 LUNDANG: D00421 |  | 1645.810 m |  |  |  | 3 | 4 | Pass | null
252098425 | TNB | DISTRIBUTION | SUNGAI BESAR | Existing | RYB | 11 kV |  |  |  |  | 185_3C_AL_PILC | P/E PENURUN TOK KHALIFAH: D06777 | P/E HAYAT MAJU NO 3: D00562 |  | 1172.604 m |  |  |  | 3 | 2 | Pass | null
252098684 | TNB | DISTRIBUTION | SUNGAI BESAR | Existing | RYB | 11 kV |  |  |  |  | 240_3C_AL_XLPE | P/E SEK AGAMA BT 40: D00287 | P/E BT 39 SEKENDI: D00290 |  | 201.715 m |  |  |  | 3 | 2 | Pass | null
252098689 | TNB | DISTRIBUTION | SUNGAI BESAR | Existing | RYB | 11 kV |  |  |  |  | 240_3C_AL_XLPE | PPU SBNM: 6 | P/E SEK AGAMA BT 40: D00286 |  | 681.840 m |  |  |  | 3 | 5 | Pass | null
252098912 | TNB | DISTRIBUTION | SUNGAI BESAR | Existing | RYB | 11 kV |  |  |  |  | 240_3C_AL_XLPE | P/E TMN BERLIAN: D00726 | SEE HAU INDUSTRIES: D00582 |  | 835.104 m |  |  |  | 3 | 2 | Pass | null
252098955 | TNB | DISTRIBUTION | SUNGAI BESAR | Existing | RYB | 11 kV |  |  |  |  | 185_3C_AL_PILC | SEPINTAS BT 4 NO 1: D00549 | SEPINTAS BATU 2: D00547 |  | 4636.552 m |  |  |  | 3 | 4 | Pass | null
252106877 | TNB | DISTRIBUTION | SUNGAI BESAR | Existing | RYB | 11 kV |  |  |  |  | 240_3C_AL_XLPE | KG NELAYAN SG HAJI DORANI: D00042 | PEKAN SG HAJI DORANI: D00043 [OFF] |  | 710.206 m |  |  |  | 3 | 2 | Pass | null
252107082 | TNB | DISTRIBUTION | SUNGAI BESAR | Existing | RYB | 11 kV |  |  |  |  | 240_3C_AL_XLPE | P/E TMN SRI INDAH 2: D06738 | K/UDANG MAKHLUK LAUTAN: D06739 |  | 740.799 m |  |  |  | 3 | 2 | Pass | null
252107185 | TNB | DISTRIBUTION | SUNGAI BESAR | Existing | RYB | 11 kV |  |  |  |  | 240_3C_AL_XLPE | JOHAN LAND: D00502 | PEKAN S/BERNAM: D00506 |  | 580.452 m |  |  |  | 3 | 1 | Pass | null
252107401 | TNB | DISTRIBUTION | SUNGAI BESAR | Existing | RYB | 11 kV |  |  |  |  | 240_3C_AL_XLPE | PT 12 SG NIBONG: D00072 | PT 11 P/PANJANG: D00074 |  | 17.236 m |  |  |  | 3 | 1 | Pass | null
252107519 | TNB | DISTRIBUTION | SUNGAI BESAR | Existing | RYB | 11 kV |  |  |  |  | 240_3C_AL_XLPE | TMN NIRWANA: D00183 | STADIUM S/BESAR: D00185 |  | 387.091 m |  |  |  | 3 | 2 | Pass | null
252110365 | TNB | DISTRIBUTION | SUNGAI BESAR | Existing | RYB | 11 kV |  |  |  |  | 240_3C_AL_XLPE | SCENICA (PURE MANUFACTURING): D00425 | KG TBK TENGAH: D00431 |  | 3274.881 m |  |  |  | 3 | 2 | Pass | null
252110384 | TNB | DISTRIBUTION | SUNGAI BESAR | Existing | RYB | 11 kV |  |  |  |  | 120_3C_AL_PILC | PT 18 SG PANJANG A/TANAH: D00256 | BELIA 1: D00260 |  | 6433.253 m |  |  |  | 3 | 4 | Pass | null
252110614 | TNB | DISTRIBUTION | SUNGAI BESAR | Existing | RYB | 11 kV |  |  |  |  | 240_3C_AL_XLPE | TBK MARSO: D00036 | P/E MARIN PARK: D00037 |  | 1849.837 m |  |  |  | 3 | 2 | Pass | null
252110783 | TNB | DISTRIBUTION | SUNGAI BESAR | Existing | RYB | 11 kV |  |  |  |  | 185_3C_AL_PILC | P/E MARIN PARK: D00039 | KG NELAYAN SG HAJI DORANI: D00040 |  | 450.768 m |  |  |  | 3 | 2 | Pass | null
252114081 | TNB | DISTRIBUTION | SUNGAI BESAR | Existing | RYB | 11 kV |  |  |  |  | 240_3C_AL_XLPE | TAMAN RAYA NO 2: D00667 | P/E PUSAT NIAGA BT 40: D06806 |  | 894.152 m |  |  |  | 3 | 0 | Pass | null
252115603 | TNB | DISTRIBUTION | SUNGAI BESAR | Existing | RYB | 11 kV |  |  |  |  | 240_3C_AL_XLPE |  | HOSPITAL S/BERNAM: D00489 |  | 491.776 m |  |  |  | 3 | 1 | Pass | null
252117079 | TNB | DISTRIBUTION | SUNGAI BESAR | Existing | RYB | 11 kV |  |  |  |  | 185_3C_AL_PILC | S/LINK GANDA SULI: D00571 | GANDA SULI NO 1: D00574 |  | 37.136 m |  |  |  | 3 | 1 | Pass | null
252117246 | TNB | DISTRIBUTION | SUNGAI BESAR | Existing | RYB | 11 kV |  |  |  |  | 240_3C_AL_XLPE | PT 10 SG NIBONG: D00078 | SEK MEN DATO' MUSTAFA: D00085 |  | 21.705 m |  |  |  | 3 | 1 | Pass | null
252117266 | TNB | DISTRIBUTION | SUNGAI BESAR | Existing | RYB | 11 kV |  |  |  |  | 120_3C_AL_PILC | SEPINTAS BT 4 NO 1: D00551 | SEPINTAS BT 4 NO 2: D00553 |  | 1835.177 m |  |  |  | 3 | 3 | Pass | null
252117458 | TNB | DISTRIBUTION | SUNGAI BESAR | Existing | RYB | 11 kV |  |  |  |  | 240_3C_AL_XLPE | TMN BEDENA JAYA: D00199 | P/E TAMAN SURIA INDAH: D00202 |  | 1337.463 m |  |  |  | 3 | 2 | Pass | null
252117478 | TNB | DISTRIBUTION | SUNGAI BESAR | Existing | RYB | 11 kV |  |  |  |  | 240_3C_AL_XLPE | PEKAN S/BERNAM: D00504 | PUSAT PERANGINAN S/BERNAM: D00525 |  | 508.785 m |  |  |  | 3 | 3 | Pass | null
252117774 | TNB | DISTRIBUTION | SUNGAI BESAR | Existing | RYB | 11 kV |  |  |  |  | 240_3C_AL_XLPE | P/E PUSAT PERLINDUNGAN WANITA: D00732 | P/E TAMAN INTAN JAYA: D00537 |  | 466.389 m |  |  |  | 3 | 2 | Pass | null
252117780 | TNB | DISTRIBUTION | SUNGAI BESAR | Existing | RYB | 11 kV |  |  |  |  | 240_3C_AL_XLPE | JALAN RAJA CHULAN: D00542 | P/E TAMAN INTAN JAYA: D00538 [OFF] |  | 377.006 m |  |  |  | 3 | 2 | Pass | null
252118304 | TNB | DISTRIBUTION | SUNGAI BESAR | Existing | RYB | 11 kV |  |  |  |  | 240_3C_AL_XLPE | TMN SRI INDAH: D00192 | P/E TMN SRI INDAH 2: D06736 |  | 873.661 m |  |  |  | 3 | 2 | Pass | null
252118310 | TNB | DISTRIBUTION | SUNGAI BESAR | Existing | RYB | 11 kV |  |  |  |  | 240_3C_AL_XLPE | SBBC FASA 3: D00654 | P/E SBBC FASA 2: D00639 |  | 406.767 m |  |  |  | 3 | 2 | Pass | null
252118579 | TNB | DISTRIBUTION | SUNGAI BESAR | Existing | RYB | 11 kV |  |  |  |  | 240_3C_AL_XLPE | SG APONG: D00470 | BGN BETING KEPAH: D00467 |  | 1165.226 m |  |  |  | 3 | 2 | Pass | null
252118585 | TNB | DISTRIBUTION | SUNGAI BESAR | Existing | RYB | 11 kV |  |  |  |  | 240_3C_AL_XLPE | TMN PADU PERMAI NO 2: D00028 | P/E MASJID PADU PERMAI: D06814 |  | 783.218 m |  |  |  | 3 | 2 | Pass | null
252120488 | TNB | DISTRIBUTION | SUNGAI BESAR | Existing | RYB | 11 kV |  |  |  |  | 185_3C_AL_PILC | SEPINTAS BATU 2: D00546 | SEPINTAS BATU 1 (STADIUM): D00545 |  | 2333.066 m |  |  |  | 3 | 2 | Pass | null
252120499 | TNB | DISTRIBUTION | SUNGAI BESAR | Existing | RYB | 11 kV |  |  |  |  | 240_3C_AL_XLPE | TMN RIA: D00150 | TMN RAYA: D00155 |  | 433.134 m |  |  |  | 3 | 2 | Pass | null
252120787 | TNB | DISTRIBUTION | SUNGAI BESAR | Existing | RYB | 11 kV |  |  |  |  | 240_3C_AL_XLPE | TMN EHSAN: D00146 | TMN MAKMUR: D00148 |  | 649.818 m |  |  |  | 3 | 2 | Pass | null
252120793 | TNB | DISTRIBUTION | SUNGAI BESAR | Existing | RYB | 11 kV |  |  |  |  | 240_3C_AL_XLPE | CHIA KIR HU: D00653 | P/E KOLAM UDANG SEKENDI: D00679 |  | 684.510 m |  |  |  | 3 | 2 | Pass | null
252120810 | TNB | DISTRIBUTION | SUNGAI BESAR | Existing | RYB | 11 kV |  |  |  |  | 240_3C_AL_XLPE | TMN MAKMUR: D00149 | TMN RIA: D00151 |  | 810.153 m |  |  |  | 3 | 2 | Pass | null
252121333 | TNB | DISTRIBUTION | SUNGAI BESAR | Existing | RYB | 11 kV |  |  |  |  | 240_3C_AL_XLPE | TMN RAYA: D00154 | P/E TAMAN SERI NO 2: D00157 |  | 1394.968 m |  |  |  | 3 | 2 | Pass | null
252121349 | TNB | DISTRIBUTION | SUNGAI BESAR | Existing | RYB | 11 kV |  |  |  |  | 240_3C_AL_XLPE | TMN CAHAYA: D00188 | TMN SRI INDAH: D00190 |  | 114.381 m |  |  |  | 3 | 2 | Pass | null
252121885 | TNB | DISTRIBUTION | SUNGAI BESAR | Existing | RYB | 11 kV |  |  |  |  | 240_3C_AL_XLPE | P/E PEJABAT KERAJAAN: D00099 |  |  | 537.456 m |  |  |  | 3 | 1 | Pass | null
252125114 | TNB | DISTRIBUTION | SUNGAI BESAR | Existing | RYB | 11 kV |  |  |  |  | 240_3C_AL_XLPE | P/E JBA SG BESAR: D00108 | S/SUIS PPU SG BESAR: D00697 [OFF] |  | 873.395 m |  |  |  | 3 | 2 | Pass | null
252125120 | TNB | DISTRIBUTION | SUNGAI BESAR | Existing | RYB | 11 kV |  |  |  |  | 240_3C_AL_XLPE | PT 11 P/PANJANG: D00075 | PT 10 SG NIBONG: D00077 |  | 37.257 m |  |  |  | 3 | 1 | Pass | null
252125130 | TNB | DISTRIBUTION | SUNGAI BESAR | Existing | RYB | 11 kV |  |  |  |  | 185_3C_AL_PILC | SEPINTAS BATU 1 (STADIUM): D00543 | JALAN RAJA CHULAN: D00541 |  | 694.278 m |  |  |  | 3 | 2 | Pass | null
252126269 | TNB | DISTRIBUTION | SUNGAI BESAR | Existing | RYB | 11 kV |  |  |  |  | 240_3C_AL_XLPE | SM AGAMA SPG 5: D00049 | K/UDANG PER.NELAYAN SG NIBONG: D00066 |  | 2830.396 m |  |  |  | 3 | 2 | Pass | null
252126554 | TNB | DISTRIBUTION | SUNGAI BESAR | Existing | RYB | 11 kV |  |  |  |  | 240_3C_AL_XLPE | P/E SIMPANG TEBUK PULAI: D00381 | TBK PULAI TENGAH: D00394 |  | 2991.909 m |  |  |  | 3 | 6 | Pass | null
252126560 | TNB | DISTRIBUTION | SUNGAI BESAR | Existing | RYB | 11 kV |  |  |  |  | 240_3C_AL_XLPE | SEK ABD RAHMAN PUTRA: D00590 | TMN KENANGAN: D00593 |  | 432.961 m |  |  |  | 3 | 2 | Pass | null
252126570 | TNB | DISTRIBUTION | SUNGAI BESAR | Existing | RYB | 11 kV |  |  |  |  | 240_3C_AL_XLPE | SEE HAU INDUSTRIES: D00583 | P/E TAMAN WAWASAN: D00585 |  | 1419.566 m |  |  |  | 3 | 2 | Pass | null
252132700 | TNB | DISTRIBUTION | SUNGAI BESAR | Existing | RYB | 11 kV |  |  |  |  | 240_3C_AL_XLPE | RUMAH PAM PT 13 SG PANJANG: D00239 | MASJID PT 14 SG PANJANG: D00241 |  | 696.239 m |  |  |  | 3 | 2 | Pass | null
252132706 | TNB | DISTRIBUTION | SUNGAI BESAR | Existing | RYB | 11 kV |  |  |  |  | 240_3C_AL_XLPE | P/E TAMAN PERTAMA FASA 4: D00685 | P/E TMN SERENDAH NO 1: D00364 |  | 19.204 m |  |  |  | 3 | 2 | Pass | null
252132718 | TNB | DISTRIBUTION | SUNGAI BESAR | Existing | RYB | 11 kV |  |  |  |  | 240_3C_AL_XLPE | STN SUIS PARIT BARU: D00338 | P/E HELWA: D00335 |  | 5398.773 m |  |  |  | 3 | 2 | Pass | null
252138162 | TNB | DISTRIBUTION | SUNGAI BESAR | Existing | RYB | 11 kV |  |  |  |  | 240_3C_AL_XLPE | S/S POLITEKNIK SABAK BERNAM: | P/E KUARTERS POLITEKNIK: D00475 |  | 1125.225 m |  |  |  | 3 | 2 | Pass | null
252142675 | TNB | DISTRIBUTION | SUNGAI BESAR | Existing | RYB | 11 kV |  |  |  |  | 240_3C_AL_XLPE | PT 11 P/PANJANG: D00075 | PT 10 SG NIBONG: D00077 |  | 32.404 m |  |  |  | 3 | 1 | Pass | null
252143135 | TNB | DISTRIBUTION | SUNGAI BESAR | Existing | RYB | 11 kV |  |  |  |  | 240_3C_AL_XLPE | P/E KAMPUNG BARU: D00296 | P/E KAMPUNG DUNGUN: D00299 |  | 3116.689 m |  |  |  | 3 | 4 | Pass | null
252143363 | TNB | DISTRIBUTION | SUNGAI BESAR | Existing | RYB | 11 kV |  |  |  |  | 240_3C_AL_XLPE | P/E TMN TERAP JAYA NO 1: D00647 | P/E TAMAN TERAP JAYA NO 2: D00621 |  | 148.643 m |  |  |  | 3 | 2 | Pass | null
252143375 | TNB | DISTRIBUTION | SUNGAI BESAR | Existing | RYB | 11 kV |  |  |  |  | 240_3C_AL_XLPE | P/E LPN BAGAN TERAP: D00675 | P/E TMN TERAP JAYA NO 1: D00649 |  | 945.041 m |  |  |  | 3 | 2 | Pass | null
252143644 | TNB | DISTRIBUTION | SUNGAI BESAR | Existing | RYB | 11 kV |  |  |  |  | 240_3C_AL_XLPE | TALIKOM S/BESAR: D00111 | JLN MAHSURI: D00113 |  | 274.962 m |  |  |  | 3 | 2 | Pass | null
252143720 | TNB | DISTRIBUTION | SUNGAI BESAR | Existing | RYB | 11 kV |  |  |  |  | 240_3C_AL_XLPE | BGN BETING KEPAH: D00631 | P/E ASIA AQUACULTURE, TELOK RHU: D00636 |  | 81.931 m |  |  |  | 3 | 1 | Pass | null
252143883 | TNB | DISTRIBUTION | SUNGAI BESAR | Existing | RYB | 11 kV |  |  |  |  | 240_3C_AL_XLPE | TBK PULAI TENGAH: D00393 | PT 5 BARAT: D00396 |  | 1614.304 m |  |  |  | 3 | 4 | Pass | null
252143889 | TNB | DISTRIBUTION | SUNGAI BESAR | Existing | RYB | 11 kV |  |  |  |  | 240_3C_AL_XLPE | PPU SBNM: 6 | P/E SEK AGAMA BT 40: D00286 |  | 197.979 m |  |  |  | 3 | 2 | Pass | null
252143894 | TNB | DISTRIBUTION | SUNGAI BESAR | Existing | RYB | 11 kV |  |  |  |  | 240_3C_AL_XLPE | PEKAN PT BARU: D00348 | STN SUIS PARIT BARU: D00339 |  | 690.987 m |  |  |  | 3 | 2 | Pass | null
252144236 | TNB | DISTRIBUTION | SUNGAI BESAR | Existing | RYB | 11 kV |  |  |  |  | 240_3C_AL_XLPE | P/E SBBC FASA 2: D00641 | P/E SBBC FASA 1: D05241 |  | 277.925 m |  |  |  | 3 | 2 | Pass | null
252144481 | TNB | DISTRIBUTION | SUNGAI BESAR | Existing | RYB | 11 kV |  |  |  |  | 185_3C_AL_PILC | TMN SERENDAH NO 2: D00367 | TMN PERTAMA LOT 771: D00369 |  | 453.853 m |  |  |  | 3 | 1 | Pass | null
252144486 | TNB | DISTRIBUTION | SUNGAI BESAR | Existing | RYB | 11 kV |  |  |  |  | 240_3C_AL_XLPE | TMN GEMILANG: D00105 | TALIKOM S/BESAR: D00110 |  | 776.587 m |  |  |  | 3 | 2 | Pass | null
252144513 | TNB | DISTRIBUTION | SUNGAI BESAR | Existing | RYB | 11 kV |  |  |  |  | 240_3C_AL_XLPE | K/UDANG PER.NELAYAN SG NIBONG: D00065 | K/UDANG UDAHA: D00063 |  | 1460.298 m |  |  |  | 3 | 2 | Pass | null
252144760 | TNB | DISTRIBUTION | SUNGAI BESAR | Existing | RYB | 11 kV |  |  |  |  | 240_3C_AL_XLPE | T/AIR 13 SG NIPAH: D00053 | SM AGAMA SPG 5: D00051 |  | 1221.101 m |  |  |  | 3 | 2 | Pass | null
252144771 | TNB | DISTRIBUTION | SUNGAI BESAR | Existing | RYB | 11 kV |  |  |  |  | 240_3C_AL_XLPE | S/LINK PRT 16 SG PANJANG: D00245 | PT 16 NO 1: D00247 |  | 784.806 m |  |  |  | 3 | 2 | Pass | null
252145075 | TNB | DISTRIBUTION | SUNGAI BESAR | Existing | RYB | 11 kV |  |  |  |  | 240_3C_AL_XLPE | KG TELUK RHU: D00464 | P/E PUSAT REKREASI BNO: D00460 |  | 4784.076 m |  |  |  | 3 | 4 | Pass | null
252145310 | TNB | DISTRIBUTION | SUNGAI BESAR | Existing | RYB | 11 kV |  |  |  |  | 240_3C_AL_XLPE | PPU SBNM: 2 | JOHAN LAND: D00499 |  | 985.402 m |  |  |  | 3 | 6 | Pass | null
252145545 | TNB | DISTRIBUTION | SUNGAI BESAR | Existing | RYB | 11 kV |  |  |  |  | 240_3C_AL_XLPE | P/E SEK AGAMA BT 40: D00287 | P/E BT 39 SEKENDI: D00290 |  | 2057.877 m |  |  |  | 3 | 2 | Pass | null
252146399 | TNB | DISTRIBUTION | SUNGAI BESAR | Existing | RYB | 11 kV |  |  |  |  | 185_3C_AL_PILC | KG SG BURUNG: D00219 | BGN SG PULAI: D00220 |  | 1642.454 m |  |  |  | 3 | 2 | Pass | null
252148121 | TNB | DISTRIBUTION | SUNGAI BESAR | Existing | RYB | 11 kV |  |  |  |  | 240_3C_AL_XLPE | P/E TAMAN SERI NO 2: D00158 | TMN SERI: D00161 |  | 476.774 m |  |  |  | 3 | 2 | Pass | null
252148127 | TNB | DISTRIBUTION | SUNGAI BESAR | Existing | RYB | 11 kV |  |  |  |  | 240_3C_AL_XLPE | MEDAN S/BESAR: D00180 | TMN NIRWANA: D00181 |  | 678.395 m |  |  |  | 3 | 2 | Pass | null
252148598 | TNB | DISTRIBUTION | SUNGAI BESAR | Existing | RYB | 11 kV |  |  |  |  | 240_3C_AL_XLPE | STADIUM S/BESAR: D00184 | TMN SETIA JAYA: D00017 |  | 353.071 m |  |  |  | 3 | 2 | Pass | null
252149320 | TNB | DISTRIBUTION | SUNGAI BESAR | Existing | RYB | 11 kV |  |  |  |  | 240_3C_AL_XLPE | P/E TAMAN SURIA INDAH: D00201 | P/E FU FROZEN: D00706 |  | 2948.642 m |  |  |  | 3 | 4 | Pass | null
252149586 | TNB | DISTRIBUTION | SUNGAI BESAR | Existing | RYB | 11 kV |  |  |  |  | 240_3C_AL_XLPE | P/E KUARTERS POLITEKNIK: D00476 | P/E SEK AGAMA SUNGAI LANG: 4 |  | 1058.019 m |  |  |  | 3 | 2 | Pass | null
252150073 | TNB | DISTRIBUTION | SUNGAI BESAR | Existing | RYB | 11 kV |  |  |  |  | 240_3C_AL_XLPE | K/UDANG VERECO: D00060 | DEWAN SPG 5: D00048 |  | 2836.096 m |  |  |  | 3 | 2 | Pass | null
252150540 | TNB | DISTRIBUTION | SUNGAI BESAR | Existing | RYB | 11 kV |  |  |  |  | 70_1C_AL_XLPE | K/UDANG MAKHLUK LAUTAN: D00196 | TMN BEDENA JAYA: D00198 |  | 934.965 m |  |  |  | 3 | 2 | Pass | null
252150974 | TNB | DISTRIBUTION | SUNGAI BESAR | Existing | RYB | 11 kV |  |  |  |  | 240_3C_AL_XLPE | P/E TAMAN PERTAMA FASA 4: D00685 | P/E TMN SERENDAH NO 1: D00364 |  | 18.036 m |  |  |  | 3 | 3 | Pass | null
252151091 | TNB | DISTRIBUTION | SUNGAI BESAR | Existing | RYB | 11 kV |  |  |  |  | 240_3C_AL_XLPE | SIM BROTHER: D00171 | MEDAN S/BESAR: D00178 |  | 251.257 m |  |  |  | 3 | 2 | Pass | null
252152154 | TNB | DISTRIBUTION | SUNGAI BESAR | Existing | RYB | 11 kV |  |  |  |  | 240_3C_AL_XLPE | BGN BETING KEPAH: D00630 | KG TELUK RHU: D00463 |  | 3295.090 m |  |  |  | 3 | 7 | Pass | null
252152160 | TNB | DISTRIBUTION | SUNGAI BESAR | Existing | RYB | 11 kV |  |  |  |  | 240_3C_AL_XLPE | PMU SBSR 132/11kV: 5 | P/E LOJI TAKUNGAN IADA: D06775 |  | 8608.017 m |  |  |  | 3 | 2 | Pass | null
252155481 | TNB | DISTRIBUTION | SUNGAI BESAR | Existing | RYB | 11 kV |  |  |  |  | 240_3C_AL_XLPE | PT 10 SG NIBONG: D00078 | SEK MEN DATO' MUSTAFA: D00085 |  | 708.339 m |  |  |  | 3 | 1 | Pass | null
252155486 | TNB | DISTRIBUTION | SUNGAI BESAR | Existing | RYB | 11 kV |  |  |  |  | 240_3C_AL_XLPE | BGN 6: D00163 | PADAT SG BESAR NO 2: D00645 |  | 710.119 m |  |  |  | 3 | 2 | Pass | null
252155535 | TNB | DISTRIBUTION | SUNGAI BESAR | Existing | RYB | 11 kV |  |  |  |  | 240_3C_AL_XLPE | P/E TAMAN PURNAMA: D00005 | P/E TAMAN PERDANA NO 1: D00008 |  | 1355.160 m |  |  |  | 3 | 2 | Pass | null
252155997 | TNB | DISTRIBUTION | SUNGAI BESAR | Existing | RYB | 11 kV |  |  |  |  | 240_3C_AL_XLPE | KG TBK TENGAH: D00428 | P/E SIMPANG SEKENDI: D00385 [OFF] |  | 1712.607 m |  |  |  | 3 | 2 | Pass | null
252156244 | TNB | DISTRIBUTION | SUNGAI BESAR | Existing | RYB | 11 kV |  |  |  |  | 240_3C_AL_XLPE | JLN MAHSURI: D00115 | ARKED MARA: D00116 |  | 517.087 m |  |  |  | 3 | 2 | Pass | null
252164560 | TNB | DISTRIBUTION | SUNGAI BESAR | Existing | RYB | 11 kV |  |  |  |  | 240_3C_AL_XLPE | SW/STN JOHAN LAND: D00500 | TMN FERI: D00597 [OFF] |  | 854.562 m |  |  |  | 3 | 4 | Pass | null
252164976 | TNB | DISTRIBUTION | SUNGAI BESAR | Existing | RYB | 11 kV |  |  |  |  | 240_3C_AL_XLPE | VIP: D00532 | PUSAT REKREASI S/BERNAM: D00535 |  | 382.489 m |  |  |  | 3 | 2 | Pass | null
252166224 | TNB | DISTRIBUTION | SUNGAI BESAR | Existing | RYB | 11 kV |  |  |  |  | 70_3C_AL_PILC | S/LINK PRT 10 SG PANJANG: D00276 | PT 10 GAMBUT: D00278 |  | 903.396 m |  |  |  | 3 | 3 | Pass | null
252166542 | TNB | DISTRIBUTION | SUNGAI BESAR | Existing | RYB | 11 kV |  |  |  |  | 185_3C_AL_PILC | TMN SERI: D00159 | BGN 6: D00162 |  | 766.093 m |  |  |  | 3 | 2 | Pass | null
252167391 | TNB | DISTRIBUTION | SUNGAI BESAR | Existing | RYB | 11 kV |  |  |  |  | 240_3C_AL_XLPE | P/E TAMAN WAWASAN: D00586 | SEK ABD RAHMAN PUTRA: D00588 |  | 1585.351 m |  |  |  | 3 | 2 | Pass | null
252167918 | TNB | DISTRIBUTION | SUNGAI BESAR | Existing | RYB | 11 kV |  |  |  |  | 240_3C_AL_XLPE | SG LANG (ILDAS) DAKWAH: D00360 | P/E PUAS: D00359 |  | 495.381 m |  |  |  | 3 | 1 | Pass | null
252169267 | TNB | DISTRIBUTION | SUNGAI BESAR | Existing | RYB | 11 kV |  |  |  |  | 240_3C_AL_XLPE | P/E SBBC FASA 1: D05244 | P/E TAMAN PURNAMA: D00004 |  | 868.662 m |  |  |  | 3 | 2 | Pass | null
252169381 | TNB | DISTRIBUTION | SUNGAI BESAR | Existing | RYB | 11 kV |  |  |  |  | 240_3C_AL_XLPE | P/E TAMAN BAYU: D00026 | TMN PADU PERMAI NO 2: D00027 |  | 421.113 m |  |  |  | 3 | 1 | Pass | null
252169486 | TNB | DISTRIBUTION | SUNGAI BESAR | Existing | RYB | 11 kV |  |  |  |  | 240_3C_AL_XLPE | S/LINK PARIT 8 SG PANJANG: D00271 | SDIK HOLDING: D00663 |  | 2330.679 m |  |  |  | 3 | 10 | Pass | null
252169491 | TNB | DISTRIBUTION | SUNGAI BESAR | Existing | RYB | 11 kV |  |  |  |  | 240_3C_AL_XLPE | P/PADAT PARIT 12 LUNDANG: D00419 | P/E LPN BAGAN TERAP: D00555 |  | 1528.859 m |  |  |  | 3 | 2 | Pass | null
252169519 | TNB | DISTRIBUTION | SUNGAI BESAR | Existing | RYB | 11 kV |  |  |  |  | 240_3C_AL_XLPE | TMN PADU PERMAI: D00015 | TMN SETIA JAYA: D00019 [OFF] |  | 936.638 m |  |  |  | 3 | 2 | Pass | null
252169682 | TNB | DISTRIBUTION | SUNGAI BESAR | Existing | RYB | 11 kV |  |  |  |  | 240_3C_AL_XLPE | P/E SG BERNAM QUATERS: D00307 | P/E SG BERNAM DIVISION 1: D00310 |  | 1854.841 m |  |  |  | 3 | 2 | Pass | null
252169787 | TNB | DISTRIBUTION | SUNGAI BESAR | Existing | RYB | 11 kV |  |  |  |  | 70_1C_AL_XLPE | PAT KG TBK JAWA: D00446 | KG TBK MUFRAD: D00448 |  | 3009.164 m |  |  |  | 3 | 2 | Pass | null
252170306 | TNB | DISTRIBUTION | SUNGAI BESAR | Existing | RYB | 11 kV |  |  |  |  | 240_3C_AL_XLPE | P/E KILANG BERAS LPN SG BESAR: D00093 | P/E PEJABAT KERAJAAN: D00097 |  | 1236.519 m |  |  |  | 3 | 2 | Pass | null
252170519 | TNB | DISTRIBUTION | SUNGAI BESAR | Existing | RYB | 11 kV |  |  |  |  | 240_3C_AL_XLPE | BGN 2 S/BESAR: D00174 | KLG FISH BALL BGN 4: D00175 |  | 925.130 m |  |  |  | 3 | 1 | Pass | null
252171645 | TNB | DISTRIBUTION | SUNGAI BESAR | Existing | RYB | 11 kV |  |  |  |  | 240_3C_AL_XLPE | P/E TMN PADU PERMAI NO 3: D00031 | P/E TERNAK LEMBU: D00691 |  | 3154.056 m |  |  |  | 3 | 2 | Pass | null
252171746 | TNB | DISTRIBUTION | SUNGAI BESAR | Existing | RYB | 11 kV |  |  |  |  | 240_3C_AL_XLPE | SIMPANG BNO: D00454 | SEK MUNSHI ABDULLAH: D00457 |  | 4832.394 m |  |  |  | 3 | 2 | Pass | null
252171928 | TNB | DISTRIBUTION | SUNGAI BESAR | Existing | RYB | 11 kV |  |  |  |  | 240_3C_AL_XLPE | P/E SG BERNAM DIVISION 1: D00312 | KG DATO' HORMAT: D00314 |  | 4358.112 m |  |  |  | 3 | 2 | Pass | null
252172219 | TNB | DISTRIBUTION | SUNGAI BESAR | Existing | RYB | 11 kV |  |  |  |  | 240_3C_AL_XLPE | S.M AGAMA TINGGI BT 38: D00515 | TMN PERPADUAN: D00507 |  | 1769.143 m |  |  |  | 3 | 2 | Pass | null
252174432 | TNB | DISTRIBUTION | SUNGAI BESAR | Existing | RYB | 11 kV |  |  |  |  | 240_3C_AL_XLPE | S/LINK PRT 16 SG PANJANG: D00246 | MERBAU JAYA PT 16: D00253 |  | 998.807 m |  |  |  | 3 | 4 | Pass | null
252176019 | TNB | DISTRIBUTION | SUNGAI BESAR | Existing | RYB | 11 kV |  |  |  |  | 240_3C_AL_XLPE | D-SBR-C17-0160: D06821 | P/E TAMAN PERDANA: D00013 |  | 425.648 m |  |  |  | 3 | 1 | Pass | null
252177431 | TNB | DISTRIBUTION | SUNGAI BESAR | Existing | RYB | 11 kV |  |  |  |  | 70_1C_AL_XLPE | HAYAT MAJU NO 1: D00564 | P/E HAYAT MAJU NO 3: D00561 [OFF] |  | 243.254 m |  |  |  | 3 | 2 | Pass | null
252179292 | TNB | DISTRIBUTION | SUNGAI BESAR | Existing | RYB | 11 kV |  |  |  |  | 240_3C_AL_XLPE | TAMAN MUHIBBAH: G00363 |  |  | 282.286 m |  |  |  | 3 | 1 | Pass | null
252179516 | TNB | DISTRIBUTION | SUNGAI BESAR | Existing | RYB | 11 kV |  |  |  |  | 240_3C_AL_XLPE | TMN PERWIRA: D00003 | P/E TAMAN GEMILANG NO 2: D05238 |  | 81.628 m |  |  |  | 3 | 2 | Pass | null
252179965 | TNB | DISTRIBUTION | SUNGAI BESAR | Existing | RYB | 11 kV |  |  |  |  | 70_1C_AL_XLPE |  |  |  | 17.623 m |  |  |  | 3 | 0 | Pass | null
252179981 | TNB | DISTRIBUTION | SUNGAI BESAR | Existing | RYB | 11 kV |  |  |  |  | 240_3C_AL_XLPE | TELUK BELANGGA: D00349 | P/E SEK REN AGAMA PARIT BARU: D06769 |  | 3247.420 m |  |  |  | 3 | 2 | Pass | null
252180677 | TNB | DISTRIBUTION | SUNGAI BESAR | Existing | RYB | 11 kV |  |  |  |  | 240_3C_AL_XLPE | P/E PENURUN BAGAN TERAP PT 13 SG PANJANG: D00229 | TBK JAYA PT 13 SG PANJANG: D00233 |  | 1448.313 m |  |  |  | 3 | 3 | Pass | null
252180972 | TNB | DISTRIBUTION | SUNGAI BESAR | Existing | RYB | 11 kV |  |  |  |  | 240_3C_AL_XLPE | P/E PENURUN BAGAN TERAP PT 13 SG PANJANG: D00225 | HAYAT MAJU NO 2: D00236 |  | 1837.702 m |  |  |  | 3 | 5 | Pass | null
252181452 | TNB | DISTRIBUTION | SUNGAI BESAR | Existing | RYB | 11 kV |  |  |  |  | 240_3C_AL_XLPE | P/E KAMPUNG DUNGUN: D00298 | PAT KAMPUNG TANJUNG JAWA: DOO302 |  | 2706.324 m |  |  |  | 3 | 2 | Pass | null
254440466 | TNB | DISTRIBUTION | SUNGAI BESAR | Existing | RYB | 11 kV |  |  |  |  | 7X_500_1C_CU_PVC/PVC |  |  |  | 1.192 m |  |  |  | 7 | 0 | Fail | Please check "Label"
254440686 | TNB | DISTRIBUTION | SUNGAI BESAR | Existing | RYB | 11 kV |  |  |  |  | 7X_300_1C_AL_PVC/PVC |  |  |  | 1.179 m |  |  |  | 7 | 0 | Fail | Please check "Label"
254440690 | TNB | DISTRIBUTION | SUNGAI BESAR | Existing | RYB | 11 kV |  |  |  |  | 7X_300_1C_AL_PVC/PVC |  |  |  | 1.108 m |  |  |  | 7 | 0 | Fail | Please check "Label"
254440694 | TNB | DISTRIBUTION | SUNGAI BESAR | Existing | RYB | 11 kV |  |  |  |  | 7X_300_1C_AL_PVC/PVC |  |  |  | 1.154 m |  |  |  | 7 | 0 | Fail | Please check "Label"
254440698 | TNB | DISTRIBUTION | SUNGAI BESAR | Existing | RYB | 11 kV |  |  |  |  | 4X_300_1C_AL_PVC/PVC |  |  |  | 1.111 m |  |  |  | 4 | 0 | Fail | Please check "Label"
254440750 | TNB | DISTRIBUTION | SUNGAI BESAR | Existing | RYB | 11 kV |  |  |  |  | 7X_300_1C_AL_PVC/PVC |  |  |  | 1.185 m |  |  |  | 7 | 0 | Fail | Please check "Label"
254442126 | TNB | DISTRIBUTION | SUNGAI BESAR | Existing | RYB | 11 kV |  |  |  |  | 7X_300_1C_AL_PVC/PVC |  |  |  | 1.122 m |  |  |  | 7 | 0 | Fail | Please check "Label"
254442130 | TNB | DISTRIBUTION | SUNGAI BESAR | Existing | RYB | 11 kV |  |  |  |  | 7X_300_1C_AL_PVC/PVC |  |  |  | 1.155 m |  |  |  | 7 | 0 | Fail | Please check "Label"
254442134 | TNB | DISTRIBUTION | SUNGAI BESAR | Existing | RYB | 11 kV |  |  |  |  | 7X_500_1C_CU_PVC/PVC |  |  |  | 1.137 m |  |  |  | 7 | 0 | Fail | Please check "Label"
254442478 | TNB | DISTRIBUTION | SUNGAI BESAR | Existing | RYB | 11 kV |  |  |  |  | 7X_500_1C_AL_PVC/PVC |  |  |  | 1.135 m |  |  |  | 7 | 0 | Fail | Please check "Label"
254442482 | TNB | DISTRIBUTION | SUNGAI BESAR | Existing | RYB | 11 kV |  |  |  |  | 7X_500_1C_AL_PVC/PVC |  |  |  | 1.148 m |  |  |  | 7 | 0 | Fail | Please check "Label"
254442486 | TNB | DISTRIBUTION | SUNGAI BESAR | Existing | RYB | 11 kV |  |  |  |  | 7X_500_1C_CU_PVC/PVC |  |  |  | 1.156 m |  |  |  | 7 | 0 | Fail | Please check "Label"
254442490 | TNB | DISTRIBUTION | SUNGAI BESAR | Existing | RYB | 11 kV |  |  |  |  | 7X_300_1C_AL_PVC/PVC |  |  |  | 1.166 m |  |  |  | 7 | 0 | Fail | Please check "Label"
254446054 | TNB | DISTRIBUTION | SUNGAI BESAR | Existing | RYB | 11 kV |  |  |  |  | 7X_500_1C_CU_PVC/PVC |  |  |  | 1.107 m |  |  |  | 7 | 0 | Fail | Please check "Label"
254446510 | TNB | DISTRIBUTION | SUNGAI BESAR | Existing | RYB | 11 kV |  |  |  |  | 7X_300_1C_AL_PVC/PVC |  |  |  | 1.053 m |  |  |  | 7 | 0 | Fail | Please check "Label"
254446514 | TNB | DISTRIBUTION | SUNGAI BESAR | Existing | RYB | 11 kV |  |  |  |  | 7X_500_1C_AL_PVC/PVC |  |  |  | 1.093 m |  |  |  | 7 | 0 | Fail | Please check "Label"
254446526 | TNB | DISTRIBUTION | SUNGAI BESAR | Existing | RYB | 11 kV |  |  |  |  | 7X_300_1C_AL_PVC/PVC |  |  |  | 1.154 m |  |  |  | 7 | 0 | Fail | Please check "Label"
254446538 | TNB | DISTRIBUTION | SUNGAI BESAR | Existing | RYB | 11 kV |  |  |  |  | 7X_500_1C_AL_PVC/PVC |  |  |  | 0.893 m |  |  |  | 7 | 0 | Fail | Please check "Label"
254452062 | TNB | DISTRIBUTION | SUNGAI BESAR | Existing | RYB | 11 kV |  |  |  |  | 4X_300_1C_AL_PVC/PVC |  |  |  | 1.104 m |  |  |  | 4 | 0 | Fail | Please check "Label"
254452074 | TNB | DISTRIBUTION | SUNGAI BESAR | Existing | RYB | 11 kV |  |  |  |  | 7X_300_1C_AL_PVC/PVC |  |  |  | 1.143 m |  |  |  | 7 | 0 | Fail | Please check "Label"
254452098 | TNB | DISTRIBUTION | SUNGAI BESAR | Existing | RYB | 11 kV |  |  |  |  | 7X_300_1C_AL_PVC/PVC |  |  |  | 1.138 m |  |  |  | 7 | 0 | Fail | Please check "Label"
254452110 | TNB | DISTRIBUTION | SUNGAI BESAR | Existing | RYB | 11 kV |  |  |  |  | 7X_300_1C_AL_PVC/PVC |  |  |  | 1.122 m |  |  |  | 7 | 0 | Fail | Please check "Label"
254452870 | TNB | DISTRIBUTION | SUNGAI BESAR | Existing | RYB | 11 kV |  |  |  |  | 7X_500_1C_CU_PVC/PVC |  |  |  | 1.152 m |  |  |  | 7 | 0 | Fail | Please check "Label"
254455082 | TNB | DISTRIBUTION | SUNGAI BESAR | Existing | RYB | 11 kV |  |  |  |  | 7X_300_1C_AL_PVC/PVC |  |  |  | 1.039 m |  |  |  | 7 | 0 | Fail | Please check "Label"
254455086 | TNB | DISTRIBUTION | SUNGAI BESAR | Existing | RYB | 11 kV |  |  |  |  | 7X_300_1C_AL_PVC/PVC |  |  |  | 1.153 m |  |  |  | 7 | 0 | Fail | Please check "Label"
254455102 | TNB | DISTRIBUTION | SUNGAI BESAR | Existing | RYB | 11 kV |  |  |  |  | 7X_300_1C_AL_PVC/PVC |  |  |  | 1.083 m |  |  |  | 7 | 0 | Fail | Please check "Label"
254455106 | TNB | DISTRIBUTION | SUNGAI BESAR | Existing | RYB | 11 kV |  |  |  |  | 4X_300_1C_AL_PVC/PVC |  |  |  | 1.143 m |  |  |  | 4 | 0 | Fail | Please check "Label"
254513768 | TNB | DISTRIBUTION | SUNGAI BESAR | Existing | RYB | 11 kV |  |  |  |  | 7X_300_1C_AL_PVC/PVC |  |  |  | 1.107 m |  |  |  | 7 | 0 | Fail | Please check "Label"
254514172 | TNB | DISTRIBUTION | SUNGAI BESAR | Existing | RYB | 11 kV |  |  |  |  | 7X_300_1C_AL_PVC/PVC |  |  |  | 1.808 m |  |  |  | 7 | 0 | Fail | Please check "Label"
254515708 | TNB | DISTRIBUTION | SUNGAI BESAR | Existing | RYB | 11 kV |  |  |  |  | 7X_300_1C_AL_PVC/PVC |  |  |  | 1.147 m |  |  |  | 7 | 0 | Fail | Please check "Label"
254525892 | TNB | DISTRIBUTION | SUNGAI BESAR | Existing | RYB | 11 kV |  |  |  |  | 7X_500_1C_AL_PVC/PVC |  |  |  | 1.140 m |  |  |  | 7 | 0 | Fail | Please check "Label"
254528549 | TNB | DISTRIBUTION | SUNGAI BESAR | Existing | RYB | 11 kV |  |  |  |  | 4X_300_1C_AL_PVC/PVC |  |  |  | 1.143 m |  |  |  | 4 | 0 | Fail | Please check "Label"
254530029 | TNB | DISTRIBUTION | SUNGAI BESAR | Existing | RYB | 11 kV |  |  |  |  | 7X_300_1C_AL_PVC/PVC |  |  |  | 1.131 m |  |  |  | 7 | 0 | Fail | Please check "Label"
254531205 | TNB | DISTRIBUTION | SUNGAI BESAR | Existing | RYB | 11 kV |  |  |  |  | 7X_500_1C_CU_PVC/PVC |  |  |  | 1.141 m |  |  |  | 7 | 0 | Fail | Please check "Label"
254532757 | TNB | DISTRIBUTION | SUNGAI BESAR | Existing | RYB | 11 kV |  |  |  |  | 7X_300_1C_AL_PVC/PVC |  |  |  | 1.116 m |  |  |  | 7 | 0 | Fail | Please check "Label"
254544445 | TNB | DISTRIBUTION | SUNGAI BESAR | Existing | RYB | 11 kV |  |  |  |  | 7X_500_1C_CU_PVC/PVC |  |  |  | 1.105 m |  |  |  | 7 | 0 | Fail | Please check "Label"
254544509 | TNB | DISTRIBUTION | SUNGAI BESAR | Existing | RYB | 11 kV |  |  |  |  | 7X_500_1C_CU_PVC/PVC |  |  |  | 1.146 m |  |  |  | 7 | 0 | Fail | Please check "Label"
254547525 | TNB | DISTRIBUTION | SUNGAI BESAR | Existing | RYB | 11 kV |  |  |  |  | 7X_500_1C_CU_PVC/PVC |  |  |  | 1.107 m |  |  |  | 7 | 0 | Fail | Please check "Label"
254547561 | TNB | DISTRIBUTION | SUNGAI BESAR | Existing | RYB | 11 kV |  |  |  |  | 7X_500_1C_CU_PVC/PVC |  |  |  | 1.182 m |  |  |  | 7 | 0 | Fail | Please check "Label"
254548837 | TNB | DISTRIBUTION | SUNGAI BESAR | Existing | RYB | 11 kV |  |  |  |  | 7X_300_1C_AL_PVC/PVC |  |  |  | 1.111 m |  |  |  | 7 | 0 | Fail | Please check "Label"
254562651 | TNB | DISTRIBUTION | SUNGAI BESAR | Existing | RYB | 11 kV |  |  |  |  | 7X_500_1C_AL_PVC/PVC |  |  |  | 1.124 m |  |  |  | 7 | 0 | Fail | Please check "Label"
377292793 | TNB | DISTRIBUTION | SUNGAI BESAR | Existing | RYB | 33 kV |  |  |  |  | 240_3C_AL_XLPE | PMU SBSR 132/33 kV: 9L5 | PPU SBNM: |  | 14.906 m |  |  |  | 3 | 0 | Pass | null
377292797 | TNB | DISTRIBUTION | SUNGAI BESAR | Existing | RYB | 33 kV |  |  |  |  | 240_3C_AL_XLPE | PMU SBSR 132/33 kV: 9L5 | PPU SBNM: |  | 74.487 m |  |  | Fdr 9 | 3 | 0 | Pass | null
377644839 | TNB | DISTRIBUTION | SUNGAI BESAR | Existing | RYB | 11 kV |  |  |  |  | 240_3C_AL_XLPE | P/E TAMAN GEMILANG NO 2: D05240 | P/E MCDONALD SG BESAR: D06781 |  | 92.713 m |  |  |  | 3 | 0 | Pass | null
377644844 | TNB | DISTRIBUTION | SUNGAI BESAR | Existing | RYB | 11 kV |  |  |  |  | 240_3C_AL_XLPE | P/E MCDONALD SG BESAR: D06782 | SBBC FASA 3: D00657 |  | 275.836 m |  |  |  | 3 | 0 | Pass | null
377647306 | TNB | DISTRIBUTION | SUNGAI BESAR | Existing | RYB | 11 kV |  |  |  |  | 240_3C_AL_XLPE | PPU SGBR: 3 | P/E TMN BEDENA 2: D06740 |  | 537.396 m |  |  |  | 3 | 0 | Pass | null
377647311 | TNB | DISTRIBUTION | SUNGAI BESAR | Existing | RYB | 11 kV |  |  |  |  | 240_3C_AL_XLPE | P/E TMN BEDENA 2: D06743 | TMN SETIA JAYA: D00020 [OFF] |  | 898.568 m |  |  |  | 3 | 0 | Pass | null
377647320 | TNB | DISTRIBUTION | SUNGAI BESAR | Existing | RYB | 11 kV |  |  |  |  | 240_3C_AL_XLPE | P/E TMN BEDENA 2: D06742 | P/E BOMBA SG BESAR: D00021 |  | 993.861 m |  |  |  | 3 | 0 | Pass | null
377647612 | TNB | DISTRIBUTION | SUNGAI BESAR | Existing | RYB | 11 kV |  |  |  |  | 240_3C_AL_XLPE | P/E MAHKAMAH: D00723 | P/E TAMAN BAYU: D00025 |  | 13.216 m |  |  |  | 3 | 0 | Pass | null
377647621 | TNB | DISTRIBUTION | SUNGAI BESAR | Existing | RYB | 11 kV |  |  |  |  | 240_3C_AL_XLPE | P/E BOMBA SG BESAR: D00022 | P/E MAHKAMAH: D00721 |  | 576.995 m |  |  |  | 3 | 0 | Pass | null
377648087 | TNB | DISTRIBUTION | SUNGAI BESAR | Existing | RYB | 11 kV |  |  |  |  | 240_3C_AL_XLPE | TMN PADU PERMAI NO 2: D00028 |  |  | 418.569 m |  |  |  | 3 | 0 | Pass | null
377958127 | TNB | DISTRIBUTION | SUNGAI BESAR | Existing | RYB | 11 kV |  |  |  |  | 240_3C_AL_XLPE | P/E KOKO FAMA ASSAYAKI: D00138 | D-SBR-C17-0164: D06824 |  | 666.502 m |  |  |  | 3 | 0 | Pass | null
377958132 | TNB | DISTRIBUTION | SUNGAI BESAR | Existing | RYB | 11 kV |  |  |  |  | 240_3C_AL_XLPE | D-SBR-C17-0164: D06826 | D-SBR-C17-0165: D06827 |  | 356.052 m |  |  |  | 3 | 0 | Pass | null
377958137 | TNB | DISTRIBUTION | SUNGAI BESAR | Existing | RYB | 11 kV |  |  |  |  | 240_3C_AL_XLPE | D-SBR-C17-0165: D06829 | P/E BLACKTOP: D00141 |  | 335.504 m |  |  |  | 3 | 0 | Pass | null
379374950 | TNB | DISTRIBUTION | SUNGAI BESAR | Existing | RYB | 11 kV |  |  |  |  | 240_3C_AL_XLPE | P/E JALAN ANGGERIK: D00120 | TMN PENGGAWA: D00124 |  | 35.009 m |  |  |  | 3 | 0 | Pass | null
379374954 | TNB | DISTRIBUTION | SUNGAI BESAR | Existing | RYB | 11 kV |  |  |  |  | 240_3C_AL_XLPE | TMN PENGGAWA: D00125 | P/E ELEYSS PARK: D00699 |  | 35.053 m |  |  |  | 3 | 0 | Pass | null
379375075 | TNB | DISTRIBUTION | SUNGAI BESAR | Existing | RYB | 11 kV |  |  |  |  | 240_3C_AL_XLPE | TMN PENGGAWA: D00125 | P/E ELEYSS PARK: D00699 |  | 25.041 m |  |  |  | 3 | 0 | Pass | null
379375080 | TNB | DISTRIBUTION | SUNGAI BESAR | Existing | RYB | 11 kV |  |  |  |  | 240_3C_AL_XLPE | P/E ELEYSS PARK: D00701 | P/E TAMAN BUDIMAN: D06757 |  | 23.835 m |  |  |  | 3 | 0 | Pass | null
379375707 | TNB | DISTRIBUTION | SUNGAI BESAR | Existing | RYB | 11 kV |  |  |  |  | 240_3C_AL_XLPE | P/E SIMPANG TEBUK PULAI: D00681 | P/E SIMPANG TEBUK PULAI: D00682 [OFF] |  | 2.160 m |  |  |  | 3 | 0 | Pass | null
379376007 | TNB | DISTRIBUTION | SUNGAI BESAR | Existing | RYB | 11 kV |  |  |  |  | 240_3C_AL_XLPE | PT 5 BARAT: D00397 | PT 3 1/2 BARAT: D00399 |  | 31.318 m |  |  |  | 3 | 0 | Pass | null
379376192 | TNB | DISTRIBUTION | SUNGAI BESAR | Existing | RYB | 11 kV |  |  |  |  | 240_3C_AL_XLPE | PT 5 BARAT: D00397 | PT 3 1/2 BARAT: D00399 |  | 46.160 m |  |  |  | 3 | 0 | Pass | null
379376197 | TNB | DISTRIBUTION | SUNGAI BESAR | Existing | RYB | 11 kV |  |  |  |  | 240_3C_AL_XLPE | PT 3 1/2 BARAT: D00400 | PT 2 BARAT: D00402 |  | 33.995 m |  |  |  | 3 | 0 | Pass | null
379376296 | TNB | DISTRIBUTION | SUNGAI BESAR | Existing | RYB | 11 kV |  |  |  |  | 240_3C_AL_XLPE | PT 3 1/2 BARAT: D00400 | PT 2 BARAT: D00402 |  | 14.841 m |  |  |  | 3 | 0 | Pass | null
379376965 | TNB | DISTRIBUTION | SUNGAI BESAR | Existing | RYB | 11 kV |  |  |  |  | 7X_500_1C_CU_PVC/PVC |  |  |  | 1.196 m |  |  |  | 7 | 0 | Fail | Please check "Label"
379377406 | TNB | DISTRIBUTION | SUNGAI BESAR | Existing | RYB | 11 kV |  |  |  |  | 7X_300_1C_AL_PVC/PVC |  |  |  | 1.228 m |  |  |  | 7 | 0 | Fail | Please check "Label"
379377789 | TNB | DISTRIBUTION | SUNGAI BESAR | Existing | RYB | 11 kV |  |  |  |  | 240_3C_AL_XLPE | P/E FU FROZEN: D00708 | P/E FIBRECO: D00626 |  | 345.210 m |  |  |  | 3 | 0 | Pass | null
379377897 | TNB | DISTRIBUTION | SUNGAI BESAR | Existing | RYB | 11 kV |  |  |  |  | 240_3C_AL_XLPE | P/E FIBRECO: D00624 | P/E ASRAMA DESA: D00692 |  | 821.815 m |  |  |  | 3 | 0 | Pass | null
379377981 | TNB | DISTRIBUTION | SUNGAI BESAR | Existing | RYB | 11 kV |  |  |  |  | 240_3C_AL_XLPE | P/E ASRAMA DESA: D00695 | BGN SG BURUNG NO 2: D00207 |  | 1463.553 m |  |  |  | 3 | 0 | Pass | null
379377989 | TNB | DISTRIBUTION | SUNGAI BESAR | Existing | RYB | 11 kV | YES | Class D |  |  | 240_3C_AL_XLPE | P/E TAMAN AROWANA: D06832 | THAI LIAN: D00212 |  | 401.607 m |  |  |  | 3 | 0 | Pass | null
379378272 | TNB | DISTRIBUTION | SUNGAI BESAR | Existing | RYB | 11 kV |  |  |  |  | 240_3C_AL_XLPE | THAI LIAN: D00211 | SEKENDI INDUSTRIES: D00213 |  | 696.752 m |  |  |  | 3 | 0 | Pass | null
379378950 | TNB | DISTRIBUTION | SUNGAI BESAR | Existing | RYB | 11 kV |  |  |  |  | 240_3C_AL_XLPE | PT 5 GAMBUT: D00714 | P/E HJ MAHIDIN PT 7 GAMBUT: D06809 |  | 23.080 m |  |  |  | 3 | 0 | Pass | null
379378964 | TNB | DISTRIBUTION | SUNGAI BESAR | Existing | RYB | 11 kV |  |  |  |  | 240_3C_AL_XLPE | PT 5 GAMBUT: D00714 | P/E HJ MAHIDIN PT 7 GAMBUT: D06809 |  | 660.195 m |  |  |  | 3 | 0 | Pass | null
379378974 | TNB | DISTRIBUTION | SUNGAI BESAR | Existing | RYB | 11 kV |  |  |  |  | 240_3C_AL_XLPE | P/E REBAN AYAM DATO GHAZALI: D06818 |  |  | 47.232 m |  |  |  | 3 | 0 | Pass | null
379383598 | TNB | DISTRIBUTION | SUNGAI BESAR | Existing | RYB | 11 kV |  |  |  |  | 240_3C_AL_XLPE | P/E YU CHEN PENG: D60744 | TBK MARSO: D00034 |  | 2498.800 m |  |  |  | 3 | 0 | Pass | null
379396750 | TNB | DISTRIBUTION | SUNGAI BESAR | Existing | RYB | 11 kV |  |  |  |  | 240_3C_AL_XLPE | P/E PUAS: D00357 | INS. PERAKUNAN NEGARA (IPN): D00355 |  | 63.815 m |  |  |  | 3 | 0 | Pass | null
379397249 | TNB | DISTRIBUTION | SUNGAI BESAR | Existing | RYB | 11 kV |  |  |  |  | 240_3C_AL_XLPE | STN SUIS PARIT BARU: D00337 | PAT KG PT BARU BAROH: D00340 |  | 899.743 m |  |  |  | 3 | 0 | Pass | null
379398071 | TNB | DISTRIBUTION | SUNGAI BESAR | Existing | RYB | 11 kV |  |  |  |  | 240_3C_AL_XLPE | PPU SGLG: 1 | S/S POLITEKNIK SABAK BERNAM: |  | 93.879 m |  |  |  | 3 | 0 | Pass | null
379398075 | TNB | DISTRIBUTION | SUNGAI BESAR | Existing | RYB | 11 kV |  |  |  |  | 240_3C_AL_XLPE | PPU SGLG: 4 | S/S POLITEKNIK SABAK BERNAM: |  | 95.801 m |  |  |  | 3 | 0 | Pass | null
379398385 | TNB | DISTRIBUTION | SUNGAI BESAR | Existing | RYB | 11 kV |  |  |  |  | 240_3C_AL_XLPE | BGN BETING KEPAH: D00466 | BGN BETING KEPAH: D00629 |  | 2.830 m |  |  |  | 3 | 0 | Pass | null
379399085 | TNB | DISTRIBUTION | SUNGAI BESAR | Existing | RYB | 11 kV |  |  |  |  | 240_3C_AL_XLPE | PAT KG PT BARU BAROH: D00341 | P/E BAGAN PARIT BARU: D00343 |  | 1402.567 m |  |  |  | 3 | 0 | Pass | null
379499426 | TNB | DISTRIBUTION | SUNGAI BESAR | Existing | RYB | 11 kV |  |  |  |  | 240_3C_AL_XLPE | PPU SBNM: 1 | STN SUIS TORKINTON: D00490 |  | 1461.784 m |  |  |  | 3 | 0 | Pass | null
379499460 | TNB | DISTRIBUTION | SUNGAI BESAR | Existing | RYB | 11 kV |  |  |  |  | 240_3C_AL_XLPE | STN SUIS TORKINTON: D00491 | PUMP HOUSE TORKINTON: D00492 |  | 916.469 m |  |  |  | 3 | 0 | Pass | null
379500740 | TNB | DISTRIBUTION | SUNGAI BESAR | Existing | RYB | 11 kV |  |  |  |  | 240_3C_AL_XLPE | JOHAN LAND: D00498 | SW/STN JOHAN LAND: D00501 |  | 29.569 m |  |  |  | 3 | 0 | Pass | null
379501267 | TNB | DISTRIBUTION | SUNGAI BESAR | Existing | RYB | 11 kV |  |  |  |  | 240_3C_AL_XLPE | P/E KOLEJ KOMUNITI: D00528 | P/E SEK UNGKU AZIZ: D00705 |  | 464.893 m |  |  |  | 3 | 0 | Pass | null
379501565 | TNB | DISTRIBUTION | SUNGAI BESAR | Existing | RYB | 11 kV |  |  |  |  | 240_3C_AL_XLPE | PUSAT REKREASI S/BERNAM: D00534 | P/E PUSAT PERLINDUNGAN WANITA: D00730 |  | 397.277 m |  |  |  | 3 | 0 | Pass | null
379501877 | TNB | DISTRIBUTION | SUNGAI BESAR | Existing | RYB | 11 kV |  |  |  |  | 240_3C_AL_XLPE | PEKAN S/BERNAM: D00503 | P/PADAT MEDAN SELERA MDSB: D00686 [OFF] |  | 221.862 m |  |  |  | 3 | 0 | Pass | null
379501892 | TNB | DISTRIBUTION | SUNGAI BESAR | Existing | RYB | 11 kV |  |  |  |  | 240_3C_AL_XLPE | P/E PUSAT NIAGA BT 40: D06808 | P/PADAT MEDAN SELERA MDSB: D00688 |  | 250.107 m |  |  |  | 3 | 0 | Pass | null
379501993 | TNB | DISTRIBUTION | SUNGAI BESAR | Existing | RYB | 11 kV |  |  |  |  | 240_3C_AL_XLPE | PPU SBNM: 3 | P/E TAMAN PERTAMA FASA 4: D00683 |  | 18.609 m |  |  |  | 3 | 3 | Pass | null
379502474 | TNB | DISTRIBUTION | SUNGAI BESAR | Existing | RYB | 11 kV |  |  |  |  | 240_3C_AL_XLPE | PKNS LOW COST TMN MUHIBAH: D00372 | P/E TAMAN ORKID: D06802 |  | 1965.787 m |  |  |  | 3 | 0 | Pass | null
379502957 | TNB | DISTRIBUTION | SUNGAI BESAR | Existing | RYB | 11 kV |  |  |  |  | 240_3C_AL_XLPE | P/E SIMPANG SEKENDI: D00386 | P/E SIMPANG SEKENDI: D00388 |  | 4.190 m |  |  |  | 3 | 0 | Pass | null
379503284 | TNB | DISTRIBUTION | SUNGAI BESAR | Existing | RYB | 11 kV |  |  |  |  | 240_3C_AL_XLPE | TMN PERPADUAN: D00508 | TAMAN RAYA NO 2: D00666 |  | 894.439 m |  |  |  | 3 | 1 | Pass | null
379503573 | TNB | DISTRIBUTION | SUNGAI BESAR | Existing | RYB | 11 kV |  |  |  |  | 240_3C_AL_XLPE | PPU SBNM: 4 | P/E TMN BERLIAN: D00724 |  | 496.865 m |  |  |  | 3 | 3 | Pass | null
379547037 | TNB | DISTRIBUTION | SUNGAI BESAR | Existing | RYB | 11 kV |  |  |  |  | 240_3C_AL_XLPE | TMN FERI: D00596 | HOSPITAL S/BERNAM: D00486 [OFF] |  | 17.993 m |  |  |  | 3 | 0 | Pass | null
379547141 | TNB | DISTRIBUTION | SUNGAI BESAR | Existing | RYB | 11 kV |  |  |  |  | 240_3C_AL_XLPE | PPU SBNM: 5 | P/E RUMAH KEDAI SB PERDANA: S05873 |  | 23.534 m |  |  |  | 3 | 0 | Pass | null
379547147 | TNB | DISTRIBUTION | SUNGAI BESAR | Existing | RYB | 11 kV |  |  |  |  | 240_3C_AL_XLPE | P/E RUMAH KEDAI SB PERDANA: S05875 | P/E TAMAN PLATINUM: D06791 |  | 27.205 m |  |  |  | 3 | 0 | Pass | null
379547252 | TNB | DISTRIBUTION | SUNGAI BESAR | Existing | RYB | 11 kV |  |  |  |  | 240_3C_AL_XLPE | P/E RUMAH KEDAI SB PERDANA: S05875 | P/E TAMAN PLATINUM: D06791 |  | 33.323 m |  |  |  | 3 | 0 | Pass | null
379547256 | TNB | DISTRIBUTION | SUNGAI BESAR | Existing | RYB | 11 kV |  |  |  |  | 240_3C_AL_XLPE | P/E TAMAN PLATINUM: D06793 | TAMAN PERTAMA NO 2: D00669 |  | 35.240 m |  |  |  | 3 | 0 | Pass | null
379547356 | TNB | DISTRIBUTION | SUNGAI BESAR | Existing | RYB | 11 kV |  |  |  |  | 240_3C_AL_XLPE | TAMAN PERTAMA NO 2: D00671 | IKS JALAN AIR MANIS: D00423 |  | 493.274 m |  |  |  | 3 | 0 | Pass | null
379547551 | TNB | DISTRIBUTION | SUNGAI BESAR | Existing | RYB | 11 kV |  |  |  |  | 240_3C_AL_XLPE | IKS JALAN AIR MANIS: D00422 | P/E RT AIR MANIS NO 1: D00657 |  | 368.945 m |  |  |  | 3 | 2 | Pass | null
379547556 | TNB | DISTRIBUTION | SUNGAI BESAR | Existing | RYB | 11 kV |  |  |  |  | 240_3C_AL_XLPE | P/E RT AIR MANIS NO 1: D00659 | P/E RT AIR MANIS NO 2: D00660 |  | 509.042 m |  |  |  | 3 | 0 | Pass | null
379547655 | TNB | DISTRIBUTION | SUNGAI BESAR | Existing | RYB | 11 kV |  |  |  |  | 240_3C_AL_XLPE | P/E RT AIR MANIS NO 2: D00662 | SCENICA (PURE MANUFACTURING): D00426 |  | 1184.807 m |  |  |  | 3 | 0 | Pass | null
379548277 | TNB | DISTRIBUTION | SUNGAI BESAR | Existing | RYB | 11 kV |  |  |  |  | 4X_300_1C_AL_PVC/PVC |  |  |  | 0.874 m |  |  |  | 4 | 0 | Fail | Please check "Label"
379548381 | TNB | DISTRIBUTION | SUNGAI BESAR | Existing | RYB | 11 kV |  |  |  |  | 240_3C_AL_XLPE | KG BANTING H/P: D00437 |  |  | 12.412 m |  |  |  | 3 | 0 | Pass | null
379548481 | TNB | DISTRIBUTION | SUNGAI BESAR | Existing | RYB | 11 kV |  |  |  |  | 240_3C_AL_XLPE |  | KG TBK BERIHUN: D00439 |  | 11.460 m |  |  |  | 3 | 0 | Pass | null
379549854 | TNB | DISTRIBUTION | SUNGAI BESAR | Existing | RYB | 11 kV |  |  |  |  | 240_3C_AL_XLPE | P/E PADAT IBU SAWAT TM SG AIR TAWAR: D06815 | PEKAN SG AIR TAWAR: D00318 |  | 189.004 m |  |  |  | 3 | 0 | Pass | null
379549975 | TNB | DISTRIBUTION | SUNGAI BESAR | Existing | RYB | 11 kV |  |  |  |  | 240_3C_AL_XLPE | PPU SBNM: 3 | P/E TAMAN PERTAMA FASA 4: D00683 |  | 34.599 m |  |  |  | 3 | 0 | Pass | null
379549979 | TNB | DISTRIBUTION | SUNGAI BESAR | Existing | RYB | 11 kV |  |  |  |  | 240_3C_AL_XLPE | P/E TMN SERENDAH NO 1: D00365 | TMN SERENDAH NO 2: D00366 |  | 183.027 m |  |  |  | 3 | 0 | Pass | null
379550009 | TNB | DISTRIBUTION | SUNGAI BESAR | Existing | RYB | 11 kV |  |  |  |  | 240_3C_AL_XLPE | P/E KUARTERS TORKINTON: D00643 |  |  | 445.183 m |  |  |  | 3 | 0 | Pass | null
379550108 | TNB | DISTRIBUTION | SUNGAI BESAR | Existing | RYB | 11 kV |  |  |  |  | 240_3C_AL_XLPE |  |  |  | 1440.757 m |  |  |  | 3 | 0 | Pass | null
379550113 | TNB | DISTRIBUTION | SUNGAI BESAR | Existing | RYB | 11 kV |  |  |  |  | 240_3C_AL_XLPE | P/E SEK REN AGAMA PARIT BARU: D06767 | PEKAN PT BARU: D00347 |  | 1604.920 m |  |  |  | 3 | 0 | Pass | null
379550120 | TNB | DISTRIBUTION | SUNGAI BESAR | Existing | RYB | 11 kV |  |  |  |  | 240_3C_AL_XLPE | P/E KOLEJ KOMUNITI: D00528 | P/E SEK UNGKU AZIZ: D00705 |  | 17.678 m |  |  |  | 3 | 0 | Pass | null
379550125 | TNB | DISTRIBUTION | SUNGAI BESAR | Existing | RYB | 11 kV |  |  |  |  | 240_3C_AL_XLPE | P/E SEK UNGKU AZIZ: D00703 | VIP: D00531 |  | 17.643 m |  |  |  | 3 | 0 | Pass | null
379637028 | TNB | DISTRIBUTION | SUNGAI BESAR | Existing | RYB | 11 kV |  |  |  |  | 240_3C_AL_XLPE | PT 5 GAMBUT: D00268 |  |  | 28.205 m |  |  |  | 3 | 0 | Pass | null
379637154 | TNB | DISTRIBUTION | SUNGAI BESAR | Existing | RYB | 11 kV |  |  |  |  | 240_3C_AL_XLPE |  | S/LINK PARIT 8 SG PANJANG: D00270 |  | 48.110 m |  |  |  | 3 | 0 | Pass | null
379637158 | TNB | DISTRIBUTION | SUNGAI BESAR | Existing | RYB | 11 kV |  |  |  |  | 240_3C_AL_XLPE | S/LINK PARIT 8 SG PANJANG: D00272 | PT 8 GAMBUT: D00273 |  | 1699.208 m |  |  |  | 3 | 0 | Pass | null
379637345 | TNB | DISTRIBUTION | SUNGAI BESAR | Existing | RYB | 11 kV |  |  |  |  | 240_3C_AL_XLPE | SDIK HOLDING: D00713 | P/E REBAN AYAM PARIT 9 GAMBUT NO 1: D00718 |  | 36.611 m |  |  |  | 3 | 0 | Pass | null
379637623 | TNB | DISTRIBUTION | SUNGAI BESAR | Existing | RYB | 11 kV |  |  |  |  | 240_3C_AL_XLPE | P/E REBAN AYAM KSR PARIT 9 GAMBUT NO 2: D00674 | S/LINK PRT 10 SG PANJANG: D00275 |  | 866.498 m |  |  |  | 3 | 0 | Pass | null
379637851 | TNB | DISTRIBUTION | SUNGAI BESAR | Existing | RYB | 11 kV |  |  |  |  | 70_3C_AL_PILC | PT 10 GAMBUT: D00279 | LINK PT 12 SG PANJANG: D00282 |  | 67.349 m |  |  |  | 3 | 0 | Pass | null
379639175 | TNB | DISTRIBUTION | SUNGAI BESAR | Existing | RYB | 11 kV |  |  |  |  | 240_3C_AL_XLPE | P/E LPN BAGAN TERAP: D00675 | P/E LPN BAGAN TERAP: D00676 |  | 5.429 m |  |  |  | 3 | 0 | Pass | null
379639827 | TNB | DISTRIBUTION | SUNGAI BESAR | Existing | RYB | 11 kV |  |  |  |  | 185_3C_AL_PILC | SEPINTAS BATU 2: D00709 | P/E REBAN AYAM BT 2 SEPINTAS: D00710 |  | 974.619 m |  |  |  | 3 | 0 | Pass | null
379640411 | TNB | DISTRIBUTION | SUNGAI BESAR | Existing | RYB | 11 kV |  |  |  |  | 240_3C_AL_XLPE | S/LINK GANDA SULI: D00571 | GANDA SULI NO 1: D00574 |  | 506.881 m |  |  |  | 3 | 0 | Pass | null
379640416 | TNB | DISTRIBUTION | SUNGAI BESAR | Existing | RYB | 11 kV |  |  |  |  | 240_3C_AL_XLPE | GANDA SULI NO 1: D06788 | GANDA SULI NO 1: D06786 |  | 4.863 m |  |  |  | 3 | 0 | Pass | null
379640423 | TNB | DISTRIBUTION | SUNGAI BESAR | Existing | RYB | 11 kV |  |  |  |  | 240_3C_AL_XLPE | GANDA SULI NO 1: D00576 | PAT GANDA SULI NO 3: G00580 |  | 4453.371 m |  |  |  | 3 | 0 | Pass | null
379640524 | TNB | DISTRIBUTION | SUNGAI BESAR | Existing | RYB | 11 kV |  |  |  |  | 240_3C_AL_XLPE | GANDA SULI NO 1: D06787 | P/E PENURUN TOK KHALIFAH: D06779 |  | 4240.651 m |  |  |  | 3 | 0 | Pass | null
379641029 | TNB | DISTRIBUTION | SUNGAI BESAR | Existing | RYB | 11 kV |  |  |  |  | 70_3C_AL_PILC | LINK PT 12 SG PANJANG: D00281 |  |  | 29.116 m |  |  |  | 3 | 0 | Pass | null
379689787 | TNB | DISTRIBUTION | SUNGAI BESAR | Existing | RYB | 11 kV |  |  |  |  | 240_3C_AL_XLPE | P/E KILANG BERAS LPN SG BESAR: D00729 | P/E UMNO SG BESAR: D06796 |  | 876.647 m |  |  |  | 3 | 0 | Pass | null
379689791 | TNB | DISTRIBUTION | SUNGAI BESAR | Existing | RYB | 11 kV |  |  |  |  | 240_3C_AL_XLPE |  |  |  | 680.502 m |  |  |  | 3 | 0 | Pass | null
379689796 | TNB | DISTRIBUTION | SUNGAI BESAR | Existing | RYB | 11 kV |  |  |  |  | 240_3C_AL_XLPE | P/E UMNO SG BESAR: D06794 | P/E JBA SG BESAR: D00107 |  | 437.224 m |  |  |  | 3 | 0 | Pass | null
379689998 | TNB | DISTRIBUTION | SUNGAI BESAR | Existing | RYB | 11 kV |  |  |  |  | 240_3C_AL_XLPE | P/E BIN DAWOOD: D06772 | P/E HENTIAN BAS SUNGAI BESAR: D06765 |  | 417.481 m |  |  |  | 3 | 0 | Pass | null
379690120 | TNB | DISTRIBUTION | SUNGAI BESAR | Existing | RYB | 11 kV |  |  |  |  | 240_3C_AL_XLPE | P/E HENTIAN BAS SUNGAI BESAR: D06763 | PEKAN S/BESAR: D00627 |  | 170.925 m |  |  |  | 3 | 0 | Pass | null
379690779 | TNB | DISTRIBUTION | SUNGAI BESAR | Existing | RYB | 11 kV |  |  |  |  | 240_3C_AL_XLPE | P/E MASJID PADU PERMAI: D06812 | P/E TMN PADU PERMAI NO 3: D00032 |  | 254.827 m |  |  |  | 3 | 0 | Pass | null
379690879 | TNB | DISTRIBUTION | SUNGAI BESAR | Existing | RYB | 11 kV |  |  |  |  | 240_3C_AL_XLPE | P/E TERNAK LEMBU: D00689 | P/E YU CHEN PENG: D60746 |  | 575.958 m |  |  |  | 3 | 0 | Pass | null
379856661 | TNB | DISTRIBUTION | SUNGAI BESAR | Existing | RYB | 11 kV |  |  |  |  | 240_3C_AL_XLPE | PEKET 100 SPG 5 SAWAH: D06754 | P/E KLINIK KESIHATAN SIMPANG 5: D06797 |  | 7634.511 m |  |  |  | 3 | 0 | Pass | null
379856667 | TNB | DISTRIBUTION | SUNGAI BESAR | Existing | RYB | 11 kV |  |  |  |  | 240_3C_AL_XLPE | P/E KLINIK KESIHATAN SIMPANG 5: D06799 | DESA KASIH BT 23 SG NIBONG: D00068 |  | 1205.443 m |  |  |  | 3 | 0 | Pass | null
379856847 | TNB | DISTRIBUTION | SUNGAI BESAR | Existing | RYB | 11 kV |  |  |  |  | 240_3C_AL_XLPE | DESA KASIH BT 23 SG NIBONG: D00070 | PT 12 SG NIBONG: D00071 |  | 1104.392 m |  |  |  | 3 | 0 | Pass | null
379856852 | TNB | DISTRIBUTION | SUNGAI BESAR | Existing | RYB | 11 kV |  |  |  |  | 240_3C_AL_XLPE | PT 12 SG NIBONG: D00072 | PT 11 P/PANJANG: D00074 |  | 31.490 m |  |  |  | 3 | 0 | Pass | null
379857053 | TNB | DISTRIBUTION | SUNGAI BESAR | Existing | RYB | 11 kV |  |  |  |  | 240_3C_AL_XLPE | PT 10 SG NIBONG: D00079 | SM AGAMA P.PANJANG: D00083 |  | 1206.447 m |  |  |  | 3 | 0 | Pass | null
379857058 | TNB | DISTRIBUTION | SUNGAI BESAR | Existing | RYB | 11 kV |  |  |  |  | 7X_300_1C_AL_PVC/PVC |  |  |  | 0.996 m |  |  |  | 7 | 0 | Fail | Please check "Label"
379857239 | TNB | DISTRIBUTION | SUNGAI BESAR | Existing | RYB | 11 kV |  |  |  |  | 240_3C_AL_XLPE | PEKET 100 SPG 5 SAWAH: D00613 | T/AIR 14 SPG 5 SAWAH: D00612 |  | 13.631 m |  |  |  | 3 | 0 | Pass | null
379857445 | TNB | DISTRIBUTION | SUNGAI BESAR | Existing | RYB | 11 kV |  |  |  |  | 240_3C_AL_XLPE | PEKET 100 SPG 5 SAWAH: D00613 | T/AIR 14 SPG 5 SAWAH: D00612 |  | 19.557 m |  |  |  | 3 | 0 | Pass | null
379857451 | TNB | DISTRIBUTION | SUNGAI BESAR | Existing | RYB | 11 kV |  |  |  |  | 240_3C_AL_XLPE | T/AIR 14 SPG 5 SAWAH: D00610 | PAT TALI AIR 13 BAN 2 SG NIBONG: D00609 |  | 24.772 m |  |  |  | 3 | 0 | Pass | null
379857537 | TNB | DISTRIBUTION | SUNGAI BESAR | Existing | RYB | 11 kV |  |  |  |  | 240_3C_AL_XLPE | T/AIR 14 SPG 5 SAWAH: D00610 | PAT TALI AIR 13 BAN 2 SG NIBONG: D00609 |  | 23.711 m |  |  |  | 3 | 0 | Pass | null
379857542 | TNB | DISTRIBUTION | SUNGAI BESAR | Existing | RYB | 11 kV |  |  |  |  | 240_3C_AL_XLPE | PAT TALI AIR 13 BAN 2 SG NIBONG: D00607 | T/AIR 12 BAN 2 SG NIBONG: D00606 |  | 14.484 m |  |  |  | 3 | 0 | Pass | null
379857629 | TNB | DISTRIBUTION | SUNGAI BESAR | Existing | RYB | 11 kV |  |  |  |  | 240_3C_AL_XLPE | PAT TALI AIR 13 BAN 2 SG NIBONG: D00607 | T/AIR 12 BAN 2 SG NIBONG: D00606 |  | 52.683 m |  |  |  | 3 | 0 | Pass | null
379857634 | TNB | DISTRIBUTION | SUNGAI BESAR | Existing | RYB | 11 kV |  |  |  |  | 240_3C_AL_XLPE | T/AIR 12 BAN 2 SG NIBONG: D00604 | T/AIR 11 BAN 2 SG NIBONG: D00603 |  | 16.609 m |  |  |  | 3 | 0 | Pass | null
379857742 | TNB | DISTRIBUTION | SUNGAI BESAR | Existing | RYB | 11 kV |  |  |  |  | 240_3C_AL_XLPE | T/AIR 12 BAN 2 SG NIBONG: D00604 | T/AIR 11 BAN 2 SG NIBONG: D00603 |  | 36.697 m |  |  |  | 3 | 0 | Pass | null
379899538 | TNB | DISTRIBUTION | SUNGAI BESAR | Existing | RYB | 11 kV |  |  |  |  | 240_3C_AL_XLPE | KG SG BURUNG: D00216 | P/E SIMPANG SEKENDI: D00384 [OFF] |  | 2368.266 m |  |  |  | 3 | 0 | Pass | null
379997982 | TNB | DISTRIBUTION | SUNGAI BESAR | Existing | RYB | 11 kV |  |  |  |  | 240_3C_AL_XLPE | P/E AHMAD FUAD: D06762 | PT 9 PASIR PANJANG: D00087 [OFF] |  | 1634.559 m |  |  |  | 3 | 0 | Pass | null
379998294 | TNB | DISTRIBUTION | SUNGAI BESAR | Existing | RYB | 11 kV |  |  |  |  | 240_3C_AL_XLPE | TALIAIR 9 BAN 2: S00656 | T/AIR 11 BAN 2 SG NIBONG: D00604 [OFF] |  | 8.426 m |  |  |  | 3 | 0 | Pass | null
381023801 | TNB | DISTRIBUTION | SUNGAI BESAR | Existing | RYB | 11 kV |  |  |  |  | 240_3C_AL_XLPE | P/E TAMAN BAYU: D00026 | TMN PADU PERMAI NO 2: D00027 |  | 10.893 m |  |  |  | 3 | 1 | Pass | null
381023806 | TNB | DISTRIBUTION | SUNGAI BESAR | Existing | RYB | 11 kV |  |  |  |  | 240_3C_AL_XLPE | P/E MAHKAMAH: D00723 | P/E TAMAN BAYU: D00025 |  | 561.209 m |  |  |  | 3 | 0 | Pass | null
381028090 | TNB | DISTRIBUTION | SUNGAI BESAR | Existing | RYB | 11 kV |  |  |  |  | 240_3C_AL_XLPE | KLG FISH BALL BGN 4: D00176 | PADAT SG BESAR NO 2: D00642 [OFF] |  | 1035.019 m |  |  |  | 3 | 0 | Pass | null
381028105 | TNB | DISTRIBUTION | SUNGAI BESAR | Existing | RYB | 11 kV |  |  |  |  | 70_3C_AL_PILC | P/E REBAN AYAM KSR PARIT 9 GAMBUT NO 2: D00674 | S/LINK PRT 10 SG PANJANG: D00275 |  | 2.983 m |  |  |  | 3 | 0 | Pass | null
381028110 | TNB | DISTRIBUTION | SUNGAI BESAR | Existing | RYB | 11 kV |  |  |  |  | 70_3C_AL_PILC | PT 10 GAMBUT: D00279 | LINK PT 12 SG PANJANG: D00282 |  | 924.666 m |  |  |  | 3 | 0 | Pass | null
381028128 | TNB | DISTRIBUTION | SUNGAI BESAR | Existing | RYB | 11 kV |  |  |  |  | 240_3C_AL_XLPE | P/E PERPUSTAKAAN SG BESAR: D00103 | P/E JALAN ANGGERIK: D00122 [OFF] |  | 877.226 m |  |  |  | 3 | 0 | Pass | null
381028468 | TNB | DISTRIBUTION | SUNGAI BESAR | Existing | RYB | 11 kV |  |  |  |  | 240_3C_AL_XLPE | RUMAH PAM PT 13 SG PANJANG: D00239 | MASJID PT 14 SG PANJANG: D00241 |  | 19.964 m |  |  |  | 3 | 0 | Pass | null
381028473 | TNB | DISTRIBUTION | SUNGAI BESAR | Existing | RYB | 11 kV |  |  |  |  | 240_3C_AL_XLPE | MASJID PT 14 SG PANJANG: D00242 | P/E LOJI AIR PARIT 16 JLN SG PANJANG: |  | 22.647 m |  |  |  | 3 | 0 | Pass | null
381028976 | TNB | DISTRIBUTION | SUNGAI BESAR | Existing | RYB | 11 kV |  |  |  |  | 240_3C_AL_XLPE | MASJID PT 14 SG PANJANG: D00242 | P/E LOJI AIR PARIT 16 JLN SG PANJANG: |  | 53.463 m |  |  |  | 3 | 0 | Pass | null
381028981 | TNB | DISTRIBUTION | SUNGAI BESAR | Existing | RYB | 11 kV |  |  |  |  | 240_3C_AL_XLPE | P/E LOJI AIR PARIT 16 JLN SG PANJANG: | S/LINK PRT 16 SG PANJANG: D00244 |  | 53.502 m |  |  |  | 3 | 0 | Pass | null
381029135 | TNB | DISTRIBUTION | SUNGAI BESAR | Existing | RYB | 11 kV |  |  |  |  | 240_3C_AL_XLPE | P/E LOJI AIR PARIT 16 JLN SG PANJANG: | S/LINK PRT 16 SG PANJANG: D00244 |  | 25.626 m |  |  |  | 3 | 0 | Pass | null
381029759 | TNB | DISTRIBUTION | SUNGAI BESAR | Existing | RYB | 11 kV |  |  |  |  | 185_3C_AL_PILC | P/E MRSM SG PANJANG: D06750 | PT 18 SG PANJANG A/TANAH: D00259 [OFF] |  | 1531.673 m |  |  |  | 3 | 0 | Pass | null
381029918 | TNB | DISTRIBUTION | SUNGAI BESAR | Existing | RYB | 11 kV |  |  |  |  | 240_3C_AL_XLPE | P/E PENURUN BAGAN TERAP PT 13 SG PANJANG: D00231 | P/E PENURUN BAGAN TERAP PT 13 SG PANJANG: D00228 |  | 2.772 m |  |  |  | 3 | 0 | Pass | null
381030168 | TNB | DISTRIBUTION | SUNGAI BESAR | Existing | RYB | 11 kV |  |  |  |  | 240_3C_AL_XLPE | PMU SBSR 132/11kV: 3 | P/E PENURUN BAGAN TERAP PT 13 SG PANJANG: D00232 |  | 16313.363 m |  |  |  | 3 | 0 | Pass | null
381186968 | TNB | DISTRIBUTION | SUNGAI BESAR | Existing | RYB | 11 kV |  |  |  |  | 240_3C_AL_XLPE | BGN BETING KEPAH: D00628 | P/E KOLAM UDANG BAGAN TELOK RHU: D00633 |  | 30.309 m |  |  |  | 3 | 0 | Pass | null
381186979 | TNB | DISTRIBUTION | SUNGAI BESAR | Existing | RYB | 11 kV |  |  |  |  | 240_3C_AL_XLPE | BGN BETING KEPAH: D00631 | P/E ASIA AQUACULTURE, TELOK RHU: D00636 |  | 28.368 m |  |  |  | 3 | 1 | Pass | null
381186983 | TNB | DISTRIBUTION | SUNGAI BESAR | Existing | RYB | 11 kV |  |  |  |  | 240_3C_AL_XLPE | P/E PUAS: D00357 | INS. PERAKUNAN NEGARA (IPN): D00355 |  | 164.327 m |  |  |  | 3 | 0 | Pass | null
381186987 | TNB | DISTRIBUTION | SUNGAI BESAR | Existing | RYB | 11 kV |  |  |  |  | 240_3C_AL_XLPE | INS. PERAKUNAN NEGARA (IPN): D00354 | TELUK BELANGGA: D00350 |  | 64.335 m |  |  |  | 3 | 1 | Pass | null
381186991 | TNB | DISTRIBUTION | SUNGAI BESAR | Existing | RYB | 11 kV |  |  |  |  | 240_3C_AL_XLPE | PPU SGLG: 13 | SG LANG (ILDAS) DAKWAH: D00361 |  | 1088.410 m |  |  |  | 3 | 1 | Pass | null
381186995 | TNB | DISTRIBUTION | SUNGAI BESAR | Existing | RYB | 11 kV |  |  |  |  | 240_3C_AL_XLPE | SG LANG (ILDAS) DAKWAH: D00360 |  |  | 172.238 m |  |  |  | 3 | 1 | Pass | null
381186999 | TNB | DISTRIBUTION | SUNGAI BESAR | Existing | RYB | 11 kV |  |  |  |  | 240_3C_AL_XLPE | INS. PERAKUNAN NEGARA (IPN): D00354 | TELUK BELANGGA: D00350 |  | 1271.495 m |  |  |  | 3 | 0 | Pass | null
381195571 | TNB | DISTRIBUTION | SUNGAI BESAR | Existing | RYB | 33 kV |  |  |  |  | 240_3C_AL_XLPE | PMU SBSR 132/33 kV: 9L5 | PPU SBNM: |  | 53.771 m |  |  | Fdr 9 | 3 | 0 | Pass | null
381196296 | TNB | DISTRIBUTION | SUNGAI BESAR | Existing | RYB | 33 kV |  |  |  |  | 240_3C_AL_XLPE | PMU SBSR 132/33 kV: 7L5 |  |  | 258.708 m |  |  | Fdr 7 | 3 | 0 | Pass | null
381196467 | TNB | DISTRIBUTION | SUNGAI BESAR | Existing | RYB | 33 kV | YES |  |  |  | 4X_300_1C_AL_PVC/PVC |  |  |  | 0.863 m |  |  |  | 4 | 0 | Fail | Please check "Label"
381196594 | TNB | DISTRIBUTION | SUNGAI BESAR | Existing | RYB | 33 kV | YES |  |  |  | 4X_300_1C_AL_PVC/PVC |  |  |  | 0.974 m |  |  |  | 4 | 0 | Fail | Please check "Label"
381196721 | TNB | DISTRIBUTION | SUNGAI BESAR | Existing | RYB | 33 kV | YES |  |  |  | 4X_300_1C_AL_PVC/PVC |  |  |  | 0.854 m |  |  |  | 4 | 0 | Fail | Please check "Label"
381196848 | TNB | DISTRIBUTION | SUNGAI BESAR | Existing | RYB | 33 kV | YES |  |  |  | 4X_300_1C_AL_PVC/PVC |  |  |  | 0.908 m |  |  |  | 4 | 0 | Fail | Please check "Label"
381197206 | TNB | DISTRIBUTION | SUNGAI BESAR | Existing | RYB | 33 kV |  |  |  |  | 630_1C_AL_XLPE | PPU SGBR: |  |  | 1.910 m |  |  |  | 3 | 0 | Pass | null
381197210 | TNB | DISTRIBUTION | SUNGAI BESAR | Existing | RYB | 33 kV |  |  |  |  | 240_3C_AL_XLPE | PMU SBSR 132/33 kV: 5L5 | PPU SGLG: 1P5 |  | 54.298 m |  |  | Fdr 5 | 3 | 0 | Pass | null
381197214 | TNB | DISTRIBUTION | SUNGAI BESAR | Existing | RYB | 33 kV |  |  |  |  | 630_1C_AL_XLPE | PMU SBSR 132/33 kV: 4L5 | PPU SGLG: 2P5 [OFF] |  | 210.247 m |  |  | Fdr 4 | 3 | 0 | Pass | null
381197222 | TNB | DISTRIBUTION | SUNGAI BESAR | Existing | RYB | 33 kV |  |  |  |  | 240_3C_AL_XLPE | PMU SBSR 132/33 kV: 5L5 | PPU SGLG: 1P5 |  | 71.605 m |  |  |  | 3 | 0 | Pass | null
381198435 | TNB | DISTRIBUTION | SUNGAI BESAR | Existing | RYB | 33 kV | YES |  |  |  | 630_1C_AL_XLPE | PMU SBSR 132/33 kV: 8L5 |  |  | 68.389 m |  |  | Fdr 8 | 3 | 0 | Pass | null
381198502 | TNB | DISTRIBUTION | SUNGAI BESAR | Existing | RYB | 33 kV | YES |  |  |  | 240_3C_AL_XLPE | PMU SBSR 132/33 kV: 5L5 | PPU SGLG: 1P5 |  | 70.112 m |  |  |  | 3 | 0 | Pass | null
381198506 | TNB | DISTRIBUTION | SUNGAI BESAR | Existing | RYB | 33 kV | YES |  |  |  | 240_3C_AL_XLPE | PMU SBSR 132/33 kV: 4L5 | PPU SGLG: 2P5 [OFF] |  | 68.687 m |  |  |  | 3 | 0 | Pass | null
381380201 | TNB | DISTRIBUTION | SUNGAI BESAR | Existing | RYB | 11 kV |  |  |  |  | 240_3C_AL_XLPE | PUMP HOUSE TORKINTON: D00493 |  |  | 425.385 m |  |  |  | 3 | 0 | Pass | null
381380208 | TNB | DISTRIBUTION | SUNGAI BESAR | Existing | RYB | 11 kV |  |  |  |  | 240_3C_AL_XLPE |  | LDG TORKINTON: D00495 |  | 15.852 m |  |  |  | 3 | 0 | Pass | null
381496649 | TNB | DISTRIBUTION | SUNGAI BESAR | Existing | RYB | 11 kV |  |  |  |  | 240_3C_AL_XLPE | P/E ELEYSS PARK: D00701 | P/E TAMAN BUDIMAN: D06757 |  | 75.702 m |  |  |  | 3 | 0 | Pass | null
381496653 | TNB | DISTRIBUTION | SUNGAI BESAR | Existing | RYB | 11 kV |  |  |  |  | 240_3C_AL_XLPE | P/E TAMAN BUDIMAN: D06759 | P/E TAMAN SERI BEDENA: D00126 |  | 78.400 m |  |  |  | 3 | 0 | Pass | null
383312749 | TNB | DISTRIBUTION | SUNGAI BESAR | Existing | RYB | 11 kV |  |  |  |  | 240_3C_AL_XLPE | T/AIR 11 BAN 2 SG NIBONG: D00601 | PENURUN KG.TALIAIR DUA, L772: D00599 [OFF] |  | 18.754 m |  |  |  | 3 | 0 | Pass | null
383312753 | TNB | DISTRIBUTION | SUNGAI BESAR | Existing | RYB | 11 kV |  |  |  |  | 240_3C_AL_XLPE | T/AIR 11 BAN 2 SG NIBONG: D00601 | PENURUN KG.TALIAIR DUA, L772: D00599 [OFF] |  | 8.354 m |  |  |  | 3 | 0 | Pass | null
383385854 | TNB | DISTRIBUTION | SUNGAI BESAR | Existing | RYB | 11 kV |  |  |  |  | 240_3C_AL_XLPE | P/E HJ MAHIDIN PT 7 GAMBUT: D06811 | P/E REBAN AYAM DATO GHAZALI: D06820 |  | 651.727 m |  |  |  | 3 | 0 | Pass | null
383497306 | TNB | DISTRIBUTION | SUNGAI BESAR | Existing | RYB | 11 kV |  |  |  |  | 240_3C_AL_XLPE | P/E TAMAN PERDANA NO 1: D00009 | D-SBR-C17-0160: D06823 |  | 487.708 m |  |  |  | 3 | 1 | Pass | null
385884718 | TNB | DISTRIBUTION | SUNGAI BESAR | Existing | RYB | 11 kV | YES | Class D |  |  | 240_3C_AL_XLPE | P/E ASRAMA DESA: D00694 | P/E TAMAN AROWANA: D06830 |  | 261.296 m |  |  |  | 3 | 0 | Pass | null
385884781 | TNB | DISTRIBUTION | SUNGAI BESAR | Existing | RYB | 11 kV |  | Class C |  |  | 70_1C_AL_XLPE |  |  |  | 1.034 m |  |  |  | 3 | 0 | Pass | null
385884782 | TNB | DISTRIBUTION | SUNGAI BESAR | Existing | RYB | 11 kV |  | Class C |  |  | 70_1C_AL_XLPE |  |  |  | 1.076 m |  |  |  | 3 | 0 | Pass | null
390629497 | TNB | DISTRIBUTION | SUNGAI BESAR | Existing | RYB | 11 kV |  | Class C |  |  | 70_1C_AL_XLPE |  |  |  | 1.191 m |  |  |  | 3 | 0 | Pass | null
390629604 | TNB | DISTRIBUTION | SUNGAI BESAR | Existing | RYB | 11 kV |  | Class D |  |  | 240_3C_AL_XLPE | BELIA 1: D06833 | D-SBR-C18-0174: D06835 |  | 1500.103 m |  |  |  | 3 | 0 | Pass | null