## Substation Fuse
Id | Owner Type | Owner Name | Operational Area | Status | ERMS Functional Location | ERMS Equipment No | Normal Status | Operating Voltage | Phasing | Substation Name | ERMS System Status | ERMS User Status | Switch Number | Manufacturer | Manufacturer [Old] | Model Number | Date Installed | Feeder Direction | Remarks
256945439 | TNB | DISTRIBUTION | SUNGAI BESAR | Existing | BSBR/PCE/J00049/MB368 | 300039963 | CLOSED | 11 kV | RYB | TMN CAHAYA |  |  | D00187 |  | VEI | 24221 | 1991-01-12
257013931 | TNB | DISTRIBUTION | SUNGAI BESAR | Existing | BSBR/PCE/J00065/MB00558 |  | CLOSED | 11 kV | RYB | P/E LPN BAGAN TERAP |  |  | D00558 |  | TAMCO | GR1
377644465 | TNB | DISTRIBUTION | SUNGAI BESAR | Existing | BSBR/PCE/J00178/MBRMU1 | 300241515 | CLOSED | 11 kV | RYB | TMN PERWIRA |  |  | D00001 |  | VEI | 11761 | 30/05/1995
377644567 | TNB | DISTRIBUTION | SUNGAI BESAR | Existing | BSBR/PCE/J00181/MBRMU | 300451117 | CLOSED | 11 kV | RYB | P/E TAMAN GEMILANG NO 2 |  |  | D05239 |  | SIEMENS | ITEM SF6 2+1 | 2007-01-01
377644690 | TNB | DISTRIBUTION | SUNGAI BESAR | Existing | BSBR/PCE/J00240/MB1 | 310371006 | CLOSED | 11 kV | RYB | P/E MCDONALD SG BESAR |  |  | D06780 |  | TOSHIBA
377645064 | TNB | DISTRIBUTION | SUNGAI BESAR | Existing | BSBR/PCE/J00009/MB1 | 310370995 | CLOSED | 11 kV | RYB | SBBC FASA 3 |  |  | D00656
377645065 | TNB | DISTRIBUTION | SUNGAI BESAR | Existing | BSBR/PCE/J00009/MB1 | 310370995 | CLOSED | 11 kV | RYB | SBBC FASA 3 |  |  | D00657
377645229 | TNB | DISTRIBUTION | SUNGAI BESAR | Existing |  |  | CLOSED | 11 kV | RYB | P/E SBBC FASA 2 |  |  | D00640
377645338 | TNB | DISTRIBUTION | SUNGAI BESAR | Existing | BSBR/PCE/J00199/MB1 | 310357935 | CLOSED | 11 kV | RYB | P/E SBBC FASA 1 |  |  | D05242 |  |  | 23129
377645339 | TNB | DISTRIBUTION | SUNGAI BESAR | Existing | BSBR/PCE/J00199/MB1 | 310357935 | CLOSED | 11 kV | RYB | P/E SBBC FASA 1 |  |  | D05243 |  |  | 23129
377645501 | TNB | DISTRIBUTION | SUNGAI BESAR | Existing |  |  | CLOSED | 11 kV | RYB | P/E TAMAN PURNAMA |  |  | D00006
377645610 | TNB | DISTRIBUTION | SUNGAI BESAR | Existing | BSBR/PCE/J00194/MB1 | 310355579 | CLOSED | 11 kV | RYB | P/E TAMAN PERDANA NO 1 |  |  | D00650 |  | TAMCO
377645611 | TNB | DISTRIBUTION | SUNGAI BESAR | Existing | BSBR/PCE/J00194/MB1 | 310355579 | CLOSED | 11 kV | RYB | P/E TAMAN PERDANA NO 1 |  |  | D00007 |  | TAMCO
377645966 | TNB | DISTRIBUTION | SUNGAI BESAR | Existing |  |  | CLOSED | 11 kV | RYB | P/E TAMAN PERDANA |  |  | D00011
377645967 | TNB | DISTRIBUTION | SUNGAI BESAR | Existing |  |  | CLOSED | 11 kV | RYB | P/E TAMAN PERDANA |  |  | D00010
377646129 | TNB | DISTRIBUTION | SUNGAI BESAR | Existing | BSBR/PCE/J00037/MBS00732 | 300039899 | CLOSED | 11 kV | RYB | TMN PADU PERMAI |  |  | D00014 |  | VEI | 9680 | 2003-05-09
377646225 | TNB | DISTRIBUTION | SUNGAI BESAR | Existing | BSBR/PCE/J00038/MBS00735 | 300039904 | CLOSED | 11 kV | RYB | TMN SETIA JAYA |  |  | D00018 |  | INDKOM | 110631442 | 2003-10-04
377646540 | TNB | DISTRIBUTION | SUNGAI BESAR | Existing | BSBR/PCE/J00034/MBNN03 | 300039886 | CLOSED | 11 kV | RYB | P/E JBA SG BESAR |  |  | D00109 |  |  | LM1872001 | 26/08/1989
377646636 | TNB | DISTRIBUTION | SUNGAI BESAR | Existing | BSBR/PCE/J00035/MBNN01 | 300039889 | CLOSED | 11 kV | RYB | TALIKOM S/BESAR |  |  | D00109 |  | TAMCO | B2510364 | 26/04/1995
377646730 | TNB | DISTRIBUTION | SUNGAI BESAR | Existing | BSBR/PCE/J00036/MBNN03 | 300039896 | CLOSED | 11 kV | RYB | JLN MAHSURI |  |  | D00114 |  | INDKOM | 99115025 | 1991-01-08
377646891 | TNB | DISTRIBUTION | SUNGAI BESAR | Existing | BSBR/PCE/J00077/MBNN03 | 300040074 | CLOSED | 11 kV | RYB | ARKED MARA |  |  | D00118 |  | INDKOM | 1245094 | 30/01/2002
377647021 | TNB | DISTRIBUTION | SUNGAI BESAR | Existing | BSBR/PCE/J00010/MB1 | 310371013 | CLOSED | 11 kV | RYB | TMN GEMILANG |  |  | D00106 |  | MERLIN GERIN
377647215 | TNB | DISTRIBUTION | SUNGAI BESAR | Existing | BSBR/PCE/J00223/MB1 | 300448006 | CLOSED | 11 kV | RYB | P/E TMN BEDENA 2 |  |  | D06741 |  | INDKOM | INS25 | 2012-12-11
377647337 | TNB | DISTRIBUTION | SUNGAI BESAR | Existing | BSBR/PCE/J00197/MB1 | 310355581 | CLOSED | 11 kV | RYB | P/E BOMBA SG BESAR |  |  | D00023 |  | TAMCO
377647530 | TNB | DISTRIBUTION | SUNGAI BESAR | Existing | BSBR/PCE/J00222/MB1 | 300448004 | CLOSED | 11 kV | RYB | P/E MAHKAMAH |  |  | D00722 |  | INDKOM | INS24 | 25/03/2013
377647734 | TNB | DISTRIBUTION | SUNGAI BESAR | Existing | BSBR/PCE/J00198/MB1 | 310357923 | CLOSED | 11 kV | RYB | P/E TAMAN BAYU |  |  | D00024 |  | EPE
377647843 | TNB | DISTRIBUTION | SUNGAI BESAR | Existing | BSBR/PCE/J00174/MBRMU1 | 300241430 | CLOSED | 11 kV | RYB | TMN PADU PERMAI NO 2 |  |  | D00029 |  | FALCON BETA | GRI | 2003-09-10
377647844 | TNB | DISTRIBUTION | SUNGAI BESAR | Existing | BSBR/PCE/J00174/MBRMU1 | 300241430 | CLOSED | 11 kV | RYB | TMN PADU PERMAI NO 2 |  |  | D00030 |  | FALCON BETA | GRI | 2003-09-10
377648005 | TNB | DISTRIBUTION | SUNGAI BESAR | Existing | BSBR/PCE/J00249/MB1 | 300554395 | CLOSED | 11 kV | RYB | P/E MASJID PADU PERMAI |  |  | D06813 |  |  | VRN 2A
377648105 | TNB | DISTRIBUTION | SUNGAI BESAR | Existing | BSBR/PCE/J00183/MB1 | 310357925 | CLOSED | 11 kV | RYB | P/E TMN PADU PERMAI NO 3 |  |  | D00033 |  | TAMCO
377648385 | TNB | DISTRIBUTION | SUNGAI BESAR | Existing | BSBR/PCE/J00218/MB1 | 300447847 | CLOSED | 11 kV | RYB | P/E TERNAK LEMBU |  |  | D00690 |  | INDKOM | INDKOM | 2009-02-07
377648386 | TNB | DISTRIBUTION | SUNGAI BESAR | Existing | BSBR/PCE/J00218/MB1 | 300447847 | CLOSED | 11 kV | RYB | P/E TERNAK LEMBU |  |  | D06805 |  | INDKOM | INDKOM | 2009-02-07
377648546 | TNB | DISTRIBUTION | SUNGAI BESAR | Existing | BSBR/PCE/J00002/MBNN01 | 300039797 | CLOSED | 11 kV | RYB | TBK MARSO |  |  | D00035 |  |  | NA | 2002-10-06
377648641 | TNB | DISTRIBUTION | SUNGAI BESAR | Existing | BSBR/PCE/J00196/MB1 | 310357924 | CLOSED | 11 kV | RYB | P/E MARIN PARK |  |  | D00038 |  | INDKOM
377957897 | TNB | DISTRIBUTION | SUNGAI BESAR | Existing | BSBR/PCE/J00254/MB1 | 310475064 | CLOSED | 11 kV | RYB | D-SBR-C17-0165 |  |  | D06828 |  | INDKOM | INS24
377958018 | TNB | DISTRIBUTION | SUNGAI BESAR | Existing | BSBR/PCE/J00255/MB1 | 310490437 | CLOSED | 11 kV | RYB | D-SBR-C17-0164 |  |  | D06825 |  | INDKOM | INS24
379374912 | TNB | DISTRIBUTION | SUNGAI BESAR | Existing | BSBR/PCE/J00068/MB1 | 310386594 | CLOSED | 11 kV | RYB | P/E JALAN ANGGERIK |  |  | D00119 |  | INDKOM | INS24
379374939 | TNB | DISTRIBUTION | SUNGAI BESAR | Existing | BSBR/PCE/J00180/MBRMU1 | 300242314 | CLOSED | 11 kV | RYB | TMN PENGGAWA |  |  | D00123 |  | TAMCO | GR1-121-1D-0082 | 1989-03-04
379374993 | TNB | DISTRIBUTION | SUNGAI BESAR | Existing | BSBR/PCE/J00219/MB1 | 300447846 | CLOSED | 11 kV | RYB | P/E ELEYSS PARK |  |  | D00700 |  | INDKOM | INDKOM | 22/01/2010
379375097 | TNB | DISTRIBUTION | SUNGAI BESAR | Existing | BSBR/PCE/J00076/MB003 | 300040069 | CLOSED | 11 kV | RYB | P/E TAMAN SERI BEDENA |  |  | D00128 |  | INDKOM | 0112S136 | 2001-02-12
379375124 | TNB | DISTRIBUTION | SUNGAI BESAR | Existing | BSBR/PCE/J00192/MB1 | 310416822 | CLOSED | 11 kV | RYB | P/E FUSIPIM |  |  | D00129
379375313 | TNB | DISTRIBUTION | SUNGAI BESAR | Existing | BSBR/PCE/J00069/MBS00689 | 300040043 | CLOSED | 11 kV | RYB | P/E HIGHLAND DESICCATED COCONUT |  |  | D00133 |  | TAMCO | GR1-21-OD-07217 | 2006-01-08
379375409 | TNB | DISTRIBUTION | SUNGAI BESAR | Existing | BSBR/PCE/J00161/MBNN03 | 300040487 | CLOSED | 11 kV | RYB | P/E LOT 6388 PANCHANG BEDENA |  |  | D00137 |  | TAMCO | GR1 | 2000-01-03
379375492 | TNB | DISTRIBUTION | SUNGAI BESAR | Existing | BSBR/PCE/J00113/MBS00691 | 300040255 | CLOSED | 11 kV | RYB | P/E KOKO FAMA ASSAYAKI |  |  | D00140 |  | TAMCO | GRI | 1996-11-04
379375573 | TNB | DISTRIBUTION | SUNGAI BESAR | Existing | BSBR/PCE/J00078/MBNN03 | 300040079 | CLOSED | 11 kV | RYB | P/E BLACKTOP |  |  | D00143 |  |  | 125177 | 13/02/2002
379375662 | TNB | DISTRIBUTION | SUNGAI BESAR | Existing | BSBR/PCE/J00112/MB1 | 310416825 | CLOSED | 11 kV | RYB | P/E SIMPANG TEBUK PULAI |  |  | D00380 |  | TAMCO | GRI | 1993-08-09
379375803 | TNB | DISTRIBUTION | SUNGAI BESAR | Existing | BSBR/PCE/J00116/MBS00895 | 300040276 | CLOSED | 11 kV | RYB | TBK PULAI TENGAH |  |  | D00395 |  | FALCON BETA | GRI | 26/05/1992
379375924 | TNB | DISTRIBUTION | SUNGAI BESAR | Existing | BSBR/PCE/J00117 | 300499653 | CLOSED | 11 kV | RYB | PT 5 BARAT |  |  | D00398 |  |  | VRN 2A
379376099 | TNB | DISTRIBUTION | SUNGAI BESAR | Existing | BSBR/PCE/J00118/MB01 | 300040284 | CLOSED | 11 kV | RYB | PT 3 1/2 BARAT |  |  | D00401 |  |  | NA | 20/10/2010
379376214 | TNB | DISTRIBUTION | SUNGAI BESAR | Existing | BSBR/PCE/J00119/MB01 | 300040289 | CLOSED | 11 kV | RYB | PT 2 BARAT |  |  | D00403 |  |  | NA | 20/10/2010
379376372 | TNB | DISTRIBUTION | SUNGAI BESAR | Existing |  |  | CLOSED | 11 kV | RYB | TMN EHSAN |  |  | D00144
379376399 | TNB | DISTRIBUTION | SUNGAI BESAR | Existing | BSBR/PCE/J00073/MBNN03 | 300040058 | CLOSED | 11 kV | RYB | TMN MAKMUR |  |  | D00147 |  | FALCON BETA | GR1 | 1988-12-02
379376538 | TNB | DISTRIBUTION | SUNGAI BESAR | Existing | BSBR/PCE/J00048/MBS00710 | 300039958 | CLOSED | 11 kV | RYB | TMN RIA |  |  | D00152 |  | FALCON BETA | GRI | 22/04/2002
379376622 | TNB | DISTRIBUTION | SUNGAI BESAR | Existing | BSBR/PCE/J00071/MBNN03 | 300040048 | CLOSED | 11 kV | RYB | TMN RAYA |  |  | D00153 |  | TOPRANK | 22L1T/04/115 | 1998-02-05
379376705 | TNB | DISTRIBUTION | SUNGAI BESAR | Existing |  |  | CLOSED | 11 kV | RYB | P/E TAMAN SERI NO 2 |  |  | D00156
379376788 | TNB | DISTRIBUTION | SUNGAI BESAR | Existing | BSBR/PCE/J00047/MB365 | 300039953 | CLOSED | 11 kV | RYB | TMN SERI |  |  | D00160 |  | FALCON BETA | GRI | 2000-03-05
379376871 | TNB | DISTRIBUTION | SUNGAI BESAR | Existing | BSBR/PCE/J00046/MBS00704 | 300039948 | CLOSED | 11 kV | RYB | BGN 6 |  |  | D00164 |  | FALCON BETA | GRI | 1998-01-08
379376954 | TNB | DISTRIBUTION | SUNGAI BESAR | Existing |  |  | CLOSED | 11 kV | RYB | PADAT SG BESAR NO 2 |  |  | D00643
379377098 | TNB | DISTRIBUTION | SUNGAI BESAR | Existing | BSBR/PCE/J00072/MBNN03 | 300040053 | CLOSED | 11 kV | RYB | TMN SRI INDAH |  |  | D00191 |  | VEI | 24332 | 1991-12-12
379377205 | TNB | DISTRIBUTION | SUNGAI BESAR | Existing | BSBR/PCE/J00230/MB1 | 300448015 | CLOSED | 11 kV | RYB | P/E TMN SRI INDAH 2 |  |  | D06737 |  | TAMCO | 11KVSF6RMV | 24/09/2012
379377324 | TNB | DISTRIBUTION | SUNGAI BESAR | Existing | BSBR/PCE/J00050/MBS00718 | 300039966 | CLOSED | 11 kV | RYB | K/UDANG MAKHLUK LAUTAN |  |  | D00197 |  | FALCON BETA | GR1 | 1991-01-08
379377423 | TNB | DISTRIBUTION | SUNGAI BESAR | Existing | BSBR/PCE/J00074/MBNN04 | 300040064 | CLOSED | 11 kV | RYB | TMN BEDENA JAYA |  |  | D00200 |  | INDKOM | 99395139 | 2001-01-08
379377506 | TNB | DISTRIBUTION | SUNGAI BESAR | Existing |  |  | CLOSED | 11 kV | RYB | P/E TAMAN SURIA INDAH |  |  | D00203
379377589 | TNB | DISTRIBUTION | SUNGAI BESAR | Existing | BSBR/PCE/J00229/MB1 | 300448013 | CLOSED | 11 kV | RYB | P/E FU FROZEN |  |  | D00707 |  |  | NA | 2011-05-05
379377707 | TNB | DISTRIBUTION | SUNGAI BESAR | Existing | BSBR/PCE/J00182/MB00624 | 300251148 | CLOSED | 11 kV | RYB | P/E FIBRECO |  |  | D00625 |  | TAMCO | TAMCO | 2009-01-01
379377806 | TNB | DISTRIBUTION | SUNGAI BESAR | Existing | BSBR/PCE/J00220/MB1 | 300447845 | CLOSED | 11 kV | RYB | P/E ASRAMA DESA |  |  | D00693 |  | INDKOM | INDKOM | 2010-07-02
379377914 | TNB | DISTRIBUTION | SUNGAI BESAR | Existing | BSBR/PCE/J00052/MBNN01 | 300039975 | CLOSED | 11 kV | RYB | BGN SG BURUNG NO 2 |  |  | D00209 |  |  | NA | 20/10/2010
379378011 | TNB | DISTRIBUTION | SUNGAI BESAR | Existing | BSBR/PCE/J00053/MBS00726 | 300039980 | CLOSED | 11 kV | RYB | THAI LIAN |  |  | D00210 |  | VEI | 24223 | 2008-07-07
379378190 | TNB | DISTRIBUTION | SUNGAI BESAR | Existing | BSBR/PCE/J00054/MBS00732 | 300039987 | CLOSED | 11 kV | RYB | SEKENDI INDUSTRIES |  |  | D00215 |  |  | 2F97015 | 1997-06-04
379378289 | TNB | DISTRIBUTION | SUNGAI BESAR | Existing |  |  | CLOSED | 11 kV | RYB | CHIA KIR HU |  |  | D00652
379378409 | TNB | DISTRIBUTION | SUNGAI BESAR | Existing |  |  | CLOSED | 11 kV | RYB | P/E KOLAM UDANG SEKENDI |  |  | D00678
379378505 | TNB | DISTRIBUTION | SUNGAI BESAR | Existing | BSBR/PCE/J00055/MBS00977 | 300039993 | CLOSED | 11 kV | RYB | KG SG BURUNG |  |  | D00217 |  | INDKOM | INS24 | 2014-12-03
379378597 | TNB | DISTRIBUTION | SUNGAI BESAR | Existing | BSBR/PCE/J00056/MBS00977 | 300039996 | CLOSED | 11 kV | RYB | BGN SG PULAI |  |  | D00222 |  |  | NA | 20/10/2010
379378680 | TNB | DISTRIBUTION | SUNGAI BESAR | Existing | BSBR/PCE/J00057/MBS00980 | 300040001 | CLOSED | 11 kV | RYB | KG SG SEKENDI |  |  | D00224 |  |  | NA | 20/10/2010
379378761 | TNB | DISTRIBUTION | SUNGAI BESAR | Existing |  |  | CLOSED | 11 kV | RYB | P/E HJ MAHIDIN PT 7 GAMBUT |  |  | D06810
379378855 | TNB | DISTRIBUTION | SUNGAI BESAR | Existing | BSBR/PCE/J00029/MBNN01 | 300039870 | CLOSED | 11 kV | RYB | PT 5 GAMBUT |  |  | D00269 |  | TOPRANK | OD3L1TAK29 | 2004-01-08
379378990 | TNB | DISTRIBUTION | SUNGAI BESAR | Existing | BSBR/PCE/J00225/MB1 | 300448009 | CLOSED | 11 kV | RYB | P/E UYIN AGRO FARM |  |  | D00716 |  | INDKOM | INS24 | 2011-04-05
379383513 | TNB | DISTRIBUTION | SUNGAI BESAR | Existing | BSBR/PCE/J00058/MBNN03 | 300040007 | CLOSED | 11 kV | RYB | KG NELAYAN SG HAJI DORANI |  |  | D00041 |  | VEI | 1483 | 2002-06-08
379396476 | TNB | DISTRIBUTION | SUNGAI BESAR | Existing | BSBR/PCE/J00145/MBNN01 | 300040411 | CLOSED | 11 kV | RYB | SG LANG (ILDAS) DAKWAH |  |  | D00362 |  | FALCON BETA | GR1 | 1999-01-08
379396572 | TNB | DISTRIBUTION | SUNGAI BESAR | Existing | BSBR/PCE/J00184/MB1 | 310341861 | CLOSED | 11 kV | RYB | P/E PUAS |  |  | D00358 |  | INDKOM | INDKOM
379396781 | TNB | DISTRIBUTION | SUNGAI BESAR | Existing | BSBR/PCE/J00176/MBRMU1 | 300241441 | CLOSED | 11 kV | RYB | INS. PERAKUNAN NEGARA (IPN) |  |  | D00356 |  | VEI | 1863 | 2004-01-06
379396782 | TNB | DISTRIBUTION | SUNGAI BESAR | Existing | BSBR/PCE/J00176/MBRMU1 | 300241441 | CLOSED | 11 kV | RYB | INS. PERAKUNAN NEGARA (IPN) |  |  | D00353 |  | VEI | 1863 | 2004-01-06
379396941 | TNB | DISTRIBUTION | SUNGAI BESAR | Existing | BSBR/PCE/J00144/MBNN01 | 300040405 | CLOSED | 11 kV | RYB | TELUK BELANGGA |  |  | D00348 |  | FALCON BETA | GR1 | 30/11/1991
379397036 | TNB | DISTRIBUTION | SUNGAI BESAR | Existing | BSBR/PCE/J00143/MBNN03 | 300040402 | CLOSED | 11 kV | RYB | PEKAN PT BARU |  |  | D00346 |  | VEI | 25133 | 1981-11-02
379397167 | TNB | DISTRIBUTION | SUNGAI BESAR | Existing |  |  | CLOSED | 11 kV | RYB | PAT KG PT BARU BAROH |  |  | D00342
379397267 | TNB | DISTRIBUTION | SUNGAI BESAR | Existing | BSBR/PCE/J00186/MB1 | 310341991 | CLOSED | 11 kV | RYB | P/E HELWA |  |  | D00336 |  | TAMCO | GR1
379397363 | TNB | DISTRIBUTION | SUNGAI BESAR | Existing | BSBR/PCE/J00150/MB00941 | 300040438 | CLOSED | 11 kV | RYB | P/E SUNGAI TENGAR |  |  | D00332 |  | FALCON BETA | GR1 | 17/01/1990
379397494 | TNB | DISTRIBUTION | SUNGAI BESAR | Existing | BSBR/PCE/J00152/MBNN01 | 300040445 | CLOSED | 11 kV | RYB | P/E SG TENGAR UTARA |  |  | D00328 |  |  | NA | 20/10/2010
379397589 | TNB | DISTRIBUTION | SUNGAI BESAR | Existing |  |  | CLOSED | 11 kV | RYB | P/E SG TENGAR SELATAN |  |  | D00330
379397684 | TNB | DISTRIBUTION | SUNGAI BESAR | Existing | BSBR/PCE/J00139/MB005 | 300040382 | CLOSED | 11 kV | RYB | P/E SG AIR TAWAR |  |  | D00322 |  | FALCON BETA | GR1 | 27/06/1984
379397866 | TNB | DISTRIBUTION | SUNGAI BESAR | Existing | BSBR/PCE/J00201/MB1 | 310343068 | CLOSED | 11 kV | RYB | P/E KUARTERS POLITEKNIK |  |  | D00477 |  | TAMCO
379398091 | TNB | DISTRIBUTION | SUNGAI BESAR | Existing | BSBR/PCE/J00146/MBNN03 | 300040418 | CLOSED | 11 kV | RYB | SG APONG |  |  | D00471 |  | FALCON BETA | GR1 | 25/11/1991
379398193 | TNB | DISTRIBUTION | SUNGAI BESAR | Existing | BSBR/PCE/J00147/MBNN01 | 300040421 | CLOSED | 11 kV | RYB | BGN BETING KEPAH |  |  | D00468 |  | VEI | 10946 | 29/11/1992
379398407 | TNB | DISTRIBUTION | SUNGAI BESAR | Existing | BSBR/PCE/J00211/MB1 | 310357934 | CLOSED | 11 kV | RYB | P/E KOLAM UDANG BAGAN TELOK RHU |  |  | D00634 |  | SIEMENS | CV744627
379398506 | TNB | DISTRIBUTION | SUNGAI BESAR | Existing | BSBR/PCE/J00142/MBNN01 | 300040395 | CLOSED | 11 kV | RYB | KG TELUK RHU |  |  | D00465 |  | FALCON BETA | GR1 | 2001-01-06
379398602 | TNB | DISTRIBUTION | SUNGAI BESAR | Existing | BSBR/PCE/J00163/MBNN04 | 300040498 | CLOSED | 11 kV | RYB | P/E PUSAT REKREASI BNO |  |  | D00462 |  | VEI | 24349 | 28/04/2001
379398698 | TNB | DISTRIBUTION | SUNGAI BESAR | Existing | BSBR/PCE/J00017/MB01 | 300039822 | CLOSED | 11 kV | RYB | SIMPANG BNO |  |  | D00453 |  | INDKOM | 1104314073 | 1981-02-09
379398804 | TNB | DISTRIBUTION | SUNGAI BESAR | Existing | BSBR/PCE/J00135/MBS00895 | 300040365 | CLOSED | 11 kV | RYB | RUMAH MURAH BNO |  |  | D00452 |  | FALCON BETA | GR1 | 24/09/1984
379398900 | TNB | DISTRIBUTION | SUNGAI BESAR | Existing | BSBR/PCE/J00138/MBNN03 | 300040376 | CLOSED | 11 kV | RYB | SEK MUNSHI ABDULLAH |  |  | D00459 |  | FALCON BETA | GR1 | 24/12/1999
379399001 | TNB | DISTRIBUTION | SUNGAI BESAR | Existing |  |  | CLOSED | 11 kV | RYB | P/E ASIA AQUACULTURE, TELOK RHU |  |  | D00637
379399102 | TNB | DISTRIBUTION | SUNGAI BESAR | Existing | BSBR/PCE/J00149/MB1 | 310341911 | CLOSED | 11 kV | RYB | P/E BAGAN PARIT BARU |  |  | D00344
379499476 | TNB | DISTRIBUTION | SUNGAI BESAR | Existing | BSBR/PCE/J00082/MB00796 | 300040096 | CLOSED | 11 kV | RYB | PUMP HOUSE TORKINTON |  |  | D00494 |  | FALCON BETA | GRI | 1988-05-09
379499579 | TNB | DISTRIBUTION | SUNGAI BESAR | Existing | BSBR/PCE/J00083/MB00796 | 300040099 | CLOSED | 11 kV | RYB | LDG TORKINTON |  |  | D00496 |  | FALCON BETA | GRI | 1983-11-11
379499967 | TNB | DISTRIBUTION | SUNGAI BESAR | Existing | BSBR/PCE/J00169/MB1 | 310370413 | CLOSED | 11 kV | RYB | P/E KUARTERS TORKINTON |  |  | D00644 |  | TAMCO
379500070 | TNB | DISTRIBUTION | SUNGAI BESAR | Existing | BSBR/PCE/J00081/MB00790 | 300040090 | CLOSED | 11 kV | RYB | HOSPITAL S/BERNAM |  |  | D00488 |  | VEI | 24966 | 29/08/1992
379500081 | TNB | DISTRIBUTION | SUNGAI BESAR | Existing | BSBR/PCE/J00081/MB00790 | 300040090 | CLOSED | 11 kV | RYB | HOSPITAL S/BERNAM |  |  | D00487 |  | VEI | 24966 | 29/08/1992
379500464 | TNB | DISTRIBUTION | SUNGAI BESAR | Existing | BSBR/PCE/J00085/MB003 | 300040110 | CLOSED | 11 kV | RYB | JOHAN LAND |  |  | D00497 |  | FALCON BETA | GRI | 1998-01-08
379500475 | TNB | DISTRIBUTION | SUNGAI BESAR | Existing | BSBR/PCE/J00085/MB003 | 300040110 | CLOSED | 11 kV | RYB | JOHAN LAND |  |  | D00680 |  | FALCON BETA | GRI | 1998-01-08
379500653 | TNB | DISTRIBUTION | SUNGAI BESAR | Existing | BSBR/PCE/J00167/MB1 | 310357933 | CLOSED | 11 kV | RYB | SW/STN JOHAN LAND |  |  | D06790 |  | TAMCO | G 230131
379500805 | TNB | DISTRIBUTION | SUNGAI BESAR | Existing | BSBR/PCE/J00086/MB00815 | 300040116 | CLOSED | 11 kV | RYB | PEKAN S/BERNAM |  |  | D00505 |  | INDKOM | 1106314435 | 15/02/1994
379500910 | TNB | DISTRIBUTION | SUNGAI BESAR | Existing | BSBR/PCE/J00134/MBNN03 | 300040362 | CLOSED | 11 kV | RYB | PUSAT PERANGINAN S/BERNAM |  |  | D00526 |  |  | 0124S096 | 15/05/1994
379501019 | TNB | DISTRIBUTION | SUNGAI BESAR | Existing | BSBR/PCE/J00204/MB1 | 310357931 | CLOSED | 11 kV | RYB | P/E KOLEJ KOMUNITI |  |  | D00530 |  | INDKOM | 9902S160
379501020 | TNB | DISTRIBUTION | SUNGAI BESAR | Existing | BSBR/PCE/J00204/MB1 | 310357931 | CLOSED | 11 kV | RYB | P/E KOLEJ KOMUNITI |  |  | D00529 |  | INDKOM | 9902S160
379501181 | TNB | DISTRIBUTION | SUNGAI BESAR | Existing | BSBR/PCE/J00221/MB1 | 300447842 | CLOSED | 11 kV | RYB | P/E SEK UNGKU AZIZ |  |  | D00704 |  | TAMCO | FALCON BETA | 20/04/2010
379501291 | TNB | DISTRIBUTION | SUNGAI BESAR | Existing |  |  | CLOSED | 11 kV | RYB | VIP |  |  | D00533
379501387 | TNB | DISTRIBUTION | SUNGAI BESAR | Existing | BSBR/PCE/J00126/MBNN03 | 300040321 | CLOSED | 11 kV | RYB | PUSAT REKREASI S/BERNAM |  |  | D00536 |  | INDKOM | 9936S007 | 20/10/2000
379501483 | TNB | DISTRIBUTION | SUNGAI BESAR | Existing | BSBR/PCE/J00227/MB1 | 300448010 | CLOSED | 11 kV | RYB | P/E PUSAT PERLINDUNGAN WANITA |  |  | D00731 |  | INDKOM | F&G | 24/09/2012
379501582 | TNB | DISTRIBUTION | SUNGAI BESAR | Existing | BSBR/PCE/J00206/MB1 | 310357929 | CLOSED | 11 kV | RYB | P/E TAMAN INTAN JAYA |  |  | D00539 |  | TOPRANK
379501701 | TNB | DISTRIBUTION | SUNGAI BESAR | Existing |  |  | CLOSED | 11 kV | RYB | P/PADAT MEDAN SELERA MDSB |  |  | D00687
379501795 | TNB | DISTRIBUTION | SUNGAI BESAR | Existing |  |  | CLOSED | 11 kV | RYB | P/E PUSAT NIAGA BT 40 |  |  | D06807
379501911 | TNB | DISTRIBUTION | SUNGAI BESAR | Existing | BSBR/PCE/J00215/MB1 | 310370415 | CLOSED | 11 kV | RYB | P/E TAMAN PERTAMA FASA 4 |  |  | D00684 |  | INDKOM
379502011 | TNB | DISTRIBUTION | SUNGAI BESAR | Existing | BSBR/PCE/J00209/MB1 | 310354545 | CLOSED | 11 kV | RYB | P/E TMN SERENDAH NO 1 |  |  | D00363 |  | TAMCO | GRI
379502107 | TNB | DISTRIBUTION | SUNGAI BESAR | Existing | BSBR/PCE/J00110/MBNN03 | 300040239 | CLOSED | 11 kV | RYB | TMN SERENDAH NO 2 |  |  | D00368 |  | INDKOM | R027614 | 1977-01-08
379502202 | TNB | DISTRIBUTION | SUNGAI BESAR | Existing | BSBR/PCE/J00109/MBNN01 | 300040232 | CLOSED | 11 kV | RYB | TMN PERTAMA LOT 771 |  |  | D00371 |  |  | NA | 20/10/2010
379502297 | TNB | DISTRIBUTION | SUNGAI BESAR | Existing | BSBR/PCE/J00108/MBNN04 | 300040229 | CLOSED | 11 kV | RYB | PKNS LOW COST TMN MUHIBAH |  |  | D00373 |  | INDKOM | 1108214914 | 1980-01-08
379502392 | TNB | DISTRIBUTION | SUNGAI BESAR | Existing | BSBR/PCE/J00246/MB1 | 300505687 | CLOSED | 11 kV | RYB | P/E TAMAN ORKID |  |  | D06803 |  |  | VRN 2A
379502496 | TNB | DISTRIBUTION | SUNGAI BESAR | Existing | BSBR/PCE/J00111/MBNN02 | 300040243 | CLOSED | 11 kV | RYB | TBK PULAI BT 1 |  |  | D00377 |  | FALCON BETA | GRI | 16/01/1989
379502782 | TNB | DISTRIBUTION | SUNGAI BESAR | Existing | BSBR/PCE/J00114/MBS00972 | 300040264 | CLOSED | 11 kV | RYB | P/E SIMPANG SEKENDI |  |  | D00387 |  | FALCON BETA | GRI | 31/07/1984
379502793 | TNB | DISTRIBUTION | SUNGAI BESAR | Existing |  |  | CLOSED | 11 kV | RYB | P/E SIMPANG SEKENDI |  |  | D00391
379502979 | TNB | DISTRIBUTION | SUNGAI BESAR | Existing | BSBR/PCE/J00088/MBS00848 | 300040127 | CLOSED | 11 kV | RYB | BT 38 SEKENDI TBK HJ ISMAIL |  |  | D00523 |  | FALCON BETA | GRI | 1981-09-09
379503075 | TNB | DISTRIBUTION | SUNGAI BESAR | Existing | BSBR/PCE/J00089/MBNN04 | 300040133 | CLOSED | 11 kV | RYB | S.M AGAMA TINGGI BT 38 |  |  | D00517 |  | INDKOM | 9906S115 | 25/11/1997
379503182 | TNB | DISTRIBUTION | SUNGAI BESAR | Existing | BSBR/PCE/J00175/MBRMU1 | 300241438 | CLOSED | 11 kV | RYB | TMN PERPADUAN |  |  | D00509 |  | TOPRANK | 2L1T/04/121 | 2004-01-09
379503300 | TNB | DISTRIBUTION | SUNGAI BESAR | Existing | BSBR/PCE/J00033/MB1 | 310370417 | CLOSED | 11 kV | RYB | TAMAN RAYA NO 2 |  |  | D00668
379503396 | TNB | DISTRIBUTION | SUNGAI BESAR | Existing | BSBR/PCE/J00084/MBNN01 | 300040103 | CLOSED | 11 kV | RYB | KG TBK TARMAN BATU 38 |  |  | D00517 |  | FALCON BETA | GRI | 25/11/1997
379503491 | TNB | DISTRIBUTION | SUNGAI BESAR | Existing | BSBR/PCE/J00228/MB1 | 300448012 | CLOSED | 11 kV | RYB | P/E TMN BERLIAN |  |  | D00725 |  | TAMCO | 11KVSF6RMVGR1 | 2012-09-08
379503591 | TNB | DISTRIBUTION | SUNGAI BESAR | Existing | BSBR/PCE/J00097/MB01 | 300040174 | CLOSED | 11 kV | RYB | SEE HAU INDUSTRIES |  |  | D00584 |  |  | NA | 20/10/2010
379503687 | TNB | DISTRIBUTION | SUNGAI BESAR | Existing | BSBR/PCE/J00202/MB1 | 310357927 | CLOSED | 11 kV | RYB | P/E TAMAN WAWASAN |  |  | D00587 |  | TAMCO
379546723 | TNB | DISTRIBUTION | SUNGAI BESAR | Existing | BSBR/PCE/J00099/MBNN03 | 300040186 | CLOSED | 11 kV | RYB | SEK ABD RAHMAN PUTRA |  |  | D00589 |  |  | RQ9938103 | 1999-01-11
379546819 | TNB | DISTRIBUTION | SUNGAI BESAR | Existing | BSBR/PCE/J00098/MBS00811 | 300040181 | CLOSED | 11 kV | RYB | TMN KENANGAN |  |  | D00592 |  | VEI | 24333 | 2004-01-05
379546915 | TNB | DISTRIBUTION | SUNGAI BESAR | Existing | BSBR/PCE/J00100/MB01 | 300040189 | CLOSED | 11 kV | RYB | TMN FERI |  |  | D00595 |  |  | NA | 20/10/2010
379547054 | TNB | DISTRIBUTION | SUNGAI BESAR | Existing | BSBR/PCE/J00244/MB1 | 300501595 | CLOSED | 11 kV | RYB | P/E RUMAH KEDAI SB PERDANA |  |  | S05874 |  | INDKOM | INS24
379547164 | TNB | DISTRIBUTION | SUNGAI BESAR | Existing | BSBR/PCE/J00241/MB1 | 300497090 | CLOSED | 11 kV | RYB | P/E TAMAN PLATINUM |  |  | D06792 |  |  | VRN 2A
379547273 | TNB | DISTRIBUTION | SUNGAI BESAR | Existing | BSBR/PCE/J00014/MB1 | 310370409 | CLOSED | 11 kV | RYB | TAMAN PERTAMA NO 2 |  |  | D00670
379547373 | TNB | DISTRIBUTION | SUNGAI BESAR | Existing | BSBR/PCE/J00127/MB03 | 300040326 | CLOSED | 11 kV | RYB | IKS JALAN AIR MANIS |  |  | D00424 |  | FALCON BETA | GR1 | 1984-02-07
379547469 | TNB | DISTRIBUTION | SUNGAI BESAR | Existing | BSBR/PCE/J00171/MBS00193 | 300040515 | CLOSED | 11 kV | RYB | P/E RT AIR MANIS NO 1 |  |  | D00658 |  | FALCON BETA | GR1 | 2007-01-08
379547572 | TNB | DISTRIBUTION | SUNGAI BESAR | Existing | BSBR/PCE/J00164/MB1 | 310370411 | CLOSED | 11 kV | RYB | P/E RT AIR MANIS NO 2 |  |  | D00661 |  | TAMCO
379547676 | TNB | DISTRIBUTION | SUNGAI BESAR | Existing | BSBR/PCE/J00103/MB03 | 300040205 | CLOSED | 11 kV | RYB | SCENICA (PURE MANUFACTURING) |  |  | D00427 |  | FALCON BETA | GRI | 2007-01-08
379547772 | TNB | DISTRIBUTION | SUNGAI BESAR | Existing | BSBR/PCE/J00115/MBS00972 | 300040270 | CLOSED | 11 kV | RYB | KG TBK TENGAH |  |  | D00429 |  | INDKOM | 1106314420 | 25/08/1995
379547887 | TNB | DISTRIBUTION | SUNGAI BESAR | Existing | BSBR/PCE/J00137/MBS00883 | 300040371 | CLOSED | 11 kV | RYB | KG BANTING |  |  | D00435 |  | FALCON BETA | GR1 | 1986-05-08
379547994 | TNB | DISTRIBUTION | SUNGAI BESAR | Existing | BSBR/PCE/J00132/MBNN04 | 300040353 | CLOSED | 11 kV | RYB | KG TBK JAWA |  |  | D00444 |  | FALCON BETA | GR1 | 26/09/1992
379548100 | TNB | DISTRIBUTION | SUNGAI BESAR | Existing | BSBR/PCE/J00131/MBNN01 | 300040344 | CLOSED | 11 kV | RYB | PAT KG TBK JAWA |  |  | D00444 |  |  | NA | 20/10/2010
379548196 | TNB | DISTRIBUTION | SUNGAI BESAR | Existing | BSBR/PCE/J00133/MBNN01 | 300040356 | CLOSED | 11 kV | RYB | KG TBK MUFRAD |  |  | D00449 |  |  | NA | 20/10/2010
379548296 | TNB | DISTRIBUTION | SUNGAI BESAR | Existing | BSBR/PCE/J00129/MBS00880 | 300040337 | CLOSED | 11 kV | RYB | KG BANTING H/P |  |  | D00438 |  | FALCON BETA | GR1 | 1982-01-08
379548399 | TNB | DISTRIBUTION | SUNGAI BESAR | Existing |  |  | CLOSED | 11 kV | RYB | KG TBK BERIHUN |  |  | D00440
379548511 | TNB | DISTRIBUTION | SUNGAI BESAR | Existing | BSBR/PCE/J00162/MB01 | 300040490 | CLOSED | 11 kV | RYB | P/E SEK AGAMA BT 40 |  |  | D00288 |  | FALCON BETA | GR1 | 2006-01-08
379548607 | TNB | DISTRIBUTION | SUNGAI BESAR | Existing | BSBR/PCE/J00128/MB03 | 300040331 | CLOSED | 11 kV | RYB | P/E BT 39 SEKENDI |  |  | D00288 |  | FALCON BETA | GR1 | 1984-05-06
379548703 | TNB | DISTRIBUTION | SUNGAI BESAR | Existing | BSBR/PCE/J00154/MBNN03 | 300040457 | CLOSED | 11 kV | RYB | P/E KAMPUNG TENGAH |  |  | D00294 |  | FALCON BETA | GR1 | 2001-01-05
379548799 | TNB | DISTRIBUTION | SUNGAI BESAR | Existing | BSBR/PCE/J00155/MBS00854 | 300040462 | CLOSED | 11 kV | RYB | P/E KAMPUNG BARU |  |  | D00297 |  | FALCON BETA | GR1 | 2000-01-08
379548898 | TNB | DISTRIBUTION | SUNGAI BESAR | Existing | BSBR/PCE/J00157/MBS00858 | 300040472 | CLOSED | 11 kV | RYB | P/E KAMPUNG DUNGUN |  |  | D00301 |  | FALCON BETA | GR1 | 2001-01-04
379549004 | TNB | DISTRIBUTION | SUNGAI BESAR | Existing | BSBR/PCE/J00156/MB01 | 300040465 | CLOSED | 11 kV | RYB | PAT KAMPUNG TANJUNG JAWA |  |  | D00303 |  |  | NA | 20/10/2010
379549387 | TNB | DISTRIBUTION | SUNGAI BESAR | Existing | BSBR/PCE/J00158/MB1 | 310359633 | CLOSED | 11 kV | RYB | P/E SG BERNAM DIVISION 2 |  |  | D00305 |  |  | 24341
379549483 | TNB | DISTRIBUTION | SUNGAI BESAR | Existing | BSBR/PCE/J00159/MBS0087 | 300040477 | CLOSED | 11 kV | RYB | P/E SG BERNAM QUATERS |  |  | D00309 |  | FALCON BETA | GR1 | 2003-01-09
379549579 | TNB | DISTRIBUTION | SUNGAI BESAR | Existing | BSBR/PCE/J00160/MBS00863 | 300040482 | CLOSED | 11 kV | RYB | P/E SG BERNAM DIVISION 1 |  |  | D00311 |  | FALCON BETA | GR1 | 1992-01-12
379549675 | TNB | DISTRIBUTION | SUNGAI BESAR | Existing | BSBR/PCE/J00141/MBS00914 | 300040392 | CLOSED | 11 kV | RYB | KG DATO' HORMAT |  |  | D00315 |  | FALCON BETA | GR1 | 1993-08-09
379549771 | TNB | DISTRIBUTION | SUNGAI BESAR | Existing |  |  | CLOSED | 11 kV | RYB | P/E PADAT IBU SAWAT TM SG AIR TAWAR |  |  | D06816
379549871 | TNB | DISTRIBUTION | SUNGAI BESAR | Existing | BSBR/PCE/J00140/MBNN03 | 300040387 | CLOSED | 11 kV | RYB | PEKAN SG AIR TAWAR |  |  | D00317 |  | VEI | 25865 | 1993-08-09
379550026 | TNB | DISTRIBUTION | SUNGAI BESAR | Existing |  |  | CLOSED | 11 kV | RYB | P/E SEK REN AGAMA PARIT BARU |  |  | D06768
379637072 | TNB | DISTRIBUTION | SUNGAI BESAR | Existing | BSBR/PCE/J00028/MBNN01 | 300039866 | CLOSED | 11 kV | RYB | PT 8 GAMBUT |  |  | D00274 |  |  | NA | 20/10/2010
379637166 | TNB | DISTRIBUTION | SUNGAI BESAR | Existing | BSBR/PCE/J00095/MBS00836 | 300040166 | CLOSED | 11 kV | RYB | SDIK HOLDING |  |  | D00713 |  | INDKOM | 1011313254 | 2007-01-08
379637177 | TNB | DISTRIBUTION | SUNGAI BESAR | Existing | BSBR/PCE/J00095/MBS00836 | 300040166 | CLOSED | 11 kV | RYB | SDIK HOLDING |  |  | D00664 |  | INDKOM | 1011313254 | 2007-01-08
379637390 | TNB | DISTRIBUTION | SUNGAI BESAR | Existing |  |  | CLOSED | 11 kV | RYB | P/E REBAN AYAM PARIT 9 GAMBUT NO 1 |  |  | D00719
379637485 | TNB | DISTRIBUTION | SUNGAI BESAR | Existing |  |  | CLOSED | 11 kV | RYB | P/E REBAN AYAM KSR PARIT 9 GAMBUT NO 2 |  |  | D00673
379637761 | TNB | DISTRIBUTION | SUNGAI BESAR | Existing | BSBR/PCE/J00026/MBNN01 | 300039861 | CLOSED | 11 kV | RYB | PT 10 GAMBUT |  |  | D00280 |  | FALCON BETA | GRI | 25/07/1992 | TX-300KVA
379637867 | TNB | DISTRIBUTION | SUNGAI BESAR | Existing |  |  | CLOSED | 11 kV | RYB | T/AIR 13 SG NIPAH |  |  | D00055
379637953 | TNB | DISTRIBUTION | SUNGAI BESAR | Existing | BSBR/PCE/J00060/MBNN04 | 300040018 | CLOSED | 11 kV | RYB | SM AGAMA SPG 5 |  |  | D00052 |  | VEI | 1109 | 16/06/1991
379638036 | TNB | DISTRIBUTION | SUNGAI BESAR | Existing | BSBR/PCE/J00063/MBS00775 | 300040027 | CLOSED | 11 kV | RYB | K/UDANG PER.NELAYAN SG NIBONG |  |  | D00067 |  | FALCON BETA | GRI | 15/01/1993
379638132 | TNB | DISTRIBUTION | SUNGAI BESAR | Existing | BSBR/PCE/J00062/MBS00773 | 300040023 | CLOSED | 11 kV | RYB | K/UDANG UDAHA |  |  | D00064 |  | FALCON BETA | GR1 | 1992-12-08
379638268 | TNB | DISTRIBUTION | SUNGAI BESAR | Existing |  |  | CLOSED | 11 kV | RYB | K/UDANG VERECO |  |  | D00061
379638364 | TNB | DISTRIBUTION | SUNGAI BESAR | Existing | BSBR/PCE/J00179/MBRMU1 | 300242311 | CLOSED | 11 kV | RYB | DEWAN SPG 5 |  |  | D00046 |  | VEI | 1109 | 1998-01-03
379638447 | TNB | DISTRIBUTION | SUNGAI BESAR | Existing | BSBR/PCE/J00059/MBNN03 | 300040012 | CLOSED | 11 kV | RYB | PEKAN SG HAJI DORANI |  |  | D00044 |  | FALCON BETA | GR1 | 1997-01-08
379638543 | TNB | DISTRIBUTION | SUNGAI BESAR | Existing | BSBR/PCE/J00125/MB01 | 300040313 | CLOSED | 11 kV | RYB | PT 10 BARAT |  |  | D00418 |  |  | NA | 20/10/2010
379638649 | TNB | DISTRIBUTION | SUNGAI BESAR | Existing | BSBR/PCE/J00123/MBNN01 | 300040308 | CLOSED | 11 kV | RYB | PT 9 1/2 BARAT |  |  | D00415 |  |  | NA | 20/10/2010
379638745 | TNB | DISTRIBUTION | SUNGAI BESAR | Existing | BSBR/PCE/J00122/MB01 | 300040303 | CLOSED | 11 kV | RYB | PT 8 1/2 BARAT |  |  | D00412 |  |  | NA | 20/10/2010
379638843 | TNB | DISTRIBUTION | SUNGAI BESAR | Existing | BSBR/PCE/J00121/MB01 | 300040298 | CLOSED | 11 kV | RYB | PT 8 1/2 KENCONG |  |  | D00409 |  |  | NA | 20/10/2010
379638939 | TNB | DISTRIBUTION | SUNGAI BESAR | Existing | BSBR/PCE/J00120/MB01 | 300040293 | CLOSED | 11 kV | RYB | PT 6 BARAT |  |  | D00406 |  |  | NA | 20/10/2010
379639040 | TNB | DISTRIBUTION | SUNGAI BESAR | Existing |  |  | CLOSED | 11 kV | RYB | P/PADAT PARIT 12 LUNDANG |  |  | D00420
379639193 | TNB | DISTRIBUTION | SUNGAI BESAR | Existing |  |  | CLOSED | 11 kV | RYB | P/E TMN TERAP JAYA NO 1 |  |  | D00648
379639276 | TNB | DISTRIBUTION | SUNGAI BESAR | Existing |  |  | CLOSED | 11 kV | RYB | P/E TAMAN TERAP JAYA NO 2 |  |  | D00622
379639359 | TNB | DISTRIBUTION | SUNGAI BESAR | Existing | BSBR/PCE/J00094/MB01 | 300040156 | CLOSED | 11 kV | RYB | SEPINTAS BT 4 NO 1 |  |  | D00552 |  |  | NA | 20/10/2010
379639465 | TNB | DISTRIBUTION | SUNGAI BESAR | Existing | BSBR/PCE/J00101/MB01 | 300040194 | CLOSED | 11 kV | RYB | SEPINTAS BT 4 NO 2 |  |  | D00554 |  |  | SFA0006471 | 2014-09-04
379639546 | TNB | DISTRIBUTION | SUNGAI BESAR | Existing | BSBR/PCE/J00231/MBNN01 | 300448221 | CLOSED | 11 kV | RYB | P/E REBAN AYAM BT 2 SEPINTAS |  |  | D00711 |  | VEI | VEI | 2011-09-02
379639734 | TNB | DISTRIBUTION | SUNGAI BESAR | Existing | BSBR/PCE/J00093/MBS00826 | 300040153 | CLOSED | 11 kV | RYB | SEPINTAS BATU 2 |  |  | D00548 |  | INDKOM | 1104314077 | 1992-08-06
379639844 | TNB | DISTRIBUTION | SUNGAI BESAR | Existing | BSBR/PCE/J00092/MBNN03 | 300040148 | CLOSED | 11 kV | RYB | SEPINTAS BATU 1 (STADIUM) |  |  | D00544 |  | FALCON BETA | GRI | 1979-01-08
379639927 | TNB | DISTRIBUTION | SUNGAI BESAR | Existing | BSBR/PCE/J00091/MBNN01 | 300040143 | CLOSED | 11 kV | RYB | JALAN RAJA CHULAN |  |  | D00540 |  | FALCON BETA | GRI | 1998-01-08
379640010 | TNB | DISTRIBUTION | SUNGAI BESAR | Existing | BSBR/PCE/J00102/MBS00839 | 300040200 | CLOSED | 11 kV | RYB | SEK MEN AGAMA BGN TERAP |  |  | D00568 |  | FALCON BETA | GRI | 1996-01-08
379640306 | TNB | DISTRIBUTION | SUNGAI BESAR | Existing |  |  | CLOSED | 11 kV | RYB | GANDA SULI NO 1 |  |  | D06789
379640329 | TNB | DISTRIBUTION | SUNGAI BESAR | Existing |  |  | CLOSED | 11 kV | RYB | PAT GANDA SULI NO 3 |  |  | D00581
379640441 | TNB | DISTRIBUTION | SUNGAI BESAR | Existing | BSBR/PCE/J00106/MB01 | 300040218 | CLOSED | 11 kV | RYB | GANDA SULI NO 2 |  |  | D00579 |  |  | NA | 20/10/2010
379640537 | TNB | DISTRIBUTION | SUNGAI BESAR | Existing |  |  | CLOSED | 11 kV | RYB | P/E PENURUN TOK KHALIFAH |  |  | D06778
379640726 | TNB | DISTRIBUTION | SUNGAI BESAR | Existing |  |  | CLOSED | 11 kV | RYB | P/E HAYAT MAJU NO 3 |  |  | D00560
379640822 | TNB | DISTRIBUTION | SUNGAI BESAR | Existing | BSBR/PCE/J00104/MBNN01 | 300040208 | CLOSED | 11 kV | RYB | PAT LUBOK PUSING |  |  | D00573 |  |  | NA | 20/10/2010
379640943 | TNB | DISTRIBUTION | SUNGAI BESAR | Existing | BSBR/PCE/J00025/MBNN01 | 300039857 | CLOSED | 11 kV | RYB | PT 12 GAMBUT |  |  | D00285 |  |  | NA | 20/10/2010
379641046 | TNB | DISTRIBUTION | SUNGAI BESAR | Existing | BSBR/PCE/J00022/MB01 | 300039848 | CLOSED | 11 kV | RYB | PPRT MERBAU BERDARAH |  |  | D00264 |  |  | NA | 20/10/2010
379689308 | TNB | DISTRIBUTION | SUNGAI BESAR | Existing | BSBR/PCE/J00064/MBS00672 | 300040032 | CLOSED | 11 kV | RYB | P/E KILANG BERAS LPN SG BESAR |  |  | D00095 |  | FALCON BETA | GRI | 1999-01-08
379689319 | TNB | DISTRIBUTION | SUNGAI BESAR | Existing | BSBR/PCE/J00064/MBS00672 | 300040032 | CLOSED | 11 kV | RYB | P/E KILANG BERAS LPN SG BESAR |  |  | D00091 |  | FALCON BETA | GRI | 1999-01-08
379689501 | TNB | DISTRIBUTION | SUNGAI BESAR | Existing | BSBR/PCE/J00066/MB1 | 310416880 | CLOSED | 11 kV | RYB | P/E PEJABAT KERAJAAN |  |  | D00098 |  | TAMCO
379689597 | TNB | DISTRIBUTION | SUNGAI BESAR | Existing | BSBR/PCE/J00067/MBS00682 | 300040038 | CLOSED | 11 kV | RYB | P/E PERPUSTAKAAN SG BESAR |  |  | D00100 |  | FALCON BETA | GR1 | 26/08/1989
379689699 | TNB | DISTRIBUTION | SUNGAI BESAR | Existing | BSBR/PCE/J00301/MB1 | 310416884 | CLOSED | 11 kV | RYB | P/E UMNO SG BESAR |  |  | D06795 |  | SCHNEIDER
379689813 | TNB | DISTRIBUTION | SUNGAI BESAR | Existing |  |  | CLOSED | 11 kV | RYB | P/E BIN DAWOOD |  |  | D06771
379689907 | TNB | DISTRIBUTION | SUNGAI BESAR | Existing | BSBR/PCE/J00232/MB1 | 310370985 | CLOSED | 11 kV | RYB | P/E HENTIAN BAS SUNGAI BESAR |  |  | D06764 |  | TOSHIBA
379690023 | TNB | DISTRIBUTION | SUNGAI BESAR | Existing | BSBR/PCE/J00043/MB473 | 300039933 | CLOSED | 11 kV | RYB | PEKAN S/BESAR |  |  | D00166 |  | TOPRANK | 103L1TP130 | 30/06/1992
379690137 | TNB | DISTRIBUTION | SUNGAI BESAR | Existing | BSBR/PCE/J00042/MBS00746 | 300039927 | CLOSED | 11 kV | RYB | SIM BROTHER |  |  | D00170 |  |  | 3189 | 30/06/1992
379690233 | TNB | DISTRIBUTION | SUNGAI BESAR | Existing | BSBR/PCE/J00041/MB03 | 300039922 | CLOSED | 11 kV | RYB | MEDAN S/BESAR |  |  | D00179 |  |  | 2197476 | 20/07/1998
379690328 | TNB | DISTRIBUTION | SUNGAI BESAR | Existing | BSBR/PCE/J00040/MBS00744 | 300039917 | CLOSED | 11 kV | RYB | TMN NIRWANA |  |  | D00182 |  | VEI | 24335 | 30/06/1992
379690424 | TNB | DISTRIBUTION | SUNGAI BESAR | Existing | BSBR/PCE/J00039/MBS00739 | 300039910 | CLOSED | 11 kV | RYB | STADIUM S/BESAR |  |  | D00186 |  | FALCON BETA | GRI | 27/05/1995
379690600 | TNB | DISTRIBUTION | SUNGAI BESAR | Existing | BSBR/PCE/J00044/MB476 | 300039938 | CLOSED | 11 kV | RYB | BGN 2 S/BESAR |  |  | D00173 |  | FALCON BETA | GRI | 20/05/1991
379690695 | TNB | DISTRIBUTION | SUNGAI BESAR | Existing | BSBR/PCE/J00045/MBNN02 | 300039943 | CLOSED | 11 kV | RYB | KLG FISH BALL BGN 4 |  |  | D00177 |  | FALCON BETA | GRI | 19/02/1997
379690797 | TNB | DISTRIBUTION | SUNGAI BESAR | Existing | BSBR/PCE/J00224/MB1 | 300448008 | CLOSED | 11 kV | RYB | P/E YU CHEN PENG |  |  | D60745 |  | INDKOM | CSU | 31/05/2011
379855842 | TNB | DISTRIBUTION | SUNGAI BESAR | Existing | BSBR/PCE/J00023/MBNN01 | 300039853 | CLOSED | 11 kV | RYB | BELIA 2 |  |  | D00266 |  |  | NA | 20/10/2010
379855938 | TNB | DISTRIBUTION | SUNGAI BESAR | Existing | BSBR/PCE/J00234/MB1 | 300491559 | CLOSED | 11 kV | RYB | P/E MRSM SG PANJANG |  |  | D06749 |  | ABB | 11KVSF6RMV
379855939 | TNB | DISTRIBUTION | SUNGAI BESAR | Existing | BSBR/PCE/J00234/MB1 | 300491559 | CLOSED | 11 kV | RYB | P/E MRSM SG PANJANG |  |  | D06748 |  | ABB | 11KVSF6RMV
379856099 | TNB | DISTRIBUTION | SUNGAI BESAR | Existing |  |  | CLOSED | 11 kV | RYB | P/E LOJI TAKUNGAN IADA |  |  | D06774
379856217 | TNB | DISTRIBUTION | SUNGAI BESAR | Existing |  |  | CLOSED | 11 kV | RYB | P/E PEKET 60 CONVERT 33 |  |  | D06784
379856307 | TNB | DISTRIBUTION | SUNGAI BESAR | Existing |  |  | CLOSED | 11 kV | RYB | PEKET 100 SPG 5 SAWAH |  |  | D06756
379856318 | TNB | DISTRIBUTION | SUNGAI BESAR | Existing |  |  | CLOSED | 11 kV | RYB | PEKET 100 SPG 5 SAWAH |  |  | D00614
379856515 | TNB | DISTRIBUTION | SUNGAI BESAR | Existing | BSBR/PCE/J00245 | 300500904 | CLOSED | 11 kV | RYB | P/E KLINIK KESIHATAN SIMPANG 5 |  |  | D06798 |  | INDKOM | INS24
379856516 | TNB | DISTRIBUTION | SUNGAI BESAR | Existing | BSBR/PCE/J00245 | 300500904 | CLOSED | 11 kV | RYB | P/E KLINIK KESIHATAN SIMPANG 5 |  |  | D06800 |  | INDKOM | INS24
379856683 | TNB | DISTRIBUTION | SUNGAI BESAR | Existing |  |  | CLOSED | 11 kV | RYB | DESA KASIH BT 23 SG NIBONG |  |  | D00069
379856765 | TNB | DISTRIBUTION | SUNGAI BESAR | Existing | BSBR/PCE/J00172/MBNN04 | 300040521 | CLOSED | 11 kV | RYB | PT 12 SG NIBONG |  |  | D00073 |  | FALCON BETA | GR1 | 1996-01-08
379856869 | TNB | DISTRIBUTION | SUNGAI BESAR | Existing | BSBR/PCE/J00080/MBS00707 | 300040083 | CLOSED | 11 kV | RYB | PT 11 P/PANJANG |  |  | D00076 |  | FALCON BETA | GR1 | 1994-04-04
379856951 | TNB | DISTRIBUTION | SUNGAI BESAR | Existing | BSBR/PCE/J00008/MB | 310341801 | CLOSED | 11 kV | RYB | PT 10 SG NIBONG |  |  | D00080 |  | INDKOM | INS24 | 2016-10-10
379856985 | TNB | DISTRIBUTION | SUNGAI BESAR | Existing | BSBR/PCE/J00177/MBRMU1 | 300241506 | CLOSED | 11 kV | RYB | SM AGAMA P.PANJANG |  |  | D00081 |  | VEI | 10921 | 2004-01-08
379857129 | TNB | DISTRIBUTION | SUNGAI BESAR | Existing |  |  | CLOSED | 11 kV | RYB | SEK MEN DATO' MUSTAFA |  |  | D00086
379857155 | TNB | DISTRIBUTION | SUNGAI BESAR | Existing | BSBR/PCE/J00236/MB1 | 300462373 | CLOSED | 11 kV | RYB | P/E AHMAD FUAD |  |  | D06761 |  | INDKOM | ZZT 1D | 2014-05-05
379857299 | TNB | DISTRIBUTION | SUNGAI BESAR | Existing | BSBR/PCE/J00006/MB01 | 300039802 | CLOSED | 11 kV | RYB | T/AIR 14 SPG 5 SAWAH |  |  | D00614 |  |  | NA | 20/10/2010
379857300 | TNB | DISTRIBUTION | SUNGAI BESAR | Existing | BSBR/PCE/J00006/MB01 | 300039802 | CLOSED | 11 kV | RYB | T/AIR 14 SPG 5 SAWAH |  |  | D06756 |  |  | NA | 20/10/2010
379857469 | TNB | DISTRIBUTION | SUNGAI BESAR | Existing |  |  | CLOSED | 11 kV | RYB | PAT TALI AIR 13 BAN 2 SG NIBONG |  |  | D00608
379857561 | TNB | DISTRIBUTION | SUNGAI BESAR | Existing |  |  | CLOSED | 11 kV | RYB | T/AIR 12 BAN 2 SG NIBONG |  |  | D00605
379857651 | TNB | DISTRIBUTION | SUNGAI BESAR | Existing |  |  | CLOSED | 11 kV | RYB | T/AIR 11 BAN 2 SG NIBONG |  |  | D00602
381028227 | TNB | DISTRIBUTION | SUNGAI BESAR | Existing | BSBR/PCE/J00016/MB003 | 300039819 | CLOSED | 11 kV | RYB | RUMAH PAM PT 13 SG PANJANG |  |  | D00240 |  | INDKOM | 0028S136 | 2000-08-12
381028354 | TNB | DISTRIBUTION | SUNGAI BESAR | Existing | BSBR/PCE/J00015/MB00615 | 300039812 | CLOSED | 11 kV | RYB | MASJID PT 14 SG PANJANG |  |  | D00243 |  | FALCON BETA | GRI | 20/08/1991
381029157 | TNB | DISTRIBUTION | SUNGAI BESAR | Existing |  |  | CLOSED | 11 kV | RYB | PT 16 NO 1 |  |  | D00249
381029277 | TNB | DISTRIBUTION | SUNGAI BESAR | Existing |  |  | CLOSED | 11 kV | RYB | PT 16 NO 2 (TG.MEDAN) |  |  | D00252
381029396 | TNB | DISTRIBUTION | SUNGAI BESAR | Existing | BSBR/PCE/J00030/MBNN03 | 300039876 | CLOSED | 11 kV | RYB | MERBAU JAYA PT 16 |  |  | D00255 |  | FALCON BETA | GRI | 2001-01-01
381029519 | TNB | DISTRIBUTION | SUNGAI BESAR | Existing | BSBR/PCE/J00020/MB00625 | 300039841 | CLOSED | 11 kV | RYB | PT 18 SG PANJANG A/TANAH |  |  | D00257 |  | INDKOM | 1111315537 | 2004-01-01
381029651 | TNB | DISTRIBUTION | SUNGAI BESAR | Existing |  |  | CLOSED | 11 kV | RYB | BELIA 1 |  |  | D00261
381029776 | TNB | DISTRIBUTION | SUNGAI BESAR | Existing | BSBR/PCE/J00031/MBNN01 | 300039879 | CLOSED | 11 kV | RYB | TBK JAYA PT 13 SG PANJANG |  |  | D00234 |  | FALCON BETA | GR1 | 2000-01-02
381029934 | TNB | DISTRIBUTION | SUNGAI BESAR | Existing | BSBR/PCE/J00096/MB03 | 300040171 | CLOSED | 11 kV | RYB | HAYAT MAJU NO 2 |  |  | D00234 |  | FALCON BETA | GRI | 25/03/2003
381030057 | TNB | DISTRIBUTION | SUNGAI BESAR | Existing | BSBR/PCE/J00001/MBRMU | 300039794 | CLOSED | 11 kV | RYB | HAYAT MAJU NO 1 |  |  | D00565 |  | TAMCO | GRI | 25/11/1987
381196330 | TNB | DISTRIBUTION | SUNGAI BESAR | Existing |  |  | CLOSED | 33 kV | RYB | PARIT 2, L381 |  |  | N/A
381196461 | TNB | DISTRIBUTION | SUNGAI BESAR | Existing |  |  | CLOSED | 33 kV | RYB | PARIT 4, L382
381196588 | TNB | DISTRIBUTION | SUNGAI BESAR | Existing |  |  | CLOSED | 33 kV | RYB | PARIT 6, L383 |  |  | N/A
381196715 | TNB | DISTRIBUTION | SUNGAI BESAR | Existing |  |  | CLOSED | 33 kV | RYB | PARIT 8, L388 |  |  | N/A
381196842 | TNB | DISTRIBUTION | SUNGAI BESAR | Existing |  |  | CLOSED | 33 kV | RYB | PARIT 10, L384 |  |  | N/A
381196971 | TNB | DISTRIBUTION | SUNGAI BESAR | Existing |  |  | CLOSED | 33 kV | RYB | PANCHANG BEDANA, L680 |  |  | N/A
381197107 | TNB | DISTRIBUTION | SUNGAI BESAR | Existing |  |  | CLOSED | 33 kV | RYB | PARIT 2 BARAT, L638 |  |  | N/A
381197269 | TNB | DISTRIBUTION | SUNGAI BESAR | Existing |  |  | CLOSED | 33 kV | RYB | SG LIMAU, L678 |  |  | N/A
381197402 | TNB | DISTRIBUTION | SUNGAI BESAR | Existing |  |  | CLOSED | 33 kV | RYB | KG.DURAINI TAMBAHAN, L366 |  |  | N/A
381197533 | TNB | DISTRIBUTION | SUNGAI BESAR | Existing |  |  | CLOSED | 33 kV | RYB | SIMPANG LIMA, L676 |  |  | N/A
381197660 | TNB | DISTRIBUTION | SUNGAI BESAR | Existing |  |  | CLOSED | 33 kV | RYB | KG.SG.NIBONG, L675 |  |  | N/A
381197923 | TNB | DISTRIBUTION | SUNGAI BESAR | Existing |  |  | CLOSED | 33 kV | RYB | KG.PARIT PASIR PANJANG, L733 |  |  | N/A
381198060 | TNB | DISTRIBUTION | SUNGAI BESAR | Existing |  |  | CLOSED | 33 kV | RYB | KG.PASIR PANJANG, L674 |  |  | N/A
381496166 | TNB | DISTRIBUTION | SUNGAI BESAR | Existing |  |  | CLOSED | 33 kV | RYB | KG.HJ.DURAINI, L111 | [7 empty] | TX-100KVA
381496290 | TNB | DISTRIBUTION | SUNGAI BESAR | Existing |  |  | OPEN | 11 kV | RYB | P/E PENURUN BAGAN TERAP PT 13 SG PANJANG |  |  | D00227 |  |  |  |  | TX
381496534 | TNB | DISTRIBUTION | SUNGAI BESAR | Existing | BSBR/PCE/J00235/MB1 | 310416819 | CLOSED | 11 kV | RYB | P/E TAMAN BUDIMAN |  |  | D06758 |  |  |  |  | TX-300KVA
383312765 | TNB | DISTRIBUTION | SUNGAI BESAR | Existing |  |  | CLOSED | 33 kV | RYB |  |  |  | L772 | [5 empty] | FUSE PENURUN
383385752 | TNB | DISTRIBUTION | SUNGAI BESAR | Existing |  |  | CLOSED | 11 kV | RYB | P/E REBAN AYAM DATO GHAZALI |  |  | D06819 |  |  |  |  | TX-500KVA
383497204 | TNB | DISTRIBUTION | SUNGAI BESAR | Existing |  |  | CLOSED | 11 kV | RYB | D-SBR-C17-0160 |  |  | D06822 |  |  |  |  | TX-500KVA
385884777 | TNB | DISTRIBUTION | SUNGAI BESAR | Existing | BSBR/PCE/J00252/MB1 | 310402690 | CLOSED | 11 kV | RYB | P/E TAMAN AROWANA |  |  | D06831 | LUCY |  | VRN 2A
385884778 | TNB | DISTRIBUTION | SUNGAI BESAR | Existing |  |  | CLOSED | 11 kV | RYB | P/E TAMAN AROWANA |  |  | N/A
390629486 | TNB | DISTRIBUTION | SUNGAI BESAR | Existing |  |  | CLOSED | 11 kV | RYB | D-SBR-C18-0174 |  |  | D06836

## Output
Id | Owner Type | Owner Name | Operational Area | Status | ERMS Functional Location | ERMS Equipment No | Normal Status | Operating Voltage | Phasing | Substation Name | ERMS System Status | ERMS User Status | Switch Number | Manufacturer | Manufacturer _Old_ | Model Number | Date Installed | Feeder Direction | Remarks | Check | Detail
256945439 | TNB | DISTRIBUTION | SUNGAI BESAR | Existing | BSBR/PCE/J00049/MB368 | 300039963 | CLOSED | 11 kV | RYB | TMN CAHAYA |  |  | D00187 |  | VEI | 24221 | 19910112 |  |  | Pass | null
257013931 | TNB | DISTRIBUTION | SUNGAI BESAR | Existing | BSBR/PCE/J00065/MB00558 |  | CLOSED | 11 kV | RYB | P/E LPN BAGAN TERAP |  |  | D00558 |  | TAMCO | GR1 |  |  |  | Pass | null
377644465 | TNB | DISTRIBUTION | SUNGAI BESAR | Existing | BSBR/PCE/J00178/MBRMU1 | 300241515 | CLOSED | 11 kV | RYB | TMN PERWIRA |  |  | D00001 |  | VEI | 11761 | 30/05/1995 |  |  | Pass | null
377644567 | TNB | DISTRIBUTION | SUNGAI BESAR | Existing | BSBR/PCE/J00181/MBRMU | 300451117 | CLOSED | 11 kV | RYB | P/E TAMAN GEMILANG NO 2 |  |  | D05239 |  | SIEMENS | ITEM SF6 2+1 | 20070101 |  |  | Pass | null
377644690 | TNB | DISTRIBUTION | SUNGAI BESAR | Existing | BSBR/PCE/J00240/MB1 | 310371006 | CLOSED | 11 kV | RYB | P/E MCDONALD SG BESAR |  |  | D06780 |  | TOSHIBA |  |  |  |  | Pass | null
377645064 | TNB | DISTRIBUTION | SUNGAI BESAR | Existing | BSBR/PCE/J00009/MB1 | 310370995 | CLOSED | 11 kV | RYB | SBBC FASA 3 |  |  | D00656 | [6 empty] | Pass | null
377645065 | TNB | DISTRIBUTION | SUNGAI BESAR | Existing | BSBR/PCE/J00009/MB1 | 310370995 | CLOSED | 11 kV | RYB | SBBC FASA 3 |  |  | D00657 | [6 empty] | Pass | null
377645229 | TNB | DISTRIBUTION | SUNGAI BESAR | Existing |  |  | CLOSED | 11 kV | RYB | P/E SBBC FASA 2 |  |  | D00640 | [6 empty] | Pass | null
377645338 | TNB | DISTRIBUTION | SUNGAI BESAR | Existing | BSBR/PCE/J00199/MB1 | 310357935 | CLOSED | 11 kV | RYB | P/E SBBC FASA 1 |  |  | D05242 |  |  | 23129 |  |  |  | Pass | null
377645339 | TNB | DISTRIBUTION | SUNGAI BESAR | Existing | BSBR/PCE/J00199/MB1 | 310357935 | CLOSED | 11 kV | RYB | P/E SBBC FASA 1 |  |  | D05243 |  |  | 23129 |  |  |  | Pass | null
377645501 | TNB | DISTRIBUTION | SUNGAI BESAR | Existing |  |  | CLOSED | 11 kV | RYB | P/E TAMAN PURNAMA |  |  | D00006 | [6 empty] | Pass | null
377645610 | TNB | DISTRIBUTION | SUNGAI BESAR | Existing | BSBR/PCE/J00194/MB1 | 310355579 | CLOSED | 11 kV | RYB | P/E TAMAN PERDANA NO 1 |  |  | D00650 |  | TAMCO |  |  |  |  | Pass | null
377645611 | TNB | DISTRIBUTION | SUNGAI BESAR | Existing | BSBR/PCE/J00194/MB1 | 310355579 | CLOSED | 11 kV | RYB | P/E TAMAN PERDANA NO 1 |  |  | D00007 |  | TAMCO |  |  |  |  | Pass | null
377645966 | TNB | DISTRIBUTION | SUNGAI BESAR | Existing |  |  | CLOSED | 11 kV | RYB | P/E TAMAN PERDANA |  |  | D00011 | [6 empty] | Pass | null
377645967 | TNB | DISTRIBUTION | SUNGAI BESAR | Existing |  |  | CLOSED | 11 kV | RYB | P/E TAMAN PERDANA |  |  | D00010 | [6 empty] | Pass | null
377646129 | TNB | DISTRIBUTION | SUNGAI BESAR | Existing | BSBR/PCE/J00037/MBS00732 | 300039899 | CLOSED | 11 kV | RYB | TMN PADU PERMAI |  |  | D00014 |  | VEI | 9680 | 20030509 |  |  | Pass | null
377646225 | TNB | DISTRIBUTION | SUNGAI BESAR | Existing | BSBR/PCE/J00038/MBS00735 | 300039904 | CLOSED | 11 kV | RYB | TMN SETIA JAYA |  |  | D00018 |  | INDKOM | 110631442 | 20031004 |  |  | Pass | null
377646540 | TNB | DISTRIBUTION | SUNGAI BESAR | Existing | BSBR/PCE/J00034/MBNN03 | 300039886 | CLOSED | 11 kV | RYB | P/E JBA SG BESAR |  |  | D00109 |  |  | LM1872001 | 26/08/1989 |  |  | Pass | null
377646636 | TNB | DISTRIBUTION | SUNGAI BESAR | Existing | BSBR/PCE/J00035/MBNN01 | 300039889 | CLOSED | 11 kV | RYB | TALIKOM S/BESAR |  |  | D00109 |  | TAMCO | B2510364 | 26/04/1995 |  |  | Pass | null
377646730 | TNB | DISTRIBUTION | SUNGAI BESAR | Existing | BSBR/PCE/J00036/MBNN03 | 300039896 | CLOSED | 11 kV | RYB | JLN MAHSURI |  |  | D00114 |  | INDKOM | 99115025 | 19910108 |  |  | Pass | null
377646891 | TNB | DISTRIBUTION | SUNGAI BESAR | Existing | BSBR/PCE/J00077/MBNN03 | 300040074 | CLOSED | 11 kV | RYB | ARKED MARA |  |  | D00118 |  | INDKOM | 1245094 | 30/01/2002 |  |  | Pass | null
377647021 | TNB | DISTRIBUTION | SUNGAI BESAR | Existing | BSBR/PCE/J00010/MB1 | 310371013 | CLOSED | 11 kV | RYB | TMN GEMILANG |  |  | D00106 |  | MERLIN GERIN |  |  |  |  | Pass | null
377647215 | TNB | DISTRIBUTION | SUNGAI BESAR | Existing | BSBR/PCE/J00223/MB1 | 300448006 | CLOSED | 11 kV | RYB | P/E TMN BEDENA 2 |  |  | D06741 |  | INDKOM | INS25 | 20121211 |  |  | Pass | null
377647337 | TNB | DISTRIBUTION | SUNGAI BESAR | Existing | BSBR/PCE/J00197/MB1 | 310355581 | CLOSED | 11 kV | RYB | P/E BOMBA SG BESAR |  |  | D00023 |  | TAMCO |  |  |  |  | Pass | null
377647530 | TNB | DISTRIBUTION | SUNGAI BESAR | Existing | BSBR/PCE/J00222/MB1 | 300448004 | CLOSED | 11 kV | RYB | P/E MAHKAMAH |  |  | D00722 |  | INDKOM | INS24 | 25/03/2013 |  |  | Pass | null
377647734 | TNB | DISTRIBUTION | SUNGAI BESAR | Existing | BSBR/PCE/J00198/MB1 | 310357923 | CLOSED | 11 kV | RYB | P/E TAMAN BAYU |  |  | D00024 |  | EPE |  |  |  |  | Pass | null
377647843 | TNB | DISTRIBUTION | SUNGAI BESAR | Existing | BSBR/PCE/J00174/MBRMU1 | 300241430 | CLOSED | 11 kV | RYB | TMN PADU PERMAI NO 2 |  |  | D00029 |  | FALCON BETA | GRI | 20030910 |  |  | Pass | null
377647844 | TNB | DISTRIBUTION | SUNGAI BESAR | Existing | BSBR/PCE/J00174/MBRMU1 | 300241430 | CLOSED | 11 kV | RYB | TMN PADU PERMAI NO 2 |  |  | D00030 |  | FALCON BETA | GRI | 20030910 |  |  | Pass | null
377648005 | TNB | DISTRIBUTION | SUNGAI BESAR | Existing | BSBR/PCE/J00249/MB1 | 300554395 | CLOSED | 11 kV | RYB | P/E MASJID PADU PERMAI |  |  | D06813 |  |  | VRN 2A |  |  |  | Pass | null
377648105 | TNB | DISTRIBUTION | SUNGAI BESAR | Existing | BSBR/PCE/J00183/MB1 | 310357925 | CLOSED | 11 kV | RYB | P/E TMN PADU PERMAI NO 3 |  |  | D00033 |  | TAMCO |  |  |  |  | Pass | null
377648385 | TNB | DISTRIBUTION | SUNGAI BESAR | Existing | BSBR/PCE/J00218/MB1 | 300447847 | CLOSED | 11 kV | RYB | P/E TERNAK LEMBU |  |  | D00690 |  | INDKOM | INDKOM | 20090207 |  |  | Pass | null
377648386 | TNB | DISTRIBUTION | SUNGAI BESAR | Existing | BSBR/PCE/J00218/MB1 | 300447847 | CLOSED | 11 kV | RYB | P/E TERNAK LEMBU |  |  | D06805 |  | INDKOM | INDKOM | 20090207 |  |  | Pass | null
377648546 | TNB | DISTRIBUTION | SUNGAI BESAR | Existing | BSBR/PCE/J00002/MBNN01 | 300039797 | CLOSED | 11 kV | RYB | TBK MARSO |  |  | D00035 |  |  | NA | 20021006 |  |  | Pass | null
377648641 | TNB | DISTRIBUTION | SUNGAI BESAR | Existing | BSBR/PCE/J00196/MB1 | 310357924 | CLOSED | 11 kV | RYB | P/E MARIN PARK |  |  | D00038 |  | INDKOM |  |  |  |  | Pass | null
377957897 | TNB | DISTRIBUTION | SUNGAI BESAR | Existing | BSBR/PCE/J00254/MB1 | 310475064 | CLOSED | 11 kV | RYB | D-SBR-C17-0165 |  |  | D06828 |  | INDKOM | INS24 |  |  |  | Pass | null
377958018 | TNB | DISTRIBUTION | SUNGAI BESAR | Existing | BSBR/PCE/J00255/MB1 | 310490437 | CLOSED | 11 kV | RYB | D-SBR-C17-0164 |  |  | D06825 |  | INDKOM | INS24 |  |  |  | Pass | null
379374912 | TNB | DISTRIBUTION | SUNGAI BESAR | Existing | BSBR/PCE/J00068/MB1 | 310386594 | CLOSED | 11 kV | RYB | P/E JALAN ANGGERIK |  |  | D00119 |  | INDKOM | INS24 |  |  |  | Pass | null
379374939 | TNB | DISTRIBUTION | SUNGAI BESAR | Existing | BSBR/PCE/J00180/MBRMU1 | 300242314 | CLOSED | 11 kV | RYB | TMN PENGGAWA |  |  | D00123 |  | TAMCO | GR1-121-1D-0082 | 19890304 |  |  | Pass | null
379374993 | TNB | DISTRIBUTION | SUNGAI BESAR | Existing | BSBR/PCE/J00219/MB1 | 300447846 | CLOSED | 11 kV | RYB | P/E ELEYSS PARK |  |  | D00700 |  | INDKOM | INDKOM | 22/01/2010 |  |  | Pass | null
379375097 | TNB | DISTRIBUTION | SUNGAI BESAR | Existing | BSBR/PCE/J00076/MB003 | 300040069 | CLOSED | 11 kV | RYB | P/E TAMAN SERI BEDENA |  |  | D00128 |  | INDKOM | 0112S136 | 20010212 |  |  | Pass | null
379375124 | TNB | DISTRIBUTION | SUNGAI BESAR | Existing | BSBR/PCE/J00192/MB1 | 310416822 | CLOSED | 11 kV | RYB | P/E FUSIPIM |  |  | D00129 | [6 empty] | Pass | null
379375313 | TNB | DISTRIBUTION | SUNGAI BESAR | Existing | BSBR/PCE/J00069/MBS00689 | 300040043 | CLOSED | 11 kV | RYB | P/E HIGHLAND DESICCATED COCONUT |  |  | D00133 |  | TAMCO | GR1-21-OD-07217 | 20060108 |  |  | Pass | null
379375409 | TNB | DISTRIBUTION | SUNGAI BESAR | Existing | BSBR/PCE/J00161/MBNN03 | 300040487 | CLOSED | 11 kV | RYB | P/E LOT 6388 PANCHANG BEDENA |  |  | D00137 |  | TAMCO | GR1 | 20000103 |  |  | Pass | null
379375492 | TNB | DISTRIBUTION | SUNGAI BESAR | Existing | BSBR/PCE/J00113/MBS00691 | 300040255 | CLOSED | 11 kV | RYB | P/E KOKO FAMA ASSAYAKI |  |  | D00140 |  | TAMCO | GRI | 19961104 |  |  | Pass | null
379375573 | TNB | DISTRIBUTION | SUNGAI BESAR | Existing | BSBR/PCE/J00078/MBNN03 | 300040079 | CLOSED | 11 kV | RYB | P/E BLACKTOP |  |  | D00143 |  |  | 125177 | 13/02/2002 |  |  | Pass | null
379375662 | TNB | DISTRIBUTION | SUNGAI BESAR | Existing | BSBR/PCE/J00112/MB1 | 310416825 | CLOSED | 11 kV | RYB | P/E SIMPANG TEBUK PULAI |  |  | D00380 |  | TAMCO | GRI | 19930809 |  |  | Pass | null
379375803 | TNB | DISTRIBUTION | SUNGAI BESAR | Existing | BSBR/PCE/J00116/MBS00895 | 300040276 | CLOSED | 11 kV | RYB | TBK PULAI TENGAH |  |  | D00395 |  | FALCON BETA | GRI | 26/05/1992 |  |  | Pass | null
379375924 | TNB | DISTRIBUTION | SUNGAI BESAR | Existing | BSBR/PCE/J00117 | 300499653 | CLOSED | 11 kV | RYB | PT 5 BARAT |  |  | D00398 |  |  | VRN 2A |  |  |  | Pass | null
379376099 | TNB | DISTRIBUTION | SUNGAI BESAR | Existing | BSBR/PCE/J00118/MB01 | 300040284 | CLOSED | 11 kV | RYB | PT 3 1/2 BARAT |  |  | D00401 |  |  | NA | 20/10/2010 |  |  | Pass | null
379376214 | TNB | DISTRIBUTION | SUNGAI BESAR | Existing | BSBR/PCE/J00119/MB01 | 300040289 | CLOSED | 11 kV | RYB | PT 2 BARAT |  |  | D00403 |  |  | NA | 20/10/2010 |  |  | Pass | null
379376372 | TNB | DISTRIBUTION | SUNGAI BESAR | Existing |  |  | CLOSED | 11 kV | RYB | TMN EHSAN |  |  | D00144 | [6 empty] | Pass | null
379376399 | TNB | DISTRIBUTION | SUNGAI BESAR | Existing | BSBR/PCE/J00073/MBNN03 | 300040058 | CLOSED | 11 kV | RYB | TMN MAKMUR |  |  | D00147 |  | FALCON BETA | GR1 | 19881202 |  |  | Pass | null
379376538 | TNB | DISTRIBUTION | SUNGAI BESAR | Existing | BSBR/PCE/J00048/MBS00710 | 300039958 | CLOSED | 11 kV | RYB | TMN RIA |  |  | D00152 |  | FALCON BETA | GRI | 22/04/2002 |  |  | Pass | null
379376622 | TNB | DISTRIBUTION | SUNGAI BESAR | Existing | BSBR/PCE/J00071/MBNN03 | 300040048 | CLOSED | 11 kV | RYB | TMN RAYA |  |  | D00153 |  | TOPRANK | 22L1T/04/115 | 19980205 |  |  | Pass | null
379376705 | TNB | DISTRIBUTION | SUNGAI BESAR | Existing |  |  | CLOSED | 11 kV | RYB | P/E TAMAN SERI NO 2 |  |  | D00156 | [6 empty] | Pass | null
379376788 | TNB | DISTRIBUTION | SUNGAI BESAR | Existing | BSBR/PCE/J00047/MB365 | 300039953 | CLOSED | 11 kV | RYB | TMN SERI |  |  | D00160 |  | FALCON BETA | GRI | 20000305 |  |  | Pass | null
379376871 | TNB | DISTRIBUTION | SUNGAI BESAR | Existing | BSBR/PCE/J00046/MBS00704 | 300039948 | CLOSED | 11 kV | RYB | BGN 6 |  |  | D00164 |  | FALCON BETA | GRI | 19980108 |  |  | Pass | null
379376954 | TNB | DISTRIBUTION | SUNGAI BESAR | Existing |  |  | CLOSED | 11 kV | RYB | PADAT SG BESAR NO 2 |  |  | D00643 | [6 empty] | Pass | null
379377098 | TNB | DISTRIBUTION | SUNGAI BESAR | Existing | BSBR/PCE/J00072/MBNN03 | 300040053 | CLOSED | 11 kV | RYB | TMN SRI INDAH |  |  | D00191 |  | VEI | 24332 | 19911212 |  |  | Pass | null
379377205 | TNB | DISTRIBUTION | SUNGAI BESAR | Existing | BSBR/PCE/J00230/MB1 | 300448015 | CLOSED | 11 kV | RYB | P/E TMN SRI INDAH 2 |  |  | D06737 |  | TAMCO | 11KVSF6RMV | 24/09/2012 |  |  | Pass | null
379377324 | TNB | DISTRIBUTION | SUNGAI BESAR | Existing | BSBR/PCE/J00050/MBS00718 | 300039966 | CLOSED | 11 kV | RYB | K/UDANG MAKHLUK LAUTAN |  |  | D00197 |  | FALCON BETA | GR1 | 19910108 |  |  | Pass | null
379377423 | TNB | DISTRIBUTION | SUNGAI BESAR | Existing | BSBR/PCE/J00074/MBNN04 | 300040064 | CLOSED | 11 kV | RYB | TMN BEDENA JAYA |  |  | D00200 |  | INDKOM | 99395139 | 20010108 |  |  | Pass | null
379377506 | TNB | DISTRIBUTION | SUNGAI BESAR | Existing |  |  | CLOSED | 11 kV | RYB | P/E TAMAN SURIA INDAH |  |  | D00203 | [6 empty] | Pass | null
379377589 | TNB | DISTRIBUTION | SUNGAI BESAR | Existing | BSBR/PCE/J00229/MB1 | 300448013 | CLOSED | 11 kV | RYB | P/E FU FROZEN |  |  | D00707 |  |  | NA | 20110505 |  |  | Pass | null
379377707 | TNB | DISTRIBUTION | SUNGAI BESAR | Existing | BSBR/PCE/J00182/MB00624 | 300251148 | CLOSED | 11 kV | RYB | P/E FIBRECO |  |  | D00625 |  | TAMCO | TAMCO | 20090101 |  |  | Pass | null
379377806 | TNB | DISTRIBUTION | SUNGAI BESAR | Existing | BSBR/PCE/J00220/MB1 | 300447845 | CLOSED | 11 kV | RYB | P/E ASRAMA DESA |  |  | D00693 |  | INDKOM | INDKOM | 20100702 |  |  | Pass | null
379377914 | TNB | DISTRIBUTION | SUNGAI BESAR | Existing | BSBR/PCE/J00052/MBNN01 | 300039975 | CLOSED | 11 kV | RYB | BGN SG BURUNG NO 2 |  |  | D00209 |  |  | NA | 20/10/2010 |  |  | Pass | null
379378011 | TNB | DISTRIBUTION | SUNGAI BESAR | Existing | BSBR/PCE/J00053/MBS00726 | 300039980 | CLOSED | 11 kV | RYB | THAI LIAN |  |  | D00210 |  | VEI | 24223 | 20080707 |  |  | Pass | null
379378190 | TNB | DISTRIBUTION | SUNGAI BESAR | Existing | BSBR/PCE/J00054/MBS00732 | 300039987 | CLOSED | 11 kV | RYB | SEKENDI INDUSTRIES |  |  | D00215 |  |  | 2F97015 | 19970604 |  |  | Pass | null
379378289 | TNB | DISTRIBUTION | SUNGAI BESAR | Existing |  |  | CLOSED | 11 kV | RYB | CHIA KIR HU |  |  | D00652 | [6 empty] | Pass | null
379378409 | TNB | DISTRIBUTION | SUNGAI BESAR | Existing |  |  | CLOSED | 11 kV | RYB | P/E KOLAM UDANG SEKENDI |  |  | D00678 | [6 empty] | Pass | null
379378505 | TNB | DISTRIBUTION | SUNGAI BESAR | Existing | BSBR/PCE/J00055/MBS00977 | 300039993 | CLOSED | 11 kV | RYB | KG SG BURUNG |  |  | D00217 |  | INDKOM | INS24 | 20141203 |  |  | Pass | null
379378597 | TNB | DISTRIBUTION | SUNGAI BESAR | Existing | BSBR/PCE/J00056/MBS00977 | 300039996 | CLOSED | 11 kV | RYB | BGN SG PULAI |  |  | D00222 |  |  | NA | 20/10/2010 |  |  | Pass | null
379378680 | TNB | DISTRIBUTION | SUNGAI BESAR | Existing | BSBR/PCE/J00057/MBS00980 | 300040001 | CLOSED | 11 kV | RYB | KG SG SEKENDI |  |  | D00224 |  |  | NA | 20/10/2010 |  |  | Pass | null
379378761 | TNB | DISTRIBUTION | SUNGAI BESAR | Existing |  |  | CLOSED | 11 kV | RYB | P/E HJ MAHIDIN PT 7 GAMBUT |  |  | D06810 | [6 empty] | Pass | null
379378855 | TNB | DISTRIBUTION | SUNGAI BESAR | Existing | BSBR/PCE/J00029/MBNN01 | 300039870 | CLOSED | 11 kV | RYB | PT 5 GAMBUT |  |  | D00269 |  | TOPRANK | OD3L1TAK29 | 20040108 |  |  | Pass | null
379378990 | TNB | DISTRIBUTION | SUNGAI BESAR | Existing | BSBR/PCE/J00225/MB1 | 300448009 | CLOSED | 11 kV | RYB | P/E UYIN AGRO FARM |  |  | D00716 |  | INDKOM | INS24 | 20110405 |  |  | Pass | null
379383513 | TNB | DISTRIBUTION | SUNGAI BESAR | Existing | BSBR/PCE/J00058/MBNN03 | 300040007 | CLOSED | 11 kV | RYB | KG NELAYAN SG HAJI DORANI |  |  | D00041 |  | VEI | 1483 | 20020608 |  |  | Pass | null
379396476 | TNB | DISTRIBUTION | SUNGAI BESAR | Existing | BSBR/PCE/J00145/MBNN01 | 300040411 | CLOSED | 11 kV | RYB | SG LANG (ILDAS) DAKWAH |  |  | D00362 |  | FALCON BETA | GR1 | 19990108 |  |  | Pass | null
379396572 | TNB | DISTRIBUTION | SUNGAI BESAR | Existing | BSBR/PCE/J00184/MB1 | 310341861 | CLOSED | 11 kV | RYB | P/E PUAS |  |  | D00358 |  | INDKOM | INDKOM |  |  |  | Pass | null
379396781 | TNB | DISTRIBUTION | SUNGAI BESAR | Existing | BSBR/PCE/J00176/MBRMU1 | 300241441 | CLOSED | 11 kV | RYB | INS. PERAKUNAN NEGARA (IPN) |  |  | D00356 |  | VEI | 1863 | 20040106 |  |  | Pass | null
379396782 | TNB | DISTRIBUTION | SUNGAI BESAR | Existing | BSBR/PCE/J00176/MBRMU1 | 300241441 | CLOSED | 11 kV | RYB | INS. PERAKUNAN NEGARA (IPN) |  |  | D00353 |  | VEI | 1863 | 20040106 |  |  | Pass | null
379396941 | TNB | DISTRIBUTION | SUNGAI BESAR | Existing | BSBR/PCE/J00144/MBNN01 | 300040405 | CLOSED | 11 kV | RYB | TELUK BELANGGA |  |  | D00348 |  | FALCON BETA | GR1 | 30/11/1991 |  |  | Pass | null
379397036 | TNB | DISTRIBUTION | SUNGAI BESAR | Existing | BSBR/PCE/J00143/MBNN03 | 300040402 | CLOSED | 11 kV | RYB | PEKAN PT BARU |  |  | D00346 |  | VEI | 25133 | 19811102 |  |  | Pass | null
379397167 | TNB | DISTRIBUTION | SUNGAI BESAR | Existing |  |  | CLOSED | 11 kV | RYB | PAT KG PT BARU BAROH |  |  | D00342 | [6 empty] | Pass | null
379397267 | TNB | DISTRIBUTION | SUNGAI BESAR | Existing | BSBR/PCE/J00186/MB1 | 310341991 | CLOSED | 11 kV | RYB | P/E HELWA |  |  | D00336 |  | TAMCO | GR1 |  |  |  | Pass | null
379397363 | TNB | DISTRIBUTION | SUNGAI BESAR | Existing | BSBR/PCE/J00150/MB00941 | 300040438 | CLOSED | 11 kV | RYB | P/E SUNGAI TENGAR |  |  | D00332 |  | FALCON BETA | GR1 | 17/01/1990 |  |  | Pass | null
379397494 | TNB | DISTRIBUTION | SUNGAI BESAR | Existing | BSBR/PCE/J00152/MBNN01 | 300040445 | CLOSED | 11 kV | RYB | P/E SG TENGAR UTARA |  |  | D00328 |  |  | NA | 20/10/2010 |  |  | Pass | null
379397589 | TNB | DISTRIBUTION | SUNGAI BESAR | Existing |  |  | CLOSED | 11 kV | RYB | P/E SG TENGAR SELATAN |  |  | D00330 | [6 empty] | Pass | null
379397684 | TNB | DISTRIBUTION | SUNGAI BESAR | Existing | BSBR/PCE/J00139/MB005 | 300040382 | CLOSED | 11 kV | RYB | P/E SG AIR TAWAR |  |  | D00322 |  | FALCON BETA | GR1 | 27/06/1984 |  |  | Pass | null
379397866 | TNB | DISTRIBUTION | SUNGAI BESAR | Existing | BSBR/PCE/J00201/MB1 | 310343068 | CLOSED | 11 kV | RYB | P/E KUARTERS POLITEKNIK |  |  | D00477 |  | TAMCO |  |  |  |  | Pass | null
379398091 | TNB | DISTRIBUTION | SUNGAI BESAR | Existing | BSBR/PCE/J00146/MBNN03 | 300040418 | CLOSED | 11 kV | RYB | SG APONG |  |  | D00471 |  | FALCON BETA | GR1 | 25/11/1991 |  |  | Pass | null
379398193 | TNB | DISTRIBUTION | SUNGAI BESAR | Existing | BSBR/PCE/J00147/MBNN01 | 300040421 | CLOSED | 11 kV | RYB | BGN BETING KEPAH |  |  | D00468 |  | VEI | 10946 | 29/11/1992 |  |  | Pass | null
379398407 | TNB | DISTRIBUTION | SUNGAI BESAR | Existing | BSBR/PCE/J00211/MB1 | 310357934 | CLOSED | 11 kV | RYB | P/E KOLAM UDANG BAGAN TELOK RHU |  |  | D00634 |  | SIEMENS | CV744627 |  |  |  | Pass | null
379398506 | TNB | DISTRIBUTION | SUNGAI BESAR | Existing | BSBR/PCE/J00142/MBNN01 | 300040395 | CLOSED | 11 kV | RYB | KG TELUK RHU |  |  | D00465 |  | FALCON BETA | GR1 | 20010106 |  |  | Pass | null
379398602 | TNB | DISTRIBUTION | SUNGAI BESAR | Existing | BSBR/PCE/J00163/MBNN04 | 300040498 | CLOSED | 11 kV | RYB | P/E PUSAT REKREASI BNO |  |  | D00462 |  | VEI | 24349 | 28/04/2001 |  |  | Pass | null
379398698 | TNB | DISTRIBUTION | SUNGAI BESAR | Existing | BSBR/PCE/J00017/MB01 | 300039822 | CLOSED | 11 kV | RYB | SIMPANG BNO |  |  | D00453 |  | INDKOM | 1104314073 | 19810209 |  |  | Pass | null
379398804 | TNB | DISTRIBUTION | SUNGAI BESAR | Existing | BSBR/PCE/J00135/MBS00895 | 300040365 | CLOSED | 11 kV | RYB | RUMAH MURAH BNO |  |  | D00452 |  | FALCON BETA | GR1 | 24/09/1984 |  |  | Pass | null
379398900 | TNB | DISTRIBUTION | SUNGAI BESAR | Existing | BSBR/PCE/J00138/MBNN03 | 300040376 | CLOSED | 11 kV | RYB | SEK MUNSHI ABDULLAH |  |  | D00459 |  | FALCON BETA | GR1 | 24/12/1999 |  |  | Pass | null
379399001 | TNB | DISTRIBUTION | SUNGAI BESAR | Existing |  |  | CLOSED | 11 kV | RYB | P/E ASIA AQUACULTURE, TELOK RHU |  |  | D00637 | [6 empty] | Pass | null
379399102 | TNB | DISTRIBUTION | SUNGAI BESAR | Existing | BSBR/PCE/J00149/MB1 | 310341911 | CLOSED | 11 kV | RYB | P/E BAGAN PARIT BARU |  |  | D00344 | [6 empty] | Pass | null
379499476 | TNB | DISTRIBUTION | SUNGAI BESAR | Existing | BSBR/PCE/J00082/MB00796 | 300040096 | CLOSED | 11 kV | RYB | PUMP HOUSE TORKINTON |  |  | D00494 |  | FALCON BETA | GRI | 19880509 |  |  | Pass | null
379499579 | TNB | DISTRIBUTION | SUNGAI BESAR | Existing | BSBR/PCE/J00083/MB00796 | 300040099 | CLOSED | 11 kV | RYB | LDG TORKINTON |  |  | D00496 |  | FALCON BETA | GRI | 19831111 |  |  | Pass | null
379499967 | TNB | DISTRIBUTION | SUNGAI BESAR | Existing | BSBR/PCE/J00169/MB1 | 310370413 | CLOSED | 11 kV | RYB | P/E KUARTERS TORKINTON |  |  | D00644 |  | TAMCO |  |  |  |  | Pass | null
379500070 | TNB | DISTRIBUTION | SUNGAI BESAR | Existing | BSBR/PCE/J00081/MB00790 | 300040090 | CLOSED | 11 kV | RYB | HOSPITAL S/BERNAM |  |  | D00488 |  | VEI | 24966 | 29/08/1992 |  |  | Pass | null
379500081 | TNB | DISTRIBUTION | SUNGAI BESAR | Existing | BSBR/PCE/J00081/MB00790 | 300040090 | CLOSED | 11 kV | RYB | HOSPITAL S/BERNAM |  |  | D00487 |  | VEI | 24966 | 29/08/1992 |  |  | Pass | null
379500464 | TNB | DISTRIBUTION | SUNGAI BESAR | Existing | BSBR/PCE/J00085/MB003 | 300040110 | CLOSED | 11 kV | RYB | JOHAN LAND |  |  | D00497 |  | FALCON BETA | GRI | 19980108 |  |  | Pass | null
379500475 | TNB | DISTRIBUTION | SUNGAI BESAR | Existing | BSBR/PCE/J00085/MB003 | 300040110 | CLOSED | 11 kV | RYB | JOHAN LAND |  |  | D00680 |  | FALCON BETA | GRI | 19980108 |  |  | Pass | null
379500653 | TNB | DISTRIBUTION | SUNGAI BESAR | Existing | BSBR/PCE/J00167/MB1 | 310357933 | CLOSED | 11 kV | RYB | SW/STN JOHAN LAND |  |  | D06790 |  | TAMCO | G 230131 |  |  |  | Pass | null
379500805 | TNB | DISTRIBUTION | SUNGAI BESAR | Existing | BSBR/PCE/J00086/MB00815 | 300040116 | CLOSED | 11 kV | RYB | PEKAN S/BERNAM |  |  | D00505 |  | INDKOM | 1106314435 | 15/02/1994 |  |  | Pass | null
379500910 | TNB | DISTRIBUTION | SUNGAI BESAR | Existing | BSBR/PCE/J00134/MBNN03 | 300040362 | CLOSED | 11 kV | RYB | PUSAT PERANGINAN S/BERNAM |  |  | D00526 |  |  | 0124S096 | 15/05/1994 |  |  | Pass | null
379501019 | TNB | DISTRIBUTION | SUNGAI BESAR | Existing | BSBR/PCE/J00204/MB1 | 310357931 | CLOSED | 11 kV | RYB | P/E KOLEJ KOMUNITI |  |  | D00530 |  | INDKOM | 9902S160 |  |  |  | Pass | null
379501020 | TNB | DISTRIBUTION | SUNGAI BESAR | Existing | BSBR/PCE/J00204/MB1 | 310357931 | CLOSED | 11 kV | RYB | P/E KOLEJ KOMUNITI |  |  | D00529 |  | INDKOM | 9902S160 |  |  |  | Pass | null
379501181 | TNB | DISTRIBUTION | SUNGAI BESAR | Existing | BSBR/PCE/J00221/MB1 | 300447842 | CLOSED | 11 kV | RYB | P/E SEK UNGKU AZIZ |  |  | D00704 |  | TAMCO | FALCON BETA | 20/04/2010 |  |  | Pass | null
379501291 | TNB | DISTRIBUTION | SUNGAI BESAR | Existing |  |  | CLOSED | 11 kV | RYB | VIP |  |  | D00533 | [6 empty] | Pass | null
379501387 | TNB | DISTRIBUTION | SUNGAI BESAR | Existing | BSBR/PCE/J00126/MBNN03 | 300040321 | CLOSED | 11 kV | RYB | PUSAT REKREASI S/BERNAM |  |  | D00536 |  | INDKOM | 9936S007 | 20/10/2000 |  |  | Pass | null
379501483 | TNB | DISTRIBUTION | SUNGAI BESAR | Existing | BSBR/PCE/J00227/MB1 | 300448010 | CLOSED | 11 kV | RYB | P/E PUSAT PERLINDUNGAN WANITA |  |  | D00731 |  | INDKOM | F&G | 24/09/2012 |  |  | Pass | null
379501582 | TNB | DISTRIBUTION | SUNGAI BESAR | Existing | BSBR/PCE/J00206/MB1 | 310357929 | CLOSED | 11 kV | RYB | P/E TAMAN INTAN JAYA |  |  | D00539 |  | TOPRANK |  |  |  |  | Pass | null
379501701 | TNB | DISTRIBUTION | SUNGAI BESAR | Existing |  |  | CLOSED | 11 kV | RYB | P/PADAT MEDAN SELERA MDSB |  |  | D00687 | [6 empty] | Pass | null
379501795 | TNB | DISTRIBUTION | SUNGAI BESAR | Existing |  |  | CLOSED | 11 kV | RYB | P/E PUSAT NIAGA BT 40 |  |  | D06807 | [6 empty] | Pass | null
379501911 | TNB | DISTRIBUTION | SUNGAI BESAR | Existing | BSBR/PCE/J00215/MB1 | 310370415 | CLOSED | 11 kV | RYB | P/E TAMAN PERTAMA FASA 4 |  |  | D00684 |  | INDKOM |  |  |  |  | Pass | null
379502011 | TNB | DISTRIBUTION | SUNGAI BESAR | Existing | BSBR/PCE/J00209/MB1 | 310354545 | CLOSED | 11 kV | RYB | P/E TMN SERENDAH NO 1 |  |  | D00363 |  | TAMCO | GRI |  |  |  | Pass | null
379502107 | TNB | DISTRIBUTION | SUNGAI BESAR | Existing | BSBR/PCE/J00110/MBNN03 | 300040239 | CLOSED | 11 kV | RYB | TMN SERENDAH NO 2 |  |  | D00368 |  | INDKOM | R027614 | 19770108 |  |  | Pass | null
379502202 | TNB | DISTRIBUTION | SUNGAI BESAR | Existing | BSBR/PCE/J00109/MBNN01 | 300040232 | CLOSED | 11 kV | RYB | TMN PERTAMA LOT 771 |  |  | D00371 |  |  | NA | 20/10/2010 |  |  | Pass | null
379502297 | TNB | DISTRIBUTION | SUNGAI BESAR | Existing | BSBR/PCE/J00108/MBNN04 | 300040229 | CLOSED | 11 kV | RYB | PKNS LOW COST TMN MUHIBAH |  |  | D00373 |  | INDKOM | 1108214914 | 19800108 |  |  | Pass | null
379502392 | TNB | DISTRIBUTION | SUNGAI BESAR | Existing | BSBR/PCE/J00246/MB1 | 300505687 | CLOSED | 11 kV | RYB | P/E TAMAN ORKID |  |  | D06803 |  |  | VRN 2A |  |  |  | Pass | null
379502496 | TNB | DISTRIBUTION | SUNGAI BESAR | Existing | BSBR/PCE/J00111/MBNN02 | 300040243 | CLOSED | 11 kV | RYB | TBK PULAI BT 1 |  |  | D00377 |  | FALCON BETA | GRI | 16/01/1989 |  |  | Pass | null
379502782 | TNB | DISTRIBUTION | SUNGAI BESAR | Existing | BSBR/PCE/J00114/MBS00972 | 300040264 | CLOSED | 11 kV | RYB | P/E SIMPANG SEKENDI |  |  | D00387 |  | FALCON BETA | GRI | 31/07/1984 |  |  | Pass | null
379502793 | TNB | DISTRIBUTION | SUNGAI BESAR | Existing |  |  | CLOSED | 11 kV | RYB | P/E SIMPANG SEKENDI |  |  | D00391 | [6 empty] | Pass | null
379502979 | TNB | DISTRIBUTION | SUNGAI BESAR | Existing | BSBR/PCE/J00088/MBS00848 | 300040127 | CLOSED | 11 kV | RYB | BT 38 SEKENDI TBK HJ ISMAIL |  |  | D00523 |  | FALCON BETA | GRI | 19810909 |  |  | Pass | null
379503075 | TNB | DISTRIBUTION | SUNGAI BESAR | Existing | BSBR/PCE/J00089/MBNN04 | 300040133 | CLOSED | 11 kV | RYB | S.M AGAMA TINGGI BT 38 |  |  | D00517 |  | INDKOM | 9906S115 | 25/11/1997 |  |  | Pass | null
379503182 | TNB | DISTRIBUTION | SUNGAI BESAR | Existing | BSBR/PCE/J00175/MBRMU1 | 300241438 | CLOSED | 11 kV | RYB | TMN PERPADUAN |  |  | D00509 |  | TOPRANK | 2L1T/04/121 | 20040109 |  |  | Pass | null
379503300 | TNB | DISTRIBUTION | SUNGAI BESAR | Existing | BSBR/PCE/J00033/MB1 | 310370417 | CLOSED | 11 kV | RYB | TAMAN RAYA NO 2 |  |  | D00668 | [6 empty] | Pass | null
379503396 | TNB | DISTRIBUTION | SUNGAI BESAR | Existing | BSBR/PCE/J00084/MBNN01 | 300040103 | CLOSED | 11 kV | RYB | KG TBK TARMAN BATU 38 |  |  | D00517 |  | FALCON BETA | GRI | 25/11/1997 |  |  | Pass | null
379503491 | TNB | DISTRIBUTION | SUNGAI BESAR | Existing | BSBR/PCE/J00228/MB1 | 300448012 | CLOSED | 11 kV | RYB | P/E TMN BERLIAN |  |  | D00725 |  | TAMCO | 11KVSF6RMVGR1 | 20120908 |  |  | Pass | null
379503591 | TNB | DISTRIBUTION | SUNGAI BESAR | Existing | BSBR/PCE/J00097/MB01 | 300040174 | CLOSED | 11 kV | RYB | SEE HAU INDUSTRIES |  |  | D00584 |  |  | NA | 20/10/2010 |  |  | Pass | null
379503687 | TNB | DISTRIBUTION | SUNGAI BESAR | Existing | BSBR/PCE/J00202/MB1 | 310357927 | CLOSED | 11 kV | RYB | P/E TAMAN WAWASAN |  |  | D00587 |  | TAMCO |  |  |  |  | Pass | null
379546723 | TNB | DISTRIBUTION | SUNGAI BESAR | Existing | BSBR/PCE/J00099/MBNN03 | 300040186 | CLOSED | 11 kV | RYB | SEK ABD RAHMAN PUTRA |  |  | D00589 |  |  | RQ9938103 | 19990111 |  |  | Pass | null
379546819 | TNB | DISTRIBUTION | SUNGAI BESAR | Existing | BSBR/PCE/J00098/MBS00811 | 300040181 | CLOSED | 11 kV | RYB | TMN KENANGAN |  |  | D00592 |  | VEI | 24333 | 20040105 |  |  | Pass | null
379546915 | TNB | DISTRIBUTION | SUNGAI BESAR | Existing | BSBR/PCE/J00100/MB01 | 300040189 | CLOSED | 11 kV | RYB | TMN FERI |  |  | D00595 |  |  | NA | 20/10/2010 |  |  | Pass | null
379547054 | TNB | DISTRIBUTION | SUNGAI BESAR | Existing | BSBR/PCE/J00244/MB1 | 300501595 | CLOSED | 11 kV | RYB | P/E RUMAH KEDAI SB PERDANA |  |  | S05874 |  | INDKOM | INS24 |  |  |  | Pass | null
379547164 | TNB | DISTRIBUTION | SUNGAI BESAR | Existing | BSBR/PCE/J00241/MB1 | 300497090 | CLOSED | 11 kV | RYB | P/E TAMAN PLATINUM |  |  | D06792 |  |  | VRN 2A |  |  |  | Pass | null
379547273 | TNB | DISTRIBUTION | SUNGAI BESAR | Existing | BSBR/PCE/J00014/MB1 | 310370409 | CLOSED | 11 kV | RYB | TAMAN PERTAMA NO 2 |  |  | D00670 | [6 empty] | Pass | null
379547373 | TNB | DISTRIBUTION | SUNGAI BESAR | Existing | BSBR/PCE/J00127/MB03 | 300040326 | CLOSED | 11 kV | RYB | IKS JALAN AIR MANIS |  |  | D00424 |  | FALCON BETA | GR1 | 19840207 |  |  | Pass | null
379547469 | TNB | DISTRIBUTION | SUNGAI BESAR | Existing | BSBR/PCE/J00171/MBS00193 | 300040515 | CLOSED | 11 kV | RYB | P/E RT AIR MANIS NO 1 |  |  | D00658 |  | FALCON BETA | GR1 | 20070108 |  |  | Pass | null
379547572 | TNB | DISTRIBUTION | SUNGAI BESAR | Existing | BSBR/PCE/J00164/MB1 | 310370411 | CLOSED | 11 kV | RYB | P/E RT AIR MANIS NO 2 |  |  | D00661 |  | TAMCO |  |  |  |  | Pass | null
379547676 | TNB | DISTRIBUTION | SUNGAI BESAR | Existing | BSBR/PCE/J00103/MB03 | 300040205 | CLOSED | 11 kV | RYB | SCENICA (PURE MANUFACTURING) |  |  | D00427 |  | FALCON BETA | GRI | 20070108 |  |  | Pass | null
379547772 | TNB | DISTRIBUTION | SUNGAI BESAR | Existing | BSBR/PCE/J00115/MBS00972 | 300040270 | CLOSED | 11 kV | RYB | KG TBK TENGAH |  |  | D00429 |  | INDKOM | 1106314420 | 25/08/1995 |  |  | Pass | null
379547887 | TNB | DISTRIBUTION | SUNGAI BESAR | Existing | BSBR/PCE/J00137/MBS00883 | 300040371 | CLOSED | 11 kV | RYB | KG BANTING |  |  | D00435 |  | FALCON BETA | GR1 | 19860508 |  |  | Pass | null
379547994 | TNB | DISTRIBUTION | SUNGAI BESAR | Existing | BSBR/PCE/J00132/MBNN04 | 300040353 | CLOSED | 11 kV | RYB | KG TBK JAWA |  |  | D00444 |  | FALCON BETA | GR1 | 26/09/1992 |  |  | Pass | null
379548100 | TNB | DISTRIBUTION | SUNGAI BESAR | Existing | BSBR/PCE/J00131/MBNN01 | 300040344 | CLOSED | 11 kV | RYB | PAT KG TBK JAWA |  |  | D00444 |  |  | NA | 20/10/2010 |  |  | Pass | null
379548196 | TNB | DISTRIBUTION | SUNGAI BESAR | Existing | BSBR/PCE/J00133/MBNN01 | 300040356 | CLOSED | 11 kV | RYB | KG TBK MUFRAD |  |  | D00449 |  |  | NA | 20/10/2010 |  |  | Pass | null
379548296 | TNB | DISTRIBUTION | SUNGAI BESAR | Existing | BSBR/PCE/J00129/MBS00880 | 300040337 | CLOSED | 11 kV | RYB | KG BANTING H/P |  |  | D00438 |  | FALCON BETA | GR1 | 19820108 |  |  | Pass | null
379548399 | TNB | DISTRIBUTION | SUNGAI BESAR | Existing |  |  | CLOSED | 11 kV | RYB | KG TBK BERIHUN |  |  | D00440 | [6 empty] | Pass | null
379548511 | TNB | DISTRIBUTION | SUNGAI BESAR | Existing | BSBR/PCE/J00162/MB01 | 300040490 | CLOSED | 11 kV | RYB | P/E SEK AGAMA BT 40 |  |  | D00288 |  | FALCON BETA | GR1 | 20060108 |  |  | Pass | null
379548607 | TNB | DISTRIBUTION | SUNGAI BESAR | Existing | BSBR/PCE/J00128/MB03 | 300040331 | CLOSED | 11 kV | RYB | P/E BT 39 SEKENDI |  |  | D00288 |  | FALCON BETA | GR1 | 19840506 |  |  | Pass | null
379548703 | TNB | DISTRIBUTION | SUNGAI BESAR | Existing | BSBR/PCE/J00154/MBNN03 | 300040457 | CLOSED | 11 kV | RYB | P/E KAMPUNG TENGAH |  |  | D00294 |  | FALCON BETA | GR1 | 20010105 |  |  | Pass | null
379548799 | TNB | DISTRIBUTION | SUNGAI BESAR | Existing | BSBR/PCE/J00155/MBS00854 | 300040462 | CLOSED | 11 kV | RYB | P/E KAMPUNG BARU |  |  | D00297 |  | FALCON BETA | GR1 | 20000108 |  |  | Pass | null
379548898 | TNB | DISTRIBUTION | SUNGAI BESAR | Existing | BSBR/PCE/J00157/MBS00858 | 300040472 | CLOSED | 11 kV | RYB | P/E KAMPUNG DUNGUN |  |  | D00301 |  | FALCON BETA | GR1 | 20010104 |  |  | Pass | null
379549004 | TNB | DISTRIBUTION | SUNGAI BESAR | Existing | BSBR/PCE/J00156/MB01 | 300040465 | CLOSED | 11 kV | RYB | PAT KAMPUNG TANJUNG JAWA |  |  | D00303 |  |  | NA | 20/10/2010 |  |  | Pass | null
379549387 | TNB | DISTRIBUTION | SUNGAI BESAR | Existing | BSBR/PCE/J00158/MB1 | 310359633 | CLOSED | 11 kV | RYB | P/E SG BERNAM DIVISION 2 |  |  | D00305 |  |  | 24341 |  |  |  | Pass | null
379549483 | TNB | DISTRIBUTION | SUNGAI BESAR | Existing | BSBR/PCE/J00159/MBS0087 | 300040477 | CLOSED | 11 kV | RYB | P/E SG BERNAM QUATERS |  |  | D00309 |  | FALCON BETA | GR1 | 20030109 |  |  | Pass | null
379549579 | TNB | DISTRIBUTION | SUNGAI BESAR | Existing | BSBR/PCE/J00160/MBS00863 | 300040482 | CLOSED | 11 kV | RYB | P/E SG BERNAM DIVISION 1 |  |  | D00311 |  | FALCON BETA | GR1 | 19920112 |  |  | Pass | null
379549675 | TNB | DISTRIBUTION | SUNGAI BESAR | Existing | BSBR/PCE/J00141/MBS00914 | 300040392 | CLOSED | 11 kV | RYB | KG DATO' HORMAT |  |  | D00315 |  | FALCON BETA | GR1 | 19930809 |  |  | Pass | null
379549771 | TNB | DISTRIBUTION | SUNGAI BESAR | Existing |  |  | CLOSED | 11 kV | RYB | P/E PADAT IBU SAWAT TM SG AIR TAWAR |  |  | D06816 | [6 empty] | Pass | null
379549871 | TNB | DISTRIBUTION | SUNGAI BESAR | Existing | BSBR/PCE/J00140/MBNN03 | 300040387 | CLOSED | 11 kV | RYB | PEKAN SG AIR TAWAR |  |  | D00317 |  | VEI | 25865 | 19930809 |  |  | Pass | null
379550026 | TNB | DISTRIBUTION | SUNGAI BESAR | Existing |  |  | CLOSED | 11 kV | RYB | P/E SEK REN AGAMA PARIT BARU |  |  | D06768 | [6 empty] | Pass | null
379637072 | TNB | DISTRIBUTION | SUNGAI BESAR | Existing | BSBR/PCE/J00028/MBNN01 | 300039866 | CLOSED | 11 kV | RYB | PT 8 GAMBUT |  |  | D00274 |  |  | NA | 20/10/2010 |  |  | Pass | null
379637166 | TNB | DISTRIBUTION | SUNGAI BESAR | Existing | BSBR/PCE/J00095/MBS00836 | 300040166 | CLOSED | 11 kV | RYB | SDIK HOLDING |  |  | D00713 |  | INDKOM | 1011313254 | 20070108 |  |  | Pass | null
379637177 | TNB | DISTRIBUTION | SUNGAI BESAR | Existing | BSBR/PCE/J00095/MBS00836 | 300040166 | CLOSED | 11 kV | RYB | SDIK HOLDING |  |  | D00664 |  | INDKOM | 1011313254 | 20070108 |  |  | Pass | null
379637390 | TNB | DISTRIBUTION | SUNGAI BESAR | Existing |  |  | CLOSED | 11 kV | RYB | P/E REBAN AYAM PARIT 9 GAMBUT NO 1 |  |  | D00719 | [6 empty] | Pass | null
379637485 | TNB | DISTRIBUTION | SUNGAI BESAR | Existing |  |  | CLOSED | 11 kV | RYB | P/E REBAN AYAM KSR PARIT 9 GAMBUT NO 2 |  |  | D00673 | [6 empty] | Pass | null
379637761 | TNB | DISTRIBUTION | SUNGAI BESAR | Existing | BSBR/PCE/J00026/MBNN01 | 300039861 | CLOSED | 11 kV | RYB | PT 10 GAMBUT |  |  | D00280 |  | FALCON BETA | GRI | 25/07/1992 | TX-300KVA |  | Pass | null
379637867 | TNB | DISTRIBUTION | SUNGAI BESAR | Existing |  |  | CLOSED | 11 kV | RYB | T/AIR 13 SG NIPAH |  |  | D00055 | [6 empty] | Pass | null
379637953 | TNB | DISTRIBUTION | SUNGAI BESAR | Existing | BSBR/PCE/J00060/MBNN04 | 300040018 | CLOSED | 11 kV | RYB | SM AGAMA SPG 5 |  |  | D00052 |  | VEI | 1109 | 16/06/1991 |  |  | Pass | null
379638036 | TNB | DISTRIBUTION | SUNGAI BESAR | Existing | BSBR/PCE/J00063/MBS00775 | 300040027 | CLOSED | 11 kV | RYB | K/UDANG PER.NELAYAN SG NIBONG |  |  | D00067 |  | FALCON BETA | GRI | 15/01/1993 |  |  | Pass | null
379638132 | TNB | DISTRIBUTION | SUNGAI BESAR | Existing | BSBR/PCE/J00062/MBS00773 | 300040023 | CLOSED | 11 kV | RYB | K/UDANG UDAHA |  |  | D00064 |  | FALCON BETA | GR1 | 19921208 |  |  | Pass | null
379638268 | TNB | DISTRIBUTION | SUNGAI BESAR | Existing |  |  | CLOSED | 11 kV | RYB | K/UDANG VERECO |  |  | D00061 | [6 empty] | Pass | null
379638364 | TNB | DISTRIBUTION | SUNGAI BESAR | Existing | BSBR/PCE/J00179/MBRMU1 | 300242311 | CLOSED | 11 kV | RYB | DEWAN SPG 5 |  |  | D00046 |  | VEI | 1109 | 19980103 |  |  | Pass | null
379638447 | TNB | DISTRIBUTION | SUNGAI BESAR | Existing | BSBR/PCE/J00059/MBNN03 | 300040012 | CLOSED | 11 kV | RYB | PEKAN SG HAJI DORANI |  |  | D00044 |  | FALCON BETA | GR1 | 19970108 |  |  | Pass | null
379638543 | TNB | DISTRIBUTION | SUNGAI BESAR | Existing | BSBR/PCE/J00125/MB01 | 300040313 | CLOSED | 11 kV | RYB | PT 10 BARAT |  |  | D00418 |  |  | NA | 20/10/2010 |  |  | Pass | null
379638649 | TNB | DISTRIBUTION | SUNGAI BESAR | Existing | BSBR/PCE/J00123/MBNN01 | 300040308 | CLOSED | 11 kV | RYB | PT 9 1/2 BARAT |  |  | D00415 |  |  | NA | 20/10/2010 |  |  | Pass | null
379638745 | TNB | DISTRIBUTION | SUNGAI BESAR | Existing | BSBR/PCE/J00122/MB01 | 300040303 | CLOSED | 11 kV | RYB | PT 8 1/2 BARAT |  |  | D00412 |  |  | NA | 20/10/2010 |  |  | Pass | null
379638843 | TNB | DISTRIBUTION | SUNGAI BESAR | Existing | BSBR/PCE/J00121/MB01 | 300040298 | CLOSED | 11 kV | RYB | PT 8 1/2 KENCONG |  |  | D00409 |  |  | NA | 20/10/2010 |  |  | Pass | null
379638939 | TNB | DISTRIBUTION | SUNGAI BESAR | Existing | BSBR/PCE/J00120/MB01 | 300040293 | CLOSED | 11 kV | RYB | PT 6 BARAT |  |  | D00406 |  |  | NA | 20/10/2010 |  |  | Pass | null
379639040 | TNB | DISTRIBUTION | SUNGAI BESAR | Existing |  |  | CLOSED | 11 kV | RYB | P/PADAT PARIT 12 LUNDANG |  |  | D00420 | [6 empty] | Pass | null
379639193 | TNB | DISTRIBUTION | SUNGAI BESAR | Existing |  |  | CLOSED | 11 kV | RYB | P/E TMN TERAP JAYA NO 1 |  |  | D00648 | [6 empty] | Pass | null
379639276 | TNB | DISTRIBUTION | SUNGAI BESAR | Existing |  |  | CLOSED | 11 kV | RYB | P/E TAMAN TERAP JAYA NO 2 |  |  | D00622 | [6 empty] | Pass | null
379639359 | TNB | DISTRIBUTION | SUNGAI BESAR | Existing | BSBR/PCE/J00094/MB01 | 300040156 | CLOSED | 11 kV | RYB | SEPINTAS BT 4 NO 1 |  |  | D00552 |  |  | NA | 20/10/2010 |  |  | Pass | null
379639465 | TNB | DISTRIBUTION | SUNGAI BESAR | Existing | BSBR/PCE/J00101/MB01 | 300040194 | CLOSED | 11 kV | RYB | SEPINTAS BT 4 NO 2 |  |  | D00554 |  |  | SFA0006471 | 20140904 |  |  | Pass | null
379639546 | TNB | DISTRIBUTION | SUNGAI BESAR | Existing | BSBR/PCE/J00231/MBNN01 | 300448221 | CLOSED | 11 kV | RYB | P/E REBAN AYAM BT 2 SEPINTAS |  |  | D00711 |  | VEI | VEI | 20110902 |  |  | Pass | null
379639734 | TNB | DISTRIBUTION | SUNGAI BESAR | Existing | BSBR/PCE/J00093/MBS00826 | 300040153 | CLOSED | 11 kV | RYB | SEPINTAS BATU 2 |  |  | D00548 |  | INDKOM | 1104314077 | 19920806 |  |  | Pass | null
379639844 | TNB | DISTRIBUTION | SUNGAI BESAR | Existing | BSBR/PCE/J00092/MBNN03 | 300040148 | CLOSED | 11 kV | RYB | SEPINTAS BATU 1 (STADIUM) |  |  | D00544 |  | FALCON BETA | GRI | 19790108 |  |  | Pass | null
379639927 | TNB | DISTRIBUTION | SUNGAI BESAR | Existing | BSBR/PCE/J00091/MBNN01 | 300040143 | CLOSED | 11 kV | RYB | JALAN RAJA CHULAN |  |  | D00540 |  | FALCON BETA | GRI | 19980108 |  |  | Pass | null
379640010 | TNB | DISTRIBUTION | SUNGAI BESAR | Existing | BSBR/PCE/J00102/MBS00839 | 300040200 | CLOSED | 11 kV | RYB | SEK MEN AGAMA BGN TERAP |  |  | D00568 |  | FALCON BETA | GRI | 19960108 |  |  | Pass | null
379640306 | TNB | DISTRIBUTION | SUNGAI BESAR | Existing |  |  | CLOSED | 11 kV | RYB | GANDA SULI NO 1 |  |  | D06789 | [6 empty] | Pass | null
379640329 | TNB | DISTRIBUTION | SUNGAI BESAR | Existing |  |  | CLOSED | 11 kV | RYB | PAT GANDA SULI NO 3 |  |  | D00581 | [6 empty] | Pass | null
379640441 | TNB | DISTRIBUTION | SUNGAI BESAR | Existing | BSBR/PCE/J00106/MB01 | 300040218 | CLOSED | 11 kV | RYB | GANDA SULI NO 2 |  |  | D00579 |  |  | NA | 20/10/2010 |  |  | Pass | null
379640537 | TNB | DISTRIBUTION | SUNGAI BESAR | Existing |  |  | CLOSED | 11 kV | RYB | P/E PENURUN TOK KHALIFAH |  |  | D06778 | [6 empty] | Pass | null
379640726 | TNB | DISTRIBUTION | SUNGAI BESAR | Existing |  |  | CLOSED | 11 kV | RYB | P/E HAYAT MAJU NO 3 |  |  | D00560 | [6 empty] | Pass | null
379640822 | TNB | DISTRIBUTION | SUNGAI BESAR | Existing | BSBR/PCE/J00104/MBNN01 | 300040208 | CLOSED | 11 kV | RYB | PAT LUBOK PUSING |  |  | D00573 |  |  | NA | 20/10/2010 |  |  | Pass | null
379640943 | TNB | DISTRIBUTION | SUNGAI BESAR | Existing | BSBR/PCE/J00025/MBNN01 | 300039857 | CLOSED | 11 kV | RYB | PT 12 GAMBUT |  |  | D00285 |  |  | NA | 20/10/2010 |  |  | Pass | null
379641046 | TNB | DISTRIBUTION | SUNGAI BESAR | Existing | BSBR/PCE/J00022/MB01 | 300039848 | CLOSED | 11 kV | RYB | PPRT MERBAU BERDARAH |  |  | D00264 |  |  | NA | 20/10/2010 |  |  | Pass | null
379689308 | TNB | DISTRIBUTION | SUNGAI BESAR | Existing | BSBR/PCE/J00064/MBS00672 | 300040032 | CLOSED | 11 kV | RYB | P/E KILANG BERAS LPN SG BESAR |  |  | D00095 |  | FALCON BETA | GRI | 19990108 |  |  | Pass | null
379689319 | TNB | DISTRIBUTION | SUNGAI BESAR | Existing | BSBR/PCE/J00064/MBS00672 | 300040032 | CLOSED | 11 kV | RYB | P/E KILANG BERAS LPN SG BESAR |  |  | D00091 |  | FALCON BETA | GRI | 19990108 |  |  | Pass | null
379689501 | TNB | DISTRIBUTION | SUNGAI BESAR | Existing | BSBR/PCE/J00066/MB1 | 310416880 | CLOSED | 11 kV | RYB | P/E PEJABAT KERAJAAN |  |  | D00098 |  | TAMCO |  |  |  |  | Pass | null
379689597 | TNB | DISTRIBUTION | SUNGAI BESAR | Existing | BSBR/PCE/J00067/MBS00682 | 300040038 | CLOSED | 11 kV | RYB | P/E PERPUSTAKAAN SG BESAR |  |  | D00100 |  | FALCON BETA | GR1 | 26/08/1989 |  |  | Pass | null
379689699 | TNB | DISTRIBUTION | SUNGAI BESAR | Existing | BSBR/PCE/J00301/MB1 | 310416884 | CLOSED | 11 kV | RYB | P/E UMNO SG BESAR |  |  | D06795 |  | SCHNEIDER |  |  |  |  | Pass | null
379689813 | TNB | DISTRIBUTION | SUNGAI BESAR | Existing |  |  | CLOSED | 11 kV | RYB | P/E BIN DAWOOD |  |  | D06771 | [6 empty] | Pass | null
379689907 | TNB | DISTRIBUTION | SUNGAI BESAR | Existing | BSBR/PCE/J00232/MB1 | 310370985 | CLOSED | 11 kV | RYB | P/E HENTIAN BAS SUNGAI BESAR |  |  | D06764 |  | TOSHIBA |  |  |  |  | Pass | null
379690023 | TNB | DISTRIBUTION | SUNGAI BESAR | Existing | BSBR/PCE/J00043/MB473 | 300039933 | CLOSED | 11 kV | RYB | PEKAN S/BESAR |  |  | D00166 |  | TOPRANK | 103L1TP130 | 30/06/1992 |  |  | Pass | null
379690137 | TNB | DISTRIBUTION | SUNGAI BESAR | Existing | BSBR/PCE/J00042/MBS00746 | 300039927 | CLOSED | 11 kV | RYB | SIM BROTHER |  |  | D00170 |  |  | 3189 | 30/06/1992 |  |  | Pass | null
379690233 | TNB | DISTRIBUTION | SUNGAI BESAR | Existing | BSBR/PCE/J00041/MB03 | 300039922 | CLOSED | 11 kV | RYB | MEDAN S/BESAR |  |  | D00179 |  |  | 2197476 | 20/07/1998 |  |  | Pass | null
379690328 | TNB | DISTRIBUTION | SUNGAI BESAR | Existing | BSBR/PCE/J00040/MBS00744 | 300039917 | CLOSED | 11 kV | RYB | TMN NIRWANA |  |  | D00182 |  | VEI | 24335 | 30/06/1992 |  |  | Pass | null
379690424 | TNB | DISTRIBUTION | SUNGAI BESAR | Existing | BSBR/PCE/J00039/MBS00739 | 300039910 | CLOSED | 11 kV | RYB | STADIUM S/BESAR |  |  | D00186 |  | FALCON BETA | GRI | 27/05/1995 |  |  | Pass | null
379690600 | TNB | DISTRIBUTION | SUNGAI BESAR | Existing | BSBR/PCE/J00044/MB476 | 300039938 | CLOSED | 11 kV | RYB | BGN 2 S/BESAR |  |  | D00173 |  | FALCON BETA | GRI | 20/05/1991 |  |  | Pass | null
379690695 | TNB | DISTRIBUTION | SUNGAI BESAR | Existing | BSBR/PCE/J00045/MBNN02 | 300039943 | CLOSED | 11 kV | RYB | KLG FISH BALL BGN 4 |  |  | D00177 |  | FALCON BETA | GRI | 19/02/1997 |  |  | Pass | null
379690797 | TNB | DISTRIBUTION | SUNGAI BESAR | Existing | BSBR/PCE/J00224/MB1 | 300448008 | CLOSED | 11 kV | RYB | P/E YU CHEN PENG |  |  | D60745 |  | INDKOM | CSU | 31/05/2011 |  |  | Pass | null
379855842 | TNB | DISTRIBUTION | SUNGAI BESAR | Existing | BSBR/PCE/J00023/MBNN01 | 300039853 | CLOSED | 11 kV | RYB | BELIA 2 |  |  | D00266 |  |  | NA | 20/10/2010 |  |  | Pass | null
379855938 | TNB | DISTRIBUTION | SUNGAI BESAR | Existing | BSBR/PCE/J00234/MB1 | 300491559 | CLOSED | 11 kV | RYB | P/E MRSM SG PANJANG |  |  | D06749 |  | ABB | 11KVSF6RMV |  |  |  | Pass | null
379855939 | TNB | DISTRIBUTION | SUNGAI BESAR | Existing | BSBR/PCE/J00234/MB1 | 300491559 | CLOSED | 11 kV | RYB | P/E MRSM SG PANJANG |  |  | D06748 |  | ABB | 11KVSF6RMV |  |  |  | Pass | null
379856099 | TNB | DISTRIBUTION | SUNGAI BESAR | Existing |  |  | CLOSED | 11 kV | RYB | P/E LOJI TAKUNGAN IADA |  |  | D06774 | [6 empty] | Pass | null
379856217 | TNB | DISTRIBUTION | SUNGAI BESAR | Existing |  |  | CLOSED | 11 kV | RYB | P/E PEKET 60 CONVERT 33 |  |  | D06784 | [6 empty] | Pass | null
379856307 | TNB | DISTRIBUTION | SUNGAI BESAR | Existing |  |  | CLOSED | 11 kV | RYB | PEKET 100 SPG 5 SAWAH |  |  | D06756 | [6 empty] | Pass | null
379856318 | TNB | DISTRIBUTION | SUNGAI BESAR | Existing |  |  | CLOSED | 11 kV | RYB | PEKET 100 SPG 5 SAWAH |  |  | D00614 | [6 empty] | Pass | null
379856515 | TNB | DISTRIBUTION | SUNGAI BESAR | Existing | BSBR/PCE/J00245 | 300500904 | CLOSED | 11 kV | RYB | P/E KLINIK KESIHATAN SIMPANG 5 |  |  | D06798 |  | INDKOM | INS24 |  |  |  | Pass | null
379856516 | TNB | DISTRIBUTION | SUNGAI BESAR | Existing | BSBR/PCE/J00245 | 300500904 | CLOSED | 11 kV | RYB | P/E KLINIK KESIHATAN SIMPANG 5 |  |  | D06800 |  | INDKOM | INS24 |  |  |  | Pass | null
379856683 | TNB | DISTRIBUTION | SUNGAI BESAR | Existing |  |  | CLOSED | 11 kV | RYB | DESA KASIH BT 23 SG NIBONG |  |  | D00069 | [6 empty] | Pass | null
379856765 | TNB | DISTRIBUTION | SUNGAI BESAR | Existing | BSBR/PCE/J00172/MBNN04 | 300040521 | CLOSED | 11 kV | RYB | PT 12 SG NIBONG |  |  | D00073 |  | FALCON BETA | GR1 | 19960108 |  |  | Pass | null
379856869 | TNB | DISTRIBUTION | SUNGAI BESAR | Existing | BSBR/PCE/J00080/MBS00707 | 300040083 | CLOSED | 11 kV | RYB | PT 11 P/PANJANG |  |  | D00076 |  | FALCON BETA | GR1 | 19940404 |  |  | Pass | null
379856951 | TNB | DISTRIBUTION | SUNGAI BESAR | Existing | BSBR/PCE/J00008/MB | 310341801 | CLOSED | 11 kV | RYB | PT 10 SG NIBONG |  |  | D00080 |  | INDKOM | INS24 | 20161010 |  |  | Pass | null
379856985 | TNB | DISTRIBUTION | SUNGAI BESAR | Existing | BSBR/PCE/J00177/MBRMU1 | 300241506 | CLOSED | 11 kV | RYB | SM AGAMA P.PANJANG |  |  | D00081 |  | VEI | 10921 | 20040108 |  |  | Pass | null
379857129 | TNB | DISTRIBUTION | SUNGAI BESAR | Existing |  |  | CLOSED | 11 kV | RYB | SEK MEN DATO' MUSTAFA |  |  | D00086 | [6 empty] | Pass | null
379857155 | TNB | DISTRIBUTION | SUNGAI BESAR | Existing | BSBR/PCE/J00236/MB1 | 300462373 | CLOSED | 11 kV | RYB | P/E AHMAD FUAD |  |  | D06761 |  | INDKOM | ZZT 1D | 20140505 |  |  | Pass | null
379857299 | TNB | DISTRIBUTION | SUNGAI BESAR | Existing | BSBR/PCE/J00006/MB01 | 300039802 | CLOSED | 11 kV | RYB | T/AIR 14 SPG 5 SAWAH |  |  | D00614 |  |  | NA | 20/10/2010 |  |  | Pass | null
379857300 | TNB | DISTRIBUTION | SUNGAI BESAR | Existing | BSBR/PCE/J00006/MB01 | 300039802 | CLOSED | 11 kV | RYB | T/AIR 14 SPG 5 SAWAH |  |  | D06756 |  |  | NA | 20/10/2010 |  |  | Pass | null
379857469 | TNB | DISTRIBUTION | SUNGAI BESAR | Existing |  |  | CLOSED | 11 kV | RYB | PAT TALI AIR 13 BAN 2 SG NIBONG |  |  | D00608 | [6 empty] | Pass | null
379857561 | TNB | DISTRIBUTION | SUNGAI BESAR | Existing |  |  | CLOSED | 11 kV | RYB | T/AIR 12 BAN 2 SG NIBONG |  |  | D00605 | [6 empty] | Pass | null
379857651 | TNB | DISTRIBUTION | SUNGAI BESAR | Existing |  |  | CLOSED | 11 kV | RYB | T/AIR 11 BAN 2 SG NIBONG |  |  | D00602 | [6 empty] | Pass | null
381028227 | TNB | DISTRIBUTION | SUNGAI BESAR | Existing | BSBR/PCE/J00016/MB003 | 300039819 | CLOSED | 11 kV | RYB | RUMAH PAM PT 13 SG PANJANG |  |  | D00240 |  | INDKOM | 0028S136 | 20000812 |  |  | Pass | null
381028354 | TNB | DISTRIBUTION | SUNGAI BESAR | Existing | BSBR/PCE/J00015/MB00615 | 300039812 | CLOSED | 11 kV | RYB | MASJID PT 14 SG PANJANG |  |  | D00243 |  | FALCON BETA | GRI | 20/08/1991 |  |  | Pass | null
381029157 | TNB | DISTRIBUTION | SUNGAI BESAR | Existing |  |  | CLOSED | 11 kV | RYB | PT 16 NO 1 |  |  | D00249 | [6 empty] | Pass | null
381029277 | TNB | DISTRIBUTION | SUNGAI BESAR | Existing |  |  | CLOSED | 11 kV | RYB | PT 16 NO 2 (TG.MEDAN) |  |  | D00252 | [6 empty] | Pass | null
381029396 | TNB | DISTRIBUTION | SUNGAI BESAR | Existing | BSBR/PCE/J00030/MBNN03 | 300039876 | CLOSED | 11 kV | RYB | MERBAU JAYA PT 16 |  |  | D00255 |  | FALCON BETA | GRI | 20010101 |  |  | Pass | null
381029519 | TNB | DISTRIBUTION | SUNGAI BESAR | Existing | BSBR/PCE/J00020/MB00625 | 300039841 | CLOSED | 11 kV | RYB | PT 18 SG PANJANG A/TANAH |  |  | D00257 |  | INDKOM | 1111315537 | 20040101 |  |  | Pass | null
381029651 | TNB | DISTRIBUTION | SUNGAI BESAR | Existing |  |  | CLOSED | 11 kV | RYB | BELIA 1 |  |  | D00261 | [6 empty] | Pass | null
381029776 | TNB | DISTRIBUTION | SUNGAI BESAR | Existing | BSBR/PCE/J00031/MBNN01 | 300039879 | CLOSED | 11 kV | RYB | TBK JAYA PT 13 SG PANJANG |  |  | D00234 |  | FALCON BETA | GR1 | 20000102 |  |  | Pass | null
381029934 | TNB | DISTRIBUTION | SUNGAI BESAR | Existing | BSBR/PCE/J00096/MB03 | 300040171 | CLOSED | 11 kV | RYB | HAYAT MAJU NO 2 |  |  | D00234 |  | FALCON BETA | GRI | 25/03/2003 |  |  | Pass | null
381030057 | TNB | DISTRIBUTION | SUNGAI BESAR | Existing | BSBR/PCE/J00001/MBRMU | 300039794 | CLOSED | 11 kV | RYB | HAYAT MAJU NO 1 |  |  | D00565 |  | TAMCO | GRI | 25/11/1987 |  |  | Pass | null
381196330 | TNB | DISTRIBUTION | SUNGAI BESAR | Existing |  |  | CLOSED | 33 kV | RYB | PARIT 2, L381 |  |  | N/A | [6 empty] | Pass | null
381196461 | TNB | DISTRIBUTION | SUNGAI BESAR | Existing |  |  | CLOSED | 33 kV | RYB | PARIT 4, L382 | [9 empty] | Pass | null
381196588 | TNB | DISTRIBUTION | SUNGAI BESAR | Existing |  |  | CLOSED | 33 kV | RYB | PARIT 6, L383 |  |  | N/A | [6 empty] | Pass | null
381196715 | TNB | DISTRIBUTION | SUNGAI BESAR | Existing |  |  | CLOSED | 33 kV | RYB | PARIT 8, L388 |  |  | N/A | [6 empty] | Pass | null
381196842 | TNB | DISTRIBUTION | SUNGAI BESAR | Existing |  |  | CLOSED | 33 kV | RYB | PARIT 10, L384 |  |  | N/A | [6 empty] | Pass | null
381196971 | TNB | DISTRIBUTION | SUNGAI BESAR | Existing |  |  | CLOSED | 33 kV | RYB | PANCHANG BEDANA, L680 |  |  | N/A | [6 empty] | Pass | null
381197107 | TNB | DISTRIBUTION | SUNGAI BESAR | Existing |  |  | CLOSED | 33 kV | RYB | PARIT 2 BARAT, L638 |  |  | N/A | [6 empty] | Pass | null
381197269 | TNB | DISTRIBUTION | SUNGAI BESAR | Existing |  |  | CLOSED | 33 kV | RYB | SG LIMAU, L678 |  |  | N/A | [6 empty] | Pass | null
381197402 | TNB | DISTRIBUTION | SUNGAI BESAR | Existing |  |  | CLOSED | 33 kV | RYB | KG.DURAINI TAMBAHAN, L366 |  |  | N/A | [6 empty] | Pass | null
381197533 | TNB | DISTRIBUTION | SUNGAI BESAR | Existing |  |  | CLOSED | 33 kV | RYB | SIMPANG LIMA, L676 |  |  | N/A | [6 empty] | Pass | null
381197660 | TNB | DISTRIBUTION | SUNGAI BESAR | Existing |  |  | CLOSED | 33 kV | RYB | KG.SG.NIBONG, L675 |  |  | N/A | [6 empty] | Pass | null
381197923 | TNB | DISTRIBUTION | SUNGAI BESAR | Existing |  |  | CLOSED | 33 kV | RYB | KG.PARIT PASIR PANJANG, L733 |  |  | N/A | [6 empty] | Pass | null
381198060 | TNB | DISTRIBUTION | SUNGAI BESAR | Existing |  |  | CLOSED | 33 kV | RYB | KG.PASIR PANJANG, L674 |  |  | N/A | [6 empty] | Pass | null
381496166 | TNB | DISTRIBUTION | SUNGAI BESAR | Existing |  |  | CLOSED | 33 kV | RYB | KG.HJ.DURAINI, L111 | [7 empty] | TX-100KVA |  | Pass | null
381496290 | TNB | DISTRIBUTION | SUNGAI BESAR | Existing |  |  | OPEN | 11 kV | RYB | P/E PENURUN BAGAN TERAP PT 13 SG PANJANG |  |  | D00227 |  |  |  |  | TX |  | Pass | null
381496534 | TNB | DISTRIBUTION | SUNGAI BESAR | Existing | BSBR/PCE/J00235/MB1 | 310416819 | CLOSED | 11 kV | RYB | P/E TAMAN BUDIMAN |  |  | D06758 |  |  |  |  | TX-300KVA |  | Pass | null
383312765 | TNB | DISTRIBUTION | SUNGAI BESAR | Existing |  |  | CLOSED | 33 kV | RYB |  |  |  | L772 | [5 empty] | FUSE PENURUN | Pass | null
383385752 | TNB | DISTRIBUTION | SUNGAI BESAR | Existing |  |  | CLOSED | 11 kV | RYB | P/E REBAN AYAM DATO GHAZALI |  |  | D06819 |  |  |  |  | TX-500KVA |  | Pass | null
383497204 | TNB | DISTRIBUTION | SUNGAI BESAR | Existing |  |  | CLOSED | 11 kV | RYB | D-SBR-C17-0160 |  |  | D06822 |  |  |  |  | TX-500KVA |  | Pass | null
385884777 | TNB | DISTRIBUTION | SUNGAI BESAR | Existing | BSBR/PCE/J00252/MB1 | 310402690 | CLOSED | 11 kV | RYB | P/E TAMAN AROWANA |  |  | D06831 | LUCY |  | VRN 2A |  |  |  | Pass | null
385884778 | TNB | DISTRIBUTION | SUNGAI BESAR | Existing |  |  | CLOSED | 11 kV | RYB | P/E TAMAN AROWANA |  |  | N/A | [6 empty] | Pass | null
390629486 | TNB | DISTRIBUTION | SUNGAI BESAR | Existing |  |  | CLOSED | 11 kV | RYB | D-SBR-C18-0174 |  |  | D06836 | [6 empty] | Pass | null