## Pothead
Id | Owner Type | Owner Name | Operational Area | Status | Nominal Voltage | Type | Phasing | Substation Functional Location | Substation Name | Label | Remarks
256945425 | TNB | DISTRIBUTION | SUNGAI BESAR | Existing | 11 kV | PE MV TERMINAL | Unknown | BSBR/PCE/J00049 | TMN CAHAYA | SBSR-4
256945428 | TNB | DISTRIBUTION | SUNGAI BESAR | Existing | 11 kV | PE MV TERMINAL | Unknown | BSBR/PCE/J00049 | TMN CAHAYA | TX1-300KVA
256945430 | TNB | DISTRIBUTION | SUNGAI BESAR | Existing | 11 kV | PE MV TERMINAL | Unknown | BSBR/PCE/J00049 | TMN CAHAYA | D00190 TMN SRI INDAH
257013934 | TNB | DISTRIBUTION | SUNGAI BESAR | Existing | 11 kV | PE MV TERMINAL | Unknown | BSBR/PCE/J00065 | P/E LPN BAGAN TERAP | 750KVA
257013948 | TNB | DISTRIBUTION | SUNGAI BESAR | Existing | 11 kV | PE MV TERMINAL | Unknown | BSBR/PCE/J00065 | P/E LPN BAGAN TERAP | SPARE
257013950 | TNB | DISTRIBUTION | SUNGAI BESAR | Existing | 11 kV | PE MV TERMINAL | Unknown | BSBR/PCE/J00065 | P/E LPN BAGAN TERAP | D00566 SEK MEN (U) BGN TERAP
257013952 | TNB | DISTRIBUTION | SUNGAI BESAR | Existing | 11 kV | PE MV TERMINAL | Unknown | BSBR/PCE/J00065 | P/E LPN BAGAN TERAP | D00419 PARIT 12 LUNDANG
257013958 | TNB | DISTRIBUTION | SUNGAI BESAR | Existing | 11 kV | PE MV TERMINAL | Unknown | BSBR/PCE/J00065 | P/E LPN BAGAN TERAP | LOOPING RMU 1
257013968 | TNB | DISTRIBUTION | SUNGAI BESAR | Existing | 11 kV | PE MV TERMINAL | Unknown | BSBR/PCE/J00065 | P/E LPN BAGAN TERAP | LOOPING RMU 2
257013970 | TNB | DISTRIBUTION | SUNGAI BESAR | Existing | 11 kV | PE MV TERMINAL | Unknown | BSBR/PCE/J00065 | P/E LPN BAGAN TERAP | D00649 TMN TERAP JAYA NO 1
377644468 | TNB | DISTRIBUTION | SUNGAI BESAR | Existing | 11 kV | PE MV TERMINAL | RYB | BSBR/PCE/J00178 | TMN PERWIRA | D5238 P/E TAMAN GEMILANG NO 2
377644469 | TNB | DISTRIBUTION | SUNGAI BESAR | Existing | 11 kV | PE MV TERMINAL | RYB | BSBR/PCE/J00178 | TMN PERWIRA | PPU SGBR: 5
377644472 | TNB | DISTRIBUTION | SUNGAI BESAR | Existing | 11 kV | PE MV TERMINAL | RYB | BSBR/PCE/J00178 | TMN PERWIRA | TX1-500KVA
377644570 | TNB | DISTRIBUTION | SUNGAI BESAR | Existing | 11 kV | PE MV TERMINAL | RYB | BSBR/PCE/J00181 | P/E TAMAN GEMILANG NO 2 | D-00003 TMN PERWIRA
377644571 | TNB | DISTRIBUTION | SUNGAI BESAR | Existing | 11 kV | PE MV TERMINAL | RYB | BSBR/PCE/J00181 | P/E TAMAN GEMILANG NO 2 | D06781 P/E MCDONALD SG BESAR
377644574 | TNB | DISTRIBUTION | SUNGAI BESAR | Existing | 11 kV | PE MV TERMINAL | RYB | BSBR/PCE/J00181 | P/E TAMAN GEMILANG NO 2 | TX1-300KVA
377644693 | TNB | DISTRIBUTION | SUNGAI BESAR | Existing | 11 kV | PE MV TERMINAL | RYB | BSBR/PCE/J00240 | P/E MCDONALD SG BESAR | D00657 SBBC FASA 3
377644694 | TNB | DISTRIBUTION | SUNGAI BESAR | Existing | 11 kV | PE MV TERMINAL | RYB | BSBR/PCE/J00240 | P/E MCDONALD SG BESAR | D5240 P/E TAMAN GEMILANG NO 2
377644697 | TNB | DISTRIBUTION | SUNGAI BESAR | Existing | 11 kV | PE MV TERMINAL | RYB | BSBR/PCE/J00240 | P/E MCDONALD SG BESAR | TX1-500KVA
377645042 | TNB | DISTRIBUTION | SUNGAI BESAR | Existing | 11 kV | PE MV TERMINAL | RYB | BSBR/PCE/J00009 | SBBC FASA 3 | TX1-1000KVA
377645049 | TNB | DISTRIBUTION | SUNGAI BESAR | Existing | 11 kV | PE MV TERMINAL | RYB | BSBR/PCE/J00009 | SBBC FASA 3 | D06782 P/E MCDONALD SG BESAR
377645057 | TNB | DISTRIBUTION | SUNGAI BESAR | Existing | 11 kV | PE MV TERMINAL | RYB | BSBR/PCE/J00009 | SBBC FASA 3 | D00639 PE SBBC FASA 2
377645067 | TNB | DISTRIBUTION | SUNGAI BESAR | Existing | 11 kV | PE MV TERMINAL | RYB | BSBR/PCE/J00009 | SBBC FASA 3 | TX2-1000KVA
377645232 | TNB | DISTRIBUTION | SUNGAI BESAR | Existing | 11 kV | PE MV TERMINAL | RYB | BSBR/PCE/J00213 | P/E SBBC FASA 2 | D00654 SBBC FASA 3
377645233 | TNB | DISTRIBUTION | SUNGAI BESAR | Existing | 11 kV | PE MV TERMINAL | RYB | BSBR/PCE/J00213 | P/E SBBC FASA 2 | D05241 P/E SBBC FASA 1
377645236 | TNB | DISTRIBUTION | SUNGAI BESAR | Existing | 11 kV | PE MV TERMINAL | RYB | BSBR/PCE/J00213 | P/E SBBC FASA 2 | TX1-1000KVA
377645316 | TNB | DISTRIBUTION | SUNGAI BESAR | Existing | 11 kV | PE MV TERMINAL | RYB | BSBR/PCE/J00199 | P/E SBBC FASA 1 | TX1-1000KVA
377645323 | TNB | DISTRIBUTION | SUNGAI BESAR | Existing | 11 kV | PE MV TERMINAL | RYB | BSBR/PCE/J00199 | P/E SBBC FASA 1 | D00641 P/E SBBC FASA 2
377645331 | TNB | DISTRIBUTION | SUNGAI BESAR | Existing | 11 kV | PE MV TERMINAL | RYB | BSBR/PCE/J00199 | P/E SBBC FASA 1 | D00004 PE TAMAN PURNAMA
377645341 | TNB | DISTRIBUTION | SUNGAI BESAR | Existing | 11 kV | PE MV TERMINAL | RYB | BSBR/PCE/J00199 | P/E SBBC FASA 1 | TX2-1000KVA
377645504 | TNB | DISTRIBUTION | SUNGAI BESAR | Existing | 11 kV | PE MV TERMINAL | RYB | BSBR/PCE/J00195 | P/E TAMAN PURNAMA | D05244 P/E SBBC FASA 1
377645505 | TNB | DISTRIBUTION | SUNGAI BESAR | Existing | 11 kV | PE MV TERMINAL | RYB | BSBR/PCE/J00195 | P/E TAMAN PURNAMA | D00008 PE TMN PERDANA NO 1
377645508 | TNB | DISTRIBUTION | SUNGAI BESAR | Existing | 11 kV | PE MV TERMINAL | RYB | BSBR/PCE/J00195 | P/E TAMAN PURNAMA | TX1-1000KVA
377645588 | TNB | DISTRIBUTION | SUNGAI BESAR | Existing | 11 kV | PE MV TERMINAL | RYB | BSBR/PCE/J00194 | P/E TAMAN PERDANA NO 1 | TX1-750KVA
377645595 | TNB | DISTRIBUTION | SUNGAI BESAR | Existing | 11 kV | PE MV TERMINAL | RYB | BSBR/PCE/J00194 | P/E TAMAN PERDANA NO 1 | D0005 P/E TAMAN PURNAMA
377645603 | TNB | DISTRIBUTION | SUNGAI BESAR | Existing | 11 kV | PE MV TERMINAL | RYB | BSBR/PCE/J00194 | P/E TAMAN PERDANA NO 1 | D06823 PE RMH KEDAI JLN PPP 3
377645613 | TNB | DISTRIBUTION | SUNGAI BESAR | Existing | 11 kV | PE MV TERMINAL | RYB | BSBR/PCE/J00194 | P/E TAMAN PERDANA NO 1 | TX2-1000KVA
377645944 | TNB | DISTRIBUTION | SUNGAI BESAR | Existing | 11 kV | PE MV TERMINAL | RYB | BSBR/PCE/J00193 | P/E TAMAN PERDANA | TX1-500KVA
377645951 | TNB | DISTRIBUTION | SUNGAI BESAR | Existing | 11 kV | PE MV TERMINAL | RYB | BSBR/PCE/J00193 | P/E TAMAN PERDANA | D00016 PE TAMAN PADU PERMAI
377645959 | TNB | DISTRIBUTION | SUNGAI BESAR | Existing | 11 kV | PE MV TERMINAL | RYB | BSBR/PCE/J00193 | P/E TAMAN PERDANA | D06821 PE RMH KEDAI JLN PPP 3
377645969 | TNB | DISTRIBUTION | SUNGAI BESAR | Existing | 11 kV | PE MV TERMINAL | RYB | BSBR/PCE/J00193 | P/E TAMAN PERDANA | TX2-1000KVA
377646132 | TNB | DISTRIBUTION | SUNGAI BESAR | Existing | 11 kV | PE MV TERMINAL | RYB | BSBR/PCE/J00037 | TMN PADU PERMAI | D00012 P/E TAMAN PERDANA
377646133 | TNB | DISTRIBUTION | SUNGAI BESAR | Existing | 11 kV | PE MV TERMINAL | RYB | BSBR/PCE/J00037 | TMN PADU PERMAI | D00019 PE TAMAN SETIA JAYA
377646136 | TNB | DISTRIBUTION | SUNGAI BESAR | Existing | 11 kV | PE MV TERMINAL | RYB | BSBR/PCE/J00037 | TMN PADU PERMAI | TX1-1000KVA
377646213 | TNB | DISTRIBUTION | SUNGAI BESAR | Existing | 11 kV | PE MV TERMINAL | RYB | BSBR/PCE/J00038 | TMN SETIA JAYA | D00184 STADIUM S/BESAR
377646216 | TNB | DISTRIBUTION | SUNGAI BESAR | Existing | 11 kV | PE MV TERMINAL | RYB | BSBR/PCE/J00038 | TMN SETIA JAYA | TX1-1000KVA
377646233 | TNB | DISTRIBUTION | SUNGAI BESAR | Existing | 11 kV | PE MV TERMINAL | RYB | BSBR/PCE/J00038 | TMN SETIA JAYA | D00015 TMN PADU PERMAI
377646236 | TNB | DISTRIBUTION | SUNGAI BESAR | Existing | 11 kV | PE MV TERMINAL | RYB | BSBR/PCE/J00038 | TMN SETIA JAYA | D06743 P/E TMN BEDENA 2
377646422 | TNB | DISTRIBUTION | SUNGAI BESAR | Existing | 11 kV | PE MV TERMINAL | RYB | BSBR/PCE/J00217 | S/SUIS PPU SG BESAR | D00108 JBA S/BESAR
377646442 | TNB | DISTRIBUTION | SUNGAI BESAR | Existing | 11 kV | PE MV TERMINAL | RYB | BSBR/PCE/J00217 | S/SUIS PPU SG BESAR | SGBR: 1
377646445 | TNB | DISTRIBUTION | SUNGAI BESAR | Existing | 11 kV | PE MV TERMINAL | RYB | BSBR/PCE/J00217 | S/SUIS PPU SG BESAR | D00104 TMN GEMILANG
377646543 | TNB | DISTRIBUTION | SUNGAI BESAR | Existing | 11 kV | PE MV TERMINAL | RYB | BSBR/PCE/J00034 | P/E JBA SG BESAR | D00697 S/SUIS PPU SG BESAR
377646544 | TNB | DISTRIBUTION | SUNGAI BESAR | Existing | 11 kV | PE MV TERMINAL | RYB | BSBR/PCE/J00034 | P/E JBA SG BESAR | D06794 UMNO SG BESAR
377646547 | TNB | DISTRIBUTION | SUNGAI BESAR | Existing | 11 kV | PE MV TERMINAL | RYB | BSBR/PCE/J00034 | P/E JBA SG BESAR | TX1-750KVA
377646639 | TNB | DISTRIBUTION | SUNGAI BESAR | Existing | 11 kV | PE MV TERMINAL | RYB | BSBR/PCE/J00035 | TALIKOM S/BESAR | D00113 JLN MAHSURI
377646640 | TNB | DISTRIBUTION | SUNGAI BESAR | Existing | 11 kV | PE MV TERMINAL | RYB | BSBR/PCE/J00035 | TALIKOM S/BESAR | D00105 TMN GEMILANG
377646643 | TNB | DISTRIBUTION | SUNGAI BESAR | Existing | 11 kV | PE MV TERMINAL | RYB | BSBR/PCE/J00035 | TALIKOM S/BESAR | TX1-300KVA
377646733 | TNB | DISTRIBUTION | SUNGAI BESAR | Existing | 11 kV | PE MV TERMINAL | RYB | BSBR/PCE/J00036 | JLN MAHSURI | D00111 TALIKOM S/BESAR
377646734 | TNB | DISTRIBUTION | SUNGAI BESAR | Existing | 11 kV | PE MV TERMINAL | RYB | BSBR/PCE/J00036 | JLN MAHSURI | D00116 ARKED MARA
377646737 | TNB | DISTRIBUTION | SUNGAI BESAR | Existing | 11 kV | PE MV TERMINAL | RYB | BSBR/PCE/J00036 | JLN MAHSURI | TX1-1000KVA
377646894 | TNB | DISTRIBUTION | SUNGAI BESAR | Existing | 11 kV | PE MV TERMINAL | RYB | BSBR/PCE/J00077 | ARKED MARA | D06766 P/E HENTIAN BAS SUNGAI BESAR
377646895 | TNB | DISTRIBUTION | SUNGAI BESAR | Existing | 11 kV | PE MV TERMINAL | RYB | BSBR/PCE/J00077 | ARKED MARA | D00115 JLN MAHSURI
377646898 | TNB | DISTRIBUTION | SUNGAI BESAR | Existing | 11 kV | PE MV TERMINAL | RYB | BSBR/PCE/J00077 | ARKED MARA | TX1-1000KVA
377647024 | TNB | DISTRIBUTION | SUNGAI BESAR | Existing | 11 kV | PE MV TERMINAL | RYB | BSBR/PCE/J00010 | TMN GEMILANG | D00110 TALIKOM S/BESAR
377647025 | TNB | DISTRIBUTION | SUNGAI BESAR | Existing | 11 kV | PE MV TERMINAL | RYB | BSBR/PCE/J00010 | TMN GEMILANG | D00696 S/SUIS PPU SG BESAR
377647028 | TNB | DISTRIBUTION | SUNGAI BESAR | Existing | 11 kV | PE MV TERMINAL | RYB | BSBR/PCE/J00010 | TMN GEMILANG | TX1-500KVA
377647203 | TNB | DISTRIBUTION | SUNGAI BESAR | Existing | 11 kV | PE MV TERMINAL | RYB | BSBR/PCE/J00223 | P/E TMN BEDENA 2 | PPU SGBR: 3
377647206 | TNB | DISTRIBUTION | SUNGAI BESAR | Existing | 11 kV | PE MV TERMINAL | RYB | BSBR/PCE/J00223 | P/E TMN BEDENA 2 | TX1-750KVA
377647223 | TNB | DISTRIBUTION | SUNGAI BESAR | Existing | 11 kV | PE MV TERMINAL | RYB | BSBR/PCE/J00223 | P/E TMN BEDENA 2 | D00021 PE KOMPLEKS BOMBA SG BESAR
377647226 | TNB | DISTRIBUTION | SUNGAI BESAR | Existing | 11 kV | PE MV TERMINAL | RYB | BSBR/PCE/J00223 | P/E TMN BEDENA 2 | D00020 TMN SETIA JAYA
377647340 | TNB | DISTRIBUTION | SUNGAI BESAR | Existing | 11 kV | PE MV TERMINAL | RYB | BSBR/PCE/J00197 | P/E BOMBA SG BESAR | D06742 P/E TMN BEDENA 2
377647341 | TNB | DISTRIBUTION | SUNGAI BESAR | Existing | 11 kV | PE MV TERMINAL | RYB | BSBR/PCE/J00197 | P/E BOMBA SG BESAR | D00721 P/E MAHKAMAH
377647344 | TNB | DISTRIBUTION | SUNGAI BESAR | Existing | 11 kV | PE MV TERMINAL | RYB | BSBR/PCE/J00197 | P/E BOMBA SG BESAR | TX1-500KVA
377647533 | TNB | DISTRIBUTION | SUNGAI BESAR | Existing | 11 kV | PE MV TERMINAL | RYB | BSBR/PCE/J00222 | P/E MAHKAMAH | D00025 PE TAMAN BAYU
377647534 | TNB | DISTRIBUTION | SUNGAI BESAR | Existing | 11 kV | PE MV TERMINAL | RYB | BSBR/PCE/J00222 | P/E MAHKAMAH | D00022 P/E BOMBA SG BESAR
377647537 | TNB | DISTRIBUTION | SUNGAI BESAR | Existing | 11 kV | PE MV TERMINAL | RYB | BSBR/PCE/J00222 | P/E MAHKAMAH | TX1-300KVA
377647737 | TNB | DISTRIBUTION | SUNGAI BESAR | Existing | 11 kV | PE MV TERMINAL | RYB | BSBR/PCE/J00198 | P/E TAMAN BAYU | D00027 PE TAMAN PADU PERMAI NO 2
377647738 | TNB | DISTRIBUTION | SUNGAI BESAR | Existing | 11 kV | PE MV TERMINAL | RYB | BSBR/PCE/J00198 | P/E TAMAN BAYU | D00723 P/E MAHKAMAH
377647741 | TNB | DISTRIBUTION | SUNGAI BESAR | Existing | 11 kV | PE MV TERMINAL | RYB | BSBR/PCE/J00198 | P/E TAMAN BAYU | TX1-300KVA
377647821 | TNB | DISTRIBUTION | SUNGAI BESAR | Existing | 11 kV | PE MV TERMINAL | RYB | BSBR/PCE/J00174 | TMN PADU PERMAI NO 2 | TX1-500KVA
377647828 | TNB | DISTRIBUTION | SUNGAI BESAR | Existing | 11 kV | PE MV TERMINAL | RYB | BSBR/PCE/J00174 | TMN PADU PERMAI NO 2 | D06814 P/E MASJID PADU PERMAI
377647836 | TNB | DISTRIBUTION | SUNGAI BESAR | Existing | 11 kV | PE MV TERMINAL | RYB | BSBR/PCE/J00174 | TMN PADU PERMAI NO 2 | D00026 P/E TAMAN BAYU
377647846 | TNB | DISTRIBUTION | SUNGAI BESAR | Existing | 11 kV | PE MV TERMINAL | RYB | BSBR/PCE/J00174 | TMN PADU PERMAI NO 2 | TX2-1000KVA
377648008 | TNB | DISTRIBUTION | SUNGAI BESAR | Existing | 11 kV | PE MV TERMINAL | RYB | BSBR/PCE/J00249 | P/E MASJID PADU PERMAI | D00032 P/E TMN PADU PERMAI NO 3
377648009 | TNB | DISTRIBUTION | SUNGAI BESAR | Existing | 11 kV | PE MV TERMINAL | RYB | BSBR/PCE/J00249 | P/E MASJID PADU PERMAI | D00028 TMN PADU PERMAI NO 2
377648012 | TNB | DISTRIBUTION | SUNGAI BESAR | Existing | 11 kV | PE MV TERMINAL | RYB | BSBR/PCE/J00249 | P/E MASJID PADU PERMAI | TX1-300KVA
377648108 | TNB | DISTRIBUTION | SUNGAI BESAR | Existing | 11 kV | PE MV TERMINAL | RYB | BSBR/PCE/J00183 | P/E TMN PADU PERMAI NO 3 | D06812 P/E MASJID PADU PERMAI
377648109 | TNB | DISTRIBUTION | SUNGAI BESAR | Existing | 11 kV | PE MV TERMINAL | RYB | BSBR/PCE/J00183 | P/E TMN PADU PERMAI NO 3 | D00691 P/E TERNAK LEMBU
377648112 | TNB | DISTRIBUTION | SUNGAI BESAR | Existing | 11 kV | PE MV TERMINAL | RYB | BSBR/PCE/J00183 | P/E TMN PADU PERMAI NO 3 | TX1-500KVA
377648363 | TNB | DISTRIBUTION | SUNGAI BESAR | Existing | 11 kV | PE MV TERMINAL | RYB | BSBR/PCE/J00218 | P/E TERNAK LEMBU | RE SOLAR 11kV
377648370 | TNB | DISTRIBUTION | SUNGAI BESAR | Existing | 11 kV | PE MV TERMINAL | RYB | BSBR/PCE/J00218 | P/E TERNAK LEMBU | D60746 P/E YU CHEN PENG
377648378 | TNB | DISTRIBUTION | SUNGAI BESAR | Existing | 11 kV | PE MV TERMINAL | RYB | BSBR/PCE/J00218 | P/E TERNAK LEMBU | D00031 P/E TMN PADU PERMAI NO 3
377648388 | TNB | DISTRIBUTION | SUNGAI BESAR | Existing | 11 kV | PE MV TERMINAL | RYB | BSBR/PCE/J00218 | P/E TERNAK LEMBU | TX1-500KVA
377648549 | TNB | DISTRIBUTION | SUNGAI BESAR | Existing | 11 kV | PE MV TERMINAL | RYB | BSBR/PCE/J00002 | TBK MARSO | D00037 PE MARINE PARK SG. HJ. DORANI
377648550 | TNB | DISTRIBUTION | SUNGAI BESAR | Existing | 11 kV | PE MV TERMINAL | RYB | BSBR/PCE/J00002 | TBK MARSO | D60744 P/E YU CHEN PENG
377648553 | TNB | DISTRIBUTION | SUNGAI BESAR | Existing | 11 kV | PE MV TERMINAL | RYB | BSBR/PCE/J00002 | TBK MARSO | TX1-1000KVA
377648644 | TNB | DISTRIBUTION | SUNGAI BESAR | Existing | 11 kV | PE MV TERMINAL | RYB | BSBR/PCE/J00196 | P/E MARIN PARK | D00036 TBK MARSO
377648645 | TNB | DISTRIBUTION | SUNGAI BESAR | Existing | 11 kV | PE MV TERMINAL | RYB | BSBR/PCE/J00196 | P/E MARIN PARK | D00041 KG NELAYAN SG HAJI DORANI
377648648 | TNB | DISTRIBUTION | SUNGAI BESAR | Existing | 11 kV | PE MV TERMINAL | RYB | BSBR/PCE/J00196 | P/E MARIN PARK | TX1-500KVA
377957900 | TNB | DISTRIBUTION | SUNGAI BESAR | Existing | 11 kV | PE MV TERMINAL | RYB | BSBR/PCE/J00254 | D-SBR-C17-0165 | D00141 BLACKTOP S/BERNAM
377957901 | TNB | DISTRIBUTION | SUNGAI BESAR | Existing | 11 kV | PE MV TERMINAL | RYB | BSBR/PCE/J00254 | D-SBR-C17-0165 | D06826 TAMAN EMAS 1
377957904 | TNB | DISTRIBUTION | SUNGAI BESAR | Existing | 11 kV | PE MV TERMINAL | RYB | BSBR/PCE/J00254 | D-SBR-C17-0165 | TX1-300kVA
377958021 | TNB | DISTRIBUTION | SUNGAI BESAR | Existing | 11 kV | PE MV TERMINAL | RYB | BSBR/PCE/J00255 | D-SBR-C17-0164 | D00138 KOKO FAMA ASAYAKE
377958022 | TNB | DISTRIBUTION | SUNGAI BESAR | Existing | 11 kV | PE MV TERMINAL | RYB | BSBR/PCE/J00255 | D-SBR-C17-0164 | D06827 TAMAN EMAS 2
377958025 | TNB | DISTRIBUTION | SUNGAI BESAR | Existing | 11 kV | PE MV TERMINAL | RYB | BSBR/PCE/J00255 | D-SBR-C17-0164 | TX1-300kVA
379374915 | TNB | DISTRIBUTION | SUNGAI BESAR | Existing | 11 kV | PE MV TERMINAL | RYB | BSBR/PCE/J00068 | P/E JALAN ANGGERIK | PMU SBSR 1
379374916 | TNB | DISTRIBUTION | SUNGAI BESAR | Existing | 11 kV | PE MV TERMINAL | RYB | BSBR/PCE/J00068 | P/E JALAN ANGGERIK | D00124 TMN PENGGAWA
379374919 | TNB | DISTRIBUTION | SUNGAI BESAR | Existing | 11 kV | PE MV TERMINAL | RYB | BSBR/PCE/J00068 | P/E JALAN ANGGERIK | 1000KVA
379374942 | TNB | DISTRIBUTION | SUNGAI BESAR | Existing | 11 kV | PE MV TERMINAL | RYB | BSBR/PCE/J00180 | TMN PENGGAWA | D00120 PE JLN ANGGERIK
379374943 | TNB | DISTRIBUTION | SUNGAI BESAR | Existing | 11 kV | PE MV TERMINAL | RYB | BSBR/PCE/J00180 | TMN PENGGAWA | D00699 P/E ELEYSS PARK
379374946 | TNB | DISTRIBUTION | SUNGAI BESAR | Existing | 11 kV | PE MV TERMINAL | RYB | BSBR/PCE/J00180 | TMN PENGGAWA | 300KVA
379374996 | TNB | DISTRIBUTION | SUNGAI BESAR | Existing | 11 kV | PE MV TERMINAL | RYB | BSBR/PCE/J00219 | P/E ELEYSS PARK | D00125 TMN PENGGAWA
379374997 | TNB | DISTRIBUTION | SUNGAI BESAR | Existing | 11 kV | PE MV TERMINAL | RYB | BSBR/PCE/J00219 | P/E ELEYSS PARK | D06757 P/E TAMAN BUDIMAN
379375000 | TNB | DISTRIBUTION | SUNGAI BESAR | Existing | 11 kV | PE MV TERMINAL | RYB | BSBR/PCE/J00219 | P/E ELEYSS PARK | 1000KVA
379375100 | TNB | DISTRIBUTION | SUNGAI BESAR | Existing | 11 kV | PE MV TERMINAL | RYB | BSBR/PCE/J00076 | P/E TAMAN SERI BEDENA | D06759 P/E TAMAN BUDIMAN
379375101 | TNB | DISTRIBUTION | SUNGAI BESAR | Existing | 11 kV | PE MV TERMINAL | RYB | BSBR/PCE/J00076 | P/E TAMAN SERI BEDENA | D00130 PUSIPIM
379375104 | TNB | DISTRIBUTION | SUNGAI BESAR | Existing | 11 kV | PE MV TERMINAL | RYB | BSBR/PCE/J00076 | P/E TAMAN SERI BEDENA | 1000KVA
379375127 | TNB | DISTRIBUTION | SUNGAI BESAR | Existing | 11 kV | PE MV TERMINAL | RYB | BSBR/PCE/J00192 | P/E FUSIPIM | D00127 TMN SRI BEDENA
379375128 | TNB | DISTRIBUTION | SUNGAI BESAR | Existing | 11 kV | PE MV TERMINAL | RYB | BSBR/PCE/J00192 | P/E FUSIPIM | D00134 HIGHLAND COCONUT
379375131 | TNB | DISTRIBUTION | SUNGAI BESAR | Existing | 11 kV | PE MV TERMINAL | RYB | BSBR/PCE/J00192 | P/E FUSIPIM | 500KVA
379375316 | TNB | DISTRIBUTION | SUNGAI BESAR | Existing | 11 kV | PE MV TERMINAL | RYB | BSBR/PCE/J00069 | P/E HIGHLAND DESICCATED COCONUT | D00131 PUSIPIM
379375317 | TNB | DISTRIBUTION | SUNGAI BESAR | Existing | 11 kV | PE MV TERMINAL | RYB | BSBR/PCE/J00069 | P/E HIGHLAND DESICCATED COCONUT | D00135 LOT 6388
379375320 | TNB | DISTRIBUTION | SUNGAI BESAR | Existing | 11 kV | PE MV TERMINAL | RYB | BSBR/PCE/J00069 | P/E HIGHLAND DESICCATED COCONUT | 300KVA
379375412 | TNB | DISTRIBUTION | SUNGAI BESAR | Existing | 11 kV | PE MV TERMINAL | RYB | BSBR/PCE/J00161 | P/E LOT 6388 PANCHANG BEDENA | D00132 HIGHLAND COCONUT
379375413 | TNB | DISTRIBUTION | SUNGAI BESAR | Existing | 11 kV | PE MV TERMINAL | RYB | BSBR/PCE/J00161 | P/E LOT 6388 PANCHANG BEDENA | D00139 KOKO FAMA
379375416 | TNB | DISTRIBUTION | SUNGAI BESAR | Existing | 11 kV | PE MV TERMINAL | RYB | BSBR/PCE/J00161 | P/E LOT 6388 PANCHANG BEDENA | 750KVA
379375495 | TNB | DISTRIBUTION | SUNGAI BESAR | Existing | 11 kV | PE MV TERMINAL | RYB | BSBR/PCE/J00113 | P/E KOKO FAMA ASSAYAKI | D00136 LOT 6388
379375496 | TNB | DISTRIBUTION | SUNGAI BESAR | Existing | 11 kV | PE MV TERMINAL | RYB | BSBR/PCE/J00113 | P/E KOKO FAMA ASSAYAKI | D06824 TAMAN EMAS 1
379375499 | TNB | DISTRIBUTION | SUNGAI BESAR | Existing | 11 kV | PE MV TERMINAL | RYB | BSBR/PCE/J00113 | P/E KOKO FAMA ASSAYAKI | 1000KVA
379375576 | TNB | DISTRIBUTION | SUNGAI BESAR | Existing | 11 kV | PE MV TERMINAL | RYB | BSBR/PCE/J00078 | P/E BLACKTOP | D06829 TAMAN EMAS 2
379375577 | TNB | DISTRIBUTION | SUNGAI BESAR | Existing | 11 kV | PE MV TERMINAL | RYB | BSBR/PCE/J00078 | P/E BLACKTOP | D00379 SPG TEBUK PULAI
379375580 | TNB | DISTRIBUTION | SUNGAI BESAR | Existing | 11 kV | PE MV TERMINAL | RYB | BSBR/PCE/J00078 | P/E BLACKTOP | 1000KVA
379375650 | TNB | DISTRIBUTION | SUNGAI BESAR | Existing | 11 kV | PE MV TERMINAL | RYB | BSBR/PCE/J00112 | P/E SIMPANG TEBUK PULAI | D00394 TBK PULAI TENGAH
379375665 | TNB | DISTRIBUTION | SUNGAI BESAR | Existing | 11 kV | PE MV TERMINAL | RYB | BSBR/PCE/J00112 | P/E SIMPANG TEBUK PULAI | D00389 SPG SEKENDI
379375666 | TNB | DISTRIBUTION | SUNGAI BESAR | Existing | 11 kV | PE MV TERMINAL | RYB | BSBR/PCE/J00112 | P/E SIMPANG TEBUK PULAI | D00378 TBK PULAI BT 1
379375676 | TNB | DISTRIBUTION | SUNGAI BESAR | Existing | 11 kV | PE MV TERMINAL | RYB | BSBR/PCE/J00112 | P/E SIMPANG TEBUK PULAI | LOOPING
379375679 | TNB | DISTRIBUTION | SUNGAI BESAR | Existing | 11 kV | PE MV TERMINAL | RYB | BSBR/PCE/J00112 | P/E SIMPANG TEBUK PULAI | 300KVA
379375688 | TNB | DISTRIBUTION | SUNGAI BESAR | Existing | 11 kV | PE MV TERMINAL | RYB | BSBR/PCE/J00112 | P/E SIMPANG TEBUK PULAI | LOOPING
379375698 | TNB | DISTRIBUTION | SUNGAI BESAR | Existing | 11 kV | PE MV TERMINAL | RYB | BSBR/PCE/J00112 | P/E SIMPANG TEBUK PULAI | D00142 BLACK TOP KSGR
379375806 | TNB | DISTRIBUTION | SUNGAI BESAR | Existing | 11 kV | PE MV TERMINAL | RYB | BSBR/PCE/J00116 | TBK PULAI TENGAH | D00396 PT 5 BARAT
379375807 | TNB | DISTRIBUTION | SUNGAI BESAR | Existing | 11 kV | PE MV TERMINAL | RYB | BSBR/PCE/J00116 | TBK PULAI TENGAH | D00381 SPG TBK PULAI
379375810 | TNB | DISTRIBUTION | SUNGAI BESAR | Existing | 11 kV | PE MV TERMINAL | RYB | BSBR/PCE/J00116 | TBK PULAI TENGAH | 300KVA
379375927 | TNB | DISTRIBUTION | SUNGAI BESAR | Existing | 11 kV | PE MV TERMINAL | RYB | BSBR/PCE/J00117 | PT 5 BARAT | D00399 PARIT 3 1/2 BARAT
379375928 | TNB | DISTRIBUTION | SUNGAI BESAR | Existing | 11 kV | PE MV TERMINAL | RYB | BSBR/PCE/J00117 | PT 5 BARAT | D00393 TBK PULAI TENGAH
379375931 | TNB | DISTRIBUTION | SUNGAI BESAR | Existing | 11 kV | PE MV TERMINAL | RYB | BSBR/PCE/J00117 | PT 5 BARAT | 100KVA
379376102 | TNB | DISTRIBUTION | SUNGAI BESAR | Existing | 11 kV | PE MV TERMINAL | RYB | BSBR/PCE/J00118 | PT 3 1/2 BARAT | D00397 PARIT 5 BARAT
379376103 | TNB | DISTRIBUTION | SUNGAI BESAR | Existing | 11 kV | PE MV TERMINAL | RYB | BSBR/PCE/J00118 | PT 3 1/2 BARAT | D00397 PARIT 5 BARAT
379376106 | TNB | DISTRIBUTION | SUNGAI BESAR | Existing | 11 kV | PE MV TERMINAL | RYB | BSBR/PCE/J00118 | PT 3 1/2 BARAT | 100KVA
379376217 | TNB | DISTRIBUTION | SUNGAI BESAR | Existing | 11 kV | PE MV TERMINAL | RYB | BSBR/PCE/J00119 | PT 2 BARAT | D00404 PE PRT. 6 BARAT
379376218 | TNB | DISTRIBUTION | SUNGAI BESAR | Existing | 11 kV | PE MV TERMINAL | RYB | BSBR/PCE/J00119 | PT 2 BARAT | D00400 PARIT 3 1/2 BARAT
379376221 | TNB | DISTRIBUTION | SUNGAI BESAR | Existing | 11 kV | PE MV TERMINAL | RYB | BSBR/PCE/J00119 | PT 2 BARAT | 100KVA
379376375 | TNB | DISTRIBUTION | SUNGAI BESAR | Existing | 11 kV | PE MV TERMINAL | RYB | BSBR/PCE/J00011 | TMN EHSAN | D00148 TMN MAKMUR
379376376 | TNB | DISTRIBUTION | SUNGAI BESAR | Existing | 11 kV | PE MV TERMINAL | RYB | BSBR/PCE/J00011 | TMN EHSAN | PMU SBSR CB 2
379376379 | TNB | DISTRIBUTION | SUNGAI BESAR | Existing | 11 kV | PE MV TERMINAL | RYB | BSBR/PCE/J00011 | TMN EHSAN | 500KVA
379376402 | TNB | DISTRIBUTION | SUNGAI BESAR | Existing | 11 kV | PE MV TERMINAL | RYB | BSBR/PCE/J00073 | TMN MAKMUR | D00151 TMN RIA
379376403 | TNB | DISTRIBUTION | SUNGAI BESAR | Existing | 11 kV | PE MV TERMINAL | RYB | BSBR/PCE/J00073 | TMN MAKMUR | D00146 TMN EHSAN
379376406 | TNB | DISTRIBUTION | SUNGAI BESAR | Existing | 11 kV | PE MV TERMINAL | RYB | BSBR/PCE/J00073 | TMN MAKMUR | 750KVA
379376541 | TNB | DISTRIBUTION | SUNGAI BESAR | Existing | 11 kV | PE MV TERMINAL | RYB | BSBR/PCE/J00048 | TMN RIA | D00155 TMN RAYA
379376542 | TNB | DISTRIBUTION | SUNGAI BESAR | Existing | 11 kV | PE MV TERMINAL | RYB | BSBR/PCE/J00048 | TMN RIA | D00149 TMN MAKMUR
379376545 | TNB | DISTRIBUTION | SUNGAI BESAR | Existing | 11 kV | PE MV TERMINAL | RYB | BSBR/PCE/J00048 | TMN RIA | 1000KVA
379376625 | TNB | DISTRIBUTION | SUNGAI BESAR | Existing | 11 kV | PE MV TERMINAL | RYB | BSBR/PCE/J00071 | TMN RAYA | D00157 PE TAMAN SERI NO 2
379376626 | TNB | DISTRIBUTION | SUNGAI BESAR | Existing | 11 kV | PE MV TERMINAL | RYB | BSBR/PCE/J00071 | TMN RAYA | D00150 TMN RIA
379376629 | TNB | DISTRIBUTION | SUNGAI BESAR | Existing | 11 kV | PE MV TERMINAL | RYB | BSBR/PCE/J00071 | TMN RAYA | 1000KVA
379376708 | TNB | DISTRIBUTION | SUNGAI BESAR | Existing | 11 kV | PE MV TERMINAL | RYB | BSBR/PCE/J00191 | P/E TAMAN SERI NO 2 | D00161 TMN SERI
379376709 | TNB | DISTRIBUTION | SUNGAI BESAR | Existing | 11 kV | PE MV TERMINAL | RYB | BSBR/PCE/J00191 | P/E TAMAN SERI NO 2 | D00154 TMN RAYA
379376712 | TNB | DISTRIBUTION | SUNGAI BESAR | Existing | 11 kV | PE MV TERMINAL | RYB | BSBR/PCE/J00191 | P/E TAMAN SERI NO 2 | 300KVA
379376791 | TNB | DISTRIBUTION | SUNGAI BESAR | Existing | 11 kV | PE MV TERMINAL | RYB | BSBR/PCE/J00047 | TMN SERI | D00162 BGN 6
379376792 | TNB | DISTRIBUTION | SUNGAI BESAR | Existing | 11 kV | PE MV TERMINAL | RYB | BSBR/PCE/J00047 | TMN SERI | D00158 PE TAMAN SERI NO 2
379376795 | TNB | DISTRIBUTION | SUNGAI BESAR | Existing | 11 kV | PE MV TERMINAL | RYB | BSBR/PCE/J00047 | TMN SERI | 1000KVA
379376874 | TNB | DISTRIBUTION | SUNGAI BESAR | Existing | 11 kV | PE MV TERMINAL | RYB | BSBR/PCE/J00046 | BGN 6 | D00645 PADAT SG BESAR NO 2
379376875 | TNB | DISTRIBUTION | SUNGAI BESAR | Existing | 11 kV | PE MV TERMINAL | RYB | BSBR/PCE/J00046 | BGN 6 | D00159 TMN SERI
379376878 | TNB | DISTRIBUTION | SUNGAI BESAR | Existing | 11 kV | PE MV TERMINAL | RYB | BSBR/PCE/J00046 | BGN 6 | 1000KVA
379376957 | TNB | DISTRIBUTION | SUNGAI BESAR | Existing | 11 kV | PE MV TERMINAL | RYB | BSBR/PCE/J00124 | PADAT SG BESAR NO 2 | D00176 KLG FISH BALL BGN 4
379376958 | TNB | DISTRIBUTION | SUNGAI BESAR | Existing | 11 kV | PE MV TERMINAL | RYB | BSBR/PCE/J00124 | PADAT SG BESAR NO 2 | D00163 BGN 6
379376961 | TNB | DISTRIBUTION | SUNGAI BESAR | Existing | 11 kV | PE MV TERMINAL | RYB | BSBR/PCE/J00124 | PADAT SG BESAR NO 2 | 1000KVA
379377101 | TNB | DISTRIBUTION | SUNGAI BESAR | Existing | 11 kV | PE MV TERMINAL | RYB | BSBR/PCE/J00072 | TMN SRI INDAH | D06736 PE TMN SRI INDAH 2
379377102 | TNB | DISTRIBUTION | SUNGAI BESAR | Existing | 11 kV | PE MV TERMINAL | RYB | BSBR/PCE/J00072 | TMN SRI INDAH | D00188 TMN CAHAYA
379377105 | TNB | DISTRIBUTION | SUNGAI BESAR | Existing | 11 kV | PE MV TERMINAL | RYB | BSBR/PCE/J00072 | TMN SRI INDAH | 300KVA
379377208 | TNB | DISTRIBUTION | SUNGAI BESAR | Existing | 11 kV | PE MV TERMINAL | RYB | BSBR/PCE/J00230 | P/E TMN SRI INDAH 2 | D06739 K/UDANG MAKHLUK LAUTAN
379377209 | TNB | DISTRIBUTION | SUNGAI BESAR | Existing | 11 kV | PE MV TERMINAL | RYB | BSBR/PCE/J00230 | P/E TMN SRI INDAH 2 | D00192 TMN SRI INDAH
379377212 | TNB | DISTRIBUTION | SUNGAI BESAR | Existing | 11 kV | PE MV TERMINAL | RYB | BSBR/PCE/J00230 | P/E TMN SRI INDAH 2 | 300KVA
379377327 | TNB | DISTRIBUTION | SUNGAI BESAR | Existing | 11 kV | PE MV TERMINAL | RYB | BSBR/PCE/J00050 | K/UDANG MAKHLUK LAUTAN | D00198 PE TAMAN BEDENA JAYA
379377328 | TNB | DISTRIBUTION | SUNGAI BESAR | Existing | 11 kV | PE MV TERMINAL | RYB | BSBR/PCE/J00050 | K/UDANG MAKHLUK LAUTAN | D06738 PE TMN SRI INDAH 2
379377331 | TNB | DISTRIBUTION | SUNGAI BESAR | Existing | 11 kV | PE MV TERMINAL | RYB | BSBR/PCE/J00050 | K/UDANG MAKHLUK LAUTAN | 500KVA
379377426 | TNB | DISTRIBUTION | SUNGAI BESAR | Existing | 11 kV | PE MV TERMINAL | RYB | BSBR/PCE/J00074 | TMN BEDENA JAYA | D00202 PE TAMAN SURIA
379377427 | TNB | DISTRIBUTION | SUNGAI BESAR | Existing | 11 kV | PE MV TERMINAL | RYB | BSBR/PCE/J00074 | TMN BEDENA JAYA | D00196 K/UDANG MAKHLUK LAUTAN
379377430 | TNB | DISTRIBUTION | SUNGAI BESAR | Existing | 11 kV | PE MV TERMINAL | RYB | BSBR/PCE/J00074 | TMN BEDENA JAYA | 750KVA
379377509 | TNB | DISTRIBUTION | SUNGAI BESAR | Existing | 11 kV | PE MV TERMINAL | RYB | BSBR/PCE/J00208 | P/E TAMAN SURIA INDAH | D00706 PE FU FROZEN ENTERPRISE
379377510 | TNB | DISTRIBUTION | SUNGAI BESAR | Existing | 11 kV | PE MV TERMINAL | RYB | BSBR/PCE/J00208 | P/E TAMAN SURIA INDAH | D00199 TMN BEDENA JAYA
379377513 | TNB | DISTRIBUTION | SUNGAI BESAR | Existing | 11 kV | PE MV TERMINAL | RYB | BSBR/PCE/J00208 | P/E TAMAN SURIA INDAH | 750KVA
379377592 | TNB | DISTRIBUTION | SUNGAI BESAR | Existing | 11 kV | PE MV TERMINAL | RYB | BSBR/PCE/J00229 | P/E FU FROZEN | D00626 P/E FIBRECO
379377593 | TNB | DISTRIBUTION | SUNGAI BESAR | Existing | 11 kV | PE MV TERMINAL | RYB | BSBR/PCE/J00229 | P/E FU FROZEN | D00201 PE TAMAN SURIA
379377596 | TNB | DISTRIBUTION | SUNGAI BESAR | Existing | 11 kV | PE MV TERMINAL | RYB | BSBR/PCE/J00229 | P/E FU FROZEN | 1000KVA
379377710 | TNB | DISTRIBUTION | SUNGAI BESAR | Existing | 11 kV | PE MV TERMINAL | RYB | BSBR/PCE/J00182 | P/E FIBRECO | D00692 P/E ASRAMA DESA
379377711 | TNB | DISTRIBUTION | SUNGAI BESAR | Existing | 11 kV | PE MV TERMINAL | RYB | BSBR/PCE/J00182 | P/E FIBRECO | D00708 PE FU FROZEN ENTERPRISE
379377714 | TNB | DISTRIBUTION | SUNGAI BESAR | Existing | 11 kV | PE MV TERMINAL | RYB | BSBR/PCE/J00182 | P/E FIBRECO | 500KVA
379377794 | TNB | DISTRIBUTION | SUNGAI BESAR | Existing | 11 kV | PE MV TERMINAL | RYB | BSBR/PCE/J00220 | P/E ASRAMA DESA | D00624 P/E FIBRECO
379377797 | TNB | DISTRIBUTION | SUNGAI BESAR | Existing | 11 kV | PE MV TERMINAL | RYB | BSBR/PCE/J00220 | P/E ASRAMA DESA | 500KVA
379377814 | TNB | DISTRIBUTION | SUNGAI BESAR | Existing | 11 kV | PE MV TERMINAL | RYB | BSBR/PCE/J00220 | P/E ASRAMA DESA | D00212 THAI LIAN
379377817 | TNB | DISTRIBUTION | SUNGAI BESAR | Existing | 11 kV | PE MV TERMINAL | RYB | BSBR/PCE/J00220 | P/E ASRAMA DESA | D00207 BGN SG BURUNG NO 2
379377917 | TNB | DISTRIBUTION | SUNGAI BESAR | Existing | 11 kV | PE MV TERMINAL | RYB | BSBR/PCE/J00052 | BGN SG BURUNG NO 2 | N/A
379377918 | TNB | DISTRIBUTION | SUNGAI BESAR | Existing | 11 kV | PE MV TERMINAL | RYB | BSBR/PCE/J00052 | BGN SG BURUNG NO 2 | D00695 P/E ASRAMA DESA
379377921 | TNB | DISTRIBUTION | SUNGAI BESAR | Existing | 11 kV | PE MV TERMINAL | RYB | BSBR/PCE/J00052 | BGN SG BURUNG NO 2 | 500KVA
379378014 | TNB | DISTRIBUTION | SUNGAI BESAR | Existing | 11 kV | PE MV TERMINAL | RYB | BSBR/PCE/J00053 | THAI LIAN | D00213 SEKENDI INDUSTRIES
379378015 | TNB | DISTRIBUTION | SUNGAI BESAR | Existing | 11 kV | PE MV TERMINAL | RYB | BSBR/PCE/J00053 | THAI LIAN | D00694 P/E ASRAMA DESA
379378018 | TNB | DISTRIBUTION | SUNGAI BESAR | Existing | 11 kV | PE MV TERMINAL | RYB | BSBR/PCE/J00053 | THAI LIAN | 500KVA
379378193 | TNB | DISTRIBUTION | SUNGAI BESAR | Existing | 11 kV | PE MV TERMINAL | RYB | BSBR/PCE/J00054 | SEKENDI INDUSTRIES | D00651 CHIA KIR HU
379378194 | TNB | DISTRIBUTION | SUNGAI BESAR | Existing | 11 kV | PE MV TERMINAL | RYB | BSBR/PCE/J00054 | SEKENDI INDUSTRIES | D00211 THAI LIAN
379378197 | TNB | DISTRIBUTION | SUNGAI BESAR | Existing | 11 kV | PE MV TERMINAL | RYB | BSBR/PCE/J00054 | SEKENDI INDUSTRIES | 1000KVA
379378292 | TNB | DISTRIBUTION | SUNGAI BESAR | Existing | 11 kV | PE MV TERMINAL | RYB | BSBR/PCE/J00136 | CHIA KIR HU | D00679 KOLAM UDANG SEKENDI
379378293 | TNB | DISTRIBUTION | SUNGAI BESAR | Existing | 11 kV | PE MV TERMINAL | RYB | BSBR/PCE/J00136 | CHIA KIR HU | D00214 SEKENDI INDUSTRIES
379378296 | TNB | DISTRIBUTION | SUNGAI BESAR | Existing | 11 kV | PE MV TERMINAL | RYB | BSBR/PCE/J00136 | CHIA KIR HU | 500KVA
379378412 | TNB | DISTRIBUTION | SUNGAI BESAR | Existing | 11 kV | PE MV TERMINAL | RYB | BSBR/PCE/J00170 | P/E KOLAM UDANG SEKENDI | D00218 KG SG BURUNG
379378413 | TNB | DISTRIBUTION | SUNGAI BESAR | Existing | 11 kV | PE MV TERMINAL | RYB | BSBR/PCE/J00170 | P/E KOLAM UDANG SEKENDI | D00653 CHIA KHIR HU
379378416 | TNB | DISTRIBUTION | SUNGAI BESAR | Existing | 11 kV | PE MV TERMINAL | RYB | BSBR/PCE/J00170 | P/E KOLAM UDANG SEKENDI | 300KVA
379378493 | TNB | DISTRIBUTION | SUNGAI BESAR | Existing | 11 kV | PE MV TERMINAL | RYB | BSBR/PCE/J00055 | KG SG BURUNG | D00677 KOLAM UDANG SEKENDI
379378496 | TNB | DISTRIBUTION | SUNGAI BESAR | Existing | 11 kV | PE MV TERMINAL | RYB | BSBR/PCE/J00055 | KG SG BURUNG | 300KVA
379378513 | TNB | DISTRIBUTION | SUNGAI BESAR | Existing | 11 kV | PE MV TERMINAL | RYB | BSBR/PCE/J00055 | KG SG BURUNG | D00384 SPG SEKENDI
379378516 | TNB | DISTRIBUTION | SUNGAI BESAR | Existing | 11 kV | PE MV TERMINAL | RYB | BSBR/PCE/J00055 | KG SG BURUNG | D00220 BGN SG PULAI
379378600 | TNB | DISTRIBUTION | SUNGAI BESAR | Existing | 11 kV | PE MV TERMINAL | RYB | BSBR/PCE/J00056 | BGN SG PULAI | D00223 PE KG SG SEKENDI
379378601 | TNB | DISTRIBUTION | SUNGAI BESAR | Existing | 11 kV | PE MV TERMINAL | RYB | BSBR/PCE/J00056 | BGN SG PULAI | D00219 KG SG BURUNG
379378604 | TNB | DISTRIBUTION | SUNGAI BESAR | Existing | 11 kV | PE MV TERMINAL | RYB | BSBR/PCE/J00056 | BGN SG PULAI | 1000KVA
379378683 | TNB | DISTRIBUTION | SUNGAI BESAR | Existing | 11 kV | PE MV TERMINAL | RYB | BSBR/PCE/J00057 | KG SG SEKENDI | N/A
379378684 | TNB | DISTRIBUTION | SUNGAI BESAR | Existing | 11 kV | PE MV TERMINAL | RYB | BSBR/PCE/J00057 | KG SG SEKENDI | D00221 BGN SG PULAI
379378687 | TNB | DISTRIBUTION | SUNGAI BESAR | Existing | 11 kV | PE MV TERMINAL | RYB | BSBR/PCE/J00057 | KG SG SEKENDI | 1000KVA
379378764 | TNB | DISTRIBUTION | SUNGAI BESAR | Existing | 11 kV | PE MV TERMINAL | RYB | BSBR/PCE/J00248 | P/E HJ MAHIDIN PT 7 GAMBUT | D06820 P/E REBAN AYAM DATO GHAZALI
379378765 | TNB | DISTRIBUTION | SUNGAI BESAR | Existing | 11 kV | PE MV TERMINAL | RYB | BSBR/PCE/J00248 | P/E HJ MAHIDIN PT 7 GAMBUT | D00714 PARIT 5 GAMBUT
379378768 | TNB | DISTRIBUTION | SUNGAI BESAR | Existing | 11 kV | PE MV TERMINAL | RYB | BSBR/PCE/J00248 | P/E HJ MAHIDIN PT 7 GAMBUT | 500KVA
379378843 | TNB | DISTRIBUTION | SUNGAI BESAR | Existing | 11 kV | PE MV TERMINAL | RYB | BSBR/PCE/J00029 | PT 5 GAMBUT | PMU SBSR CB 6
379378846 | TNB | DISTRIBUTION | SUNGAI BESAR | Existing | 11 kV | PE MV TERMINAL | RYB | BSBR/PCE/J00029 | PT 5 GAMBUT | N/A
379378863 | TNB | DISTRIBUTION | SUNGAI BESAR | Existing | 11 kV | PE MV TERMINAL | RYB | BSBR/PCE/J00029 | PT 5 GAMBUT | D06809 PDT REBAN AYAM
379378866 | TNB | DISTRIBUTION | SUNGAI BESAR | Existing | 11 kV | PE MV TERMINAL | RYB | BSBR/PCE/J00029 | PT 5 GAMBUT | D00270 LINK PARIT 8
379378993 | TNB | DISTRIBUTION | SUNGAI BESAR | Existing | 11 kV | PE MV TERMINAL | RYB | BSBR/PCE/J00225 | P/E UYIN AGRO FARM | SPUR
379378994 | TNB | DISTRIBUTION | SUNGAI BESAR | Existing | 11 kV | PE MV TERMINAL | RYB | BSBR/PCE/J00225 | P/E UYIN AGRO FARM | D06818 P/E REBAN AYAM DATO GHAZALI
379378997 | TNB | DISTRIBUTION | SUNGAI BESAR | Existing | 11 kV | PE MV TERMINAL | RYB | BSBR/PCE/J00225 | P/E UYIN AGRO FARM | 300KVA
379383516 | TNB | DISTRIBUTION | SUNGAI BESAR | Existing | 11 kV | PE MV TERMINAL | RYB | BSBR/PCE/J00058 | KG NELAYAN SG HAJI DORANI | D00039 P/E MARIN PARK
379383517 | TNB | DISTRIBUTION | SUNGAI BESAR | Existing | 11 kV | PE MV TERMINAL | RYB | BSBR/PCE/J00058 | KG NELAYAN SG HAJI DORANI | D00043 PE PEKAN SG HJ DORANI
379383520 | TNB | DISTRIBUTION | SUNGAI BESAR | Existing | 11 kV | PE MV TERMINAL | RYB | BSBR/PCE/J00058 | KG NELAYAN SG HAJI DORANI | TX1-500KVA
379396479 | TNB | DISTRIBUTION | SUNGAI BESAR | Existing | 11 kV | PE MV TERMINAL | RYB | BSBR/PCE/J00145 | SG LANG (ILDAS) DAKWAH | D00359 P/E PUAS
379396480 | TNB | DISTRIBUTION | SUNGAI BESAR | Existing | 11 kV | PE MV TERMINAL | RYB | BSBR/PCE/J00145 | SG LANG (ILDAS) DAKWAH | PPU SGLG: 13
379396483 | TNB | DISTRIBUTION | SUNGAI BESAR | Existing | 11 kV | PE MV TERMINAL | RYB | BSBR/PCE/J00145 | SG LANG (ILDAS) DAKWAH | TX1-1000KVA
379396575 | TNB | DISTRIBUTION | SUNGAI BESAR | Existing | 11 kV | PE MV TERMINAL | RYB | BSBR/PCE/J00184 | P/E PUAS | D00355 INS. PERAKUNAN NEGARA (IPN)
379396576 | TNB | DISTRIBUTION | SUNGAI BESAR | Existing | 11 kV | PE MV TERMINAL | RYB | BSBR/PCE/J00184 | P/E PUAS | D00360 SG LANG (ILDAS) DAKWAH
379396579 | TNB | DISTRIBUTION | SUNGAI BESAR | Existing | 11 kV | PE MV TERMINAL | RYB | BSBR/PCE/J00184 | P/E PUAS | TX1-750KVA
379396759 | TNB | DISTRIBUTION | SUNGAI BESAR | Existing | 11 kV | PE MV TERMINAL | RYB | BSBR/PCE/J00176 | INS. PERAKUNAN NEGARA (IPN) | HT CUSTOMER
379396766 | TNB | DISTRIBUTION | SUNGAI BESAR | Existing | 11 kV | PE MV TERMINAL | RYB | BSBR/PCE/J00176 | INS. PERAKUNAN NEGARA (IPN) | D00357 P/E PUAS
379396774 | TNB | DISTRIBUTION | SUNGAI BESAR | Existing | 11 kV | PE MV TERMINAL | RYB | BSBR/PCE/J00176 | INS. PERAKUNAN NEGARA (IPN) | D00350 PE TELOK BELANGA TEBOK MASJID
379396784 | TNB | DISTRIBUTION | SUNGAI BESAR | Existing | 11 kV | PE MV TERMINAL | RYB | BSBR/PCE/J00176 | INS. PERAKUNAN NEGARA (IPN) | TX1-750KVA
379396944 | TNB | DISTRIBUTION | SUNGAI BESAR | Existing | 11 kV | PE MV TERMINAL | RYB | BSBR/PCE/J00144 | TELUK BELANGGA | D00354 INS. PERAKUNAN NEGARA (IPN)
379396945 | TNB | DISTRIBUTION | SUNGAI BESAR | Existing | 11 kV | PE MV TERMINAL | RYB | BSBR/PCE/J00144 | TELUK BELANGGA | D06769 P/E SEK REN AGAMA PARIT BARU
379396948 | TNB | DISTRIBUTION | SUNGAI BESAR | Existing | 11 kV | PE MV TERMINAL | RYB | BSBR/PCE/J00144 | TELUK BELANGGA | TX1-500KVA
379397039 | TNB | DISTRIBUTION | SUNGAI BESAR | Existing | 11 kV | PE MV TERMINAL | RYB | BSBR/PCE/J00143 | PEKAN PT BARU | D00349 TELUK BELANGGA
379397040 | TNB | DISTRIBUTION | SUNGAI BESAR | Existing | 11 kV | PE MV TERMINAL | RYB | BSBR/PCE/J00143 | PEKAN PT BARU | D00339 STN SUIS PARIT BARU
379397043 | TNB | DISTRIBUTION | SUNGAI BESAR | Existing | 11 kV | PE MV TERMINAL | RYB | BSBR/PCE/J00143 | PEKAN PT BARU | TX1-300KVA
379397125 | TNB | DISTRIBUTION | SUNGAI BESAR | Existing | 11 kV | PE MV TERMINAL | RYB | BSBR/PCE/J00185 | STN SUIS PARIT BARU | D00348 PEKAN PT BARU
379397134 | TNB | DISTRIBUTION | SUNGAI BESAR | Existing | 11 kV | PE MV TERMINAL | RYB | BSBR/PCE/J00185 | STN SUIS PARIT BARU | D00334 PE PUSAT HELWA
379397145 | TNB | DISTRIBUTION | SUNGAI BESAR | Existing | 11 kV | PE MV TERMINAL | RYB | BSBR/PCE/J00185 | STN SUIS PARIT BARU | D00340 PAT KG PT BARU BAROH
379397170 | TNB | DISTRIBUTION | SUNGAI BESAR | Existing | 11 kV | PE MV TERMINAL | RYB | BSBR/PCE/J00148 | PAT KG PT BARU BAROH | D00343 P/E BAGAN PARIT BARU
379397171 | TNB | DISTRIBUTION | SUNGAI BESAR | Existing | 11 kV | PE MV TERMINAL | RYB | BSBR/PCE/J00148 | PAT KG PT BARU BAROH | D00337 STN SUIS PARIT BARU
379397174 | TNB | DISTRIBUTION | SUNGAI BESAR | Existing | 11 kV | PE MV TERMINAL | RYB | BSBR/PCE/J00148 | PAT KG PT BARU BAROH | TX1-100KVA
379397270 | TNB | DISTRIBUTION | SUNGAI BESAR | Existing | 11 kV | PE MV TERMINAL | RYB | BSBR/PCE/J00186 | P/E HELWA | D00331 P/E SUNGAI TENGAR
379397271 | TNB | DISTRIBUTION | SUNGAI BESAR | Existing | 11 kV | PE MV TERMINAL | RYB | BSBR/PCE/J00186 | P/E HELWA | D00338 STN SUIS PARIT BARU
379397274 | TNB | DISTRIBUTION | SUNGAI BESAR | Existing | 11 kV | PE MV TERMINAL | RYB | BSBR/PCE/J00186 | P/E HELWA | TX1-500KVA
379397366 | TNB | DISTRIBUTION | SUNGAI BESAR | Existing | 11 kV | PE MV TERMINAL | RYB | BSBR/PCE/J00150 | P/E SUNGAI TENGAR | D00325 STS SG TENGAR
379397367 | TNB | DISTRIBUTION | SUNGAI BESAR | Existing | 11 kV | PE MV TERMINAL | RYB | BSBR/PCE/J00150 | P/E SUNGAI TENGAR | D00334 P/E HELWA
379397370 | TNB | DISTRIBUTION | SUNGAI BESAR | Existing | 11 kV | PE MV TERMINAL | RYB | BSBR/PCE/J00150 | P/E SUNGAI TENGAR | TX1-300KVA
379397452 | TNB | DISTRIBUTION | SUNGAI BESAR | Existing | 11 kV | PE MV TERMINAL | RYB | BSBR/PCE/J00187 | STN SUIS SG TENGGAR | D00329 PAT SG TENGAR SELATAN
379397461 | TNB | DISTRIBUTION | SUNGAI BESAR | Existing | 11 kV | PE MV TERMINAL | RYB | BSBR/PCE/J00187 | STN SUIS SG TENGGAR | D00333 P/E SUNGAI TENGAR
379397472 | TNB | DISTRIBUTION | SUNGAI BESAR | Existing | 11 kV | PE MV TERMINAL | RYB | BSBR/PCE/J00187 | STN SUIS SG TENGGAR | D00327 PAT SG TENGAR UTARA
379397477 | TNB | DISTRIBUTION | SUNGAI BESAR | Existing | 11 kV | PE MV TERMINAL | RYB | BSBR/PCE/J00187 | STN SUIS SG TENGGAR | D00320 P/E SG AIR TAWAR
379397497 | TNB | DISTRIBUTION | SUNGAI BESAR | Existing | 11 kV | PE MV TERMINAL | RYB | BSBR/PCE/J00152 | P/E SG TENGAR UTARA | D00324 STN SUIS SG TENGGAR
379397498 | TNB | DISTRIBUTION | SUNGAI BESAR | Existing | 11 kV | PE MV TERMINAL | RYB | BSBR/PCE/J00152 | P/E SG TENGAR UTARA | N/A
379397501 | TNB | DISTRIBUTION | SUNGAI BESAR | Existing | 11 kV | PE MV TERMINAL | RYB | BSBR/PCE/J00152 | P/E SG TENGAR UTARA | TX1-100KVA
379397592 | TNB | DISTRIBUTION | SUNGAI BESAR | Existing | 11 kV | PE MV TERMINAL | RYB | BSBR/PCE/J00151 | P/E SG TENGAR SELATAN | D00326 STN SUIS SG TENGGAR
379397593 | TNB | DISTRIBUTION | SUNGAI BESAR | Existing | 11 kV | PE MV TERMINAL | RYB | BSBR/PCE/J00151 | P/E SG TENGAR SELATAN | N/A
379397596 | TNB | DISTRIBUTION | SUNGAI BESAR | Existing | 11 kV | PE MV TERMINAL | RYB | BSBR/PCE/J00151 | P/E SG TENGAR SELATAN | TX1-100KVA
379397672 | TNB | DISTRIBUTION | SUNGAI BESAR | Existing | 11 kV | PE MV TERMINAL | RYB | BSBR/PCE/J00139 | P/E SG AIR TAWAR | D00458 SEK MUNSHI ABDULLAH
379397675 | TNB | DISTRIBUTION | SUNGAI BESAR | Existing | 11 kV | PE MV TERMINAL | RYB | BSBR/PCE/J00139 | P/E SG AIR TAWAR | TX1-100KVA
379397692 | TNB | DISTRIBUTION | SUNGAI BESAR | Existing | 11 kV | PE MV TERMINAL | RYB | BSBR/PCE/J00139 | P/E SG AIR TAWAR | D00323 STN SUIS SG TENGGAR
379397695 | TNB | DISTRIBUTION | SUNGAI BESAR | Existing | 11 kV | PE MV TERMINAL | RYB | BSBR/PCE/J00139 | P/E SG AIR TAWAR | D00316 PE PEKAN SG AIR TAWAR
379397799 | TNB | DISTRIBUTION | SUNGAI BESAR | Existing | 11 kV | PE MV TERMINAL | RYB | BSBR/PCE/J00165 | S/S POLITEKNIK SABAK BERNAM | D00475 P/E KUARTERS POLITEKNIK
379397805 | TNB | DISTRIBUTION | SUNGAI BESAR | Existing | 11 kV | PE MV TERMINAL | RYB | BSBR/PCE/J00165 | S/S POLITEKNIK SABAK BERNAM | PPU SGLG: 1
379397817 | TNB | DISTRIBUTION | SUNGAI BESAR | Existing | 11 kV | PE MV TERMINAL | RYB | BSBR/PCE/J00165 | S/S POLITEKNIK SABAK BERNAM | PPU SGLG: 4
379397832 | TNB | DISTRIBUTION | SUNGAI BESAR | Existing | 11 kV | PE MV TERMINAL | RYB | BSBR/PCE/J00165 | S/S POLITEKNIK SABAK BERNAM | HT CUSTOMER
379397869 | TNB | DISTRIBUTION | SUNGAI BESAR | Existing | 11 kV | PE MV TERMINAL | RYB | BSBR/PCE/J00201 | P/E KUARTERS POLITEKNIK | S/S POLITEKNIK SABAK BERNAM
379397870 | TNB | DISTRIBUTION | SUNGAI BESAR | Existing | 11 kV | PE MV TERMINAL | RYB | BSBR/PCE/J00201 | P/E KUARTERS POLITEKNIK | P/E SEK AGAMA SUNGAI LANG
379397873 | TNB | DISTRIBUTION | SUNGAI BESAR | Existing | 11 kV | PE MV TERMINAL | RYB | BSBR/PCE/J00201 | P/E KUARTERS POLITEKNIK | TX1-1000KVA
379397954 | TNB | DISTRIBUTION | SUNGAI BESAR | Existing | 11 kV | PE MV TERMINAL | RYB | BSBR/PCE/J00166 | P/E SEK AGAMA SUNGAI LANG | TX1-1000KVA
379397956 | TNB | DISTRIBUTION | SUNGAI BESAR | Existing | 11 kV | PE MV TERMINAL | RYB | BSBR/PCE/J00166 | P/E SEK AGAMA SUNGAI LANG | D00469 SG APONG
379397997 | TNB | DISTRIBUTION | SUNGAI BESAR | Existing | 11 kV | PE MV TERMINAL | RYB | BSBR/PCE/J00166 | P/E SEK AGAMA SUNGAI LANG | D00476 P/E KUARTERS POLITEKNIK
379398094 | TNB | DISTRIBUTION | SUNGAI BESAR | Existing | 11 kV | PE MV TERMINAL | RYB | BSBR/PCE/J00146 | SG APONG | D00467 BGN BETING KEPAH
379398095 | TNB | DISTRIBUTION | SUNGAI BESAR | Existing | 11 kV | PE MV TERMINAL | RYB | BSBR/PCE/J00146 | SG APONG | D00474 P/E SEK AGAMA SUNGAI LANG
379398098 | TNB | DISTRIBUTION | SUNGAI BESAR | Existing | 11 kV | PE MV TERMINAL | RYB | BSBR/PCE/J00146 | SG APONG | TX1-500KVA
379398181 | TNB | DISTRIBUTION | SUNGAI BESAR | Existing | 11 kV | PE MV TERMINAL | RYB | BSBR/PCE/J00147 | BGN BETING KEPAH | D00633 P/E KOLAM UDANG BAGAN TELOK RHU
379398196 | TNB | DISTRIBUTION | SUNGAI BESAR | Existing | 11 kV | PE MV TERMINAL | RYB | BSBR/PCE/J00147 | BGN BETING KEPAH | D00636 P/E ASIA AQUACULTURE, TELOK RHU
379398197 | TNB | DISTRIBUTION | SUNGAI BESAR | Existing | 11 kV | PE MV TERMINAL | RYB | BSBR/PCE/J00147 | BGN BETING KEPAH | D00463 KG TELUK RHU
379398207 | TNB | DISTRIBUTION | SUNGAI BESAR | Existing | 11 kV | PE MV TERMINAL | RYB | BSBR/PCE/J00147 | BGN BETING KEPAH | BUS TIE
379398210 | TNB | DISTRIBUTION | SUNGAI BESAR | Existing | 11 kV | PE MV TERMINAL | RYB | BSBR/PCE/J00147 | BGN BETING KEPAH | TX1-500KVA
379398219 | TNB | DISTRIBUTION | SUNGAI BESAR | Existing | 11 kV | PE MV TERMINAL | RYB | BSBR/PCE/J00147 | BGN BETING KEPAH | BUS TIE
379398375 | TNB | DISTRIBUTION | SUNGAI BESAR | Existing | 11 kV | PE MV TERMINAL | RYB | BSBR/PCE/J00147 | BGN BETING KEPAH | D00470 SG APONG
379398379 | TNB | DISTRIBUTION | SUNGAI BESAR | Existing | 11 kV | PE MV TERMINAL | RYB | BSBR/PCE/J00147 | BGN BETING KEPAH | SPARE
379398410 | TNB | DISTRIBUTION | SUNGAI BESAR | Existing | 11 kV | PE MV TERMINAL | RYB | BSBR/PCE/J00211 | P/E KOLAM UDANG BAGAN TELOK RHU | D00628 BGN BETING KEPAH
379398411 | TNB | DISTRIBUTION | SUNGAI BESAR | Existing | 11 kV | PE MV TERMINAL | RYB | BSBR/PCE/J00211 | P/E KOLAM UDANG BAGAN TELOK RHU | N/A
379398414 | TNB | DISTRIBUTION | SUNGAI BESAR | Existing | 11 kV | PE MV TERMINAL | RYB | BSBR/PCE/J00211 | P/E KOLAM UDANG BAGAN TELOK RHU | TX1-750KVA
379398509 | TNB | DISTRIBUTION | SUNGAI BESAR | Existing | 11 kV | PE MV TERMINAL | RYB | BSBR/PCE/J00142 | KG TELUK RHU | D00460 PE REKREASI BNO
379398510 | TNB | DISTRIBUTION | SUNGAI BESAR | Existing | 11 kV | PE MV TERMINAL | RYB | BSBR/PCE/J00142 | KG TELUK RHU | D00630 BGN BETING KEPAH
379398513 | TNB | DISTRIBUTION | SUNGAI BESAR | Existing | 11 kV | PE MV TERMINAL | RYB | BSBR/PCE/J00142 | KG TELUK RHU | TX1-100KVA
379398605 | TNB | DISTRIBUTION | SUNGAI BESAR | Existing | 11 kV | PE MV TERMINAL | RYB | BSBR/PCE/J00163 | P/E PUSAT REKREASI BNO | D00464 KG TELUK RHU
379398606 | TNB | DISTRIBUTION | SUNGAI BESAR | Existing | 11 kV | PE MV TERMINAL | RYB | BSBR/PCE/J00163 | P/E PUSAT REKREASI BNO | D00455 PE SIMPANG BNO
379398609 | TNB | DISTRIBUTION | SUNGAI BESAR | Existing | 11 kV | PE MV TERMINAL | RYB | BSBR/PCE/J00163 | P/E PUSAT REKREASI BNO | TX1-1000KVA
379398686 | TNB | DISTRIBUTION | SUNGAI BESAR | Existing | 11 kV | PE MV TERMINAL | RYB | BSBR/PCE/J00017 | SIMPANG BNO | D00457 SEK MUNSHI ABDULLAH
379398689 | TNB | DISTRIBUTION | SUNGAI BESAR | Existing | 11 kV | PE MV TERMINAL | RYB | BSBR/PCE/J00017 | SIMPANG BNO | TX1-300KVA
379398706 | TNB | DISTRIBUTION | SUNGAI BESAR | Existing | 11 kV | PE MV TERMINAL | RYB | BSBR/PCE/J00017 | SIMPANG BNO | D00450 RUMAH MURAH BNO
379398709 | TNB | DISTRIBUTION | SUNGAI BESAR | Existing | 11 kV | PE MV TERMINAL | RYB | BSBR/PCE/J00017 | SIMPANG BNO | D00461 P/E PUSAT REKREASI BNO
379398807 | TNB | DISTRIBUTION | SUNGAI BESAR | Existing | 11 kV | PE MV TERMINAL | RYB | BSBR/PCE/J00135 | RUMAH MURAH BNO | D00456 SIMPANG BNO
379398808 | TNB | DISTRIBUTION | SUNGAI BESAR | Existing | 11 kV | PE MV TERMINAL | RYB | BSBR/PCE/J00135 | RUMAH MURAH BNO | D00443 KG TBK JAWA
379398811 | TNB | DISTRIBUTION | SUNGAI BESAR | Existing | 11 kV | PE MV TERMINAL | RYB | BSBR/PCE/J00135 | RUMAH MURAH BNO | TX1-500KVA
379398903 | TNB | DISTRIBUTION | SUNGAI BESAR | Existing | 11 kV | PE MV TERMINAL | RYB | BSBR/PCE/J00138 | SEK MUNSHI ABDULLAH | D00454 SIMPANG BNO
379398904 | TNB | DISTRIBUTION | SUNGAI BESAR | Existing | 11 kV | PE MV TERMINAL | RYB | BSBR/PCE/J00138 | SEK MUNSHI ABDULLAH | D00321 P/E SG AIR TAWAR
379398907 | TNB | DISTRIBUTION | SUNGAI BESAR | Existing | 11 kV | PE MV TERMINAL | RYB | BSBR/PCE/J00138 | SEK MUNSHI ABDULLAH | TX1-1000KVA
379399004 | TNB | DISTRIBUTION | SUNGAI BESAR | Existing | 11 kV | PE MV TERMINAL | RYB | BSBR/PCE/J00212 | P/E ASIA AQUACULTURE, TELOK RHU | N/A
379399005 | TNB | DISTRIBUTION | SUNGAI BESAR | Existing | 11 kV | PE MV TERMINAL | RYB | BSBR/PCE/J00212 | P/E ASIA AQUACULTURE, TELOK RHU | D00631 BGN BETING KEPAH
379399008 | TNB | DISTRIBUTION | SUNGAI BESAR | Existing | 11 kV | PE MV TERMINAL | RYB | BSBR/PCE/J00212 | P/E ASIA AQUACULTURE, TELOK RHU | TX1-750KVA
379399105 | TNB | DISTRIBUTION | SUNGAI BESAR | Existing | 11 kV | PE MV TERMINAL | RYB | BSBR/PCE/J00149 | P/E BAGAN PARIT BARU | SPUR
379399106 | TNB | DISTRIBUTION | SUNGAI BESAR | Existing | 11 kV | PE MV TERMINAL | RYB | BSBR/PCE/J00149 | P/E BAGAN PARIT BARU | D00341 PAT KG PT BARU BAROH
379399109 | TNB | DISTRIBUTION | SUNGAI BESAR | Existing | 11 kV | PE MV TERMINAL | RYB | BSBR/PCE/J00149 | P/E BAGAN PARIT BARU | TX1-500KVA
379499444 | TNB | DISTRIBUTION | SUNGAI BESAR | Existing | 11 kV | PE MV TERMINAL | RYB | BSBR/PCE/J00203 | STN SUIS TORKINTON | D00492 PUMP HOUSE TORKINTON
379499455 | TNB | DISTRIBUTION | SUNGAI BESAR | Existing | 11 kV | PE MV TERMINAL | RYB | BSBR/PCE/J00203 | STN SUIS TORKINTON | SBNM:1
379499479 | TNB | DISTRIBUTION | SUNGAI BESAR | Existing | 11 kV | PE MV TERMINAL | RYB | BSBR/PCE/J00082 | PUMP HOUSE TORKINTON | D00495 LDG TORKINTON
379499480 | TNB | DISTRIBUTION | SUNGAI BESAR | Existing | 11 kV | PE MV TERMINAL | RYB | BSBR/PCE/J00082 | PUMP HOUSE TORKINTON | D00491 STN SUIS TORKINTON
379499483 | TNB | DISTRIBUTION | SUNGAI BESAR | Existing | 11 kV | PE MV TERMINAL | RYB | BSBR/PCE/J00082 | PUMP HOUSE TORKINTON | TX1-1000KVA
379499582 | TNB | DISTRIBUTION | SUNGAI BESAR | Existing | 11 kV | PE MV TERMINAL | RYB | BSBR/PCE/J00083 | LDG TORKINTON | D00645 P/E KUARTERS TORKINTON
379499583 | TNB | DISTRIBUTION | SUNGAI BESAR | Existing | 11 kV | PE MV TERMINAL | RYB | BSBR/PCE/J00083 | LDG TORKINTON | D00493 PUMP HOUSE TORKINTON
379499586 | TNB | DISTRIBUTION | SUNGAI BESAR | Existing | 11 kV | PE MV TERMINAL | RYB | BSBR/PCE/J00083 | LDG TORKINTON | TX1-500KVA
379499970 | TNB | DISTRIBUTION | SUNGAI BESAR | Existing | 11 kV | PE MV TERMINAL | RYB | BSBR/PCE/J00169 | P/E KUARTERS TORKINTON | D00489 HOSPITAL S/BERNAM
379499971 | TNB | DISTRIBUTION | SUNGAI BESAR | Existing | 11 kV | PE MV TERMINAL | RYB | BSBR/PCE/J00169 | P/E KUARTERS TORKINTON | D00497 LDG TORKINTON
379499974 | TNB | DISTRIBUTION | SUNGAI BESAR | Existing | 11 kV | PE MV TERMINAL | RYB | BSBR/PCE/J00169 | P/E KUARTERS TORKINTON | TX1-500KVA
379500095 | TNB | DISTRIBUTION | SUNGAI BESAR | Existing | 11 kV | PE MV TERMINAL | RYB | BSBR/PCE/J00081 | HOSPITAL S/BERNAM | D00596 TMN FERI
379500103 | TNB | DISTRIBUTION | SUNGAI BESAR | Existing | 11 kV | PE MV TERMINAL | RYB | BSBR/PCE/J00081 | HOSPITAL S/BERNAM | TX1-500KVA
379500104 | TNB | DISTRIBUTION | SUNGAI BESAR | Existing | 11 kV | PE MV TERMINAL | RYB | BSBR/PCE/J00081 | HOSPITAL S/BERNAM | TX2-500KVA
379500463 | TNB | DISTRIBUTION | SUNGAI BESAR | Existing | 11 kV | PE MV TERMINAL | RYB | BSBR/PCE/J00085 | JOHAN LAND | D00501 SW/STN JOHAN LAND
379500489 | TNB | DISTRIBUTION | SUNGAI BESAR | Existing | 11 kV | PE MV TERMINAL | RYB | BSBR/PCE/J00085 | JOHAN LAND | D00506 PEKAN S/BERNAM
379500491 | TNB | DISTRIBUTION | SUNGAI BESAR | Existing | 11 kV | PE MV TERMINAL | RYB | BSBR/PCE/J00085 | JOHAN LAND | PPU SBNM: 2
379500497 | TNB | DISTRIBUTION | SUNGAI BESAR | Existing | 11 kV | PE MV TERMINAL | RYB | BSBR/PCE/J00085 | JOHAN LAND | TX2-1000KVA
379500498 | TNB | DISTRIBUTION | SUNGAI BESAR | Existing | 11 kV | PE MV TERMINAL | RYB | BSBR/PCE/J00085 | JOHAN LAND | TX1-1000KVA
379500656 | TNB | DISTRIBUTION | SUNGAI BESAR | Existing | 11 kV | PE MV TERMINAL | RYB | BSBR/PCE/J00167 | SW/STN JOHAN LAND | TMN FERI: D00597
379500657 | TNB | DISTRIBUTION | SUNGAI BESAR | Existing | 11 kV | PE MV TERMINAL | RYB | BSBR/PCE/J00167 | SW/STN JOHAN LAND | D00498 JOHAN LAND
379500660 | TNB | DISTRIBUTION | SUNGAI BESAR | Existing | 11 kV | PE MV TERMINAL | RYB | BSBR/PCE/J00167 | SW/STN JOHAN LAND | TX1-300KVA
379500793 | TNB | DISTRIBUTION | SUNGAI BESAR | Existing | 11 kV | PE MV TERMINAL | RYB | BSBR/PCE/J00086 | PEKAN S/BERNAM | D00500 JOHAN LAND
379500796 | TNB | DISTRIBUTION | SUNGAI BESAR | Existing | 11 kV | PE MV TERMINAL | RYB | BSBR/PCE/J00086 | PEKAN S/BERNAM | TX1-1000KVA
379500813 | TNB | DISTRIBUTION | SUNGAI BESAR | Existing | 11 kV | PE MV TERMINAL | RYB | BSBR/PCE/J00086 | PEKAN S/BERNAM | D00686 P/PADAT MEDAN SELERA MDSB
379500816 | TNB | DISTRIBUTION | SUNGAI BESAR | Existing | 11 kV | PE MV TERMINAL | RYB | BSBR/PCE/J00086 | PEKAN S/BERNAM | D00525 PUSAT PERANGINAN S/BERNAM
379500913 | TNB | DISTRIBUTION | SUNGAI BESAR | Existing | 11 kV | PE MV TERMINAL | RYB | BSBR/PCE/J00134 | PUSAT PERANGINAN S/BERNAM | D00527 P/E KOLEJ KOMUNITI
379500914 | TNB | DISTRIBUTION | SUNGAI BESAR | Existing | 11 kV | PE MV TERMINAL | RYB | BSBR/PCE/J00134 | PUSAT PERANGINAN S/BERNAM | D00504 PEKAN S/BERNAM
379500917 | TNB | DISTRIBUTION | SUNGAI BESAR | Existing | 11 kV | PE MV TERMINAL | RYB | BSBR/PCE/J00134 | PUSAT PERANGINAN S/BERNAM | TX1-500KVA
379500997 | TNB | DISTRIBUTION | SUNGAI BESAR | Existing | 11 kV | PE MV TERMINAL | RYB | BSBR/PCE/J00204 | P/E KOLEJ KOMUNITI | TX2-1000KVA
379501004 | TNB | DISTRIBUTION | SUNGAI BESAR | Existing | 11 kV | PE MV TERMINAL | RYB | BSBR/PCE/J00204 | P/E KOLEJ KOMUNITI | D00524 PUSAT PERANGINAN S/BERNAM
379501012 | TNB | DISTRIBUTION | SUNGAI BESAR | Existing | 11 kV | PE MV TERMINAL | RYB | BSBR/PCE/J00204 | P/E KOLEJ KOMUNITI | D00705 P/E SEK UNGKU AZIZ
379501022 | TNB | DISTRIBUTION | SUNGAI BESAR | Existing | 11 kV | PE MV TERMINAL | RYB | BSBR/PCE/J00204 | P/E KOLEJ KOMUNITI | TX1-1000KVA
379501184 | TNB | DISTRIBUTION | SUNGAI BESAR | Existing | 11 kV | PE MV TERMINAL | RYB | BSBR/PCE/J00221 | P/E SEK UNGKU AZIZ | D00531 VIP
379501185 | TNB | DISTRIBUTION | SUNGAI BESAR | Existing | 11 kV | PE MV TERMINAL | RYB | BSBR/PCE/J00221 | P/E SEK UNGKU AZIZ | D00528 P/E KOLEJ KOMUNITI
379501188 | TNB | DISTRIBUTION | SUNGAI BESAR | Existing | 11 kV | PE MV TERMINAL | RYB | BSBR/PCE/J00221 | P/E SEK UNGKU AZIZ | TX1-1000KVA
379501294 | TNB | DISTRIBUTION | SUNGAI BESAR | Existing | 11 kV | PE MV TERMINAL | RYB | BSBR/PCE/J00090 | VIP | D00703 P/E SEK UNGKU AZIZ
379501295 | TNB | DISTRIBUTION | SUNGAI BESAR | Existing | 11 kV | PE MV TERMINAL | RYB | BSBR/PCE/J00090 | VIP | D00535 PUSAT REKREASI S/BERNAM
379501298 | TNB | DISTRIBUTION | SUNGAI BESAR | Existing | 11 kV | PE MV TERMINAL | RYB | BSBR/PCE/J00090 | VIP | TX1-1000KVA
379501390 | TNB | DISTRIBUTION | SUNGAI BESAR | Existing | 11 kV | PE MV TERMINAL | RYB | BSBR/PCE/J00126 | PUSAT REKREASI S/BERNAM | D00730 P/E PUSAT PERLINDUNGAN WANITA
379501391 | TNB | DISTRIBUTION | SUNGAI BESAR | Existing | 11 kV | PE MV TERMINAL | RYB | BSBR/PCE/J00126 | PUSAT REKREASI S/BERNAM | D00532 VIP
379501394 | TNB | DISTRIBUTION | SUNGAI BESAR | Existing | 11 kV | PE MV TERMINAL | RYB | BSBR/PCE/J00126 | PUSAT REKREASI S/BERNAM | TX1-1000KVA
379501486 | TNB | DISTRIBUTION | SUNGAI BESAR | Existing | 11 kV | PE MV TERMINAL | RYB | BSBR/PCE/J00227 | P/E PUSAT PERLINDUNGAN WANITA | D00537 P/E TAMAN INTAN JAYA
379501487 | TNB | DISTRIBUTION | SUNGAI BESAR | Existing | 11 kV | PE MV TERMINAL | RYB | BSBR/PCE/J00227 | P/E PUSAT PERLINDUNGAN WANITA | D00534 PUSAT REKREASI S/BERNAM
379501490 | TNB | DISTRIBUTION | SUNGAI BESAR | Existing | 11 kV | PE MV TERMINAL | RYB | BSBR/PCE/J00227 | P/E PUSAT PERLINDUNGAN WANITA | TX1-300KVA
379501585 | TNB | DISTRIBUTION | SUNGAI BESAR | Existing | 11 kV | PE MV TERMINAL | RYB | BSBR/PCE/J00206 | P/E TAMAN INTAN JAYA | D00732 P/E PUSAT PERLINDUNGAN WANITA
379501586 | TNB | DISTRIBUTION | SUNGAI BESAR | Existing | 11 kV | PE MV TERMINAL | RYB | BSBR/PCE/J00206 | P/E TAMAN INTAN JAYA | D273 PE LOT 84 JLN. RAJA CHULAN
379501589 | TNB | DISTRIBUTION | SUNGAI BESAR | Existing | 11 kV | PE MV TERMINAL | RYB | BSBR/PCE/J00206 | P/E TAMAN INTAN JAYA | TX1-500KVA
379501704 | TNB | DISTRIBUTION | SUNGAI BESAR | Existing | 11 kV | PE MV TERMINAL | RYB | BSBR/PCE/J00216 | P/PADAT MEDAN SELERA MDSB | D00503 PEKAN S/BERNAM
379501705 | TNB | DISTRIBUTION | SUNGAI BESAR | Existing | 11 kV | PE MV TERMINAL | RYB | BSBR/PCE/J00216 | P/PADAT MEDAN SELERA MDSB | D06808 P/E PUSAT NIAGA BATU 40
379501708 | TNB | DISTRIBUTION | SUNGAI BESAR | Existing | 11 kV | PE MV TERMINAL | RYB | BSBR/PCE/J00216 | P/PADAT MEDAN SELERA MDSB | TX1-500KVA
379501798 | TNB | DISTRIBUTION | SUNGAI BESAR | Existing | 11 kV | PE MV TERMINAL | RYB | BSBR/PCE/J00247 | P/E PUSAT NIAGA BT 40 | D00688 P/PADAT MEDAN SELERA MDSB
379501799 | TNB | DISTRIBUTION | SUNGAI BESAR | Existing | 11 kV | PE MV TERMINAL | RYB | BSBR/PCE/J00247 | P/E PUSAT NIAGA BT 40 | D00667 TAMAN RAYA NO 2
379501802 | TNB | DISTRIBUTION | SUNGAI BESAR | Existing | 11 kV | PE MV TERMINAL | RYB | BSBR/PCE/J00247 | P/E PUSAT NIAGA BT 40 | TX1-500KVA
379501914 | TNB | DISTRIBUTION | SUNGAI BESAR | Existing | 11 kV | PE MV TERMINAL | RYB | BSBR/PCE/J00215 | P/E TAMAN PERTAMA FASA 4 | PPU SBNM: 3
379501915 | TNB | DISTRIBUTION | SUNGAI BESAR | Existing | 11 kV | PE MV TERMINAL | RYB | BSBR/PCE/J00215 | P/E TAMAN PERTAMA FASA 4 | D00364 P/E TMN SERENDAH NO 1
379501918 | TNB | DISTRIBUTION | SUNGAI BESAR | Existing | 11 kV | PE MV TERMINAL | RYB | BSBR/PCE/J00215 | P/E TAMAN PERTAMA FASA 4 | TX1-1000KVA
379502014 | TNB | DISTRIBUTION | SUNGAI BESAR | Existing | 11 kV | PE MV TERMINAL | RYB | BSBR/PCE/J00209 | P/E TMN SERENDAH NO 1 | D00366 TMN SERENDAH NO 2
379502015 | TNB | DISTRIBUTION | SUNGAI BESAR | Existing | 11 kV | PE MV TERMINAL | RYB | BSBR/PCE/J00209 | P/E TMN SERENDAH NO 1 | D00685 P/E TAMAN PERTAMA FASA 4
379502018 | TNB | DISTRIBUTION | SUNGAI BESAR | Existing | 11 kV | PE MV TERMINAL | RYB | BSBR/PCE/J00209 | P/E TMN SERENDAH NO 1 | TX1-500KVA
379502110 | TNB | DISTRIBUTION | SUNGAI BESAR | Existing | 11 kV | PE MV TERMINAL | RYB | BSBR/PCE/J00110 | TMN SERENDAH NO 2 | D00369 TMN PERTAMA LOT 771
379502111 | TNB | DISTRIBUTION | SUNGAI BESAR | Existing | 11 kV | PE MV TERMINAL | RYB | BSBR/PCE/J00110 | TMN SERENDAH NO 2 | D00365 P/E TMN SERENDAH NO 1
379502114 | TNB | DISTRIBUTION | SUNGAI BESAR | Existing | 11 kV | PE MV TERMINAL | RYB | BSBR/PCE/J00110 | TMN SERENDAH NO 2 | TX1-500KVA
379502205 | TNB | DISTRIBUTION | SUNGAI BESAR | Existing | 11 kV | PE MV TERMINAL | RYB | BSBR/PCE/J00109 | TMN PERTAMA LOT 771 | D00374 PKNS LOW COST TMN MUHIBAH
379502206 | TNB | DISTRIBUTION | SUNGAI BESAR | Existing | 11 kV | PE MV TERMINAL | RYB | BSBR/PCE/J00109 | TMN PERTAMA LOT 771 | D00367 TMN SERENDAH NO 2
379502209 | TNB | DISTRIBUTION | SUNGAI BESAR | Existing | 11 kV | PE MV TERMINAL | RYB | BSBR/PCE/J00109 | TMN PERTAMA LOT 771 | TX1-500KVA
379502300 | TNB | DISTRIBUTION | SUNGAI BESAR | Existing | 11 kV | PE MV TERMINAL | RYB | BSBR/PCE/J00108 | PKNS LOW COST TMN MUHIBAH | D00370 TMN PERTAMA LOT 771
379502301 | TNB | DISTRIBUTION | SUNGAI BESAR | Existing | 11 kV | PE MV TERMINAL | RYB | BSBR/PCE/J00108 | PKNS LOW COST TMN MUHIBAH | D06802 P/E TAMAN ORKID
379502304 | TNB | DISTRIBUTION | SUNGAI BESAR | Existing | 11 kV | PE MV TERMINAL | RYB | BSBR/PCE/J00108 | PKNS LOW COST TMN MUHIBAH | TX1-300KVA
379502395 | TNB | DISTRIBUTION | SUNGAI BESAR | Existing | 11 kV | PE MV TERMINAL | RYB | BSBR/PCE/J00246 | P/E TAMAN ORKID | D00367 TBK PULAI BT 1
379502396 | TNB | DISTRIBUTION | SUNGAI BESAR | Existing | 11 kV | PE MV TERMINAL | RYB | BSBR/PCE/J00246 | P/E TAMAN ORKID | D00372 PKNS LOW COST TMN MUHIBAH
379502399 | TNB | DISTRIBUTION | SUNGAI BESAR | Existing | 11 kV | PE MV TERMINAL | RYB | BSBR/PCE/J00246 | P/E TAMAN ORKID | TX1-300KVA
379502499 | TNB | DISTRIBUTION | SUNGAI BESAR | Existing | 11 kV | PE MV TERMINAL | RYB | BSBR/PCE/J00111 | TBK PULAI BT 1 | D00382 SPG TBK PULAI
379502500 | TNB | DISTRIBUTION | SUNGAI BESAR | Existing | 11 kV | PE MV TERMINAL | RYB | BSBR/PCE/J00111 | TBK PULAI BT 1 | D06804 P/E TAMAN ORKID
379502503 | TNB | DISTRIBUTION | SUNGAI BESAR | Existing | 11 kV | PE MV TERMINAL | RYB | BSBR/PCE/J00111 | TBK PULAI BT 1 | TX1-300KVA
379502770 | TNB | DISTRIBUTION | SUNGAI BESAR | Existing | 11 kV | PE MV TERMINAL | RYB | BSBR/PCE/J00114 | P/E SIMPANG SEKENDI | D00383 SPG TBK PULAI
379502785 | TNB | DISTRIBUTION | SUNGAI BESAR | Existing | 11 kV | PE MV TERMINAL | RYB | BSBR/PCE/J00114 | P/E SIMPANG SEKENDI | TX2-1000KVA
379502786 | TNB | DISTRIBUTION | SUNGAI BESAR | Existing | 11 kV | PE MV TERMINAL | RYB | BSBR/PCE/J00114 | P/E SIMPANG SEKENDI | D00521 BT 38 SEKENDI TBK HJ ISMAIL
379502796 | TNB | DISTRIBUTION | SUNGAI BESAR | Existing | 11 kV | PE MV TERMINAL | RYB | BSBR/PCE/J00114 | P/E SIMPANG SEKENDI | BUS TIE
379502799 | TNB | DISTRIBUTION | SUNGAI BESAR | Existing | 11 kV | PE MV TERMINAL | RYB | BSBR/PCE/J00114 | P/E SIMPANG SEKENDI | TX1-500KVA
379502808 | TNB | DISTRIBUTION | SUNGAI BESAR | Existing | 11 kV | PE MV TERMINAL | RYB | BSBR/PCE/J00114 | P/E SIMPANG SEKENDI | BUS TIE
379502982 | TNB | DISTRIBUTION | SUNGAI BESAR | Existing | 11 kV | PE MV TERMINAL | RYB | BSBR/PCE/J00088 | BT 38 SEKENDI TBK HJ ISMAIL | D00385 SPG SEKENDI
379502983 | TNB | DISTRIBUTION | SUNGAI BESAR | Existing | 11 kV | PE MV TERMINAL | RYB | BSBR/PCE/J00088 | BT 38 SEKENDI TBK HJ ISMAIL | D00516 S.M AGAMA TINGGI BT 38
379502986 | TNB | DISTRIBUTION | SUNGAI BESAR | Existing | 11 kV | PE MV TERMINAL | RYB | BSBR/PCE/J00088 | BT 38 SEKENDI TBK HJ ISMAIL | TX1-300KVA
379503063 | TNB | DISTRIBUTION | SUNGAI BESAR | Existing | 11 kV | PE MV TERMINAL | RYB | BSBR/PCE/J00089 | S.M AGAMA TINGGI BT 38 | D00522 BT 38 SEKENDI TBK HJ ISMAIL
379503066 | TNB | DISTRIBUTION | SUNGAI BESAR | Existing | 11 kV | PE MV TERMINAL | RYB | BSBR/PCE/J00089 | S.M AGAMA TINGGI BT 38 | TX1-750KVA
379503083 | TNB | DISTRIBUTION | SUNGAI BESAR | Existing | 11 kV | PE MV TERMINAL | RYB | BSBR/PCE/J00089 | S.M AGAMA TINGGI BT 38 | D00519 KG TBK TARMAN BATU 38
379503086 | TNB | DISTRIBUTION | SUNGAI BESAR | Existing | 11 kV | PE MV TERMINAL | RYB | BSBR/PCE/J00089 | S.M AGAMA TINGGI BT 38 | D00507 TMN PERPADUAN
379503185 | TNB | DISTRIBUTION | SUNGAI BESAR | Existing | 11 kV | PE MV TERMINAL | RYB | BSBR/PCE/J00175 | TMN PERPADUAN | D00515 S.M AGAMA TINGGI BT 38
379503186 | TNB | DISTRIBUTION | SUNGAI BESAR | Existing | 11 kV | PE MV TERMINAL | RYB | BSBR/PCE/J00175 | TMN PERPADUAN | D00666 TAMAN RAYA NO 2
379503189 | TNB | DISTRIBUTION | SUNGAI BESAR | Existing | 11 kV | PE MV TERMINAL | RYB | BSBR/PCE/J00175 | TMN PERPADUAN | TX1-500KVA
379503274 | TNB | DISTRIBUTION | SUNGAI BESAR | Existing | 11 kV | PE MV TERMINAL | RYB | BSBR/PCE/J00114 | P/E SIMPANG SEKENDI | D00216 KG SG BURUNG
379503276 | TNB | DISTRIBUTION | SUNGAI BESAR | Existing | 11 kV | PE MV TERMINAL | RYB | BSBR/PCE/J00114 | P/E SIMPANG SEKENDI | D00428 KG TEBUK TENGAH
379503303 | TNB | DISTRIBUTION | SUNGAI BESAR | Existing | 11 kV | PE MV TERMINAL | RYB | BSBR/PCE/J00033 | TAMAN RAYA NO 2 | D06806 P/E PUSAT NIAGA BATU 40
379503304 | TNB | DISTRIBUTION | SUNGAI BESAR | Existing | 11 kV | PE MV TERMINAL | RYB | BSBR/PCE/J00033 | TAMAN RAYA NO 2 | D00508 TMN PERPADUAN
379503307 | TNB | DISTRIBUTION | SUNGAI BESAR | Existing | 11 kV | PE MV TERMINAL | RYB | BSBR/PCE/J00033 | TAMAN RAYA NO 2 | TX1-300KVA
379503399 | TNB | DISTRIBUTION | SUNGAI BESAR | Existing | 11 kV | PE MV TERMINAL | RYB | BSBR/PCE/J00084 | KG TBK TARMAN BATU 38 | N/A
379503400 | TNB | DISTRIBUTION | SUNGAI BESAR | Existing | 11 kV | PE MV TERMINAL | RYB | BSBR/PCE/J00084 | KG TBK TARMAN BATU 38 | D00514 S.M AGAMA TINGGI BT 38
379503403 | TNB | DISTRIBUTION | SUNGAI BESAR | Existing | 11 kV | PE MV TERMINAL | RYB | BSBR/PCE/J00084 | KG TBK TARMAN BATU 38 | TX1-300KVA
379503494 | TNB | DISTRIBUTION | SUNGAI BESAR | Existing | 11 kV | PE MV TERMINAL | RYB | BSBR/PCE/J00228 | P/E TMN BERLIAN | PPU SBNM: 4
379503495 | TNB | DISTRIBUTION | SUNGAI BESAR | Existing | 11 kV | PE MV TERMINAL | RYB | BSBR/PCE/J00228 | P/E TMN BERLIAN | D00582 SEE HAU INDUSTRIES
379503498 | TNB | DISTRIBUTION | SUNGAI BESAR | Existing | 11 kV | PE MV TERMINAL | RYB | BSBR/PCE/J00228 | P/E TMN BERLIAN | TX1-500KVA
379503594 | TNB | DISTRIBUTION | SUNGAI BESAR | Existing | 11 kV | PE MV TERMINAL | RYB | BSBR/PCE/J00097 | SEE HAU INDUSTRIES | D00726 P/E TMN BERLIAN
379503595 | TNB | DISTRIBUTION | SUNGAI BESAR | Existing | 11 kV | PE MV TERMINAL | RYB | BSBR/PCE/J00097 | SEE HAU INDUSTRIES | D00585 P/E TAMAN WAWASAN
379503598 | TNB | DISTRIBUTION | SUNGAI BESAR | Existing | 11 kV | PE MV TERMINAL | RYB | BSBR/PCE/J00097 | SEE HAU INDUSTRIES | TX1-1000KVA
379503690 | TNB | DISTRIBUTION | SUNGAI BESAR | Existing | 11 kV | PE MV TERMINAL | RYB | BSBR/PCE/J00202 | P/E TAMAN WAWASAN | D00583 SEE HAU INDUSTRIES
379503691 | TNB | DISTRIBUTION | SUNGAI BESAR | Existing | 11 kV | PE MV TERMINAL | RYB | BSBR/PCE/J00202 | P/E TAMAN WAWASAN | D00588 SEK ABD RAHMAN PUTRA
379503694 | TNB | DISTRIBUTION | SUNGAI BESAR | Existing | 11 kV | PE MV TERMINAL | RYB | BSBR/PCE/J00202 | P/E TAMAN WAWASAN | TX1-500KVA
379546726 | TNB | DISTRIBUTION | SUNGAI BESAR | Existing | 11 kV | PE MV TERMINAL | RYB | BSBR/PCE/J00099 | SEK ABD RAHMAN PUTRA | D00593 PE TAMAN KENANGAN
379546727 | TNB | DISTRIBUTION | SUNGAI BESAR | Existing | 11 kV | PE MV TERMINAL | RYB | BSBR/PCE/J00099 | SEK ABD RAHMAN PUTRA | D00586 P/E TAMAN WAWASAN
379546730 | TNB | DISTRIBUTION | SUNGAI BESAR | Existing | 11 kV | PE MV TERMINAL | RYB | BSBR/PCE/J00099 | SEK ABD RAHMAN PUTRA | TX1-1000KVA
379546822 | TNB | DISTRIBUTION | SUNGAI BESAR | Existing | 11 kV | PE MV TERMINAL | RYB | BSBR/PCE/J00098 | TMN KENANGAN | D00590 SEK ABD RAHMAN PUTRA
379546823 | TNB | DISTRIBUTION | SUNGAI BESAR | Existing | 11 kV | PE MV TERMINAL | RYB | BSBR/PCE/J00098 | TMN KENANGAN | D00597 PE TAMAN FERI
379546826 | TNB | DISTRIBUTION | SUNGAI BESAR | Existing | 11 kV | PE MV TERMINAL | RYB | BSBR/PCE/J00098 | TMN KENANGAN | TX1-300KVA
379546903 | TNB | DISTRIBUTION | SUNGAI BESAR | Existing | 11 kV | PE MV TERMINAL | RYB | BSBR/PCE/J00100 | TMN FERI | TMN KENANGAN: D00591
379546906 | TNB | DISTRIBUTION | SUNGAI BESAR | Existing | 11 kV | PE MV TERMINAL | RYB | BSBR/PCE/J00100 | TMN FERI | TX1-750KVA
379546923 | TNB | DISTRIBUTION | SUNGAI BESAR | Existing | 11 kV | PE MV TERMINAL | RYB | BSBR/PCE/J00100 | TMN FERI | D00486 HOSPITAL S/BERNAM
379546926 | TNB | DISTRIBUTION | SUNGAI BESAR | Existing | 11 kV | PE MV TERMINAL | RYB | BSBR/PCE/J00100 | TMN FERI | D00500 SW/STN JOHAN LAND
379547020 | TNB | DISTRIBUTION | SUNGAI BESAR | Existing | 11 kV | PE MV TERMINAL | RYB | BSBR/PCE/J00081 | HOSPITAL S/BERNAM | D00643 P/E KUARTERS TORKINTON
379547057 | TNB | DISTRIBUTION | SUNGAI BESAR | Existing | 11 kV | PE MV TERMINAL | RYB | BSBR/PCE/J00244 | P/E RUMAH KEDAI SB PERDANA | D06791 PE TMN PLATINIUM
379547058 | TNB | DISTRIBUTION | SUNGAI BESAR | Existing | 11 kV | PE MV TERMINAL | RYB | BSBR/PCE/J00244 | P/E RUMAH KEDAI SB PERDANA | PPU SBNM: 5
379547061 | TNB | DISTRIBUTION | SUNGAI BESAR | Existing | 11 kV | PE MV TERMINAL | RYB | BSBR/PCE/J00244 | P/E RUMAH KEDAI SB PERDANA | TX1-1000KVA
379547167 | TNB | DISTRIBUTION | SUNGAI BESAR | Existing | 11 kV | PE MV TERMINAL | RYB | BSBR/PCE/J00241 | P/E TAMAN PLATINUM | D00669 TAMAN PERTAMA NO 2
379547168 | TNB | DISTRIBUTION | SUNGAI BESAR | Existing | 11 kV | PE MV TERMINAL | RYB | BSBR/PCE/J00241 | P/E TAMAN PLATINUM | S05875 P/E KEDAI PEJABAT SB PERDANA
379547171 | TNB | DISTRIBUTION | SUNGAI BESAR | Existing | 11 kV | PE MV TERMINAL | RYB | BSBR/PCE/J00241 | P/E TAMAN PLATINUM | TX1-300KVA
379547276 | TNB | DISTRIBUTION | SUNGAI BESAR | Existing | 11 kV | PE MV TERMINAL | RYB | BSBR/PCE/J00014 | TAMAN PERTAMA NO 2 | D00423 IKS JALAN AIR MANIS
379547277 | TNB | DISTRIBUTION | SUNGAI BESAR | Existing | 11 kV | PE MV TERMINAL | RYB | BSBR/PCE/J00014 | TAMAN PERTAMA NO 2 | D06793 PE TMN PLATINIUM
379547280 | TNB | DISTRIBUTION | SUNGAI BESAR | Existing | 11 kV | PE MV TERMINAL | RYB | BSBR/PCE/J00014 | TAMAN PERTAMA NO 2 | TX1-300KVA
379547376 | TNB | DISTRIBUTION | SUNGAI BESAR | Existing | 11 kV | PE MV TERMINAL | RYB | BSBR/PCE/J00127 | IKS JALAN AIR MANIS | D00657 P/E RT AIR MANIS NO 1
379547377 | TNB | DISTRIBUTION | SUNGAI BESAR | Existing | 11 kV | PE MV TERMINAL | RYB | BSBR/PCE/J00127 | IKS JALAN AIR MANIS | D00671 TAMAN PERTAMA NO 2
379547380 | TNB | DISTRIBUTION | SUNGAI BESAR | Existing | 11 kV | PE MV TERMINAL | RYB | BSBR/PCE/J00127 | IKS JALAN AIR MANIS | TX1-1000KVA
379547472 | TNB | DISTRIBUTION | SUNGAI BESAR | Existing | 11 kV | PE MV TERMINAL | RYB | BSBR/PCE/J00171 | P/E RT AIR MANIS NO 1 | D00660 P/E RT AIR MANIS NO 2
379547473 | TNB | DISTRIBUTION | SUNGAI BESAR | Existing | 11 kV | PE MV TERMINAL | RYB | BSBR/PCE/J00171 | P/E RT AIR MANIS NO 1 | D00422 IKS JALAN AIR MANIS
379547476 | TNB | DISTRIBUTION | SUNGAI BESAR | Existing | 11 kV | PE MV TERMINAL | RYB | BSBR/PCE/J00171 | P/E RT AIR MANIS NO 1 | TX1-1000KVA
379547575 | TNB | DISTRIBUTION | SUNGAI BESAR | Existing | 11 kV | PE MV TERMINAL | RYB | BSBR/PCE/J00164 | P/E RT AIR MANIS NO 2 | D00426 SCENICA (PURE MANUFACTURING)
379547576 | TNB | DISTRIBUTION | SUNGAI BESAR | Existing | 11 kV | PE MV TERMINAL | RYB | BSBR/PCE/J00164 | P/E RT AIR MANIS NO 2 | D00659 P/E RT AIR MANIS NO 1
379547579 | TNB | DISTRIBUTION | SUNGAI BESAR | Existing | 11 kV | PE MV TERMINAL | RYB | BSBR/PCE/J00164 | P/E RT AIR MANIS NO 2 | TX1-750KVA
379547679 | TNB | DISTRIBUTION | SUNGAI BESAR | Existing | 11 kV | PE MV TERMINAL | RYB | BSBR/PCE/J00103 | SCENICA (PURE MANUFACTURING) | D00431 KG TBK TENGAH
379547680 | TNB | DISTRIBUTION | SUNGAI BESAR | Existing | 11 kV | PE MV TERMINAL | RYB | BSBR/PCE/J00103 | SCENICA (PURE MANUFACTURING) | D00662 P/E RT AIR MANIS NO 2
379547683 | TNB | DISTRIBUTION | SUNGAI BESAR | Existing | 11 kV | PE MV TERMINAL | RYB | BSBR/PCE/J00103 | SCENICA (PURE MANUFACTURING) | TX1-750KVA
379547760 | TNB | DISTRIBUTION | SUNGAI BESAR | Existing | 11 kV | PE MV TERMINAL | RYB | BSBR/PCE/J00115 | KG TBK TENGAH | D00385 SPG SEKENDI
379547763 | TNB | DISTRIBUTION | SUNGAI BESAR | Existing | 11 kV | PE MV TERMINAL | RYB | BSBR/PCE/J00115 | KG TBK TENGAH | TX1-300KVA
379547780 | TNB | DISTRIBUTION | SUNGAI BESAR | Existing | 11 kV | PE MV TERMINAL | RYB | BSBR/PCE/J00115 | KG TBK TENGAH | D00433 KG BANTING
379547783 | TNB | DISTRIBUTION | SUNGAI BESAR | Existing | 11 kV | PE MV TERMINAL | RYB | BSBR/PCE/J00115 | KG TBK TENGAH | D00425 SCENICA (PURE MANUFACTURING)
379547875 | TNB | DISTRIBUTION | SUNGAI BESAR | Existing | 11 kV | PE MV TERMINAL | RYB | BSBR/PCE/J00137 | KG BANTING | D00430 KG TBK TENGAH
379547878 | TNB | DISTRIBUTION | SUNGAI BESAR | Existing | 11 kV | PE MV TERMINAL | RYB | BSBR/PCE/J00137 | KG BANTING | TX1-300KVA
379547895 | TNB | DISTRIBUTION | SUNGAI BESAR | Existing | 11 kV | PE MV TERMINAL | RYB | BSBR/PCE/J00137 | KG BANTING | D00441 KG TBK JAWA
379547898 | TNB | DISTRIBUTION | SUNGAI BESAR | Existing | 11 kV | PE MV TERMINAL | RYB | BSBR/PCE/J00137 | KG BANTING | D00436 KG BANTING H/P
379547982 | TNB | DISTRIBUTION | SUNGAI BESAR | Existing | 11 kV | PE MV TERMINAL | RYB | BSBR/PCE/J00132 | KG TBK JAWA | D00445 PAT KG TBK JAWA
379547985 | TNB | DISTRIBUTION | SUNGAI BESAR | Existing | 11 kV | PE MV TERMINAL | RYB | BSBR/PCE/J00132 | KG TBK JAWA | TX1-300KVA
379548002 | TNB | DISTRIBUTION | SUNGAI BESAR | Existing | 11 kV | PE MV TERMINAL | RYB | BSBR/PCE/J00132 | KG TBK JAWA | D00434 KG BANTING
379548005 | TNB | DISTRIBUTION | SUNGAI BESAR | Existing | 11 kV | PE MV TERMINAL | RYB | BSBR/PCE/J00132 | KG TBK JAWA | D00451 RUMAH MURAH BNO
379548103 | TNB | DISTRIBUTION | SUNGAI BESAR | Existing | 11 kV | PE MV TERMINAL | RYB | BSBR/PCE/J00131 | PAT KG TBK JAWA | D00448 KG TBK MUFRAD
379548104 | TNB | DISTRIBUTION | SUNGAI BESAR | Existing | 11 kV | PE MV TERMINAL | RYB | BSBR/PCE/J00131 | PAT KG TBK JAWA | D00442 KG TBK JAWA
379548107 | TNB | DISTRIBUTION | SUNGAI BESAR | Existing | 11 kV | PE MV TERMINAL | RYB | BSBR/PCE/J00131 | PAT KG TBK JAWA | TX1-100KVA
379548199 | TNB | DISTRIBUTION | SUNGAI BESAR | Existing | 11 kV | PE MV TERMINAL | RYB | BSBR/PCE/J00133 | KG TBK MUFRAD | SPUR
379548200 | TNB | DISTRIBUTION | SUNGAI BESAR | Existing | 11 kV | PE MV TERMINAL | RYB | BSBR/PCE/J00133 | KG TBK MUFRAD | D00446 PAT KG TBK JAWA
379548203 | TNB | DISTRIBUTION | SUNGAI BESAR | Existing | 11 kV | PE MV TERMINAL | RYB | BSBR/PCE/J00133 | KG TBK MUFRAD | TX1-100KVA
379548299 | TNB | DISTRIBUTION | SUNGAI BESAR | Existing | 11 kV | PE MV TERMINAL | RYB | BSBR/PCE/J00129 | KG BANTING H/P | D00439 KG TBK BERIHUN
379548300 | TNB | DISTRIBUTION | SUNGAI BESAR | Existing | 11 kV | PE MV TERMINAL | RYB | BSBR/PCE/J00129 | KG BANTING H/P | D00432 KG BANTING
379548303 | TNB | DISTRIBUTION | SUNGAI BESAR | Existing | 11 kV | PE MV TERMINAL | RYB | BSBR/PCE/J00129 | KG BANTING H/P | TX1-100KVA
379548402 | TNB | DISTRIBUTION | SUNGAI BESAR | Existing | 11 kV | PE MV TERMINAL | RYB | BSBR/PCE/J00130 | KG TBK BERIHUN | N/A
379548403 | TNB | DISTRIBUTION | SUNGAI BESAR | Existing | 11 kV | PE MV TERMINAL | RYB | BSBR/PCE/J00130 | KG TBK BERIHUN | D00437 KG BANTING H/P
379548406 | TNB | DISTRIBUTION | SUNGAI BESAR | Existing | 11 kV | PE MV TERMINAL | RYB | BSBR/PCE/J00130 | KG TBK BERIHUN | TX1-100KVA
379548514 | TNB | DISTRIBUTION | SUNGAI BESAR | Existing | 11 kV | PE MV TERMINAL | RYB | BSBR/PCE/J00162 | P/E SEK AGAMA BT 40 | PPU SBNM: 6
379548515 | TNB | DISTRIBUTION | SUNGAI BESAR | Existing | 11 kV | PE MV TERMINAL | RYB | BSBR/PCE/J00162 | P/E SEK AGAMA BT 40 | D00290 P/E BT 39 SEKENDI
379548518 | TNB | DISTRIBUTION | SUNGAI BESAR | Existing | 11 kV | PE MV TERMINAL | RYB | BSBR/PCE/J00162 | P/E SEK AGAMA BT 40 | TX1-1000KVA
379548610 | TNB | DISTRIBUTION | SUNGAI BESAR | Existing | 11 kV | PE MV TERMINAL | RYB | BSBR/PCE/J00128 | P/E BT 39 SEKENDI | D00287 P/E SEK AGAMA BT 40
379548611 | TNB | DISTRIBUTION | SUNGAI BESAR | Existing | 11 kV | PE MV TERMINAL | RYB | BSBR/PCE/J00128 | P/E BT 39 SEKENDI | D00292 PE KG TENGAH
379548614 | TNB | DISTRIBUTION | SUNGAI BESAR | Existing | 11 kV | PE MV TERMINAL | RYB | BSBR/PCE/J00128 | P/E BT 39 SEKENDI | TX1-1000KVA
379548706 | TNB | DISTRIBUTION | SUNGAI BESAR | Existing | 11 kV | PE MV TERMINAL | RYB | BSBR/PCE/J00154 | P/E KAMPUNG TENGAH | D00295 P/E KAMPUNG BARU
379548707 | TNB | DISTRIBUTION | SUNGAI BESAR | Existing | 11 kV | PE MV TERMINAL | RYB | BSBR/PCE/J00154 | P/E KAMPUNG TENGAH | D00289 P/E BT 39 SEKENDI
379548710 | TNB | DISTRIBUTION | SUNGAI BESAR | Existing | 11 kV | PE MV TERMINAL | RYB | BSBR/PCE/J00154 | P/E KAMPUNG TENGAH | TX1-300KVA
379548802 | TNB | DISTRIBUTION | SUNGAI BESAR | Existing | 11 kV | PE MV TERMINAL | RYB | BSBR/PCE/J00155 | P/E KAMPUNG BARU | D00293 P/E KAMPUNG TENGAH
379548803 | TNB | DISTRIBUTION | SUNGAI BESAR | Existing | 11 kV | PE MV TERMINAL | RYB | BSBR/PCE/J00155 | P/E KAMPUNG BARU | D00299 PE KG. DUNGUN
379548806 | TNB | DISTRIBUTION | SUNGAI BESAR | Existing | 11 kV | PE MV TERMINAL | RYB | BSBR/PCE/J00155 | P/E KAMPUNG BARU | TX1-100KVA
379548886 | TNB | DISTRIBUTION | SUNGAI BESAR | Existing | 11 kV | PE MV TERMINAL | RYB | BSBR/PCE/J00157 | P/E KAMPUNG DUNGUN | D00302 PE PAT KG TG JAWA
379548889 | TNB | DISTRIBUTION | SUNGAI BESAR | Existing | 11 kV | PE MV TERMINAL | RYB | BSBR/PCE/J00157 | P/E KAMPUNG DUNGUN | TX1-1000KVA
379548906 | TNB | DISTRIBUTION | SUNGAI BESAR | Existing | 11 kV | PE MV TERMINAL | RYB | BSBR/PCE/J00157 | P/E KAMPUNG DUNGUN | D00296 P/E KAMPUNG BARU
379548909 | TNB | DISTRIBUTION | SUNGAI BESAR | Existing | 11 kV | PE MV TERMINAL | RYB | BSBR/PCE/J00157 | P/E KAMPUNG DUNGUN | D00306 PE SUNGAI BERNAM DIVISION 2
379549007 | TNB | DISTRIBUTION | SUNGAI BESAR | Existing | 11 kV | PE MV TERMINAL | RYB | BSBR/PCE/J00156 | PAT KAMPUNG TANJUNG JAWA | SPUR
379549008 | TNB | DISTRIBUTION | SUNGAI BESAR | Existing | 11 kV | PE MV TERMINAL | RYB | BSBR/PCE/J00156 | PAT KAMPUNG TANJUNG JAWA | D00298 P/E KAMPUNG DUNGUN
379549011 | TNB | DISTRIBUTION | SUNGAI BESAR | Existing | 11 kV | PE MV TERMINAL | RYB | BSBR/PCE/J00156 | PAT KAMPUNG TANJUNG JAWA | TX1-100KVA
379549390 | TNB | DISTRIBUTION | SUNGAI BESAR | Existing | 11 kV | PE MV TERMINAL | RYB | BSBR/PCE/J00158 | P/E SG BERNAM DIVISION 2 | D00308 PE SG BERNAM DIVISION 2
379549391 | TNB | DISTRIBUTION | SUNGAI BESAR | Existing | 11 kV | PE MV TERMINAL | RYB | BSBR/PCE/J00158 | P/E SG BERNAM DIVISION 2 | D00300 P/E KAMPUNG DUNGUN
379549394 | TNB | DISTRIBUTION | SUNGAI BESAR | Existing | 11 kV | PE MV TERMINAL | RYB | BSBR/PCE/J00158 | P/E SG BERNAM DIVISION 2 | TX1-500KVA
379549486 | TNB | DISTRIBUTION | SUNGAI BESAR | Existing | 11 kV | PE MV TERMINAL | RYB | BSBR/PCE/J00159 | P/E SG BERNAM QUATERS | D00304 P/E SG BERNAM DIVISION 2
379549487 | TNB | DISTRIBUTION | SUNGAI BESAR | Existing | 11 kV | PE MV TERMINAL | RYB | BSBR/PCE/J00159 | P/E SG BERNAM QUATERS | D00310 P/E SG BERNAM DIVISION 1
379549490 | TNB | DISTRIBUTION | SUNGAI BESAR | Existing | 11 kV | PE MV TERMINAL | RYB | BSBR/PCE/J00159 | P/E SG BERNAM QUATERS | TX1-100KVA
379549582 | TNB | DISTRIBUTION | SUNGAI BESAR | Existing | 11 kV | PE MV TERMINAL | RYB | BSBR/PCE/J00160 | P/E SG BERNAM DIVISION 1 | D00307 P/E SG BERNAM QUATERS
379549583 | TNB | DISTRIBUTION | SUNGAI BESAR | Existing | 11 kV | PE MV TERMINAL | RYB | BSBR/PCE/J00160 | P/E SG BERNAM DIVISION 1 | D00314 PE KG DATO HORMAT
379549586 | TNB | DISTRIBUTION | SUNGAI BESAR | Existing | 11 kV | PE MV TERMINAL | RYB | BSBR/PCE/J00160 | P/E SG BERNAM DIVISION 1 | TX1-500KVA
379549678 | TNB | DISTRIBUTION | SUNGAI BESAR | Existing | 11 kV | PE MV TERMINAL | RYB | BSBR/PCE/J00141 | KG DATO' HORMAT | D06817 P/E PADAT IBUSAWAT TM SG AIR TAWAR:
379549679 | TNB | DISTRIBUTION | SUNGAI BESAR | Existing | 11 kV | PE MV TERMINAL | RYB | BSBR/PCE/J00141 | KG DATO' HORMAT | D00312 P/E SG BERNAM DIVISION 1
379549682 | TNB | DISTRIBUTION | SUNGAI BESAR | Existing | 11 kV | PE MV TERMINAL | RYB | BSBR/PCE/J00141 | KG DATO' HORMAT | TX1-300KVA
379549774 | TNB | DISTRIBUTION | SUNGAI BESAR | Existing | 11 kV | PE MV TERMINAL | RYB | BSBR/PCE/J00302 | P/E PADAT IBU SAWAT TM SG AIR TAWAR | D00318 PEKAN SG AIR TAWAR
379549775 | TNB | DISTRIBUTION | SUNGAI BESAR | Existing | 11 kV | PE MV TERMINAL | RYB | BSBR/PCE/J00302 | P/E PADAT IBU SAWAT TM SG AIR TAWAR | D00313 KG DATO' HORMAT
379549778 | TNB | DISTRIBUTION | SUNGAI BESAR | Existing | 11 kV | PE MV TERMINAL | RYB | BSBR/PCE/J00302 | P/E PADAT IBU SAWAT TM SG AIR TAWAR | TX1-500KVA
379549874 | TNB | DISTRIBUTION | SUNGAI BESAR | Existing | 11 kV | PE MV TERMINAL | RYB | BSBR/PCE/J00140 | PEKAN SG AIR TAWAR | D00319 P/E SG AIR TAWAR
379549875 | TNB | DISTRIBUTION | SUNGAI BESAR | Existing | 11 kV | PE MV TERMINAL | RYB | BSBR/PCE/J00140 | PEKAN SG AIR TAWAR | D06815 P/E PADAT IBUSAWAT TM SG AIR TAWAR
379549878 | TNB | DISTRIBUTION | SUNGAI BESAR | Existing | 11 kV | PE MV TERMINAL | RYB | BSBR/PCE/J00140 | PEKAN SG AIR TAWAR | TX1-500KVA
379550029 | TNB | DISTRIBUTION | SUNGAI BESAR | Existing | 11 kV | PE MV TERMINAL | RYB | BSBR/PCE/J00233 | P/E SEK REN AGAMA PARIT BARU | D00347 PEKAN PT BARU
379550030 | TNB | DISTRIBUTION | SUNGAI BESAR | Existing | 11 kV | PE MV TERMINAL | RYB | BSBR/PCE/J00233 | P/E SEK REN AGAMA PARIT BARU | D00349 TELUK BELANGGA
379550033 | TNB | DISTRIBUTION | SUNGAI BESAR | Existing | 11 kV | PE MV TERMINAL | RYB | BSBR/PCE/J00233 | P/E SEK REN AGAMA PARIT BARU | TX1-500KVA
379637039 | TNB | DISTRIBUTION | SUNGAI BESAR | Existing | 11 kV | PE MV TERMINAL | RYB | BSBR/PCE/J00027 | S/LINK PARIT 8 SG PANJANG | D00273 PT 8 GAMBUT
379637048 | TNB | DISTRIBUTION | SUNGAI BESAR | Existing | 11 kV | PE MV TERMINAL | RYB | BSBR/PCE/J00027 | S/LINK PARIT 8 SG PANJANG | D00663 SDIK HOLDING
379637059 | TNB | DISTRIBUTION | SUNGAI BESAR | Existing | 11 kV | PE MV TERMINAL | RYB | BSBR/PCE/J00027 | S/LINK PARIT 8 SG PANJANG | D00268 PARIT 5 GAMBUT
379637075 | TNB | DISTRIBUTION | SUNGAI BESAR | Existing | 11 kV | PE MV TERMINAL | RYB | BSBR/PCE/J00028 | PT 8 GAMBUT | N/A
379637076 | TNB | DISTRIBUTION | SUNGAI BESAR | Existing | 11 kV | PE MV TERMINAL | RYB | BSBR/PCE/J00028 | PT 8 GAMBUT | D00272 LINK PARIT 8
379637079 | TNB | DISTRIBUTION | SUNGAI BESAR | Existing | 11 kV | PE MV TERMINAL | RYB | BSBR/PCE/J00028 | PT 8 GAMBUT | 100KVA
379637165 | TNB | DISTRIBUTION | SUNGAI BESAR | Existing | 11 kV | PE MV TERMINAL | RYB | BSBR/PCE/J00095 | SDIK HOLDING | D00271 LINK PARIT 8
379637191 | TNB | DISTRIBUTION | SUNGAI BESAR | Existing | 11 kV | PE MV TERMINAL | RYB | BSBR/PCE/J00095 | SDIK HOLDING | D00718 REBAN AYAMPARIT NO 9
379637193 | TNB | DISTRIBUTION | SUNGAI BESAR | Existing | 11 kV | PE MV TERMINAL | RYB | BSBR/PCE/J00095 | SDIK HOLDING | D00672 REBAN AYAM KSR
379637199 | TNB | DISTRIBUTION | SUNGAI BESAR | Existing | 11 kV | PE MV TERMINAL | RYB | BSBR/PCE/J00095 | SDIK HOLDING | 300KVA
379637200 | TNB | DISTRIBUTION | SUNGAI BESAR | Existing | 11 kV | PE MV TERMINAL | RYB | BSBR/PCE/J00095 | SDIK HOLDING | PENGGUNA HT
379637393 | TNB | DISTRIBUTION | SUNGAI BESAR | Existing | 11 kV | PE MV TERMINAL | RYB | BSBR/PCE/J00168 | P/E REBAN AYAM PARIT 9 GAMBUT NO 1 | SPUR
379637394 | TNB | DISTRIBUTION | SUNGAI BESAR | Existing | 11 kV | PE MV TERMINAL | RYB | BSBR/PCE/J00168 | P/E REBAN AYAM PARIT 9 GAMBUT NO 1 | D00713 SDIK HOLDING
379637397 | TNB | DISTRIBUTION | SUNGAI BESAR | Existing | 11 kV | PE MV TERMINAL | RYB | BSBR/PCE/J00168 | P/E REBAN AYAM PARIT 9 GAMBUT NO 1 | 300KVA
379637488 | TNB | DISTRIBUTION | SUNGAI BESAR | Existing | 11 kV | PE MV TERMINAL | RYB | BSBR/PCE/J00250 | P/E REBAN AYAM KSR PARIT 9 GAMBUT NO 2 | D00665 SDIK HOLDING
379637489 | TNB | DISTRIBUTION | SUNGAI BESAR | Existing | 11 kV | PE MV TERMINAL | RYB | BSBR/PCE/J00250 | P/E REBAN AYAM KSR PARIT 9 GAMBUT NO 2 | D00275 S/LINK PRT 10 SG PANJANG
379637492 | TNB | DISTRIBUTION | SUNGAI BESAR | Existing | 11 kV | PE MV TERMINAL | RYB | BSBR/PCE/J00250 | P/E REBAN AYAM KSR PARIT 9 GAMBUT NO 2 | 750KVA
379637634 | TNB | DISTRIBUTION | SUNGAI BESAR | Existing | 11 kV | PE MV TERMINAL | RYB | BSBR/PCE/J00189 | S/LINK PRT 10 SG PANJANG | D00278 LK PARIT 10 GAMBUT
379637643 | TNB | DISTRIBUTION | SUNGAI BESAR | Existing | 11 kV | PE MV TERMINAL | RYB | BSBR/PCE/J00189 | S/LINK PRT 10 SG PANJANG | SPARE
379637654 | TNB | DISTRIBUTION | SUNGAI BESAR | Existing | 11 kV | PE MV TERMINAL | RYB | BSBR/PCE/J00189 | S/LINK PRT 10 SG PANJANG | D00674 REBAN AYAM KSR
379637764 | TNB | DISTRIBUTION | SUNGAI BESAR | Existing | 11 kV | PE MV TERMINAL | RYB | BSBR/PCE/J00026 | PT 10 GAMBUT | N/A
379637765 | TNB | DISTRIBUTION | SUNGAI BESAR | Existing | 11 kV | PE MV TERMINAL | RYB | BSBR/PCE/J00026 | PT 10 GAMBUT | D00277 S/LINK PRT 10 SG PANJANG
379637768 | TNB | DISTRIBUTION | SUNGAI BESAR | Existing | 11 kV | PE MV TERMINAL | RYB | BSBR/PCE/J00026 | PT 10 GAMBUT | TX-300KVA
379637870 | TNB | DISTRIBUTION | SUNGAI BESAR | Existing | 11 kV | PE MV TERMINAL | RYB | BSBR/PCE/J00012 | T/AIR 13 SG NIPAH | D00051 SM AGAMA SPG 5
379637871 | TNB | DISTRIBUTION | SUNGAI BESAR | Existing | 11 kV | PE MV TERMINAL | RYB | BSBR/PCE/J00012 | T/AIR 13 SG NIPAH | PMU SBSR CB 7
379637874 | TNB | DISTRIBUTION | SUNGAI BESAR | Existing | 11 kV | PE MV TERMINAL | RYB | BSBR/PCE/J00012 | T/AIR 13 SG NIPAH | 500KVA
379637956 | TNB | DISTRIBUTION | SUNGAI BESAR | Existing | 11 kV | PE MV TERMINAL | RYB | BSBR/PCE/J00060 | SM AGAMA SPG 5 | N/A
379637957 | TNB | DISTRIBUTION | SUNGAI BESAR | Existing | 11 kV | PE MV TERMINAL | RYB | BSBR/PCE/J00060 | SM AGAMA SPG 5 | D00053 T/AIR 13 SG NIPAH
379637960 | TNB | DISTRIBUTION | SUNGAI BESAR | Existing | 11 kV | PE MV TERMINAL | RYB | BSBR/PCE/J00060 | SM AGAMA SPG 5 | 500KVA
379638039 | TNB | DISTRIBUTION | SUNGAI BESAR | Existing | 11 kV | PE MV TERMINAL | RYB | BSBR/PCE/J00063 | K/UDANG PER.NELAYAN SG NIBONG | D00063 K/UDANG UDAHA
379638040 | TNB | DISTRIBUTION | SUNGAI BESAR | Existing | 11 kV | PE MV TERMINAL | RYB | BSBR/PCE/J00063 | K/UDANG PER.NELAYAN SG NIBONG | D00049 SM AGAMA SPG 5
379638043 | TNB | DISTRIBUTION | SUNGAI BESAR | Existing | 11 kV | PE MV TERMINAL | RYB | BSBR/PCE/J00063 | K/UDANG PER.NELAYAN SG NIBONG | 750KVA
379638135 | TNB | DISTRIBUTION | SUNGAI BESAR | Existing | 11 kV | PE MV TERMINAL | RYB | BSBR/PCE/J00062 | K/UDANG UDAHA | D00065 K/UDANG PER.NELAYAN SG NIBONG
379638136 | TNB | DISTRIBUTION | SUNGAI BESAR | Existing | 11 kV | PE MV TERMINAL | RYB | BSBR/PCE/J00062 | K/UDANG UDAHA | D00056 SW/STN VERECO
379638139 | TNB | DISTRIBUTION | SUNGAI BESAR | Existing | 11 kV | PE MV TERMINAL | RYB | BSBR/PCE/J00062 | K/UDANG UDAHA | 500.00 kVA
379638212 | TNB | DISTRIBUTION | SUNGAI BESAR | Existing | 11 kV | PE MV TERMINAL | RYB | BSBR/PCE/J00013 | SW/STN VERECO | N/A
379638221 | TNB | DISTRIBUTION | SUNGAI BESAR | Existing | 11 kV | PE MV TERMINAL | RYB | BSBR/PCE/J00013 | SW/STN VERECO | D00062 K/UDANG UDAHA
379638232 | TNB | DISTRIBUTION | SUNGAI BESAR | Existing | 11 kV | PE MV TERMINAL | RYB | BSBR/PCE/J00013 | SW/STN VERECO | D00059 K/UDANG VERECO
379638271 | TNB | DISTRIBUTION | SUNGAI BESAR | Existing | 11 kV | PE MV TERMINAL | RYB | BSBR/PCE/J00061 | K/UDANG VERECO | D00057 SW/STN VERECO
379638272 | TNB | DISTRIBUTION | SUNGAI BESAR | Existing | 11 kV | PE MV TERMINAL | RYB | BSBR/PCE/J00061 | K/UDANG VERECO | D00048 DEWAN SPG 5
379638275 | TNB | DISTRIBUTION | SUNGAI BESAR | Existing | 11 kV | PE MV TERMINAL | RYB | BSBR/PCE/J00061 | K/UDANG VERECO | TX-500KVA
379638367 | TNB | DISTRIBUTION | SUNGAI BESAR | Existing | 11 kV | PE MV TERMINAL | RYB | BSBR/PCE/J00179 | DEWAN SPG 5 | D00060 K/UDANG VERECO
379638368 | TNB | DISTRIBUTION | SUNGAI BESAR | Existing | 11 kV | PE MV TERMINAL | RYB | BSBR/PCE/J00179 | DEWAN SPG 5 | N/A
379638371 | TNB | DISTRIBUTION | SUNGAI BESAR | Existing | 11 kV | PE MV TERMINAL | RYB | BSBR/PCE/J00179 | DEWAN SPG 5 | 500KVA
379638450 | TNB | DISTRIBUTION | SUNGAI BESAR | Existing | 11 kV | PE MV TERMINAL | RYB | BSBR/PCE/J00059 | PEKAN SG HAJI DORANI | D00042 KG NELAYAN SG HAJI DORANI
379638451 | TNB | DISTRIBUTION | SUNGAI BESAR | Existing | 11 kV | PE MV TERMINAL | RYB | BSBR/PCE/J00059 | PEKAN SG HAJI DORANI | D00047 DEWAN SPG 5
379638454 | TNB | DISTRIBUTION | SUNGAI BESAR | Existing | 11 kV | PE MV TERMINAL | RYB | BSBR/PCE/J00059 | PEKAN SG HAJI DORANI | 300KVA
379638531 | TNB | DISTRIBUTION | SUNGAI BESAR | Existing | 11 kV | PE MV TERMINAL | RYB | BSBR/PCE/J00125 | PT 10 BARAT | D00414 PT 9 1/2 BARAT
379638534 | TNB | DISTRIBUTION | SUNGAI BESAR | Existing | 11 kV | PE MV TERMINAL | RYB | BSBR/PCE/J00125 | PT 10 BARAT | 100KVA
379638551 | TNB | DISTRIBUTION | SUNGAI BESAR | Existing | 11 kV | PE MV TERMINAL | RYB | BSBR/PCE/J00125 | PT 10 BARAT | D00421 P/PADAT PARIT 12 LUNDANG
379638554 | TNB | DISTRIBUTION | SUNGAI BESAR | Existing | 11 kV | PE MV TERMINAL | RYB | BSBR/PCE/J00125 | PT 10 BARAT | PMU SBSR CB 8
379638652 | TNB | DISTRIBUTION | SUNGAI BESAR | Existing | 11 kV | PE MV TERMINAL | RYB | BSBR/PCE/J00123 | PT 9 1/2 BARAT | D00416 PT 10 BARAT
379638653 | TNB | DISTRIBUTION | SUNGAI BESAR | Existing | 11 kV | PE MV TERMINAL | RYB | BSBR/PCE/J00123 | PT 9 1/2 BARAT | D00411 PT 8 1/2 BARAT
379638656 | TNB | DISTRIBUTION | SUNGAI BESAR | Existing | 11 kV | PE MV TERMINAL | RYB | BSBR/PCE/J00123 | PT 9 1/2 BARAT | 300KVA
379638748 | TNB | DISTRIBUTION | SUNGAI BESAR | Existing | 11 kV | PE MV TERMINAL | RYB | BSBR/PCE/J00122 | PT 8 1/2 BARAT | D00413 PT 91/2 BARAT
379638749 | TNB | DISTRIBUTION | SUNGAI BESAR | Existing | 11 kV | PE MV TERMINAL | RYB | BSBR/PCE/J00122 | PT 8 1/2 BARAT | D00408 PT 8 1/2 KENCONG
379638752 | TNB | DISTRIBUTION | SUNGAI BESAR | Existing | 11 kV | PE MV TERMINAL | RYB | BSBR/PCE/J00122 | PT 8 1/2 BARAT | 100KVA
379638846 | TNB | DISTRIBUTION | SUNGAI BESAR | Existing | 11 kV | PE MV TERMINAL | RYB | BSBR/PCE/J00121 | PT 8 1/2 KENCONG | D00410 PT 8 1/2 BARAT
379638847 | TNB | DISTRIBUTION | SUNGAI BESAR | Existing | 11 kV | PE MV TERMINAL | RYB | BSBR/PCE/J00121 | PT 8 1/2 KENCONG | D00405 PT 6 BARAT
379638850 | TNB | DISTRIBUTION | SUNGAI BESAR | Existing | 11 kV | PE MV TERMINAL | RYB | BSBR/PCE/J00121 | PT 8 1/2 KENCONG | 100KVA
379638942 | TNB | DISTRIBUTION | SUNGAI BESAR | Existing | 11 kV | PE MV TERMINAL | RYB | BSBR/PCE/J00120 | PT 6 BARAT | D00407 PT 8 1/2 KENCONG
379638943 | TNB | DISTRIBUTION | SUNGAI BESAR | Existing | 11 kV | PE MV TERMINAL | RYB | BSBR/PCE/J00120 | PT 6 BARAT | D06801 PT 2 BARAT
379638946 | TNB | DISTRIBUTION | SUNGAI BESAR | Existing | 11 kV | PE MV TERMINAL | RYB | BSBR/PCE/J00120 | PT 6 BARAT | 100KVA
379639043 | TNB | DISTRIBUTION | SUNGAI BESAR | Existing | 11 kV | PE MV TERMINAL | RYB | BSBR/PCE/J00173 | P/PADAT PARIT 12 LUNDANG | D00555 P/E LPN BAGAN TERAP
379639044 | TNB | DISTRIBUTION | SUNGAI BESAR | Existing | 11 kV | PE MV TERMINAL | RYB | BSBR/PCE/J00173 | P/PADAT PARIT 12 LUNDANG | D00417 PT 10 BARAT
379639047 | TNB | DISTRIBUTION | SUNGAI BESAR | Existing | 11 kV | PE MV TERMINAL | RYB | BSBR/PCE/J00173 | P/PADAT PARIT 12 LUNDANG | 1000KVA
379639196 | TNB | DISTRIBUTION | SUNGAI BESAR | Existing | 11 kV | PE MV TERMINAL | RYB | BSBR/PCE/J00214 | P/E TMN TERAP JAYA NO 1 | D00675 P/E LPN BAGAN TERAP
379639197 | TNB | DISTRIBUTION | SUNGAI BESAR | Existing | 11 kV | PE MV TERMINAL | RYB | BSBR/PCE/J00214 | P/E TMN TERAP JAYA NO 1 | D00621 P/E TAMAN TERAP JAYA NO 2
379639200 | TNB | DISTRIBUTION | SUNGAI BESAR | Existing | 11 kV | PE MV TERMINAL | RYB | BSBR/PCE/J00214 | P/E TMN TERAP JAYA NO 1 | 500KVA
379639279 | TNB | DISTRIBUTION | SUNGAI BESAR | Existing | 11 kV | PE MV TERMINAL | RYB | BSBR/PCE/J00210 | P/E TAMAN TERAP JAYA NO 2 | D00550 SEPINTAS BT 4 NO 1
379639280 | TNB | DISTRIBUTION | SUNGAI BESAR | Existing | 11 kV | PE MV TERMINAL | RYB | BSBR/PCE/J00210 | P/E TAMAN TERAP JAYA NO 2 | D00647 P/E TMN TERAP JAYA NO 1
379639283 | TNB | DISTRIBUTION | SUNGAI BESAR | Existing | 11 kV | PE MV TERMINAL | RYB | BSBR/PCE/J00210 | P/E TAMAN TERAP JAYA NO 2 | 300KVA
379639347 | TNB | DISTRIBUTION | SUNGAI BESAR | Existing | 11 kV | PE MV TERMINAL | RYB | BSBR/PCE/J00094 | SEPINTAS BT 4 NO 1 | D00547 SEPINTAS BATU 2
379639350 | TNB | DISTRIBUTION | SUNGAI BESAR | Existing | 11 kV | PE MV TERMINAL | RYB | BSBR/PCE/J00094 | SEPINTAS BT 4 NO 1 | 100KVA
379639367 | TNB | DISTRIBUTION | SUNGAI BESAR | Existing | 11 kV | PE MV TERMINAL | RYB | BSBR/PCE/J00094 | SEPINTAS BT 4 NO 1 | D00623 P/E TAMAN TERAP JAYA NO 2
379639370 | TNB | DISTRIBUTION | SUNGAI BESAR | Existing | 11 kV | PE MV TERMINAL | RYB | BSBR/PCE/J00094 | SEPINTAS BT 4 NO 1 | D00553 SEPINTAS BT 4 NO 2
379639468 | TNB | DISTRIBUTION | SUNGAI BESAR | Existing | 11 kV | PE MV TERMINAL | RYB | BSBR/PCE/J00101 | SEPINTAS BT 4 NO 2 | N/A
379639469 | TNB | DISTRIBUTION | SUNGAI BESAR | Existing | 11 kV | PE MV TERMINAL | RYB | BSBR/PCE/J00101 | SEPINTAS BT 4 NO 2 | D00551 SEPINTAS BT 4 NO 1
379639472 | TNB | DISTRIBUTION | SUNGAI BESAR | Existing | 11 kV | PE MV TERMINAL | RYB | BSBR/PCE/J00101 | SEPINTAS BT 4 NO 2 | 1000KVA
379639549 | TNB | DISTRIBUTION | SUNGAI BESAR | Existing | 11 kV | PE MV TERMINAL | RYB | BSBR/PCE/J00231 | P/E REBAN AYAM BT 2 SEPINTAS | N/A
379639550 | TNB | DISTRIBUTION | SUNGAI BESAR | Existing | 11 kV | PE MV TERMINAL | RYB | BSBR/PCE/J00231 | P/E REBAN AYAM BT 2 SEPINTAS | D00709 SEPINTAS BATU 2
379639553 | TNB | DISTRIBUTION | SUNGAI BESAR | Existing | 11 kV | PE MV TERMINAL | RYB | BSBR/PCE/J00231 | P/E REBAN AYAM BT 2 SEPINTAS | 300KVA
379639722 | TNB | DISTRIBUTION | SUNGAI BESAR | Existing | 11 kV | PE MV TERMINAL | RYB | BSBR/PCE/J00093 | SEPINTAS BATU 2 | D00545 SEPINTAS BATU 1 (STADIUM)
379639725 | TNB | DISTRIBUTION | SUNGAI BESAR | Existing | 11 kV | PE MV TERMINAL | RYB | BSBR/PCE/J00093 | SEPINTAS BATU 2 | 300KVA
379639742 | TNB | DISTRIBUTION | SUNGAI BESAR | Existing | 11 kV | PE MV TERMINAL | RYB | BSBR/PCE/J00093 | SEPINTAS BATU 2 | D00549 SEPINTAS BT 4 NO 1
379639745 | TNB | DISTRIBUTION | SUNGAI BESAR | Existing | 11 kV | PE MV TERMINAL | RYB | BSBR/PCE/J00093 | SEPINTAS BATU 2 | D00710 P/E REBAN AYAM BT 2 SEPINTAS
379639847 | TNB | DISTRIBUTION | SUNGAI BESAR | Existing | 11 kV | PE MV TERMINAL | RYB | BSBR/PCE/J00092 | SEPINTAS BATU 1 (STADIUM) | D00546 SEPINTAS BATU 2
379639848 | TNB | DISTRIBUTION | SUNGAI BESAR | Existing | 11 kV | PE MV TERMINAL | RYB | BSBR/PCE/J00092 | SEPINTAS BATU 1 (STADIUM) | D00541 JALAN RAJA CHULAN
379639851 | TNB | DISTRIBUTION | SUNGAI BESAR | Existing | 11 kV | PE MV TERMINAL | RYB | BSBR/PCE/J00092 | SEPINTAS BATU 1 (STADIUM) | 300KVA
379639930 | TNB | DISTRIBUTION | SUNGAI BESAR | Existing | 11 kV | PE MV TERMINAL | RYB | BSBR/PCE/J00091 | JALAN RAJA CHULAN | N/A
379639931 | TNB | DISTRIBUTION | SUNGAI BESAR | Existing | 11 kV | PE MV TERMINAL | RYB | BSBR/PCE/J00091 | JALAN RAJA CHULAN | D00543 SEPINTAS BATU 1 (STADIUM)
379639934 | TNB | DISTRIBUTION | SUNGAI BESAR | Existing | 11 kV | PE MV TERMINAL | RYB | BSBR/PCE/J00091 | JALAN RAJA CHULAN | 1000KVA
379640013 | TNB | DISTRIBUTION | SUNGAI BESAR | Existing | 11 kV | PE MV TERMINAL | RYB | BSBR/PCE/J00102 | SEK MEN AGAMA BGN TERAP | N/A
379640014 | TNB | DISTRIBUTION | SUNGAI BESAR | Existing | 11 kV | PE MV TERMINAL | RYB | BSBR/PCE/J00102 | SEK MEN AGAMA BGN TERAP | D00556 P/E LPN BAGAN TERAP
379640017 | TNB | DISTRIBUTION | SUNGAI BESAR | Existing | 11 kV | PE MV TERMINAL | RYB | BSBR/PCE/J00102 | SEK MEN AGAMA BGN TERAP | 300KVA
379640086 | TNB | DISTRIBUTION | SUNGAI BESAR | Existing | 11 kV | PE MV TERMINAL | RYB | BSBR/PCE/J00107 | S/LINK GANDA SULI | D00572 LUBOK PUSING
379640095 | TNB | DISTRIBUTION | SUNGAI BESAR | Existing | 11 kV | PE MV TERMINAL | RYB | BSBR/PCE/J00107 | S/LINK GANDA SULI | D00574 GANDA SULI NO 1
379640106 | TNB | DISTRIBUTION | SUNGAI BESAR | Existing | 11 kV | PE MV TERMINAL | RYB | BSBR/PCE/J00107 | S/LINK GANDA SULI | D00567 SEK MEN AGAMA BGN TERAP
379640115 | TNB | DISTRIBUTION | SUNGAI BESAR | Existing | 11 kV | PE MV TERMINAL | RYB | BSBR/PCE/J00105 | GANDA SULI NO 1 | D00571 S/LINK GANDA SULI
379640130 | TNB | DISTRIBUTION | SUNGAI BESAR | Existing | 11 kV | PE MV TERMINAL | RYB | BSBR/PCE/J00105 | GANDA SULI NO 1 | D06779 P/E PENURUN BAGAN TERAP
379640131 | TNB | DISTRIBUTION | SUNGAI BESAR | Existing | 11 kV | PE MV TERMINAL | RYB | BSBR/PCE/J00105 | GANDA SULI NO 1 | D00578 PE GANDA SULI NO 2
379640141 | TNB | DISTRIBUTION | SUNGAI BESAR | Existing | 11 kV | PE MV TERMINAL | RYB | BSBR/PCE/J00105 | GANDA SULI NO 1 | G00580 PAT GANDA SULI NO 3
379640144 | TNB | DISTRIBUTION | SUNGAI BESAR | Existing | 11 kV | PE MV TERMINAL | RYB | BSBR/PCE/J00105 | GANDA SULI NO 1 | LOOP 1
379640153 | TNB | DISTRIBUTION | SUNGAI BESAR | Existing | 11 kV | PE MV TERMINAL | RYB | BSBR/PCE/J00105 | GANDA SULI NO 1 | LOOP 2
379640302 | TNB | DISTRIBUTION | SUNGAI BESAR | Existing | 11 kV | PE MV TERMINAL | RYB | BSBR/PCE/J00105 | GANDA SULI NO 1 | 300KVA
379640332 | TNB | DISTRIBUTION | SUNGAI BESAR | Existing | 11 kV | PE MV TERMINAL | RYB | BSBR/PCE/J00205 | PAT GANDA SULI NO 3 | N/A
379640333 | TNB | DISTRIBUTION | SUNGAI BESAR | Existing | 11 kV | PE MV TERMINAL | RYB | BSBR/PCE/J00205 | PAT GANDA SULI NO 3 | D00576 GANDA SULI NO 1
379640336 | TNB | DISTRIBUTION | SUNGAI BESAR | Existing | 11 kV | PE MV TERMINAL | RYB | BSBR/PCE/J00205 | PAT GANDA SULI NO 3 | N/A
379640444 | TNB | DISTRIBUTION | SUNGAI BESAR | Existing | 11 kV | PE MV TERMINAL | RYB | BSBR/PCE/J00106 | GANDA SULI NO 2 | N/A
379640445 | TNB | DISTRIBUTION | SUNGAI BESAR | Existing | 11 kV | PE MV TERMINAL | RYB | BSBR/PCE/J00106 | GANDA SULI NO 2 | D00575 GANDA SULI NO 1
379640448 | TNB | DISTRIBUTION | SUNGAI BESAR | Existing | 11 kV | PE MV TERMINAL | RYB | BSBR/PCE/J00106 | GANDA SULI NO 2 | 300KVA
379640540 | TNB | DISTRIBUTION | SUNGAI BESAR | Existing | 11 kV | PE MV TERMINAL | RYB | BSBR/PCE/J00243 | P/E PENURUN TOK KHALIFAH | D00562 P/E HAYAT MAJU NO 3
379640541 | TNB | DISTRIBUTION | SUNGAI BESAR | Existing | 11 kV | PE MV TERMINAL | RYB | BSBR/PCE/J00243 | P/E PENURUN TOK KHALIFAH | D06787 GANDA SULI NO 1
379640544 | TNB | DISTRIBUTION | SUNGAI BESAR | Existing | 11 kV | PE MV TERMINAL | RYB | BSBR/PCE/J00243 | P/E PENURUN TOK KHALIFAH | 500KVA
379640729 | TNB | DISTRIBUTION | SUNGAI BESAR | Existing | 11 kV | PE MV TERMINAL | RYB | BSBR/PCE/J00188 | P/E HAYAT MAJU NO 3 | D00564 HAYAT MAJU NO 1
379640730 | TNB | DISTRIBUTION | SUNGAI BESAR | Existing | 11 kV | PE MV TERMINAL | RYB | BSBR/PCE/J00188 | P/E HAYAT MAJU NO 3 | D06777 P/E PENURUN BAGAN TERAP
379640733 | TNB | DISTRIBUTION | SUNGAI BESAR | Existing | 11 kV | PE MV TERMINAL | RYB | BSBR/PCE/J00188 | P/E HAYAT MAJU NO 3 | 1000KVA
379640825 | TNB | DISTRIBUTION | SUNGAI BESAR | Existing | 11 kV | PE MV TERMINAL | RYB | BSBR/PCE/J00104 | PAT LUBOK PUSING | N/A
379640826 | TNB | DISTRIBUTION | SUNGAI BESAR | Existing | 11 kV | PE MV TERMINAL | RYB | BSBR/PCE/J00104 | PAT LUBOK PUSING | D00570 S/LINK GANDA SULI
379640829 | TNB | DISTRIBUTION | SUNGAI BESAR | Existing | 11 kV | PE MV TERMINAL | RYB | BSBR/PCE/J00104 | PAT LUBOK PUSING | 300KVA
379640910 | TNB | DISTRIBUTION | SUNGAI BESAR | Existing | 11 kV | PE MV TERMINAL | RYB | BSBR/PCE/J00024 | LINK PT 12 SG PANJANG | D00702 MERBAU BERDARAH
379640919 | TNB | DISTRIBUTION | SUNGAI BESAR | Existing | 11 kV | PE MV TERMINAL | RYB | BSBR/PCE/J00024 | LINK PT 12 SG PANJANG | D00284 PT 12 GAMBUT
379640930 | TNB | DISTRIBUTION | SUNGAI BESAR | Existing | 11 kV | PE MV TERMINAL | RYB | BSBR/PCE/J00024 | LINK PT 12 SG PANJANG | D00279 LK PARIT 10 GAMBUT
379640946 | TNB | DISTRIBUTION | SUNGAI BESAR | Existing | 11 kV | PE MV TERMINAL | RYB | BSBR/PCE/J00025 | PT 12 GAMBUT | N/A
379640947 | TNB | DISTRIBUTION | SUNGAI BESAR | Existing | 11 kV | PE MV TERMINAL | RYB | BSBR/PCE/J00025 | PT 12 GAMBUT | D00283 LINK PT 12 SG PANJANG
379640950 | TNB | DISTRIBUTION | SUNGAI BESAR | Existing | 11 kV | PE MV TERMINAL | RYB | BSBR/PCE/J00025 | PT 12 GAMBUT | 100KVA
379641034 | TNB | DISTRIBUTION | SUNGAI BESAR | Existing | 11 kV | PE MV TERMINAL | RYB | BSBR/PCE/J00022 | PPRT MERBAU BERDARAH | D06747 P/E MRSM SG PANJANG
379641037 | TNB | DISTRIBUTION | SUNGAI BESAR | Existing | 11 kV | PE MV TERMINAL | RYB | BSBR/PCE/J00022 | PPRT MERBAU BERDARAH | 300KVA
379641054 | TNB | DISTRIBUTION | SUNGAI BESAR | Existing | 11 kV | PE MV TERMINAL | RYB | BSBR/PCE/J00022 | PPRT MERBAU BERDARAH | D00281 LINK PT 12
379641057 | TNB | DISTRIBUTION | SUNGAI BESAR | Existing | 11 kV | PE MV TERMINAL | RYB | BSBR/PCE/J00022 | PPRT MERBAU BERDARAH | D00265 BELIA 2
379689307 | TNB | DISTRIBUTION | SUNGAI BESAR | Existing | 11 kV | PE MV TERMINAL | RYB | BSBR/PCE/J00064 | P/E KILANG BERAS LPN SG BESAR | PMU SBSR 10
379689333 | TNB | DISTRIBUTION | SUNGAI BESAR | Existing | 11 kV | PE MV TERMINAL | RYB | BSBR/PCE/J00064 | P/E KILANG BERAS LPN SG BESAR | D06796 UMNO SG BESAR
379689335 | TNB | DISTRIBUTION | SUNGAI BESAR | Existing | 11 kV | PE MV TERMINAL | RYB | BSBR/PCE/J00064 | P/E KILANG BERAS LPN SG BESAR | D00097 PEJABAT KERAJAAN
379689341 | TNB | DISTRIBUTION | SUNGAI BESAR | Existing | 11 kV | PE MV TERMINAL | RYB | BSBR/PCE/J00064 | P/E KILANG BERAS LPN SG BESAR | TX2-1000KVA
379689342 | TNB | DISTRIBUTION | SUNGAI BESAR | Existing | 11 kV | PE MV TERMINAL | RYB | BSBR/PCE/J00064 | P/E KILANG BERAS LPN SG BESAR | TX1-1000KVA
379689504 | TNB | DISTRIBUTION | SUNGAI BESAR | Existing | 11 kV | PE MV TERMINAL | RYB | BSBR/PCE/J00066 | P/E PEJABAT KERAJAAN | D00093 KILANG BERAS LPN SG BESAR
379689505 | TNB | DISTRIBUTION | SUNGAI BESAR | Existing | 11 kV | PE MV TERMINAL | RYB | BSBR/PCE/J00066 | P/E PEJABAT KERAJAAN | D00101 PERPUSTAKAAN S/BESAR
379689508 | TNB | DISTRIBUTION | SUNGAI BESAR | Existing | 11 kV | PE MV TERMINAL | RYB | BSBR/PCE/J00066 | P/E PEJABAT KERAJAAN | TX1-1000KVA
379689600 | TNB | DISTRIBUTION | SUNGAI BESAR | Existing | 11 kV | PE MV TERMINAL | RYB | BSBR/PCE/J00067 | P/E PERPUSTAKAAN SG BESAR | D00099 PEJABAT KERAJAAN
379689601 | TNB | DISTRIBUTION | SUNGAI BESAR | Existing | 11 kV | PE MV TERMINAL | RYB | BSBR/PCE/J00067 | P/E PERPUSTAKAAN SG BESAR | D00122 PE JALAN ANGGERIK SG.BESAR:
379689604 | TNB | DISTRIBUTION | SUNGAI BESAR | Existing | 11 kV | PE MV TERMINAL | RYB | BSBR/PCE/J00067 | P/E PERPUSTAKAAN SG BESAR | TX1-1000KVA
379689702 | TNB | DISTRIBUTION | SUNGAI BESAR | Existing | 11 kV | PE MV TERMINAL | RYB | BSBR/PCE/J00301 | P/E UMNO SG BESAR | D00107 JBA S/BESAR
379689703 | TNB | DISTRIBUTION | SUNGAI BESAR | Existing | 11 kV | PE MV TERMINAL | RYB | BSBR/PCE/J00301 | P/E UMNO SG BESAR | D00729 KILANG BERAS LPN SG BESAR:
379689706 | TNB | DISTRIBUTION | SUNGAI BESAR | Existing | 11 kV | PE MV TERMINAL | RYB | BSBR/PCE/J00301 | P/E UMNO SG BESAR | TX1-500KVA
379689816 | TNB | DISTRIBUTION | SUNGAI BESAR | Existing | 11 kV | PE MV TERMINAL | RYB | BSBR/PCE/J00238 | P/E BIN DAWOOD | PMU SUNGAI BESAR CB 9
379689817 | TNB | DISTRIBUTION | SUNGAI BESAR | Existing | 11 kV | PE MV TERMINAL | RYB | BSBR/PCE/J00238 | P/E BIN DAWOOD | D06765 P/E HENTIAN BAS SUNGAI BESAR
379689820 | TNB | DISTRIBUTION | SUNGAI BESAR | Existing | 11 kV | PE MV TERMINAL | RYB | BSBR/PCE/J00238 | P/E BIN DAWOOD | TX1-750KVA
379689895 | TNB | DISTRIBUTION | SUNGAI BESAR | Existing | 11 kV | PE MV TERMINAL | RYB | BSBR/PCE/J00232 | P/E HENTIAN BAS SUNGAI BESAR | D00117 ARKED MARA
379689898 | TNB | DISTRIBUTION | SUNGAI BESAR | Existing | 11 kV | PE MV TERMINAL | RYB | BSBR/PCE/J00232 | P/E HENTIAN BAS SUNGAI BESAR | TX1-1000KVA
379689915 | TNB | DISTRIBUTION | SUNGAI BESAR | Existing | 11 kV | PE MV TERMINAL | RYB | BSBR/PCE/J00232 | P/E HENTIAN BAS SUNGAI BESAR | D00627 PEKAN S/BESAR
379689918 | TNB | DISTRIBUTION | SUNGAI BESAR | Existing | 11 kV | PE MV TERMINAL | RYB | BSBR/PCE/J00232 | P/E HENTIAN BAS SUNGAI BESAR | D06772 P/E BIN DAWOOD
379690011 | TNB | DISTRIBUTION | SUNGAI BESAR | Existing | 11 kV | PE MV TERMINAL | RYB | BSBR/PCE/J00043 | PEKAN S/BESAR | D00172 PE BAGAN SUNGAI BESAR 2
379690014 | TNB | DISTRIBUTION | SUNGAI BESAR | Existing | 11 kV | PE MV TERMINAL | RYB | BSBR/PCE/J00043 | PEKAN S/BESAR | TX1-1000KVA
379690031 | TNB | DISTRIBUTION | SUNGAI BESAR | Existing | 11 kV | PE MV TERMINAL | RYB | BSBR/PCE/J00043 | PEKAN S/BESAR | D06763 P/E HENTIAN BAS SUNGAI BESAR
379690034 | TNB | DISTRIBUTION | SUNGAI BESAR | Existing | 11 kV | PE MV TERMINAL | RYB | BSBR/PCE/J00043 | PEKAN S/BESAR | D00169 PE SIM BROTHERS
379690140 | TNB | DISTRIBUTION | SUNGAI BESAR | Existing | 11 kV | PE MV TERMINAL | RYB | BSBR/PCE/J00042 | SIM BROTHER | D00167 PEKAN S/BESAR
379690141 | TNB | DISTRIBUTION | SUNGAI BESAR | Existing | 11 kV | PE MV TERMINAL | RYB | BSBR/PCE/J00042 | SIM BROTHER | D00178 MEDAN S/BESAR
379690144 | TNB | DISTRIBUTION | SUNGAI BESAR | Existing | 11 kV | PE MV TERMINAL | RYB | BSBR/PCE/J00042 | SIM BROTHER | TX1-1000KVA
379690236 | TNB | DISTRIBUTION | SUNGAI BESAR | Existing | 11 kV | PE MV TERMINAL | RYB | BSBR/PCE/J00041 | MEDAN S/BESAR | D00183 PE TAMAN NIRWANA INDAH
379690237 | TNB | DISTRIBUTION | SUNGAI BESAR | Existing | 11 kV | PE MV TERMINAL | RYB | BSBR/PCE/J00041 | MEDAN S/BESAR | D00171 SIM BROTHER
379690240 | TNB | DISTRIBUTION | SUNGAI BESAR | Existing | 11 kV | PE MV TERMINAL | RYB | BSBR/PCE/J00041 | MEDAN S/BESAR | TX1-1000KVA
379690331 | TNB | DISTRIBUTION | SUNGAI BESAR | Existing | 11 kV | PE MV TERMINAL | RYB | BSBR/PCE/J00040 | TMN NIRWANA | D00180 MEDAN S/BESAR
379690332 | TNB | DISTRIBUTION | SUNGAI BESAR | Existing | 11 kV | PE MV TERMINAL | RYB | BSBR/PCE/J00040 | TMN NIRWANA | D00185 PE PADAT STADIUM SG BESAR
379690335 | TNB | DISTRIBUTION | SUNGAI BESAR | Existing | 11 kV | PE MV TERMINAL | RYB | BSBR/PCE/J00040 | TMN NIRWANA | TX1-500KVA
379690427 | TNB | DISTRIBUTION | SUNGAI BESAR | Existing | 11 kV | PE MV TERMINAL | RYB | BSBR/PCE/J00039 | STADIUM S/BESAR | D00183 TMN NIRWANA
379690428 | TNB | DISTRIBUTION | SUNGAI BESAR | Existing | 11 kV | PE MV TERMINAL | RYB | BSBR/PCE/J00039 | STADIUM S/BESAR | D00017 TMN SETIA JAYA
379690431 | TNB | DISTRIBUTION | SUNGAI BESAR | Existing | 11 kV | PE MV TERMINAL | RYB | BSBR/PCE/J00039 | STADIUM S/BESAR | TX1-500KVA
379690603 | TNB | DISTRIBUTION | SUNGAI BESAR | Existing | 11 kV | PE MV TERMINAL | RYB | BSBR/PCE/J00044 | BGN 2 S/BESAR | D00175 PE KG SG BAGAN 4
379690604 | TNB | DISTRIBUTION | SUNGAI BESAR | Existing | 11 kV | PE MV TERMINAL | RYB | BSBR/PCE/J00044 | BGN 2 S/BESAR | D00168 PEKAN S/BESAR
379690607 | TNB | DISTRIBUTION | SUNGAI BESAR | Existing | 11 kV | PE MV TERMINAL | RYB | BSBR/PCE/J00044 | BGN 2 S/BESAR | TX1-1000KVA
379690698 | TNB | DISTRIBUTION | SUNGAI BESAR | Existing | 11 kV | PE MV TERMINAL | RYB | BSBR/PCE/J00045 | KLG FISH BALL BGN 4 | D00642 PADAT SG BESAR NO 2
379690699 | TNB | DISTRIBUTION | SUNGAI BESAR | Existing | 11 kV | PE MV TERMINAL | RYB | BSBR/PCE/J00045 | KLG FISH BALL BGN 4 | D00174 BGN 2 S/BESAR
379690702 | TNB | DISTRIBUTION | SUNGAI BESAR | Existing | 11 kV | PE MV TERMINAL | RYB | BSBR/PCE/J00045 | KLG FISH BALL BGN 4 | TX1-1000KVA
379690800 | TNB | DISTRIBUTION | SUNGAI BESAR | Existing | 11 kV | PE MV TERMINAL | RYB | BSBR/PCE/J00224 | P/E YU CHEN PENG | D00034 TBK MARSO
379690801 | TNB | DISTRIBUTION | SUNGAI BESAR | Existing | 11 kV | PE MV TERMINAL | RYB | BSBR/PCE/J00224 | P/E YU CHEN PENG | D00689 P/E TERNAK LEMBU
379690804 | TNB | DISTRIBUTION | SUNGAI BESAR | Existing | 11 kV | PE MV TERMINAL | RYB | BSBR/PCE/J00224 | P/E YU CHEN PENG | TX1-500KVA
379855845 | TNB | DISTRIBUTION | SUNGAI BESAR | Existing | 11 kV | PE MV TERMINAL | RYB | BSBR/PCE/J00023 | BELIA 2 | N/A
379855846 | TNB | DISTRIBUTION | SUNGAI BESAR | Existing | 11 kV | PE MV TERMINAL | RYB | BSBR/PCE/J00023 | BELIA 2 | D00263 PPRT MERBAU BERDARAH
379855849 | TNB | DISTRIBUTION | SUNGAI BESAR | Existing | 11 kV | PE MV TERMINAL | RYB | BSBR/PCE/J00023 | BELIA 2 | 100KVA
379855916 | TNB | DISTRIBUTION | SUNGAI BESAR | Existing | 11 kV | PE MV TERMINAL | RYB | BSBR/PCE/J00234 | P/E MRSM SG PANJANG | 750KVA
379855923 | TNB | DISTRIBUTION | SUNGAI BESAR | Existing | 11 kV | PE MV TERMINAL | RYB | BSBR/PCE/J00234 | P/E MRSM SG PANJANG | D00259 PT 18 SG PANJANG A/TANAH
379855931 | TNB | DISTRIBUTION | SUNGAI BESAR | Existing | 11 kV | PE MV TERMINAL | RYB | BSBR/PCE/J00234 | P/E MRSM SG PANJANG | D00262 PPRT MERBAU BERDARAH
379855941 | TNB | DISTRIBUTION | SUNGAI BESAR | Existing | 11 kV | PE MV TERMINAL | RYB | BSBR/PCE/J00234 | P/E MRSM SG PANJANG | 750KVA
379856102 | TNB | DISTRIBUTION | SUNGAI BESAR | Existing | 11 kV | PE MV TERMINAL | RYB | BSBR/PCE/J00239 | P/E LOJI TAKUNGAN IADA | D06783 KG.PEKET 60, L677
379856103 | TNB | DISTRIBUTION | SUNGAI BESAR | Existing | 11 kV | PE MV TERMINAL | RYB | BSBR/PCE/J00239 | P/E LOJI TAKUNGAN IADA | PMU SBSR CB 5
379856106 | TNB | DISTRIBUTION | SUNGAI BESAR | Existing | 11 kV | PE MV TERMINAL | RYB | BSBR/PCE/J00239 | P/E LOJI TAKUNGAN IADA | 750KVA
379856220 | TNB | DISTRIBUTION | SUNGAI BESAR | Existing | 11 kV | PE MV TERMINAL | RYB | BSBR/PCE/J00237 | P/E PEKET 60 CONVERT 33 | D06755 PEKET 100
379856221 | TNB | DISTRIBUTION | SUNGAI BESAR | Existing | 11 kV | PE MV TERMINAL | RYB | BSBR/PCE/J00237 | P/E PEKET 60 CONVERT 33 | D06773 LOJI IADA PARIT 4
379856224 | TNB | DISTRIBUTION | SUNGAI BESAR | Existing | 11 kV | PE MV TERMINAL | RYB | BSBR/PCE/J00237 | P/E PEKET 60 CONVERT 33 | 500KVA
379856306 | TNB | DISTRIBUTION | SUNGAI BESAR | Existing | 11 kV | PE MV TERMINAL | RYB | BSBR/PCE/J00007 | PEKET 100 SPG 5 SAWAH | D06797 KLINIK SIMPANG 5
379856332 | TNB | DISTRIBUTION | SUNGAI BESAR | Existing | 11 kV | PE MV TERMINAL | RYB | BSBR/PCE/J00007 | PEKET 100 SPG 5 SAWAH | D00612 TALI AIR 14 SPG 5
379856334 | TNB | DISTRIBUTION | SUNGAI BESAR | Existing | 11 kV | PE MV TERMINAL | RYB | BSBR/PCE/J00007 | PEKET 100 SPG 5 SAWAH | D06785 KG.PEKET 60, L677
379856340 | TNB | DISTRIBUTION | SUNGAI BESAR | Existing | 11 kV | PE MV TERMINAL | RYB | BSBR/PCE/J00007 | PEKET 100 SPG 5 SAWAH | 100KVA
379856341 | TNB | DISTRIBUTION | SUNGAI BESAR | Existing | 11 kV | PE MV TERMINAL | RYB | BSBR/PCE/J00007 | PEKET 100 SPG 5 SAWAH | 100KVA
379856493 | TNB | DISTRIBUTION | SUNGAI BESAR | Existing | 11 kV | PE MV TERMINAL | RYB | BSBR/PCE/J00245 | P/E KLINIK KESIHATAN SIMPANG 5 | TX1000
379856500 | TNB | DISTRIBUTION | SUNGAI BESAR | Existing | 11 kV | PE MV TERMINAL | RYB | BSBR/PCE/J00245 | P/E KLINIK KESIHATAN SIMPANG 5 | D00068 DESA KASIH BT 23 SG NIBONG
379856508 | TNB | DISTRIBUTION | SUNGAI BESAR | Existing | 11 kV | PE MV TERMINAL | RYB | BSBR/PCE/J00245 | P/E KLINIK KESIHATAN SIMPANG 5 | D06754 PEKET 100
379856518 | TNB | DISTRIBUTION | SUNGAI BESAR | Existing | 11 kV | PE MV TERMINAL | RYB | BSBR/PCE/J00245 | P/E KLINIK KESIHATAN SIMPANG 5 | TX300
379856686 | TNB | DISTRIBUTION | SUNGAI BESAR | Existing | 11 kV | PE MV TERMINAL | RYB | BSBR/PCE/J00075 | DESA KASIH BT 23 SG NIBONG | D00071 PT 12 SG NIBONG
379856687 | TNB | DISTRIBUTION | SUNGAI BESAR | Existing | 11 kV | PE MV TERMINAL | RYB | BSBR/PCE/J00075 | DESA KASIH BT 23 SG NIBONG | D06799 KLINIK SIMPANG 5
379856690 | TNB | DISTRIBUTION | SUNGAI BESAR | Existing | 11 kV | PE MV TERMINAL | RYB | BSBR/PCE/J00075 | DESA KASIH BT 23 SG NIBONG | 750KVA
379856768 | TNB | DISTRIBUTION | SUNGAI BESAR | Existing | 11 kV | PE MV TERMINAL | RYB | BSBR/PCE/J00172 | PT 12 SG NIBONG | D00074 PARIT 11
379856769 | TNB | DISTRIBUTION | SUNGAI BESAR | Existing | 11 kV | PE MV TERMINAL | RYB | BSBR/PCE/J00172 | PT 12 SG NIBONG | D00070 DESA KASIH BT 23 SG NIBONG
379856772 | TNB | DISTRIBUTION | SUNGAI BESAR | Existing | 11 kV | PE MV TERMINAL | RYB | BSBR/PCE/J00172 | PT 12 SG NIBONG | 300KVA
379856872 | TNB | DISTRIBUTION | SUNGAI BESAR | Existing | 11 kV | PE MV TERMINAL | RYB | BSBR/PCE/J00080 | PT 11 P/PANJANG | D00077 PARIT 10
379856873 | TNB | DISTRIBUTION | SUNGAI BESAR | Existing | 11 kV | PE MV TERMINAL | RYB | BSBR/PCE/J00080 | PT 11 P/PANJANG | D00072 PARIT 12
379856876 | TNB | DISTRIBUTION | SUNGAI BESAR | Existing | 11 kV | PE MV TERMINAL | RYB | BSBR/PCE/J00080 | PT 11 P/PANJANG | 300KVA
379856939 | TNB | DISTRIBUTION | SUNGAI BESAR | Existing | 11 kV | PE MV TERMINAL | RYB | BSBR/PCE/J00008 | PT 10 SG NIBONG | D00075 PARIT 11
379856942 | TNB | DISTRIBUTION | SUNGAI BESAR | Existing | 11 kV | PE MV TERMINAL | RYB | BSBR/PCE/J00008 | PT 10 SG NIBONG | 500KVA
379856959 | TNB | DISTRIBUTION | SUNGAI BESAR | Existing | 11 kV | PE MV TERMINAL | RYB | BSBR/PCE/J00008 | PT 10 SG NIBONG | D00085 SEK MEN DATO MUSTAFA
379856962 | TNB | DISTRIBUTION | SUNGAI BESAR | Existing | 11 kV | PE MV TERMINAL | RYB | BSBR/PCE/J00008 | PT 10 SG NIBONG | D00083 SM AGAMA P.PANJANG
379856988 | TNB | DISTRIBUTION | SUNGAI BESAR | Existing | 11 kV | PE MV TERMINAL | RYB | BSBR/PCE/J00177 | SM AGAMA P.PANJANG | N/A
379856989 | TNB | DISTRIBUTION | SUNGAI BESAR | Existing | 11 kV | PE MV TERMINAL | RYB | BSBR/PCE/J00177 | SM AGAMA P.PANJANG | D00079 PE PARIT 10 PASIR PANJANG
379856992 | TNB | DISTRIBUTION | SUNGAI BESAR | Existing | 11 kV | PE MV TERMINAL | RYB | BSBR/PCE/J00177 | SM AGAMA P.PANJANG | 300KVA
379857132 | TNB | DISTRIBUTION | SUNGAI BESAR | Existing | 11 kV | PE MV TERMINAL | RYB | BSBR/PCE/J00079 | SEK MEN DATO' MUSTAFA | D06760 P/E AHMAD FUAD
379857133 | TNB | DISTRIBUTION | SUNGAI BESAR | Existing | 11 kV | PE MV TERMINAL | RYB | BSBR/PCE/J00079 | SEK MEN DATO' MUSTAFA | D00078 PARIT 10
379857136 | TNB | DISTRIBUTION | SUNGAI BESAR | Existing | 11 kV | PE MV TERMINAL | RYB | BSBR/PCE/J00079 | SEK MEN DATO' MUSTAFA | TX1-500KVA
379857158 | TNB | DISTRIBUTION | SUNGAI BESAR | Existing | 11 kV | PE MV TERMINAL | RYB | BSBR/PCE/J00236 | P/E AHMAD FUAD | D00087 PT 9 PASIR PANJANG
379857159 | TNB | DISTRIBUTION | SUNGAI BESAR | Existing | 11 kV | PE MV TERMINAL | RYB | BSBR/PCE/J00236 | P/E AHMAD FUAD | D00084 SEK MEN DATO' MUSTAFA
379857162 | TNB | DISTRIBUTION | SUNGAI BESAR | Existing | 11 kV | PE MV TERMINAL | RYB | BSBR/PCE/J00236 | P/E AHMAD FUAD | TX1-500kVA
379857277 | TNB | DISTRIBUTION | SUNGAI BESAR | Existing | 11 kV | PE MV TERMINAL | RYB | BSBR/PCE/J00006 | T/AIR 14 SPG 5 SAWAH | 100KVA
379857284 | TNB | DISTRIBUTION | SUNGAI BESAR | Existing | 11 kV | PE MV TERMINAL | RYB | BSBR/PCE/J00006 | T/AIR 14 SPG 5 SAWAH | D00609 TALI 13 BAN 2
379857292 | TNB | DISTRIBUTION | SUNGAI BESAR | Existing | 11 kV | PE MV TERMINAL | RYB | BSBR/PCE/J00006 | T/AIR 14 SPG 5 SAWAH | D00613 PAKET 100
379857302 | TNB | DISTRIBUTION | SUNGAI BESAR | Existing | 11 kV | PE MV TERMINAL | RYB | BSBR/PCE/J00006 | T/AIR 14 SPG 5 SAWAH | 100KVA
379857472 | TNB | DISTRIBUTION | SUNGAI BESAR | Existing | 11 kV | PE MV TERMINAL | RYB | BSBR/PCE/J00200 | PAT TALI AIR 13 BAN 2 SG NIBONG | D00606 PARIT 12 BAN 2
379857473 | TNB | DISTRIBUTION | SUNGAI BESAR | Existing | 11 kV | PE MV TERMINAL | RYB | BSBR/PCE/J00200 | PAT TALI AIR 13 BAN 2 SG NIBONG | D00610 TALI AIR 14 SPG 5
379857476 | TNB | DISTRIBUTION | SUNGAI BESAR | Existing | 11 kV | PE MV TERMINAL | RYB | BSBR/PCE/J00200 | PAT TALI AIR 13 BAN 2 SG NIBONG | 100KVA
379857564 | TNB | DISTRIBUTION | SUNGAI BESAR | Existing | 11 kV | PE MV TERMINAL | RYB | BSBR/PCE/J00005 | T/AIR 12 BAN 2 SG NIBONG | D00603 TALI AIR 11 BAN 2
379857565 | TNB | DISTRIBUTION | SUNGAI BESAR | Existing | 11 kV | PE MV TERMINAL | RYB | BSBR/PCE/J00005 | T/AIR 12 BAN 2 SG NIBONG | D00607 TALI AIR 13 BAN 2
379857568 | TNB | DISTRIBUTION | SUNGAI BESAR | Existing | 11 kV | PE MV TERMINAL | RYB | BSBR/PCE/J00005 | T/AIR 12 BAN 2 SG NIBONG | 100KVA
379857639 | TNB | DISTRIBUTION | SUNGAI BESAR | Existing | 11 kV | PE MV TERMINAL | RYB | BSBR/PCE/J00004 | T/AIR 11 BAN 2 SG NIBONG | D00604 PARIT 12 BAN 2
379857642 | TNB | DISTRIBUTION | SUNGAI BESAR | Existing | 11 kV | PE MV TERMINAL | RYB | BSBR/PCE/J00004 | T/AIR 11 BAN 2 SG NIBONG | TX1-100KVA
379857659 | TNB | DISTRIBUTION | SUNGAI BESAR | Existing | 11 kV | PE MV TERMINAL | RYB | BSBR/PCE/J00004 | T/AIR 11 BAN 2 SG NIBONG | S00656 TALIAIR 9 BAN 2
379857662 | TNB | DISTRIBUTION | SUNGAI BESAR | Existing | 11 kV | PE MV TERMINAL | RYB | BSBR/PCE/J00004 | T/AIR 11 BAN 2 SG NIBONG | D00599 PENURUN KG.TALIAIR DUA, L772
381028119 | TNB | DISTRIBUTION | SUNGAI BESAR | Existing | 11 kV | PE MV TERMINAL | RYB | BSBR/PCE/J00068 | P/E JALAN ANGGERIK | D00103 PERPUSTAKAAN KSGR
381028230 | TNB | DISTRIBUTION | SUNGAI BESAR | Existing | 11 kV | PE MV TERMINAL | RYB | BSBR/PCE/J00016 | RUMAH PAM PT 13 SG PANJANG | D00241 MASJID PARIT 14 SG. PANJANG
381028231 | TNB | DISTRIBUTION | SUNGAI BESAR | Existing | 11 kV | PE MV TERMINAL | RYB | BSBR/PCE/J00016 | RUMAH PAM PT 13 SG PANJANG | D00230 S/DOWN 33/11 PT 13 SG PANJANG
381028234 | TNB | DISTRIBUTION | SUNGAI BESAR | Existing | 11 kV | PE MV TERMINAL | RYB | BSBR/PCE/J00016 | RUMAH PAM PT 13 SG PANJANG | TX-1000KVA
381028357 | TNB | DISTRIBUTION | SUNGAI BESAR | Existing | 11 kV | PE MV TERMINAL | RYB | BSBR/PCE/J00015 | MASJID PT 14 SG PANJANG | D06733 P/E LOJI AIR PARIT 16 JLN SG PANJANG
381028358 | TNB | DISTRIBUTION | SUNGAI BESAR | Existing | 11 kV | PE MV TERMINAL | RYB | BSBR/PCE/J00015 | MASJID PT 14 SG PANJANG | D00239 RMH PAM 13
381028361 | TNB | DISTRIBUTION | SUNGAI BESAR | Existing | 11 kV | PE MV TERMINAL | RYB | BSBR/PCE/J00015 | MASJID PT 14 SG PANJANG | TX-300KVA
381028846 | TNB | DISTRIBUTION | SUNGAI BESAR | Existing | 11 kV | PE MV TERMINAL | RYB | BSBR/PCE/J00226 | P/E LOJI AIR PARIT 16 JLN SG PANJANG | D00242 MASJID PT 14 SG PANJANG
381028852 | TNB | DISTRIBUTION | SUNGAI BESAR | Existing | 11 kV | PE MV TERMINAL | RYB | BSBR/PCE/J00226 | P/E LOJI AIR PARIT 16 JLN SG PANJANG | D00244 S/LINK PRT 16 SG PANJANG
381028877 | TNB | DISTRIBUTION | SUNGAI BESAR | Existing | 11 kV | PE MV TERMINAL | RYB | BSBR/PCE/J00226 | P/E LOJI AIR PARIT 16 JLN SG PANJANG | PENGGUNA HT
381029114 | TNB | DISTRIBUTION | SUNGAI BESAR | Existing | 11 kV | PE MV TERMINAL | RYB | BSBR/PCE/J00190 | S/LINK PRT 16 SG PANJANG | D00253 MERBAU JAYA PT 16
381029123 | TNB | DISTRIBUTION | SUNGAI BESAR | Existing | 11 kV | PE MV TERMINAL | RYB | BSBR/PCE/J00190 | S/LINK PRT 16 SG PANJANG | D00247 PT 16 NO 1
381029134 | TNB | DISTRIBUTION | SUNGAI BESAR | Existing | 11 kV | PE MV TERMINAL | RYB | BSBR/PCE/J00190 | S/LINK PRT 16 SG PANJANG | D06735 P/E LOJI AIR PARIT 16 JLN SG PANJANG
381029160 | TNB | DISTRIBUTION | SUNGAI BESAR | Existing | 11 kV | PE MV TERMINAL | RYB | BSBR/PCE/J00018 | PT 16 NO 1 | D00250 PT 16 NO 2 (TG.MEDAN)
381029161 | TNB | DISTRIBUTION | SUNGAI BESAR | Existing | 11 kV | PE MV TERMINAL | RYB | BSBR/PCE/J00018 | PT 16 NO 1 | D00245 S/LINK PRT 16 SG PANJANG
381029164 | TNB | DISTRIBUTION | SUNGAI BESAR | Existing | 11 kV | PE MV TERMINAL | RYB | BSBR/PCE/J00018 | PT 16 NO 1 | TX-100KVA
381029280 | TNB | DISTRIBUTION | SUNGAI BESAR | Existing | 11 kV | PE MV TERMINAL | RYB | BSBR/PCE/J00019 | PT 16 NO 2 (TG.MEDAN) | N/A
381029281 | TNB | DISTRIBUTION | SUNGAI BESAR | Existing | 11 kV | PE MV TERMINAL | RYB | BSBR/PCE/J00019 | PT 16 NO 2 (TG.MEDAN) | D00248 PT 16 NO 1
381029284 | TNB | DISTRIBUTION | SUNGAI BESAR | Existing | 11 kV | PE MV TERMINAL | RYB | BSBR/PCE/J00019 | PT 16 NO 2 (TG.MEDAN) | TX-100KVA
381029399 | TNB | DISTRIBUTION | SUNGAI BESAR | Existing | 11 kV | PE MV TERMINAL | RYB | BSBR/PCE/J00030 | MERBAU JAYA PT 16 | D00258 PT 18 SG PANJANG A/TANAH
381029400 | TNB | DISTRIBUTION | SUNGAI BESAR | Existing | 11 kV | PE MV TERMINAL | RYB | BSBR/PCE/J00030 | MERBAU JAYA PT 16 | D00246 S/LINK PRT 16 SG PANJANG
381029403 | TNB | DISTRIBUTION | SUNGAI BESAR | Existing | 11 kV | PE MV TERMINAL | RYB | BSBR/PCE/J00030 | MERBAU JAYA PT 16 | TX-1000KVA
381029507 | TNB | DISTRIBUTION | SUNGAI BESAR | Existing | 11 kV | PE MV TERMINAL | RYB | BSBR/PCE/J00020 | PT 18 SG PANJANG A/TANAH | D00254 MERBAU JAYA PT 16
381029510 | TNB | DISTRIBUTION | SUNGAI BESAR | Existing | 11 kV | PE MV TERMINAL | RYB | BSBR/PCE/J00020 | PT 18 SG PANJANG A/TANAH | TX-300KVA
381029527 | TNB | DISTRIBUTION | SUNGAI BESAR | Existing | 11 kV | PE MV TERMINAL | RYB | BSBR/PCE/J00020 | PT 18 SG PANJANG A/TANAH | D00260 BELIA 1
381029530 | TNB | DISTRIBUTION | SUNGAI BESAR | Existing | 11 kV | PE MV TERMINAL | RYB | BSBR/PCE/J00020 | PT 18 SG PANJANG A/TANAH | D06750 P/E MRSM SG PANJANG
381029654 | TNB | DISTRIBUTION | SUNGAI BESAR | Existing | 11 kV | PE MV TERMINAL | RYB | BSBR/PCE/J00021 | BELIA 1 | D06835 D-SBR-C18-0174
381029655 | TNB | DISTRIBUTION | SUNGAI BESAR | Existing | 11 kV | PE MV TERMINAL | RYB | BSBR/PCE/J00021 | BELIA 1 | D00256 PT 18 SG PANJANG A/TANAH
381029658 | TNB | DISTRIBUTION | SUNGAI BESAR | Existing | 11 kV | PE MV TERMINAL | RYB | BSBR/PCE/J00021 | BELIA 1 | TX-100KVA
381029779 | TNB | DISTRIBUTION | SUNGAI BESAR | Existing | 11 kV | PE MV TERMINAL | RYB | BSBR/PCE/J00031 | TBK JAYA PT 13 SG PANJANG | SPUR
381029780 | TNB | DISTRIBUTION | SUNGAI BESAR | Existing | 11 kV | PE MV TERMINAL | RYB | BSBR/PCE/J00031 | TBK JAYA PT 13 SG PANJANG | D00229 S/DOWN 33/11 PT 13 SG PANJANG
381029783 | TNB | DISTRIBUTION | SUNGAI BESAR | Existing | 11 kV | PE MV TERMINAL | RYB | BSBR/PCE/J00031 | TBK JAYA PT 13 SG PANJANG | TX-300
381029937 | TNB | DISTRIBUTION | SUNGAI BESAR | Existing | 11 kV | PE MV TERMINAL | RYB | BSBR/PCE/J00096 | HAYAT MAJU NO 2 | D00225 LINK PT12 S.PJG
381029938 | TNB | DISTRIBUTION | SUNGAI BESAR | Existing | 11 kV | PE MV TERMINAL | RYB | BSBR/PCE/J00096 | HAYAT MAJU NO 2 | N/A
381029941 | TNB | DISTRIBUTION | SUNGAI BESAR | Existing | 11 kV | PE MV TERMINAL | RYB | BSBR/PCE/J00096 | HAYAT MAJU NO 2 | TX-1000KVA
381030060 | TNB | DISTRIBUTION | SUNGAI BESAR | Existing | 11 kV | PE MV TERMINAL | RYB | BSBR/PCE/J00001 | HAYAT MAJU NO 1 | D00235 HAYAT MAJU NO 2
381030061 | TNB | DISTRIBUTION | SUNGAI BESAR | Existing | 11 kV | PE MV TERMINAL | RYB | BSBR/PCE/J00001 | HAYAT MAJU NO 1 | D00561 P/E HAYAT MAJU NO 3
381030064 | TNB | DISTRIBUTION | SUNGAI BESAR | Existing | 11 kV | PE MV TERMINAL | RYB | BSBR/PCE/J00001 | HAYAT MAJU NO 1 | TX-1000KVA
381196323 | TNB | DISTRIBUTION | SUNGAI BESAR | Existing | 11 kV | PE MV TERMINAL | RYB | BSBR/PCE/G00016 | PARIT 2, L381 | TX-100KVA
381196324 | TNB | DISTRIBUTION | SUNGAI BESAR | Existing | 33 kV | PE MV TERMINAL | RYB | BSBR/PCE/G00016 | PARIT 2, L381 | N/A
381196329 | TNB | DISTRIBUTION | SUNGAI BESAR | Existing | 33 kV | PE MV TERMINAL | RYB | BSBR/PCE/G00016 | PARIT 2, L381 | N/A
381196454 | TNB | DISTRIBUTION | SUNGAI BESAR | Existing | 33 kV | PE MV TERMINAL | RYB | BSBR/PCE/G00017 | PARIT 4, L382 | TX-100KVA
381196455 | TNB | DISTRIBUTION | SUNGAI BESAR | Existing | 33 kV | PE MV TERMINAL | RYB | BSBR/PCE/G00017 | PARIT 4, L382 | N/A
381196460 | TNB | DISTRIBUTION | SUNGAI BESAR | Existing | 33 kV | PE MV TERMINAL | RYB | BSBR/PCE/G00017 | PARIT 4, L382 | N/A
381196581 | TNB | DISTRIBUTION | SUNGAI BESAR | Existing | 33 kV | PE MV TERMINAL | RYB | BSBR/PCE/G00018 | PARIT 6, L383 | TX-100KVA
381196582 | TNB | DISTRIBUTION | SUNGAI BESAR | Existing | 33 kV | PE MV TERMINAL | RYB | BSBR/PCE/G00018 | PARIT 6, L383 | N/A
381196587 | TNB | DISTRIBUTION | SUNGAI BESAR | Existing | 33 kV | PE MV TERMINAL | RYB | BSBR/PCE/G00018 | PARIT 6, L383 | N/A
381196708 | TNB | DISTRIBUTION | SUNGAI BESAR | Existing | 33 kV | PE MV TERMINAL | RYB | BSBR/PCE/G00019 | PARIT 8, L388 | TX-100KVA
381196709 | TNB | DISTRIBUTION | SUNGAI BESAR | Existing | 33 kV | PE MV TERMINAL | RYB | BSBR/PCE/G00019 | PARIT 8, L388 | N/A
381196714 | TNB | DISTRIBUTION | SUNGAI BESAR | Existing | 33 kV | PE MV TERMINAL | RYB | BSBR/PCE/G00019 | PARIT 8, L388 | N/A
381196835 | TNB | DISTRIBUTION | SUNGAI BESAR | Existing | 33 kV | PE MV TERMINAL | RYB | BSBR/PCE/G00020 | PARIT 10, L384 | TX-100KVA
381196836 | TNB | DISTRIBUTION | SUNGAI BESAR | Existing | 33 kV | PE MV TERMINAL | RYB | BSBR/PCE/G00020 | PARIT 10, L384 | N/A
381196841 | TNB | DISTRIBUTION | SUNGAI BESAR | Existing | 33 kV | PE MV TERMINAL | RYB | BSBR/PCE/G00020 | PARIT 10, L384 | N/A
381196964 | TNB | DISTRIBUTION | SUNGAI BESAR | Existing | 11 kV | PE MV TERMINAL | RYB | BSBR/PCE/G00014 | PANCHANG BEDANA, L680 | TX-100KVA
381196965 | TNB | DISTRIBUTION | SUNGAI BESAR | Existing | 33 kV | PE MV TERMINAL | RYB | BSBR/PCE/G00014 | PANCHANG BEDANA, L680 | N/A
381196970 | TNB | DISTRIBUTION | SUNGAI BESAR | Existing | 33 kV | PE MV TERMINAL | RYB | BSBR/PCE/G00014 | PANCHANG BEDANA, L680 | N/A
381197100 | TNB | DISTRIBUTION | SUNGAI BESAR | Existing | 11 kV | PE MV TERMINAL | RYB | BSBR/PCE/G00015 | PARIT 2 BARAT, L638 | TX-100KVA
381197101 | TNB | DISTRIBUTION | SUNGAI BESAR | Existing | 33 kV | PE MV TERMINAL | RYB | BSBR/PCE/G00015 | PARIT 2 BARAT, L638 | N/A
381197106 | TNB | DISTRIBUTION | SUNGAI BESAR | Existing | 33 kV | PE MV TERMINAL | RYB | BSBR/PCE/G00015 | PARIT 2 BARAT, L638 | N/A
381197262 | TNB | DISTRIBUTION | SUNGAI BESAR | Existing | 33 kV | PE MV TERMINAL | RYB | BSBR/PCE/G00002 | SG LIMAU, L678 | TX-300KVA
381197263 | TNB | DISTRIBUTION | SUNGAI BESAR | Existing | 30 - 33 V | PE MV TERMINAL | RYB | BSBR/PCE/G00002 | SG LIMAU, L678 | N/A
381197268 | TNB | DISTRIBUTION | SUNGAI BESAR | Existing | 33 kV | PE MV TERMINAL | RYB | BSBR/PCE/G00002 | SG LIMAU, L678 | N/A
381197395 | TNB | DISTRIBUTION | SUNGAI BESAR | Existing | 33 kV | PE MV TERMINAL | RYB | BSBR/PCE/G00004 | KG.DURAINI TAMBAHAN, L366 | TX-100KVA
381197396 | TNB | DISTRIBUTION | SUNGAI BESAR | Existing | 33 kV | PE MV TERMINAL | RYB | BSBR/PCE/G00004 | KG.DURAINI TAMBAHAN, L366 | N/A
381197401 | TNB | DISTRIBUTION | SUNGAI BESAR | Existing | 33 kV | PE MV TERMINAL | RYB | BSBR/PCE/G00004 | KG.DURAINI TAMBAHAN, L366 | N/A
381197526 | TNB | DISTRIBUTION | SUNGAI BESAR | Existing | 33 kV | PE MV TERMINAL | RYB | BSBR/PCE/G00006 | SIMPANG LIMA, L676 | TX-100KVA
381197527 | TNB | DISTRIBUTION | SUNGAI BESAR | Existing | 33 kV | PE MV TERMINAL | RYB | BSBR/PCE/G00006 | SIMPANG LIMA, L676 | N/A
381197532 | TNB | DISTRIBUTION | SUNGAI BESAR | Existing | 33 kV | PE MV TERMINAL | RYB | BSBR/PCE/G00006 | SIMPANG LIMA, L676 | N/A
381197653 | TNB | DISTRIBUTION | SUNGAI BESAR | Existing | 33 kV | PE MV TERMINAL | RYB | BSBR/PCE/G00007 | KG.SG.NIBONG, L675 | TX-300KVA
381197654 | TNB | DISTRIBUTION | SUNGAI BESAR | Existing | 33 kV | PE MV TERMINAL | RYB | BSBR/PCE/G00007 | KG.SG.NIBONG, L675 | N/A
381197659 | TNB | DISTRIBUTION | SUNGAI BESAR | Existing | 33 kV | PE MV TERMINAL | RYB | BSBR/PCE/G00007 | KG.SG.NIBONG, L675 | N/A
381197916 | TNB | DISTRIBUTION | SUNGAI BESAR | Existing | 11 kV | PE MV TERMINAL | RYB | BSBR/PCE/G00009 | KG.PARIT PASIR PANJANG, L733 | TX-300KVA
381197917 | TNB | DISTRIBUTION | SUNGAI BESAR | Existing | 33 kV | PE MV TERMINAL | RYB | BSBR/PCE/G00009 | KG.PARIT PASIR PANJANG, L733 | N/A
381197922 | TNB | DISTRIBUTION | SUNGAI BESAR | Existing | 30 - 33 V | PE MV TERMINAL | RYB | BSBR/PCE/G00009 | KG.PARIT PASIR PANJANG, L733 | N/A
381198053 | TNB | DISTRIBUTION | SUNGAI BESAR | Existing | 33 kV | PE MV TERMINAL | RYB | BSBR/PCE/G00010 | KG.PASIR PANJANG, L674 | TX-500KVA
381198054 | TNB | DISTRIBUTION | SUNGAI BESAR | Existing | 33 kV | PE MV TERMINAL | RYB | BSBR/PCE/G00010 | KG.PASIR PANJANG, L674 | N/A
381198059 | TNB | DISTRIBUTION | SUNGAI BESAR | Existing | 33 kV | PE MV TERMINAL | RYB | BSBR/PCE/G00010 | KG.PASIR PANJANG, L674 | N/A
381487930 | TNB | DISTRIBUTION | SUNGAI BESAR | Existing | 11 kV | PE MV TERMINAL | RYB | BSBR/PCE/J00165 | S/S POLITEKNIK SABAK BERNAM | HT CUSTOMER
381496159 | TNB | DISTRIBUTION | SUNGAI BESAR | Existing | 11 kV | PE MV TERMINAL | RYB | BSBR/PCE/G00003 | KG.HJ.DURAINI, L111 | TX-100KVA
381496160 | TNB | DISTRIBUTION | SUNGAI BESAR | Existing | 11 kV | PE MV TERMINAL | RYB | BSBR/PCE/G00003 | KG.HJ.DURAINI, L111 | N/A
381496165 | TNB | DISTRIBUTION | SUNGAI BESAR | Existing | 33 kV | PE MV TERMINAL | RYB | BSBR/PCE/G00003 | KG.HJ.DURAINI, L111
381496278 | TNB | DISTRIBUTION | SUNGAI BESAR | Existing | 11 kV | PE MV TERMINAL | RYB | BSBR/PCE/J00242 | P/E PENURUN BAGAN TERAP PT 13 SG PANJANG | S/LINK PRT 12
381496293 | TNB | DISTRIBUTION | SUNGAI BESAR | Existing | 11 kV | PE MV TERMINAL | RYB | BSBR/PCE/J00242 | P/E PENURUN BAGAN TERAP PT 13 SG PANJANG | D00238 RUMAH PAM PT 13 SG PANJANG
381496294 | TNB | DISTRIBUTION | SUNGAI BESAR | Existing | 11 kV | PE MV TERMINAL | RYB | BSBR/PCE/J00242 | P/E PENURUN BAGAN TERAP PT 13 SG PANJANG | D00233 TBK JAYA PT 13 SG PANJANG
381496304 | TNB | DISTRIBUTION | SUNGAI BESAR | Existing | 11 kV | PE MV TERMINAL | RYB | BSBR/PCE/J00242 | P/E PENURUN BAGAN TERAP PT 13 SG PANJANG | BUSTIE
381496307 | TNB | DISTRIBUTION | SUNGAI BESAR | Existing | 11 kV | PE MV TERMINAL | RYB | BSBR/PCE/J00242 | P/E PENURUN BAGAN TERAP PT 13 SG PANJANG | SPARE
381496316 | TNB | DISTRIBUTION | SUNGAI BESAR | Existing | 11 kV | PE MV TERMINAL | RYB | BSBR/PCE/J00242 | P/E PENURUN BAGAN TERAP PT 13 SG PANJANG | BUSTIE
381496506 | TNB | DISTRIBUTION | SUNGAI BESAR | Existing | 11 kV | PE MV TERMINAL | RYB | BSBR/PCE/J00242 | P/E PENURUN BAGAN TERAP PT 13 SG PANJANG | PMU SBSR 132/11kV: VCB 3
381496521 | TNB | DISTRIBUTION | SUNGAI BESAR | Existing | 11 kV | PE MV TERMINAL | RYB | BSBR/PCE/J00242 | P/E PENURUN BAGAN TERAP PT 13 SG PANJANG | D00236 HAYAT MAJU NO 2
381496537 | TNB | DISTRIBUTION | SUNGAI BESAR | Existing | 11 kV | PE MV TERMINAL | RYB | BSBR/PCE/J00235 | P/E TAMAN BUDIMAN | D00126 TMN SERI BEDENA
381496538 | TNB | DISTRIBUTION | SUNGAI BESAR | Existing | 11 kV | PE MV TERMINAL | RYB | BSBR/PCE/J00235 | P/E TAMAN BUDIMAN | D00701 P/E ELEYSS PARK
381496541 | TNB | DISTRIBUTION | SUNGAI BESAR | Existing | 11 kV | PE MV TERMINAL | RYB | BSBR/PCE/J00235 | P/E TAMAN BUDIMAN | TX-300KVA
383385755 | TNB | DISTRIBUTION | SUNGAI BESAR | Existing | 11 kV | PE MV TERMINAL | RYB | BSBR/PCE/J00300 | P/E REBAN AYAM DATO GHAZALI | D00715 P/E UYIN AGRO FARM
383385756 | TNB | DISTRIBUTION | SUNGAI BESAR | Existing | 11 kV | PE MV TERMINAL | RYB | BSBR/PCE/J00300 | P/E REBAN AYAM DATO GHAZALI | D06811 P/E HJ MAHIDIN PT 7 GAMBUT
383385759 | TNB | DISTRIBUTION | SUNGAI BESAR | Existing | 11 kV | PE MV TERMINAL | RYB | BSBR/PCE/J00300 | P/E REBAN AYAM DATO GHAZALI | TX-500KVA
383497207 | TNB | DISTRIBUTION | SUNGAI BESAR | Existing | 11 kV | PE MV TERMINAL | RYB | BSBR/PCE/J00253 | D-SBR-C17-0160 | D00013 P/E TAMAN PERDANA
383497208 | TNB | DISTRIBUTION | SUNGAI BESAR | Existing | 11 kV | PE MV TERMINAL | RYB | BSBR/PCE/J00253 | D-SBR-C17-0160 | D0009 P/E TAMAN PERDANA NO 1
383497211 | TNB | DISTRIBUTION | SUNGAI BESAR | Existing | 11 kV | PE MV TERMINAL | RYB | BSBR/PCE/J00253 | D-SBR-C17-0160 | TX-500KVA
385884755 | TNB | DISTRIBUTION | SUNGAI BESAR | Existing | 11 kV | PE MV TERMINAL | RYB | BSBR/PCE/J00252 | P/E TAMAN AROWANA | TX1-300KVA
385884762 | TNB | DISTRIBUTION | SUNGAI BESAR | Existing | 11 kV | PE MV TERMINAL | RYB | BSBR/PCE/J00252 | P/E TAMAN AROWANA | D00212 THAI LIAN
385884770 | TNB | DISTRIBUTION | SUNGAI BESAR | Existing | 11 kV | PE MV TERMINAL | RYB | BSBR/PCE/J00252 | P/E TAMAN AROWANA | D00694 P/E ASRAMA DESA
385884780 | TNB | DISTRIBUTION | SUNGAI BESAR | Existing | 11 kV | PE MV TERMINAL | RYB | BSBR/PCE/J00252 | P/E TAMAN AROWANA | TX2-300KVA
390629489 | TNB | DISTRIBUTION | SUNGAI BESAR | Existing | 11 kV | PE MV TERMINAL | RYB | BSBR/PCE/J00256 | D-SBR-C18-0174 | SPUR
390629490 | TNB | DISTRIBUTION | SUNGAI BESAR | Existing | 11 kV | PE MV TERMINAL | RYB | BSBR/PCE/J00256 | D-SBR-C18-0174 | D06833 BELIA 1
390629493 | TNB | DISTRIBUTION | SUNGAI BESAR | Existing | 11 kV | PE MV TERMINAL | RYB | BSBR/PCE/J00256 | D-SBR-C18-0174 | TX1-500KVA

## Output
Id | Owner Type | Owner Name | Operational Area | Status | Nominal Voltage | Type | Phasing | Substation Functional Location | Substation Name | Label | Remarks | Check | Detail
256945425 | TNB | DISTRIBUTION | SUNGAI BESAR | Existing | 11 kV | PE MV TERMINAL | Unknown | BSBR/PCE/J00049 | TMN CAHAYA | SBSR-4 |  | Fail | Please check "Phasing"
256945428 | TNB | DISTRIBUTION | SUNGAI BESAR | Existing | 11 kV | PE MV TERMINAL | Unknown | BSBR/PCE/J00049 | TMN CAHAYA | TX1-300KVA |  | Fail | Please check "Phasing"
256945430 | TNB | DISTRIBUTION | SUNGAI BESAR | Existing | 11 kV | PE MV TERMINAL | Unknown | BSBR/PCE/J00049 | TMN CAHAYA | D00190 TMN SRI INDAH |  | Fail | Please check "Phasing"
257013934 | TNB | DISTRIBUTION | SUNGAI BESAR | Existing | 11 kV | PE MV TERMINAL | Unknown | BSBR/PCE/J00065 | P/E LPN BAGAN TERAP | 750KVA |  | Fail | Please check "Phasing"
257013948 | TNB | DISTRIBUTION | SUNGAI BESAR | Existing | 11 kV | PE MV TERMINAL | Unknown | BSBR/PCE/J00065 | P/E LPN BAGAN TERAP | SPARE |  | Fail | Please check "Phasing"
257013950 | TNB | DISTRIBUTION | SUNGAI BESAR | Existing | 11 kV | PE MV TERMINAL | Unknown | BSBR/PCE/J00065 | P/E LPN BAGAN TERAP | D00566 SEK MEN (U) BGN TERAP |  | Fail | Please check "Phasing"
257013952 | TNB | DISTRIBUTION | SUNGAI BESAR | Existing | 11 kV | PE MV TERMINAL | Unknown | BSBR/PCE/J00065 | P/E LPN BAGAN TERAP | D00419 PARIT 12 LUNDANG |  | Fail | Please check "Phasing"
257013958 | TNB | DISTRIBUTION | SUNGAI BESAR | Existing | 11 kV | PE MV TERMINAL | Unknown | BSBR/PCE/J00065 | P/E LPN BAGAN TERAP | LOOPING RMU 1 |  | Fail | Please check "Phasing"
257013968 | TNB | DISTRIBUTION | SUNGAI BESAR | Existing | 11 kV | PE MV TERMINAL | Unknown | BSBR/PCE/J00065 | P/E LPN BAGAN TERAP | LOOPING RMU 2 |  | Fail | Please check "Phasing"
257013970 | TNB | DISTRIBUTION | SUNGAI BESAR | Existing | 11 kV | PE MV TERMINAL | Unknown | BSBR/PCE/J00065 | P/E LPN BAGAN TERAP | D00649 TMN TERAP JAYA NO 1 |  | Fail | Please check "Phasing"
377644468 | TNB | DISTRIBUTION | SUNGAI BESAR | Existing | 11 kV | PE MV TERMINAL | RYB | BSBR/PCE/J00178 | TMN PERWIRA | D5238 P/E TAMAN GEMILANG NO 2 |  | Pass | null
377644469 | TNB | DISTRIBUTION | SUNGAI BESAR | Existing | 11 kV | PE MV TERMINAL | RYB | BSBR/PCE/J00178 | TMN PERWIRA | PPU SGBR: 5 |  | Pass | null
377644472 | TNB | DISTRIBUTION | SUNGAI BESAR | Existing | 11 kV | PE MV TERMINAL | RYB | BSBR/PCE/J00178 | TMN PERWIRA | TX1-500KVA |  | Pass | null
377644570 | TNB | DISTRIBUTION | SUNGAI BESAR | Existing | 11 kV | PE MV TERMINAL | RYB | BSBR/PCE/J00181 | P/E TAMAN GEMILANG NO 2 | D-00003 TMN PERWIRA |  | Pass | null
377644571 | TNB | DISTRIBUTION | SUNGAI BESAR | Existing | 11 kV | PE MV TERMINAL | RYB | BSBR/PCE/J00181 | P/E TAMAN GEMILANG NO 2 | D06781 P/E MCDONALD SG BESAR |  | Pass | null
377644574 | TNB | DISTRIBUTION | SUNGAI BESAR | Existing | 11 kV | PE MV TERMINAL | RYB | BSBR/PCE/J00181 | P/E TAMAN GEMILANG NO 2 | TX1-300KVA |  | Pass | null
377644693 | TNB | DISTRIBUTION | SUNGAI BESAR | Existing | 11 kV | PE MV TERMINAL | RYB | BSBR/PCE/J00240 | P/E MCDONALD SG BESAR | D00657 SBBC FASA 3 |  | Pass | null
377644694 | TNB | DISTRIBUTION | SUNGAI BESAR | Existing | 11 kV | PE MV TERMINAL | RYB | BSBR/PCE/J00240 | P/E MCDONALD SG BESAR | D5240 P/E TAMAN GEMILANG NO 2 |  | Pass | null
377644697 | TNB | DISTRIBUTION | SUNGAI BESAR | Existing | 11 kV | PE MV TERMINAL | RYB | BSBR/PCE/J00240 | P/E MCDONALD SG BESAR | TX1-500KVA |  | Pass | null
377645042 | TNB | DISTRIBUTION | SUNGAI BESAR | Existing | 11 kV | PE MV TERMINAL | RYB | BSBR/PCE/J00009 | SBBC FASA 3 | TX1-1000KVA |  | Pass | null
377645049 | TNB | DISTRIBUTION | SUNGAI BESAR | Existing | 11 kV | PE MV TERMINAL | RYB | BSBR/PCE/J00009 | SBBC FASA 3 | D06782 P/E MCDONALD SG BESAR |  | Pass | null
377645057 | TNB | DISTRIBUTION | SUNGAI BESAR | Existing | 11 kV | PE MV TERMINAL | RYB | BSBR/PCE/J00009 | SBBC FASA 3 | D00639 PE SBBC FASA 2 |  | Pass | null
377645067 | TNB | DISTRIBUTION | SUNGAI BESAR | Existing | 11 kV | PE MV TERMINAL | RYB | BSBR/PCE/J00009 | SBBC FASA 3 | TX2-1000KVA |  | Pass | null
377645232 | TNB | DISTRIBUTION | SUNGAI BESAR | Existing | 11 kV | PE MV TERMINAL | RYB | BSBR/PCE/J00213 | P/E SBBC FASA 2 | D00654 SBBC FASA 3 |  | Pass | null
377645233 | TNB | DISTRIBUTION | SUNGAI BESAR | Existing | 11 kV | PE MV TERMINAL | RYB | BSBR/PCE/J00213 | P/E SBBC FASA 2 | D05241 P/E SBBC FASA 1 |  | Pass | null
377645236 | TNB | DISTRIBUTION | SUNGAI BESAR | Existing | 11 kV | PE MV TERMINAL | RYB | BSBR/PCE/J00213 | P/E SBBC FASA 2 | TX1-1000KVA |  | Pass | null
377645316 | TNB | DISTRIBUTION | SUNGAI BESAR | Existing | 11 kV | PE MV TERMINAL | RYB | BSBR/PCE/J00199 | P/E SBBC FASA 1 | TX1-1000KVA |  | Pass | null
377645323 | TNB | DISTRIBUTION | SUNGAI BESAR | Existing | 11 kV | PE MV TERMINAL | RYB | BSBR/PCE/J00199 | P/E SBBC FASA 1 | D00641 P/E SBBC FASA 2 |  | Pass | null
377645331 | TNB | DISTRIBUTION | SUNGAI BESAR | Existing | 11 kV | PE MV TERMINAL | RYB | BSBR/PCE/J00199 | P/E SBBC FASA 1 | D00004 PE TAMAN PURNAMA |  | Pass | null
377645341 | TNB | DISTRIBUTION | SUNGAI BESAR | Existing | 11 kV | PE MV TERMINAL | RYB | BSBR/PCE/J00199 | P/E SBBC FASA 1 | TX2-1000KVA |  | Pass | null
377645504 | TNB | DISTRIBUTION | SUNGAI BESAR | Existing | 11 kV | PE MV TERMINAL | RYB | BSBR/PCE/J00195 | P/E TAMAN PURNAMA | D05244 P/E SBBC FASA 1 |  | Pass | null
377645505 | TNB | DISTRIBUTION | SUNGAI BESAR | Existing | 11 kV | PE MV TERMINAL | RYB | BSBR/PCE/J00195 | P/E TAMAN PURNAMA | D00008 PE TMN PERDANA NO 1 |  | Pass | null
377645508 | TNB | DISTRIBUTION | SUNGAI BESAR | Existing | 11 kV | PE MV TERMINAL | RYB | BSBR/PCE/J00195 | P/E TAMAN PURNAMA | TX1-1000KVA |  | Pass | null
377645588 | TNB | DISTRIBUTION | SUNGAI BESAR | Existing | 11 kV | PE MV TERMINAL | RYB | BSBR/PCE/J00194 | P/E TAMAN PERDANA NO 1 | TX1-750KVA |  | Pass | null
377645595 | TNB | DISTRIBUTION | SUNGAI BESAR | Existing | 11 kV | PE MV TERMINAL | RYB | BSBR/PCE/J00194 | P/E TAMAN PERDANA NO 1 | D0005 P/E TAMAN PURNAMA |  | Pass | null
377645603 | TNB | DISTRIBUTION | SUNGAI BESAR | Existing | 11 kV | PE MV TERMINAL | RYB | BSBR/PCE/J00194 | P/E TAMAN PERDANA NO 1 | D06823 PE RMH KEDAI JLN PPP 3 |  | Pass | null
377645613 | TNB | DISTRIBUTION | SUNGAI BESAR | Existing | 11 kV | PE MV TERMINAL | RYB | BSBR/PCE/J00194 | P/E TAMAN PERDANA NO 1 | TX2-1000KVA |  | Pass | null
377645944 | TNB | DISTRIBUTION | SUNGAI BESAR | Existing | 11 kV | PE MV TERMINAL | RYB | BSBR/PCE/J00193 | P/E TAMAN PERDANA | TX1-500KVA |  | Pass | null
377645951 | TNB | DISTRIBUTION | SUNGAI BESAR | Existing | 11 kV | PE MV TERMINAL | RYB | BSBR/PCE/J00193 | P/E TAMAN PERDANA | D00016 PE TAMAN PADU PERMAI |  | Pass | null
377645959 | TNB | DISTRIBUTION | SUNGAI BESAR | Existing | 11 kV | PE MV TERMINAL | RYB | BSBR/PCE/J00193 | P/E TAMAN PERDANA | D06821 PE RMH KEDAI JLN PPP 3 |  | Pass | null
377645969 | TNB | DISTRIBUTION | SUNGAI BESAR | Existing | 11 kV | PE MV TERMINAL | RYB | BSBR/PCE/J00193 | P/E TAMAN PERDANA | TX2-1000KVA |  | Pass | null
377646132 | TNB | DISTRIBUTION | SUNGAI BESAR | Existing | 11 kV | PE MV TERMINAL | RYB | BSBR/PCE/J00037 | TMN PADU PERMAI | D00012 P/E TAMAN PERDANA |  | Pass | null
377646133 | TNB | DISTRIBUTION | SUNGAI BESAR | Existing | 11 kV | PE MV TERMINAL | RYB | BSBR/PCE/J00037 | TMN PADU PERMAI | D00019 PE TAMAN SETIA JAYA |  | Pass | null
377646136 | TNB | DISTRIBUTION | SUNGAI BESAR | Existing | 11 kV | PE MV TERMINAL | RYB | BSBR/PCE/J00037 | TMN PADU PERMAI | TX1-1000KVA |  | Pass | null
377646213 | TNB | DISTRIBUTION | SUNGAI BESAR | Existing | 11 kV | PE MV TERMINAL | RYB | BSBR/PCE/J00038 | TMN SETIA JAYA | D00184 STADIUM S/BESAR |  | Pass | null
377646216 | TNB | DISTRIBUTION | SUNGAI BESAR | Existing | 11 kV | PE MV TERMINAL | RYB | BSBR/PCE/J00038 | TMN SETIA JAYA | TX1-1000KVA |  | Pass | null
377646233 | TNB | DISTRIBUTION | SUNGAI BESAR | Existing | 11 kV | PE MV TERMINAL | RYB | BSBR/PCE/J00038 | TMN SETIA JAYA | D00015 TMN PADU PERMAI |  | Pass | null
377646236 | TNB | DISTRIBUTION | SUNGAI BESAR | Existing | 11 kV | PE MV TERMINAL | RYB | BSBR/PCE/J00038 | TMN SETIA JAYA | D06743 P/E TMN BEDENA 2 |  | Pass | null
377646422 | TNB | DISTRIBUTION | SUNGAI BESAR | Existing | 11 kV | PE MV TERMINAL | RYB | BSBR/PCE/J00217 | S/SUIS PPU SG BESAR | D00108 JBA S/BESAR |  | Pass | null
377646442 | TNB | DISTRIBUTION | SUNGAI BESAR | Existing | 11 kV | PE MV TERMINAL | RYB | BSBR/PCE/J00217 | S/SUIS PPU SG BESAR | SGBR: 1 |  | Pass | null
377646445 | TNB | DISTRIBUTION | SUNGAI BESAR | Existing | 11 kV | PE MV TERMINAL | RYB | BSBR/PCE/J00217 | S/SUIS PPU SG BESAR | D00104 TMN GEMILANG |  | Pass | null
377646543 | TNB | DISTRIBUTION | SUNGAI BESAR | Existing | 11 kV | PE MV TERMINAL | RYB | BSBR/PCE/J00034 | P/E JBA SG BESAR | D00697 S/SUIS PPU SG BESAR |  | Pass | null
377646544 | TNB | DISTRIBUTION | SUNGAI BESAR | Existing | 11 kV | PE MV TERMINAL | RYB | BSBR/PCE/J00034 | P/E JBA SG BESAR | D06794 UMNO SG BESAR |  | Pass | null
377646547 | TNB | DISTRIBUTION | SUNGAI BESAR | Existing | 11 kV | PE MV TERMINAL | RYB | BSBR/PCE/J00034 | P/E JBA SG BESAR | TX1-750KVA |  | Pass | null
377646639 | TNB | DISTRIBUTION | SUNGAI BESAR | Existing | 11 kV | PE MV TERMINAL | RYB | BSBR/PCE/J00035 | TALIKOM S/BESAR | D00113 JLN MAHSURI |  | Pass | null
377646640 | TNB | DISTRIBUTION | SUNGAI BESAR | Existing | 11 kV | PE MV TERMINAL | RYB | BSBR/PCE/J00035 | TALIKOM S/BESAR | D00105 TMN GEMILANG |  | Pass | null
377646643 | TNB | DISTRIBUTION | SUNGAI BESAR | Existing | 11 kV | PE MV TERMINAL | RYB | BSBR/PCE/J00035 | TALIKOM S/BESAR | TX1-300KVA |  | Pass | null
377646733 | TNB | DISTRIBUTION | SUNGAI BESAR | Existing | 11 kV | PE MV TERMINAL | RYB | BSBR/PCE/J00036 | JLN MAHSURI | D00111 TALIKOM S/BESAR |  | Pass | null
377646734 | TNB | DISTRIBUTION | SUNGAI BESAR | Existing | 11 kV | PE MV TERMINAL | RYB | BSBR/PCE/J00036 | JLN MAHSURI | D00116 ARKED MARA |  | Pass | null
377646737 | TNB | DISTRIBUTION | SUNGAI BESAR | Existing | 11 kV | PE MV TERMINAL | RYB | BSBR/PCE/J00036 | JLN MAHSURI | TX1-1000KVA |  | Pass | null
377646894 | TNB | DISTRIBUTION | SUNGAI BESAR | Existing | 11 kV | PE MV TERMINAL | RYB | BSBR/PCE/J00077 | ARKED MARA | D06766 P/E HENTIAN BAS SUNGAI BESAR |  | Pass | null
377646895 | TNB | DISTRIBUTION | SUNGAI BESAR | Existing | 11 kV | PE MV TERMINAL | RYB | BSBR/PCE/J00077 | ARKED MARA | D00115 JLN MAHSURI |  | Pass | null
377646898 | TNB | DISTRIBUTION | SUNGAI BESAR | Existing | 11 kV | PE MV TERMINAL | RYB | BSBR/PCE/J00077 | ARKED MARA | TX1-1000KVA |  | Pass | null
377647024 | TNB | DISTRIBUTION | SUNGAI BESAR | Existing | 11 kV | PE MV TERMINAL | RYB | BSBR/PCE/J00010 | TMN GEMILANG | D00110 TALIKOM S/BESAR |  | Pass | null
377647025 | TNB | DISTRIBUTION | SUNGAI BESAR | Existing | 11 kV | PE MV TERMINAL | RYB | BSBR/PCE/J00010 | TMN GEMILANG | D00696 S/SUIS PPU SG BESAR |  | Pass | null
377647028 | TNB | DISTRIBUTION | SUNGAI BESAR | Existing | 11 kV | PE MV TERMINAL | RYB | BSBR/PCE/J00010 | TMN GEMILANG | TX1-500KVA |  | Pass | null
377647203 | TNB | DISTRIBUTION | SUNGAI BESAR | Existing | 11 kV | PE MV TERMINAL | RYB | BSBR/PCE/J00223 | P/E TMN BEDENA 2 | PPU SGBR: 3 |  | Pass | null
377647206 | TNB | DISTRIBUTION | SUNGAI BESAR | Existing | 11 kV | PE MV TERMINAL | RYB | BSBR/PCE/J00223 | P/E TMN BEDENA 2 | TX1-750KVA |  | Pass | null
377647223 | TNB | DISTRIBUTION | SUNGAI BESAR | Existing | 11 kV | PE MV TERMINAL | RYB | BSBR/PCE/J00223 | P/E TMN BEDENA 2 | D00021 PE KOMPLEKS BOMBA SG BESAR |  | Pass | null
377647226 | TNB | DISTRIBUTION | SUNGAI BESAR | Existing | 11 kV | PE MV TERMINAL | RYB | BSBR/PCE/J00223 | P/E TMN BEDENA 2 | D00020 TMN SETIA JAYA |  | Pass | null
377647340 | TNB | DISTRIBUTION | SUNGAI BESAR | Existing | 11 kV | PE MV TERMINAL | RYB | BSBR/PCE/J00197 | P/E BOMBA SG BESAR | D06742 P/E TMN BEDENA 2 |  | Pass | null
377647341 | TNB | DISTRIBUTION | SUNGAI BESAR | Existing | 11 kV | PE MV TERMINAL | RYB | BSBR/PCE/J00197 | P/E BOMBA SG BESAR | D00721 P/E MAHKAMAH |  | Pass | null
377647344 | TNB | DISTRIBUTION | SUNGAI BESAR | Existing | 11 kV | PE MV TERMINAL | RYB | BSBR/PCE/J00197 | P/E BOMBA SG BESAR | TX1-500KVA |  | Pass | null
377647533 | TNB | DISTRIBUTION | SUNGAI BESAR | Existing | 11 kV | PE MV TERMINAL | RYB | BSBR/PCE/J00222 | P/E MAHKAMAH | D00025 PE TAMAN BAYU |  | Pass | null
377647534 | TNB | DISTRIBUTION | SUNGAI BESAR | Existing | 11 kV | PE MV TERMINAL | RYB | BSBR/PCE/J00222 | P/E MAHKAMAH | D00022 P/E BOMBA SG BESAR |  | Pass | null
377647537 | TNB | DISTRIBUTION | SUNGAI BESAR | Existing | 11 kV | PE MV TERMINAL | RYB | BSBR/PCE/J00222 | P/E MAHKAMAH | TX1-300KVA |  | Pass | null
377647737 | TNB | DISTRIBUTION | SUNGAI BESAR | Existing | 11 kV | PE MV TERMINAL | RYB | BSBR/PCE/J00198 | P/E TAMAN BAYU | D00027 PE TAMAN PADU PERMAI NO 2 |  | Pass | null
377647738 | TNB | DISTRIBUTION | SUNGAI BESAR | Existing | 11 kV | PE MV TERMINAL | RYB | BSBR/PCE/J00198 | P/E TAMAN BAYU | D00723 P/E MAHKAMAH |  | Pass | null
377647741 | TNB | DISTRIBUTION | SUNGAI BESAR | Existing | 11 kV | PE MV TERMINAL | RYB | BSBR/PCE/J00198 | P/E TAMAN BAYU | TX1-300KVA |  | Pass | null
377647821 | TNB | DISTRIBUTION | SUNGAI BESAR | Existing | 11 kV | PE MV TERMINAL | RYB | BSBR/PCE/J00174 | TMN PADU PERMAI NO 2 | TX1-500KVA |  | Pass | null
377647828 | TNB | DISTRIBUTION | SUNGAI BESAR | Existing | 11 kV | PE MV TERMINAL | RYB | BSBR/PCE/J00174 | TMN PADU PERMAI NO 2 | D06814 P/E MASJID PADU PERMAI |  | Pass | null
377647836 | TNB | DISTRIBUTION | SUNGAI BESAR | Existing | 11 kV | PE MV TERMINAL | RYB | BSBR/PCE/J00174 | TMN PADU PERMAI NO 2 | D00026 P/E TAMAN BAYU |  | Pass | null
377647846 | TNB | DISTRIBUTION | SUNGAI BESAR | Existing | 11 kV | PE MV TERMINAL | RYB | BSBR/PCE/J00174 | TMN PADU PERMAI NO 2 | TX2-1000KVA |  | Pass | null
377648008 | TNB | DISTRIBUTION | SUNGAI BESAR | Existing | 11 kV | PE MV TERMINAL | RYB | BSBR/PCE/J00249 | P/E MASJID PADU PERMAI | D00032 P/E TMN PADU PERMAI NO 3 |  | Pass | null
377648009 | TNB | DISTRIBUTION | SUNGAI BESAR | Existing | 11 kV | PE MV TERMINAL | RYB | BSBR/PCE/J00249 | P/E MASJID PADU PERMAI | D00028 TMN PADU PERMAI NO 2 |  | Pass | null
377648012 | TNB | DISTRIBUTION | SUNGAI BESAR | Existing | 11 kV | PE MV TERMINAL | RYB | BSBR/PCE/J00249 | P/E MASJID PADU PERMAI | TX1-300KVA |  | Pass | null
377648108 | TNB | DISTRIBUTION | SUNGAI BESAR | Existing | 11 kV | PE MV TERMINAL | RYB | BSBR/PCE/J00183 | P/E TMN PADU PERMAI NO 3 | D06812 P/E MASJID PADU PERMAI |  | Pass | null
377648109 | TNB | DISTRIBUTION | SUNGAI BESAR | Existing | 11 kV | PE MV TERMINAL | RYB | BSBR/PCE/J00183 | P/E TMN PADU PERMAI NO 3 | D00691 P/E TERNAK LEMBU |  | Pass | null
377648112 | TNB | DISTRIBUTION | SUNGAI BESAR | Existing | 11 kV | PE MV TERMINAL | RYB | BSBR/PCE/J00183 | P/E TMN PADU PERMAI NO 3 | TX1-500KVA |  | Pass | null
377648363 | TNB | DISTRIBUTION | SUNGAI BESAR | Existing | 11 kV | PE MV TERMINAL | RYB | BSBR/PCE/J00218 | P/E TERNAK LEMBU | RE SOLAR 11kV |  | Pass | null
377648370 | TNB | DISTRIBUTION | SUNGAI BESAR | Existing | 11 kV | PE MV TERMINAL | RYB | BSBR/PCE/J00218 | P/E TERNAK LEMBU | D60746 P/E YU CHEN PENG |  | Pass | null
377648378 | TNB | DISTRIBUTION | SUNGAI BESAR | Existing | 11 kV | PE MV TERMINAL | RYB | BSBR/PCE/J00218 | P/E TERNAK LEMBU | D00031 P/E TMN PADU PERMAI NO 3 |  | Pass | null
377648388 | TNB | DISTRIBUTION | SUNGAI BESAR | Existing | 11 kV | PE MV TERMINAL | RYB | BSBR/PCE/J00218 | P/E TERNAK LEMBU | TX1-500KVA |  | Pass | null
377648549 | TNB | DISTRIBUTION | SUNGAI BESAR | Existing | 11 kV | PE MV TERMINAL | RYB | BSBR/PCE/J00002 | TBK MARSO | D00037 PE MARINE PARK SG. HJ. DORANI |  | Pass | null
377648550 | TNB | DISTRIBUTION | SUNGAI BESAR | Existing | 11 kV | PE MV TERMINAL | RYB | BSBR/PCE/J00002 | TBK MARSO | D60744 P/E YU CHEN PENG |  | Pass | null
377648553 | TNB | DISTRIBUTION | SUNGAI BESAR | Existing | 11 kV | PE MV TERMINAL | RYB | BSBR/PCE/J00002 | TBK MARSO | TX1-1000KVA |  | Pass | null
377648644 | TNB | DISTRIBUTION | SUNGAI BESAR | Existing | 11 kV | PE MV TERMINAL | RYB | BSBR/PCE/J00196 | P/E MARIN PARK | D00036 TBK MARSO |  | Pass | null
377648645 | TNB | DISTRIBUTION | SUNGAI BESAR | Existing | 11 kV | PE MV TERMINAL | RYB | BSBR/PCE/J00196 | P/E MARIN PARK | D00041 KG NELAYAN SG HAJI DORANI |  | Pass | null
377648648 | TNB | DISTRIBUTION | SUNGAI BESAR | Existing | 11 kV | PE MV TERMINAL | RYB | BSBR/PCE/J00196 | P/E MARIN PARK | TX1-500KVA |  | Pass | null
377957900 | TNB | DISTRIBUTION | SUNGAI BESAR | Existing | 11 kV | PE MV TERMINAL | RYB | BSBR/PCE/J00254 | D-SBR-C17-0165 | D00141 BLACKTOP S/BERNAM |  | Pass | null
377957901 | TNB | DISTRIBUTION | SUNGAI BESAR | Existing | 11 kV | PE MV TERMINAL | RYB | BSBR/PCE/J00254 | D-SBR-C17-0165 | D06826 TAMAN EMAS 1 |  | Pass | null
377957904 | TNB | DISTRIBUTION | SUNGAI BESAR | Existing | 11 kV | PE MV TERMINAL | RYB | BSBR/PCE/J00254 | D-SBR-C17-0165 | TX1-300kVA |  | Pass | null
377958021 | TNB | DISTRIBUTION | SUNGAI BESAR | Existing | 11 kV | PE MV TERMINAL | RYB | BSBR/PCE/J00255 | D-SBR-C17-0164 | D00138 KOKO FAMA ASAYAKE |  | Pass | null
377958022 | TNB | DISTRIBUTION | SUNGAI BESAR | Existing | 11 kV | PE MV TERMINAL | RYB | BSBR/PCE/J00255 | D-SBR-C17-0164 | D06827 TAMAN EMAS 2 |  | Pass | null
377958025 | TNB | DISTRIBUTION | SUNGAI BESAR | Existing | 11 kV | PE MV TERMINAL | RYB | BSBR/PCE/J00255 | D-SBR-C17-0164 | TX1-300kVA |  | Pass | null
379374915 | TNB | DISTRIBUTION | SUNGAI BESAR | Existing | 11 kV | PE MV TERMINAL | RYB | BSBR/PCE/J00068 | P/E JALAN ANGGERIK | PMU SBSR 1 |  | Pass | null
379374916 | TNB | DISTRIBUTION | SUNGAI BESAR | Existing | 11 kV | PE MV TERMINAL | RYB | BSBR/PCE/J00068 | P/E JALAN ANGGERIK | D00124 TMN PENGGAWA |  | Pass | null
379374919 | TNB | DISTRIBUTION | SUNGAI BESAR | Existing | 11 kV | PE MV TERMINAL | RYB | BSBR/PCE/J00068 | P/E JALAN ANGGERIK | 1000KVA |  | Pass | null
379374942 | TNB | DISTRIBUTION | SUNGAI BESAR | Existing | 11 kV | PE MV TERMINAL | RYB | BSBR/PCE/J00180 | TMN PENGGAWA | D00120 PE JLN ANGGERIK |  | Pass | null
379374943 | TNB | DISTRIBUTION | SUNGAI BESAR | Existing | 11 kV | PE MV TERMINAL | RYB | BSBR/PCE/J00180 | TMN PENGGAWA | D00699 P/E ELEYSS PARK |  | Pass | null
379374946 | TNB | DISTRIBUTION | SUNGAI BESAR | Existing | 11 kV | PE MV TERMINAL | RYB | BSBR/PCE/J00180 | TMN PENGGAWA | 300KVA |  | Pass | null
379374996 | TNB | DISTRIBUTION | SUNGAI BESAR | Existing | 11 kV | PE MV TERMINAL | RYB | BSBR/PCE/J00219 | P/E ELEYSS PARK | D00125 TMN PENGGAWA |  | Pass | null
379374997 | TNB | DISTRIBUTION | SUNGAI BESAR | Existing | 11 kV | PE MV TERMINAL | RYB | BSBR/PCE/J00219 | P/E ELEYSS PARK | D06757 P/E TAMAN BUDIMAN |  | Pass | null
379375000 | TNB | DISTRIBUTION | SUNGAI BESAR | Existing | 11 kV | PE MV TERMINAL | RYB | BSBR/PCE/J00219 | P/E ELEYSS PARK | 1000KVA |  | Pass | null
379375100 | TNB | DISTRIBUTION | SUNGAI BESAR | Existing | 11 kV | PE MV TERMINAL | RYB | BSBR/PCE/J00076 | P/E TAMAN SERI BEDENA | D06759 P/E TAMAN BUDIMAN |  | Pass | null
379375101 | TNB | DISTRIBUTION | SUNGAI BESAR | Existing | 11 kV | PE MV TERMINAL | RYB | BSBR/PCE/J00076 | P/E TAMAN SERI BEDENA | D00130 PUSIPIM |  | Pass | null
379375104 | TNB | DISTRIBUTION | SUNGAI BESAR | Existing | 11 kV | PE MV TERMINAL | RYB | BSBR/PCE/J00076 | P/E TAMAN SERI BEDENA | 1000KVA |  | Pass | null
379375127 | TNB | DISTRIBUTION | SUNGAI BESAR | Existing | 11 kV | PE MV TERMINAL | RYB | BSBR/PCE/J00192 | P/E FUSIPIM | D00127 TMN SRI BEDENA |  | Pass | null
379375128 | TNB | DISTRIBUTION | SUNGAI BESAR | Existing | 11 kV | PE MV TERMINAL | RYB | BSBR/PCE/J00192 | P/E FUSIPIM | D00134 HIGHLAND COCONUT |  | Pass | null
379375131 | TNB | DISTRIBUTION | SUNGAI BESAR | Existing | 11 kV | PE MV TERMINAL | RYB | BSBR/PCE/J00192 | P/E FUSIPIM | 500KVA |  | Pass | null
379375316 | TNB | DISTRIBUTION | SUNGAI BESAR | Existing | 11 kV | PE MV TERMINAL | RYB | BSBR/PCE/J00069 | P/E HIGHLAND DESICCATED COCONUT | D00131 PUSIPIM |  | Pass | null
379375317 | TNB | DISTRIBUTION | SUNGAI BESAR | Existing | 11 kV | PE MV TERMINAL | RYB | BSBR/PCE/J00069 | P/E HIGHLAND DESICCATED COCONUT | D00135 LOT 6388 |  | Pass | null
379375320 | TNB | DISTRIBUTION | SUNGAI BESAR | Existing | 11 kV | PE MV TERMINAL | RYB | BSBR/PCE/J00069 | P/E HIGHLAND DESICCATED COCONUT | 300KVA |  | Pass | null
379375412 | TNB | DISTRIBUTION | SUNGAI BESAR | Existing | 11 kV | PE MV TERMINAL | RYB | BSBR/PCE/J00161 | P/E LOT 6388 PANCHANG BEDENA | D00132 HIGHLAND COCONUT |  | Pass | null
379375413 | TNB | DISTRIBUTION | SUNGAI BESAR | Existing | 11 kV | PE MV TERMINAL | RYB | BSBR/PCE/J00161 | P/E LOT 6388 PANCHANG BEDENA | D00139 KOKO FAMA |  | Pass | null
379375416 | TNB | DISTRIBUTION | SUNGAI BESAR | Existing | 11 kV | PE MV TERMINAL | RYB | BSBR/PCE/J00161 | P/E LOT 6388 PANCHANG BEDENA | 750KVA |  | Pass | null
379375495 | TNB | DISTRIBUTION | SUNGAI BESAR | Existing | 11 kV | PE MV TERMINAL | RYB | BSBR/PCE/J00113 | P/E KOKO FAMA ASSAYAKI | D00136 LOT 6388 |  | Pass | null
379375496 | TNB | DISTRIBUTION | SUNGAI BESAR | Existing | 11 kV | PE MV TERMINAL | RYB | BSBR/PCE/J00113 | P/E KOKO FAMA ASSAYAKI | D06824 TAMAN EMAS 1 |  | Pass | null
379375499 | TNB | DISTRIBUTION | SUNGAI BESAR | Existing | 11 kV | PE MV TERMINAL | RYB | BSBR/PCE/J00113 | P/E KOKO FAMA ASSAYAKI | 1000KVA |  | Pass | null
379375576 | TNB | DISTRIBUTION | SUNGAI BESAR | Existing | 11 kV | PE MV TERMINAL | RYB | BSBR/PCE/J00078 | P/E BLACKTOP | D06829 TAMAN EMAS 2 |  | Pass | null
379375577 | TNB | DISTRIBUTION | SUNGAI BESAR | Existing | 11 kV | PE MV TERMINAL | RYB | BSBR/PCE/J00078 | P/E BLACKTOP | D00379 SPG TEBUK PULAI |  | Pass | null
379375580 | TNB | DISTRIBUTION | SUNGAI BESAR | Existing | 11 kV | PE MV TERMINAL | RYB | BSBR/PCE/J00078 | P/E BLACKTOP | 1000KVA |  | Pass | null
379375650 | TNB | DISTRIBUTION | SUNGAI BESAR | Existing | 11 kV | PE MV TERMINAL | RYB | BSBR/PCE/J00112 | P/E SIMPANG TEBUK PULAI | D00394 TBK PULAI TENGAH |  | Pass | null
379375665 | TNB | DISTRIBUTION | SUNGAI BESAR | Existing | 11 kV | PE MV TERMINAL | RYB | BSBR/PCE/J00112 | P/E SIMPANG TEBUK PULAI | D00389 SPG SEKENDI |  | Pass | null
379375666 | TNB | DISTRIBUTION | SUNGAI BESAR | Existing | 11 kV | PE MV TERMINAL | RYB | BSBR/PCE/J00112 | P/E SIMPANG TEBUK PULAI | D00378 TBK PULAI BT 1 |  | Pass | null
379375676 | TNB | DISTRIBUTION | SUNGAI BESAR | Existing | 11 kV | PE MV TERMINAL | RYB | BSBR/PCE/J00112 | P/E SIMPANG TEBUK PULAI | LOOPING |  | Pass | null
379375679 | TNB | DISTRIBUTION | SUNGAI BESAR | Existing | 11 kV | PE MV TERMINAL | RYB | BSBR/PCE/J00112 | P/E SIMPANG TEBUK PULAI | 300KVA |  | Pass | null
379375688 | TNB | DISTRIBUTION | SUNGAI BESAR | Existing | 11 kV | PE MV TERMINAL | RYB | BSBR/PCE/J00112 | P/E SIMPANG TEBUK PULAI | LOOPING |  | Pass | null
379375698 | TNB | DISTRIBUTION | SUNGAI BESAR | Existing | 11 kV | PE MV TERMINAL | RYB | BSBR/PCE/J00112 | P/E SIMPANG TEBUK PULAI | D00142 BLACK TOP KSGR |  | Pass | null
379375806 | TNB | DISTRIBUTION | SUNGAI BESAR | Existing | 11 kV | PE MV TERMINAL | RYB | BSBR/PCE/J00116 | TBK PULAI TENGAH | D00396 PT 5 BARAT |  | Pass | null
379375807 | TNB | DISTRIBUTION | SUNGAI BESAR | Existing | 11 kV | PE MV TERMINAL | RYB | BSBR/PCE/J00116 | TBK PULAI TENGAH | D00381 SPG TBK PULAI |  | Pass | null
379375810 | TNB | DISTRIBUTION | SUNGAI BESAR | Existing | 11 kV | PE MV TERMINAL | RYB | BSBR/PCE/J00116 | TBK PULAI TENGAH | 300KVA |  | Pass | null
379375927 | TNB | DISTRIBUTION | SUNGAI BESAR | Existing | 11 kV | PE MV TERMINAL | RYB | BSBR/PCE/J00117 | PT 5 BARAT | D00399 PARIT 3 1/2 BARAT |  | Pass | null
379375928 | TNB | DISTRIBUTION | SUNGAI BESAR | Existing | 11 kV | PE MV TERMINAL | RYB | BSBR/PCE/J00117 | PT 5 BARAT | D00393 TBK PULAI TENGAH |  | Pass | null
379375931 | TNB | DISTRIBUTION | SUNGAI BESAR | Existing | 11 kV | PE MV TERMINAL | RYB | BSBR/PCE/J00117 | PT 5 BARAT | 100KVA |  | Pass | null
379376102 | TNB | DISTRIBUTION | SUNGAI BESAR | Existing | 11 kV | PE MV TERMINAL | RYB | BSBR/PCE/J00118 | PT 3 1/2 BARAT | D00397 PARIT 5 BARAT |  | Pass | null
379376103 | TNB | DISTRIBUTION | SUNGAI BESAR | Existing | 11 kV | PE MV TERMINAL | RYB | BSBR/PCE/J00118 | PT 3 1/2 BARAT | D00397 PARIT 5 BARAT |  | Pass | null
379376106 | TNB | DISTRIBUTION | SUNGAI BESAR | Existing | 11 kV | PE MV TERMINAL | RYB | BSBR/PCE/J00118 | PT 3 1/2 BARAT | 100KVA |  | Pass | null
379376217 | TNB | DISTRIBUTION | SUNGAI BESAR | Existing | 11 kV | PE MV TERMINAL | RYB | BSBR/PCE/J00119 | PT 2 BARAT | D00404 PE PRT. 6 BARAT |  | Pass | null
379376218 | TNB | DISTRIBUTION | SUNGAI BESAR | Existing | 11 kV | PE MV TERMINAL | RYB | BSBR/PCE/J00119 | PT 2 BARAT | D00400 PARIT 3 1/2 BARAT |  | Pass | null
379376221 | TNB | DISTRIBUTION | SUNGAI BESAR | Existing | 11 kV | PE MV TERMINAL | RYB | BSBR/PCE/J00119 | PT 2 BARAT | 100KVA |  | Pass | null
379376375 | TNB | DISTRIBUTION | SUNGAI BESAR | Existing | 11 kV | PE MV TERMINAL | RYB | BSBR/PCE/J00011 | TMN EHSAN | D00148 TMN MAKMUR |  | Pass | null
379376376 | TNB | DISTRIBUTION | SUNGAI BESAR | Existing | 11 kV | PE MV TERMINAL | RYB | BSBR/PCE/J00011 | TMN EHSAN | PMU SBSR CB 2 |  | Pass | null
379376379 | TNB | DISTRIBUTION | SUNGAI BESAR | Existing | 11 kV | PE MV TERMINAL | RYB | BSBR/PCE/J00011 | TMN EHSAN | 500KVA |  | Pass | null
379376402 | TNB | DISTRIBUTION | SUNGAI BESAR | Existing | 11 kV | PE MV TERMINAL | RYB | BSBR/PCE/J00073 | TMN MAKMUR | D00151 TMN RIA |  | Pass | null
379376403 | TNB | DISTRIBUTION | SUNGAI BESAR | Existing | 11 kV | PE MV TERMINAL | RYB | BSBR/PCE/J00073 | TMN MAKMUR | D00146 TMN EHSAN |  | Pass | null
379376406 | TNB | DISTRIBUTION | SUNGAI BESAR | Existing | 11 kV | PE MV TERMINAL | RYB | BSBR/PCE/J00073 | TMN MAKMUR | 750KVA |  | Pass | null
379376541 | TNB | DISTRIBUTION | SUNGAI BESAR | Existing | 11 kV | PE MV TERMINAL | RYB | BSBR/PCE/J00048 | TMN RIA | D00155 TMN RAYA |  | Pass | null
379376542 | TNB | DISTRIBUTION | SUNGAI BESAR | Existing | 11 kV | PE MV TERMINAL | RYB | BSBR/PCE/J00048 | TMN RIA | D00149 TMN MAKMUR |  | Pass | null
379376545 | TNB | DISTRIBUTION | SUNGAI BESAR | Existing | 11 kV | PE MV TERMINAL | RYB | BSBR/PCE/J00048 | TMN RIA | 1000KVA |  | Pass | null
379376625 | TNB | DISTRIBUTION | SUNGAI BESAR | Existing | 11 kV | PE MV TERMINAL | RYB | BSBR/PCE/J00071 | TMN RAYA | D00157 PE TAMAN SERI NO 2 |  | Pass | null
379376626 | TNB | DISTRIBUTION | SUNGAI BESAR | Existing | 11 kV | PE MV TERMINAL | RYB | BSBR/PCE/J00071 | TMN RAYA | D00150 TMN RIA |  | Pass | null
379376629 | TNB | DISTRIBUTION | SUNGAI BESAR | Existing | 11 kV | PE MV TERMINAL | RYB | BSBR/PCE/J00071 | TMN RAYA | 1000KVA |  | Pass | null
379376708 | TNB | DISTRIBUTION | SUNGAI BESAR | Existing | 11 kV | PE MV TERMINAL | RYB | BSBR/PCE/J00191 | P/E TAMAN SERI NO 2 | D00161 TMN SERI |  | Pass | null
379376709 | TNB | DISTRIBUTION | SUNGAI BESAR | Existing | 11 kV | PE MV TERMINAL | RYB | BSBR/PCE/J00191 | P/E TAMAN SERI NO 2 | D00154 TMN RAYA |  | Pass | null
379376712 | TNB | DISTRIBUTION | SUNGAI BESAR | Existing | 11 kV | PE MV TERMINAL | RYB | BSBR/PCE/J00191 | P/E TAMAN SERI NO 2 | 300KVA |  | Pass | null
379376791 | TNB | DISTRIBUTION | SUNGAI BESAR | Existing | 11 kV | PE MV TERMINAL | RYB | BSBR/PCE/J00047 | TMN SERI | D00162 BGN 6 |  | Pass | null
379376792 | TNB | DISTRIBUTION | SUNGAI BESAR | Existing | 11 kV | PE MV TERMINAL | RYB | BSBR/PCE/J00047 | TMN SERI | D00158 PE TAMAN SERI NO 2 |  | Pass | null
379376795 | TNB | DISTRIBUTION | SUNGAI BESAR | Existing | 11 kV | PE MV TERMINAL | RYB | BSBR/PCE/J00047 | TMN SERI | 1000KVA |  | Pass | null
379376874 | TNB | DISTRIBUTION | SUNGAI BESAR | Existing | 11 kV | PE MV TERMINAL | RYB | BSBR/PCE/J00046 | BGN 6 | D00645 PADAT SG BESAR NO 2 |  | Pass | null
379376875 | TNB | DISTRIBUTION | SUNGAI BESAR | Existing | 11 kV | PE MV TERMINAL | RYB | BSBR/PCE/J00046 | BGN 6 | D00159 TMN SERI |  | Pass | null
379376878 | TNB | DISTRIBUTION | SUNGAI BESAR | Existing | 11 kV | PE MV TERMINAL | RYB | BSBR/PCE/J00046 | BGN 6 | 1000KVA |  | Pass | null
379376957 | TNB | DISTRIBUTION | SUNGAI BESAR | Existing | 11 kV | PE MV TERMINAL | RYB | BSBR/PCE/J00124 | PADAT SG BESAR NO 2 | D00176 KLG FISH BALL BGN 4 |  | Pass | null
379376958 | TNB | DISTRIBUTION | SUNGAI BESAR | Existing | 11 kV | PE MV TERMINAL | RYB | BSBR/PCE/J00124 | PADAT SG BESAR NO 2 | D00163 BGN 6 |  | Pass | null
379376961 | TNB | DISTRIBUTION | SUNGAI BESAR | Existing | 11 kV | PE MV TERMINAL | RYB | BSBR/PCE/J00124 | PADAT SG BESAR NO 2 | 1000KVA |  | Pass | null
379377101 | TNB | DISTRIBUTION | SUNGAI BESAR | Existing | 11 kV | PE MV TERMINAL | RYB | BSBR/PCE/J00072 | TMN SRI INDAH | D06736 PE TMN SRI INDAH 2 |  | Pass | null
379377102 | TNB | DISTRIBUTION | SUNGAI BESAR | Existing | 11 kV | PE MV TERMINAL | RYB | BSBR/PCE/J00072 | TMN SRI INDAH | D00188 TMN CAHAYA |  | Pass | null
379377105 | TNB | DISTRIBUTION | SUNGAI BESAR | Existing | 11 kV | PE MV TERMINAL | RYB | BSBR/PCE/J00072 | TMN SRI INDAH | 300KVA |  | Pass | null
379377208 | TNB | DISTRIBUTION | SUNGAI BESAR | Existing | 11 kV | PE MV TERMINAL | RYB | BSBR/PCE/J00230 | P/E TMN SRI INDAH 2 | D06739 K/UDANG MAKHLUK LAUTAN |  | Pass | null
379377209 | TNB | DISTRIBUTION | SUNGAI BESAR | Existing | 11 kV | PE MV TERMINAL | RYB | BSBR/PCE/J00230 | P/E TMN SRI INDAH 2 | D00192 TMN SRI INDAH |  | Pass | null
379377212 | TNB | DISTRIBUTION | SUNGAI BESAR | Existing | 11 kV | PE MV TERMINAL | RYB | BSBR/PCE/J00230 | P/E TMN SRI INDAH 2 | 300KVA |  | Pass | null
379377327 | TNB | DISTRIBUTION | SUNGAI BESAR | Existing | 11 kV | PE MV TERMINAL | RYB | BSBR/PCE/J00050 | K/UDANG MAKHLUK LAUTAN | D00198 PE TAMAN BEDENA JAYA |  | Pass | null
379377328 | TNB | DISTRIBUTION | SUNGAI BESAR | Existing | 11 kV | PE MV TERMINAL | RYB | BSBR/PCE/J00050 | K/UDANG MAKHLUK LAUTAN | D06738 PE TMN SRI INDAH 2 |  | Pass | null
379377331 | TNB | DISTRIBUTION | SUNGAI BESAR | Existing | 11 kV | PE MV TERMINAL | RYB | BSBR/PCE/J00050 | K/UDANG MAKHLUK LAUTAN | 500KVA |  | Pass | null
379377426 | TNB | DISTRIBUTION | SUNGAI BESAR | Existing | 11 kV | PE MV TERMINAL | RYB | BSBR/PCE/J00074 | TMN BEDENA JAYA | D00202 PE TAMAN SURIA |  | Pass | null
379377427 | TNB | DISTRIBUTION | SUNGAI BESAR | Existing | 11 kV | PE MV TERMINAL | RYB | BSBR/PCE/J00074 | TMN BEDENA JAYA | D00196 K/UDANG MAKHLUK LAUTAN |  | Pass | null
379377430 | TNB | DISTRIBUTION | SUNGAI BESAR | Existing | 11 kV | PE MV TERMINAL | RYB | BSBR/PCE/J00074 | TMN BEDENA JAYA | 750KVA |  | Pass | null
379377509 | TNB | DISTRIBUTION | SUNGAI BESAR | Existing | 11 kV | PE MV TERMINAL | RYB | BSBR/PCE/J00208 | P/E TAMAN SURIA INDAH | D00706 PE FU FROZEN ENTERPRISE |  | Pass | null
379377510 | TNB | DISTRIBUTION | SUNGAI BESAR | Existing | 11 kV | PE MV TERMINAL | RYB | BSBR/PCE/J00208 | P/E TAMAN SURIA INDAH | D00199 TMN BEDENA JAYA |  | Pass | null
379377513 | TNB | DISTRIBUTION | SUNGAI BESAR | Existing | 11 kV | PE MV TERMINAL | RYB | BSBR/PCE/J00208 | P/E TAMAN SURIA INDAH | 750KVA |  | Pass | null
379377592 | TNB | DISTRIBUTION | SUNGAI BESAR | Existing | 11 kV | PE MV TERMINAL | RYB | BSBR/PCE/J00229 | P/E FU FROZEN | D00626 P/E FIBRECO |  | Pass | null
379377593 | TNB | DISTRIBUTION | SUNGAI BESAR | Existing | 11 kV | PE MV TERMINAL | RYB | BSBR/PCE/J00229 | P/E FU FROZEN | D00201 PE TAMAN SURIA |  | Pass | null
379377596 | TNB | DISTRIBUTION | SUNGAI BESAR | Existing | 11 kV | PE MV TERMINAL | RYB | BSBR/PCE/J00229 | P/E FU FROZEN | 1000KVA |  | Pass | null
379377710 | TNB | DISTRIBUTION | SUNGAI BESAR | Existing | 11 kV | PE MV TERMINAL | RYB | BSBR/PCE/J00182 | P/E FIBRECO | D00692 P/E ASRAMA DESA |  | Pass | null
379377711 | TNB | DISTRIBUTION | SUNGAI BESAR | Existing | 11 kV | PE MV TERMINAL | RYB | BSBR/PCE/J00182 | P/E FIBRECO | D00708 PE FU FROZEN ENTERPRISE |  | Pass | null
379377714 | TNB | DISTRIBUTION | SUNGAI BESAR | Existing | 11 kV | PE MV TERMINAL | RYB | BSBR/PCE/J00182 | P/E FIBRECO | 500KVA |  | Pass | null
379377794 | TNB | DISTRIBUTION | SUNGAI BESAR | Existing | 11 kV | PE MV TERMINAL | RYB | BSBR/PCE/J00220 | P/E ASRAMA DESA | D00624 P/E FIBRECO |  | Pass | null
379377797 | TNB | DISTRIBUTION | SUNGAI BESAR | Existing | 11 kV | PE MV TERMINAL | RYB | BSBR/PCE/J00220 | P/E ASRAMA DESA | 500KVA |  | Pass | null
379377814 | TNB | DISTRIBUTION | SUNGAI BESAR | Existing | 11 kV | PE MV TERMINAL | RYB | BSBR/PCE/J00220 | P/E ASRAMA DESA | D00212 THAI LIAN |  | Pass | null
379377817 | TNB | DISTRIBUTION | SUNGAI BESAR | Existing | 11 kV | PE MV TERMINAL | RYB | BSBR/PCE/J00220 | P/E ASRAMA DESA | D00207 BGN SG BURUNG NO 2 |  | Pass | null
379377917 | TNB | DISTRIBUTION | SUNGAI BESAR | Existing | 11 kV | PE MV TERMINAL | RYB | BSBR/PCE/J00052 | BGN SG BURUNG NO 2 | N/A |  | Pass | null
379377918 | TNB | DISTRIBUTION | SUNGAI BESAR | Existing | 11 kV | PE MV TERMINAL | RYB | BSBR/PCE/J00052 | BGN SG BURUNG NO 2 | D00695 P/E ASRAMA DESA |  | Pass | null
379377921 | TNB | DISTRIBUTION | SUNGAI BESAR | Existing | 11 kV | PE MV TERMINAL | RYB | BSBR/PCE/J00052 | BGN SG BURUNG NO 2 | 500KVA |  | Pass | null
379378014 | TNB | DISTRIBUTION | SUNGAI BESAR | Existing | 11 kV | PE MV TERMINAL | RYB | BSBR/PCE/J00053 | THAI LIAN | D00213 SEKENDI INDUSTRIES |  | Pass | null
379378015 | TNB | DISTRIBUTION | SUNGAI BESAR | Existing | 11 kV | PE MV TERMINAL | RYB | BSBR/PCE/J00053 | THAI LIAN | D00694 P/E ASRAMA DESA |  | Pass | null
379378018 | TNB | DISTRIBUTION | SUNGAI BESAR | Existing | 11 kV | PE MV TERMINAL | RYB | BSBR/PCE/J00053 | THAI LIAN | 500KVA |  | Pass | null
379378193 | TNB | DISTRIBUTION | SUNGAI BESAR | Existing | 11 kV | PE MV TERMINAL | RYB | BSBR/PCE/J00054 | SEKENDI INDUSTRIES | D00651 CHIA KIR HU |  | Pass | null
379378194 | TNB | DISTRIBUTION | SUNGAI BESAR | Existing | 11 kV | PE MV TERMINAL | RYB | BSBR/PCE/J00054 | SEKENDI INDUSTRIES | D00211 THAI LIAN |  | Pass | null
379378197 | TNB | DISTRIBUTION | SUNGAI BESAR | Existing | 11 kV | PE MV TERMINAL | RYB | BSBR/PCE/J00054 | SEKENDI INDUSTRIES | 1000KVA |  | Pass | null
379378292 | TNB | DISTRIBUTION | SUNGAI BESAR | Existing | 11 kV | PE MV TERMINAL | RYB | BSBR/PCE/J00136 | CHIA KIR HU | D00679 KOLAM UDANG SEKENDI |  | Pass | null
379378293 | TNB | DISTRIBUTION | SUNGAI BESAR | Existing | 11 kV | PE MV TERMINAL | RYB | BSBR/PCE/J00136 | CHIA KIR HU | D00214 SEKENDI INDUSTRIES |  | Pass | null
379378296 | TNB | DISTRIBUTION | SUNGAI BESAR | Existing | 11 kV | PE MV TERMINAL | RYB | BSBR/PCE/J00136 | CHIA KIR HU | 500KVA |  | Pass | null
379378412 | TNB | DISTRIBUTION | SUNGAI BESAR | Existing | 11 kV | PE MV TERMINAL | RYB | BSBR/PCE/J00170 | P/E KOLAM UDANG SEKENDI | D00218 KG SG BURUNG |  | Pass | null
379378413 | TNB | DISTRIBUTION | SUNGAI BESAR | Existing | 11 kV | PE MV TERMINAL | RYB | BSBR/PCE/J00170 | P/E KOLAM UDANG SEKENDI | D00653 CHIA KHIR HU |  | Pass | null
379378416 | TNB | DISTRIBUTION | SUNGAI BESAR | Existing | 11 kV | PE MV TERMINAL | RYB | BSBR/PCE/J00170 | P/E KOLAM UDANG SEKENDI | 300KVA |  | Pass | null
379378493 | TNB | DISTRIBUTION | SUNGAI BESAR | Existing | 11 kV | PE MV TERMINAL | RYB | BSBR/PCE/J00055 | KG SG BURUNG | D00677 KOLAM UDANG SEKENDI |  | Pass | null
379378496 | TNB | DISTRIBUTION | SUNGAI BESAR | Existing | 11 kV | PE MV TERMINAL | RYB | BSBR/PCE/J00055 | KG SG BURUNG | 300KVA |  | Pass | null
379378513 | TNB | DISTRIBUTION | SUNGAI BESAR | Existing | 11 kV | PE MV TERMINAL | RYB | BSBR/PCE/J00055 | KG SG BURUNG | D00384 SPG SEKENDI |  | Pass | null
379378516 | TNB | DISTRIBUTION | SUNGAI BESAR | Existing | 11 kV | PE MV TERMINAL | RYB | BSBR/PCE/J00055 | KG SG BURUNG | D00220 BGN SG PULAI |  | Pass | null
379378600 | TNB | DISTRIBUTION | SUNGAI BESAR | Existing | 11 kV | PE MV TERMINAL | RYB | BSBR/PCE/J00056 | BGN SG PULAI | D00223 PE KG SG SEKENDI |  | Pass | null
379378601 | TNB | DISTRIBUTION | SUNGAI BESAR | Existing | 11 kV | PE MV TERMINAL | RYB | BSBR/PCE/J00056 | BGN SG PULAI | D00219 KG SG BURUNG |  | Pass | null
379378604 | TNB | DISTRIBUTION | SUNGAI BESAR | Existing | 11 kV | PE MV TERMINAL | RYB | BSBR/PCE/J00056 | BGN SG PULAI | 1000KVA |  | Pass | null
379378683 | TNB | DISTRIBUTION | SUNGAI BESAR | Existing | 11 kV | PE MV TERMINAL | RYB | BSBR/PCE/J00057 | KG SG SEKENDI | N/A |  | Pass | null
379378684 | TNB | DISTRIBUTION | SUNGAI BESAR | Existing | 11 kV | PE MV TERMINAL | RYB | BSBR/PCE/J00057 | KG SG SEKENDI | D00221 BGN SG PULAI |  | Pass | null
379378687 | TNB | DISTRIBUTION | SUNGAI BESAR | Existing | 11 kV | PE MV TERMINAL | RYB | BSBR/PCE/J00057 | KG SG SEKENDI | 1000KVA |  | Pass | null
379378764 | TNB | DISTRIBUTION | SUNGAI BESAR | Existing | 11 kV | PE MV TERMINAL | RYB | BSBR/PCE/J00248 | P/E HJ MAHIDIN PT 7 GAMBUT | D06820 P/E REBAN AYAM DATO GHAZALI |  | Pass | null
379378765 | TNB | DISTRIBUTION | SUNGAI BESAR | Existing | 11 kV | PE MV TERMINAL | RYB | BSBR/PCE/J00248 | P/E HJ MAHIDIN PT 7 GAMBUT | D00714 PARIT 5 GAMBUT |  | Pass | null
379378768 | TNB | DISTRIBUTION | SUNGAI BESAR | Existing | 11 kV | PE MV TERMINAL | RYB | BSBR/PCE/J00248 | P/E HJ MAHIDIN PT 7 GAMBUT | 500KVA |  | Pass | null
379378843 | TNB | DISTRIBUTION | SUNGAI BESAR | Existing | 11 kV | PE MV TERMINAL | RYB | BSBR/PCE/J00029 | PT 5 GAMBUT | PMU SBSR CB 6 |  | Pass | null
379378846 | TNB | DISTRIBUTION | SUNGAI BESAR | Existing | 11 kV | PE MV TERMINAL | RYB | BSBR/PCE/J00029 | PT 5 GAMBUT | N/A |  | Pass | null
379378863 | TNB | DISTRIBUTION | SUNGAI BESAR | Existing | 11 kV | PE MV TERMINAL | RYB | BSBR/PCE/J00029 | PT 5 GAMBUT | D06809 PDT REBAN AYAM |  | Pass | null
379378866 | TNB | DISTRIBUTION | SUNGAI BESAR | Existing | 11 kV | PE MV TERMINAL | RYB | BSBR/PCE/J00029 | PT 5 GAMBUT | D00270 LINK PARIT 8 |  | Pass | null
379378993 | TNB | DISTRIBUTION | SUNGAI BESAR | Existing | 11 kV | PE MV TERMINAL | RYB | BSBR/PCE/J00225 | P/E UYIN AGRO FARM | SPUR |  | Pass | null
379378994 | TNB | DISTRIBUTION | SUNGAI BESAR | Existing | 11 kV | PE MV TERMINAL | RYB | BSBR/PCE/J00225 | P/E UYIN AGRO FARM | D06818 P/E REBAN AYAM DATO GHAZALI |  | Pass | null
379378997 | TNB | DISTRIBUTION | SUNGAI BESAR | Existing | 11 kV | PE MV TERMINAL | RYB | BSBR/PCE/J00225 | P/E UYIN AGRO FARM | 300KVA |  | Pass | null
379383516 | TNB | DISTRIBUTION | SUNGAI BESAR | Existing | 11 kV | PE MV TERMINAL | RYB | BSBR/PCE/J00058 | KG NELAYAN SG HAJI DORANI | D00039 P/E MARIN PARK |  | Pass | null
379383517 | TNB | DISTRIBUTION | SUNGAI BESAR | Existing | 11 kV | PE MV TERMINAL | RYB | BSBR/PCE/J00058 | KG NELAYAN SG HAJI DORANI | D00043 PE PEKAN SG HJ DORANI |  | Pass | null
379383520 | TNB | DISTRIBUTION | SUNGAI BESAR | Existing | 11 kV | PE MV TERMINAL | RYB | BSBR/PCE/J00058 | KG NELAYAN SG HAJI DORANI | TX1-500KVA |  | Pass | null
379396479 | TNB | DISTRIBUTION | SUNGAI BESAR | Existing | 11 kV | PE MV TERMINAL | RYB | BSBR/PCE/J00145 | SG LANG (ILDAS) DAKWAH | D00359 P/E PUAS |  | Pass | null
379396480 | TNB | DISTRIBUTION | SUNGAI BESAR | Existing | 11 kV | PE MV TERMINAL | RYB | BSBR/PCE/J00145 | SG LANG (ILDAS) DAKWAH | PPU SGLG: 13 |  | Pass | null
379396483 | TNB | DISTRIBUTION | SUNGAI BESAR | Existing | 11 kV | PE MV TERMINAL | RYB | BSBR/PCE/J00145 | SG LANG (ILDAS) DAKWAH | TX1-1000KVA |  | Pass | null
379396575 | TNB | DISTRIBUTION | SUNGAI BESAR | Existing | 11 kV | PE MV TERMINAL | RYB | BSBR/PCE/J00184 | P/E PUAS | D00355 INS. PERAKUNAN NEGARA (IPN) |  | Pass | null
379396576 | TNB | DISTRIBUTION | SUNGAI BESAR | Existing | 11 kV | PE MV TERMINAL | RYB | BSBR/PCE/J00184 | P/E PUAS | D00360 SG LANG (ILDAS) DAKWAH |  | Pass | null
379396579 | TNB | DISTRIBUTION | SUNGAI BESAR | Existing | 11 kV | PE MV TERMINAL | RYB | BSBR/PCE/J00184 | P/E PUAS | TX1-750KVA |  | Pass | null
379396759 | TNB | DISTRIBUTION | SUNGAI BESAR | Existing | 11 kV | PE MV TERMINAL | RYB | BSBR/PCE/J00176 | INS. PERAKUNAN NEGARA (IPN) | HT CUSTOMER |  | Pass | null
379396766 | TNB | DISTRIBUTION | SUNGAI BESAR | Existing | 11 kV | PE MV TERMINAL | RYB | BSBR/PCE/J00176 | INS. PERAKUNAN NEGARA (IPN) | D00357 P/E PUAS |  | Pass | null
379396774 | TNB | DISTRIBUTION | SUNGAI BESAR | Existing | 11 kV | PE MV TERMINAL | RYB | BSBR/PCE/J00176 | INS. PERAKUNAN NEGARA (IPN) | D00350 PE TELOK BELANGA TEBOK MASJID |  | Pass | null
379396784 | TNB | DISTRIBUTION | SUNGAI BESAR | Existing | 11 kV | PE MV TERMINAL | RYB | BSBR/PCE/J00176 | INS. PERAKUNAN NEGARA (IPN) | TX1-750KVA |  | Pass | null
379396944 | TNB | DISTRIBUTION | SUNGAI BESAR | Existing | 11 kV | PE MV TERMINAL | RYB | BSBR/PCE/J00144 | TELUK BELANGGA | D00354 INS. PERAKUNAN NEGARA (IPN) |  | Pass | null
379396945 | TNB | DISTRIBUTION | SUNGAI BESAR | Existing | 11 kV | PE MV TERMINAL | RYB | BSBR/PCE/J00144 | TELUK BELANGGA | D06769 P/E SEK REN AGAMA PARIT BARU |  | Pass | null
379396948 | TNB | DISTRIBUTION | SUNGAI BESAR | Existing | 11 kV | PE MV TERMINAL | RYB | BSBR/PCE/J00144 | TELUK BELANGGA | TX1-500KVA |  | Pass | null
379397039 | TNB | DISTRIBUTION | SUNGAI BESAR | Existing | 11 kV | PE MV TERMINAL | RYB | BSBR/PCE/J00143 | PEKAN PT BARU | D00349 TELUK BELANGGA |  | Pass | null
379397040 | TNB | DISTRIBUTION | SUNGAI BESAR | Existing | 11 kV | PE MV TERMINAL | RYB | BSBR/PCE/J00143 | PEKAN PT BARU | D00339 STN SUIS PARIT BARU |  | Pass | null
379397043 | TNB | DISTRIBUTION | SUNGAI BESAR | Existing | 11 kV | PE MV TERMINAL | RYB | BSBR/PCE/J00143 | PEKAN PT BARU | TX1-300KVA |  | Pass | null
379397125 | TNB | DISTRIBUTION | SUNGAI BESAR | Existing | 11 kV | PE MV TERMINAL | RYB | BSBR/PCE/J00185 | STN SUIS PARIT BARU | D00348 PEKAN PT BARU |  | Pass | null
379397134 | TNB | DISTRIBUTION | SUNGAI BESAR | Existing | 11 kV | PE MV TERMINAL | RYB | BSBR/PCE/J00185 | STN SUIS PARIT BARU | D00334 PE PUSAT HELWA |  | Pass | null
379397145 | TNB | DISTRIBUTION | SUNGAI BESAR | Existing | 11 kV | PE MV TERMINAL | RYB | BSBR/PCE/J00185 | STN SUIS PARIT BARU | D00340 PAT KG PT BARU BAROH |  | Pass | null
379397170 | TNB | DISTRIBUTION | SUNGAI BESAR | Existing | 11 kV | PE MV TERMINAL | RYB | BSBR/PCE/J00148 | PAT KG PT BARU BAROH | D00343 P/E BAGAN PARIT BARU |  | Pass | null
379397171 | TNB | DISTRIBUTION | SUNGAI BESAR | Existing | 11 kV | PE MV TERMINAL | RYB | BSBR/PCE/J00148 | PAT KG PT BARU BAROH | D00337 STN SUIS PARIT BARU |  | Pass | null
379397174 | TNB | DISTRIBUTION | SUNGAI BESAR | Existing | 11 kV | PE MV TERMINAL | RYB | BSBR/PCE/J00148 | PAT KG PT BARU BAROH | TX1-100KVA |  | Pass | null
379397270 | TNB | DISTRIBUTION | SUNGAI BESAR | Existing | 11 kV | PE MV TERMINAL | RYB | BSBR/PCE/J00186 | P/E HELWA | D00331 P/E SUNGAI TENGAR |  | Pass | null
379397271 | TNB | DISTRIBUTION | SUNGAI BESAR | Existing | 11 kV | PE MV TERMINAL | RYB | BSBR/PCE/J00186 | P/E HELWA | D00338 STN SUIS PARIT BARU |  | Pass | null
379397274 | TNB | DISTRIBUTION | SUNGAI BESAR | Existing | 11 kV | PE MV TERMINAL | RYB | BSBR/PCE/J00186 | P/E HELWA | TX1-500KVA |  | Pass | null
379397366 | TNB | DISTRIBUTION | SUNGAI BESAR | Existing | 11 kV | PE MV TERMINAL | RYB | BSBR/PCE/J00150 | P/E SUNGAI TENGAR | D00325 STS SG TENGAR |  | Pass | null
379397367 | TNB | DISTRIBUTION | SUNGAI BESAR | Existing | 11 kV | PE MV TERMINAL | RYB | BSBR/PCE/J00150 | P/E SUNGAI TENGAR | D00334 P/E HELWA |  | Pass | null
379397370 | TNB | DISTRIBUTION | SUNGAI BESAR | Existing | 11 kV | PE MV TERMINAL | RYB | BSBR/PCE/J00150 | P/E SUNGAI TENGAR | TX1-300KVA |  | Pass | null
379397452 | TNB | DISTRIBUTION | SUNGAI BESAR | Existing | 11 kV | PE MV TERMINAL | RYB | BSBR/PCE/J00187 | STN SUIS SG TENGGAR | D00329 PAT SG TENGAR SELATAN |  | Pass | null
379397461 | TNB | DISTRIBUTION | SUNGAI BESAR | Existing | 11 kV | PE MV TERMINAL | RYB | BSBR/PCE/J00187 | STN SUIS SG TENGGAR | D00333 P/E SUNGAI TENGAR |  | Pass | null
379397472 | TNB | DISTRIBUTION | SUNGAI BESAR | Existing | 11 kV | PE MV TERMINAL | RYB | BSBR/PCE/J00187 | STN SUIS SG TENGGAR | D00327 PAT SG TENGAR UTARA |  | Pass | null
379397477 | TNB | DISTRIBUTION | SUNGAI BESAR | Existing | 11 kV | PE MV TERMINAL | RYB | BSBR/PCE/J00187 | STN SUIS SG TENGGAR | D00320 P/E SG AIR TAWAR |  | Pass | null
379397497 | TNB | DISTRIBUTION | SUNGAI BESAR | Existing | 11 kV | PE MV TERMINAL | RYB | BSBR/PCE/J00152 | P/E SG TENGAR UTARA | D00324 STN SUIS SG TENGGAR |  | Pass | null
379397498 | TNB | DISTRIBUTION | SUNGAI BESAR | Existing | 11 kV | PE MV TERMINAL | RYB | BSBR/PCE/J00152 | P/E SG TENGAR UTARA | N/A |  | Pass | null
379397501 | TNB | DISTRIBUTION | SUNGAI BESAR | Existing | 11 kV | PE MV TERMINAL | RYB | BSBR/PCE/J00152 | P/E SG TENGAR UTARA | TX1-100KVA |  | Pass | null
379397592 | TNB | DISTRIBUTION | SUNGAI BESAR | Existing | 11 kV | PE MV TERMINAL | RYB | BSBR/PCE/J00151 | P/E SG TENGAR SELATAN | D00326 STN SUIS SG TENGGAR |  | Pass | null
379397593 | TNB | DISTRIBUTION | SUNGAI BESAR | Existing | 11 kV | PE MV TERMINAL | RYB | BSBR/PCE/J00151 | P/E SG TENGAR SELATAN | N/A |  | Pass | null
379397596 | TNB | DISTRIBUTION | SUNGAI BESAR | Existing | 11 kV | PE MV TERMINAL | RYB | BSBR/PCE/J00151 | P/E SG TENGAR SELATAN | TX1-100KVA |  | Pass | null
379397672 | TNB | DISTRIBUTION | SUNGAI BESAR | Existing | 11 kV | PE MV TERMINAL | RYB | BSBR/PCE/J00139 | P/E SG AIR TAWAR | D00458 SEK MUNSHI ABDULLAH |  | Pass | null
379397675 | TNB | DISTRIBUTION | SUNGAI BESAR | Existing | 11 kV | PE MV TERMINAL | RYB | BSBR/PCE/J00139 | P/E SG AIR TAWAR | TX1-100KVA |  | Pass | null
379397692 | TNB | DISTRIBUTION | SUNGAI BESAR | Existing | 11 kV | PE MV TERMINAL | RYB | BSBR/PCE/J00139 | P/E SG AIR TAWAR | D00323 STN SUIS SG TENGGAR |  | Pass | null
379397695 | TNB | DISTRIBUTION | SUNGAI BESAR | Existing | 11 kV | PE MV TERMINAL | RYB | BSBR/PCE/J00139 | P/E SG AIR TAWAR | D00316 PE PEKAN SG AIR TAWAR |  | Pass | null
379397799 | TNB | DISTRIBUTION | SUNGAI BESAR | Existing | 11 kV | PE MV TERMINAL | RYB | BSBR/PCE/J00165 | S/S POLITEKNIK SABAK BERNAM | D00475 P/E KUARTERS POLITEKNIK |  | Pass | null
379397805 | TNB | DISTRIBUTION | SUNGAI BESAR | Existing | 11 kV | PE MV TERMINAL | RYB | BSBR/PCE/J00165 | S/S POLITEKNIK SABAK BERNAM | PPU SGLG: 1 |  | Pass | null
379397817 | TNB | DISTRIBUTION | SUNGAI BESAR | Existing | 11 kV | PE MV TERMINAL | RYB | BSBR/PCE/J00165 | S/S POLITEKNIK SABAK BERNAM | PPU SGLG: 4 |  | Pass | null
379397832 | TNB | DISTRIBUTION | SUNGAI BESAR | Existing | 11 kV | PE MV TERMINAL | RYB | BSBR/PCE/J00165 | S/S POLITEKNIK SABAK BERNAM | HT CUSTOMER |  | Pass | null
379397869 | TNB | DISTRIBUTION | SUNGAI BESAR | Existing | 11 kV | PE MV TERMINAL | RYB | BSBR/PCE/J00201 | P/E KUARTERS POLITEKNIK | S/S POLITEKNIK SABAK BERNAM |  | Pass | null
379397870 | TNB | DISTRIBUTION | SUNGAI BESAR | Existing | 11 kV | PE MV TERMINAL | RYB | BSBR/PCE/J00201 | P/E KUARTERS POLITEKNIK | P/E SEK AGAMA SUNGAI LANG |  | Pass | null
379397873 | TNB | DISTRIBUTION | SUNGAI BESAR | Existing | 11 kV | PE MV TERMINAL | RYB | BSBR/PCE/J00201 | P/E KUARTERS POLITEKNIK | TX1-1000KVA |  | Pass | null
379397954 | TNB | DISTRIBUTION | SUNGAI BESAR | Existing | 11 kV | PE MV TERMINAL | RYB | BSBR/PCE/J00166 | P/E SEK AGAMA SUNGAI LANG | TX1-1000KVA |  | Pass | null
379397956 | TNB | DISTRIBUTION | SUNGAI BESAR | Existing | 11 kV | PE MV TERMINAL | RYB | BSBR/PCE/J00166 | P/E SEK AGAMA SUNGAI LANG | D00469 SG APONG |  | Pass | null
379397997 | TNB | DISTRIBUTION | SUNGAI BESAR | Existing | 11 kV | PE MV TERMINAL | RYB | BSBR/PCE/J00166 | P/E SEK AGAMA SUNGAI LANG | D00476 P/E KUARTERS POLITEKNIK |  | Pass | null
379398094 | TNB | DISTRIBUTION | SUNGAI BESAR | Existing | 11 kV | PE MV TERMINAL | RYB | BSBR/PCE/J00146 | SG APONG | D00467 BGN BETING KEPAH |  | Pass | null
379398095 | TNB | DISTRIBUTION | SUNGAI BESAR | Existing | 11 kV | PE MV TERMINAL | RYB | BSBR/PCE/J00146 | SG APONG | D00474 P/E SEK AGAMA SUNGAI LANG |  | Pass | null
379398098 | TNB | DISTRIBUTION | SUNGAI BESAR | Existing | 11 kV | PE MV TERMINAL | RYB | BSBR/PCE/J00146 | SG APONG | TX1-500KVA |  | Pass | null
379398181 | TNB | DISTRIBUTION | SUNGAI BESAR | Existing | 11 kV | PE MV TERMINAL | RYB | BSBR/PCE/J00147 | BGN BETING KEPAH | D00633 P/E KOLAM UDANG BAGAN TELOK RHU |  | Pass | null
379398196 | TNB | DISTRIBUTION | SUNGAI BESAR | Existing | 11 kV | PE MV TERMINAL | RYB | BSBR/PCE/J00147 | BGN BETING KEPAH | D00636 P/E ASIA AQUACULTURE, TELOK RHU |  | Pass | null
379398197 | TNB | DISTRIBUTION | SUNGAI BESAR | Existing | 11 kV | PE MV TERMINAL | RYB | BSBR/PCE/J00147 | BGN BETING KEPAH | D00463 KG TELUK RHU |  | Pass | null
379398207 | TNB | DISTRIBUTION | SUNGAI BESAR | Existing | 11 kV | PE MV TERMINAL | RYB | BSBR/PCE/J00147 | BGN BETING KEPAH | BUS TIE |  | Pass | null
379398210 | TNB | DISTRIBUTION | SUNGAI BESAR | Existing | 11 kV | PE MV TERMINAL | RYB | BSBR/PCE/J00147 | BGN BETING KEPAH | TX1-500KVA |  | Pass | null
379398219 | TNB | DISTRIBUTION | SUNGAI BESAR | Existing | 11 kV | PE MV TERMINAL | RYB | BSBR/PCE/J00147 | BGN BETING KEPAH | BUS TIE |  | Pass | null
379398375 | TNB | DISTRIBUTION | SUNGAI BESAR | Existing | 11 kV | PE MV TERMINAL | RYB | BSBR/PCE/J00147 | BGN BETING KEPAH | D00470 SG APONG |  | Pass | null
379398379 | TNB | DISTRIBUTION | SUNGAI BESAR | Existing | 11 kV | PE MV TERMINAL | RYB | BSBR/PCE/J00147 | BGN BETING KEPAH | SPARE |  | Pass | null
379398410 | TNB | DISTRIBUTION | SUNGAI BESAR | Existing | 11 kV | PE MV TERMINAL | RYB | BSBR/PCE/J00211 | P/E KOLAM UDANG BAGAN TELOK RHU | D00628 BGN BETING KEPAH |  | Pass | null
379398411 | TNB | DISTRIBUTION | SUNGAI BESAR | Existing | 11 kV | PE MV TERMINAL | RYB | BSBR/PCE/J00211 | P/E KOLAM UDANG BAGAN TELOK RHU | N/A |  | Pass | null
379398414 | TNB | DISTRIBUTION | SUNGAI BESAR | Existing | 11 kV | PE MV TERMINAL | RYB | BSBR/PCE/J00211 | P/E KOLAM UDANG BAGAN TELOK RHU | TX1-750KVA |  | Pass | null
379398509 | TNB | DISTRIBUTION | SUNGAI BESAR | Existing | 11 kV | PE MV TERMINAL | RYB | BSBR/PCE/J00142 | KG TELUK RHU | D00460 PE REKREASI BNO |  | Pass | null
379398510 | TNB | DISTRIBUTION | SUNGAI BESAR | Existing | 11 kV | PE MV TERMINAL | RYB | BSBR/PCE/J00142 | KG TELUK RHU | D00630 BGN BETING KEPAH |  | Pass | null
379398513 | TNB | DISTRIBUTION | SUNGAI BESAR | Existing | 11 kV | PE MV TERMINAL | RYB | BSBR/PCE/J00142 | KG TELUK RHU | TX1-100KVA |  | Pass | null
379398605 | TNB | DISTRIBUTION | SUNGAI BESAR | Existing | 11 kV | PE MV TERMINAL | RYB | BSBR/PCE/J00163 | P/E PUSAT REKREASI BNO | D00464 KG TELUK RHU |  | Pass | null
379398606 | TNB | DISTRIBUTION | SUNGAI BESAR | Existing | 11 kV | PE MV TERMINAL | RYB | BSBR/PCE/J00163 | P/E PUSAT REKREASI BNO | D00455 PE SIMPANG BNO |  | Pass | null
379398609 | TNB | DISTRIBUTION | SUNGAI BESAR | Existing | 11 kV | PE MV TERMINAL | RYB | BSBR/PCE/J00163 | P/E PUSAT REKREASI BNO | TX1-1000KVA |  | Pass | null
379398686 | TNB | DISTRIBUTION | SUNGAI BESAR | Existing | 11 kV | PE MV TERMINAL | RYB | BSBR/PCE/J00017 | SIMPANG BNO | D00457 SEK MUNSHI ABDULLAH |  | Pass | null
379398689 | TNB | DISTRIBUTION | SUNGAI BESAR | Existing | 11 kV | PE MV TERMINAL | RYB | BSBR/PCE/J00017 | SIMPANG BNO | TX1-300KVA |  | Pass | null
379398706 | TNB | DISTRIBUTION | SUNGAI BESAR | Existing | 11 kV | PE MV TERMINAL | RYB | BSBR/PCE/J00017 | SIMPANG BNO | D00450 RUMAH MURAH BNO |  | Pass | null
379398709 | TNB | DISTRIBUTION | SUNGAI BESAR | Existing | 11 kV | PE MV TERMINAL | RYB | BSBR/PCE/J00017 | SIMPANG BNO | D00461 P/E PUSAT REKREASI BNO |  | Pass | null
379398807 | TNB | DISTRIBUTION | SUNGAI BESAR | Existing | 11 kV | PE MV TERMINAL | RYB | BSBR/PCE/J00135 | RUMAH MURAH BNO | D00456 SIMPANG BNO |  | Pass | null
379398808 | TNB | DISTRIBUTION | SUNGAI BESAR | Existing | 11 kV | PE MV TERMINAL | RYB | BSBR/PCE/J00135 | RUMAH MURAH BNO | D00443 KG TBK JAWA |  | Pass | null
379398811 | TNB | DISTRIBUTION | SUNGAI BESAR | Existing | 11 kV | PE MV TERMINAL | RYB | BSBR/PCE/J00135 | RUMAH MURAH BNO | TX1-500KVA |  | Pass | null
379398903 | TNB | DISTRIBUTION | SUNGAI BESAR | Existing | 11 kV | PE MV TERMINAL | RYB | BSBR/PCE/J00138 | SEK MUNSHI ABDULLAH | D00454 SIMPANG BNO |  | Pass | null
379398904 | TNB | DISTRIBUTION | SUNGAI BESAR | Existing | 11 kV | PE MV TERMINAL | RYB | BSBR/PCE/J00138 | SEK MUNSHI ABDULLAH | D00321 P/E SG AIR TAWAR |  | Pass | null
379398907 | TNB | DISTRIBUTION | SUNGAI BESAR | Existing | 11 kV | PE MV TERMINAL | RYB | BSBR/PCE/J00138 | SEK MUNSHI ABDULLAH | TX1-1000KVA |  | Pass | null
379399004 | TNB | DISTRIBUTION | SUNGAI BESAR | Existing | 11 kV | PE MV TERMINAL | RYB | BSBR/PCE/J00212 | P/E ASIA AQUACULTURE, TELOK RHU | N/A |  | Pass | null
379399005 | TNB | DISTRIBUTION | SUNGAI BESAR | Existing | 11 kV | PE MV TERMINAL | RYB | BSBR/PCE/J00212 | P/E ASIA AQUACULTURE, TELOK RHU | D00631 BGN BETING KEPAH |  | Pass | null
379399008 | TNB | DISTRIBUTION | SUNGAI BESAR | Existing | 11 kV | PE MV TERMINAL | RYB | BSBR/PCE/J00212 | P/E ASIA AQUACULTURE, TELOK RHU | TX1-750KVA |  | Pass | null
379399105 | TNB | DISTRIBUTION | SUNGAI BESAR | Existing | 11 kV | PE MV TERMINAL | RYB | BSBR/PCE/J00149 | P/E BAGAN PARIT BARU | SPUR |  | Pass | null
379399106 | TNB | DISTRIBUTION | SUNGAI BESAR | Existing | 11 kV | PE MV TERMINAL | RYB | BSBR/PCE/J00149 | P/E BAGAN PARIT BARU | D00341 PAT KG PT BARU BAROH |  | Pass | null
379399109 | TNB | DISTRIBUTION | SUNGAI BESAR | Existing | 11 kV | PE MV TERMINAL | RYB | BSBR/PCE/J00149 | P/E BAGAN PARIT BARU | TX1-500KVA |  | Pass | null
379499444 | TNB | DISTRIBUTION | SUNGAI BESAR | Existing | 11 kV | PE MV TERMINAL | RYB | BSBR/PCE/J00203 | STN SUIS TORKINTON | D00492 PUMP HOUSE TORKINTON |  | Pass | null
379499455 | TNB | DISTRIBUTION | SUNGAI BESAR | Existing | 11 kV | PE MV TERMINAL | RYB | BSBR/PCE/J00203 | STN SUIS TORKINTON | SBNM:1 |  | Pass | null
379499479 | TNB | DISTRIBUTION | SUNGAI BESAR | Existing | 11 kV | PE MV TERMINAL | RYB | BSBR/PCE/J00082 | PUMP HOUSE TORKINTON | D00495 LDG TORKINTON |  | Pass | null
379499480 | TNB | DISTRIBUTION | SUNGAI BESAR | Existing | 11 kV | PE MV TERMINAL | RYB | BSBR/PCE/J00082 | PUMP HOUSE TORKINTON | D00491 STN SUIS TORKINTON |  | Pass | null
379499483 | TNB | DISTRIBUTION | SUNGAI BESAR | Existing | 11 kV | PE MV TERMINAL | RYB | BSBR/PCE/J00082 | PUMP HOUSE TORKINTON | TX1-1000KVA |  | Pass | null
379499582 | TNB | DISTRIBUTION | SUNGAI BESAR | Existing | 11 kV | PE MV TERMINAL | RYB | BSBR/PCE/J00083 | LDG TORKINTON | D00645 P/E KUARTERS TORKINTON |  | Pass | null
379499583 | TNB | DISTRIBUTION | SUNGAI BESAR | Existing | 11 kV | PE MV TERMINAL | RYB | BSBR/PCE/J00083 | LDG TORKINTON | D00493 PUMP HOUSE TORKINTON |  | Pass | null
379499586 | TNB | DISTRIBUTION | SUNGAI BESAR | Existing | 11 kV | PE MV TERMINAL | RYB | BSBR/PCE/J00083 | LDG TORKINTON | TX1-500KVA |  | Pass | null
379499970 | TNB | DISTRIBUTION | SUNGAI BESAR | Existing | 11 kV | PE MV TERMINAL | RYB | BSBR/PCE/J00169 | P/E KUARTERS TORKINTON | D00489 HOSPITAL S/BERNAM |  | Pass | null
379499971 | TNB | DISTRIBUTION | SUNGAI BESAR | Existing | 11 kV | PE MV TERMINAL | RYB | BSBR/PCE/J00169 | P/E KUARTERS TORKINTON | D00497 LDG TORKINTON |  | Pass | null
379499974 | TNB | DISTRIBUTION | SUNGAI BESAR | Existing | 11 kV | PE MV TERMINAL | RYB | BSBR/PCE/J00169 | P/E KUARTERS TORKINTON | TX1-500KVA |  | Pass | null
379500095 | TNB | DISTRIBUTION | SUNGAI BESAR | Existing | 11 kV | PE MV TERMINAL | RYB | BSBR/PCE/J00081 | HOSPITAL S/BERNAM | D00596 TMN FERI |  | Pass | null
379500103 | TNB | DISTRIBUTION | SUNGAI BESAR | Existing | 11 kV | PE MV TERMINAL | RYB | BSBR/PCE/J00081 | HOSPITAL S/BERNAM | TX1-500KVA |  | Pass | null
379500104 | TNB | DISTRIBUTION | SUNGAI BESAR | Existing | 11 kV | PE MV TERMINAL | RYB | BSBR/PCE/J00081 | HOSPITAL S/BERNAM | TX2-500KVA |  | Pass | null
379500463 | TNB | DISTRIBUTION | SUNGAI BESAR | Existing | 11 kV | PE MV TERMINAL | RYB | BSBR/PCE/J00085 | JOHAN LAND | D00501 SW/STN JOHAN LAND |  | Pass | null
379500489 | TNB | DISTRIBUTION | SUNGAI BESAR | Existing | 11 kV | PE MV TERMINAL | RYB | BSBR/PCE/J00085 | JOHAN LAND | D00506 PEKAN S/BERNAM |  | Pass | null
379500491 | TNB | DISTRIBUTION | SUNGAI BESAR | Existing | 11 kV | PE MV TERMINAL | RYB | BSBR/PCE/J00085 | JOHAN LAND | PPU SBNM: 2 |  | Pass | null
379500497 | TNB | DISTRIBUTION | SUNGAI BESAR | Existing | 11 kV | PE MV TERMINAL | RYB | BSBR/PCE/J00085 | JOHAN LAND | TX2-1000KVA |  | Pass | null
379500498 | TNB | DISTRIBUTION | SUNGAI BESAR | Existing | 11 kV | PE MV TERMINAL | RYB | BSBR/PCE/J00085 | JOHAN LAND | TX1-1000KVA |  | Pass | null
379500656 | TNB | DISTRIBUTION | SUNGAI BESAR | Existing | 11 kV | PE MV TERMINAL | RYB | BSBR/PCE/J00167 | SW/STN JOHAN LAND | TMN FERI: D00597 |  | Pass | null
379500657 | TNB | DISTRIBUTION | SUNGAI BESAR | Existing | 11 kV | PE MV TERMINAL | RYB | BSBR/PCE/J00167 | SW/STN JOHAN LAND | D00498 JOHAN LAND |  | Pass | null
379500660 | TNB | DISTRIBUTION | SUNGAI BESAR | Existing | 11 kV | PE MV TERMINAL | RYB | BSBR/PCE/J00167 | SW/STN JOHAN LAND | TX1-300KVA |  | Pass | null
379500793 | TNB | DISTRIBUTION | SUNGAI BESAR | Existing | 11 kV | PE MV TERMINAL | RYB | BSBR/PCE/J00086 | PEKAN S/BERNAM | D00500 JOHAN LAND |  | Pass | null
379500796 | TNB | DISTRIBUTION | SUNGAI BESAR | Existing | 11 kV | PE MV TERMINAL | RYB | BSBR/PCE/J00086 | PEKAN S/BERNAM | TX1-1000KVA |  | Pass | null
379500813 | TNB | DISTRIBUTION | SUNGAI BESAR | Existing | 11 kV | PE MV TERMINAL | RYB | BSBR/PCE/J00086 | PEKAN S/BERNAM | D00686 P/PADAT MEDAN SELERA MDSB |  | Pass | null
379500816 | TNB | DISTRIBUTION | SUNGAI BESAR | Existing | 11 kV | PE MV TERMINAL | RYB | BSBR/PCE/J00086 | PEKAN S/BERNAM | D00525 PUSAT PERANGINAN S/BERNAM |  | Pass | null
379500913 | TNB | DISTRIBUTION | SUNGAI BESAR | Existing | 11 kV | PE MV TERMINAL | RYB | BSBR/PCE/J00134 | PUSAT PERANGINAN S/BERNAM | D00527 P/E KOLEJ KOMUNITI |  | Pass | null
379500914 | TNB | DISTRIBUTION | SUNGAI BESAR | Existing | 11 kV | PE MV TERMINAL | RYB | BSBR/PCE/J00134 | PUSAT PERANGINAN S/BERNAM | D00504 PEKAN S/BERNAM |  | Pass | null
379500917 | TNB | DISTRIBUTION | SUNGAI BESAR | Existing | 11 kV | PE MV TERMINAL | RYB | BSBR/PCE/J00134 | PUSAT PERANGINAN S/BERNAM | TX1-500KVA |  | Pass | null
379500997 | TNB | DISTRIBUTION | SUNGAI BESAR | Existing | 11 kV | PE MV TERMINAL | RYB | BSBR/PCE/J00204 | P/E KOLEJ KOMUNITI | TX2-1000KVA |  | Pass | null
379501004 | TNB | DISTRIBUTION | SUNGAI BESAR | Existing | 11 kV | PE MV TERMINAL | RYB | BSBR/PCE/J00204 | P/E KOLEJ KOMUNITI | D00524 PUSAT PERANGINAN S/BERNAM |  | Pass | null
379501012 | TNB | DISTRIBUTION | SUNGAI BESAR | Existing | 11 kV | PE MV TERMINAL | RYB | BSBR/PCE/J00204 | P/E KOLEJ KOMUNITI | D00705 P/E SEK UNGKU AZIZ |  | Pass | null
379501022 | TNB | DISTRIBUTION | SUNGAI BESAR | Existing | 11 kV | PE MV TERMINAL | RYB | BSBR/PCE/J00204 | P/E KOLEJ KOMUNITI | TX1-1000KVA |  | Pass | null
379501184 | TNB | DISTRIBUTION | SUNGAI BESAR | Existing | 11 kV | PE MV TERMINAL | RYB | BSBR/PCE/J00221 | P/E SEK UNGKU AZIZ | D00531 VIP |  | Pass | null
379501185 | TNB | DISTRIBUTION | SUNGAI BESAR | Existing | 11 kV | PE MV TERMINAL | RYB | BSBR/PCE/J00221 | P/E SEK UNGKU AZIZ | D00528 P/E KOLEJ KOMUNITI |  | Pass | null
379501188 | TNB | DISTRIBUTION | SUNGAI BESAR | Existing | 11 kV | PE MV TERMINAL | RYB | BSBR/PCE/J00221 | P/E SEK UNGKU AZIZ | TX1-1000KVA |  | Pass | null
379501294 | TNB | DISTRIBUTION | SUNGAI BESAR | Existing | 11 kV | PE MV TERMINAL | RYB | BSBR/PCE/J00090 | VIP | D00703 P/E SEK UNGKU AZIZ |  | Pass | null
379501295 | TNB | DISTRIBUTION | SUNGAI BESAR | Existing | 11 kV | PE MV TERMINAL | RYB | BSBR/PCE/J00090 | VIP | D00535 PUSAT REKREASI S/BERNAM |  | Pass | null
379501298 | TNB | DISTRIBUTION | SUNGAI BESAR | Existing | 11 kV | PE MV TERMINAL | RYB | BSBR/PCE/J00090 | VIP | TX1-1000KVA |  | Pass | null
379501390 | TNB | DISTRIBUTION | SUNGAI BESAR | Existing | 11 kV | PE MV TERMINAL | RYB | BSBR/PCE/J00126 | PUSAT REKREASI S/BERNAM | D00730 P/E PUSAT PERLINDUNGAN WANITA |  | Pass | null
379501391 | TNB | DISTRIBUTION | SUNGAI BESAR | Existing | 11 kV | PE MV TERMINAL | RYB | BSBR/PCE/J00126 | PUSAT REKREASI S/BERNAM | D00532 VIP |  | Pass | null
379501394 | TNB | DISTRIBUTION | SUNGAI BESAR | Existing | 11 kV | PE MV TERMINAL | RYB | BSBR/PCE/J00126 | PUSAT REKREASI S/BERNAM | TX1-1000KVA |  | Pass | null
379501486 | TNB | DISTRIBUTION | SUNGAI BESAR | Existing | 11 kV | PE MV TERMINAL | RYB | BSBR/PCE/J00227 | P/E PUSAT PERLINDUNGAN WANITA | D00537 P/E TAMAN INTAN JAYA |  | Pass | null
379501487 | TNB | DISTRIBUTION | SUNGAI BESAR | Existing | 11 kV | PE MV TERMINAL | RYB | BSBR/PCE/J00227 | P/E PUSAT PERLINDUNGAN WANITA | D00534 PUSAT REKREASI S/BERNAM |  | Pass | null
379501490 | TNB | DISTRIBUTION | SUNGAI BESAR | Existing | 11 kV | PE MV TERMINAL | RYB | BSBR/PCE/J00227 | P/E PUSAT PERLINDUNGAN WANITA | TX1-300KVA |  | Pass | null
379501585 | TNB | DISTRIBUTION | SUNGAI BESAR | Existing | 11 kV | PE MV TERMINAL | RYB | BSBR/PCE/J00206 | P/E TAMAN INTAN JAYA | D00732 P/E PUSAT PERLINDUNGAN WANITA |  | Pass | null
379501586 | TNB | DISTRIBUTION | SUNGAI BESAR | Existing | 11 kV | PE MV TERMINAL | RYB | BSBR/PCE/J00206 | P/E TAMAN INTAN JAYA | D273 PE LOT 84 JLN. RAJA CHULAN |  | Pass | null
379501589 | TNB | DISTRIBUTION | SUNGAI BESAR | Existing | 11 kV | PE MV TERMINAL | RYB | BSBR/PCE/J00206 | P/E TAMAN INTAN JAYA | TX1-500KVA |  | Pass | null
379501704 | TNB | DISTRIBUTION | SUNGAI BESAR | Existing | 11 kV | PE MV TERMINAL | RYB | BSBR/PCE/J00216 | P/PADAT MEDAN SELERA MDSB | D00503 PEKAN S/BERNAM |  | Pass | null
379501705 | TNB | DISTRIBUTION | SUNGAI BESAR | Existing | 11 kV | PE MV TERMINAL | RYB | BSBR/PCE/J00216 | P/PADAT MEDAN SELERA MDSB | D06808 P/E PUSAT NIAGA BATU 40 |  | Pass | null
379501708 | TNB | DISTRIBUTION | SUNGAI BESAR | Existing | 11 kV | PE MV TERMINAL | RYB | BSBR/PCE/J00216 | P/PADAT MEDAN SELERA MDSB | TX1-500KVA |  | Pass | null
379501798 | TNB | DISTRIBUTION | SUNGAI BESAR | Existing | 11 kV | PE MV TERMINAL | RYB | BSBR/PCE/J00247 | P/E PUSAT NIAGA BT 40 | D00688 P/PADAT MEDAN SELERA MDSB |  | Pass | null
379501799 | TNB | DISTRIBUTION | SUNGAI BESAR | Existing | 11 kV | PE MV TERMINAL | RYB | BSBR/PCE/J00247 | P/E PUSAT NIAGA BT 40 | D00667 TAMAN RAYA NO 2 |  | Pass | null
379501802 | TNB | DISTRIBUTION | SUNGAI BESAR | Existing | 11 kV | PE MV TERMINAL | RYB | BSBR/PCE/J00247 | P/E PUSAT NIAGA BT 40 | TX1-500KVA |  | Pass | null
379501914 | TNB | DISTRIBUTION | SUNGAI BESAR | Existing | 11 kV | PE MV TERMINAL | RYB | BSBR/PCE/J00215 | P/E TAMAN PERTAMA FASA 4 | PPU SBNM: 3 |  | Pass | null
379501915 | TNB | DISTRIBUTION | SUNGAI BESAR | Existing | 11 kV | PE MV TERMINAL | RYB | BSBR/PCE/J00215 | P/E TAMAN PERTAMA FASA 4 | D00364 P/E TMN SERENDAH NO 1 |  | Pass | null
379501918 | TNB | DISTRIBUTION | SUNGAI BESAR | Existing | 11 kV | PE MV TERMINAL | RYB | BSBR/PCE/J00215 | P/E TAMAN PERTAMA FASA 4 | TX1-1000KVA |  | Pass | null
379502014 | TNB | DISTRIBUTION | SUNGAI BESAR | Existing | 11 kV | PE MV TERMINAL | RYB | BSBR/PCE/J00209 | P/E TMN SERENDAH NO 1 | D00366 TMN SERENDAH NO 2 |  | Pass | null
379502015 | TNB | DISTRIBUTION | SUNGAI BESAR | Existing | 11 kV | PE MV TERMINAL | RYB | BSBR/PCE/J00209 | P/E TMN SERENDAH NO 1 | D00685 P/E TAMAN PERTAMA FASA 4 |  | Pass | null
379502018 | TNB | DISTRIBUTION | SUNGAI BESAR | Existing | 11 kV | PE MV TERMINAL | RYB | BSBR/PCE/J00209 | P/E TMN SERENDAH NO 1 | TX1-500KVA |  | Pass | null
379502110 | TNB | DISTRIBUTION | SUNGAI BESAR | Existing | 11 kV | PE MV TERMINAL | RYB | BSBR/PCE/J00110 | TMN SERENDAH NO 2 | D00369 TMN PERTAMA LOT 771 |  | Pass | null
379502111 | TNB | DISTRIBUTION | SUNGAI BESAR | Existing | 11 kV | PE MV TERMINAL | RYB | BSBR/PCE/J00110 | TMN SERENDAH NO 2 | D00365 P/E TMN SERENDAH NO 1 |  | Pass | null
379502114 | TNB | DISTRIBUTION | SUNGAI BESAR | Existing | 11 kV | PE MV TERMINAL | RYB | BSBR/PCE/J00110 | TMN SERENDAH NO 2 | TX1-500KVA |  | Pass | null
379502205 | TNB | DISTRIBUTION | SUNGAI BESAR | Existing | 11 kV | PE MV TERMINAL | RYB | BSBR/PCE/J00109 | TMN PERTAMA LOT 771 | D00374 PKNS LOW COST TMN MUHIBAH |  | Pass | null
379502206 | TNB | DISTRIBUTION | SUNGAI BESAR | Existing | 11 kV | PE MV TERMINAL | RYB | BSBR/PCE/J00109 | TMN PERTAMA LOT 771 | D00367 TMN SERENDAH NO 2 |  | Pass | null
379502209 | TNB | DISTRIBUTION | SUNGAI BESAR | Existing | 11 kV | PE MV TERMINAL | RYB | BSBR/PCE/J00109 | TMN PERTAMA LOT 771 | TX1-500KVA |  | Pass | null
379502300 | TNB | DISTRIBUTION | SUNGAI BESAR | Existing | 11 kV | PE MV TERMINAL | RYB | BSBR/PCE/J00108 | PKNS LOW COST TMN MUHIBAH | D00370 TMN PERTAMA LOT 771 |  | Pass | null
379502301 | TNB | DISTRIBUTION | SUNGAI BESAR | Existing | 11 kV | PE MV TERMINAL | RYB | BSBR/PCE/J00108 | PKNS LOW COST TMN MUHIBAH | D06802 P/E TAMAN ORKID |  | Pass | null
379502304 | TNB | DISTRIBUTION | SUNGAI BESAR | Existing | 11 kV | PE MV TERMINAL | RYB | BSBR/PCE/J00108 | PKNS LOW COST TMN MUHIBAH | TX1-300KVA |  | Pass | null
379502395 | TNB | DISTRIBUTION | SUNGAI BESAR | Existing | 11 kV | PE MV TERMINAL | RYB | BSBR/PCE/J00246 | P/E TAMAN ORKID | D00367 TBK PULAI BT 1 |  | Pass | null
379502396 | TNB | DISTRIBUTION | SUNGAI BESAR | Existing | 11 kV | PE MV TERMINAL | RYB | BSBR/PCE/J00246 | P/E TAMAN ORKID | D00372 PKNS LOW COST TMN MUHIBAH |  | Pass | null
379502399 | TNB | DISTRIBUTION | SUNGAI BESAR | Existing | 11 kV | PE MV TERMINAL | RYB | BSBR/PCE/J00246 | P/E TAMAN ORKID | TX1-300KVA |  | Pass | null
379502499 | TNB | DISTRIBUTION | SUNGAI BESAR | Existing | 11 kV | PE MV TERMINAL | RYB | BSBR/PCE/J00111 | TBK PULAI BT 1 | D00382 SPG TBK PULAI |  | Pass | null
379502500 | TNB | DISTRIBUTION | SUNGAI BESAR | Existing | 11 kV | PE MV TERMINAL | RYB | BSBR/PCE/J00111 | TBK PULAI BT 1 | D06804 P/E TAMAN ORKID |  | Pass | null
379502503 | TNB | DISTRIBUTION | SUNGAI BESAR | Existing | 11 kV | PE MV TERMINAL | RYB | BSBR/PCE/J00111 | TBK PULAI BT 1 | TX1-300KVA |  | Pass | null
379502770 | TNB | DISTRIBUTION | SUNGAI BESAR | Existing | 11 kV | PE MV TERMINAL | RYB | BSBR/PCE/J00114 | P/E SIMPANG SEKENDI | D00383 SPG TBK PULAI |  | Pass | null
379502785 | TNB | DISTRIBUTION | SUNGAI BESAR | Existing | 11 kV | PE MV TERMINAL | RYB | BSBR/PCE/J00114 | P/E SIMPANG SEKENDI | TX2-1000KVA |  | Pass | null
379502786 | TNB | DISTRIBUTION | SUNGAI BESAR | Existing | 11 kV | PE MV TERMINAL | RYB | BSBR/PCE/J00114 | P/E SIMPANG SEKENDI | D00521 BT 38 SEKENDI TBK HJ ISMAIL |  | Pass | null
379502796 | TNB | DISTRIBUTION | SUNGAI BESAR | Existing | 11 kV | PE MV TERMINAL | RYB | BSBR/PCE/J00114 | P/E SIMPANG SEKENDI | BUS TIE |  | Pass | null
379502799 | TNB | DISTRIBUTION | SUNGAI BESAR | Existing | 11 kV | PE MV TERMINAL | RYB | BSBR/PCE/J00114 | P/E SIMPANG SEKENDI | TX1-500KVA |  | Pass | null
379502808 | TNB | DISTRIBUTION | SUNGAI BESAR | Existing | 11 kV | PE MV TERMINAL | RYB | BSBR/PCE/J00114 | P/E SIMPANG SEKENDI | BUS TIE |  | Pass | null
379502982 | TNB | DISTRIBUTION | SUNGAI BESAR | Existing | 11 kV | PE MV TERMINAL | RYB | BSBR/PCE/J00088 | BT 38 SEKENDI TBK HJ ISMAIL | D00385 SPG SEKENDI |  | Pass | null
379502983 | TNB | DISTRIBUTION | SUNGAI BESAR | Existing | 11 kV | PE MV TERMINAL | RYB | BSBR/PCE/J00088 | BT 38 SEKENDI TBK HJ ISMAIL | D00516 S.M AGAMA TINGGI BT 38 |  | Pass | null
379502986 | TNB | DISTRIBUTION | SUNGAI BESAR | Existing | 11 kV | PE MV TERMINAL | RYB | BSBR/PCE/J00088 | BT 38 SEKENDI TBK HJ ISMAIL | TX1-300KVA |  | Pass | null
379503063 | TNB | DISTRIBUTION | SUNGAI BESAR | Existing | 11 kV | PE MV TERMINAL | RYB | BSBR/PCE/J00089 | S.M AGAMA TINGGI BT 38 | D00522 BT 38 SEKENDI TBK HJ ISMAIL |  | Pass | null
379503066 | TNB | DISTRIBUTION | SUNGAI BESAR | Existing | 11 kV | PE MV TERMINAL | RYB | BSBR/PCE/J00089 | S.M AGAMA TINGGI BT 38 | TX1-750KVA |  | Pass | null
379503083 | TNB | DISTRIBUTION | SUNGAI BESAR | Existing | 11 kV | PE MV TERMINAL | RYB | BSBR/PCE/J00089 | S.M AGAMA TINGGI BT 38 | D00519 KG TBK TARMAN BATU 38 |  | Pass | null
379503086 | TNB | DISTRIBUTION | SUNGAI BESAR | Existing | 11 kV | PE MV TERMINAL | RYB | BSBR/PCE/J00089 | S.M AGAMA TINGGI BT 38 | D00507 TMN PERPADUAN |  | Pass | null
379503185 | TNB | DISTRIBUTION | SUNGAI BESAR | Existing | 11 kV | PE MV TERMINAL | RYB | BSBR/PCE/J00175 | TMN PERPADUAN | D00515 S.M AGAMA TINGGI BT 38 |  | Pass | null
379503186 | TNB | DISTRIBUTION | SUNGAI BESAR | Existing | 11 kV | PE MV TERMINAL | RYB | BSBR/PCE/J00175 | TMN PERPADUAN | D00666 TAMAN RAYA NO 2 |  | Pass | null
379503189 | TNB | DISTRIBUTION | SUNGAI BESAR | Existing | 11 kV | PE MV TERMINAL | RYB | BSBR/PCE/J00175 | TMN PERPADUAN | TX1-500KVA |  | Pass | null
379503274 | TNB | DISTRIBUTION | SUNGAI BESAR | Existing | 11 kV | PE MV TERMINAL | RYB | BSBR/PCE/J00114 | P/E SIMPANG SEKENDI | D00216 KG SG BURUNG |  | Pass | null
379503276 | TNB | DISTRIBUTION | SUNGAI BESAR | Existing | 11 kV | PE MV TERMINAL | RYB | BSBR/PCE/J00114 | P/E SIMPANG SEKENDI | D00428 KG TEBUK TENGAH |  | Pass | null
379503303 | TNB | DISTRIBUTION | SUNGAI BESAR | Existing | 11 kV | PE MV TERMINAL | RYB | BSBR/PCE/J00033 | TAMAN RAYA NO 2 | D06806 P/E PUSAT NIAGA BATU 40 |  | Pass | null
379503304 | TNB | DISTRIBUTION | SUNGAI BESAR | Existing | 11 kV | PE MV TERMINAL | RYB | BSBR/PCE/J00033 | TAMAN RAYA NO 2 | D00508 TMN PERPADUAN |  | Pass | null
379503307 | TNB | DISTRIBUTION | SUNGAI BESAR | Existing | 11 kV | PE MV TERMINAL | RYB | BSBR/PCE/J00033 | TAMAN RAYA NO 2 | TX1-300KVA |  | Pass | null
379503399 | TNB | DISTRIBUTION | SUNGAI BESAR | Existing | 11 kV | PE MV TERMINAL | RYB | BSBR/PCE/J00084 | KG TBK TARMAN BATU 38 | N/A |  | Pass | null
379503400 | TNB | DISTRIBUTION | SUNGAI BESAR | Existing | 11 kV | PE MV TERMINAL | RYB | BSBR/PCE/J00084 | KG TBK TARMAN BATU 38 | D00514 S.M AGAMA TINGGI BT 38 |  | Pass | null
379503403 | TNB | DISTRIBUTION | SUNGAI BESAR | Existing | 11 kV | PE MV TERMINAL | RYB | BSBR/PCE/J00084 | KG TBK TARMAN BATU 38 | TX1-300KVA |  | Pass | null
379503494 | TNB | DISTRIBUTION | SUNGAI BESAR | Existing | 11 kV | PE MV TERMINAL | RYB | BSBR/PCE/J00228 | P/E TMN BERLIAN | PPU SBNM: 4 |  | Pass | null
379503495 | TNB | DISTRIBUTION | SUNGAI BESAR | Existing | 11 kV | PE MV TERMINAL | RYB | BSBR/PCE/J00228 | P/E TMN BERLIAN | D00582 SEE HAU INDUSTRIES |  | Pass | null
379503498 | TNB | DISTRIBUTION | SUNGAI BESAR | Existing | 11 kV | PE MV TERMINAL | RYB | BSBR/PCE/J00228 | P/E TMN BERLIAN | TX1-500KVA |  | Pass | null
379503594 | TNB | DISTRIBUTION | SUNGAI BESAR | Existing | 11 kV | PE MV TERMINAL | RYB | BSBR/PCE/J00097 | SEE HAU INDUSTRIES | D00726 P/E TMN BERLIAN |  | Pass | null
379503595 | TNB | DISTRIBUTION | SUNGAI BESAR | Existing | 11 kV | PE MV TERMINAL | RYB | BSBR/PCE/J00097 | SEE HAU INDUSTRIES | D00585 P/E TAMAN WAWASAN |  | Pass | null
379503598 | TNB | DISTRIBUTION | SUNGAI BESAR | Existing | 11 kV | PE MV TERMINAL | RYB | BSBR/PCE/J00097 | SEE HAU INDUSTRIES | TX1-1000KVA |  | Pass | null
379503690 | TNB | DISTRIBUTION | SUNGAI BESAR | Existing | 11 kV | PE MV TERMINAL | RYB | BSBR/PCE/J00202 | P/E TAMAN WAWASAN | D00583 SEE HAU INDUSTRIES |  | Pass | null
379503691 | TNB | DISTRIBUTION | SUNGAI BESAR | Existing | 11 kV | PE MV TERMINAL | RYB | BSBR/PCE/J00202 | P/E TAMAN WAWASAN | D00588 SEK ABD RAHMAN PUTRA |  | Pass | null
379503694 | TNB | DISTRIBUTION | SUNGAI BESAR | Existing | 11 kV | PE MV TERMINAL | RYB | BSBR/PCE/J00202 | P/E TAMAN WAWASAN | TX1-500KVA |  | Pass | null
379546726 | TNB | DISTRIBUTION | SUNGAI BESAR | Existing | 11 kV | PE MV TERMINAL | RYB | BSBR/PCE/J00099 | SEK ABD RAHMAN PUTRA | D00593 PE TAMAN KENANGAN |  | Pass | null
379546727 | TNB | DISTRIBUTION | SUNGAI BESAR | Existing | 11 kV | PE MV TERMINAL | RYB | BSBR/PCE/J00099 | SEK ABD RAHMAN PUTRA | D00586 P/E TAMAN WAWASAN |  | Pass | null
379546730 | TNB | DISTRIBUTION | SUNGAI BESAR | Existing | 11 kV | PE MV TERMINAL | RYB | BSBR/PCE/J00099 | SEK ABD RAHMAN PUTRA | TX1-1000KVA |  | Pass | null
379546822 | TNB | DISTRIBUTION | SUNGAI BESAR | Existing | 11 kV | PE MV TERMINAL | RYB | BSBR/PCE/J00098 | TMN KENANGAN | D00590 SEK ABD RAHMAN PUTRA |  | Pass | null
379546823 | TNB | DISTRIBUTION | SUNGAI BESAR | Existing | 11 kV | PE MV TERMINAL | RYB | BSBR/PCE/J00098 | TMN KENANGAN | D00597 PE TAMAN FERI |  | Pass | null
379546826 | TNB | DISTRIBUTION | SUNGAI BESAR | Existing | 11 kV | PE MV TERMINAL | RYB | BSBR/PCE/J00098 | TMN KENANGAN | TX1-300KVA |  | Pass | null
379546903 | TNB | DISTRIBUTION | SUNGAI BESAR | Existing | 11 kV | PE MV TERMINAL | RYB | BSBR/PCE/J00100 | TMN FERI | TMN KENANGAN: D00591 |  | Pass | null
379546906 | TNB | DISTRIBUTION | SUNGAI BESAR | Existing | 11 kV | PE MV TERMINAL | RYB | BSBR/PCE/J00100 | TMN FERI | TX1-750KVA |  | Pass | null
379546923 | TNB | DISTRIBUTION | SUNGAI BESAR | Existing | 11 kV | PE MV TERMINAL | RYB | BSBR/PCE/J00100 | TMN FERI | D00486 HOSPITAL S/BERNAM |  | Pass | null
379546926 | TNB | DISTRIBUTION | SUNGAI BESAR | Existing | 11 kV | PE MV TERMINAL | RYB | BSBR/PCE/J00100 | TMN FERI | D00500 SW/STN JOHAN LAND |  | Pass | null
379547020 | TNB | DISTRIBUTION | SUNGAI BESAR | Existing | 11 kV | PE MV TERMINAL | RYB | BSBR/PCE/J00081 | HOSPITAL S/BERNAM | D00643 P/E KUARTERS TORKINTON |  | Pass | null
379547057 | TNB | DISTRIBUTION | SUNGAI BESAR | Existing | 11 kV | PE MV TERMINAL | RYB | BSBR/PCE/J00244 | P/E RUMAH KEDAI SB PERDANA | D06791 PE TMN PLATINIUM |  | Pass | null
379547058 | TNB | DISTRIBUTION | SUNGAI BESAR | Existing | 11 kV | PE MV TERMINAL | RYB | BSBR/PCE/J00244 | P/E RUMAH KEDAI SB PERDANA | PPU SBNM: 5 |  | Pass | null
379547061 | TNB | DISTRIBUTION | SUNGAI BESAR | Existing | 11 kV | PE MV TERMINAL | RYB | BSBR/PCE/J00244 | P/E RUMAH KEDAI SB PERDANA | TX1-1000KVA |  | Pass | null
379547167 | TNB | DISTRIBUTION | SUNGAI BESAR | Existing | 11 kV | PE MV TERMINAL | RYB | BSBR/PCE/J00241 | P/E TAMAN PLATINUM | D00669 TAMAN PERTAMA NO 2 |  | Pass | null
379547168 | TNB | DISTRIBUTION | SUNGAI BESAR | Existing | 11 kV | PE MV TERMINAL | RYB | BSBR/PCE/J00241 | P/E TAMAN PLATINUM | S05875 P/E KEDAI PEJABAT SB PERDANA |  | Pass | null
379547171 | TNB | DISTRIBUTION | SUNGAI BESAR | Existing | 11 kV | PE MV TERMINAL | RYB | BSBR/PCE/J00241 | P/E TAMAN PLATINUM | TX1-300KVA |  | Pass | null
379547276 | TNB | DISTRIBUTION | SUNGAI BESAR | Existing | 11 kV | PE MV TERMINAL | RYB | BSBR/PCE/J00014 | TAMAN PERTAMA NO 2 | D00423 IKS JALAN AIR MANIS |  | Pass | null
379547277 | TNB | DISTRIBUTION | SUNGAI BESAR | Existing | 11 kV | PE MV TERMINAL | RYB | BSBR/PCE/J00014 | TAMAN PERTAMA NO 2 | D06793 PE TMN PLATINIUM |  | Pass | null
379547280 | TNB | DISTRIBUTION | SUNGAI BESAR | Existing | 11 kV | PE MV TERMINAL | RYB | BSBR/PCE/J00014 | TAMAN PERTAMA NO 2 | TX1-300KVA |  | Pass | null
379547376 | TNB | DISTRIBUTION | SUNGAI BESAR | Existing | 11 kV | PE MV TERMINAL | RYB | BSBR/PCE/J00127 | IKS JALAN AIR MANIS | D00657 P/E RT AIR MANIS NO 1 |  | Pass | null
379547377 | TNB | DISTRIBUTION | SUNGAI BESAR | Existing | 11 kV | PE MV TERMINAL | RYB | BSBR/PCE/J00127 | IKS JALAN AIR MANIS | D00671 TAMAN PERTAMA NO 2 |  | Pass | null
379547380 | TNB | DISTRIBUTION | SUNGAI BESAR | Existing | 11 kV | PE MV TERMINAL | RYB | BSBR/PCE/J00127 | IKS JALAN AIR MANIS | TX1-1000KVA |  | Pass | null
379547472 | TNB | DISTRIBUTION | SUNGAI BESAR | Existing | 11 kV | PE MV TERMINAL | RYB | BSBR/PCE/J00171 | P/E RT AIR MANIS NO 1 | D00660 P/E RT AIR MANIS NO 2 |  | Pass | null
379547473 | TNB | DISTRIBUTION | SUNGAI BESAR | Existing | 11 kV | PE MV TERMINAL | RYB | BSBR/PCE/J00171 | P/E RT AIR MANIS NO 1 | D00422 IKS JALAN AIR MANIS |  | Pass | null
379547476 | TNB | DISTRIBUTION | SUNGAI BESAR | Existing | 11 kV | PE MV TERMINAL | RYB | BSBR/PCE/J00171 | P/E RT AIR MANIS NO 1 | TX1-1000KVA |  | Pass | null
379547575 | TNB | DISTRIBUTION | SUNGAI BESAR | Existing | 11 kV | PE MV TERMINAL | RYB | BSBR/PCE/J00164 | P/E RT AIR MANIS NO 2 | D00426 SCENICA (PURE MANUFACTURING) |  | Pass | null
379547576 | TNB | DISTRIBUTION | SUNGAI BESAR | Existing | 11 kV | PE MV TERMINAL | RYB | BSBR/PCE/J00164 | P/E RT AIR MANIS NO 2 | D00659 P/E RT AIR MANIS NO 1 |  | Pass | null
379547579 | TNB | DISTRIBUTION | SUNGAI BESAR | Existing | 11 kV | PE MV TERMINAL | RYB | BSBR/PCE/J00164 | P/E RT AIR MANIS NO 2 | TX1-750KVA |  | Pass | null
379547679 | TNB | DISTRIBUTION | SUNGAI BESAR | Existing | 11 kV | PE MV TERMINAL | RYB | BSBR/PCE/J00103 | SCENICA (PURE MANUFACTURING) | D00431 KG TBK TENGAH |  | Pass | null
379547680 | TNB | DISTRIBUTION | SUNGAI BESAR | Existing | 11 kV | PE MV TERMINAL | RYB | BSBR/PCE/J00103 | SCENICA (PURE MANUFACTURING) | D00662 P/E RT AIR MANIS NO 2 |  | Pass | null
379547683 | TNB | DISTRIBUTION | SUNGAI BESAR | Existing | 11 kV | PE MV TERMINAL | RYB | BSBR/PCE/J00103 | SCENICA (PURE MANUFACTURING) | TX1-750KVA |  | Pass | null
379547760 | TNB | DISTRIBUTION | SUNGAI BESAR | Existing | 11 kV | PE MV TERMINAL | RYB | BSBR/PCE/J00115 | KG TBK TENGAH | D00385 SPG SEKENDI |  | Pass | null
379547763 | TNB | DISTRIBUTION | SUNGAI BESAR | Existing | 11 kV | PE MV TERMINAL | RYB | BSBR/PCE/J00115 | KG TBK TENGAH | TX1-300KVA |  | Pass | null
379547780 | TNB | DISTRIBUTION | SUNGAI BESAR | Existing | 11 kV | PE MV TERMINAL | RYB | BSBR/PCE/J00115 | KG TBK TENGAH | D00433 KG BANTING |  | Pass | null
379547783 | TNB | DISTRIBUTION | SUNGAI BESAR | Existing | 11 kV | PE MV TERMINAL | RYB | BSBR/PCE/J00115 | KG TBK TENGAH | D00425 SCENICA (PURE MANUFACTURING) |  | Pass | null
379547875 | TNB | DISTRIBUTION | SUNGAI BESAR | Existing | 11 kV | PE MV TERMINAL | RYB | BSBR/PCE/J00137 | KG BANTING | D00430 KG TBK TENGAH |  | Pass | null
379547878 | TNB | DISTRIBUTION | SUNGAI BESAR | Existing | 11 kV | PE MV TERMINAL | RYB | BSBR/PCE/J00137 | KG BANTING | TX1-300KVA |  | Pass | null
379547895 | TNB | DISTRIBUTION | SUNGAI BESAR | Existing | 11 kV | PE MV TERMINAL | RYB | BSBR/PCE/J00137 | KG BANTING | D00441 KG TBK JAWA |  | Pass | null
379547898 | TNB | DISTRIBUTION | SUNGAI BESAR | Existing | 11 kV | PE MV TERMINAL | RYB | BSBR/PCE/J00137 | KG BANTING | D00436 KG BANTING H/P |  | Pass | null
379547982 | TNB | DISTRIBUTION | SUNGAI BESAR | Existing | 11 kV | PE MV TERMINAL | RYB | BSBR/PCE/J00132 | KG TBK JAWA | D00445 PAT KG TBK JAWA |  | Pass | null
379547985 | TNB | DISTRIBUTION | SUNGAI BESAR | Existing | 11 kV | PE MV TERMINAL | RYB | BSBR/PCE/J00132 | KG TBK JAWA | TX1-300KVA |  | Pass | null
379548002 | TNB | DISTRIBUTION | SUNGAI BESAR | Existing | 11 kV | PE MV TERMINAL | RYB | BSBR/PCE/J00132 | KG TBK JAWA | D00434 KG BANTING |  | Pass | null
379548005 | TNB | DISTRIBUTION | SUNGAI BESAR | Existing | 11 kV | PE MV TERMINAL | RYB | BSBR/PCE/J00132 | KG TBK JAWA | D00451 RUMAH MURAH BNO |  | Pass | null
379548103 | TNB | DISTRIBUTION | SUNGAI BESAR | Existing | 11 kV | PE MV TERMINAL | RYB | BSBR/PCE/J00131 | PAT KG TBK JAWA | D00448 KG TBK MUFRAD |  | Pass | null
379548104 | TNB | DISTRIBUTION | SUNGAI BESAR | Existing | 11 kV | PE MV TERMINAL | RYB | BSBR/PCE/J00131 | PAT KG TBK JAWA | D00442 KG TBK JAWA |  | Pass | null
379548107 | TNB | DISTRIBUTION | SUNGAI BESAR | Existing | 11 kV | PE MV TERMINAL | RYB | BSBR/PCE/J00131 | PAT KG TBK JAWA | TX1-100KVA |  | Pass | null
379548199 | TNB | DISTRIBUTION | SUNGAI BESAR | Existing | 11 kV | PE MV TERMINAL | RYB | BSBR/PCE/J00133 | KG TBK MUFRAD | SPUR |  | Pass | null
379548200 | TNB | DISTRIBUTION | SUNGAI BESAR | Existing | 11 kV | PE MV TERMINAL | RYB | BSBR/PCE/J00133 | KG TBK MUFRAD | D00446 PAT KG TBK JAWA |  | Pass | null
379548203 | TNB | DISTRIBUTION | SUNGAI BESAR | Existing | 11 kV | PE MV TERMINAL | RYB | BSBR/PCE/J00133 | KG TBK MUFRAD | TX1-100KVA |  | Pass | null
379548299 | TNB | DISTRIBUTION | SUNGAI BESAR | Existing | 11 kV | PE MV TERMINAL | RYB | BSBR/PCE/J00129 | KG BANTING H/P | D00439 KG TBK BERIHUN |  | Pass | null
379548300 | TNB | DISTRIBUTION | SUNGAI BESAR | Existing | 11 kV | PE MV TERMINAL | RYB | BSBR/PCE/J00129 | KG BANTING H/P | D00432 KG BANTING |  | Pass | null
379548303 | TNB | DISTRIBUTION | SUNGAI BESAR | Existing | 11 kV | PE MV TERMINAL | RYB | BSBR/PCE/J00129 | KG BANTING H/P | TX1-100KVA |  | Pass | null
379548402 | TNB | DISTRIBUTION | SUNGAI BESAR | Existing | 11 kV | PE MV TERMINAL | RYB | BSBR/PCE/J00130 | KG TBK BERIHUN | N/A |  | Pass | null
379548403 | TNB | DISTRIBUTION | SUNGAI BESAR | Existing | 11 kV | PE MV TERMINAL | RYB | BSBR/PCE/J00130 | KG TBK BERIHUN | D00437 KG BANTING H/P |  | Pass | null
379548406 | TNB | DISTRIBUTION | SUNGAI BESAR | Existing | 11 kV | PE MV TERMINAL | RYB | BSBR/PCE/J00130 | KG TBK BERIHUN | TX1-100KVA |  | Pass | null
379548514 | TNB | DISTRIBUTION | SUNGAI BESAR | Existing | 11 kV | PE MV TERMINAL | RYB | BSBR/PCE/J00162 | P/E SEK AGAMA BT 40 | PPU SBNM: 6 |  | Pass | null
379548515 | TNB | DISTRIBUTION | SUNGAI BESAR | Existing | 11 kV | PE MV TERMINAL | RYB | BSBR/PCE/J00162 | P/E SEK AGAMA BT 40 | D00290 P/E BT 39 SEKENDI |  | Pass | null
379548518 | TNB | DISTRIBUTION | SUNGAI BESAR | Existing | 11 kV | PE MV TERMINAL | RYB | BSBR/PCE/J00162 | P/E SEK AGAMA BT 40 | TX1-1000KVA |  | Pass | null
379548610 | TNB | DISTRIBUTION | SUNGAI BESAR | Existing | 11 kV | PE MV TERMINAL | RYB | BSBR/PCE/J00128 | P/E BT 39 SEKENDI | D00287 P/E SEK AGAMA BT 40 |  | Pass | null
379548611 | TNB | DISTRIBUTION | SUNGAI BESAR | Existing | 11 kV | PE MV TERMINAL | RYB | BSBR/PCE/J00128 | P/E BT 39 SEKENDI | D00292 PE KG TENGAH |  | Pass | null
379548614 | TNB | DISTRIBUTION | SUNGAI BESAR | Existing | 11 kV | PE MV TERMINAL | RYB | BSBR/PCE/J00128 | P/E BT 39 SEKENDI | TX1-1000KVA |  | Pass | null
379548706 | TNB | DISTRIBUTION | SUNGAI BESAR | Existing | 11 kV | PE MV TERMINAL | RYB | BSBR/PCE/J00154 | P/E KAMPUNG TENGAH | D00295 P/E KAMPUNG BARU |  | Pass | null
379548707 | TNB | DISTRIBUTION | SUNGAI BESAR | Existing | 11 kV | PE MV TERMINAL | RYB | BSBR/PCE/J00154 | P/E KAMPUNG TENGAH | D00289 P/E BT 39 SEKENDI |  | Pass | null
379548710 | TNB | DISTRIBUTION | SUNGAI BESAR | Existing | 11 kV | PE MV TERMINAL | RYB | BSBR/PCE/J00154 | P/E KAMPUNG TENGAH | TX1-300KVA |  | Pass | null
379548802 | TNB | DISTRIBUTION | SUNGAI BESAR | Existing | 11 kV | PE MV TERMINAL | RYB | BSBR/PCE/J00155 | P/E KAMPUNG BARU | D00293 P/E KAMPUNG TENGAH |  | Pass | null
379548803 | TNB | DISTRIBUTION | SUNGAI BESAR | Existing | 11 kV | PE MV TERMINAL | RYB | BSBR/PCE/J00155 | P/E KAMPUNG BARU | D00299 PE KG. DUNGUN |  | Pass | null
379548806 | TNB | DISTRIBUTION | SUNGAI BESAR | Existing | 11 kV | PE MV TERMINAL | RYB | BSBR/PCE/J00155 | P/E KAMPUNG BARU | TX1-100KVA |  | Pass | null
379548886 | TNB | DISTRIBUTION | SUNGAI BESAR | Existing | 11 kV | PE MV TERMINAL | RYB | BSBR/PCE/J00157 | P/E KAMPUNG DUNGUN | D00302 PE PAT KG TG JAWA |  | Pass | null
379548889 | TNB | DISTRIBUTION | SUNGAI BESAR | Existing | 11 kV | PE MV TERMINAL | RYB | BSBR/PCE/J00157 | P/E KAMPUNG DUNGUN | TX1-1000KVA |  | Pass | null
379548906 | TNB | DISTRIBUTION | SUNGAI BESAR | Existing | 11 kV | PE MV TERMINAL | RYB | BSBR/PCE/J00157 | P/E KAMPUNG DUNGUN | D00296 P/E KAMPUNG BARU |  | Pass | null
379548909 | TNB | DISTRIBUTION | SUNGAI BESAR | Existing | 11 kV | PE MV TERMINAL | RYB | BSBR/PCE/J00157 | P/E KAMPUNG DUNGUN | D00306 PE SUNGAI BERNAM DIVISION 2 |  | Pass | null
379549007 | TNB | DISTRIBUTION | SUNGAI BESAR | Existing | 11 kV | PE MV TERMINAL | RYB | BSBR/PCE/J00156 | PAT KAMPUNG TANJUNG JAWA | SPUR |  | Pass | null
379549008 | TNB | DISTRIBUTION | SUNGAI BESAR | Existing | 11 kV | PE MV TERMINAL | RYB | BSBR/PCE/J00156 | PAT KAMPUNG TANJUNG JAWA | D00298 P/E KAMPUNG DUNGUN |  | Pass | null
379549011 | TNB | DISTRIBUTION | SUNGAI BESAR | Existing | 11 kV | PE MV TERMINAL | RYB | BSBR/PCE/J00156 | PAT KAMPUNG TANJUNG JAWA | TX1-100KVA |  | Pass | null
379549390 | TNB | DISTRIBUTION | SUNGAI BESAR | Existing | 11 kV | PE MV TERMINAL | RYB | BSBR/PCE/J00158 | P/E SG BERNAM DIVISION 2 | D00308 PE SG BERNAM DIVISION 2 |  | Pass | null
379549391 | TNB | DISTRIBUTION | SUNGAI BESAR | Existing | 11 kV | PE MV TERMINAL | RYB | BSBR/PCE/J00158 | P/E SG BERNAM DIVISION 2 | D00300 P/E KAMPUNG DUNGUN |  | Pass | null
379549394 | TNB | DISTRIBUTION | SUNGAI BESAR | Existing | 11 kV | PE MV TERMINAL | RYB | BSBR/PCE/J00158 | P/E SG BERNAM DIVISION 2 | TX1-500KVA |  | Pass | null
379549486 | TNB | DISTRIBUTION | SUNGAI BESAR | Existing | 11 kV | PE MV TERMINAL | RYB | BSBR/PCE/J00159 | P/E SG BERNAM QUATERS | D00304 P/E SG BERNAM DIVISION 2 |  | Pass | null
379549487 | TNB | DISTRIBUTION | SUNGAI BESAR | Existing | 11 kV | PE MV TERMINAL | RYB | BSBR/PCE/J00159 | P/E SG BERNAM QUATERS | D00310 P/E SG BERNAM DIVISION 1 |  | Pass | null
379549490 | TNB | DISTRIBUTION | SUNGAI BESAR | Existing | 11 kV | PE MV TERMINAL | RYB | BSBR/PCE/J00159 | P/E SG BERNAM QUATERS | TX1-100KVA |  | Pass | null
379549582 | TNB | DISTRIBUTION | SUNGAI BESAR | Existing | 11 kV | PE MV TERMINAL | RYB | BSBR/PCE/J00160 | P/E SG BERNAM DIVISION 1 | D00307 P/E SG BERNAM QUATERS |  | Pass | null
379549583 | TNB | DISTRIBUTION | SUNGAI BESAR | Existing | 11 kV | PE MV TERMINAL | RYB | BSBR/PCE/J00160 | P/E SG BERNAM DIVISION 1 | D00314 PE KG DATO HORMAT |  | Pass | null
379549586 | TNB | DISTRIBUTION | SUNGAI BESAR | Existing | 11 kV | PE MV TERMINAL | RYB | BSBR/PCE/J00160 | P/E SG BERNAM DIVISION 1 | TX1-500KVA |  | Pass | null
379549678 | TNB | DISTRIBUTION | SUNGAI BESAR | Existing | 11 kV | PE MV TERMINAL | RYB | BSBR/PCE/J00141 | KG DATO' HORMAT | D06817 P/E PADAT IBUSAWAT TM SG AIR TAWAR: |  | Pass | null
379549679 | TNB | DISTRIBUTION | SUNGAI BESAR | Existing | 11 kV | PE MV TERMINAL | RYB | BSBR/PCE/J00141 | KG DATO' HORMAT | D00312 P/E SG BERNAM DIVISION 1 |  | Pass | null
379549682 | TNB | DISTRIBUTION | SUNGAI BESAR | Existing | 11 kV | PE MV TERMINAL | RYB | BSBR/PCE/J00141 | KG DATO' HORMAT | TX1-300KVA |  | Pass | null
379549774 | TNB | DISTRIBUTION | SUNGAI BESAR | Existing | 11 kV | PE MV TERMINAL | RYB | BSBR/PCE/J00302 | P/E PADAT IBU SAWAT TM SG AIR TAWAR | D00318 PEKAN SG AIR TAWAR |  | Pass | null
379549775 | TNB | DISTRIBUTION | SUNGAI BESAR | Existing | 11 kV | PE MV TERMINAL | RYB | BSBR/PCE/J00302 | P/E PADAT IBU SAWAT TM SG AIR TAWAR | D00313 KG DATO' HORMAT |  | Pass | null
379549778 | TNB | DISTRIBUTION | SUNGAI BESAR | Existing | 11 kV | PE MV TERMINAL | RYB | BSBR/PCE/J00302 | P/E PADAT IBU SAWAT TM SG AIR TAWAR | TX1-500KVA |  | Pass | null
379549874 | TNB | DISTRIBUTION | SUNGAI BESAR | Existing | 11 kV | PE MV TERMINAL | RYB | BSBR/PCE/J00140 | PEKAN SG AIR TAWAR | D00319 P/E SG AIR TAWAR |  | Pass | null
379549875 | TNB | DISTRIBUTION | SUNGAI BESAR | Existing | 11 kV | PE MV TERMINAL | RYB | BSBR/PCE/J00140 | PEKAN SG AIR TAWAR | D06815 P/E PADAT IBUSAWAT TM SG AIR TAWAR |  | Pass | null
379549878 | TNB | DISTRIBUTION | SUNGAI BESAR | Existing | 11 kV | PE MV TERMINAL | RYB | BSBR/PCE/J00140 | PEKAN SG AIR TAWAR | TX1-500KVA |  | Pass | null
379550029 | TNB | DISTRIBUTION | SUNGAI BESAR | Existing | 11 kV | PE MV TERMINAL | RYB | BSBR/PCE/J00233 | P/E SEK REN AGAMA PARIT BARU | D00347 PEKAN PT BARU |  | Pass | null
379550030 | TNB | DISTRIBUTION | SUNGAI BESAR | Existing | 11 kV | PE MV TERMINAL | RYB | BSBR/PCE/J00233 | P/E SEK REN AGAMA PARIT BARU | D00349 TELUK BELANGGA |  | Pass | null
379550033 | TNB | DISTRIBUTION | SUNGAI BESAR | Existing | 11 kV | PE MV TERMINAL | RYB | BSBR/PCE/J00233 | P/E SEK REN AGAMA PARIT BARU | TX1-500KVA |  | Pass | null
379637039 | TNB | DISTRIBUTION | SUNGAI BESAR | Existing | 11 kV | PE MV TERMINAL | RYB | BSBR/PCE/J00027 | S/LINK PARIT 8 SG PANJANG | D00273 PT 8 GAMBUT |  | Pass | null
379637048 | TNB | DISTRIBUTION | SUNGAI BESAR | Existing | 11 kV | PE MV TERMINAL | RYB | BSBR/PCE/J00027 | S/LINK PARIT 8 SG PANJANG | D00663 SDIK HOLDING |  | Pass | null
379637059 | TNB | DISTRIBUTION | SUNGAI BESAR | Existing | 11 kV | PE MV TERMINAL | RYB | BSBR/PCE/J00027 | S/LINK PARIT 8 SG PANJANG | D00268 PARIT 5 GAMBUT |  | Pass | null
379637075 | TNB | DISTRIBUTION | SUNGAI BESAR | Existing | 11 kV | PE MV TERMINAL | RYB | BSBR/PCE/J00028 | PT 8 GAMBUT | N/A |  | Pass | null
379637076 | TNB | DISTRIBUTION | SUNGAI BESAR | Existing | 11 kV | PE MV TERMINAL | RYB | BSBR/PCE/J00028 | PT 8 GAMBUT | D00272 LINK PARIT 8 |  | Pass | null
379637079 | TNB | DISTRIBUTION | SUNGAI BESAR | Existing | 11 kV | PE MV TERMINAL | RYB | BSBR/PCE/J00028 | PT 8 GAMBUT | 100KVA |  | Pass | null
379637165 | TNB | DISTRIBUTION | SUNGAI BESAR | Existing | 11 kV | PE MV TERMINAL | RYB | BSBR/PCE/J00095 | SDIK HOLDING | D00271 LINK PARIT 8 |  | Pass | null
379637191 | TNB | DISTRIBUTION | SUNGAI BESAR | Existing | 11 kV | PE MV TERMINAL | RYB | BSBR/PCE/J00095 | SDIK HOLDING | D00718 REBAN AYAMPARIT NO 9 |  | Pass | null
379637193 | TNB | DISTRIBUTION | SUNGAI BESAR | Existing | 11 kV | PE MV TERMINAL | RYB | BSBR/PCE/J00095 | SDIK HOLDING | D00672 REBAN AYAM KSR |  | Pass | null
379637199 | TNB | DISTRIBUTION | SUNGAI BESAR | Existing | 11 kV | PE MV TERMINAL | RYB | BSBR/PCE/J00095 | SDIK HOLDING | 300KVA |  | Pass | null
379637200 | TNB | DISTRIBUTION | SUNGAI BESAR | Existing | 11 kV | PE MV TERMINAL | RYB | BSBR/PCE/J00095 | SDIK HOLDING | PENGGUNA HT |  | Pass | null
379637393 | TNB | DISTRIBUTION | SUNGAI BESAR | Existing | 11 kV | PE MV TERMINAL | RYB | BSBR/PCE/J00168 | P/E REBAN AYAM PARIT 9 GAMBUT NO 1 | SPUR |  | Pass | null
379637394 | TNB | DISTRIBUTION | SUNGAI BESAR | Existing | 11 kV | PE MV TERMINAL | RYB | BSBR/PCE/J00168 | P/E REBAN AYAM PARIT 9 GAMBUT NO 1 | D00713 SDIK HOLDING |  | Pass | null
379637397 | TNB | DISTRIBUTION | SUNGAI BESAR | Existing | 11 kV | PE MV TERMINAL | RYB | BSBR/PCE/J00168 | P/E REBAN AYAM PARIT 9 GAMBUT NO 1 | 300KVA |  | Pass | null
379637488 | TNB | DISTRIBUTION | SUNGAI BESAR | Existing | 11 kV | PE MV TERMINAL | RYB | BSBR/PCE/J00250 | P/E REBAN AYAM KSR PARIT 9 GAMBUT NO 2 | D00665 SDIK HOLDING |  | Pass | null
379637489 | TNB | DISTRIBUTION | SUNGAI BESAR | Existing | 11 kV | PE MV TERMINAL | RYB | BSBR/PCE/J00250 | P/E REBAN AYAM KSR PARIT 9 GAMBUT NO 2 | D00275 S/LINK PRT 10 SG PANJANG |  | Pass | null
379637492 | TNB | DISTRIBUTION | SUNGAI BESAR | Existing | 11 kV | PE MV TERMINAL | RYB | BSBR/PCE/J00250 | P/E REBAN AYAM KSR PARIT 9 GAMBUT NO 2 | 750KVA |  | Pass | null
379637634 | TNB | DISTRIBUTION | SUNGAI BESAR | Existing | 11 kV | PE MV TERMINAL | RYB | BSBR/PCE/J00189 | S/LINK PRT 10 SG PANJANG | D00278 LK PARIT 10 GAMBUT |  | Pass | null
379637643 | TNB | DISTRIBUTION | SUNGAI BESAR | Existing | 11 kV | PE MV TERMINAL | RYB | BSBR/PCE/J00189 | S/LINK PRT 10 SG PANJANG | SPARE |  | Pass | null
379637654 | TNB | DISTRIBUTION | SUNGAI BESAR | Existing | 11 kV | PE MV TERMINAL | RYB | BSBR/PCE/J00189 | S/LINK PRT 10 SG PANJANG | D00674 REBAN AYAM KSR |  | Pass | null
379637764 | TNB | DISTRIBUTION | SUNGAI BESAR | Existing | 11 kV | PE MV TERMINAL | RYB | BSBR/PCE/J00026 | PT 10 GAMBUT | N/A |  | Pass | null
379637765 | TNB | DISTRIBUTION | SUNGAI BESAR | Existing | 11 kV | PE MV TERMINAL | RYB | BSBR/PCE/J00026 | PT 10 GAMBUT | D00277 S/LINK PRT 10 SG PANJANG |  | Pass | null
379637768 | TNB | DISTRIBUTION | SUNGAI BESAR | Existing | 11 kV | PE MV TERMINAL | RYB | BSBR/PCE/J00026 | PT 10 GAMBUT | TX-300KVA |  | Pass | null
379637870 | TNB | DISTRIBUTION | SUNGAI BESAR | Existing | 11 kV | PE MV TERMINAL | RYB | BSBR/PCE/J00012 | T/AIR 13 SG NIPAH | D00051 SM AGAMA SPG 5 |  | Pass | null
379637871 | TNB | DISTRIBUTION | SUNGAI BESAR | Existing | 11 kV | PE MV TERMINAL | RYB | BSBR/PCE/J00012 | T/AIR 13 SG NIPAH | PMU SBSR CB 7 |  | Pass | null
379637874 | TNB | DISTRIBUTION | SUNGAI BESAR | Existing | 11 kV | PE MV TERMINAL | RYB | BSBR/PCE/J00012 | T/AIR 13 SG NIPAH | 500KVA |  | Pass | null
379637956 | TNB | DISTRIBUTION | SUNGAI BESAR | Existing | 11 kV | PE MV TERMINAL | RYB | BSBR/PCE/J00060 | SM AGAMA SPG 5 | N/A |  | Pass | null
379637957 | TNB | DISTRIBUTION | SUNGAI BESAR | Existing | 11 kV | PE MV TERMINAL | RYB | BSBR/PCE/J00060 | SM AGAMA SPG 5 | D00053 T/AIR 13 SG NIPAH |  | Pass | null
379637960 | TNB | DISTRIBUTION | SUNGAI BESAR | Existing | 11 kV | PE MV TERMINAL | RYB | BSBR/PCE/J00060 | SM AGAMA SPG 5 | 500KVA |  | Pass | null
379638039 | TNB | DISTRIBUTION | SUNGAI BESAR | Existing | 11 kV | PE MV TERMINAL | RYB | BSBR/PCE/J00063 | K/UDANG PER.NELAYAN SG NIBONG | D00063 K/UDANG UDAHA |  | Pass | null
379638040 | TNB | DISTRIBUTION | SUNGAI BESAR | Existing | 11 kV | PE MV TERMINAL | RYB | BSBR/PCE/J00063 | K/UDANG PER.NELAYAN SG NIBONG | D00049 SM AGAMA SPG 5 |  | Pass | null
379638043 | TNB | DISTRIBUTION | SUNGAI BESAR | Existing | 11 kV | PE MV TERMINAL | RYB | BSBR/PCE/J00063 | K/UDANG PER.NELAYAN SG NIBONG | 750KVA |  | Pass | null
379638135 | TNB | DISTRIBUTION | SUNGAI BESAR | Existing | 11 kV | PE MV TERMINAL | RYB | BSBR/PCE/J00062 | K/UDANG UDAHA | D00065 K/UDANG PER.NELAYAN SG NIBONG |  | Pass | null
379638136 | TNB | DISTRIBUTION | SUNGAI BESAR | Existing | 11 kV | PE MV TERMINAL | RYB | BSBR/PCE/J00062 | K/UDANG UDAHA | D00056 SW/STN VERECO |  | Pass | null
379638139 | TNB | DISTRIBUTION | SUNGAI BESAR | Existing | 11 kV | PE MV TERMINAL | RYB | BSBR/PCE/J00062 | K/UDANG UDAHA | 500.00 kVA |  | Pass | null
379638212 | TNB | DISTRIBUTION | SUNGAI BESAR | Existing | 11 kV | PE MV TERMINAL | RYB | BSBR/PCE/J00013 | SW/STN VERECO | N/A |  | Pass | null
379638221 | TNB | DISTRIBUTION | SUNGAI BESAR | Existing | 11 kV | PE MV TERMINAL | RYB | BSBR/PCE/J00013 | SW/STN VERECO | D00062 K/UDANG UDAHA |  | Pass | null
379638232 | TNB | DISTRIBUTION | SUNGAI BESAR | Existing | 11 kV | PE MV TERMINAL | RYB | BSBR/PCE/J00013 | SW/STN VERECO | D00059 K/UDANG VERECO |  | Pass | null
379638271 | TNB | DISTRIBUTION | SUNGAI BESAR | Existing | 11 kV | PE MV TERMINAL | RYB | BSBR/PCE/J00061 | K/UDANG VERECO | D00057 SW/STN VERECO |  | Pass | null
379638272 | TNB | DISTRIBUTION | SUNGAI BESAR | Existing | 11 kV | PE MV TERMINAL | RYB | BSBR/PCE/J00061 | K/UDANG VERECO | D00048 DEWAN SPG 5 |  | Pass | null
379638275 | TNB | DISTRIBUTION | SUNGAI BESAR | Existing | 11 kV | PE MV TERMINAL | RYB | BSBR/PCE/J00061 | K/UDANG VERECO | TX-500KVA |  | Pass | null
379638367 | TNB | DISTRIBUTION | SUNGAI BESAR | Existing | 11 kV | PE MV TERMINAL | RYB | BSBR/PCE/J00179 | DEWAN SPG 5 | D00060 K/UDANG VERECO |  | Pass | null
379638368 | TNB | DISTRIBUTION | SUNGAI BESAR | Existing | 11 kV | PE MV TERMINAL | RYB | BSBR/PCE/J00179 | DEWAN SPG 5 | N/A |  | Pass | null
379638371 | TNB | DISTRIBUTION | SUNGAI BESAR | Existing | 11 kV | PE MV TERMINAL | RYB | BSBR/PCE/J00179 | DEWAN SPG 5 | 500KVA |  | Pass | null
379638450 | TNB | DISTRIBUTION | SUNGAI BESAR | Existing | 11 kV | PE MV TERMINAL | RYB | BSBR/PCE/J00059 | PEKAN SG HAJI DORANI | D00042 KG NELAYAN SG HAJI DORANI |  | Pass | null
379638451 | TNB | DISTRIBUTION | SUNGAI BESAR | Existing | 11 kV | PE MV TERMINAL | RYB | BSBR/PCE/J00059 | PEKAN SG HAJI DORANI | D00047 DEWAN SPG 5 |  | Pass | null
379638454 | TNB | DISTRIBUTION | SUNGAI BESAR | Existing | 11 kV | PE MV TERMINAL | RYB | BSBR/PCE/J00059 | PEKAN SG HAJI DORANI | 300KVA |  | Pass | null
379638531 | TNB | DISTRIBUTION | SUNGAI BESAR | Existing | 11 kV | PE MV TERMINAL | RYB | BSBR/PCE/J00125 | PT 10 BARAT | D00414 PT 9 1/2 BARAT |  | Pass | null
379638534 | TNB | DISTRIBUTION | SUNGAI BESAR | Existing | 11 kV | PE MV TERMINAL | RYB | BSBR/PCE/J00125 | PT 10 BARAT | 100KVA |  | Pass | null
379638551 | TNB | DISTRIBUTION | SUNGAI BESAR | Existing | 11 kV | PE MV TERMINAL | RYB | BSBR/PCE/J00125 | PT 10 BARAT | D00421 P/PADAT PARIT 12 LUNDANG |  | Pass | null
379638554 | TNB | DISTRIBUTION | SUNGAI BESAR | Existing | 11 kV | PE MV TERMINAL | RYB | BSBR/PCE/J00125 | PT 10 BARAT | PMU SBSR CB 8 |  | Pass | null
379638652 | TNB | DISTRIBUTION | SUNGAI BESAR | Existing | 11 kV | PE MV TERMINAL | RYB | BSBR/PCE/J00123 | PT 9 1/2 BARAT | D00416 PT 10 BARAT |  | Pass | null
379638653 | TNB | DISTRIBUTION | SUNGAI BESAR | Existing | 11 kV | PE MV TERMINAL | RYB | BSBR/PCE/J00123 | PT 9 1/2 BARAT | D00411 PT 8 1/2 BARAT |  | Pass | null
379638656 | TNB | DISTRIBUTION | SUNGAI BESAR | Existing | 11 kV | PE MV TERMINAL | RYB | BSBR/PCE/J00123 | PT 9 1/2 BARAT | 300KVA |  | Pass | null
379638748 | TNB | DISTRIBUTION | SUNGAI BESAR | Existing | 11 kV | PE MV TERMINAL | RYB | BSBR/PCE/J00122 | PT 8 1/2 BARAT | D00413 PT 91/2 BARAT |  | Pass | null
379638749 | TNB | DISTRIBUTION | SUNGAI BESAR | Existing | 11 kV | PE MV TERMINAL | RYB | BSBR/PCE/J00122 | PT 8 1/2 BARAT | D00408 PT 8 1/2 KENCONG |  | Pass | null
379638752 | TNB | DISTRIBUTION | SUNGAI BESAR | Existing | 11 kV | PE MV TERMINAL | RYB | BSBR/PCE/J00122 | PT 8 1/2 BARAT | 100KVA |  | Pass | null
379638846 | TNB | DISTRIBUTION | SUNGAI BESAR | Existing | 11 kV | PE MV TERMINAL | RYB | BSBR/PCE/J00121 | PT 8 1/2 KENCONG | D00410 PT 8 1/2 BARAT |  | Pass | null
379638847 | TNB | DISTRIBUTION | SUNGAI BESAR | Existing | 11 kV | PE MV TERMINAL | RYB | BSBR/PCE/J00121 | PT 8 1/2 KENCONG | D00405 PT 6 BARAT |  | Pass | null
379638850 | TNB | DISTRIBUTION | SUNGAI BESAR | Existing | 11 kV | PE MV TERMINAL | RYB | BSBR/PCE/J00121 | PT 8 1/2 KENCONG | 100KVA |  | Pass | null
379638942 | TNB | DISTRIBUTION | SUNGAI BESAR | Existing | 11 kV | PE MV TERMINAL | RYB | BSBR/PCE/J00120 | PT 6 BARAT | D00407 PT 8 1/2 KENCONG |  | Pass | null
379638943 | TNB | DISTRIBUTION | SUNGAI BESAR | Existing | 11 kV | PE MV TERMINAL | RYB | BSBR/PCE/J00120 | PT 6 BARAT | D06801 PT 2 BARAT |  | Pass | null
379638946 | TNB | DISTRIBUTION | SUNGAI BESAR | Existing | 11 kV | PE MV TERMINAL | RYB | BSBR/PCE/J00120 | PT 6 BARAT | 100KVA |  | Pass | null
379639043 | TNB | DISTRIBUTION | SUNGAI BESAR | Existing | 11 kV | PE MV TERMINAL | RYB | BSBR/PCE/J00173 | P/PADAT PARIT 12 LUNDANG | D00555 P/E LPN BAGAN TERAP |  | Pass | null
379639044 | TNB | DISTRIBUTION | SUNGAI BESAR | Existing | 11 kV | PE MV TERMINAL | RYB | BSBR/PCE/J00173 | P/PADAT PARIT 12 LUNDANG | D00417 PT 10 BARAT |  | Pass | null
379639047 | TNB | DISTRIBUTION | SUNGAI BESAR | Existing | 11 kV | PE MV TERMINAL | RYB | BSBR/PCE/J00173 | P/PADAT PARIT 12 LUNDANG | 1000KVA |  | Pass | null
379639196 | TNB | DISTRIBUTION | SUNGAI BESAR | Existing | 11 kV | PE MV TERMINAL | RYB | BSBR/PCE/J00214 | P/E TMN TERAP JAYA NO 1 | D00675 P/E LPN BAGAN TERAP |  | Pass | null
379639197 | TNB | DISTRIBUTION | SUNGAI BESAR | Existing | 11 kV | PE MV TERMINAL | RYB | BSBR/PCE/J00214 | P/E TMN TERAP JAYA NO 1 | D00621 P/E TAMAN TERAP JAYA NO 2 |  | Pass | null
379639200 | TNB | DISTRIBUTION | SUNGAI BESAR | Existing | 11 kV | PE MV TERMINAL | RYB | BSBR/PCE/J00214 | P/E TMN TERAP JAYA NO 1 | 500KVA |  | Pass | null
379639279 | TNB | DISTRIBUTION | SUNGAI BESAR | Existing | 11 kV | PE MV TERMINAL | RYB | BSBR/PCE/J00210 | P/E TAMAN TERAP JAYA NO 2 | D00550 SEPINTAS BT 4 NO 1 |  | Pass | null
379639280 | TNB | DISTRIBUTION | SUNGAI BESAR | Existing | 11 kV | PE MV TERMINAL | RYB | BSBR/PCE/J00210 | P/E TAMAN TERAP JAYA NO 2 | D00647 P/E TMN TERAP JAYA NO 1 |  | Pass | null
379639283 | TNB | DISTRIBUTION | SUNGAI BESAR | Existing | 11 kV | PE MV TERMINAL | RYB | BSBR/PCE/J00210 | P/E TAMAN TERAP JAYA NO 2 | 300KVA |  | Pass | null
379639347 | TNB | DISTRIBUTION | SUNGAI BESAR | Existing | 11 kV | PE MV TERMINAL | RYB | BSBR/PCE/J00094 | SEPINTAS BT 4 NO 1 | D00547 SEPINTAS BATU 2 |  | Pass | null
379639350 | TNB | DISTRIBUTION | SUNGAI BESAR | Existing | 11 kV | PE MV TERMINAL | RYB | BSBR/PCE/J00094 | SEPINTAS BT 4 NO 1 | 100KVA |  | Pass | null
379639367 | TNB | DISTRIBUTION | SUNGAI BESAR | Existing | 11 kV | PE MV TERMINAL | RYB | BSBR/PCE/J00094 | SEPINTAS BT 4 NO 1 | D00623 P/E TAMAN TERAP JAYA NO 2 |  | Pass | null
379639370 | TNB | DISTRIBUTION | SUNGAI BESAR | Existing | 11 kV | PE MV TERMINAL | RYB | BSBR/PCE/J00094 | SEPINTAS BT 4 NO 1 | D00553 SEPINTAS BT 4 NO 2 |  | Pass | null
379639468 | TNB | DISTRIBUTION | SUNGAI BESAR | Existing | 11 kV | PE MV TERMINAL | RYB | BSBR/PCE/J00101 | SEPINTAS BT 4 NO 2 | N/A |  | Pass | null
379639469 | TNB | DISTRIBUTION | SUNGAI BESAR | Existing | 11 kV | PE MV TERMINAL | RYB | BSBR/PCE/J00101 | SEPINTAS BT 4 NO 2 | D00551 SEPINTAS BT 4 NO 1 |  | Pass | null
379639472 | TNB | DISTRIBUTION | SUNGAI BESAR | Existing | 11 kV | PE MV TERMINAL | RYB | BSBR/PCE/J00101 | SEPINTAS BT 4 NO 2 | 1000KVA |  | Pass | null
379639549 | TNB | DISTRIBUTION | SUNGAI BESAR | Existing | 11 kV | PE MV TERMINAL | RYB | BSBR/PCE/J00231 | P/E REBAN AYAM BT 2 SEPINTAS | N/A |  | Pass | null
379639550 | TNB | DISTRIBUTION | SUNGAI BESAR | Existing | 11 kV | PE MV TERMINAL | RYB | BSBR/PCE/J00231 | P/E REBAN AYAM BT 2 SEPINTAS | D00709 SEPINTAS BATU 2 |  | Pass | null
379639553 | TNB | DISTRIBUTION | SUNGAI BESAR | Existing | 11 kV | PE MV TERMINAL | RYB | BSBR/PCE/J00231 | P/E REBAN AYAM BT 2 SEPINTAS | 300KVA |  | Pass | null
379639722 | TNB | DISTRIBUTION | SUNGAI BESAR | Existing | 11 kV | PE MV TERMINAL | RYB | BSBR/PCE/J00093 | SEPINTAS BATU 2 | D00545 SEPINTAS BATU 1 (STADIUM) |  | Pass | null
379639725 | TNB | DISTRIBUTION | SUNGAI BESAR | Existing | 11 kV | PE MV TERMINAL | RYB | BSBR/PCE/J00093 | SEPINTAS BATU 2 | 300KVA |  | Pass | null
379639742 | TNB | DISTRIBUTION | SUNGAI BESAR | Existing | 11 kV | PE MV TERMINAL | RYB | BSBR/PCE/J00093 | SEPINTAS BATU 2 | D00549 SEPINTAS BT 4 NO 1 |  | Pass | null
379639745 | TNB | DISTRIBUTION | SUNGAI BESAR | Existing | 11 kV | PE MV TERMINAL | RYB | BSBR/PCE/J00093 | SEPINTAS BATU 2 | D00710 P/E REBAN AYAM BT 2 SEPINTAS |  | Pass | null
379639847 | TNB | DISTRIBUTION | SUNGAI BESAR | Existing | 11 kV | PE MV TERMINAL | RYB | BSBR/PCE/J00092 | SEPINTAS BATU 1 (STADIUM) | D00546 SEPINTAS BATU 2 |  | Pass | null
379639848 | TNB | DISTRIBUTION | SUNGAI BESAR | Existing | 11 kV | PE MV TERMINAL | RYB | BSBR/PCE/J00092 | SEPINTAS BATU 1 (STADIUM) | D00541 JALAN RAJA CHULAN |  | Pass | null
379639851 | TNB | DISTRIBUTION | SUNGAI BESAR | Existing | 11 kV | PE MV TERMINAL | RYB | BSBR/PCE/J00092 | SEPINTAS BATU 1 (STADIUM) | 300KVA |  | Pass | null
379639930 | TNB | DISTRIBUTION | SUNGAI BESAR | Existing | 11 kV | PE MV TERMINAL | RYB | BSBR/PCE/J00091 | JALAN RAJA CHULAN | N/A |  | Pass | null
379639931 | TNB | DISTRIBUTION | SUNGAI BESAR | Existing | 11 kV | PE MV TERMINAL | RYB | BSBR/PCE/J00091 | JALAN RAJA CHULAN | D00543 SEPINTAS BATU 1 (STADIUM) |  | Pass | null
379639934 | TNB | DISTRIBUTION | SUNGAI BESAR | Existing | 11 kV | PE MV TERMINAL | RYB | BSBR/PCE/J00091 | JALAN RAJA CHULAN | 1000KVA |  | Pass | null
379640013 | TNB | DISTRIBUTION | SUNGAI BESAR | Existing | 11 kV | PE MV TERMINAL | RYB | BSBR/PCE/J00102 | SEK MEN AGAMA BGN TERAP | N/A |  | Pass | null
379640014 | TNB | DISTRIBUTION | SUNGAI BESAR | Existing | 11 kV | PE MV TERMINAL | RYB | BSBR/PCE/J00102 | SEK MEN AGAMA BGN TERAP | D00556 P/E LPN BAGAN TERAP |  | Pass | null
379640017 | TNB | DISTRIBUTION | SUNGAI BESAR | Existing | 11 kV | PE MV TERMINAL | RYB | BSBR/PCE/J00102 | SEK MEN AGAMA BGN TERAP | 300KVA |  | Pass | null
379640086 | TNB | DISTRIBUTION | SUNGAI BESAR | Existing | 11 kV | PE MV TERMINAL | RYB | BSBR/PCE/J00107 | S/LINK GANDA SULI | D00572 LUBOK PUSING |  | Pass | null
379640095 | TNB | DISTRIBUTION | SUNGAI BESAR | Existing | 11 kV | PE MV TERMINAL | RYB | BSBR/PCE/J00107 | S/LINK GANDA SULI | D00574 GANDA SULI NO 1 |  | Pass | null
379640106 | TNB | DISTRIBUTION | SUNGAI BESAR | Existing | 11 kV | PE MV TERMINAL | RYB | BSBR/PCE/J00107 | S/LINK GANDA SULI | D00567 SEK MEN AGAMA BGN TERAP |  | Pass | null
379640115 | TNB | DISTRIBUTION | SUNGAI BESAR | Existing | 11 kV | PE MV TERMINAL | RYB | BSBR/PCE/J00105 | GANDA SULI NO 1 | D00571 S/LINK GANDA SULI |  | Pass | null
379640130 | TNB | DISTRIBUTION | SUNGAI BESAR | Existing | 11 kV | PE MV TERMINAL | RYB | BSBR/PCE/J00105 | GANDA SULI NO 1 | D06779 P/E PENURUN BAGAN TERAP |  | Pass | null
379640131 | TNB | DISTRIBUTION | SUNGAI BESAR | Existing | 11 kV | PE MV TERMINAL | RYB | BSBR/PCE/J00105 | GANDA SULI NO 1 | D00578 PE GANDA SULI NO 2 |  | Pass | null
379640141 | TNB | DISTRIBUTION | SUNGAI BESAR | Existing | 11 kV | PE MV TERMINAL | RYB | BSBR/PCE/J00105 | GANDA SULI NO 1 | G00580 PAT GANDA SULI NO 3 |  | Pass | null
379640144 | TNB | DISTRIBUTION | SUNGAI BESAR | Existing | 11 kV | PE MV TERMINAL | RYB | BSBR/PCE/J00105 | GANDA SULI NO 1 | LOOP 1 |  | Pass | null
379640153 | TNB | DISTRIBUTION | SUNGAI BESAR | Existing | 11 kV | PE MV TERMINAL | RYB | BSBR/PCE/J00105 | GANDA SULI NO 1 | LOOP 2 |  | Pass | null
379640302 | TNB | DISTRIBUTION | SUNGAI BESAR | Existing | 11 kV | PE MV TERMINAL | RYB | BSBR/PCE/J00105 | GANDA SULI NO 1 | 300KVA |  | Pass | null
379640332 | TNB | DISTRIBUTION | SUNGAI BESAR | Existing | 11 kV | PE MV TERMINAL | RYB | BSBR/PCE/J00205 | PAT GANDA SULI NO 3 | N/A |  | Pass | null
379640333 | TNB | DISTRIBUTION | SUNGAI BESAR | Existing | 11 kV | PE MV TERMINAL | RYB | BSBR/PCE/J00205 | PAT GANDA SULI NO 3 | D00576 GANDA SULI NO 1 |  | Pass | null
379640336 | TNB | DISTRIBUTION | SUNGAI BESAR | Existing | 11 kV | PE MV TERMINAL | RYB | BSBR/PCE/J00205 | PAT GANDA SULI NO 3 | N/A |  | Pass | null
379640444 | TNB | DISTRIBUTION | SUNGAI BESAR | Existing | 11 kV | PE MV TERMINAL | RYB | BSBR/PCE/J00106 | GANDA SULI NO 2 | N/A |  | Pass | null
379640445 | TNB | DISTRIBUTION | SUNGAI BESAR | Existing | 11 kV | PE MV TERMINAL | RYB | BSBR/PCE/J00106 | GANDA SULI NO 2 | D00575 GANDA SULI NO 1 |  | Pass | null
379640448 | TNB | DISTRIBUTION | SUNGAI BESAR | Existing | 11 kV | PE MV TERMINAL | RYB | BSBR/PCE/J00106 | GANDA SULI NO 2 | 300KVA |  | Pass | null
379640540 | TNB | DISTRIBUTION | SUNGAI BESAR | Existing | 11 kV | PE MV TERMINAL | RYB | BSBR/PCE/J00243 | P/E PENURUN TOK KHALIFAH | D00562 P/E HAYAT MAJU NO 3 |  | Pass | null
379640541 | TNB | DISTRIBUTION | SUNGAI BESAR | Existing | 11 kV | PE MV TERMINAL | RYB | BSBR/PCE/J00243 | P/E PENURUN TOK KHALIFAH | D06787 GANDA SULI NO 1 |  | Pass | null
379640544 | TNB | DISTRIBUTION | SUNGAI BESAR | Existing | 11 kV | PE MV TERMINAL | RYB | BSBR/PCE/J00243 | P/E PENURUN TOK KHALIFAH | 500KVA |  | Pass | null
379640729 | TNB | DISTRIBUTION | SUNGAI BESAR | Existing | 11 kV | PE MV TERMINAL | RYB | BSBR/PCE/J00188 | P/E HAYAT MAJU NO 3 | D00564 HAYAT MAJU NO 1 |  | Pass | null
379640730 | TNB | DISTRIBUTION | SUNGAI BESAR | Existing | 11 kV | PE MV TERMINAL | RYB | BSBR/PCE/J00188 | P/E HAYAT MAJU NO 3 | D06777 P/E PENURUN BAGAN TERAP |  | Pass | null
379640733 | TNB | DISTRIBUTION | SUNGAI BESAR | Existing | 11 kV | PE MV TERMINAL | RYB | BSBR/PCE/J00188 | P/E HAYAT MAJU NO 3 | 1000KVA |  | Pass | null
379640825 | TNB | DISTRIBUTION | SUNGAI BESAR | Existing | 11 kV | PE MV TERMINAL | RYB | BSBR/PCE/J00104 | PAT LUBOK PUSING | N/A |  | Pass | null
379640826 | TNB | DISTRIBUTION | SUNGAI BESAR | Existing | 11 kV | PE MV TERMINAL | RYB | BSBR/PCE/J00104 | PAT LUBOK PUSING | D00570 S/LINK GANDA SULI |  | Pass | null
379640829 | TNB | DISTRIBUTION | SUNGAI BESAR | Existing | 11 kV | PE MV TERMINAL | RYB | BSBR/PCE/J00104 | PAT LUBOK PUSING | 300KVA |  | Pass | null
379640910 | TNB | DISTRIBUTION | SUNGAI BESAR | Existing | 11 kV | PE MV TERMINAL | RYB | BSBR/PCE/J00024 | LINK PT 12 SG PANJANG | D00702 MERBAU BERDARAH |  | Pass | null
379640919 | TNB | DISTRIBUTION | SUNGAI BESAR | Existing | 11 kV | PE MV TERMINAL | RYB | BSBR/PCE/J00024 | LINK PT 12 SG PANJANG | D00284 PT 12 GAMBUT |  | Pass | null
379640930 | TNB | DISTRIBUTION | SUNGAI BESAR | Existing | 11 kV | PE MV TERMINAL | RYB | BSBR/PCE/J00024 | LINK PT 12 SG PANJANG | D00279 LK PARIT 10 GAMBUT |  | Pass | null
379640946 | TNB | DISTRIBUTION | SUNGAI BESAR | Existing | 11 kV | PE MV TERMINAL | RYB | BSBR/PCE/J00025 | PT 12 GAMBUT | N/A |  | Pass | null
379640947 | TNB | DISTRIBUTION | SUNGAI BESAR | Existing | 11 kV | PE MV TERMINAL | RYB | BSBR/PCE/J00025 | PT 12 GAMBUT | D00283 LINK PT 12 SG PANJANG |  | Pass | null
379640950 | TNB | DISTRIBUTION | SUNGAI BESAR | Existing | 11 kV | PE MV TERMINAL | RYB | BSBR/PCE/J00025 | PT 12 GAMBUT | 100KVA |  | Pass | null
379641034 | TNB | DISTRIBUTION | SUNGAI BESAR | Existing | 11 kV | PE MV TERMINAL | RYB | BSBR/PCE/J00022 | PPRT MERBAU BERDARAH | D06747 P/E MRSM SG PANJANG |  | Pass | null
379641037 | TNB | DISTRIBUTION | SUNGAI BESAR | Existing | 11 kV | PE MV TERMINAL | RYB | BSBR/PCE/J00022 | PPRT MERBAU BERDARAH | 300KVA |  | Pass | null
379641054 | TNB | DISTRIBUTION | SUNGAI BESAR | Existing | 11 kV | PE MV TERMINAL | RYB | BSBR/PCE/J00022 | PPRT MERBAU BERDARAH | D00281 LINK PT 12 |  | Pass | null
379641057 | TNB | DISTRIBUTION | SUNGAI BESAR | Existing | 11 kV | PE MV TERMINAL | RYB | BSBR/PCE/J00022 | PPRT MERBAU BERDARAH | D00265 BELIA 2 |  | Pass | null
379689307 | TNB | DISTRIBUTION | SUNGAI BESAR | Existing | 11 kV | PE MV TERMINAL | RYB | BSBR/PCE/J00064 | P/E KILANG BERAS LPN SG BESAR | PMU SBSR 10 |  | Pass | null
379689333 | TNB | DISTRIBUTION | SUNGAI BESAR | Existing | 11 kV | PE MV TERMINAL | RYB | BSBR/PCE/J00064 | P/E KILANG BERAS LPN SG BESAR | D06796 UMNO SG BESAR |  | Pass | null
379689335 | TNB | DISTRIBUTION | SUNGAI BESAR | Existing | 11 kV | PE MV TERMINAL | RYB | BSBR/PCE/J00064 | P/E KILANG BERAS LPN SG BESAR | D00097 PEJABAT KERAJAAN |  | Pass | null
379689341 | TNB | DISTRIBUTION | SUNGAI BESAR | Existing | 11 kV | PE MV TERMINAL | RYB | BSBR/PCE/J00064 | P/E KILANG BERAS LPN SG BESAR | TX2-1000KVA |  | Pass | null
379689342 | TNB | DISTRIBUTION | SUNGAI BESAR | Existing | 11 kV | PE MV TERMINAL | RYB | BSBR/PCE/J00064 | P/E KILANG BERAS LPN SG BESAR | TX1-1000KVA |  | Pass | null
379689504 | TNB | DISTRIBUTION | SUNGAI BESAR | Existing | 11 kV | PE MV TERMINAL | RYB | BSBR/PCE/J00066 | P/E PEJABAT KERAJAAN | D00093 KILANG BERAS LPN SG BESAR |  | Pass | null
379689505 | TNB | DISTRIBUTION | SUNGAI BESAR | Existing | 11 kV | PE MV TERMINAL | RYB | BSBR/PCE/J00066 | P/E PEJABAT KERAJAAN | D00101 PERPUSTAKAAN S/BESAR |  | Pass | null
379689508 | TNB | DISTRIBUTION | SUNGAI BESAR | Existing | 11 kV | PE MV TERMINAL | RYB | BSBR/PCE/J00066 | P/E PEJABAT KERAJAAN | TX1-1000KVA |  | Pass | null
379689600 | TNB | DISTRIBUTION | SUNGAI BESAR | Existing | 11 kV | PE MV TERMINAL | RYB | BSBR/PCE/J00067 | P/E PERPUSTAKAAN SG BESAR | D00099 PEJABAT KERAJAAN |  | Pass | null
379689601 | TNB | DISTRIBUTION | SUNGAI BESAR | Existing | 11 kV | PE MV TERMINAL | RYB | BSBR/PCE/J00067 | P/E PERPUSTAKAAN SG BESAR | D00122 PE JALAN ANGGERIK SG.BESAR: |  | Pass | null
379689604 | TNB | DISTRIBUTION | SUNGAI BESAR | Existing | 11 kV | PE MV TERMINAL | RYB | BSBR/PCE/J00067 | P/E PERPUSTAKAAN SG BESAR | TX1-1000KVA |  | Pass | null
379689702 | TNB | DISTRIBUTION | SUNGAI BESAR | Existing | 11 kV | PE MV TERMINAL | RYB | BSBR/PCE/J00301 | P/E UMNO SG BESAR | D00107 JBA S/BESAR |  | Pass | null
379689703 | TNB | DISTRIBUTION | SUNGAI BESAR | Existing | 11 kV | PE MV TERMINAL | RYB | BSBR/PCE/J00301 | P/E UMNO SG BESAR | D00729 KILANG BERAS LPN SG BESAR: |  | Pass | null
379689706 | TNB | DISTRIBUTION | SUNGAI BESAR | Existing | 11 kV | PE MV TERMINAL | RYB | BSBR/PCE/J00301 | P/E UMNO SG BESAR | TX1-500KVA |  | Pass | null
379689816 | TNB | DISTRIBUTION | SUNGAI BESAR | Existing | 11 kV | PE MV TERMINAL | RYB | BSBR/PCE/J00238 | P/E BIN DAWOOD | PMU SUNGAI BESAR CB 9 |  | Pass | null
379689817 | TNB | DISTRIBUTION | SUNGAI BESAR | Existing | 11 kV | PE MV TERMINAL | RYB | BSBR/PCE/J00238 | P/E BIN DAWOOD | D06765 P/E HENTIAN BAS SUNGAI BESAR |  | Pass | null
379689820 | TNB | DISTRIBUTION | SUNGAI BESAR | Existing | 11 kV | PE MV TERMINAL | RYB | BSBR/PCE/J00238 | P/E BIN DAWOOD | TX1-750KVA |  | Pass | null
379689895 | TNB | DISTRIBUTION | SUNGAI BESAR | Existing | 11 kV | PE MV TERMINAL | RYB | BSBR/PCE/J00232 | P/E HENTIAN BAS SUNGAI BESAR | D00117 ARKED MARA |  | Pass | null
379689898 | TNB | DISTRIBUTION | SUNGAI BESAR | Existing | 11 kV | PE MV TERMINAL | RYB | BSBR/PCE/J00232 | P/E HENTIAN BAS SUNGAI BESAR | TX1-1000KVA |  | Pass | null
379689915 | TNB | DISTRIBUTION | SUNGAI BESAR | Existing | 11 kV | PE MV TERMINAL | RYB | BSBR/PCE/J00232 | P/E HENTIAN BAS SUNGAI BESAR | D00627 PEKAN S/BESAR |  | Pass | null
379689918 | TNB | DISTRIBUTION | SUNGAI BESAR | Existing | 11 kV | PE MV TERMINAL | RYB | BSBR/PCE/J00232 | P/E HENTIAN BAS SUNGAI BESAR | D06772 P/E BIN DAWOOD |  | Pass | null
379690011 | TNB | DISTRIBUTION | SUNGAI BESAR | Existing | 11 kV | PE MV TERMINAL | RYB | BSBR/PCE/J00043 | PEKAN S/BESAR | D00172 PE BAGAN SUNGAI BESAR 2 |  | Pass | null
379690014 | TNB | DISTRIBUTION | SUNGAI BESAR | Existing | 11 kV | PE MV TERMINAL | RYB | BSBR/PCE/J00043 | PEKAN S/BESAR | TX1-1000KVA |  | Pass | null
379690031 | TNB | DISTRIBUTION | SUNGAI BESAR | Existing | 11 kV | PE MV TERMINAL | RYB | BSBR/PCE/J00043 | PEKAN S/BESAR | D06763 P/E HENTIAN BAS SUNGAI BESAR |  | Pass | null
379690034 | TNB | DISTRIBUTION | SUNGAI BESAR | Existing | 11 kV | PE MV TERMINAL | RYB | BSBR/PCE/J00043 | PEKAN S/BESAR | D00169 PE SIM BROTHERS |  | Pass | null
379690140 | TNB | DISTRIBUTION | SUNGAI BESAR | Existing | 11 kV | PE MV TERMINAL | RYB | BSBR/PCE/J00042 | SIM BROTHER | D00167 PEKAN S/BESAR |  | Pass | null
379690141 | TNB | DISTRIBUTION | SUNGAI BESAR | Existing | 11 kV | PE MV TERMINAL | RYB | BSBR/PCE/J00042 | SIM BROTHER | D00178 MEDAN S/BESAR |  | Pass | null
379690144 | TNB | DISTRIBUTION | SUNGAI BESAR | Existing | 11 kV | PE MV TERMINAL | RYB | BSBR/PCE/J00042 | SIM BROTHER | TX1-1000KVA |  | Pass | null
379690236 | TNB | DISTRIBUTION | SUNGAI BESAR | Existing | 11 kV | PE MV TERMINAL | RYB | BSBR/PCE/J00041 | MEDAN S/BESAR | D00183 PE TAMAN NIRWANA INDAH |  | Pass | null
379690237 | TNB | DISTRIBUTION | SUNGAI BESAR | Existing | 11 kV | PE MV TERMINAL | RYB | BSBR/PCE/J00041 | MEDAN S/BESAR | D00171 SIM BROTHER |  | Pass | null
379690240 | TNB | DISTRIBUTION | SUNGAI BESAR | Existing | 11 kV | PE MV TERMINAL | RYB | BSBR/PCE/J00041 | MEDAN S/BESAR | TX1-1000KVA |  | Pass | null
379690331 | TNB | DISTRIBUTION | SUNGAI BESAR | Existing | 11 kV | PE MV TERMINAL | RYB | BSBR/PCE/J00040 | TMN NIRWANA | D00180 MEDAN S/BESAR |  | Pass | null
379690332 | TNB | DISTRIBUTION | SUNGAI BESAR | Existing | 11 kV | PE MV TERMINAL | RYB | BSBR/PCE/J00040 | TMN NIRWANA | D00185 PE PADAT STADIUM SG BESAR |  | Pass | null
379690335 | TNB | DISTRIBUTION | SUNGAI BESAR | Existing | 11 kV | PE MV TERMINAL | RYB | BSBR/PCE/J00040 | TMN NIRWANA | TX1-500KVA |  | Pass | null
379690427 | TNB | DISTRIBUTION | SUNGAI BESAR | Existing | 11 kV | PE MV TERMINAL | RYB | BSBR/PCE/J00039 | STADIUM S/BESAR | D00183 TMN NIRWANA |  | Pass | null
379690428 | TNB | DISTRIBUTION | SUNGAI BESAR | Existing | 11 kV | PE MV TERMINAL | RYB | BSBR/PCE/J00039 | STADIUM S/BESAR | D00017 TMN SETIA JAYA |  | Pass | null
379690431 | TNB | DISTRIBUTION | SUNGAI BESAR | Existing | 11 kV | PE MV TERMINAL | RYB | BSBR/PCE/J00039 | STADIUM S/BESAR | TX1-500KVA |  | Pass | null
379690603 | TNB | DISTRIBUTION | SUNGAI BESAR | Existing | 11 kV | PE MV TERMINAL | RYB | BSBR/PCE/J00044 | BGN 2 S/BESAR | D00175 PE KG SG BAGAN 4 |  | Pass | null
379690604 | TNB | DISTRIBUTION | SUNGAI BESAR | Existing | 11 kV | PE MV TERMINAL | RYB | BSBR/PCE/J00044 | BGN 2 S/BESAR | D00168 PEKAN S/BESAR |  | Pass | null
379690607 | TNB | DISTRIBUTION | SUNGAI BESAR | Existing | 11 kV | PE MV TERMINAL | RYB | BSBR/PCE/J00044 | BGN 2 S/BESAR | TX1-1000KVA |  | Pass | null
379690698 | TNB | DISTRIBUTION | SUNGAI BESAR | Existing | 11 kV | PE MV TERMINAL | RYB | BSBR/PCE/J00045 | KLG FISH BALL BGN 4 | D00642 PADAT SG BESAR NO 2 |  | Pass | null
379690699 | TNB | DISTRIBUTION | SUNGAI BESAR | Existing | 11 kV | PE MV TERMINAL | RYB | BSBR/PCE/J00045 | KLG FISH BALL BGN 4 | D00174 BGN 2 S/BESAR |  | Pass | null
379690702 | TNB | DISTRIBUTION | SUNGAI BESAR | Existing | 11 kV | PE MV TERMINAL | RYB | BSBR/PCE/J00045 | KLG FISH BALL BGN 4 | TX1-1000KVA |  | Pass | null
379690800 | TNB | DISTRIBUTION | SUNGAI BESAR | Existing | 11 kV | PE MV TERMINAL | RYB | BSBR/PCE/J00224 | P/E YU CHEN PENG | D00034 TBK MARSO |  | Pass | null
379690801 | TNB | DISTRIBUTION | SUNGAI BESAR | Existing | 11 kV | PE MV TERMINAL | RYB | BSBR/PCE/J00224 | P/E YU CHEN PENG | D00689 P/E TERNAK LEMBU |  | Pass | null
379690804 | TNB | DISTRIBUTION | SUNGAI BESAR | Existing | 11 kV | PE MV TERMINAL | RYB | BSBR/PCE/J00224 | P/E YU CHEN PENG | TX1-500KVA |  | Pass | null
379855845 | TNB | DISTRIBUTION | SUNGAI BESAR | Existing | 11 kV | PE MV TERMINAL | RYB | BSBR/PCE/J00023 | BELIA 2 | N/A |  | Pass | null
379855846 | TNB | DISTRIBUTION | SUNGAI BESAR | Existing | 11 kV | PE MV TERMINAL | RYB | BSBR/PCE/J00023 | BELIA 2 | D00263 PPRT MERBAU BERDARAH |  | Pass | null
379855849 | TNB | DISTRIBUTION | SUNGAI BESAR | Existing | 11 kV | PE MV TERMINAL | RYB | BSBR/PCE/J00023 | BELIA 2 | 100KVA |  | Pass | null
379855916 | TNB | DISTRIBUTION | SUNGAI BESAR | Existing | 11 kV | PE MV TERMINAL | RYB | BSBR/PCE/J00234 | P/E MRSM SG PANJANG | 750KVA |  | Pass | null
379855923 | TNB | DISTRIBUTION | SUNGAI BESAR | Existing | 11 kV | PE MV TERMINAL | RYB | BSBR/PCE/J00234 | P/E MRSM SG PANJANG | D00259 PT 18 SG PANJANG A/TANAH |  | Pass | null
379855931 | TNB | DISTRIBUTION | SUNGAI BESAR | Existing | 11 kV | PE MV TERMINAL | RYB | BSBR/PCE/J00234 | P/E MRSM SG PANJANG | D00262 PPRT MERBAU BERDARAH |  | Pass | null
379855941 | TNB | DISTRIBUTION | SUNGAI BESAR | Existing | 11 kV | PE MV TERMINAL | RYB | BSBR/PCE/J00234 | P/E MRSM SG PANJANG | 750KVA |  | Pass | null
379856102 | TNB | DISTRIBUTION | SUNGAI BESAR | Existing | 11 kV | PE MV TERMINAL | RYB | BSBR/PCE/J00239 | P/E LOJI TAKUNGAN IADA | D06783 KG.PEKET 60, L677 |  | Pass | null
379856103 | TNB | DISTRIBUTION | SUNGAI BESAR | Existing | 11 kV | PE MV TERMINAL | RYB | BSBR/PCE/J00239 | P/E LOJI TAKUNGAN IADA | PMU SBSR CB 5 |  | Pass | null
379856106 | TNB | DISTRIBUTION | SUNGAI BESAR | Existing | 11 kV | PE MV TERMINAL | RYB | BSBR/PCE/J00239 | P/E LOJI TAKUNGAN IADA | 750KVA |  | Pass | null
379856220 | TNB | DISTRIBUTION | SUNGAI BESAR | Existing | 11 kV | PE MV TERMINAL | RYB | BSBR/PCE/J00237 | P/E PEKET 60 CONVERT 33 | D06755 PEKET 100 |  | Pass | null
379856221 | TNB | DISTRIBUTION | SUNGAI BESAR | Existing | 11 kV | PE MV TERMINAL | RYB | BSBR/PCE/J00237 | P/E PEKET 60 CONVERT 33 | D06773 LOJI IADA PARIT 4 |  | Pass | null
379856224 | TNB | DISTRIBUTION | SUNGAI BESAR | Existing | 11 kV | PE MV TERMINAL | RYB | BSBR/PCE/J00237 | P/E PEKET 60 CONVERT 33 | 500KVA |  | Pass | null
379856306 | TNB | DISTRIBUTION | SUNGAI BESAR | Existing | 11 kV | PE MV TERMINAL | RYB | BSBR/PCE/J00007 | PEKET 100 SPG 5 SAWAH | D06797 KLINIK SIMPANG 5 |  | Pass | null
379856332 | TNB | DISTRIBUTION | SUNGAI BESAR | Existing | 11 kV | PE MV TERMINAL | RYB | BSBR/PCE/J00007 | PEKET 100 SPG 5 SAWAH | D00612 TALI AIR 14 SPG 5 |  | Pass | null
379856334 | TNB | DISTRIBUTION | SUNGAI BESAR | Existing | 11 kV | PE MV TERMINAL | RYB | BSBR/PCE/J00007 | PEKET 100 SPG 5 SAWAH | D06785 KG.PEKET 60, L677 |  | Pass | null
379856340 | TNB | DISTRIBUTION | SUNGAI BESAR | Existing | 11 kV | PE MV TERMINAL | RYB | BSBR/PCE/J00007 | PEKET 100 SPG 5 SAWAH | 100KVA |  | Pass | null
379856341 | TNB | DISTRIBUTION | SUNGAI BESAR | Existing | 11 kV | PE MV TERMINAL | RYB | BSBR/PCE/J00007 | PEKET 100 SPG 5 SAWAH | 100KVA |  | Pass | null
379856493 | TNB | DISTRIBUTION | SUNGAI BESAR | Existing | 11 kV | PE MV TERMINAL | RYB | BSBR/PCE/J00245 | P/E KLINIK KESIHATAN SIMPANG 5 | TX1000 |  | Pass | null
379856500 | TNB | DISTRIBUTION | SUNGAI BESAR | Existing | 11 kV | PE MV TERMINAL | RYB | BSBR/PCE/J00245 | P/E KLINIK KESIHATAN SIMPANG 5 | D00068 DESA KASIH BT 23 SG NIBONG |  | Pass | null
379856508 | TNB | DISTRIBUTION | SUNGAI BESAR | Existing | 11 kV | PE MV TERMINAL | RYB | BSBR/PCE/J00245 | P/E KLINIK KESIHATAN SIMPANG 5 | D06754 PEKET 100 |  | Pass | null
379856518 | TNB | DISTRIBUTION | SUNGAI BESAR | Existing | 11 kV | PE MV TERMINAL | RYB | BSBR/PCE/J00245 | P/E KLINIK KESIHATAN SIMPANG 5 | TX300 |  | Pass | null
379856686 | TNB | DISTRIBUTION | SUNGAI BESAR | Existing | 11 kV | PE MV TERMINAL | RYB | BSBR/PCE/J00075 | DESA KASIH BT 23 SG NIBONG | D00071 PT 12 SG NIBONG |  | Pass | null
379856687 | TNB | DISTRIBUTION | SUNGAI BESAR | Existing | 11 kV | PE MV TERMINAL | RYB | BSBR/PCE/J00075 | DESA KASIH BT 23 SG NIBONG | D06799 KLINIK SIMPANG 5 |  | Pass | null
379856690 | TNB | DISTRIBUTION | SUNGAI BESAR | Existing | 11 kV | PE MV TERMINAL | RYB | BSBR/PCE/J00075 | DESA KASIH BT 23 SG NIBONG | 750KVA |  | Pass | null
379856768 | TNB | DISTRIBUTION | SUNGAI BESAR | Existing | 11 kV | PE MV TERMINAL | RYB | BSBR/PCE/J00172 | PT 12 SG NIBONG | D00074 PARIT 11 |  | Pass | null
379856769 | TNB | DISTRIBUTION | SUNGAI BESAR | Existing | 11 kV | PE MV TERMINAL | RYB | BSBR/PCE/J00172 | PT 12 SG NIBONG | D00070 DESA KASIH BT 23 SG NIBONG |  | Pass | null
379856772 | TNB | DISTRIBUTION | SUNGAI BESAR | Existing | 11 kV | PE MV TERMINAL | RYB | BSBR/PCE/J00172 | PT 12 SG NIBONG | 300KVA |  | Pass | null
379856872 | TNB | DISTRIBUTION | SUNGAI BESAR | Existing | 11 kV | PE MV TERMINAL | RYB | BSBR/PCE/J00080 | PT 11 P/PANJANG | D00077 PARIT 10 |  | Pass | null
379856873 | TNB | DISTRIBUTION | SUNGAI BESAR | Existing | 11 kV | PE MV TERMINAL | RYB | BSBR/PCE/J00080 | PT 11 P/PANJANG | D00072 PARIT 12 |  | Pass | null
379856876 | TNB | DISTRIBUTION | SUNGAI BESAR | Existing | 11 kV | PE MV TERMINAL | RYB | BSBR/PCE/J00080 | PT 11 P/PANJANG | 300KVA |  | Pass | null
379856939 | TNB | DISTRIBUTION | SUNGAI BESAR | Existing | 11 kV | PE MV TERMINAL | RYB | BSBR/PCE/J00008 | PT 10 SG NIBONG | D00075 PARIT 11 |  | Pass | null
379856942 | TNB | DISTRIBUTION | SUNGAI BESAR | Existing | 11 kV | PE MV TERMINAL | RYB | BSBR/PCE/J00008 | PT 10 SG NIBONG | 500KVA |  | Pass | null
379856959 | TNB | DISTRIBUTION | SUNGAI BESAR | Existing | 11 kV | PE MV TERMINAL | RYB | BSBR/PCE/J00008 | PT 10 SG NIBONG | D00085 SEK MEN DATO MUSTAFA |  | Pass | null
379856962 | TNB | DISTRIBUTION | SUNGAI BESAR | Existing | 11 kV | PE MV TERMINAL | RYB | BSBR/PCE/J00008 | PT 10 SG NIBONG | D00083 SM AGAMA P.PANJANG |  | Pass | null
379856988 | TNB | DISTRIBUTION | SUNGAI BESAR | Existing | 11 kV | PE MV TERMINAL | RYB | BSBR/PCE/J00177 | SM AGAMA P.PANJANG | N/A |  | Pass | null
379856989 | TNB | DISTRIBUTION | SUNGAI BESAR | Existing | 11 kV | PE MV TERMINAL | RYB | BSBR/PCE/J00177 | SM AGAMA P.PANJANG | D00079 PE PARIT 10 PASIR PANJANG |  | Pass | null
379856992 | TNB | DISTRIBUTION | SUNGAI BESAR | Existing | 11 kV | PE MV TERMINAL | RYB | BSBR/PCE/J00177 | SM AGAMA P.PANJANG | 300KVA |  | Pass | null
379857132 | TNB | DISTRIBUTION | SUNGAI BESAR | Existing | 11 kV | PE MV TERMINAL | RYB | BSBR/PCE/J00079 | SEK MEN DATO' MUSTAFA | D06760 P/E AHMAD FUAD |  | Pass | null
379857133 | TNB | DISTRIBUTION | SUNGAI BESAR | Existing | 11 kV | PE MV TERMINAL | RYB | BSBR/PCE/J00079 | SEK MEN DATO' MUSTAFA | D00078 PARIT 10 |  | Pass | null
379857136 | TNB | DISTRIBUTION | SUNGAI BESAR | Existing | 11 kV | PE MV TERMINAL | RYB | BSBR/PCE/J00079 | SEK MEN DATO' MUSTAFA | TX1-500KVA |  | Pass | null
379857158 | TNB | DISTRIBUTION | SUNGAI BESAR | Existing | 11 kV | PE MV TERMINAL | RYB | BSBR/PCE/J00236 | P/E AHMAD FUAD | D00087 PT 9 PASIR PANJANG |  | Pass | null
379857159 | TNB | DISTRIBUTION | SUNGAI BESAR | Existing | 11 kV | PE MV TERMINAL | RYB | BSBR/PCE/J00236 | P/E AHMAD FUAD | D00084 SEK MEN DATO' MUSTAFA |  | Pass | null
379857162 | TNB | DISTRIBUTION | SUNGAI BESAR | Existing | 11 kV | PE MV TERMINAL | RYB | BSBR/PCE/J00236 | P/E AHMAD FUAD | TX1-500kVA |  | Pass | null
379857277 | TNB | DISTRIBUTION | SUNGAI BESAR | Existing | 11 kV | PE MV TERMINAL | RYB | BSBR/PCE/J00006 | T/AIR 14 SPG 5 SAWAH | 100KVA |  | Pass | null
379857284 | TNB | DISTRIBUTION | SUNGAI BESAR | Existing | 11 kV | PE MV TERMINAL | RYB | BSBR/PCE/J00006 | T/AIR 14 SPG 5 SAWAH | D00609 TALI 13 BAN 2 |  | Pass | null
379857292 | TNB | DISTRIBUTION | SUNGAI BESAR | Existing | 11 kV | PE MV TERMINAL | RYB | BSBR/PCE/J00006 | T/AIR 14 SPG 5 SAWAH | D00613 PAKET 100 |  | Pass | null
379857302 | TNB | DISTRIBUTION | SUNGAI BESAR | Existing | 11 kV | PE MV TERMINAL | RYB | BSBR/PCE/J00006 | T/AIR 14 SPG 5 SAWAH | 100KVA |  | Pass | null
379857472 | TNB | DISTRIBUTION | SUNGAI BESAR | Existing | 11 kV | PE MV TERMINAL | RYB | BSBR/PCE/J00200 | PAT TALI AIR 13 BAN 2 SG NIBONG | D00606 PARIT 12 BAN 2 |  | Pass | null
379857473 | TNB | DISTRIBUTION | SUNGAI BESAR | Existing | 11 kV | PE MV TERMINAL | RYB | BSBR/PCE/J00200 | PAT TALI AIR 13 BAN 2 SG NIBONG | D00610 TALI AIR 14 SPG 5 |  | Pass | null
379857476 | TNB | DISTRIBUTION | SUNGAI BESAR | Existing | 11 kV | PE MV TERMINAL | RYB | BSBR/PCE/J00200 | PAT TALI AIR 13 BAN 2 SG NIBONG | 100KVA |  | Pass | null
379857564 | TNB | DISTRIBUTION | SUNGAI BESAR | Existing | 11 kV | PE MV TERMINAL | RYB | BSBR/PCE/J00005 | T/AIR 12 BAN 2 SG NIBONG | D00603 TALI AIR 11 BAN 2 |  | Pass | null
379857565 | TNB | DISTRIBUTION | SUNGAI BESAR | Existing | 11 kV | PE MV TERMINAL | RYB | BSBR/PCE/J00005 | T/AIR 12 BAN 2 SG NIBONG | D00607 TALI AIR 13 BAN 2 |  | Pass | null
379857568 | TNB | DISTRIBUTION | SUNGAI BESAR | Existing | 11 kV | PE MV TERMINAL | RYB | BSBR/PCE/J00005 | T/AIR 12 BAN 2 SG NIBONG | 100KVA |  | Pass | null
379857639 | TNB | DISTRIBUTION | SUNGAI BESAR | Existing | 11 kV | PE MV TERMINAL | RYB | BSBR/PCE/J00004 | T/AIR 11 BAN 2 SG NIBONG | D00604 PARIT 12 BAN 2 |  | Pass | null
379857642 | TNB | DISTRIBUTION | SUNGAI BESAR | Existing | 11 kV | PE MV TERMINAL | RYB | BSBR/PCE/J00004 | T/AIR 11 BAN 2 SG NIBONG | TX1-100KVA |  | Pass | null
379857659 | TNB | DISTRIBUTION | SUNGAI BESAR | Existing | 11 kV | PE MV TERMINAL | RYB | BSBR/PCE/J00004 | T/AIR 11 BAN 2 SG NIBONG | S00656 TALIAIR 9 BAN 2 |  | Pass | null
379857662 | TNB | DISTRIBUTION | SUNGAI BESAR | Existing | 11 kV | PE MV TERMINAL | RYB | BSBR/PCE/J00004 | T/AIR 11 BAN 2 SG NIBONG | D00599 PENURUN KG.TALIAIR DUA, L772 |  | Pass | null
381028119 | TNB | DISTRIBUTION | SUNGAI BESAR | Existing | 11 kV | PE MV TERMINAL | RYB | BSBR/PCE/J00068 | P/E JALAN ANGGERIK | D00103 PERPUSTAKAAN KSGR |  | Pass | null
381028230 | TNB | DISTRIBUTION | SUNGAI BESAR | Existing | 11 kV | PE MV TERMINAL | RYB | BSBR/PCE/J00016 | RUMAH PAM PT 13 SG PANJANG | D00241 MASJID PARIT 14 SG. PANJANG |  | Pass | null
381028231 | TNB | DISTRIBUTION | SUNGAI BESAR | Existing | 11 kV | PE MV TERMINAL | RYB | BSBR/PCE/J00016 | RUMAH PAM PT 13 SG PANJANG | D00230 S/DOWN 33/11 PT 13 SG PANJANG |  | Pass | null
381028234 | TNB | DISTRIBUTION | SUNGAI BESAR | Existing | 11 kV | PE MV TERMINAL | RYB | BSBR/PCE/J00016 | RUMAH PAM PT 13 SG PANJANG | TX-1000KVA |  | Pass | null
381028357 | TNB | DISTRIBUTION | SUNGAI BESAR | Existing | 11 kV | PE MV TERMINAL | RYB | BSBR/PCE/J00015 | MASJID PT 14 SG PANJANG | D06733 P/E LOJI AIR PARIT 16 JLN SG PANJANG |  | Pass | null
381028358 | TNB | DISTRIBUTION | SUNGAI BESAR | Existing | 11 kV | PE MV TERMINAL | RYB | BSBR/PCE/J00015 | MASJID PT 14 SG PANJANG | D00239 RMH PAM 13 |  | Pass | null
381028361 | TNB | DISTRIBUTION | SUNGAI BESAR | Existing | 11 kV | PE MV TERMINAL | RYB | BSBR/PCE/J00015 | MASJID PT 14 SG PANJANG | TX-300KVA |  | Pass | null
381028846 | TNB | DISTRIBUTION | SUNGAI BESAR | Existing | 11 kV | PE MV TERMINAL | RYB | BSBR/PCE/J00226 | P/E LOJI AIR PARIT 16 JLN SG PANJANG | D00242 MASJID PT 14 SG PANJANG |  | Pass | null
381028852 | TNB | DISTRIBUTION | SUNGAI BESAR | Existing | 11 kV | PE MV TERMINAL | RYB | BSBR/PCE/J00226 | P/E LOJI AIR PARIT 16 JLN SG PANJANG | D00244 S/LINK PRT 16 SG PANJANG |  | Pass | null
381028877 | TNB | DISTRIBUTION | SUNGAI BESAR | Existing | 11 kV | PE MV TERMINAL | RYB | BSBR/PCE/J00226 | P/E LOJI AIR PARIT 16 JLN SG PANJANG | PENGGUNA HT |  | Pass | null
381029114 | TNB | DISTRIBUTION | SUNGAI BESAR | Existing | 11 kV | PE MV TERMINAL | RYB | BSBR/PCE/J00190 | S/LINK PRT 16 SG PANJANG | D00253 MERBAU JAYA PT 16 |  | Pass | null
381029123 | TNB | DISTRIBUTION | SUNGAI BESAR | Existing | 11 kV | PE MV TERMINAL | RYB | BSBR/PCE/J00190 | S/LINK PRT 16 SG PANJANG | D00247 PT 16 NO 1 |  | Pass | null
381029134 | TNB | DISTRIBUTION | SUNGAI BESAR | Existing | 11 kV | PE MV TERMINAL | RYB | BSBR/PCE/J00190 | S/LINK PRT 16 SG PANJANG | D06735 P/E LOJI AIR PARIT 16 JLN SG PANJANG |  | Pass | null
381029160 | TNB | DISTRIBUTION | SUNGAI BESAR | Existing | 11 kV | PE MV TERMINAL | RYB | BSBR/PCE/J00018 | PT 16 NO 1 | D00250 PT 16 NO 2 (TG.MEDAN) |  | Pass | null
381029161 | TNB | DISTRIBUTION | SUNGAI BESAR | Existing | 11 kV | PE MV TERMINAL | RYB | BSBR/PCE/J00018 | PT 16 NO 1 | D00245 S/LINK PRT 16 SG PANJANG |  | Pass | null
381029164 | TNB | DISTRIBUTION | SUNGAI BESAR | Existing | 11 kV | PE MV TERMINAL | RYB | BSBR/PCE/J00018 | PT 16 NO 1 | TX-100KVA |  | Pass | null
381029280 | TNB | DISTRIBUTION | SUNGAI BESAR | Existing | 11 kV | PE MV TERMINAL | RYB | BSBR/PCE/J00019 | PT 16 NO 2 (TG.MEDAN) | N/A |  | Pass | null
381029281 | TNB | DISTRIBUTION | SUNGAI BESAR | Existing | 11 kV | PE MV TERMINAL | RYB | BSBR/PCE/J00019 | PT 16 NO 2 (TG.MEDAN) | D00248 PT 16 NO 1 |  | Pass | null
381029284 | TNB | DISTRIBUTION | SUNGAI BESAR | Existing | 11 kV | PE MV TERMINAL | RYB | BSBR/PCE/J00019 | PT 16 NO 2 (TG.MEDAN) | TX-100KVA |  | Pass | null
381029399 | TNB | DISTRIBUTION | SUNGAI BESAR | Existing | 11 kV | PE MV TERMINAL | RYB | BSBR/PCE/J00030 | MERBAU JAYA PT 16 | D00258 PT 18 SG PANJANG A/TANAH |  | Pass | null
381029400 | TNB | DISTRIBUTION | SUNGAI BESAR | Existing | 11 kV | PE MV TERMINAL | RYB | BSBR/PCE/J00030 | MERBAU JAYA PT 16 | D00246 S/LINK PRT 16 SG PANJANG |  | Pass | null
381029403 | TNB | DISTRIBUTION | SUNGAI BESAR | Existing | 11 kV | PE MV TERMINAL | RYB | BSBR/PCE/J00030 | MERBAU JAYA PT 16 | TX-1000KVA |  | Pass | null
381029507 | TNB | DISTRIBUTION | SUNGAI BESAR | Existing | 11 kV | PE MV TERMINAL | RYB | BSBR/PCE/J00020 | PT 18 SG PANJANG A/TANAH | D00254 MERBAU JAYA PT 16 |  | Pass | null
381029510 | TNB | DISTRIBUTION | SUNGAI BESAR | Existing | 11 kV | PE MV TERMINAL | RYB | BSBR/PCE/J00020 | PT 18 SG PANJANG A/TANAH | TX-300KVA |  | Pass | null
381029527 | TNB | DISTRIBUTION | SUNGAI BESAR | Existing | 11 kV | PE MV TERMINAL | RYB | BSBR/PCE/J00020 | PT 18 SG PANJANG A/TANAH | D00260 BELIA 1 |  | Pass | null
381029530 | TNB | DISTRIBUTION | SUNGAI BESAR | Existing | 11 kV | PE MV TERMINAL | RYB | BSBR/PCE/J00020 | PT 18 SG PANJANG A/TANAH | D06750 P/E MRSM SG PANJANG |  | Pass | null
381029654 | TNB | DISTRIBUTION | SUNGAI BESAR | Existing | 11 kV | PE MV TERMINAL | RYB | BSBR/PCE/J00021 | BELIA 1 | D06835 D-SBR-C18-0174 |  | Pass | null
381029655 | TNB | DISTRIBUTION | SUNGAI BESAR | Existing | 11 kV | PE MV TERMINAL | RYB | BSBR/PCE/J00021 | BELIA 1 | D00256 PT 18 SG PANJANG A/TANAH |  | Pass | null
381029658 | TNB | DISTRIBUTION | SUNGAI BESAR | Existing | 11 kV | PE MV TERMINAL | RYB | BSBR/PCE/J00021 | BELIA 1 | TX-100KVA |  | Pass | null
381029779 | TNB | DISTRIBUTION | SUNGAI BESAR | Existing | 11 kV | PE MV TERMINAL | RYB | BSBR/PCE/J00031 | TBK JAYA PT 13 SG PANJANG | SPUR |  | Pass | null
381029780 | TNB | DISTRIBUTION | SUNGAI BESAR | Existing | 11 kV | PE MV TERMINAL | RYB | BSBR/PCE/J00031 | TBK JAYA PT 13 SG PANJANG | D00229 S/DOWN 33/11 PT 13 SG PANJANG |  | Pass | null
381029783 | TNB | DISTRIBUTION | SUNGAI BESAR | Existing | 11 kV | PE MV TERMINAL | RYB | BSBR/PCE/J00031 | TBK JAYA PT 13 SG PANJANG | TX-300 |  | Pass | null
381029937 | TNB | DISTRIBUTION | SUNGAI BESAR | Existing | 11 kV | PE MV TERMINAL | RYB | BSBR/PCE/J00096 | HAYAT MAJU NO 2 | D00225 LINK PT12 S.PJG |  | Pass | null
381029938 | TNB | DISTRIBUTION | SUNGAI BESAR | Existing | 11 kV | PE MV TERMINAL | RYB | BSBR/PCE/J00096 | HAYAT MAJU NO 2 | N/A |  | Pass | null
381029941 | TNB | DISTRIBUTION | SUNGAI BESAR | Existing | 11 kV | PE MV TERMINAL | RYB | BSBR/PCE/J00096 | HAYAT MAJU NO 2 | TX-1000KVA |  | Pass | null
381030060 | TNB | DISTRIBUTION | SUNGAI BESAR | Existing | 11 kV | PE MV TERMINAL | RYB | BSBR/PCE/J00001 | HAYAT MAJU NO 1 | D00235 HAYAT MAJU NO 2 |  | Pass | null
381030061 | TNB | DISTRIBUTION | SUNGAI BESAR | Existing | 11 kV | PE MV TERMINAL | RYB | BSBR/PCE/J00001 | HAYAT MAJU NO 1 | D00561 P/E HAYAT MAJU NO 3 |  | Pass | null
381030064 | TNB | DISTRIBUTION | SUNGAI BESAR | Existing | 11 kV | PE MV TERMINAL | RYB | BSBR/PCE/J00001 | HAYAT MAJU NO 1 | TX-1000KVA |  | Pass | null
381196323 | TNB | DISTRIBUTION | SUNGAI BESAR | Existing | 11 kV | PE MV TERMINAL | RYB | BSBR/PCE/G00016 | PARIT 2, L381 | TX-100KVA |  | Pass | null
381196324 | TNB | DISTRIBUTION | SUNGAI BESAR | Existing | 33 kV | PE MV TERMINAL | RYB | BSBR/PCE/G00016 | PARIT 2, L381 | N/A |  | Fail | Please check "Nominal Voltage"
381196329 | TNB | DISTRIBUTION | SUNGAI BESAR | Existing | 33 kV | PE MV TERMINAL | RYB | BSBR/PCE/G00016 | PARIT 2, L381 | N/A |  | Fail | Please check "Nominal Voltage"
381196454 | TNB | DISTRIBUTION | SUNGAI BESAR | Existing | 33 kV | PE MV TERMINAL | RYB | BSBR/PCE/G00017 | PARIT 4, L382 | TX-100KVA |  | Fail | Please check "Nominal Voltage"
381196455 | TNB | DISTRIBUTION | SUNGAI BESAR | Existing | 33 kV | PE MV TERMINAL | RYB | BSBR/PCE/G00017 | PARIT 4, L382 | N/A |  | Fail | Please check "Nominal Voltage"
381196460 | TNB | DISTRIBUTION | SUNGAI BESAR | Existing | 33 kV | PE MV TERMINAL | RYB | BSBR/PCE/G00017 | PARIT 4, L382 | N/A |  | Fail | Please check "Nominal Voltage"
381196581 | TNB | DISTRIBUTION | SUNGAI BESAR | Existing | 33 kV | PE MV TERMINAL | RYB | BSBR/PCE/G00018 | PARIT 6, L383 | TX-100KVA |  | Fail | Please check "Nominal Voltage"
381196582 | TNB | DISTRIBUTION | SUNGAI BESAR | Existing | 33 kV | PE MV TERMINAL | RYB | BSBR/PCE/G00018 | PARIT 6, L383 | N/A |  | Fail | Please check "Nominal Voltage"
381196587 | TNB | DISTRIBUTION | SUNGAI BESAR | Existing | 33 kV | PE MV TERMINAL | RYB | BSBR/PCE/G00018 | PARIT 6, L383 | N/A |  | Fail | Please check "Nominal Voltage"
381196708 | TNB | DISTRIBUTION | SUNGAI BESAR | Existing | 33 kV | PE MV TERMINAL | RYB | BSBR/PCE/G00019 | PARIT 8, L388 | TX-100KVA |  | Fail | Please check "Nominal Voltage"
381196709 | TNB | DISTRIBUTION | SUNGAI BESAR | Existing | 33 kV | PE MV TERMINAL | RYB | BSBR/PCE/G00019 | PARIT 8, L388 | N/A |  | Fail | Please check "Nominal Voltage"
381196714 | TNB | DISTRIBUTION | SUNGAI BESAR | Existing | 33 kV | PE MV TERMINAL | RYB | BSBR/PCE/G00019 | PARIT 8, L388 | N/A |  | Fail | Please check "Nominal Voltage"
381196835 | TNB | DISTRIBUTION | SUNGAI BESAR | Existing | 33 kV | PE MV TERMINAL | RYB | BSBR/PCE/G00020 | PARIT 10, L384 | TX-100KVA |  | Fail | Please check "Nominal Voltage"
381196836 | TNB | DISTRIBUTION | SUNGAI BESAR | Existing | 33 kV | PE MV TERMINAL | RYB | BSBR/PCE/G00020 | PARIT 10, L384 | N/A |  | Fail | Please check "Nominal Voltage"
381196841 | TNB | DISTRIBUTION | SUNGAI BESAR | Existing | 33 kV | PE MV TERMINAL | RYB | BSBR/PCE/G00020 | PARIT 10, L384 | N/A |  | Fail | Please check "Nominal Voltage"
381196964 | TNB | DISTRIBUTION | SUNGAI BESAR | Existing | 11 kV | PE MV TERMINAL | RYB | BSBR/PCE/G00014 | PANCHANG BEDANA, L680 | TX-100KVA |  | Pass | null
381196965 | TNB | DISTRIBUTION | SUNGAI BESAR | Existing | 33 kV | PE MV TERMINAL | RYB | BSBR/PCE/G00014 | PANCHANG BEDANA, L680 | N/A |  | Fail | Please check "Nominal Voltage"
381196970 | TNB | DISTRIBUTION | SUNGAI BESAR | Existing | 33 kV | PE MV TERMINAL | RYB | BSBR/PCE/G00014 | PANCHANG BEDANA, L680 | N/A |  | Fail | Please check "Nominal Voltage"
381197100 | TNB | DISTRIBUTION | SUNGAI BESAR | Existing | 11 kV | PE MV TERMINAL | RYB | BSBR/PCE/G00015 | PARIT 2 BARAT, L638 | TX-100KVA |  | Pass | null
381197101 | TNB | DISTRIBUTION | SUNGAI BESAR | Existing | 33 kV | PE MV TERMINAL | RYB | BSBR/PCE/G00015 | PARIT 2 BARAT, L638 | N/A |  | Fail | Please check "Nominal Voltage"
381197106 | TNB | DISTRIBUTION | SUNGAI BESAR | Existing | 33 kV | PE MV TERMINAL | RYB | BSBR/PCE/G00015 | PARIT 2 BARAT, L638 | N/A |  | Fail | Please check "Nominal Voltage"
381197262 | TNB | DISTRIBUTION | SUNGAI BESAR | Existing | 33 kV | PE MV TERMINAL | RYB | BSBR/PCE/G00002 | SG LIMAU, L678 | TX-300KVA |  | Fail | Please check "Nominal Voltage"
381197263 | TNB | DISTRIBUTION | SUNGAI BESAR | Existing | 30 - 33 V | PE MV TERMINAL | RYB | BSBR/PCE/G00002 | SG LIMAU, L678 | N/A |  | Fail | Please check "Nominal Voltage"
381197268 | TNB | DISTRIBUTION | SUNGAI BESAR | Existing | 33 kV | PE MV TERMINAL | RYB | BSBR/PCE/G00002 | SG LIMAU, L678 | N/A |  | Fail | Please check "Nominal Voltage"
381197395 | TNB | DISTRIBUTION | SUNGAI BESAR | Existing | 33 kV | PE MV TERMINAL | RYB | BSBR/PCE/G00004 | KG.DURAINI TAMBAHAN, L366 | TX-100KVA |  | Fail | Please check "Nominal Voltage"
381197396 | TNB | DISTRIBUTION | SUNGAI BESAR | Existing | 33 kV | PE MV TERMINAL | RYB | BSBR/PCE/G00004 | KG.DURAINI TAMBAHAN, L366 | N/A |  | Fail | Please check "Nominal Voltage"
381197401 | TNB | DISTRIBUTION | SUNGAI BESAR | Existing | 33 kV | PE MV TERMINAL | RYB | BSBR/PCE/G00004 | KG.DURAINI TAMBAHAN, L366 | N/A |  | Fail | Please check "Nominal Voltage"
381197526 | TNB | DISTRIBUTION | SUNGAI BESAR | Existing | 33 kV | PE MV TERMINAL | RYB | BSBR/PCE/G00006 | SIMPANG LIMA, L676 | TX-100KVA |  | Fail | Please check "Nominal Voltage"
381197527 | TNB | DISTRIBUTION | SUNGAI BESAR | Existing | 33 kV | PE MV TERMINAL | RYB | BSBR/PCE/G00006 | SIMPANG LIMA, L676 | N/A |  | Fail | Please check "Nominal Voltage"
381197532 | TNB | DISTRIBUTION | SUNGAI BESAR | Existing | 33 kV | PE MV TERMINAL | RYB | BSBR/PCE/G00006 | SIMPANG LIMA, L676 | N/A |  | Fail | Please check "Nominal Voltage"
381197653 | TNB | DISTRIBUTION | SUNGAI BESAR | Existing | 33 kV | PE MV TERMINAL | RYB | BSBR/PCE/G00007 | KG.SG.NIBONG, L675 | TX-300KVA |  | Fail | Please check "Nominal Voltage"
381197654 | TNB | DISTRIBUTION | SUNGAI BESAR | Existing | 33 kV | PE MV TERMINAL | RYB | BSBR/PCE/G00007 | KG.SG.NIBONG, L675 | N/A |  | Fail | Please check "Nominal Voltage"
381197659 | TNB | DISTRIBUTION | SUNGAI BESAR | Existing | 33 kV | PE MV TERMINAL | RYB | BSBR/PCE/G00007 | KG.SG.NIBONG, L675 | N/A |  | Fail | Please check "Nominal Voltage"
381197916 | TNB | DISTRIBUTION | SUNGAI BESAR | Existing | 11 kV | PE MV TERMINAL | RYB | BSBR/PCE/G00009 | KG.PARIT PASIR PANJANG, L733 | TX-300KVA |  | Pass | null
381197917 | TNB | DISTRIBUTION | SUNGAI BESAR | Existing | 33 kV | PE MV TERMINAL | RYB | BSBR/PCE/G00009 | KG.PARIT PASIR PANJANG, L733 | N/A |  | Fail | Please check "Nominal Voltage"
381197922 | TNB | DISTRIBUTION | SUNGAI BESAR | Existing | 30 - 33 V | PE MV TERMINAL | RYB | BSBR/PCE/G00009 | KG.PARIT PASIR PANJANG, L733 | N/A |  | Fail | Please check "Nominal Voltage"
381198053 | TNB | DISTRIBUTION | SUNGAI BESAR | Existing | 33 kV | PE MV TERMINAL | RYB | BSBR/PCE/G00010 | KG.PASIR PANJANG, L674 | TX-500KVA |  | Fail | Please check "Nominal Voltage"
381198054 | TNB | DISTRIBUTION | SUNGAI BESAR | Existing | 33 kV | PE MV TERMINAL | RYB | BSBR/PCE/G00010 | KG.PASIR PANJANG, L674 | N/A |  | Fail | Please check "Nominal Voltage"
381198059 | TNB | DISTRIBUTION | SUNGAI BESAR | Existing | 33 kV | PE MV TERMINAL | RYB | BSBR/PCE/G00010 | KG.PASIR PANJANG, L674 | N/A |  | Fail | Please check "Nominal Voltage"
381487930 | TNB | DISTRIBUTION | SUNGAI BESAR | Existing | 11 kV | PE MV TERMINAL | RYB | BSBR/PCE/J00165 | S/S POLITEKNIK SABAK BERNAM | HT CUSTOMER |  | Pass | null
381496159 | TNB | DISTRIBUTION | SUNGAI BESAR | Existing | 11 kV | PE MV TERMINAL | RYB | BSBR/PCE/G00003 | KG.HJ.DURAINI, L111 | TX-100KVA |  | Pass | null
381496160 | TNB | DISTRIBUTION | SUNGAI BESAR | Existing | 11 kV | PE MV TERMINAL | RYB | BSBR/PCE/G00003 | KG.HJ.DURAINI, L111 | N/A |  | Pass | null
381496165 | TNB | DISTRIBUTION | SUNGAI BESAR | Existing | 33 kV | PE MV TERMINAL | RYB | BSBR/PCE/G00003 | KG.HJ.DURAINI, L111 |  |  | Fail | Please check "Nominal Voltage"
381496278 | TNB | DISTRIBUTION | SUNGAI BESAR | Existing | 11 kV | PE MV TERMINAL | RYB | BSBR/PCE/J00242 | P/E PENURUN BAGAN TERAP PT 13 SG PANJANG | S/LINK PRT 12 |  | Pass | null
381496293 | TNB | DISTRIBUTION | SUNGAI BESAR | Existing | 11 kV | PE MV TERMINAL | RYB | BSBR/PCE/J00242 | P/E PENURUN BAGAN TERAP PT 13 SG PANJANG | D00238 RUMAH PAM PT 13 SG PANJANG |  | Pass | null
381496294 | TNB | DISTRIBUTION | SUNGAI BESAR | Existing | 11 kV | PE MV TERMINAL | RYB | BSBR/PCE/J00242 | P/E PENURUN BAGAN TERAP PT 13 SG PANJANG | D00233 TBK JAYA PT 13 SG PANJANG |  | Pass | null
381496304 | TNB | DISTRIBUTION | SUNGAI BESAR | Existing | 11 kV | PE MV TERMINAL | RYB | BSBR/PCE/J00242 | P/E PENURUN BAGAN TERAP PT 13 SG PANJANG | BUSTIE |  | Pass | null
381496307 | TNB | DISTRIBUTION | SUNGAI BESAR | Existing | 11 kV | PE MV TERMINAL | RYB | BSBR/PCE/J00242 | P/E PENURUN BAGAN TERAP PT 13 SG PANJANG | SPARE |  | Pass | null
381496316 | TNB | DISTRIBUTION | SUNGAI BESAR | Existing | 11 kV | PE MV TERMINAL | RYB | BSBR/PCE/J00242 | P/E PENURUN BAGAN TERAP PT 13 SG PANJANG | BUSTIE |  | Pass | null
381496506 | TNB | DISTRIBUTION | SUNGAI BESAR | Existing | 11 kV | PE MV TERMINAL | RYB | BSBR/PCE/J00242 | P/E PENURUN BAGAN TERAP PT 13 SG PANJANG | PMU SBSR 132/11kV: VCB 3 |  | Pass | null
381496521 | TNB | DISTRIBUTION | SUNGAI BESAR | Existing | 11 kV | PE MV TERMINAL | RYB | BSBR/PCE/J00242 | P/E PENURUN BAGAN TERAP PT 13 SG PANJANG | D00236 HAYAT MAJU NO 2 |  | Pass | null
381496537 | TNB | DISTRIBUTION | SUNGAI BESAR | Existing | 11 kV | PE MV TERMINAL | RYB | BSBR/PCE/J00235 | P/E TAMAN BUDIMAN | D00126 TMN SERI BEDENA |  | Pass | null
381496538 | TNB | DISTRIBUTION | SUNGAI BESAR | Existing | 11 kV | PE MV TERMINAL | RYB | BSBR/PCE/J00235 | P/E TAMAN BUDIMAN | D00701 P/E ELEYSS PARK |  | Pass | null
381496541 | TNB | DISTRIBUTION | SUNGAI BESAR | Existing | 11 kV | PE MV TERMINAL | RYB | BSBR/PCE/J00235 | P/E TAMAN BUDIMAN | TX-300KVA |  | Pass | null
383385755 | TNB | DISTRIBUTION | SUNGAI BESAR | Existing | 11 kV | PE MV TERMINAL | RYB | BSBR/PCE/J00300 | P/E REBAN AYAM DATO GHAZALI | D00715 P/E UYIN AGRO FARM |  | Pass | null
383385756 | TNB | DISTRIBUTION | SUNGAI BESAR | Existing | 11 kV | PE MV TERMINAL | RYB | BSBR/PCE/J00300 | P/E REBAN AYAM DATO GHAZALI | D06811 P/E HJ MAHIDIN PT 7 GAMBUT |  | Pass | null
383385759 | TNB | DISTRIBUTION | SUNGAI BESAR | Existing | 11 kV | PE MV TERMINAL | RYB | BSBR/PCE/J00300 | P/E REBAN AYAM DATO GHAZALI | TX-500KVA |  | Pass | null
383497207 | TNB | DISTRIBUTION | SUNGAI BESAR | Existing | 11 kV | PE MV TERMINAL | RYB | BSBR/PCE/J00253 | D-SBR-C17-0160 | D00013 P/E TAMAN PERDANA |  | Pass | null
383497208 | TNB | DISTRIBUTION | SUNGAI BESAR | Existing | 11 kV | PE MV TERMINAL | RYB | BSBR/PCE/J00253 | D-SBR-C17-0160 | D0009 P/E TAMAN PERDANA NO 1 |  | Pass | null
383497211 | TNB | DISTRIBUTION | SUNGAI BESAR | Existing | 11 kV | PE MV TERMINAL | RYB | BSBR/PCE/J00253 | D-SBR-C17-0160 | TX-500KVA |  | Pass | null
385884755 | TNB | DISTRIBUTION | SUNGAI BESAR | Existing | 11 kV | PE MV TERMINAL | RYB | BSBR/PCE/J00252 | P/E TAMAN AROWANA | TX1-300KVA |  | Pass | null
385884762 | TNB | DISTRIBUTION | SUNGAI BESAR | Existing | 11 kV | PE MV TERMINAL | RYB | BSBR/PCE/J00252 | P/E TAMAN AROWANA | D00212 THAI LIAN |  | Pass | null
385884770 | TNB | DISTRIBUTION | SUNGAI BESAR | Existing | 11 kV | PE MV TERMINAL | RYB | BSBR/PCE/J00252 | P/E TAMAN AROWANA | D00694 P/E ASRAMA DESA |  | Pass | null
385884780 | TNB | DISTRIBUTION | SUNGAI BESAR | Existing | 11 kV | PE MV TERMINAL | RYB | BSBR/PCE/J00252 | P/E TAMAN AROWANA | TX2-300KVA |  | Pass | null
390629489 | TNB | DISTRIBUTION | SUNGAI BESAR | Existing | 11 kV | PE MV TERMINAL | RYB | BSBR/PCE/J00256 | D-SBR-C18-0174 | SPUR |  | Pass | null
390629490 | TNB | DISTRIBUTION | SUNGAI BESAR | Existing | 11 kV | PE MV TERMINAL | RYB | BSBR/PCE/J00256 | D-SBR-C18-0174 | D06833 BELIA 1 |  | Pass | null
390629493 | TNB | DISTRIBUTION | SUNGAI BESAR | Existing | 11 kV | PE MV TERMINAL | RYB | BSBR/PCE/J00256 | D-SBR-C18-0174 | TX1-500KVA |  | Pass | null