## LV UG Conductor
Id | Owner Type | Owner Name | Operational Area | Status | Phasing | Nominal Voltage | Assumed? | Data Quality Class | Usage | ERMS Functional Location | Label | From | To | Actual Length | Calculated Length | Remarks | LV UG Cables | LV UG Annotations
254589826 | TNB | DISTRIBUTION | SUNGAI BESAR | Existing | RYB | 230/400 V |  |  | LV LINE |  | 4X_300_1C_AL_PVC/PVC |  |  |  | 0.776 m |  | 4 | 0
254589886 | TNB | DISTRIBUTION | SUNGAI BESAR | Existing | RYB | 230/400 V |  |  | LV LINE |  | 7X_500_1C_CU_PVC/PVC |  |  |  | 0.057 m |  | 7 | 0
254589971 | TNB | DISTRIBUTION | SUNGAI BESAR | Existing | RYB | 230/400 V |  |  | LV LINE |  | 7X_500_1C_CU_PVC/PVC |  |  |  | 0.052 m |  | 7 | 0
254589976 | TNB | DISTRIBUTION | SUNGAI BESAR | Existing | RYB | 230/400 V |  |  | LV LINE |  | 7X_300_1C_AL_PVC/PVC |  |  |  | 0.060 m |  | 7 | 0
254590011 | TNB | DISTRIBUTION | SUNGAI BESAR | Existing | RYB | 230/400 V |  |  | LV LINE |  | 7X_300_1C_AL_PVC/PVC |  |  |  | 0.166 m |  | 7 | 0
254590016 | TNB | DISTRIBUTION | SUNGAI BESAR | Existing | RYB | 230/400 V |  |  | LV LINE |  | 7X_500_1C_CU_PVC/PVC |  |  |  | 0.060 m |  | 7 | 0
254590041 | TNB | DISTRIBUTION | SUNGAI BESAR | Existing | RYB | 230/400 V |  |  | LV LINE |  | 7X_300_1C_AL_PVC/PVC |  |  |  | 0.060 m |  | 7 | 0
254590056 | TNB | DISTRIBUTION | SUNGAI BESAR | Existing | RYB | 230/400 V |  |  | LV LINE |  | 7X_300_1C_AL_PVC/PVC |  |  |  | 0.060 m |  | 7 | 0
254590131 | TNB | DISTRIBUTION | SUNGAI BESAR | Existing | RYB | 230/400 V |  |  | LV LINE |  | 7X_300_1C_AL_PVC/PVC |  |  |  | 0.341 m |  | 7 | 0
254590136 | TNB | DISTRIBUTION | SUNGAI BESAR | Existing | RYB | 230/400 V |  |  | LV LINE |  | 4X_300_1C_AL_PVC/PVC |  |  |  | 0.610 m |  | 4 | 0
254590146 | TNB | DISTRIBUTION | SUNGAI BESAR | Existing | RYB | 230/400 V |  |  | LV LINE |  | 7X_500_1C_CU_PVC/PVC |  |  |  | 0.061 m |  | 7 | 0
254590166 | TNB | DISTRIBUTION | SUNGAI BESAR | Existing | RYB | 230/400 V |  |  | LV LINE |  | 7X_300_1C_AL_PVC/PVC |  |  |  | 0.060 m |  | 7 | 0
254590191 | TNB | DISTRIBUTION | SUNGAI BESAR | Existing | RYB | 230/400 V |  |  | LV LINE |  | 7X_300_1C_AL_PVC/PVC |  |  |  | 0.056 m |  | 7 | 0
254590201 | TNB | DISTRIBUTION | SUNGAI BESAR | Existing | RYB | 230/400 V |  |  | LV LINE |  | 7X_300_1C_AL_PVC/PVC |  |  |  | 0.060 m |  | 7 | 0
254593346 | TNB | DISTRIBUTION | SUNGAI BESAR | Existing | RYB | 230/400 V |  |  | LV LINE |  | 4X_300_1C_AL_PVC/PVC |  |  |  | 0.274 m |  | 4 | 0
254620032 | TNB | DISTRIBUTION | SUNGAI BESAR | Existing | RYB | 230/400 V |  |  | LV LINE |  | 7X_300_1C_AL_PVC/PVC |  |  |  | 0.056 m |  | 7 | 0
254620037 | TNB | DISTRIBUTION | SUNGAI BESAR | Existing | RYB | 230/400 V |  |  | LV LINE |  | 7X_300_1C_AL_PVC/PVC |  |  |  | 0.053 m |  | 7 | 0
254620182 | TNB | DISTRIBUTION | SUNGAI BESAR | Existing | RYB | 230/400 V |  |  | LV LINE |  | 7X_300_1C_AL_PVC/PVC |  |  |  | 0.056 m |  | 7 | 0
254621762 | TNB | DISTRIBUTION | SUNGAI BESAR | Existing | RYB | 230/400 V |  |  | LV LINE |  | 7X_500_1C_CU_PVC/PVC |  |  |  | 0.060 m |  | 7 | 0
254636523 | TNB | DISTRIBUTION | SUNGAI BESAR | Existing | RYB | 230/400 V |  |  | LV LINE |  | 7X_300_1C_AL_PVC/PVC |  |  |  | 0.520 m |  | 7 | 0
254642568 | TNB | DISTRIBUTION | SUNGAI BESAR | Existing | RYB | 230/400 V |  |  | LV LINE |  | 7X_300_1C_AL_PVC/PVC |  |  |  | 0.060 m |  | 7 | 0
254651388 | TNB | DISTRIBUTION | SUNGAI BESAR | Existing | RYB | 230/400 V |  |  | LV LINE |  | 7X_300_1C_AL_PVC/PVC |  |  |  | 0.063 m |  | 7 | 0
254651393 | TNB | DISTRIBUTION | SUNGAI BESAR | Existing | RYB | 230/400 V |  |  | LV LINE |  | 7X_500_1C_CU_PVC/PVC |  |  |  | 0.060 m |  | 7 | 0
254651428 | TNB | DISTRIBUTION | SUNGAI BESAR | Existing | RYB | 230/400 V |  |  | LV LINE |  | 7X_300_1C_AL_PVC/PVC |  |  |  | 0.056 m |  | 7 | 0
254651453 | TNB | DISTRIBUTION | SUNGAI BESAR | Existing | RYB | 230/400 V |  |  | LV LINE |  | 7X_500_1C_CU_PVC/PVC |  |  |  | 0.060 m |  | 7 | 0
254651993 | TNB | DISTRIBUTION | SUNGAI BESAR | Existing | RYB | 230/400 V |  |  | LV LINE |  | 7X_500_1C_CU_PVC/PVC |  |  |  | 0.056 m |  | 7 | 0
254656598 | TNB | DISTRIBUTION | SUNGAI BESAR | Existing | RYB | 230/400 V |  |  | LV LINE |  | 7X_300_1C_AL_PVC/PVC |  |  |  | 0.056 m |  | 7 | 0
254656603 | TNB | DISTRIBUTION | SUNGAI BESAR | Existing | RYB | 230/400 V |  |  | LV LINE |  | 7X_500_1C_CU_PVC/PVC |  |  |  | 0.061 m |  | 7 | 0
254656608 | TNB | DISTRIBUTION | SUNGAI BESAR | Existing | RYB | 230/400 V |  |  | LV LINE |  | 7X_500_1C_CU_PVC/PVC |  |  |  | 0.056 m |  | 7 | 0
254656613 | TNB | DISTRIBUTION | SUNGAI BESAR | Existing | RYB | 230/400 V |  |  | LV LINE |  | 7X_500_1C_CU_PVC/PVC |  |  |  | 0.060 m |  | 7 | 0
254656878 | TNB | DISTRIBUTION | SUNGAI BESAR | Existing | RYB | 230/400 V |  |  | LV LINE |  | 7X_300_1C_AL_PVC/PVC |  |  |  | 0.056 m |  | 7 | 0
254657803 | TNB | DISTRIBUTION | SUNGAI BESAR | Existing | RYB | 230/400 V |  |  | LV LINE |  | 7X_300_1C_AL_PVC/PVC |  |  |  | 0.060 m |  | 7 | 0
254670038 | TNB | DISTRIBUTION | SUNGAI BESAR | Existing | RYB | 230/400 V |  |  | LV LINE |  | 7X_300_1C_AL_PVC/PVC |  |  |  | 0.060 m |  | 7 | 0
254677568 | TNB | DISTRIBUTION | SUNGAI BESAR | Existing | RYB | 230/400 V |  |  | LV LINE |  | 4X_300_1C_AL_PVC/PVC |  |  |  | 0.437 m |  | 4 | 0
254681713 | TNB | DISTRIBUTION | SUNGAI BESAR | Existing | RYB | 230/400 V |  |  | LV LINE |  | 7X_300_1C_AL_PVC/PVC |  |  |  | 0.060 m |  | 7 | 0
254681728 | TNB | DISTRIBUTION | SUNGAI BESAR | Existing | RYB | 230/400 V |  |  | LV LINE |  | 7X_300_1C_AL_PVC/PVC |  |  |  | 0.177 m |  | 7 | 0
254683443 | TNB | DISTRIBUTION | SUNGAI BESAR | Existing | RYB | 230/400 V |  |  | LV LINE |  | 7X_500_1C_CU_PVC/PVC |  |  |  | 0.053 m |  | 7 | 0
254683893 | TNB | DISTRIBUTION | SUNGAI BESAR | Existing | RYB | 230/400 V |  |  | LV LINE |  | 7X_500_1C_CU_PVC/PVC |  |  |  | 0.057 m |  | 7 | 0
254688973 | TNB | DISTRIBUTION | SUNGAI BESAR | Existing | RYB | 230/400 V |  |  | LV LINE |  | 7X_500_1C_CU_PVC/PVC |  |  |  | 0.061 m |  | 7 | 0
254689843 | TNB | DISTRIBUTION | SUNGAI BESAR | Existing | RYB | 230/400 V |  |  | LV LINE |  | 7X_300_1C_AL_PVC/PVC |  |  |  | 0.061 m |  | 7 | 0
254691733 | TNB | DISTRIBUTION | SUNGAI BESAR | Existing | RYB | 230/400 V |  |  | LV LINE |  | 7X_300_1C_AL_PVC/PVC |  |  |  | 0.347 m |  | 7 | 0
254696188 | TNB | DISTRIBUTION | SUNGAI BESAR | Existing | RYB | 230/400 V |  |  | LV LINE |  | 7X_500_1C_CU_PVC/PVC |  |  |  | 0.056 m |  | 7 | 0
254700488 | TNB | DISTRIBUTION | SUNGAI BESAR | Existing | RYB | 230/400 V |  |  | LV LINE |  | 7X_500_1C_CU_PVC/PVC |  |  |  | 0.464 m |  | 7 | 0
254701638 | TNB | DISTRIBUTION | SUNGAI BESAR | Existing | RYB | 230/400 V |  |  | LV LINE |  | 7X_300_1C_AL_PVC/PVC |  |  |  | 0.353 m |  | 7 | 0
377644479 | TNB | DISTRIBUTION | SUNGAI BESAR | Existing | RYB | 230/400 V | Unknown |  | LV LINE |  | 7X_300_1C_AL_PVC/PVC |  |  |  | 0.176 m |  | 7 | 0
377644581 | TNB | DISTRIBUTION | SUNGAI BESAR | Existing | RYB | 230/400 V | Unknown |  | LV LINE |  | 7X_300_1C_AL_PVC/PVC |  |  |  | 0.206 m |  | 7 | 0
377644704 | TNB | DISTRIBUTION | SUNGAI BESAR | Existing | RYB | 230/400 V | Unknown |  | LV LINE |  | 7X_500_1C_CU_PVC/PVC |  |  |  | 0.207 m |  | 7 | 0
377645072 | TNB | DISTRIBUTION | SUNGAI BESAR | Existing | RYB | 230/400 V | Unknown |  | LV LINE |  | 7X_500_1C_CU_PVC/PVC |  |  |  | 0.255 m |  | 7 | 0
377645075 | TNB | DISTRIBUTION | SUNGAI BESAR | Existing | RYB | 230/400 V | Unknown |  | LV LINE |  | 7X_500_1C_CU_PVC/PVC |  |  |  | 0.257 m |  | 7 | 0
377645243 | TNB | DISTRIBUTION | SUNGAI BESAR | Existing | RYB | 230/400 V | Unknown |  | LV LINE |  | 7X_500_1C_CU_PVC/PVC |  |  |  | 0.145 m |  | 7 | 0
377645346 | TNB | DISTRIBUTION | SUNGAI BESAR | Existing | RYB | 230/400 V | Unknown |  | LV LINE |  | 7X_500_1C_CU_PVC/PVC |  |  |  | 0.184 m |  | 7 | 0
377645349 | TNB | DISTRIBUTION | SUNGAI BESAR | Existing | RYB | 230/400 V | Unknown |  | LV LINE |  | 7X_500_1C_CU_PVC/PVC |  |  |  | 0.192 m |  | 7 | 0
377645515 | TNB | DISTRIBUTION | SUNGAI BESAR | Existing | RYB | 230/400 V | Unknown |  | LV LINE |  | 7X_500_1C_CU_PVC/PVC |  |  |  | 0.194 m |  | 7 | 0
377645618 | TNB | DISTRIBUTION | SUNGAI BESAR | Existing | RYB | 230/400 V | Unknown |  | LV LINE |  | 7X_500_1C_CU_PVC/PVC |  |  |  | 0.216 m |  | 7 | 0
377645621 | TNB | DISTRIBUTION | SUNGAI BESAR | Existing | RYB | 230/400 V | Unknown |  | LV LINE |  | 7X_500_1C_CU_PVC/PVC |  |  |  | 0.206 m |  | 7 | 0
377645974 | TNB | DISTRIBUTION | SUNGAI BESAR | Existing | RYB | 230/400 V | Unknown |  | LV LINE |  | 7X_500_1C_CU_PVC/PVC |  |  |  | 0.248 m |  | 7 | 0
377645977 | TNB | DISTRIBUTION | SUNGAI BESAR | Existing | RYB | 230/400 V | Unknown |  | LV LINE |  | 7X_300_1C_AL_PVC/PVC |  |  |  | 0.259 m |  | 7 | 0
377646143 | TNB | DISTRIBUTION | SUNGAI BESAR | Existing | RYB | 230/400 V | Unknown |  | LV LINE |  | 7X_500_1C_CU_PVC/PVC |  |  |  | 0.178 m |  | 7 | 0
377646248 | TNB | DISTRIBUTION | SUNGAI BESAR | Existing | RYB | 230/400 V | Unknown |  | LV LINE |  | 7X_500_1C_CU_PVC/PVC |  |  |  | 0.193 m |  | 7 | 0
377646554 | TNB | DISTRIBUTION | SUNGAI BESAR | Existing | RYB | 230/400 V | Unknown |  | LV LINE |  | 7X_500_1C_CU_PVC/PVC |  |  |  | 0.209 m |  | 7 | 0
377646650 | TNB | DISTRIBUTION | SUNGAI BESAR | Existing | RYB | 230/400 V | Unknown |  | LV LINE |  | 7X_300_1C_AL_PVC/PVC |  |  |  | 0.165 m |  | 7 | 0
377646744 | TNB | DISTRIBUTION | SUNGAI BESAR | Existing | RYB | 230/400 V | Unknown |  | LV LINE |  | 7X_500_1C_CU_PVC/PVC |  |  |  | 0.186 m |  | 7 | 0
377646905 | TNB | DISTRIBUTION | SUNGAI BESAR | Existing | RYB | 230/400 V | Unknown |  | LV LINE |  | 7X_500_1C_CU_PVC/PVC |  |  |  | 0.149 m |  | 7 | 0
377647035 | TNB | DISTRIBUTION | SUNGAI BESAR | Existing | RYB | 230/400 V | Unknown |  | LV LINE |  | 7X_500_1C_CU_PVC/PVC |  |  |  | 0.178 m |  | 7 | 0
377647238 | TNB | DISTRIBUTION | SUNGAI BESAR | Existing | RYB | 230/400 V | Unknown |  | LV LINE |  | 7X_500_1C_CU_PVC/PVC |  |  |  | 0.216 m |  | 7 | 0
377647351 | TNB | DISTRIBUTION | SUNGAI BESAR | Existing | RYB | 230/400 V | Unknown |  | LV LINE |  | 7X_500_1C_CU_PVC/PVC |  |  |  | 0.169 m |  | 7 | 0
377647544 | TNB | DISTRIBUTION | SUNGAI BESAR | Existing | RYB | 230/400 V | Unknown |  | LV LINE |  | 7X_300_1C_AL_PVC/PVC |  |  |  | 0.191 m |  | 7 | 0
377647748 | TNB | DISTRIBUTION | SUNGAI BESAR | Existing | RYB | 230/400 V | Unknown |  | LV LINE |  | 7X_300_1C_AL_PVC/PVC |  |  |  | 0.190 m |  | 7 | 0
377647851 | TNB | DISTRIBUTION | SUNGAI BESAR | Existing | RYB | 230/400 V | Unknown |  | LV LINE |  | 7X_500_1C_CU_PVC/PVC |  |  |  | 0.188 m |  | 7 | 0
377647854 | TNB | DISTRIBUTION | SUNGAI BESAR | Existing | RYB | 230/400 V | Unknown |  | LV LINE |  | 7X_300_1C_AL_PVC/PVC |  |  |  | 0.212 m |  | 7 | 0
377648019 | TNB | DISTRIBUTION | SUNGAI BESAR | Existing | RYB | 230/400 V | Unknown |  | LV LINE |  | 7X_300_1C_AL_PVC/PVC |  |  |  | 0.168 m |  | 7 | 0
377648119 | TNB | DISTRIBUTION | SUNGAI BESAR | Existing | RYB | 230/400 V | Unknown |  | LV LINE |  | 7X_500_1C_CU_PVC/PVC |  |  |  | 0.246 m |  | 7 | 0
377648396 | TNB | DISTRIBUTION | SUNGAI BESAR | Existing | RYB | 230/400 V | Unknown |  | LV LINE |  | 7X_300_1C_AL_PVC/PVC |  |  |  | 0.249 m |  | 7 | 0
377648560 | TNB | DISTRIBUTION | SUNGAI BESAR | Existing | RYB | 230/400 V | Unknown |  | LV LINE |  | 7X_500_1C_CU_PVC/PVC |  |  |  | 0.194 m |  | 7 | 0
377648655 | TNB | DISTRIBUTION | SUNGAI BESAR | Existing | RYB | 230/400 V | Unknown |  | LV LINE |  | 7X_300_1C_AL_PVC/PVC |  |  |  | 0.250 m |  | 7 | 0
377957911 | TNB | DISTRIBUTION | SUNGAI BESAR | Existing | RYB | 230/400 V | Unknown |  | LV LINE |  | 7X_300_1C_AL_PVC/PVC |  |  |  | 0.254 m |  | 7 | 0
377958032 | TNB | DISTRIBUTION | SUNGAI BESAR | Existing | RYB | 230/400 V | Unknown |  | LV LINE |  | 7X_300_1C_AL_PVC/PVC |  |  |  | 0.270 m |  | 7 | 0
379375007 | TNB | DISTRIBUTION | SUNGAI BESAR | Existing | RYB | 230/400 V | Unknown |  | LV LINE |  | 7X_500_1C_CU_PVC/PVC |  |  |  | 0.060 m |  | 7 | 0
379375138 | TNB | DISTRIBUTION | SUNGAI BESAR | Existing | RYB | 230/400 V | Unknown |  | LV LINE |  | 7X_300_1C_AL_PVC/PVC |  |  |  | 0.060 m |  | 7 | 0
379375327 | TNB | DISTRIBUTION | SUNGAI BESAR | Existing | RYB | 230/400 V | Unknown |  | LV LINE |  | 7X_300_1C_AL_PVC/PVC |  |  |  | 0.060 m |  | 7 | 0
379375817 | TNB | DISTRIBUTION | SUNGAI BESAR | Existing | RYB | 230/400 V | Unknown |  | LV LINE |  | 7X_300_1C_AL_PVC/PVC |  |  |  | 0.060 m |  | 7 | 0
379375938 | TNB | DISTRIBUTION | SUNGAI BESAR | Existing | RYB | 230/400 V | Unknown |  | LV LINE |  | 4X_300_1C_AL_PVC/PVC |  |  |  | 0.060 m |  | 4 | 0
379376113 | TNB | DISTRIBUTION | SUNGAI BESAR | Existing | RYB | 230/400 V | Unknown |  | LV LINE |  | 4X_300_1C_AL_PVC/PVC |  |  |  | 0.060 m |  | 4 | 0
379376228 | TNB | DISTRIBUTION | SUNGAI BESAR | Existing | RYB | 230/400 V | Unknown |  | LV LINE |  | 4X_300_1C_AL_PVC/PVC |  |  |  | 0.060 m |  | 4 | 0
379377024 | TNB | DISTRIBUTION | SUNGAI BESAR | Existing | RYB | 230/400 V |  |  | LV LINE |  | 7X_500_1C_CU_PVC/PVC |  |  |  | 0.057 m |  | 7 | 0
379377219 | TNB | DISTRIBUTION | SUNGAI BESAR | Existing | RYB | 230/400 V | Unknown |  | LV LINE |  | 7X_300_1C_AL_PVC/PVC |  |  |  | 0.060 m |  | 7 | 0
379377337 | TNB | DISTRIBUTION | SUNGAI BESAR | Existing | RYB | 230/400 V | Unknown |  | LV LINE |  | 7X_300_1C_AL_PVC/PVC |  |  |  | 0.060 m |  | 7 | 0
379377603 | TNB | DISTRIBUTION | SUNGAI BESAR | Existing | RYB | 230/400 V | Unknown |  | LV LINE |  | 7X_500_1C_CU_PVC/PVC |  |  |  | 0.230 m |  | 7 | 0
379377721 | TNB | DISTRIBUTION | SUNGAI BESAR | Existing | RYB | 230/400 V | Unknown |  | LV LINE |  | 7X_300_1C_AL_PVC/PVC |  |  |  | 0.060 m |  | 7 | 0
379377829 | TNB | DISTRIBUTION | SUNGAI BESAR | Existing | RYB | 230/400 V | Unknown |  | LV LINE |  | 7X_300_1C_AL_PVC/PVC |  |  |  | 0.060 m |  | 7 | 0
379378204 | TNB | DISTRIBUTION | SUNGAI BESAR | Existing | RYB | 230/400 V | Unknown |  | LV LINE |  | 7X_500_1C_CU_PVC/PVC |  |  |  | 0.060 m |  | 7 | 0
379378303 | TNB | DISTRIBUTION | SUNGAI BESAR | Existing | RYB | 230/400 V | Unknown |  | LV LINE |  | 7X_300_1C_AL_PVC/PVC |  |  |  | 0.060 m |  | 7 | 0
379378423 | TNB | DISTRIBUTION | SUNGAI BESAR | Existing | RYB | 230/400 V | Unknown |  | LV LINE |  | 7X_300_1C_AL_PVC/PVC |  |  |  | 0.060 m |  | 7 | 0
379378775 | TNB | DISTRIBUTION | SUNGAI BESAR | Existing | RYB | 230/400 V | Unknown |  | LV LINE |  | 7X_500_1C_CU_PVC/PVC |  |  |  | 0.060 m |  | 7 | 0
379379004 | TNB | DISTRIBUTION | SUNGAI BESAR | Existing | RYB | 230/400 V | Unknown |  | LV LINE |  | 7X_300_1C_AL_PVC/PVC |  |  |  | 0.060 m |  | 7 | 0
379383527 | TNB | DISTRIBUTION | SUNGAI BESAR | Existing | RYB | 230/400 V | Unknown |  | LV LINE |  | 7X_300_1C_AL_PVC/PVC |  |  |  | 0.254 m |  | 7 | 0
379396490 | TNB | DISTRIBUTION | SUNGAI BESAR | Existing | RYB | 230/400 V | Unknown |  | LV LINE |  | 7X_500_1C_CU_PVC/PVC |  |  |  | 0.202 m |  | 7 | 0
379396586 | TNB | DISTRIBUTION | SUNGAI BESAR | Existing | RYB | 230/400 V | Unknown |  | LV LINE |  | 7X_300_1C_AL_PVC/PVC |  |  |  | 0.210 m |  | 7 | 0
379396792 | TNB | DISTRIBUTION | SUNGAI BESAR | Existing | RYB | 230/400 V | Unknown |  | LV LINE |  | 7X_300_1C_AL_PVC/PVC |  |  |  | 0.197 m |  | 7 | 0
379396955 | TNB | DISTRIBUTION | SUNGAI BESAR | Existing | RYB | 230/400 V | Unknown |  | LV LINE |  | 7X_300_1C_AL_PVC/PVC |  |  |  | 0.149 m |  | 7 | 0
379397050 | TNB | DISTRIBUTION | SUNGAI BESAR | Existing | RYB | 230/400 V | Unknown |  | LV LINE |  | 7X_300_1C_AL_PVC/PVC |  |  |  | 0.229 m |  | 7 | 0
379397181 | TNB | DISTRIBUTION | SUNGAI BESAR | Existing | RYB | 230/400 V | Unknown |  | LV LINE |  | 4X_300_1C_AL_PVC/PVC |  |  |  | 0.206 m |  | 4 | 0
379397281 | TNB | DISTRIBUTION | SUNGAI BESAR | Existing | RYB | 230/400 V | Unknown |  | LV LINE |  | 7X_500_1C_CU_PVC/PVC |  |  |  | 0.157 m |  | 7 | 0
379397377 | TNB | DISTRIBUTION | SUNGAI BESAR | Existing | RYB | 230/400 V | Unknown |  | LV LINE |  | 7X_300_1C_AL_PVC/PVC |  |  |  | 0.155 m |  | 7 | 0
379397508 | TNB | DISTRIBUTION | SUNGAI BESAR | Existing | RYB | 230/400 V | Unknown |  | LV LINE |  | 4X_300_1C_AL_PVC/PVC |  |  |  | 0.225 m |  | 4 | 0
379397603 | TNB | DISTRIBUTION | SUNGAI BESAR | Existing | RYB | 230/400 V | Unknown |  | LV LINE |  | 4X_300_1C_AL_PVC/PVC |  |  |  | 0.203 m |  | 4 | 0
379397707 | TNB | DISTRIBUTION | SUNGAI BESAR | Existing | RYB | 230/400 V | Unknown |  | LV LINE |  | 7X_300_1C_AL_PVC/PVC |  |  |  | 0.188 m |  | 7 | 0
379397880 | TNB | DISTRIBUTION | SUNGAI BESAR | Existing | RYB | 230/400 V | Unknown |  | LV LINE |  | 7X_500_1C_CU_PVC/PVC |  |  |  | 0.203 m |  | 7 | 0
379398001 | TNB | DISTRIBUTION | SUNGAI BESAR | Existing | RYB | 230/400 V | Unknown |  | LV LINE |  | 7X_500_1C_CU_PVC/PVC |  |  |  | 0.171 m |  | 7 | 0
379398105 | TNB | DISTRIBUTION | SUNGAI BESAR | Existing | RYB | 230/400 V | Unknown |  | LV LINE |  | 7X_300_1C_AL_PVC/PVC |  |  |  | 0.172 m |  | 7 | 0
379398228 | TNB | DISTRIBUTION | SUNGAI BESAR | Existing | RYB | 230/400 V | Unknown |  | LV LINE |  | 7X_300_1C_AL_PVC/PVC |  |  |  | 0.191 m |  | 7 | 0
379398421 | TNB | DISTRIBUTION | SUNGAI BESAR | Existing | RYB | 230/400 V | Unknown |  | LV LINE |  | 7X_500_1C_CU_PVC/PVC |  |  |  | 0.178 m |  | 7 | 0
379398520 | TNB | DISTRIBUTION | SUNGAI BESAR | Existing | RYB | 230/400 V | Unknown |  | LV LINE |  | 4X_300_1C_AL_PVC/PVC |  |  |  | 0.196 m |  | 4 | 0
379398616 | TNB | DISTRIBUTION | SUNGAI BESAR | Existing | RYB | 230/400 V | Unknown |  | LV LINE |  | 7X_300_1C_AL_PVC/PVC |  |  |  | 0.134 m |  | 7 | 0
379398721 | TNB | DISTRIBUTION | SUNGAI BESAR | Existing | RYB | 230/400 V | Unknown |  | LV LINE |  | 7X_300_1C_AL_PVC/PVC |  |  |  | 0.151 m |  | 7 | 0
379398818 | TNB | DISTRIBUTION | SUNGAI BESAR | Existing | RYB | 230/400 V | Unknown |  | LV LINE |  | 7X_300_1C_AL_PVC/PVC |  |  |  | 0.212 m |  | 7 | 0
379398914 | TNB | DISTRIBUTION | SUNGAI BESAR | Existing | RYB | 230/400 V | Unknown |  | LV LINE |  | 7X_500_1C_CU_PVC/PVC |  |  |  | 0.211 m |  | 7 | 0
379399015 | TNB | DISTRIBUTION | SUNGAI BESAR | Existing | RYB | 230/400 V | Unknown |  | LV LINE |  | 7X_300_1C_AL_PVC/PVC |  |  |  | 0.163 m |  | 7 | 0
379399116 | TNB | DISTRIBUTION | SUNGAI BESAR | Existing | RYB | 230/400 V | Unknown |  | LV LINE |  | 7X_300_1C_AL_PVC/PVC |  |  |  | 0.171 m |  | 7 | 0
379499490 | TNB | DISTRIBUTION | SUNGAI BESAR | Existing | RYB | 230/400 V | Unknown |  | LV LINE |  | 7X_300_1C_AL_PVC/PVC |  |  |  | 0.199 m |  | 7 | 0
379499593 | TNB | DISTRIBUTION | SUNGAI BESAR | Existing | RYB | 230/400 V | Unknown |  | LV LINE |  | 7X_300_1C_AL_PVC/PVC |  |  |  | 0.194 m |  | 7 | 0
379499981 | TNB | DISTRIBUTION | SUNGAI BESAR | Existing | RYB | 230/400 V | Unknown |  | LV LINE |  | 7X_300_1C_AL_PVC/PVC |  |  |  | 0.175 m |  | 7 | 0
379500109 | TNB | DISTRIBUTION | SUNGAI BESAR | Existing | RYB | 230/400 V | Unknown |  | LV LINE |  | 7X_300_1C_AL_PVC/PVC |  |  |  | 0.213 m |  | 7 | 0
379500112 | TNB | DISTRIBUTION | SUNGAI BESAR | Existing | RYB | 230/400 V | Unknown |  | LV LINE |  | 7X_300_1C_AL_PVC/PVC |  |  |  | 0.215 m |  | 7 | 0
379500503 | TNB | DISTRIBUTION | SUNGAI BESAR | Existing | RYB | 230/400 V | Unknown |  | LV LINE |  | 7X_500_1C_CU_PVC/PVC |  |  |  | 0.165 m |  | 7 | 0
379500506 | TNB | DISTRIBUTION | SUNGAI BESAR | Existing | RYB | 230/400 V | Unknown |  | LV LINE |  | 7X_300_1C_AL_PVC/PVC |  |  |  | 0.165 m |  | 7 | 0
379500669 | TNB | DISTRIBUTION | SUNGAI BESAR | Existing | RYB | 230/400 V | Unknown |  | LV LINE |  | 7X_300_1C_AL_PVC/PVC |  |  |  | 0.162 m |  | 7 | 0
379500828 | TNB | DISTRIBUTION | SUNGAI BESAR | Existing | RYB | 230/400 V | Unknown |  | LV LINE |  | 7X_500_1C_CU_PVC/PVC |  |  |  | 0.196 m |  | 7 | 0
379500924 | TNB | DISTRIBUTION | SUNGAI BESAR | Existing | RYB | 230/400 V | Unknown |  | LV LINE |  | 7X_300_1C_AL_PVC/PVC |  |  |  | 0.189 m |  | 7 | 0
379501027 | TNB | DISTRIBUTION | SUNGAI BESAR | Existing | RYB | 230/400 V | Unknown |  | LV LINE |  | 7X_500_1C_CU_PVC/PVC |  |  |  | 0.162 m |  | 7 | 0
379501030 | TNB | DISTRIBUTION | SUNGAI BESAR | Existing | RYB | 230/400 V | Unknown |  | LV LINE |  | 7X_500_1C_CU_PVC/PVC |  |  |  | 0.176 m |  | 7 | 0
379501195 | TNB | DISTRIBUTION | SUNGAI BESAR | Existing | RYB | 230/400 V | Unknown |  | LV LINE |  | 7X_500_1C_CU_PVC/PVC |  |  |  | 0.176 m |  | 7 | 0
379501305 | TNB | DISTRIBUTION | SUNGAI BESAR | Existing | RYB | 230/400 V | Unknown |  | LV LINE |  | 4X_300_1C_AL_PVC/PVC |  |  |  | 0.180 m |  | 4 | 0
379501401 | TNB | DISTRIBUTION | SUNGAI BESAR | Existing | RYB | 230/400 V | Unknown |  | LV LINE |  | 7X_500_1C_CU_PVC/PVC |  |  |  | 0.214 m |  | 7 | 0
379501497 | TNB | DISTRIBUTION | SUNGAI BESAR | Existing | RYB | 230/400 V | Unknown |  | LV LINE |  | 7X_300_1C_AL_PVC/PVC |  |  |  | 0.182 m |  | 7 | 0
379501596 | TNB | DISTRIBUTION | SUNGAI BESAR | Existing | RYB | 230/400 V | Unknown |  | LV LINE |  | 7X_300_1C_AL_PVC/PVC |  |  |  | 0.138 m |  | 7 | 0
379501715 | TNB | DISTRIBUTION | SUNGAI BESAR | Existing | RYB | 230/400 V | Unknown |  | LV LINE |  | 7X_300_1C_AL_PVC/PVC |  |  |  | 0.199 m |  | 7 | 0
379501809 | TNB | DISTRIBUTION | SUNGAI BESAR | Existing | RYB | 230/400 V | Unknown |  | LV LINE |  | 7X_500_1C_CU_PVC/PVC |  |  |  | 0.190 m |  | 7 | 0
379501925 | TNB | DISTRIBUTION | SUNGAI BESAR | Existing | RYB | 230/400 V | Unknown |  | LV LINE |  | 7X_300_1C_AL_PVC/PVC |  |  |  | 0.253 m |  | 7 | 0
379502025 | TNB | DISTRIBUTION | SUNGAI BESAR | Existing | RYB | 230/400 V | Unknown |  | LV LINE |  | 7X_300_1C_AL_PVC/PVC |  |  |  | 0.150 m |  | 7 | 0
379502121 | TNB | DISTRIBUTION | SUNGAI BESAR | Existing | RYB | 230/400 V | Unknown |  | LV LINE |  | 7X_300_1C_AL_PVC/PVC |  |  |  | 0.300 m |  | 7 | 0
379502216 | TNB | DISTRIBUTION | SUNGAI BESAR | Existing | RYB | 230/400 V | Unknown |  | LV LINE |  | 7X_300_1C_AL_PVC/PVC |  |  |  | 0.240 m |  | 7 | 0
379502311 | TNB | DISTRIBUTION | SUNGAI BESAR | Existing | RYB | 230/400 V | Unknown |  | LV LINE |  | 7X_300_1C_AL_PVC/PVC |  |  |  | 0.166 m |  | 7 | 0
379502406 | TNB | DISTRIBUTION | SUNGAI BESAR | Existing | RYB | 230/400 V | Unknown |  | LV LINE |  | 7X_300_1C_AL_PVC/PVC |  |  |  | 0.163 m |  | 7 | 0
379502510 | TNB | DISTRIBUTION | SUNGAI BESAR | Existing | RYB | 230/400 V | Unknown |  | LV LINE |  | 7X_300_1C_AL_PVC/PVC |  |  |  | 0.189 m |  | 7 | 0
379502814 | TNB | DISTRIBUTION | SUNGAI BESAR | Existing | RYB | 230/400 V | Unknown |  | LV LINE |  | 7X_300_1C_AL_PVC/PVC |  |  |  | 0.148 m |  | 7 | 0
379502817 | TNB | DISTRIBUTION | SUNGAI BESAR | Existing | RYB | 230/400 V | Unknown |  | LV LINE |  | 7X_500_1C_CU_PVC/PVC |  |  |  | 0.153 m |  | 7 | 0
379502993 | TNB | DISTRIBUTION | SUNGAI BESAR | Existing | RYB | 230/400 V | Unknown |  | LV LINE |  | 7X_300_1C_AL_PVC/PVC |  |  |  | 0.159 m |  | 7 | 0
379503098 | TNB | DISTRIBUTION | SUNGAI BESAR | Existing | RYB | 230/400 V | Unknown |  | LV LINE |  | 7X_500_1C_CU_PVC/PVC |  |  |  | 0.143 m |  | 7 | 0
379503196 | TNB | DISTRIBUTION | SUNGAI BESAR | Existing | RYB | 230/400 V | Unknown |  | LV LINE |  | 7X_300_1C_AL_PVC/PVC |  |  |  | 0.158 m |  | 7 | 0
379503314 | TNB | DISTRIBUTION | SUNGAI BESAR | Existing | RYB | 230/400 V | Unknown |  | LV LINE |  | 7X_300_1C_AL_PVC/PVC |  |  |  | 0.132 m |  | 7 | 0
379503410 | TNB | DISTRIBUTION | SUNGAI BESAR | Existing | RYB | 230/400 V | Unknown |  | LV LINE |  | 7X_300_1C_AL_PVC/PVC |  |  |  | 0.212 m |  | 7 | 0
379503505 | TNB | DISTRIBUTION | SUNGAI BESAR | Existing | RYB | 230/400 V | Unknown |  | LV LINE |  | 7X_300_1C_AL_PVC/PVC |  |  |  | 0.152 m |  | 7 | 0
379503605 | TNB | DISTRIBUTION | SUNGAI BESAR | Existing | RYB | 230/400 V | Unknown |  | LV LINE |  | 7X_500_1C_CU_PVC/PVC |  |  |  | 0.187 m |  | 7 | 0
379503701 | TNB | DISTRIBUTION | SUNGAI BESAR | Existing | RYB | 230/400 V | Unknown |  | LV LINE |  | 7X_300_1C_AL_PVC/PVC |  |  |  | 0.142 m |  | 7 | 0
379546737 | TNB | DISTRIBUTION | SUNGAI BESAR | Existing | RYB | 230/400 V | Unknown |  | LV LINE |  | 7X_500_1C_CU_PVC/PVC |  |  |  | 0.153 m |  | 7 | 0
379546833 | TNB | DISTRIBUTION | SUNGAI BESAR | Existing | RYB | 230/400 V | Unknown |  | LV LINE |  | 7X_300_1C_AL_PVC/PVC |  |  |  | 0.168 m |  | 7 | 0
379546938 | TNB | DISTRIBUTION | SUNGAI BESAR | Existing | RYB | 230/400 V | Unknown |  | LV LINE |  | 7X_300_1C_AL_PVC/PVC |  |  |  | 0.178 m |  | 7 | 0
379547068 | TNB | DISTRIBUTION | SUNGAI BESAR | Existing | RYB | 230/400 V | Unknown |  | LV LINE |  | 7X_300_1C_AL_PVC/PVC |  |  |  | 0.174 m |  | 7 | 0
379547178 | TNB | DISTRIBUTION | SUNGAI BESAR | Existing | RYB | 230/400 V | Unknown |  | LV LINE |  | 7X_500_1C_CU_PVC/PVC |  |  |  | 0.174 m |  | 7 | 0
379547287 | TNB | DISTRIBUTION | SUNGAI BESAR | Existing | RYB | 230/400 V | Unknown |  | LV LINE |  | 4X_300_1C_AL_PVC/PVC |  |  |  | 0.191 m |  | 4 | 0
379547387 | TNB | DISTRIBUTION | SUNGAI BESAR | Existing | RYB | 230/400 V | Unknown |  | LV LINE |  | 7X_500_1C_CU_PVC/PVC |  |  |  | 0.215 m |  | 7 | 0
379547483 | TNB | DISTRIBUTION | SUNGAI BESAR | Existing | RYB | 230/400 V | Unknown |  | LV LINE |  | 7X_300_1C_AL_PVC/PVC |  |  |  | 0.175 m |  | 7 | 0
379547586 | TNB | DISTRIBUTION | SUNGAI BESAR | Existing | RYB | 230/400 V | Unknown |  | LV LINE |  | 7X_300_1C_AL_PVC/PVC |  |  |  | 0.145 m |  | 7 | 0
379547690 | TNB | DISTRIBUTION | SUNGAI BESAR | Existing | RYB | 230/400 V | Unknown |  | LV LINE |  | 7X_500_1C_CU_PVC/PVC |  |  |  | 0.159 m |  | 7 | 0
379547795 | TNB | DISTRIBUTION | SUNGAI BESAR | Existing | RYB | 230/400 V | Unknown |  | LV LINE |  | 7X_300_1C_AL_PVC/PVC |  |  |  | 0.216 m |  | 7 | 0
379547910 | TNB | DISTRIBUTION | SUNGAI BESAR | Existing | RYB | 230/400 V | Unknown |  | LV LINE |  | 7X_300_1C_AL_PVC/PVC |  |  |  | 0.259 m |  | 7 | 0
379548017 | TNB | DISTRIBUTION | SUNGAI BESAR | Existing | RYB | 230/400 V | Unknown |  | LV LINE |  | 7X_300_1C_AL_PVC/PVC |  |  |  | 0.229 m |  | 7 | 0
379548114 | TNB | DISTRIBUTION | SUNGAI BESAR | Existing | RYB | 230/400 V | Unknown |  | LV LINE |  | 4X_300_1C_AL_PVC/PVC |  |  |  | 0.212 m |  | 4 | 0
379548209 | TNB | DISTRIBUTION | SUNGAI BESAR | Existing | RYB | 230/400 V | Unknown |  | LV LINE |  | 4X_300_1C_AL_PVC/PVC |  |  |  | 0.283 m |  | 4 | 0
379548310 | TNB | DISTRIBUTION | SUNGAI BESAR | Existing | RYB | 230/400 V | Unknown |  | LV LINE |  | 4X_300_1C_AL_PVC/PVC |  |  |  | 0.236 m |  | 4 | 0
379548413 | TNB | DISTRIBUTION | SUNGAI BESAR | Existing | RYB | 230/400 V | Unknown |  | LV LINE |  | 4X_300_1C_AL_PVC/PVC |  |  |  | 0.221 m |  | 4 | 0
379548525 | TNB | DISTRIBUTION | SUNGAI BESAR | Existing | RYB | 230/400 V | Unknown |  | LV LINE |  | 7X_500_1C_CU_PVC/PVC |  |  |  | 0.281 m |  | 7 | 0
379548621 | TNB | DISTRIBUTION | SUNGAI BESAR | Existing | RYB | 230/400 V | Unknown |  | LV LINE |  | 7X_300_1C_AL_PVC/PVC |  |  |  | 0.273 m |  | 7 | 0
379548717 | TNB | DISTRIBUTION | SUNGAI BESAR | Existing | RYB | 230/400 V | Unknown |  | LV LINE |  | 7X_300_1C_AL_PVC/PVC |  |  |  | 0.216 m |  | 7 | 0
379548813 | TNB | DISTRIBUTION | SUNGAI BESAR | Existing | RYB | 230/400 V | Unknown |  | LV LINE |  | 4X_300_1C_AL_PVC/PVC |  |  |  | 0.225 m |  | 4 | 0
379548921 | TNB | DISTRIBUTION | SUNGAI BESAR | Existing | RYB | 230/400 V | Unknown |  | LV LINE |  | 4X_300_1C_AL_PVC/PVC |  |  |  | 0.340 m |  | 4 | 0
379549018 | TNB | DISTRIBUTION | SUNGAI BESAR | Existing | RYB | 230/400 V | Unknown |  | LV LINE |  | 4X_300_1C_AL_PVC/PVC |  |  |  | 0.284 m |  | 4 | 0
379549401 | TNB | DISTRIBUTION | SUNGAI BESAR | Existing | RYB | 230/400 V | Unknown |  | LV LINE |  | 7X_300_1C_AL_PVC/PVC |  |  |  | 0.211 m |  | 7 | 0
379549497 | TNB | DISTRIBUTION | SUNGAI BESAR | Existing | RYB | 230/400 V | Unknown |  | LV LINE |  | 4X_300_1C_AL_PVC/PVC |  |  |  | 0.226 m |  | 4 | 0
379549593 | TNB | DISTRIBUTION | SUNGAI BESAR | Existing | RYB | 230/400 V | Unknown |  | LV LINE |  | 7X_300_1C_AL_PVC/PVC |  |  |  | 0.284 m |  | 7 | 0
379549689 | TNB | DISTRIBUTION | SUNGAI BESAR | Existing | RYB | 230/400 V | Unknown |  | LV LINE |  | 7X_300_1C_AL_PVC/PVC |  |  |  | 0.262 m |  | 7 | 0
379549785 | TNB | DISTRIBUTION | SUNGAI BESAR | Existing | RYB | 230/400 V | Unknown |  | LV LINE |  | 7X_500_1C_CU_PVC/PVC |  |  |  | 0.234 m |  | 7 | 0
379549885 | TNB | DISTRIBUTION | SUNGAI BESAR | Existing | RYB | 230/400 V | Unknown |  | LV LINE |  | 7X_300_1C_AL_PVC/PVC |  |  |  | 0.226 m |  | 7 | 0
379550040 | TNB | DISTRIBUTION | SUNGAI BESAR | Existing | RYB | 230/400 V | Unknown |  | LV LINE |  | 7X_500_1C_CU_PVC/PVC |  |  |  | 0.160 m |  | 7 | 0
379637086 | TNB | DISTRIBUTION | SUNGAI BESAR | Existing | RYB | 230/400 V | Unknown |  | LV LINE |  | 4X_300_1C_AL_PVC/PVC |  |  |  | 0.060 m |  | 4 | 0
379637208 | TNB | DISTRIBUTION | SUNGAI BESAR | Existing | RYB | 230/400 V | Unknown |  | LV LINE |  | 7X_300_1C_AL_PVC/PVC |  |  |  | 0.060 m |  | 7 | 0
379637404 | TNB | DISTRIBUTION | SUNGAI BESAR | Existing | RYB | 230/400 V | Unknown |  | LV LINE |  | 7X_300_1C_AL_PVC/PVC |  |  |  | 0.060 m |  | 7 | 0
379637499 | TNB | DISTRIBUTION | SUNGAI BESAR | Existing | RYB | 230/400 V | Unknown |  | LV LINE |  | 7X_500_1C_CU_PVC/PVC |  |  |  | 0.060 m |  | 7 | 0
379637775 | TNB | DISTRIBUTION | SUNGAI BESAR | Existing | RYB | 230/400 V | Unknown |  | LV LINE |  | 7X_300_1C_AL_PVC/PVC |  |  |  | 0.247 m |  | 7 | 0
379638050 | TNB | DISTRIBUTION | SUNGAI BESAR | Existing | RYB | 230/400 V | Unknown |  | LV LINE |  | 7X_500_1C_CU_PVC/PVC |  |  |  | 0.060 m |  | 7 | 0
379638282 | TNB | DISTRIBUTION | SUNGAI BESAR | Existing | RYB | 230/400 V | Unknown |  | LV LINE |  | 7X_300_1C_AL_PVC/PVC |  |  |  | 0.060 m |  | 7 | 0
379638461 | TNB | DISTRIBUTION | SUNGAI BESAR | Existing | RYB | 230/400 V | Unknown |  | LV LINE |  | 7X_300_1C_AL_PVC/PVC |  |  |  | 0.060 m |  | 7 | 0
379638566 | TNB | DISTRIBUTION | SUNGAI BESAR | Existing | RYB | 230/400 V | Unknown |  | LV LINE |  | 4X_300_1C_AL_PVC/PVC |  |  |  | 0.060 m |  | 4 | 0
379638663 | TNB | DISTRIBUTION | SUNGAI BESAR | Existing | RYB | 230/400 V | Unknown |  | LV LINE |  | 7X_300_1C_AL_PVC/PVC |  |  |  | 0.060 m |  | 7 | 0
379638759 | TNB | DISTRIBUTION | SUNGAI BESAR | Existing | RYB | 230/400 V | Unknown |  | LV LINE |  | 4X_300_1C_AL_PVC/PVC |  |  |  | 0.060 m |  | 4 | 0
379638857 | TNB | DISTRIBUTION | SUNGAI BESAR | Existing | RYB | 230/400 V | Unknown |  | LV LINE |  | 4X_300_1C_AL_PVC/PVC |  |  |  | 0.060 m |  | 4 | 0
379638952 | TNB | DISTRIBUTION | SUNGAI BESAR | Existing | RYB | 230/400 V | Unknown |  | LV LINE |  | 4X_300_1C_AL_PVC/PVC |  |  |  | 0.060 m |  | 4 | 0
379639168 | TNB | DISTRIBUTION | SUNGAI BESAR | Existing | RYB | 230/400 V |  |  | LV LINE |  | 7X_500_1C_CU_PVC/PVC |  |  |  | 0.218 m |  | 7 | 0
379639382 | TNB | DISTRIBUTION | SUNGAI BESAR | Existing | RYB | 230/400 V | Unknown |  | LV LINE |  | 4X_300_1C_AL_PVC/PVC |  |  |  | 0.060 m |  | 4 | 0
379639560 | TNB | DISTRIBUTION | SUNGAI BESAR | Existing | RYB | 230/400 V | Unknown |  | LV LINE |  | 7X_300_1C_AL_PVC/PVC |  |  |  | 0.060 m |  | 7 | 0
379639757 | TNB | DISTRIBUTION | SUNGAI BESAR | Existing | RYB | 230/400 V | Unknown |  | LV LINE |  | 7X_300_1C_AL_PVC/PVC |  |  |  | 0.060 m |  | 7 | 0
379640159 | TNB | DISTRIBUTION | SUNGAI BESAR | Existing | RYB | 230/400 V | Unknown |  | LV LINE |  | 7X_300_1C_AL_PVC/PVC |  |  |  | 0.060 m |  | 7 | 0
379640343 | TNB | DISTRIBUTION | SUNGAI BESAR | Existing | RYB | 230/400 V | Unknown |  | LV LINE |  | 7X_500_1C_CU_PVC/PVC |  |  |  | 0.060 m |  | 7 | 0
379640455 | TNB | DISTRIBUTION | SUNGAI BESAR | Existing | RYB | 230/400 V | Unknown |  | LV LINE |  | 7X_300_1C_AL_PVC/PVC |  |  |  | 0.060 m |  | 7 | 0
379640551 | TNB | DISTRIBUTION | SUNGAI BESAR | Existing | RYB | 230/400 V | Unknown |  | LV LINE |  | 7X_500_1C_CU_PVC/PVC |  |  |  | 0.060 m |  | 7 | 0
379640740 | TNB | DISTRIBUTION | SUNGAI BESAR | Existing | RYB | 230/400 V | Unknown |  | LV LINE |  | 7X_500_1C_CU_PVC/PVC |  |  |  | 0.060 m |  | 7 | 0
379640836 | TNB | DISTRIBUTION | SUNGAI BESAR | Existing | RYB | 230/400 V | Unknown |  | LV LINE |  | 7X_300_1C_AL_PVC/PVC |  |  |  | 0.060 m |  | 7 | 0
379640957 | TNB | DISTRIBUTION | SUNGAI BESAR | Existing | RYB | 230/400 V | Unknown |  | LV LINE |  | 4X_300_1C_AL_PVC/PVC |  |  |  | 0.060 m |  | 4 | 0
379689347 | TNB | DISTRIBUTION | SUNGAI BESAR | Existing | RYB | 230/400 V | Unknown |  | LV LINE |  | 7X_500_1C_CU_PVC/PVC |  |  |  | 0.252 m |  | 7 | 0
379689350 | TNB | DISTRIBUTION | SUNGAI BESAR | Existing | RYB | 230/400 V | Unknown |  | LV LINE |  | 7X_500_1C_CU_PVC/PVC |  |  |  | 0.250 m |  | 7 | 0
379689515 | TNB | DISTRIBUTION | SUNGAI BESAR | Existing | RYB | 230/400 V | Unknown |  | LV LINE |  | 7X_500_1C_CU_PVC/PVC |  |  |  | 0.279 m |  | 7 | 0
379689611 | TNB | DISTRIBUTION | SUNGAI BESAR | Existing | RYB | 230/400 V | Unknown |  | LV LINE |  | 7X_500_1C_CU_PVC/PVC |  |  |  | 0.251 m |  | 7 | 0
379689713 | TNB | DISTRIBUTION | SUNGAI BESAR | Existing | RYB | 230/400 V | Unknown |  | LV LINE |  | 7X_500_1C_CU_PVC/PVC |  |  |  | 0.260 m |  | 7 | 0
379689827 | TNB | DISTRIBUTION | SUNGAI BESAR | Existing | RYB | 230/400 V | Unknown |  | LV LINE |  | 7X_500_1C_CU_PVC/PVC |  |  |  | 0.288 m |  | 7 | 0
379689930 | TNB | DISTRIBUTION | SUNGAI BESAR | Existing | RYB | 230/400 V | Unknown |  | LV LINE |  | 7X_500_1C_CU_PVC/PVC |  |  |  | 0.204 m |  | 7 | 0
379690046 | TNB | DISTRIBUTION | SUNGAI BESAR | Existing | RYB | 230/400 V | Unknown |  | LV LINE |  | 7X_500_1C_CU_PVC/PVC |  |  |  | 0.198 m |  | 7 | 0
379690151 | TNB | DISTRIBUTION | SUNGAI BESAR | Existing | RYB | 230/400 V | Unknown |  | LV LINE |  | 7X_500_1C_CU_PVC/PVC |  |  |  | 0.227 m |  | 7 | 0
379690247 | TNB | DISTRIBUTION | SUNGAI BESAR | Existing | RYB | 230/400 V | Unknown |  | LV LINE |  | 7X_300_1C_AL_PVC/PVC |  |  |  | 0.360 m |  | 7 | 0
379690342 | TNB | DISTRIBUTION | SUNGAI BESAR | Existing | RYB | 230/400 V | Unknown |  | LV LINE |  | 7X_300_1C_AL_PVC/PVC |  |  |  | 0.235 m |  | 7 | 0
379690438 | TNB | DISTRIBUTION | SUNGAI BESAR | Existing | RYB | 230/400 V | Unknown |  | LV LINE |  | 7X_500_1C_CU_PVC/PVC |  |  |  | 0.260 m |  | 7 | 0
379690614 | TNB | DISTRIBUTION | SUNGAI BESAR | Existing | RYB | 230/400 V | Unknown |  | LV LINE |  | 7X_500_1C_CU_PVC/PVC |  |  |  | 0.209 m |  | 7 | 0
379690709 | TNB | DISTRIBUTION | SUNGAI BESAR | Existing | RYB | 230/400 V | Unknown |  | LV LINE |  | 7X_500_1C_CU_PVC/PVC |  |  |  | 0.205 m |  | 7 | 0
379690811 | TNB | DISTRIBUTION | SUNGAI BESAR | Existing | RYB | 230/400 V | Unknown |  | LV LINE |  | 7X_500_1C_CU_PVC/PVC |  |  |  | 0.207 m |  | 7 | 0
379795645 | TNB | DISTRIBUTION | SUNGAI BESAR | Existing | RYB | 230/400 V | Unknown |  | LV LINE |  | 7X_300_1C_AL_PVC/PVC |  |  |  | 0.225 m |  | 7 | 0
379855946 | TNB | DISTRIBUTION | SUNGAI BESAR | Existing | RYB | 230/400 V | Unknown |  | LV LINE |  | 7X_500_1C_CU_PVC/PVC |  |  |  | 0.060 m |  | 7 | 0
379855949 | TNB | DISTRIBUTION | SUNGAI BESAR | Existing | RYB | 230/400 V | Unknown |  | LV LINE |  | 7X_500_1C_CU_PVC/PVC |  |  |  | 0.060 m |  | 7 | 0
379856113 | TNB | DISTRIBUTION | SUNGAI BESAR | Existing | RYB | 230/400 V | Unknown |  | LV LINE |  | 7X_500_1C_CU_PVC/PVC |  |  |  | 0.060 m |  | 7 | 0
379856231 | TNB | DISTRIBUTION | SUNGAI BESAR | Existing | RYB | 230/400 V | Unknown |  | LV LINE |  | 7X_300_1C_AL_PVC/PVC |  |  |  | 0.084 m |  | 7 | 0
379856346 | TNB | DISTRIBUTION | SUNGAI BESAR | Existing | RYB | 230/400 V | Unknown |  | LV LINE |  | 7X_500_1C_CU_PVC/PVC |  |  |  | 0.060 m |  | 7 | 0
379856349 | TNB | DISTRIBUTION | SUNGAI BESAR | Existing | RYB | 230/400 V | Unknown |  | LV LINE |  | 7X_500_1C_CU_PVC/PVC |  |  |  | 0.060 m |  | 7 | 0
379856523 | TNB | DISTRIBUTION | SUNGAI BESAR | Existing | RYB | 230/400 V | Unknown |  | LV LINE |  | 7X_500_1C_CU_PVC/PVC |  |  |  | 0.060 m |  | 7 | 0
379856526 | TNB | DISTRIBUTION | SUNGAI BESAR | Existing | RYB | 230/400 V | Unknown |  | LV LINE |  | 7X_500_1C_CU_PVC/PVC |  |  |  | 0.060 m |  | 7 | 0
379856779 | TNB | DISTRIBUTION | SUNGAI BESAR | Existing | RYB | 230/400 V | Unknown |  | LV LINE |  | 7X_300_1C_AL_PVC/PVC |  |  |  | 0.060 m |  | 7 | 0
379857169 | TNB | DISTRIBUTION | SUNGAI BESAR | Existing | RYB | 230/400 V | Unknown |  | LV LINE |  | 7X_300_1C_AL_PVC/PVC |  |  |  | 0.060 m |  | 7 | 0
379857307 | TNB | DISTRIBUTION | SUNGAI BESAR | Existing | RYB | 230/400 V | Unknown |  | LV LINE |  | 4X_300_1C_AL_PVC/PVC |  |  |  | 0.060 m |  | 4 | 0
379857310 | TNB | DISTRIBUTION | SUNGAI BESAR | Existing | RYB | 230/400 V | Unknown |  | LV LINE |  | 7X_500_1C_CU_PVC/PVC |  |  |  | 0.060 m |  | 7 | 0
379857674 | TNB | DISTRIBUTION | SUNGAI BESAR | Existing | RYB | 230/400 V | Unknown |  | LV LINE |  | 7X_500_1C_CU_PVC/PVC |  |  |  | 0.157 m |  | 7 | 0
379864443 | TNB | DISTRIBUTION | SUNGAI BESAR | Existing | RYB | 230/400 V | Unknown |  | LV LINE |  | 4X_300_1C_AL_PVC/PVC |  |  |  | 0.243 m |  | 4 | 0
380205711 | TNB | DISTRIBUTION | SUNGAI BESAR | Existing | RYB | 230/400 V |  |  | LV LINE |  | 25_4C_AL_XLPE |  |  |  | 31.331 m |  | 4 | 0
380205716 | TNB | DISTRIBUTION | SUNGAI BESAR | Existing | RYB | 230/400 V |  |  | LV LINE |  | 185_4C_AL_XLPE |  |  |  | 58.316 m |  | 4 | 0
380205721 | TNB | DISTRIBUTION | SUNGAI BESAR | Existing | RYB | 230/400 V |  |  | SERVICE LINE |  | 25_4C_AL_XLPE |  |  |  | 35.899 m |  | 4 | 0
380205731 | TNB | DISTRIBUTION | SUNGAI BESAR | Existing | RYB | 230/400 V |  |  | SERVICE LINE |  | Unknown |  |  |  | 4.033 m |  | 3 | 0
380205735 | TNB | DISTRIBUTION | SUNGAI BESAR | Existing | RYB | 230/400 V |  |  | SERVICE LINE |  | Unknown |  |  |  | 0.718 m |  | 3 | 0
380205739 | TNB | DISTRIBUTION | SUNGAI BESAR | Existing | RYB | 230/400 V |  |  | SERVICE LINE |  | 25_4C_AL_XLPE |  |  |  | 2.694 m |  | 4 | 0
380205744 | TNB | DISTRIBUTION | SUNGAI BESAR | Existing | RYB | 230/400 V |  |  | SERVICE LINE |  | 25_4C_AL_XLPE |  |  |  | 0.680 m |  | 4 | 0
380205749 | TNB | DISTRIBUTION | SUNGAI BESAR | Existing | RYB | 230/400 V |  |  | SERVICE LINE |  | 25_4C_AL_XLPE |  |  |  | 1.931 m |  | 4 | 0
380205754 | TNB | DISTRIBUTION | SUNGAI BESAR | Existing | RYB | 230/400 V |  |  | SERVICE LINE |  | 25_4C_AL_XLPE |  |  |  | 1.283 m |  | 4 | 0
380205759 | TNB | DISTRIBUTION | SUNGAI BESAR | Existing | RYB | 230/400 V |  |  | SERVICE LINE |  | Unknown |  |  |  | 2.514 m |  | 3 | 0
380205763 | TNB | DISTRIBUTION | SUNGAI BESAR | Existing | RYB | 230/400 V |  |  | SERVICE LINE |  | Unknown |  |  |  | 0.885 m |  | 3 | 0
380205767 | TNB | DISTRIBUTION | SUNGAI BESAR | Existing | RYB | 230/400 V |  |  | SERVICE LINE |  | 25_4C_AL_XLPE |  |  |  | 4.272 m |  | 4 | 0
380205772 | TNB | DISTRIBUTION | SUNGAI BESAR | Existing | RYB | 230/400 V |  |  | SERVICE LINE |  | 25_4C_AL_XLPE |  |  |  | 0.877 m |  | 4 | 0
380205777 | TNB | DISTRIBUTION | SUNGAI BESAR | Existing | RYB | 230/400 V |  |  | SERVICE LINE |  | Unknown |  |  |  | 2.091 m |  | 3 | 0
380205781 | TNB | DISTRIBUTION | SUNGAI BESAR | Existing | RYB | 230/400 V |  |  | SERVICE LINE |  | Unknown |  |  |  | 2.109 m |  | 3 | 0
380205785 | TNB | DISTRIBUTION | SUNGAI BESAR | Existing | RYB | 230/400 V |  |  | SERVICE LINE |  | Unknown |  |  |  | 1.562 m |  | 3 | 0
380205789 | TNB | DISTRIBUTION | SUNGAI BESAR | Existing | RYB | 230/400 V |  |  | SERVICE LINE |  | Unknown |  |  |  | 1.487 m |  | 3 | 0
380205793 | TNB | DISTRIBUTION | SUNGAI BESAR | Existing | RYB | 230/400 V |  |  | LV LINE |  | Unknown |  |  |  | 18.824 m |  | 3 | 0
380205797 | TNB | DISTRIBUTION | SUNGAI BESAR | Existing | RYB | 230/400 V |  |  | LV LINE |  | Unknown |  |  |  | 21.216 m |  | 3 | 0
380205801 | TNB | DISTRIBUTION | SUNGAI BESAR | Existing | RYB | 230/400 V |  |  | LV LINE |  | Unknown |  |  |  | 16.521 m |  | 3 | 0
380205805 | TNB | DISTRIBUTION | SUNGAI BESAR | Existing | RYB | 230/400 V |  |  | LV LINE |  | 185_4C_AL_PILC |  |  |  | 98.902 m | PUNCA BEKALAN TIDAK DIKETAHUI | 4 | 0
380205815 | TNB | DISTRIBUTION | SUNGAI BESAR | Existing | RYB | 230/400 V |  |  | LV LINE |  | 185_4C_AL_XLPE |  |  |  | 18.548 m |  | 4 | 0
380205820 | TNB | DISTRIBUTION | SUNGAI BESAR | Existing | RYB | 230/400 V |  |  | LV LINE |  | 185_4C_AL_XLPE |  |  |  | 7.217 m |  | 4 | 0
380224674 | TNB | DISTRIBUTION | SUNGAI BESAR | Existing | RYB | 230/400 V |  |  | SERVICE LINE |  | 185_4C_AL_XLPE |  |  |  | 9.010 m |  | 4 | 0
380224679 | TNB | DISTRIBUTION | SUNGAI BESAR | Existing | RYB | 230/400 V |  |  | SERVICE LINE |  | 185_4C_AL_XLPE |  |  |  | 8.488 m |  | 4 | 0
380224700 | TNB | DISTRIBUTION | SUNGAI BESAR | Existing | RYB | 230/400 V |  |  | SERVICE LINE |  | 185_4C_AL_XLPE |  |  |  | 48.306 m |  | 4 | 0
380224705 | TNB | DISTRIBUTION | SUNGAI BESAR | Existing | RYB | 230/400 V |  |  | SERVICE LINE |  | 185_4C_AL_XLPE |  |  |  | 56.078 m |  | 4 | 0
380224710 | TNB | DISTRIBUTION | SUNGAI BESAR | Existing | RYB | 230/400 V |  |  | SERVICE LINE |  | 185_4C_AL_XLPE |  |  |  | 8.610 m |  | 4 | 0
380224715 | TNB | DISTRIBUTION | SUNGAI BESAR | Existing | RYB | 230/400 V |  |  | SERVICE LINE |  | 185_4C_AL_XLPE |  |  |  | 0.111 m |  | 4 | 0
380224720 | TNB | DISTRIBUTION | SUNGAI BESAR | Existing | RYB | 230/400 V |  |  | SERVICE LINE |  | 185_4C_AL_XLPE |  |  |  | 0.103 m |  | 4 | 0
380224731 | TNB | DISTRIBUTION | SUNGAI BESAR | Existing | RYB | 230/400 V |  |  | SERVICE LINE |  | 185_4C_AL_XLPE |  |  |  | 5.269 m |  | 4 | 0
380224736 | TNB | DISTRIBUTION | SUNGAI BESAR | Existing | RYB | 230/400 V |  |  | SERVICE LINE |  | 185_4C_AL_XLPE |  |  |  | 6.246 m |  | 4 | 0
380224799 | TNB | DISTRIBUTION | SUNGAI BESAR | Existing | RYB | 230/400 V |  |  | SERVICE LINE |  | 185_4C_AL_XLPE |  |  |  | 4.681 m |  | 4 | 0
380224804 | TNB | DISTRIBUTION | SUNGAI BESAR | Existing | RYB | 230/400 V |  |  | SERVICE LINE |  | 185_4C_AL_XLPE |  |  |  | 4.301 m |  | 4 | 0
380224824 | TNB | DISTRIBUTION | SUNGAI BESAR | Existing | RYB | 230/400 V |  |  | SERVICE LINE |  | 185_4C_AL_XLPE |  |  |  | 16.271 m |  | 4 | 0
380224836 | TNB | DISTRIBUTION | SUNGAI BESAR | Existing | RYB | 230/400 V |  |  | SERVICE LINE |  | 185_4C_AL_XLPE |  |  |  | 2.048 m |  | 4 | 0
380224862 | TNB | DISTRIBUTION | SUNGAI BESAR | Existing | RYB | 230/400 V |  |  | SERVICE LINE |  | 185_4C_AL_XLPE |  |  |  | 2.315 m |  | 4 | 0
380224876 | TNB | DISTRIBUTION | SUNGAI BESAR | Existing | RYB | 230/400 V |  |  | SERVICE LINE |  | 185_4C_AL_XLPE |  |  |  | 2.212 m |  | 4 | 0
380224884 | TNB | DISTRIBUTION | SUNGAI BESAR | Existing | RYB | 230/400 V |  |  | SERVICE LINE |  | 185_4C_AL_XLPE |  |  |  | 9.176 m |  | 4 | 0
380224949 | TNB | DISTRIBUTION | SUNGAI BESAR | Existing | RYB | 230/400 V |  |  | SERVICE LINE |  | 185_4C_AL_XLPE |  |  |  | 2.360 m |  | 4 | 0
380224954 | TNB | DISTRIBUTION | SUNGAI BESAR | Existing | RYB | 230/400 V |  |  | SERVICE LINE |  | 185_4C_AL_XLPE |  |  |  | 1.317 m |  | 4 | 0
380224965 | TNB | DISTRIBUTION | SUNGAI BESAR | Existing | RYB | 230/400 V |  |  | SERVICE LINE |  | 185_4C_AL_XLPE |  |  |  | 10.162 m |  | 4 | 0
380224985 | TNB | DISTRIBUTION | SUNGAI BESAR | Existing | RYB | 230/400 V |  |  | SERVICE LINE |  | 185_4C_AL_XLPE |  |  |  | 5.305 m |  | 4 | 0
380253220 | TNB | DISTRIBUTION | SUNGAI BESAR | Existing | RYB | 230/400 V |  |  | SERVICE LINE |  | Unknown |  |  |  | 4.336 m |  | 3 | 0
380253224 | TNB | DISTRIBUTION | SUNGAI BESAR | Existing | RYB | 230/400 V |  |  | SERVICE LINE |  | Unknown |  |  |  | 2.461 m |  | 3 | 0
380253228 | TNB | DISTRIBUTION | SUNGAI BESAR | Existing | RYB | 230/400 V |  |  | SERVICE LINE |  | 70_4C_AL_PILC |  |  |  | 27.307 m |  | 4 | 0
380253233 | TNB | DISTRIBUTION | SUNGAI BESAR | Existing | RYB | 230/400 V |  |  | SERVICE LINE |  | 70_4C_AL_PILC |  |  |  | 2.974 m |  | 4 | 0
380253238 | TNB | DISTRIBUTION | SUNGAI BESAR | Existing | RYB | 230/400 V |  |  | LV LINE |  | 185_4C_AL_PILC |  |  |  | 13.721 m |  | 4 | 0
380253243 | TNB | DISTRIBUTION | SUNGAI BESAR | Existing | RYB | 230/400 V |  |  | LV LINE |  | 185_4C_AL_PILC |  |  |  | 13.832 m |  | 4 | 0
380253248 | TNB | DISTRIBUTION | SUNGAI BESAR | Existing | R | 230/400 V |  |  | SERVICE LINE |  | ARMOURED_16MM |  |  |  | 4.229 m |  | 2 | 0
380253251 | TNB | DISTRIBUTION | SUNGAI BESAR | Existing | R | 230/400 V |  |  | SERVICE LINE |  | ARMOURED_16MM |  |  |  | 2.885 m |  | 2 | 0
380253254 | TNB | DISTRIBUTION | SUNGAI BESAR | Existing | RYB | 230/400 V |  |  | SERVICE LINE |  | 185_4C_AL_XLPE |  |  |  | 7.145 m |  | 4 | 0
380253259 | TNB | DISTRIBUTION | SUNGAI BESAR | Existing | RYB | 230/400 V |  |  | LV LINE |  | 185_4C_AL_XLPE |  |  |  | 5.042 m |  | 4 | 0
380253264 | TNB | DISTRIBUTION | SUNGAI BESAR | Existing | RYB | 230/400 V |  |  | LV LINE |  | 185_4C_AL_XLPE |  |  |  | 74.969 m |  | 4 | 0
380253269 | TNB | DISTRIBUTION | SUNGAI BESAR | Existing | RYB | 230/400 V |  |  | SERVICE LINE |  | 25_4C_AL_XLPE |  |  |  | 19.338 m |  | 4 | 0
380253274 | TNB | DISTRIBUTION | SUNGAI BESAR | Existing | RYB | 230/400 V |  |  | SERVICE LINE |  | 25_4C_AL_XLPE |  |  |  | 2.090 m |  | 4 | 0
380253279 | TNB | DISTRIBUTION | SUNGAI BESAR | Existing | R | 230/400 V |  |  | SERVICE LINE |  | ARMOURED_16MM |  |  |  | 1.028 m |  | 2 | 0
380253282 | TNB | DISTRIBUTION | SUNGAI BESAR | Existing | R | 230/400 V |  |  | SERVICE LINE |  | ARMOURED_16MM |  |  |  | 1.642 m |  | 2 | 0
380253285 | TNB | DISTRIBUTION | SUNGAI BESAR | Existing | RYB | 230/400 V |  |  | SERVICE LINE |  | 25_4C_AL_XLPE |  |  |  | 14.848 m |  | 4 | 0
380253290 | TNB | DISTRIBUTION | SUNGAI BESAR | Existing | RYB | 230/400 V |  |  | SERVICE LINE |  | 25_4C_AL_XLPE |  |  |  | 5.268 m |  | 4 | 0
380253295 | TNB | DISTRIBUTION | SUNGAI BESAR | Existing | RYB | 230/400 V |  |  | SERVICE LINE |  | 25_4C_AL_XLPE |  |  |  | 3.551 m |  | 4 | 0
380253300 | TNB | DISTRIBUTION | SUNGAI BESAR | Existing | RYB | 230/400 V |  |  | SERVICE LINE |  | 25_4C_AL_XLPE |  |  |  | 2.897 m |  | 4 | 0
380253305 | TNB | DISTRIBUTION | SUNGAI BESAR | Existing | RYB | 230/400 V |  |  | SERVICE LINE |  | 25_4C_AL_XLPE |  |  |  | 3.020 m |  | 4 | 0
380253310 | TNB | DISTRIBUTION | SUNGAI BESAR | Existing | RYB | 230/400 V |  |  | SERVICE LINE |  | 25_4C_AL_XLPE |  |  |  | 2.165 m |  | 4 | 0
380253315 | TNB | DISTRIBUTION | SUNGAI BESAR | Existing | RYB | 230/400 V |  |  | LV LINE |  | 185_4C_AL_PILC |  |  |  | 18.488 m |  | 4 | 0
380253320 | TNB | DISTRIBUTION | SUNGAI BESAR | Existing | RYB | 230/400 V |  |  | LV LINE |  | 185_4C_AL_PILC |  |  |  | 18.329 m |  | 4 | 0
380253325 | TNB | DISTRIBUTION | SUNGAI BESAR | Existing | RYB | 230/400 V |  |  | LV LINE |  | 185_4C_AL_XLPE |  |  |  | 18.179 m |  | 4 | 0
380253330 | TNB | DISTRIBUTION | SUNGAI BESAR | Existing | RYB | 230/400 V |  |  | SERVICE LINE |  | 185_4C_AL_XLPE |  |  |  | 8.903 m |  | 4 | 0
380253335 | TNB | DISTRIBUTION | SUNGAI BESAR | Existing | RYB | 230/400 V |  |  | LV LINE |  | 185_4C_AL_PILC |  |  |  | 30.556 m |  | 4 | 0
380253343 | TNB | DISTRIBUTION | SUNGAI BESAR | Existing | R | 230/400 V |  |  | PUBLIC LIGHT |  | ARMOURED_16MM |  |  |  | 2.406 m |  | 2 | 0
380253346 | TNB | DISTRIBUTION | SUNGAI BESAR | Existing | R | 230/400 V |  |  | PUBLIC LIGHT |  | ARMOURED_16MM |  |  |  | 2.590 m |  | 2 | 0
380253349 | TNB | DISTRIBUTION | SUNGAI BESAR | Existing | RYB | 230/400 V |  |  | SERVICE LINE |  | 25_4C_AL_XLPE |  |  |  | 4.935 m |  | 4 | 0
380253354 | TNB | DISTRIBUTION | SUNGAI BESAR | Existing | RYB | 230/400 V |  |  | SERVICE LINE |  | 25_4C_AL_XLPE |  |  |  | 2.229 m |  | 4 | 0
380270127 | TNB | DISTRIBUTION | SUNGAI BESAR | Existing | RYB | 230/400 V |  |  | LV LINE |  | 185_4C_AL_XLPE |  |  |  | 8.366 m |  | 4 | 0
380270132 | TNB | DISTRIBUTION | SUNGAI BESAR | Existing | RYB | 230/400 V |  |  | LV LINE |  | 185_4C_AL_XLPE |  |  |  | 8.759 m |  | 4 | 0
380270234 | TNB | DISTRIBUTION | SUNGAI BESAR | Existing | RYB | 230/400 V |  |  | LV LINE |  | 185_4C_AL_XLPE |  |  |  | 28.553 m |  | 4 | 0
380270239 | TNB | DISTRIBUTION | SUNGAI BESAR | Existing | RYB | 230/400 V |  |  | LV LINE |  | 185_4C_AL_XLPE |  |  |  | 16.666 m |  | 4 | 0
380270330 | TNB | DISTRIBUTION | SUNGAI BESAR | Existing | RYB | 230/400 V |  |  | LV LINE |  | 185_4C_AL_XLPE |  |  |  | 4.667 m |  | 4 | 0
380270335 | TNB | DISTRIBUTION | SUNGAI BESAR | Existing | RYB | 230/400 V |  |  | LV LINE |  | 185_4C_AL_XLPE |  |  |  | 4.079 m |  | 4 | 0
380270342 | TNB | DISTRIBUTION | SUNGAI BESAR | Existing | RYB | 230/400 V |  |  | LV LINE |  | 185_4C_AL_XLPE |  |  |  | 15.799 m |  | 4 | 0
380270376 | TNB | DISTRIBUTION | SUNGAI BESAR | Existing | RYB | 230/400 V |  |  | LV LINE |  | 185_4C_AL_XLPE |  |  |  | 5.271 m |  | 4 | 0
380270381 | TNB | DISTRIBUTION | SUNGAI BESAR | Existing | RYB | 230/400 V |  |  | LV LINE |  | 185_4C_AL_XLPE |  |  |  | 5.690 m |  | 4 | 0
380346117 | TNB | DISTRIBUTION | SUNGAI BESAR | Existing | RYB | 230/400 V |  |  | LV LINE |  | 185_4C_AL_XLPE |  |  |  | 144.642 m |  | 4 | 0
380346122 | TNB | DISTRIBUTION | SUNGAI BESAR | Existing | RYB | 230/400 V |  |  | SERVICE LINE |  | 70_4C_AL_XLPE |  |  |  | 4.295 m |  | 4 | 0
380346132 | TNB | DISTRIBUTION | SUNGAI BESAR | Existing | RYB | 230/400 V |  |  | LV LINE |  | 185_4C_AL_XLPE |  |  |  | 17.752 m |  | 4 | 0
380346137 | TNB | DISTRIBUTION | SUNGAI BESAR | Existing | RYB | 230/400 V |  |  | LV LINE |  | 185_4C_AL_XLPE |  |  |  | 26.320 m |  | 4 | 0
380346142 | TNB | DISTRIBUTION | SUNGAI BESAR | Existing | RYB | 230/400 V |  |  | LV LINE |  | 185_4C_AL_XLPE |  |  |  | 29.738 m |  | 4 | 0
380346147 | TNB | DISTRIBUTION | SUNGAI BESAR | Existing | RYB | 230/400 V |  |  | LV LINE |  | 185_4C_AL_XLPE |  |  |  | 117.703 m |  | 4 | 0
380346152 | TNB | DISTRIBUTION | SUNGAI BESAR | Existing | RYB | 230/400 V |  |  | LV LINE |  | 185_4C_AL_XLPE |  |  |  | 141.721 m |  | 4 | 0
380346157 | TNB | DISTRIBUTION | SUNGAI BESAR | Existing | RYB | 230/400 V |  |  | LV LINE |  | 185_4C_AL_XLPE |  |  |  | 48.924 m |  | 4 | 0
380346162 | TNB | DISTRIBUTION | SUNGAI BESAR | Existing | RYB | 230/400 V |  |  | LV LINE |  | 185_4C_AL_XLPE |  |  |  | 92.676 m |  | 4 | 0
380346167 | TNB | DISTRIBUTION | SUNGAI BESAR | Existing | RYB | 230/400 V |  |  | LV LINE |  | 185_4C_AL_XLPE |  |  |  | 95.547 m |  | 4 | 0
380346172 | TNB | DISTRIBUTION | SUNGAI BESAR | Existing | RYB | 230/400 V |  |  | LV LINE |  | 185_4C_AL_XLPE |  |  |  | 102.409 m |  | 4 | 0
380346177 | TNB | DISTRIBUTION | SUNGAI BESAR | Existing | RYB | 230/400 V |  |  | SERVICE LINE |  | 185_4C_AL_XLPE |  |  |  | 45.971 m |  | 4 | 0
380346182 | TNB | DISTRIBUTION | SUNGAI BESAR | Existing | RYB | 230/400 V |  |  | SERVICE LINE |  | 185_4C_AL_XLPE |  |  |  | 3.481 m |  | 4 | 0
380346199 | TNB | DISTRIBUTION | SUNGAI BESAR | Existing | R | 230/400 V |  |  | SERVICE LINE |  | ARMOURED_16MM |  |  |  | 4.486 m |  | 2 | 0
380346202 | TNB | DISTRIBUTION | SUNGAI BESAR | Existing | R | 230/400 V |  |  | SERVICE LINE |  | ARMOURED_16MM |  |  |  | 0.880 m |  | 2 | 0
380346205 | TNB | DISTRIBUTION | SUNGAI BESAR | Existing | RYB | 230/400 V |  |  | LV LINE |  | 185_4C_AL_XLPE |  |  |  | 94.525 m |  | 4 | 0
380346210 | TNB | DISTRIBUTION | SUNGAI BESAR | Existing | RYB | 230/400 V |  |  | LV LINE |  | 185_4C_AL_XLPE |  |  |  | 20.955 m |  | 4 | 0
380346215 | TNB | DISTRIBUTION | SUNGAI BESAR | Existing | RYB | 230/400 V |  |  | LV LINE |  | 185_4C_AL_XLPE |  |  |  | 32.041 m |  | 4 | 0
380346220 | TNB | DISTRIBUTION | SUNGAI BESAR | Existing | RYB | 230/400 V |  |  | LV LINE |  | 185_4C_AL_XLPE |  |  |  | 37.108 m |  | 4 | 0
380346225 | TNB | DISTRIBUTION | SUNGAI BESAR | Existing | RYB | 230/400 V |  |  | LV LINE |  | 185_4C_AL_XLPE |  |  |  | 22.000 m |  | 4 | 0
380346235 | TNB | DISTRIBUTION | SUNGAI BESAR | Existing | RYB | 230/400 V |  |  | SERVICE LINE |  | Unknown |  |  |  | 3.072 m |  | 3 | 0
380346239 | TNB | DISTRIBUTION | SUNGAI BESAR | Existing | RYB | 230/400 V |  |  | SERVICE LINE |  | Unknown |  |  |  | 1.091 m |  | 3 | 0
380346243 | TNB | DISTRIBUTION | SUNGAI BESAR | Existing | RYB | 230/400 V |  |  | LV LINE |  | 185_4C_AL_XLPE |  |  |  | 94.344 m |  | 4 | 0
380346248 | TNB | DISTRIBUTION | SUNGAI BESAR | Existing | RYB | 230/400 V |  |  | LV LINE |  | 185_4C_AL_XLPE |  |  |  | 96.628 m |  | 4 | 0
380346253 | TNB | DISTRIBUTION | SUNGAI BESAR | Existing | RYB | 230/400 V |  |  | SERVICE LINE |  | 25_4C_AL_XLPE |  |  |  | 1.108 m |  | 4 | 0
380346258 | TNB | DISTRIBUTION | SUNGAI BESAR | Existing | RYB | 230/400 V |  |  | LV LINE |  | 185_4C_AL_XLPE |  |  |  | 19.227 m |  | 4 | 0
380346263 | TNB | DISTRIBUTION | SUNGAI BESAR | Existing | RYB | 230/400 V |  |  | LV LINE |  | 185_4C_AL_XLPE |  |  |  | 19.166 m |  | 4 | 0
380346272 | TNB | DISTRIBUTION | SUNGAI BESAR | Existing | RYB | 230/400 V |  |  | LV LINE |  | 185_4C_AL_XLPE |  |  |  | 48.697 m |  | 4 | 0
380346282 | TNB | DISTRIBUTION | SUNGAI BESAR | Existing | RYB | 230/400 V |  |  | LV LINE |  | 185_4C_AL_XLPE |  |  |  | 47.803 m |  | 4 | 0
380346292 | TNB | DISTRIBUTION | SUNGAI BESAR | Existing | RYB | 230/400 V |  |  | LV LINE |  | 185_4C_AL_XLPE |  |  |  | 55.366 m |  | 4 | 0
380346302 | TNB | DISTRIBUTION | SUNGAI BESAR | Existing | RYB | 230/400 V |  |  | LV LINE |  | 185_4C_AL_XLPE |  |  |  | 51.618 m |  | 4 | 0
380346317 | TNB | DISTRIBUTION | SUNGAI BESAR | Existing | RYB | 230/400 V |  |  | LV LINE |  | 185_4C_AL_XLPE |  |  |  | 43.002 m |  | 4 | 0
380346322 | TNB | DISTRIBUTION | SUNGAI BESAR | Existing | RYB | 230/400 V |  |  | LV LINE |  | 185_4C_AL_XLPE |  |  |  | 48.636 m |  | 4 | 0
380346327 | TNB | DISTRIBUTION | SUNGAI BESAR | Existing | RYB | 230/400 V |  |  | LV LINE |  | 185_4C_AL_XLPE |  |  |  | 24.407 m | INC 185 xlpe,j | 4 | 0
380346342 | TNB | DISTRIBUTION | SUNGAI BESAR | Existing | R | 230/400 V |  |  | SERVICE LINE |  | ARMOURED_16MM |  |  |  | 5.144 m |  | 2 | 0
380346345 | TNB | DISTRIBUTION | SUNGAI BESAR | Existing | R | 230/400 V |  |  | SERVICE LINE |  | ARMOURED_16MM |  |  |  | 1.147 m |  | 2 | 0
380346348 | TNB | DISTRIBUTION | SUNGAI BESAR | Existing | RYB | 230/400 V |  |  | LV LINE |  | 185_4C_AL_XLPE |  |  |  | 50.377 m |  | 4 | 0
380346353 | TNB | DISTRIBUTION | SUNGAI BESAR | Existing | RYB | 230/400 V |  |  | SERVICE LINE |  | 185_4C_AL_XLPE |  |  |  | 20.175 m |  | 4 | 0
380346358 | TNB | DISTRIBUTION | SUNGAI BESAR | Existing | RYB | 230/400 V |  |  | LV LINE |  | 185_4C_AL_XLPE |  |  |  | 40.674 m |  | 4 | 0
380346363 | TNB | DISTRIBUTION | SUNGAI BESAR | Existing | RYB | 230/400 V |  |  | SERVICE LINE |  | 25_4C_AL_XLPE |  |  |  | 12.259 m |  | 4 | 0
380346368 | TNB | DISTRIBUTION | SUNGAI BESAR | Existing | RYB | 230/400 V |  |  | LV LINE |  | 70_4C_AL_XLPE |  |  |  | 16.514 m |  | 4 | 0
380346373 | TNB | DISTRIBUTION | SUNGAI BESAR | Existing | RYB | 230/400 V |  |  | SERVICE LINE |  | 70_4C_AL_XLPE |  |  |  | 59.812 m |  | 4 | 0
380346378 | TNB | DISTRIBUTION | SUNGAI BESAR | Existing | RYB | 230/400 V |  |  | Unknown |  | 70_4C_AL_XLPE |  |  |  | 4.198 m |  | 4 | 0
380346383 | TNB | DISTRIBUTION | SUNGAI BESAR | Existing | RYB | 230/400 V |  |  | Unknown |  | 70_4C_AL_XLPE |  |  |  | 3.785 m |  | 4 | 0
380346388 | TNB | DISTRIBUTION | SUNGAI BESAR | Existing | RYB | 230/400 V |  |  | SERVICE LINE |  | 70_4C_AL_XLPE |  |  |  | 2.061 m |  | 4 | 0
380346393 | TNB | DISTRIBUTION | SUNGAI BESAR | Existing | RYB | 230/400 V |  |  | SERVICE LINE |  | 70_4C_AL_XLPE |  |  |  | 2.050 m |  | 4 | 0
380346398 | TNB | DISTRIBUTION | SUNGAI BESAR | Existing | RYB | 230/400 V |  |  | SERVICE LINE |  | 185_4C_AL_XLPE |  |  |  | 3.370 m |  | 4 | 0
380346408 | TNB | DISTRIBUTION | SUNGAI BESAR | Existing | RYB | 230/400 V |  |  | LV LINE |  | 185_4C_AL_XLPE |  |  |  | 41.870 m |  | 4 | 0
380346413 | TNB | DISTRIBUTION | SUNGAI BESAR | Existing | RYB | 230/400 V |  |  | LV LINE |  | 185_4C_AL_XLPE |  |  |  | 45.240 m |  | 4 | 0
380346418 | TNB | DISTRIBUTION | SUNGAI BESAR | Existing | RYB | 230/400 V |  |  | LV LINE |  | 185_4C_AL_XLPE |  |  |  | 34.498 m |  | 4 | 0
380348332 | TNB | DISTRIBUTION | SUNGAI BESAR | Existing | RYB | 230/400 V |  |  | SERVICE LINE |  | 185_4C_AL_XLPE |  |  |  | 6.000 m |  | 4 | 0
380348337 | TNB | DISTRIBUTION | SUNGAI BESAR | Existing | RYB | 230/400 V |  |  | SERVICE LINE |  | 185_4C_AL_XLPE |  |  |  | 3.786 m |  | 4 | 0
380348342 | TNB | DISTRIBUTION | SUNGAI BESAR | Existing | RYB | 230/400 V |  |  | SERVICE LINE |  | 185_4C_AL_XLPE |  |  |  | 2.732 m |  | 4 | 0
380348347 | TNB | DISTRIBUTION | SUNGAI BESAR | Existing | RYB | 230/400 V |  |  | SERVICE LINE |  | 185_4C_AL_XLPE |  |  |  | 14.953 m |  | 4 | 0
380348370 | TNB | DISTRIBUTION | SUNGAI BESAR | Existing | RYB | 230/400 V |  |  | SERVICE LINE |  | 185_4C_AL_XLPE |  |  |  | 2.710 m |  | 4 | 0
380348375 | TNB | DISTRIBUTION | SUNGAI BESAR | Existing | RYB | 230/400 V |  |  | SERVICE LINE |  | 185_4C_AL_XLPE |  |  |  | 2.572 m |  | 4 | 0
380348408 | TNB | DISTRIBUTION | SUNGAI BESAR | Existing | RYB | 230/400 V |  |  | SERVICE LINE |  | 185_4C_AL_XLPE |  |  |  | 0.341 m |  | 4 | 0
380348413 | TNB | DISTRIBUTION | SUNGAI BESAR | Existing | RYB | 230/400 V |  |  | SERVICE LINE |  | 185_4C_AL_XLPE |  |  |  | 0.374 m |  | 4 | 0
380348426 | TNB | DISTRIBUTION | SUNGAI BESAR | Existing | RYB | 230/400 V |  |  | SERVICE LINE |  | 185_4C_AL_XLPE |  |  |  | 0.095 m |  | 4 | 0
380348431 | TNB | DISTRIBUTION | SUNGAI BESAR | Existing | RYB | 230/400 V |  |  | SERVICE LINE |  | 185_4C_AL_XLPE |  |  |  | 0.101 m |  | 4 | 0
380348466 | TNB | DISTRIBUTION | SUNGAI BESAR | Existing | RYB | 230/400 V |  |  | SERVICE LINE |  | 185_4C_AL_XLPE |  |  |  | 1.573 m |  | 4 | 0
380348471 | TNB | DISTRIBUTION | SUNGAI BESAR | Existing | RYB | 230/400 V |  |  | SERVICE LINE |  | 185_4C_AL_XLPE |  |  |  | 1.544 m |  | 4 | 0
380348476 | TNB | DISTRIBUTION | SUNGAI BESAR | Existing | RYB | 230/400 V |  |  | SERVICE LINE |  | 185_4C_AL_XLPE |  |  |  | 1.324 m |  | 4 | 0
380348481 | TNB | DISTRIBUTION | SUNGAI BESAR | Existing | RYB | 230/400 V |  |  | SERVICE LINE |  | 185_4C_AL_XLPE |  |  |  | 1.296 m |  | 4 | 0
380348486 | TNB | DISTRIBUTION | SUNGAI BESAR | Existing | RYB | 230/400 V |  |  | SERVICE LINE |  | 185_4C_AL_XLPE |  |  |  | 1.388 m |  | 4 | 0
380348497 | TNB | DISTRIBUTION | SUNGAI BESAR | Existing | RYB | 230/400 V |  |  | SERVICE LINE |  | 185_4C_AL_XLPE |  |  |  | 12.499 m |  | 4 | 0
380348530 | TNB | DISTRIBUTION | SUNGAI BESAR | Existing | RYB | 230/400 V |  |  | SERVICE LINE |  | 185_4C_AL_XLPE |  |  |  | 4.953 m |  | 4 | 0
380348535 | TNB | DISTRIBUTION | SUNGAI BESAR | Existing | RYB | 230/400 V |  |  | SERVICE LINE |  | 185_4C_AL_XLPE |  |  |  | 5.284 m |  | 4 | 0
380348550 | TNB | DISTRIBUTION | SUNGAI BESAR | Existing | RYB | 230/400 V |  |  | SERVICE LINE |  | 185_4C_AL_XLPE |  |  |  | 7.602 m |  | 4 | 0
380348626 | TNB | DISTRIBUTION | SUNGAI BESAR | Existing | RYB | 230/400 V |  |  | SERVICE LINE |  | 185_4C_AL_XLPE |  |  |  | 102.495 m |  | 4 | 0
380348631 | TNB | DISTRIBUTION | SUNGAI BESAR | Existing | RYB | 230/400 V |  |  | SERVICE LINE |  | 185_4C_AL_XLPE |  |  |  | 109.910 m |  | 4 | 0
380622237 | TNB | DISTRIBUTION | SUNGAI BESAR | Existing | RYB | 230/400 V |  |  | SERVICE LINE |  | 25_4C_AL_XLPE |  |  |  | 3.647 m |  | 4 | 0
380622245 | TNB | DISTRIBUTION | SUNGAI BESAR | Existing | RYB | 230/400 V |  |  | LV LINE |  | 185_4C_AL_PILC |  |  |  | 31.346 m |  | 4 | 0
380622250 | TNB | DISTRIBUTION | SUNGAI BESAR | Existing | RYB | 230/400 V |  |  | LV LINE |  | 185_4C_AL_XLPE |  |  |  | 30.148 m |  | 4 | 0
380622255 | TNB | DISTRIBUTION | SUNGAI BESAR | Existing | RYB | 230/400 V |  |  | LV LINE |  | 185_4C_AL_PILC |  |  |  | 20.424 m |  | 4 | 0
380622260 | TNB | DISTRIBUTION | SUNGAI BESAR | Existing | RYB | 230/400 V |  |  | SERVICE LINE |  | 25_4C_AL_XLPE |  |  |  | 0.859 m |  | 4 | 0
380622265 | TNB | DISTRIBUTION | SUNGAI BESAR | Existing | RYB | 230/400 V |  |  | LV LINE |  | 185_4C_AL_PILC |  |  |  | 43.502 m |  | 4 | 0
380622270 | TNB | DISTRIBUTION | SUNGAI BESAR | Existing | RYB | 230/400 V |  |  | LV LINE |  | 185_4C_AL_XLPE |  |  |  | 37.141 m |  | 4 | 0
380622275 | TNB | DISTRIBUTION | SUNGAI BESAR | Existing | RYB | 230/400 V |  |  | LV LINE |  | 185_4C_AL_XLPE |  |  |  | 19.600 m |  | 4 | 0
380622280 | TNB | DISTRIBUTION | SUNGAI BESAR | Existing | RYB | 230/400 V |  |  | LV LINE |  | 185_4C_AL_XLPE |  |  |  | 18.406 m |  | 4 | 0
380622285 | TNB | DISTRIBUTION | SUNGAI BESAR | Existing | RYB | 230/400 V |  |  | LV LINE |  | 185_4C_AL_XLPE |  |  |  | 28.649 m |  | 4 | 0
380622290 | TNB | DISTRIBUTION | SUNGAI BESAR | Existing | RYB | 230/400 V |  |  | LV LINE |  | 185_4C_AL_XLPE |  |  |  | 19.678 m |  | 4 | 0
380622295 | TNB | DISTRIBUTION | SUNGAI BESAR | Existing | RYB | 230/400 V |  |  | LV LINE |  | 185_4C_AL_XLPE |  |  |  | 33.940 m |  | 4 | 0
380622300 | TNB | DISTRIBUTION | SUNGAI BESAR | Existing | RYB | 230/400 V |  |  | LV LINE |  | 185_4C_AL_XLPE |  |  |  | 30.783 m |  | 4 | 0
380622305 | TNB | DISTRIBUTION | SUNGAI BESAR | Existing | RYB | 230/400 V |  |  | LV LINE |  | 185_4C_AL_XLPE |  |  |  | 28.544 m |  | 4 | 0
380622310 | TNB | DISTRIBUTION | SUNGAI BESAR | Existing | RYB | 230/400 V |  |  | LV LINE |  | 185_4C_AL_XLPE |  |  |  | 17.955 m |  | 4 | 0
380622315 | TNB | DISTRIBUTION | SUNGAI BESAR | Existing | RYB | 230/400 V |  |  | LV LINE |  | 185_4C_AL_XLPE |  |  |  | 17.637 m |  | 4 | 0
380622320 | TNB | DISTRIBUTION | SUNGAI BESAR | Existing | RYB | 230/400 V |  |  | LV LINE |  | 185_4C_AL_XLPE |  |  |  | 18.560 m |  | 4 | 0
380622325 | TNB | DISTRIBUTION | SUNGAI BESAR | Existing | RYB | 230/400 V |  |  | SERVICE LINE |  | 25_4C_AL_XLPE |  |  |  | 3.477 m |  | 4 | 0
380622330 | TNB | DISTRIBUTION | SUNGAI BESAR | Existing | RYB | 230/400 V |  |  | SERVICE LINE |  | 70_4C_AL_XLPE |  |  |  | 5.595 m |  | 4 | 0
380622335 | TNB | DISTRIBUTION | SUNGAI BESAR | Existing | RYB | 230/400 V |  |  | SERVICE LINE |  | 25_4C_AL_XLPE |  |  |  | 0.870 m |  | 4 | 0
380622340 | TNB | DISTRIBUTION | SUNGAI BESAR | Existing | RYB | 230/400 V |  |  | SERVICE LINE |  | 70_4C_AL_XLPE |  |  |  | 7.932 m |  | 4 | 0
380622345 | TNB | DISTRIBUTION | SUNGAI BESAR | Existing | RYB | 230/400 V |  |  | LV LINE |  | 120_4C_AL_XLPE |  |  |  | 26.274 m |  | 4 | 0
380622350 | TNB | DISTRIBUTION | SUNGAI BESAR | Existing | RYB | 230/400 V |  |  | LV LINE |  | 120_4C_AL_XLPE |  |  |  | 28.130 m |  | 4 | 0
380622355 | TNB | DISTRIBUTION | SUNGAI BESAR | Existing | RYB | 230/400 V |  |  | SERVICE LINE |  | 25_4C_AL_XLPE |  |  |  | 32.533 m |  | 4 | 0
380622360 | TNB | DISTRIBUTION | SUNGAI BESAR | Existing | RYB | 230/400 V |  |  | SERVICE LINE |  | 25_4C_AL_XLPE |  |  |  | 2.000 m |  | 4 | 0
380622365 | TNB | DISTRIBUTION | SUNGAI BESAR | Existing | RYB | 230/400 V |  |  | LV LINE |  | 185_4C_AL_XLPE |  |  |  | 53.142 m |  | 4 | 0
380622375 | TNB | DISTRIBUTION | SUNGAI BESAR | Existing | RYB | 230/400 V |  |  | LV LINE |  | 185_4C_AL_XLPE |  |  |  | 27.451 m |  | 4 | 0
380622380 | TNB | DISTRIBUTION | SUNGAI BESAR | Existing | RYB | 230/400 V |  |  | LV LINE |  | 185_4C_AL_XLPE |  |  |  | 27.642 m |  | 4 | 0
380622385 | TNB | DISTRIBUTION | SUNGAI BESAR | Existing | RYB | 230/400 V |  |  | LV LINE |  | 185_4C_AL_XLPE |  |  |  | 23.526 m |  | 4 | 0
380622390 | TNB | DISTRIBUTION | SUNGAI BESAR | Existing | RYB | 230/400 V |  |  | LV LINE |  | 185_4C_AL_XLPE |  |  |  | 31.342 m |  | 4 | 0
380622395 | TNB | DISTRIBUTION | SUNGAI BESAR | Existing | RYB | 230/400 V |  |  | LV LINE |  | 185_4C_AL_XLPE |  |  |  | 39.417 m |  | 4 | 0
380622400 | TNB | DISTRIBUTION | SUNGAI BESAR | Existing | RYB | 230/400 V |  |  | LV LINE |  | 185_4C_AL_XLPE |  |  |  | 38.002 m |  | 4 | 0
380622405 | TNB | DISTRIBUTION | SUNGAI BESAR | Existing | RYB | 230/400 V |  |  | SERVICE LINE |  | 25_4C_AL_XLPE |  |  |  | 37.268 m |  | 4 | 0
380622410 | TNB | DISTRIBUTION | SUNGAI BESAR | Existing | RYB | 230/400 V |  |  | SERVICE LINE |  | Unknown |  |  |  | 1.692 m |  | 3 | 0
380622414 | TNB | DISTRIBUTION | SUNGAI BESAR | Existing | RYB | 230/400 V |  |  | SERVICE LINE |  | Unknown |  |  |  | 1.812 m |  | 3 | 0
380622418 | TNB | DISTRIBUTION | SUNGAI BESAR | Existing | RYB | 230/400 V |  |  | SERVICE LINE |  | Unknown |  |  |  | 0.505 m |  | 3 | 0
380622422 | TNB | DISTRIBUTION | SUNGAI BESAR | Existing | RYB | 230/400 V |  |  | SERVICE LINE |  | Unknown |  |  |  | 0.500 m |  | 3 | 0
380622426 | TNB | DISTRIBUTION | SUNGAI BESAR | Existing | RYB | 230/400 V |  |  | SERVICE LINE |  | Unknown |  |  |  | 0.500 m |  | 3 | 0
380622430 | TNB | DISTRIBUTION | SUNGAI BESAR | Existing | RYB | 230/400 V |  |  | SERVICE LINE |  | Unknown |  |  |  | 0.496 m |  | 3 | 0
380622434 | TNB | DISTRIBUTION | SUNGAI BESAR | Existing | RYB | 230/400 V |  |  | LV LINE |  | 185_4C_AL_XLPE |  |  |  | 25.629 m |  | 4 | 0
380622447 | TNB | DISTRIBUTION | SUNGAI BESAR | Existing | RYB | 230/400 V |  |  | LV LINE |  | 185_4C_AL_XLPE |  |  |  | 34.476 m |  | 4 | 0
380622452 | TNB | DISTRIBUTION | SUNGAI BESAR | Existing | RYB | 230/400 V |  |  | LV LINE |  | 185_4C_AL_XLPE |  |  |  | 34.963 m |  | 4 | 0
380622457 | TNB | DISTRIBUTION | SUNGAI BESAR | Existing | RYB | 230/400 V |  |  | SERVICE LINE |  | 70_4C_AL_XLPE |  |  |  | 10.848 m |  | 4 | 0
380622462 | TNB | DISTRIBUTION | SUNGAI BESAR | Existing | RYB | 230/400 V |  |  | SERVICE LINE |  | 70_4C_AL_XLPE |  |  |  | 4.520 m |  | 4 | 0
380622467 | TNB | DISTRIBUTION | SUNGAI BESAR | Existing | RYB | 230/400 V |  |  | SERVICE LINE |  | 70_4C_AL_XLPE |  |  |  | 3.827 m |  | 4 | 0
380622475 | TNB | DISTRIBUTION | SUNGAI BESAR | Existing | RYB | 230/400 V |  |  | SERVICE LINE |  | 70_4C_AL_XLPE |  |  |  | 1.838 m |  | 4 | 0
380624506 | TNB | DISTRIBUTION | SUNGAI BESAR | Existing | RYB | 230/400 V |  |  | LV LINE |  | 185_4C_AL_XLPE |  |  |  | 27.050 m |  | 4 | 0
380624511 | TNB | DISTRIBUTION | SUNGAI BESAR | Existing | RYB | 230/400 V |  |  | LV LINE |  | 185_4C_AL_XLPE |  |  |  | 27.554 m |  | 4 | 0
380624606 | TNB | DISTRIBUTION | SUNGAI BESAR | Existing | RYB | 230/400 V |  |  | LV LINE |  | 185_4C_AL_XLPE |  |  |  | 5.320 m |  | 4 | 0
380624653 | TNB | DISTRIBUTION | SUNGAI BESAR | Existing | RYB | 230/400 V |  |  | LV LINE |  | 185_4C_AL_PILC |  |  |  | 71.506 m |  | 4 | 0
380624659 | TNB | DISTRIBUTION | SUNGAI BESAR | Existing | RYB | 230/400 V |  |  | LV LINE |  | 185_4C_AL_XLPE |  |  |  | 19.899 m |  | 4 | 0
380624698 | TNB | DISTRIBUTION | SUNGAI BESAR | Existing | RYB | 230/400 V |  |  | LV LINE |  | 185_4C_AL_XLPE |  |  |  | 52.598 m |  | 4 | 0
380624785 | TNB | DISTRIBUTION | SUNGAI BESAR | Existing | RYB | 230/400 V |  |  | LV LINE |  | 185_4C_AL_XLPE |  |  |  | 14.519 m |  | 4 | 0
380637517 | TNB | DISTRIBUTION | SUNGAI BESAR | Existing | RYB | 230/400 V |  |  | LV LINE |  | Unknown |  |  |  | 73.032 m |  | 3 | 0
380637531 | TNB | DISTRIBUTION | SUNGAI BESAR | Existing | RYB | 230/400 V |  |  | LV LINE |  | 185_4C_AL_XLPE |  |  |  | 51.610 m |  | 4 | 0
380637541 | TNB | DISTRIBUTION | SUNGAI BESAR | Existing | RYB | 230/400 V |  |  | LV LINE |  | 185_4C_AL_XLPE |  |  |  | 52.153 m |  | 4 | 0
380637551 | TNB | DISTRIBUTION | SUNGAI BESAR | Existing | R | 230/400 V |  |  | SERVICE LINE |  | ARMOURED_16MM |  |  |  | 22.331 m |  | 2 | 0
380637554 | TNB | DISTRIBUTION | SUNGAI BESAR | Existing | R | 230/400 V |  |  | SERVICE LINE |  | ARMOURED_16MM |  |  |  | 14.737 m |  | 2 | 0
380637557 | TNB | DISTRIBUTION | SUNGAI BESAR | Existing | R | 230/400 V |  |  | SERVICE LINE |  | ARMOURED_16MM |  |  |  | 23.217 m |  | 2 | 0
380637563 | TNB | DISTRIBUTION | SUNGAI BESAR | Existing | RYB | 230/400 V |  |  | LV LINE |  | 185_4C_AL_XLPE |  |  |  | 64.617 m |  | 4 | 0
380637568 | TNB | DISTRIBUTION | SUNGAI BESAR | Existing | RYB | 230/400 V |  |  | SERVICE LINE |  | 25_4C_AL_XLPE |  |  |  | 3.001 m |  | 4 | 0
380637573 | TNB | DISTRIBUTION | SUNGAI BESAR | Existing | RYB | 230/400 V |  |  | SERVICE LINE |  | 25_4C_AL_XLPE |  |  |  | 3.000 m |  | 4 | 0
380637578 | TNB | DISTRIBUTION | SUNGAI BESAR | Existing | RYB | 230/400 V |  |  | SERVICE LINE |  | 25_4C_AL_XLPE |  |  |  | 15.176 m |  | 4 | 0
380637583 | TNB | DISTRIBUTION | SUNGAI BESAR | Existing | RYB | 230/400 V |  |  | SERVICE LINE |  | 25_4C_AL_XLPE |  |  |  | 3.227 m |  | 4 | 0
380637588 | TNB | DISTRIBUTION | SUNGAI BESAR | Existing | RYB | 230/400 V |  |  | SERVICE LINE |  | 25_4C_AL_XLPE |  |  |  | 3.000 m |  | 4 | 0
380637593 | TNB | DISTRIBUTION | SUNGAI BESAR | Existing | RYB | 230/400 V |  |  | SERVICE LINE |  | 25_4C_AL_XLPE |  |  |  | 9.213 m |  | 4 | 0
380637598 | TNB | DISTRIBUTION | SUNGAI BESAR | Existing | RYB | 230/400 V |  |  | SERVICE LINE |  | 25_4C_AL_XLPE |  |  |  | 1.953 m |  | 4 | 0
380637603 | TNB | DISTRIBUTION | SUNGAI BESAR | Existing | RYB | 230/400 V |  |  | SERVICE LINE |  | 25_4C_AL_XLPE |  |  |  | 2.357 m |  | 4 | 0
380637608 | TNB | DISTRIBUTION | SUNGAI BESAR | Existing | RYB | 230/400 V |  |  | SERVICE LINE |  | 25_4C_AL_XLPE |  |  |  | 1.567 m |  | 4 | 0
380637613 | TNB | DISTRIBUTION | SUNGAI BESAR | Existing | RYB | 230/400 V |  |  | SERVICE LINE |  | 25_4C_AL_XLPE |  |  |  | 1.177 m |  | 4 | 0
380637618 | TNB | DISTRIBUTION | SUNGAI BESAR | Existing | RYB | 230/400 V |  |  | SERVICE LINE |  | 70_4C_AL_XLPE |  |  |  | 18.659 m |  | 4 | 0
380637623 | TNB | DISTRIBUTION | SUNGAI BESAR | Existing | RYB | 230/400 V |  |  | SERVICE LINE |  | 70_4C_AL_XLPE |  |  |  | 7.751 m |  | 4 | 0
380637628 | TNB | DISTRIBUTION | SUNGAI BESAR | Existing | RYB | 230/400 V |  |  | SERVICE LINE |  | 70_4C_AL_XLPE |  |  |  | 16.960 m |  | 4 | 0
380637633 | TNB | DISTRIBUTION | SUNGAI BESAR | Existing | RYB | 230/400 V |  |  | SERVICE LINE |  | 70_4C_AL_XLPE |  |  |  | 4.854 m |  | 4 | 0
380637638 | TNB | DISTRIBUTION | SUNGAI BESAR | Existing | RYB | 230/400 V |  |  | SERVICE LINE |  | 70_4C_AL_XLPE |  |  |  | 1.614 m |  | 4 | 0
380637643 | TNB | DISTRIBUTION | SUNGAI BESAR | Existing | RYB | 230/400 V |  |  | SERVICE LINE |  | 25_4C_AL_XLPE |  |  |  | 1.196 m |  | 4 | 0
380637648 | TNB | DISTRIBUTION | SUNGAI BESAR | Existing | RYB | 230/400 V |  |  | LV LINE |  | 70_4C_AL_XLPE |  |  |  | 14.369 m | METER SL JKR FP C6 | 4 | 0
380637653 | TNB | DISTRIBUTION | SUNGAI BESAR | Existing | RYB | 230/400 V |  |  | LV LINE |  | 185_4C_AL_XLPE |  |  |  | 58.865 m |  | 4 | 0
380637658 | TNB | DISTRIBUTION | SUNGAI BESAR | Existing | RYB | 230/400 V |  |  | LV LINE |  | 185_4C_AL_PILC |  |  |  | 58.562 m |  | 4 | 0
380637663 | TNB | DISTRIBUTION | SUNGAI BESAR | Existing | RYB | 230/400 V |  |  | LV LINE |  | 185_4C_AL_XLPE |  |  |  | 7.603 m |  | 4 | 0
380637668 | TNB | DISTRIBUTION | SUNGAI BESAR | Existing | RYB | 230/400 V |  |  | LV LINE |  | 185_4C_AL_XLPE |  |  |  | 24.954 m |  | 4 | 0
380637673 | TNB | DISTRIBUTION | SUNGAI BESAR | Existing | RYB | 230/400 V |  |  | LV LINE |  | 185_4C_AL_XLPE |  |  |  | 23.498 m |  | 4 | 0
380637678 | TNB | DISTRIBUTION | SUNGAI BESAR | Existing | RYB | 230/400 V |  |  | LV LINE |  | 185_4C_AL_XLPE |  |  |  | 110.212 m |  | 4 | 0
380637683 | TNB | DISTRIBUTION | SUNGAI BESAR | Existing | RYB | 230/400 V |  |  | LV LINE |  | 185_4C_AL_XLPE |  |  |  | 193.662 m |  | 4 | 0
380637688 | TNB | DISTRIBUTION | SUNGAI BESAR | Existing | RYB | 230/400 V |  |  | LV LINE |  | 185_4C_AL_XLPE |  |  |  | 25.778 m |  | 4 | 0
380637693 | TNB | DISTRIBUTION | SUNGAI BESAR | Existing | RYB | 230/400 V |  |  | LV LINE |  | 185_4C_AL_XLPE |  |  |  | 197.298 m |  | 4 | 0
380637698 | TNB | DISTRIBUTION | SUNGAI BESAR | Existing | RYB | 230/400 V |  |  | LV LINE |  | 185_4C_AL_XLPE |  |  |  | 190.784 m |  | 4 | 0
380637703 | TNB | DISTRIBUTION | SUNGAI BESAR | Existing | RYB | 230/400 V |  |  | LV LINE |  | 185_4C_AL_XLPE |  |  |  | 98.869 m |  | 4 | 0
380637708 | TNB | DISTRIBUTION | SUNGAI BESAR | Existing | RYB | 230/400 V |  |  | SERVICE LINE |  | 25_4C_AL_XLPE |  |  |  | 18.653 m |  | 4 | 0
380637713 | TNB | DISTRIBUTION | SUNGAI BESAR | Existing | RYB | 230/400 V |  |  | SERVICE LINE |  | 25_4C_AL_XLPE |  |  |  | 25.883 m |  | 4 | 0
380637718 | TNB | DISTRIBUTION | SUNGAI BESAR | Existing | RYB | 230/400 V |  |  | SERVICE LINE |  | 25_4C_AL_XLPE |  |  |  | 14.261 m |  | 4 | 0
380637723 | TNB | DISTRIBUTION | SUNGAI BESAR | Existing | RYB | 230/400 V |  |  | SERVICE LINE |  | 25_4C_AL_XLPE |  |  |  | 19.944 m |  | 4 | 0
380637728 | TNB | DISTRIBUTION | SUNGAI BESAR | Existing | RYB | 230/400 V |  |  | SERVICE LINE |  | 25_4C_AL_XLPE |  |  |  | 0.846 m |  | 4 | 0
380637733 | TNB | DISTRIBUTION | SUNGAI BESAR | Existing | RYB | 230/400 V |  |  | SERVICE LINE |  | 25_4C_AL_XLPE |  |  |  | 26.760 m |  | 4 | 0
380637738 | TNB | DISTRIBUTION | SUNGAI BESAR | Existing | RYB | 230/400 V |  |  | SERVICE LINE |  | 25_4C_AL_XLPE |  |  |  | 20.327 m |  | 4 | 0
380637743 | TNB | DISTRIBUTION | SUNGAI BESAR | Existing | RYB | 230/400 V |  |  | SERVICE LINE |  | 25_4C_AL_XLPE |  |  |  | 8.069 m |  | 4 | 0
380637748 | TNB | DISTRIBUTION | SUNGAI BESAR | Existing | RYB | 230/400 V |  |  | SERVICE LINE |  | 25_4C_AL_XLPE |  |  |  | 7.935 m |  | 4 | 0
380637753 | TNB | DISTRIBUTION | SUNGAI BESAR | Existing | RYB | 230/400 V |  |  | SERVICE LINE |  | 25_4C_AL_XLPE |  |  |  | 8.225 m |  | 4 | 0
380637758 | TNB | DISTRIBUTION | SUNGAI BESAR | Existing | RYB | 230/400 V |  |  | SERVICE LINE |  | 25_4C_AL_XLPE |  |  |  | 7.975 m |  | 4 | 0
380637763 | TNB | DISTRIBUTION | SUNGAI BESAR | Existing | RYB | 230/400 V |  |  | LV LINE |  | 185_4C_AL_XLPE |  |  |  | 31.284 m |  | 4 | 0
380637768 | TNB | DISTRIBUTION | SUNGAI BESAR | Existing | RYB | 230/400 V |  |  | LV LINE |  | 25_4C_AL_XLPE |  |  |  | 32.204 m |  | 4 | 0
380637773 | TNB | DISTRIBUTION | SUNGAI BESAR | Existing | RYB | 230/400 V |  |  | LV LINE |  | 185_4C_AL_PILC |  |  |  | 107.720 m |  | 4 | 0
380637778 | TNB | DISTRIBUTION | SUNGAI BESAR | Existing | RYB | 230/400 V |  |  | LV LINE |  | 185_4C_AL_XLPE |  |  |  | 107.231 m |  | 4 | 0
380637783 | TNB | DISTRIBUTION | SUNGAI BESAR | Existing | RYB | 230/400 V |  |  | LV LINE |  | 70_4C_AL_XLPE |  |  |  | 117.817 m |  | 4 | 0
380637788 | TNB | DISTRIBUTION | SUNGAI BESAR | Existing | RYB | 230/400 V |  |  | LV LINE |  | 70_4C_AL_XLPE |  |  |  | 17.119 m |  | 4 | 0
380637793 | TNB | DISTRIBUTION | SUNGAI BESAR | Existing | RYB | 230/400 V |  |  | LV LINE |  | 185_4C_AL_XLPE |  |  |  | 40.390 m |  | 4 | 0
380637798 | TNB | DISTRIBUTION | SUNGAI BESAR | Existing | RYB | 230/400 V |  |  | LV LINE |  | 120_4C_AL_XLPE |  |  |  | 11.817 m |  | 4 | 0
380637803 | TNB | DISTRIBUTION | SUNGAI BESAR | Existing | RYB | 230/400 V |  |  | LV LINE |  | 120_4C_AL_XLPE |  |  |  | 67.702 m |  | 4 | 0
380637808 | TNB | DISTRIBUTION | SUNGAI BESAR | Existing | RYB | 230/400 V |  |  | LV LINE |  | 185_4C_AL_XLPE |  |  |  | 44.633 m |  | 4 | 0
380637813 | TNB | DISTRIBUTION | SUNGAI BESAR | Existing | RYB | 230/400 V |  |  | LV LINE |  | 185_4C_AL_XLPE |  |  |  | 45.144 m |  | 4 | 0
380637818 | TNB | DISTRIBUTION | SUNGAI BESAR | Existing | RYB | 230/400 V |  |  | LV LINE |  | 185_4C_AL_XLPE |  |  |  | 45.762 m |  | 4 | 0
380637823 | TNB | DISTRIBUTION | SUNGAI BESAR | Existing | RYB | 230/400 V |  |  | LV LINE |  | 120_4C_AL_XLPE |  |  |  | 79.052 m |  | 4 | 0
380637828 | TNB | DISTRIBUTION | SUNGAI BESAR | Existing | RYB | 230/400 V |  |  | LV LINE |  | 120_4C_AL_XLPE |  |  |  | 20.751 m |  | 4 | 0
380637833 | TNB | DISTRIBUTION | SUNGAI BESAR | Existing | RYB | 230/400 V |  |  | LV LINE |  | 185_4C_AL_PILC |  |  |  | 57.586 m |  | 4 | 0
380637838 | TNB | DISTRIBUTION | SUNGAI BESAR | Existing | RYB | 230/400 V |  |  | LV LINE |  | 185_4C_AL_XLPE |  |  |  | 95.433 m |  | 4 | 0
380637858 | TNB | DISTRIBUTION | SUNGAI BESAR | Existing | RYB | 230/400 V |  |  | LV LINE |  | 185_4C_AL_XLPE |  |  |  | 86.467 m |  | 4 | 0
380637863 | TNB | DISTRIBUTION | SUNGAI BESAR | Existing | RYB | 230/400 V |  |  | LV LINE |  | 120_4C_AL_PILC |  |  |  | 87.595 m |  | 4 | 0
380637868 | TNB | DISTRIBUTION | SUNGAI BESAR | Existing | RYB | 230/400 V |  |  | LV LINE |  | 185_4C_AL_PILC |  |  |  | 118.613 m |  | 4 | 0
380637873 | TNB | DISTRIBUTION | SUNGAI BESAR | Existing | RYB | 230/400 V |  |  | LV LINE |  | 25_4C_AL_XLPE |  |  |  | 19.279 m |  | 4 | 0
380637878 | TNB | DISTRIBUTION | SUNGAI BESAR | Existing | RYB | 230/400 V |  |  | LV LINE |  | 185_4C_AL_XLPE |  |  |  | 16.273 m |  | 4 | 0
380637883 | TNB | DISTRIBUTION | SUNGAI BESAR | Existing | RYB | 230/400 V |  |  | LV LINE |  | 185_4C_AL_XLPE |  |  |  | 15.088 m |  | 4 | 0
380637888 | TNB | DISTRIBUTION | SUNGAI BESAR | Existing | RYB | 230/400 V |  |  | LV LINE |  | 185_4C_AL_XLPE |  |  |  | 17.661 m |  | 4 | 0
380637893 | TNB | DISTRIBUTION | SUNGAI BESAR | Existing | RYB | 230/400 V |  |  | LV LINE |  | 185_4C_AL_XLPE |  |  |  | 18.027 m |  | 4 | 0
380637903 | TNB | DISTRIBUTION | SUNGAI BESAR | Existing | RYB | 230/400 V |  |  | LV LINE |  | 120_4C_AL_PILC |  |  |  | 46.230 m |  | 4 | 0
380637908 | TNB | DISTRIBUTION | SUNGAI BESAR | Existing | RYB | 230/400 V |  |  | LV LINE |  | 185_4C_AL_XLPE |  |  |  | 70.629 m |  | 4 | 0
380637913 | TNB | DISTRIBUTION | SUNGAI BESAR | Existing | RYB | 230/400 V |  |  | LV LINE |  | 185_4C_AL_XLPE |  |  |  | 71.860 m |  | 4 | 0
380637918 | TNB | DISTRIBUTION | SUNGAI BESAR | Existing | RYB | 230/400 V |  |  | LV LINE |  | 120_4C_AL_PILC |  |  |  | 18.677 m |  | 4 | 0
380637923 | TNB | DISTRIBUTION | SUNGAI BESAR | Existing | RYB | 230/400 V |  |  | LV LINE |  | 120_4C_AL_XLPE |  |  |  | 33.080 m |  | 4 | 0
380637928 | TNB | DISTRIBUTION | SUNGAI BESAR | Existing | RYB | 230/400 V |  |  | LV LINE |  | 120_4C_AL_PILC |  |  |  | 73.582 m |  | 4 | 0
380637933 | TNB | DISTRIBUTION | SUNGAI BESAR | Existing | RYB | 230/400 V |  |  | LV LINE |  | 120_4C_AL_PILC |  |  |  | 71.795 m |  | 4 | 0
380637938 | TNB | DISTRIBUTION | SUNGAI BESAR | Existing | RYB | 230/400 V |  |  | LV LINE |  | 120_4C_AL_PILC |  |  |  | 66.933 m |  | 4 | 0
380637943 | TNB | DISTRIBUTION | SUNGAI BESAR | Existing | RYB | 230/400 V |  |  | LV LINE |  | 120_4C_AL_PILC |  |  |  | 65.704 m |  | 4 | 0
380637948 | TNB | DISTRIBUTION | SUNGAI BESAR | Existing | RYB | 230/400 V |  |  | LV LINE |  | 185_4C_AL_XLPE |  |  |  | 164.226 m |  | 4 | 0
380637953 | TNB | DISTRIBUTION | SUNGAI BESAR | Existing | RYB | 230/400 V |  |  | LV LINE |  | 185_4C_AL_XLPE |  |  |  | 163.690 m |  | 4 | 0
380637958 | TNB | DISTRIBUTION | SUNGAI BESAR | Existing | RYB | 230/400 V |  |  | LV LINE |  | 185_4C_AL_XLPE |  |  |  | 25.387 m |  | 4 | 0
380637963 | TNB | DISTRIBUTION | SUNGAI BESAR | Existing | RYB | 230/400 V |  |  | LV LINE |  | 185_4C_AL_PILC |  |  |  | 23.848 m |  | 4 | 0
380637968 | TNB | DISTRIBUTION | SUNGAI BESAR | Existing | RYB | 230/400 V |  |  | LV LINE |  | 185_4C_AL_XLPE |  |  |  | 309.323 m |  | 4 | 0
380637973 | TNB | DISTRIBUTION | SUNGAI BESAR | Existing | R | 230/400 V |  |  | SERVICE LINE |  | ARMOURED_16MM |  |  |  | 17.515 m |  | 2 | 0
380637976 | TNB | DISTRIBUTION | SUNGAI BESAR | Existing | R | 230/400 V |  |  | SERVICE LINE |  | ARMOURED_16MM |  |  |  | 1.258 m |  | 2 | 0
380637979 | TNB | DISTRIBUTION | SUNGAI BESAR | Existing | RYB | 230/400 V |  |  | SERVICE LINE |  | 25_4C_AL_XLPE |  |  |  | 4.229 m |  | 4 | 0
380637984 | TNB | DISTRIBUTION | SUNGAI BESAR | Existing | RYB | 230/400 V |  |  | SERVICE LINE |  | 25_4C_AL_XLPE |  |  |  | 1.579 m |  | 4 | 0
380637989 | TNB | DISTRIBUTION | SUNGAI BESAR | Existing | RYB | 230/400 V |  |  | LV LINE |  | 185_4C_AL_PILC |  |  |  | 23.369 m |  | 4 | 0
380637994 | TNB | DISTRIBUTION | SUNGAI BESAR | Existing | RYB | 230/400 V |  |  | SERVICE LINE |  | 70_4C_AL_XLPE |  |  |  | 24.924 m |  | 4 | 0
380637999 | TNB | DISTRIBUTION | SUNGAI BESAR | Existing | RYB | 230/400 V |  |  | SERVICE LINE |  | 70_4C_AL_XLPE |  |  |  | 2.627 m |  | 4 | 0
380638004 | TNB | DISTRIBUTION | SUNGAI BESAR | Existing | RYB | 230/400 V |  |  | LV LINE |  | 185_4C_AL_XLPE |  |  |  | 29.391 m |  | 4 | 0
380638009 | TNB | DISTRIBUTION | SUNGAI BESAR | Existing | RYB | 230/400 V |  |  | LV LINE |  | 185_4C_AL_XLPE |  |  |  | 29.015 m |  | 4 | 0
380638019 | TNB | DISTRIBUTION | SUNGAI BESAR | Existing | RYB | 230/400 V |  |  | SERVICE LINE |  | 70_4C_AL_PILC |  |  |  | 33.148 m |  | 4 | 0
380638024 | TNB | DISTRIBUTION | SUNGAI BESAR | Existing | RYB | 230/400 V |  |  | SERVICE LINE |  | 70_4C_AL_PILC |  |  |  | 1.965 m |  | 4 | 0
380638029 | TNB | DISTRIBUTION | SUNGAI BESAR | Existing | RYB | 230/400 V |  |  | PRIVATE LIGHT |  | 25_4C_AL_XLPE |  |  |  | 2.824 m |  | 4 | 0
380638034 | TNB | DISTRIBUTION | SUNGAI BESAR | Existing | RYB | 230/400 V |  |  | PRIVATE LIGHT |  | 25_4C_AL_XLPE |  |  |  | 1.102 m |  | 4 | 0
380638039 | TNB | DISTRIBUTION | SUNGAI BESAR | Existing | RYB | 230/400 V |  |  | LV LINE |  | 185_4C_AL_XLPE |  |  |  | 120.107 m |  | 4 | 0
380638044 | TNB | DISTRIBUTION | SUNGAI BESAR | Existing | RYB | 230/400 V |  |  | LV LINE |  | 185_4C_AL_XLPE |  |  |  | 121.885 m |  | 4 | 0
380638049 | TNB | DISTRIBUTION | SUNGAI BESAR | Existing | RYB | 230/400 V |  |  | LV LINE |  | 185_4C_AL_XLPE |  |  |  | 38.269 m |  | 4 | 0
380638054 | TNB | DISTRIBUTION | SUNGAI BESAR | Existing | RYB | 230/400 V |  |  | LV LINE |  | 185_4C_AL_XLPE |  |  |  | 23.027 m |  | 4 | 0
380638059 | TNB | DISTRIBUTION | SUNGAI BESAR | Existing | RYB | 230/400 V |  |  | LV LINE |  | 185_4C_AL_XLPE |  |  |  | 82.345 m |  | 4 | 0
380638069 | TNB | DISTRIBUTION | SUNGAI BESAR | Existing | RYB | 230/400 V |  |  | LV LINE |  | 185_4C_AL_XLPE |  |  |  | 35.783 m |  | 4 | 0
380638074 | TNB | DISTRIBUTION | SUNGAI BESAR | Existing | RYB | 230/400 V |  |  | LV LINE |  | 185_4C_AL_XLPE |  |  |  | 37.495 m |  | 4 | 0
380638079 | TNB | DISTRIBUTION | SUNGAI BESAR | Existing | RYB | 230/400 V |  |  | LV LINE |  | 185_4C_AL_XLPE |  |  |  | 90.562 m |  | 4 | 0
380638084 | TNB | DISTRIBUTION | SUNGAI BESAR | Existing | RYB | 230/400 V |  |  | LV LINE |  | 185_4C_AL_XLPE |  |  |  | 275.912 m |  | 4 | 0
380638089 | TNB | DISTRIBUTION | SUNGAI BESAR | Existing | RYB | 230/400 V |  |  | LV LINE |  | 185_4C_AL_XLPE |  |  |  | 34.268 m |  | 4 | 0
380638094 | TNB | DISTRIBUTION | SUNGAI BESAR | Existing | RYB | 230/400 V |  |  | LV LINE |  | 185_4C_AL_XLPE |  |  |  | 228.447 m |  | 4 | 0
380638099 | TNB | DISTRIBUTION | SUNGAI BESAR | Existing | RYB | 230/400 V |  |  | LV LINE |  | 185_4C_AL_XLPE |  |  |  | 30.874 m |  | 4 | 0
380638109 | TNB | DISTRIBUTION | SUNGAI BESAR | Existing | RYB | 230/400 V |  |  | LV LINE |  | 185_4C_AL_XLPE |  |  |  | 207.000 m |  | 4 | 0
380638119 | TNB | DISTRIBUTION | SUNGAI BESAR | Existing | RYB | 230/400 V |  |  | LV LINE |  | 185_4C_AL_XLPE |  |  |  | 210.818 m |  | 4 | 0
380638134 | TNB | DISTRIBUTION | SUNGAI BESAR | Existing | RYB | 230/400 V |  |  | LV LINE |  | 185_4C_AL_XLPE |  |  |  | 0.885 m |  | 4 | 0
380638144 | TNB | DISTRIBUTION | SUNGAI BESAR | Existing | RYB | 230/400 V |  |  | LV LINE |  | 185_4C_AL_XLPE |  |  |  | 76.661 m |  | 4 | 0
380638149 | TNB | DISTRIBUTION | SUNGAI BESAR | Existing | RYB | 230/400 V |  |  | LV LINE |  | 185_4C_AL_XLPE |  |  |  | 76.108 m | SL & BB | 4 | 0
380638154 | TNB | DISTRIBUTION | SUNGAI BESAR | Existing | RYB | 230/400 V |  |  | LV LINE |  | 185_4C_AL_XLPE |  |  |  | 26.543 m | SL & BB | 4 | 0
380638159 | TNB | DISTRIBUTION | SUNGAI BESAR | Existing | RYB | 230/400 V |  |  | LV LINE |  | 185_4C_AL_XLPE |  |  |  | 27.269 m | SL & BB | 4 | 0
380638164 | TNB | DISTRIBUTION | SUNGAI BESAR | Existing | RYB | 230/400 V |  |  | SERVICE LINE |  | 25_4C_AL_XLPE |  |  |  | 1.358 m |  | 4 | 0
380638169 | TNB | DISTRIBUTION | SUNGAI BESAR | Existing | RYB | 230/400 V |  |  | SERVICE LINE |  | 25_4C_AL_XLPE |  |  |  | 21.707 m |  | 4 | 0
380638184 | TNB | DISTRIBUTION | SUNGAI BESAR | Existing | RYB | 230/400 V |  |  | SERVICE LINE |  | 25_4C_AL_XLPE |  |  |  | 1.500 m |  | 4 | 0
380638189 | TNB | DISTRIBUTION | SUNGAI BESAR | Existing | RYB | 230/400 V |  |  | SERVICE LINE |  | 25_4C_AL_XLPE |  |  |  | 4.322 m |  | 4 | 0
380638194 | TNB | DISTRIBUTION | SUNGAI BESAR | Existing | RYB | 230/400 V |  |  | SERVICE LINE |  | 70_4C_AL_XLPE |  |  |  | 1.500 m |  | 4 | 0
380638199 | TNB | DISTRIBUTION | SUNGAI BESAR | Existing | RYB | 230/400 V |  |  | SERVICE LINE |  | 70_4C_AL_XLPE |  |  |  | 14.505 m |  | 4 | 0
380638204 | TNB | DISTRIBUTION | SUNGAI BESAR | Existing | RYB | 230/400 V |  |  | LV LINE |  | 185_4C_AL_XLPE |  |  |  | 85.926 m |  | 4 | 0
380638209 | TNB | DISTRIBUTION | SUNGAI BESAR | Existing | RYB | 230/400 V |  |  | LV LINE |  | 185_4C_AL_XLPE |  |  |  | 84.121 m |  | 4 | 0
380638219 | TNB | DISTRIBUTION | SUNGAI BESAR | Existing | RYB | 230/400 V |  |  | LV LINE |  | 185_4C_AL_PILC |  |  |  | 31.629 m |  | 4 | 0
380638224 | TNB | DISTRIBUTION | SUNGAI BESAR | Existing | RYB | 230/400 V |  |  | LV LINE |  | 185_4C_AL_XLPE |  |  |  | 32.191 m |  | 4 | 0
380638229 | TNB | DISTRIBUTION | SUNGAI BESAR | Existing | RYB | 230/400 V |  |  | LV LINE |  | 185_4C_AL_PILC |  |  |  | 30.523 m |  | 4 | 0
380638234 | TNB | DISTRIBUTION | SUNGAI BESAR | Existing | RYB | 230/400 V |  |  | LV LINE |  | 185_4C_AL_PILC |  |  |  | 19.171 m |  | 4 | 0
380638239 | TNB | DISTRIBUTION | SUNGAI BESAR | Existing | RYB | 230/400 V |  |  | LV LINE |  | 185_4C_AL_XLPE |  |  |  | 154.565 m |  | 4 | 0
380638244 | TNB | DISTRIBUTION | SUNGAI BESAR | Existing | RYB | 230/400 V |  |  | LV LINE |  | 185_4C_AL_XLPE |  |  |  | 129.022 m |  | 4 | 0
380638254 | TNB | DISTRIBUTION | SUNGAI BESAR | Existing | RYB | 230/400 V |  |  | LV LINE |  | 185_4C_AL_XLPE |  |  |  | 326.028 m |  | 4 | 0
380638259 | TNB | DISTRIBUTION | SUNGAI BESAR | Existing | RYB | 230/400 V |  |  | LV LINE |  | 185_4C_AL_XLPE |  |  |  | 73.974 m |  | 4 | 0
380638264 | TNB | DISTRIBUTION | SUNGAI BESAR | Existing | RYB | 230/400 V |  |  | Unknown |  | 185_4C_AL_XLPE |  |  |  | 41.273 m | ;; | 4 | 0
380638269 | TNB | DISTRIBUTION | SUNGAI BESAR | Existing | RYB | 230/400 V |  |  | LV LINE |  | 185_4C_AL_XLPE |  |  |  | 270.183 m |  | 4 | 0
380638279 | TNB | DISTRIBUTION | SUNGAI BESAR | Existing | RYB | 230/400 V |  |  | LV LINE |  | 185_4C_AL_XLPE |  |  |  | 352.317 m |  | 4 | 0
380638284 | TNB | DISTRIBUTION | SUNGAI BESAR | Existing | RYB | 230/400 V |  |  | SERVICE LINE |  | 25_4C_AL_XLPE |  |  |  | 12.326 m |  | 4 | 0
380638289 | TNB | DISTRIBUTION | SUNGAI BESAR | Existing | RYB | 230/400 V |  |  | LV LINE |  | 185_4C_AL_XLPE |  |  |  | 11.981 m |  | 4 | 0
380638294 | TNB | DISTRIBUTION | SUNGAI BESAR | Existing | RYB | 230/400 V |  |  | LV LINE |  | 185_4C_AL_XLPE |  |  |  | 78.887 m |  | 4 | 0
380638299 | TNB | DISTRIBUTION | SUNGAI BESAR | Existing | RYB | 230/400 V |  |  | LV LINE |  | 185_4C_AL_XLPE |  |  |  | 78.303 m |  | 4 | 0
380638304 | TNB | DISTRIBUTION | SUNGAI BESAR | Existing | RYB | 230/400 V |  |  | LV LINE |  | 185_4C_AL_XLPE |  |  |  | 178.448 m |  | 4 | 0
380638309 | TNB | DISTRIBUTION | SUNGAI BESAR | Existing | RYB | 230/400 V |  |  | LV LINE |  | 185_4C_AL_XLPE |  |  |  | 56.697 m |  | 4 | 0
380638314 | TNB | DISTRIBUTION | SUNGAI BESAR | Existing | RYB | 230/400 V |  |  | LV LINE |  | 185_4C_AL_XLPE |  |  |  | 36.412 m |  | 4 | 0
380638319 | TNB | DISTRIBUTION | SUNGAI BESAR | Existing | RYB | 230/400 V |  |  | LV LINE |  | 185_4C_AL_XLPE |  |  |  | 39.768 m |  | 4 | 0
380638324 | TNB | DISTRIBUTION | SUNGAI BESAR | Existing | RYB | 230/400 V |  |  | LV LINE |  | 185_4C_AL_XLPE |  |  |  | 42.109 m |  | 4 | 0
380638329 | TNB | DISTRIBUTION | SUNGAI BESAR | Existing | RYB | 230/400 V |  |  | SERVICE LINE |  | 25_4C_AL_XLPE |  |  |  | 12.608 m |  | 4 | 0
380638334 | TNB | DISTRIBUTION | SUNGAI BESAR | Existing | RYB | 230/400 V |  |  | SERVICE LINE |  | 25_4C_AL_XLPE |  |  |  | 18.921 m |  | 4 | 0
380638339 | TNB | DISTRIBUTION | SUNGAI BESAR | Existing | RYB | 230/400 V |  |  | SERVICE LINE |  | 25_4C_AL_XLPE |  |  |  | 15.703 m |  | 4 | 0
380638344 | TNB | DISTRIBUTION | SUNGAI BESAR | Existing | RYB | 230/400 V |  |  | SERVICE LINE |  | 25_4C_AL_XLPE |  |  |  | 21.800 m |  | 4 | 0
380638349 | TNB | DISTRIBUTION | SUNGAI BESAR | Existing | RYB | 230/400 V |  |  | LV LINE |  | 185_4C_AL_XLPE |  |  |  | 14.076 m |  | 4 | 0
380638354 | TNB | DISTRIBUTION | SUNGAI BESAR | Existing | RYB | 230/400 V |  |  | LV LINE |  | 185_4C_AL_XLPE |  |  |  | 14.218 m |  | 4 | 0
380638359 | TNB | DISTRIBUTION | SUNGAI BESAR | Existing | RYB | 230/400 V |  |  | SERVICE LINE |  | 25_4C_AL_XLPE |  |  |  | 7.896 m |  | 4 | 0
380638364 | TNB | DISTRIBUTION | SUNGAI BESAR | Existing | RYB | 230/400 V |  |  | SERVICE LINE |  | 70_4C_AL_XLPE |  |  |  | 0.835 m |  | 4 | 0
380638369 | TNB | DISTRIBUTION | SUNGAI BESAR | Existing | RYB | 230/400 V |  |  | LV LINE |  | 185_4C_AL_XLPE |  |  |  | 27.298 m |  | 4 | 0
380638374 | TNB | DISTRIBUTION | SUNGAI BESAR | Existing | RYB | 230/400 V |  |  | LV LINE |  | 185_4C_AL_XLPE |  |  |  | 61.845 m |  | 4 | 0
380638379 | TNB | DISTRIBUTION | SUNGAI BESAR | Existing | RYB | 230/400 V |  |  | LV LINE |  | 185_4C_AL_XLPE |  |  |  | 61.311 m |  | 4 | 0
380638384 | TNB | DISTRIBUTION | SUNGAI BESAR | Existing | RYB | 230/400 V |  |  | LV LINE |  | 185_4C_AL_XLPE |  |  |  | 184.994 m |  | 4 | 0
380638389 | TNB | DISTRIBUTION | SUNGAI BESAR | Existing | RYB | 230/400 V |  |  | LV LINE |  | 185_4C_AL_XLPE |  |  |  | 185.177 m |  | 4 | 0
380638394 | TNB | DISTRIBUTION | SUNGAI BESAR | Existing | R | 230/400 V |  |  | SERVICE LINE |  | ARMOURED_16MM |  |  |  | 3.271 m |  | 2 | 0
380638397 | TNB | DISTRIBUTION | SUNGAI BESAR | Existing | RYB | 230/400 V |  |  | LV LINE |  | 185_4C_AL_XLPE |  |  |  | 110.087 m |  | 4 | 0
380638402 | TNB | DISTRIBUTION | SUNGAI BESAR | Existing | RYB | 230/400 V |  |  | LV LINE |  | 185_4C_AL_XLPE |  |  |  | 44.154 m |  | 4 | 0
380638417 | TNB | DISTRIBUTION | SUNGAI BESAR | Existing | RYB | 230/400 V |  |  | SERVICE LINE |  | 25_4C_AL_XLPE |  |  |  | 9.568 m |  | 4 | 0
380638422 | TNB | DISTRIBUTION | SUNGAI BESAR | Existing | RYB | 230/400 V |  |  | SERVICE LINE |  | 25_4C_AL_XLPE |  |  |  | 1.954 m |  | 4 | 0
380638427 | TNB | DISTRIBUTION | SUNGAI BESAR | Existing | RYB | 230/400 V |  |  | SERVICE LINE |  | 25_4C_AL_XLPE |  |  |  | 3.257 m |  | 4 | 0
380638432 | TNB | DISTRIBUTION | SUNGAI BESAR | Existing | RYB | 230/400 V |  |  | LV LINE |  | 185_4C_AL_XLPE |  |  |  | 85.576 m |  | 4 | 0
380638442 | TNB | DISTRIBUTION | SUNGAI BESAR | Existing | RYB | 230/400 V |  |  | LV LINE |  | 185_4C_AL_XLPE |  |  |  | 87.278 m |  | 4 | 0
380638447 | TNB | DISTRIBUTION | SUNGAI BESAR | Existing | RYB | 230/400 V |  |  | LV LINE |  | 185_4C_AL_XLPE |  |  |  | 86.986 m |  | 4 | 0
380638467 | TNB | DISTRIBUTION | SUNGAI BESAR | Existing | RYB | 230/400 V |  |  | LV LINE |  | 185_4C_AL_XLPE |  |  |  | 177.246 m |  | 4 | 0
380638472 | TNB | DISTRIBUTION | SUNGAI BESAR | Existing | RYB | 230/400 V |  |  | LV LINE |  | 185_4C_AL_XLPE |  |  |  | 174.803 m |  | 4 | 0
380638487 | TNB | DISTRIBUTION | SUNGAI BESAR | Existing | RYB | 230/400 V |  |  | SERVICE LINE |  | 25_4C_AL_XLPE |  |  |  | 0.740 m |  | 4 | 0
380638492 | TNB | DISTRIBUTION | SUNGAI BESAR | Existing | RYB | 230/400 V |  |  | SERVICE LINE |  | 25_4C_AL_XLPE |  |  |  | 3.846 m |  | 4 | 0
380638497 | TNB | DISTRIBUTION | SUNGAI BESAR | Existing | RYB | 230/400 V |  |  | LV LINE |  | 185_4C_AL_XLPE |  |  |  | 72.747 m |  | 4 | 0
380638502 | TNB | DISTRIBUTION | SUNGAI BESAR | Existing | RYB | 230/400 V |  |  | LV LINE |  | 185_4C_AL_XLPE |  |  |  | 31.144 m |  | 4 | 0
380638507 | TNB | DISTRIBUTION | SUNGAI BESAR | Existing | RYB | 230/400 V |  |  | LV LINE |  | 185_4C_AL_XLPE |  |  |  | 14.179 m |  | 4 | 0
380638512 | TNB | DISTRIBUTION | SUNGAI BESAR | Existing | RYB | 230/400 V |  |  | LV LINE |  | 185_4C_AL_XLPE |  |  |  | 33.936 m |  | 4 | 0
380638526 | TNB | DISTRIBUTION | SUNGAI BESAR | Existing | RYB | 230/400 V |  |  | SERVICE LINE |  | 70_4C_AL_XLPE |  |  |  | 15.972 m |  | 4 | 0
380638531 | TNB | DISTRIBUTION | SUNGAI BESAR | Existing | RYB | 230/400 V |  |  | SERVICE LINE |  | 70_4C_AL_XLPE |  |  |  | 3.351 m |  | 4 | 0
380638546 | TNB | DISTRIBUTION | SUNGAI BESAR | Existing | RYB | 230/400 V |  |  | LV LINE |  | 185_4C_AL_XLPE |  |  |  | 71.139 m |  | 4 | 0
380638551 | TNB | DISTRIBUTION | SUNGAI BESAR | Existing | RYB | 230/400 V |  |  | LV LINE |  | 185_4C_AL_XLPE |  |  |  | 72.302 m |  | 4 | 0
380638556 | TNB | DISTRIBUTION | SUNGAI BESAR | Existing | RYB | 230/400 V |  |  | SERVICE LINE |  | 25_4C_AL_XLPE |  |  |  | 19.497 m |  | 4 | 0
380638561 | TNB | DISTRIBUTION | SUNGAI BESAR | Existing | RYB | 230/400 V |  |  | SERVICE LINE |  | 25_4C_AL_XLPE |  |  |  | 1.364 m |  | 4 | 0
380638566 | TNB | DISTRIBUTION | SUNGAI BESAR | Existing | RYB | 230/400 V |  |  | LV LINE |  | 185_4C_AL_XLPE |  |  |  | 35.925 m |  | 4 | 0
380638571 | TNB | DISTRIBUTION | SUNGAI BESAR | Existing | RYB | 230/400 V |  |  | LV LINE |  | 185_4C_AL_XLPE |  |  |  | 62.088 m |  | 4 | 0
380638576 | TNB | DISTRIBUTION | SUNGAI BESAR | Existing | RYB | 230/400 V |  |  | SERVICE LINE |  | 70_4C_AL_XLPE |  |  |  | 10.585 m |  | 4 | 0
380638581 | TNB | DISTRIBUTION | SUNGAI BESAR | Existing | RYB | 230/400 V |  |  | SERVICE LINE |  | 70_4C_AL_XLPE |  |  |  | 1.376 m |  | 4 | 0
380638586 | TNB | DISTRIBUTION | SUNGAI BESAR | Existing | RYB | 230/400 V |  |  | LV LINE |  | 185_4C_AL_XLPE |  |  |  | 20.793 m |  | 4 | 0
380638591 | TNB | DISTRIBUTION | SUNGAI BESAR | Existing | R | 230/400 V |  |  | SERVICE LINE |  | ARMOURED_16MM |  |  |  | 0.967 m |  | 2 | 0
380638594 | TNB | DISTRIBUTION | SUNGAI BESAR | Existing | RYB | 230/400 V |  |  | SERVICE LINE |  | 70_4C_AL_PILC |  |  |  | 21.608 m |  | 4 | 0
380638599 | TNB | DISTRIBUTION | SUNGAI BESAR | Existing | RYB | 230/400 V |  |  | SERVICE LINE |  | 70_4C_AL_PILC |  |  |  | 2.966 m |  | 4 | 0
380638604 | TNB | DISTRIBUTION | SUNGAI BESAR | Existing | RYB | 230/400 V |  |  | SERVICE LINE |  | 70_4C_AL_XLPE |  |  |  | 22.463 m |  | 4 | 0
380638609 | TNB | DISTRIBUTION | SUNGAI BESAR | Existing | RYB | 230/400 V |  |  | SERVICE LINE |  | 70_4C_AL_XLPE |  |  |  | 2.151 m |  | 4 | 0
380638614 | TNB | DISTRIBUTION | SUNGAI BESAR | Existing | RYB | 230/400 V |  |  | SERVICE LINE |  | 185_4C_AL_XLPE |  |  |  | 171.696 m |  | 4 | 0
380638619 | TNB | DISTRIBUTION | SUNGAI BESAR | Existing | RYB | 230/400 V |  |  | SERVICE LINE |  | 185_4C_AL_XLPE |  |  |  | 169.383 m |  | 4 | 0
380638624 | TNB | DISTRIBUTION | SUNGAI BESAR | Existing | RYB | 230/400 V |  |  | SERVICE LINE |  | 70_4C_AL_XLPE |  |  |  | 2.531 m |  | 4 | 0
380638629 | TNB | DISTRIBUTION | SUNGAI BESAR | Existing | RYB | 230/400 V |  |  | SERVICE LINE |  | 70_4C_AL_XLPE |  |  |  | 20.983 m |  | 4 | 0
380638634 | TNB | DISTRIBUTION | SUNGAI BESAR | Existing | RYB | 230/400 V |  |  | SERVICE LINE |  | 70_4C_AL_XLPE |  |  |  | 1.809 m |  | 4 | 0
380638639 | TNB | DISTRIBUTION | SUNGAI BESAR | Existing | RYB | 230/400 V |  |  | SERVICE LINE |  | 70_4C_AL_XLPE |  |  |  | 2.184 m |  | 4 | 0
380638644 | TNB | DISTRIBUTION | SUNGAI BESAR | Existing | RYB | 230/400 V |  |  | LV LINE |  | 185_4C_AL_XLPE |  |  |  | 25.638 m |  | 4 | 0
380638659 | TNB | DISTRIBUTION | SUNGAI BESAR | Existing | RYB | 230/400 V |  |  | LV LINE |  | 185_4C_AL_XLPE |  |  |  | 21.095 m |  | 4 | 0
380638664 | TNB | DISTRIBUTION | SUNGAI BESAR | Existing | RYB | 230/400 V |  |  | LV LINE |  | 185_4C_AL_XLPE |  |  |  | 21.977 m |  | 4 | 0
380638669 | TNB | DISTRIBUTION | SUNGAI BESAR | Existing | RYB | 230/400 V |  |  | LV LINE |  | 185_4C_AL_XLPE |  |  |  | 23.668 m |  | 4 | 0
380638674 | TNB | DISTRIBUTION | SUNGAI BESAR | Existing | RYB | 230/400 V |  |  | LV LINE |  | 185_4C_AL_XLPE |  |  |  | 24.495 m |  | 4 | 0
380638679 | TNB | DISTRIBUTION | SUNGAI BESAR | Existing | RYB | 230/400 V |  |  | LV LINE |  | 185_4C_AL_XLPE |  |  |  | 124.785 m |  | 4 | 0
380638684 | TNB | DISTRIBUTION | SUNGAI BESAR | Existing | RYB | 230/400 V |  |  | LV LINE |  | 185_4C_AL_XLPE |  |  |  | 40.305 m |  | 4 | 0
380638689 | TNB | DISTRIBUTION | SUNGAI BESAR | Existing | RYB | 230/400 V |  |  | SERVICE LINE |  | 25_4C_AL_XLPE |  |  |  | 3.606 m |  | 4 | 0
380638694 | TNB | DISTRIBUTION | SUNGAI BESAR | Existing | RYB | 230/400 V |  |  | SERVICE LINE |  | 25_4C_AL_XLPE |  |  |  | 8.460 m |  | 4 | 0
380638699 | TNB | DISTRIBUTION | SUNGAI BESAR | Existing | RYB | 230/400 V |  |  | LV LINE |  | 185_4C_AL_XLPE |  |  |  | 127.282 m |  | 4 | 0
380638704 | TNB | DISTRIBUTION | SUNGAI BESAR | Existing | RYB | 230/400 V |  |  | LV LINE |  | 185_4C_AL_XLPE |  |  |  | 127.924 m |  | 4 | 0
380638709 | TNB | DISTRIBUTION | SUNGAI BESAR | Existing | RYB | 230/400 V |  |  | LV LINE |  | 185_4C_AL_XLPE |  |  |  | 63.369 m |  | 4 | 0
380638714 | TNB | DISTRIBUTION | SUNGAI BESAR | Existing | RYB | 230/400 V |  |  | LV LINE |  | 185_4C_AL_XLPE |  |  |  | 79.099 m |  | 4 | 0
380638719 | TNB | DISTRIBUTION | SUNGAI BESAR | Existing | RYB | 230/400 V |  |  | LV LINE |  | 185_4C_AL_XLPE |  |  |  | 92.543 m |  | 4 | 0
380638724 | TNB | DISTRIBUTION | SUNGAI BESAR | Existing | RYB | 230/400 V |  |  | LV LINE |  | 185_4C_AL_XLPE |  |  |  | 96.799 m |  | 4 | 0
380638729 | TNB | DISTRIBUTION | SUNGAI BESAR | Existing | RYB | 230/400 V |  |  | LV LINE |  | 185_4C_AL_XLPE |  |  |  | 97.787 m |  | 4 | 0
380638734 | TNB | DISTRIBUTION | SUNGAI BESAR | Existing | RYB | 230/400 V |  |  | LV LINE |  | 185_4C_AL_XLPE |  |  |  | 97.248 m |  | 4 | 0
380638739 | TNB | DISTRIBUTION | SUNGAI BESAR | Existing | RYB | 230/400 V |  |  | SERVICE LINE |  | 25_4C_AL_XLPE |  |  |  | 2.639 m |  | 4 | 0
380638744 | TNB | DISTRIBUTION | SUNGAI BESAR | Existing | RYB | 230/400 V |  |  | SERVICE LINE |  | 25_4C_AL_XLPE |  |  |  | 2.500 m |  | 4 | 0
380638749 | TNB | DISTRIBUTION | SUNGAI BESAR | Existing | RYB | 230/400 V |  |  | SERVICE LINE |  | 25_4C_AL_XLPE |  |  |  | 2.500 m |  | 4 | 0
380638754 | TNB | DISTRIBUTION | SUNGAI BESAR | Existing | RYB | 230/400 V |  |  | SERVICE LINE |  | 25_4C_AL_XLPE |  |  |  | 2.500 m |  | 4 | 0
380638759 | TNB | DISTRIBUTION | SUNGAI BESAR | Existing | RYB | 230/400 V |  |  | SERVICE LINE |  | 25_4C_AL_XLPE |  |  |  | 17.784 m |  | 4 | 0
380638764 | TNB | DISTRIBUTION | SUNGAI BESAR | Existing | RYB | 230/400 V |  |  | SERVICE LINE |  | 25_4C_AL_XLPE |  |  |  | 2.501 m |  | 4 | 0
380638769 | TNB | DISTRIBUTION | SUNGAI BESAR | Existing | RYB | 230/400 V |  |  | SERVICE LINE |  | 25_4C_AL_XLPE |  |  |  | 2.500 m |  | 4 | 0
380638774 | TNB | DISTRIBUTION | SUNGAI BESAR | Existing | RYB | 230/400 V |  |  | SERVICE LINE |  | 25_4C_AL_XLPE |  |  |  | 2.501 m |  | 4 | 0
380638779 | TNB | DISTRIBUTION | SUNGAI BESAR | Existing | RYB | 230/400 V |  |  | SERVICE LINE |  | 25_4C_AL_XLPE |  |  |  | 2.500 m |  | 4 | 0
380638784 | TNB | DISTRIBUTION | SUNGAI BESAR | Existing | RYB | 230/400 V |  |  | SERVICE LINE |  | 25_4C_AL_XLPE |  |  |  | 2.501 m |  | 4 | 0
380638789 | TNB | DISTRIBUTION | SUNGAI BESAR | Existing | RYB | 230/400 V |  |  | SERVICE LINE |  | 25_4C_AL_XLPE |  |  |  | 16.614 m |  | 4 | 0
380638794 | TNB | DISTRIBUTION | SUNGAI BESAR | Existing | RYB | 230/400 V |  |  | SERVICE LINE |  | 25_4C_AL_XLPE |  |  |  | 2.501 m |  | 4 | 0
380638799 | TNB | DISTRIBUTION | SUNGAI BESAR | Existing | RYB | 230/400 V |  |  | SERVICE LINE |  | 25_4C_AL_XLPE |  |  |  | 2.500 m |  | 4 | 0
380638814 | TNB | DISTRIBUTION | SUNGAI BESAR | Existing | RYB | 230/400 V |  |  | SERVICE LINE |  | 25_4C_AL_XLPE |  |  |  | 2.501 m |  | 4 | 0
380638819 | TNB | DISTRIBUTION | SUNGAI BESAR | Existing | RYB | 230/400 V |  |  | SERVICE LINE |  | 25_4C_AL_XLPE |  |  |  | 18.452 m |  | 4 | 0
380638824 | TNB | DISTRIBUTION | SUNGAI BESAR | Existing | RYB | 230/400 V |  |  | SERVICE LINE |  | 25_4C_AL_XLPE |  |  |  | 2.501 m |  | 4 | 0
380638829 | TNB | DISTRIBUTION | SUNGAI BESAR | Existing | RYB | 230/400 V |  |  | SERVICE LINE |  | 25_4C_AL_XLPE |  |  |  | 2.501 m |  | 4 | 0
380638834 | TNB | DISTRIBUTION | SUNGAI BESAR | Existing | RYB | 230/400 V |  |  | SERVICE LINE |  | 25_4C_AL_XLPE |  |  |  | 2.501 m |  | 4 | 0
380638839 | TNB | DISTRIBUTION | SUNGAI BESAR | Existing | RYB | 230/400 V |  |  | SERVICE LINE |  | 25_4C_AL_XLPE |  |  |  | 18.014 m |  | 4 | 0
380638844 | TNB | DISTRIBUTION | SUNGAI BESAR | Existing | RYB | 230/400 V |  |  | SERVICE LINE |  | 25_4C_AL_XLPE |  |  |  | 9.577 m |  | 4 | 0
380638859 | TNB | DISTRIBUTION | SUNGAI BESAR | Existing | RYB | 230/400 V |  |  | SERVICE LINE |  | 25_4C_AL_XLPE |  |  |  | 12.453 m |  | 4 | 0
380638864 | TNB | DISTRIBUTION | SUNGAI BESAR | Existing | RYB | 230/400 V |  |  | SERVICE LINE |  | 25_4C_AL_XLPE |  |  |  | 9.408 m |  | 4 | 0
380638874 | TNB | DISTRIBUTION | SUNGAI BESAR | Existing | RYB | 230/400 V |  |  | SERVICE LINE |  | 25_4C_AL_XLPE |  |  |  | 2.500 m |  | 4 | 0
380638879 | TNB | DISTRIBUTION | SUNGAI BESAR | Existing | RYB | 230/400 V |  |  | SERVICE LINE |  | 25_4C_AL_XLPE |  |  |  | 2.501 m |  | 4 | 0
380638884 | TNB | DISTRIBUTION | SUNGAI BESAR | Existing | RYB | 230/400 V |  |  | SERVICE LINE |  | 25_4C_AL_XLPE |  |  |  | 3.693 m |  | 4 | 0
380638889 | TNB | DISTRIBUTION | SUNGAI BESAR | Existing | RYB | 230/400 V |  |  | SERVICE LINE |  | 25_4C_AL_XLPE |  |  |  | 2.500 m |  | 4 | 0
380638894 | TNB | DISTRIBUTION | SUNGAI BESAR | Existing | RYB | 230/400 V |  |  | SERVICE LINE |  | 25_4C_AL_XLPE |  |  |  | 23.671 m |  | 4 | 0
380638899 | TNB | DISTRIBUTION | SUNGAI BESAR | Existing | RYB | 230/400 V |  |  | SERVICE LINE |  | 25_4C_AL_XLPE |  |  |  | 2.501 m |  | 4 | 0
380638904 | TNB | DISTRIBUTION | SUNGAI BESAR | Existing | RYB | 230/400 V |  |  | SERVICE LINE |  | 25_4C_AL_XLPE |  |  |  | 2.500 m |  | 4 | 0
380638909 | TNB | DISTRIBUTION | SUNGAI BESAR | Existing | RYB | 230/400 V |  |  | SERVICE LINE |  | 25_4C_AL_XLPE |  |  |  | 2.500 m |  | 4 | 0
380638914 | TNB | DISTRIBUTION | SUNGAI BESAR | Existing | RYB | 230/400 V |  |  | SERVICE LINE |  | 25_4C_AL_XLPE |  |  |  | 3.676 m |  | 4 | 0
380638919 | TNB | DISTRIBUTION | SUNGAI BESAR | Existing | RYB | 230/400 V |  |  | SERVICE LINE |  | 25_4C_AL_XLPE |  |  |  | 2.500 m |  | 4 | 0
380638924 | TNB | DISTRIBUTION | SUNGAI BESAR | Existing | RYB | 230/400 V |  |  | SERVICE LINE |  | 25_4C_AL_XLPE |  |  |  | 27.377 m |  | 4 | 0
380638929 | TNB | DISTRIBUTION | SUNGAI BESAR | Existing | RYB | 230/400 V |  |  | SERVICE LINE |  | 25_4C_AL_XLPE |  |  |  | 2.500 m |  | 4 | 0
380638934 | TNB | DISTRIBUTION | SUNGAI BESAR | Existing | RYB | 230/400 V |  |  | SERVICE LINE |  | 25_4C_AL_XLPE |  |  |  | 2.500 m |  | 4 | 0
380638939 | TNB | DISTRIBUTION | SUNGAI BESAR | Existing | RYB | 230/400 V |  |  | SERVICE LINE |  | 25_4C_AL_XLPE |  |  |  | 2.500 m |  | 4 | 0
380638944 | TNB | DISTRIBUTION | SUNGAI BESAR | Existing | RYB | 230/400 V |  |  | SERVICE LINE |  | 25_4C_AL_XLPE |  |  |  | 15.711 m |  | 4 | 0
380638949 | TNB | DISTRIBUTION | SUNGAI BESAR | Existing | RYB | 230/400 V |  |  | SERVICE LINE |  | 25_4C_AL_XLPE |  |  |  | 2.501 m |  | 4 | 0
380638954 | TNB | DISTRIBUTION | SUNGAI BESAR | Existing | RYB | 230/400 V |  |  | SERVICE LINE |  | 25_4C_AL_XLPE |  |  |  | 15.369 m |  | 4 | 0
380638959 | TNB | DISTRIBUTION | SUNGAI BESAR | Existing | RYB | 230/400 V |  |  | SERVICE LINE |  | 25_4C_AL_XLPE |  |  |  | 2.500 m |  | 4 | 0
380638964 | TNB | DISTRIBUTION | SUNGAI BESAR | Existing | RYB | 230/400 V |  |  | SERVICE LINE |  | 25_4C_AL_XLPE |  |  |  | 2.500 m |  | 4 | 0
380638969 | TNB | DISTRIBUTION | SUNGAI BESAR | Existing | RYB | 230/400 V |  |  | SERVICE LINE |  | 25_4C_AL_XLPE |  |  |  | 2.501 m |  | 4 | 0
380638974 | TNB | DISTRIBUTION | SUNGAI BESAR | Existing | RYB | 230/400 V |  |  | SERVICE LINE |  | 25_4C_AL_XLPE |  |  |  | 26.901 m |  | 4 | 0
380638979 | TNB | DISTRIBUTION | SUNGAI BESAR | Existing | RYB | 230/400 V |  |  | SERVICE LINE |  | 25_4C_AL_XLPE |  |  |  | 2.500 m |  | 4 | 0
380638984 | TNB | DISTRIBUTION | SUNGAI BESAR | Existing | RYB | 230/400 V |  |  | SERVICE LINE |  | 25_4C_AL_XLPE |  |  |  | 4.792 m |  | 4 | 0
380638989 | TNB | DISTRIBUTION | SUNGAI BESAR | Existing | RYB | 230/400 V |  |  | SERVICE LINE |  | 25_4C_AL_XLPE |  |  |  | 2.500 m |  | 4 | 0
380638994 | TNB | DISTRIBUTION | SUNGAI BESAR | Existing | RYB | 230/400 V |  |  | SERVICE LINE |  | 25_4C_AL_XLPE |  |  |  | 2.500 m |  | 4 | 0
380638999 | TNB | DISTRIBUTION | SUNGAI BESAR | Existing | RYB | 230/400 V |  |  | SERVICE LINE |  | 25_4C_AL_XLPE |  |  |  | 2.501 m |  | 4 | 0
380639004 | TNB | DISTRIBUTION | SUNGAI BESAR | Existing | RYB | 230/400 V |  |  | SERVICE LINE |  | 25_4C_AL_XLPE |  |  |  | 16.702 m |  | 4 | 0
380639009 | TNB | DISTRIBUTION | SUNGAI BESAR | Existing | RYB | 230/400 V |  |  | SERVICE LINE |  | 25_4C_AL_XLPE |  |  |  | 2.500 m |  | 4 | 0
380639014 | TNB | DISTRIBUTION | SUNGAI BESAR | Existing | RYB | 230/400 V |  |  | SERVICE LINE |  | 25_4C_AL_XLPE |  |  |  | 15.817 m |  | 4 | 0
380639019 | TNB | DISTRIBUTION | SUNGAI BESAR | Existing | RYB | 230/400 V |  |  | SERVICE LINE |  | 25_4C_AL_XLPE |  |  |  | 2.500 m |  | 4 | 0
380639024 | TNB | DISTRIBUTION | SUNGAI BESAR | Existing | RYB | 230/400 V |  |  | SERVICE LINE |  | 25_4C_AL_XLPE |  |  |  | 2.500 m |  | 4 | 0
380639029 | TNB | DISTRIBUTION | SUNGAI BESAR | Existing | RYB | 230/400 V |  |  | SERVICE LINE |  | 25_4C_AL_XLPE |  |  |  | 2.500 m |  | 4 | 0
380639034 | TNB | DISTRIBUTION | SUNGAI BESAR | Existing | RYB | 230/400 V |  |  | SERVICE LINE |  | 25_4C_AL_XLPE |  |  |  | 5.553 m |  | 4 | 0
380639039 | TNB | DISTRIBUTION | SUNGAI BESAR | Existing | RYB | 230/400 V |  |  | SERVICE LINE |  | 25_4C_AL_XLPE |  |  |  | 2.500 m |  | 4 | 0
380639044 | TNB | DISTRIBUTION | SUNGAI BESAR | Existing | RYB | 230/400 V |  |  | SERVICE LINE |  | 25_4C_AL_XLPE |  |  |  | 25.804 m |  | 4 | 0
380639049 | TNB | DISTRIBUTION | SUNGAI BESAR | Existing | RYB | 230/400 V |  |  | SERVICE LINE |  | 25_4C_AL_XLPE |  |  |  | 19.929 m |  | 4 | 0
380639054 | TNB | DISTRIBUTION | SUNGAI BESAR | Existing | RYB | 230/400 V |  |  | SERVICE LINE |  | 25_4C_AL_XLPE |  |  |  | 2.501 m |  | 4 | 0
380639059 | TNB | DISTRIBUTION | SUNGAI BESAR | Existing | RYB | 230/400 V |  |  | SERVICE LINE |  | 25_4C_AL_XLPE |  |  |  | 2.501 m |  | 4 | 0
380639064 | TNB | DISTRIBUTION | SUNGAI BESAR | Existing | RYB | 230/400 V |  |  | SERVICE LINE |  | 25_4C_AL_XLPE |  |  |  | 2.500 m |  | 4 | 0
380639069 | TNB | DISTRIBUTION | SUNGAI BESAR | Existing | RYB | 230/400 V |  |  | SERVICE LINE |  | 25_4C_AL_XLPE |  |  |  | 18.498 m |  | 4 | 0
380639074 | TNB | DISTRIBUTION | SUNGAI BESAR | Existing | RYB | 230/400 V |  |  | SERVICE LINE |  | 25_4C_AL_XLPE |  |  |  | 2.500 m |  | 4 | 0
380639079 | TNB | DISTRIBUTION | SUNGAI BESAR | Existing | RYB | 230/400 V |  |  | SERVICE LINE |  | 25_4C_AL_XLPE |  |  |  | 2.501 m |  | 4 | 0
380639084 | TNB | DISTRIBUTION | SUNGAI BESAR | Existing | RYB | 230/400 V |  |  | SERVICE LINE |  | 25_4C_AL_XLPE |  |  |  | 2.501 m |  | 4 | 0
380639089 | TNB | DISTRIBUTION | SUNGAI BESAR | Existing | RYB | 230/400 V |  |  | SERVICE LINE |  | 25_4C_AL_XLPE |  |  |  | 2.501 m |  | 4 | 0
380639094 | TNB | DISTRIBUTION | SUNGAI BESAR | Existing | RYB | 230/400 V |  |  | SERVICE LINE |  | 25_4C_AL_XLPE |  |  |  | 2.501 m |  | 4 | 0
380639099 | TNB | DISTRIBUTION | SUNGAI BESAR | Existing | RYB | 230/400 V |  |  | SERVICE LINE |  | 25_4C_AL_XLPE |  |  |  | 15.930 m |  | 4 | 0
380639104 | TNB | DISTRIBUTION | SUNGAI BESAR | Existing | RYB | 230/400 V |  |  | SERVICE LINE |  | 25_4C_AL_XLPE |  |  |  | 14.366 m |  | 4 | 0
380639114 | TNB | DISTRIBUTION | SUNGAI BESAR | Existing | RYB | 230/400 V |  |  | SERVICE LINE |  | 25_4C_AL_XLPE |  |  |  | 14.993 m |  | 4 | 0
380639119 | TNB | DISTRIBUTION | SUNGAI BESAR | Existing | RYB | 230/400 V |  |  | SERVICE LINE |  | 25_4C_AL_XLPE |  |  |  | 27.955 m |  | 4 | 0
380639124 | TNB | DISTRIBUTION | SUNGAI BESAR | Existing | RYB | 230/400 V |  |  | SERVICE LINE |  | 25_4C_AL_XLPE |  |  |  | 22.580 m |  | 4 | 0
380639134 | TNB | DISTRIBUTION | SUNGAI BESAR | Existing | RYB | 230/400 V |  |  | SERVICE LINE |  | 25_4C_AL_XLPE |  |  |  | 34.788 m |  | 4 | 0
380639139 | TNB | DISTRIBUTION | SUNGAI BESAR | Existing | RYB | 230/400 V |  |  | SERVICE LINE |  | 25_4C_AL_XLPE |  |  |  | 30.795 m |  | 4 | 0
380639144 | TNB | DISTRIBUTION | SUNGAI BESAR | Existing | RYB | 230/400 V |  |  | SERVICE LINE |  | 25_4C_AL_XLPE |  |  |  | 29.164 m |  | 4 | 0
380639149 | TNB | DISTRIBUTION | SUNGAI BESAR | Existing | RYB | 230/400 V |  |  | SERVICE LINE |  | 25_4C_AL_XLPE |  |  |  | 26.520 m |  | 4 | 0
380639154 | TNB | DISTRIBUTION | SUNGAI BESAR | Existing | RYB | 230/400 V |  |  | SERVICE LINE |  | 25_4C_AL_XLPE |  |  |  | 28.163 m |  | 4 | 0
380639159 | TNB | DISTRIBUTION | SUNGAI BESAR | Existing | RYB | 230/400 V |  |  | SERVICE LINE |  | 25_4C_AL_XLPE |  |  |  | 19.818 m |  | 4 | 0
380639164 | TNB | DISTRIBUTION | SUNGAI BESAR | Existing | RYB | 230/400 V |  |  | SERVICE LINE |  | 25_4C_AL_XLPE |  |  |  | 20.584 m |  | 4 | 0
380639169 | TNB | DISTRIBUTION | SUNGAI BESAR | Existing | RYB | 230/400 V |  |  | SERVICE LINE |  | 25_4C_AL_XLPE |  |  |  | 18.902 m |  | 4 | 0
380639174 | TNB | DISTRIBUTION | SUNGAI BESAR | Existing | RYB | 230/400 V |  |  | SERVICE LINE |  | 25_4C_AL_XLPE |  |  |  | 19.341 m |  | 4 | 0
380639179 | TNB | DISTRIBUTION | SUNGAI BESAR | Existing | RYB | 230/400 V |  |  | SERVICE LINE |  | 25_4C_AL_XLPE |  |  |  | 18.712 m |  | 4 | 0
380639184 | TNB | DISTRIBUTION | SUNGAI BESAR | Existing | RYB | 230/400 V |  |  | SERVICE LINE |  | 25_4C_AL_XLPE |  |  |  | 18.951 m |  | 4 | 0
380639189 | TNB | DISTRIBUTION | SUNGAI BESAR | Existing | RYB | 230/400 V |  |  | SERVICE LINE |  | 25_4C_AL_XLPE |  |  |  | 1.852 m |  | 4 | 0
380639194 | TNB | DISTRIBUTION | SUNGAI BESAR | Existing | RYB | 230/400 V |  |  | SERVICE LINE |  | 25_4C_AL_XLPE |  |  |  | 5.972 m |  | 4 | 0
380639199 | TNB | DISTRIBUTION | SUNGAI BESAR | Existing | RYB | 230/400 V |  |  | LV LINE |  | 185_4C_AL_PILC |  |  |  | 79.346 m |  | 4 | 0
380639204 | TNB | DISTRIBUTION | SUNGAI BESAR | Existing | RYB | 230/400 V |  |  | LV LINE |  | 185_4C_AL_XLPE |  |  |  | 48.012 m |  | 4 | 0
380639219 | TNB | DISTRIBUTION | SUNGAI BESAR | Existing | RYB | 230/400 V |  |  | LV LINE |  | 185_4C_AL_PILC |  |  |  | 20.023 m |  | 4 | 0
380639224 | TNB | DISTRIBUTION | SUNGAI BESAR | Existing | RYB | 230/400 V |  |  | LV LINE |  | 185_4C_AL_XLPE |  |  |  | 86.149 m |  | 4 | 0
380639229 | TNB | DISTRIBUTION | SUNGAI BESAR | Existing | R | 230/400 V |  |  | SERVICE LINE |  | ARMOURED_16MM |  |  |  | 8.486 m |  | 2 | 0
380639232 | TNB | DISTRIBUTION | SUNGAI BESAR | Existing | R | 230/400 V |  |  | SERVICE LINE |  | ARMOURED_16MM |  |  |  | 2.055 m |  | 2 | 0
380639235 | TNB | DISTRIBUTION | SUNGAI BESAR | Existing | RYB | 230/400 V |  |  | LV LINE |  | 185_4C_AL_XLPE |  |  |  | 144.508 m |  | 4 | 0
380639240 | TNB | DISTRIBUTION | SUNGAI BESAR | Existing | RYB | 230/400 V |  |  | LV LINE |  | 185_4C_AL_XLPE |  |  |  | 50.154 m |  | 4 | 0
380639245 | TNB | DISTRIBUTION | SUNGAI BESAR | Existing | RYB | 230/400 V |  |  | LV LINE |  | 185_4C_AL_XLPE |  |  |  | 290.095 m |  | 4 | 0
380639255 | TNB | DISTRIBUTION | SUNGAI BESAR | Existing | RYB | 230/400 V |  |  | LV LINE |  | 185_4C_AL_XLPE |  |  |  | 177.602 m |  | 4 | 0
380639260 | TNB | DISTRIBUTION | SUNGAI BESAR | Existing | RYB | 230/400 V |  |  | LV LINE |  | 185_4C_AL_XLPE |  |  |  | 1.477 m |  | 4 | 0
380639265 | TNB | DISTRIBUTION | SUNGAI BESAR | Existing | RYB | 230/400 V |  |  | LV LINE |  | 185_4C_AL_XLPE |  |  |  | 144.859 m |  | 4 | 0
380639270 | TNB | DISTRIBUTION | SUNGAI BESAR | Existing | RYB | 230/400 V |  |  | SERVICE LINE |  | 25_4C_AL_XLPE |  |  |  | 10.225 m |  | 4 | 0
380639275 | TNB | DISTRIBUTION | SUNGAI BESAR | Existing | RYB | 230/400 V |  |  | SERVICE LINE |  | 25_4C_AL_XLPE |  |  |  | 2.500 m |  | 4 | 0
380639280 | TNB | DISTRIBUTION | SUNGAI BESAR | Existing | RYB | 230/400 V |  |  | LV LINE |  | 185_4C_AL_XLPE |  |  |  | 151.319 m |  | 4 | 0
380639285 | TNB | DISTRIBUTION | SUNGAI BESAR | Existing | RYB | 230/400 V |  |  | LV LINE |  | 185_4C_AL_XLPE |  |  |  | 243.598 m |  | 4 | 0
380639290 | TNB | DISTRIBUTION | SUNGAI BESAR | Existing | RYB | 230/400 V |  |  | LV LINE |  | 185_4C_AL_XLPE |  |  |  | 23.853 m |  | 4 | 0
380639295 | TNB | DISTRIBUTION | SUNGAI BESAR | Existing | RYB | 230/400 V |  |  | LV LINE |  | 185_4C_AL_XLPE |  |  |  | 22.804 m |  | 4 | 0
380639300 | TNB | DISTRIBUTION | SUNGAI BESAR | Existing | RYB | 230/400 V |  |  | SERVICE LINE |  | 25_4C_AL_XLPE |  |  |  | 1.417 m |  | 4 | 0
380639305 | TNB | DISTRIBUTION | SUNGAI BESAR | Existing | RYB | 230/400 V |  |  | SERVICE LINE |  | 25_4C_AL_XLPE |  |  |  | 3.828 m |  | 4 | 0
380639310 | TNB | DISTRIBUTION | SUNGAI BESAR | Existing | RYB | 230/400 V |  |  | LV LINE |  | 185_4C_AL_XLPE |  |  |  | 141.416 m |  | 4 | 0
380639315 | TNB | DISTRIBUTION | SUNGAI BESAR | Existing | RYB | 230/400 V |  |  | LV LINE |  | 185_4C_AL_XLPE |  |  |  | 44.127 m |  | 4 | 0
380639320 | TNB | DISTRIBUTION | SUNGAI BESAR | Existing | RYB | 230/400 V |  |  | LV LINE |  | 185_4C_AL_XLPE |  |  |  | 43.380 m |  | 4 | 0
380639325 | TNB | DISTRIBUTION | SUNGAI BESAR | Existing | RYB | 230/400 V |  |  | LV LINE |  | 185_4C_AL_XLPE |  |  |  | 14.342 m |  | 4 | 0
380639330 | TNB | DISTRIBUTION | SUNGAI BESAR | Existing | RYB | 230/400 V |  |  | LV LINE |  | 185_4C_AL_XLPE |  |  |  | 13.443 m |  | 4 | 0
380639335 | TNB | DISTRIBUTION | SUNGAI BESAR | Existing | RYB | 230/400 V |  |  | LV LINE |  | 185_4C_AL_XLPE |  |  |  | 69.178 m |  | 4 | 0
380639340 | TNB | DISTRIBUTION | SUNGAI BESAR | Existing | R | 230/400 V |  |  | SERVICE LINE |  | ARMOURED_16MM |  |  |  | 1.771 m |  | 2 | 0
380639343 | TNB | DISTRIBUTION | SUNGAI BESAR | Existing | R | 230/400 V |  |  | SERVICE LINE |  | ARMOURED_16MM |  |  |  | 7.291 m |  | 2 | 0
380639346 | TNB | DISTRIBUTION | SUNGAI BESAR | Existing | RYB | 230/400 V |  |  | LV LINE |  | 185_4C_AL_PILC |  |  |  | 31.127 m |  | 4 | 0
380639356 | TNB | DISTRIBUTION | SUNGAI BESAR | Existing | R | 230/400 V |  |  | SERVICE LINE |  | ARMOURED_16MM |  |  |  | 9.349 m |  | 2 | 0
380639359 | TNB | DISTRIBUTION | SUNGAI BESAR | Existing | R | 230/400 V |  |  | SERVICE LINE |  | ARMOURED_16MM |  |  |  | 1.067 m |  | 2 | 0
380639362 | TNB | DISTRIBUTION | SUNGAI BESAR | Existing | R | 230/400 V |  |  | SERVICE LINE |  | ARMOURED_16MM |  |  |  | 15.928 m |  | 2 | 0
380639365 | TNB | DISTRIBUTION | SUNGAI BESAR | Existing | R | 230/400 V |  |  | SERVICE LINE |  | ARMOURED_16MM |  |  |  | 0.991 m |  | 2 | 0
380639368 | TNB | DISTRIBUTION | SUNGAI BESAR | Existing | RYB | 230/400 V |  |  | LV LINE |  | 185_4C_AL_PILC |  |  |  | 76.833 m |  | 4 | 0
380639373 | TNB | DISTRIBUTION | SUNGAI BESAR | Existing | RYB | 230/400 V |  |  | LV LINE |  | 185_4C_AL_PILC |  |  |  | 71.353 m |  | 4 | 0
380639378 | TNB | DISTRIBUTION | SUNGAI BESAR | Existing | RYB | 230/400 V |  |  | SERVICE LINE |  | 25_4C_AL_XLPE |  |  |  | 4.950 m |  | 4 | 0
380639383 | TNB | DISTRIBUTION | SUNGAI BESAR | Existing | RYB | 230/400 V |  |  | SERVICE LINE |  | 25_4C_AL_XLPE |  |  |  | 1.815 m |  | 4 | 0
380639388 | TNB | DISTRIBUTION | SUNGAI BESAR | Existing | RYB | 230/400 V |  |  | LV LINE |  | 185_4C_AL_XLPE |  |  |  | 36.446 m |  | 4 | 0
380639398 | TNB | DISTRIBUTION | SUNGAI BESAR | Existing | RYB | 230/400 V |  |  | LV LINE |  | 185_4C_AL_XLPE |  |  |  | 32.293 m |  | 4 | 0
380639403 | TNB | DISTRIBUTION | SUNGAI BESAR | Existing | RYB | 230/400 V |  |  | LV LINE |  | 185_4C_AL_XLPE |  |  |  | 25.696 m |  | 4 | 0
380639413 | TNB | DISTRIBUTION | SUNGAI BESAR | Existing | RYB | 230/400 V |  |  | LV LINE |  | 185_4C_AL_XLPE |  |  |  | 11.012 m |  | 4 | 0
380639428 | TNB | DISTRIBUTION | SUNGAI BESAR | Existing | R | 230/400 V |  |  | SERVICE LINE |  | ARMOURED_16MM |  |  |  | 2.750 m |  | 2 | 0
380639431 | TNB | DISTRIBUTION | SUNGAI BESAR | Existing | R | 230/400 V |  |  | SERVICE LINE |  | ARMOURED_16MM |  |  |  | 2.483 m |  | 2 | 0
380639434 | TNB | DISTRIBUTION | SUNGAI BESAR | Existing | R | 230/400 V |  |  | SERVICE LINE |  | ARMOURED_16MM |  |  |  | 10.602 m |  | 2 | 0
380639437 | TNB | DISTRIBUTION | SUNGAI BESAR | Existing | R | 230/400 V |  |  | SERVICE LINE |  | ARMOURED_16MM |  |  |  | 1.180 m |  | 2 | 0
380639440 | TNB | DISTRIBUTION | SUNGAI BESAR | Existing | RYB | 230/400 V |  |  | SERVICE LINE |  | 120_4C_AL_PILC |  |  |  | 48.711 m |  | 4 | 0
380639445 | TNB | DISTRIBUTION | SUNGAI BESAR | Existing | RYB | 230/400 V |  |  | SERVICE LINE |  | 120_4C_AL_PILC |  |  |  | 3.494 m |  | 4 | 0
380639450 | TNB | DISTRIBUTION | SUNGAI BESAR | Existing | RYB | 230/400 V |  |  | LV LINE |  | 185_4C_AL_PILC |  |  |  | 7.326 m |  | 4 | 0
380639455 | TNB | DISTRIBUTION | SUNGAI BESAR | Existing | RYB | 230/400 V |  |  | SERVICE LINE |  | 120_1C_AL_XLPE |  |  |  | 26.681 m |  | 4 | 0
380639460 | TNB | DISTRIBUTION | SUNGAI BESAR | Existing | RYB | 230/400 V |  |  | SERVICE LINE |  | 120_1C_AL_XLPE |  |  |  | 1.970 m |  | 4 | 0
380639465 | TNB | DISTRIBUTION | SUNGAI BESAR | Existing | R | 230/400 V |  |  | SERVICE LINE |  | ARMOURED_16MM |  |  |  | 9.618 m |  | 2 | 0
380639468 | TNB | DISTRIBUTION | SUNGAI BESAR | Existing | R | 230/400 V |  |  | SERVICE LINE |  | ARMOURED_16MM |  |  |  | 1.606 m |  | 2 | 0
380639471 | TNB | DISTRIBUTION | SUNGAI BESAR | Existing | RYB | 230/400 V |  |  | SERVICE LINE |  | 70_4C_AL_PILC |  |  |  | 21.234 m |  | 4 | 0
380639476 | TNB | DISTRIBUTION | SUNGAI BESAR | Existing | RYB | 230/400 V |  |  | SERVICE LINE |  | 70_4C_AL_PILC |  |  |  | 1.764 m |  | 4 | 0
380639491 | TNB | DISTRIBUTION | SUNGAI BESAR | Existing | RYB | 230/400 V |  |  | LV LINE |  | 185_4C_AL_XLPE |  |  |  | 11.618 m |  | 4 | 0
380639496 | TNB | DISTRIBUTION | SUNGAI BESAR | Existing | RYB | 230/400 V |  |  | LV LINE |  | 120_4C_AL_XLPE |  |  |  | 10.574 m |  | 4 | 0
380639501 | TNB | DISTRIBUTION | SUNGAI BESAR | Existing | RYB | 230/400 V |  |  | SERVICE LINE |  | 120_4C_AL_XLPE |  |  |  | 11.400 m |  | 4 | 0
380639506 | TNB | DISTRIBUTION | SUNGAI BESAR | Existing | RYB | 230/400 V |  |  | LV LINE |  | 185_4C_AL_XLPE |  |  |  | 9.486 m |  | 4 | 0
380639511 | TNB | DISTRIBUTION | SUNGAI BESAR | Existing | RYB | 230/400 V |  |  | LV LINE |  | 185_4C_AL_XLPE |  |  |  | 31.518 m |  | 4 | 0
380639516 | TNB | DISTRIBUTION | SUNGAI BESAR | Existing | RYB | 230/400 V |  |  | SERVICE LINE |  | 120_4C_AL_XLPE |  |  |  | 11.582 m |  | 4 | 0
380639521 | TNB | DISTRIBUTION | SUNGAI BESAR | Existing | RYB | 230/400 V |  |  | SERVICE LINE |  | 120_4C_AL_XLPE |  |  |  | 1.000 m |  | 4 | 0
380639526 | TNB | DISTRIBUTION | SUNGAI BESAR | Existing | RYB | 230/400 V |  |  | SERVICE LINE |  | 185_4C_AL_XLPE |  |  |  | 2.269 m |  | 4 | 0
380639531 | TNB | DISTRIBUTION | SUNGAI BESAR | Existing | RYB | 230/400 V |  |  | SERVICE LINE |  | 185_4C_AL_XLPE |  |  |  | 0.852 m |  | 4 | 0
380639536 | TNB | DISTRIBUTION | SUNGAI BESAR | Existing | RYB | 230/400 V |  |  | SERVICE LINE |  | 185_4C_AL_XLPE |  |  |  | 14.094 m |  | 4 | 0
380639541 | TNB | DISTRIBUTION | SUNGAI BESAR | Existing | RYB | 230/400 V |  |  | SERVICE LINE |  | 185_4C_AL_XLPE |  |  |  | 3.092 m |  | 4 | 0
380639554 | TNB | DISTRIBUTION | SUNGAI BESAR | Existing | R | 230/400 V |  |  | SERVICE LINE |  | ARMOURED_16MM |  |  |  | 9.461 m |  | 2 | 0
380639557 | TNB | DISTRIBUTION | SUNGAI BESAR | Existing | R | 230/400 V |  |  | SERVICE LINE |  | ARMOURED_16MM |  |  |  | 0.950 m |  | 2 | 0
380639568 | TNB | DISTRIBUTION | SUNGAI BESAR | Existing | RYB | 230/400 V |  |  | SERVICE LINE |  | 25_4C_AL_XLPE |  |  |  | 3.957 m |  | 4 | 0
380639573 | TNB | DISTRIBUTION | SUNGAI BESAR | Existing | RYB | 230/400 V |  |  | SERVICE LINE |  | 25_4C_AL_XLPE |  |  |  | 0.900 m |  | 4 | 0
380639578 | TNB | DISTRIBUTION | SUNGAI BESAR | Existing | RYB | 230/400 V |  |  | SERVICE LINE |  | 70_4C_AL_PILC |  |  |  | 18.153 m |  | 4 | 0
380639583 | TNB | DISTRIBUTION | SUNGAI BESAR | Existing | RYB | 230/400 V |  |  | SERVICE LINE |  | 70_4C_AL_PILC |  |  |  | 1.077 m |  | 4 | 0
380639588 | TNB | DISTRIBUTION | SUNGAI BESAR | Existing | RYB | 230/400 V |  |  | SERVICE LINE |  | 25_4C_AL_XLPE |  |  |  | 8.914 m |  | 4 | 0
380639593 | TNB | DISTRIBUTION | SUNGAI BESAR | Existing | RYB | 230/400 V |  |  | LV LINE |  | 185_4C_AL_XLPE |  |  |  | 184.601 m |  | 4 | 0
380639598 | TNB | DISTRIBUTION | SUNGAI BESAR | Existing | RYB | 230/400 V |  |  | LV LINE |  | 185_4C_AL_XLPE |  |  |  | 72.934 m |  | 4 | 0
380639608 | TNB | DISTRIBUTION | SUNGAI BESAR | Existing | RYB | 230/400 V |  |  | LV LINE |  | 185_4C_AL_XLPE |  |  |  | 105.114 m |  | 4 | 0
380639613 | TNB | DISTRIBUTION | SUNGAI BESAR | Existing | RYB | 230/400 V |  |  | LV LINE |  | 185_4C_AL_XLPE |  |  |  | 102.750 m |  | 4 | 0
380639623 | TNB | DISTRIBUTION | SUNGAI BESAR | Existing | RYB | 230/400 V |  |  | LV LINE |  | 185_4C_AL_XLPE |  |  |  | 17.886 m |  | 4 | 0
380639628 | TNB | DISTRIBUTION | SUNGAI BESAR | Existing | RYB | 230/400 V |  |  | LV LINE |  | 185_4C_AL_XLPE |  |  |  | 12.489 m |  | 4 | 0
380639633 | TNB | DISTRIBUTION | SUNGAI BESAR | Existing | RYB | 230/400 V |  |  | LV LINE |  | 185_4C_AL_PILC |  |  |  | 21.965 m |  | 4 | 0
380639638 | TNB | DISTRIBUTION | SUNGAI BESAR | Existing | RYB | 230/400 V |  |  | LV LINE |  | 185_4C_AL_XLPE |  |  |  | 111.155 m |  | 4 | 0
380639643 | TNB | DISTRIBUTION | SUNGAI BESAR | Existing | RYB | 230/400 V |  |  | LV LINE |  | 185_4C_AL_XLPE |  |  |  | 41.721 m |  | 4 | 0
380639648 | TNB | DISTRIBUTION | SUNGAI BESAR | Existing | RYB | 230/400 V |  |  | LV LINE |  | 185_4C_AL_XLPE |  |  |  | 110.542 m |  | 4 | 0
380639653 | TNB | DISTRIBUTION | SUNGAI BESAR | Existing | RYB | 230/400 V |  |  | LV LINE |  | 185_4C_AL_XLPE |  |  |  | 20.074 m |  | 4 | 0
380639658 | TNB | DISTRIBUTION | SUNGAI BESAR | Existing | RYB | 230/400 V |  |  | LV LINE |  | 185_4C_AL_XLPE |  |  |  | 34.272 m |  | 4 | 0
380639663 | TNB | DISTRIBUTION | SUNGAI BESAR | Existing | RYB | 230/400 V |  |  | LV LINE |  | 185_4C_AL_XLPE |  |  |  | 59.522 m |  | 4 | 0
380639668 | TNB | DISTRIBUTION | SUNGAI BESAR | Existing | RYB | 230/400 V |  |  | LV LINE |  | 185_4C_AL_XLPE |  |  |  | 45.295 m |  | 4 | 0
380639673 | TNB | DISTRIBUTION | SUNGAI BESAR | Existing | RYB | 230/400 V |  |  | LV LINE |  | 185_4C_AL_XLPE |  |  |  | 15.643 m |  | 4 | 0
380639678 | TNB | DISTRIBUTION | SUNGAI BESAR | Existing | RYB | 230/400 V |  |  | LV LINE |  | 185_4C_AL_PILC |  |  |  | 45.962 m |  | 4 | 0
380639683 | TNB | DISTRIBUTION | SUNGAI BESAR | Existing | RYB | 230/400 V |  |  | LV LINE |  | 185_4C_AL_XLPE |  |  |  | 179.733 m |  | 4 | 0
380639688 | TNB | DISTRIBUTION | SUNGAI BESAR | Existing | RYB | 230/400 V |  |  | SERVICE LINE |  | 25_4C_AL_XLPE |  |  |  | 11.727 m |  | 4 | 0
380639693 | TNB | DISTRIBUTION | SUNGAI BESAR | Existing | RYB | 230/400 V |  |  | SERVICE LINE |  | 25_4C_AL_XLPE |  |  |  | 2.260 m |  | 4 | 0
380639698 | TNB | DISTRIBUTION | SUNGAI BESAR | Existing | RYB | 230/400 V |  |  | SERVICE LINE |  | 25_4C_AL_XLPE |  |  |  | 17.597 m |  | 4 | 0
380639703 | TNB | DISTRIBUTION | SUNGAI BESAR | Existing | RYB | 230/400 V |  |  | SERVICE LINE |  | 25_4C_AL_XLPE |  |  |  | 2.501 m |  | 4 | 0
380639708 | TNB | DISTRIBUTION | SUNGAI BESAR | Existing | RYB | 230/400 V |  |  | SERVICE LINE |  | 25_4C_AL_XLPE |  |  |  | 2.500 m |  | 4 | 0
380639713 | TNB | DISTRIBUTION | SUNGAI BESAR | Existing | RYB | 230/400 V |  |  | SERVICE LINE |  | 25_4C_AL_XLPE |  |  |  | 17.560 m |  | 4 | 0
380639718 | TNB | DISTRIBUTION | SUNGAI BESAR | Existing | RYB | 230/400 V |  |  | SERVICE LINE |  | 25_4C_AL_PILC |  |  |  | 22.180 m |  | 4 | 0
380639723 | TNB | DISTRIBUTION | SUNGAI BESAR | Existing | RYB | 230/400 V |  |  | SERVICE LINE |  | 25_4C_AL_PILC |  |  |  | 2.501 m |  | 4 | 0
380639728 | TNB | DISTRIBUTION | SUNGAI BESAR | Existing | RYB | 230/400 V |  |  | LV LINE |  | 185_4C_AL_XLPE |  |  |  | 237.348 m |  | 4 | 0
380639733 | TNB | DISTRIBUTION | SUNGAI BESAR | Existing | RYB | 230/400 V |  |  | LV LINE |  | 185_4C_AL_PILC |  |  |  | 24.892 m |  | 4 | 0
380639738 | TNB | DISTRIBUTION | SUNGAI BESAR | Existing | RYB | 230/400 V |  |  | LV LINE |  | 185_4C_AL_XLPE |  |  |  | 22.584 m |  | 4 | 0
380639743 | TNB | DISTRIBUTION | SUNGAI BESAR | Existing | RYB | 230/400 V |  |  | LV LINE |  | 185_4C_AL_XLPE |  |  |  | 13.403 m |  | 4 | 0
380639748 | TNB | DISTRIBUTION | SUNGAI BESAR | Existing | RYB | 230/400 V |  |  | LV LINE |  | 185_4C_AL_XLPE |  |  |  | 16.455 m |  | 4 | 0
380639753 | TNB | DISTRIBUTION | SUNGAI BESAR | Existing | RYB | 230/400 V |  |  | LV LINE |  | 185_4C_AL_PILC |  |  |  | 54.496 m |  | 4 | 0
380639758 | TNB | DISTRIBUTION | SUNGAI BESAR | Existing | RYB | 230/400 V |  |  | LV LINE |  | 185_4C_AL_PILC |  |  |  | 55.703 m |  | 4 | 0
380639763 | TNB | DISTRIBUTION | SUNGAI BESAR | Existing | RYB | 230/400 V |  |  | LV LINE |  | 185_4C_AL_XLPE |  |  |  | 43.684 m |  | 4 | 0
380639768 | TNB | DISTRIBUTION | SUNGAI BESAR | Existing | RYB | 230/400 V |  |  | LV LINE |  | 185_4C_AL_XLPE |  |  |  | 42.360 m |  | 4 | 0
380639773 | TNB | DISTRIBUTION | SUNGAI BESAR | Existing | RYB | 230/400 V |  |  | LV LINE |  | 185_4C_AL_XLPE |  |  |  | 32.019 m |  | 4 | 0
380639778 | TNB | DISTRIBUTION | SUNGAI BESAR | Existing | RYB | 230/400 V |  |  | LV LINE |  | 185_4C_AL_XLPE |  |  |  | 76.894 m |  | 4 | 0
380639783 | TNB | DISTRIBUTION | SUNGAI BESAR | Existing | RYB | 230/400 V |  |  | LV LINE |  | 185_4C_AL_XLPE |  |  |  | 235.526 m |  | 4 | 0
380639788 | TNB | DISTRIBUTION | SUNGAI BESAR | Existing | RYB | 230/400 V |  |  | LV LINE |  | 120_4C_AL_XLPE |  |  |  | 102.239 m |  | 4 | 0
380639793 | TNB | DISTRIBUTION | SUNGAI BESAR | Existing | RYB | 230/400 V |  |  | LV LINE |  | 185_4C_AL_XLPE |  |  |  | 281.384 m |  | 4 | 0
380639798 | TNB | DISTRIBUTION | SUNGAI BESAR | Existing | RYB | 230/400 V |  |  | SERVICE LINE |  | 25_4C_AL_XLPE |  |  |  | 10.035 m |  | 4 | 0
380639803 | TNB | DISTRIBUTION | SUNGAI BESAR | Existing | RYB | 230/400 V |  |  | SERVICE LINE |  | 25_4C_AL_XLPE |  |  |  | 2.500 m |  | 4 | 0
380639808 | TNB | DISTRIBUTION | SUNGAI BESAR | Existing | RYB | 230/400 V |  |  | LV LINE |  | 185_4C_AL_XLPE |  |  |  | 193.567 m |  | 4 | 0
380639813 | TNB | DISTRIBUTION | SUNGAI BESAR | Existing | RYB | 230/400 V |  |  | SERVICE LINE |  | 25_4C_AL_XLPE |  |  |  | 9.705 m |  | 4 | 0
380639818 | TNB | DISTRIBUTION | SUNGAI BESAR | Existing | RYB | 230/400 V |  |  | SERVICE LINE |  | 25_4C_AL_XLPE |  |  |  | 2.500 m |  | 4 | 0
380639823 | TNB | DISTRIBUTION | SUNGAI BESAR | Existing | RYB | 230/400 V |  |  | SERVICE LINE |  | 25_4C_AL_XLPE |  |  |  | 6.549 m |  | 4 | 0
380639828 | TNB | DISTRIBUTION | SUNGAI BESAR | Existing | RYB | 230/400 V |  |  | SERVICE LINE |  | 25_4C_AL_XLPE |  |  |  | 7.369 m |  | 4 | 0
380639833 | TNB | DISTRIBUTION | SUNGAI BESAR | Existing | RYB | 230/400 V |  |  | SERVICE LINE |  | 25_4C_AL_XLPE |  |  |  | 2.500 m |  | 4 | 0
380639838 | TNB | DISTRIBUTION | SUNGAI BESAR | Existing | RYB | 230/400 V |  |  | SERVICE LINE |  | 25_4C_AL_XLPE |  |  |  | 2.501 m |  | 4 | 0
380639843 | TNB | DISTRIBUTION | SUNGAI BESAR | Existing | RYB | 230/400 V |  |  | SERVICE LINE |  | 25_4C_AL_XLPE |  |  |  | 2.500 m |  | 4 | 0
380639848 | TNB | DISTRIBUTION | SUNGAI BESAR | Existing | RYB | 230/400 V |  |  | SERVICE LINE |  | 25_4C_AL_XLPE |  |  |  | 2.500 m |  | 4 | 0
380639853 | TNB | DISTRIBUTION | SUNGAI BESAR | Existing | RYB | 230/400 V |  |  | SERVICE LINE |  | 25_4C_AL_XLPE |  |  |  | 1.049 m |  | 4 | 0
380639858 | TNB | DISTRIBUTION | SUNGAI BESAR | Existing | RYB | 230/400 V |  |  | SERVICE LINE |  | 25_4C_AL_XLPE |  |  |  | 2.500 m |  | 4 | 0
380639863 | TNB | DISTRIBUTION | SUNGAI BESAR | Existing | RYB | 230/400 V |  |  | SERVICE LINE |  | 25_4C_AL_XLPE |  |  |  | 11.586 m |  | 4 | 0
380639868 | TNB | DISTRIBUTION | SUNGAI BESAR | Existing | RYB | 230/400 V |  |  | SERVICE LINE |  | 25_4C_AL_XLPE |  |  |  | 2.500 m |  | 4 | 0
380639873 | TNB | DISTRIBUTION | SUNGAI BESAR | Existing | RYB | 230/400 V |  |  | SERVICE LINE |  | 25_4C_AL_XLPE |  |  |  | 2.501 m |  | 4 | 0
380639878 | TNB | DISTRIBUTION | SUNGAI BESAR | Existing | RYB | 230/400 V |  |  | SERVICE LINE |  | 25_4C_AL_XLPE |  |  |  | 2.500 m |  | 4 | 0
380639883 | TNB | DISTRIBUTION | SUNGAI BESAR | Existing | RYB | 230/400 V |  |  | SERVICE LINE |  | 185_4C_AL_XLPE |  |  |  | 26.258 m |  | 4 | 0
380639893 | TNB | DISTRIBUTION | SUNGAI BESAR | Existing | RYB | 230/400 V |  |  | LV LINE |  | 185_4C_AL_XLPE |  |  |  | 20.686 m |  | 4 | 0
380658211 | TNB | DISTRIBUTION | SUNGAI BESAR | Existing | RYB | 230/400 V |  |  | LV LINE |  | 185_4C_AL_XLPE |  |  |  | 17.615 m |  | 4 | 0
380658216 | TNB | DISTRIBUTION | SUNGAI BESAR | Existing | RYB | 230/400 V |  |  | LV LINE |  | 185_4C_AL_XLPE |  |  |  | 29.159 m |  | 4 | 0
380658221 | TNB | DISTRIBUTION | SUNGAI BESAR | Existing | RYB | 230/400 V |  |  | LV LINE |  | 185_4C_AL_XLPE |  |  |  | 24.796 m |  | 4 | 0
380658226 | TNB | DISTRIBUTION | SUNGAI BESAR | Existing | RYB | 230/400 V |  |  | LV LINE |  | 185_4C_AL_XLPE |  |  |  | 23.280 m |  | 4 | 0
380658231 | TNB | DISTRIBUTION | SUNGAI BESAR | Existing | RYB | 230/400 V |  |  | LV LINE |  | 185_4C_AL_XLPE |  |  |  | 54.605 m |  | 4 | 0
380658246 | TNB | DISTRIBUTION | SUNGAI BESAR | Existing | RYB | 230/400 V |  |  | SERVICE LINE |  | 70_4C_AL_XLPE |  |  |  | 7.898 m |  | 4 | 0
380658251 | TNB | DISTRIBUTION | SUNGAI BESAR | Existing | RYB | 230/400 V |  |  | SERVICE LINE |  | 70_4C_AL_XLPE |  |  |  | 2.035 m |  | 4 | 0
380658256 | TNB | DISTRIBUTION | SUNGAI BESAR | Existing | RYB | 230/400 V |  |  | LV LINE |  | 185_4C_AL_XLPE |  |  |  | 13.648 m |  | 4 | 0
380658261 | TNB | DISTRIBUTION | SUNGAI BESAR | Existing | RYB | 230/400 V |  |  | LV LINE |  | 185_4C_AL_XLPE |  |  |  | 14.426 m |  | 4 | 0
380658266 | TNB | DISTRIBUTION | SUNGAI BESAR | Existing | RYB | 230/400 V |  |  | LV LINE |  | 185_4C_AL_XLPE |  |  |  | 13.322 m |  | 4 | 0
380658271 | TNB | DISTRIBUTION | SUNGAI BESAR | Existing | RYB | 230/400 V |  |  | LV LINE |  | 185_4C_AL_XLPE |  |  |  | 14.569 m |  | 4 | 0
380658276 | TNB | DISTRIBUTION | SUNGAI BESAR | Existing | RYB | 230/400 V |  |  | LV LINE |  | 185_4C_AL_XLPE |  |  |  | 6.667 m |  | 4 | 0
380658281 | TNB | DISTRIBUTION | SUNGAI BESAR | Existing | RYB | 230/400 V |  |  | LV LINE |  | 185_4C_AL_XLPE |  |  |  | 7.848 m |  | 4 | 0
380658286 | TNB | DISTRIBUTION | SUNGAI BESAR | Existing | RYB | 230/400 V |  |  | LV LINE |  | 185_4C_AL_XLPE |  |  |  | 6.368 m |  | 4 | 0
380658291 | TNB | DISTRIBUTION | SUNGAI BESAR | Existing | RYB | 230/400 V |  |  | LV LINE |  | 185_4C_AL_XLPE |  |  |  | 5.272 m |  | 4 | 0
380658301 | TNB | DISTRIBUTION | SUNGAI BESAR | Existing | RYB | 230/400 V |  |  | LV LINE |  | 120_4C_AL_PILC |  |  |  | 99.970 m |  | 4 | 0
380658311 | TNB | DISTRIBUTION | SUNGAI BESAR | Existing | RYB | 230/400 V |  |  | LV LINE |  | 120_4C_AL_XLPE |  |  |  | 102.085 m |  | 4 | 0
380658316 | TNB | DISTRIBUTION | SUNGAI BESAR | Existing | RYB | 230/400 V |  |  | SERVICE LINE |  | 25_4C_AL_XLPE |  |  |  | 6.754 m |  | 4 | 0
380658321 | TNB | DISTRIBUTION | SUNGAI BESAR | Existing | RYB | 230/400 V |  |  | SERVICE LINE |  | 25_4C_AL_XLPE |  |  |  | 1.671 m |  | 4 | 0
380658326 | TNB | DISTRIBUTION | SUNGAI BESAR | Existing | RYB | 230/400 V |  |  | LV LINE |  | 185_4C_AL_XLPE |  |  |  | 12.173 m |  | 4 | 0
380658331 | TNB | DISTRIBUTION | SUNGAI BESAR | Existing | RYB | 230/400 V |  |  | LV LINE |  | 185_4C_AL_XLPE |  |  |  | 13.623 m |  | 4 | 0
380658336 | TNB | DISTRIBUTION | SUNGAI BESAR | Existing | RYB | 230/400 V |  |  | LV LINE |  | 185_4C_AL_XLPE |  |  |  | 10.737 m |  | 4 | 0
380658356 | TNB | DISTRIBUTION | SUNGAI BESAR | Existing | R | 230/400 V |  |  | SERVICE LINE |  | ARMOURED_16MM |  |  |  | 4.238 m |  | 2 | 0
380658359 | TNB | DISTRIBUTION | SUNGAI BESAR | Existing | R | 230/400 V |  |  | SERVICE LINE |  | ARMOURED_16MM |  |  |  | 0.958 m |  | 2 | 0
380658362 | TNB | DISTRIBUTION | SUNGAI BESAR | Existing | RYB | 230/400 V |  |  | SERVICE LINE |  | 120_4C_AL_XLPE |  |  |  | 33.367 m |  | 4 | 0
380658367 | TNB | DISTRIBUTION | SUNGAI BESAR | Existing | RYB | 230/400 V |  |  | SERVICE LINE |  | 120_4C_AL_XLPE |  |  |  | 1.271 m |  | 4 | 0
380658372 | TNB | DISTRIBUTION | SUNGAI BESAR | Existing | RYB | 230/400 V |  |  | LV LINE |  | 185_4C_AL_XLPE |  |  |  | 28.102 m |  | 4 | 0
380658377 | TNB | DISTRIBUTION | SUNGAI BESAR | Existing | RYB | 230/400 V |  |  | LV LINE |  | 185_4C_AL_XLPE |  |  |  | 29.561 m |  | 4 | 0
380658382 | TNB | DISTRIBUTION | SUNGAI BESAR | Existing | RYB | 230/400 V |  |  | LV LINE |  | 185_4C_AL_XLPE |  |  |  | 30.836 m |  | 4 | 0
380658387 | TNB | DISTRIBUTION | SUNGAI BESAR | Existing | RYB | 230/400 V |  |  | LV LINE |  | 185_4C_AL_XLPE |  |  |  | 32.160 m |  | 4 | 0
380658392 | TNB | DISTRIBUTION | SUNGAI BESAR | Existing | RYB | 230/400 V |  |  | LV LINE |  | 185_4C_AL_XLPE |  |  |  | 55.557 m |  | 4 | 0
380658397 | TNB | DISTRIBUTION | SUNGAI BESAR | Existing | RYB | 230/400 V |  |  | LV LINE |  | 185_4C_AL_XLPE |  |  |  | 61.116 m |  | 4 | 0
380658407 | TNB | DISTRIBUTION | SUNGAI BESAR | Existing | RYB | 230/400 V |  |  | LV LINE |  | 25_4C_AL_XLPE |  |  |  | 35.651 m |  | 4 | 0
380658412 | TNB | DISTRIBUTION | SUNGAI BESAR | Existing | RYB | 230/400 V |  |  | LV LINE |  | 185_4C_AL_XLPE |  |  |  | 12.604 m |  | 4 | 0
380658417 | TNB | DISTRIBUTION | SUNGAI BESAR | Existing | RYB | 230/400 V |  |  | LV LINE |  | 185_4C_AL_XLPE |  |  |  | 14.005 m |  | 4 | 0
380658422 | TNB | DISTRIBUTION | SUNGAI BESAR | Existing | RYB | 230/400 V |  |  | LV LINE |  | 185_4C_AL_XLPE |  |  |  | 30.952 m |  | 4 | 0
380658427 | TNB | DISTRIBUTION | SUNGAI BESAR | Existing | RYB | 230/400 V |  |  | LV LINE |  | 185_4C_AL_XLPE |  |  |  | 32.288 m |  | 4 | 0
380658432 | TNB | DISTRIBUTION | SUNGAI BESAR | Existing | RYB | 230/400 V |  |  | LV LINE |  | 185_4C_AL_XLPE |  |  |  | 34.058 m |  | 4 | 0
380658437 | TNB | DISTRIBUTION | SUNGAI BESAR | Existing | RYB | 230/400 V |  |  | SERVICE LINE |  | 185_4C_AL_XLPE |  |  |  | 4.357 m |  | 4 | 0
380658442 | TNB | DISTRIBUTION | SUNGAI BESAR | Existing | RYB | 230/400 V |  |  | SERVICE LINE |  | 120_4C_AL_XLPE |  |  |  | 1.849 m |  | 4 | 0
380658447 | TNB | DISTRIBUTION | SUNGAI BESAR | Existing | RYB | 230/400 V |  |  | SERVICE LINE |  | 120_4C_AL_XLPE |  |  |  | 0.613 m |  | 4 | 0
380658452 | TNB | DISTRIBUTION | SUNGAI BESAR | Existing | RYB | 230/400 V |  |  | SERVICE LINE |  | 120_4C_AL_XLPE |  |  |  | 2.207 m |  | 4 | 0
380681550 | TNB | DISTRIBUTION | SUNGAI BESAR | Existing | RYB | 230/400 V |  |  | SERVICE LINE |  | 185_4C_AL_XLPE |  |  |  | 14.237 m |  | 4 | 0
380699619 | TNB | DISTRIBUTION | SUNGAI BESAR | Existing | RYB | 230/400 V |  |  | SERVICE LINE |  | 185_4C_AL_XLPE |  |  |  | 53.925 m |  | 4 | 0
380699647 | TNB | DISTRIBUTION | SUNGAI BESAR | Existing | RYB | 230/400 V |  |  | SERVICE LINE |  | 185_4C_AL_XLPE |  |  |  | 27.716 m |  | 4 | 0
380699652 | TNB | DISTRIBUTION | SUNGAI BESAR | Existing | RYB | 230/400 V |  |  | SERVICE LINE |  | 185_4C_AL_XLPE |  |  |  | 27.759 m |  | 4 | 0
380700417 | TNB | DISTRIBUTION | SUNGAI BESAR | Existing | RYB | 230/400 V |  |  | LV LINE |  | 185_4C_AL_XLPE |  |  |  | 72.425 m |  | 4 | 0
380700471 | TNB | DISTRIBUTION | SUNGAI BESAR | Existing | RYB | 230/400 V |  |  | SERVICE LINE |  | 25_4C_AL_XLPE |  |  |  | 20.650 m |  | 4 | 0
380751520 | TNB | DISTRIBUTION | SUNGAI BESAR | Existing | RYB | 230/400 V |  |  | SERVICE LINE |  | 25_4C_AL_XLPE |  |  |  | 9.319 m |  | 4 | 0
380751525 | TNB | DISTRIBUTION | SUNGAI BESAR | Existing | RYB | 230/400 V |  |  | SERVICE LINE |  | 25_4C_AL_XLPE |  |  |  | 1.714 m |  | 4 | 0
380751530 | TNB | DISTRIBUTION | SUNGAI BESAR | Existing | RYB | 230/400 V |  |  | SERVICE LINE |  | 70_4C_AL_XLPE |  |  |  | 50.769 m |  | 4 | 0
380751540 | TNB | DISTRIBUTION | SUNGAI BESAR | Existing | RYB | 230/400 V |  |  | SERVICE LINE |  | 70_4C_AL_XLPE |  |  |  | 24.572 m |  | 4 | 0
380751545 | TNB | DISTRIBUTION | SUNGAI BESAR | Existing | RYB | 230/400 V |  |  | SERVICE LINE |  | 70_4C_AL_XLPE |  |  |  | 15.372 m |  | 4 | 0
380751550 | TNB | DISTRIBUTION | SUNGAI BESAR | Existing | R | 230/400 V |  |  | SERVICE LINE |  | ARMOURED_16MM |  |  |  | 8.063 m |  | 2 | 0
380751553 | TNB | DISTRIBUTION | SUNGAI BESAR | Existing | R | 230/400 V |  |  | SERVICE LINE |  | ARMOURED_16MM |  |  |  | 1.874 m |  | 2 | 0
380751556 | TNB | DISTRIBUTION | SUNGAI BESAR | Existing | RYB | 230/400 V |  |  | LV LINE |  | 185_4C_AL_XLPE |  |  |  | 66.644 m |  | 4 | 0
380751561 | TNB | DISTRIBUTION | SUNGAI BESAR | Existing | RYB | 230/400 V |  |  | SERVICE LINE |  | 25_4C_AL_XLPE |  |  |  | 1.000 m |  | 4 | 0
380751566 | TNB | DISTRIBUTION | SUNGAI BESAR | Existing | RYB | 230/400 V |  |  | SERVICE LINE |  | 25_4C_AL_XLPE |  |  |  | 5.611 m |  | 4 | 0
380751571 | TNB | DISTRIBUTION | SUNGAI BESAR | Existing | RYB | 230/400 V |  |  | SERVICE LINE |  | 25_4C_AL_XLPE |  |  |  | 36.145 m |  | 4 | 0
380751576 | TNB | DISTRIBUTION | SUNGAI BESAR | Existing | RYB | 230/400 V |  |  | LV LINE |  | 185_4C_AL_XLPE |  |  |  | 38.551 m |  | 4 | 0
380751581 | TNB | DISTRIBUTION | SUNGAI BESAR | Existing | RYB | 230/400 V |  |  | LV LINE |  | 185_4C_AL_XLPE |  |  |  | 1.000 m |  | 4 | 0
380751586 | TNB | DISTRIBUTION | SUNGAI BESAR | Existing | RYB | 230/400 V |  |  | LV LINE |  | 120_4C_AL_XLPE |  |  |  | 12.796 m |  | 4 | 0
380751591 | TNB | DISTRIBUTION | SUNGAI BESAR | Existing | RYB | 230/400 V |  |  | LV LINE |  | 120_4C_AL_XLPE |  |  |  | 12.383 m |  | 4 | 0
380751596 | TNB | DISTRIBUTION | SUNGAI BESAR | Existing | RYB | 230/400 V |  |  | LV LINE |  | 120_4C_AL_PILC |  |  |  | 40.951 m |  | 4 | 0
380751601 | TNB | DISTRIBUTION | SUNGAI BESAR | Existing | RYB | 230/400 V |  |  | LV LINE |  | 120_4C_AL_XLPE |  |  |  | 39.788 m |  | 4 | 0
380751606 | TNB | DISTRIBUTION | SUNGAI BESAR | Existing | RYB | 230/400 V |  |  | LV LINE |  | 185_4C_AL_XLPE |  |  |  | 2.672 m |  | 4 | 0
380751611 | TNB | DISTRIBUTION | SUNGAI BESAR | Existing | RYB | 230/400 V |  |  | SERVICE LINE |  | 70_4C_AL_XLPE |  |  |  | 6.369 m |  | 4 | 0
380751616 | TNB | DISTRIBUTION | SUNGAI BESAR | Existing | RYB | 230/400 V |  |  | LV LINE |  | 185_4C_AL_XLPE |  |  |  | 23.950 m |  | 4 | 0
380751621 | TNB | DISTRIBUTION | SUNGAI BESAR | Existing | RYB | 230/400 V |  |  | LV LINE |  | 185_4C_AL_XLPE |  |  |  | 23.999 m |  | 4 | 0
380751626 | TNB | DISTRIBUTION | SUNGAI BESAR | Existing | RYB | 230/400 V |  |  | LV LINE |  | 185_4C_AL_XLPE |  |  |  | 4.870 m |  | 4 | 0
380751631 | TNB | DISTRIBUTION | SUNGAI BESAR | Existing | RYB | 230/400 V |  |  | LV LINE |  | 185_4C_AL_XLPE |  |  |  | 31.198 m |  | 4 | 0
380751636 | TNB | DISTRIBUTION | SUNGAI BESAR | Existing | RYB | 230/400 V |  |  | LV LINE |  | 70_4C_AL_XLPE |  |  |  | 26.640 m |  | 4 | 0
380751641 | TNB | DISTRIBUTION | SUNGAI BESAR | Existing | RYB | 230/400 V |  |  | SERVICE LINE |  | 25_4C_AL_XLPE |  |  |  | 21.646 m |  | 4 | 0
380751646 | TNB | DISTRIBUTION | SUNGAI BESAR | Existing | RYB | 230/400 V |  |  | SERVICE LINE |  | 25_4C_AL_XLPE |  |  |  | 5.292 m |  | 4 | 0
380751651 | TNB | DISTRIBUTION | SUNGAI BESAR | Existing | RYB | 230/400 V |  |  | SERVICE LINE |  | 25_4C_AL_XLPE |  |  |  | 2.769 m |  | 4 | 0
380751656 | TNB | DISTRIBUTION | SUNGAI BESAR | Existing | RYB | 230/400 V |  |  | SERVICE LINE |  | 25_4C_AL_XLPE |  |  |  | 1.471 m |  | 4 | 0
380751661 | TNB | DISTRIBUTION | SUNGAI BESAR | Existing | RYB | 230/400 V |  |  | LV LINE |  | 70_4C_AL_XLPE |  |  |  | 6.367 m |  | 4 | 0
380751666 | TNB | DISTRIBUTION | SUNGAI BESAR | Existing | RYB | 230/400 V |  |  | SERVICE LINE |  | 25_4C_AL_XLPE |  |  |  | 7.138 m |  | 4 | 0
380751671 | TNB | DISTRIBUTION | SUNGAI BESAR | Existing | RYB | 230/400 V |  |  | SERVICE LINE |  | 25_4C_AL_XLPE |  |  |  | 0.399 m |  | 4 | 0
380751676 | TNB | DISTRIBUTION | SUNGAI BESAR | Existing | RYB | 230/400 V |  |  | LV LINE |  | 185_4C_AL_XLPE |  |  |  | 39.903 m |  | 4 | 0
380751681 | TNB | DISTRIBUTION | SUNGAI BESAR | Existing | RYB | 230/400 V |  |  | LV LINE |  | 185_4C_AL_XLPE |  |  |  | 39.879 m |  | 4 | 0
380751686 | TNB | DISTRIBUTION | SUNGAI BESAR | Existing | RYB | 230/400 V |  |  | LV LINE |  | 185_4C_AL_XLPE |  |  |  | 10.421 m |  | 4 | 0
380751691 | TNB | DISTRIBUTION | SUNGAI BESAR | Existing | RYB | 230/400 V |  |  | SERVICE LINE |  | 25_4C_AL_PILC |  |  |  | 24.108 m |  | 4 | 0
380751696 | TNB | DISTRIBUTION | SUNGAI BESAR | Existing | RYB | 230/400 V |  |  | SERVICE LINE |  | 25_4C_AL_PILC |  |  |  | 0.580 m |  | 4 | 0
380751701 | TNB | DISTRIBUTION | SUNGAI BESAR | Existing | RYB | 230/400 V |  |  | LV LINE |  | 185_4C_AL_XLPE |  |  |  | 35.588 m |  | 4 | 0
380751706 | TNB | DISTRIBUTION | SUNGAI BESAR | Existing | RYB | 230/400 V |  |  | LV LINE |  | 185_4C_AL_XLPE |  |  |  | 18.844 m |  | 4 | 0
380751711 | TNB | DISTRIBUTION | SUNGAI BESAR | Existing | RYB | 230/400 V |  |  | SERVICE LINE |  | 70_4C_AL_XLPE |  |  |  | 5.108 m |  | 4 | 0
380751716 | TNB | DISTRIBUTION | SUNGAI BESAR | Existing | RYB | 230/400 V |  |  | SERVICE LINE |  | 70_4C_AL_PILC |  |  |  | 0.520 m |  | 4 | 0
380751721 | TNB | DISTRIBUTION | SUNGAI BESAR | Existing | RYB | 230/400 V |  |  | LV LINE |  | 185_4C_AL_XLPE |  |  |  | 13.882 m |  | 4 | 0
380751726 | TNB | DISTRIBUTION | SUNGAI BESAR | Existing | RYB | 230/400 V |  |  | LV LINE |  | 185_4C_AL_XLPE |  |  |  | 13.918 m |  | 4 | 0
380751731 | TNB | DISTRIBUTION | SUNGAI BESAR | Existing | RYB | 230/400 V |  |  | SERVICE LINE |  | 25_4C_AL_XLPE |  |  |  | 5.498 m |  | 4 | 0
380751736 | TNB | DISTRIBUTION | SUNGAI BESAR | Existing | RYB | 230/400 V |  |  | LV LINE |  | 185_4C_AL_XLPE |  |  |  | 37.722 m |  | 4 | 0
380751741 | TNB | DISTRIBUTION | SUNGAI BESAR | Existing | RYB | 230/400 V |  |  | LV LINE |  | 185_4C_AL_XLPE |  |  |  | 13.911 m |  | 4 | 0
380751746 | TNB | DISTRIBUTION | SUNGAI BESAR | Existing | RYB | 230/400 V |  |  | LV LINE |  | 185_4C_AL_XLPE |  |  |  | 41.662 m |  | 4 | 0
380751751 | TNB | DISTRIBUTION | SUNGAI BESAR | Existing | RYB | 230/400 V |  |  | LV LINE |  | 25_4C_AL_XLPE |  |  |  | 4.490 m |  | 4 | 0
380751755 | TNB | DISTRIBUTION | SUNGAI BESAR | Existing | RYB | 230/400 V |  |  | SERVICE LINE |  | 25_4C_AL_XLPE |  |  |  | 6.714 m |  | 4 | 0
380751760 | TNB | DISTRIBUTION | SUNGAI BESAR | Existing | RYB | 230/400 V |  |  | SERVICE LINE |  | 25_4C_AL_XLPE |  |  |  | 1.223 m |  | 4 | 0
380751765 | TNB | DISTRIBUTION | SUNGAI BESAR | Existing | RYB | 230/400 V |  |  | SERVICE LINE |  | 25_4C_AL_XLPE |  |  |  | 8.380 m |  | 4 | 0
380751770 | TNB | DISTRIBUTION | SUNGAI BESAR | Existing | RYB | 230/400 V |  |  | SERVICE LINE |  | 25_4C_AL_XLPE |  |  |  | 2.723 m |  | 4 | 0
380751775 | TNB | DISTRIBUTION | SUNGAI BESAR | Existing | RYB | 230/400 V |  |  | SERVICE LINE |  | 120_4C_AL_XLPE |  |  |  | 6.001 m |  | 4 | 0
380751780 | TNB | DISTRIBUTION | SUNGAI BESAR | Existing | RYB | 230/400 V |  |  | SERVICE LINE |  | 120_4C_AL_XLPE |  |  |  | 1.000 m |  | 4 | 0
380751785 | TNB | DISTRIBUTION | SUNGAI BESAR | Existing | RYB | 230/400 V |  |  | SERVICE LINE |  | 120_4C_AL_XLPE |  |  |  | 1.000 m |  | 4 | 0
380751790 | TNB | DISTRIBUTION | SUNGAI BESAR | Existing | RYB | 230/400 V |  |  | SERVICE LINE |  | 120_4C_AL_XLPE |  |  |  | 1.000 m |  | 4 | 0
380751795 | TNB | DISTRIBUTION | SUNGAI BESAR | Existing | RYB | 230/400 V |  |  | SERVICE LINE |  | 120_4C_AL_XLPE |  |  |  | 1.001 m |  | 4 | 0
380751800 | TNB | DISTRIBUTION | SUNGAI BESAR | Existing | RYB | 230/400 V |  |  | SERVICE LINE |  | 120_4C_AL_XLPE |  |  |  | 20.849 m |  | 4 | 0
380751805 | TNB | DISTRIBUTION | SUNGAI BESAR | Existing | RYB | 230/400 V |  |  | SERVICE LINE |  | 70_4C_AL_XLPE |  |  |  | 2.767 m |  | 4 | 0
380751810 | TNB | DISTRIBUTION | SUNGAI BESAR | Existing | RYB | 230/400 V |  |  | SERVICE LINE |  | 70_4C_AL_XLPE |  |  |  | 1.419 m |  | 4 | 0
380751815 | TNB | DISTRIBUTION | SUNGAI BESAR | Existing | RYB | 230/400 V |  |  | SERVICE LINE |  | 25_4C_AL_XLPE |  |  |  | 3.891 m |  | 4 | 0
380754043 | TNB | DISTRIBUTION | SUNGAI BESAR | Existing | RYB | 230/400 V |  |  | SERVICE LINE |  | 70_4C_AL_XLPE |  |  |  | 29.887 m |  | 4 | 0
380754048 | TNB | DISTRIBUTION | SUNGAI BESAR | Existing | RYB | 230/400 V |  |  | SERVICE LINE |  | 70_4C_AL_XLPE |  |  |  | 9.231 m |  | 4 | 0
380754053 | TNB | DISTRIBUTION | SUNGAI BESAR | Existing | RYB | 230/400 V |  |  | SERVICE LINE |  | 70_4C_AL_XLPE |  |  |  | 0.943 m |  | 4 | 0
380754058 | TNB | DISTRIBUTION | SUNGAI BESAR | Existing | RYB | 230/400 V |  |  | SERVICE LINE |  | 185_4C_AL_XLPE |  |  |  | 22.459 m |  | 4 | 0
380754073 | TNB | DISTRIBUTION | SUNGAI BESAR | Existing | RYB | 230/400 V |  |  | SERVICE LINE |  | 120_4C_AL_XLPE |  |  |  | 14.571 m |  | 4 | 0
380754078 | TNB | DISTRIBUTION | SUNGAI BESAR | Existing | RYB | 230/400 V |  |  | LV LINE |  | 185_4C_AL_XLPE |  |  |  | 22.939 m |  | 4 | 0
380754083 | TNB | DISTRIBUTION | SUNGAI BESAR | Existing | RYB | 230/400 V |  |  | LV LINE |  | 185_4C_AL_XLPE |  |  |  | 21.951 m |  | 4 | 0
380754099 | TNB | DISTRIBUTION | SUNGAI BESAR | Existing | RYB | 230/400 V |  |  | LV LINE |  | 185_4C_AL_XLPE |  |  |  | 35.538 m |  | 4 | 0
380754104 | TNB | DISTRIBUTION | SUNGAI BESAR | Existing | RYB | 230/400 V |  |  | LV LINE |  | 185_4C_AL_XLPE |  |  |  | 35.074 m |  | 4 | 0
380754109 | TNB | DISTRIBUTION | SUNGAI BESAR | Existing | RYB | 230/400 V |  |  | SERVICE LINE |  | 70_4C_AL_XLPE |  |  |  | 3.415 m |  | 4 | 0
380754114 | TNB | DISTRIBUTION | SUNGAI BESAR | Existing | RYB | 230/400 V |  |  | SERVICE LINE |  | 70_4C_AL_XLPE |  |  |  | 0.907 m |  | 4 | 0
380754119 | TNB | DISTRIBUTION | SUNGAI BESAR | Existing | R | 230/400 V |  |  | PUBLIC LIGHT |  | ARMOURED_16MM |  |  |  | 1.261 m |  | 2 | 0
380754122 | TNB | DISTRIBUTION | SUNGAI BESAR | Existing | R | 230/400 V |  |  | PUBLIC LIGHT |  | ARMOURED_16MM |  |  |  | 0.765 m |  | 2 | 0
380754125 | TNB | DISTRIBUTION | SUNGAI BESAR | Existing | RYB | 230/400 V |  |  | LV LINE |  | 185_4C_AL_XLPE |  |  |  | 30.944 m |  | 4 | 0
380754130 | TNB | DISTRIBUTION | SUNGAI BESAR | Existing | RYB | 230/400 V |  |  | LV LINE |  | 185_4C_AL_XLPE |  |  |  | 30.397 m |  | 4 | 0
380754135 | TNB | DISTRIBUTION | SUNGAI BESAR | Existing | RYB | 230/400 V |  |  | SERVICE LINE |  | 70_4C_AL_XLPE |  |  |  | 28.949 m |  | 4 | 0
380754140 | TNB | DISTRIBUTION | SUNGAI BESAR | Existing | RYB | 230/400 V |  |  | SERVICE LINE |  | 25_4C_AL_XLPE |  |  |  | 8.668 m |  | 4 | 0
380754145 | TNB | DISTRIBUTION | SUNGAI BESAR | Existing | RYB | 230/400 V |  |  | SERVICE LINE |  | 25_4C_AL_XLPE |  |  |  | 1.990 m |  | 4 | 0
380754150 | TNB | DISTRIBUTION | SUNGAI BESAR | Existing | RYB | 230/400 V |  |  | LV LINE |  | 70_4C_AL_XLPE |  |  |  | 95.653 m |  | 4 | 0
380754155 | TNB | DISTRIBUTION | SUNGAI BESAR | Existing | RYB | 230/400 V |  |  | SERVICE LINE |  | 70_4C_AL_XLPE |  |  |  | 7.051 m |  | 4 | 0
380754160 | TNB | DISTRIBUTION | SUNGAI BESAR | Existing | RYB | 230/400 V |  |  | LV LINE |  | 185_4C_AL_XLPE |  |  |  | 14.092 m |  | 4 | 0
380754165 | TNB | DISTRIBUTION | SUNGAI BESAR | Existing | RYB | 230/400 V |  |  | LV LINE |  | 185_4C_AL_XLPE |  |  |  | 9.533 m |  | 4 | 0
380755566 | TNB | DISTRIBUTION | SUNGAI BESAR | Existing | RYB | 230/400 V |  |  | SERVICE LINE |  | 120_4C_AL_XLPE |  |  |  | 72.369 m |  | 4 | 0
380755573 | TNB | DISTRIBUTION | SUNGAI BESAR | Existing | RYB | 230/400 V |  |  | LV LINE |  | 185_4C_AL_XLPE |  |  |  | 21.623 m |  | 4 | 0
380755657 | TNB | DISTRIBUTION | SUNGAI BESAR | Existing | RYB | 230/400 V |  |  | SERVICE LINE |  | 70_4C_AL_XLPE |  |  |  | 52.619 m |  | 4 | 0
380755663 | TNB | DISTRIBUTION | SUNGAI BESAR | Existing | R | 230/400 V |  |  | SERVICE LINE |  | ARMOURED_16MM |  |  |  | 5.227 m |  | 2 | 0
380755751 | TNB | DISTRIBUTION | SUNGAI BESAR | Existing | RYB | 230/400 V |  |  | LV LINE |  | 185_4C_AL_XLPE |  |  |  | 6.934 m |  | 4 | 0
380755756 | TNB | DISTRIBUTION | SUNGAI BESAR | Existing | RYB | 230/400 V |  |  | LV LINE |  | 185_4C_AL_XLPE |  |  |  | 4.595 m |  | 4 | 0
380755785 | TNB | DISTRIBUTION | SUNGAI BESAR | Existing | RYB | 230/400 V |  |  | SERVICE LINE |  | 185_4C_AL_XLPE |  |  |  | 3.083 m |  | 4 | 0
380755790 | TNB | DISTRIBUTION | SUNGAI BESAR | Existing | RYB | 230/400 V |  |  | SERVICE LINE |  | 185_4C_AL_XLPE |  |  |  | 4.373 m |  | 4 | 0
380755795 | TNB | DISTRIBUTION | SUNGAI BESAR | Existing | RYB | 230/400 V |  |  | SERVICE LINE |  | 185_4C_AL_XLPE |  |  |  | 14.900 m |  | 4 | 0
380755800 | TNB | DISTRIBUTION | SUNGAI BESAR | Existing | RYB | 230/400 V |  |  | SERVICE LINE |  | 185_4C_AL_XLPE |  |  |  | 17.465 m |  | 4 | 0
380755952 | TNB | DISTRIBUTION | SUNGAI BESAR | Existing | RYB | 230/400 V |  |  | LV LINE |  | 185_4C_AL_XLPE |  |  |  | 10.028 m |  | 4 | 0
380755957 | TNB | DISTRIBUTION | SUNGAI BESAR | Existing | RYB | 230/400 V |  |  | LV LINE |  | 185_4C_AL_XLPE |  |  |  | 14.973 m |  | 4 | 0
380755962 | TNB | DISTRIBUTION | SUNGAI BESAR | Existing | RYB | 230/400 V |  |  | LV LINE |  | 185_4C_AL_XLPE |  |  |  | 22.171 m |  | 4 | 0
380756001 | TNB | DISTRIBUTION | SUNGAI BESAR | Existing | RYB | 230/400 V |  |  | LV LINE |  | 185_4C_AL_XLPE |  |  |  | 18.604 m |  | 4 | 0
380756006 | TNB | DISTRIBUTION | SUNGAI BESAR | Existing | RYB | 230/400 V |  |  | LV LINE |  | 185_4C_AL_XLPE |  |  |  | 11.312 m |  | 4 | 0
380756183 | TNB | DISTRIBUTION | SUNGAI BESAR | Existing | RYB | 230/400 V |  |  | SERVICE LINE |  | 120_4C_AL_XLPE |  |  |  | 32.409 m |  | 4 | 0
380758281 | TNB | DISTRIBUTION | SUNGAI BESAR | Existing | RYB | 230/400 V |  |  | LV LINE |  | 185_4C_AL_XLPE |  |  |  | 13.200 m |  | 4 | 0
380758286 | TNB | DISTRIBUTION | SUNGAI BESAR | Existing | RYB | 230/400 V |  |  | SERVICE LINE |  | 25_4C_AL_XLPE |  |  |  | 26.228 m |  | 4 | 0
380758313 | TNB | DISTRIBUTION | SUNGAI BESAR | Existing | RYB | 230/400 V |  |  | LV LINE |  | 185_4C_AL_XLPE |  |  |  | 11.936 m |  | 4 | 0
380758347 | TNB | DISTRIBUTION | SUNGAI BESAR | Existing | RYB | 230/400 V |  |  | LV LINE |  | 185_4C_AL_XLPE |  |  |  | 171.306 m |  | 4 | 0
380758355 | TNB | DISTRIBUTION | SUNGAI BESAR | Existing | RYB | 230/400 V |  |  | SERVICE LINE |  | 70_4C_AL_XLPE |  |  |  | 4.425 m |  | 4 | 0
380758360 | TNB | DISTRIBUTION | SUNGAI BESAR | Existing | RYB | 230/400 V |  |  | SERVICE LINE |  | 70_4C_AL_XLPE |  |  |  | 7.352 m |  | 4 | 0
380758365 | TNB | DISTRIBUTION | SUNGAI BESAR | Existing | RYB | 230/400 V |  |  | SERVICE LINE |  | 70_4C_AL_XLPE |  |  |  | 4.187 m |  | 4 | 0
380758370 | TNB | DISTRIBUTION | SUNGAI BESAR | Existing | RYB | 230/400 V |  |  | SERVICE LINE |  | 70_4C_AL_XLPE |  |  |  | 18.758 m |  | 4 | 0
380758375 | TNB | DISTRIBUTION | SUNGAI BESAR | Existing | RYB | 230/400 V |  |  | SERVICE LINE |  | 70_4C_AL_XLPE |  |  |  | 5.922 m |  | 4 | 0
380758380 | TNB | DISTRIBUTION | SUNGAI BESAR | Existing | RYB | 230/400 V |  |  | SERVICE LINE |  | 70_4C_AL_XLPE |  |  |  | 5.668 m |  | 4 | 0
380806059 | TNB | DISTRIBUTION | SUNGAI BESAR | Existing | RYB | 230/400 V |  |  | LV LINE |  | 185_4C_AL_XLPE |  |  |  | 19.953 m |  | 4 | 0
380806064 | TNB | DISTRIBUTION | SUNGAI BESAR | Existing | RYB | 230/400 V |  |  | SERVICE LINE |  | 25_4C_AL_XLPE |  |  |  | 14.290 m |  | 4 | 0
380806069 | TNB | DISTRIBUTION | SUNGAI BESAR | Existing | RYB | 230/400 V |  |  | SERVICE LINE |  | 25_4C_AL_XLPE |  |  |  | 0.535 m |  | 4 | 0
380806074 | TNB | DISTRIBUTION | SUNGAI BESAR | Existing | RYB | 230/400 V |  |  | LV LINE |  | 185_4C_AL_XLPE |  |  |  | 32.340 m |  | 4 | 0
380806079 | TNB | DISTRIBUTION | SUNGAI BESAR | Existing | RYB | 230/400 V |  |  | LV LINE |  | 185_4C_AL_XLPE |  |  |  | 29.963 m |  | 4 | 0
380806084 | TNB | DISTRIBUTION | SUNGAI BESAR | Existing | RYB | 230/400 V |  |  | LV LINE |  | 185_4C_AL_XLPE |  |  |  | 27.873 m |  | 4 | 0
380806089 | TNB | DISTRIBUTION | SUNGAI BESAR | Existing | RYB | 230/400 V |  |  | SERVICE LINE |  | 25_4C_AL_XLPE |  |  |  | 1.505 m |  | 4 | 0
380806094 | TNB | DISTRIBUTION | SUNGAI BESAR | Existing | RYB | 230/400 V |  |  | SERVICE LINE |  | 25_4C_AL_XLPE |  |  |  | 0.725 m |  | 4 | 0
380806099 | TNB | DISTRIBUTION | SUNGAI BESAR | Existing | RYB | 230/400 V |  |  | LV LINE |  | 120_4C_AL_PILC |  |  |  | 8.986 m |  | 4 | 0
380806104 | TNB | DISTRIBUTION | SUNGAI BESAR | Existing | RYB | 230/400 V |  |  | LV LINE |  | 120_4C_AL_PILC |  |  |  | 6.965 m |  | 4 | 0
380806109 | TNB | DISTRIBUTION | SUNGAI BESAR | Existing | RYB | 230/400 V |  |  | LV LINE |  | 120_4C_AL_PILC |  |  |  | 5.284 m |  | 4 | 0
380806114 | TNB | DISTRIBUTION | SUNGAI BESAR | Existing | RYB | 230/400 V |  |  | LV LINE |  | 185_4C_AL_PILC |  |  |  | 30.088 m |  | 4 | 0
380806119 | TNB | DISTRIBUTION | SUNGAI BESAR | Existing | RYB | 230/400 V |  |  | LV LINE |  | 185_4C_AL_PILC |  |  |  | 17.406 m |  | 4 | 0
380806124 | TNB | DISTRIBUTION | SUNGAI BESAR | Existing | RYB | 230/400 V |  |  | LV LINE |  | 185_4C_AL_XLPE |  |  |  | 48.286 m |  | 4 | 0
380806129 | TNB | DISTRIBUTION | SUNGAI BESAR | Existing | RYB | 230/400 V |  |  | LV LINE |  | 185_4C_AL_XLPE |  |  |  | 42.832 m |  | 4 | 0
380806134 | TNB | DISTRIBUTION | SUNGAI BESAR | Existing | RYB | 230/400 V |  |  | SERVICE LINE |  | 185_4C_AL_XLPE |  |  |  | 15.234 m |  | 4 | 0
380806139 | TNB | DISTRIBUTION | SUNGAI BESAR | Existing | RYB | 230/400 V |  |  | SERVICE LINE |  | 185_4C_AL_XLPE |  |  |  | 1.387 m |  | 4 | 0
380806144 | TNB | DISTRIBUTION | SUNGAI BESAR | Existing | RYB | 230/400 V |  |  | SERVICE LINE |  | 70_4C_AL_XLPE |  |  |  | 12.665 m |  | 4 | 0
380806149 | TNB | DISTRIBUTION | SUNGAI BESAR | Existing | RYB | 230/400 V |  |  | SERVICE LINE |  | 70_4C_AL_XLPE |  |  |  | 1.121 m |  | 4 | 0
380806154 | TNB | DISTRIBUTION | SUNGAI BESAR | Existing | RYB | 230/400 V |  |  | LV LINE |  | 120_4C_AL_XLPE |  |  |  | 23.500 m |  | 4 | 0
380806159 | TNB | DISTRIBUTION | SUNGAI BESAR | Existing | RYB | 230/400 V |  |  | LV LINE |  | 185_4C_AL_XLPE |  |  |  | 21.204 m |  | 4 | 0
380806164 | TNB | DISTRIBUTION | SUNGAI BESAR | Existing | RYB | 230/400 V |  |  | LV LINE |  | 120_4C_AL_XLPE |  |  |  | 19.112 m |  | 4 | 0
380806169 | TNB | DISTRIBUTION | SUNGAI BESAR | Existing | RYB | 230/400 V |  |  | LV LINE |  | 185_4C_AL_PILC |  |  |  | 13.808 m | INCOMING DARI PE KG BARU | 4 | 0
380806174 | TNB | DISTRIBUTION | SUNGAI BESAR | Existing | RYB | 230/400 V |  |  | LV LINE |  | 185_4C_AL_XLPE |  |  |  | 11.305 m | INCOMING DARI PE KG BARU | 4 | 0
380806179 | TNB | DISTRIBUTION | SUNGAI BESAR | Existing | RYB | 230/400 V |  |  | LV LINE |  | 185_4C_AL_PILC |  |  |  | 12.692 m | INCOMING DARI PE KG BARU | 4 | 0
380806198 | TNB | DISTRIBUTION | SUNGAI BESAR | Existing | RYB | 230/400 V |  |  | Unknown |  | 185_4C_AL_XLPE |  |  |  | 37.111 m |  | 4 | 0
380806203 | TNB | DISTRIBUTION | SUNGAI BESAR | Existing | RYB | 230/400 V |  |  | Unknown |  | 185_4C_AL_XLPE |  |  |  | 21.548 m |  | 4 | 0
380807137 | TNB | DISTRIBUTION | SUNGAI BESAR | Existing | RYB | 230/400 V |  |  | LV LINE |  | 185_4C_AL_XLPE |  |  |  | 18.535 m |  | 4 | 0
380807142 | TNB | DISTRIBUTION | SUNGAI BESAR | Existing | RYB | 230/400 V |  |  | LV LINE |  | 185_4C_AL_XLPE |  |  |  | 29.462 m |  | 4 | 0
380855594 | TNB | DISTRIBUTION | SUNGAI BESAR | Existing | RYB | 230/400 V |  |  | LV LINE |  | 185_4C_AL_XLPE |  |  |  | 98.368 m |  | 4 | 0
380855599 | TNB | DISTRIBUTION | SUNGAI BESAR | Existing | RYB | 230/400 V |  |  | LV LINE |  | 185_4C_AL_XLPE |  |  |  | 24.722 m |  | 4 | 0
380855604 | TNB | DISTRIBUTION | SUNGAI BESAR | Existing | RYB | 230/400 V |  |  | LV LINE |  | 185_4C_AL_XLPE |  |  |  | 3.321 m |  | 4 | 0
380855609 | TNB | DISTRIBUTION | SUNGAI BESAR | Existing | RYB | 230/400 V |  |  | LV LINE |  | 185_4C_AL_XLPE |  |  |  | 1.076 m |  | 4 | 0
380855614 | TNB | DISTRIBUTION | SUNGAI BESAR | Existing | RYB | 230/400 V |  |  | LV LINE |  | 185_4C_AL_XLPE |  |  |  | 0.810 m |  | 4 | 0
380855619 | TNB | DISTRIBUTION | SUNGAI BESAR | Existing | RYB | 230/400 V |  |  | LV LINE |  | 185_4C_AL_XLPE |  |  |  | 29.158 m |  | 4 | 0
380855624 | TNB | DISTRIBUTION | SUNGAI BESAR | Existing | RYB | 230/400 V |  |  | LV LINE |  | 185_4C_AL_XLPE |  |  |  | 27.677 m |  | 4 | 0
380855629 | TNB | DISTRIBUTION | SUNGAI BESAR | Existing | RYB | 230/400 V |  |  | LV LINE |  | 300_4C_AL_XLPE |  |  |  | 67.220 m |  | 4 | 0
380855649 | TNB | DISTRIBUTION | SUNGAI BESAR | Existing | RYB | 230/400 V |  |  | LV LINE |  | 120_4C_AL_PILC |  |  |  | 66.109 m |  | 4 | 0
380855654 | TNB | DISTRIBUTION | SUNGAI BESAR | Existing | RYB | 230/400 V |  |  | LV LINE |  | 120_4C_AL_XLPE |  |  |  | 65.498 m |  | 4 | 0
380855659 | TNB | DISTRIBUTION | SUNGAI BESAR | Existing | RYB | 230/400 V |  |  | LV LINE |  | 120_4C_AL_PILC |  |  |  | 64.915 m |  | 4 | 0
380855664 | TNB | DISTRIBUTION | SUNGAI BESAR | Existing | RYB | 230/400 V |  |  | LV LINE |  | 185_4C_AL_XLPE |  |  |  | 18.682 m |  | 4 | 0
380855669 | TNB | DISTRIBUTION | SUNGAI BESAR | Existing | RYB | 230/400 V |  |  | LV LINE |  | 120_4C_AL_XLPE |  |  |  | 56.359 m |  | 4 | 0
380855674 | TNB | DISTRIBUTION | SUNGAI BESAR | Existing | RYB | 230/400 V |  |  | LV LINE |  | 185_4C_AL_PILC |  |  |  | 36.917 m |  | 4 | 0
380855679 | TNB | DISTRIBUTION | SUNGAI BESAR | Existing | RYB | 230/400 V |  |  | LV LINE |  | 185_4C_AL_PILC |  |  |  | 25.255 m |  | 4 | 0
380855689 | TNB | DISTRIBUTION | SUNGAI BESAR | Existing | RYB | 230/400 V |  |  | LV LINE |  | 185_4C_AL_XLPE |  |  |  | 26.378 m |  | 4 | 0
380855694 | TNB | DISTRIBUTION | SUNGAI BESAR | Existing | RYB | 230/400 V |  |  | LV LINE |  | 185_4C_AL_XLPE |  |  |  | 22.060 m |  | 4 | 0
380855699 | TNB | DISTRIBUTION | SUNGAI BESAR | Existing | RYB | 230/400 V |  |  | LV LINE |  | 185_4C_AL_XLPE |  |  |  | 18.510 m |  | 4 | 0
380855704 | TNB | DISTRIBUTION | SUNGAI BESAR | Existing | RYB | 230/400 V |  |  | LV LINE |  | 185_4C_AL_XLPE |  |  |  | 26.617 m |  | 4 | 0
380855709 | TNB | DISTRIBUTION | SUNGAI BESAR | Existing | RYB | 230/400 V |  |  | LV LINE |  | 185_4C_AL_XLPE |  |  |  | 16.266 m | MSB | 4 | 0
380855714 | TNB | DISTRIBUTION | SUNGAI BESAR | Existing | RYB | 230/400 V |  |  | LV LINE |  | 185_4C_AL_XLPE |  |  |  | 3.426 m |  | 4 | 0
380892105 | TNB | DISTRIBUTION | SUNGAI BESAR | Existing | RYB | 230/400 V |  |  | LV LINE |  | 185_4C_AL_XLPE |  |  |  | 23.373 m |  | 4 | 0
380892110 | TNB | DISTRIBUTION | SUNGAI BESAR | Existing | RYB | 230/400 V |  |  | LV LINE |  | 185_4C_AL_XLPE |  |  |  | 22.164 m |  | 4 | 0
380892115 | TNB | DISTRIBUTION | SUNGAI BESAR | Existing | RYB | 230/400 V |  |  | LV LINE |  | 185_4C_AL_XLPE |  |  |  | 21.149 m |  | 4 | 0
380892120 | TNB | DISTRIBUTION | SUNGAI BESAR | Existing | RYB | 230/400 V |  |  | LV LINE |  | 185_4C_AL_XLPE |  |  |  | 29.380 m | incoming dari p/e merbau jaya parit 16 | 4 | 0
380892125 | TNB | DISTRIBUTION | SUNGAI BESAR | Existing | RYB | 230/400 V |  |  | LV LINE |  | 185_4C_AL_XLPE |  |  |  | 29.854 m | incoming dari p/e merbau jaya parit 16 | 4 | 0
380892130 | TNB | DISTRIBUTION | SUNGAI BESAR | Existing | RYB | 230/400 V |  |  | LV LINE |  | 185_4C_AL_XLPE |  |  |  | 17.362 m |  | 4 | 0
380892135 | TNB | DISTRIBUTION | SUNGAI BESAR | Existing | RYB | 230/400 V |  |  | LV LINE |  | 185_4C_AL_XLPE |  |  |  | 17.498 m |  | 4 | 0
380892140 | TNB | DISTRIBUTION | SUNGAI BESAR | Existing | RYB | 230/400 V |  |  | SERVICE LINE |  | 25_4C_AL_XLPE |  |  |  | 11.879 m |  | 4 | 0
380892145 | TNB | DISTRIBUTION | SUNGAI BESAR | Existing | RYB | 230/400 V |  |  | SERVICE LINE |  | 25_4C_AL_XLPE |  |  |  | 1.106 m |  | 4 | 0
380892153 | TNB | DISTRIBUTION | SUNGAI BESAR | Existing | RYB | 230/400 V |  |  | SERVICE LINE |  | 25_4C_AL_XLPE |  |  |  | 15.083 m |  | 4 | 0
380892158 | TNB | DISTRIBUTION | SUNGAI BESAR | Existing | RYB | 230/400 V |  |  | SERVICE LINE |  | 25_4C_AL_XLPE |  |  |  | 1.986 m |  | 4 | 0
380892163 | TNB | DISTRIBUTION | SUNGAI BESAR | Existing | RYB | 230/400 V |  |  | LV LINE |  | 185_4C_AL_XLPE |  |  |  | 21.449 m |  | 4 | 0
380892168 | TNB | DISTRIBUTION | SUNGAI BESAR | Existing | RYB | 230/400 V |  |  | LV LINE |  | 185_4C_AL_XLPE |  |  |  | 21.532 m |  | 4 | 0
380892173 | TNB | DISTRIBUTION | SUNGAI BESAR | Existing | RYB | 230/400 V |  |  | LV LINE |  | 185_4C_AL_XLPE |  |  |  | 21.485 m |  | 4 | 0
380892178 | TNB | DISTRIBUTION | SUNGAI BESAR | Existing | RYB | 230/400 V |  |  | LV LINE |  | 185_4C_AL_XLPE |  |  |  | 31.399 m |  | 4 | 0
380892183 | TNB | DISTRIBUTION | SUNGAI BESAR | Existing | RYB | 230/400 V |  |  | LV LINE |  | 185_4C_AL_XLPE |  |  |  | 18.351 m |  | 4 | 0
380892188 | TNB | DISTRIBUTION | SUNGAI BESAR | Existing | RYB | 230/400 V |  |  | LV LINE |  | 185_4C_AL_XLPE |  |  |  | 32.667 m |  | 4 | 0
380892193 | TNB | DISTRIBUTION | SUNGAI BESAR | Existing | RYB | 230/400 V |  |  | LV LINE |  | 185_4C_AL_XLPE |  |  |  | 17.377 m |  | 4 | 0
380892198 | TNB | DISTRIBUTION | SUNGAI BESAR | Existing | RYB | 230/400 V |  |  | SERVICE LINE |  | 70_4C_AL_XLPE |  |  |  | 16.122 m |  | 4 | 0
380892203 | TNB | DISTRIBUTION | SUNGAI BESAR | Existing | RYB | 230/400 V |  |  | 5 FOOT WAYS |  | 70_4C_AL_XLPE |  |  |  | 5.527 m |  | 4 | 0
380892208 | TNB | DISTRIBUTION | SUNGAI BESAR | Existing | RYB | 230/400 V |  |  | LV LINE |  | 185_4C_AL_XLPE |  |  |  | 48.171 m |  | 4 | 0
380892213 | TNB | DISTRIBUTION | SUNGAI BESAR | Existing | RYB | 230/400 V |  |  | LV LINE |  | 185_4C_AL_XLPE |  |  |  | 46.036 m |  | 4 | 0
380892218 | TNB | DISTRIBUTION | SUNGAI BESAR | Existing | RYB | 230/400 V |  |  | LV LINE |  | 185_4C_AL_XLPE |  |  |  | 31.646 m |  | 4 | 0
380892248 | TNB | DISTRIBUTION | SUNGAI BESAR | Existing | R | 230/400 V |  |  | PUBLIC LIGHT |  | ARMOURED_16MM |  |  |  | 15.231 m |  | 2 | 0
380892251 | TNB | DISTRIBUTION | SUNGAI BESAR | Existing | R | 230/400 V |  |  | PUBLIC LIGHT |  | ARMOURED_16MM |  |  |  | 1.809 m |  | 2 | 0
380892254 | TNB | DISTRIBUTION | SUNGAI BESAR | Existing | RYB | 230/400 V |  |  | LV LINE |  | 185_4C_AL_PILC |  |  |  | 67.635 m |  | 4 | 0
380892259 | TNB | DISTRIBUTION | SUNGAI BESAR | Existing | RYB | 230/400 V |  |  | LV LINE |  | 185_4C_AL_PILC |  |  |  | 60.527 m |  | 4 | 0
380892264 | TNB | DISTRIBUTION | SUNGAI BESAR | Existing | R | 230/400 V |  |  | SERVICE LINE |  | ARMOURED_16MM |  |  |  | 4.735 m |  | 2 | 0
380892267 | TNB | DISTRIBUTION | SUNGAI BESAR | Existing | R | 230/400 V |  |  | SERVICE LINE |  | ARMOURED_16MM |  |  |  | 0.821 m |  | 2 | 0
380892273 | TNB | DISTRIBUTION | SUNGAI BESAR | Existing | RYB | 230/400 V |  |  | LV LINE |  | 185_4C_AL_XLPE |  |  |  | 122.955 m |  | 4 | 0
380900247 | TNB | DISTRIBUTION | SUNGAI BESAR | Existing | RYB | 230/400 V |  |  | LV LINE |  | 185_4C_AL_XLPE |  |  |  | 2.047 m |  | 4 | 0
380900252 | TNB | DISTRIBUTION | SUNGAI BESAR | Existing | RYB | 230/400 V |  |  | LV LINE |  | 185_4C_AL_XLPE |  |  |  | 227.541 m |  | 4 | 0
380900257 | TNB | DISTRIBUTION | SUNGAI BESAR | Existing | RYB | 230/400 V |  |  | LV LINE |  | 185_4C_AL_XLPE |  |  |  | 3.870 m |  | 4 | 0
380900262 | TNB | DISTRIBUTION | SUNGAI BESAR | Existing | RYB | 230/400 V |  |  | LV LINE |  | 185_4C_AL_XLPE |  |  |  | 5.307 m |  | 4 | 0
380900267 | TNB | DISTRIBUTION | SUNGAI BESAR | Existing | RYB | 230/400 V |  |  | SERVICE LINE |  | 25_4C_AL_XLPE |  |  |  | 7.382 m |  | 4 | 0
380900272 | TNB | DISTRIBUTION | SUNGAI BESAR | Existing | RYB | 230/400 V |  |  | SERVICE LINE |  | 25_4C_AL_XLPE |  |  |  | 0.758 m |  | 4 | 0
380900277 | TNB | DISTRIBUTION | SUNGAI BESAR | Existing | RYB | 230/400 V |  |  | LV LINE |  | 185_4C_AL_XLPE |  |  |  | 52.462 m |  | 4 | 0
380900282 | TNB | DISTRIBUTION | SUNGAI BESAR | Existing | RYB | 230/400 V |  |  | LV LINE |  | 185_4C_AL_XLPE |  |  |  | 39.242 m |  | 4 | 0
380900287 | TNB | DISTRIBUTION | SUNGAI BESAR | Existing | RYB | 230/400 V |  |  | LV LINE |  | 185_4C_AL_XLPE |  |  |  | 14.624 m |  | 4 | 0
380900292 | TNB | DISTRIBUTION | SUNGAI BESAR | Existing | RYB | 230/400 V |  |  | LV LINE |  | 185_4C_AL_XLPE |  |  |  | 10.492 m |  | 4 | 0
380900302 | TNB | DISTRIBUTION | SUNGAI BESAR | Existing | R | 230/400 V |  |  | SERVICE LINE |  | ARMOURED_16MM |  |  |  | 1.937 m |  | 2 | 0
380900310 | TNB | DISTRIBUTION | SUNGAI BESAR | Existing | R | 230/400 V |  |  | SERVICE LINE |  | ARMOURED_16MM |  |  |  | 11.743 m |  | 2 | 0
380900318 | TNB | DISTRIBUTION | SUNGAI BESAR | Existing | RYB | 230/400 V |  |  | LV LINE |  | 185_4C_AL_XLPE |  |  |  | 34.299 m | PUNCA BEKALAN TIDAK DIKETAHUI | 4 | 0
380900323 | TNB | DISTRIBUTION | SUNGAI BESAR | Existing | RYB | 230/400 V |  |  | LV LINE |  | 185_4C_AL_XLPE |  |  |  | 35.368 m | PUNCA BEKALAN TIDAK DIKETAHUI | 4 | 0
380900333 | TNB | DISTRIBUTION | SUNGAI BESAR | Existing | RYB | 230/400 V |  |  | LV LINE |  | 185_4C_AL_XLPE |  |  |  | 52.798 m | PUNCA BEKALAN TIDAK DIKETAHUI | 4 | 0
380900338 | TNB | DISTRIBUTION | SUNGAI BESAR | Existing | RYB | 230/400 V |  |  | LV LINE |  | 185_4C_AL_XLPE |  |  |  | 28.566 m | PUNCA BEKALAN TIDAK DIKETAHUI | 4 | 0
380900343 | TNB | DISTRIBUTION | SUNGAI BESAR | Existing | RYB | 230/400 V |  |  | LV LINE |  | 185_4C_AL_XLPE |  |  |  | 4.933 m | PUNCA BEKALAN TIDAK DIKETAHUI | 4 | 0
380900348 | TNB | DISTRIBUTION | SUNGAI BESAR | Existing | RYB | 230/400 V |  |  | LV LINE |  | 185_4C_AL_XLPE |  |  |  | 15.694 m |  | 4 | 0
380900353 | TNB | DISTRIBUTION | SUNGAI BESAR | Existing | RYB | 230/400 V |  |  | LV LINE |  | 185_4C_AL_XLPE |  |  |  | 11.951 m |  | 4 | 0
380900358 | TNB | DISTRIBUTION | SUNGAI BESAR | Existing | RYB | 230/400 V |  |  | SERVICE LINE |  | 25_4C_AL_XLPE |  |  |  | 4.338 m |  | 4 | 0
380900363 | TNB | DISTRIBUTION | SUNGAI BESAR | Existing | RYB | 230/400 V |  |  | SERVICE LINE |  | 25_4C_AL_XLPE |  |  |  | 1.188 m |  | 4 | 0
380900368 | TNB | DISTRIBUTION | SUNGAI BESAR | Existing | RYB | 230/400 V |  |  | SERVICE LINE |  | 25_4C_AL_XLPE |  |  |  | 4.522 m |  | 4 | 0
380900373 | TNB | DISTRIBUTION | SUNGAI BESAR | Existing | RYB | 230/400 V |  |  | SERVICE LINE |  | 25_4C_AL_XLPE |  |  |  | 0.697 m |  | 4 | 0
380900378 | TNB | DISTRIBUTION | SUNGAI BESAR | Existing | RYB | 230/400 V |  |  | LV LINE |  | 185_4C_AL_XLPE |  |  |  | 14.908 m |  | 4 | 0
380900383 | TNB | DISTRIBUTION | SUNGAI BESAR | Existing | RYB | 230/400 V |  |  | SERVICE LINE |  | 25_4C_AL_XLPE |  |  |  | 22.791 m |  | 4 | 0
380900388 | TNB | DISTRIBUTION | SUNGAI BESAR | Existing | RYB | 230/400 V |  |  | SERVICE LINE |  | 25_4C_AL_XLPE |  |  |  | 2.353 m |  | 4 | 0
380901901 | TNB | DISTRIBUTION | SUNGAI BESAR | Existing | RYB | 230/400 V |  |  | SERVICE LINE |  | 185_4C_AL_XLPE |  |  |  | 2.774 m |  | 4 | 0
380901906 | TNB | DISTRIBUTION | SUNGAI BESAR | Existing | RYB | 230/400 V |  |  | SERVICE LINE |  | 185_4C_AL_XLPE |  |  |  | 2.172 m |  | 4 | 0
380901921 | TNB | DISTRIBUTION | SUNGAI BESAR | Existing | RYB | 230/400 V |  |  | SERVICE LINE |  | 185_4C_AL_XLPE |  |  |  | 0.246 m |  | 4 | 0
380901926 | TNB | DISTRIBUTION | SUNGAI BESAR | Existing | RYB | 230/400 V |  |  | SERVICE LINE |  | 185_4C_AL_XLPE |  |  |  | 0.295 m |  | 4 | 0
380901931 | TNB | DISTRIBUTION | SUNGAI BESAR | Existing | RYB | 230/400 V |  |  | SERVICE LINE |  | 185_4C_AL_XLPE |  |  |  | 0.328 m |  | 4 | 0
380902004 | TNB | DISTRIBUTION | SUNGAI BESAR | Existing | RYB | 230/400 V |  |  | SERVICE LINE |  | 185_4C_AL_XLPE |  |  |  | 4.152 m |  | 4 | 0
380902012 | TNB | DISTRIBUTION | SUNGAI BESAR | Existing | RYB | 230/400 V |  |  | SERVICE LINE |  | 185_4C_AL_XLPE |  |  |  | 4.024 m |  | 4 | 0
380902018 | TNB | DISTRIBUTION | SUNGAI BESAR | Existing | RYB | 230/400 V |  |  | SERVICE LINE |  | 185_4C_AL_XLPE |  |  |  | 6.386 m |  | 4 | 0
380902126 | TNB | DISTRIBUTION | SUNGAI BESAR | Existing | RYB | 230/400 V |  |  | SERVICE LINE |  | 185_4C_AL_XLPE |  |  |  | 6.826 m |  | 4 | 0
380902137 | TNB | DISTRIBUTION | SUNGAI BESAR | Existing | RYB | 230/400 V |  |  | SERVICE LINE |  | 185_4C_AL_XLPE |  |  |  | 6.710 m |  | 4 | 0
380902251 | TNB | DISTRIBUTION | SUNGAI BESAR | Existing | RYB | 230/400 V |  |  | LV LINE |  | 185_4C_AL_XLPE |  |  |  | 43.436 m |  | 4 | 0
380902339 | TNB | DISTRIBUTION | SUNGAI BESAR | Existing | RYB | 230/400 V |  |  | SERVICE LINE |  | 185_4C_AL_XLPE |  |  |  | 12.411 m |  | 4 | 0
380902621 | TNB | DISTRIBUTION | SUNGAI BESAR | Existing | RYB | 230/400 V |  |  | SERVICE LINE |  | 185_4C_AL_XLPE |  |  |  | 9.735 m |  | 4 | 0
381028241 | TNB | DISTRIBUTION | SUNGAI BESAR | Existing | RYB | 230/400 V | Unknown |  | LV LINE |  | 7X_500_1C_CU_PVC/PVC |  |  |  | 0.918 m |  | 7 | 0
381028368 | TNB | DISTRIBUTION | SUNGAI BESAR | Existing | RYB | 230/400 V | Unknown |  | LV LINE |  | 7X_300_1C_AL_PVC/PVC |  |  |  | 0.963 m |  | 7 | 0
381029171 | TNB | DISTRIBUTION | SUNGAI BESAR | Existing | RYB | 230/400 V | Unknown |  | LV LINE |  | 4X_300_1C_AL_PVC/PVC |  |  |  | 0.979 m |  | 4 | 0
381029291 | TNB | DISTRIBUTION | SUNGAI BESAR | Existing | RYB | 230/400 V | Unknown |  | LV LINE |  | 4X_300_1C_AL_PVC/PVC |  |  |  | 1.142 m |  | 4 | 0
381029410 | TNB | DISTRIBUTION | SUNGAI BESAR | Existing | RYB | 230/400 V | Unknown |  | LV LINE |  | 7X_500_1C_CU_PVC/PVC |  |  |  | 1.070 m |  | 7 | 0
381029542 | TNB | DISTRIBUTION | SUNGAI BESAR | Existing | RYB | 230/400 V | Unknown |  | LV LINE |  | 7X_300_1C_AL_PVC/PVC |  |  |  | 1.001 m |  | 7 | 0
381029665 | TNB | DISTRIBUTION | SUNGAI BESAR | Existing | RYB | 230/400 V | Unknown |  | LV LINE |  | 4X_300_1C_AL_PVC/PVC |  |  |  | 1.005 m |  | 4 | 0
381029790 | TNB | DISTRIBUTION | SUNGAI BESAR | Existing | RYB | 230/400 V | Unknown |  | LV LINE |  | 7X_300_1C_AL_PVC/PVC |  |  |  | 1.059 m |  | 7 | 0
381029948 | TNB | DISTRIBUTION | SUNGAI BESAR | Existing | RYB | 230/400 V | Unknown |  | LV LINE |  | 7X_500_1C_CU_PVC/PVC |  |  |  | 1.047 m |  | 7 | 0
381030071 | TNB | DISTRIBUTION | SUNGAI BESAR | Existing | RYB | 230/400 V | Unknown |  | LV LINE |  | 7X_500_1C_CU_PVC/PVC |  |  |  | 0.920 m |  | 7 | 0
381091600 | TNB | DISTRIBUTION | SUNGAI BESAR | Existing | RYB | 230/400 V |  |  | SERVICE LINE |  | 70_4C_AL_XLPE |  |  |  | 1.644 m |  | 4 | 0
381091605 | TNB | DISTRIBUTION | SUNGAI BESAR | Existing | RYB | 230/400 V |  |  | SERVICE LINE |  | 70_4C_AL_XLPE |  |  |  | 1.557 m |  | 4 | 0
381091620 | TNB | DISTRIBUTION | SUNGAI BESAR | Existing | RYB | 230/400 V |  |  | LV LINE |  | 120_4C_AL_PILC |  |  |  | 16.353 m |  | 4 | 0
381091625 | TNB | DISTRIBUTION | SUNGAI BESAR | Existing | RYB | 230/400 V |  |  | LV LINE |  | 120_4C_AL_XLPE |  |  |  | 16.312 m |  | 4 | 0
381091630 | TNB | DISTRIBUTION | SUNGAI BESAR | Existing | RYB | 230/400 V |  |  | SERVICE LINE |  | 25_4C_AL_XLPE |  |  |  | 1.852 m |  | 4 | 0
381091635 | TNB | DISTRIBUTION | SUNGAI BESAR | Existing | RYB | 230/400 V |  |  | LV LINE |  | 185_4C_AL_XLPE |  |  |  | 48.333 m |  | 4 | 0
381091640 | TNB | DISTRIBUTION | SUNGAI BESAR | Existing | RYB | 230/400 V |  |  | LV LINE |  | 185_4C_AL_XLPE |  |  |  | 15.681 m |  | 4 | 0
381091645 | TNB | DISTRIBUTION | SUNGAI BESAR | Existing | RYB | 230/400 V |  |  | LV LINE |  | 70_4C_AL_PILC |  |  |  | 258.090 m |  | 4 | 0
381091650 | TNB | DISTRIBUTION | SUNGAI BESAR | Existing | RYB | 230/400 V |  |  | LV LINE |  | 70_4C_AL_PILC |  |  |  | 178.248 m |  | 4 | 0
381091655 | TNB | DISTRIBUTION | SUNGAI BESAR | Existing | RYB | 230/400 V |  |  | LV LINE |  | 70_4C_AL_PILC |  |  |  | 251.519 m |  | 4 | 0
381091660 | TNB | DISTRIBUTION | SUNGAI BESAR | Existing | RYB | 230/400 V |  |  | LV LINE |  | 70_4C_AL_PILC |  |  |  | 59.389 m |  | 4 | 0
381091665 | TNB | DISTRIBUTION | SUNGAI BESAR | Existing | RYB | 230/400 V |  |  | LV LINE |  | 70_4C_AL_PILC |  |  |  | 57.852 m |  | 4 | 0
381091670 | TNB | DISTRIBUTION | SUNGAI BESAR | Existing | RYB | 230/400 V |  |  | LV LINE |  | 120_4C_AL_XLPE |  |  |  | 27.590 m |  | 4 | 0
381091675 | TNB | DISTRIBUTION | SUNGAI BESAR | Existing | RYB | 230/400 V |  |  | LV LINE |  | 120_4C_AL_XLPE |  |  |  | 23.479 m |  | 4 | 0
381091680 | TNB | DISTRIBUTION | SUNGAI BESAR | Existing | RYB | 230/400 V |  |  | LV LINE |  | 185_4C_AL_XLPE |  |  |  | 23.093 m |  | 4 | 0
381091685 | TNB | DISTRIBUTION | SUNGAI BESAR | Existing | RYB | 230/400 V |  |  | LV LINE |  | 185_4C_AL_XLPE |  |  |  | 17.273 m |  | 4 | 0
381091690 | TNB | DISTRIBUTION | SUNGAI BESAR | Existing | RYB | 230/400 V |  |  | SERVICE LINE |  | 25_4C_AL_XLPE |  |  |  | 13.248 m |  | 4 | 0
381091695 | TNB | DISTRIBUTION | SUNGAI BESAR | Existing | RYB | 230/400 V |  |  | SERVICE LINE |  | 25_4C_AL_XLPE |  |  |  | 14.408 m |  | 4 | 0
381091700 | TNB | DISTRIBUTION | SUNGAI BESAR | Existing | RYB | 230/400 V |  |  | SERVICE LINE |  | 25_4C_AL_XLPE |  |  |  | 3.681 m |  | 4 | 0
381091705 | TNB | DISTRIBUTION | SUNGAI BESAR | Existing | RYB | 230/400 V |  |  | SERVICE LINE |  | 25_4C_AL_XLPE |  |  |  | 2.750 m |  | 4 | 0
381091710 | TNB | DISTRIBUTION | SUNGAI BESAR | Existing | RYB | 230/400 V |  |  | SERVICE LINE |  | 25_4C_AL_XLPE |  |  |  | 0.533 m |  | 4 | 0
381091715 | TNB | DISTRIBUTION | SUNGAI BESAR | Existing | RYB | 230/400 V |  |  | SERVICE LINE |  | 120_4C_AL_XLPE |  |  |  | 6.786 m |  | 4 | 0
381091720 | TNB | DISTRIBUTION | SUNGAI BESAR | Existing | RYB | 230/400 V |  |  | SERVICE LINE |  | 120_4C_AL_XLPE |  |  |  | 1.557 m |  | 4 | 0
381091725 | TNB | DISTRIBUTION | SUNGAI BESAR | Existing | RYB | 230/400 V |  |  | SERVICE LINE |  | 120_4C_AL_XLPE |  |  |  | 0.658 m |  | 4 | 0
381091730 | TNB | DISTRIBUTION | SUNGAI BESAR | Existing | R | 230/400 V |  |  | SERVICE LINE |  | ARMOURED_16MM |  |  |  | 1.521 m |  | 2 | 0
381091733 | TNB | DISTRIBUTION | SUNGAI BESAR | Existing | R | 230/400 V |  |  | SERVICE LINE |  | ARMOURED_16MM |  |  |  | 0.718 m |  | 2 | 0
381091736 | TNB | DISTRIBUTION | SUNGAI BESAR | Existing | RYB | 230/400 V |  |  | SERVICE LINE |  | 25_4C_AL_XLPE |  |  |  | 30.171 m |  | 4 | 0
381091741 | TNB | DISTRIBUTION | SUNGAI BESAR | Existing | RYB | 230/400 V |  |  | SERVICE LINE |  | 120_4C_AL_XLPE |  |  |  | 18.957 m |  | 4 | 0
381091746 | TNB | DISTRIBUTION | SUNGAI BESAR | Existing | RYB | 230/400 V |  |  | LV LINE |  | 185_4C_AL_XLPE |  |  |  | 7.304 m |  | 4 | 0
381091751 | TNB | DISTRIBUTION | SUNGAI BESAR | Existing | RYB | 230/400 V |  |  | LV LINE |  | 185_4C_AL_XLPE |  |  |  | 8.979 m |  | 4 | 0
381091756 | TNB | DISTRIBUTION | SUNGAI BESAR | Existing | RYB | 230/400 V |  |  | LV LINE |  | 185_4C_AL_XLPE |  |  |  | 10.706 m |  | 4 | 0
381091764 | TNB | DISTRIBUTION | SUNGAI BESAR | Existing | RYB | 230/400 V |  |  | SERVICE LINE |  | 70_4C_AL_PILC |  |  |  | 61.147 m |  | 4 | 0
381091769 | TNB | DISTRIBUTION | SUNGAI BESAR | Existing | RYB | 230/400 V |  |  | SERVICE LINE |  | 185_4C_AL_XLPE |  |  |  | 7.968 m |  | 4 | 0
381091774 | TNB | DISTRIBUTION | SUNGAI BESAR | Existing | RYB | 230/400 V |  |  | SERVICE LINE |  | 185_4C_AL_XLPE |  |  |  | 24.279 m |  | 4 | 0
381091779 | TNB | DISTRIBUTION | SUNGAI BESAR | Existing | RYB | 230/400 V |  |  | SERVICE LINE |  | 185_4C_AL_XLPE |  |  |  | 25.380 m |  | 4 | 0
381091784 | TNB | DISTRIBUTION | SUNGAI BESAR | Existing | RYB | 230/400 V |  |  | SERVICE LINE |  | 185_4C_AL_XLPE |  |  |  | 14.455 m |  | 4 | 0
381091790 | TNB | DISTRIBUTION | SUNGAI BESAR | Existing | RYB | 230/400 V |  |  | SERVICE LINE |  | 185_4C_AL_XLPE |  |  |  | 49.525 m |  | 4 | 0
381091797 | TNB | DISTRIBUTION | SUNGAI BESAR | Existing | RYB | 230/400 V |  |  | SERVICE LINE |  | 185_4C_AL_XLPE |  |  |  | 28.458 m |  | 4 | 0
381091812 | TNB | DISTRIBUTION | SUNGAI BESAR | Existing | RYB | 230/400 V |  |  | SERVICE LINE |  | 185_4C_AL_XLPE |  |  |  | 30.604 m |  | 4 | 0
381091817 | TNB | DISTRIBUTION | SUNGAI BESAR | Existing | RYB | 230/400 V |  |  | SERVICE LINE |  | 185_4C_AL_XLPE |  |  |  | 32.374 m |  | 4 | 0
381124956 | TNB | DISTRIBUTION | SUNGAI BESAR | Existing | RYB | 230/400 V |  |  | LV LINE |  | 185_4C_AL_XLPE |  |  |  | 37.969 m |  | 4 | 0
381124961 | TNB | DISTRIBUTION | SUNGAI BESAR | Existing | RYB | 230/400 V |  |  | LV LINE |  | 185_4C_AL_PILC |  |  |  | 24.740 m |  | 4 | 0
381124966 | TNB | DISTRIBUTION | SUNGAI BESAR | Existing | RYB | 230/400 V |  |  | SERVICE LINE |  | 185_4C_AL_PILC |  |  |  | 29.816 m |  | 4 | 0
381124971 | TNB | DISTRIBUTION | SUNGAI BESAR | Existing | RYB | 230/400 V |  |  | LV LINE |  | 185_4C_AL_XLPE |  |  |  | 23.075 m |  | 4 | 0
381124976 | TNB | DISTRIBUTION | SUNGAI BESAR | Existing | RYB | 230/400 V |  |  | LV LINE |  | 185_4C_AL_XLPE |  |  |  | 18.317 m |  | 4 | 0
381124981 | TNB | DISTRIBUTION | SUNGAI BESAR | Existing | RYB | 230/400 V |  |  | LV LINE |  | 185_4C_AL_XLPE |  |  |  | 35.802 m |  | 4 | 0
381124986 | TNB | DISTRIBUTION | SUNGAI BESAR | Existing | RYB | 230/400 V |  |  | LV LINE |  | 185_4C_AL_XLPE |  |  |  | 43.047 m |  | 4 | 0
381124991 | TNB | DISTRIBUTION | SUNGAI BESAR | Existing | RYB | 230/400 V |  |  | SERVICE LINE |  | 25_4C_AL_XLPE |  |  |  | 23.505 m |  | 4 | 0
381124996 | TNB | DISTRIBUTION | SUNGAI BESAR | Existing | RYB | 230/400 V |  |  | SERVICE LINE |  | 25_4C_AL_XLPE |  |  |  | 1.100 m |  | 4 | 0
381125001 | TNB | DISTRIBUTION | SUNGAI BESAR | Existing | RYB | 230/400 V |  |  | SERVICE LINE |  | 70_4C_AL_XLPE |  |  |  | 9.474 m |  | 4 | 0
381125011 | TNB | DISTRIBUTION | SUNGAI BESAR | Existing | RYB | 230/400 V |  |  | LV LINE |  | 185_4C_AL_XLPE |  |  |  | 32.792 m |  | 4 | 0
381125016 | TNB | DISTRIBUTION | SUNGAI BESAR | Existing | RYB | 230/400 V |  |  | LV LINE |  | 185_4C_AL_XLPE |  |  |  | 34.383 m |  | 4 | 0
381125021 | TNB | DISTRIBUTION | SUNGAI BESAR | Existing | RYB | 230/400 V |  |  | LV LINE |  | 185_4C_AL_XLPE |  |  |  | 71.508 m |  | 4 | 0
381125036 | TNB | DISTRIBUTION | SUNGAI BESAR | Existing | RYB | 230/400 V |  |  | LV LINE |  | 185_4C_AL_PILC |  |  |  | 177.997 m |  | 4 | 0
381125041 | TNB | DISTRIBUTION | SUNGAI BESAR | Existing | RYB | 230/400 V |  |  | LV LINE |  | 185_4C_AL_XLPE |  |  |  | 12.814 m |  | 4 | 0
381125046 | TNB | DISTRIBUTION | SUNGAI BESAR | Existing | RYB | 230/400 V |  |  | SERVICE LINE |  | 25_4C_AL_XLPE |  |  |  | 1.084 m |  | 4 | 0
381125051 | TNB | DISTRIBUTION | SUNGAI BESAR | Existing | RYB | 230/400 V |  |  | LV LINE |  | 185_4C_AL_XLPE |  |  |  | 38.939 m |  | 4 | 0
381125056 | TNB | DISTRIBUTION | SUNGAI BESAR | Existing | RYB | 230/400 V |  |  | LV LINE |  | 185_4C_AL_XLPE |  |  |  | 36.001 m |  | 4 | 0
381125061 | TNB | DISTRIBUTION | SUNGAI BESAR | Existing | RYB | 230/400 V |  |  | SERVICE LINE |  | 25_4C_AL_XLPE |  |  |  | 2.315 m |  | 4 | 0
381125066 | TNB | DISTRIBUTION | SUNGAI BESAR | Existing | RYB | 230/400 V |  |  | SERVICE LINE |  | 25_4C_AL_XLPE |  |  |  | 0.839 m |  | 4 | 0
381125079 | TNB | DISTRIBUTION | SUNGAI BESAR | Existing | RYB | 230/400 V |  |  | SERVICE LINE |  | 25_4C_AL_XLPE |  |  |  | 0.522 m |  | 4 | 0
381125084 | TNB | DISTRIBUTION | SUNGAI BESAR | Existing | RYB | 230/400 V |  |  | LV LINE |  | 185_4C_AL_XLPE |  |  |  | 17.118 m |  | 4 | 0
381125089 | TNB | DISTRIBUTION | SUNGAI BESAR | Existing | RYB | 230/400 V |  |  | LV LINE |  | 185_4C_AL_PILC |  |  |  | 15.160 m |  | 4 | 0
381125094 | TNB | DISTRIBUTION | SUNGAI BESAR | Existing | RYB | 230/400 V |  |  | LV LINE |  | 185_4C_AL_XLPE |  |  |  | 58.299 m |  | 4 | 0
381125099 | TNB | DISTRIBUTION | SUNGAI BESAR | Existing | RYB | 230/400 V |  |  | LV LINE |  | 185_4C_AL_XLPE |  |  |  | 117.219 m |  | 4 | 0
381125104 | TNB | DISTRIBUTION | SUNGAI BESAR | Existing | RYB | 230/400 V |  |  | LV LINE |  | 185_4C_AL_XLPE |  |  |  | 34.531 m |  | 4 | 0
381125109 | TNB | DISTRIBUTION | SUNGAI BESAR | Existing | RYB | 230/400 V |  |  | LV LINE |  | 185_4C_AL_XLPE |  |  |  | 9.067 m |  | 4 | 0
381125114 | TNB | DISTRIBUTION | SUNGAI BESAR | Existing | RYB | 230/400 V |  |  | LV LINE |  | 185_4C_AL_XLPE |  |  |  | 12.335 m |  | 4 | 0
381125119 | TNB | DISTRIBUTION | SUNGAI BESAR | Existing | RYB | 230/400 V |  |  | LV LINE |  | 185_4C_AL_XLPE |  |  |  | 55.695 m |  | 4 | 0
381125124 | TNB | DISTRIBUTION | SUNGAI BESAR | Existing | RYB | 230/400 V |  |  | LV LINE |  | 185_4C_AL_XLPE |  |  |  | 57.056 m |  | 4 | 0
381125129 | TNB | DISTRIBUTION | SUNGAI BESAR | Existing | RYB | 230/400 V |  |  | SERVICE LINE |  | 120_4C_AL_XLPE |  |  |  | 46.219 m |  | 4 | 0
381125139 | TNB | DISTRIBUTION | SUNGAI BESAR | Existing | RYB | 230/400 V |  |  | LV LINE |  | 185_4C_AL_XLPE |  |  |  | 531.008 m |  | 4 | 0
381125149 | TNB | DISTRIBUTION | SUNGAI BESAR | Existing | RYB | 230/400 V |  |  | LV LINE |  | 185_4C_AL_XLPE |  |  |  | 66.264 m |  | 4 | 0
381125154 | TNB | DISTRIBUTION | SUNGAI BESAR | Existing | RYB | 230/400 V |  |  | LV LINE |  | 185_4C_AL_XLPE |  |  |  | 71.411 m |  | 4 | 0
381125159 | TNB | DISTRIBUTION | SUNGAI BESAR | Existing | RYB | 230/400 V |  |  | SERVICE LINE |  | 25_4C_AL_XLPE |  |  |  | 0.778 m |  | 4 | 0
381125164 | TNB | DISTRIBUTION | SUNGAI BESAR | Existing | RYB | 230/400 V |  |  | SERVICE LINE |  | 25_4C_AL_XLPE |  |  |  | 0.521 m |  | 4 | 0
381125169 | TNB | DISTRIBUTION | SUNGAI BESAR | Existing | RYB | 230/400 V |  |  | LV LINE |  | 185_4C_AL_XLPE |  |  |  | 23.622 m |  | 4 | 0
381125174 | TNB | DISTRIBUTION | SUNGAI BESAR | Existing | RYB | 230/400 V |  |  | LV LINE |  | 185_4C_AL_XLPE |  |  |  | 17.864 m |  | 4 | 0
381125179 | TNB | DISTRIBUTION | SUNGAI BESAR | Existing | RYB | 230/400 V |  |  | LV LINE |  | 185_4C_AL_XLPE |  |  |  | 15.919 m |  | 4 | 0
381125184 | TNB | DISTRIBUTION | SUNGAI BESAR | Existing | RYB | 230/400 V |  |  | LV LINE |  | 185_4C_AL_XLPE |  |  |  | 15.834 m |  | 4 | 0
381125189 | TNB | DISTRIBUTION | SUNGAI BESAR | Existing | RYB | 230/400 V |  |  | LV LINE |  | 185_4C_AL_XLPE |  |  |  | 143.867 m |  | 4 | 0
381125194 | TNB | DISTRIBUTION | SUNGAI BESAR | Existing | RYB | 230/400 V |  |  | SERVICE LINE |  | 185_4C_AL_XLPE |  |  |  | 42.960 m |  | 4 | 0
381125204 | TNB | DISTRIBUTION | SUNGAI BESAR | Existing | RYB | 230/400 V |  |  | LV LINE |  | 185_4C_AL_XLPE |  |  |  | 35.613 m |  | 4 | 0
381125209 | TNB | DISTRIBUTION | SUNGAI BESAR | Existing | RYB | 230/400 V |  |  | LV LINE |  | 185_4C_AL_XLPE |  |  |  | 17.567 m |  | 4 | 0
381125214 | TNB | DISTRIBUTION | SUNGAI BESAR | Existing | RYB | 230/400 V |  |  | LV LINE |  | 185_4C_AL_XLPE |  |  |  | 82.567 m |  | 4 | 0
381125219 | TNB | DISTRIBUTION | SUNGAI BESAR | Existing | RYB | 230/400 V |  |  | LV LINE |  | 185_4C_AL_XLPE |  |  |  | 63.822 m |  | 4 | 0
381125224 | TNB | DISTRIBUTION | SUNGAI BESAR | Existing | RYB | 230/400 V |  |  | LV LINE |  | 185_4C_AL_XLPE |  |  |  | 9.353 m |  | 4 | 0
381125234 | TNB | DISTRIBUTION | SUNGAI BESAR | Existing | RYB | 230/400 V |  |  | SERVICE LINE |  | 25_4C_AL_XLPE |  |  |  | 1.576 m |  | 4 | 0
381125239 | TNB | DISTRIBUTION | SUNGAI BESAR | Existing | RYB | 230/400 V |  |  | SERVICE LINE |  | 25_4C_AL_XLPE |  |  |  | 14.839 m |  | 4 | 0
381125244 | TNB | DISTRIBUTION | SUNGAI BESAR | Existing | RYB | 230/400 V |  |  | SERVICE LINE |  | 185_4C_AL_XLPE |  |  |  | 98.087 m |  | 4 | 0
381125254 | TNB | DISTRIBUTION | SUNGAI BESAR | Existing | RYB | 230/400 V |  |  | SERVICE LINE |  | 25_4C_AL_XLPE |  |  |  | 0.895 m |  | 4 | 0
381125259 | TNB | DISTRIBUTION | SUNGAI BESAR | Existing | RYB | 230/400 V |  |  | SERVICE LINE |  | 25_4C_AL_XLPE |  |  |  | 1.442 m |  | 4 | 0
381125264 | TNB | DISTRIBUTION | SUNGAI BESAR | Existing | R | 230/400 V |  |  | SERVICE LINE |  | ARMOURED_16MM |  |  |  | 28.786 m |  | 2 | 0
381125267 | TNB | DISTRIBUTION | SUNGAI BESAR | Existing | R | 230/400 V |  |  | SERVICE LINE |  | ARMOURED_16MM |  |  |  | 2.375 m |  | 2 | 0
381125270 | TNB | DISTRIBUTION | SUNGAI BESAR | Existing | RYB | 230/400 V |  |  | SERVICE LINE |  | 25_4C_AL_XLPE |  |  |  | 43.342 m |  | 4 | 0
381125275 | TNB | DISTRIBUTION | SUNGAI BESAR | Existing | RYB | 230/400 V |  |  | SERVICE LINE |  | 25_4C_AL_XLPE |  |  |  | 2.340 m |  | 4 | 0
381125280 | TNB | DISTRIBUTION | SUNGAI BESAR | Existing | RYB | 230/400 V |  |  | SERVICE LINE |  | 25_4C_AL_XLPE |  |  |  | 5.093 m |  | 4 | 0
381125285 | TNB | DISTRIBUTION | SUNGAI BESAR | Existing | RYB | 230/400 V |  |  | SERVICE LINE |  | 25_4C_AL_XLPE |  |  |  | 1.385 m |  | 4 | 0
381125290 | TNB | DISTRIBUTION | SUNGAI BESAR | Existing | RYB | 230/400 V |  |  | SERVICE LINE |  | 25_4C_AL_XLPE |  |  |  | 1.092 m |  | 4 | 0
381125295 | TNB | DISTRIBUTION | SUNGAI BESAR | Existing | RYB | 230/400 V |  |  | SERVICE LINE |  | 25_4C_AL_XLPE |  |  |  | 4.512 m |  | 4 | 0
381125300 | TNB | DISTRIBUTION | SUNGAI BESAR | Existing | RYB | 230/400 V |  |  | SERVICE LINE |  | 25_4C_AL_XLPE |  |  |  | 14.751 m |  | 4 | 0
381125305 | TNB | DISTRIBUTION | SUNGAI BESAR | Existing | RYB | 230/400 V |  |  | SERVICE LINE |  | 25_4C_AL_XLPE |  |  |  | 10.167 m |  | 4 | 0
381125310 | TNB | DISTRIBUTION | SUNGAI BESAR | Existing | RYB | 230/400 V |  |  | SERVICE LINE |  | 25_4C_AL_XLPE |  |  |  | 2.399 m |  | 4 | 0
381125315 | TNB | DISTRIBUTION | SUNGAI BESAR | Existing | RYB | 230/400 V |  |  | SERVICE LINE |  | 25_4C_AL_XLPE |  |  |  | 2.191 m |  | 4 | 0
381125320 | TNB | DISTRIBUTION | SUNGAI BESAR | Existing | RYB | 230/400 V |  |  | SERVICE LINE |  | 25_4C_AL_XLPE |  |  |  | 41.694 m |  | 4 | 0
381125325 | TNB | DISTRIBUTION | SUNGAI BESAR | Existing | RYB | 230/400 V |  |  | SERVICE LINE |  | 25_4C_AL_XLPE |  |  |  | 5.642 m |  | 4 | 0
381125330 | TNB | DISTRIBUTION | SUNGAI BESAR | Existing | RYB | 230/400 V |  |  | SERVICE LINE |  | 25_4C_AL_XLPE |  |  |  | 4.418 m |  | 4 | 0
381125335 | TNB | DISTRIBUTION | SUNGAI BESAR | Existing | RYB | 230/400 V |  |  | SERVICE LINE |  | 25_4C_AL_XLPE |  |  |  | 14.336 m |  | 4 | 0
381125340 | TNB | DISTRIBUTION | SUNGAI BESAR | Existing | RYB | 230/400 V |  |  | SERVICE LINE |  | 25_4C_AL_XLPE |  |  |  | 33.308 m |  | 4 | 0
381125345 | TNB | DISTRIBUTION | SUNGAI BESAR | Existing | RYB | 230/400 V |  |  | SERVICE LINE |  | 25_4C_AL_XLPE |  |  |  | 4.066 m |  | 4 | 0
381125350 | TNB | DISTRIBUTION | SUNGAI BESAR | Existing | RYB | 230/400 V |  |  | SERVICE LINE |  | 25_4C_AL_XLPE |  |  |  | 26.077 m |  | 4 | 0
381125355 | TNB | DISTRIBUTION | SUNGAI BESAR | Existing | RYB | 230/400 V |  |  | SERVICE LINE |  | 25_4C_AL_XLPE |  |  |  | 2.668 m |  | 4 | 0
381125360 | TNB | DISTRIBUTION | SUNGAI BESAR | Existing | RYB | 230/400 V |  |  | SERVICE LINE |  | 70_4C_AL_XLPE |  |  |  | 34.321 m |  | 4 | 0
381125370 | TNB | DISTRIBUTION | SUNGAI BESAR | Existing | RYB | 230/400 V |  |  | LV LINE |  | 185_4C_AL_XLPE |  |  |  | 67.728 m |  | 4 | 0
381125375 | TNB | DISTRIBUTION | SUNGAI BESAR | Existing | RYB | 230/400 V |  |  | LV LINE |  | 185_4C_AL_XLPE |  |  |  | 50.741 m |  | 4 | 0
381125395 | TNB | DISTRIBUTION | SUNGAI BESAR | Existing | RYB | 230/400 V |  |  | SERVICE LINE |  | 25_4C_AL_XLPE |  |  |  | 3.443 m |  | 4 | 0
381125400 | TNB | DISTRIBUTION | SUNGAI BESAR | Existing | RYB | 230/400 V |  |  | SERVICE LINE |  | 25_4C_AL_XLPE |  |  |  | 1.220 m |  | 4 | 0
381125405 | TNB | DISTRIBUTION | SUNGAI BESAR | Existing | RYB | 230/400 V |  |  | LV LINE |  | 185_4C_AL_XLPE |  |  |  | 27.773 m |  | 4 | 0
381125410 | TNB | DISTRIBUTION | SUNGAI BESAR | Existing | RYB | 230/400 V |  |  | SERVICE LINE |  | 25_4C_AL_XLPE |  |  |  | 6.701 m |  | 4 | 0
381125415 | TNB | DISTRIBUTION | SUNGAI BESAR | Existing | RYB | 230/400 V |  |  | SERVICE LINE |  | 25_4C_AL_XLPE |  |  |  | 1.787 m |  | 4 | 0
381125420 | TNB | DISTRIBUTION | SUNGAI BESAR | Existing | R | 230/400 V |  |  | SERVICE LINE |  | ARMOURED_16MM |  |  |  | 3.001 m |  | 2 | 0
381125423 | TNB | DISTRIBUTION | SUNGAI BESAR | Existing | RYB | 230/400 V |  |  | LV LINE |  | 185_4C_AL_XLPE |  |  |  | 346.889 m |  | 4 | 0
381125428 | TNB | DISTRIBUTION | SUNGAI BESAR | Existing | RYB | 230/400 V |  |  | SERVICE LINE |  | 25_4C_AL_XLPE |  |  |  | 4.610 m |  | 4 | 0
381125433 | TNB | DISTRIBUTION | SUNGAI BESAR | Existing | RYB | 230/400 V |  |  | SERVICE LINE |  | 25_4C_AL_XLPE |  |  |  | 13.653 m |  | 4 | 0
381125436 | TNB | DISTRIBUTION | SUNGAI BESAR | Existing | RYB | 230/400 V |  |  | SERVICE LINE |  | 25_4C_AL_XLPE |  |  |  | 19.167 m |  | 4 | 0
381125441 | TNB | DISTRIBUTION | SUNGAI BESAR | Existing | RYB | 230/400 V |  |  | LV LINE |  | 185_4C_AL_XLPE |  |  |  | 26.344 m |  | 4 | 0
381125446 | TNB | DISTRIBUTION | SUNGAI BESAR | Existing | RYB | 230/400 V |  |  | SERVICE LINE |  | 70_4C_AL_XLPE |  |  |  | 25.724 m |  | 4 | 0
381125451 | TNB | DISTRIBUTION | SUNGAI BESAR | Existing | RYB | 230/400 V |  |  | SERVICE LINE |  | 25_4C_AL_XLPE |  |  |  | 1.396 m |  | 4 | 0
381125456 | TNB | DISTRIBUTION | SUNGAI BESAR | Existing | RYB | 230/400 V |  |  | SERVICE LINE |  | 25_4C_AL_XLPE |  |  |  | 4.428 m |  | 4 | 0
381125461 | TNB | DISTRIBUTION | SUNGAI BESAR | Existing | R | 230/400 V |  |  | SERVICE LINE |  | ARMOURED_16MM |  |  |  | 18.934 m |  | 2 | 0
381125464 | TNB | DISTRIBUTION | SUNGAI BESAR | Existing | R | 230/400 V |  |  | SERVICE LINE |  | ARMOURED_16MM |  |  |  | 2.192 m |  | 2 | 0
381125472 | TNB | DISTRIBUTION | SUNGAI BESAR | Existing | RYB | 230/400 V |  |  | SERVICE LINE |  | 185_4C_AL_XLPE |  |  |  | 35.651 m |  | 4 | 0
381125477 | TNB | DISTRIBUTION | SUNGAI BESAR | Existing | RYB | 230/400 V |  |  | SERVICE LINE |  | 25_4C_AL_XLPE |  |  |  | 25.025 m |  | 4 | 0
381125585 | TNB | DISTRIBUTION | SUNGAI BESAR | Existing | RYB | 230/400 V |  |  | SERVICE LINE |  | 25_4C_AL_XLPE |  |  |  | 19.765 m |  | 4 | 0
381125600 | TNB | DISTRIBUTION | SUNGAI BESAR | Existing | RYB | 230/400 V |  |  | SERVICE LINE |  | 70_4C_AL_XLPE |  |  |  | 3.071 m |  | 4 | 0
381125605 | TNB | DISTRIBUTION | SUNGAI BESAR | Existing | RYB | 230/400 V |  |  | SERVICE LINE |  | 25_4C_AL_XLPE |  |  |  | 2.881 m |  | 4 | 0
381125610 | TNB | DISTRIBUTION | SUNGAI BESAR | Existing | RYB | 230/400 V |  |  | SERVICE LINE |  | 25_4C_AL_XLPE |  |  |  | 57.016 m |  | 4 | 0
381125615 | TNB | DISTRIBUTION | SUNGAI BESAR | Existing | RYB | 230/400 V |  |  | SERVICE LINE |  | 25_4C_AL_XLPE |  |  |  | 2.703 m |  | 4 | 0
381125620 | TNB | DISTRIBUTION | SUNGAI BESAR | Existing | RYB | 230/400 V |  |  | LV LINE |  | 185_4C_AL_PILC |  |  |  | 26.051 m |  | 4 | 0
381125625 | TNB | DISTRIBUTION | SUNGAI BESAR | Existing | RYB | 230/400 V |  |  | LV LINE |  | 185_4C_AL_PILC |  |  |  | 24.989 m |  | 4 | 0
381125630 | TNB | DISTRIBUTION | SUNGAI BESAR | Existing | RYB | 230/400 V |  |  | LV LINE |  | 185_4C_AL_XLPE |  |  |  | 28.790 m |  | 4 | 0
381125635 | TNB | DISTRIBUTION | SUNGAI BESAR | Existing | RYB | 230/400 V |  |  | SERVICE LINE |  | 25_4C_AL_XLPE |  |  |  | 17.636 m |  | 4 | 0
381125640 | TNB | DISTRIBUTION | SUNGAI BESAR | Existing | RYB | 230/400 V |  |  | SERVICE LINE |  | 70_4C_AL_XLPE |  |  |  | 16.997 m |  | 4 | 0
381125645 | TNB | DISTRIBUTION | SUNGAI BESAR | Existing | RYB | 230/400 V |  |  | LV LINE |  | 185_4C_AL_XLPE |  |  |  | 22.895 m |  | 4 | 0
381125650 | TNB | DISTRIBUTION | SUNGAI BESAR | Existing | RYB | 230/400 V |  |  | LV LINE |  | 185_4C_AL_XLPE |  |  |  | 23.459 m |  | 4 | 0
381125655 | TNB | DISTRIBUTION | SUNGAI BESAR | Existing | RYB | 230/400 V |  |  | LV LINE |  | 185_4C_AL_XLPE |  |  |  | 11.045 m |  | 4 | 0
381125660 | TNB | DISTRIBUTION | SUNGAI BESAR | Existing | RYB | 230/400 V |  |  | LV LINE |  | 185_4C_AL_XLPE |  |  |  | 44.974 m |  | 4 | 0
381125677 | TNB | DISTRIBUTION | SUNGAI BESAR | Existing | RYB | 230/400 V |  |  | SERVICE LINE |  | 70_4C_AL_XLPE |  |  |  | 4.454 m |  | 4 | 0
381125682 | TNB | DISTRIBUTION | SUNGAI BESAR | Existing | RYB | 230/400 V |  |  | SERVICE LINE |  | 70_4C_AL_XLPE |  |  |  | 0.906 m |  | 4 | 0
381125687 | TNB | DISTRIBUTION | SUNGAI BESAR | Existing | RYB | 230/400 V |  |  | SERVICE LINE |  | Unknown |  |  |  | 3.434 m |  | 3 | 0
381125691 | TNB | DISTRIBUTION | SUNGAI BESAR | Existing | RYB | 230/400 V |  |  | SERVICE LINE |  | Unknown |  |  |  | 1.195 m |  | 3 | 0
381125695 | TNB | DISTRIBUTION | SUNGAI BESAR | Existing | RYB | 230/400 V |  |  | SERVICE LINE |  | 70_4C_AL_XLPE |  |  |  | 39.043 m |  | 4 | 0
381125700 | TNB | DISTRIBUTION | SUNGAI BESAR | Existing | RYB | 230/400 V |  |  | SERVICE LINE |  | 70_4C_AL_XLPE |  |  |  | 3.430 m |  | 4 | 0
381125715 | TNB | DISTRIBUTION | SUNGAI BESAR | Existing | RYB | 230/400 V |  |  | LV LINE |  | 185_4C_AL_XLPE |  |  |  | 92.989 m |  | 4 | 0
381125723 | TNB | DISTRIBUTION | SUNGAI BESAR | Existing | RYB | 230/400 V |  |  | LV LINE |  | 185_4C_AL_PILC |  |  |  | 55.842 m |  | 4 | 0
381125728 | TNB | DISTRIBUTION | SUNGAI BESAR | Existing | RYB | 230/400 V |  |  | SERVICE LINE |  | Unknown |  |  |  | 4.224 m |  | 3 | 0
381125732 | TNB | DISTRIBUTION | SUNGAI BESAR | Existing | RYB | 230/400 V |  |  | SERVICE LINE |  | Unknown |  |  |  | 1.186 m |  | 3 | 0
381125740 | TNB | DISTRIBUTION | SUNGAI BESAR | Existing | RYB | 230/400 V |  |  | SERVICE LINE |  | Unknown |  |  |  | 38.993 m |  | 3 | 0
381125744 | TNB | DISTRIBUTION | SUNGAI BESAR | Existing | RYB | 230/400 V |  |  | SERVICE LINE |  | Unknown |  |  |  | 1.888 m |  | 3 | 0
381125752 | TNB | DISTRIBUTION | SUNGAI BESAR | Existing | RYB | 230/400 V |  |  | SERVICE LINE |  | Unknown |  |  |  | 18.143 m |  | 3 | 0
381125756 | TNB | DISTRIBUTION | SUNGAI BESAR | Existing | RYB | 230/400 V |  |  | SERVICE LINE |  | Unknown |  |  |  | 0.853 m |  | 3 | 0
381125760 | TNB | DISTRIBUTION | SUNGAI BESAR | Existing | RYB | 230/400 V |  |  | LV LINE |  | 185_4C_AL_XLPE |  |  |  | 21.240 m |  | 4 | 0
381125765 | TNB | DISTRIBUTION | SUNGAI BESAR | Existing | RYB | 230/400 V |  |  | LV LINE |  | 185_4C_AL_XLPE |  |  |  | 19.734 m |  | 4 | 0
381125770 | TNB | DISTRIBUTION | SUNGAI BESAR | Existing | RYB | 230/400 V |  |  | SERVICE LINE |  | 70_4C_AL_XLPE |  |  |  | 84.864 m |  | 4 | 0
381125775 | TNB | DISTRIBUTION | SUNGAI BESAR | Existing | RYB | 230/400 V |  |  | LV LINE |  | 185_4C_AL_XLPE |  |  |  | 51.405 m |  | 4 | 0
381125784 | TNB | DISTRIBUTION | SUNGAI BESAR | Existing | RYB | 230/400 V |  |  | SERVICE LINE |  | 185_4C_AL_XLPE |  |  |  | 145.898 m |  | 4 | 0
381125788 | TNB | DISTRIBUTION | SUNGAI BESAR | Existing | RYB | 230/400 V |  |  | SERVICE LINE |  | 185_4C_AL_XLPE |  |  |  | 62.861 m |  | 4 | 0
381125792 | TNB | DISTRIBUTION | SUNGAI BESAR | Existing | RYB | 230/400 V |  |  | LV LINE |  | 120_4C_AL_PILC |  |  |  | 75.907 m |  | 4 | 0
381125802 | TNB | DISTRIBUTION | SUNGAI BESAR | Existing | RYB | 230/400 V |  |  | SERVICE LINE |  | 25_4C_AL_XLPE |  |  |  | 51.213 m |  | 4 | 0
381125807 | TNB | DISTRIBUTION | SUNGAI BESAR | Existing | RYB | 230/400 V |  |  | LV LINE |  | 185_4C_AL_XLPE |  |  |  | 22.211 m |  | 4 | 0
381125812 | TNB | DISTRIBUTION | SUNGAI BESAR | Existing | RYB | 230/400 V |  |  | LV LINE |  | 185_4C_AL_PILC |  |  |  | 100.982 m |  | 4 | 0
381125817 | TNB | DISTRIBUTION | SUNGAI BESAR | Existing | RYB | 230/400 V |  |  | LV LINE |  | 185_4C_AL_XLPE |  |  |  | 34.521 m |  | 4 | 0
381125822 | TNB | DISTRIBUTION | SUNGAI BESAR | Existing | RYB | 230/400 V |  |  | LV LINE |  | 185_4C_AL_XLPE |  |  |  | 35.547 m |  | 4 | 0
381125827 | TNB | DISTRIBUTION | SUNGAI BESAR | Existing | RYB | 230/400 V |  |  | LV LINE |  | 185_4C_AL_XLPE |  |  |  | 23.205 m |  | 4 | 0
381125832 | TNB | DISTRIBUTION | SUNGAI BESAR | Existing | RYB | 230/400 V |  |  | LV LINE |  | 185_4C_AL_XLPE |  |  |  | 24.575 m |  | 4 | 0
381125837 | TNB | DISTRIBUTION | SUNGAI BESAR | Existing | RYB | 230/400 V |  |  | LV LINE |  | 70_4C_AL_XLPE |  |  |  | 72.964 m |  | 4 | 0
381125842 | TNB | DISTRIBUTION | SUNGAI BESAR | Existing | RYB | 230/400 V |  |  | LV LINE |  | 185_4C_AL_XLPE |  |  |  | 42.983 m |  | 4 | 0
381125847 | TNB | DISTRIBUTION | SUNGAI BESAR | Existing | RYB | 230/400 V |  |  | LV LINE |  | 120_4C_AL_XLPE |  |  |  | 23.551 m |  | 4 | 0
381125857 | TNB | DISTRIBUTION | SUNGAI BESAR | Existing | RYB | 230/400 V |  |  | LV LINE |  | 70_4C_AL_XLPE |  |  |  | 2.422 m |  | 4 | 0
381125862 | TNB | DISTRIBUTION | SUNGAI BESAR | Existing | RYB | 230/400 V |  |  | LV LINE |  | 70_4C_AL_XLPE |  |  |  | 2.609 m |  | 4 | 0
381125867 | TNB | DISTRIBUTION | SUNGAI BESAR | Existing | RYB | 230/400 V |  |  | SERVICE LINE |  | 25_4C_AL_XLPE |  |  |  | 7.516 m |  | 4 | 0
381125877 | TNB | DISTRIBUTION | SUNGAI BESAR | Existing | RYB | 230/400 V |  |  | LV LINE |  | 120_4C_AL_XLPE |  |  |  | 73.380 m |  | 4 | 0
381125882 | TNB | DISTRIBUTION | SUNGAI BESAR | Existing | RYB | 230/400 V |  |  | LV LINE |  | 120_4C_AL_XLPE |  |  |  | 7.948 m |  | 4 | 0
381125887 | TNB | DISTRIBUTION | SUNGAI BESAR | Existing | RYB | 230/400 V |  |  | LV LINE |  | 185_4C_AL_XLPE |  |  |  | 17.337 m |  | 4 | 0
381125892 | TNB | DISTRIBUTION | SUNGAI BESAR | Existing | RYB | 230/400 V |  |  | LV LINE |  | 185_4C_AL_XLPE |  |  |  | 17.992 m |  | 4 | 0
381125902 | TNB | DISTRIBUTION | SUNGAI BESAR | Existing | RYB | 230/400 V |  |  | LV LINE |  | 185_4C_AL_XLPE |  |  |  | 22.948 m |  | 4 | 0
381125907 | TNB | DISTRIBUTION | SUNGAI BESAR | Existing | RYB | 230/400 V |  |  | LV LINE |  | 185_4C_AL_XLPE |  |  |  | 154.707 m |  | 4 | 0
381125912 | TNB | DISTRIBUTION | SUNGAI BESAR | Existing | RYB | 230/400 V |  |  | LV LINE |  | 185_4C_AL_XLPE |  |  |  | 161.584 m |  | 4 | 0
381125922 | TNB | DISTRIBUTION | SUNGAI BESAR | Existing | RYB | 230/400 V |  |  | LV LINE |  | 185_4C_AL_XLPE |  |  |  | 47.327 m |  | 4 | 0
381125937 | TNB | DISTRIBUTION | SUNGAI BESAR | Existing | RYB | 230/400 V |  |  | LV LINE |  | 185_4C_AL_XLPE |  |  |  | 41.537 m |  | 4 | 0
381125942 | TNB | DISTRIBUTION | SUNGAI BESAR | Existing | RYB | 230/400 V |  |  | LV LINE |  | 185_4C_AL_XLPE |  |  |  | 53.112 m |  | 4 | 0
381125947 | TNB | DISTRIBUTION | SUNGAI BESAR | Existing | RYB | 230/400 V |  |  | LV LINE |  | 185_4C_AL_XLPE |  |  |  | 54.108 m |  | 4 | 0
381125952 | TNB | DISTRIBUTION | SUNGAI BESAR | Existing | RYB | 230/400 V |  |  | LV LINE |  | 185_4C_AL_XLPE |  |  |  | 57.891 m |  | 4 | 0
381125962 | TNB | DISTRIBUTION | SUNGAI BESAR | Existing | RYB | 230/400 V |  |  | SERVICE LINE |  | 185_4C_AL_XLPE |  |  |  | 18.433 m |  | 4 | 0
381125967 | TNB | DISTRIBUTION | SUNGAI BESAR | Existing | RYB | 230/400 V |  |  | SERVICE LINE |  | 185_4C_AL_XLPE |  |  |  | 1.236 m |  | 4 | 0
381125972 | TNB | DISTRIBUTION | SUNGAI BESAR | Existing | RYB | 230/400 V |  |  | SERVICE LINE |  | 185_4C_AL_XLPE |  |  |  | 2.007 m |  | 4 | 0
381125977 | TNB | DISTRIBUTION | SUNGAI BESAR | Existing | RYB | 230/400 V |  |  | LV LINE |  | 25_4C_AL_XLPE |  |  |  | 5.574 m |  | 4 | 0
381125982 | TNB | DISTRIBUTION | SUNGAI BESAR | Existing | RYB | 230/400 V |  |  | SERVICE LINE |  | 25_4C_AL_XLPE |  |  |  | 0.973 m |  | 4 | 0
381125987 | TNB | DISTRIBUTION | SUNGAI BESAR | Existing | RYB | 230/400 V |  |  | SERVICE LINE |  | 25_4C_AL_XLPE |  |  |  | 1.231 m |  | 4 | 0
381125992 | TNB | DISTRIBUTION | SUNGAI BESAR | Existing | RYB | 230/400 V |  |  | SERVICE LINE |  | 25_4C_AL_XLPE |  |  |  | 5.234 m |  | 4 | 0
381125997 | TNB | DISTRIBUTION | SUNGAI BESAR | Existing | RYB | 230/400 V |  |  | SERVICE LINE |  | 25_4C_AL_XLPE |  |  |  | 0.498 m |  | 4 | 0
381126002 | TNB | DISTRIBUTION | SUNGAI BESAR | Existing | RYB | 230/400 V |  |  | SERVICE LINE |  | 25_4C_AL_XLPE |  |  |  | 0.556 m |  | 4 | 0
381126007 | TNB | DISTRIBUTION | SUNGAI BESAR | Existing | RYB | 230/400 V |  |  | LV LINE |  | 25_4C_AL_PILC |  |  |  | 37.301 m |  | 4 | 0
381126012 | TNB | DISTRIBUTION | SUNGAI BESAR | Existing | RYB | 230/400 V |  |  | LV LINE |  | 25_4C_AL_PILC |  |  |  | 1.151 m |  | 4 | 0
381126017 | TNB | DISTRIBUTION | SUNGAI BESAR | Existing | RYB | 230/400 V |  |  | LV LINE |  | 25_4C_AL_XLPE |  |  |  | 3.129 m |  | 4 | 0
381126022 | TNB | DISTRIBUTION | SUNGAI BESAR | Existing | RYB | 230/400 V |  |  | LV LINE |  | 25_4C_AL_XLPE |  |  |  | 0.752 m |  | 4 | 0
381126027 | TNB | DISTRIBUTION | SUNGAI BESAR | Existing | RYB | 230/400 V |  |  | LV LINE |  | 25_4C_AL_XLPE |  |  |  | 0.801 m |  | 4 | 0
381126032 | TNB | DISTRIBUTION | SUNGAI BESAR | Existing | RYB | 230/400 V |  |  | SERVICE LINE |  | 25_4C_AL_XLPE |  |  |  | 4.741 m |  | 4 | 0
381126037 | TNB | DISTRIBUTION | SUNGAI BESAR | Existing | RYB | 230/400 V |  |  | SERVICE LINE |  | 25_4C_AL_XLPE |  |  |  | 0.651 m |  | 4 | 0
381126042 | TNB | DISTRIBUTION | SUNGAI BESAR | Existing | RYB | 230/400 V |  |  | SERVICE LINE |  | 25_4C_AL_XLPE |  |  |  | 0.738 m |  | 4 | 0
381126047 | TNB | DISTRIBUTION | SUNGAI BESAR | Existing | RYB | 230/400 V |  |  | SERVICE LINE |  | 70_4C_AL_XLPE |  |  |  | 62.962 m |  | 4 | 0
381126052 | TNB | DISTRIBUTION | SUNGAI BESAR | Existing | RYB | 230/400 V |  |  | SERVICE LINE |  | 70_4C_AL_XLPE |  |  |  | 2.085 m |  | 4 | 0
381126057 | TNB | DISTRIBUTION | SUNGAI BESAR | Existing | RYB | 230/400 V |  |  | SERVICE LINE |  | 70_4C_AL_XLPE |  |  |  | 2.311 m |  | 4 | 0
381126062 | TNB | DISTRIBUTION | SUNGAI BESAR | Existing | RYB | 230/400 V |  |  | LV LINE |  | 185_4C_AL_XLPE |  |  |  | 11.893 m |  | 4 | 0
381126067 | TNB | DISTRIBUTION | SUNGAI BESAR | Existing | RYB | 230/400 V |  |  | SERVICE LINE |  | 185_4C_AL_PILC |  |  |  | 1.792 m |  | 4 | 0
381126072 | TNB | DISTRIBUTION | SUNGAI BESAR | Existing | RYB | 230/400 V |  |  | LV LINE |  | 70_4C_AL_XLPE |  |  |  | 4.428 m |  | 4 | 0
381126077 | TNB | DISTRIBUTION | SUNGAI BESAR | Existing | RYB | 230/400 V |  |  | LV LINE |  | 70_4C_AL_XLPE |  |  |  | 1.381 m |  | 4 | 0
381126082 | TNB | DISTRIBUTION | SUNGAI BESAR | Existing | R | 230/400 V |  |  | SERVICE LINE |  | ARMOURED_16MM |  |  |  | 2.434 m |  | 2 | 0
381126085 | TNB | DISTRIBUTION | SUNGAI BESAR | Existing | R | 230/400 V |  |  | SERVICE LINE |  | ARMOURED_16MM |  |  |  | 0.939 m |  | 2 | 0
381126088 | TNB | DISTRIBUTION | SUNGAI BESAR | Existing | R | 230/400 V |  |  | SERVICE LINE |  | ARMOURED_16MM |  |  |  | 16.578 m |  | 2 | 0
381126091 | TNB | DISTRIBUTION | SUNGAI BESAR | Existing | R | 230/400 V |  |  | SERVICE LINE |  | ARMOURED_16MM |  |  |  | 1.186 m |  | 2 | 0
381126094 | TNB | DISTRIBUTION | SUNGAI BESAR | Existing | RYB | 230/400 V |  |  | SERVICE LINE |  | 70_4C_AL_XLPE |  |  |  | 2.409 m |  | 4 | 0
381126099 | TNB | DISTRIBUTION | SUNGAI BESAR | Existing | RYB | 230/400 V |  |  | SERVICE LINE |  | 70_4C_AL_PILC |  |  |  | 7.594 m |  | 4 | 0
381172111 | TNB | DISTRIBUTION | SUNGAI BESAR | Existing | RYB | 230/400 V |  |  | SERVICE LINE |  | 185_4C_AL_XLPE |  |  |  | 50.626 m |  | 4 | 0
381181748 | TNB | DISTRIBUTION | SUNGAI BESAR | Existing | RYB | 230/400 V |  |  | PUBLIC LIGHT |  | 25_4C_AL_XLPE |  |  |  | 5.534 m |  | 4 | 0
381181784 | TNB | DISTRIBUTION | SUNGAI BESAR | Existing | RYB | 230/400 V |  |  | LV LINE |  | 185_4C_AL_PILC |  |  |  | 180.588 m |  | 4 | 0
381181789 | TNB | DISTRIBUTION | SUNGAI BESAR | Existing | RYB | 230/400 V |  |  | LV LINE |  | 185_4C_AL_XLPE |  |  |  | 73.880 m |  | 4 | 0
381181878 | TNB | DISTRIBUTION | SUNGAI BESAR | Existing | RYB | 230/400 V |  |  | LV LINE |  | 185_4C_AL_XLPE |  |  |  | 22.162 m |  | 4 | 0
381181937 | TNB | DISTRIBUTION | SUNGAI BESAR | Existing | RYB | 230/400 V |  |  | LV LINE |  | 185_4C_AL_XLPE |  |  |  | 68.739 m |  | 4 | 0
381182048 | TNB | DISTRIBUTION | SUNGAI BESAR | Existing | RYB | 230/400 V |  |  | LV LINE |  | 185_4C_AL_XLPE |  |  |  | 39.426 m |  | 4 | 0
381182053 | TNB | DISTRIBUTION | SUNGAI BESAR | Existing | RYB | 230/400 V |  |  | LV LINE |  | 185_4C_AL_XLPE |  |  |  | 20.444 m |  | 4 | 0
381182063 | TNB | DISTRIBUTION | SUNGAI BESAR | Existing | RYB | 230/400 V |  |  | SERVICE LINE |  | 185_4C_AL_XLPE |  |  |  | 99.282 m |  | 4 | 0
381182097 | TNB | DISTRIBUTION | SUNGAI BESAR | Existing | RYB | 230/400 V |  |  | LV LINE |  | 185_4C_AL_XLPE |  |  |  | 26.517 m |  | 4 | 0
381182102 | TNB | DISTRIBUTION | SUNGAI BESAR | Existing | RYB | 230/400 V |  |  | LV LINE |  | 185_4C_AL_PILC |  |  |  | 28.075 m |  | 4 | 0
381182107 | TNB | DISTRIBUTION | SUNGAI BESAR | Existing | RYB | 230/400 V |  |  | LV LINE |  | 185_4C_AL_XLPE |  |  |  | 41.074 m | jp,ug185xlpe | 4 | 0
381182116 | TNB | DISTRIBUTION | SUNGAI BESAR | Existing | RYB | 230/400 V |  |  | LV LINE |  | 300_4C_AL_XLPE |  |  |  | 180.472 m |  | 4 | 0
381182125 | TNB | DISTRIBUTION | SUNGAI BESAR | Existing | RYB | 230/400 V |  |  | LV LINE |  | 300_4C_AL_XLPE |  |  |  | 180.118 m |  | 4 | 0
381182133 | TNB | DISTRIBUTION | SUNGAI BESAR | Existing | RYB | 230/400 V |  |  | LV LINE |  | 185_4C_AL_XLPE |  |  |  | 354.916 m |  | 4 | 0
381182150 | TNB | DISTRIBUTION | SUNGAI BESAR | Existing | RYB | 230/400 V |  |  | LV LINE |  | 120_4C_AL_XLPE |  |  |  | 19.940 m |  | 4 | 0
381182159 | TNB | DISTRIBUTION | SUNGAI BESAR | Existing | RYB | 230/400 V |  |  | LV LINE |  | 120_4C_AL_XLPE |  |  |  | 18.296 m |  | 4 | 0
381182164 | TNB | DISTRIBUTION | SUNGAI BESAR | Existing | RYB | 230/400 V |  |  | SERVICE LINE |  | 25_4C_AL_XLPE |  |  |  | 50.039 m |  | 4 | 0
381182182 | TNB | DISTRIBUTION | SUNGAI BESAR | Existing | RYB | 230/400 V |  |  | SERVICE LINE |  | 300_4C_AL_XLPE |  |  |  | 205.541 m |  | 4 | 0
381182187 | TNB | DISTRIBUTION | SUNGAI BESAR | Existing | RYB | 230/400 V |  |  | SERVICE LINE |  | 300_4C_AL_XLPE |  |  |  | 204.369 m |  | 4 | 0
381182195 | TNB | DISTRIBUTION | SUNGAI BESAR | Existing | RYB | 230/400 V |  |  | LV LINE |  | 185_4C_AL_XLPE |  |  |  | 71.747 m |  | 4 | 0
381182200 | TNB | DISTRIBUTION | SUNGAI BESAR | Existing | RYB | 230/400 V |  |  | LV LINE |  | 185_4C_AL_XLPE |  |  |  | 71.496 m |  | 4 | 0
381182205 | TNB | DISTRIBUTION | SUNGAI BESAR | Existing | RYB | 230/400 V |  |  | SERVICE LINE |  | 25_4C_AL_XLPE |  |  |  | 17.801 m |  | 4 | 0
381182210 | TNB | DISTRIBUTION | SUNGAI BESAR | Existing | RYB | 230/400 V |  |  | SERVICE LINE |  | 25_4C_AL_XLPE |  |  |  | 33.241 m |  | 4 | 0
381182215 | TNB | DISTRIBUTION | SUNGAI BESAR | Existing | RYB | 230/400 V |  |  | SERVICE LINE |  | 25_4C_AL_XLPE |  |  |  | 45.141 m |  | 4 | 0
381182220 | TNB | DISTRIBUTION | SUNGAI BESAR | Existing | RYB | 230/400 V |  |  | SERVICE LINE |  | 25_4C_AL_XLPE |  |  |  | 22.279 m |  | 4 | 0
381182235 | TNB | DISTRIBUTION | SUNGAI BESAR | Existing | RYB | 230/400 V |  |  | SERVICE LINE |  | 25_4C_AL_XLPE |  |  |  | 23.178 m |  | 4 | 0
381182240 | TNB | DISTRIBUTION | SUNGAI BESAR | Existing | RYB | 230/400 V |  |  | SERVICE LINE |  | 25_4C_AL_XLPE |  |  |  | 32.111 m |  | 4 | 0
381182245 | TNB | DISTRIBUTION | SUNGAI BESAR | Existing | RYB | 230/400 V |  |  | SERVICE LINE |  | 25_4C_AL_XLPE |  |  |  | 42.819 m |  | 4 | 0
381182250 | TNB | DISTRIBUTION | SUNGAI BESAR | Existing | RYB | 230/400 V |  |  | SERVICE LINE |  | 25_4C_AL_XLPE |  |  |  | 41.134 m |  | 4 | 0
381182255 | TNB | DISTRIBUTION | SUNGAI BESAR | Existing | RYB | 230/400 V |  |  | SERVICE LINE |  | 25_4C_AL_XLPE |  |  |  | 56.582 m |  | 4 | 0
381182260 | TNB | DISTRIBUTION | SUNGAI BESAR | Existing | RYB | 230/400 V |  |  | SERVICE LINE |  | 25_4C_AL_XLPE |  |  |  | 68.041 m |  | 4 | 0
381182265 | TNB | DISTRIBUTION | SUNGAI BESAR | Existing | RYB | 230/400 V |  |  | SERVICE LINE |  | 25_4C_AL_XLPE |  |  |  | 54.475 m |  | 4 | 0
381182510 | TNB | DISTRIBUTION | SUNGAI BESAR | Existing | RYB | 230/400 V |  |  | LV LINE |  | 185_4C_AL_XLPE |  |  |  | 533.099 m |  | 4 | 0
381182602 | TNB | DISTRIBUTION | SUNGAI BESAR | Existing | R | 230/400 V |  |  | SERVICE LINE |  | ARMOURED_16MM |  |  |  | 34.065 m |  | 2 | 0
381196339 | TNB | DISTRIBUTION | SUNGAI BESAR | Existing | RYB | 230/400 V | Unknown |  | LV LINE |  | 4X_300_1C_AL_PVC/PVC |  |  |  | 0.801 m |  | 4 | 0
381196470 | TNB | DISTRIBUTION | SUNGAI BESAR | Existing | RYB | 230/400 V | YES |  | LV LINE |  | 4X_300_1C_AL_PVC/PVC |  |  |  | 0.622 m |  | 4 | 0
381196597 | TNB | DISTRIBUTION | SUNGAI BESAR | Existing | RYB | 230/400 V | YES |  | LV LINE |  | 4X_300_1C_AL_PVC/PVC |  |  |  | 0.409 m |  | 4 | 0
381196724 | TNB | DISTRIBUTION | SUNGAI BESAR | Existing | RYB | 230/400 V | YES |  | LV LINE |  | 4X_300_1C_AL_PVC/PVC |  |  |  | 0.317 m |  | 4 | 0
381196851 | TNB | DISTRIBUTION | SUNGAI BESAR | Existing | RYB | 230/400 V | YES |  | LV LINE |  | 4X_300_1C_AL_PVC/PVC |  |  |  | 0.370 m |  | 4 | 0
381196980 | TNB | DISTRIBUTION | SUNGAI BESAR | Existing | RYB | 230/400 V | Unknown |  | LV LINE |  | 4X_300_1C_AL_PVC/PVC |  |  |  | 0.209 m |  | 4 | 0
381197116 | TNB | DISTRIBUTION | SUNGAI BESAR | Existing | RYB | 230/400 V | Unknown |  | LV LINE |  | 4X_300_1C_AL_PVC/PVC |  |  |  | 0.260 m |  | 4 | 0
381197278 | TNB | DISTRIBUTION | SUNGAI BESAR | Existing | RYB | 230/400 V | Unknown |  | LV LINE |  | 7X_300_1C_AL_PVC/PVC |  |  |  | 0.436 m |  | 7 | 0
381197411 | TNB | DISTRIBUTION | SUNGAI BESAR | Existing | RYB | 230/400 V | Unknown |  | LV LINE |  | 4X_300_1C_AL_PVC/PVC |  |  |  | 0.339 m |  | 4 | 0
381197542 | TNB | DISTRIBUTION | SUNGAI BESAR | Existing | RYB | 230/400 V | Unknown |  | LV LINE |  | 4X_300_1C_AL_PVC/PVC |  |  |  | 0.308 m |  | 4 | 0
381197669 | TNB | DISTRIBUTION | SUNGAI BESAR | Existing | RYB | 230/400 V | Unknown |  | LV LINE |  | 7X_300_1C_AL_PVC/PVC |  |  |  | 0.346 m |  | 7 | 0
381197932 | TNB | DISTRIBUTION | SUNGAI BESAR | Existing | RYB | 230/400 V | Unknown |  | LV LINE |  | 7X_300_1C_AL_PVC/PVC |  |  |  | 0.299 m |  | 7 | 0
381198069 | TNB | DISTRIBUTION | SUNGAI BESAR | Existing | RYB | 230/400 V | Unknown |  | LV LINE |  | 7X_300_1C_AL_PVC/PVC |  |  |  | 0.266 m |  | 7 | 0
381290038 | TNB | DISTRIBUTION | SUNGAI BESAR | Existing | RYB | 230/400 V |  |  | LV LINE |  | 185_4C_AL_XLPE |  |  |  | 31.901 m |  | 4 | 0
381290058 | TNB | DISTRIBUTION | SUNGAI BESAR | Existing | RYB | 230/400 V |  |  | LV LINE |  | 185_4C_AL_XLPE |  |  |  | 40.994 m |  | 4 | 0
381496175 | TNB | DISTRIBUTION | SUNGAI BESAR | Existing | RYB | 230/400 V | Unknown |  | LV LINE |  | 4X_300_1C_AL_PVC/PVC |  |  |  | 0.530 m |  | 4 | 0
381496548 | TNB | DISTRIBUTION | SUNGAI BESAR | Existing | RYB | 230/400 V | Unknown |  | LV LINE |  | 7X_300_1C_AL_PVC/PVC |  |  |  | 0.465 m |  | 7 | 0
381500505 | TNB | DISTRIBUTION | SUNGAI BESAR | Existing | RYB | 230/400 V |  |  | LV LINE |  | 120_4C_AL_XLPE |  |  |  | 46.280 m |  | 4 | 0
381500510 | TNB | DISTRIBUTION | SUNGAI BESAR | Existing | RYB | 230/400 V |  |  | LV LINE |  | 120_4C_AL_XLPE |  |  |  | 56.232 m |  | 4 | 0
381500515 | TNB | DISTRIBUTION | SUNGAI BESAR | Existing | RYB | 230/400 V |  |  | LV LINE |  | 185_4C_AL_XLPE |  |  |  | 21.099 m |  | 4 | 0
381500520 | TNB | DISTRIBUTION | SUNGAI BESAR | Existing | RYB | 230/400 V |  |  | LV LINE |  | 185_4C_AL_XLPE |  |  |  | 14.628 m |  | 4 | 0
381500525 | TNB | DISTRIBUTION | SUNGAI BESAR | Existing | RYB | 230/400 V |  |  | LV LINE |  | 185_4C_AL_XLPE |  |  |  | 162.574 m |  | 4 | 0
381500537 | TNB | DISTRIBUTION | SUNGAI BESAR | Existing | RYB | 230/400 V |  |  | SERVICE LINE |  | 185_4C_AL_XLPE |  |  |  | 12.316 m |  | 4 | 0
381500542 | TNB | DISTRIBUTION | SUNGAI BESAR | Existing | RYB | 230/400 V |  |  | SERVICE LINE |  | 185_4C_AL_XLPE |  |  |  | 10.952 m |  | 4 | 0
381500576 | TNB | DISTRIBUTION | SUNGAI BESAR | Existing | RYB | 230/400 V |  |  | LV LINE |  | 70_4C_AL_XLPE |  |  |  | 4.061 m |  | 4 | 0
381500676 | TNB | DISTRIBUTION | SUNGAI BESAR | Existing | RYB | 230/400 V |  |  | LV LINE |  | 185_4C_AL_XLPE |  |  |  | 53.843 m |  | 4 | 0
381500681 | TNB | DISTRIBUTION | SUNGAI BESAR | Existing | RYB | 230/400 V |  |  | LV LINE |  | 185_4C_AL_XLPE |  |  |  | 55.763 m |  | 4 | 0
381500686 | TNB | DISTRIBUTION | SUNGAI BESAR | Existing | RYB | 230/400 V |  |  | LV LINE |  | 185_4C_AL_XLPE |  |  |  | 310.908 m |  | 4 | 0
381500698 | TNB | DISTRIBUTION | SUNGAI BESAR | Existing | RYB | 230/400 V |  |  | LV LINE |  | 185_4C_AL_XLPE |  |  |  | 111.067 m |  | 4 | 0
382780177 | TNB | DISTRIBUTION | SUNGAI BESAR | Existing | RYB | 230/400 V |  |  | LV LINE |  | 185_4C_AL_XLPE |  |  |  | 1.286 m |  | 4 | 0
382780182 | TNB | DISTRIBUTION | SUNGAI BESAR | Existing | RYB | 230/400 V |  |  | LV LINE |  | 185_4C_AL_XLPE |  |  |  | 1.181 m |  | 4 | 0
382780187 | TNB | DISTRIBUTION | SUNGAI BESAR | Existing | RYB | 230/400 V |  |  | LV LINE |  | 185_4C_AL_XLPE |  |  |  | 1.169 m |  | 4 | 0
382797280 | TNB | DISTRIBUTION | SUNGAI BESAR | Existing | RYB | 230/400 V |  |  | SERVICE LINE |  | 185_4C_AL_XLPE |  |  |  | 16.219 m |  | 4 | 0
382797285 | TNB | DISTRIBUTION | SUNGAI BESAR | Existing | RYB | 230/400 V |  |  | SERVICE LINE |  | 185_4C_AL_XLPE |  |  |  | 16.442 m |  | 4 | 0
382797290 | TNB | DISTRIBUTION | SUNGAI BESAR | Existing | RYB | 230/400 V |  |  | SERVICE LINE |  | 185_4C_AL_XLPE |  |  |  | 11.256 m |  | 4 | 0
382797314 | TNB | DISTRIBUTION | SUNGAI BESAR | Existing | RYB | 230/400 V |  |  | SERVICE LINE |  | 185_4C_AL_XLPE |  |  |  | 58.323 m |  | 4 | 0
383385766 | TNB | DISTRIBUTION | SUNGAI BESAR | Existing | RYB | 230/400 V | Unknown |  | LV LINE |  | 7X_500_1C_CU_PVC/PVC |  |  |  | 1.182 m |  | 7 | 0
383497218 | TNB | DISTRIBUTION | SUNGAI BESAR | Existing | RYB | 230/400 V | Unknown |  | LV LINE |  | 7X_500_1C_CU_PVC/PVC |  |  |  | 0.892 m |  | 7 | 0
385884785 | TNB | DISTRIBUTION | SUNGAI BESAR | Existing | RYB | 230/400 V | Unknown | Class C | LV LINE |  | 7X_300_1C_AL_PVC/PVC |  |  |  | 0.210 m |  | 7 | 0
385884788 | TNB | DISTRIBUTION | SUNGAI BESAR | Existing | RYB | 230/400 V | Unknown | Class C | LV LINE |  | 7X_300_1C_AL_PVC/PVC |  |  |  | 0.184 m |  | 7 | 0
390629500 | TNB | DISTRIBUTION | SUNGAI BESAR | Existing | RYB | 230/400 V | Unknown | Class C | LV LINE |  | 7X_500_1C_CU_PVC/PVC |  |  |  | 0.310 m |  | 7 | 0
391436753 | TNB | DISTRIBUTION | SUNGAI BESAR | Existing | RYB | 230/400 V | NO | Class C | SERVICE LINE |  | 25_4C_AL_XLPE |  |  |  | 2.510 m |  | 4 | 0
392867099 | TNB | DISTRIBUTION | SUNGAI BESAR | Existing | RYB | 230/400 V | NO | Class C | SERVICE LINE |  | 185_4C_AL_XLPE |  |  |  | 48.406 m |  | 4 | 0
392867111 | TNB | DISTRIBUTION | SUNGAI BESAR | Existing | RYB | 230/400 V | NO | Class C | SERVICE LINE |  | 185_4C_AL_XLPE |  |  |  | 29.095 m |  | 4 | 0
392918377 | TNB | DISTRIBUTION | SUNGAI BESAR | Existing | RYB | 230/400 V | YES | Class D | SERVICE LINE |  | 120_4C_AL_XLPE |  |  |  | 310.425 m |  | 4 | 0

## Output
Id | Owner Type | Owner Name | Operational Area | Status | Phasing | Nominal Voltage | Assumed? | Data Quality Class | Usage | ERMS Functional Location | Label | From | To | Actual Length | Calculated Length | Remarks | LV UG Cables | LV UG Annotations | Check | Detail
254589826 | TNB | DISTRIBUTION | SUNGAI BESAR | Existing | RYB | 230/400 V |  |  | LV LINE |  | 4X_300_1C_AL_PVC/PVC |  |  |  | 0.776 m |  | 4 | 0 | Pass | null
254589886 | TNB | DISTRIBUTION | SUNGAI BESAR | Existing | RYB | 230/400 V |  |  | LV LINE |  | 7X_500_1C_CU_PVC/PVC |  |  |  | 0.057 m |  | 7 | 0 | Pass | null
254589971 | TNB | DISTRIBUTION | SUNGAI BESAR | Existing | RYB | 230/400 V |  |  | LV LINE |  | 7X_500_1C_CU_PVC/PVC |  |  |  | 0.052 m |  | 7 | 0 | Pass | null
254589976 | TNB | DISTRIBUTION | SUNGAI BESAR | Existing | RYB | 230/400 V |  |  | LV LINE |  | 7X_300_1C_AL_PVC/PVC |  |  |  | 0.060 m |  | 7 | 0 | Pass | null
254590011 | TNB | DISTRIBUTION | SUNGAI BESAR | Existing | RYB | 230/400 V |  |  | LV LINE |  | 7X_300_1C_AL_PVC/PVC |  |  |  | 0.166 m |  | 7 | 0 | Pass | null
254590016 | TNB | DISTRIBUTION | SUNGAI BESAR | Existing | RYB | 230/400 V |  |  | LV LINE |  | 7X_500_1C_CU_PVC/PVC |  |  |  | 0.060 m |  | 7 | 0 | Pass | null
254590041 | TNB | DISTRIBUTION | SUNGAI BESAR | Existing | RYB | 230/400 V |  |  | LV LINE |  | 7X_300_1C_AL_PVC/PVC |  |  |  | 0.060 m |  | 7 | 0 | Pass | null
254590056 | TNB | DISTRIBUTION | SUNGAI BESAR | Existing | RYB | 230/400 V |  |  | LV LINE |  | 7X_300_1C_AL_PVC/PVC |  |  |  | 0.060 m |  | 7 | 0 | Pass | null
254590131 | TNB | DISTRIBUTION | SUNGAI BESAR | Existing | RYB | 230/400 V |  |  | LV LINE |  | 7X_300_1C_AL_PVC/PVC |  |  |  | 0.341 m |  | 7 | 0 | Pass | null
254590136 | TNB | DISTRIBUTION | SUNGAI BESAR | Existing | RYB | 230/400 V |  |  | LV LINE |  | 4X_300_1C_AL_PVC/PVC |  |  |  | 0.610 m |  | 4 | 0 | Pass | null
254590146 | TNB | DISTRIBUTION | SUNGAI BESAR | Existing | RYB | 230/400 V |  |  | LV LINE |  | 7X_500_1C_CU_PVC/PVC |  |  |  | 0.061 m |  | 7 | 0 | Pass | null
254590166 | TNB | DISTRIBUTION | SUNGAI BESAR | Existing | RYB | 230/400 V |  |  | LV LINE |  | 7X_300_1C_AL_PVC/PVC |  |  |  | 0.060 m |  | 7 | 0 | Pass | null
254590191 | TNB | DISTRIBUTION | SUNGAI BESAR | Existing | RYB | 230/400 V |  |  | LV LINE |  | 7X_300_1C_AL_PVC/PVC |  |  |  | 0.056 m |  | 7 | 0 | Pass | null
254590201 | TNB | DISTRIBUTION | SUNGAI BESAR | Existing | RYB | 230/400 V |  |  | LV LINE |  | 7X_300_1C_AL_PVC/PVC |  |  |  | 0.060 m |  | 7 | 0 | Pass | null
254593346 | TNB | DISTRIBUTION | SUNGAI BESAR | Existing | RYB | 230/400 V |  |  | LV LINE |  | 4X_300_1C_AL_PVC/PVC |  |  |  | 0.274 m |  | 4 | 0 | Pass | null
254620032 | TNB | DISTRIBUTION | SUNGAI BESAR | Existing | RYB | 230/400 V |  |  | LV LINE |  | 7X_300_1C_AL_PVC/PVC |  |  |  | 0.056 m |  | 7 | 0 | Pass | null
254620037 | TNB | DISTRIBUTION | SUNGAI BESAR | Existing | RYB | 230/400 V |  |  | LV LINE |  | 7X_300_1C_AL_PVC/PVC |  |  |  | 0.053 m |  | 7 | 0 | Pass | null
254620182 | TNB | DISTRIBUTION | SUNGAI BESAR | Existing | RYB | 230/400 V |  |  | LV LINE |  | 7X_300_1C_AL_PVC/PVC |  |  |  | 0.056 m |  | 7 | 0 | Pass | null
254621762 | TNB | DISTRIBUTION | SUNGAI BESAR | Existing | RYB | 230/400 V |  |  | LV LINE |  | 7X_500_1C_CU_PVC/PVC |  |  |  | 0.060 m |  | 7 | 0 | Pass | null
254636523 | TNB | DISTRIBUTION | SUNGAI BESAR | Existing | RYB | 230/400 V |  |  | LV LINE |  | 7X_300_1C_AL_PVC/PVC |  |  |  | 0.520 m |  | 7 | 0 | Pass | null
254642568 | TNB | DISTRIBUTION | SUNGAI BESAR | Existing | RYB | 230/400 V |  |  | LV LINE |  | 7X_300_1C_AL_PVC/PVC |  |  |  | 0.060 m |  | 7 | 0 | Pass | null
254651388 | TNB | DISTRIBUTION | SUNGAI BESAR | Existing | RYB | 230/400 V |  |  | LV LINE |  | 7X_300_1C_AL_PVC/PVC |  |  |  | 0.063 m |  | 7 | 0 | Pass | null
254651393 | TNB | DISTRIBUTION | SUNGAI BESAR | Existing | RYB | 230/400 V |  |  | LV LINE |  | 7X_500_1C_CU_PVC/PVC |  |  |  | 0.060 m |  | 7 | 0 | Pass | null
254651428 | TNB | DISTRIBUTION | SUNGAI BESAR | Existing | RYB | 230/400 V |  |  | LV LINE |  | 7X_300_1C_AL_PVC/PVC |  |  |  | 0.056 m |  | 7 | 0 | Pass | null
254651453 | TNB | DISTRIBUTION | SUNGAI BESAR | Existing | RYB | 230/400 V |  |  | LV LINE |  | 7X_500_1C_CU_PVC/PVC |  |  |  | 0.060 m |  | 7 | 0 | Pass | null
254651993 | TNB | DISTRIBUTION | SUNGAI BESAR | Existing | RYB | 230/400 V |  |  | LV LINE |  | 7X_500_1C_CU_PVC/PVC |  |  |  | 0.056 m |  | 7 | 0 | Pass | null
254656598 | TNB | DISTRIBUTION | SUNGAI BESAR | Existing | RYB | 230/400 V |  |  | LV LINE |  | 7X_300_1C_AL_PVC/PVC |  |  |  | 0.056 m |  | 7 | 0 | Pass | null
254656603 | TNB | DISTRIBUTION | SUNGAI BESAR | Existing | RYB | 230/400 V |  |  | LV LINE |  | 7X_500_1C_CU_PVC/PVC |  |  |  | 0.061 m |  | 7 | 0 | Pass | null
254656608 | TNB | DISTRIBUTION | SUNGAI BESAR | Existing | RYB | 230/400 V |  |  | LV LINE |  | 7X_500_1C_CU_PVC/PVC |  |  |  | 0.056 m |  | 7 | 0 | Pass | null
254656613 | TNB | DISTRIBUTION | SUNGAI BESAR | Existing | RYB | 230/400 V |  |  | LV LINE |  | 7X_500_1C_CU_PVC/PVC |  |  |  | 0.060 m |  | 7 | 0 | Pass | null
254656878 | TNB | DISTRIBUTION | SUNGAI BESAR | Existing | RYB | 230/400 V |  |  | LV LINE |  | 7X_300_1C_AL_PVC/PVC |  |  |  | 0.056 m |  | 7 | 0 | Pass | null
254657803 | TNB | DISTRIBUTION | SUNGAI BESAR | Existing | RYB | 230/400 V |  |  | LV LINE |  | 7X_300_1C_AL_PVC/PVC |  |  |  | 0.060 m |  | 7 | 0 | Pass | null
254670038 | TNB | DISTRIBUTION | SUNGAI BESAR | Existing | RYB | 230/400 V |  |  | LV LINE |  | 7X_300_1C_AL_PVC/PVC |  |  |  | 0.060 m |  | 7 | 0 | Pass | null
254677568 | TNB | DISTRIBUTION | SUNGAI BESAR | Existing | RYB | 230/400 V |  |  | LV LINE |  | 4X_300_1C_AL_PVC/PVC |  |  |  | 0.437 m |  | 4 | 0 | Pass | null
254681713 | TNB | DISTRIBUTION | SUNGAI BESAR | Existing | RYB | 230/400 V |  |  | LV LINE |  | 7X_300_1C_AL_PVC/PVC |  |  |  | 0.060 m |  | 7 | 0 | Pass | null
254681728 | TNB | DISTRIBUTION | SUNGAI BESAR | Existing | RYB | 230/400 V |  |  | LV LINE |  | 7X_300_1C_AL_PVC/PVC |  |  |  | 0.177 m |  | 7 | 0 | Pass | null
254683443 | TNB | DISTRIBUTION | SUNGAI BESAR | Existing | RYB | 230/400 V |  |  | LV LINE |  | 7X_500_1C_CU_PVC/PVC |  |  |  | 0.053 m |  | 7 | 0 | Pass | null
254683893 | TNB | DISTRIBUTION | SUNGAI BESAR | Existing | RYB | 230/400 V |  |  | LV LINE |  | 7X_500_1C_CU_PVC/PVC |  |  |  | 0.057 m |  | 7 | 0 | Pass | null
254688973 | TNB | DISTRIBUTION | SUNGAI BESAR | Existing | RYB | 230/400 V |  |  | LV LINE |  | 7X_500_1C_CU_PVC/PVC |  |  |  | 0.061 m |  | 7 | 0 | Pass | null
254689843 | TNB | DISTRIBUTION | SUNGAI BESAR | Existing | RYB | 230/400 V |  |  | LV LINE |  | 7X_300_1C_AL_PVC/PVC |  |  |  | 0.061 m |  | 7 | 0 | Pass | null
254691733 | TNB | DISTRIBUTION | SUNGAI BESAR | Existing | RYB | 230/400 V |  |  | LV LINE |  | 7X_300_1C_AL_PVC/PVC |  |  |  | 0.347 m |  | 7 | 0 | Pass | null
254696188 | TNB | DISTRIBUTION | SUNGAI BESAR | Existing | RYB | 230/400 V |  |  | LV LINE |  | 7X_500_1C_CU_PVC/PVC |  |  |  | 0.056 m |  | 7 | 0 | Pass | null
254700488 | TNB | DISTRIBUTION | SUNGAI BESAR | Existing | RYB | 230/400 V |  |  | LV LINE |  | 7X_500_1C_CU_PVC/PVC |  |  |  | 0.464 m |  | 7 | 0 | Pass | null
254701638 | TNB | DISTRIBUTION | SUNGAI BESAR | Existing | RYB | 230/400 V |  |  | LV LINE |  | 7X_300_1C_AL_PVC/PVC |  |  |  | 0.353 m |  | 7 | 0 | Pass | null
377644479 | TNB | DISTRIBUTION | SUNGAI BESAR | Existing | RYB | 230/400 V | Unknown |  | LV LINE |  | 7X_300_1C_AL_PVC/PVC |  |  |  | 0.176 m |  | 7 | 0 | Pass | null
377644581 | TNB | DISTRIBUTION | SUNGAI BESAR | Existing | RYB | 230/400 V | Unknown |  | LV LINE |  | 7X_300_1C_AL_PVC/PVC |  |  |  | 0.206 m |  | 7 | 0 | Pass | null
377644704 | TNB | DISTRIBUTION | SUNGAI BESAR | Existing | RYB | 230/400 V | Unknown |  | LV LINE |  | 7X_500_1C_CU_PVC/PVC |  |  |  | 0.207 m |  | 7 | 0 | Pass | null
377645072 | TNB | DISTRIBUTION | SUNGAI BESAR | Existing | RYB | 230/400 V | Unknown |  | LV LINE |  | 7X_500_1C_CU_PVC/PVC |  |  |  | 0.255 m |  | 7 | 0 | Pass | null
377645075 | TNB | DISTRIBUTION | SUNGAI BESAR | Existing | RYB | 230/400 V | Unknown |  | LV LINE |  | 7X_500_1C_CU_PVC/PVC |  |  |  | 0.257 m |  | 7 | 0 | Pass | null
377645243 | TNB | DISTRIBUTION | SUNGAI BESAR | Existing | RYB | 230/400 V | Unknown |  | LV LINE |  | 7X_500_1C_CU_PVC/PVC |  |  |  | 0.145 m |  | 7 | 0 | Pass | null
377645346 | TNB | DISTRIBUTION | SUNGAI BESAR | Existing | RYB | 230/400 V | Unknown |  | LV LINE |  | 7X_500_1C_CU_PVC/PVC |  |  |  | 0.184 m |  | 7 | 0 | Pass | null
377645349 | TNB | DISTRIBUTION | SUNGAI BESAR | Existing | RYB | 230/400 V | Unknown |  | LV LINE |  | 7X_500_1C_CU_PVC/PVC |  |  |  | 0.192 m |  | 7 | 0 | Pass | null
377645515 | TNB | DISTRIBUTION | SUNGAI BESAR | Existing | RYB | 230/400 V | Unknown |  | LV LINE |  | 7X_500_1C_CU_PVC/PVC |  |  |  | 0.194 m |  | 7 | 0 | Pass | null
377645618 | TNB | DISTRIBUTION | SUNGAI BESAR | Existing | RYB | 230/400 V | Unknown |  | LV LINE |  | 7X_500_1C_CU_PVC/PVC |  |  |  | 0.216 m |  | 7 | 0 | Pass | null
377645621 | TNB | DISTRIBUTION | SUNGAI BESAR | Existing | RYB | 230/400 V | Unknown |  | LV LINE |  | 7X_500_1C_CU_PVC/PVC |  |  |  | 0.206 m |  | 7 | 0 | Pass | null
377645974 | TNB | DISTRIBUTION | SUNGAI BESAR | Existing | RYB | 230/400 V | Unknown |  | LV LINE |  | 7X_500_1C_CU_PVC/PVC |  |  |  | 0.248 m |  | 7 | 0 | Pass | null
377645977 | TNB | DISTRIBUTION | SUNGAI BESAR | Existing | RYB | 230/400 V | Unknown |  | LV LINE |  | 7X_300_1C_AL_PVC/PVC |  |  |  | 0.259 m |  | 7 | 0 | Pass | null
377646143 | TNB | DISTRIBUTION | SUNGAI BESAR | Existing | RYB | 230/400 V | Unknown |  | LV LINE |  | 7X_500_1C_CU_PVC/PVC |  |  |  | 0.178 m |  | 7 | 0 | Pass | null
377646248 | TNB | DISTRIBUTION | SUNGAI BESAR | Existing | RYB | 230/400 V | Unknown |  | LV LINE |  | 7X_500_1C_CU_PVC/PVC |  |  |  | 0.193 m |  | 7 | 0 | Pass | null
377646554 | TNB | DISTRIBUTION | SUNGAI BESAR | Existing | RYB | 230/400 V | Unknown |  | LV LINE |  | 7X_500_1C_CU_PVC/PVC |  |  |  | 0.209 m |  | 7 | 0 | Pass | null
377646650 | TNB | DISTRIBUTION | SUNGAI BESAR | Existing | RYB | 230/400 V | Unknown |  | LV LINE |  | 7X_300_1C_AL_PVC/PVC |  |  |  | 0.165 m |  | 7 | 0 | Pass | null
377646744 | TNB | DISTRIBUTION | SUNGAI BESAR | Existing | RYB | 230/400 V | Unknown |  | LV LINE |  | 7X_500_1C_CU_PVC/PVC |  |  |  | 0.186 m |  | 7 | 0 | Pass | null
377646905 | TNB | DISTRIBUTION | SUNGAI BESAR | Existing | RYB | 230/400 V | Unknown |  | LV LINE |  | 7X_500_1C_CU_PVC/PVC |  |  |  | 0.149 m |  | 7 | 0 | Pass | null
377647035 | TNB | DISTRIBUTION | SUNGAI BESAR | Existing | RYB | 230/400 V | Unknown |  | LV LINE |  | 7X_500_1C_CU_PVC/PVC |  |  |  | 0.178 m |  | 7 | 0 | Pass | null
377647238 | TNB | DISTRIBUTION | SUNGAI BESAR | Existing | RYB | 230/400 V | Unknown |  | LV LINE |  | 7X_500_1C_CU_PVC/PVC |  |  |  | 0.216 m |  | 7 | 0 | Pass | null
377647351 | TNB | DISTRIBUTION | SUNGAI BESAR | Existing | RYB | 230/400 V | Unknown |  | LV LINE |  | 7X_500_1C_CU_PVC/PVC |  |  |  | 0.169 m |  | 7 | 0 | Pass | null
377647544 | TNB | DISTRIBUTION | SUNGAI BESAR | Existing | RYB | 230/400 V | Unknown |  | LV LINE |  | 7X_300_1C_AL_PVC/PVC |  |  |  | 0.191 m |  | 7 | 0 | Pass | null
377647748 | TNB | DISTRIBUTION | SUNGAI BESAR | Existing | RYB | 230/400 V | Unknown |  | LV LINE |  | 7X_300_1C_AL_PVC/PVC |  |  |  | 0.190 m |  | 7 | 0 | Pass | null
377647851 | TNB | DISTRIBUTION | SUNGAI BESAR | Existing | RYB | 230/400 V | Unknown |  | LV LINE |  | 7X_500_1C_CU_PVC/PVC |  |  |  | 0.188 m |  | 7 | 0 | Pass | null
377647854 | TNB | DISTRIBUTION | SUNGAI BESAR | Existing | RYB | 230/400 V | Unknown |  | LV LINE |  | 7X_300_1C_AL_PVC/PVC |  |  |  | 0.212 m |  | 7 | 0 | Pass | null
377648019 | TNB | DISTRIBUTION | SUNGAI BESAR | Existing | RYB | 230/400 V | Unknown |  | LV LINE |  | 7X_300_1C_AL_PVC/PVC |  |  |  | 0.168 m |  | 7 | 0 | Pass | null
377648119 | TNB | DISTRIBUTION | SUNGAI BESAR | Existing | RYB | 230/400 V | Unknown |  | LV LINE |  | 7X_500_1C_CU_PVC/PVC |  |  |  | 0.246 m |  | 7 | 0 | Pass | null
377648396 | TNB | DISTRIBUTION | SUNGAI BESAR | Existing | RYB | 230/400 V | Unknown |  | LV LINE |  | 7X_300_1C_AL_PVC/PVC |  |  |  | 0.249 m |  | 7 | 0 | Pass | null
377648560 | TNB | DISTRIBUTION | SUNGAI BESAR | Existing | RYB | 230/400 V | Unknown |  | LV LINE |  | 7X_500_1C_CU_PVC/PVC |  |  |  | 0.194 m |  | 7 | 0 | Pass | null
377648655 | TNB | DISTRIBUTION | SUNGAI BESAR | Existing | RYB | 230/400 V | Unknown |  | LV LINE |  | 7X_300_1C_AL_PVC/PVC |  |  |  | 0.250 m |  | 7 | 0 | Pass | null
377957911 | TNB | DISTRIBUTION | SUNGAI BESAR | Existing | RYB | 230/400 V | Unknown |  | LV LINE |  | 7X_300_1C_AL_PVC/PVC |  |  |  | 0.254 m |  | 7 | 0 | Pass | null
377958032 | TNB | DISTRIBUTION | SUNGAI BESAR | Existing | RYB | 230/400 V | Unknown |  | LV LINE |  | 7X_300_1C_AL_PVC/PVC |  |  |  | 0.270 m |  | 7 | 0 | Pass | null
379375007 | TNB | DISTRIBUTION | SUNGAI BESAR | Existing | RYB | 230/400 V | Unknown |  | LV LINE |  | 7X_500_1C_CU_PVC/PVC |  |  |  | 0.060 m |  | 7 | 0 | Pass | null
379375138 | TNB | DISTRIBUTION | SUNGAI BESAR | Existing | RYB | 230/400 V | Unknown |  | LV LINE |  | 7X_300_1C_AL_PVC/PVC |  |  |  | 0.060 m |  | 7 | 0 | Pass | null
379375327 | TNB | DISTRIBUTION | SUNGAI BESAR | Existing | RYB | 230/400 V | Unknown |  | LV LINE |  | 7X_300_1C_AL_PVC/PVC |  |  |  | 0.060 m |  | 7 | 0 | Pass | null
379375817 | TNB | DISTRIBUTION | SUNGAI BESAR | Existing | RYB | 230/400 V | Unknown |  | LV LINE |  | 7X_300_1C_AL_PVC/PVC |  |  |  | 0.060 m |  | 7 | 0 | Pass | null
379375938 | TNB | DISTRIBUTION | SUNGAI BESAR | Existing | RYB | 230/400 V | Unknown |  | LV LINE |  | 4X_300_1C_AL_PVC/PVC |  |  |  | 0.060 m |  | 4 | 0 | Pass | null
379376113 | TNB | DISTRIBUTION | SUNGAI BESAR | Existing | RYB | 230/400 V | Unknown |  | LV LINE |  | 4X_300_1C_AL_PVC/PVC |  |  |  | 0.060 m |  | 4 | 0 | Pass | null
379376228 | TNB | DISTRIBUTION | SUNGAI BESAR | Existing | RYB | 230/400 V | Unknown |  | LV LINE |  | 4X_300_1C_AL_PVC/PVC |  |  |  | 0.060 m |  | 4 | 0 | Pass | null
379377024 | TNB | DISTRIBUTION | SUNGAI BESAR | Existing | RYB | 230/400 V |  |  | LV LINE |  | 7X_500_1C_CU_PVC/PVC |  |  |  | 0.057 m |  | 7 | 0 | Pass | null
379377219 | TNB | DISTRIBUTION | SUNGAI BESAR | Existing | RYB | 230/400 V | Unknown |  | LV LINE |  | 7X_300_1C_AL_PVC/PVC |  |  |  | 0.060 m |  | 7 | 0 | Pass | null
379377337 | TNB | DISTRIBUTION | SUNGAI BESAR | Existing | RYB | 230/400 V | Unknown |  | LV LINE |  | 7X_300_1C_AL_PVC/PVC |  |  |  | 0.060 m |  | 7 | 0 | Pass | null
379377603 | TNB | DISTRIBUTION | SUNGAI BESAR | Existing | RYB | 230/400 V | Unknown |  | LV LINE |  | 7X_500_1C_CU_PVC/PVC |  |  |  | 0.230 m |  | 7 | 0 | Pass | null
379377721 | TNB | DISTRIBUTION | SUNGAI BESAR | Existing | RYB | 230/400 V | Unknown |  | LV LINE |  | 7X_300_1C_AL_PVC/PVC |  |  |  | 0.060 m |  | 7 | 0 | Pass | null
379377829 | TNB | DISTRIBUTION | SUNGAI BESAR | Existing | RYB | 230/400 V | Unknown |  | LV LINE |  | 7X_300_1C_AL_PVC/PVC |  |  |  | 0.060 m |  | 7 | 0 | Pass | null
379378204 | TNB | DISTRIBUTION | SUNGAI BESAR | Existing | RYB | 230/400 V | Unknown |  | LV LINE |  | 7X_500_1C_CU_PVC/PVC |  |  |  | 0.060 m |  | 7 | 0 | Pass | null
379378303 | TNB | DISTRIBUTION | SUNGAI BESAR | Existing | RYB | 230/400 V | Unknown |  | LV LINE |  | 7X_300_1C_AL_PVC/PVC |  |  |  | 0.060 m |  | 7 | 0 | Pass | null
379378423 | TNB | DISTRIBUTION | SUNGAI BESAR | Existing | RYB | 230/400 V | Unknown |  | LV LINE |  | 7X_300_1C_AL_PVC/PVC |  |  |  | 0.060 m |  | 7 | 0 | Pass | null
379378775 | TNB | DISTRIBUTION | SUNGAI BESAR | Existing | RYB | 230/400 V | Unknown |  | LV LINE |  | 7X_500_1C_CU_PVC/PVC |  |  |  | 0.060 m |  | 7 | 0 | Pass | null
379379004 | TNB | DISTRIBUTION | SUNGAI BESAR | Existing | RYB | 230/400 V | Unknown |  | LV LINE |  | 7X_300_1C_AL_PVC/PVC |  |  |  | 0.060 m |  | 7 | 0 | Pass | null
379383527 | TNB | DISTRIBUTION | SUNGAI BESAR | Existing | RYB | 230/400 V | Unknown |  | LV LINE |  | 7X_300_1C_AL_PVC/PVC |  |  |  | 0.254 m |  | 7 | 0 | Pass | null
379396490 | TNB | DISTRIBUTION | SUNGAI BESAR | Existing | RYB | 230/400 V | Unknown |  | LV LINE |  | 7X_500_1C_CU_PVC/PVC |  |  |  | 0.202 m |  | 7 | 0 | Pass | null
379396586 | TNB | DISTRIBUTION | SUNGAI BESAR | Existing | RYB | 230/400 V | Unknown |  | LV LINE |  | 7X_300_1C_AL_PVC/PVC |  |  |  | 0.210 m |  | 7 | 0 | Pass | null
379396792 | TNB | DISTRIBUTION | SUNGAI BESAR | Existing | RYB | 230/400 V | Unknown |  | LV LINE |  | 7X_300_1C_AL_PVC/PVC |  |  |  | 0.197 m |  | 7 | 0 | Pass | null
379396955 | TNB | DISTRIBUTION | SUNGAI BESAR | Existing | RYB | 230/400 V | Unknown |  | LV LINE |  | 7X_300_1C_AL_PVC/PVC |  |  |  | 0.149 m |  | 7 | 0 | Pass | null
379397050 | TNB | DISTRIBUTION | SUNGAI BESAR | Existing | RYB | 230/400 V | Unknown |  | LV LINE |  | 7X_300_1C_AL_PVC/PVC |  |  |  | 0.229 m |  | 7 | 0 | Pass | null
379397181 | TNB | DISTRIBUTION | SUNGAI BESAR | Existing | RYB | 230/400 V | Unknown |  | LV LINE |  | 4X_300_1C_AL_PVC/PVC |  |  |  | 0.206 m |  | 4 | 0 | Pass | null
379397281 | TNB | DISTRIBUTION | SUNGAI BESAR | Existing | RYB | 230/400 V | Unknown |  | LV LINE |  | 7X_500_1C_CU_PVC/PVC |  |  |  | 0.157 m |  | 7 | 0 | Pass | null
379397377 | TNB | DISTRIBUTION | SUNGAI BESAR | Existing | RYB | 230/400 V | Unknown |  | LV LINE |  | 7X_300_1C_AL_PVC/PVC |  |  |  | 0.155 m |  | 7 | 0 | Pass | null
379397508 | TNB | DISTRIBUTION | SUNGAI BESAR | Existing | RYB | 230/400 V | Unknown |  | LV LINE |  | 4X_300_1C_AL_PVC/PVC |  |  |  | 0.225 m |  | 4 | 0 | Pass | null
379397603 | TNB | DISTRIBUTION | SUNGAI BESAR | Existing | RYB | 230/400 V | Unknown |  | LV LINE |  | 4X_300_1C_AL_PVC/PVC |  |  |  | 0.203 m |  | 4 | 0 | Pass | null
379397707 | TNB | DISTRIBUTION | SUNGAI BESAR | Existing | RYB | 230/400 V | Unknown |  | LV LINE |  | 7X_300_1C_AL_PVC/PVC |  |  |  | 0.188 m |  | 7 | 0 | Pass | null
379397880 | TNB | DISTRIBUTION | SUNGAI BESAR | Existing | RYB | 230/400 V | Unknown |  | LV LINE |  | 7X_500_1C_CU_PVC/PVC |  |  |  | 0.203 m |  | 7 | 0 | Pass | null
379398001 | TNB | DISTRIBUTION | SUNGAI BESAR | Existing | RYB | 230/400 V | Unknown |  | LV LINE |  | 7X_500_1C_CU_PVC/PVC |  |  |  | 0.171 m |  | 7 | 0 | Pass | null
379398105 | TNB | DISTRIBUTION | SUNGAI BESAR | Existing | RYB | 230/400 V | Unknown |  | LV LINE |  | 7X_300_1C_AL_PVC/PVC |  |  |  | 0.172 m |  | 7 | 0 | Pass | null
379398228 | TNB | DISTRIBUTION | SUNGAI BESAR | Existing | RYB | 230/400 V | Unknown |  | LV LINE |  | 7X_300_1C_AL_PVC/PVC |  |  |  | 0.191 m |  | 7 | 0 | Pass | null
379398421 | TNB | DISTRIBUTION | SUNGAI BESAR | Existing | RYB | 230/400 V | Unknown |  | LV LINE |  | 7X_500_1C_CU_PVC/PVC |  |  |  | 0.178 m |  | 7 | 0 | Pass | null
379398520 | TNB | DISTRIBUTION | SUNGAI BESAR | Existing | RYB | 230/400 V | Unknown |  | LV LINE |  | 4X_300_1C_AL_PVC/PVC |  |  |  | 0.196 m |  | 4 | 0 | Pass | null
379398616 | TNB | DISTRIBUTION | SUNGAI BESAR | Existing | RYB | 230/400 V | Unknown |  | LV LINE |  | 7X_300_1C_AL_PVC/PVC |  |  |  | 0.134 m |  | 7 | 0 | Pass | null
379398721 | TNB | DISTRIBUTION | SUNGAI BESAR | Existing | RYB | 230/400 V | Unknown |  | LV LINE |  | 7X_300_1C_AL_PVC/PVC |  |  |  | 0.151 m |  | 7 | 0 | Pass | null
379398818 | TNB | DISTRIBUTION | SUNGAI BESAR | Existing | RYB | 230/400 V | Unknown |  | LV LINE |  | 7X_300_1C_AL_PVC/PVC |  |  |  | 0.212 m |  | 7 | 0 | Pass | null
379398914 | TNB | DISTRIBUTION | SUNGAI BESAR | Existing | RYB | 230/400 V | Unknown |  | LV LINE |  | 7X_500_1C_CU_PVC/PVC |  |  |  | 0.211 m |  | 7 | 0 | Pass | null
379399015 | TNB | DISTRIBUTION | SUNGAI BESAR | Existing | RYB | 230/400 V | Unknown |  | LV LINE |  | 7X_300_1C_AL_PVC/PVC |  |  |  | 0.163 m |  | 7 | 0 | Pass | null
379399116 | TNB | DISTRIBUTION | SUNGAI BESAR | Existing | RYB | 230/400 V | Unknown |  | LV LINE |  | 7X_300_1C_AL_PVC/PVC |  |  |  | 0.171 m |  | 7 | 0 | Pass | null
379499490 | TNB | DISTRIBUTION | SUNGAI BESAR | Existing | RYB | 230/400 V | Unknown |  | LV LINE |  | 7X_300_1C_AL_PVC/PVC |  |  |  | 0.199 m |  | 7 | 0 | Pass | null
379499593 | TNB | DISTRIBUTION | SUNGAI BESAR | Existing | RYB | 230/400 V | Unknown |  | LV LINE |  | 7X_300_1C_AL_PVC/PVC |  |  |  | 0.194 m |  | 7 | 0 | Pass | null
379499981 | TNB | DISTRIBUTION | SUNGAI BESAR | Existing | RYB | 230/400 V | Unknown |  | LV LINE |  | 7X_300_1C_AL_PVC/PVC |  |  |  | 0.175 m |  | 7 | 0 | Pass | null
379500109 | TNB | DISTRIBUTION | SUNGAI BESAR | Existing | RYB | 230/400 V | Unknown |  | LV LINE |  | 7X_300_1C_AL_PVC/PVC |  |  |  | 0.213 m |  | 7 | 0 | Pass | null
379500112 | TNB | DISTRIBUTION | SUNGAI BESAR | Existing | RYB | 230/400 V | Unknown |  | LV LINE |  | 7X_300_1C_AL_PVC/PVC |  |  |  | 0.215 m |  | 7 | 0 | Pass | null
379500503 | TNB | DISTRIBUTION | SUNGAI BESAR | Existing | RYB | 230/400 V | Unknown |  | LV LINE |  | 7X_500_1C_CU_PVC/PVC |  |  |  | 0.165 m |  | 7 | 0 | Pass | null
379500506 | TNB | DISTRIBUTION | SUNGAI BESAR | Existing | RYB | 230/400 V | Unknown |  | LV LINE |  | 7X_300_1C_AL_PVC/PVC |  |  |  | 0.165 m |  | 7 | 0 | Pass | null
379500669 | TNB | DISTRIBUTION | SUNGAI BESAR | Existing | RYB | 230/400 V | Unknown |  | LV LINE |  | 7X_300_1C_AL_PVC/PVC |  |  |  | 0.162 m |  | 7 | 0 | Pass | null
379500828 | TNB | DISTRIBUTION | SUNGAI BESAR | Existing | RYB | 230/400 V | Unknown |  | LV LINE |  | 7X_500_1C_CU_PVC/PVC |  |  |  | 0.196 m |  | 7 | 0 | Pass | null
379500924 | TNB | DISTRIBUTION | SUNGAI BESAR | Existing | RYB | 230/400 V | Unknown |  | LV LINE |  | 7X_300_1C_AL_PVC/PVC |  |  |  | 0.189 m |  | 7 | 0 | Pass | null
379501027 | TNB | DISTRIBUTION | SUNGAI BESAR | Existing | RYB | 230/400 V | Unknown |  | LV LINE |  | 7X_500_1C_CU_PVC/PVC |  |  |  | 0.162 m |  | 7 | 0 | Pass | null
379501030 | TNB | DISTRIBUTION | SUNGAI BESAR | Existing | RYB | 230/400 V | Unknown |  | LV LINE |  | 7X_500_1C_CU_PVC/PVC |  |  |  | 0.176 m |  | 7 | 0 | Pass | null
379501195 | TNB | DISTRIBUTION | SUNGAI BESAR | Existing | RYB | 230/400 V | Unknown |  | LV LINE |  | 7X_500_1C_CU_PVC/PVC |  |  |  | 0.176 m |  | 7 | 0 | Pass | null
379501305 | TNB | DISTRIBUTION | SUNGAI BESAR | Existing | RYB | 230/400 V | Unknown |  | LV LINE |  | 4X_300_1C_AL_PVC/PVC |  |  |  | 0.180 m |  | 4 | 0 | Pass | null
379501401 | TNB | DISTRIBUTION | SUNGAI BESAR | Existing | RYB | 230/400 V | Unknown |  | LV LINE |  | 7X_500_1C_CU_PVC/PVC |  |  |  | 0.214 m |  | 7 | 0 | Pass | null
379501497 | TNB | DISTRIBUTION | SUNGAI BESAR | Existing | RYB | 230/400 V | Unknown |  | LV LINE |  | 7X_300_1C_AL_PVC/PVC |  |  |  | 0.182 m |  | 7 | 0 | Pass | null
379501596 | TNB | DISTRIBUTION | SUNGAI BESAR | Existing | RYB | 230/400 V | Unknown |  | LV LINE |  | 7X_300_1C_AL_PVC/PVC |  |  |  | 0.138 m |  | 7 | 0 | Pass | null
379501715 | TNB | DISTRIBUTION | SUNGAI BESAR | Existing | RYB | 230/400 V | Unknown |  | LV LINE |  | 7X_300_1C_AL_PVC/PVC |  |  |  | 0.199 m |  | 7 | 0 | Pass | null
379501809 | TNB | DISTRIBUTION | SUNGAI BESAR | Existing | RYB | 230/400 V | Unknown |  | LV LINE |  | 7X_500_1C_CU_PVC/PVC |  |  |  | 0.190 m |  | 7 | 0 | Pass | null
379501925 | TNB | DISTRIBUTION | SUNGAI BESAR | Existing | RYB | 230/400 V | Unknown |  | LV LINE |  | 7X_300_1C_AL_PVC/PVC |  |  |  | 0.253 m |  | 7 | 0 | Pass | null
379502025 | TNB | DISTRIBUTION | SUNGAI BESAR | Existing | RYB | 230/400 V | Unknown |  | LV LINE |  | 7X_300_1C_AL_PVC/PVC |  |  |  | 0.150 m |  | 7 | 0 | Pass | null
379502121 | TNB | DISTRIBUTION | SUNGAI BESAR | Existing | RYB | 230/400 V | Unknown |  | LV LINE |  | 7X_300_1C_AL_PVC/PVC |  |  |  | 0.300 m |  | 7 | 0 | Pass | null
379502216 | TNB | DISTRIBUTION | SUNGAI BESAR | Existing | RYB | 230/400 V | Unknown |  | LV LINE |  | 7X_300_1C_AL_PVC/PVC |  |  |  | 0.240 m |  | 7 | 0 | Pass | null
379502311 | TNB | DISTRIBUTION | SUNGAI BESAR | Existing | RYB | 230/400 V | Unknown |  | LV LINE |  | 7X_300_1C_AL_PVC/PVC |  |  |  | 0.166 m |  | 7 | 0 | Pass | null
379502406 | TNB | DISTRIBUTION | SUNGAI BESAR | Existing | RYB | 230/400 V | Unknown |  | LV LINE |  | 7X_300_1C_AL_PVC/PVC |  |  |  | 0.163 m |  | 7 | 0 | Pass | null
379502510 | TNB | DISTRIBUTION | SUNGAI BESAR | Existing | RYB | 230/400 V | Unknown |  | LV LINE |  | 7X_300_1C_AL_PVC/PVC |  |  |  | 0.189 m |  | 7 | 0 | Pass | null
379502814 | TNB | DISTRIBUTION | SUNGAI BESAR | Existing | RYB | 230/400 V | Unknown |  | LV LINE |  | 7X_300_1C_AL_PVC/PVC |  |  |  | 0.148 m |  | 7 | 0 | Pass | null
379502817 | TNB | DISTRIBUTION | SUNGAI BESAR | Existing | RYB | 230/400 V | Unknown |  | LV LINE |  | 7X_500_1C_CU_PVC/PVC |  |  |  | 0.153 m |  | 7 | 0 | Pass | null
379502993 | TNB | DISTRIBUTION | SUNGAI BESAR | Existing | RYB | 230/400 V | Unknown |  | LV LINE |  | 7X_300_1C_AL_PVC/PVC |  |  |  | 0.159 m |  | 7 | 0 | Pass | null
379503098 | TNB | DISTRIBUTION | SUNGAI BESAR | Existing | RYB | 230/400 V | Unknown |  | LV LINE |  | 7X_500_1C_CU_PVC/PVC |  |  |  | 0.143 m |  | 7 | 0 | Pass | null
379503196 | TNB | DISTRIBUTION | SUNGAI BESAR | Existing | RYB | 230/400 V | Unknown |  | LV LINE |  | 7X_300_1C_AL_PVC/PVC |  |  |  | 0.158 m |  | 7 | 0 | Pass | null
379503314 | TNB | DISTRIBUTION | SUNGAI BESAR | Existing | RYB | 230/400 V | Unknown |  | LV LINE |  | 7X_300_1C_AL_PVC/PVC |  |  |  | 0.132 m |  | 7 | 0 | Pass | null
379503410 | TNB | DISTRIBUTION | SUNGAI BESAR | Existing | RYB | 230/400 V | Unknown |  | LV LINE |  | 7X_300_1C_AL_PVC/PVC |  |  |  | 0.212 m |  | 7 | 0 | Pass | null
379503505 | TNB | DISTRIBUTION | SUNGAI BESAR | Existing | RYB | 230/400 V | Unknown |  | LV LINE |  | 7X_300_1C_AL_PVC/PVC |  |  |  | 0.152 m |  | 7 | 0 | Pass | null
379503605 | TNB | DISTRIBUTION | SUNGAI BESAR | Existing | RYB | 230/400 V | Unknown |  | LV LINE |  | 7X_500_1C_CU_PVC/PVC |  |  |  | 0.187 m |  | 7 | 0 | Pass | null
379503701 | TNB | DISTRIBUTION | SUNGAI BESAR | Existing | RYB | 230/400 V | Unknown |  | LV LINE |  | 7X_300_1C_AL_PVC/PVC |  |  |  | 0.142 m |  | 7 | 0 | Pass | null
379546737 | TNB | DISTRIBUTION | SUNGAI BESAR | Existing | RYB | 230/400 V | Unknown |  | LV LINE |  | 7X_500_1C_CU_PVC/PVC |  |  |  | 0.153 m |  | 7 | 0 | Pass | null
379546833 | TNB | DISTRIBUTION | SUNGAI BESAR | Existing | RYB | 230/400 V | Unknown |  | LV LINE |  | 7X_300_1C_AL_PVC/PVC |  |  |  | 0.168 m |  | 7 | 0 | Pass | null
379546938 | TNB | DISTRIBUTION | SUNGAI BESAR | Existing | RYB | 230/400 V | Unknown |  | LV LINE |  | 7X_300_1C_AL_PVC/PVC |  |  |  | 0.178 m |  | 7 | 0 | Pass | null
379547068 | TNB | DISTRIBUTION | SUNGAI BESAR | Existing | RYB | 230/400 V | Unknown |  | LV LINE |  | 7X_300_1C_AL_PVC/PVC |  |  |  | 0.174 m |  | 7 | 0 | Pass | null
379547178 | TNB | DISTRIBUTION | SUNGAI BESAR | Existing | RYB | 230/400 V | Unknown |  | LV LINE |  | 7X_500_1C_CU_PVC/PVC |  |  |  | 0.174 m |  | 7 | 0 | Pass | null
379547287 | TNB | DISTRIBUTION | SUNGAI BESAR | Existing | RYB | 230/400 V | Unknown |  | LV LINE |  | 4X_300_1C_AL_PVC/PVC |  |  |  | 0.191 m |  | 4 | 0 | Pass | null
379547387 | TNB | DISTRIBUTION | SUNGAI BESAR | Existing | RYB | 230/400 V | Unknown |  | LV LINE |  | 7X_500_1C_CU_PVC/PVC |  |  |  | 0.215 m |  | 7 | 0 | Pass | null
379547483 | TNB | DISTRIBUTION | SUNGAI BESAR | Existing | RYB | 230/400 V | Unknown |  | LV LINE |  | 7X_300_1C_AL_PVC/PVC |  |  |  | 0.175 m |  | 7 | 0 | Pass | null
379547586 | TNB | DISTRIBUTION | SUNGAI BESAR | Existing | RYB | 230/400 V | Unknown |  | LV LINE |  | 7X_300_1C_AL_PVC/PVC |  |  |  | 0.145 m |  | 7 | 0 | Pass | null
379547690 | TNB | DISTRIBUTION | SUNGAI BESAR | Existing | RYB | 230/400 V | Unknown |  | LV LINE |  | 7X_500_1C_CU_PVC/PVC |  |  |  | 0.159 m |  | 7 | 0 | Pass | null
379547795 | TNB | DISTRIBUTION | SUNGAI BESAR | Existing | RYB | 230/400 V | Unknown |  | LV LINE |  | 7X_300_1C_AL_PVC/PVC |  |  |  | 0.216 m |  | 7 | 0 | Pass | null
379547910 | TNB | DISTRIBUTION | SUNGAI BESAR | Existing | RYB | 230/400 V | Unknown |  | LV LINE |  | 7X_300_1C_AL_PVC/PVC |  |  |  | 0.259 m |  | 7 | 0 | Pass | null
379548017 | TNB | DISTRIBUTION | SUNGAI BESAR | Existing | RYB | 230/400 V | Unknown |  | LV LINE |  | 7X_300_1C_AL_PVC/PVC |  |  |  | 0.229 m |  | 7 | 0 | Pass | null
379548114 | TNB | DISTRIBUTION | SUNGAI BESAR | Existing | RYB | 230/400 V | Unknown |  | LV LINE |  | 4X_300_1C_AL_PVC/PVC |  |  |  | 0.212 m |  | 4 | 0 | Pass | null
379548209 | TNB | DISTRIBUTION | SUNGAI BESAR | Existing | RYB | 230/400 V | Unknown |  | LV LINE |  | 4X_300_1C_AL_PVC/PVC |  |  |  | 0.283 m |  | 4 | 0 | Pass | null
379548310 | TNB | DISTRIBUTION | SUNGAI BESAR | Existing | RYB | 230/400 V | Unknown |  | LV LINE |  | 4X_300_1C_AL_PVC/PVC |  |  |  | 0.236 m |  | 4 | 0 | Pass | null
379548413 | TNB | DISTRIBUTION | SUNGAI BESAR | Existing | RYB | 230/400 V | Unknown |  | LV LINE |  | 4X_300_1C_AL_PVC/PVC |  |  |  | 0.221 m |  | 4 | 0 | Pass | null
379548525 | TNB | DISTRIBUTION | SUNGAI BESAR | Existing | RYB | 230/400 V | Unknown |  | LV LINE |  | 7X_500_1C_CU_PVC/PVC |  |  |  | 0.281 m |  | 7 | 0 | Pass | null
379548621 | TNB | DISTRIBUTION | SUNGAI BESAR | Existing | RYB | 230/400 V | Unknown |  | LV LINE |  | 7X_300_1C_AL_PVC/PVC |  |  |  | 0.273 m |  | 7 | 0 | Pass | null
379548717 | TNB | DISTRIBUTION | SUNGAI BESAR | Existing | RYB | 230/400 V | Unknown |  | LV LINE |  | 7X_300_1C_AL_PVC/PVC |  |  |  | 0.216 m |  | 7 | 0 | Pass | null
379548813 | TNB | DISTRIBUTION | SUNGAI BESAR | Existing | RYB | 230/400 V | Unknown |  | LV LINE |  | 4X_300_1C_AL_PVC/PVC |  |  |  | 0.225 m |  | 4 | 0 | Pass | null
379548921 | TNB | DISTRIBUTION | SUNGAI BESAR | Existing | RYB | 230/400 V | Unknown |  | LV LINE |  | 4X_300_1C_AL_PVC/PVC |  |  |  | 0.340 m |  | 4 | 0 | Pass | null
379549018 | TNB | DISTRIBUTION | SUNGAI BESAR | Existing | RYB | 230/400 V | Unknown |  | LV LINE |  | 4X_300_1C_AL_PVC/PVC |  |  |  | 0.284 m |  | 4 | 0 | Pass | null
379549401 | TNB | DISTRIBUTION | SUNGAI BESAR | Existing | RYB | 230/400 V | Unknown |  | LV LINE |  | 7X_300_1C_AL_PVC/PVC |  |  |  | 0.211 m |  | 7 | 0 | Pass | null
379549497 | TNB | DISTRIBUTION | SUNGAI BESAR | Existing | RYB | 230/400 V | Unknown |  | LV LINE |  | 4X_300_1C_AL_PVC/PVC |  |  |  | 0.226 m |  | 4 | 0 | Pass | null
379549593 | TNB | DISTRIBUTION | SUNGAI BESAR | Existing | RYB | 230/400 V | Unknown |  | LV LINE |  | 7X_300_1C_AL_PVC/PVC |  |  |  | 0.284 m |  | 7 | 0 | Pass | null
379549689 | TNB | DISTRIBUTION | SUNGAI BESAR | Existing | RYB | 230/400 V | Unknown |  | LV LINE |  | 7X_300_1C_AL_PVC/PVC |  |  |  | 0.262 m |  | 7 | 0 | Pass | null
379549785 | TNB | DISTRIBUTION | SUNGAI BESAR | Existing | RYB | 230/400 V | Unknown |  | LV LINE |  | 7X_500_1C_CU_PVC/PVC |  |  |  | 0.234 m |  | 7 | 0 | Pass | null
379549885 | TNB | DISTRIBUTION | SUNGAI BESAR | Existing | RYB | 230/400 V | Unknown |  | LV LINE |  | 7X_300_1C_AL_PVC/PVC |  |  |  | 0.226 m |  | 7 | 0 | Pass | null
379550040 | TNB | DISTRIBUTION | SUNGAI BESAR | Existing | RYB | 230/400 V | Unknown |  | LV LINE |  | 7X_500_1C_CU_PVC/PVC |  |  |  | 0.160 m |  | 7 | 0 | Pass | null
379637086 | TNB | DISTRIBUTION | SUNGAI BESAR | Existing | RYB | 230/400 V | Unknown |  | LV LINE |  | 4X_300_1C_AL_PVC/PVC |  |  |  | 0.060 m |  | 4 | 0 | Pass | null
379637208 | TNB | DISTRIBUTION | SUNGAI BESAR | Existing | RYB | 230/400 V | Unknown |  | LV LINE |  | 7X_300_1C_AL_PVC/PVC |  |  |  | 0.060 m |  | 7 | 0 | Pass | null
379637404 | TNB | DISTRIBUTION | SUNGAI BESAR | Existing | RYB | 230/400 V | Unknown |  | LV LINE |  | 7X_300_1C_AL_PVC/PVC |  |  |  | 0.060 m |  | 7 | 0 | Pass | null
379637499 | TNB | DISTRIBUTION | SUNGAI BESAR | Existing | RYB | 230/400 V | Unknown |  | LV LINE |  | 7X_500_1C_CU_PVC/PVC |  |  |  | 0.060 m |  | 7 | 0 | Pass | null
379637775 | TNB | DISTRIBUTION | SUNGAI BESAR | Existing | RYB | 230/400 V | Unknown |  | LV LINE |  | 7X_300_1C_AL_PVC/PVC |  |  |  | 0.247 m |  | 7 | 0 | Pass | null
379638050 | TNB | DISTRIBUTION | SUNGAI BESAR | Existing | RYB | 230/400 V | Unknown |  | LV LINE |  | 7X_500_1C_CU_PVC/PVC |  |  |  | 0.060 m |  | 7 | 0 | Pass | null
379638282 | TNB | DISTRIBUTION | SUNGAI BESAR | Existing | RYB | 230/400 V | Unknown |  | LV LINE |  | 7X_300_1C_AL_PVC/PVC |  |  |  | 0.060 m |  | 7 | 0 | Pass | null
379638461 | TNB | DISTRIBUTION | SUNGAI BESAR | Existing | RYB | 230/400 V | Unknown |  | LV LINE |  | 7X_300_1C_AL_PVC/PVC |  |  |  | 0.060 m |  | 7 | 0 | Pass | null
379638566 | TNB | DISTRIBUTION | SUNGAI BESAR | Existing | RYB | 230/400 V | Unknown |  | LV LINE |  | 4X_300_1C_AL_PVC/PVC |  |  |  | 0.060 m |  | 4 | 0 | Pass | null
379638663 | TNB | DISTRIBUTION | SUNGAI BESAR | Existing | RYB | 230/400 V | Unknown |  | LV LINE |  | 7X_300_1C_AL_PVC/PVC |  |  |  | 0.060 m |  | 7 | 0 | Pass | null
379638759 | TNB | DISTRIBUTION | SUNGAI BESAR | Existing | RYB | 230/400 V | Unknown |  | LV LINE |  | 4X_300_1C_AL_PVC/PVC |  |  |  | 0.060 m |  | 4 | 0 | Pass | null
379638857 | TNB | DISTRIBUTION | SUNGAI BESAR | Existing | RYB | 230/400 V | Unknown |  | LV LINE |  | 4X_300_1C_AL_PVC/PVC |  |  |  | 0.060 m |  | 4 | 0 | Pass | null
379638952 | TNB | DISTRIBUTION | SUNGAI BESAR | Existing | RYB | 230/400 V | Unknown |  | LV LINE |  | 4X_300_1C_AL_PVC/PVC |  |  |  | 0.060 m |  | 4 | 0 | Pass | null
379639168 | TNB | DISTRIBUTION | SUNGAI BESAR | Existing | RYB | 230/400 V |  |  | LV LINE |  | 7X_500_1C_CU_PVC/PVC |  |  |  | 0.218 m |  | 7 | 0 | Pass | null
379639382 | TNB | DISTRIBUTION | SUNGAI BESAR | Existing | RYB | 230/400 V | Unknown |  | LV LINE |  | 4X_300_1C_AL_PVC/PVC |  |  |  | 0.060 m |  | 4 | 0 | Pass | null
379639560 | TNB | DISTRIBUTION | SUNGAI BESAR | Existing | RYB | 230/400 V | Unknown |  | LV LINE |  | 7X_300_1C_AL_PVC/PVC |  |  |  | 0.060 m |  | 7 | 0 | Pass | null
379639757 | TNB | DISTRIBUTION | SUNGAI BESAR | Existing | RYB | 230/400 V | Unknown |  | LV LINE |  | 7X_300_1C_AL_PVC/PVC |  |  |  | 0.060 m |  | 7 | 0 | Pass | null
379640159 | TNB | DISTRIBUTION | SUNGAI BESAR | Existing | RYB | 230/400 V | Unknown |  | LV LINE |  | 7X_300_1C_AL_PVC/PVC |  |  |  | 0.060 m |  | 7 | 0 | Pass | null
379640343 | TNB | DISTRIBUTION | SUNGAI BESAR | Existing | RYB | 230/400 V | Unknown |  | LV LINE |  | 7X_500_1C_CU_PVC/PVC |  |  |  | 0.060 m |  | 7 | 0 | Pass | null
379640455 | TNB | DISTRIBUTION | SUNGAI BESAR | Existing | RYB | 230/400 V | Unknown |  | LV LINE |  | 7X_300_1C_AL_PVC/PVC |  |  |  | 0.060 m |  | 7 | 0 | Pass | null
379640551 | TNB | DISTRIBUTION | SUNGAI BESAR | Existing | RYB | 230/400 V | Unknown |  | LV LINE |  | 7X_500_1C_CU_PVC/PVC |  |  |  | 0.060 m |  | 7 | 0 | Pass | null
379640740 | TNB | DISTRIBUTION | SUNGAI BESAR | Existing | RYB | 230/400 V | Unknown |  | LV LINE |  | 7X_500_1C_CU_PVC/PVC |  |  |  | 0.060 m |  | 7 | 0 | Pass | null
379640836 | TNB | DISTRIBUTION | SUNGAI BESAR | Existing | RYB | 230/400 V | Unknown |  | LV LINE |  | 7X_300_1C_AL_PVC/PVC |  |  |  | 0.060 m |  | 7 | 0 | Pass | null
379640957 | TNB | DISTRIBUTION | SUNGAI BESAR | Existing | RYB | 230/400 V | Unknown |  | LV LINE |  | 4X_300_1C_AL_PVC/PVC |  |  |  | 0.060 m |  | 4 | 0 | Pass | null
379689347 | TNB | DISTRIBUTION | SUNGAI BESAR | Existing | RYB | 230/400 V | Unknown |  | LV LINE |  | 7X_500_1C_CU_PVC/PVC |  |  |  | 0.252 m |  | 7 | 0 | Pass | null
379689350 | TNB | DISTRIBUTION | SUNGAI BESAR | Existing | RYB | 230/400 V | Unknown |  | LV LINE |  | 7X_500_1C_CU_PVC/PVC |  |  |  | 0.250 m |  | 7 | 0 | Pass | null
379689515 | TNB | DISTRIBUTION | SUNGAI BESAR | Existing | RYB | 230/400 V | Unknown |  | LV LINE |  | 7X_500_1C_CU_PVC/PVC |  |  |  | 0.279 m |  | 7 | 0 | Pass | null
379689611 | TNB | DISTRIBUTION | SUNGAI BESAR | Existing | RYB | 230/400 V | Unknown |  | LV LINE |  | 7X_500_1C_CU_PVC/PVC |  |  |  | 0.251 m |  | 7 | 0 | Pass | null
379689713 | TNB | DISTRIBUTION | SUNGAI BESAR | Existing | RYB | 230/400 V | Unknown |  | LV LINE |  | 7X_500_1C_CU_PVC/PVC |  |  |  | 0.260 m |  | 7 | 0 | Pass | null
379689827 | TNB | DISTRIBUTION | SUNGAI BESAR | Existing | RYB | 230/400 V | Unknown |  | LV LINE |  | 7X_500_1C_CU_PVC/PVC |  |  |  | 0.288 m |  | 7 | 0 | Pass | null
379689930 | TNB | DISTRIBUTION | SUNGAI BESAR | Existing | RYB | 230/400 V | Unknown |  | LV LINE |  | 7X_500_1C_CU_PVC/PVC |  |  |  | 0.204 m |  | 7 | 0 | Pass | null
379690046 | TNB | DISTRIBUTION | SUNGAI BESAR | Existing | RYB | 230/400 V | Unknown |  | LV LINE |  | 7X_500_1C_CU_PVC/PVC |  |  |  | 0.198 m |  | 7 | 0 | Pass | null
379690151 | TNB | DISTRIBUTION | SUNGAI BESAR | Existing | RYB | 230/400 V | Unknown |  | LV LINE |  | 7X_500_1C_CU_PVC/PVC |  |  |  | 0.227 m |  | 7 | 0 | Pass | null
379690247 | TNB | DISTRIBUTION | SUNGAI BESAR | Existing | RYB | 230/400 V | Unknown |  | LV LINE |  | 7X_300_1C_AL_PVC/PVC |  |  |  | 0.360 m |  | 7 | 0 | Pass | null
379690342 | TNB | DISTRIBUTION | SUNGAI BESAR | Existing | RYB | 230/400 V | Unknown |  | LV LINE |  | 7X_300_1C_AL_PVC/PVC |  |  |  | 0.235 m |  | 7 | 0 | Pass | null
379690438 | TNB | DISTRIBUTION | SUNGAI BESAR | Existing | RYB | 230/400 V | Unknown |  | LV LINE |  | 7X_500_1C_CU_PVC/PVC |  |  |  | 0.260 m |  | 7 | 0 | Pass | null
379690614 | TNB | DISTRIBUTION | SUNGAI BESAR | Existing | RYB | 230/400 V | Unknown |  | LV LINE |  | 7X_500_1C_CU_PVC/PVC |  |  |  | 0.209 m |  | 7 | 0 | Pass | null
379690709 | TNB | DISTRIBUTION | SUNGAI BESAR | Existing | RYB | 230/400 V | Unknown |  | LV LINE |  | 7X_500_1C_CU_PVC/PVC |  |  |  | 0.205 m |  | 7 | 0 | Pass | null
379690811 | TNB | DISTRIBUTION | SUNGAI BESAR | Existing | RYB | 230/400 V | Unknown |  | LV LINE |  | 7X_500_1C_CU_PVC/PVC |  |  |  | 0.207 m |  | 7 | 0 | Pass | null
379795645 | TNB | DISTRIBUTION | SUNGAI BESAR | Existing | RYB | 230/400 V | Unknown |  | LV LINE |  | 7X_300_1C_AL_PVC/PVC |  |  |  | 0.225 m |  | 7 | 0 | Pass | null
379855946 | TNB | DISTRIBUTION | SUNGAI BESAR | Existing | RYB | 230/400 V | Unknown |  | LV LINE |  | 7X_500_1C_CU_PVC/PVC |  |  |  | 0.060 m |  | 7 | 0 | Pass | null
379855949 | TNB | DISTRIBUTION | SUNGAI BESAR | Existing | RYB | 230/400 V | Unknown |  | LV LINE |  | 7X_500_1C_CU_PVC/PVC |  |  |  | 0.060 m |  | 7 | 0 | Pass | null
379856113 | TNB | DISTRIBUTION | SUNGAI BESAR | Existing | RYB | 230/400 V | Unknown |  | LV LINE |  | 7X_500_1C_CU_PVC/PVC |  |  |  | 0.060 m |  | 7 | 0 | Pass | null
379856231 | TNB | DISTRIBUTION | SUNGAI BESAR | Existing | RYB | 230/400 V | Unknown |  | LV LINE |  | 7X_300_1C_AL_PVC/PVC |  |  |  | 0.084 m |  | 7 | 0 | Pass | null
379856346 | TNB | DISTRIBUTION | SUNGAI BESAR | Existing | RYB | 230/400 V | Unknown |  | LV LINE |  | 7X_500_1C_CU_PVC/PVC |  |  |  | 0.060 m |  | 7 | 0 | Pass | null
379856349 | TNB | DISTRIBUTION | SUNGAI BESAR | Existing | RYB | 230/400 V | Unknown |  | LV LINE |  | 7X_500_1C_CU_PVC/PVC |  |  |  | 0.060 m |  | 7 | 0 | Pass | null
379856523 | TNB | DISTRIBUTION | SUNGAI BESAR | Existing | RYB | 230/400 V | Unknown |  | LV LINE |  | 7X_500_1C_CU_PVC/PVC |  |  |  | 0.060 m |  | 7 | 0 | Pass | null
379856526 | TNB | DISTRIBUTION | SUNGAI BESAR | Existing | RYB | 230/400 V | Unknown |  | LV LINE |  | 7X_500_1C_CU_PVC/PVC |  |  |  | 0.060 m |  | 7 | 0 | Pass | null
379856779 | TNB | DISTRIBUTION | SUNGAI BESAR | Existing | RYB | 230/400 V | Unknown |  | LV LINE |  | 7X_300_1C_AL_PVC/PVC |  |  |  | 0.060 m |  | 7 | 0 | Pass | null
379857169 | TNB | DISTRIBUTION | SUNGAI BESAR | Existing | RYB | 230/400 V | Unknown |  | LV LINE |  | 7X_300_1C_AL_PVC/PVC |  |  |  | 0.060 m |  | 7 | 0 | Pass | null
379857307 | TNB | DISTRIBUTION | SUNGAI BESAR | Existing | RYB | 230/400 V | Unknown |  | LV LINE |  | 4X_300_1C_AL_PVC/PVC |  |  |  | 0.060 m |  | 4 | 0 | Pass | null
379857310 | TNB | DISTRIBUTION | SUNGAI BESAR | Existing | RYB | 230/400 V | Unknown |  | LV LINE |  | 7X_500_1C_CU_PVC/PVC |  |  |  | 0.060 m |  | 7 | 0 | Pass | null
379857674 | TNB | DISTRIBUTION | SUNGAI BESAR | Existing | RYB | 230/400 V | Unknown |  | LV LINE |  | 7X_500_1C_CU_PVC/PVC |  |  |  | 0.157 m |  | 7 | 0 | Pass | null
379864443 | TNB | DISTRIBUTION | SUNGAI BESAR | Existing | RYB | 230/400 V | Unknown |  | LV LINE |  | 4X_300_1C_AL_PVC/PVC |  |  |  | 0.243 m |  | 4 | 0 | Pass | null
380205711 | TNB | DISTRIBUTION | SUNGAI BESAR | Existing | RYB | 230/400 V |  |  | LV LINE |  | 25_4C_AL_XLPE |  |  |  | 31.331 m |  | 4 | 0 | Pass | null
380205716 | TNB | DISTRIBUTION | SUNGAI BESAR | Existing | RYB | 230/400 V |  |  | LV LINE |  | 185_4C_AL_XLPE |  |  |  | 58.316 m |  | 4 | 0 | Pass | null
380205721 | TNB | DISTRIBUTION | SUNGAI BESAR | Existing | RYB | 230/400 V |  |  | SERVICE LINE |  | 25_4C_AL_XLPE |  |  |  | 35.899 m |  | 4 | 0 | Pass | null
380205731 | TNB | DISTRIBUTION | SUNGAI BESAR | Existing | RYB | 230/400 V |  |  | SERVICE LINE |  | Unknown |  |  |  | 4.033 m |  | 3 | 0 | Pass | null
380205735 | TNB | DISTRIBUTION | SUNGAI BESAR | Existing | RYB | 230/400 V |  |  | SERVICE LINE |  | Unknown |  |  |  | 0.718 m |  | 3 | 0 | Pass | null
380205739 | TNB | DISTRIBUTION | SUNGAI BESAR | Existing | RYB | 230/400 V |  |  | SERVICE LINE |  | 25_4C_AL_XLPE |  |  |  | 2.694 m |  | 4 | 0 | Pass | null
380205744 | TNB | DISTRIBUTION | SUNGAI BESAR | Existing | RYB | 230/400 V |  |  | SERVICE LINE |  | 25_4C_AL_XLPE |  |  |  | 0.680 m |  | 4 | 0 | Pass | null
380205749 | TNB | DISTRIBUTION | SUNGAI BESAR | Existing | RYB | 230/400 V |  |  | SERVICE LINE |  | 25_4C_AL_XLPE |  |  |  | 1.931 m |  | 4 | 0 | Pass | null
380205754 | TNB | DISTRIBUTION | SUNGAI BESAR | Existing | RYB | 230/400 V |  |  | SERVICE LINE |  | 25_4C_AL_XLPE |  |  |  | 1.283 m |  | 4 | 0 | Pass | null
380205759 | TNB | DISTRIBUTION | SUNGAI BESAR | Existing | RYB | 230/400 V |  |  | SERVICE LINE |  | Unknown |  |  |  | 2.514 m |  | 3 | 0 | Pass | null
380205763 | TNB | DISTRIBUTION | SUNGAI BESAR | Existing | RYB | 230/400 V |  |  | SERVICE LINE |  | Unknown |  |  |  | 0.885 m |  | 3 | 0 | Pass | null
380205767 | TNB | DISTRIBUTION | SUNGAI BESAR | Existing | RYB | 230/400 V |  |  | SERVICE LINE |  | 25_4C_AL_XLPE |  |  |  | 4.272 m |  | 4 | 0 | Pass | null
380205772 | TNB | DISTRIBUTION | SUNGAI BESAR | Existing | RYB | 230/400 V |  |  | SERVICE LINE |  | 25_4C_AL_XLPE |  |  |  | 0.877 m |  | 4 | 0 | Pass | null
380205777 | TNB | DISTRIBUTION | SUNGAI BESAR | Existing | RYB | 230/400 V |  |  | SERVICE LINE |  | Unknown |  |  |  | 2.091 m |  | 3 | 0 | Pass | null
380205781 | TNB | DISTRIBUTION | SUNGAI BESAR | Existing | RYB | 230/400 V |  |  | SERVICE LINE |  | Unknown |  |  |  | 2.109 m |  | 3 | 0 | Pass | null
380205785 | TNB | DISTRIBUTION | SUNGAI BESAR | Existing | RYB | 230/400 V |  |  | SERVICE LINE |  | Unknown |  |  |  | 1.562 m |  | 3 | 0 | Pass | null
380205789 | TNB | DISTRIBUTION | SUNGAI BESAR | Existing | RYB | 230/400 V |  |  | SERVICE LINE |  | Unknown |  |  |  | 1.487 m |  | 3 | 0 | Pass | null
380205793 | TNB | DISTRIBUTION | SUNGAI BESAR | Existing | RYB | 230/400 V |  |  | LV LINE |  | Unknown |  |  |  | 18.824 m |  | 3 | 0 | Pass | null
380205797 | TNB | DISTRIBUTION | SUNGAI BESAR | Existing | RYB | 230/400 V |  |  | LV LINE |  | Unknown |  |  |  | 21.216 m |  | 3 | 0 | Pass | null
380205801 | TNB | DISTRIBUTION | SUNGAI BESAR | Existing | RYB | 230/400 V |  |  | LV LINE |  | Unknown |  |  |  | 16.521 m |  | 3 | 0 | Pass | null
380205805 | TNB | DISTRIBUTION | SUNGAI BESAR | Existing | RYB | 230/400 V |  |  | LV LINE |  | 185_4C_AL_PILC |  |  |  | 98.902 m | PUNCA BEKALAN TIDAK DIKETAHUI | 4 | 0 | Pass | null
380205815 | TNB | DISTRIBUTION | SUNGAI BESAR | Existing | RYB | 230/400 V |  |  | LV LINE |  | 185_4C_AL_XLPE |  |  |  | 18.548 m |  | 4 | 0 | Pass | null
380205820 | TNB | DISTRIBUTION | SUNGAI BESAR | Existing | RYB | 230/400 V |  |  | LV LINE |  | 185_4C_AL_XLPE |  |  |  | 7.217 m |  | 4 | 0 | Pass | null
380224674 | TNB | DISTRIBUTION | SUNGAI BESAR | Existing | RYB | 230/400 V |  |  | SERVICE LINE |  | 185_4C_AL_XLPE |  |  |  | 9.010 m |  | 4 | 0 | Pass | null
380224679 | TNB | DISTRIBUTION | SUNGAI BESAR | Existing | RYB | 230/400 V |  |  | SERVICE LINE |  | 185_4C_AL_XLPE |  |  |  | 8.488 m |  | 4 | 0 | Pass | null
380224700 | TNB | DISTRIBUTION | SUNGAI BESAR | Existing | RYB | 230/400 V |  |  | SERVICE LINE |  | 185_4C_AL_XLPE |  |  |  | 48.306 m |  | 4 | 0 | Pass | null
380224705 | TNB | DISTRIBUTION | SUNGAI BESAR | Existing | RYB | 230/400 V |  |  | SERVICE LINE |  | 185_4C_AL_XLPE |  |  |  | 56.078 m |  | 4 | 0 | Pass | null
380224710 | TNB | DISTRIBUTION | SUNGAI BESAR | Existing | RYB | 230/400 V |  |  | SERVICE LINE |  | 185_4C_AL_XLPE |  |  |  | 8.610 m |  | 4 | 0 | Pass | null
380224715 | TNB | DISTRIBUTION | SUNGAI BESAR | Existing | RYB | 230/400 V |  |  | SERVICE LINE |  | 185_4C_AL_XLPE |  |  |  | 0.111 m |  | 4 | 0 | Pass | null
380224720 | TNB | DISTRIBUTION | SUNGAI BESAR | Existing | RYB | 230/400 V |  |  | SERVICE LINE |  | 185_4C_AL_XLPE |  |  |  | 0.103 m |  | 4 | 0 | Pass | null
380224731 | TNB | DISTRIBUTION | SUNGAI BESAR | Existing | RYB | 230/400 V |  |  | SERVICE LINE |  | 185_4C_AL_XLPE |  |  |  | 5.269 m |  | 4 | 0 | Pass | null
380224736 | TNB | DISTRIBUTION | SUNGAI BESAR | Existing | RYB | 230/400 V |  |  | SERVICE LINE |  | 185_4C_AL_XLPE |  |  |  | 6.246 m |  | 4 | 0 | Pass | null
380224799 | TNB | DISTRIBUTION | SUNGAI BESAR | Existing | RYB | 230/400 V |  |  | SERVICE LINE |  | 185_4C_AL_XLPE |  |  |  | 4.681 m |  | 4 | 0 | Pass | null
380224804 | TNB | DISTRIBUTION | SUNGAI BESAR | Existing | RYB | 230/400 V |  |  | SERVICE LINE |  | 185_4C_AL_XLPE |  |  |  | 4.301 m |  | 4 | 0 | Pass | null
380224824 | TNB | DISTRIBUTION | SUNGAI BESAR | Existing | RYB | 230/400 V |  |  | SERVICE LINE |  | 185_4C_AL_XLPE |  |  |  | 16.271 m |  | 4 | 0 | Pass | null
380224836 | TNB | DISTRIBUTION | SUNGAI BESAR | Existing | RYB | 230/400 V |  |  | SERVICE LINE |  | 185_4C_AL_XLPE |  |  |  | 2.048 m |  | 4 | 0 | Pass | null
380224862 | TNB | DISTRIBUTION | SUNGAI BESAR | Existing | RYB | 230/400 V |  |  | SERVICE LINE |  | 185_4C_AL_XLPE |  |  |  | 2.315 m |  | 4 | 0 | Pass | null
380224876 | TNB | DISTRIBUTION | SUNGAI BESAR | Existing | RYB | 230/400 V |  |  | SERVICE LINE |  | 185_4C_AL_XLPE |  |  |  | 2.212 m |  | 4 | 0 | Pass | null
380224884 | TNB | DISTRIBUTION | SUNGAI BESAR | Existing | RYB | 230/400 V |  |  | SERVICE LINE |  | 185_4C_AL_XLPE |  |  |  | 9.176 m |  | 4 | 0 | Pass | null
380224949 | TNB | DISTRIBUTION | SUNGAI BESAR | Existing | RYB | 230/400 V |  |  | SERVICE LINE |  | 185_4C_AL_XLPE |  |  |  | 2.360 m |  | 4 | 0 | Pass | null
380224954 | TNB | DISTRIBUTION | SUNGAI BESAR | Existing | RYB | 230/400 V |  |  | SERVICE LINE |  | 185_4C_AL_XLPE |  |  |  | 1.317 m |  | 4 | 0 | Pass | null
380224965 | TNB | DISTRIBUTION | SUNGAI BESAR | Existing | RYB | 230/400 V |  |  | SERVICE LINE |  | 185_4C_AL_XLPE |  |  |  | 10.162 m |  | 4 | 0 | Pass | null
380224985 | TNB | DISTRIBUTION | SUNGAI BESAR | Existing | RYB | 230/400 V |  |  | SERVICE LINE |  | 185_4C_AL_XLPE |  |  |  | 5.305 m |  | 4 | 0 | Pass | null
380253220 | TNB | DISTRIBUTION | SUNGAI BESAR | Existing | RYB | 230/400 V |  |  | SERVICE LINE |  | Unknown |  |  |  | 4.336 m |  | 3 | 0 | Pass | null
380253224 | TNB | DISTRIBUTION | SUNGAI BESAR | Existing | RYB | 230/400 V |  |  | SERVICE LINE |  | Unknown |  |  |  | 2.461 m |  | 3 | 0 | Pass | null
380253228 | TNB | DISTRIBUTION | SUNGAI BESAR | Existing | RYB | 230/400 V |  |  | SERVICE LINE |  | 70_4C_AL_PILC |  |  |  | 27.307 m |  | 4 | 0 | Pass | null
380253233 | TNB | DISTRIBUTION | SUNGAI BESAR | Existing | RYB | 230/400 V |  |  | SERVICE LINE |  | 70_4C_AL_PILC |  |  |  | 2.974 m |  | 4 | 0 | Pass | null
380253238 | TNB | DISTRIBUTION | SUNGAI BESAR | Existing | RYB | 230/400 V |  |  | LV LINE |  | 185_4C_AL_PILC |  |  |  | 13.721 m |  | 4 | 0 | Pass | null
380253243 | TNB | DISTRIBUTION | SUNGAI BESAR | Existing | RYB | 230/400 V |  |  | LV LINE |  | 185_4C_AL_PILC |  |  |  | 13.832 m |  | 4 | 0 | Pass | null
380253248 | TNB | DISTRIBUTION | SUNGAI BESAR | Existing | R | 230/400 V |  |  | SERVICE LINE |  | ARMOURED_16MM |  |  |  | 4.229 m |  | 2 | 0 | Pass | null
380253251 | TNB | DISTRIBUTION | SUNGAI BESAR | Existing | R | 230/400 V |  |  | SERVICE LINE |  | ARMOURED_16MM |  |  |  | 2.885 m |  | 2 | 0 | Pass | null
380253254 | TNB | DISTRIBUTION | SUNGAI BESAR | Existing | RYB | 230/400 V |  |  | SERVICE LINE |  | 185_4C_AL_XLPE |  |  |  | 7.145 m |  | 4 | 0 | Pass | null
380253259 | TNB | DISTRIBUTION | SUNGAI BESAR | Existing | RYB | 230/400 V |  |  | LV LINE |  | 185_4C_AL_XLPE |  |  |  | 5.042 m |  | 4 | 0 | Pass | null
380253264 | TNB | DISTRIBUTION | SUNGAI BESAR | Existing | RYB | 230/400 V |  |  | LV LINE |  | 185_4C_AL_XLPE |  |  |  | 74.969 m |  | 4 | 0 | Pass | null
380253269 | TNB | DISTRIBUTION | SUNGAI BESAR | Existing | RYB | 230/400 V |  |  | SERVICE LINE |  | 25_4C_AL_XLPE |  |  |  | 19.338 m |  | 4 | 0 | Pass | null
380253274 | TNB | DISTRIBUTION | SUNGAI BESAR | Existing | RYB | 230/400 V |  |  | SERVICE LINE |  | 25_4C_AL_XLPE |  |  |  | 2.090 m |  | 4 | 0 | Pass | null
380253279 | TNB | DISTRIBUTION | SUNGAI BESAR | Existing | R | 230/400 V |  |  | SERVICE LINE |  | ARMOURED_16MM |  |  |  | 1.028 m |  | 2 | 0 | Pass | null
380253282 | TNB | DISTRIBUTION | SUNGAI BESAR | Existing | R | 230/400 V |  |  | SERVICE LINE |  | ARMOURED_16MM |  |  |  | 1.642 m |  | 2 | 0 | Pass | null
380253285 | TNB | DISTRIBUTION | SUNGAI BESAR | Existing | RYB | 230/400 V |  |  | SERVICE LINE |  | 25_4C_AL_XLPE |  |  |  | 14.848 m |  | 4 | 0 | Pass | null
380253290 | TNB | DISTRIBUTION | SUNGAI BESAR | Existing | RYB | 230/400 V |  |  | SERVICE LINE |  | 25_4C_AL_XLPE |  |  |  | 5.268 m |  | 4 | 0 | Pass | null
380253295 | TNB | DISTRIBUTION | SUNGAI BESAR | Existing | RYB | 230/400 V |  |  | SERVICE LINE |  | 25_4C_AL_XLPE |  |  |  | 3.551 m |  | 4 | 0 | Pass | null
380253300 | TNB | DISTRIBUTION | SUNGAI BESAR | Existing | RYB | 230/400 V |  |  | SERVICE LINE |  | 25_4C_AL_XLPE |  |  |  | 2.897 m |  | 4 | 0 | Pass | null
380253305 | TNB | DISTRIBUTION | SUNGAI BESAR | Existing | RYB | 230/400 V |  |  | SERVICE LINE |  | 25_4C_AL_XLPE |  |  |  | 3.020 m |  | 4 | 0 | Pass | null
380253310 | TNB | DISTRIBUTION | SUNGAI BESAR | Existing | RYB | 230/400 V |  |  | SERVICE LINE |  | 25_4C_AL_XLPE |  |  |  | 2.165 m |  | 4 | 0 | Pass | null
380253315 | TNB | DISTRIBUTION | SUNGAI BESAR | Existing | RYB | 230/400 V |  |  | LV LINE |  | 185_4C_AL_PILC |  |  |  | 18.488 m |  | 4 | 0 | Pass | null
380253320 | TNB | DISTRIBUTION | SUNGAI BESAR | Existing | RYB | 230/400 V |  |  | LV LINE |  | 185_4C_AL_PILC |  |  |  | 18.329 m |  | 4 | 0 | Pass | null
380253325 | TNB | DISTRIBUTION | SUNGAI BESAR | Existing | RYB | 230/400 V |  |  | LV LINE |  | 185_4C_AL_XLPE |  |  |  | 18.179 m |  | 4 | 0 | Pass | null
380253330 | TNB | DISTRIBUTION | SUNGAI BESAR | Existing | RYB | 230/400 V |  |  | SERVICE LINE |  | 185_4C_AL_XLPE |  |  |  | 8.903 m |  | 4 | 0 | Pass | null
380253335 | TNB | DISTRIBUTION | SUNGAI BESAR | Existing | RYB | 230/400 V |  |  | LV LINE |  | 185_4C_AL_PILC |  |  |  | 30.556 m |  | 4 | 0 | Pass | null
380253343 | TNB | DISTRIBUTION | SUNGAI BESAR | Existing | R | 230/400 V |  |  | PUBLIC LIGHT |  | ARMOURED_16MM |  |  |  | 2.406 m |  | 2 | 0 | Fail | Please check "Usage"
380253346 | TNB | DISTRIBUTION | SUNGAI BESAR | Existing | R | 230/400 V |  |  | PUBLIC LIGHT |  | ARMOURED_16MM |  |  |  | 2.590 m |  | 2 | 0 | Fail | Please check "Usage"
380253349 | TNB | DISTRIBUTION | SUNGAI BESAR | Existing | RYB | 230/400 V |  |  | SERVICE LINE |  | 25_4C_AL_XLPE |  |  |  | 4.935 m |  | 4 | 0 | Pass | null
380253354 | TNB | DISTRIBUTION | SUNGAI BESAR | Existing | RYB | 230/400 V |  |  | SERVICE LINE |  | 25_4C_AL_XLPE |  |  |  | 2.229 m |  | 4 | 0 | Pass | null
380270127 | TNB | DISTRIBUTION | SUNGAI BESAR | Existing | RYB | 230/400 V |  |  | LV LINE |  | 185_4C_AL_XLPE |  |  |  | 8.366 m |  | 4 | 0 | Pass | null
380270132 | TNB | DISTRIBUTION | SUNGAI BESAR | Existing | RYB | 230/400 V |  |  | LV LINE |  | 185_4C_AL_XLPE |  |  |  | 8.759 m |  | 4 | 0 | Pass | null
380270234 | TNB | DISTRIBUTION | SUNGAI BESAR | Existing | RYB | 230/400 V |  |  | LV LINE |  | 185_4C_AL_XLPE |  |  |  | 28.553 m |  | 4 | 0 | Pass | null
380270239 | TNB | DISTRIBUTION | SUNGAI BESAR | Existing | RYB | 230/400 V |  |  | LV LINE |  | 185_4C_AL_XLPE |  |  |  | 16.666 m |  | 4 | 0 | Pass | null
380270330 | TNB | DISTRIBUTION | SUNGAI BESAR | Existing | RYB | 230/400 V |  |  | LV LINE |  | 185_4C_AL_XLPE |  |  |  | 4.667 m |  | 4 | 0 | Pass | null
380270335 | TNB | DISTRIBUTION | SUNGAI BESAR | Existing | RYB | 230/400 V |  |  | LV LINE |  | 185_4C_AL_XLPE |  |  |  | 4.079 m |  | 4 | 0 | Pass | null
380270342 | TNB | DISTRIBUTION | SUNGAI BESAR | Existing | RYB | 230/400 V |  |  | LV LINE |  | 185_4C_AL_XLPE |  |  |  | 15.799 m |  | 4 | 0 | Pass | null
380270376 | TNB | DISTRIBUTION | SUNGAI BESAR | Existing | RYB | 230/400 V |  |  | LV LINE |  | 185_4C_AL_XLPE |  |  |  | 5.271 m |  | 4 | 0 | Pass | null
380270381 | TNB | DISTRIBUTION | SUNGAI BESAR | Existing | RYB | 230/400 V |  |  | LV LINE |  | 185_4C_AL_XLPE |  |  |  | 5.690 m |  | 4 | 0 | Pass | null
380346117 | TNB | DISTRIBUTION | SUNGAI BESAR | Existing | RYB | 230/400 V |  |  | LV LINE |  | 185_4C_AL_XLPE |  |  |  | 144.642 m |  | 4 | 0 | Pass | null
380346122 | TNB | DISTRIBUTION | SUNGAI BESAR | Existing | RYB | 230/400 V |  |  | SERVICE LINE |  | 70_4C_AL_XLPE |  |  |  | 4.295 m |  | 4 | 0 | Pass | null
380346132 | TNB | DISTRIBUTION | SUNGAI BESAR | Existing | RYB | 230/400 V |  |  | LV LINE |  | 185_4C_AL_XLPE |  |  |  | 17.752 m |  | 4 | 0 | Pass | null
380346137 | TNB | DISTRIBUTION | SUNGAI BESAR | Existing | RYB | 230/400 V |  |  | LV LINE |  | 185_4C_AL_XLPE |  |  |  | 26.320 m |  | 4 | 0 | Pass | null
380346142 | TNB | DISTRIBUTION | SUNGAI BESAR | Existing | RYB | 230/400 V |  |  | LV LINE |  | 185_4C_AL_XLPE |  |  |  | 29.738 m |  | 4 | 0 | Pass | null
380346147 | TNB | DISTRIBUTION | SUNGAI BESAR | Existing | RYB | 230/400 V |  |  | LV LINE |  | 185_4C_AL_XLPE |  |  |  | 117.703 m |  | 4 | 0 | Pass | null
380346152 | TNB | DISTRIBUTION | SUNGAI BESAR | Existing | RYB | 230/400 V |  |  | LV LINE |  | 185_4C_AL_XLPE |  |  |  | 141.721 m |  | 4 | 0 | Pass | null
380346157 | TNB | DISTRIBUTION | SUNGAI BESAR | Existing | RYB | 230/400 V |  |  | LV LINE |  | 185_4C_AL_XLPE |  |  |  | 48.924 m |  | 4 | 0 | Pass | null
380346162 | TNB | DISTRIBUTION | SUNGAI BESAR | Existing | RYB | 230/400 V |  |  | LV LINE |  | 185_4C_AL_XLPE |  |  |  | 92.676 m |  | 4 | 0 | Pass | null
380346167 | TNB | DISTRIBUTION | SUNGAI BESAR | Existing | RYB | 230/400 V |  |  | LV LINE |  | 185_4C_AL_XLPE |  |  |  | 95.547 m |  | 4 | 0 | Pass | null
380346172 | TNB | DISTRIBUTION | SUNGAI BESAR | Existing | RYB | 230/400 V |  |  | LV LINE |  | 185_4C_AL_XLPE |  |  |  | 102.409 m |  | 4 | 0 | Pass | null
380346177 | TNB | DISTRIBUTION | SUNGAI BESAR | Existing | RYB | 230/400 V |  |  | SERVICE LINE |  | 185_4C_AL_XLPE |  |  |  | 45.971 m |  | 4 | 0 | Pass | null
380346182 | TNB | DISTRIBUTION | SUNGAI BESAR | Existing | RYB | 230/400 V |  |  | SERVICE LINE |  | 185_4C_AL_XLPE |  |  |  | 3.481 m |  | 4 | 0 | Pass | null
380346199 | TNB | DISTRIBUTION | SUNGAI BESAR | Existing | R | 230/400 V |  |  | SERVICE LINE |  | ARMOURED_16MM |  |  |  | 4.486 m |  | 2 | 0 | Pass | null
380346202 | TNB | DISTRIBUTION | SUNGAI BESAR | Existing | R | 230/400 V |  |  | SERVICE LINE |  | ARMOURED_16MM |  |  |  | 0.880 m |  | 2 | 0 | Pass | null
380346205 | TNB | DISTRIBUTION | SUNGAI BESAR | Existing | RYB | 230/400 V |  |  | LV LINE |  | 185_4C_AL_XLPE |  |  |  | 94.525 m |  | 4 | 0 | Pass | null
380346210 | TNB | DISTRIBUTION | SUNGAI BESAR | Existing | RYB | 230/400 V |  |  | LV LINE |  | 185_4C_AL_XLPE |  |  |  | 20.955 m |  | 4 | 0 | Pass | null
380346215 | TNB | DISTRIBUTION | SUNGAI BESAR | Existing | RYB | 230/400 V |  |  | LV LINE |  | 185_4C_AL_XLPE |  |  |  | 32.041 m |  | 4 | 0 | Pass | null
380346220 | TNB | DISTRIBUTION | SUNGAI BESAR | Existing | RYB | 230/400 V |  |  | LV LINE |  | 185_4C_AL_XLPE |  |  |  | 37.108 m |  | 4 | 0 | Pass | null
380346225 | TNB | DISTRIBUTION | SUNGAI BESAR | Existing | RYB | 230/400 V |  |  | LV LINE |  | 185_4C_AL_XLPE |  |  |  | 22.000 m |  | 4 | 0 | Pass | null
380346235 | TNB | DISTRIBUTION | SUNGAI BESAR | Existing | RYB | 230/400 V |  |  | SERVICE LINE |  | Unknown |  |  |  | 3.072 m |  | 3 | 0 | Pass | null
380346239 | TNB | DISTRIBUTION | SUNGAI BESAR | Existing | RYB | 230/400 V |  |  | SERVICE LINE |  | Unknown |  |  |  | 1.091 m |  | 3 | 0 | Pass | null
380346243 | TNB | DISTRIBUTION | SUNGAI BESAR | Existing | RYB | 230/400 V |  |  | LV LINE |  | 185_4C_AL_XLPE |  |  |  | 94.344 m |  | 4 | 0 | Pass | null
380346248 | TNB | DISTRIBUTION | SUNGAI BESAR | Existing | RYB | 230/400 V |  |  | LV LINE |  | 185_4C_AL_XLPE |  |  |  | 96.628 m |  | 4 | 0 | Pass | null
380346253 | TNB | DISTRIBUTION | SUNGAI BESAR | Existing | RYB | 230/400 V |  |  | SERVICE LINE |  | 25_4C_AL_XLPE |  |  |  | 1.108 m |  | 4 | 0 | Pass | null
380346258 | TNB | DISTRIBUTION | SUNGAI BESAR | Existing | RYB | 230/400 V |  |  | LV LINE |  | 185_4C_AL_XLPE |  |  |  | 19.227 m |  | 4 | 0 | Pass | null
380346263 | TNB | DISTRIBUTION | SUNGAI BESAR | Existing | RYB | 230/400 V |  |  | LV LINE |  | 185_4C_AL_XLPE |  |  |  | 19.166 m |  | 4 | 0 | Pass | null
380346272 | TNB | DISTRIBUTION | SUNGAI BESAR | Existing | RYB | 230/400 V |  |  | LV LINE |  | 185_4C_AL_XLPE |  |  |  | 48.697 m |  | 4 | 0 | Pass | null
380346282 | TNB | DISTRIBUTION | SUNGAI BESAR | Existing | RYB | 230/400 V |  |  | LV LINE |  | 185_4C_AL_XLPE |  |  |  | 47.803 m |  | 4 | 0 | Pass | null
380346292 | TNB | DISTRIBUTION | SUNGAI BESAR | Existing | RYB | 230/400 V |  |  | LV LINE |  | 185_4C_AL_XLPE |  |  |  | 55.366 m |  | 4 | 0 | Pass | null
380346302 | TNB | DISTRIBUTION | SUNGAI BESAR | Existing | RYB | 230/400 V |  |  | LV LINE |  | 185_4C_AL_XLPE |  |  |  | 51.618 m |  | 4 | 0 | Pass | null
380346317 | TNB | DISTRIBUTION | SUNGAI BESAR | Existing | RYB | 230/400 V |  |  | LV LINE |  | 185_4C_AL_XLPE |  |  |  | 43.002 m |  | 4 | 0 | Pass | null
380346322 | TNB | DISTRIBUTION | SUNGAI BESAR | Existing | RYB | 230/400 V |  |  | LV LINE |  | 185_4C_AL_XLPE |  |  |  | 48.636 m |  | 4 | 0 | Pass | null
380346327 | TNB | DISTRIBUTION | SUNGAI BESAR | Existing | RYB | 230/400 V |  |  | LV LINE |  | 185_4C_AL_XLPE |  |  |  | 24.407 m | INC 185 xlpe,j | 4 | 0 | Pass | null
380346342 | TNB | DISTRIBUTION | SUNGAI BESAR | Existing | R | 230/400 V |  |  | SERVICE LINE |  | ARMOURED_16MM |  |  |  | 5.144 m |  | 2 | 0 | Pass | null
380346345 | TNB | DISTRIBUTION | SUNGAI BESAR | Existing | R | 230/400 V |  |  | SERVICE LINE |  | ARMOURED_16MM |  |  |  | 1.147 m |  | 2 | 0 | Pass | null
380346348 | TNB | DISTRIBUTION | SUNGAI BESAR | Existing | RYB | 230/400 V |  |  | LV LINE |  | 185_4C_AL_XLPE |  |  |  | 50.377 m |  | 4 | 0 | Pass | null
380346353 | TNB | DISTRIBUTION | SUNGAI BESAR | Existing | RYB | 230/400 V |  |  | SERVICE LINE |  | 185_4C_AL_XLPE |  |  |  | 20.175 m |  | 4 | 0 | Pass | null
380346358 | TNB | DISTRIBUTION | SUNGAI BESAR | Existing | RYB | 230/400 V |  |  | LV LINE |  | 185_4C_AL_XLPE |  |  |  | 40.674 m |  | 4 | 0 | Pass | null
380346363 | TNB | DISTRIBUTION | SUNGAI BESAR | Existing | RYB | 230/400 V |  |  | SERVICE LINE |  | 25_4C_AL_XLPE |  |  |  | 12.259 m |  | 4 | 0 | Pass | null
380346368 | TNB | DISTRIBUTION | SUNGAI BESAR | Existing | RYB | 230/400 V |  |  | LV LINE |  | 70_4C_AL_XLPE |  |  |  | 16.514 m |  | 4 | 0 | Pass | null
380346373 | TNB | DISTRIBUTION | SUNGAI BESAR | Existing | RYB | 230/400 V |  |  | SERVICE LINE |  | 70_4C_AL_XLPE |  |  |  | 59.812 m |  | 4 | 0 | Pass | null
380346378 | TNB | DISTRIBUTION | SUNGAI BESAR | Existing | RYB | 230/400 V |  |  | Unknown |  | 70_4C_AL_XLPE |  |  |  | 4.198 m |  | 4 | 0 | Fail | Please check "Usage"
380346383 | TNB | DISTRIBUTION | SUNGAI BESAR | Existing | RYB | 230/400 V |  |  | Unknown |  | 70_4C_AL_XLPE |  |  |  | 3.785 m |  | 4 | 0 | Fail | Please check "Usage"
380346388 | TNB | DISTRIBUTION | SUNGAI BESAR | Existing | RYB | 230/400 V |  |  | SERVICE LINE |  | 70_4C_AL_XLPE |  |  |  | 2.061 m |  | 4 | 0 | Pass | null
380346393 | TNB | DISTRIBUTION | SUNGAI BESAR | Existing | RYB | 230/400 V |  |  | SERVICE LINE |  | 70_4C_AL_XLPE |  |  |  | 2.050 m |  | 4 | 0 | Pass | null
380346398 | TNB | DISTRIBUTION | SUNGAI BESAR | Existing | RYB | 230/400 V |  |  | SERVICE LINE |  | 185_4C_AL_XLPE |  |  |  | 3.370 m |  | 4 | 0 | Pass | null
380346408 | TNB | DISTRIBUTION | SUNGAI BESAR | Existing | RYB | 230/400 V |  |  | LV LINE |  | 185_4C_AL_XLPE |  |  |  | 41.870 m |  | 4 | 0 | Pass | null
380346413 | TNB | DISTRIBUTION | SUNGAI BESAR | Existing | RYB | 230/400 V |  |  | LV LINE |  | 185_4C_AL_XLPE |  |  |  | 45.240 m |  | 4 | 0 | Pass | null
380346418 | TNB | DISTRIBUTION | SUNGAI BESAR | Existing | RYB | 230/400 V |  |  | LV LINE |  | 185_4C_AL_XLPE |  |  |  | 34.498 m |  | 4 | 0 | Pass | null
380348332 | TNB | DISTRIBUTION | SUNGAI BESAR | Existing | RYB | 230/400 V |  |  | SERVICE LINE |  | 185_4C_AL_XLPE |  |  |  | 6.000 m |  | 4 | 0 | Pass | null
380348337 | TNB | DISTRIBUTION | SUNGAI BESAR | Existing | RYB | 230/400 V |  |  | SERVICE LINE |  | 185_4C_AL_XLPE |  |  |  | 3.786 m |  | 4 | 0 | Pass | null
380348342 | TNB | DISTRIBUTION | SUNGAI BESAR | Existing | RYB | 230/400 V |  |  | SERVICE LINE |  | 185_4C_AL_XLPE |  |  |  | 2.732 m |  | 4 | 0 | Pass | null
380348347 | TNB | DISTRIBUTION | SUNGAI BESAR | Existing | RYB | 230/400 V |  |  | SERVICE LINE |  | 185_4C_AL_XLPE |  |  |  | 14.953 m |  | 4 | 0 | Pass | null
380348370 | TNB | DISTRIBUTION | SUNGAI BESAR | Existing | RYB | 230/400 V |  |  | SERVICE LINE |  | 185_4C_AL_XLPE |  |  |  | 2.710 m |  | 4 | 0 | Pass | null
380348375 | TNB | DISTRIBUTION | SUNGAI BESAR | Existing | RYB | 230/400 V |  |  | SERVICE LINE |  | 185_4C_AL_XLPE |  |  |  | 2.572 m |  | 4 | 0 | Pass | null
380348408 | TNB | DISTRIBUTION | SUNGAI BESAR | Existing | RYB | 230/400 V |  |  | SERVICE LINE |  | 185_4C_AL_XLPE |  |  |  | 0.341 m |  | 4 | 0 | Pass | null
380348413 | TNB | DISTRIBUTION | SUNGAI BESAR | Existing | RYB | 230/400 V |  |  | SERVICE LINE |  | 185_4C_AL_XLPE |  |  |  | 0.374 m |  | 4 | 0 | Pass | null
380348426 | TNB | DISTRIBUTION | SUNGAI BESAR | Existing | RYB | 230/400 V |  |  | SERVICE LINE |  | 185_4C_AL_XLPE |  |  |  | 0.095 m |  | 4 | 0 | Pass | null
380348431 | TNB | DISTRIBUTION | SUNGAI BESAR | Existing | RYB | 230/400 V |  |  | SERVICE LINE |  | 185_4C_AL_XLPE |  |  |  | 0.101 m |  | 4 | 0 | Pass | null
380348466 | TNB | DISTRIBUTION | SUNGAI BESAR | Existing | RYB | 230/400 V |  |  | SERVICE LINE |  | 185_4C_AL_XLPE |  |  |  | 1.573 m |  | 4 | 0 | Pass | null
380348471 | TNB | DISTRIBUTION | SUNGAI BESAR | Existing | RYB | 230/400 V |  |  | SERVICE LINE |  | 185_4C_AL_XLPE |  |  |  | 1.544 m |  | 4 | 0 | Pass | null
380348476 | TNB | DISTRIBUTION | SUNGAI BESAR | Existing | RYB | 230/400 V |  |  | SERVICE LINE |  | 185_4C_AL_XLPE |  |  |  | 1.324 m |  | 4 | 0 | Pass | null
380348481 | TNB | DISTRIBUTION | SUNGAI BESAR | Existing | RYB | 230/400 V |  |  | SERVICE LINE |  | 185_4C_AL_XLPE |  |  |  | 1.296 m |  | 4 | 0 | Pass | null
380348486 | TNB | DISTRIBUTION | SUNGAI BESAR | Existing | RYB | 230/400 V |  |  | SERVICE LINE |  | 185_4C_AL_XLPE |  |  |  | 1.388 m |  | 4 | 0 | Pass | null
380348497 | TNB | DISTRIBUTION | SUNGAI BESAR | Existing | RYB | 230/400 V |  |  | SERVICE LINE |  | 185_4C_AL_XLPE |  |  |  | 12.499 m |  | 4 | 0 | Pass | null
380348530 | TNB | DISTRIBUTION | SUNGAI BESAR | Existing | RYB | 230/400 V |  |  | SERVICE LINE |  | 185_4C_AL_XLPE |  |  |  | 4.953 m |  | 4 | 0 | Pass | null
380348535 | TNB | DISTRIBUTION | SUNGAI BESAR | Existing | RYB | 230/400 V |  |  | SERVICE LINE |  | 185_4C_AL_XLPE |  |  |  | 5.284 m |  | 4 | 0 | Pass | null
380348550 | TNB | DISTRIBUTION | SUNGAI BESAR | Existing | RYB | 230/400 V |  |  | SERVICE LINE |  | 185_4C_AL_XLPE |  |  |  | 7.602 m |  | 4 | 0 | Pass | null
380348626 | TNB | DISTRIBUTION | SUNGAI BESAR | Existing | RYB | 230/400 V |  |  | SERVICE LINE |  | 185_4C_AL_XLPE |  |  |  | 102.495 m |  | 4 | 0 | Pass | null
380348631 | TNB | DISTRIBUTION | SUNGAI BESAR | Existing | RYB | 230/400 V |  |  | SERVICE LINE |  | 185_4C_AL_XLPE |  |  |  | 109.910 m |  | 4 | 0 | Pass | null
380622237 | TNB | DISTRIBUTION | SUNGAI BESAR | Existing | RYB | 230/400 V |  |  | SERVICE LINE |  | 25_4C_AL_XLPE |  |  |  | 3.647 m |  | 4 | 0 | Pass | null
380622245 | TNB | DISTRIBUTION | SUNGAI BESAR | Existing | RYB | 230/400 V |  |  | LV LINE |  | 185_4C_AL_PILC |  |  |  | 31.346 m |  | 4 | 0 | Pass | null
380622250 | TNB | DISTRIBUTION | SUNGAI BESAR | Existing | RYB | 230/400 V |  |  | LV LINE |  | 185_4C_AL_XLPE |  |  |  | 30.148 m |  | 4 | 0 | Pass | null
380622255 | TNB | DISTRIBUTION | SUNGAI BESAR | Existing | RYB | 230/400 V |  |  | LV LINE |  | 185_4C_AL_PILC |  |  |  | 20.424 m |  | 4 | 0 | Pass | null
380622260 | TNB | DISTRIBUTION | SUNGAI BESAR | Existing | RYB | 230/400 V |  |  | SERVICE LINE |  | 25_4C_AL_XLPE |  |  |  | 0.859 m |  | 4 | 0 | Pass | null
380622265 | TNB | DISTRIBUTION | SUNGAI BESAR | Existing | RYB | 230/400 V |  |  | LV LINE |  | 185_4C_AL_PILC |  |  |  | 43.502 m |  | 4 | 0 | Pass | null
380622270 | TNB | DISTRIBUTION | SUNGAI BESAR | Existing | RYB | 230/400 V |  |  | LV LINE |  | 185_4C_AL_XLPE |  |  |  | 37.141 m |  | 4 | 0 | Pass | null
380622275 | TNB | DISTRIBUTION | SUNGAI BESAR | Existing | RYB | 230/400 V |  |  | LV LINE |  | 185_4C_AL_XLPE |  |  |  | 19.600 m |  | 4 | 0 | Pass | null
380622280 | TNB | DISTRIBUTION | SUNGAI BESAR | Existing | RYB | 230/400 V |  |  | LV LINE |  | 185_4C_AL_XLPE |  |  |  | 18.406 m |  | 4 | 0 | Pass | null
380622285 | TNB | DISTRIBUTION | SUNGAI BESAR | Existing | RYB | 230/400 V |  |  | LV LINE |  | 185_4C_AL_XLPE |  |  |  | 28.649 m |  | 4 | 0 | Pass | null
380622290 | TNB | DISTRIBUTION | SUNGAI BESAR | Existing | RYB | 230/400 V |  |  | LV LINE |  | 185_4C_AL_XLPE |  |  |  | 19.678 m |  | 4 | 0 | Pass | null
380622295 | TNB | DISTRIBUTION | SUNGAI BESAR | Existing | RYB | 230/400 V |  |  | LV LINE |  | 185_4C_AL_XLPE |  |  |  | 33.940 m |  | 4 | 0 | Pass | null
380622300 | TNB | DISTRIBUTION | SUNGAI BESAR | Existing | RYB | 230/400 V |  |  | LV LINE |  | 185_4C_AL_XLPE |  |  |  | 30.783 m |  | 4 | 0 | Pass | null
380622305 | TNB | DISTRIBUTION | SUNGAI BESAR | Existing | RYB | 230/400 V |  |  | LV LINE |  | 185_4C_AL_XLPE |  |  |  | 28.544 m |  | 4 | 0 | Pass | null
380622310 | TNB | DISTRIBUTION | SUNGAI BESAR | Existing | RYB | 230/400 V |  |  | LV LINE |  | 185_4C_AL_XLPE |  |  |  | 17.955 m |  | 4 | 0 | Pass | null
380622315 | TNB | DISTRIBUTION | SUNGAI BESAR | Existing | RYB | 230/400 V |  |  | LV LINE |  | 185_4C_AL_XLPE |  |  |  | 17.637 m |  | 4 | 0 | Pass | null
380622320 | TNB | DISTRIBUTION | SUNGAI BESAR | Existing | RYB | 230/400 V |  |  | LV LINE |  | 185_4C_AL_XLPE |  |  |  | 18.560 m |  | 4 | 0 | Pass | null
380622325 | TNB | DISTRIBUTION | SUNGAI BESAR | Existing | RYB | 230/400 V |  |  | SERVICE LINE |  | 25_4C_AL_XLPE |  |  |  | 3.477 m |  | 4 | 0 | Pass | null
380622330 | TNB | DISTRIBUTION | SUNGAI BESAR | Existing | RYB | 230/400 V |  |  | SERVICE LINE |  | 70_4C_AL_XLPE |  |  |  | 5.595 m |  | 4 | 0 | Pass | null
380622335 | TNB | DISTRIBUTION | SUNGAI BESAR | Existing | RYB | 230/400 V |  |  | SERVICE LINE |  | 25_4C_AL_XLPE |  |  |  | 0.870 m |  | 4 | 0 | Pass | null
380622340 | TNB | DISTRIBUTION | SUNGAI BESAR | Existing | RYB | 230/400 V |  |  | SERVICE LINE |  | 70_4C_AL_XLPE |  |  |  | 7.932 m |  | 4 | 0 | Pass | null
380622345 | TNB | DISTRIBUTION | SUNGAI BESAR | Existing | RYB | 230/400 V |  |  | LV LINE |  | 120_4C_AL_XLPE |  |  |  | 26.274 m |  | 4 | 0 | Pass | null
380622350 | TNB | DISTRIBUTION | SUNGAI BESAR | Existing | RYB | 230/400 V |  |  | LV LINE |  | 120_4C_AL_XLPE |  |  |  | 28.130 m |  | 4 | 0 | Pass | null
380622355 | TNB | DISTRIBUTION | SUNGAI BESAR | Existing | RYB | 230/400 V |  |  | SERVICE LINE |  | 25_4C_AL_XLPE |  |  |  | 32.533 m |  | 4 | 0 | Pass | null
380622360 | TNB | DISTRIBUTION | SUNGAI BESAR | Existing | RYB | 230/400 V |  |  | SERVICE LINE |  | 25_4C_AL_XLPE |  |  |  | 2.000 m |  | 4 | 0 | Pass | null
380622365 | TNB | DISTRIBUTION | SUNGAI BESAR | Existing | RYB | 230/400 V |  |  | LV LINE |  | 185_4C_AL_XLPE |  |  |  | 53.142 m |  | 4 | 0 | Pass | null
380622375 | TNB | DISTRIBUTION | SUNGAI BESAR | Existing | RYB | 230/400 V |  |  | LV LINE |  | 185_4C_AL_XLPE |  |  |  | 27.451 m |  | 4 | 0 | Pass | null
380622380 | TNB | DISTRIBUTION | SUNGAI BESAR | Existing | RYB | 230/400 V |  |  | LV LINE |  | 185_4C_AL_XLPE |  |  |  | 27.642 m |  | 4 | 0 | Pass | null
380622385 | TNB | DISTRIBUTION | SUNGAI BESAR | Existing | RYB | 230/400 V |  |  | LV LINE |  | 185_4C_AL_XLPE |  |  |  | 23.526 m |  | 4 | 0 | Pass | null
380622390 | TNB | DISTRIBUTION | SUNGAI BESAR | Existing | RYB | 230/400 V |  |  | LV LINE |  | 185_4C_AL_XLPE |  |  |  | 31.342 m |  | 4 | 0 | Pass | null
380622395 | TNB | DISTRIBUTION | SUNGAI BESAR | Existing | RYB | 230/400 V |  |  | LV LINE |  | 185_4C_AL_XLPE |  |  |  | 39.417 m |  | 4 | 0 | Pass | null
380622400 | TNB | DISTRIBUTION | SUNGAI BESAR | Existing | RYB | 230/400 V |  |  | LV LINE |  | 185_4C_AL_XLPE |  |  |  | 38.002 m |  | 4 | 0 | Pass | null
380622405 | TNB | DISTRIBUTION | SUNGAI BESAR | Existing | RYB | 230/400 V |  |  | SERVICE LINE |  | 25_4C_AL_XLPE |  |  |  | 37.268 m |  | 4 | 0 | Pass | null
380622410 | TNB | DISTRIBUTION | SUNGAI BESAR | Existing | RYB | 230/400 V |  |  | SERVICE LINE |  | Unknown |  |  |  | 1.692 m |  | 3 | 0 | Pass | null
380622414 | TNB | DISTRIBUTION | SUNGAI BESAR | Existing | RYB | 230/400 V |  |  | SERVICE LINE |  | Unknown |  |  |  | 1.812 m |  | 3 | 0 | Pass | null
380622418 | TNB | DISTRIBUTION | SUNGAI BESAR | Existing | RYB | 230/400 V |  |  | SERVICE LINE |  | Unknown |  |  |  | 0.505 m |  | 3 | 0 | Pass | null
380622422 | TNB | DISTRIBUTION | SUNGAI BESAR | Existing | RYB | 230/400 V |  |  | SERVICE LINE |  | Unknown |  |  |  | 0.500 m |  | 3 | 0 | Pass | null
380622426 | TNB | DISTRIBUTION | SUNGAI BESAR | Existing | RYB | 230/400 V |  |  | SERVICE LINE |  | Unknown |  |  |  | 0.500 m |  | 3 | 0 | Pass | null
380622430 | TNB | DISTRIBUTION | SUNGAI BESAR | Existing | RYB | 230/400 V |  |  | SERVICE LINE |  | Unknown |  |  |  | 0.496 m |  | 3 | 0 | Pass | null
380622434 | TNB | DISTRIBUTION | SUNGAI BESAR | Existing | RYB | 230/400 V |  |  | LV LINE |  | 185_4C_AL_XLPE |  |  |  | 25.629 m |  | 4 | 0 | Pass | null
380622447 | TNB | DISTRIBUTION | SUNGAI BESAR | Existing | RYB | 230/400 V |  |  | LV LINE |  | 185_4C_AL_XLPE |  |  |  | 34.476 m |  | 4 | 0 | Pass | null
380622452 | TNB | DISTRIBUTION | SUNGAI BESAR | Existing | RYB | 230/400 V |  |  | LV LINE |  | 185_4C_AL_XLPE |  |  |  | 34.963 m |  | 4 | 0 | Pass | null
380622457 | TNB | DISTRIBUTION | SUNGAI BESAR | Existing | RYB | 230/400 V |  |  | SERVICE LINE |  | 70_4C_AL_XLPE |  |  |  | 10.848 m |  | 4 | 0 | Pass | null
380622462 | TNB | DISTRIBUTION | SUNGAI BESAR | Existing | RYB | 230/400 V |  |  | SERVICE LINE |  | 70_4C_AL_XLPE |  |  |  | 4.520 m |  | 4 | 0 | Pass | null
380622467 | TNB | DISTRIBUTION | SUNGAI BESAR | Existing | RYB | 230/400 V |  |  | SERVICE LINE |  | 70_4C_AL_XLPE |  |  |  | 3.827 m |  | 4 | 0 | Pass | null
380622475 | TNB | DISTRIBUTION | SUNGAI BESAR | Existing | RYB | 230/400 V |  |  | SERVICE LINE |  | 70_4C_AL_XLPE |  |  |  | 1.838 m |  | 4 | 0 | Pass | null
380624506 | TNB | DISTRIBUTION | SUNGAI BESAR | Existing | RYB | 230/400 V |  |  | LV LINE |  | 185_4C_AL_XLPE |  |  |  | 27.050 m |  | 4 | 0 | Pass | null
380624511 | TNB | DISTRIBUTION | SUNGAI BESAR | Existing | RYB | 230/400 V |  |  | LV LINE |  | 185_4C_AL_XLPE |  |  |  | 27.554 m |  | 4 | 0 | Pass | null
380624606 | TNB | DISTRIBUTION | SUNGAI BESAR | Existing | RYB | 230/400 V |  |  | LV LINE |  | 185_4C_AL_XLPE |  |  |  | 5.320 m |  | 4 | 0 | Pass | null
380624653 | TNB | DISTRIBUTION | SUNGAI BESAR | Existing | RYB | 230/400 V |  |  | LV LINE |  | 185_4C_AL_PILC |  |  |  | 71.506 m |  | 4 | 0 | Pass | null
380624659 | TNB | DISTRIBUTION | SUNGAI BESAR | Existing | RYB | 230/400 V |  |  | LV LINE |  | 185_4C_AL_XLPE |  |  |  | 19.899 m |  | 4 | 0 | Pass | null
380624698 | TNB | DISTRIBUTION | SUNGAI BESAR | Existing | RYB | 230/400 V |  |  | LV LINE |  | 185_4C_AL_XLPE |  |  |  | 52.598 m |  | 4 | 0 | Pass | null
380624785 | TNB | DISTRIBUTION | SUNGAI BESAR | Existing | RYB | 230/400 V |  |  | LV LINE |  | 185_4C_AL_XLPE |  |  |  | 14.519 m |  | 4 | 0 | Pass | null
380637517 | TNB | DISTRIBUTION | SUNGAI BESAR | Existing | RYB | 230/400 V |  |  | LV LINE |  | Unknown |  |  |  | 73.032 m |  | 3 | 0 | Pass | null
380637531 | TNB | DISTRIBUTION | SUNGAI BESAR | Existing | RYB | 230/400 V |  |  | LV LINE |  | 185_4C_AL_XLPE |  |  |  | 51.610 m |  | 4 | 0 | Pass | null
380637541 | TNB | DISTRIBUTION | SUNGAI BESAR | Existing | RYB | 230/400 V |  |  | LV LINE |  | 185_4C_AL_XLPE |  |  |  | 52.153 m |  | 4 | 0 | Pass | null
380637551 | TNB | DISTRIBUTION | SUNGAI BESAR | Existing | R | 230/400 V |  |  | SERVICE LINE |  | ARMOURED_16MM |  |  |  | 22.331 m |  | 2 | 0 | Pass | null
380637554 | TNB | DISTRIBUTION | SUNGAI BESAR | Existing | R | 230/400 V |  |  | SERVICE LINE |  | ARMOURED_16MM |  |  |  | 14.737 m |  | 2 | 0 | Pass | null
380637557 | TNB | DISTRIBUTION | SUNGAI BESAR | Existing | R | 230/400 V |  |  | SERVICE LINE |  | ARMOURED_16MM |  |  |  | 23.217 m |  | 2 | 0 | Pass | null
380637563 | TNB | DISTRIBUTION | SUNGAI BESAR | Existing | RYB | 230/400 V |  |  | LV LINE |  | 185_4C_AL_XLPE |  |  |  | 64.617 m |  | 4 | 0 | Pass | null
380637568 | TNB | DISTRIBUTION | SUNGAI BESAR | Existing | RYB | 230/400 V |  |  | SERVICE LINE |  | 25_4C_AL_XLPE |  |  |  | 3.001 m |  | 4 | 0 | Pass | null
380637573 | TNB | DISTRIBUTION | SUNGAI BESAR | Existing | RYB | 230/400 V |  |  | SERVICE LINE |  | 25_4C_AL_XLPE |  |  |  | 3.000 m |  | 4 | 0 | Pass | null
380637578 | TNB | DISTRIBUTION | SUNGAI BESAR | Existing | RYB | 230/400 V |  |  | SERVICE LINE |  | 25_4C_AL_XLPE |  |  |  | 15.176 m |  | 4 | 0 | Pass | null
380637583 | TNB | DISTRIBUTION | SUNGAI BESAR | Existing | RYB | 230/400 V |  |  | SERVICE LINE |  | 25_4C_AL_XLPE |  |  |  | 3.227 m |  | 4 | 0 | Pass | null
380637588 | TNB | DISTRIBUTION | SUNGAI BESAR | Existing | RYB | 230/400 V |  |  | SERVICE LINE |  | 25_4C_AL_XLPE |  |  |  | 3.000 m |  | 4 | 0 | Pass | null
380637593 | TNB | DISTRIBUTION | SUNGAI BESAR | Existing | RYB | 230/400 V |  |  | SERVICE LINE |  | 25_4C_AL_XLPE |  |  |  | 9.213 m |  | 4 | 0 | Pass | null
380637598 | TNB | DISTRIBUTION | SUNGAI BESAR | Existing | RYB | 230/400 V |  |  | SERVICE LINE |  | 25_4C_AL_XLPE |  |  |  | 1.953 m |  | 4 | 0 | Pass | null
380637603 | TNB | DISTRIBUTION | SUNGAI BESAR | Existing | RYB | 230/400 V |  |  | SERVICE LINE |  | 25_4C_AL_XLPE |  |  |  | 2.357 m |  | 4 | 0 | Pass | null
380637608 | TNB | DISTRIBUTION | SUNGAI BESAR | Existing | RYB | 230/400 V |  |  | SERVICE LINE |  | 25_4C_AL_XLPE |  |  |  | 1.567 m |  | 4 | 0 | Pass | null
380637613 | TNB | DISTRIBUTION | SUNGAI BESAR | Existing | RYB | 230/400 V |  |  | SERVICE LINE |  | 25_4C_AL_XLPE |  |  |  | 1.177 m |  | 4 | 0 | Pass | null
380637618 | TNB | DISTRIBUTION | SUNGAI BESAR | Existing | RYB | 230/400 V |  |  | SERVICE LINE |  | 70_4C_AL_XLPE |  |  |  | 18.659 m |  | 4 | 0 | Pass | null
380637623 | TNB | DISTRIBUTION | SUNGAI BESAR | Existing | RYB | 230/400 V |  |  | SERVICE LINE |  | 70_4C_AL_XLPE |  |  |  | 7.751 m |  | 4 | 0 | Pass | null
380637628 | TNB | DISTRIBUTION | SUNGAI BESAR | Existing | RYB | 230/400 V |  |  | SERVICE LINE |  | 70_4C_AL_XLPE |  |  |  | 16.960 m |  | 4 | 0 | Pass | null
380637633 | TNB | DISTRIBUTION | SUNGAI BESAR | Existing | RYB | 230/400 V |  |  | SERVICE LINE |  | 70_4C_AL_XLPE |  |  |  | 4.854 m |  | 4 | 0 | Pass | null
380637638 | TNB | DISTRIBUTION | SUNGAI BESAR | Existing | RYB | 230/400 V |  |  | SERVICE LINE |  | 70_4C_AL_XLPE |  |  |  | 1.614 m |  | 4 | 0 | Pass | null
380637643 | TNB | DISTRIBUTION | SUNGAI BESAR | Existing | RYB | 230/400 V |  |  | SERVICE LINE |  | 25_4C_AL_XLPE |  |  |  | 1.196 m |  | 4 | 0 | Pass | null
380637648 | TNB | DISTRIBUTION | SUNGAI BESAR | Existing | RYB | 230/400 V |  |  | LV LINE |  | 70_4C_AL_XLPE |  |  |  | 14.369 m | METER SL JKR FP C6 | 4 | 0 | Pass | null
380637653 | TNB | DISTRIBUTION | SUNGAI BESAR | Existing | RYB | 230/400 V |  |  | LV LINE |  | 185_4C_AL_XLPE |  |  |  | 58.865 m |  | 4 | 0 | Pass | null
380637658 | TNB | DISTRIBUTION | SUNGAI BESAR | Existing | RYB | 230/400 V |  |  | LV LINE |  | 185_4C_AL_PILC |  |  |  | 58.562 m |  | 4 | 0 | Pass | null
380637663 | TNB | DISTRIBUTION | SUNGAI BESAR | Existing | RYB | 230/400 V |  |  | LV LINE |  | 185_4C_AL_XLPE |  |  |  | 7.603 m |  | 4 | 0 | Pass | null
380637668 | TNB | DISTRIBUTION | SUNGAI BESAR | Existing | RYB | 230/400 V |  |  | LV LINE |  | 185_4C_AL_XLPE |  |  |  | 24.954 m |  | 4 | 0 | Pass | null
380637673 | TNB | DISTRIBUTION | SUNGAI BESAR | Existing | RYB | 230/400 V |  |  | LV LINE |  | 185_4C_AL_XLPE |  |  |  | 23.498 m |  | 4 | 0 | Pass | null
380637678 | TNB | DISTRIBUTION | SUNGAI BESAR | Existing | RYB | 230/400 V |  |  | LV LINE |  | 185_4C_AL_XLPE |  |  |  | 110.212 m |  | 4 | 0 | Pass | null
380637683 | TNB | DISTRIBUTION | SUNGAI BESAR | Existing | RYB | 230/400 V |  |  | LV LINE |  | 185_4C_AL_XLPE |  |  |  | 193.662 m |  | 4 | 0 | Pass | null
380637688 | TNB | DISTRIBUTION | SUNGAI BESAR | Existing | RYB | 230/400 V |  |  | LV LINE |  | 185_4C_AL_XLPE |  |  |  | 25.778 m |  | 4 | 0 | Pass | null
380637693 | TNB | DISTRIBUTION | SUNGAI BESAR | Existing | RYB | 230/400 V |  |  | LV LINE |  | 185_4C_AL_XLPE |  |  |  | 197.298 m |  | 4 | 0 | Pass | null
380637698 | TNB | DISTRIBUTION | SUNGAI BESAR | Existing | RYB | 230/400 V |  |  | LV LINE |  | 185_4C_AL_XLPE |  |  |  | 190.784 m |  | 4 | 0 | Pass | null
380637703 | TNB | DISTRIBUTION | SUNGAI BESAR | Existing | RYB | 230/400 V |  |  | LV LINE |  | 185_4C_AL_XLPE |  |  |  | 98.869 m |  | 4 | 0 | Pass | null
380637708 | TNB | DISTRIBUTION | SUNGAI BESAR | Existing | RYB | 230/400 V |  |  | SERVICE LINE |  | 25_4C_AL_XLPE |  |  |  | 18.653 m |  | 4 | 0 | Pass | null
380637713 | TNB | DISTRIBUTION | SUNGAI BESAR | Existing | RYB | 230/400 V |  |  | SERVICE LINE |  | 25_4C_AL_XLPE |  |  |  | 25.883 m |  | 4 | 0 | Pass | null
380637718 | TNB | DISTRIBUTION | SUNGAI BESAR | Existing | RYB | 230/400 V |  |  | SERVICE LINE |  | 25_4C_AL_XLPE |  |  |  | 14.261 m |  | 4 | 0 | Pass | null
380637723 | TNB | DISTRIBUTION | SUNGAI BESAR | Existing | RYB | 230/400 V |  |  | SERVICE LINE |  | 25_4C_AL_XLPE |  |  |  | 19.944 m |  | 4 | 0 | Pass | null
380637728 | TNB | DISTRIBUTION | SUNGAI BESAR | Existing | RYB | 230/400 V |  |  | SERVICE LINE |  | 25_4C_AL_XLPE |  |  |  | 0.846 m |  | 4 | 0 | Pass | null
380637733 | TNB | DISTRIBUTION | SUNGAI BESAR | Existing | RYB | 230/400 V |  |  | SERVICE LINE |  | 25_4C_AL_XLPE |  |  |  | 26.760 m |  | 4 | 0 | Pass | null
380637738 | TNB | DISTRIBUTION | SUNGAI BESAR | Existing | RYB | 230/400 V |  |  | SERVICE LINE |  | 25_4C_AL_XLPE |  |  |  | 20.327 m |  | 4 | 0 | Pass | null
380637743 | TNB | DISTRIBUTION | SUNGAI BESAR | Existing | RYB | 230/400 V |  |  | SERVICE LINE |  | 25_4C_AL_XLPE |  |  |  | 8.069 m |  | 4 | 0 | Pass | null
380637748 | TNB | DISTRIBUTION | SUNGAI BESAR | Existing | RYB | 230/400 V |  |  | SERVICE LINE |  | 25_4C_AL_XLPE |  |  |  | 7.935 m |  | 4 | 0 | Pass | null
380637753 | TNB | DISTRIBUTION | SUNGAI BESAR | Existing | RYB | 230/400 V |  |  | SERVICE LINE |  | 25_4C_AL_XLPE |  |  |  | 8.225 m |  | 4 | 0 | Pass | null
380637758 | TNB | DISTRIBUTION | SUNGAI BESAR | Existing | RYB | 230/400 V |  |  | SERVICE LINE |  | 25_4C_AL_XLPE |  |  |  | 7.975 m |  | 4 | 0 | Pass | null
380637763 | TNB | DISTRIBUTION | SUNGAI BESAR | Existing | RYB | 230/400 V |  |  | LV LINE |  | 185_4C_AL_XLPE |  |  |  | 31.284 m |  | 4 | 0 | Pass | null
380637768 | TNB | DISTRIBUTION | SUNGAI BESAR | Existing | RYB | 230/400 V |  |  | LV LINE |  | 25_4C_AL_XLPE |  |  |  | 32.204 m |  | 4 | 0 | Pass | null
380637773 | TNB | DISTRIBUTION | SUNGAI BESAR | Existing | RYB | 230/400 V |  |  | LV LINE |  | 185_4C_AL_PILC |  |  |  | 107.720 m |  | 4 | 0 | Pass | null
380637778 | TNB | DISTRIBUTION | SUNGAI BESAR | Existing | RYB | 230/400 V |  |  | LV LINE |  | 185_4C_AL_XLPE |  |  |  | 107.231 m |  | 4 | 0 | Pass | null
380637783 | TNB | DISTRIBUTION | SUNGAI BESAR | Existing | RYB | 230/400 V |  |  | LV LINE |  | 70_4C_AL_XLPE |  |  |  | 117.817 m |  | 4 | 0 | Pass | null
380637788 | TNB | DISTRIBUTION | SUNGAI BESAR | Existing | RYB | 230/400 V |  |  | LV LINE |  | 70_4C_AL_XLPE |  |  |  | 17.119 m |  | 4 | 0 | Pass | null
380637793 | TNB | DISTRIBUTION | SUNGAI BESAR | Existing | RYB | 230/400 V |  |  | LV LINE |  | 185_4C_AL_XLPE |  |  |  | 40.390 m |  | 4 | 0 | Pass | null
380637798 | TNB | DISTRIBUTION | SUNGAI BESAR | Existing | RYB | 230/400 V |  |  | LV LINE |  | 120_4C_AL_XLPE |  |  |  | 11.817 m |  | 4 | 0 | Pass | null
380637803 | TNB | DISTRIBUTION | SUNGAI BESAR | Existing | RYB | 230/400 V |  |  | LV LINE |  | 120_4C_AL_XLPE |  |  |  | 67.702 m |  | 4 | 0 | Pass | null
380637808 | TNB | DISTRIBUTION | SUNGAI BESAR | Existing | RYB | 230/400 V |  |  | LV LINE |  | 185_4C_AL_XLPE |  |  |  | 44.633 m |  | 4 | 0 | Pass | null
380637813 | TNB | DISTRIBUTION | SUNGAI BESAR | Existing | RYB | 230/400 V |  |  | LV LINE |  | 185_4C_AL_XLPE |  |  |  | 45.144 m |  | 4 | 0 | Pass | null
380637818 | TNB | DISTRIBUTION | SUNGAI BESAR | Existing | RYB | 230/400 V |  |  | LV LINE |  | 185_4C_AL_XLPE |  |  |  | 45.762 m |  | 4 | 0 | Pass | null
380637823 | TNB | DISTRIBUTION | SUNGAI BESAR | Existing | RYB | 230/400 V |  |  | LV LINE |  | 120_4C_AL_XLPE |  |  |  | 79.052 m |  | 4 | 0 | Pass | null
380637828 | TNB | DISTRIBUTION | SUNGAI BESAR | Existing | RYB | 230/400 V |  |  | LV LINE |  | 120_4C_AL_XLPE |  |  |  | 20.751 m |  | 4 | 0 | Pass | null
380637833 | TNB | DISTRIBUTION | SUNGAI BESAR | Existing | RYB | 230/400 V |  |  | LV LINE |  | 185_4C_AL_PILC |  |  |  | 57.586 m |  | 4 | 0 | Pass | null
380637838 | TNB | DISTRIBUTION | SUNGAI BESAR | Existing | RYB | 230/400 V |  |  | LV LINE |  | 185_4C_AL_XLPE |  |  |  | 95.433 m |  | 4 | 0 | Pass | null
380637858 | TNB | DISTRIBUTION | SUNGAI BESAR | Existing | RYB | 230/400 V |  |  | LV LINE |  | 185_4C_AL_XLPE |  |  |  | 86.467 m |  | 4 | 0 | Pass | null
380637863 | TNB | DISTRIBUTION | SUNGAI BESAR | Existing | RYB | 230/400 V |  |  | LV LINE |  | 120_4C_AL_PILC |  |  |  | 87.595 m |  | 4 | 0 | Pass | null
380637868 | TNB | DISTRIBUTION | SUNGAI BESAR | Existing | RYB | 230/400 V |  |  | LV LINE |  | 185_4C_AL_PILC |  |  |  | 118.613 m |  | 4 | 0 | Pass | null
380637873 | TNB | DISTRIBUTION | SUNGAI BESAR | Existing | RYB | 230/400 V |  |  | LV LINE |  | 25_4C_AL_XLPE |  |  |  | 19.279 m |  | 4 | 0 | Pass | null
380637878 | TNB | DISTRIBUTION | SUNGAI BESAR | Existing | RYB | 230/400 V |  |  | LV LINE |  | 185_4C_AL_XLPE |  |  |  | 16.273 m |  | 4 | 0 | Pass | null
380637883 | TNB | DISTRIBUTION | SUNGAI BESAR | Existing | RYB | 230/400 V |  |  | LV LINE |  | 185_4C_AL_XLPE |  |  |  | 15.088 m |  | 4 | 0 | Pass | null
380637888 | TNB | DISTRIBUTION | SUNGAI BESAR | Existing | RYB | 230/400 V |  |  | LV LINE |  | 185_4C_AL_XLPE |  |  |  | 17.661 m |  | 4 | 0 | Pass | null
380637893 | TNB | DISTRIBUTION | SUNGAI BESAR | Existing | RYB | 230/400 V |  |  | LV LINE |  | 185_4C_AL_XLPE |  |  |  | 18.027 m |  | 4 | 0 | Pass | null
380637903 | TNB | DISTRIBUTION | SUNGAI BESAR | Existing | RYB | 230/400 V |  |  | LV LINE |  | 120_4C_AL_PILC |  |  |  | 46.230 m |  | 4 | 0 | Pass | null
380637908 | TNB | DISTRIBUTION | SUNGAI BESAR | Existing | RYB | 230/400 V |  |  | LV LINE |  | 185_4C_AL_XLPE |  |  |  | 70.629 m |  | 4 | 0 | Pass | null
380637913 | TNB | DISTRIBUTION | SUNGAI BESAR | Existing | RYB | 230/400 V |  |  | LV LINE |  | 185_4C_AL_XLPE |  |  |  | 71.860 m |  | 4 | 0 | Pass | null
380637918 | TNB | DISTRIBUTION | SUNGAI BESAR | Existing | RYB | 230/400 V |  |  | LV LINE |  | 120_4C_AL_PILC |  |  |  | 18.677 m |  | 4 | 0 | Pass | null
380637923 | TNB | DISTRIBUTION | SUNGAI BESAR | Existing | RYB | 230/400 V |  |  | LV LINE |  | 120_4C_AL_XLPE |  |  |  | 33.080 m |  | 4 | 0 | Pass | null
380637928 | TNB | DISTRIBUTION | SUNGAI BESAR | Existing | RYB | 230/400 V |  |  | LV LINE |  | 120_4C_AL_PILC |  |  |  | 73.582 m |  | 4 | 0 | Pass | null
380637933 | TNB | DISTRIBUTION | SUNGAI BESAR | Existing | RYB | 230/400 V |  |  | LV LINE |  | 120_4C_AL_PILC |  |  |  | 71.795 m |  | 4 | 0 | Pass | null
380637938 | TNB | DISTRIBUTION | SUNGAI BESAR | Existing | RYB | 230/400 V |  |  | LV LINE |  | 120_4C_AL_PILC |  |  |  | 66.933 m |  | 4 | 0 | Pass | null
380637943 | TNB | DISTRIBUTION | SUNGAI BESAR | Existing | RYB | 230/400 V |  |  | LV LINE |  | 120_4C_AL_PILC |  |  |  | 65.704 m |  | 4 | 0 | Pass | null
380637948 | TNB | DISTRIBUTION | SUNGAI BESAR | Existing | RYB | 230/400 V |  |  | LV LINE |  | 185_4C_AL_XLPE |  |  |  | 164.226 m |  | 4 | 0 | Pass | null
380637953 | TNB | DISTRIBUTION | SUNGAI BESAR | Existing | RYB | 230/400 V |  |  | LV LINE |  | 185_4C_AL_XLPE |  |  |  | 163.690 m |  | 4 | 0 | Pass | null
380637958 | TNB | DISTRIBUTION | SUNGAI BESAR | Existing | RYB | 230/400 V |  |  | LV LINE |  | 185_4C_AL_XLPE |  |  |  | 25.387 m |  | 4 | 0 | Pass | null
380637963 | TNB | DISTRIBUTION | SUNGAI BESAR | Existing | RYB | 230/400 V |  |  | LV LINE |  | 185_4C_AL_PILC |  |  |  | 23.848 m |  | 4 | 0 | Pass | null
380637968 | TNB | DISTRIBUTION | SUNGAI BESAR | Existing | RYB | 230/400 V |  |  | LV LINE |  | 185_4C_AL_XLPE |  |  |  | 309.323 m |  | 4 | 0 | Pass | null
380637973 | TNB | DISTRIBUTION | SUNGAI BESAR | Existing | R | 230/400 V |  |  | SERVICE LINE |  | ARMOURED_16MM |  |  |  | 17.515 m |  | 2 | 0 | Pass | null
380637976 | TNB | DISTRIBUTION | SUNGAI BESAR | Existing | R | 230/400 V |  |  | SERVICE LINE |  | ARMOURED_16MM |  |  |  | 1.258 m |  | 2 | 0 | Pass | null
380637979 | TNB | DISTRIBUTION | SUNGAI BESAR | Existing | RYB | 230/400 V |  |  | SERVICE LINE |  | 25_4C_AL_XLPE |  |  |  | 4.229 m |  | 4 | 0 | Pass | null
380637984 | TNB | DISTRIBUTION | SUNGAI BESAR | Existing | RYB | 230/400 V |  |  | SERVICE LINE |  | 25_4C_AL_XLPE |  |  |  | 1.579 m |  | 4 | 0 | Pass | null
380637989 | TNB | DISTRIBUTION | SUNGAI BESAR | Existing | RYB | 230/400 V |  |  | LV LINE |  | 185_4C_AL_PILC |  |  |  | 23.369 m |  | 4 | 0 | Pass | null
380637994 | TNB | DISTRIBUTION | SUNGAI BESAR | Existing | RYB | 230/400 V |  |  | SERVICE LINE |  | 70_4C_AL_XLPE |  |  |  | 24.924 m |  | 4 | 0 | Pass | null
380637999 | TNB | DISTRIBUTION | SUNGAI BESAR | Existing | RYB | 230/400 V |  |  | SERVICE LINE |  | 70_4C_AL_XLPE |  |  |  | 2.627 m |  | 4 | 0 | Pass | null
380638004 | TNB | DISTRIBUTION | SUNGAI BESAR | Existing | RYB | 230/400 V |  |  | LV LINE |  | 185_4C_AL_XLPE |  |  |  | 29.391 m |  | 4 | 0 | Pass | null
380638009 | TNB | DISTRIBUTION | SUNGAI BESAR | Existing | RYB | 230/400 V |  |  | LV LINE |  | 185_4C_AL_XLPE |  |  |  | 29.015 m |  | 4 | 0 | Pass | null
380638019 | TNB | DISTRIBUTION | SUNGAI BESAR | Existing | RYB | 230/400 V |  |  | SERVICE LINE |  | 70_4C_AL_PILC |  |  |  | 33.148 m |  | 4 | 0 | Pass | null
380638024 | TNB | DISTRIBUTION | SUNGAI BESAR | Existing | RYB | 230/400 V |  |  | SERVICE LINE |  | 70_4C_AL_PILC |  |  |  | 1.965 m |  | 4 | 0 | Pass | null
380638029 | TNB | DISTRIBUTION | SUNGAI BESAR | Existing | RYB | 230/400 V |  |  | PRIVATE LIGHT |  | 25_4C_AL_XLPE |  |  |  | 2.824 m |  | 4 | 0 | Fail | Please check "Usage"
380638034 | TNB | DISTRIBUTION | SUNGAI BESAR | Existing | RYB | 230/400 V |  |  | PRIVATE LIGHT |  | 25_4C_AL_XLPE |  |  |  | 1.102 m |  | 4 | 0 | Fail | Please check "Usage"
380638039 | TNB | DISTRIBUTION | SUNGAI BESAR | Existing | RYB | 230/400 V |  |  | LV LINE |  | 185_4C_AL_XLPE |  |  |  | 120.107 m |  | 4 | 0 | Pass | null
380638044 | TNB | DISTRIBUTION | SUNGAI BESAR | Existing | RYB | 230/400 V |  |  | LV LINE |  | 185_4C_AL_XLPE |  |  |  | 121.885 m |  | 4 | 0 | Pass | null
380638049 | TNB | DISTRIBUTION | SUNGAI BESAR | Existing | RYB | 230/400 V |  |  | LV LINE |  | 185_4C_AL_XLPE |  |  |  | 38.269 m |  | 4 | 0 | Pass | null
380638054 | TNB | DISTRIBUTION | SUNGAI BESAR | Existing | RYB | 230/400 V |  |  | LV LINE |  | 185_4C_AL_XLPE |  |  |  | 23.027 m |  | 4 | 0 | Pass | null
380638059 | TNB | DISTRIBUTION | SUNGAI BESAR | Existing | RYB | 230/400 V |  |  | LV LINE |  | 185_4C_AL_XLPE |  |  |  | 82.345 m |  | 4 | 0 | Pass | null
380638069 | TNB | DISTRIBUTION | SUNGAI BESAR | Existing | RYB | 230/400 V |  |  | LV LINE |  | 185_4C_AL_XLPE |  |  |  | 35.783 m |  | 4 | 0 | Pass | null
380638074 | TNB | DISTRIBUTION | SUNGAI BESAR | Existing | RYB | 230/400 V |  |  | LV LINE |  | 185_4C_AL_XLPE |  |  |  | 37.495 m |  | 4 | 0 | Pass | null
380638079 | TNB | DISTRIBUTION | SUNGAI BESAR | Existing | RYB | 230/400 V |  |  | LV LINE |  | 185_4C_AL_XLPE |  |  |  | 90.562 m |  | 4 | 0 | Pass | null
380638084 | TNB | DISTRIBUTION | SUNGAI BESAR | Existing | RYB | 230/400 V |  |  | LV LINE |  | 185_4C_AL_XLPE |  |  |  | 275.912 m |  | 4 | 0 | Pass | null
380638089 | TNB | DISTRIBUTION | SUNGAI BESAR | Existing | RYB | 230/400 V |  |  | LV LINE |  | 185_4C_AL_XLPE |  |  |  | 34.268 m |  | 4 | 0 | Pass | null
380638094 | TNB | DISTRIBUTION | SUNGAI BESAR | Existing | RYB | 230/400 V |  |  | LV LINE |  | 185_4C_AL_XLPE |  |  |  | 228.447 m |  | 4 | 0 | Pass | null
380638099 | TNB | DISTRIBUTION | SUNGAI BESAR | Existing | RYB | 230/400 V |  |  | LV LINE |  | 185_4C_AL_XLPE |  |  |  | 30.874 m |  | 4 | 0 | Pass | null
380638109 | TNB | DISTRIBUTION | SUNGAI BESAR | Existing | RYB | 230/400 V |  |  | LV LINE |  | 185_4C_AL_XLPE |  |  |  | 207.000 m |  | 4 | 0 | Pass | null
380638119 | TNB | DISTRIBUTION | SUNGAI BESAR | Existing | RYB | 230/400 V |  |  | LV LINE |  | 185_4C_AL_XLPE |  |  |  | 210.818 m |  | 4 | 0 | Pass | null
380638134 | TNB | DISTRIBUTION | SUNGAI BESAR | Existing | RYB | 230/400 V |  |  | LV LINE |  | 185_4C_AL_XLPE |  |  |  | 0.885 m |  | 4 | 0 | Pass | null
380638144 | TNB | DISTRIBUTION | SUNGAI BESAR | Existing | RYB | 230/400 V |  |  | LV LINE |  | 185_4C_AL_XLPE |  |  |  | 76.661 m |  | 4 | 0 | Pass | null
380638149 | TNB | DISTRIBUTION | SUNGAI BESAR | Existing | RYB | 230/400 V |  |  | LV LINE |  | 185_4C_AL_XLPE |  |  |  | 76.108 m | SL & BB | 4 | 0 | Pass | null
380638154 | TNB | DISTRIBUTION | SUNGAI BESAR | Existing | RYB | 230/400 V |  |  | LV LINE |  | 185_4C_AL_XLPE |  |  |  | 26.543 m | SL & BB | 4 | 0 | Pass | null
380638159 | TNB | DISTRIBUTION | SUNGAI BESAR | Existing | RYB | 230/400 V |  |  | LV LINE |  | 185_4C_AL_XLPE |  |  |  | 27.269 m | SL & BB | 4 | 0 | Pass | null
380638164 | TNB | DISTRIBUTION | SUNGAI BESAR | Existing | RYB | 230/400 V |  |  | SERVICE LINE |  | 25_4C_AL_XLPE |  |  |  | 1.358 m |  | 4 | 0 | Pass | null
380638169 | TNB | DISTRIBUTION | SUNGAI BESAR | Existing | RYB | 230/400 V |  |  | SERVICE LINE |  | 25_4C_AL_XLPE |  |  |  | 21.707 m |  | 4 | 0 | Pass | null
380638184 | TNB | DISTRIBUTION | SUNGAI BESAR | Existing | RYB | 230/400 V |  |  | SERVICE LINE |  | 25_4C_AL_XLPE |  |  |  | 1.500 m |  | 4 | 0 | Pass | null
380638189 | TNB | DISTRIBUTION | SUNGAI BESAR | Existing | RYB | 230/400 V |  |  | SERVICE LINE |  | 25_4C_AL_XLPE |  |  |  | 4.322 m |  | 4 | 0 | Pass | null
380638194 | TNB | DISTRIBUTION | SUNGAI BESAR | Existing | RYB | 230/400 V |  |  | SERVICE LINE |  | 70_4C_AL_XLPE |  |  |  | 1.500 m |  | 4 | 0 | Pass | null
380638199 | TNB | DISTRIBUTION | SUNGAI BESAR | Existing | RYB | 230/400 V |  |  | SERVICE LINE |  | 70_4C_AL_XLPE |  |  |  | 14.505 m |  | 4 | 0 | Pass | null
380638204 | TNB | DISTRIBUTION | SUNGAI BESAR | Existing | RYB | 230/400 V |  |  | LV LINE |  | 185_4C_AL_XLPE |  |  |  | 85.926 m |  | 4 | 0 | Pass | null
380638209 | TNB | DISTRIBUTION | SUNGAI BESAR | Existing | RYB | 230/400 V |  |  | LV LINE |  | 185_4C_AL_XLPE |  |  |  | 84.121 m |  | 4 | 0 | Pass | null
380638219 | TNB | DISTRIBUTION | SUNGAI BESAR | Existing | RYB | 230/400 V |  |  | LV LINE |  | 185_4C_AL_PILC |  |  |  | 31.629 m |  | 4 | 0 | Pass | null
380638224 | TNB | DISTRIBUTION | SUNGAI BESAR | Existing | RYB | 230/400 V |  |  | LV LINE |  | 185_4C_AL_XLPE |  |  |  | 32.191 m |  | 4 | 0 | Pass | null
380638229 | TNB | DISTRIBUTION | SUNGAI BESAR | Existing | RYB | 230/400 V |  |  | LV LINE |  | 185_4C_AL_PILC |  |  |  | 30.523 m |  | 4 | 0 | Pass | null
380638234 | TNB | DISTRIBUTION | SUNGAI BESAR | Existing | RYB | 230/400 V |  |  | LV LINE |  | 185_4C_AL_PILC |  |  |  | 19.171 m |  | 4 | 0 | Pass | null
380638239 | TNB | DISTRIBUTION | SUNGAI BESAR | Existing | RYB | 230/400 V |  |  | LV LINE |  | 185_4C_AL_XLPE |  |  |  | 154.565 m |  | 4 | 0 | Pass | null
380638244 | TNB | DISTRIBUTION | SUNGAI BESAR | Existing | RYB | 230/400 V |  |  | LV LINE |  | 185_4C_AL_XLPE |  |  |  | 129.022 m |  | 4 | 0 | Pass | null
380638254 | TNB | DISTRIBUTION | SUNGAI BESAR | Existing | RYB | 230/400 V |  |  | LV LINE |  | 185_4C_AL_XLPE |  |  |  | 326.028 m |  | 4 | 0 | Pass | null
380638259 | TNB | DISTRIBUTION | SUNGAI BESAR | Existing | RYB | 230/400 V |  |  | LV LINE |  | 185_4C_AL_XLPE |  |  |  | 73.974 m |  | 4 | 0 | Pass | null
380638264 | TNB | DISTRIBUTION | SUNGAI BESAR | Existing | RYB | 230/400 V |  |  | Unknown |  | 185_4C_AL_XLPE |  |  |  | 41.273 m | ;; | 4 | 0 | Fail | Please check "Usage"
380638269 | TNB | DISTRIBUTION | SUNGAI BESAR | Existing | RYB | 230/400 V |  |  | LV LINE |  | 185_4C_AL_XLPE |  |  |  | 270.183 m |  | 4 | 0 | Pass | null
380638279 | TNB | DISTRIBUTION | SUNGAI BESAR | Existing | RYB | 230/400 V |  |  | LV LINE |  | 185_4C_AL_XLPE |  |  |  | 352.317 m |  | 4 | 0 | Pass | null
380638284 | TNB | DISTRIBUTION | SUNGAI BESAR | Existing | RYB | 230/400 V |  |  | SERVICE LINE |  | 25_4C_AL_XLPE |  |  |  | 12.326 m |  | 4 | 0 | Pass | null
380638289 | TNB | DISTRIBUTION | SUNGAI BESAR | Existing | RYB | 230/400 V |  |  | LV LINE |  | 185_4C_AL_XLPE |  |  |  | 11.981 m |  | 4 | 0 | Pass | null
380638294 | TNB | DISTRIBUTION | SUNGAI BESAR | Existing | RYB | 230/400 V |  |  | LV LINE |  | 185_4C_AL_XLPE |  |  |  | 78.887 m |  | 4 | 0 | Pass | null
380638299 | TNB | DISTRIBUTION | SUNGAI BESAR | Existing | RYB | 230/400 V |  |  | LV LINE |  | 185_4C_AL_XLPE |  |  |  | 78.303 m |  | 4 | 0 | Pass | null
380638304 | TNB | DISTRIBUTION | SUNGAI BESAR | Existing | RYB | 230/400 V |  |  | LV LINE |  | 185_4C_AL_XLPE |  |  |  | 178.448 m |  | 4 | 0 | Pass | null
380638309 | TNB | DISTRIBUTION | SUNGAI BESAR | Existing | RYB | 230/400 V |  |  | LV LINE |  | 185_4C_AL_XLPE |  |  |  | 56.697 m |  | 4 | 0 | Pass | null
380638314 | TNB | DISTRIBUTION | SUNGAI BESAR | Existing | RYB | 230/400 V |  |  | LV LINE |  | 185_4C_AL_XLPE |  |  |  | 36.412 m |  | 4 | 0 | Pass | null
380638319 | TNB | DISTRIBUTION | SUNGAI BESAR | Existing | RYB | 230/400 V |  |  | LV LINE |  | 185_4C_AL_XLPE |  |  |  | 39.768 m |  | 4 | 0 | Pass | null
380638324 | TNB | DISTRIBUTION | SUNGAI BESAR | Existing | RYB | 230/400 V |  |  | LV LINE |  | 185_4C_AL_XLPE |  |  |  | 42.109 m |  | 4 | 0 | Pass | null
380638329 | TNB | DISTRIBUTION | SUNGAI BESAR | Existing | RYB | 230/400 V |  |  | SERVICE LINE |  | 25_4C_AL_XLPE |  |  |  | 12.608 m |  | 4 | 0 | Pass | null
380638334 | TNB | DISTRIBUTION | SUNGAI BESAR | Existing | RYB | 230/400 V |  |  | SERVICE LINE |  | 25_4C_AL_XLPE |  |  |  | 18.921 m |  | 4 | 0 | Pass | null
380638339 | TNB | DISTRIBUTION | SUNGAI BESAR | Existing | RYB | 230/400 V |  |  | SERVICE LINE |  | 25_4C_AL_XLPE |  |  |  | 15.703 m |  | 4 | 0 | Pass | null
380638344 | TNB | DISTRIBUTION | SUNGAI BESAR | Existing | RYB | 230/400 V |  |  | SERVICE LINE |  | 25_4C_AL_XLPE |  |  |  | 21.800 m |  | 4 | 0 | Pass | null
380638349 | TNB | DISTRIBUTION | SUNGAI BESAR | Existing | RYB | 230/400 V |  |  | LV LINE |  | 185_4C_AL_XLPE |  |  |  | 14.076 m |  | 4 | 0 | Pass | null
380638354 | TNB | DISTRIBUTION | SUNGAI BESAR | Existing | RYB | 230/400 V |  |  | LV LINE |  | 185_4C_AL_XLPE |  |  |  | 14.218 m |  | 4 | 0 | Pass | null
380638359 | TNB | DISTRIBUTION | SUNGAI BESAR | Existing | RYB | 230/400 V |  |  | SERVICE LINE |  | 25_4C_AL_XLPE |  |  |  | 7.896 m |  | 4 | 0 | Pass | null
380638364 | TNB | DISTRIBUTION | SUNGAI BESAR | Existing | RYB | 230/400 V |  |  | SERVICE LINE |  | 70_4C_AL_XLPE |  |  |  | 0.835 m |  | 4 | 0 | Pass | null
380638369 | TNB | DISTRIBUTION | SUNGAI BESAR | Existing | RYB | 230/400 V |  |  | LV LINE |  | 185_4C_AL_XLPE |  |  |  | 27.298 m |  | 4 | 0 | Pass | null
380638374 | TNB | DISTRIBUTION | SUNGAI BESAR | Existing | RYB | 230/400 V |  |  | LV LINE |  | 185_4C_AL_XLPE |  |  |  | 61.845 m |  | 4 | 0 | Pass | null
380638379 | TNB | DISTRIBUTION | SUNGAI BESAR | Existing | RYB | 230/400 V |  |  | LV LINE |  | 185_4C_AL_XLPE |  |  |  | 61.311 m |  | 4 | 0 | Pass | null
380638384 | TNB | DISTRIBUTION | SUNGAI BESAR | Existing | RYB | 230/400 V |  |  | LV LINE |  | 185_4C_AL_XLPE |  |  |  | 184.994 m |  | 4 | 0 | Pass | null
380638389 | TNB | DISTRIBUTION | SUNGAI BESAR | Existing | RYB | 230/400 V |  |  | LV LINE |  | 185_4C_AL_XLPE |  |  |  | 185.177 m |  | 4 | 0 | Pass | null
380638394 | TNB | DISTRIBUTION | SUNGAI BESAR | Existing | R | 230/400 V |  |  | SERVICE LINE |  | ARMOURED_16MM |  |  |  | 3.271 m |  | 2 | 0 | Pass | null
380638397 | TNB | DISTRIBUTION | SUNGAI BESAR | Existing | RYB | 230/400 V |  |  | LV LINE |  | 185_4C_AL_XLPE |  |  |  | 110.087 m |  | 4 | 0 | Pass | null
380638402 | TNB | DISTRIBUTION | SUNGAI BESAR | Existing | RYB | 230/400 V |  |  | LV LINE |  | 185_4C_AL_XLPE |  |  |  | 44.154 m |  | 4 | 0 | Pass | null
380638417 | TNB | DISTRIBUTION | SUNGAI BESAR | Existing | RYB | 230/400 V |  |  | SERVICE LINE |  | 25_4C_AL_XLPE |  |  |  | 9.568 m |  | 4 | 0 | Pass | null
380638422 | TNB | DISTRIBUTION | SUNGAI BESAR | Existing | RYB | 230/400 V |  |  | SERVICE LINE |  | 25_4C_AL_XLPE |  |  |  | 1.954 m |  | 4 | 0 | Pass | null
380638427 | TNB | DISTRIBUTION | SUNGAI BESAR | Existing | RYB | 230/400 V |  |  | SERVICE LINE |  | 25_4C_AL_XLPE |  |  |  | 3.257 m |  | 4 | 0 | Pass | null
380638432 | TNB | DISTRIBUTION | SUNGAI BESAR | Existing | RYB | 230/400 V |  |  | LV LINE |  | 185_4C_AL_XLPE |  |  |  | 85.576 m |  | 4 | 0 | Pass | null
380638442 | TNB | DISTRIBUTION | SUNGAI BESAR | Existing | RYB | 230/400 V |  |  | LV LINE |  | 185_4C_AL_XLPE |  |  |  | 87.278 m |  | 4 | 0 | Pass | null
380638447 | TNB | DISTRIBUTION | SUNGAI BESAR | Existing | RYB | 230/400 V |  |  | LV LINE |  | 185_4C_AL_XLPE |  |  |  | 86.986 m |  | 4 | 0 | Pass | null
380638467 | TNB | DISTRIBUTION | SUNGAI BESAR | Existing | RYB | 230/400 V |  |  | LV LINE |  | 185_4C_AL_XLPE |  |  |  | 177.246 m |  | 4 | 0 | Pass | null
380638472 | TNB | DISTRIBUTION | SUNGAI BESAR | Existing | RYB | 230/400 V |  |  | LV LINE |  | 185_4C_AL_XLPE |  |  |  | 174.803 m |  | 4 | 0 | Pass | null
380638487 | TNB | DISTRIBUTION | SUNGAI BESAR | Existing | RYB | 230/400 V |  |  | SERVICE LINE |  | 25_4C_AL_XLPE |  |  |  | 0.740 m |  | 4 | 0 | Pass | null
380638492 | TNB | DISTRIBUTION | SUNGAI BESAR | Existing | RYB | 230/400 V |  |  | SERVICE LINE |  | 25_4C_AL_XLPE |  |  |  | 3.846 m |  | 4 | 0 | Pass | null
380638497 | TNB | DISTRIBUTION | SUNGAI BESAR | Existing | RYB | 230/400 V |  |  | LV LINE |  | 185_4C_AL_XLPE |  |  |  | 72.747 m |  | 4 | 0 | Pass | null
380638502 | TNB | DISTRIBUTION | SUNGAI BESAR | Existing | RYB | 230/400 V |  |  | LV LINE |  | 185_4C_AL_XLPE |  |  |  | 31.144 m |  | 4 | 0 | Pass | null
380638507 | TNB | DISTRIBUTION | SUNGAI BESAR | Existing | RYB | 230/400 V |  |  | LV LINE |  | 185_4C_AL_XLPE |  |  |  | 14.179 m |  | 4 | 0 | Pass | null
380638512 | TNB | DISTRIBUTION | SUNGAI BESAR | Existing | RYB | 230/400 V |  |  | LV LINE |  | 185_4C_AL_XLPE |  |  |  | 33.936 m |  | 4 | 0 | Pass | null
380638526 | TNB | DISTRIBUTION | SUNGAI BESAR | Existing | RYB | 230/400 V |  |  | SERVICE LINE |  | 70_4C_AL_XLPE |  |  |  | 15.972 m |  | 4 | 0 | Pass | null
380638531 | TNB | DISTRIBUTION | SUNGAI BESAR | Existing | RYB | 230/400 V |  |  | SERVICE LINE |  | 70_4C_AL_XLPE |  |  |  | 3.351 m |  | 4 | 0 | Pass | null
380638546 | TNB | DISTRIBUTION | SUNGAI BESAR | Existing | RYB | 230/400 V |  |  | LV LINE |  | 185_4C_AL_XLPE |  |  |  | 71.139 m |  | 4 | 0 | Pass | null
380638551 | TNB | DISTRIBUTION | SUNGAI BESAR | Existing | RYB | 230/400 V |  |  | LV LINE |  | 185_4C_AL_XLPE |  |  |  | 72.302 m |  | 4 | 0 | Pass | null
380638556 | TNB | DISTRIBUTION | SUNGAI BESAR | Existing | RYB | 230/400 V |  |  | SERVICE LINE |  | 25_4C_AL_XLPE |  |  |  | 19.497 m |  | 4 | 0 | Pass | null
380638561 | TNB | DISTRIBUTION | SUNGAI BESAR | Existing | RYB | 230/400 V |  |  | SERVICE LINE |  | 25_4C_AL_XLPE |  |  |  | 1.364 m |  | 4 | 0 | Pass | null
380638566 | TNB | DISTRIBUTION | SUNGAI BESAR | Existing | RYB | 230/400 V |  |  | LV LINE |  | 185_4C_AL_XLPE |  |  |  | 35.925 m |  | 4 | 0 | Pass | null
380638571 | TNB | DISTRIBUTION | SUNGAI BESAR | Existing | RYB | 230/400 V |  |  | LV LINE |  | 185_4C_AL_XLPE |  |  |  | 62.088 m |  | 4 | 0 | Pass | null
380638576 | TNB | DISTRIBUTION | SUNGAI BESAR | Existing | RYB | 230/400 V |  |  | SERVICE LINE |  | 70_4C_AL_XLPE |  |  |  | 10.585 m |  | 4 | 0 | Pass | null
380638581 | TNB | DISTRIBUTION | SUNGAI BESAR | Existing | RYB | 230/400 V |  |  | SERVICE LINE |  | 70_4C_AL_XLPE |  |  |  | 1.376 m |  | 4 | 0 | Pass | null
380638586 | TNB | DISTRIBUTION | SUNGAI BESAR | Existing | RYB | 230/400 V |  |  | LV LINE |  | 185_4C_AL_XLPE |  |  |  | 20.793 m |  | 4 | 0 | Pass | null
380638591 | TNB | DISTRIBUTION | SUNGAI BESAR | Existing | R | 230/400 V |  |  | SERVICE LINE |  | ARMOURED_16MM |  |  |  | 0.967 m |  | 2 | 0 | Pass | null
380638594 | TNB | DISTRIBUTION | SUNGAI BESAR | Existing | RYB | 230/400 V |  |  | SERVICE LINE |  | 70_4C_AL_PILC |  |  |  | 21.608 m |  | 4 | 0 | Pass | null
380638599 | TNB | DISTRIBUTION | SUNGAI BESAR | Existing | RYB | 230/400 V |  |  | SERVICE LINE |  | 70_4C_AL_PILC |  |  |  | 2.966 m |  | 4 | 0 | Pass | null
380638604 | TNB | DISTRIBUTION | SUNGAI BESAR | Existing | RYB | 230/400 V |  |  | SERVICE LINE |  | 70_4C_AL_XLPE |  |  |  | 22.463 m |  | 4 | 0 | Pass | null
380638609 | TNB | DISTRIBUTION | SUNGAI BESAR | Existing | RYB | 230/400 V |  |  | SERVICE LINE |  | 70_4C_AL_XLPE |  |  |  | 2.151 m |  | 4 | 0 | Pass | null
380638614 | TNB | DISTRIBUTION | SUNGAI BESAR | Existing | RYB | 230/400 V |  |  | SERVICE LINE |  | 185_4C_AL_XLPE |  |  |  | 171.696 m |  | 4 | 0 | Pass | null
380638619 | TNB | DISTRIBUTION | SUNGAI BESAR | Existing | RYB | 230/400 V |  |  | SERVICE LINE |  | 185_4C_AL_XLPE |  |  |  | 169.383 m |  | 4 | 0 | Pass | null
380638624 | TNB | DISTRIBUTION | SUNGAI BESAR | Existing | RYB | 230/400 V |  |  | SERVICE LINE |  | 70_4C_AL_XLPE |  |  |  | 2.531 m |  | 4 | 0 | Pass | null
380638629 | TNB | DISTRIBUTION | SUNGAI BESAR | Existing | RYB | 230/400 V |  |  | SERVICE LINE |  | 70_4C_AL_XLPE |  |  |  | 20.983 m |  | 4 | 0 | Pass | null
380638634 | TNB | DISTRIBUTION | SUNGAI BESAR | Existing | RYB | 230/400 V |  |  | SERVICE LINE |  | 70_4C_AL_XLPE |  |  |  | 1.809 m |  | 4 | 0 | Pass | null
380638639 | TNB | DISTRIBUTION | SUNGAI BESAR | Existing | RYB | 230/400 V |  |  | SERVICE LINE |  | 70_4C_AL_XLPE |  |  |  | 2.184 m |  | 4 | 0 | Pass | null
380638644 | TNB | DISTRIBUTION | SUNGAI BESAR | Existing | RYB | 230/400 V |  |  | LV LINE |  | 185_4C_AL_XLPE |  |  |  | 25.638 m |  | 4 | 0 | Pass | null
380638659 | TNB | DISTRIBUTION | SUNGAI BESAR | Existing | RYB | 230/400 V |  |  | LV LINE |  | 185_4C_AL_XLPE |  |  |  | 21.095 m |  | 4 | 0 | Pass | null
380638664 | TNB | DISTRIBUTION | SUNGAI BESAR | Existing | RYB | 230/400 V |  |  | LV LINE |  | 185_4C_AL_XLPE |  |  |  | 21.977 m |  | 4 | 0 | Pass | null
380638669 | TNB | DISTRIBUTION | SUNGAI BESAR | Existing | RYB | 230/400 V |  |  | LV LINE |  | 185_4C_AL_XLPE |  |  |  | 23.668 m |  | 4 | 0 | Pass | null
380638674 | TNB | DISTRIBUTION | SUNGAI BESAR | Existing | RYB | 230/400 V |  |  | LV LINE |  | 185_4C_AL_XLPE |  |  |  | 24.495 m |  | 4 | 0 | Pass | null
380638679 | TNB | DISTRIBUTION | SUNGAI BESAR | Existing | RYB | 230/400 V |  |  | LV LINE |  | 185_4C_AL_XLPE |  |  |  | 124.785 m |  | 4 | 0 | Pass | null
380638684 | TNB | DISTRIBUTION | SUNGAI BESAR | Existing | RYB | 230/400 V |  |  | LV LINE |  | 185_4C_AL_XLPE |  |  |  | 40.305 m |  | 4 | 0 | Pass | null
380638689 | TNB | DISTRIBUTION | SUNGAI BESAR | Existing | RYB | 230/400 V |  |  | SERVICE LINE |  | 25_4C_AL_XLPE |  |  |  | 3.606 m |  | 4 | 0 | Pass | null
380638694 | TNB | DISTRIBUTION | SUNGAI BESAR | Existing | RYB | 230/400 V |  |  | SERVICE LINE |  | 25_4C_AL_XLPE |  |  |  | 8.460 m |  | 4 | 0 | Pass | null
380638699 | TNB | DISTRIBUTION | SUNGAI BESAR | Existing | RYB | 230/400 V |  |  | LV LINE |  | 185_4C_AL_XLPE |  |  |  | 127.282 m |  | 4 | 0 | Pass | null
380638704 | TNB | DISTRIBUTION | SUNGAI BESAR | Existing | RYB | 230/400 V |  |  | LV LINE |  | 185_4C_AL_XLPE |  |  |  | 127.924 m |  | 4 | 0 | Pass | null
380638709 | TNB | DISTRIBUTION | SUNGAI BESAR | Existing | RYB | 230/400 V |  |  | LV LINE |  | 185_4C_AL_XLPE |  |  |  | 63.369 m |  | 4 | 0 | Pass | null
380638714 | TNB | DISTRIBUTION | SUNGAI BESAR | Existing | RYB | 230/400 V |  |  | LV LINE |  | 185_4C_AL_XLPE |  |  |  | 79.099 m |  | 4 | 0 | Pass | null
380638719 | TNB | DISTRIBUTION | SUNGAI BESAR | Existing | RYB | 230/400 V |  |  | LV LINE |  | 185_4C_AL_XLPE |  |  |  | 92.543 m |  | 4 | 0 | Pass | null
380638724 | TNB | DISTRIBUTION | SUNGAI BESAR | Existing | RYB | 230/400 V |  |  | LV LINE |  | 185_4C_AL_XLPE |  |  |  | 96.799 m |  | 4 | 0 | Pass | null
380638729 | TNB | DISTRIBUTION | SUNGAI BESAR | Existing | RYB | 230/400 V |  |  | LV LINE |  | 185_4C_AL_XLPE |  |  |  | 97.787 m |  | 4 | 0 | Pass | null
380638734 | TNB | DISTRIBUTION | SUNGAI BESAR | Existing | RYB | 230/400 V |  |  | LV LINE |  | 185_4C_AL_XLPE |  |  |  | 97.248 m |  | 4 | 0 | Pass | null
380638739 | TNB | DISTRIBUTION | SUNGAI BESAR | Existing | RYB | 230/400 V |  |  | SERVICE LINE |  | 25_4C_AL_XLPE |  |  |  | 2.639 m |  | 4 | 0 | Pass | null
380638744 | TNB | DISTRIBUTION | SUNGAI BESAR | Existing | RYB | 230/400 V |  |  | SERVICE LINE |  | 25_4C_AL_XLPE |  |  |  | 2.500 m |  | 4 | 0 | Pass | null
380638749 | TNB | DISTRIBUTION | SUNGAI BESAR | Existing | RYB | 230/400 V |  |  | SERVICE LINE |  | 25_4C_AL_XLPE |  |  |  | 2.500 m |  | 4 | 0 | Pass | null
380638754 | TNB | DISTRIBUTION | SUNGAI BESAR | Existing | RYB | 230/400 V |  |  | SERVICE LINE |  | 25_4C_AL_XLPE |  |  |  | 2.500 m |  | 4 | 0 | Pass | null
380638759 | TNB | DISTRIBUTION | SUNGAI BESAR | Existing | RYB | 230/400 V |  |  | SERVICE LINE |  | 25_4C_AL_XLPE |  |  |  | 17.784 m |  | 4 | 0 | Pass | null
380638764 | TNB | DISTRIBUTION | SUNGAI BESAR | Existing | RYB | 230/400 V |  |  | SERVICE LINE |  | 25_4C_AL_XLPE |  |  |  | 2.501 m |  | 4 | 0 | Pass | null
380638769 | TNB | DISTRIBUTION | SUNGAI BESAR | Existing | RYB | 230/400 V |  |  | SERVICE LINE |  | 25_4C_AL_XLPE |  |  |  | 2.500 m |  | 4 | 0 | Pass | null
380638774 | TNB | DISTRIBUTION | SUNGAI BESAR | Existing | RYB | 230/400 V |  |  | SERVICE LINE |  | 25_4C_AL_XLPE |  |  |  | 2.501 m |  | 4 | 0 | Pass | null
380638779 | TNB | DISTRIBUTION | SUNGAI BESAR | Existing | RYB | 230/400 V |  |  | SERVICE LINE |  | 25_4C_AL_XLPE |  |  |  | 2.500 m |  | 4 | 0 | Pass | null
380638784 | TNB | DISTRIBUTION | SUNGAI BESAR | Existing | RYB | 230/400 V |  |  | SERVICE LINE |  | 25_4C_AL_XLPE |  |  |  | 2.501 m |  | 4 | 0 | Pass | null
380638789 | TNB | DISTRIBUTION | SUNGAI BESAR | Existing | RYB | 230/400 V |  |  | SERVICE LINE |  | 25_4C_AL_XLPE |  |  |  | 16.614 m |  | 4 | 0 | Pass | null
380638794 | TNB | DISTRIBUTION | SUNGAI BESAR | Existing | RYB | 230/400 V |  |  | SERVICE LINE |  | 25_4C_AL_XLPE |  |  |  | 2.501 m |  | 4 | 0 | Pass | null
380638799 | TNB | DISTRIBUTION | SUNGAI BESAR | Existing | RYB | 230/400 V |  |  | SERVICE LINE |  | 25_4C_AL_XLPE |  |  |  | 2.500 m |  | 4 | 0 | Pass | null
380638814 | TNB | DISTRIBUTION | SUNGAI BESAR | Existing | RYB | 230/400 V |  |  | SERVICE LINE |  | 25_4C_AL_XLPE |  |  |  | 2.501 m |  | 4 | 0 | Pass | null
380638819 | TNB | DISTRIBUTION | SUNGAI BESAR | Existing | RYB | 230/400 V |  |  | SERVICE LINE |  | 25_4C_AL_XLPE |  |  |  | 18.452 m |  | 4 | 0 | Pass | null
380638824 | TNB | DISTRIBUTION | SUNGAI BESAR | Existing | RYB | 230/400 V |  |  | SERVICE LINE |  | 25_4C_AL_XLPE |  |  |  | 2.501 m |  | 4 | 0 | Pass | null
380638829 | TNB | DISTRIBUTION | SUNGAI BESAR | Existing | RYB | 230/400 V |  |  | SERVICE LINE |  | 25_4C_AL_XLPE |  |  |  | 2.501 m |  | 4 | 0 | Pass | null
380638834 | TNB | DISTRIBUTION | SUNGAI BESAR | Existing | RYB | 230/400 V |  |  | SERVICE LINE |  | 25_4C_AL_XLPE |  |  |  | 2.501 m |  | 4 | 0 | Pass | null
380638839 | TNB | DISTRIBUTION | SUNGAI BESAR | Existing | RYB | 230/400 V |  |  | SERVICE LINE |  | 25_4C_AL_XLPE |  |  |  | 18.014 m |  | 4 | 0 | Pass | null
380638844 | TNB | DISTRIBUTION | SUNGAI BESAR | Existing | RYB | 230/400 V |  |  | SERVICE LINE |  | 25_4C_AL_XLPE |  |  |  | 9.577 m |  | 4 | 0 | Pass | null
380638859 | TNB | DISTRIBUTION | SUNGAI BESAR | Existing | RYB | 230/400 V |  |  | SERVICE LINE |  | 25_4C_AL_XLPE |  |  |  | 12.453 m |  | 4 | 0 | Pass | null
380638864 | TNB | DISTRIBUTION | SUNGAI BESAR | Existing | RYB | 230/400 V |  |  | SERVICE LINE |  | 25_4C_AL_XLPE |  |  |  | 9.408 m |  | 4 | 0 | Pass | null
380638874 | TNB | DISTRIBUTION | SUNGAI BESAR | Existing | RYB | 230/400 V |  |  | SERVICE LINE |  | 25_4C_AL_XLPE |  |  |  | 2.500 m |  | 4 | 0 | Pass | null
380638879 | TNB | DISTRIBUTION | SUNGAI BESAR | Existing | RYB | 230/400 V |  |  | SERVICE LINE |  | 25_4C_AL_XLPE |  |  |  | 2.501 m |  | 4 | 0 | Pass | null
380638884 | TNB | DISTRIBUTION | SUNGAI BESAR | Existing | RYB | 230/400 V |  |  | SERVICE LINE |  | 25_4C_AL_XLPE |  |  |  | 3.693 m |  | 4 | 0 | Pass | null
380638889 | TNB | DISTRIBUTION | SUNGAI BESAR | Existing | RYB | 230/400 V |  |  | SERVICE LINE |  | 25_4C_AL_XLPE |  |  |  | 2.500 m |  | 4 | 0 | Pass | null
380638894 | TNB | DISTRIBUTION | SUNGAI BESAR | Existing | RYB | 230/400 V |  |  | SERVICE LINE |  | 25_4C_AL_XLPE |  |  |  | 23.671 m |  | 4 | 0 | Pass | null
380638899 | TNB | DISTRIBUTION | SUNGAI BESAR | Existing | RYB | 230/400 V |  |  | SERVICE LINE |  | 25_4C_AL_XLPE |  |  |  | 2.501 m |  | 4 | 0 | Pass | null
380638904 | TNB | DISTRIBUTION | SUNGAI BESAR | Existing | RYB | 230/400 V |  |  | SERVICE LINE |  | 25_4C_AL_XLPE |  |  |  | 2.500 m |  | 4 | 0 | Pass | null
380638909 | TNB | DISTRIBUTION | SUNGAI BESAR | Existing | RYB | 230/400 V |  |  | SERVICE LINE |  | 25_4C_AL_XLPE |  |  |  | 2.500 m |  | 4 | 0 | Pass | null
380638914 | TNB | DISTRIBUTION | SUNGAI BESAR | Existing | RYB | 230/400 V |  |  | SERVICE LINE |  | 25_4C_AL_XLPE |  |  |  | 3.676 m |  | 4 | 0 | Pass | null
380638919 | TNB | DISTRIBUTION | SUNGAI BESAR | Existing | RYB | 230/400 V |  |  | SERVICE LINE |  | 25_4C_AL_XLPE |  |  |  | 2.500 m |  | 4 | 0 | Pass | null
380638924 | TNB | DISTRIBUTION | SUNGAI BESAR | Existing | RYB | 230/400 V |  |  | SERVICE LINE |  | 25_4C_AL_XLPE |  |  |  | 27.377 m |  | 4 | 0 | Pass | null
380638929 | TNB | DISTRIBUTION | SUNGAI BESAR | Existing | RYB | 230/400 V |  |  | SERVICE LINE |  | 25_4C_AL_XLPE |  |  |  | 2.500 m |  | 4 | 0 | Pass | null
380638934 | TNB | DISTRIBUTION | SUNGAI BESAR | Existing | RYB | 230/400 V |  |  | SERVICE LINE |  | 25_4C_AL_XLPE |  |  |  | 2.500 m |  | 4 | 0 | Pass | null
380638939 | TNB | DISTRIBUTION | SUNGAI BESAR | Existing | RYB | 230/400 V |  |  | SERVICE LINE |  | 25_4C_AL_XLPE |  |  |  | 2.500 m |  | 4 | 0 | Pass | null
380638944 | TNB | DISTRIBUTION | SUNGAI BESAR | Existing | RYB | 230/400 V |  |  | SERVICE LINE |  | 25_4C_AL_XLPE |  |  |  | 15.711 m |  | 4 | 0 | Pass | null
380638949 | TNB | DISTRIBUTION | SUNGAI BESAR | Existing | RYB | 230/400 V |  |  | SERVICE LINE |  | 25_4C_AL_XLPE |  |  |  | 2.501 m |  | 4 | 0 | Pass | null
380638954 | TNB | DISTRIBUTION | SUNGAI BESAR | Existing | RYB | 230/400 V |  |  | SERVICE LINE |  | 25_4C_AL_XLPE |  |  |  | 15.369 m |  | 4 | 0 | Pass | null
380638959 | TNB | DISTRIBUTION | SUNGAI BESAR | Existing | RYB | 230/400 V |  |  | SERVICE LINE |  | 25_4C_AL_XLPE |  |  |  | 2.500 m |  | 4 | 0 | Pass | null
380638964 | TNB | DISTRIBUTION | SUNGAI BESAR | Existing | RYB | 230/400 V |  |  | SERVICE LINE |  | 25_4C_AL_XLPE |  |  |  | 2.500 m |  | 4 | 0 | Pass | null
380638969 | TNB | DISTRIBUTION | SUNGAI BESAR | Existing | RYB | 230/400 V |  |  | SERVICE LINE |  | 25_4C_AL_XLPE |  |  |  | 2.501 m |  | 4 | 0 | Pass | null
380638974 | TNB | DISTRIBUTION | SUNGAI BESAR | Existing | RYB | 230/400 V |  |  | SERVICE LINE |  | 25_4C_AL_XLPE |  |  |  | 26.901 m |  | 4 | 0 | Pass | null
380638979 | TNB | DISTRIBUTION | SUNGAI BESAR | Existing | RYB | 230/400 V |  |  | SERVICE LINE |  | 25_4C_AL_XLPE |  |  |  | 2.500 m |  | 4 | 0 | Pass | null
380638984 | TNB | DISTRIBUTION | SUNGAI BESAR | Existing | RYB | 230/400 V |  |  | SERVICE LINE |  | 25_4C_AL_XLPE |  |  |  | 4.792 m |  | 4 | 0 | Pass | null
380638989 | TNB | DISTRIBUTION | SUNGAI BESAR | Existing | RYB | 230/400 V |  |  | SERVICE LINE |  | 25_4C_AL_XLPE |  |  |  | 2.500 m |  | 4 | 0 | Pass | null
380638994 | TNB | DISTRIBUTION | SUNGAI BESAR | Existing | RYB | 230/400 V |  |  | SERVICE LINE |  | 25_4C_AL_XLPE |  |  |  | 2.500 m |  | 4 | 0 | Pass | null
380638999 | TNB | DISTRIBUTION | SUNGAI BESAR | Existing | RYB | 230/400 V |  |  | SERVICE LINE |  | 25_4C_AL_XLPE |  |  |  | 2.501 m |  | 4 | 0 | Pass | null
380639004 | TNB | DISTRIBUTION | SUNGAI BESAR | Existing | RYB | 230/400 V |  |  | SERVICE LINE |  | 25_4C_AL_XLPE |  |  |  | 16.702 m |  | 4 | 0 | Pass | null
380639009 | TNB | DISTRIBUTION | SUNGAI BESAR | Existing | RYB | 230/400 V |  |  | SERVICE LINE |  | 25_4C_AL_XLPE |  |  |  | 2.500 m |  | 4 | 0 | Pass | null
380639014 | TNB | DISTRIBUTION | SUNGAI BESAR | Existing | RYB | 230/400 V |  |  | SERVICE LINE |  | 25_4C_AL_XLPE |  |  |  | 15.817 m |  | 4 | 0 | Pass | null
380639019 | TNB | DISTRIBUTION | SUNGAI BESAR | Existing | RYB | 230/400 V |  |  | SERVICE LINE |  | 25_4C_AL_XLPE |  |  |  | 2.500 m |  | 4 | 0 | Pass | null
380639024 | TNB | DISTRIBUTION | SUNGAI BESAR | Existing | RYB | 230/400 V |  |  | SERVICE LINE |  | 25_4C_AL_XLPE |  |  |  | 2.500 m |  | 4 | 0 | Pass | null
380639029 | TNB | DISTRIBUTION | SUNGAI BESAR | Existing | RYB | 230/400 V |  |  | SERVICE LINE |  | 25_4C_AL_XLPE |  |  |  | 2.500 m |  | 4 | 0 | Pass | null
380639034 | TNB | DISTRIBUTION | SUNGAI BESAR | Existing | RYB | 230/400 V |  |  | SERVICE LINE |  | 25_4C_AL_XLPE |  |  |  | 5.553 m |  | 4 | 0 | Pass | null
380639039 | TNB | DISTRIBUTION | SUNGAI BESAR | Existing | RYB | 230/400 V |  |  | SERVICE LINE |  | 25_4C_AL_XLPE |  |  |  | 2.500 m |  | 4 | 0 | Pass | null
380639044 | TNB | DISTRIBUTION | SUNGAI BESAR | Existing | RYB | 230/400 V |  |  | SERVICE LINE |  | 25_4C_AL_XLPE |  |  |  | 25.804 m |  | 4 | 0 | Pass | null
380639049 | TNB | DISTRIBUTION | SUNGAI BESAR | Existing | RYB | 230/400 V |  |  | SERVICE LINE |  | 25_4C_AL_XLPE |  |  |  | 19.929 m |  | 4 | 0 | Pass | null
380639054 | TNB | DISTRIBUTION | SUNGAI BESAR | Existing | RYB | 230/400 V |  |  | SERVICE LINE |  | 25_4C_AL_XLPE |  |  |  | 2.501 m |  | 4 | 0 | Pass | null
380639059 | TNB | DISTRIBUTION | SUNGAI BESAR | Existing | RYB | 230/400 V |  |  | SERVICE LINE |  | 25_4C_AL_XLPE |  |  |  | 2.501 m |  | 4 | 0 | Pass | null
380639064 | TNB | DISTRIBUTION | SUNGAI BESAR | Existing | RYB | 230/400 V |  |  | SERVICE LINE |  | 25_4C_AL_XLPE |  |  |  | 2.500 m |  | 4 | 0 | Pass | null
380639069 | TNB | DISTRIBUTION | SUNGAI BESAR | Existing | RYB | 230/400 V |  |  | SERVICE LINE |  | 25_4C_AL_XLPE |  |  |  | 18.498 m |  | 4 | 0 | Pass | null
380639074 | TNB | DISTRIBUTION | SUNGAI BESAR | Existing | RYB | 230/400 V |  |  | SERVICE LINE |  | 25_4C_AL_XLPE |  |  |  | 2.500 m |  | 4 | 0 | Pass | null
380639079 | TNB | DISTRIBUTION | SUNGAI BESAR | Existing | RYB | 230/400 V |  |  | SERVICE LINE |  | 25_4C_AL_XLPE |  |  |  | 2.501 m |  | 4 | 0 | Pass | null
380639084 | TNB | DISTRIBUTION | SUNGAI BESAR | Existing | RYB | 230/400 V |  |  | SERVICE LINE |  | 25_4C_AL_XLPE |  |  |  | 2.501 m |  | 4 | 0 | Pass | null
380639089 | TNB | DISTRIBUTION | SUNGAI BESAR | Existing | RYB | 230/400 V |  |  | SERVICE LINE |  | 25_4C_AL_XLPE |  |  |  | 2.501 m |  | 4 | 0 | Pass | null
380639094 | TNB | DISTRIBUTION | SUNGAI BESAR | Existing | RYB | 230/400 V |  |  | SERVICE LINE |  | 25_4C_AL_XLPE |  |  |  | 2.501 m |  | 4 | 0 | Pass | null
380639099 | TNB | DISTRIBUTION | SUNGAI BESAR | Existing | RYB | 230/400 V |  |  | SERVICE LINE |  | 25_4C_AL_XLPE |  |  |  | 15.930 m |  | 4 | 0 | Pass | null
380639104 | TNB | DISTRIBUTION | SUNGAI BESAR | Existing | RYB | 230/400 V |  |  | SERVICE LINE |  | 25_4C_AL_XLPE |  |  |  | 14.366 m |  | 4 | 0 | Pass | null
380639114 | TNB | DISTRIBUTION | SUNGAI BESAR | Existing | RYB | 230/400 V |  |  | SERVICE LINE |  | 25_4C_AL_XLPE |  |  |  | 14.993 m |  | 4 | 0 | Pass | null
380639119 | TNB | DISTRIBUTION | SUNGAI BESAR | Existing | RYB | 230/400 V |  |  | SERVICE LINE |  | 25_4C_AL_XLPE |  |  |  | 27.955 m |  | 4 | 0 | Pass | null
380639124 | TNB | DISTRIBUTION | SUNGAI BESAR | Existing | RYB | 230/400 V |  |  | SERVICE LINE |  | 25_4C_AL_XLPE |  |  |  | 22.580 m |  | 4 | 0 | Pass | null
380639134 | TNB | DISTRIBUTION | SUNGAI BESAR | Existing | RYB | 230/400 V |  |  | SERVICE LINE |  | 25_4C_AL_XLPE |  |  |  | 34.788 m |  | 4 | 0 | Pass | null
380639139 | TNB | DISTRIBUTION | SUNGAI BESAR | Existing | RYB | 230/400 V |  |  | SERVICE LINE |  | 25_4C_AL_XLPE |  |  |  | 30.795 m |  | 4 | 0 | Pass | null
380639144 | TNB | DISTRIBUTION | SUNGAI BESAR | Existing | RYB | 230/400 V |  |  | SERVICE LINE |  | 25_4C_AL_XLPE |  |  |  | 29.164 m |  | 4 | 0 | Pass | null
380639149 | TNB | DISTRIBUTION | SUNGAI BESAR | Existing | RYB | 230/400 V |  |  | SERVICE LINE |  | 25_4C_AL_XLPE |  |  |  | 26.520 m |  | 4 | 0 | Pass | null
380639154 | TNB | DISTRIBUTION | SUNGAI BESAR | Existing | RYB | 230/400 V |  |  | SERVICE LINE |  | 25_4C_AL_XLPE |  |  |  | 28.163 m |  | 4 | 0 | Pass | null
380639159 | TNB | DISTRIBUTION | SUNGAI BESAR | Existing | RYB | 230/400 V |  |  | SERVICE LINE |  | 25_4C_AL_XLPE |  |  |  | 19.818 m |  | 4 | 0 | Pass | null
380639164 | TNB | DISTRIBUTION | SUNGAI BESAR | Existing | RYB | 230/400 V |  |  | SERVICE LINE |  | 25_4C_AL_XLPE |  |  |  | 20.584 m |  | 4 | 0 | Pass | null
380639169 | TNB | DISTRIBUTION | SUNGAI BESAR | Existing | RYB | 230/400 V |  |  | SERVICE LINE |  | 25_4C_AL_XLPE |  |  |  | 18.902 m |  | 4 | 0 | Pass | null
380639174 | TNB | DISTRIBUTION | SUNGAI BESAR | Existing | RYB | 230/400 V |  |  | SERVICE LINE |  | 25_4C_AL_XLPE |  |  |  | 19.341 m |  | 4 | 0 | Pass | null
380639179 | TNB | DISTRIBUTION | SUNGAI BESAR | Existing | RYB | 230/400 V |  |  | SERVICE LINE |  | 25_4C_AL_XLPE |  |  |  | 18.712 m |  | 4 | 0 | Pass | null
380639184 | TNB | DISTRIBUTION | SUNGAI BESAR | Existing | RYB | 230/400 V |  |  | SERVICE LINE |  | 25_4C_AL_XLPE |  |  |  | 18.951 m |  | 4 | 0 | Pass | null
380639189 | TNB | DISTRIBUTION | SUNGAI BESAR | Existing | RYB | 230/400 V |  |  | SERVICE LINE |  | 25_4C_AL_XLPE |  |  |  | 1.852 m |  | 4 | 0 | Pass | null
380639194 | TNB | DISTRIBUTION | SUNGAI BESAR | Existing | RYB | 230/400 V |  |  | SERVICE LINE |  | 25_4C_AL_XLPE |  |  |  | 5.972 m |  | 4 | 0 | Pass | null
380639199 | TNB | DISTRIBUTION | SUNGAI BESAR | Existing | RYB | 230/400 V |  |  | LV LINE |  | 185_4C_AL_PILC |  |  |  | 79.346 m |  | 4 | 0 | Pass | null
380639204 | TNB | DISTRIBUTION | SUNGAI BESAR | Existing | RYB | 230/400 V |  |  | LV LINE |  | 185_4C_AL_XLPE |  |  |  | 48.012 m |  | 4 | 0 | Pass | null
380639219 | TNB | DISTRIBUTION | SUNGAI BESAR | Existing | RYB | 230/400 V |  |  | LV LINE |  | 185_4C_AL_PILC |  |  |  | 20.023 m |  | 4 | 0 | Pass | null
380639224 | TNB | DISTRIBUTION | SUNGAI BESAR | Existing | RYB | 230/400 V |  |  | LV LINE |  | 185_4C_AL_XLPE |  |  |  | 86.149 m |  | 4 | 0 | Pass | null
380639229 | TNB | DISTRIBUTION | SUNGAI BESAR | Existing | R | 230/400 V |  |  | SERVICE LINE |  | ARMOURED_16MM |  |  |  | 8.486 m |  | 2 | 0 | Pass | null
380639232 | TNB | DISTRIBUTION | SUNGAI BESAR | Existing | R | 230/400 V |  |  | SERVICE LINE |  | ARMOURED_16MM |  |  |  | 2.055 m |  | 2 | 0 | Pass | null
380639235 | TNB | DISTRIBUTION | SUNGAI BESAR | Existing | RYB | 230/400 V |  |  | LV LINE |  | 185_4C_AL_XLPE |  |  |  | 144.508 m |  | 4 | 0 | Pass | null
380639240 | TNB | DISTRIBUTION | SUNGAI BESAR | Existing | RYB | 230/400 V |  |  | LV LINE |  | 185_4C_AL_XLPE |  |  |  | 50.154 m |  | 4 | 0 | Pass | null
380639245 | TNB | DISTRIBUTION | SUNGAI BESAR | Existing | RYB | 230/400 V |  |  | LV LINE |  | 185_4C_AL_XLPE |  |  |  | 290.095 m |  | 4 | 0 | Pass | null
380639255 | TNB | DISTRIBUTION | SUNGAI BESAR | Existing | RYB | 230/400 V |  |  | LV LINE |  | 185_4C_AL_XLPE |  |  |  | 177.602 m |  | 4 | 0 | Pass | null
380639260 | TNB | DISTRIBUTION | SUNGAI BESAR | Existing | RYB | 230/400 V |  |  | LV LINE |  | 185_4C_AL_XLPE |  |  |  | 1.477 m |  | 4 | 0 | Pass | null
380639265 | TNB | DISTRIBUTION | SUNGAI BESAR | Existing | RYB | 230/400 V |  |  | LV LINE |  | 185_4C_AL_XLPE |  |  |  | 144.859 m |  | 4 | 0 | Pass | null
380639270 | TNB | DISTRIBUTION | SUNGAI BESAR | Existing | RYB | 230/400 V |  |  | SERVICE LINE |  | 25_4C_AL_XLPE |  |  |  | 10.225 m |  | 4 | 0 | Pass | null
380639275 | TNB | DISTRIBUTION | SUNGAI BESAR | Existing | RYB | 230/400 V |  |  | SERVICE LINE |  | 25_4C_AL_XLPE |  |  |  | 2.500 m |  | 4 | 0 | Pass | null
380639280 | TNB | DISTRIBUTION | SUNGAI BESAR | Existing | RYB | 230/400 V |  |  | LV LINE |  | 185_4C_AL_XLPE |  |  |  | 151.319 m |  | 4 | 0 | Pass | null
380639285 | TNB | DISTRIBUTION | SUNGAI BESAR | Existing | RYB | 230/400 V |  |  | LV LINE |  | 185_4C_AL_XLPE |  |  |  | 243.598 m |  | 4 | 0 | Pass | null
380639290 | TNB | DISTRIBUTION | SUNGAI BESAR | Existing | RYB | 230/400 V |  |  | LV LINE |  | 185_4C_AL_XLPE |  |  |  | 23.853 m |  | 4 | 0 | Pass | null
380639295 | TNB | DISTRIBUTION | SUNGAI BESAR | Existing | RYB | 230/400 V |  |  | LV LINE |  | 185_4C_AL_XLPE |  |  |  | 22.804 m |  | 4 | 0 | Pass | null
380639300 | TNB | DISTRIBUTION | SUNGAI BESAR | Existing | RYB | 230/400 V |  |  | SERVICE LINE |  | 25_4C_AL_XLPE |  |  |  | 1.417 m |  | 4 | 0 | Pass | null
380639305 | TNB | DISTRIBUTION | SUNGAI BESAR | Existing | RYB | 230/400 V |  |  | SERVICE LINE |  | 25_4C_AL_XLPE |  |  |  | 3.828 m |  | 4 | 0 | Pass | null
380639310 | TNB | DISTRIBUTION | SUNGAI BESAR | Existing | RYB | 230/400 V |  |  | LV LINE |  | 185_4C_AL_XLPE |  |  |  | 141.416 m |  | 4 | 0 | Pass | null
380639315 | TNB | DISTRIBUTION | SUNGAI BESAR | Existing | RYB | 230/400 V |  |  | LV LINE |  | 185_4C_AL_XLPE |  |  |  | 44.127 m |  | 4 | 0 | Pass | null
380639320 | TNB | DISTRIBUTION | SUNGAI BESAR | Existing | RYB | 230/400 V |  |  | LV LINE |  | 185_4C_AL_XLPE |  |  |  | 43.380 m |  | 4 | 0 | Pass | null
380639325 | TNB | DISTRIBUTION | SUNGAI BESAR | Existing | RYB | 230/400 V |  |  | LV LINE |  | 185_4C_AL_XLPE |  |  |  | 14.342 m |  | 4 | 0 | Pass | null
380639330 | TNB | DISTRIBUTION | SUNGAI BESAR | Existing | RYB | 230/400 V |  |  | LV LINE |  | 185_4C_AL_XLPE |  |  |  | 13.443 m |  | 4 | 0 | Pass | null
380639335 | TNB | DISTRIBUTION | SUNGAI BESAR | Existing | RYB | 230/400 V |  |  | LV LINE |  | 185_4C_AL_XLPE |  |  |  | 69.178 m |  | 4 | 0 | Pass | null
380639340 | TNB | DISTRIBUTION | SUNGAI BESAR | Existing | R | 230/400 V |  |  | SERVICE LINE |  | ARMOURED_16MM |  |  |  | 1.771 m |  | 2 | 0 | Pass | null
380639343 | TNB | DISTRIBUTION | SUNGAI BESAR | Existing | R | 230/400 V |  |  | SERVICE LINE |  | ARMOURED_16MM |  |  |  | 7.291 m |  | 2 | 0 | Pass | null
380639346 | TNB | DISTRIBUTION | SUNGAI BESAR | Existing | RYB | 230/400 V |  |  | LV LINE |  | 185_4C_AL_PILC |  |  |  | 31.127 m |  | 4 | 0 | Pass | null
380639356 | TNB | DISTRIBUTION | SUNGAI BESAR | Existing | R | 230/400 V |  |  | SERVICE LINE |  | ARMOURED_16MM |  |  |  | 9.349 m |  | 2 | 0 | Pass | null
380639359 | TNB | DISTRIBUTION | SUNGAI BESAR | Existing | R | 230/400 V |  |  | SERVICE LINE |  | ARMOURED_16MM |  |  |  | 1.067 m |  | 2 | 0 | Pass | null
380639362 | TNB | DISTRIBUTION | SUNGAI BESAR | Existing | R | 230/400 V |  |  | SERVICE LINE |  | ARMOURED_16MM |  |  |  | 15.928 m |  | 2 | 0 | Pass | null
380639365 | TNB | DISTRIBUTION | SUNGAI BESAR | Existing | R | 230/400 V |  |  | SERVICE LINE |  | ARMOURED_16MM |  |  |  | 0.991 m |  | 2 | 0 | Pass | null
380639368 | TNB | DISTRIBUTION | SUNGAI BESAR | Existing | RYB | 230/400 V |  |  | LV LINE |  | 185_4C_AL_PILC |  |  |  | 76.833 m |  | 4 | 0 | Pass | null
380639373 | TNB | DISTRIBUTION | SUNGAI BESAR | Existing | RYB | 230/400 V |  |  | LV LINE |  | 185_4C_AL_PILC |  |  |  | 71.353 m |  | 4 | 0 | Pass | null
380639378 | TNB | DISTRIBUTION | SUNGAI BESAR | Existing | RYB | 230/400 V |  |  | SERVICE LINE |  | 25_4C_AL_XLPE |  |  |  | 4.950 m |  | 4 | 0 | Pass | null
380639383 | TNB | DISTRIBUTION | SUNGAI BESAR | Existing | RYB | 230/400 V |  |  | SERVICE LINE |  | 25_4C_AL_XLPE |  |  |  | 1.815 m |  | 4 | 0 | Pass | null
380639388 | TNB | DISTRIBUTION | SUNGAI BESAR | Existing | RYB | 230/400 V |  |  | LV LINE |  | 185_4C_AL_XLPE |  |  |  | 36.446 m |  | 4 | 0 | Pass | null
380639398 | TNB | DISTRIBUTION | SUNGAI BESAR | Existing | RYB | 230/400 V |  |  | LV LINE |  | 185_4C_AL_XLPE |  |  |  | 32.293 m |  | 4 | 0 | Pass | null
380639403 | TNB | DISTRIBUTION | SUNGAI BESAR | Existing | RYB | 230/400 V |  |  | LV LINE |  | 185_4C_AL_XLPE |  |  |  | 25.696 m |  | 4 | 0 | Pass | null
380639413 | TNB | DISTRIBUTION | SUNGAI BESAR | Existing | RYB | 230/400 V |  |  | LV LINE |  | 185_4C_AL_XLPE |  |  |  | 11.012 m |  | 4 | 0 | Pass | null
380639428 | TNB | DISTRIBUTION | SUNGAI BESAR | Existing | R | 230/400 V |  |  | SERVICE LINE |  | ARMOURED_16MM |  |  |  | 2.750 m |  | 2 | 0 | Pass | null
380639431 | TNB | DISTRIBUTION | SUNGAI BESAR | Existing | R | 230/400 V |  |  | SERVICE LINE |  | ARMOURED_16MM |  |  |  | 2.483 m |  | 2 | 0 | Pass | null
380639434 | TNB | DISTRIBUTION | SUNGAI BESAR | Existing | R | 230/400 V |  |  | SERVICE LINE |  | ARMOURED_16MM |  |  |  | 10.602 m |  | 2 | 0 | Pass | null
380639437 | TNB | DISTRIBUTION | SUNGAI BESAR | Existing | R | 230/400 V |  |  | SERVICE LINE |  | ARMOURED_16MM |  |  |  | 1.180 m |  | 2 | 0 | Pass | null
380639440 | TNB | DISTRIBUTION | SUNGAI BESAR | Existing | RYB | 230/400 V |  |  | SERVICE LINE |  | 120_4C_AL_PILC |  |  |  | 48.711 m |  | 4 | 0 | Pass | null
380639445 | TNB | DISTRIBUTION | SUNGAI BESAR | Existing | RYB | 230/400 V |  |  | SERVICE LINE |  | 120_4C_AL_PILC |  |  |  | 3.494 m |  | 4 | 0 | Pass | null
380639450 | TNB | DISTRIBUTION | SUNGAI BESAR | Existing | RYB | 230/400 V |  |  | LV LINE |  | 185_4C_AL_PILC |  |  |  | 7.326 m |  | 4 | 0 | Pass | null
380639455 | TNB | DISTRIBUTION | SUNGAI BESAR | Existing | RYB | 230/400 V |  |  | SERVICE LINE |  | 120_1C_AL_XLPE |  |  |  | 26.681 m |  | 4 | 0 | Pass | null
380639460 | TNB | DISTRIBUTION | SUNGAI BESAR | Existing | RYB | 230/400 V |  |  | SERVICE LINE |  | 120_1C_AL_XLPE |  |  |  | 1.970 m |  | 4 | 0 | Pass | null
380639465 | TNB | DISTRIBUTION | SUNGAI BESAR | Existing | R | 230/400 V |  |  | SERVICE LINE |  | ARMOURED_16MM |  |  |  | 9.618 m |  | 2 | 0 | Pass | null
380639468 | TNB | DISTRIBUTION | SUNGAI BESAR | Existing | R | 230/400 V |  |  | SERVICE LINE |  | ARMOURED_16MM |  |  |  | 1.606 m |  | 2 | 0 | Pass | null
380639471 | TNB | DISTRIBUTION | SUNGAI BESAR | Existing | RYB | 230/400 V |  |  | SERVICE LINE |  | 70_4C_AL_PILC |  |  |  | 21.234 m |  | 4 | 0 | Pass | null
380639476 | TNB | DISTRIBUTION | SUNGAI BESAR | Existing | RYB | 230/400 V |  |  | SERVICE LINE |  | 70_4C_AL_PILC |  |  |  | 1.764 m |  | 4 | 0 | Pass | null
380639491 | TNB | DISTRIBUTION | SUNGAI BESAR | Existing | RYB | 230/400 V |  |  | LV LINE |  | 185_4C_AL_XLPE |  |  |  | 11.618 m |  | 4 | 0 | Pass | null
380639496 | TNB | DISTRIBUTION | SUNGAI BESAR | Existing | RYB | 230/400 V |  |  | LV LINE |  | 120_4C_AL_XLPE |  |  |  | 10.574 m |  | 4 | 0 | Pass | null
380639501 | TNB | DISTRIBUTION | SUNGAI BESAR | Existing | RYB | 230/400 V |  |  | SERVICE LINE |  | 120_4C_AL_XLPE |  |  |  | 11.400 m |  | 4 | 0 | Pass | null
380639506 | TNB | DISTRIBUTION | SUNGAI BESAR | Existing | RYB | 230/400 V |  |  | LV LINE |  | 185_4C_AL_XLPE |  |  |  | 9.486 m |  | 4 | 0 | Pass | null
380639511 | TNB | DISTRIBUTION | SUNGAI BESAR | Existing | RYB | 230/400 V |  |  | LV LINE |  | 185_4C_AL_XLPE |  |  |  | 31.518 m |  | 4 | 0 | Pass | null
380639516 | TNB | DISTRIBUTION | SUNGAI BESAR | Existing | RYB | 230/400 V |  |  | SERVICE LINE |  | 120_4C_AL_XLPE |  |  |  | 11.582 m |  | 4 | 0 | Pass | null
380639521 | TNB | DISTRIBUTION | SUNGAI BESAR | Existing | RYB | 230/400 V |  |  | SERVICE LINE |  | 120_4C_AL_XLPE |  |  |  | 1.000 m |  | 4 | 0 | Pass | null
380639526 | TNB | DISTRIBUTION | SUNGAI BESAR | Existing | RYB | 230/400 V |  |  | SERVICE LINE |  | 185_4C_AL_XLPE |  |  |  | 2.269 m |  | 4 | 0 | Pass | null
380639531 | TNB | DISTRIBUTION | SUNGAI BESAR | Existing | RYB | 230/400 V |  |  | SERVICE LINE |  | 185_4C_AL_XLPE |  |  |  | 0.852 m |  | 4 | 0 | Pass | null
380639536 | TNB | DISTRIBUTION | SUNGAI BESAR | Existing | RYB | 230/400 V |  |  | SERVICE LINE |  | 185_4C_AL_XLPE |  |  |  | 14.094 m |  | 4 | 0 | Pass | null
380639541 | TNB | DISTRIBUTION | SUNGAI BESAR | Existing | RYB | 230/400 V |  |  | SERVICE LINE |  | 185_4C_AL_XLPE |  |  |  | 3.092 m |  | 4 | 0 | Pass | null
380639554 | TNB | DISTRIBUTION | SUNGAI BESAR | Existing | R | 230/400 V |  |  | SERVICE LINE |  | ARMOURED_16MM |  |  |  | 9.461 m |  | 2 | 0 | Pass | null
380639557 | TNB | DISTRIBUTION | SUNGAI BESAR | Existing | R | 230/400 V |  |  | SERVICE LINE |  | ARMOURED_16MM |  |  |  | 0.950 m |  | 2 | 0 | Pass | null
380639568 | TNB | DISTRIBUTION | SUNGAI BESAR | Existing | RYB | 230/400 V |  |  | SERVICE LINE |  | 25_4C_AL_XLPE |  |  |  | 3.957 m |  | 4 | 0 | Pass | null
380639573 | TNB | DISTRIBUTION | SUNGAI BESAR | Existing | RYB | 230/400 V |  |  | SERVICE LINE |  | 25_4C_AL_XLPE |  |  |  | 0.900 m |  | 4 | 0 | Pass | null
380639578 | TNB | DISTRIBUTION | SUNGAI BESAR | Existing | RYB | 230/400 V |  |  | SERVICE LINE |  | 70_4C_AL_PILC |  |  |  | 18.153 m |  | 4 | 0 | Pass | null
380639583 | TNB | DISTRIBUTION | SUNGAI BESAR | Existing | RYB | 230/400 V |  |  | SERVICE LINE |  | 70_4C_AL_PILC |  |  |  | 1.077 m |  | 4 | 0 | Pass | null
380639588 | TNB | DISTRIBUTION | SUNGAI BESAR | Existing | RYB | 230/400 V |  |  | SERVICE LINE |  | 25_4C_AL_XLPE |  |  |  | 8.914 m |  | 4 | 0 | Pass | null
380639593 | TNB | DISTRIBUTION | SUNGAI BESAR | Existing | RYB | 230/400 V |  |  | LV LINE |  | 185_4C_AL_XLPE |  |  |  | 184.601 m |  | 4 | 0 | Pass | null
380639598 | TNB | DISTRIBUTION | SUNGAI BESAR | Existing | RYB | 230/400 V |  |  | LV LINE |  | 185_4C_AL_XLPE |  |  |  | 72.934 m |  | 4 | 0 | Pass | null
380639608 | TNB | DISTRIBUTION | SUNGAI BESAR | Existing | RYB | 230/400 V |  |  | LV LINE |  | 185_4C_AL_XLPE |  |  |  | 105.114 m |  | 4 | 0 | Pass | null
380639613 | TNB | DISTRIBUTION | SUNGAI BESAR | Existing | RYB | 230/400 V |  |  | LV LINE |  | 185_4C_AL_XLPE |  |  |  | 102.750 m |  | 4 | 0 | Pass | null
380639623 | TNB | DISTRIBUTION | SUNGAI BESAR | Existing | RYB | 230/400 V |  |  | LV LINE |  | 185_4C_AL_XLPE |  |  |  | 17.886 m |  | 4 | 0 | Pass | null
380639628 | TNB | DISTRIBUTION | SUNGAI BESAR | Existing | RYB | 230/400 V |  |  | LV LINE |  | 185_4C_AL_XLPE |  |  |  | 12.489 m |  | 4 | 0 | Pass | null
380639633 | TNB | DISTRIBUTION | SUNGAI BESAR | Existing | RYB | 230/400 V |  |  | LV LINE |  | 185_4C_AL_PILC |  |  |  | 21.965 m |  | 4 | 0 | Pass | null
380639638 | TNB | DISTRIBUTION | SUNGAI BESAR | Existing | RYB | 230/400 V |  |  | LV LINE |  | 185_4C_AL_XLPE |  |  |  | 111.155 m |  | 4 | 0 | Pass | null
380639643 | TNB | DISTRIBUTION | SUNGAI BESAR | Existing | RYB | 230/400 V |  |  | LV LINE |  | 185_4C_AL_XLPE |  |  |  | 41.721 m |  | 4 | 0 | Pass | null
380639648 | TNB | DISTRIBUTION | SUNGAI BESAR | Existing | RYB | 230/400 V |  |  | LV LINE |  | 185_4C_AL_XLPE |  |  |  | 110.542 m |  | 4 | 0 | Pass | null
380639653 | TNB | DISTRIBUTION | SUNGAI BESAR | Existing | RYB | 230/400 V |  |  | LV LINE |  | 185_4C_AL_XLPE |  |  |  | 20.074 m |  | 4 | 0 | Pass | null
380639658 | TNB | DISTRIBUTION | SUNGAI BESAR | Existing | RYB | 230/400 V |  |  | LV LINE |  | 185_4C_AL_XLPE |  |  |  | 34.272 m |  | 4 | 0 | Pass | null
380639663 | TNB | DISTRIBUTION | SUNGAI BESAR | Existing | RYB | 230/400 V |  |  | LV LINE |  | 185_4C_AL_XLPE |  |  |  | 59.522 m |  | 4 | 0 | Pass | null
380639668 | TNB | DISTRIBUTION | SUNGAI BESAR | Existing | RYB | 230/400 V |  |  | LV LINE |  | 185_4C_AL_XLPE |  |  |  | 45.295 m |  | 4 | 0 | Pass | null
380639673 | TNB | DISTRIBUTION | SUNGAI BESAR | Existing | RYB | 230/400 V |  |  | LV LINE |  | 185_4C_AL_XLPE |  |  |  | 15.643 m |  | 4 | 0 | Pass | null
380639678 | TNB | DISTRIBUTION | SUNGAI BESAR | Existing | RYB | 230/400 V |  |  | LV LINE |  | 185_4C_AL_PILC |  |  |  | 45.962 m |  | 4 | 0 | Pass | null
380639683 | TNB | DISTRIBUTION | SUNGAI BESAR | Existing | RYB | 230/400 V |  |  | LV LINE |  | 185_4C_AL_XLPE |  |  |  | 179.733 m |  | 4 | 0 | Pass | null
380639688 | TNB | DISTRIBUTION | SUNGAI BESAR | Existing | RYB | 230/400 V |  |  | SERVICE LINE |  | 25_4C_AL_XLPE |  |  |  | 11.727 m |  | 4 | 0 | Pass | null
380639693 | TNB | DISTRIBUTION | SUNGAI BESAR | Existing | RYB | 230/400 V |  |  | SERVICE LINE |  | 25_4C_AL_XLPE |  |  |  | 2.260 m |  | 4 | 0 | Pass | null
380639698 | TNB | DISTRIBUTION | SUNGAI BESAR | Existing | RYB | 230/400 V |  |  | SERVICE LINE |  | 25_4C_AL_XLPE |  |  |  | 17.597 m |  | 4 | 0 | Pass | null
380639703 | TNB | DISTRIBUTION | SUNGAI BESAR | Existing | RYB | 230/400 V |  |  | SERVICE LINE |  | 25_4C_AL_XLPE |  |  |  | 2.501 m |  | 4 | 0 | Pass | null
380639708 | TNB | DISTRIBUTION | SUNGAI BESAR | Existing | RYB | 230/400 V |  |  | SERVICE LINE |  | 25_4C_AL_XLPE |  |  |  | 2.500 m |  | 4 | 0 | Pass | null
380639713 | TNB | DISTRIBUTION | SUNGAI BESAR | Existing | RYB | 230/400 V |  |  | SERVICE LINE |  | 25_4C_AL_XLPE |  |  |  | 17.560 m |  | 4 | 0 | Pass | null
380639718 | TNB | DISTRIBUTION | SUNGAI BESAR | Existing | RYB | 230/400 V |  |  | SERVICE LINE |  | 25_4C_AL_PILC |  |  |  | 22.180 m |  | 4 | 0 | Pass | null
380639723 | TNB | DISTRIBUTION | SUNGAI BESAR | Existing | RYB | 230/400 V |  |  | SERVICE LINE |  | 25_4C_AL_PILC |  |  |  | 2.501 m |  | 4 | 0 | Pass | null
380639728 | TNB | DISTRIBUTION | SUNGAI BESAR | Existing | RYB | 230/400 V |  |  | LV LINE |  | 185_4C_AL_XLPE |  |  |  | 237.348 m |  | 4 | 0 | Pass | null
380639733 | TNB | DISTRIBUTION | SUNGAI BESAR | Existing | RYB | 230/400 V |  |  | LV LINE |  | 185_4C_AL_PILC |  |  |  | 24.892 m |  | 4 | 0 | Pass | null
380639738 | TNB | DISTRIBUTION | SUNGAI BESAR | Existing | RYB | 230/400 V |  |  | LV LINE |  | 185_4C_AL_XLPE |  |  |  | 22.584 m |  | 4 | 0 | Pass | null
380639743 | TNB | DISTRIBUTION | SUNGAI BESAR | Existing | RYB | 230/400 V |  |  | LV LINE |  | 185_4C_AL_XLPE |  |  |  | 13.403 m |  | 4 | 0 | Pass | null
380639748 | TNB | DISTRIBUTION | SUNGAI BESAR | Existing | RYB | 230/400 V |  |  | LV LINE |  | 185_4C_AL_XLPE |  |  |  | 16.455 m |  | 4 | 0 | Pass | null
380639753 | TNB | DISTRIBUTION | SUNGAI BESAR | Existing | RYB | 230/400 V |  |  | LV LINE |  | 185_4C_AL_PILC |  |  |  | 54.496 m |  | 4 | 0 | Pass | null
380639758 | TNB | DISTRIBUTION | SUNGAI BESAR | Existing | RYB | 230/400 V |  |  | LV LINE |  | 185_4C_AL_PILC |  |  |  | 55.703 m |  | 4 | 0 | Pass | null
380639763 | TNB | DISTRIBUTION | SUNGAI BESAR | Existing | RYB | 230/400 V |  |  | LV LINE |  | 185_4C_AL_XLPE |  |  |  | 43.684 m |  | 4 | 0 | Pass | null
380639768 | TNB | DISTRIBUTION | SUNGAI BESAR | Existing | RYB | 230/400 V |  |  | LV LINE |  | 185_4C_AL_XLPE |  |  |  | 42.360 m |  | 4 | 0 | Pass | null
380639773 | TNB | DISTRIBUTION | SUNGAI BESAR | Existing | RYB | 230/400 V |  |  | LV LINE |  | 185_4C_AL_XLPE |  |  |  | 32.019 m |  | 4 | 0 | Pass | null
380639778 | TNB | DISTRIBUTION | SUNGAI BESAR | Existing | RYB | 230/400 V |  |  | LV LINE |  | 185_4C_AL_XLPE |  |  |  | 76.894 m |  | 4 | 0 | Pass | null
380639783 | TNB | DISTRIBUTION | SUNGAI BESAR | Existing | RYB | 230/400 V |  |  | LV LINE |  | 185_4C_AL_XLPE |  |  |  | 235.526 m |  | 4 | 0 | Pass | null
380639788 | TNB | DISTRIBUTION | SUNGAI BESAR | Existing | RYB | 230/400 V |  |  | LV LINE |  | 120_4C_AL_XLPE |  |  |  | 102.239 m |  | 4 | 0 | Pass | null
380639793 | TNB | DISTRIBUTION | SUNGAI BESAR | Existing | RYB | 230/400 V |  |  | LV LINE |  | 185_4C_AL_XLPE |  |  |  | 281.384 m |  | 4 | 0 | Pass | null
380639798 | TNB | DISTRIBUTION | SUNGAI BESAR | Existing | RYB | 230/400 V |  |  | SERVICE LINE |  | 25_4C_AL_XLPE |  |  |  | 10.035 m |  | 4 | 0 | Pass | null
380639803 | TNB | DISTRIBUTION | SUNGAI BESAR | Existing | RYB | 230/400 V |  |  | SERVICE LINE |  | 25_4C_AL_XLPE |  |  |  | 2.500 m |  | 4 | 0 | Pass | null
380639808 | TNB | DISTRIBUTION | SUNGAI BESAR | Existing | RYB | 230/400 V |  |  | LV LINE |  | 185_4C_AL_XLPE |  |  |  | 193.567 m |  | 4 | 0 | Pass | null
380639813 | TNB | DISTRIBUTION | SUNGAI BESAR | Existing | RYB | 230/400 V |  |  | SERVICE LINE |  | 25_4C_AL_XLPE |  |  |  | 9.705 m |  | 4 | 0 | Pass | null
380639818 | TNB | DISTRIBUTION | SUNGAI BESAR | Existing | RYB | 230/400 V |  |  | SERVICE LINE |  | 25_4C_AL_XLPE |  |  |  | 2.500 m |  | 4 | 0 | Pass | null
380639823 | TNB | DISTRIBUTION | SUNGAI BESAR | Existing | RYB | 230/400 V |  |  | SERVICE LINE |  | 25_4C_AL_XLPE |  |  |  | 6.549 m |  | 4 | 0 | Pass | null
380639828 | TNB | DISTRIBUTION | SUNGAI BESAR | Existing | RYB | 230/400 V |  |  | SERVICE LINE |  | 25_4C_AL_XLPE |  |  |  | 7.369 m |  | 4 | 0 | Pass | null
380639833 | TNB | DISTRIBUTION | SUNGAI BESAR | Existing | RYB | 230/400 V |  |  | SERVICE LINE |  | 25_4C_AL_XLPE |  |  |  | 2.500 m |  | 4 | 0 | Pass | null
380639838 | TNB | DISTRIBUTION | SUNGAI BESAR | Existing | RYB | 230/400 V |  |  | SERVICE LINE |  | 25_4C_AL_XLPE |  |  |  | 2.501 m |  | 4 | 0 | Pass | null
380639843 | TNB | DISTRIBUTION | SUNGAI BESAR | Existing | RYB | 230/400 V |  |  | SERVICE LINE |  | 25_4C_AL_XLPE |  |  |  | 2.500 m |  | 4 | 0 | Pass | null
380639848 | TNB | DISTRIBUTION | SUNGAI BESAR | Existing | RYB | 230/400 V |  |  | SERVICE LINE |  | 25_4C_AL_XLPE |  |  |  | 2.500 m |  | 4 | 0 | Pass | null
380639853 | TNB | DISTRIBUTION | SUNGAI BESAR | Existing | RYB | 230/400 V |  |  | SERVICE LINE |  | 25_4C_AL_XLPE |  |  |  | 1.049 m |  | 4 | 0 | Pass | null
380639858 | TNB | DISTRIBUTION | SUNGAI BESAR | Existing | RYB | 230/400 V |  |  | SERVICE LINE |  | 25_4C_AL_XLPE |  |  |  | 2.500 m |  | 4 | 0 | Pass | null
380639863 | TNB | DISTRIBUTION | SUNGAI BESAR | Existing | RYB | 230/400 V |  |  | SERVICE LINE |  | 25_4C_AL_XLPE |  |  |  | 11.586 m |  | 4 | 0 | Pass | null
380639868 | TNB | DISTRIBUTION | SUNGAI BESAR | Existing | RYB | 230/400 V |  |  | SERVICE LINE |  | 25_4C_AL_XLPE |  |  |  | 2.500 m |  | 4 | 0 | Pass | null
380639873 | TNB | DISTRIBUTION | SUNGAI BESAR | Existing | RYB | 230/400 V |  |  | SERVICE LINE |  | 25_4C_AL_XLPE |  |  |  | 2.501 m |  | 4 | 0 | Pass | null
380639878 | TNB | DISTRIBUTION | SUNGAI BESAR | Existing | RYB | 230/400 V |  |  | SERVICE LINE |  | 25_4C_AL_XLPE |  |  |  | 2.500 m |  | 4 | 0 | Pass | null
380639883 | TNB | DISTRIBUTION | SUNGAI BESAR | Existing | RYB | 230/400 V |  |  | SERVICE LINE |  | 185_4C_AL_XLPE |  |  |  | 26.258 m |  | 4 | 0 | Pass | null
380639893 | TNB | DISTRIBUTION | SUNGAI BESAR | Existing | RYB | 230/400 V |  |  | LV LINE |  | 185_4C_AL_XLPE |  |  |  | 20.686 m |  | 4 | 0 | Pass | null
380658211 | TNB | DISTRIBUTION | SUNGAI BESAR | Existing | RYB | 230/400 V |  |  | LV LINE |  | 185_4C_AL_XLPE |  |  |  | 17.615 m |  | 4 | 0 | Pass | null
380658216 | TNB | DISTRIBUTION | SUNGAI BESAR | Existing | RYB | 230/400 V |  |  | LV LINE |  | 185_4C_AL_XLPE |  |  |  | 29.159 m |  | 4 | 0 | Pass | null
380658221 | TNB | DISTRIBUTION | SUNGAI BESAR | Existing | RYB | 230/400 V |  |  | LV LINE |  | 185_4C_AL_XLPE |  |  |  | 24.796 m |  | 4 | 0 | Pass | null
380658226 | TNB | DISTRIBUTION | SUNGAI BESAR | Existing | RYB | 230/400 V |  |  | LV LINE |  | 185_4C_AL_XLPE |  |  |  | 23.280 m |  | 4 | 0 | Pass | null
380658231 | TNB | DISTRIBUTION | SUNGAI BESAR | Existing | RYB | 230/400 V |  |  | LV LINE |  | 185_4C_AL_XLPE |  |  |  | 54.605 m |  | 4 | 0 | Pass | null
380658246 | TNB | DISTRIBUTION | SUNGAI BESAR | Existing | RYB | 230/400 V |  |  | SERVICE LINE |  | 70_4C_AL_XLPE |  |  |  | 7.898 m |  | 4 | 0 | Pass | null
380658251 | TNB | DISTRIBUTION | SUNGAI BESAR | Existing | RYB | 230/400 V |  |  | SERVICE LINE |  | 70_4C_AL_XLPE |  |  |  | 2.035 m |  | 4 | 0 | Pass | null
380658256 | TNB | DISTRIBUTION | SUNGAI BESAR | Existing | RYB | 230/400 V |  |  | LV LINE |  | 185_4C_AL_XLPE |  |  |  | 13.648 m |  | 4 | 0 | Pass | null
380658261 | TNB | DISTRIBUTION | SUNGAI BESAR | Existing | RYB | 230/400 V |  |  | LV LINE |  | 185_4C_AL_XLPE |  |  |  | 14.426 m |  | 4 | 0 | Pass | null
380658266 | TNB | DISTRIBUTION | SUNGAI BESAR | Existing | RYB | 230/400 V |  |  | LV LINE |  | 185_4C_AL_XLPE |  |  |  | 13.322 m |  | 4 | 0 | Pass | null
380658271 | TNB | DISTRIBUTION | SUNGAI BESAR | Existing | RYB | 230/400 V |  |  | LV LINE |  | 185_4C_AL_XLPE |  |  |  | 14.569 m |  | 4 | 0 | Pass | null
380658276 | TNB | DISTRIBUTION | SUNGAI BESAR | Existing | RYB | 230/400 V |  |  | LV LINE |  | 185_4C_AL_XLPE |  |  |  | 6.667 m |  | 4 | 0 | Pass | null
380658281 | TNB | DISTRIBUTION | SUNGAI BESAR | Existing | RYB | 230/400 V |  |  | LV LINE |  | 185_4C_AL_XLPE |  |  |  | 7.848 m |  | 4 | 0 | Pass | null
380658286 | TNB | DISTRIBUTION | SUNGAI BESAR | Existing | RYB | 230/400 V |  |  | LV LINE |  | 185_4C_AL_XLPE |  |  |  | 6.368 m |  | 4 | 0 | Pass | null
380658291 | TNB | DISTRIBUTION | SUNGAI BESAR | Existing | RYB | 230/400 V |  |  | LV LINE |  | 185_4C_AL_XLPE |  |  |  | 5.272 m |  | 4 | 0 | Pass | null
380658301 | TNB | DISTRIBUTION | SUNGAI BESAR | Existing | RYB | 230/400 V |  |  | LV LINE |  | 120_4C_AL_PILC |  |  |  | 99.970 m |  | 4 | 0 | Pass | null
380658311 | TNB | DISTRIBUTION | SUNGAI BESAR | Existing | RYB | 230/400 V |  |  | LV LINE |  | 120_4C_AL_XLPE |  |  |  | 102.085 m |  | 4 | 0 | Pass | null
380658316 | TNB | DISTRIBUTION | SUNGAI BESAR | Existing | RYB | 230/400 V |  |  | SERVICE LINE |  | 25_4C_AL_XLPE |  |  |  | 6.754 m |  | 4 | 0 | Pass | null
380658321 | TNB | DISTRIBUTION | SUNGAI BESAR | Existing | RYB | 230/400 V |  |  | SERVICE LINE |  | 25_4C_AL_XLPE |  |  |  | 1.671 m |  | 4 | 0 | Pass | null
380658326 | TNB | DISTRIBUTION | SUNGAI BESAR | Existing | RYB | 230/400 V |  |  | LV LINE |  | 185_4C_AL_XLPE |  |  |  | 12.173 m |  | 4 | 0 | Pass | null
380658331 | TNB | DISTRIBUTION | SUNGAI BESAR | Existing | RYB | 230/400 V |  |  | LV LINE |  | 185_4C_AL_XLPE |  |  |  | 13.623 m |  | 4 | 0 | Pass | null
380658336 | TNB | DISTRIBUTION | SUNGAI BESAR | Existing | RYB | 230/400 V |  |  | LV LINE |  | 185_4C_AL_XLPE |  |  |  | 10.737 m |  | 4 | 0 | Pass | null
380658356 | TNB | DISTRIBUTION | SUNGAI BESAR | Existing | R | 230/400 V |  |  | SERVICE LINE |  | ARMOURED_16MM |  |  |  | 4.238 m |  | 2 | 0 | Pass | null
380658359 | TNB | DISTRIBUTION | SUNGAI BESAR | Existing | R | 230/400 V |  |  | SERVICE LINE |  | ARMOURED_16MM |  |  |  | 0.958 m |  | 2 | 0 | Pass | null
380658362 | TNB | DISTRIBUTION | SUNGAI BESAR | Existing | RYB | 230/400 V |  |  | SERVICE LINE |  | 120_4C_AL_XLPE |  |  |  | 33.367 m |  | 4 | 0 | Pass | null
380658367 | TNB | DISTRIBUTION | SUNGAI BESAR | Existing | RYB | 230/400 V |  |  | SERVICE LINE |  | 120_4C_AL_XLPE |  |  |  | 1.271 m |  | 4 | 0 | Pass | null
380658372 | TNB | DISTRIBUTION | SUNGAI BESAR | Existing | RYB | 230/400 V |  |  | LV LINE |  | 185_4C_AL_XLPE |  |  |  | 28.102 m |  | 4 | 0 | Pass | null
380658377 | TNB | DISTRIBUTION | SUNGAI BESAR | Existing | RYB | 230/400 V |  |  | LV LINE |  | 185_4C_AL_XLPE |  |  |  | 29.561 m |  | 4 | 0 | Pass | null
380658382 | TNB | DISTRIBUTION | SUNGAI BESAR | Existing | RYB | 230/400 V |  |  | LV LINE |  | 185_4C_AL_XLPE |  |  |  | 30.836 m |  | 4 | 0 | Pass | null
380658387 | TNB | DISTRIBUTION | SUNGAI BESAR | Existing | RYB | 230/400 V |  |  | LV LINE |  | 185_4C_AL_XLPE |  |  |  | 32.160 m |  | 4 | 0 | Pass | null
380658392 | TNB | DISTRIBUTION | SUNGAI BESAR | Existing | RYB | 230/400 V |  |  | LV LINE |  | 185_4C_AL_XLPE |  |  |  | 55.557 m |  | 4 | 0 | Pass | null
380658397 | TNB | DISTRIBUTION | SUNGAI BESAR | Existing | RYB | 230/400 V |  |  | LV LINE |  | 185_4C_AL_XLPE |  |  |  | 61.116 m |  | 4 | 0 | Pass | null
380658407 | TNB | DISTRIBUTION | SUNGAI BESAR | Existing | RYB | 230/400 V |  |  | LV LINE |  | 25_4C_AL_XLPE |  |  |  | 35.651 m |  | 4 | 0 | Pass | null
380658412 | TNB | DISTRIBUTION | SUNGAI BESAR | Existing | RYB | 230/400 V |  |  | LV LINE |  | 185_4C_AL_XLPE |  |  |  | 12.604 m |  | 4 | 0 | Pass | null
380658417 | TNB | DISTRIBUTION | SUNGAI BESAR | Existing | RYB | 230/400 V |  |  | LV LINE |  | 185_4C_AL_XLPE |  |  |  | 14.005 m |  | 4 | 0 | Pass | null
380658422 | TNB | DISTRIBUTION | SUNGAI BESAR | Existing | RYB | 230/400 V |  |  | LV LINE |  | 185_4C_AL_XLPE |  |  |  | 30.952 m |  | 4 | 0 | Pass | null
380658427 | TNB | DISTRIBUTION | SUNGAI BESAR | Existing | RYB | 230/400 V |  |  | LV LINE |  | 185_4C_AL_XLPE |  |  |  | 32.288 m |  | 4 | 0 | Pass | null
380658432 | TNB | DISTRIBUTION | SUNGAI BESAR | Existing | RYB | 230/400 V |  |  | LV LINE |  | 185_4C_AL_XLPE |  |  |  | 34.058 m |  | 4 | 0 | Pass | null
380658437 | TNB | DISTRIBUTION | SUNGAI BESAR | Existing | RYB | 230/400 V |  |  | SERVICE LINE |  | 185_4C_AL_XLPE |  |  |  | 4.357 m |  | 4 | 0 | Pass | null
380658442 | TNB | DISTRIBUTION | SUNGAI BESAR | Existing | RYB | 230/400 V |  |  | SERVICE LINE |  | 120_4C_AL_XLPE |  |  |  | 1.849 m |  | 4 | 0 | Pass | null
380658447 | TNB | DISTRIBUTION | SUNGAI BESAR | Existing | RYB | 230/400 V |  |  | SERVICE LINE |  | 120_4C_AL_XLPE |  |  |  | 0.613 m |  | 4 | 0 | Pass | null
380658452 | TNB | DISTRIBUTION | SUNGAI BESAR | Existing | RYB | 230/400 V |  |  | SERVICE LINE |  | 120_4C_AL_XLPE |  |  |  | 2.207 m |  | 4 | 0 | Pass | null
380681550 | TNB | DISTRIBUTION | SUNGAI BESAR | Existing | RYB | 230/400 V |  |  | SERVICE LINE |  | 185_4C_AL_XLPE |  |  |  | 14.237 m |  | 4 | 0 | Pass | null
380699619 | TNB | DISTRIBUTION | SUNGAI BESAR | Existing | RYB | 230/400 V |  |  | SERVICE LINE |  | 185_4C_AL_XLPE |  |  |  | 53.925 m |  | 4 | 0 | Pass | null
380699647 | TNB | DISTRIBUTION | SUNGAI BESAR | Existing | RYB | 230/400 V |  |  | SERVICE LINE |  | 185_4C_AL_XLPE |  |  |  | 27.716 m |  | 4 | 0 | Pass | null
380699652 | TNB | DISTRIBUTION | SUNGAI BESAR | Existing | RYB | 230/400 V |  |  | SERVICE LINE |  | 185_4C_AL_XLPE |  |  |  | 27.759 m |  | 4 | 0 | Pass | null
380700417 | TNB | DISTRIBUTION | SUNGAI BESAR | Existing | RYB | 230/400 V |  |  | LV LINE |  | 185_4C_AL_XLPE |  |  |  | 72.425 m |  | 4 | 0 | Pass | null
380700471 | TNB | DISTRIBUTION | SUNGAI BESAR | Existing | RYB | 230/400 V |  |  | SERVICE LINE |  | 25_4C_AL_XLPE |  |  |  | 20.650 m |  | 4 | 0 | Pass | null
380751520 | TNB | DISTRIBUTION | SUNGAI BESAR | Existing | RYB | 230/400 V |  |  | SERVICE LINE |  | 25_4C_AL_XLPE |  |  |  | 9.319 m |  | 4 | 0 | Pass | null
380751525 | TNB | DISTRIBUTION | SUNGAI BESAR | Existing | RYB | 230/400 V |  |  | SERVICE LINE |  | 25_4C_AL_XLPE |  |  |  | 1.714 m |  | 4 | 0 | Pass | null
380751530 | TNB | DISTRIBUTION | SUNGAI BESAR | Existing | RYB | 230/400 V |  |  | SERVICE LINE |  | 70_4C_AL_XLPE |  |  |  | 50.769 m |  | 4 | 0 | Pass | null
380751540 | TNB | DISTRIBUTION | SUNGAI BESAR | Existing | RYB | 230/400 V |  |  | SERVICE LINE |  | 70_4C_AL_XLPE |  |  |  | 24.572 m |  | 4 | 0 | Pass | null
380751545 | TNB | DISTRIBUTION | SUNGAI BESAR | Existing | RYB | 230/400 V |  |  | SERVICE LINE |  | 70_4C_AL_XLPE |  |  |  | 15.372 m |  | 4 | 0 | Pass | null
380751550 | TNB | DISTRIBUTION | SUNGAI BESAR | Existing | R | 230/400 V |  |  | SERVICE LINE |  | ARMOURED_16MM |  |  |  | 8.063 m |  | 2 | 0 | Pass | null
380751553 | TNB | DISTRIBUTION | SUNGAI BESAR | Existing | R | 230/400 V |  |  | SERVICE LINE |  | ARMOURED_16MM |  |  |  | 1.874 m |  | 2 | 0 | Pass | null
380751556 | TNB | DISTRIBUTION | SUNGAI BESAR | Existing | RYB | 230/400 V |  |  | LV LINE |  | 185_4C_AL_XLPE |  |  |  | 66.644 m |  | 4 | 0 | Pass | null
380751561 | TNB | DISTRIBUTION | SUNGAI BESAR | Existing | RYB | 230/400 V |  |  | SERVICE LINE |  | 25_4C_AL_XLPE |  |  |  | 1.000 m |  | 4 | 0 | Pass | null
380751566 | TNB | DISTRIBUTION | SUNGAI BESAR | Existing | RYB | 230/400 V |  |  | SERVICE LINE |  | 25_4C_AL_XLPE |  |  |  | 5.611 m |  | 4 | 0 | Pass | null
380751571 | TNB | DISTRIBUTION | SUNGAI BESAR | Existing | RYB | 230/400 V |  |  | SERVICE LINE |  | 25_4C_AL_XLPE |  |  |  | 36.145 m |  | 4 | 0 | Pass | null
380751576 | TNB | DISTRIBUTION | SUNGAI BESAR | Existing | RYB | 230/400 V |  |  | LV LINE |  | 185_4C_AL_XLPE |  |  |  | 38.551 m |  | 4 | 0 | Pass | null
380751581 | TNB | DISTRIBUTION | SUNGAI BESAR | Existing | RYB | 230/400 V |  |  | LV LINE |  | 185_4C_AL_XLPE |  |  |  | 1.000 m |  | 4 | 0 | Pass | null
380751586 | TNB | DISTRIBUTION | SUNGAI BESAR | Existing | RYB | 230/400 V |  |  | LV LINE |  | 120_4C_AL_XLPE |  |  |  | 12.796 m |  | 4 | 0 | Pass | null
380751591 | TNB | DISTRIBUTION | SUNGAI BESAR | Existing | RYB | 230/400 V |  |  | LV LINE |  | 120_4C_AL_XLPE |  |  |  | 12.383 m |  | 4 | 0 | Pass | null
380751596 | TNB | DISTRIBUTION | SUNGAI BESAR | Existing | RYB | 230/400 V |  |  | LV LINE |  | 120_4C_AL_PILC |  |  |  | 40.951 m |  | 4 | 0 | Pass | null
380751601 | TNB | DISTRIBUTION | SUNGAI BESAR | Existing | RYB | 230/400 V |  |  | LV LINE |  | 120_4C_AL_XLPE |  |  |  | 39.788 m |  | 4 | 0 | Pass | null
380751606 | TNB | DISTRIBUTION | SUNGAI BESAR | Existing | RYB | 230/400 V |  |  | LV LINE |  | 185_4C_AL_XLPE |  |  |  | 2.672 m |  | 4 | 0 | Pass | null
380751611 | TNB | DISTRIBUTION | SUNGAI BESAR | Existing | RYB | 230/400 V |  |  | SERVICE LINE |  | 70_4C_AL_XLPE |  |  |  | 6.369 m |  | 4 | 0 | Pass | null
380751616 | TNB | DISTRIBUTION | SUNGAI BESAR | Existing | RYB | 230/400 V |  |  | LV LINE |  | 185_4C_AL_XLPE |  |  |  | 23.950 m |  | 4 | 0 | Pass | null
380751621 | TNB | DISTRIBUTION | SUNGAI BESAR | Existing | RYB | 230/400 V |  |  | LV LINE |  | 185_4C_AL_XLPE |  |  |  | 23.999 m |  | 4 | 0 | Pass | null
380751626 | TNB | DISTRIBUTION | SUNGAI BESAR | Existing | RYB | 230/400 V |  |  | LV LINE |  | 185_4C_AL_XLPE |  |  |  | 4.870 m |  | 4 | 0 | Pass | null
380751631 | TNB | DISTRIBUTION | SUNGAI BESAR | Existing | RYB | 230/400 V |  |  | LV LINE |  | 185_4C_AL_XLPE |  |  |  | 31.198 m |  | 4 | 0 | Pass | null
380751636 | TNB | DISTRIBUTION | SUNGAI BESAR | Existing | RYB | 230/400 V |  |  | LV LINE |  | 70_4C_AL_XLPE |  |  |  | 26.640 m |  | 4 | 0 | Pass | null
380751641 | TNB | DISTRIBUTION | SUNGAI BESAR | Existing | RYB | 230/400 V |  |  | SERVICE LINE |  | 25_4C_AL_XLPE |  |  |  | 21.646 m |  | 4 | 0 | Pass | null
380751646 | TNB | DISTRIBUTION | SUNGAI BESAR | Existing | RYB | 230/400 V |  |  | SERVICE LINE |  | 25_4C_AL_XLPE |  |  |  | 5.292 m |  | 4 | 0 | Pass | null
380751651 | TNB | DISTRIBUTION | SUNGAI BESAR | Existing | RYB | 230/400 V |  |  | SERVICE LINE |  | 25_4C_AL_XLPE |  |  |  | 2.769 m |  | 4 | 0 | Pass | null
380751656 | TNB | DISTRIBUTION | SUNGAI BESAR | Existing | RYB | 230/400 V |  |  | SERVICE LINE |  | 25_4C_AL_XLPE |  |  |  | 1.471 m |  | 4 | 0 | Pass | null
380751661 | TNB | DISTRIBUTION | SUNGAI BESAR | Existing | RYB | 230/400 V |  |  | LV LINE |  | 70_4C_AL_XLPE |  |  |  | 6.367 m |  | 4 | 0 | Pass | null
380751666 | TNB | DISTRIBUTION | SUNGAI BESAR | Existing | RYB | 230/400 V |  |  | SERVICE LINE |  | 25_4C_AL_XLPE |  |  |  | 7.138 m |  | 4 | 0 | Pass | null
380751671 | TNB | DISTRIBUTION | SUNGAI BESAR | Existing | RYB | 230/400 V |  |  | SERVICE LINE |  | 25_4C_AL_XLPE |  |  |  | 0.399 m |  | 4 | 0 | Pass | null
380751676 | TNB | DISTRIBUTION | SUNGAI BESAR | Existing | RYB | 230/400 V |  |  | LV LINE |  | 185_4C_AL_XLPE |  |  |  | 39.903 m |  | 4 | 0 | Pass | null
380751681 | TNB | DISTRIBUTION | SUNGAI BESAR | Existing | RYB | 230/400 V |  |  | LV LINE |  | 185_4C_AL_XLPE |  |  |  | 39.879 m |  | 4 | 0 | Pass | null
380751686 | TNB | DISTRIBUTION | SUNGAI BESAR | Existing | RYB | 230/400 V |  |  | LV LINE |  | 185_4C_AL_XLPE |  |  |  | 10.421 m |  | 4 | 0 | Pass | null
380751691 | TNB | DISTRIBUTION | SUNGAI BESAR | Existing | RYB | 230/400 V |  |  | SERVICE LINE |  | 25_4C_AL_PILC |  |  |  | 24.108 m |  | 4 | 0 | Pass | null
380751696 | TNB | DISTRIBUTION | SUNGAI BESAR | Existing | RYB | 230/400 V |  |  | SERVICE LINE |  | 25_4C_AL_PILC |  |  |  | 0.580 m |  | 4 | 0 | Pass | null
380751701 | TNB | DISTRIBUTION | SUNGAI BESAR | Existing | RYB | 230/400 V |  |  | LV LINE |  | 185_4C_AL_XLPE |  |  |  | 35.588 m |  | 4 | 0 | Pass | null
380751706 | TNB | DISTRIBUTION | SUNGAI BESAR | Existing | RYB | 230/400 V |  |  | LV LINE |  | 185_4C_AL_XLPE |  |  |  | 18.844 m |  | 4 | 0 | Pass | null
380751711 | TNB | DISTRIBUTION | SUNGAI BESAR | Existing | RYB | 230/400 V |  |  | SERVICE LINE |  | 70_4C_AL_XLPE |  |  |  | 5.108 m |  | 4 | 0 | Pass | null
380751716 | TNB | DISTRIBUTION | SUNGAI BESAR | Existing | RYB | 230/400 V |  |  | SERVICE LINE |  | 70_4C_AL_PILC |  |  |  | 0.520 m |  | 4 | 0 | Pass | null
380751721 | TNB | DISTRIBUTION | SUNGAI BESAR | Existing | RYB | 230/400 V |  |  | LV LINE |  | 185_4C_AL_XLPE |  |  |  | 13.882 m |  | 4 | 0 | Pass | null
380751726 | TNB | DISTRIBUTION | SUNGAI BESAR | Existing | RYB | 230/400 V |  |  | LV LINE |  | 185_4C_AL_XLPE |  |  |  | 13.918 m |  | 4 | 0 | Pass | null
380751731 | TNB | DISTRIBUTION | SUNGAI BESAR | Existing | RYB | 230/400 V |  |  | SERVICE LINE |  | 25_4C_AL_XLPE |  |  |  | 5.498 m |  | 4 | 0 | Pass | null
380751736 | TNB | DISTRIBUTION | SUNGAI BESAR | Existing | RYB | 230/400 V |  |  | LV LINE |  | 185_4C_AL_XLPE |  |  |  | 37.722 m |  | 4 | 0 | Pass | null
380751741 | TNB | DISTRIBUTION | SUNGAI BESAR | Existing | RYB | 230/400 V |  |  | LV LINE |  | 185_4C_AL_XLPE |  |  |  | 13.911 m |  | 4 | 0 | Pass | null
380751746 | TNB | DISTRIBUTION | SUNGAI BESAR | Existing | RYB | 230/400 V |  |  | LV LINE |  | 185_4C_AL_XLPE |  |  |  | 41.662 m |  | 4 | 0 | Pass | null
380751751 | TNB | DISTRIBUTION | SUNGAI BESAR | Existing | RYB | 230/400 V |  |  | LV LINE |  | 25_4C_AL_XLPE |  |  |  | 4.490 m |  | 4 | 0 | Pass | null
380751755 | TNB | DISTRIBUTION | SUNGAI BESAR | Existing | RYB | 230/400 V |  |  | SERVICE LINE |  | 25_4C_AL_XLPE |  |  |  | 6.714 m |  | 4 | 0 | Pass | null
380751760 | TNB | DISTRIBUTION | SUNGAI BESAR | Existing | RYB | 230/400 V |  |  | SERVICE LINE |  | 25_4C_AL_XLPE |  |  |  | 1.223 m |  | 4 | 0 | Pass | null
380751765 | TNB | DISTRIBUTION | SUNGAI BESAR | Existing | RYB | 230/400 V |  |  | SERVICE LINE |  | 25_4C_AL_XLPE |  |  |  | 8.380 m |  | 4 | 0 | Pass | null
380751770 | TNB | DISTRIBUTION | SUNGAI BESAR | Existing | RYB | 230/400 V |  |  | SERVICE LINE |  | 25_4C_AL_XLPE |  |  |  | 2.723 m |  | 4 | 0 | Pass | null
380751775 | TNB | DISTRIBUTION | SUNGAI BESAR | Existing | RYB | 230/400 V |  |  | SERVICE LINE |  | 120_4C_AL_XLPE |  |  |  | 6.001 m |  | 4 | 0 | Pass | null
380751780 | TNB | DISTRIBUTION | SUNGAI BESAR | Existing | RYB | 230/400 V |  |  | SERVICE LINE |  | 120_4C_AL_XLPE |  |  |  | 1.000 m |  | 4 | 0 | Pass | null
380751785 | TNB | DISTRIBUTION | SUNGAI BESAR | Existing | RYB | 230/400 V |  |  | SERVICE LINE |  | 120_4C_AL_XLPE |  |  |  | 1.000 m |  | 4 | 0 | Pass | null
380751790 | TNB | DISTRIBUTION | SUNGAI BESAR | Existing | RYB | 230/400 V |  |  | SERVICE LINE |  | 120_4C_AL_XLPE |  |  |  | 1.000 m |  | 4 | 0 | Pass | null
380751795 | TNB | DISTRIBUTION | SUNGAI BESAR | Existing | RYB | 230/400 V |  |  | SERVICE LINE |  | 120_4C_AL_XLPE |  |  |  | 1.001 m |  | 4 | 0 | Pass | null
380751800 | TNB | DISTRIBUTION | SUNGAI BESAR | Existing | RYB | 230/400 V |  |  | SERVICE LINE |  | 120_4C_AL_XLPE |  |  |  | 20.849 m |  | 4 | 0 | Pass | null
380751805 | TNB | DISTRIBUTION | SUNGAI BESAR | Existing | RYB | 230/400 V |  |  | SERVICE LINE |  | 70_4C_AL_XLPE |  |  |  | 2.767 m |  | 4 | 0 | Pass | null
380751810 | TNB | DISTRIBUTION | SUNGAI BESAR | Existing | RYB | 230/400 V |  |  | SERVICE LINE |  | 70_4C_AL_XLPE |  |  |  | 1.419 m |  | 4 | 0 | Pass | null
380751815 | TNB | DISTRIBUTION | SUNGAI BESAR | Existing | RYB | 230/400 V |  |  | SERVICE LINE |  | 25_4C_AL_XLPE |  |  |  | 3.891 m |  | 4 | 0 | Pass | null
380754043 | TNB | DISTRIBUTION | SUNGAI BESAR | Existing | RYB | 230/400 V |  |  | SERVICE LINE |  | 70_4C_AL_XLPE |  |  |  | 29.887 m |  | 4 | 0 | Pass | null
380754048 | TNB | DISTRIBUTION | SUNGAI BESAR | Existing | RYB | 230/400 V |  |  | SERVICE LINE |  | 70_4C_AL_XLPE |  |  |  | 9.231 m |  | 4 | 0 | Pass | null
380754053 | TNB | DISTRIBUTION | SUNGAI BESAR | Existing | RYB | 230/400 V |  |  | SERVICE LINE |  | 70_4C_AL_XLPE |  |  |  | 0.943 m |  | 4 | 0 | Pass | null
380754058 | TNB | DISTRIBUTION | SUNGAI BESAR | Existing | RYB | 230/400 V |  |  | SERVICE LINE |  | 185_4C_AL_XLPE |  |  |  | 22.459 m |  | 4 | 0 | Pass | null
380754073 | TNB | DISTRIBUTION | SUNGAI BESAR | Existing | RYB | 230/400 V |  |  | SERVICE LINE |  | 120_4C_AL_XLPE |  |  |  | 14.571 m |  | 4 | 0 | Pass | null
380754078 | TNB | DISTRIBUTION | SUNGAI BESAR | Existing | RYB | 230/400 V |  |  | LV LINE |  | 185_4C_AL_XLPE |  |  |  | 22.939 m |  | 4 | 0 | Pass | null
380754083 | TNB | DISTRIBUTION | SUNGAI BESAR | Existing | RYB | 230/400 V |  |  | LV LINE |  | 185_4C_AL_XLPE |  |  |  | 21.951 m |  | 4 | 0 | Pass | null
380754099 | TNB | DISTRIBUTION | SUNGAI BESAR | Existing | RYB | 230/400 V |  |  | LV LINE |  | 185_4C_AL_XLPE |  |  |  | 35.538 m |  | 4 | 0 | Pass | null
380754104 | TNB | DISTRIBUTION | SUNGAI BESAR | Existing | RYB | 230/400 V |  |  | LV LINE |  | 185_4C_AL_XLPE |  |  |  | 35.074 m |  | 4 | 0 | Pass | null
380754109 | TNB | DISTRIBUTION | SUNGAI BESAR | Existing | RYB | 230/400 V |  |  | SERVICE LINE |  | 70_4C_AL_XLPE |  |  |  | 3.415 m |  | 4 | 0 | Pass | null
380754114 | TNB | DISTRIBUTION | SUNGAI BESAR | Existing | RYB | 230/400 V |  |  | SERVICE LINE |  | 70_4C_AL_XLPE |  |  |  | 0.907 m |  | 4 | 0 | Pass | null
380754119 | TNB | DISTRIBUTION | SUNGAI BESAR | Existing | R | 230/400 V |  |  | PUBLIC LIGHT |  | ARMOURED_16MM |  |  |  | 1.261 m |  | 2 | 0 | Fail | Please check "Usage"
380754122 | TNB | DISTRIBUTION | SUNGAI BESAR | Existing | R | 230/400 V |  |  | PUBLIC LIGHT |  | ARMOURED_16MM |  |  |  | 0.765 m |  | 2 | 0 | Fail | Please check "Usage"
380754125 | TNB | DISTRIBUTION | SUNGAI BESAR | Existing | RYB | 230/400 V |  |  | LV LINE |  | 185_4C_AL_XLPE |  |  |  | 30.944 m |  | 4 | 0 | Pass | null
380754130 | TNB | DISTRIBUTION | SUNGAI BESAR | Existing | RYB | 230/400 V |  |  | LV LINE |  | 185_4C_AL_XLPE |  |  |  | 30.397 m |  | 4 | 0 | Pass | null
380754135 | TNB | DISTRIBUTION | SUNGAI BESAR | Existing | RYB | 230/400 V |  |  | SERVICE LINE |  | 70_4C_AL_XLPE |  |  |  | 28.949 m |  | 4 | 0 | Pass | null
380754140 | TNB | DISTRIBUTION | SUNGAI BESAR | Existing | RYB | 230/400 V |  |  | SERVICE LINE |  | 25_4C_AL_XLPE |  |  |  | 8.668 m |  | 4 | 0 | Pass | null
380754145 | TNB | DISTRIBUTION | SUNGAI BESAR | Existing | RYB | 230/400 V |  |  | SERVICE LINE |  | 25_4C_AL_XLPE |  |  |  | 1.990 m |  | 4 | 0 | Pass | null
380754150 | TNB | DISTRIBUTION | SUNGAI BESAR | Existing | RYB | 230/400 V |  |  | LV LINE |  | 70_4C_AL_XLPE |  |  |  | 95.653 m |  | 4 | 0 | Pass | null
380754155 | TNB | DISTRIBUTION | SUNGAI BESAR | Existing | RYB | 230/400 V |  |  | SERVICE LINE |  | 70_4C_AL_XLPE |  |  |  | 7.051 m |  | 4 | 0 | Pass | null
380754160 | TNB | DISTRIBUTION | SUNGAI BESAR | Existing | RYB | 230/400 V |  |  | LV LINE |  | 185_4C_AL_XLPE |  |  |  | 14.092 m |  | 4 | 0 | Pass | null
380754165 | TNB | DISTRIBUTION | SUNGAI BESAR | Existing | RYB | 230/400 V |  |  | LV LINE |  | 185_4C_AL_XLPE |  |  |  | 9.533 m |  | 4 | 0 | Pass | null
380755566 | TNB | DISTRIBUTION | SUNGAI BESAR | Existing | RYB | 230/400 V |  |  | SERVICE LINE |  | 120_4C_AL_XLPE |  |  |  | 72.369 m |  | 4 | 0 | Pass | null
380755573 | TNB | DISTRIBUTION | SUNGAI BESAR | Existing | RYB | 230/400 V |  |  | LV LINE |  | 185_4C_AL_XLPE |  |  |  | 21.623 m |  | 4 | 0 | Pass | null
380755657 | TNB | DISTRIBUTION | SUNGAI BESAR | Existing | RYB | 230/400 V |  |  | SERVICE LINE |  | 70_4C_AL_XLPE |  |  |  | 52.619 m |  | 4 | 0 | Pass | null
380755663 | TNB | DISTRIBUTION | SUNGAI BESAR | Existing | R | 230/400 V |  |  | SERVICE LINE |  | ARMOURED_16MM |  |  |  | 5.227 m |  | 2 | 0 | Pass | null
380755751 | TNB | DISTRIBUTION | SUNGAI BESAR | Existing | RYB | 230/400 V |  |  | LV LINE |  | 185_4C_AL_XLPE |  |  |  | 6.934 m |  | 4 | 0 | Pass | null
380755756 | TNB | DISTRIBUTION | SUNGAI BESAR | Existing | RYB | 230/400 V |  |  | LV LINE |  | 185_4C_AL_XLPE |  |  |  | 4.595 m |  | 4 | 0 | Pass | null
380755785 | TNB | DISTRIBUTION | SUNGAI BESAR | Existing | RYB | 230/400 V |  |  | SERVICE LINE |  | 185_4C_AL_XLPE |  |  |  | 3.083 m |  | 4 | 0 | Pass | null
380755790 | TNB | DISTRIBUTION | SUNGAI BESAR | Existing | RYB | 230/400 V |  |  | SERVICE LINE |  | 185_4C_AL_XLPE |  |  |  | 4.373 m |  | 4 | 0 | Pass | null
380755795 | TNB | DISTRIBUTION | SUNGAI BESAR | Existing | RYB | 230/400 V |  |  | SERVICE LINE |  | 185_4C_AL_XLPE |  |  |  | 14.900 m |  | 4 | 0 | Pass | null
380755800 | TNB | DISTRIBUTION | SUNGAI BESAR | Existing | RYB | 230/400 V |  |  | SERVICE LINE |  | 185_4C_AL_XLPE |  |  |  | 17.465 m |  | 4 | 0 | Pass | null
380755952 | TNB | DISTRIBUTION | SUNGAI BESAR | Existing | RYB | 230/400 V |  |  | LV LINE |  | 185_4C_AL_XLPE |  |  |  | 10.028 m |  | 4 | 0 | Pass | null
380755957 | TNB | DISTRIBUTION | SUNGAI BESAR | Existing | RYB | 230/400 V |  |  | LV LINE |  | 185_4C_AL_XLPE |  |  |  | 14.973 m |  | 4 | 0 | Pass | null
380755962 | TNB | DISTRIBUTION | SUNGAI BESAR | Existing | RYB | 230/400 V |  |  | LV LINE |  | 185_4C_AL_XLPE |  |  |  | 22.171 m |  | 4 | 0 | Pass | null
380756001 | TNB | DISTRIBUTION | SUNGAI BESAR | Existing | RYB | 230/400 V |  |  | LV LINE |  | 185_4C_AL_XLPE |  |  |  | 18.604 m |  | 4 | 0 | Pass | null
380756006 | TNB | DISTRIBUTION | SUNGAI BESAR | Existing | RYB | 230/400 V |  |  | LV LINE |  | 185_4C_AL_XLPE |  |  |  | 11.312 m |  | 4 | 0 | Pass | null
380756183 | TNB | DISTRIBUTION | SUNGAI BESAR | Existing | RYB | 230/400 V |  |  | SERVICE LINE |  | 120_4C_AL_XLPE |  |  |  | 32.409 m |  | 4 | 0 | Pass | null
380758281 | TNB | DISTRIBUTION | SUNGAI BESAR | Existing | RYB | 230/400 V |  |  | LV LINE |  | 185_4C_AL_XLPE |  |  |  | 13.200 m |  | 4 | 0 | Pass | null
380758286 | TNB | DISTRIBUTION | SUNGAI BESAR | Existing | RYB | 230/400 V |  |  | SERVICE LINE |  | 25_4C_AL_XLPE |  |  |  | 26.228 m |  | 4 | 0 | Pass | null
380758313 | TNB | DISTRIBUTION | SUNGAI BESAR | Existing | RYB | 230/400 V |  |  | LV LINE |  | 185_4C_AL_XLPE |  |  |  | 11.936 m |  | 4 | 0 | Pass | null
380758347 | TNB | DISTRIBUTION | SUNGAI BESAR | Existing | RYB | 230/400 V |  |  | LV LINE |  | 185_4C_AL_XLPE |  |  |  | 171.306 m |  | 4 | 0 | Pass | null
380758355 | TNB | DISTRIBUTION | SUNGAI BESAR | Existing | RYB | 230/400 V |  |  | SERVICE LINE |  | 70_4C_AL_XLPE |  |  |  | 4.425 m |  | 4 | 0 | Pass | null
380758360 | TNB | DISTRIBUTION | SUNGAI BESAR | Existing | RYB | 230/400 V |  |  | SERVICE LINE |  | 70_4C_AL_XLPE |  |  |  | 7.352 m |  | 4 | 0 | Pass | null
380758365 | TNB | DISTRIBUTION | SUNGAI BESAR | Existing | RYB | 230/400 V |  |  | SERVICE LINE |  | 70_4C_AL_XLPE |  |  |  | 4.187 m |  | 4 | 0 | Pass | null
380758370 | TNB | DISTRIBUTION | SUNGAI BESAR | Existing | RYB | 230/400 V |  |  | SERVICE LINE |  | 70_4C_AL_XLPE |  |  |  | 18.758 m |  | 4 | 0 | Pass | null
380758375 | TNB | DISTRIBUTION | SUNGAI BESAR | Existing | RYB | 230/400 V |  |  | SERVICE LINE |  | 70_4C_AL_XLPE |  |  |  | 5.922 m |  | 4 | 0 | Pass | null
380758380 | TNB | DISTRIBUTION | SUNGAI BESAR | Existing | RYB | 230/400 V |  |  | SERVICE LINE |  | 70_4C_AL_XLPE |  |  |  | 5.668 m |  | 4 | 0 | Pass | null
380806059 | TNB | DISTRIBUTION | SUNGAI BESAR | Existing | RYB | 230/400 V |  |  | LV LINE |  | 185_4C_AL_XLPE |  |  |  | 19.953 m |  | 4 | 0 | Pass | null
380806064 | TNB | DISTRIBUTION | SUNGAI BESAR | Existing | RYB | 230/400 V |  |  | SERVICE LINE |  | 25_4C_AL_XLPE |  |  |  | 14.290 m |  | 4 | 0 | Pass | null
380806069 | TNB | DISTRIBUTION | SUNGAI BESAR | Existing | RYB | 230/400 V |  |  | SERVICE LINE |  | 25_4C_AL_XLPE |  |  |  | 0.535 m |  | 4 | 0 | Pass | null
380806074 | TNB | DISTRIBUTION | SUNGAI BESAR | Existing | RYB | 230/400 V |  |  | LV LINE |  | 185_4C_AL_XLPE |  |  |  | 32.340 m |  | 4 | 0 | Pass | null
380806079 | TNB | DISTRIBUTION | SUNGAI BESAR | Existing | RYB | 230/400 V |  |  | LV LINE |  | 185_4C_AL_XLPE |  |  |  | 29.963 m |  | 4 | 0 | Pass | null
380806084 | TNB | DISTRIBUTION | SUNGAI BESAR | Existing | RYB | 230/400 V |  |  | LV LINE |  | 185_4C_AL_XLPE |  |  |  | 27.873 m |  | 4 | 0 | Pass | null
380806089 | TNB | DISTRIBUTION | SUNGAI BESAR | Existing | RYB | 230/400 V |  |  | SERVICE LINE |  | 25_4C_AL_XLPE |  |  |  | 1.505 m |  | 4 | 0 | Pass | null
380806094 | TNB | DISTRIBUTION | SUNGAI BESAR | Existing | RYB | 230/400 V |  |  | SERVICE LINE |  | 25_4C_AL_XLPE |  |  |  | 0.725 m |  | 4 | 0 | Pass | null
380806099 | TNB | DISTRIBUTION | SUNGAI BESAR | Existing | RYB | 230/400 V |  |  | LV LINE |  | 120_4C_AL_PILC |  |  |  | 8.986 m |  | 4 | 0 | Pass | null
380806104 | TNB | DISTRIBUTION | SUNGAI BESAR | Existing | RYB | 230/400 V |  |  | LV LINE |  | 120_4C_AL_PILC |  |  |  | 6.965 m |  | 4 | 0 | Pass | null
380806109 | TNB | DISTRIBUTION | SUNGAI BESAR | Existing | RYB | 230/400 V |  |  | LV LINE |  | 120_4C_AL_PILC |  |  |  | 5.284 m |  | 4 | 0 | Pass | null
380806114 | TNB | DISTRIBUTION | SUNGAI BESAR | Existing | RYB | 230/400 V |  |  | LV LINE |  | 185_4C_AL_PILC |  |  |  | 30.088 m |  | 4 | 0 | Pass | null
380806119 | TNB | DISTRIBUTION | SUNGAI BESAR | Existing | RYB | 230/400 V |  |  | LV LINE |  | 185_4C_AL_PILC |  |  |  | 17.406 m |  | 4 | 0 | Pass | null
380806124 | TNB | DISTRIBUTION | SUNGAI BESAR | Existing | RYB | 230/400 V |  |  | LV LINE |  | 185_4C_AL_XLPE |  |  |  | 48.286 m |  | 4 | 0 | Pass | null
380806129 | TNB | DISTRIBUTION | SUNGAI BESAR | Existing | RYB | 230/400 V |  |  | LV LINE |  | 185_4C_AL_XLPE |  |  |  | 42.832 m |  | 4 | 0 | Pass | null
380806134 | TNB | DISTRIBUTION | SUNGAI BESAR | Existing | RYB | 230/400 V |  |  | SERVICE LINE |  | 185_4C_AL_XLPE |  |  |  | 15.234 m |  | 4 | 0 | Pass | null
380806139 | TNB | DISTRIBUTION | SUNGAI BESAR | Existing | RYB | 230/400 V |  |  | SERVICE LINE |  | 185_4C_AL_XLPE |  |  |  | 1.387 m |  | 4 | 0 | Pass | null
380806144 | TNB | DISTRIBUTION | SUNGAI BESAR | Existing | RYB | 230/400 V |  |  | SERVICE LINE |  | 70_4C_AL_XLPE |  |  |  | 12.665 m |  | 4 | 0 | Pass | null
380806149 | TNB | DISTRIBUTION | SUNGAI BESAR | Existing | RYB | 230/400 V |  |  | SERVICE LINE |  | 70_4C_AL_XLPE |  |  |  | 1.121 m |  | 4 | 0 | Pass | null
380806154 | TNB | DISTRIBUTION | SUNGAI BESAR | Existing | RYB | 230/400 V |  |  | LV LINE |  | 120_4C_AL_XLPE |  |  |  | 23.500 m |  | 4 | 0 | Pass | null
380806159 | TNB | DISTRIBUTION | SUNGAI BESAR | Existing | RYB | 230/400 V |  |  | LV LINE |  | 185_4C_AL_XLPE |  |  |  | 21.204 m |  | 4 | 0 | Pass | null
380806164 | TNB | DISTRIBUTION | SUNGAI BESAR | Existing | RYB | 230/400 V |  |  | LV LINE |  | 120_4C_AL_XLPE |  |  |  | 19.112 m |  | 4 | 0 | Pass | null
380806169 | TNB | DISTRIBUTION | SUNGAI BESAR | Existing | RYB | 230/400 V |  |  | LV LINE |  | 185_4C_AL_PILC |  |  |  | 13.808 m | INCOMING DARI PE KG BARU | 4 | 0 | Pass | null
380806174 | TNB | DISTRIBUTION | SUNGAI BESAR | Existing | RYB | 230/400 V |  |  | LV LINE |  | 185_4C_AL_XLPE |  |  |  | 11.305 m | INCOMING DARI PE KG BARU | 4 | 0 | Pass | null
380806179 | TNB | DISTRIBUTION | SUNGAI BESAR | Existing | RYB | 230/400 V |  |  | LV LINE |  | 185_4C_AL_PILC |  |  |  | 12.692 m | INCOMING DARI PE KG BARU | 4 | 0 | Pass | null
380806198 | TNB | DISTRIBUTION | SUNGAI BESAR | Existing | RYB | 230/400 V |  |  | Unknown |  | 185_4C_AL_XLPE |  |  |  | 37.111 m |  | 4 | 0 | Fail | Please check "Usage"
380806203 | TNB | DISTRIBUTION | SUNGAI BESAR | Existing | RYB | 230/400 V |  |  | Unknown |  | 185_4C_AL_XLPE |  |  |  | 21.548 m |  | 4 | 0 | Fail | Please check "Usage"
380807137 | TNB | DISTRIBUTION | SUNGAI BESAR | Existing | RYB | 230/400 V |  |  | LV LINE |  | 185_4C_AL_XLPE |  |  |  | 18.535 m |  | 4 | 0 | Pass | null
380807142 | TNB | DISTRIBUTION | SUNGAI BESAR | Existing | RYB | 230/400 V |  |  | LV LINE |  | 185_4C_AL_XLPE |  |  |  | 29.462 m |  | 4 | 0 | Pass | null
380855594 | TNB | DISTRIBUTION | SUNGAI BESAR | Existing | RYB | 230/400 V |  |  | LV LINE |  | 185_4C_AL_XLPE |  |  |  | 98.368 m |  | 4 | 0 | Pass | null
380855599 | TNB | DISTRIBUTION | SUNGAI BESAR | Existing | RYB | 230/400 V |  |  | LV LINE |  | 185_4C_AL_XLPE |  |  |  | 24.722 m |  | 4 | 0 | Pass | null
380855604 | TNB | DISTRIBUTION | SUNGAI BESAR | Existing | RYB | 230/400 V |  |  | LV LINE |  | 185_4C_AL_XLPE |  |  |  | 3.321 m |  | 4 | 0 | Pass | null
380855609 | TNB | DISTRIBUTION | SUNGAI BESAR | Existing | RYB | 230/400 V |  |  | LV LINE |  | 185_4C_AL_XLPE |  |  |  | 1.076 m |  | 4 | 0 | Pass | null
380855614 | TNB | DISTRIBUTION | SUNGAI BESAR | Existing | RYB | 230/400 V |  |  | LV LINE |  | 185_4C_AL_XLPE |  |  |  | 0.810 m |  | 4 | 0 | Pass | null
380855619 | TNB | DISTRIBUTION | SUNGAI BESAR | Existing | RYB | 230/400 V |  |  | LV LINE |  | 185_4C_AL_XLPE |  |  |  | 29.158 m |  | 4 | 0 | Pass | null
380855624 | TNB | DISTRIBUTION | SUNGAI BESAR | Existing | RYB | 230/400 V |  |  | LV LINE |  | 185_4C_AL_XLPE |  |  |  | 27.677 m |  | 4 | 0 | Pass | null
380855629 | TNB | DISTRIBUTION | SUNGAI BESAR | Existing | RYB | 230/400 V |  |  | LV LINE |  | 300_4C_AL_XLPE |  |  |  | 67.220 m |  | 4 | 0 | Pass | null
380855649 | TNB | DISTRIBUTION | SUNGAI BESAR | Existing | RYB | 230/400 V |  |  | LV LINE |  | 120_4C_AL_PILC |  |  |  | 66.109 m |  | 4 | 0 | Pass | null
380855654 | TNB | DISTRIBUTION | SUNGAI BESAR | Existing | RYB | 230/400 V |  |  | LV LINE |  | 120_4C_AL_XLPE |  |  |  | 65.498 m |  | 4 | 0 | Pass | null
380855659 | TNB | DISTRIBUTION | SUNGAI BESAR | Existing | RYB | 230/400 V |  |  | LV LINE |  | 120_4C_AL_PILC |  |  |  | 64.915 m |  | 4 | 0 | Pass | null
380855664 | TNB | DISTRIBUTION | SUNGAI BESAR | Existing | RYB | 230/400 V |  |  | LV LINE |  | 185_4C_AL_XLPE |  |  |  | 18.682 m |  | 4 | 0 | Pass | null
380855669 | TNB | DISTRIBUTION | SUNGAI BESAR | Existing | RYB | 230/400 V |  |  | LV LINE |  | 120_4C_AL_XLPE |  |  |  | 56.359 m |  | 4 | 0 | Pass | null
380855674 | TNB | DISTRIBUTION | SUNGAI BESAR | Existing | RYB | 230/400 V |  |  | LV LINE |  | 185_4C_AL_PILC |  |  |  | 36.917 m |  | 4 | 0 | Pass | null
380855679 | TNB | DISTRIBUTION | SUNGAI BESAR | Existing | RYB | 230/400 V |  |  | LV LINE |  | 185_4C_AL_PILC |  |  |  | 25.255 m |  | 4 | 0 | Pass | null
380855689 | TNB | DISTRIBUTION | SUNGAI BESAR | Existing | RYB | 230/400 V |  |  | LV LINE |  | 185_4C_AL_XLPE |  |  |  | 26.378 m |  | 4 | 0 | Pass | null
380855694 | TNB | DISTRIBUTION | SUNGAI BESAR | Existing | RYB | 230/400 V |  |  | LV LINE |  | 185_4C_AL_XLPE |  |  |  | 22.060 m |  | 4 | 0 | Pass | null
380855699 | TNB | DISTRIBUTION | SUNGAI BESAR | Existing | RYB | 230/400 V |  |  | LV LINE |  | 185_4C_AL_XLPE |  |  |  | 18.510 m |  | 4 | 0 | Pass | null
380855704 | TNB | DISTRIBUTION | SUNGAI BESAR | Existing | RYB | 230/400 V |  |  | LV LINE |  | 185_4C_AL_XLPE |  |  |  | 26.617 m |  | 4 | 0 | Pass | null
380855709 | TNB | DISTRIBUTION | SUNGAI BESAR | Existing | RYB | 230/400 V |  |  | LV LINE |  | 185_4C_AL_XLPE |  |  |  | 16.266 m | MSB | 4 | 0 | Pass | null
380855714 | TNB | DISTRIBUTION | SUNGAI BESAR | Existing | RYB | 230/400 V |  |  | LV LINE |  | 185_4C_AL_XLPE |  |  |  | 3.426 m |  | 4 | 0 | Pass | null
380892105 | TNB | DISTRIBUTION | SUNGAI BESAR | Existing | RYB | 230/400 V |  |  | LV LINE |  | 185_4C_AL_XLPE |  |  |  | 23.373 m |  | 4 | 0 | Pass | null
380892110 | TNB | DISTRIBUTION | SUNGAI BESAR | Existing | RYB | 230/400 V |  |  | LV LINE |  | 185_4C_AL_XLPE |  |  |  | 22.164 m |  | 4 | 0 | Pass | null
380892115 | TNB | DISTRIBUTION | SUNGAI BESAR | Existing | RYB | 230/400 V |  |  | LV LINE |  | 185_4C_AL_XLPE |  |  |  | 21.149 m |  | 4 | 0 | Pass | null
380892120 | TNB | DISTRIBUTION | SUNGAI BESAR | Existing | RYB | 230/400 V |  |  | LV LINE |  | 185_4C_AL_XLPE |  |  |  | 29.380 m | incoming dari p/e merbau jaya parit 16 | 4 | 0 | Pass | null
380892125 | TNB | DISTRIBUTION | SUNGAI BESAR | Existing | RYB | 230/400 V |  |  | LV LINE |  | 185_4C_AL_XLPE |  |  |  | 29.854 m | incoming dari p/e merbau jaya parit 16 | 4 | 0 | Pass | null
380892130 | TNB | DISTRIBUTION | SUNGAI BESAR | Existing | RYB | 230/400 V |  |  | LV LINE |  | 185_4C_AL_XLPE |  |  |  | 17.362 m |  | 4 | 0 | Pass | null
380892135 | TNB | DISTRIBUTION | SUNGAI BESAR | Existing | RYB | 230/400 V |  |  | LV LINE |  | 185_4C_AL_XLPE |  |  |  | 17.498 m |  | 4 | 0 | Pass | null
380892140 | TNB | DISTRIBUTION | SUNGAI BESAR | Existing | RYB | 230/400 V |  |  | SERVICE LINE |  | 25_4C_AL_XLPE |  |  |  | 11.879 m |  | 4 | 0 | Pass | null
380892145 | TNB | DISTRIBUTION | SUNGAI BESAR | Existing | RYB | 230/400 V |  |  | SERVICE LINE |  | 25_4C_AL_XLPE |  |  |  | 1.106 m |  | 4 | 0 | Pass | null
380892153 | TNB | DISTRIBUTION | SUNGAI BESAR | Existing | RYB | 230/400 V |  |  | SERVICE LINE |  | 25_4C_AL_XLPE |  |  |  | 15.083 m |  | 4 | 0 | Pass | null
380892158 | TNB | DISTRIBUTION | SUNGAI BESAR | Existing | RYB | 230/400 V |  |  | SERVICE LINE |  | 25_4C_AL_XLPE |  |  |  | 1.986 m |  | 4 | 0 | Pass | null
380892163 | TNB | DISTRIBUTION | SUNGAI BESAR | Existing | RYB | 230/400 V |  |  | LV LINE |  | 185_4C_AL_XLPE |  |  |  | 21.449 m |  | 4 | 0 | Pass | null
380892168 | TNB | DISTRIBUTION | SUNGAI BESAR | Existing | RYB | 230/400 V |  |  | LV LINE |  | 185_4C_AL_XLPE |  |  |  | 21.532 m |  | 4 | 0 | Pass | null
380892173 | TNB | DISTRIBUTION | SUNGAI BESAR | Existing | RYB | 230/400 V |  |  | LV LINE |  | 185_4C_AL_XLPE |  |  |  | 21.485 m |  | 4 | 0 | Pass | null
380892178 | TNB | DISTRIBUTION | SUNGAI BESAR | Existing | RYB | 230/400 V |  |  | LV LINE |  | 185_4C_AL_XLPE |  |  |  | 31.399 m |  | 4 | 0 | Pass | null
380892183 | TNB | DISTRIBUTION | SUNGAI BESAR | Existing | RYB | 230/400 V |  |  | LV LINE |  | 185_4C_AL_XLPE |  |  |  | 18.351 m |  | 4 | 0 | Pass | null
380892188 | TNB | DISTRIBUTION | SUNGAI BESAR | Existing | RYB | 230/400 V |  |  | LV LINE |  | 185_4C_AL_XLPE |  |  |  | 32.667 m |  | 4 | 0 | Pass | null
380892193 | TNB | DISTRIBUTION | SUNGAI BESAR | Existing | RYB | 230/400 V |  |  | LV LINE |  | 185_4C_AL_XLPE |  |  |  | 17.377 m |  | 4 | 0 | Pass | null
380892198 | TNB | DISTRIBUTION | SUNGAI BESAR | Existing | RYB | 230/400 V |  |  | SERVICE LINE |  | 70_4C_AL_XLPE |  |  |  | 16.122 m |  | 4 | 0 | Pass | null
380892203 | TNB | DISTRIBUTION | SUNGAI BESAR | Existing | RYB | 230/400 V |  |  | 5 FOOT WAYS |  | 70_4C_AL_XLPE |  |  |  | 5.527 m |  | 4 | 0 | Pass | null
380892208 | TNB | DISTRIBUTION | SUNGAI BESAR | Existing | RYB | 230/400 V |  |  | LV LINE |  | 185_4C_AL_XLPE |  |  |  | 48.171 m |  | 4 | 0 | Pass | null
380892213 | TNB | DISTRIBUTION | SUNGAI BESAR | Existing | RYB | 230/400 V |  |  | LV LINE |  | 185_4C_AL_XLPE |  |  |  | 46.036 m |  | 4 | 0 | Pass | null
380892218 | TNB | DISTRIBUTION | SUNGAI BESAR | Existing | RYB | 230/400 V |  |  | LV LINE |  | 185_4C_AL_XLPE |  |  |  | 31.646 m |  | 4 | 0 | Pass | null
380892248 | TNB | DISTRIBUTION | SUNGAI BESAR | Existing | R | 230/400 V |  |  | PUBLIC LIGHT |  | ARMOURED_16MM |  |  |  | 15.231 m |  | 2 | 0 | Fail | Please check "Usage"
380892251 | TNB | DISTRIBUTION | SUNGAI BESAR | Existing | R | 230/400 V |  |  | PUBLIC LIGHT |  | ARMOURED_16MM |  |  |  | 1.809 m |  | 2 | 0 | Fail | Please check "Usage"
380892254 | TNB | DISTRIBUTION | SUNGAI BESAR | Existing | RYB | 230/400 V |  |  | LV LINE |  | 185_4C_AL_PILC |  |  |  | 67.635 m |  | 4 | 0 | Pass | null
380892259 | TNB | DISTRIBUTION | SUNGAI BESAR | Existing | RYB | 230/400 V |  |  | LV LINE |  | 185_4C_AL_PILC |  |  |  | 60.527 m |  | 4 | 0 | Pass | null
380892264 | TNB | DISTRIBUTION | SUNGAI BESAR | Existing | R | 230/400 V |  |  | SERVICE LINE |  | ARMOURED_16MM |  |  |  | 4.735 m |  | 2 | 0 | Pass | null
380892267 | TNB | DISTRIBUTION | SUNGAI BESAR | Existing | R | 230/400 V |  |  | SERVICE LINE |  | ARMOURED_16MM |  |  |  | 0.821 m |  | 2 | 0 | Pass | null
380892273 | TNB | DISTRIBUTION | SUNGAI BESAR | Existing | RYB | 230/400 V |  |  | LV LINE |  | 185_4C_AL_XLPE |  |  |  | 122.955 m |  | 4 | 0 | Pass | null
380900247 | TNB | DISTRIBUTION | SUNGAI BESAR | Existing | RYB | 230/400 V |  |  | LV LINE |  | 185_4C_AL_XLPE |  |  |  | 2.047 m |  | 4 | 0 | Pass | null
380900252 | TNB | DISTRIBUTION | SUNGAI BESAR | Existing | RYB | 230/400 V |  |  | LV LINE |  | 185_4C_AL_XLPE |  |  |  | 227.541 m |  | 4 | 0 | Pass | null
380900257 | TNB | DISTRIBUTION | SUNGAI BESAR | Existing | RYB | 230/400 V |  |  | LV LINE |  | 185_4C_AL_XLPE |  |  |  | 3.870 m |  | 4 | 0 | Pass | null
380900262 | TNB | DISTRIBUTION | SUNGAI BESAR | Existing | RYB | 230/400 V |  |  | LV LINE |  | 185_4C_AL_XLPE |  |  |  | 5.307 m |  | 4 | 0 | Pass | null
380900267 | TNB | DISTRIBUTION | SUNGAI BESAR | Existing | RYB | 230/400 V |  |  | SERVICE LINE |  | 25_4C_AL_XLPE |  |  |  | 7.382 m |  | 4 | 0 | Pass | null
380900272 | TNB | DISTRIBUTION | SUNGAI BESAR | Existing | RYB | 230/400 V |  |  | SERVICE LINE |  | 25_4C_AL_XLPE |  |  |  | 0.758 m |  | 4 | 0 | Pass | null
380900277 | TNB | DISTRIBUTION | SUNGAI BESAR | Existing | RYB | 230/400 V |  |  | LV LINE |  | 185_4C_AL_XLPE |  |  |  | 52.462 m |  | 4 | 0 | Pass | null
380900282 | TNB | DISTRIBUTION | SUNGAI BESAR | Existing | RYB | 230/400 V |  |  | LV LINE |  | 185_4C_AL_XLPE |  |  |  | 39.242 m |  | 4 | 0 | Pass | null
380900287 | TNB | DISTRIBUTION | SUNGAI BESAR | Existing | RYB | 230/400 V |  |  | LV LINE |  | 185_4C_AL_XLPE |  |  |  | 14.624 m |  | 4 | 0 | Pass | null
380900292 | TNB | DISTRIBUTION | SUNGAI BESAR | Existing | RYB | 230/400 V |  |  | LV LINE |  | 185_4C_AL_XLPE |  |  |  | 10.492 m |  | 4 | 0 | Pass | null
380900302 | TNB | DISTRIBUTION | SUNGAI BESAR | Existing | R | 230/400 V |  |  | SERVICE LINE |  | ARMOURED_16MM |  |  |  | 1.937 m |  | 2 | 0 | Pass | null
380900310 | TNB | DISTRIBUTION | SUNGAI BESAR | Existing | R | 230/400 V |  |  | SERVICE LINE |  | ARMOURED_16MM |  |  |  | 11.743 m |  | 2 | 0 | Pass | null
380900318 | TNB | DISTRIBUTION | SUNGAI BESAR | Existing | RYB | 230/400 V |  |  | LV LINE |  | 185_4C_AL_XLPE |  |  |  | 34.299 m | PUNCA BEKALAN TIDAK DIKETAHUI | 4 | 0 | Pass | null
380900323 | TNB | DISTRIBUTION | SUNGAI BESAR | Existing | RYB | 230/400 V |  |  | LV LINE |  | 185_4C_AL_XLPE |  |  |  | 35.368 m | PUNCA BEKALAN TIDAK DIKETAHUI | 4 | 0 | Pass | null
380900333 | TNB | DISTRIBUTION | SUNGAI BESAR | Existing | RYB | 230/400 V |  |  | LV LINE |  | 185_4C_AL_XLPE |  |  |  | 52.798 m | PUNCA BEKALAN TIDAK DIKETAHUI | 4 | 0 | Pass | null
380900338 | TNB | DISTRIBUTION | SUNGAI BESAR | Existing | RYB | 230/400 V |  |  | LV LINE |  | 185_4C_AL_XLPE |  |  |  | 28.566 m | PUNCA BEKALAN TIDAK DIKETAHUI | 4 | 0 | Pass | null
380900343 | TNB | DISTRIBUTION | SUNGAI BESAR | Existing | RYB | 230/400 V |  |  | LV LINE |  | 185_4C_AL_XLPE |  |  |  | 4.933 m | PUNCA BEKALAN TIDAK DIKETAHUI | 4 | 0 | Pass | null
380900348 | TNB | DISTRIBUTION | SUNGAI BESAR | Existing | RYB | 230/400 V |  |  | LV LINE |  | 185_4C_AL_XLPE |  |  |  | 15.694 m |  | 4 | 0 | Pass | null
380900353 | TNB | DISTRIBUTION | SUNGAI BESAR | Existing | RYB | 230/400 V |  |  | LV LINE |  | 185_4C_AL_XLPE |  |  |  | 11.951 m |  | 4 | 0 | Pass | null
380900358 | TNB | DISTRIBUTION | SUNGAI BESAR | Existing | RYB | 230/400 V |  |  | SERVICE LINE |  | 25_4C_AL_XLPE |  |  |  | 4.338 m |  | 4 | 0 | Pass | null
380900363 | TNB | DISTRIBUTION | SUNGAI BESAR | Existing | RYB | 230/400 V |  |  | SERVICE LINE |  | 25_4C_AL_XLPE |  |  |  | 1.188 m |  | 4 | 0 | Pass | null
380900368 | TNB | DISTRIBUTION | SUNGAI BESAR | Existing | RYB | 230/400 V |  |  | SERVICE LINE |  | 25_4C_AL_XLPE |  |  |  | 4.522 m |  | 4 | 0 | Pass | null
380900373 | TNB | DISTRIBUTION | SUNGAI BESAR | Existing | RYB | 230/400 V |  |  | SERVICE LINE |  | 25_4C_AL_XLPE |  |  |  | 0.697 m |  | 4 | 0 | Pass | null
380900378 | TNB | DISTRIBUTION | SUNGAI BESAR | Existing | RYB | 230/400 V |  |  | LV LINE |  | 185_4C_AL_XLPE |  |  |  | 14.908 m |  | 4 | 0 | Pass | null
380900383 | TNB | DISTRIBUTION | SUNGAI BESAR | Existing | RYB | 230/400 V |  |  | SERVICE LINE |  | 25_4C_AL_XLPE |  |  |  | 22.791 m |  | 4 | 0 | Pass | null
380900388 | TNB | DISTRIBUTION | SUNGAI BESAR | Existing | RYB | 230/400 V |  |  | SERVICE LINE |  | 25_4C_AL_XLPE |  |  |  | 2.353 m |  | 4 | 0 | Pass | null
380901901 | TNB | DISTRIBUTION | SUNGAI BESAR | Existing | RYB | 230/400 V |  |  | SERVICE LINE |  | 185_4C_AL_XLPE |  |  |  | 2.774 m |  | 4 | 0 | Pass | null
380901906 | TNB | DISTRIBUTION | SUNGAI BESAR | Existing | RYB | 230/400 V |  |  | SERVICE LINE |  | 185_4C_AL_XLPE |  |  |  | 2.172 m |  | 4 | 0 | Pass | null
380901921 | TNB | DISTRIBUTION | SUNGAI BESAR | Existing | RYB | 230/400 V |  |  | SERVICE LINE |  | 185_4C_AL_XLPE |  |  |  | 0.246 m |  | 4 | 0 | Pass | null
380901926 | TNB | DISTRIBUTION | SUNGAI BESAR | Existing | RYB | 230/400 V |  |  | SERVICE LINE |  | 185_4C_AL_XLPE |  |  |  | 0.295 m |  | 4 | 0 | Pass | null
380901931 | TNB | DISTRIBUTION | SUNGAI BESAR | Existing | RYB | 230/400 V |  |  | SERVICE LINE |  | 185_4C_AL_XLPE |  |  |  | 0.328 m |  | 4 | 0 | Pass | null
380902004 | TNB | DISTRIBUTION | SUNGAI BESAR | Existing | RYB | 230/400 V |  |  | SERVICE LINE |  | 185_4C_AL_XLPE |  |  |  | 4.152 m |  | 4 | 0 | Pass | null
380902012 | TNB | DISTRIBUTION | SUNGAI BESAR | Existing | RYB | 230/400 V |  |  | SERVICE LINE |  | 185_4C_AL_XLPE |  |  |  | 4.024 m |  | 4 | 0 | Pass | null
380902018 | TNB | DISTRIBUTION | SUNGAI BESAR | Existing | RYB | 230/400 V |  |  | SERVICE LINE |  | 185_4C_AL_XLPE |  |  |  | 6.386 m |  | 4 | 0 | Pass | null
380902126 | TNB | DISTRIBUTION | SUNGAI BESAR | Existing | RYB | 230/400 V |  |  | SERVICE LINE |  | 185_4C_AL_XLPE |  |  |  | 6.826 m |  | 4 | 0 | Pass | null
380902137 | TNB | DISTRIBUTION | SUNGAI BESAR | Existing | RYB | 230/400 V |  |  | SERVICE LINE |  | 185_4C_AL_XLPE |  |  |  | 6.710 m |  | 4 | 0 | Pass | null
380902251 | TNB | DISTRIBUTION | SUNGAI BESAR | Existing | RYB | 230/400 V |  |  | LV LINE |  | 185_4C_AL_XLPE |  |  |  | 43.436 m |  | 4 | 0 | Pass | null
380902339 | TNB | DISTRIBUTION | SUNGAI BESAR | Existing | RYB | 230/400 V |  |  | SERVICE LINE |  | 185_4C_AL_XLPE |  |  |  | 12.411 m |  | 4 | 0 | Pass | null
380902621 | TNB | DISTRIBUTION | SUNGAI BESAR | Existing | RYB | 230/400 V |  |  | SERVICE LINE |  | 185_4C_AL_XLPE |  |  |  | 9.735 m |  | 4 | 0 | Pass | null
381028241 | TNB | DISTRIBUTION | SUNGAI BESAR | Existing | RYB | 230/400 V | Unknown |  | LV LINE |  | 7X_500_1C_CU_PVC/PVC |  |  |  | 0.918 m |  | 7 | 0 | Pass | null
381028368 | TNB | DISTRIBUTION | SUNGAI BESAR | Existing | RYB | 230/400 V | Unknown |  | LV LINE |  | 7X_300_1C_AL_PVC/PVC |  |  |  | 0.963 m |  | 7 | 0 | Pass | null
381029171 | TNB | DISTRIBUTION | SUNGAI BESAR | Existing | RYB | 230/400 V | Unknown |  | LV LINE |  | 4X_300_1C_AL_PVC/PVC |  |  |  | 0.979 m |  | 4 | 0 | Pass | null
381029291 | TNB | DISTRIBUTION | SUNGAI BESAR | Existing | RYB | 230/400 V | Unknown |  | LV LINE |  | 4X_300_1C_AL_PVC/PVC |  |  |  | 1.142 m |  | 4 | 0 | Pass | null
381029410 | TNB | DISTRIBUTION | SUNGAI BESAR | Existing | RYB | 230/400 V | Unknown |  | LV LINE |  | 7X_500_1C_CU_PVC/PVC |  |  |  | 1.070 m |  | 7 | 0 | Pass | null
381029542 | TNB | DISTRIBUTION | SUNGAI BESAR | Existing | RYB | 230/400 V | Unknown |  | LV LINE |  | 7X_300_1C_AL_PVC/PVC |  |  |  | 1.001 m |  | 7 | 0 | Pass | null
381029665 | TNB | DISTRIBUTION | SUNGAI BESAR | Existing | RYB | 230/400 V | Unknown |  | LV LINE |  | 4X_300_1C_AL_PVC/PVC |  |  |  | 1.005 m |  | 4 | 0 | Pass | null
381029790 | TNB | DISTRIBUTION | SUNGAI BESAR | Existing | RYB | 230/400 V | Unknown |  | LV LINE |  | 7X_300_1C_AL_PVC/PVC |  |  |  | 1.059 m |  | 7 | 0 | Pass | null
381029948 | TNB | DISTRIBUTION | SUNGAI BESAR | Existing | RYB | 230/400 V | Unknown |  | LV LINE |  | 7X_500_1C_CU_PVC/PVC |  |  |  | 1.047 m |  | 7 | 0 | Pass | null
381030071 | TNB | DISTRIBUTION | SUNGAI BESAR | Existing | RYB | 230/400 V | Unknown |  | LV LINE |  | 7X_500_1C_CU_PVC/PVC |  |  |  | 0.920 m |  | 7 | 0 | Pass | null
381091600 | TNB | DISTRIBUTION | SUNGAI BESAR | Existing | RYB | 230/400 V |  |  | SERVICE LINE |  | 70_4C_AL_XLPE |  |  |  | 1.644 m |  | 4 | 0 | Pass | null
381091605 | TNB | DISTRIBUTION | SUNGAI BESAR | Existing | RYB | 230/400 V |  |  | SERVICE LINE |  | 70_4C_AL_XLPE |  |  |  | 1.557 m |  | 4 | 0 | Pass | null
381091620 | TNB | DISTRIBUTION | SUNGAI BESAR | Existing | RYB | 230/400 V |  |  | LV LINE |  | 120_4C_AL_PILC |  |  |  | 16.353 m |  | 4 | 0 | Pass | null
381091625 | TNB | DISTRIBUTION | SUNGAI BESAR | Existing | RYB | 230/400 V |  |  | LV LINE |  | 120_4C_AL_XLPE |  |  |  | 16.312 m |  | 4 | 0 | Pass | null
381091630 | TNB | DISTRIBUTION | SUNGAI BESAR | Existing | RYB | 230/400 V |  |  | SERVICE LINE |  | 25_4C_AL_XLPE |  |  |  | 1.852 m |  | 4 | 0 | Pass | null
381091635 | TNB | DISTRIBUTION | SUNGAI BESAR | Existing | RYB | 230/400 V |  |  | LV LINE |  | 185_4C_AL_XLPE |  |  |  | 48.333 m |  | 4 | 0 | Pass | null
381091640 | TNB | DISTRIBUTION | SUNGAI BESAR | Existing | RYB | 230/400 V |  |  | LV LINE |  | 185_4C_AL_XLPE |  |  |  | 15.681 m |  | 4 | 0 | Pass | null
381091645 | TNB | DISTRIBUTION | SUNGAI BESAR | Existing | RYB | 230/400 V |  |  | LV LINE |  | 70_4C_AL_PILC |  |  |  | 258.090 m |  | 4 | 0 | Pass | null
381091650 | TNB | DISTRIBUTION | SUNGAI BESAR | Existing | RYB | 230/400 V |  |  | LV LINE |  | 70_4C_AL_PILC |  |  |  | 178.248 m |  | 4 | 0 | Pass | null
381091655 | TNB | DISTRIBUTION | SUNGAI BESAR | Existing | RYB | 230/400 V |  |  | LV LINE |  | 70_4C_AL_PILC |  |  |  | 251.519 m |  | 4 | 0 | Pass | null
381091660 | TNB | DISTRIBUTION | SUNGAI BESAR | Existing | RYB | 230/400 V |  |  | LV LINE |  | 70_4C_AL_PILC |  |  |  | 59.389 m |  | 4 | 0 | Pass | null
381091665 | TNB | DISTRIBUTION | SUNGAI BESAR | Existing | RYB | 230/400 V |  |  | LV LINE |  | 70_4C_AL_PILC |  |  |  | 57.852 m |  | 4 | 0 | Pass | null
381091670 | TNB | DISTRIBUTION | SUNGAI BESAR | Existing | RYB | 230/400 V |  |  | LV LINE |  | 120_4C_AL_XLPE |  |  |  | 27.590 m |  | 4 | 0 | Pass | null
381091675 | TNB | DISTRIBUTION | SUNGAI BESAR | Existing | RYB | 230/400 V |  |  | LV LINE |  | 120_4C_AL_XLPE |  |  |  | 23.479 m |  | 4 | 0 | Pass | null
381091680 | TNB | DISTRIBUTION | SUNGAI BESAR | Existing | RYB | 230/400 V |  |  | LV LINE |  | 185_4C_AL_XLPE |  |  |  | 23.093 m |  | 4 | 0 | Pass | null
381091685 | TNB | DISTRIBUTION | SUNGAI BESAR | Existing | RYB | 230/400 V |  |  | LV LINE |  | 185_4C_AL_XLPE |  |  |  | 17.273 m |  | 4 | 0 | Pass | null
381091690 | TNB | DISTRIBUTION | SUNGAI BESAR | Existing | RYB | 230/400 V |  |  | SERVICE LINE |  | 25_4C_AL_XLPE |  |  |  | 13.248 m |  | 4 | 0 | Pass | null
381091695 | TNB | DISTRIBUTION | SUNGAI BESAR | Existing | RYB | 230/400 V |  |  | SERVICE LINE |  | 25_4C_AL_XLPE |  |  |  | 14.408 m |  | 4 | 0 | Pass | null
381091700 | TNB | DISTRIBUTION | SUNGAI BESAR | Existing | RYB | 230/400 V |  |  | SERVICE LINE |  | 25_4C_AL_XLPE |  |  |  | 3.681 m |  | 4 | 0 | Pass | null
381091705 | TNB | DISTRIBUTION | SUNGAI BESAR | Existing | RYB | 230/400 V |  |  | SERVICE LINE |  | 25_4C_AL_XLPE |  |  |  | 2.750 m |  | 4 | 0 | Pass | null
381091710 | TNB | DISTRIBUTION | SUNGAI BESAR | Existing | RYB | 230/400 V |  |  | SERVICE LINE |  | 25_4C_AL_XLPE |  |  |  | 0.533 m |  | 4 | 0 | Pass | null
381091715 | TNB | DISTRIBUTION | SUNGAI BESAR | Existing | RYB | 230/400 V |  |  | SERVICE LINE |  | 120_4C_AL_XLPE |  |  |  | 6.786 m |  | 4 | 0 | Pass | null
381091720 | TNB | DISTRIBUTION | SUNGAI BESAR | Existing | RYB | 230/400 V |  |  | SERVICE LINE |  | 120_4C_AL_XLPE |  |  |  | 1.557 m |  | 4 | 0 | Pass | null
381091725 | TNB | DISTRIBUTION | SUNGAI BESAR | Existing | RYB | 230/400 V |  |  | SERVICE LINE |  | 120_4C_AL_XLPE |  |  |  | 0.658 m |  | 4 | 0 | Pass | null
381091730 | TNB | DISTRIBUTION | SUNGAI BESAR | Existing | R | 230/400 V |  |  | SERVICE LINE |  | ARMOURED_16MM |  |  |  | 1.521 m |  | 2 | 0 | Pass | null
381091733 | TNB | DISTRIBUTION | SUNGAI BESAR | Existing | R | 230/400 V |  |  | SERVICE LINE |  | ARMOURED_16MM |  |  |  | 0.718 m |  | 2 | 0 | Pass | null
381091736 | TNB | DISTRIBUTION | SUNGAI BESAR | Existing | RYB | 230/400 V |  |  | SERVICE LINE |  | 25_4C_AL_XLPE |  |  |  | 30.171 m |  | 4 | 0 | Pass | null
381091741 | TNB | DISTRIBUTION | SUNGAI BESAR | Existing | RYB | 230/400 V |  |  | SERVICE LINE |  | 120_4C_AL_XLPE |  |  |  | 18.957 m |  | 4 | 0 | Pass | null
381091746 | TNB | DISTRIBUTION | SUNGAI BESAR | Existing | RYB | 230/400 V |  |  | LV LINE |  | 185_4C_AL_XLPE |  |  |  | 7.304 m |  | 4 | 0 | Pass | null
381091751 | TNB | DISTRIBUTION | SUNGAI BESAR | Existing | RYB | 230/400 V |  |  | LV LINE |  | 185_4C_AL_XLPE |  |  |  | 8.979 m |  | 4 | 0 | Pass | null
381091756 | TNB | DISTRIBUTION | SUNGAI BESAR | Existing | RYB | 230/400 V |  |  | LV LINE |  | 185_4C_AL_XLPE |  |  |  | 10.706 m |  | 4 | 0 | Pass | null
381091764 | TNB | DISTRIBUTION | SUNGAI BESAR | Existing | RYB | 230/400 V |  |  | SERVICE LINE |  | 70_4C_AL_PILC |  |  |  | 61.147 m |  | 4 | 0 | Pass | null
381091769 | TNB | DISTRIBUTION | SUNGAI BESAR | Existing | RYB | 230/400 V |  |  | SERVICE LINE |  | 185_4C_AL_XLPE |  |  |  | 7.968 m |  | 4 | 0 | Pass | null
381091774 | TNB | DISTRIBUTION | SUNGAI BESAR | Existing | RYB | 230/400 V |  |  | SERVICE LINE |  | 185_4C_AL_XLPE |  |  |  | 24.279 m |  | 4 | 0 | Pass | null
381091779 | TNB | DISTRIBUTION | SUNGAI BESAR | Existing | RYB | 230/400 V |  |  | SERVICE LINE |  | 185_4C_AL_XLPE |  |  |  | 25.380 m |  | 4 | 0 | Pass | null
381091784 | TNB | DISTRIBUTION | SUNGAI BESAR | Existing | RYB | 230/400 V |  |  | SERVICE LINE |  | 185_4C_AL_XLPE |  |  |  | 14.455 m |  | 4 | 0 | Pass | null
381091790 | TNB | DISTRIBUTION | SUNGAI BESAR | Existing | RYB | 230/400 V |  |  | SERVICE LINE |  | 185_4C_AL_XLPE |  |  |  | 49.525 m |  | 4 | 0 | Pass | null
381091797 | TNB | DISTRIBUTION | SUNGAI BESAR | Existing | RYB | 230/400 V |  |  | SERVICE LINE |  | 185_4C_AL_XLPE |  |  |  | 28.458 m |  | 4 | 0 | Pass | null
381091812 | TNB | DISTRIBUTION | SUNGAI BESAR | Existing | RYB | 230/400 V |  |  | SERVICE LINE |  | 185_4C_AL_XLPE |  |  |  | 30.604 m |  | 4 | 0 | Pass | null
381091817 | TNB | DISTRIBUTION | SUNGAI BESAR | Existing | RYB | 230/400 V |  |  | SERVICE LINE |  | 185_4C_AL_XLPE |  |  |  | 32.374 m |  | 4 | 0 | Pass | null
381124956 | TNB | DISTRIBUTION | SUNGAI BESAR | Existing | RYB | 230/400 V |  |  | LV LINE |  | 185_4C_AL_XLPE |  |  |  | 37.969 m |  | 4 | 0 | Pass | null
381124961 | TNB | DISTRIBUTION | SUNGAI BESAR | Existing | RYB | 230/400 V |  |  | LV LINE |  | 185_4C_AL_PILC |  |  |  | 24.740 m |  | 4 | 0 | Pass | null
381124966 | TNB | DISTRIBUTION | SUNGAI BESAR | Existing | RYB | 230/400 V |  |  | SERVICE LINE |  | 185_4C_AL_PILC |  |  |  | 29.816 m |  | 4 | 0 | Pass | null
381124971 | TNB | DISTRIBUTION | SUNGAI BESAR | Existing | RYB | 230/400 V |  |  | LV LINE |  | 185_4C_AL_XLPE |  |  |  | 23.075 m |  | 4 | 0 | Pass | null
381124976 | TNB | DISTRIBUTION | SUNGAI BESAR | Existing | RYB | 230/400 V |  |  | LV LINE |  | 185_4C_AL_XLPE |  |  |  | 18.317 m |  | 4 | 0 | Pass | null
381124981 | TNB | DISTRIBUTION | SUNGAI BESAR | Existing | RYB | 230/400 V |  |  | LV LINE |  | 185_4C_AL_XLPE |  |  |  | 35.802 m |  | 4 | 0 | Pass | null
381124986 | TNB | DISTRIBUTION | SUNGAI BESAR | Existing | RYB | 230/400 V |  |  | LV LINE |  | 185_4C_AL_XLPE |  |  |  | 43.047 m |  | 4 | 0 | Pass | null
381124991 | TNB | DISTRIBUTION | SUNGAI BESAR | Existing | RYB | 230/400 V |  |  | SERVICE LINE |  | 25_4C_AL_XLPE |  |  |  | 23.505 m |  | 4 | 0 | Pass | null
381124996 | TNB | DISTRIBUTION | SUNGAI BESAR | Existing | RYB | 230/400 V |  |  | SERVICE LINE |  | 25_4C_AL_XLPE |  |  |  | 1.100 m |  | 4 | 0 | Pass | null
381125001 | TNB | DISTRIBUTION | SUNGAI BESAR | Existing | RYB | 230/400 V |  |  | SERVICE LINE |  | 70_4C_AL_XLPE |  |  |  | 9.474 m |  | 4 | 0 | Pass | null
381125011 | TNB | DISTRIBUTION | SUNGAI BESAR | Existing | RYB | 230/400 V |  |  | LV LINE |  | 185_4C_AL_XLPE |  |  |  | 32.792 m |  | 4 | 0 | Pass | null
381125016 | TNB | DISTRIBUTION | SUNGAI BESAR | Existing | RYB | 230/400 V |  |  | LV LINE |  | 185_4C_AL_XLPE |  |  |  | 34.383 m |  | 4 | 0 | Pass | null
381125021 | TNB | DISTRIBUTION | SUNGAI BESAR | Existing | RYB | 230/400 V |  |  | LV LINE |  | 185_4C_AL_XLPE |  |  |  | 71.508 m |  | 4 | 0 | Pass | null
381125036 | TNB | DISTRIBUTION | SUNGAI BESAR | Existing | RYB | 230/400 V |  |  | LV LINE |  | 185_4C_AL_PILC |  |  |  | 177.997 m |  | 4 | 0 | Pass | null
381125041 | TNB | DISTRIBUTION | SUNGAI BESAR | Existing | RYB | 230/400 V |  |  | LV LINE |  | 185_4C_AL_XLPE |  |  |  | 12.814 m |  | 4 | 0 | Pass | null
381125046 | TNB | DISTRIBUTION | SUNGAI BESAR | Existing | RYB | 230/400 V |  |  | SERVICE LINE |  | 25_4C_AL_XLPE |  |  |  | 1.084 m |  | 4 | 0 | Pass | null
381125051 | TNB | DISTRIBUTION | SUNGAI BESAR | Existing | RYB | 230/400 V |  |  | LV LINE |  | 185_4C_AL_XLPE |  |  |  | 38.939 m |  | 4 | 0 | Pass | null
381125056 | TNB | DISTRIBUTION | SUNGAI BESAR | Existing | RYB | 230/400 V |  |  | LV LINE |  | 185_4C_AL_XLPE |  |  |  | 36.001 m |  | 4 | 0 | Pass | null
381125061 | TNB | DISTRIBUTION | SUNGAI BESAR | Existing | RYB | 230/400 V |  |  | SERVICE LINE |  | 25_4C_AL_XLPE |  |  |  | 2.315 m |  | 4 | 0 | Pass | null
381125066 | TNB | DISTRIBUTION | SUNGAI BESAR | Existing | RYB | 230/400 V |  |  | SERVICE LINE |  | 25_4C_AL_XLPE |  |  |  | 0.839 m |  | 4 | 0 | Pass | null
381125079 | TNB | DISTRIBUTION | SUNGAI BESAR | Existing | RYB | 230/400 V |  |  | SERVICE LINE |  | 25_4C_AL_XLPE |  |  |  | 0.522 m |  | 4 | 0 | Pass | null
381125084 | TNB | DISTRIBUTION | SUNGAI BESAR | Existing | RYB | 230/400 V |  |  | LV LINE |  | 185_4C_AL_XLPE |  |  |  | 17.118 m |  | 4 | 0 | Pass | null
381125089 | TNB | DISTRIBUTION | SUNGAI BESAR | Existing | RYB | 230/400 V |  |  | LV LINE |  | 185_4C_AL_PILC |  |  |  | 15.160 m |  | 4 | 0 | Pass | null
381125094 | TNB | DISTRIBUTION | SUNGAI BESAR | Existing | RYB | 230/400 V |  |  | LV LINE |  | 185_4C_AL_XLPE |  |  |  | 58.299 m |  | 4 | 0 | Pass | null
381125099 | TNB | DISTRIBUTION | SUNGAI BESAR | Existing | RYB | 230/400 V |  |  | LV LINE |  | 185_4C_AL_XLPE |  |  |  | 117.219 m |  | 4 | 0 | Pass | null
381125104 | TNB | DISTRIBUTION | SUNGAI BESAR | Existing | RYB | 230/400 V |  |  | LV LINE |  | 185_4C_AL_XLPE |  |  |  | 34.531 m |  | 4 | 0 | Pass | null
381125109 | TNB | DISTRIBUTION | SUNGAI BESAR | Existing | RYB | 230/400 V |  |  | LV LINE |  | 185_4C_AL_XLPE |  |  |  | 9.067 m |  | 4 | 0 | Pass | null
381125114 | TNB | DISTRIBUTION | SUNGAI BESAR | Existing | RYB | 230/400 V |  |  | LV LINE |  | 185_4C_AL_XLPE |  |  |  | 12.335 m |  | 4 | 0 | Pass | null
381125119 | TNB | DISTRIBUTION | SUNGAI BESAR | Existing | RYB | 230/400 V |  |  | LV LINE |  | 185_4C_AL_XLPE |  |  |  | 55.695 m |  | 4 | 0 | Pass | null
381125124 | TNB | DISTRIBUTION | SUNGAI BESAR | Existing | RYB | 230/400 V |  |  | LV LINE |  | 185_4C_AL_XLPE |  |  |  | 57.056 m |  | 4 | 0 | Pass | null
381125129 | TNB | DISTRIBUTION | SUNGAI BESAR | Existing | RYB | 230/400 V |  |  | SERVICE LINE |  | 120_4C_AL_XLPE |  |  |  | 46.219 m |  | 4 | 0 | Pass | null
381125139 | TNB | DISTRIBUTION | SUNGAI BESAR | Existing | RYB | 230/400 V |  |  | LV LINE |  | 185_4C_AL_XLPE |  |  |  | 531.008 m |  | 4 | 0 | Pass | null
381125149 | TNB | DISTRIBUTION | SUNGAI BESAR | Existing | RYB | 230/400 V |  |  | LV LINE |  | 185_4C_AL_XLPE |  |  |  | 66.264 m |  | 4 | 0 | Pass | null
381125154 | TNB | DISTRIBUTION | SUNGAI BESAR | Existing | RYB | 230/400 V |  |  | LV LINE |  | 185_4C_AL_XLPE |  |  |  | 71.411 m |  | 4 | 0 | Pass | null
381125159 | TNB | DISTRIBUTION | SUNGAI BESAR | Existing | RYB | 230/400 V |  |  | SERVICE LINE |  | 25_4C_AL_XLPE |  |  |  | 0.778 m |  | 4 | 0 | Pass | null
381125164 | TNB | DISTRIBUTION | SUNGAI BESAR | Existing | RYB | 230/400 V |  |  | SERVICE LINE |  | 25_4C_AL_XLPE |  |  |  | 0.521 m |  | 4 | 0 | Pass | null
381125169 | TNB | DISTRIBUTION | SUNGAI BESAR | Existing | RYB | 230/400 V |  |  | LV LINE |  | 185_4C_AL_XLPE |  |  |  | 23.622 m |  | 4 | 0 | Pass | null
381125174 | TNB | DISTRIBUTION | SUNGAI BESAR | Existing | RYB | 230/400 V |  |  | LV LINE |  | 185_4C_AL_XLPE |  |  |  | 17.864 m |  | 4 | 0 | Pass | null
381125179 | TNB | DISTRIBUTION | SUNGAI BESAR | Existing | RYB | 230/400 V |  |  | LV LINE |  | 185_4C_AL_XLPE |  |  |  | 15.919 m |  | 4 | 0 | Pass | null
381125184 | TNB | DISTRIBUTION | SUNGAI BESAR | Existing | RYB | 230/400 V |  |  | LV LINE |  | 185_4C_AL_XLPE |  |  |  | 15.834 m |  | 4 | 0 | Pass | null
381125189 | TNB | DISTRIBUTION | SUNGAI BESAR | Existing | RYB | 230/400 V |  |  | LV LINE |  | 185_4C_AL_XLPE |  |  |  | 143.867 m |  | 4 | 0 | Pass | null
381125194 | TNB | DISTRIBUTION | SUNGAI BESAR | Existing | RYB | 230/400 V |  |  | SERVICE LINE |  | 185_4C_AL_XLPE |  |  |  | 42.960 m |  | 4 | 0 | Pass | null
381125204 | TNB | DISTRIBUTION | SUNGAI BESAR | Existing | RYB | 230/400 V |  |  | LV LINE |  | 185_4C_AL_XLPE |  |  |  | 35.613 m |  | 4 | 0 | Pass | null
381125209 | TNB | DISTRIBUTION | SUNGAI BESAR | Existing | RYB | 230/400 V |  |  | LV LINE |  | 185_4C_AL_XLPE |  |  |  | 17.567 m |  | 4 | 0 | Pass | null
381125214 | TNB | DISTRIBUTION | SUNGAI BESAR | Existing | RYB | 230/400 V |  |  | LV LINE |  | 185_4C_AL_XLPE |  |  |  | 82.567 m |  | 4 | 0 | Pass | null
381125219 | TNB | DISTRIBUTION | SUNGAI BESAR | Existing | RYB | 230/400 V |  |  | LV LINE |  | 185_4C_AL_XLPE |  |  |  | 63.822 m |  | 4 | 0 | Pass | null
381125224 | TNB | DISTRIBUTION | SUNGAI BESAR | Existing | RYB | 230/400 V |  |  | LV LINE |  | 185_4C_AL_XLPE |  |  |  | 9.353 m |  | 4 | 0 | Pass | null
381125234 | TNB | DISTRIBUTION | SUNGAI BESAR | Existing | RYB | 230/400 V |  |  | SERVICE LINE |  | 25_4C_AL_XLPE |  |  |  | 1.576 m |  | 4 | 0 | Pass | null
381125239 | TNB | DISTRIBUTION | SUNGAI BESAR | Existing | RYB | 230/400 V |  |  | SERVICE LINE |  | 25_4C_AL_XLPE |  |  |  | 14.839 m |  | 4 | 0 | Pass | null
381125244 | TNB | DISTRIBUTION | SUNGAI BESAR | Existing | RYB | 230/400 V |  |  | SERVICE LINE |  | 185_4C_AL_XLPE |  |  |  | 98.087 m |  | 4 | 0 | Pass | null
381125254 | TNB | DISTRIBUTION | SUNGAI BESAR | Existing | RYB | 230/400 V |  |  | SERVICE LINE |  | 25_4C_AL_XLPE |  |  |  | 0.895 m |  | 4 | 0 | Pass | null
381125259 | TNB | DISTRIBUTION | SUNGAI BESAR | Existing | RYB | 230/400 V |  |  | SERVICE LINE |  | 25_4C_AL_XLPE |  |  |  | 1.442 m |  | 4 | 0 | Pass | null
381125264 | TNB | DISTRIBUTION | SUNGAI BESAR | Existing | R | 230/400 V |  |  | SERVICE LINE |  | ARMOURED_16MM |  |  |  | 28.786 m |  | 2 | 0 | Pass | null
381125267 | TNB | DISTRIBUTION | SUNGAI BESAR | Existing | R | 230/400 V |  |  | SERVICE LINE |  | ARMOURED_16MM |  |  |  | 2.375 m |  | 2 | 0 | Pass | null
381125270 | TNB | DISTRIBUTION | SUNGAI BESAR | Existing | RYB | 230/400 V |  |  | SERVICE LINE |  | 25_4C_AL_XLPE |  |  |  | 43.342 m |  | 4 | 0 | Pass | null
381125275 | TNB | DISTRIBUTION | SUNGAI BESAR | Existing | RYB | 230/400 V |  |  | SERVICE LINE |  | 25_4C_AL_XLPE |  |  |  | 2.340 m |  | 4 | 0 | Pass | null
381125280 | TNB | DISTRIBUTION | SUNGAI BESAR | Existing | RYB | 230/400 V |  |  | SERVICE LINE |  | 25_4C_AL_XLPE |  |  |  | 5.093 m |  | 4 | 0 | Pass | null
381125285 | TNB | DISTRIBUTION | SUNGAI BESAR | Existing | RYB | 230/400 V |  |  | SERVICE LINE |  | 25_4C_AL_XLPE |  |  |  | 1.385 m |  | 4 | 0 | Pass | null
381125290 | TNB | DISTRIBUTION | SUNGAI BESAR | Existing | RYB | 230/400 V |  |  | SERVICE LINE |  | 25_4C_AL_XLPE |  |  |  | 1.092 m |  | 4 | 0 | Pass | null
381125295 | TNB | DISTRIBUTION | SUNGAI BESAR | Existing | RYB | 230/400 V |  |  | SERVICE LINE |  | 25_4C_AL_XLPE |  |  |  | 4.512 m |  | 4 | 0 | Pass | null
381125300 | TNB | DISTRIBUTION | SUNGAI BESAR | Existing | RYB | 230/400 V |  |  | SERVICE LINE |  | 25_4C_AL_XLPE |  |  |  | 14.751 m |  | 4 | 0 | Pass | null
381125305 | TNB | DISTRIBUTION | SUNGAI BESAR | Existing | RYB | 230/400 V |  |  | SERVICE LINE |  | 25_4C_AL_XLPE |  |  |  | 10.167 m |  | 4 | 0 | Pass | null
381125310 | TNB | DISTRIBUTION | SUNGAI BESAR | Existing | RYB | 230/400 V |  |  | SERVICE LINE |  | 25_4C_AL_XLPE |  |  |  | 2.399 m |  | 4 | 0 | Pass | null
381125315 | TNB | DISTRIBUTION | SUNGAI BESAR | Existing | RYB | 230/400 V |  |  | SERVICE LINE |  | 25_4C_AL_XLPE |  |  |  | 2.191 m |  | 4 | 0 | Pass | null
381125320 | TNB | DISTRIBUTION | SUNGAI BESAR | Existing | RYB | 230/400 V |  |  | SERVICE LINE |  | 25_4C_AL_XLPE |  |  |  | 41.694 m |  | 4 | 0 | Pass | null
381125325 | TNB | DISTRIBUTION | SUNGAI BESAR | Existing | RYB | 230/400 V |  |  | SERVICE LINE |  | 25_4C_AL_XLPE |  |  |  | 5.642 m |  | 4 | 0 | Pass | null
381125330 | TNB | DISTRIBUTION | SUNGAI BESAR | Existing | RYB | 230/400 V |  |  | SERVICE LINE |  | 25_4C_AL_XLPE |  |  |  | 4.418 m |  | 4 | 0 | Pass | null
381125335 | TNB | DISTRIBUTION | SUNGAI BESAR | Existing | RYB | 230/400 V |  |  | SERVICE LINE |  | 25_4C_AL_XLPE |  |  |  | 14.336 m |  | 4 | 0 | Pass | null
381125340 | TNB | DISTRIBUTION | SUNGAI BESAR | Existing | RYB | 230/400 V |  |  | SERVICE LINE |  | 25_4C_AL_XLPE |  |  |  | 33.308 m |  | 4 | 0 | Pass | null
381125345 | TNB | DISTRIBUTION | SUNGAI BESAR | Existing | RYB | 230/400 V |  |  | SERVICE LINE |  | 25_4C_AL_XLPE |  |  |  | 4.066 m |  | 4 | 0 | Pass | null
381125350 | TNB | DISTRIBUTION | SUNGAI BESAR | Existing | RYB | 230/400 V |  |  | SERVICE LINE |  | 25_4C_AL_XLPE |  |  |  | 26.077 m |  | 4 | 0 | Pass | null
381125355 | TNB | DISTRIBUTION | SUNGAI BESAR | Existing | RYB | 230/400 V |  |  | SERVICE LINE |  | 25_4C_AL_XLPE |  |  |  | 2.668 m |  | 4 | 0 | Pass | null
381125360 | TNB | DISTRIBUTION | SUNGAI BESAR | Existing | RYB | 230/400 V |  |  | SERVICE LINE |  | 70_4C_AL_XLPE |  |  |  | 34.321 m |  | 4 | 0 | Pass | null
381125370 | TNB | DISTRIBUTION | SUNGAI BESAR | Existing | RYB | 230/400 V |  |  | LV LINE |  | 185_4C_AL_XLPE |  |  |  | 67.728 m |  | 4 | 0 | Pass | null
381125375 | TNB | DISTRIBUTION | SUNGAI BESAR | Existing | RYB | 230/400 V |  |  | LV LINE |  | 185_4C_AL_XLPE |  |  |  | 50.741 m |  | 4 | 0 | Pass | null
381125395 | TNB | DISTRIBUTION | SUNGAI BESAR | Existing | RYB | 230/400 V |  |  | SERVICE LINE |  | 25_4C_AL_XLPE |  |  |  | 3.443 m |  | 4 | 0 | Pass | null
381125400 | TNB | DISTRIBUTION | SUNGAI BESAR | Existing | RYB | 230/400 V |  |  | SERVICE LINE |  | 25_4C_AL_XLPE |  |  |  | 1.220 m |  | 4 | 0 | Pass | null
381125405 | TNB | DISTRIBUTION | SUNGAI BESAR | Existing | RYB | 230/400 V |  |  | LV LINE |  | 185_4C_AL_XLPE |  |  |  | 27.773 m |  | 4 | 0 | Pass | null
381125410 | TNB | DISTRIBUTION | SUNGAI BESAR | Existing | RYB | 230/400 V |  |  | SERVICE LINE |  | 25_4C_AL_XLPE |  |  |  | 6.701 m |  | 4 | 0 | Pass | null
381125415 | TNB | DISTRIBUTION | SUNGAI BESAR | Existing | RYB | 230/400 V |  |  | SERVICE LINE |  | 25_4C_AL_XLPE |  |  |  | 1.787 m |  | 4 | 0 | Pass | null
381125420 | TNB | DISTRIBUTION | SUNGAI BESAR | Existing | R | 230/400 V |  |  | SERVICE LINE |  | ARMOURED_16MM |  |  |  | 3.001 m |  | 2 | 0 | Pass | null
381125423 | TNB | DISTRIBUTION | SUNGAI BESAR | Existing | RYB | 230/400 V |  |  | LV LINE |  | 185_4C_AL_XLPE |  |  |  | 346.889 m |  | 4 | 0 | Pass | null
381125428 | TNB | DISTRIBUTION | SUNGAI BESAR | Existing | RYB | 230/400 V |  |  | SERVICE LINE |  | 25_4C_AL_XLPE |  |  |  | 4.610 m |  | 4 | 0 | Pass | null
381125433 | TNB | DISTRIBUTION | SUNGAI BESAR | Existing | RYB | 230/400 V |  |  | SERVICE LINE |  | 25_4C_AL_XLPE |  |  |  | 13.653 m |  | 4 | 0 | Pass | null
381125436 | TNB | DISTRIBUTION | SUNGAI BESAR | Existing | RYB | 230/400 V |  |  | SERVICE LINE |  | 25_4C_AL_XLPE |  |  |  | 19.167 m |  | 4 | 0 | Pass | null
381125441 | TNB | DISTRIBUTION | SUNGAI BESAR | Existing | RYB | 230/400 V |  |  | LV LINE |  | 185_4C_AL_XLPE |  |  |  | 26.344 m |  | 4 | 0 | Pass | null
381125446 | TNB | DISTRIBUTION | SUNGAI BESAR | Existing | RYB | 230/400 V |  |  | SERVICE LINE |  | 70_4C_AL_XLPE |  |  |  | 25.724 m |  | 4 | 0 | Pass | null
381125451 | TNB | DISTRIBUTION | SUNGAI BESAR | Existing | RYB | 230/400 V |  |  | SERVICE LINE |  | 25_4C_AL_XLPE |  |  |  | 1.396 m |  | 4 | 0 | Pass | null
381125456 | TNB | DISTRIBUTION | SUNGAI BESAR | Existing | RYB | 230/400 V |  |  | SERVICE LINE |  | 25_4C_AL_XLPE |  |  |  | 4.428 m |  | 4 | 0 | Pass | null
381125461 | TNB | DISTRIBUTION | SUNGAI BESAR | Existing | R | 230/400 V |  |  | SERVICE LINE |  | ARMOURED_16MM |  |  |  | 18.934 m |  | 2 | 0 | Pass | null
381125464 | TNB | DISTRIBUTION | SUNGAI BESAR | Existing | R | 230/400 V |  |  | SERVICE LINE |  | ARMOURED_16MM |  |  |  | 2.192 m |  | 2 | 0 | Pass | null
381125472 | TNB | DISTRIBUTION | SUNGAI BESAR | Existing | RYB | 230/400 V |  |  | SERVICE LINE |  | 185_4C_AL_XLPE |  |  |  | 35.651 m |  | 4 | 0 | Pass | null
381125477 | TNB | DISTRIBUTION | SUNGAI BESAR | Existing | RYB | 230/400 V |  |  | SERVICE LINE |  | 25_4C_AL_XLPE |  |  |  | 25.025 m |  | 4 | 0 | Pass | null
381125585 | TNB | DISTRIBUTION | SUNGAI BESAR | Existing | RYB | 230/400 V |  |  | SERVICE LINE |  | 25_4C_AL_XLPE |  |  |  | 19.765 m |  | 4 | 0 | Pass | null
381125600 | TNB | DISTRIBUTION | SUNGAI BESAR | Existing | RYB | 230/400 V |  |  | SERVICE LINE |  | 70_4C_AL_XLPE |  |  |  | 3.071 m |  | 4 | 0 | Pass | null
381125605 | TNB | DISTRIBUTION | SUNGAI BESAR | Existing | RYB | 230/400 V |  |  | SERVICE LINE |  | 25_4C_AL_XLPE |  |  |  | 2.881 m |  | 4 | 0 | Pass | null
381125610 | TNB | DISTRIBUTION | SUNGAI BESAR | Existing | RYB | 230/400 V |  |  | SERVICE LINE |  | 25_4C_AL_XLPE |  |  |  | 57.016 m |  | 4 | 0 | Pass | null
381125615 | TNB | DISTRIBUTION | SUNGAI BESAR | Existing | RYB | 230/400 V |  |  | SERVICE LINE |  | 25_4C_AL_XLPE |  |  |  | 2.703 m |  | 4 | 0 | Pass | null
381125620 | TNB | DISTRIBUTION | SUNGAI BESAR | Existing | RYB | 230/400 V |  |  | LV LINE |  | 185_4C_AL_PILC |  |  |  | 26.051 m |  | 4 | 0 | Pass | null
381125625 | TNB | DISTRIBUTION | SUNGAI BESAR | Existing | RYB | 230/400 V |  |  | LV LINE |  | 185_4C_AL_PILC |  |  |  | 24.989 m |  | 4 | 0 | Pass | null
381125630 | TNB | DISTRIBUTION | SUNGAI BESAR | Existing | RYB | 230/400 V |  |  | LV LINE |  | 185_4C_AL_XLPE |  |  |  | 28.790 m |  | 4 | 0 | Pass | null
381125635 | TNB | DISTRIBUTION | SUNGAI BESAR | Existing | RYB | 230/400 V |  |  | SERVICE LINE |  | 25_4C_AL_XLPE |  |  |  | 17.636 m |  | 4 | 0 | Pass | null
381125640 | TNB | DISTRIBUTION | SUNGAI BESAR | Existing | RYB | 230/400 V |  |  | SERVICE LINE |  | 70_4C_AL_XLPE |  |  |  | 16.997 m |  | 4 | 0 | Pass | null
381125645 | TNB | DISTRIBUTION | SUNGAI BESAR | Existing | RYB | 230/400 V |  |  | LV LINE |  | 185_4C_AL_XLPE |  |  |  | 22.895 m |  | 4 | 0 | Pass | null
381125650 | TNB | DISTRIBUTION | SUNGAI BESAR | Existing | RYB | 230/400 V |  |  | LV LINE |  | 185_4C_AL_XLPE |  |  |  | 23.459 m |  | 4 | 0 | Pass | null
381125655 | TNB | DISTRIBUTION | SUNGAI BESAR | Existing | RYB | 230/400 V |  |  | LV LINE |  | 185_4C_AL_XLPE |  |  |  | 11.045 m |  | 4 | 0 | Pass | null
381125660 | TNB | DISTRIBUTION | SUNGAI BESAR | Existing | RYB | 230/400 V |  |  | LV LINE |  | 185_4C_AL_XLPE |  |  |  | 44.974 m |  | 4 | 0 | Pass | null
381125677 | TNB | DISTRIBUTION | SUNGAI BESAR | Existing | RYB | 230/400 V |  |  | SERVICE LINE |  | 70_4C_AL_XLPE |  |  |  | 4.454 m |  | 4 | 0 | Pass | null
381125682 | TNB | DISTRIBUTION | SUNGAI BESAR | Existing | RYB | 230/400 V |  |  | SERVICE LINE |  | 70_4C_AL_XLPE |  |  |  | 0.906 m |  | 4 | 0 | Pass | null
381125687 | TNB | DISTRIBUTION | SUNGAI BESAR | Existing | RYB | 230/400 V |  |  | SERVICE LINE |  | Unknown |  |  |  | 3.434 m |  | 3 | 0 | Pass | null
381125691 | TNB | DISTRIBUTION | SUNGAI BESAR | Existing | RYB | 230/400 V |  |  | SERVICE LINE |  | Unknown |  |  |  | 1.195 m |  | 3 | 0 | Pass | null
381125695 | TNB | DISTRIBUTION | SUNGAI BESAR | Existing | RYB | 230/400 V |  |  | SERVICE LINE |  | 70_4C_AL_XLPE |  |  |  | 39.043 m |  | 4 | 0 | Pass | null
381125700 | TNB | DISTRIBUTION | SUNGAI BESAR | Existing | RYB | 230/400 V |  |  | SERVICE LINE |  | 70_4C_AL_XLPE |  |  |  | 3.430 m |  | 4 | 0 | Pass | null
381125715 | TNB | DISTRIBUTION | SUNGAI BESAR | Existing | RYB | 230/400 V |  |  | LV LINE |  | 185_4C_AL_XLPE |  |  |  | 92.989 m |  | 4 | 0 | Pass | null
381125723 | TNB | DISTRIBUTION | SUNGAI BESAR | Existing | RYB | 230/400 V |  |  | LV LINE |  | 185_4C_AL_PILC |  |  |  | 55.842 m |  | 4 | 0 | Pass | null
381125728 | TNB | DISTRIBUTION | SUNGAI BESAR | Existing | RYB | 230/400 V |  |  | SERVICE LINE |  | Unknown |  |  |  | 4.224 m |  | 3 | 0 | Pass | null
381125732 | TNB | DISTRIBUTION | SUNGAI BESAR | Existing | RYB | 230/400 V |  |  | SERVICE LINE |  | Unknown |  |  |  | 1.186 m |  | 3 | 0 | Pass | null
381125740 | TNB | DISTRIBUTION | SUNGAI BESAR | Existing | RYB | 230/400 V |  |  | SERVICE LINE |  | Unknown |  |  |  | 38.993 m |  | 3 | 0 | Pass | null
381125744 | TNB | DISTRIBUTION | SUNGAI BESAR | Existing | RYB | 230/400 V |  |  | SERVICE LINE |  | Unknown |  |  |  | 1.888 m |  | 3 | 0 | Pass | null
381125752 | TNB | DISTRIBUTION | SUNGAI BESAR | Existing | RYB | 230/400 V |  |  | SERVICE LINE |  | Unknown |  |  |  | 18.143 m |  | 3 | 0 | Pass | null
381125756 | TNB | DISTRIBUTION | SUNGAI BESAR | Existing | RYB | 230/400 V |  |  | SERVICE LINE |  | Unknown |  |  |  | 0.853 m |  | 3 | 0 | Pass | null
381125760 | TNB | DISTRIBUTION | SUNGAI BESAR | Existing | RYB | 230/400 V |  |  | LV LINE |  | 185_4C_AL_XLPE |  |  |  | 21.240 m |  | 4 | 0 | Pass | null
381125765 | TNB | DISTRIBUTION | SUNGAI BESAR | Existing | RYB | 230/400 V |  |  | LV LINE |  | 185_4C_AL_XLPE |  |  |  | 19.734 m |  | 4 | 0 | Pass | null
381125770 | TNB | DISTRIBUTION | SUNGAI BESAR | Existing | RYB | 230/400 V |  |  | SERVICE LINE |  | 70_4C_AL_XLPE |  |  |  | 84.864 m |  | 4 | 0 | Pass | null
381125775 | TNB | DISTRIBUTION | SUNGAI BESAR | Existing | RYB | 230/400 V |  |  | LV LINE |  | 185_4C_AL_XLPE |  |  |  | 51.405 m |  | 4 | 0 | Pass | null
381125784 | TNB | DISTRIBUTION | SUNGAI BESAR | Existing | RYB | 230/400 V |  |  | SERVICE LINE |  | 185_4C_AL_XLPE |  |  |  | 145.898 m |  | 4 | 0 | Pass | null
381125788 | TNB | DISTRIBUTION | SUNGAI BESAR | Existing | RYB | 230/400 V |  |  | SERVICE LINE |  | 185_4C_AL_XLPE |  |  |  | 62.861 m |  | 4 | 0 | Pass | null
381125792 | TNB | DISTRIBUTION | SUNGAI BESAR | Existing | RYB | 230/400 V |  |  | LV LINE |  | 120_4C_AL_PILC |  |  |  | 75.907 m |  | 4 | 0 | Pass | null
381125802 | TNB | DISTRIBUTION | SUNGAI BESAR | Existing | RYB | 230/400 V |  |  | SERVICE LINE |  | 25_4C_AL_XLPE |  |  |  | 51.213 m |  | 4 | 0 | Pass | null
381125807 | TNB | DISTRIBUTION | SUNGAI BESAR | Existing | RYB | 230/400 V |  |  | LV LINE |  | 185_4C_AL_XLPE |  |  |  | 22.211 m |  | 4 | 0 | Pass | null
381125812 | TNB | DISTRIBUTION | SUNGAI BESAR | Existing | RYB | 230/400 V |  |  | LV LINE |  | 185_4C_AL_PILC |  |  |  | 100.982 m |  | 4 | 0 | Pass | null
381125817 | TNB | DISTRIBUTION | SUNGAI BESAR | Existing | RYB | 230/400 V |  |  | LV LINE |  | 185_4C_AL_XLPE |  |  |  | 34.521 m |  | 4 | 0 | Pass | null
381125822 | TNB | DISTRIBUTION | SUNGAI BESAR | Existing | RYB | 230/400 V |  |  | LV LINE |  | 185_4C_AL_XLPE |  |  |  | 35.547 m |  | 4 | 0 | Pass | null
381125827 | TNB | DISTRIBUTION | SUNGAI BESAR | Existing | RYB | 230/400 V |  |  | LV LINE |  | 185_4C_AL_XLPE |  |  |  | 23.205 m |  | 4 | 0 | Pass | null
381125832 | TNB | DISTRIBUTION | SUNGAI BESAR | Existing | RYB | 230/400 V |  |  | LV LINE |  | 185_4C_AL_XLPE |  |  |  | 24.575 m |  | 4 | 0 | Pass | null
381125837 | TNB | DISTRIBUTION | SUNGAI BESAR | Existing | RYB | 230/400 V |  |  | LV LINE |  | 70_4C_AL_XLPE |  |  |  | 72.964 m |  | 4 | 0 | Pass | null
381125842 | TNB | DISTRIBUTION | SUNGAI BESAR | Existing | RYB | 230/400 V |  |  | LV LINE |  | 185_4C_AL_XLPE |  |  |  | 42.983 m |  | 4 | 0 | Pass | null
381125847 | TNB | DISTRIBUTION | SUNGAI BESAR | Existing | RYB | 230/400 V |  |  | LV LINE |  | 120_4C_AL_XLPE |  |  |  | 23.551 m |  | 4 | 0 | Pass | null
381125857 | TNB | DISTRIBUTION | SUNGAI BESAR | Existing | RYB | 230/400 V |  |  | LV LINE |  | 70_4C_AL_XLPE |  |  |  | 2.422 m |  | 4 | 0 | Pass | null
381125862 | TNB | DISTRIBUTION | SUNGAI BESAR | Existing | RYB | 230/400 V |  |  | LV LINE |  | 70_4C_AL_XLPE |  |  |  | 2.609 m |  | 4 | 0 | Pass | null
381125867 | TNB | DISTRIBUTION | SUNGAI BESAR | Existing | RYB | 230/400 V |  |  | SERVICE LINE |  | 25_4C_AL_XLPE |  |  |  | 7.516 m |  | 4 | 0 | Pass | null
381125877 | TNB | DISTRIBUTION | SUNGAI BESAR | Existing | RYB | 230/400 V |  |  | LV LINE |  | 120_4C_AL_XLPE |  |  |  | 73.380 m |  | 4 | 0 | Pass | null
381125882 | TNB | DISTRIBUTION | SUNGAI BESAR | Existing | RYB | 230/400 V |  |  | LV LINE |  | 120_4C_AL_XLPE |  |  |  | 7.948 m |  | 4 | 0 | Pass | null
381125887 | TNB | DISTRIBUTION | SUNGAI BESAR | Existing | RYB | 230/400 V |  |  | LV LINE |  | 185_4C_AL_XLPE |  |  |  | 17.337 m |  | 4 | 0 | Pass | null
381125892 | TNB | DISTRIBUTION | SUNGAI BESAR | Existing | RYB | 230/400 V |  |  | LV LINE |  | 185_4C_AL_XLPE |  |  |  | 17.992 m |  | 4 | 0 | Pass | null
381125902 | TNB | DISTRIBUTION | SUNGAI BESAR | Existing | RYB | 230/400 V |  |  | LV LINE |  | 185_4C_AL_XLPE |  |  |  | 22.948 m |  | 4 | 0 | Pass | null
381125907 | TNB | DISTRIBUTION | SUNGAI BESAR | Existing | RYB | 230/400 V |  |  | LV LINE |  | 185_4C_AL_XLPE |  |  |  | 154.707 m |  | 4 | 0 | Pass | null
381125912 | TNB | DISTRIBUTION | SUNGAI BESAR | Existing | RYB | 230/400 V |  |  | LV LINE |  | 185_4C_AL_XLPE |  |  |  | 161.584 m |  | 4 | 0 | Pass | null
381125922 | TNB | DISTRIBUTION | SUNGAI BESAR | Existing | RYB | 230/400 V |  |  | LV LINE |  | 185_4C_AL_XLPE |  |  |  | 47.327 m |  | 4 | 0 | Pass | null
381125937 | TNB | DISTRIBUTION | SUNGAI BESAR | Existing | RYB | 230/400 V |  |  | LV LINE |  | 185_4C_AL_XLPE |  |  |  | 41.537 m |  | 4 | 0 | Pass | null
381125942 | TNB | DISTRIBUTION | SUNGAI BESAR | Existing | RYB | 230/400 V |  |  | LV LINE |  | 185_4C_AL_XLPE |  |  |  | 53.112 m |  | 4 | 0 | Pass | null
381125947 | TNB | DISTRIBUTION | SUNGAI BESAR | Existing | RYB | 230/400 V |  |  | LV LINE |  | 185_4C_AL_XLPE |  |  |  | 54.108 m |  | 4 | 0 | Pass | null
381125952 | TNB | DISTRIBUTION | SUNGAI BESAR | Existing | RYB | 230/400 V |  |  | LV LINE |  | 185_4C_AL_XLPE |  |  |  | 57.891 m |  | 4 | 0 | Pass | null
381125962 | TNB | DISTRIBUTION | SUNGAI BESAR | Existing | RYB | 230/400 V |  |  | SERVICE LINE |  | 185_4C_AL_XLPE |  |  |  | 18.433 m |  | 4 | 0 | Pass | null
381125967 | TNB | DISTRIBUTION | SUNGAI BESAR | Existing | RYB | 230/400 V |  |  | SERVICE LINE |  | 185_4C_AL_XLPE |  |  |  | 1.236 m |  | 4 | 0 | Pass | null
381125972 | TNB | DISTRIBUTION | SUNGAI BESAR | Existing | RYB | 230/400 V |  |  | SERVICE LINE |  | 185_4C_AL_XLPE |  |  |  | 2.007 m |  | 4 | 0 | Pass | null
381125977 | TNB | DISTRIBUTION | SUNGAI BESAR | Existing | RYB | 230/400 V |  |  | LV LINE |  | 25_4C_AL_XLPE |  |  |  | 5.574 m |  | 4 | 0 | Pass | null
381125982 | TNB | DISTRIBUTION | SUNGAI BESAR | Existing | RYB | 230/400 V |  |  | SERVICE LINE |  | 25_4C_AL_XLPE |  |  |  | 0.973 m |  | 4 | 0 | Pass | null
381125987 | TNB | DISTRIBUTION | SUNGAI BESAR | Existing | RYB | 230/400 V |  |  | SERVICE LINE |  | 25_4C_AL_XLPE |  |  |  | 1.231 m |  | 4 | 0 | Pass | null
381125992 | TNB | DISTRIBUTION | SUNGAI BESAR | Existing | RYB | 230/400 V |  |  | SERVICE LINE |  | 25_4C_AL_XLPE |  |  |  | 5.234 m |  | 4 | 0 | Pass | null
381125997 | TNB | DISTRIBUTION | SUNGAI BESAR | Existing | RYB | 230/400 V |  |  | SERVICE LINE |  | 25_4C_AL_XLPE |  |  |  | 0.498 m |  | 4 | 0 | Pass | null
381126002 | TNB | DISTRIBUTION | SUNGAI BESAR | Existing | RYB | 230/400 V |  |  | SERVICE LINE |  | 25_4C_AL_XLPE |  |  |  | 0.556 m |  | 4 | 0 | Pass | null
381126007 | TNB | DISTRIBUTION | SUNGAI BESAR | Existing | RYB | 230/400 V |  |  | LV LINE |  | 25_4C_AL_PILC |  |  |  | 37.301 m |  | 4 | 0 | Pass | null
381126012 | TNB | DISTRIBUTION | SUNGAI BESAR | Existing | RYB | 230/400 V |  |  | LV LINE |  | 25_4C_AL_PILC |  |  |  | 1.151 m |  | 4 | 0 | Pass | null
381126017 | TNB | DISTRIBUTION | SUNGAI BESAR | Existing | RYB | 230/400 V |  |  | LV LINE |  | 25_4C_AL_XLPE |  |  |  | 3.129 m |  | 4 | 0 | Pass | null
381126022 | TNB | DISTRIBUTION | SUNGAI BESAR | Existing | RYB | 230/400 V |  |  | LV LINE |  | 25_4C_AL_XLPE |  |  |  | 0.752 m |  | 4 | 0 | Pass | null
381126027 | TNB | DISTRIBUTION | SUNGAI BESAR | Existing | RYB | 230/400 V |  |  | LV LINE |  | 25_4C_AL_XLPE |  |  |  | 0.801 m |  | 4 | 0 | Pass | null
381126032 | TNB | DISTRIBUTION | SUNGAI BESAR | Existing | RYB | 230/400 V |  |  | SERVICE LINE |  | 25_4C_AL_XLPE |  |  |  | 4.741 m |  | 4 | 0 | Pass | null
381126037 | TNB | DISTRIBUTION | SUNGAI BESAR | Existing | RYB | 230/400 V |  |  | SERVICE LINE |  | 25_4C_AL_XLPE |  |  |  | 0.651 m |  | 4 | 0 | Pass | null
381126042 | TNB | DISTRIBUTION | SUNGAI BESAR | Existing | RYB | 230/400 V |  |  | SERVICE LINE |  | 25_4C_AL_XLPE |  |  |  | 0.738 m |  | 4 | 0 | Pass | null
381126047 | TNB | DISTRIBUTION | SUNGAI BESAR | Existing | RYB | 230/400 V |  |  | SERVICE LINE |  | 70_4C_AL_XLPE |  |  |  | 62.962 m |  | 4 | 0 | Pass | null
381126052 | TNB | DISTRIBUTION | SUNGAI BESAR | Existing | RYB | 230/400 V |  |  | SERVICE LINE |  | 70_4C_AL_XLPE |  |  |  | 2.085 m |  | 4 | 0 | Pass | null
381126057 | TNB | DISTRIBUTION | SUNGAI BESAR | Existing | RYB | 230/400 V |  |  | SERVICE LINE |  | 70_4C_AL_XLPE |  |  |  | 2.311 m |  | 4 | 0 | Pass | null
381126062 | TNB | DISTRIBUTION | SUNGAI BESAR | Existing | RYB | 230/400 V |  |  | LV LINE |  | 185_4C_AL_XLPE |  |  |  | 11.893 m |  | 4 | 0 | Pass | null
381126067 | TNB | DISTRIBUTION | SUNGAI BESAR | Existing | RYB | 230/400 V |  |  | SERVICE LINE |  | 185_4C_AL_PILC |  |  |  | 1.792 m |  | 4 | 0 | Pass | null
381126072 | TNB | DISTRIBUTION | SUNGAI BESAR | Existing | RYB | 230/400 V |  |  | LV LINE |  | 70_4C_AL_XLPE |  |  |  | 4.428 m |  | 4 | 0 | Pass | null
381126077 | TNB | DISTRIBUTION | SUNGAI BESAR | Existing | RYB | 230/400 V |  |  | LV LINE |  | 70_4C_AL_XLPE |  |  |  | 1.381 m |  | 4 | 0 | Pass | null
381126082 | TNB | DISTRIBUTION | SUNGAI BESAR | Existing | R | 230/400 V |  |  | SERVICE LINE |  | ARMOURED_16MM |  |  |  | 2.434 m |  | 2 | 0 | Pass | null
381126085 | TNB | DISTRIBUTION | SUNGAI BESAR | Existing | R | 230/400 V |  |  | SERVICE LINE |  | ARMOURED_16MM |  |  |  | 0.939 m |  | 2 | 0 | Pass | null
381126088 | TNB | DISTRIBUTION | SUNGAI BESAR | Existing | R | 230/400 V |  |  | SERVICE LINE |  | ARMOURED_16MM |  |  |  | 16.578 m |  | 2 | 0 | Pass | null
381126091 | TNB | DISTRIBUTION | SUNGAI BESAR | Existing | R | 230/400 V |  |  | SERVICE LINE |  | ARMOURED_16MM |  |  |  | 1.186 m |  | 2 | 0 | Pass | null
381126094 | TNB | DISTRIBUTION | SUNGAI BESAR | Existing | RYB | 230/400 V |  |  | SERVICE LINE |  | 70_4C_AL_XLPE |  |  |  | 2.409 m |  | 4 | 0 | Pass | null
381126099 | TNB | DISTRIBUTION | SUNGAI BESAR | Existing | RYB | 230/400 V |  |  | SERVICE LINE |  | 70_4C_AL_PILC |  |  |  | 7.594 m |  | 4 | 0 | Pass | null
381172111 | TNB | DISTRIBUTION | SUNGAI BESAR | Existing | RYB | 230/400 V |  |  | SERVICE LINE |  | 185_4C_AL_XLPE |  |  |  | 50.626 m |  | 4 | 0 | Pass | null
381181748 | TNB | DISTRIBUTION | SUNGAI BESAR | Existing | RYB | 230/400 V |  |  | PUBLIC LIGHT |  | 25_4C_AL_XLPE |  |  |  | 5.534 m |  | 4 | 0 | Fail | Please check "Usage"
381181784 | TNB | DISTRIBUTION | SUNGAI BESAR | Existing | RYB | 230/400 V |  |  | LV LINE |  | 185_4C_AL_PILC |  |  |  | 180.588 m |  | 4 | 0 | Pass | null
381181789 | TNB | DISTRIBUTION | SUNGAI BESAR | Existing | RYB | 230/400 V |  |  | LV LINE |  | 185_4C_AL_XLPE |  |  |  | 73.880 m |  | 4 | 0 | Pass | null
381181878 | TNB | DISTRIBUTION | SUNGAI BESAR | Existing | RYB | 230/400 V |  |  | LV LINE |  | 185_4C_AL_XLPE |  |  |  | 22.162 m |  | 4 | 0 | Pass | null
381181937 | TNB | DISTRIBUTION | SUNGAI BESAR | Existing | RYB | 230/400 V |  |  | LV LINE |  | 185_4C_AL_XLPE |  |  |  | 68.739 m |  | 4 | 0 | Pass | null
381182048 | TNB | DISTRIBUTION | SUNGAI BESAR | Existing | RYB | 230/400 V |  |  | LV LINE |  | 185_4C_AL_XLPE |  |  |  | 39.426 m |  | 4 | 0 | Pass | null
381182053 | TNB | DISTRIBUTION | SUNGAI BESAR | Existing | RYB | 230/400 V |  |  | LV LINE |  | 185_4C_AL_XLPE |  |  |  | 20.444 m |  | 4 | 0 | Pass | null
381182063 | TNB | DISTRIBUTION | SUNGAI BESAR | Existing | RYB | 230/400 V |  |  | SERVICE LINE |  | 185_4C_AL_XLPE |  |  |  | 99.282 m |  | 4 | 0 | Pass | null
381182097 | TNB | DISTRIBUTION | SUNGAI BESAR | Existing | RYB | 230/400 V |  |  | LV LINE |  | 185_4C_AL_XLPE |  |  |  | 26.517 m |  | 4 | 0 | Pass | null
381182102 | TNB | DISTRIBUTION | SUNGAI BESAR | Existing | RYB | 230/400 V |  |  | LV LINE |  | 185_4C_AL_PILC |  |  |  | 28.075 m |  | 4 | 0 | Pass | null
381182107 | TNB | DISTRIBUTION | SUNGAI BESAR | Existing | RYB | 230/400 V |  |  | LV LINE |  | 185_4C_AL_XLPE |  |  |  | 41.074 m | jp,ug185xlpe | 4 | 0 | Pass | null
381182116 | TNB | DISTRIBUTION | SUNGAI BESAR | Existing | RYB | 230/400 V |  |  | LV LINE |  | 300_4C_AL_XLPE |  |  |  | 180.472 m |  | 4 | 0 | Pass | null
381182125 | TNB | DISTRIBUTION | SUNGAI BESAR | Existing | RYB | 230/400 V |  |  | LV LINE |  | 300_4C_AL_XLPE |  |  |  | 180.118 m |  | 4 | 0 | Pass | null
381182133 | TNB | DISTRIBUTION | SUNGAI BESAR | Existing | RYB | 230/400 V |  |  | LV LINE |  | 185_4C_AL_XLPE |  |  |  | 354.916 m |  | 4 | 0 | Pass | null
381182150 | TNB | DISTRIBUTION | SUNGAI BESAR | Existing | RYB | 230/400 V |  |  | LV LINE |  | 120_4C_AL_XLPE |  |  |  | 19.940 m |  | 4 | 0 | Pass | null
381182159 | TNB | DISTRIBUTION | SUNGAI BESAR | Existing | RYB | 230/400 V |  |  | LV LINE |  | 120_4C_AL_XLPE |  |  |  | 18.296 m |  | 4 | 0 | Pass | null
381182164 | TNB | DISTRIBUTION | SUNGAI BESAR | Existing | RYB | 230/400 V |  |  | SERVICE LINE |  | 25_4C_AL_XLPE |  |  |  | 50.039 m |  | 4 | 0 | Pass | null
381182182 | TNB | DISTRIBUTION | SUNGAI BESAR | Existing | RYB | 230/400 V |  |  | SERVICE LINE |  | 300_4C_AL_XLPE |  |  |  | 205.541 m |  | 4 | 0 | Pass | null
381182187 | TNB | DISTRIBUTION | SUNGAI BESAR | Existing | RYB | 230/400 V |  |  | SERVICE LINE |  | 300_4C_AL_XLPE |  |  |  | 204.369 m |  | 4 | 0 | Pass | null
381182195 | TNB | DISTRIBUTION | SUNGAI BESAR | Existing | RYB | 230/400 V |  |  | LV LINE |  | 185_4C_AL_XLPE |  |  |  | 71.747 m |  | 4 | 0 | Pass | null
381182200 | TNB | DISTRIBUTION | SUNGAI BESAR | Existing | RYB | 230/400 V |  |  | LV LINE |  | 185_4C_AL_XLPE |  |  |  | 71.496 m |  | 4 | 0 | Pass | null
381182205 | TNB | DISTRIBUTION | SUNGAI BESAR | Existing | RYB | 230/400 V |  |  | SERVICE LINE |  | 25_4C_AL_XLPE |  |  |  | 17.801 m |  | 4 | 0 | Pass | null
381182210 | TNB | DISTRIBUTION | SUNGAI BESAR | Existing | RYB | 230/400 V |  |  | SERVICE LINE |  | 25_4C_AL_XLPE |  |  |  | 33.241 m |  | 4 | 0 | Pass | null
381182215 | TNB | DISTRIBUTION | SUNGAI BESAR | Existing | RYB | 230/400 V |  |  | SERVICE LINE |  | 25_4C_AL_XLPE |  |  |  | 45.141 m |  | 4 | 0 | Pass | null
381182220 | TNB | DISTRIBUTION | SUNGAI BESAR | Existing | RYB | 230/400 V |  |  | SERVICE LINE |  | 25_4C_AL_XLPE |  |  |  | 22.279 m |  | 4 | 0 | Pass | null
381182235 | TNB | DISTRIBUTION | SUNGAI BESAR | Existing | RYB | 230/400 V |  |  | SERVICE LINE |  | 25_4C_AL_XLPE |  |  |  | 23.178 m |  | 4 | 0 | Pass | null
381182240 | TNB | DISTRIBUTION | SUNGAI BESAR | Existing | RYB | 230/400 V |  |  | SERVICE LINE |  | 25_4C_AL_XLPE |  |  |  | 32.111 m |  | 4 | 0 | Pass | null
381182245 | TNB | DISTRIBUTION | SUNGAI BESAR | Existing | RYB | 230/400 V |  |  | SERVICE LINE |  | 25_4C_AL_XLPE |  |  |  | 42.819 m |  | 4 | 0 | Pass | null
381182250 | TNB | DISTRIBUTION | SUNGAI BESAR | Existing | RYB | 230/400 V |  |  | SERVICE LINE |  | 25_4C_AL_XLPE |  |  |  | 41.134 m |  | 4 | 0 | Pass | null
381182255 | TNB | DISTRIBUTION | SUNGAI BESAR | Existing | RYB | 230/400 V |  |  | SERVICE LINE |  | 25_4C_AL_XLPE |  |  |  | 56.582 m |  | 4 | 0 | Pass | null
381182260 | TNB | DISTRIBUTION | SUNGAI BESAR | Existing | RYB | 230/400 V |  |  | SERVICE LINE |  | 25_4C_AL_XLPE |  |  |  | 68.041 m |  | 4 | 0 | Pass | null
381182265 | TNB | DISTRIBUTION | SUNGAI BESAR | Existing | RYB | 230/400 V |  |  | SERVICE LINE |  | 25_4C_AL_XLPE |  |  |  | 54.475 m |  | 4 | 0 | Pass | null
381182510 | TNB | DISTRIBUTION | SUNGAI BESAR | Existing | RYB | 230/400 V |  |  | LV LINE |  | 185_4C_AL_XLPE |  |  |  | 533.099 m |  | 4 | 0 | Pass | null
381182602 | TNB | DISTRIBUTION | SUNGAI BESAR | Existing | R | 230/400 V |  |  | SERVICE LINE |  | ARMOURED_16MM |  |  |  | 34.065 m |  | 2 | 0 | Pass | null
381196339 | TNB | DISTRIBUTION | SUNGAI BESAR | Existing | RYB | 230/400 V | Unknown |  | LV LINE |  | 4X_300_1C_AL_PVC/PVC |  |  |  | 0.801 m |  | 4 | 0 | Pass | null
381196470 | TNB | DISTRIBUTION | SUNGAI BESAR | Existing | RYB | 230/400 V | YES |  | LV LINE |  | 4X_300_1C_AL_PVC/PVC |  |  |  | 0.622 m |  | 4 | 0 | Pass | null
381196597 | TNB | DISTRIBUTION | SUNGAI BESAR | Existing | RYB | 230/400 V | YES |  | LV LINE |  | 4X_300_1C_AL_PVC/PVC |  |  |  | 0.409 m |  | 4 | 0 | Pass | null
381196724 | TNB | DISTRIBUTION | SUNGAI BESAR | Existing | RYB | 230/400 V | YES |  | LV LINE |  | 4X_300_1C_AL_PVC/PVC |  |  |  | 0.317 m |  | 4 | 0 | Pass | null
381196851 | TNB | DISTRIBUTION | SUNGAI BESAR | Existing | RYB | 230/400 V | YES |  | LV LINE |  | 4X_300_1C_AL_PVC/PVC |  |  |  | 0.370 m |  | 4 | 0 | Pass | null
381196980 | TNB | DISTRIBUTION | SUNGAI BESAR | Existing | RYB | 230/400 V | Unknown |  | LV LINE |  | 4X_300_1C_AL_PVC/PVC |  |  |  | 0.209 m |  | 4 | 0 | Pass | null
381197116 | TNB | DISTRIBUTION | SUNGAI BESAR | Existing | RYB | 230/400 V | Unknown |  | LV LINE |  | 4X_300_1C_AL_PVC/PVC |  |  |  | 0.260 m |  | 4 | 0 | Pass | null
381197278 | TNB | DISTRIBUTION | SUNGAI BESAR | Existing | RYB | 230/400 V | Unknown |  | LV LINE |  | 7X_300_1C_AL_PVC/PVC |  |  |  | 0.436 m |  | 7 | 0 | Pass | null
381197411 | TNB | DISTRIBUTION | SUNGAI BESAR | Existing | RYB | 230/400 V | Unknown |  | LV LINE |  | 4X_300_1C_AL_PVC/PVC |  |  |  | 0.339 m |  | 4 | 0 | Pass | null
381197542 | TNB | DISTRIBUTION | SUNGAI BESAR | Existing | RYB | 230/400 V | Unknown |  | LV LINE |  | 4X_300_1C_AL_PVC/PVC |  |  |  | 0.308 m |  | 4 | 0 | Pass | null
381197669 | TNB | DISTRIBUTION | SUNGAI BESAR | Existing | RYB | 230/400 V | Unknown |  | LV LINE |  | 7X_300_1C_AL_PVC/PVC |  |  |  | 0.346 m |  | 7 | 0 | Pass | null
381197932 | TNB | DISTRIBUTION | SUNGAI BESAR | Existing | RYB | 230/400 V | Unknown |  | LV LINE |  | 7X_300_1C_AL_PVC/PVC |  |  |  | 0.299 m |  | 7 | 0 | Pass | null
381198069 | TNB | DISTRIBUTION | SUNGAI BESAR | Existing | RYB | 230/400 V | Unknown |  | LV LINE |  | 7X_300_1C_AL_PVC/PVC |  |  |  | 0.266 m |  | 7 | 0 | Pass | null
381290038 | TNB | DISTRIBUTION | SUNGAI BESAR | Existing | RYB | 230/400 V |  |  | LV LINE |  | 185_4C_AL_XLPE |  |  |  | 31.901 m |  | 4 | 0 | Pass | null
381290058 | TNB | DISTRIBUTION | SUNGAI BESAR | Existing | RYB | 230/400 V |  |  | LV LINE |  | 185_4C_AL_XLPE |  |  |  | 40.994 m |  | 4 | 0 | Pass | null
381496175 | TNB | DISTRIBUTION | SUNGAI BESAR | Existing | RYB | 230/400 V | Unknown |  | LV LINE |  | 4X_300_1C_AL_PVC/PVC |  |  |  | 0.530 m |  | 4 | 0 | Pass | null
381496548 | TNB | DISTRIBUTION | SUNGAI BESAR | Existing | RYB | 230/400 V | Unknown |  | LV LINE |  | 7X_300_1C_AL_PVC/PVC |  |  |  | 0.465 m |  | 7 | 0 | Pass | null
381500505 | TNB | DISTRIBUTION | SUNGAI BESAR | Existing | RYB | 230/400 V |  |  | LV LINE |  | 120_4C_AL_XLPE |  |  |  | 46.280 m |  | 4 | 0 | Pass | null
381500510 | TNB | DISTRIBUTION | SUNGAI BESAR | Existing | RYB | 230/400 V |  |  | LV LINE |  | 120_4C_AL_XLPE |  |  |  | 56.232 m |  | 4 | 0 | Pass | null
381500515 | TNB | DISTRIBUTION | SUNGAI BESAR | Existing | RYB | 230/400 V |  |  | LV LINE |  | 185_4C_AL_XLPE |  |  |  | 21.099 m |  | 4 | 0 | Pass | null
381500520 | TNB | DISTRIBUTION | SUNGAI BESAR | Existing | RYB | 230/400 V |  |  | LV LINE |  | 185_4C_AL_XLPE |  |  |  | 14.628 m |  | 4 | 0 | Pass | null
381500525 | TNB | DISTRIBUTION | SUNGAI BESAR | Existing | RYB | 230/400 V |  |  | LV LINE |  | 185_4C_AL_XLPE |  |  |  | 162.574 m |  | 4 | 0 | Pass | null
381500537 | TNB | DISTRIBUTION | SUNGAI BESAR | Existing | RYB | 230/400 V |  |  | SERVICE LINE |  | 185_4C_AL_XLPE |  |  |  | 12.316 m |  | 4 | 0 | Pass | null
381500542 | TNB | DISTRIBUTION | SUNGAI BESAR | Existing | RYB | 230/400 V |  |  | SERVICE LINE |  | 185_4C_AL_XLPE |  |  |  | 10.952 m |  | 4 | 0 | Pass | null
381500576 | TNB | DISTRIBUTION | SUNGAI BESAR | Existing | RYB | 230/400 V |  |  | LV LINE |  | 70_4C_AL_XLPE |  |  |  | 4.061 m |  | 4 | 0 | Pass | null
381500676 | TNB | DISTRIBUTION | SUNGAI BESAR | Existing | RYB | 230/400 V |  |  | LV LINE |  | 185_4C_AL_XLPE |  |  |  | 53.843 m |  | 4 | 0 | Pass | null
381500681 | TNB | DISTRIBUTION | SUNGAI BESAR | Existing | RYB | 230/400 V |  |  | LV LINE |  | 185_4C_AL_XLPE |  |  |  | 55.763 m |  | 4 | 0 | Pass | null
381500686 | TNB | DISTRIBUTION | SUNGAI BESAR | Existing | RYB | 230/400 V |  |  | LV LINE |  | 185_4C_AL_XLPE |  |  |  | 310.908 m |  | 4 | 0 | Pass | null
381500698 | TNB | DISTRIBUTION | SUNGAI BESAR | Existing | RYB | 230/400 V |  |  | LV LINE |  | 185_4C_AL_XLPE |  |  |  | 111.067 m |  | 4 | 0 | Pass | null
382780177 | TNB | DISTRIBUTION | SUNGAI BESAR | Existing | RYB | 230/400 V |  |  | LV LINE |  | 185_4C_AL_XLPE |  |  |  | 1.286 m |  | 4 | 0 | Pass | null
382780182 | TNB | DISTRIBUTION | SUNGAI BESAR | Existing | RYB | 230/400 V |  |  | LV LINE |  | 185_4C_AL_XLPE |  |  |  | 1.181 m |  | 4 | 0 | Pass | null
382780187 | TNB | DISTRIBUTION | SUNGAI BESAR | Existing | RYB | 230/400 V |  |  | LV LINE |  | 185_4C_AL_XLPE |  |  |  | 1.169 m |  | 4 | 0 | Pass | null
382797280 | TNB | DISTRIBUTION | SUNGAI BESAR | Existing | RYB | 230/400 V |  |  | SERVICE LINE |  | 185_4C_AL_XLPE |  |  |  | 16.219 m |  | 4 | 0 | Pass | null
382797285 | TNB | DISTRIBUTION | SUNGAI BESAR | Existing | RYB | 230/400 V |  |  | SERVICE LINE |  | 185_4C_AL_XLPE |  |  |  | 16.442 m |  | 4 | 0 | Pass | null
382797290 | TNB | DISTRIBUTION | SUNGAI BESAR | Existing | RYB | 230/400 V |  |  | SERVICE LINE |  | 185_4C_AL_XLPE |  |  |  | 11.256 m |  | 4 | 0 | Pass | null
382797314 | TNB | DISTRIBUTION | SUNGAI BESAR | Existing | RYB | 230/400 V |  |  | SERVICE LINE |  | 185_4C_AL_XLPE |  |  |  | 58.323 m |  | 4 | 0 | Pass | null
383385766 | TNB | DISTRIBUTION | SUNGAI BESAR | Existing | RYB | 230/400 V | Unknown |  | LV LINE |  | 7X_500_1C_CU_PVC/PVC |  |  |  | 1.182 m |  | 7 | 0 | Pass | null
383497218 | TNB | DISTRIBUTION | SUNGAI BESAR | Existing | RYB | 230/400 V | Unknown |  | LV LINE |  | 7X_500_1C_CU_PVC/PVC |  |  |  | 0.892 m |  | 7 | 0 | Pass | null
385884785 | TNB | DISTRIBUTION | SUNGAI BESAR | Existing | RYB | 230/400 V | Unknown | Class C | LV LINE |  | 7X_300_1C_AL_PVC/PVC |  |  |  | 0.210 m |  | 7 | 0 | Pass | null
385884788 | TNB | DISTRIBUTION | SUNGAI BESAR | Existing | RYB | 230/400 V | Unknown | Class C | LV LINE |  | 7X_300_1C_AL_PVC/PVC |  |  |  | 0.184 m |  | 7 | 0 | Pass | null
390629500 | TNB | DISTRIBUTION | SUNGAI BESAR | Existing | RYB | 230/400 V | Unknown | Class C | LV LINE |  | 7X_500_1C_CU_PVC/PVC |  |  |  | 0.310 m |  | 7 | 0 | Pass | null
391436753 | TNB | DISTRIBUTION | SUNGAI BESAR | Existing | RYB | 230/400 V | NO | Class C | SERVICE LINE |  | 25_4C_AL_XLPE |  |  |  | 2.510 m |  | 4 | 0 | Pass | null
392867099 | TNB | DISTRIBUTION | SUNGAI BESAR | Existing | RYB | 230/400 V | NO | Class C | SERVICE LINE |  | 185_4C_AL_XLPE |  |  |  | 48.406 m |  | 4 | 0 | Pass | null
392867111 | TNB | DISTRIBUTION | SUNGAI BESAR | Existing | RYB | 230/400 V | NO | Class C | SERVICE LINE |  | 185_4C_AL_XLPE |  |  |  | 29.095 m |  | 4 | 0 | Pass | null
392918377 | TNB | DISTRIBUTION | SUNGAI BESAR | Existing | RYB | 230/400 V | YES | Class D | SERVICE LINE |  | 120_4C_AL_XLPE |  |  |  | 310.425 m |  | 4 | 0 | Pass | null
254589826 | TNB | DISTRIBUTION | SUNGAI BESAR | Existing | RYB | 230/400 V |  |  | LV LINE |  | 4X_300_1C_AL_PVC/PVC |  |  |  | 0.776 m |  | 4 | 0 | Pass | null
254589886 | TNB | DISTRIBUTION | SUNGAI BESAR | Existing | RYB | 230/400 V |  |  | LV LINE |  | 7X_500_1C_CU_PVC/PVC |  |  |  | 0.057 m |  | 7 | 0 | Pass | null
254589971 | TNB | DISTRIBUTION | SUNGAI BESAR | Existing | RYB | 230/400 V |  |  | LV LINE |  | 7X_500_1C_CU_PVC/PVC |  |  |  | 0.052 m |  | 7 | 0 | Pass | null
254589976 | TNB | DISTRIBUTION | SUNGAI BESAR | Existing | RYB | 230/400 V |  |  | LV LINE |  | 7X_300_1C_AL_PVC/PVC |  |  |  | 0.060 m |  | 7 | 0 | Pass | null
254590011 | TNB | DISTRIBUTION | SUNGAI BESAR | Existing | RYB | 230/400 V |  |  | LV LINE |  | 7X_300_1C_AL_PVC/PVC |  |  |  | 0.166 m |  | 7 | 0 | Pass | null
254590016 | TNB | DISTRIBUTION | SUNGAI BESAR | Existing | RYB | 230/400 V |  |  | LV LINE |  | 7X_500_1C_CU_PVC/PVC |  |  |  | 0.060 m |  | 7 | 0 | Pass | null
254590041 | TNB | DISTRIBUTION | SUNGAI BESAR | Existing | RYB | 230/400 V |  |  | LV LINE |  | 7X_300_1C_AL_PVC/PVC |  |  |  | 0.060 m |  | 7 | 0 | Pass | null
254590056 | TNB | DISTRIBUTION | SUNGAI BESAR | Existing | RYB | 230/400 V |  |  | LV LINE |  | 7X_300_1C_AL_PVC/PVC |  |  |  | 0.060 m |  | 7 | 0 | Pass | null
254590131 | TNB | DISTRIBUTION | SUNGAI BESAR | Existing | RYB | 230/400 V |  |  | LV LINE |  | 7X_300_1C_AL_PVC/PVC |  |  |  | 0.341 m |  | 7 | 0 | Pass | null
254590136 | TNB | DISTRIBUTION | SUNGAI BESAR | Existing | RYB | 230/400 V |  |  | LV LINE |  | 4X_300_1C_AL_PVC/PVC |  |  |  | 0.610 m |  | 4 | 0 | Pass | null
254590146 | TNB | DISTRIBUTION | SUNGAI BESAR | Existing | RYB | 230/400 V |  |  | LV LINE |  | 7X_500_1C_CU_PVC/PVC |  |  |  | 0.061 m |  | 7 | 0 | Pass | null
254590166 | TNB | DISTRIBUTION | SUNGAI BESAR | Existing | RYB | 230/400 V |  |  | LV LINE |  | 7X_300_1C_AL_PVC/PVC |  |  |  | 0.060 m |  | 7 | 0 | Pass | null
254590191 | TNB | DISTRIBUTION | SUNGAI BESAR | Existing | RYB | 230/400 V |  |  | LV LINE |  | 7X_300_1C_AL_PVC/PVC |  |  |  | 0.056 m |  | 7 | 0 | Pass | null
254590201 | TNB | DISTRIBUTION | SUNGAI BESAR | Existing | RYB | 230/400 V |  |  | LV LINE |  | 7X_300_1C_AL_PVC/PVC |  |  |  | 0.060 m |  | 7 | 0 | Pass | null
254593346 | TNB | DISTRIBUTION | SUNGAI BESAR | Existing | RYB | 230/400 V |  |  | LV LINE |  | 4X_300_1C_AL_PVC/PVC |  |  |  | 0.274 m |  | 4 | 0 | Pass | null
254620032 | TNB | DISTRIBUTION | SUNGAI BESAR | Existing | RYB | 230/400 V |  |  | LV LINE |  | 7X_300_1C_AL_PVC/PVC |  |  |  | 0.056 m |  | 7 | 0 | Pass | null
254620037 | TNB | DISTRIBUTION | SUNGAI BESAR | Existing | RYB | 230/400 V |  |  | LV LINE |  | 7X_300_1C_AL_PVC/PVC |  |  |  | 0.053 m |  | 7 | 0 | Pass | null
254620182 | TNB | DISTRIBUTION | SUNGAI BESAR | Existing | RYB | 230/400 V |  |  | LV LINE |  | 7X_300_1C_AL_PVC/PVC |  |  |  | 0.056 m |  | 7 | 0 | Pass | null
254621762 | TNB | DISTRIBUTION | SUNGAI BESAR | Existing | RYB | 230/400 V |  |  | LV LINE |  | 7X_500_1C_CU_PVC/PVC |  |  |  | 0.060 m |  | 7 | 0 | Pass | null
254636523 | TNB | DISTRIBUTION | SUNGAI BESAR | Existing | RYB | 230/400 V |  |  | LV LINE |  | 7X_300_1C_AL_PVC/PVC |  |  |  | 0.520 m |  | 7 | 0 | Pass | null
254642568 | TNB | DISTRIBUTION | SUNGAI BESAR | Existing | RYB | 230/400 V |  |  | LV LINE |  | 7X_300_1C_AL_PVC/PVC |  |  |  | 0.060 m |  | 7 | 0 | Pass | null
254651388 | TNB | DISTRIBUTION | SUNGAI BESAR | Existing | RYB | 230/400 V |  |  | LV LINE |  | 7X_300_1C_AL_PVC/PVC |  |  |  | 0.063 m |  | 7 | 0 | Pass | null
254651393 | TNB | DISTRIBUTION | SUNGAI BESAR | Existing | RYB | 230/400 V |  |  | LV LINE |  | 7X_500_1C_CU_PVC/PVC |  |  |  | 0.060 m |  | 7 | 0 | Pass | null
254651428 | TNB | DISTRIBUTION | SUNGAI BESAR | Existing | RYB | 230/400 V |  |  | LV LINE |  | 7X_300_1C_AL_PVC/PVC |  |  |  | 0.056 m |  | 7 | 0 | Pass | null
254651453 | TNB | DISTRIBUTION | SUNGAI BESAR | Existing | RYB | 230/400 V |  |  | LV LINE |  | 7X_500_1C_CU_PVC/PVC |  |  |  | 0.060 m |  | 7 | 0 | Pass | null
254651993 | TNB | DISTRIBUTION | SUNGAI BESAR | Existing | RYB | 230/400 V |  |  | LV LINE |  | 7X_500_1C_CU_PVC/PVC |  |  |  | 0.056 m |  | 7 | 0 | Pass | null
254656598 | TNB | DISTRIBUTION | SUNGAI BESAR | Existing | RYB | 230/400 V |  |  | LV LINE |  | 7X_300_1C_AL_PVC/PVC |  |  |  | 0.056 m |  | 7 | 0 | Pass | null
254656603 | TNB | DISTRIBUTION | SUNGAI BESAR | Existing | RYB | 230/400 V |  |  | LV LINE |  | 7X_500_1C_CU_PVC/PVC |  |  |  | 0.061 m |  | 7 | 0 | Pass | null
254656608 | TNB | DISTRIBUTION | SUNGAI BESAR | Existing | RYB | 230/400 V |  |  | LV LINE |  | 7X_500_1C_CU_PVC/PVC |  |  |  | 0.056 m |  | 7 | 0 | Pass | null
254656613 | TNB | DISTRIBUTION | SUNGAI BESAR | Existing | RYB | 230/400 V |  |  | LV LINE |  | 7X_500_1C_CU_PVC/PVC |  |  |  | 0.060 m |  | 7 | 0 | Pass | null
254656878 | TNB | DISTRIBUTION | SUNGAI BESAR | Existing | RYB | 230/400 V |  |  | LV LINE |  | 7X_300_1C_AL_PVC/PVC |  |  |  | 0.056 m |  | 7 | 0 | Pass | null
254657803 | TNB | DISTRIBUTION | SUNGAI BESAR | Existing | RYB | 230/400 V |  |  | LV LINE |  | 7X_300_1C_AL_PVC/PVC |  |  |  | 0.060 m |  | 7 | 0 | Pass | null
254670038 | TNB | DISTRIBUTION | SUNGAI BESAR | Existing | RYB | 230/400 V |  |  | LV LINE |  | 7X_300_1C_AL_PVC/PVC |  |  |  | 0.060 m |  | 7 | 0 | Pass | null
254677568 | TNB | DISTRIBUTION | SUNGAI BESAR | Existing | RYB | 230/400 V |  |  | LV LINE |  | 4X_300_1C_AL_PVC/PVC |  |  |  | 0.437 m |  | 4 | 0 | Pass | null
254681713 | TNB | DISTRIBUTION | SUNGAI BESAR | Existing | RYB | 230/400 V |  |  | LV LINE |  | 7X_300_1C_AL_PVC/PVC |  |  |  | 0.060 m |  | 7 | 0 | Pass | null
254681728 | TNB | DISTRIBUTION | SUNGAI BESAR | Existing | RYB | 230/400 V |  |  | LV LINE |  | 7X_300_1C_AL_PVC/PVC |  |  |  | 0.177 m |  | 7 | 0 | Pass | null
254683443 | TNB | DISTRIBUTION | SUNGAI BESAR | Existing | RYB | 230/400 V |  |  | LV LINE |  | 7X_500_1C_CU_PVC/PVC |  |  |  | 0.053 m |  | 7 | 0 | Pass | null
254683893 | TNB | DISTRIBUTION | SUNGAI BESAR | Existing | RYB | 230/400 V |  |  | LV LINE |  | 7X_500_1C_CU_PVC/PVC |  |  |  | 0.057 m |  | 7 | 0 | Pass | null
254688973 | TNB | DISTRIBUTION | SUNGAI BESAR | Existing | RYB | 230/400 V |  |  | LV LINE |  | 7X_500_1C_CU_PVC/PVC |  |  |  | 0.061 m |  | 7 | 0 | Pass | null
254689843 | TNB | DISTRIBUTION | SUNGAI BESAR | Existing | RYB | 230/400 V |  |  | LV LINE |  | 7X_300_1C_AL_PVC/PVC |  |  |  | 0.061 m |  | 7 | 0 | Pass | null
254691733 | TNB | DISTRIBUTION | SUNGAI BESAR | Existing | RYB | 230/400 V |  |  | LV LINE |  | 7X_300_1C_AL_PVC/PVC |  |  |  | 0.347 m |  | 7 | 0 | Pass | null
254696188 | TNB | DISTRIBUTION | SUNGAI BESAR | Existing | RYB | 230/400 V |  |  | LV LINE |  | 7X_500_1C_CU_PVC/PVC |  |  |  | 0.056 m |  | 7 | 0 | Pass | null
254700488 | TNB | DISTRIBUTION | SUNGAI BESAR | Existing | RYB | 230/400 V |  |  | LV LINE |  | 7X_500_1C_CU_PVC/PVC |  |  |  | 0.464 m |  | 7 | 0 | Pass | null
254701638 | TNB | DISTRIBUTION | SUNGAI BESAR | Existing | RYB | 230/400 V |  |  | LV LINE |  | 7X_300_1C_AL_PVC/PVC |  |  |  | 0.353 m |  | 7 | 0 | Pass | null
377644479 | TNB | DISTRIBUTION | SUNGAI BESAR | Existing | RYB | 230/400 V | Unknown |  | LV LINE |  | 7X_300_1C_AL_PVC/PVC |  |  |  | 0.176 m |  | 7 | 0 | Pass | null
377644581 | TNB | DISTRIBUTION | SUNGAI BESAR | Existing | RYB | 230/400 V | Unknown |  | LV LINE |  | 7X_300_1C_AL_PVC/PVC |  |  |  | 0.206 m |  | 7 | 0 | Pass | null
377644704 | TNB | DISTRIBUTION | SUNGAI BESAR | Existing | RYB | 230/400 V | Unknown |  | LV LINE |  | 7X_500_1C_CU_PVC/PVC |  |  |  | 0.207 m |  | 7 | 0 | Pass | null
377645072 | TNB | DISTRIBUTION | SUNGAI BESAR | Existing | RYB | 230/400 V | Unknown |  | LV LINE |  | 7X_500_1C_CU_PVC/PVC |  |  |  | 0.255 m |  | 7 | 0 | Pass | null
377645075 | TNB | DISTRIBUTION | SUNGAI BESAR | Existing | RYB | 230/400 V | Unknown |  | LV LINE |  | 7X_500_1C_CU_PVC/PVC |  |  |  | 0.257 m |  | 7 | 0 | Pass | null
377645243 | TNB | DISTRIBUTION | SUNGAI BESAR | Existing | RYB | 230/400 V | Unknown |  | LV LINE |  | 7X_500_1C_CU_PVC/PVC |  |  |  | 0.145 m |  | 7 | 0 | Pass | null
377645346 | TNB | DISTRIBUTION | SUNGAI BESAR | Existing | RYB | 230/400 V | Unknown |  | LV LINE |  | 7X_500_1C_CU_PVC/PVC |  |  |  | 0.184 m |  | 7 | 0 | Pass | null
377645349 | TNB | DISTRIBUTION | SUNGAI BESAR | Existing | RYB | 230/400 V | Unknown |  | LV LINE |  | 7X_500_1C_CU_PVC/PVC |  |  |  | 0.192 m |  | 7 | 0 | Pass | null
377645515 | TNB | DISTRIBUTION | SUNGAI BESAR | Existing | RYB | 230/400 V | Unknown |  | LV LINE |  | 7X_500_1C_CU_PVC/PVC |  |  |  | 0.194 m |  | 7 | 0 | Pass | null
377645618 | TNB | DISTRIBUTION | SUNGAI BESAR | Existing | RYB | 230/400 V | Unknown |  | LV LINE |  | 7X_500_1C_CU_PVC/PVC |  |  |  | 0.216 m |  | 7 | 0 | Pass | null
377645621 | TNB | DISTRIBUTION | SUNGAI BESAR | Existing | RYB | 230/400 V | Unknown |  | LV LINE |  | 7X_500_1C_CU_PVC/PVC |  |  |  | 0.206 m |  | 7 | 0 | Pass | null
377645974 | TNB | DISTRIBUTION | SUNGAI BESAR | Existing | RYB | 230/400 V | Unknown |  | LV LINE |  | 7X_500_1C_CU_PVC/PVC |  |  |  | 0.248 m |  | 7 | 0 | Pass | null
377645977 | TNB | DISTRIBUTION | SUNGAI BESAR | Existing | RYB | 230/400 V | Unknown |  | LV LINE |  | 7X_300_1C_AL_PVC/PVC |  |  |  | 0.259 m |  | 7 | 0 | Pass | null
377646143 | TNB | DISTRIBUTION | SUNGAI BESAR | Existing | RYB | 230/400 V | Unknown |  | LV LINE |  | 7X_500_1C_CU_PVC/PVC |  |  |  | 0.178 m |  | 7 | 0 | Pass | null
377646248 | TNB | DISTRIBUTION | SUNGAI BESAR | Existing | RYB | 230/400 V | Unknown |  | LV LINE |  | 7X_500_1C_CU_PVC/PVC |  |  |  | 0.193 m |  | 7 | 0 | Pass | null
377646554 | TNB | DISTRIBUTION | SUNGAI BESAR | Existing | RYB | 230/400 V | Unknown |  | LV LINE |  | 7X_500_1C_CU_PVC/PVC |  |  |  | 0.209 m |  | 7 | 0 | Pass | null
377646650 | TNB | DISTRIBUTION | SUNGAI BESAR | Existing | RYB | 230/400 V | Unknown |  | LV LINE |  | 7X_300_1C_AL_PVC/PVC |  |  |  | 0.165 m |  | 7 | 0 | Pass | null
377646744 | TNB | DISTRIBUTION | SUNGAI BESAR | Existing | RYB | 230/400 V | Unknown |  | LV LINE |  | 7X_500_1C_CU_PVC/PVC |  |  |  | 0.186 m |  | 7 | 0 | Pass | null
377646905 | TNB | DISTRIBUTION | SUNGAI BESAR | Existing | RYB | 230/400 V | Unknown |  | LV LINE |  | 7X_500_1C_CU_PVC/PVC |  |  |  | 0.149 m |  | 7 | 0 | Pass | null
377647035 | TNB | DISTRIBUTION | SUNGAI BESAR | Existing | RYB | 230/400 V | Unknown |  | LV LINE |  | 7X_500_1C_CU_PVC/PVC |  |  |  | 0.178 m |  | 7 | 0 | Pass | null
377647238 | TNB | DISTRIBUTION | SUNGAI BESAR | Existing | RYB | 230/400 V | Unknown |  | LV LINE |  | 7X_500_1C_CU_PVC/PVC |  |  |  | 0.216 m |  | 7 | 0 | Pass | null
377647351 | TNB | DISTRIBUTION | SUNGAI BESAR | Existing | RYB | 230/400 V | Unknown |  | LV LINE |  | 7X_500_1C_CU_PVC/PVC |  |  |  | 0.169 m |  | 7 | 0 | Pass | null
377647544 | TNB | DISTRIBUTION | SUNGAI BESAR | Existing | RYB | 230/400 V | Unknown |  | LV LINE |  | 7X_300_1C_AL_PVC/PVC |  |  |  | 0.191 m |  | 7 | 0 | Pass | null
377647748 | TNB | DISTRIBUTION | SUNGAI BESAR | Existing | RYB | 230/400 V | Unknown |  | LV LINE |  | 7X_300_1C_AL_PVC/PVC |  |  |  | 0.190 m |  | 7 | 0 | Pass | null
377647851 | TNB | DISTRIBUTION | SUNGAI BESAR | Existing | RYB | 230/400 V | Unknown |  | LV LINE |  | 7X_500_1C_CU_PVC/PVC |  |  |  | 0.188 m |  | 7 | 0 | Pass | null
377647854 | TNB | DISTRIBUTION | SUNGAI BESAR | Existing | RYB | 230/400 V | Unknown |  | LV LINE |  | 7X_300_1C_AL_PVC/PVC |  |  |  | 0.212 m |  | 7 | 0 | Pass | null
377648019 | TNB | DISTRIBUTION | SUNGAI BESAR | Existing | RYB | 230/400 V | Unknown |  | LV LINE |  | 7X_300_1C_AL_PVC/PVC |  |  |  | 0.168 m |  | 7 | 0 | Pass | null
377648119 | TNB | DISTRIBUTION | SUNGAI BESAR | Existing | RYB | 230/400 V | Unknown |  | LV LINE |  | 7X_500_1C_CU_PVC/PVC |  |  |  | 0.246 m |  | 7 | 0 | Pass | null
377648396 | TNB | DISTRIBUTION | SUNGAI BESAR | Existing | RYB | 230/400 V | Unknown |  | LV LINE |  | 7X_300_1C_AL_PVC/PVC |  |  |  | 0.249 m |  | 7 | 0 | Pass | null
377648560 | TNB | DISTRIBUTION | SUNGAI BESAR | Existing | RYB | 230/400 V | Unknown |  | LV LINE |  | 7X_500_1C_CU_PVC/PVC |  |  |  | 0.194 m |  | 7 | 0 | Pass | null
377648655 | TNB | DISTRIBUTION | SUNGAI BESAR | Existing | RYB | 230/400 V | Unknown |  | LV LINE |  | 7X_300_1C_AL_PVC/PVC |  |  |  | 0.250 m |  | 7 | 0 | Pass | null
377957911 | TNB | DISTRIBUTION | SUNGAI BESAR | Existing | RYB | 230/400 V | Unknown |  | LV LINE |  | 7X_300_1C_AL_PVC/PVC |  |  |  | 0.254 m |  | 7 | 0 | Pass | null
377958032 | TNB | DISTRIBUTION | SUNGAI BESAR | Existing | RYB | 230/400 V | Unknown |  | LV LINE |  | 7X_300_1C_AL_PVC/PVC |  |  |  | 0.270 m |  | 7 | 0 | Pass | null
379375007 | TNB | DISTRIBUTION | SUNGAI BESAR | Existing | RYB | 230/400 V | Unknown |  | LV LINE |  | 7X_500_1C_CU_PVC/PVC |  |  |  | 0.060 m |  | 7 | 0 | Pass | null
379375138 | TNB | DISTRIBUTION | SUNGAI BESAR | Existing | RYB | 230/400 V | Unknown |  | LV LINE |  | 7X_300_1C_AL_PVC/PVC |  |  |  | 0.060 m |  | 7 | 0 | Pass | null
379375327 | TNB | DISTRIBUTION | SUNGAI BESAR | Existing | RYB | 230/400 V | Unknown |  | LV LINE |  | 7X_300_1C_AL_PVC/PVC |  |  |  | 0.060 m |  | 7 | 0 | Pass | null
379375817 | TNB | DISTRIBUTION | SUNGAI BESAR | Existing | RYB | 230/400 V | Unknown |  | LV LINE |  | 7X_300_1C_AL_PVC/PVC |  |  |  | 0.060 m |  | 7 | 0 | Pass | null
379375938 | TNB | DISTRIBUTION | SUNGAI BESAR | Existing | RYB | 230/400 V | Unknown |  | LV LINE |  | 4X_300_1C_AL_PVC/PVC |  |  |  | 0.060 m |  | 4 | 0 | Pass | null
379376113 | TNB | DISTRIBUTION | SUNGAI BESAR | Existing | RYB | 230/400 V | Unknown |  | LV LINE |  | 4X_300_1C_AL_PVC/PVC |  |  |  | 0.060 m |  | 4 | 0 | Pass | null
379376228 | TNB | DISTRIBUTION | SUNGAI BESAR | Existing | RYB | 230/400 V | Unknown |  | LV LINE |  | 4X_300_1C_AL_PVC/PVC |  |  |  | 0.060 m |  | 4 | 0 | Pass | null
379377024 | TNB | DISTRIBUTION | SUNGAI BESAR | Existing | RYB | 230/400 V |  |  | LV LINE |  | 7X_500_1C_CU_PVC/PVC |  |  |  | 0.057 m |  | 7 | 0 | Pass | null
379377219 | TNB | DISTRIBUTION | SUNGAI BESAR | Existing | RYB | 230/400 V | Unknown |  | LV LINE |  | 7X_300_1C_AL_PVC/PVC |  |  |  | 0.060 m |  | 7 | 0 | Pass | null
379377337 | TNB | DISTRIBUTION | SUNGAI BESAR | Existing | RYB | 230/400 V | Unknown |  | LV LINE |  | 7X_300_1C_AL_PVC/PVC |  |  |  | 0.060 m |  | 7 | 0 | Pass | null
379377603 | TNB | DISTRIBUTION | SUNGAI BESAR | Existing | RYB | 230/400 V | Unknown |  | LV LINE |  | 7X_500_1C_CU_PVC/PVC |  |  |  | 0.230 m |  | 7 | 0 | Pass | null
379377721 | TNB | DISTRIBUTION | SUNGAI BESAR | Existing | RYB | 230/400 V | Unknown |  | LV LINE |  | 7X_300_1C_AL_PVC/PVC |  |  |  | 0.060 m |  | 7 | 0 | Pass | null
379377829 | TNB | DISTRIBUTION | SUNGAI BESAR | Existing | RYB | 230/400 V | Unknown |  | LV LINE |  | 7X_300_1C_AL_PVC/PVC |  |  |  | 0.060 m |  | 7 | 0 | Pass | null
379378204 | TNB | DISTRIBUTION | SUNGAI BESAR | Existing | RYB | 230/400 V | Unknown |  | LV LINE |  | 7X_500_1C_CU_PVC/PVC |  |  |  | 0.060 m |  | 7 | 0 | Pass | null
379378303 | TNB | DISTRIBUTION | SUNGAI BESAR | Existing | RYB | 230/400 V | Unknown |  | LV LINE |  | 7X_300_1C_AL_PVC/PVC |  |  |  | 0.060 m |  | 7 | 0 | Pass | null
379378423 | TNB | DISTRIBUTION | SUNGAI BESAR | Existing | RYB | 230/400 V | Unknown |  | LV LINE |  | 7X_300_1C_AL_PVC/PVC |  |  |  | 0.060 m |  | 7 | 0 | Pass | null
379378775 | TNB | DISTRIBUTION | SUNGAI BESAR | Existing | RYB | 230/400 V | Unknown |  | LV LINE |  | 7X_500_1C_CU_PVC/PVC |  |  |  | 0.060 m |  | 7 | 0 | Pass | null
379379004 | TNB | DISTRIBUTION | SUNGAI BESAR | Existing | RYB | 230/400 V | Unknown |  | LV LINE |  | 7X_300_1C_AL_PVC/PVC |  |  |  | 0.060 m |  | 7 | 0 | Pass | null
379383527 | TNB | DISTRIBUTION | SUNGAI BESAR | Existing | RYB | 230/400 V | Unknown |  | LV LINE |  | 7X_300_1C_AL_PVC/PVC |  |  |  | 0.254 m |  | 7 | 0 | Pass | null
379396490 | TNB | DISTRIBUTION | SUNGAI BESAR | Existing | RYB | 230/400 V | Unknown |  | LV LINE |  | 7X_500_1C_CU_PVC/PVC |  |  |  | 0.202 m |  | 7 | 0 | Pass | null
379396586 | TNB | DISTRIBUTION | SUNGAI BESAR | Existing | RYB | 230/400 V | Unknown |  | LV LINE |  | 7X_300_1C_AL_PVC/PVC |  |  |  | 0.210 m |  | 7 | 0 | Pass | null
379396792 | TNB | DISTRIBUTION | SUNGAI BESAR | Existing | RYB | 230/400 V | Unknown |  | LV LINE |  | 7X_300_1C_AL_PVC/PVC |  |  |  | 0.197 m |  | 7 | 0 | Pass | null
379396955 | TNB | DISTRIBUTION | SUNGAI BESAR | Existing | RYB | 230/400 V | Unknown |  | LV LINE |  | 7X_300_1C_AL_PVC/PVC |  |  |  | 0.149 m |  | 7 | 0 | Pass | null
379397050 | TNB | DISTRIBUTION | SUNGAI BESAR | Existing | RYB | 230/400 V | Unknown |  | LV LINE |  | 7X_300_1C_AL_PVC/PVC |  |  |  | 0.229 m |  | 7 | 0 | Pass | null
379397181 | TNB | DISTRIBUTION | SUNGAI BESAR | Existing | RYB | 230/400 V | Unknown |  | LV LINE |  | 4X_300_1C_AL_PVC/PVC |  |  |  | 0.206 m |  | 4 | 0 | Pass | null
379397281 | TNB | DISTRIBUTION | SUNGAI BESAR | Existing | RYB | 230/400 V | Unknown |  | LV LINE |  | 7X_500_1C_CU_PVC/PVC |  |  |  | 0.157 m |  | 7 | 0 | Pass | null
379397377 | TNB | DISTRIBUTION | SUNGAI BESAR | Existing | RYB | 230/400 V | Unknown |  | LV LINE |  | 7X_300_1C_AL_PVC/PVC |  |  |  | 0.155 m |  | 7 | 0 | Pass | null
379397508 | TNB | DISTRIBUTION | SUNGAI BESAR | Existing | RYB | 230/400 V | Unknown |  | LV LINE |  | 4X_300_1C_AL_PVC/PVC |  |  |  | 0.225 m |  | 4 | 0 | Pass | null
379397603 | TNB | DISTRIBUTION | SUNGAI BESAR | Existing | RYB | 230/400 V | Unknown |  | LV LINE |  | 4X_300_1C_AL_PVC/PVC |  |  |  | 0.203 m |  | 4 | 0 | Pass | null
379397707 | TNB | DISTRIBUTION | SUNGAI BESAR | Existing | RYB | 230/400 V | Unknown |  | LV LINE |  | 7X_300_1C_AL_PVC/PVC |  |  |  | 0.188 m |  | 7 | 0 | Pass | null
379397880 | TNB | DISTRIBUTION | SUNGAI BESAR | Existing | RYB | 230/400 V | Unknown |  | LV LINE |  | 7X_500_1C_CU_PVC/PVC |  |  |  | 0.203 m |  | 7 | 0 | Pass | null
379398001 | TNB | DISTRIBUTION | SUNGAI BESAR | Existing | RYB | 230/400 V | Unknown |  | LV LINE |  | 7X_500_1C_CU_PVC/PVC |  |  |  | 0.171 m |  | 7 | 0 | Pass | null
379398105 | TNB | DISTRIBUTION | SUNGAI BESAR | Existing | RYB | 230/400 V | Unknown |  | LV LINE |  | 7X_300_1C_AL_PVC/PVC |  |  |  | 0.172 m |  | 7 | 0 | Pass | null
379398228 | TNB | DISTRIBUTION | SUNGAI BESAR | Existing | RYB | 230/400 V | Unknown |  | LV LINE |  | 7X_300_1C_AL_PVC/PVC |  |  |  | 0.191 m |  | 7 | 0 | Pass | null
379398421 | TNB | DISTRIBUTION | SUNGAI BESAR | Existing | RYB | 230/400 V | Unknown |  | LV LINE |  | 7X_500_1C_CU_PVC/PVC |  |  |  | 0.178 m |  | 7 | 0 | Pass | null
379398520 | TNB | DISTRIBUTION | SUNGAI BESAR | Existing | RYB | 230/400 V | Unknown |  | LV LINE |  | 4X_300_1C_AL_PVC/PVC |  |  |  | 0.196 m |  | 4 | 0 | Pass | null
379398616 | TNB | DISTRIBUTION | SUNGAI BESAR | Existing | RYB | 230/400 V | Unknown |  | LV LINE |  | 7X_300_1C_AL_PVC/PVC |  |  |  | 0.134 m |  | 7 | 0 | Pass | null
379398721 | TNB | DISTRIBUTION | SUNGAI BESAR | Existing | RYB | 230/400 V | Unknown |  | LV LINE |  | 7X_300_1C_AL_PVC/PVC |  |  |  | 0.151 m |  | 7 | 0 | Pass | null
379398818 | TNB | DISTRIBUTION | SUNGAI BESAR | Existing | RYB | 230/400 V | Unknown |  | LV LINE |  | 7X_300_1C_AL_PVC/PVC |  |  |  | 0.212 m |  | 7 | 0 | Pass | null
379398914 | TNB | DISTRIBUTION | SUNGAI BESAR | Existing | RYB | 230/400 V | Unknown |  | LV LINE |  | 7X_500_1C_CU_PVC/PVC |  |  |  | 0.211 m |  | 7 | 0 | Pass | null
379399015 | TNB | DISTRIBUTION | SUNGAI BESAR | Existing | RYB | 230/400 V | Unknown |  | LV LINE |  | 7X_300_1C_AL_PVC/PVC |  |  |  | 0.163 m |  | 7 | 0 | Pass | null
379399116 | TNB | DISTRIBUTION | SUNGAI BESAR | Existing | RYB | 230/400 V | Unknown |  | LV LINE |  | 7X_300_1C_AL_PVC/PVC |  |  |  | 0.171 m |  | 7 | 0 | Pass | null
379499490 | TNB | DISTRIBUTION | SUNGAI BESAR | Existing | RYB | 230/400 V | Unknown |  | LV LINE |  | 7X_300_1C_AL_PVC/PVC |  |  |  | 0.199 m |  | 7 | 0 | Pass | null
379499593 | TNB | DISTRIBUTION | SUNGAI BESAR | Existing | RYB | 230/400 V | Unknown |  | LV LINE |  | 7X_300_1C_AL_PVC/PVC |  |  |  | 0.194 m |  | 7 | 0 | Pass | null
379499981 | TNB | DISTRIBUTION | SUNGAI BESAR | Existing | RYB | 230/400 V | Unknown |  | LV LINE |  | 7X_300_1C_AL_PVC/PVC |  |  |  | 0.175 m |  | 7 | 0 | Pass | null
379500109 | TNB | DISTRIBUTION | SUNGAI BESAR | Existing | RYB | 230/400 V | Unknown |  | LV LINE |  | 7X_300_1C_AL_PVC/PVC |  |  |  | 0.213 m |  | 7 | 0 | Pass | null
379500112 | TNB | DISTRIBUTION | SUNGAI BESAR | Existing | RYB | 230/400 V | Unknown |  | LV LINE |  | 7X_300_1C_AL_PVC/PVC |  |  |  | 0.215 m |  | 7 | 0 | Pass | null
379500503 | TNB | DISTRIBUTION | SUNGAI BESAR | Existing | RYB | 230/400 V | Unknown |  | LV LINE |  | 7X_500_1C_CU_PVC/PVC |  |  |  | 0.165 m |  | 7 | 0 | Pass | null
379500506 | TNB | DISTRIBUTION | SUNGAI BESAR | Existing | RYB | 230/400 V | Unknown |  | LV LINE |  | 7X_300_1C_AL_PVC/PVC |  |  |  | 0.165 m |  | 7 | 0 | Pass | null
379500669 | TNB | DISTRIBUTION | SUNGAI BESAR | Existing | RYB | 230/400 V | Unknown |  | LV LINE |  | 7X_300_1C_AL_PVC/PVC |  |  |  | 0.162 m |  | 7 | 0 | Pass | null
379500828 | TNB | DISTRIBUTION | SUNGAI BESAR | Existing | RYB | 230/400 V | Unknown |  | LV LINE |  | 7X_500_1C_CU_PVC/PVC |  |  |  | 0.196 m |  | 7 | 0 | Pass | null
379500924 | TNB | DISTRIBUTION | SUNGAI BESAR | Existing | RYB | 230/400 V | Unknown |  | LV LINE |  | 7X_300_1C_AL_PVC/PVC |  |  |  | 0.189 m |  | 7 | 0 | Pass | null
379501027 | TNB | DISTRIBUTION | SUNGAI BESAR | Existing | RYB | 230/400 V | Unknown |  | LV LINE |  | 7X_500_1C_CU_PVC/PVC |  |  |  | 0.162 m |  | 7 | 0 | Pass | null
379501030 | TNB | DISTRIBUTION | SUNGAI BESAR | Existing | RYB | 230/400 V | Unknown |  | LV LINE |  | 7X_500_1C_CU_PVC/PVC |  |  |  | 0.176 m |  | 7 | 0 | Pass | null
379501195 | TNB | DISTRIBUTION | SUNGAI BESAR | Existing | RYB | 230/400 V | Unknown |  | LV LINE |  | 7X_500_1C_CU_PVC/PVC |  |  |  | 0.176 m |  | 7 | 0 | Pass | null
379501305 | TNB | DISTRIBUTION | SUNGAI BESAR | Existing | RYB | 230/400 V | Unknown |  | LV LINE |  | 4X_300_1C_AL_PVC/PVC |  |  |  | 0.180 m |  | 4 | 0 | Pass | null
379501401 | TNB | DISTRIBUTION | SUNGAI BESAR | Existing | RYB | 230/400 V | Unknown |  | LV LINE |  | 7X_500_1C_CU_PVC/PVC |  |  |  | 0.214 m |  | 7 | 0 | Pass | null
379501497 | TNB | DISTRIBUTION | SUNGAI BESAR | Existing | RYB | 230/400 V | Unknown |  | LV LINE |  | 7X_300_1C_AL_PVC/PVC |  |  |  | 0.182 m |  | 7 | 0 | Pass | null
379501596 | TNB | DISTRIBUTION | SUNGAI BESAR | Existing | RYB | 230/400 V | Unknown |  | LV LINE |  | 7X_300_1C_AL_PVC/PVC |  |  |  | 0.138 m |  | 7 | 0 | Pass | null
379501715 | TNB | DISTRIBUTION | SUNGAI BESAR | Existing | RYB | 230/400 V | Unknown |  | LV LINE |  | 7X_300_1C_AL_PVC/PVC |  |  |  | 0.199 m |  | 7 | 0 | Pass | null
379501809 | TNB | DISTRIBUTION | SUNGAI BESAR | Existing | RYB | 230/400 V | Unknown |  | LV LINE |  | 7X_500_1C_CU_PVC/PVC |  |  |  | 0.190 m |  | 7 | 0 | Pass | null
379501925 | TNB | DISTRIBUTION | SUNGAI BESAR | Existing | RYB | 230/400 V | Unknown |  | LV LINE |  | 7X_300_1C_AL_PVC/PVC |  |  |  | 0.253 m |  | 7 | 0 | Pass | null
379502025 | TNB | DISTRIBUTION | SUNGAI BESAR | Existing | RYB | 230/400 V | Unknown |  | LV LINE |  | 7X_300_1C_AL_PVC/PVC |  |  |  | 0.150 m |  | 7 | 0 | Pass | null
379502121 | TNB | DISTRIBUTION | SUNGAI BESAR | Existing | RYB | 230/400 V | Unknown |  | LV LINE |  | 7X_300_1C_AL_PVC/PVC |  |  |  | 0.300 m |  | 7 | 0 | Pass | null
379502216 | TNB | DISTRIBUTION | SUNGAI BESAR | Existing | RYB | 230/400 V | Unknown |  | LV LINE |  | 7X_300_1C_AL_PVC/PVC |  |  |  | 0.240 m |  | 7 | 0 | Pass | null
379502311 | TNB | DISTRIBUTION | SUNGAI BESAR | Existing | RYB | 230/400 V | Unknown |  | LV LINE |  | 7X_300_1C_AL_PVC/PVC |  |  |  | 0.166 m |  | 7 | 0 | Pass | null
379502406 | TNB | DISTRIBUTION | SUNGAI BESAR | Existing | RYB | 230/400 V | Unknown |  | LV LINE |  | 7X_300_1C_AL_PVC/PVC |  |  |  | 0.163 m |  | 7 | 0 | Pass | null
379502510 | TNB | DISTRIBUTION | SUNGAI BESAR | Existing | RYB | 230/400 V | Unknown |  | LV LINE |  | 7X_300_1C_AL_PVC/PVC |  |  |  | 0.189 m |  | 7 | 0 | Pass | null
379502814 | TNB | DISTRIBUTION | SUNGAI BESAR | Existing | RYB | 230/400 V | Unknown |  | LV LINE |  | 7X_300_1C_AL_PVC/PVC |  |  |  | 0.148 m |  | 7 | 0 | Pass | null
379502817 | TNB | DISTRIBUTION | SUNGAI BESAR | Existing | RYB | 230/400 V | Unknown |  | LV LINE |  | 7X_500_1C_CU_PVC/PVC |  |  |  | 0.153 m |  | 7 | 0 | Pass | null
379502993 | TNB | DISTRIBUTION | SUNGAI BESAR | Existing | RYB | 230/400 V | Unknown |  | LV LINE |  | 7X_300_1C_AL_PVC/PVC |  |  |  | 0.159 m |  | 7 | 0 | Pass | null
379503098 | TNB | DISTRIBUTION | SUNGAI BESAR | Existing | RYB | 230/400 V | Unknown |  | LV LINE |  | 7X_500_1C_CU_PVC/PVC |  |  |  | 0.143 m |  | 7 | 0 | Pass | null
379503196 | TNB | DISTRIBUTION | SUNGAI BESAR | Existing | RYB | 230/400 V | Unknown |  | LV LINE |  | 7X_300_1C_AL_PVC/PVC |  |  |  | 0.158 m |  | 7 | 0 | Pass | null
379503314 | TNB | DISTRIBUTION | SUNGAI BESAR | Existing | RYB | 230/400 V | Unknown |  | LV LINE |  | 7X_300_1C_AL_PVC/PVC |  |  |  | 0.132 m |  | 7 | 0 | Pass | null
379503410 | TNB | DISTRIBUTION | SUNGAI BESAR | Existing | RYB | 230/400 V | Unknown |  | LV LINE |  | 7X_300_1C_AL_PVC/PVC |  |  |  | 0.212 m |  | 7 | 0 | Pass | null
379503505 | TNB | DISTRIBUTION | SUNGAI BESAR | Existing | RYB | 230/400 V | Unknown |  | LV LINE |  | 7X_300_1C_AL_PVC/PVC |  |  |  | 0.152 m |  | 7 | 0 | Pass | null
379503605 | TNB | DISTRIBUTION | SUNGAI BESAR | Existing | RYB | 230/400 V | Unknown |  | LV LINE |  | 7X_500_1C_CU_PVC/PVC |  |  |  | 0.187 m |  | 7 | 0 | Pass | null
379503701 | TNB | DISTRIBUTION | SUNGAI BESAR | Existing | RYB | 230/400 V | Unknown |  | LV LINE |  | 7X_300_1C_AL_PVC/PVC |  |  |  | 0.142 m |  | 7 | 0 | Pass | null
379546737 | TNB | DISTRIBUTION | SUNGAI BESAR | Existing | RYB | 230/400 V | Unknown |  | LV LINE |  | 7X_500_1C_CU_PVC/PVC |  |  |  | 0.153 m |  | 7 | 0 | Pass | null
379546833 | TNB | DISTRIBUTION | SUNGAI BESAR | Existing | RYB | 230/400 V | Unknown |  | LV LINE |  | 7X_300_1C_AL_PVC/PVC |  |  |  | 0.168 m |  | 7 | 0 | Pass | null
379546938 | TNB | DISTRIBUTION | SUNGAI BESAR | Existing | RYB | 230/400 V | Unknown |  | LV LINE |  | 7X_300_1C_AL_PVC/PVC |  |  |  | 0.178 m |  | 7 | 0 | Pass | null
379547068 | TNB | DISTRIBUTION | SUNGAI BESAR | Existing | RYB | 230/400 V | Unknown |  | LV LINE |  | 7X_300_1C_AL_PVC/PVC |  |  |  | 0.174 m |  | 7 | 0 | Pass | null
379547178 | TNB | DISTRIBUTION | SUNGAI BESAR | Existing | RYB | 230/400 V | Unknown |  | LV LINE |  | 7X_500_1C_CU_PVC/PVC |  |  |  | 0.174 m |  | 7 | 0 | Pass | null
379547287 | TNB | DISTRIBUTION | SUNGAI BESAR | Existing | RYB | 230/400 V | Unknown |  | LV LINE |  | 4X_300_1C_AL_PVC/PVC |  |  |  | 0.191 m |  | 4 | 0 | Pass | null
379547387 | TNB | DISTRIBUTION | SUNGAI BESAR | Existing | RYB | 230/400 V | Unknown |  | LV LINE |  | 7X_500_1C_CU_PVC/PVC |  |  |  | 0.215 m |  | 7 | 0 | Pass | null
379547483 | TNB | DISTRIBUTION | SUNGAI BESAR | Existing | RYB | 230/400 V | Unknown |  | LV LINE |  | 7X_300_1C_AL_PVC/PVC |  |  |  | 0.175 m |  | 7 | 0 | Pass | null
379547586 | TNB | DISTRIBUTION | SUNGAI BESAR | Existing | RYB | 230/400 V | Unknown |  | LV LINE |  | 7X_300_1C_AL_PVC/PVC |  |  |  | 0.145 m |  | 7 | 0 | Pass | null
379547690 | TNB | DISTRIBUTION | SUNGAI BESAR | Existing | RYB | 230/400 V | Unknown |  | LV LINE |  | 7X_500_1C_CU_PVC/PVC |  |  |  | 0.159 m |  | 7 | 0 | Pass | null
379547795 | TNB | DISTRIBUTION | SUNGAI BESAR | Existing | RYB | 230/400 V | Unknown |  | LV LINE |  | 7X_300_1C_AL_PVC/PVC |  |  |  | 0.216 m |  | 7 | 0 | Pass | null
379547910 | TNB | DISTRIBUTION | SUNGAI BESAR | Existing | RYB | 230/400 V | Unknown |  | LV LINE |  | 7X_300_1C_AL_PVC/PVC |  |  |  | 0.259 m |  | 7 | 0 | Pass | null
379548017 | TNB | DISTRIBUTION | SUNGAI BESAR | Existing | RYB | 230/400 V | Unknown |  | LV LINE |  | 7X_300_1C_AL_PVC/PVC |  |  |  | 0.229 m |  | 7 | 0 | Pass | null
379548114 | TNB | DISTRIBUTION | SUNGAI BESAR | Existing | RYB | 230/400 V | Unknown |  | LV LINE |  | 4X_300_1C_AL_PVC/PVC |  |  |  | 0.212 m |  | 4 | 0 | Pass | null
379548209 | TNB | DISTRIBUTION | SUNGAI BESAR | Existing | RYB | 230/400 V | Unknown |  | LV LINE |  | 4X_300_1C_AL_PVC/PVC |  |  |  | 0.283 m |  | 4 | 0 | Pass | null
379548310 | TNB | DISTRIBUTION | SUNGAI BESAR | Existing | RYB | 230/400 V | Unknown |  | LV LINE |  | 4X_300_1C_AL_PVC/PVC |  |  |  | 0.236 m |  | 4 | 0 | Pass | null
379548413 | TNB | DISTRIBUTION | SUNGAI BESAR | Existing | RYB | 230/400 V | Unknown |  | LV LINE |  | 4X_300_1C_AL_PVC/PVC |  |  |  | 0.221 m |  | 4 | 0 | Pass | null
379548525 | TNB | DISTRIBUTION | SUNGAI BESAR | Existing | RYB | 230/400 V | Unknown |  | LV LINE |  | 7X_500_1C_CU_PVC/PVC |  |  |  | 0.281 m |  | 7 | 0 | Pass | null
379548621 | TNB | DISTRIBUTION | SUNGAI BESAR | Existing | RYB | 230/400 V | Unknown |  | LV LINE |  | 7X_300_1C_AL_PVC/PVC |  |  |  | 0.273 m |  | 7 | 0 | Pass | null
379548717 | TNB | DISTRIBUTION | SUNGAI BESAR | Existing | RYB | 230/400 V | Unknown |  | LV LINE |  | 7X_300_1C_AL_PVC/PVC |  |  |  | 0.216 m |  | 7 | 0 | Pass | null
379548813 | TNB | DISTRIBUTION | SUNGAI BESAR | Existing | RYB | 230/400 V | Unknown |  | LV LINE |  | 4X_300_1C_AL_PVC/PVC |  |  |  | 0.225 m |  | 4 | 0 | Pass | null
379548921 | TNB | DISTRIBUTION | SUNGAI BESAR | Existing | RYB | 230/400 V | Unknown |  | LV LINE |  | 4X_300_1C_AL_PVC/PVC |  |  |  | 0.340 m |  | 4 | 0 | Pass | null
379549018 | TNB | DISTRIBUTION | SUNGAI BESAR | Existing | RYB | 230/400 V | Unknown |  | LV LINE |  | 4X_300_1C_AL_PVC/PVC |  |  |  | 0.284 m |  | 4 | 0 | Pass | null
379549401 | TNB | DISTRIBUTION | SUNGAI BESAR | Existing | RYB | 230/400 V | Unknown |  | LV LINE |  | 7X_300_1C_AL_PVC/PVC |  |  |  | 0.211 m |  | 7 | 0 | Pass | null
379549497 | TNB | DISTRIBUTION | SUNGAI BESAR | Existing | RYB | 230/400 V | Unknown |  | LV LINE |  | 4X_300_1C_AL_PVC/PVC |  |  |  | 0.226 m |  | 4 | 0 | Pass | null
379549593 | TNB | DISTRIBUTION | SUNGAI BESAR | Existing | RYB | 230/400 V | Unknown |  | LV LINE |  | 7X_300_1C_AL_PVC/PVC |  |  |  | 0.284 m |  | 7 | 0 | Pass | null
379549689 | TNB | DISTRIBUTION | SUNGAI BESAR | Existing | RYB | 230/400 V | Unknown |  | LV LINE |  | 7X_300_1C_AL_PVC/PVC |  |  |  | 0.262 m |  | 7 | 0 | Pass | null
379549785 | TNB | DISTRIBUTION | SUNGAI BESAR | Existing | RYB | 230/400 V | Unknown |  | LV LINE |  | 7X_500_1C_CU_PVC/PVC |  |  |  | 0.234 m |  | 7 | 0 | Pass | null
379549885 | TNB | DISTRIBUTION | SUNGAI BESAR | Existing | RYB | 230/400 V | Unknown |  | LV LINE |  | 7X_300_1C_AL_PVC/PVC |  |  |  | 0.226 m |  | 7 | 0 | Pass | null
379550040 | TNB | DISTRIBUTION | SUNGAI BESAR | Existing | RYB | 230/400 V | Unknown |  | LV LINE |  | 7X_500_1C_CU_PVC/PVC |  |  |  | 0.160 m |  | 7 | 0 | Pass | null
379637086 | TNB | DISTRIBUTION | SUNGAI BESAR | Existing | RYB | 230/400 V | Unknown |  | LV LINE |  | 4X_300_1C_AL_PVC/PVC |  |  |  | 0.060 m |  | 4 | 0 | Pass | null
379637208 | TNB | DISTRIBUTION | SUNGAI BESAR | Existing | RYB | 230/400 V | Unknown |  | LV LINE |  | 7X_300_1C_AL_PVC/PVC |  |  |  | 0.060 m |  | 7 | 0 | Pass | null
379637404 | TNB | DISTRIBUTION | SUNGAI BESAR | Existing | RYB | 230/400 V | Unknown |  | LV LINE |  | 7X_300_1C_AL_PVC/PVC |  |  |  | 0.060 m |  | 7 | 0 | Pass | null
379637499 | TNB | DISTRIBUTION | SUNGAI BESAR | Existing | RYB | 230/400 V | Unknown |  | LV LINE |  | 7X_500_1C_CU_PVC/PVC |  |  |  | 0.060 m |  | 7 | 0 | Pass | null
379637775 | TNB | DISTRIBUTION | SUNGAI BESAR | Existing | RYB | 230/400 V | Unknown |  | LV LINE |  | 7X_300_1C_AL_PVC/PVC |  |  |  | 0.247 m |  | 7 | 0 | Pass | null
379638050 | TNB | DISTRIBUTION | SUNGAI BESAR | Existing | RYB | 230/400 V | Unknown |  | LV LINE |  | 7X_500_1C_CU_PVC/PVC |  |  |  | 0.060 m |  | 7 | 0 | Pass | null
379638282 | TNB | DISTRIBUTION | SUNGAI BESAR | Existing | RYB | 230/400 V | Unknown |  | LV LINE |  | 7X_300_1C_AL_PVC/PVC |  |  |  | 0.060 m |  | 7 | 0 | Pass | null
379638461 | TNB | DISTRIBUTION | SUNGAI BESAR | Existing | RYB | 230/400 V | Unknown |  | LV LINE |  | 7X_300_1C_AL_PVC/PVC |  |  |  | 0.060 m |  | 7 | 0 | Pass | null
379638566 | TNB | DISTRIBUTION | SUNGAI BESAR | Existing | RYB | 230/400 V | Unknown |  | LV LINE |  | 4X_300_1C_AL_PVC/PVC |  |  |  | 0.060 m |  | 4 | 0 | Pass | null
379638663 | TNB | DISTRIBUTION | SUNGAI BESAR | Existing | RYB | 230/400 V | Unknown |  | LV LINE |  | 7X_300_1C_AL_PVC/PVC |  |  |  | 0.060 m |  | 7 | 0 | Pass | null
379638759 | TNB | DISTRIBUTION | SUNGAI BESAR | Existing | RYB | 230/400 V | Unknown |  | LV LINE |  | 4X_300_1C_AL_PVC/PVC |  |  |  | 0.060 m |  | 4 | 0 | Pass | null
379638857 | TNB | DISTRIBUTION | SUNGAI BESAR | Existing | RYB | 230/400 V | Unknown |  | LV LINE |  | 4X_300_1C_AL_PVC/PVC |  |  |  | 0.060 m |  | 4 | 0 | Pass | null
379638952 | TNB | DISTRIBUTION | SUNGAI BESAR | Existing | RYB | 230/400 V | Unknown |  | LV LINE |  | 4X_300_1C_AL_PVC/PVC |  |  |  | 0.060 m |  | 4 | 0 | Pass | null
379639168 | TNB | DISTRIBUTION | SUNGAI BESAR | Existing | RYB | 230/400 V |  |  | LV LINE |  | 7X_500_1C_CU_PVC/PVC |  |  |  | 0.218 m |  | 7 | 0 | Pass | null
379639382 | TNB | DISTRIBUTION | SUNGAI BESAR | Existing | RYB | 230/400 V | Unknown |  | LV LINE |  | 4X_300_1C_AL_PVC/PVC |  |  |  | 0.060 m |  | 4 | 0 | Pass | null
379639560 | TNB | DISTRIBUTION | SUNGAI BESAR | Existing | RYB | 230/400 V | Unknown |  | LV LINE |  | 7X_300_1C_AL_PVC/PVC |  |  |  | 0.060 m |  | 7 | 0 | Pass | null
379639757 | TNB | DISTRIBUTION | SUNGAI BESAR | Existing | RYB | 230/400 V | Unknown |  | LV LINE |  | 7X_300_1C_AL_PVC/PVC |  |  |  | 0.060 m |  | 7 | 0 | Pass | null
379640159 | TNB | DISTRIBUTION | SUNGAI BESAR | Existing | RYB | 230/400 V | Unknown |  | LV LINE |  | 7X_300_1C_AL_PVC/PVC |  |  |  | 0.060 m |  | 7 | 0 | Pass | null
379640343 | TNB | DISTRIBUTION | SUNGAI BESAR | Existing | RYB | 230/400 V | Unknown |  | LV LINE |  | 7X_500_1C_CU_PVC/PVC |  |  |  | 0.060 m |  | 7 | 0 | Pass | null
379640455 | TNB | DISTRIBUTION | SUNGAI BESAR | Existing | RYB | 230/400 V | Unknown |  | LV LINE |  | 7X_300_1C_AL_PVC/PVC |  |  |  | 0.060 m |  | 7 | 0 | Pass | null
379640551 | TNB | DISTRIBUTION | SUNGAI BESAR | Existing | RYB | 230/400 V | Unknown |  | LV LINE |  | 7X_500_1C_CU_PVC/PVC |  |  |  | 0.060 m |  | 7 | 0 | Pass | null
379640740 | TNB | DISTRIBUTION | SUNGAI BESAR | Existing | RYB | 230/400 V | Unknown |  | LV LINE |  | 7X_500_1C_CU_PVC/PVC |  |  |  | 0.060 m |  | 7 | 0 | Pass | null
379640836 | TNB | DISTRIBUTION | SUNGAI BESAR | Existing | RYB | 230/400 V | Unknown |  | LV LINE |  | 7X_300_1C_AL_PVC/PVC |  |  |  | 0.060 m |  | 7 | 0 | Pass | null
379640957 | TNB | DISTRIBUTION | SUNGAI BESAR | Existing | RYB | 230/400 V | Unknown |  | LV LINE |  | 4X_300_1C_AL_PVC/PVC |  |  |  | 0.060 m |  | 4 | 0 | Pass | null
379689347 | TNB | DISTRIBUTION | SUNGAI BESAR | Existing | RYB | 230/400 V | Unknown |  | LV LINE |  | 7X_500_1C_CU_PVC/PVC |  |  |  | 0.252 m |  | 7 | 0 | Pass | null
379689350 | TNB | DISTRIBUTION | SUNGAI BESAR | Existing | RYB | 230/400 V | Unknown |  | LV LINE |  | 7X_500_1C_CU_PVC/PVC |  |  |  | 0.250 m |  | 7 | 0 | Pass | null
379689515 | TNB | DISTRIBUTION | SUNGAI BESAR | Existing | RYB | 230/400 V | Unknown |  | LV LINE |  | 7X_500_1C_CU_PVC/PVC |  |  |  | 0.279 m |  | 7 | 0 | Pass | null
379689611 | TNB | DISTRIBUTION | SUNGAI BESAR | Existing | RYB | 230/400 V | Unknown |  | LV LINE |  | 7X_500_1C_CU_PVC/PVC |  |  |  | 0.251 m |  | 7 | 0 | Pass | null
379689713 | TNB | DISTRIBUTION | SUNGAI BESAR | Existing | RYB | 230/400 V | Unknown |  | LV LINE |  | 7X_500_1C_CU_PVC/PVC |  |  |  | 0.260 m |  | 7 | 0 | Pass | null
379689827 | TNB | DISTRIBUTION | SUNGAI BESAR | Existing | RYB | 230/400 V | Unknown |  | LV LINE |  | 7X_500_1C_CU_PVC/PVC |  |  |  | 0.288 m |  | 7 | 0 | Pass | null
379689930 | TNB | DISTRIBUTION | SUNGAI BESAR | Existing | RYB | 230/400 V | Unknown |  | LV LINE |  | 7X_500_1C_CU_PVC/PVC |  |  |  | 0.204 m |  | 7 | 0 | Pass | null
379690046 | TNB | DISTRIBUTION | SUNGAI BESAR | Existing | RYB | 230/400 V | Unknown |  | LV LINE |  | 7X_500_1C_CU_PVC/PVC |  |  |  | 0.198 m |  | 7 | 0 | Pass | null
379690151 | TNB | DISTRIBUTION | SUNGAI BESAR | Existing | RYB | 230/400 V | Unknown |  | LV LINE |  | 7X_500_1C_CU_PVC/PVC |  |  |  | 0.227 m |  | 7 | 0 | Pass | null
379690247 | TNB | DISTRIBUTION | SUNGAI BESAR | Existing | RYB | 230/400 V | Unknown |  | LV LINE |  | 7X_300_1C_AL_PVC/PVC |  |  |  | 0.360 m |  | 7 | 0 | Pass | null
379690342 | TNB | DISTRIBUTION | SUNGAI BESAR | Existing | RYB | 230/400 V | Unknown |  | LV LINE |  | 7X_300_1C_AL_PVC/PVC |  |  |  | 0.235 m |  | 7 | 0 | Pass | null
379690438 | TNB | DISTRIBUTION | SUNGAI BESAR | Existing | RYB | 230/400 V | Unknown |  | LV LINE |  | 7X_500_1C_CU_PVC/PVC |  |  |  | 0.260 m |  | 7 | 0 | Pass | null
379690614 | TNB | DISTRIBUTION | SUNGAI BESAR | Existing | RYB | 230/400 V | Unknown |  | LV LINE |  | 7X_500_1C_CU_PVC/PVC |  |  |  | 0.209 m |  | 7 | 0 | Pass | null
379690709 | TNB | DISTRIBUTION | SUNGAI BESAR | Existing | RYB | 230/400 V | Unknown |  | LV LINE |  | 7X_500_1C_CU_PVC/PVC |  |  |  | 0.205 m |  | 7 | 0 | Pass | null
379690811 | TNB | DISTRIBUTION | SUNGAI BESAR | Existing | RYB | 230/400 V | Unknown |  | LV LINE |  | 7X_500_1C_CU_PVC/PVC |  |  |  | 0.207 m |  | 7 | 0 | Pass | null
379795645 | TNB | DISTRIBUTION | SUNGAI BESAR | Existing | RYB | 230/400 V | Unknown |  | LV LINE |  | 7X_300_1C_AL_PVC/PVC |  |  |  | 0.225 m |  | 7 | 0 | Pass | null
379855946 | TNB | DISTRIBUTION | SUNGAI BESAR | Existing | RYB | 230/400 V | Unknown |  | LV LINE |  | 7X_500_1C_CU_PVC/PVC |  |  |  | 0.060 m |  | 7 | 0 | Pass | null
379855949 | TNB | DISTRIBUTION | SUNGAI BESAR | Existing | RYB | 230/400 V | Unknown |  | LV LINE |  | 7X_500_1C_CU_PVC/PVC |  |  |  | 0.060 m |  | 7 | 0 | Pass | null
379856113 | TNB | DISTRIBUTION | SUNGAI BESAR | Existing | RYB | 230/400 V | Unknown |  | LV LINE |  | 7X_500_1C_CU_PVC/PVC |  |  |  | 0.060 m |  | 7 | 0 | Pass | null
379856231 | TNB | DISTRIBUTION | SUNGAI BESAR | Existing | RYB | 230/400 V | Unknown |  | LV LINE |  | 7X_300_1C_AL_PVC/PVC |  |  |  | 0.084 m |  | 7 | 0 | Pass | null
379856346 | TNB | DISTRIBUTION | SUNGAI BESAR | Existing | RYB | 230/400 V | Unknown |  | LV LINE |  | 7X_500_1C_CU_PVC/PVC |  |  |  | 0.060 m |  | 7 | 0 | Pass | null
379856349 | TNB | DISTRIBUTION | SUNGAI BESAR | Existing | RYB | 230/400 V | Unknown |  | LV LINE |  | 7X_500_1C_CU_PVC/PVC |  |  |  | 0.060 m |  | 7 | 0 | Pass | null
379856523 | TNB | DISTRIBUTION | SUNGAI BESAR | Existing | RYB | 230/400 V | Unknown |  | LV LINE |  | 7X_500_1C_CU_PVC/PVC |  |  |  | 0.060 m |  | 7 | 0 | Pass | null
379856526 | TNB | DISTRIBUTION | SUNGAI BESAR | Existing | RYB | 230/400 V | Unknown |  | LV LINE |  | 7X_500_1C_CU_PVC/PVC |  |  |  | 0.060 m |  | 7 | 0 | Pass | null
379856779 | TNB | DISTRIBUTION | SUNGAI BESAR | Existing | RYB | 230/400 V | Unknown |  | LV LINE |  | 7X_300_1C_AL_PVC/PVC |  |  |  | 0.060 m |  | 7 | 0 | Pass | null
379857169 | TNB | DISTRIBUTION | SUNGAI BESAR | Existing | RYB | 230/400 V | Unknown |  | LV LINE |  | 7X_300_1C_AL_PVC/PVC |  |  |  | 0.060 m |  | 7 | 0 | Pass | null
379857307 | TNB | DISTRIBUTION | SUNGAI BESAR | Existing | RYB | 230/400 V | Unknown |  | LV LINE |  | 4X_300_1C_AL_PVC/PVC |  |  |  | 0.060 m |  | 4 | 0 | Pass | null
379857310 | TNB | DISTRIBUTION | SUNGAI BESAR | Existing | RYB | 230/400 V | Unknown |  | LV LINE |  | 7X_500_1C_CU_PVC/PVC |  |  |  | 0.060 m |  | 7 | 0 | Pass | null
379857674 | TNB | DISTRIBUTION | SUNGAI BESAR | Existing | RYB | 230/400 V | Unknown |  | LV LINE |  | 7X_500_1C_CU_PVC/PVC |  |  |  | 0.157 m |  | 7 | 0 | Pass | null
379864443 | TNB | DISTRIBUTION | SUNGAI BESAR | Existing | RYB | 230/400 V | Unknown |  | LV LINE |  | 4X_300_1C_AL_PVC/PVC |  |  |  | 0.243 m |  | 4 | 0 | Pass | null
380205711 | TNB | DISTRIBUTION | SUNGAI BESAR | Existing | RYB | 230/400 V |  |  | LV LINE |  | 25_4C_AL_XLPE |  |  |  | 31.331 m |  | 4 | 0 | Pass | null
380205716 | TNB | DISTRIBUTION | SUNGAI BESAR | Existing | RYB | 230/400 V |  |  | LV LINE |  | 185_4C_AL_XLPE |  |  |  | 58.316 m |  | 4 | 0 | Pass | null
380205721 | TNB | DISTRIBUTION | SUNGAI BESAR | Existing | RYB | 230/400 V |  |  | SERVICE LINE |  | 25_4C_AL_XLPE |  |  |  | 35.899 m |  | 4 | 0 | Pass | null
380205731 | TNB | DISTRIBUTION | SUNGAI BESAR | Existing | RYB | 230/400 V |  |  | SERVICE LINE |  | Unknown |  |  |  | 4.033 m |  | 3 | 0 | Pass | null
380205735 | TNB | DISTRIBUTION | SUNGAI BESAR | Existing | RYB | 230/400 V |  |  | SERVICE LINE |  | Unknown |  |  |  | 0.718 m |  | 3 | 0 | Pass | null
380205739 | TNB | DISTRIBUTION | SUNGAI BESAR | Existing | RYB | 230/400 V |  |  | SERVICE LINE |  | 25_4C_AL_XLPE |  |  |  | 2.694 m |  | 4 | 0 | Pass | null
380205744 | TNB | DISTRIBUTION | SUNGAI BESAR | Existing | RYB | 230/400 V |  |  | SERVICE LINE |  | 25_4C_AL_XLPE |  |  |  | 0.680 m |  | 4 | 0 | Pass | null
380205749 | TNB | DISTRIBUTION | SUNGAI BESAR | Existing | RYB | 230/400 V |  |  | SERVICE LINE |  | 25_4C_AL_XLPE |  |  |  | 1.931 m |  | 4 | 0 | Pass | null
380205754 | TNB | DISTRIBUTION | SUNGAI BESAR | Existing | RYB | 230/400 V |  |  | SERVICE LINE |  | 25_4C_AL_XLPE |  |  |  | 1.283 m |  | 4 | 0 | Pass | null
380205759 | TNB | DISTRIBUTION | SUNGAI BESAR | Existing | RYB | 230/400 V |  |  | SERVICE LINE |  | Unknown |  |  |  | 2.514 m |  | 3 | 0 | Pass | null
380205763 | TNB | DISTRIBUTION | SUNGAI BESAR | Existing | RYB | 230/400 V |  |  | SERVICE LINE |  | Unknown |  |  |  | 0.885 m |  | 3 | 0 | Pass | null
380205767 | TNB | DISTRIBUTION | SUNGAI BESAR | Existing | RYB | 230/400 V |  |  | SERVICE LINE |  | 25_4C_AL_XLPE |  |  |  | 4.272 m |  | 4 | 0 | Pass | null
380205772 | TNB | DISTRIBUTION | SUNGAI BESAR | Existing | RYB | 230/400 V |  |  | SERVICE LINE |  | 25_4C_AL_XLPE |  |  |  | 0.877 m |  | 4 | 0 | Pass | null
380205777 | TNB | DISTRIBUTION | SUNGAI BESAR | Existing | RYB | 230/400 V |  |  | SERVICE LINE |  | Unknown |  |  |  | 2.091 m |  | 3 | 0 | Pass | null
380205781 | TNB | DISTRIBUTION | SUNGAI BESAR | Existing | RYB | 230/400 V |  |  | SERVICE LINE |  | Unknown |  |  |  | 2.109 m |  | 3 | 0 | Pass | null
380205785 | TNB | DISTRIBUTION | SUNGAI BESAR | Existing | RYB | 230/400 V |  |  | SERVICE LINE |  | Unknown |  |  |  | 1.562 m |  | 3 | 0 | Pass | null
380205789 | TNB | DISTRIBUTION | SUNGAI BESAR | Existing | RYB | 230/400 V |  |  | SERVICE LINE |  | Unknown |  |  |  | 1.487 m |  | 3 | 0 | Pass | null
380205793 | TNB | DISTRIBUTION | SUNGAI BESAR | Existing | RYB | 230/400 V |  |  | LV LINE |  | Unknown |  |  |  | 18.824 m |  | 3 | 0 | Pass | null
380205797 | TNB | DISTRIBUTION | SUNGAI BESAR | Existing | RYB | 230/400 V |  |  | LV LINE |  | Unknown |  |  |  | 21.216 m |  | 3 | 0 | Pass | null
380205801 | TNB | DISTRIBUTION | SUNGAI BESAR | Existing | RYB | 230/400 V |  |  | LV LINE |  | Unknown |  |  |  | 16.521 m |  | 3 | 0 | Pass | null
380205805 | TNB | DISTRIBUTION | SUNGAI BESAR | Existing | RYB | 230/400 V |  |  | LV LINE |  | 185_4C_AL_PILC |  |  |  | 98.902 m | PUNCA BEKALAN TIDAK DIKETAHUI | 4 | 0 | Pass | null
380205815 | TNB | DISTRIBUTION | SUNGAI BESAR | Existing | RYB | 230/400 V |  |  | LV LINE |  | 185_4C_AL_XLPE |  |  |  | 18.548 m |  | 4 | 0 | Pass | null
380205820 | TNB | DISTRIBUTION | SUNGAI BESAR | Existing | RYB | 230/400 V |  |  | LV LINE |  | 185_4C_AL_XLPE |  |  |  | 7.217 m |  | 4 | 0 | Pass | null
380224674 | TNB | DISTRIBUTION | SUNGAI BESAR | Existing | RYB | 230/400 V |  |  | SERVICE LINE |  | 185_4C_AL_XLPE |  |  |  | 9.010 m |  | 4 | 0 | Pass | null
380224679 | TNB | DISTRIBUTION | SUNGAI BESAR | Existing | RYB | 230/400 V |  |  | SERVICE LINE |  | 185_4C_AL_XLPE |  |  |  | 8.488 m |  | 4 | 0 | Pass | null
380224700 | TNB | DISTRIBUTION | SUNGAI BESAR | Existing | RYB | 230/400 V |  |  | SERVICE LINE |  | 185_4C_AL_XLPE |  |  |  | 48.306 m |  | 4 | 0 | Pass | null
380224705 | TNB | DISTRIBUTION | SUNGAI BESAR | Existing | RYB | 230/400 V |  |  | SERVICE LINE |  | 185_4C_AL_XLPE |  |  |  | 56.078 m |  | 4 | 0 | Pass | null
380224710 | TNB | DISTRIBUTION | SUNGAI BESAR | Existing | RYB | 230/400 V |  |  | SERVICE LINE |  | 185_4C_AL_XLPE |  |  |  | 8.610 m |  | 4 | 0 | Pass | null
380224715 | TNB | DISTRIBUTION | SUNGAI BESAR | Existing | RYB | 230/400 V |  |  | SERVICE LINE |  | 185_4C_AL_XLPE |  |  |  | 0.111 m |  | 4 | 0 | Pass | null
380224720 | TNB | DISTRIBUTION | SUNGAI BESAR | Existing | RYB | 230/400 V |  |  | SERVICE LINE |  | 185_4C_AL_XLPE |  |  |  | 0.103 m |  | 4 | 0 | Pass | null
380224731 | TNB | DISTRIBUTION | SUNGAI BESAR | Existing | RYB | 230/400 V |  |  | SERVICE LINE |  | 185_4C_AL_XLPE |  |  |  | 5.269 m |  | 4 | 0 | Pass | null
380224736 | TNB | DISTRIBUTION | SUNGAI BESAR | Existing | RYB | 230/400 V |  |  | SERVICE LINE |  | 185_4C_AL_XLPE |  |  |  | 6.246 m |  | 4 | 0 | Pass | null
380224799 | TNB | DISTRIBUTION | SUNGAI BESAR | Existing | RYB | 230/400 V |  |  | SERVICE LINE |  | 185_4C_AL_XLPE |  |  |  | 4.681 m |  | 4 | 0 | Pass | null
380224804 | TNB | DISTRIBUTION | SUNGAI BESAR | Existing | RYB | 230/400 V |  |  | SERVICE LINE |  | 185_4C_AL_XLPE |  |  |  | 4.301 m |  | 4 | 0 | Pass | null
380224824 | TNB | DISTRIBUTION | SUNGAI BESAR | Existing | RYB | 230/400 V |  |  | SERVICE LINE |  | 185_4C_AL_XLPE |  |  |  | 16.271 m |  | 4 | 0 | Pass | null
380224836 | TNB | DISTRIBUTION | SUNGAI BESAR | Existing | RYB | 230/400 V |  |  | SERVICE LINE |  | 185_4C_AL_XLPE |  |  |  | 2.048 m |  | 4 | 0 | Pass | null
380224862 | TNB | DISTRIBUTION | SUNGAI BESAR | Existing | RYB | 230/400 V |  |  | SERVICE LINE |  | 185_4C_AL_XLPE |  |  |  | 2.315 m |  | 4 | 0 | Pass | null
380224876 | TNB | DISTRIBUTION | SUNGAI BESAR | Existing | RYB | 230/400 V |  |  | SERVICE LINE |  | 185_4C_AL_XLPE |  |  |  | 2.212 m |  | 4 | 0 | Pass | null
380224884 | TNB | DISTRIBUTION | SUNGAI BESAR | Existing | RYB | 230/400 V |  |  | SERVICE LINE |  | 185_4C_AL_XLPE |  |  |  | 9.176 m |  | 4 | 0 | Pass | null
380224949 | TNB | DISTRIBUTION | SUNGAI BESAR | Existing | RYB | 230/400 V |  |  | SERVICE LINE |  | 185_4C_AL_XLPE |  |  |  | 2.360 m |  | 4 | 0 | Pass | null
380224954 | TNB | DISTRIBUTION | SUNGAI BESAR | Existing | RYB | 230/400 V |  |  | SERVICE LINE |  | 185_4C_AL_XLPE |  |  |  | 1.317 m |  | 4 | 0 | Pass | null
380224965 | TNB | DISTRIBUTION | SUNGAI BESAR | Existing | RYB | 230/400 V |  |  | SERVICE LINE |  | 185_4C_AL_XLPE |  |  |  | 10.162 m |  | 4 | 0 | Pass | null
380224985 | TNB | DISTRIBUTION | SUNGAI BESAR | Existing | RYB | 230/400 V |  |  | SERVICE LINE |  | 185_4C_AL_XLPE |  |  |  | 5.305 m |  | 4 | 0 | Pass | null
380253220 | TNB | DISTRIBUTION | SUNGAI BESAR | Existing | RYB | 230/400 V |  |  | SERVICE LINE |  | Unknown |  |  |  | 4.336 m |  | 3 | 0 | Pass | null
380253224 | TNB | DISTRIBUTION | SUNGAI BESAR | Existing | RYB | 230/400 V |  |  | SERVICE LINE |  | Unknown |  |  |  | 2.461 m |  | 3 | 0 | Pass | null
380253228 | TNB | DISTRIBUTION | SUNGAI BESAR | Existing | RYB | 230/400 V |  |  | SERVICE LINE |  | 70_4C_AL_PILC |  |  |  | 27.307 m |  | 4 | 0 | Pass | null
380253233 | TNB | DISTRIBUTION | SUNGAI BESAR | Existing | RYB | 230/400 V |  |  | SERVICE LINE |  | 70_4C_AL_PILC |  |  |  | 2.974 m |  | 4 | 0 | Pass | null
380253238 | TNB | DISTRIBUTION | SUNGAI BESAR | Existing | RYB | 230/400 V |  |  | LV LINE |  | 185_4C_AL_PILC |  |  |  | 13.721 m |  | 4 | 0 | Pass | null
380253243 | TNB | DISTRIBUTION | SUNGAI BESAR | Existing | RYB | 230/400 V |  |  | LV LINE |  | 185_4C_AL_PILC |  |  |  | 13.832 m |  | 4 | 0 | Pass | null
380253248 | TNB | DISTRIBUTION | SUNGAI BESAR | Existing | R | 230/400 V |  |  | SERVICE LINE |  | ARMOURED_16MM |  |  |  | 4.229 m |  | 2 | 0 | Pass | null
380253251 | TNB | DISTRIBUTION | SUNGAI BESAR | Existing | R | 230/400 V |  |  | SERVICE LINE |  | ARMOURED_16MM |  |  |  | 2.885 m |  | 2 | 0 | Pass | null
380253254 | TNB | DISTRIBUTION | SUNGAI BESAR | Existing | RYB | 230/400 V |  |  | SERVICE LINE |  | 185_4C_AL_XLPE |  |  |  | 7.145 m |  | 4 | 0 | Pass | null
380253259 | TNB | DISTRIBUTION | SUNGAI BESAR | Existing | RYB | 230/400 V |  |  | LV LINE |  | 185_4C_AL_XLPE |  |  |  | 5.042 m |  | 4 | 0 | Pass | null
380253264 | TNB | DISTRIBUTION | SUNGAI BESAR | Existing | RYB | 230/400 V |  |  | LV LINE |  | 185_4C_AL_XLPE |  |  |  | 74.969 m |  | 4 | 0 | Pass | null
380253269 | TNB | DISTRIBUTION | SUNGAI BESAR | Existing | RYB | 230/400 V |  |  | SERVICE LINE |  | 25_4C_AL_XLPE |  |  |  | 19.338 m |  | 4 | 0 | Pass | null
380253274 | TNB | DISTRIBUTION | SUNGAI BESAR | Existing | RYB | 230/400 V |  |  | SERVICE LINE |  | 25_4C_AL_XLPE |  |  |  | 2.090 m |  | 4 | 0 | Pass | null
380253279 | TNB | DISTRIBUTION | SUNGAI BESAR | Existing | R | 230/400 V |  |  | SERVICE LINE |  | ARMOURED_16MM |  |  |  | 1.028 m |  | 2 | 0 | Pass | null
380253282 | TNB | DISTRIBUTION | SUNGAI BESAR | Existing | R | 230/400 V |  |  | SERVICE LINE |  | ARMOURED_16MM |  |  |  | 1.642 m |  | 2 | 0 | Pass | null
380253285 | TNB | DISTRIBUTION | SUNGAI BESAR | Existing | RYB | 230/400 V |  |  | SERVICE LINE |  | 25_4C_AL_XLPE |  |  |  | 14.848 m |  | 4 | 0 | Pass | null
380253290 | TNB | DISTRIBUTION | SUNGAI BESAR | Existing | RYB | 230/400 V |  |  | SERVICE LINE |  | 25_4C_AL_XLPE |  |  |  | 5.268 m |  | 4 | 0 | Pass | null
380253295 | TNB | DISTRIBUTION | SUNGAI BESAR | Existing | RYB | 230/400 V |  |  | SERVICE LINE |  | 25_4C_AL_XLPE |  |  |  | 3.551 m |  | 4 | 0 | Pass | null
380253300 | TNB | DISTRIBUTION | SUNGAI BESAR | Existing | RYB | 230/400 V |  |  | SERVICE LINE |  | 25_4C_AL_XLPE |  |  |  | 2.897 m |  | 4 | 0 | Pass | null
380253305 | TNB | DISTRIBUTION | SUNGAI BESAR | Existing | RYB | 230/400 V |  |  | SERVICE LINE |  | 25_4C_AL_XLPE |  |  |  | 3.020 m |  | 4 | 0 | Pass | null
380253310 | TNB | DISTRIBUTION | SUNGAI BESAR | Existing | RYB | 230/400 V |  |  | SERVICE LINE |  | 25_4C_AL_XLPE |  |  |  | 2.165 m |  | 4 | 0 | Pass | null
380253315 | TNB | DISTRIBUTION | SUNGAI BESAR | Existing | RYB | 230/400 V |  |  | LV LINE |  | 185_4C_AL_PILC |  |  |  | 18.488 m |  | 4 | 0 | Pass | null
380253320 | TNB | DISTRIBUTION | SUNGAI BESAR | Existing | RYB | 230/400 V |  |  | LV LINE |  | 185_4C_AL_PILC |  |  |  | 18.329 m |  | 4 | 0 | Pass | null
380253325 | TNB | DISTRIBUTION | SUNGAI BESAR | Existing | RYB | 230/400 V |  |  | LV LINE |  | 185_4C_AL_XLPE |  |  |  | 18.179 m |  | 4 | 0 | Pass | null
380253330 | TNB | DISTRIBUTION | SUNGAI BESAR | Existing | RYB | 230/400 V |  |  | SERVICE LINE |  | 185_4C_AL_XLPE |  |  |  | 8.903 m |  | 4 | 0 | Pass | null
380253335 | TNB | DISTRIBUTION | SUNGAI BESAR | Existing | RYB | 230/400 V |  |  | LV LINE |  | 185_4C_AL_PILC |  |  |  | 30.556 m |  | 4 | 0 | Pass | null
380253343 | TNB | DISTRIBUTION | SUNGAI BESAR | Existing | R | 230/400 V |  |  | PUBLIC LIGHT |  | ARMOURED_16MM |  |  |  | 2.406 m |  | 2 | 0 | Fail | Please check "Usage"
380253346 | TNB | DISTRIBUTION | SUNGAI BESAR | Existing | R | 230/400 V |  |  | PUBLIC LIGHT |  | ARMOURED_16MM |  |  |  | 2.590 m |  | 2 | 0 | Fail | Please check "Usage"
380253349 | TNB | DISTRIBUTION | SUNGAI BESAR | Existing | RYB | 230/400 V |  |  | SERVICE LINE |  | 25_4C_AL_XLPE |  |  |  | 4.935 m |  | 4 | 0 | Pass | null
380253354 | TNB | DISTRIBUTION | SUNGAI BESAR | Existing | RYB | 230/400 V |  |  | SERVICE LINE |  | 25_4C_AL_XLPE |  |  |  | 2.229 m |  | 4 | 0 | Pass | null
380270127 | TNB | DISTRIBUTION | SUNGAI BESAR | Existing | RYB | 230/400 V |  |  | LV LINE |  | 185_4C_AL_XLPE |  |  |  | 8.366 m |  | 4 | 0 | Pass | null
380270132 | TNB | DISTRIBUTION | SUNGAI BESAR | Existing | RYB | 230/400 V |  |  | LV LINE |  | 185_4C_AL_XLPE |  |  |  | 8.759 m |  | 4 | 0 | Pass | null
380270234 | TNB | DISTRIBUTION | SUNGAI BESAR | Existing | RYB | 230/400 V |  |  | LV LINE |  | 185_4C_AL_XLPE |  |  |  | 28.553 m |  | 4 | 0 | Pass | null
380270239 | TNB | DISTRIBUTION | SUNGAI BESAR | Existing | RYB | 230/400 V |  |  | LV LINE |  | 185_4C_AL_XLPE |  |  |  | 16.666 m |  | 4 | 0 | Pass | null
380270330 | TNB | DISTRIBUTION | SUNGAI BESAR | Existing | RYB | 230/400 V |  |  | LV LINE |  | 185_4C_AL_XLPE |  |  |  | 4.667 m |  | 4 | 0 | Pass | null
380270335 | TNB | DISTRIBUTION | SUNGAI BESAR | Existing | RYB | 230/400 V |  |  | LV LINE |  | 185_4C_AL_XLPE |  |  |  | 4.079 m |  | 4 | 0 | Pass | null
380270342 | TNB | DISTRIBUTION | SUNGAI BESAR | Existing | RYB | 230/400 V |  |  | LV LINE |  | 185_4C_AL_XLPE |  |  |  | 15.799 m |  | 4 | 0 | Pass | null
380270376 | TNB | DISTRIBUTION | SUNGAI BESAR | Existing | RYB | 230/400 V |  |  | LV LINE |  | 185_4C_AL_XLPE |  |  |  | 5.271 m |  | 4 | 0 | Pass | null
380270381 | TNB | DISTRIBUTION | SUNGAI BESAR | Existing | RYB | 230/400 V |  |  | LV LINE |  | 185_4C_AL_XLPE |  |  |  | 5.690 m |  | 4 | 0 | Pass | null
380346117 | TNB | DISTRIBUTION | SUNGAI BESAR | Existing | RYB | 230/400 V |  |  | LV LINE |  | 185_4C_AL_XLPE |  |  |  | 144.642 m |  | 4 | 0 | Pass | null
380346122 | TNB | DISTRIBUTION | SUNGAI BESAR | Existing | RYB | 230/400 V |  |  | SERVICE LINE |  | 70_4C_AL_XLPE |  |  |  | 4.295 m |  | 4 | 0 | Pass | null
380346132 | TNB | DISTRIBUTION | SUNGAI BESAR | Existing | RYB | 230/400 V |  |  | LV LINE |  | 185_4C_AL_XLPE |  |  |  | 17.752 m |  | 4 | 0 | Pass | null
380346137 | TNB | DISTRIBUTION | SUNGAI BESAR | Existing | RYB | 230/400 V |  |  | LV LINE |  | 185_4C_AL_XLPE |  |  |  | 26.320 m |  | 4 | 0 | Pass | null
380346142 | TNB | DISTRIBUTION | SUNGAI BESAR | Existing | RYB | 230/400 V |  |  | LV LINE |  | 185_4C_AL_XLPE |  |  |  | 29.738 m |  | 4 | 0 | Pass | null
380346147 | TNB | DISTRIBUTION | SUNGAI BESAR | Existing | RYB | 230/400 V |  |  | LV LINE |  | 185_4C_AL_XLPE |  |  |  | 117.703 m |  | 4 | 0 | Pass | null
380346152 | TNB | DISTRIBUTION | SUNGAI BESAR | Existing | RYB | 230/400 V |  |  | LV LINE |  | 185_4C_AL_XLPE |  |  |  | 141.721 m |  | 4 | 0 | Pass | null
380346157 | TNB | DISTRIBUTION | SUNGAI BESAR | Existing | RYB | 230/400 V |  |  | LV LINE |  | 185_4C_AL_XLPE |  |  |  | 48.924 m |  | 4 | 0 | Pass | null
380346162 | TNB | DISTRIBUTION | SUNGAI BESAR | Existing | RYB | 230/400 V |  |  | LV LINE |  | 185_4C_AL_XLPE |  |  |  | 92.676 m |  | 4 | 0 | Pass | null
380346167 | TNB | DISTRIBUTION | SUNGAI BESAR | Existing | RYB | 230/400 V |  |  | LV LINE |  | 185_4C_AL_XLPE |  |  |  | 95.547 m |  | 4 | 0 | Pass | null
380346172 | TNB | DISTRIBUTION | SUNGAI BESAR | Existing | RYB | 230/400 V |  |  | LV LINE |  | 185_4C_AL_XLPE |  |  |  | 102.409 m |  | 4 | 0 | Pass | null
380346177 | TNB | DISTRIBUTION | SUNGAI BESAR | Existing | RYB | 230/400 V |  |  | SERVICE LINE |  | 185_4C_AL_XLPE |  |  |  | 45.971 m |  | 4 | 0 | Pass | null
380346182 | TNB | DISTRIBUTION | SUNGAI BESAR | Existing | RYB | 230/400 V |  |  | SERVICE LINE |  | 185_4C_AL_XLPE |  |  |  | 3.481 m |  | 4 | 0 | Pass | null
380346199 | TNB | DISTRIBUTION | SUNGAI BESAR | Existing | R | 230/400 V |  |  | SERVICE LINE |  | ARMOURED_16MM |  |  |  | 4.486 m |  | 2 | 0 | Pass | null
380346202 | TNB | DISTRIBUTION | SUNGAI BESAR | Existing | R | 230/400 V |  |  | SERVICE LINE |  | ARMOURED_16MM |  |  |  | 0.880 m |  | 2 | 0 | Pass | null
380346205 | TNB | DISTRIBUTION | SUNGAI BESAR | Existing | RYB | 230/400 V |  |  | LV LINE |  | 185_4C_AL_XLPE |  |  |  | 94.525 m |  | 4 | 0 | Pass | null
380346210 | TNB | DISTRIBUTION | SUNGAI BESAR | Existing | RYB | 230/400 V |  |  | LV LINE |  | 185_4C_AL_XLPE |  |  |  | 20.955 m |  | 4 | 0 | Pass | null
380346215 | TNB | DISTRIBUTION | SUNGAI BESAR | Existing | RYB | 230/400 V |  |  | LV LINE |  | 185_4C_AL_XLPE |  |  |  | 32.041 m |  | 4 | 0 | Pass | null
380346220 | TNB | DISTRIBUTION | SUNGAI BESAR | Existing | RYB | 230/400 V |  |  | LV LINE |  | 185_4C_AL_XLPE |  |  |  | 37.108 m |  | 4 | 0 | Pass | null
380346225 | TNB | DISTRIBUTION | SUNGAI BESAR | Existing | RYB | 230/400 V |  |  | LV LINE |  | 185_4C_AL_XLPE |  |  |  | 22.000 m |  | 4 | 0 | Pass | null
380346235 | TNB | DISTRIBUTION | SUNGAI BESAR | Existing | RYB | 230/400 V |  |  | SERVICE LINE |  | Unknown |  |  |  | 3.072 m |  | 3 | 0 | Pass | null
380346239 | TNB | DISTRIBUTION | SUNGAI BESAR | Existing | RYB | 230/400 V |  |  | SERVICE LINE |  | Unknown |  |  |  | 1.091 m |  | 3 | 0 | Pass | null
380346243 | TNB | DISTRIBUTION | SUNGAI BESAR | Existing | RYB | 230/400 V |  |  | LV LINE |  | 185_4C_AL_XLPE |  |  |  | 94.344 m |  | 4 | 0 | Pass | null
380346248 | TNB | DISTRIBUTION | SUNGAI BESAR | Existing | RYB | 230/400 V |  |  | LV LINE |  | 185_4C_AL_XLPE |  |  |  | 96.628 m |  | 4 | 0 | Pass | null
380346253 | TNB | DISTRIBUTION | SUNGAI BESAR | Existing | RYB | 230/400 V |  |  | SERVICE LINE |  | 25_4C_AL_XLPE |  |  |  | 1.108 m |  | 4 | 0 | Pass | null
380346258 | TNB | DISTRIBUTION | SUNGAI BESAR | Existing | RYB | 230/400 V |  |  | LV LINE |  | 185_4C_AL_XLPE |  |  |  | 19.227 m |  | 4 | 0 | Pass | null
380346263 | TNB | DISTRIBUTION | SUNGAI BESAR | Existing | RYB | 230/400 V |  |  | LV LINE |  | 185_4C_AL_XLPE |  |  |  | 19.166 m |  | 4 | 0 | Pass | null
380346272 | TNB | DISTRIBUTION | SUNGAI BESAR | Existing | RYB | 230/400 V |  |  | LV LINE |  | 185_4C_AL_XLPE |  |  |  | 48.697 m |  | 4 | 0 | Pass | null
380346282 | TNB | DISTRIBUTION | SUNGAI BESAR | Existing | RYB | 230/400 V |  |  | LV LINE |  | 185_4C_AL_XLPE |  |  |  | 47.803 m |  | 4 | 0 | Pass | null
380346292 | TNB | DISTRIBUTION | SUNGAI BESAR | Existing | RYB | 230/400 V |  |  | LV LINE |  | 185_4C_AL_XLPE |  |  |  | 55.366 m |  | 4 | 0 | Pass | null
380346302 | TNB | DISTRIBUTION | SUNGAI BESAR | Existing | RYB | 230/400 V |  |  | LV LINE |  | 185_4C_AL_XLPE |  |  |  | 51.618 m |  | 4 | 0 | Pass | null
380346317 | TNB | DISTRIBUTION | SUNGAI BESAR | Existing | RYB | 230/400 V |  |  | LV LINE |  | 185_4C_AL_XLPE |  |  |  | 43.002 m |  | 4 | 0 | Pass | null
380346322 | TNB | DISTRIBUTION | SUNGAI BESAR | Existing | RYB | 230/400 V |  |  | LV LINE |  | 185_4C_AL_XLPE |  |  |  | 48.636 m |  | 4 | 0 | Pass | null
380346327 | TNB | DISTRIBUTION | SUNGAI BESAR | Existing | RYB | 230/400 V |  |  | LV LINE |  | 185_4C_AL_XLPE |  |  |  | 24.407 m | INC 185 xlpe,j | 4 | 0 | Pass | null
380346342 | TNB | DISTRIBUTION | SUNGAI BESAR | Existing | R | 230/400 V |  |  | SERVICE LINE |  | ARMOURED_16MM |  |  |  | 5.144 m |  | 2 | 0 | Pass | null
380346345 | TNB | DISTRIBUTION | SUNGAI BESAR | Existing | R | 230/400 V |  |  | SERVICE LINE |  | ARMOURED_16MM |  |  |  | 1.147 m |  | 2 | 0 | Pass | null
380346348 | TNB | DISTRIBUTION | SUNGAI BESAR | Existing | RYB | 230/400 V |  |  | LV LINE |  | 185_4C_AL_XLPE |  |  |  | 50.377 m |  | 4 | 0 | Pass | null
380346353 | TNB | DISTRIBUTION | SUNGAI BESAR | Existing | RYB | 230/400 V |  |  | SERVICE LINE |  | 185_4C_AL_XLPE |  |  |  | 20.175 m |  | 4 | 0 | Pass | null
380346358 | TNB | DISTRIBUTION | SUNGAI BESAR | Existing | RYB | 230/400 V |  |  | LV LINE |  | 185_4C_AL_XLPE |  |  |  | 40.674 m |  | 4 | 0 | Pass | null
380346363 | TNB | DISTRIBUTION | SUNGAI BESAR | Existing | RYB | 230/400 V |  |  | SERVICE LINE |  | 25_4C_AL_XLPE |  |  |  | 12.259 m |  | 4 | 0 | Pass | null
380346368 | TNB | DISTRIBUTION | SUNGAI BESAR | Existing | RYB | 230/400 V |  |  | LV LINE |  | 70_4C_AL_XLPE |  |  |  | 16.514 m |  | 4 | 0 | Pass | null
380346373 | TNB | DISTRIBUTION | SUNGAI BESAR | Existing | RYB | 230/400 V |  |  | SERVICE LINE |  | 70_4C_AL_XLPE |  |  |  | 59.812 m |  | 4 | 0 | Pass | null
380346378 | TNB | DISTRIBUTION | SUNGAI BESAR | Existing | RYB | 230/400 V |  |  | Unknown |  | 70_4C_AL_XLPE |  |  |  | 4.198 m |  | 4 | 0 | Fail | Please check "Usage"
380346383 | TNB | DISTRIBUTION | SUNGAI BESAR | Existing | RYB | 230/400 V |  |  | Unknown |  | 70_4C_AL_XLPE |  |  |  | 3.785 m |  | 4 | 0 | Fail | Please check "Usage"
380346388 | TNB | DISTRIBUTION | SUNGAI BESAR | Existing | RYB | 230/400 V |  |  | SERVICE LINE |  | 70_4C_AL_XLPE |  |  |  | 2.061 m |  | 4 | 0 | Pass | null
380346393 | TNB | DISTRIBUTION | SUNGAI BESAR | Existing | RYB | 230/400 V |  |  | SERVICE LINE |  | 70_4C_AL_XLPE |  |  |  | 2.050 m |  | 4 | 0 | Pass | null
380346398 | TNB | DISTRIBUTION | SUNGAI BESAR | Existing | RYB | 230/400 V |  |  | SERVICE LINE |  | 185_4C_AL_XLPE |  |  |  | 3.370 m |  | 4 | 0 | Pass | null
380346408 | TNB | DISTRIBUTION | SUNGAI BESAR | Existing | RYB | 230/400 V |  |  | LV LINE |  | 185_4C_AL_XLPE |  |  |  | 41.870 m |  | 4 | 0 | Pass | null
380346413 | TNB | DISTRIBUTION | SUNGAI BESAR | Existing | RYB | 230/400 V |  |  | LV LINE |  | 185_4C_AL_XLPE |  |  |  | 45.240 m |  | 4 | 0 | Pass | null
380346418 | TNB | DISTRIBUTION | SUNGAI BESAR | Existing | RYB | 230/400 V |  |  | LV LINE |  | 185_4C_AL_XLPE |  |  |  | 34.498 m |  | 4 | 0 | Pass | null
380348332 | TNB | DISTRIBUTION | SUNGAI BESAR | Existing | RYB | 230/400 V |  |  | SERVICE LINE |  | 185_4C_AL_XLPE |  |  |  | 6.000 m |  | 4 | 0 | Pass | null
380348337 | TNB | DISTRIBUTION | SUNGAI BESAR | Existing | RYB | 230/400 V |  |  | SERVICE LINE |  | 185_4C_AL_XLPE |  |  |  | 3.786 m |  | 4 | 0 | Pass | null
380348342 | TNB | DISTRIBUTION | SUNGAI BESAR | Existing | RYB | 230/400 V |  |  | SERVICE LINE |  | 185_4C_AL_XLPE |  |  |  | 2.732 m |  | 4 | 0 | Pass | null
380348347 | TNB | DISTRIBUTION | SUNGAI BESAR | Existing | RYB | 230/400 V |  |  | SERVICE LINE |  | 185_4C_AL_XLPE |  |  |  | 14.953 m |  | 4 | 0 | Pass | null
380348370 | TNB | DISTRIBUTION | SUNGAI BESAR | Existing | RYB | 230/400 V |  |  | SERVICE LINE |  | 185_4C_AL_XLPE |  |  |  | 2.710 m |  | 4 | 0 | Pass | null
380348375 | TNB | DISTRIBUTION | SUNGAI BESAR | Existing | RYB | 230/400 V |  |  | SERVICE LINE |  | 185_4C_AL_XLPE |  |  |  | 2.572 m |  | 4 | 0 | Pass | null
380348408 | TNB | DISTRIBUTION | SUNGAI BESAR | Existing | RYB | 230/400 V |  |  | SERVICE LINE |  | 185_4C_AL_XLPE |  |  |  | 0.341 m |  | 4 | 0 | Pass | null
380348413 | TNB | DISTRIBUTION | SUNGAI BESAR | Existing | RYB | 230/400 V |  |  | SERVICE LINE |  | 185_4C_AL_XLPE |  |  |  | 0.374 m |  | 4 | 0 | Pass | null
380348426 | TNB | DISTRIBUTION | SUNGAI BESAR | Existing | RYB | 230/400 V |  |  | SERVICE LINE |  | 185_4C_AL_XLPE |  |  |  | 0.095 m |  | 4 | 0 | Pass | null
380348431 | TNB | DISTRIBUTION | SUNGAI BESAR | Existing | RYB | 230/400 V |  |  | SERVICE LINE |  | 185_4C_AL_XLPE |  |  |  | 0.101 m |  | 4 | 0 | Pass | null
380348466 | TNB | DISTRIBUTION | SUNGAI BESAR | Existing | RYB | 230/400 V |  |  | SERVICE LINE |  | 185_4C_AL_XLPE |  |  |  | 1.573 m |  | 4 | 0 | Pass | null
380348471 | TNB | DISTRIBUTION | SUNGAI BESAR | Existing | RYB | 230/400 V |  |  | SERVICE LINE |  | 185_4C_AL_XLPE |  |  |  | 1.544 m |  | 4 | 0 | Pass | null
380348476 | TNB | DISTRIBUTION | SUNGAI BESAR | Existing | RYB | 230/400 V |  |  | SERVICE LINE |  | 185_4C_AL_XLPE |  |  |  | 1.324 m |  | 4 | 0 | Pass | null
380348481 | TNB | DISTRIBUTION | SUNGAI BESAR | Existing | RYB | 230/400 V |  |  | SERVICE LINE |  | 185_4C_AL_XLPE |  |  |  | 1.296 m |  | 4 | 0 | Pass | null
380348486 | TNB | DISTRIBUTION | SUNGAI BESAR | Existing | RYB | 230/400 V |  |  | SERVICE LINE |  | 185_4C_AL_XLPE |  |  |  | 1.388 m |  | 4 | 0 | Pass | null
380348497 | TNB | DISTRIBUTION | SUNGAI BESAR | Existing | RYB | 230/400 V |  |  | SERVICE LINE |  | 185_4C_AL_XLPE |  |  |  | 12.499 m |  | 4 | 0 | Pass | null
380348530 | TNB | DISTRIBUTION | SUNGAI BESAR | Existing | RYB | 230/400 V |  |  | SERVICE LINE |  | 185_4C_AL_XLPE |  |  |  | 4.953 m |  | 4 | 0 | Pass | null
380348535 | TNB | DISTRIBUTION | SUNGAI BESAR | Existing | RYB | 230/400 V |  |  | SERVICE LINE |  | 185_4C_AL_XLPE |  |  |  | 5.284 m |  | 4 | 0 | Pass | null
380348550 | TNB | DISTRIBUTION | SUNGAI BESAR | Existing | RYB | 230/400 V |  |  | SERVICE LINE |  | 185_4C_AL_XLPE |  |  |  | 7.602 m |  | 4 | 0 | Pass | null
380348626 | TNB | DISTRIBUTION | SUNGAI BESAR | Existing | RYB | 230/400 V |  |  | SERVICE LINE |  | 185_4C_AL_XLPE |  |  |  | 102.495 m |  | 4 | 0 | Pass | null
380348631 | TNB | DISTRIBUTION | SUNGAI BESAR | Existing | RYB | 230/400 V |  |  | SERVICE LINE |  | 185_4C_AL_XLPE |  |  |  | 109.910 m |  | 4 | 0 | Pass | null
380622237 | TNB | DISTRIBUTION | SUNGAI BESAR | Existing | RYB | 230/400 V |  |  | SERVICE LINE |  | 25_4C_AL_XLPE |  |  |  | 3.647 m |  | 4 | 0 | Pass | null
380622245 | TNB | DISTRIBUTION | SUNGAI BESAR | Existing | RYB | 230/400 V |  |  | LV LINE |  | 185_4C_AL_PILC |  |  |  | 31.346 m |  | 4 | 0 | Pass | null
380622250 | TNB | DISTRIBUTION | SUNGAI BESAR | Existing | RYB | 230/400 V |  |  | LV LINE |  | 185_4C_AL_XLPE |  |  |  | 30.148 m |  | 4 | 0 | Pass | null
380622255 | TNB | DISTRIBUTION | SUNGAI BESAR | Existing | RYB | 230/400 V |  |  | LV LINE |  | 185_4C_AL_PILC |  |  |  | 20.424 m |  | 4 | 0 | Pass | null
380622260 | TNB | DISTRIBUTION | SUNGAI BESAR | Existing | RYB | 230/400 V |  |  | SERVICE LINE |  | 25_4C_AL_XLPE |  |  |  | 0.859 m |  | 4 | 0 | Pass | null
380622265 | TNB | DISTRIBUTION | SUNGAI BESAR | Existing | RYB | 230/400 V |  |  | LV LINE |  | 185_4C_AL_PILC |  |  |  | 43.502 m |  | 4 | 0 | Pass | null
380622270 | TNB | DISTRIBUTION | SUNGAI BESAR | Existing | RYB | 230/400 V |  |  | LV LINE |  | 185_4C_AL_XLPE |  |  |  | 37.141 m |  | 4 | 0 | Pass | null
380622275 | TNB | DISTRIBUTION | SUNGAI BESAR | Existing | RYB | 230/400 V |  |  | LV LINE |  | 185_4C_AL_XLPE |  |  |  | 19.600 m |  | 4 | 0 | Pass | null
380622280 | TNB | DISTRIBUTION | SUNGAI BESAR | Existing | RYB | 230/400 V |  |  | LV LINE |  | 185_4C_AL_XLPE |  |  |  | 18.406 m |  | 4 | 0 | Pass | null
380622285 | TNB | DISTRIBUTION | SUNGAI BESAR | Existing | RYB | 230/400 V |  |  | LV LINE |  | 185_4C_AL_XLPE |  |  |  | 28.649 m |  | 4 | 0 | Pass | null
380622290 | TNB | DISTRIBUTION | SUNGAI BESAR | Existing | RYB | 230/400 V |  |  | LV LINE |  | 185_4C_AL_XLPE |  |  |  | 19.678 m |  | 4 | 0 | Pass | null
380622295 | TNB | DISTRIBUTION | SUNGAI BESAR | Existing | RYB | 230/400 V |  |  | LV LINE |  | 185_4C_AL_XLPE |  |  |  | 33.940 m |  | 4 | 0 | Pass | null
380622300 | TNB | DISTRIBUTION | SUNGAI BESAR | Existing | RYB | 230/400 V |  |  | LV LINE |  | 185_4C_AL_XLPE |  |  |  | 30.783 m |  | 4 | 0 | Pass | null
380622305 | TNB | DISTRIBUTION | SUNGAI BESAR | Existing | RYB | 230/400 V |  |  | LV LINE |  | 185_4C_AL_XLPE |  |  |  | 28.544 m |  | 4 | 0 | Pass | null
380622310 | TNB | DISTRIBUTION | SUNGAI BESAR | Existing | RYB | 230/400 V |  |  | LV LINE |  | 185_4C_AL_XLPE |  |  |  | 17.955 m |  | 4 | 0 | Pass | null
380622315 | TNB | DISTRIBUTION | SUNGAI BESAR | Existing | RYB | 230/400 V |  |  | LV LINE |  | 185_4C_AL_XLPE |  |  |  | 17.637 m |  | 4 | 0 | Pass | null
380622320 | TNB | DISTRIBUTION | SUNGAI BESAR | Existing | RYB | 230/400 V |  |  | LV LINE |  | 185_4C_AL_XLPE |  |  |  | 18.560 m |  | 4 | 0 | Pass | null
380622325 | TNB | DISTRIBUTION | SUNGAI BESAR | Existing | RYB | 230/400 V |  |  | SERVICE LINE |  | 25_4C_AL_XLPE |  |  |  | 3.477 m |  | 4 | 0 | Pass | null
380622330 | TNB | DISTRIBUTION | SUNGAI BESAR | Existing | RYB | 230/400 V |  |  | SERVICE LINE |  | 70_4C_AL_XLPE |  |  |  | 5.595 m |  | 4 | 0 | Pass | null
380622335 | TNB | DISTRIBUTION | SUNGAI BESAR | Existing | RYB | 230/400 V |  |  | SERVICE LINE |  | 25_4C_AL_XLPE |  |  |  | 0.870 m |  | 4 | 0 | Pass | null
380622340 | TNB | DISTRIBUTION | SUNGAI BESAR | Existing | RYB | 230/400 V |  |  | SERVICE LINE |  | 70_4C_AL_XLPE |  |  |  | 7.932 m |  | 4 | 0 | Pass | null
380622345 | TNB | DISTRIBUTION | SUNGAI BESAR | Existing | RYB | 230/400 V |  |  | LV LINE |  | 120_4C_AL_XLPE |  |  |  | 26.274 m |  | 4 | 0 | Pass | null
380622350 | TNB | DISTRIBUTION | SUNGAI BESAR | Existing | RYB | 230/400 V |  |  | LV LINE |  | 120_4C_AL_XLPE |  |  |  | 28.130 m |  | 4 | 0 | Pass | null
380622355 | TNB | DISTRIBUTION | SUNGAI BESAR | Existing | RYB | 230/400 V |  |  | SERVICE LINE |  | 25_4C_AL_XLPE |  |  |  | 32.533 m |  | 4 | 0 | Pass | null
380622360 | TNB | DISTRIBUTION | SUNGAI BESAR | Existing | RYB | 230/400 V |  |  | SERVICE LINE |  | 25_4C_AL_XLPE |  |  |  | 2.000 m |  | 4 | 0 | Pass | null
380622365 | TNB | DISTRIBUTION | SUNGAI BESAR | Existing | RYB | 230/400 V |  |  | LV LINE |  | 185_4C_AL_XLPE |  |  |  | 53.142 m |  | 4 | 0 | Pass | null
380622375 | TNB | DISTRIBUTION | SUNGAI BESAR | Existing | RYB | 230/400 V |  |  | LV LINE |  | 185_4C_AL_XLPE |  |  |  | 27.451 m |  | 4 | 0 | Pass | null
380622380 | TNB | DISTRIBUTION | SUNGAI BESAR | Existing | RYB | 230/400 V |  |  | LV LINE |  | 185_4C_AL_XLPE |  |  |  | 27.642 m |  | 4 | 0 | Pass | null
380622385 | TNB | DISTRIBUTION | SUNGAI BESAR | Existing | RYB | 230/400 V |  |  | LV LINE |  | 185_4C_AL_XLPE |  |  |  | 23.526 m |  | 4 | 0 | Pass | null
380622390 | TNB | DISTRIBUTION | SUNGAI BESAR | Existing | RYB | 230/400 V |  |  | LV LINE |  | 185_4C_AL_XLPE |  |  |  | 31.342 m |  | 4 | 0 | Pass | null
380622395 | TNB | DISTRIBUTION | SUNGAI BESAR | Existing | RYB | 230/400 V |  |  | LV LINE |  | 185_4C_AL_XLPE |  |  |  | 39.417 m |  | 4 | 0 | Pass | null
380622400 | TNB | DISTRIBUTION | SUNGAI BESAR | Existing | RYB | 230/400 V |  |  | LV LINE |  | 185_4C_AL_XLPE |  |  |  | 38.002 m |  | 4 | 0 | Pass | null
380622405 | TNB | DISTRIBUTION | SUNGAI BESAR | Existing | RYB | 230/400 V |  |  | SERVICE LINE |  | 25_4C_AL_XLPE |  |  |  | 37.268 m |  | 4 | 0 | Pass | null
380622410 | TNB | DISTRIBUTION | SUNGAI BESAR | Existing | RYB | 230/400 V |  |  | SERVICE LINE |  | Unknown |  |  |  | 1.692 m |  | 3 | 0 | Pass | null
380622414 | TNB | DISTRIBUTION | SUNGAI BESAR | Existing | RYB | 230/400 V |  |  | SERVICE LINE |  | Unknown |  |  |  | 1.812 m |  | 3 | 0 | Pass | null
380622418 | TNB | DISTRIBUTION | SUNGAI BESAR | Existing | RYB | 230/400 V |  |  | SERVICE LINE |  | Unknown |  |  |  | 0.505 m |  | 3 | 0 | Pass | null
380622422 | TNB | DISTRIBUTION | SUNGAI BESAR | Existing | RYB | 230/400 V |  |  | SERVICE LINE |  | Unknown |  |  |  | 0.500 m |  | 3 | 0 | Pass | null
380622426 | TNB | DISTRIBUTION | SUNGAI BESAR | Existing | RYB | 230/400 V |  |  | SERVICE LINE |  | Unknown |  |  |  | 0.500 m |  | 3 | 0 | Pass | null
380622430 | TNB | DISTRIBUTION | SUNGAI BESAR | Existing | RYB | 230/400 V |  |  | SERVICE LINE |  | Unknown |  |  |  | 0.496 m |  | 3 | 0 | Pass | null
380622434 | TNB | DISTRIBUTION | SUNGAI BESAR | Existing | RYB | 230/400 V |  |  | LV LINE |  | 185_4C_AL_XLPE |  |  |  | 25.629 m |  | 4 | 0 | Pass | null
380622447 | TNB | DISTRIBUTION | SUNGAI BESAR | Existing | RYB | 230/400 V |  |  | LV LINE |  | 185_4C_AL_XLPE |  |  |  | 34.476 m |  | 4 | 0 | Pass | null
380622452 | TNB | DISTRIBUTION | SUNGAI BESAR | Existing | RYB | 230/400 V |  |  | LV LINE |  | 185_4C_AL_XLPE |  |  |  | 34.963 m |  | 4 | 0 | Pass | null
380622457 | TNB | DISTRIBUTION | SUNGAI BESAR | Existing | RYB | 230/400 V |  |  | SERVICE LINE |  | 70_4C_AL_XLPE |  |  |  | 10.848 m |  | 4 | 0 | Pass | null
380622462 | TNB | DISTRIBUTION | SUNGAI BESAR | Existing | RYB | 230/400 V |  |  | SERVICE LINE |  | 70_4C_AL_XLPE |  |  |  | 4.520 m |  | 4 | 0 | Pass | null
380622467 | TNB | DISTRIBUTION | SUNGAI BESAR | Existing | RYB | 230/400 V |  |  | SERVICE LINE |  | 70_4C_AL_XLPE |  |  |  | 3.827 m |  | 4 | 0 | Pass | null
380622475 | TNB | DISTRIBUTION | SUNGAI BESAR | Existing | RYB | 230/400 V |  |  | SERVICE LINE |  | 70_4C_AL_XLPE |  |  |  | 1.838 m |  | 4 | 0 | Pass | null
380624506 | TNB | DISTRIBUTION | SUNGAI BESAR | Existing | RYB | 230/400 V |  |  | LV LINE |  | 185_4C_AL_XLPE |  |  |  | 27.050 m |  | 4 | 0 | Pass | null
380624511 | TNB | DISTRIBUTION | SUNGAI BESAR | Existing | RYB | 230/400 V |  |  | LV LINE |  | 185_4C_AL_XLPE |  |  |  | 27.554 m |  | 4 | 0 | Pass | null
380624606 | TNB | DISTRIBUTION | SUNGAI BESAR | Existing | RYB | 230/400 V |  |  | LV LINE |  | 185_4C_AL_XLPE |  |  |  | 5.320 m |  | 4 | 0 | Pass | null
380624653 | TNB | DISTRIBUTION | SUNGAI BESAR | Existing | RYB | 230/400 V |  |  | LV LINE |  | 185_4C_AL_PILC |  |  |  | 71.506 m |  | 4 | 0 | Pass | null
380624659 | TNB | DISTRIBUTION | SUNGAI BESAR | Existing | RYB | 230/400 V |  |  | LV LINE |  | 185_4C_AL_XLPE |  |  |  | 19.899 m |  | 4 | 0 | Pass | null
380624698 | TNB | DISTRIBUTION | SUNGAI BESAR | Existing | RYB | 230/400 V |  |  | LV LINE |  | 185_4C_AL_XLPE |  |  |  | 52.598 m |  | 4 | 0 | Pass | null
380624785 | TNB | DISTRIBUTION | SUNGAI BESAR | Existing | RYB | 230/400 V |  |  | LV LINE |  | 185_4C_AL_XLPE |  |  |  | 14.519 m |  | 4 | 0 | Pass | null
380637517 | TNB | DISTRIBUTION | SUNGAI BESAR | Existing | RYB | 230/400 V |  |  | LV LINE |  | Unknown |  |  |  | 73.032 m |  | 3 | 0 | Pass | null
380637531 | TNB | DISTRIBUTION | SUNGAI BESAR | Existing | RYB | 230/400 V |  |  | LV LINE |  | 185_4C_AL_XLPE |  |  |  | 51.610 m |  | 4 | 0 | Pass | null
380637541 | TNB | DISTRIBUTION | SUNGAI BESAR | Existing | RYB | 230/400 V |  |  | LV LINE |  | 185_4C_AL_XLPE |  |  |  | 52.153 m |  | 4 | 0 | Pass | null
380637551 | TNB | DISTRIBUTION | SUNGAI BESAR | Existing | R | 230/400 V |  |  | SERVICE LINE |  | ARMOURED_16MM |  |  |  | 22.331 m |  | 2 | 0 | Pass | null
380637554 | TNB | DISTRIBUTION | SUNGAI BESAR | Existing | R | 230/400 V |  |  | SERVICE LINE |  | ARMOURED_16MM |  |  |  | 14.737 m |  | 2 | 0 | Pass | null
380637557 | TNB | DISTRIBUTION | SUNGAI BESAR | Existing | R | 230/400 V |  |  | SERVICE LINE |  | ARMOURED_16MM |  |  |  | 23.217 m |  | 2 | 0 | Pass | null
380637563 | TNB | DISTRIBUTION | SUNGAI BESAR | Existing | RYB | 230/400 V |  |  | LV LINE |  | 185_4C_AL_XLPE |  |  |  | 64.617 m |  | 4 | 0 | Pass | null
380637568 | TNB | DISTRIBUTION | SUNGAI BESAR | Existing | RYB | 230/400 V |  |  | SERVICE LINE |  | 25_4C_AL_XLPE |  |  |  | 3.001 m |  | 4 | 0 | Pass | null
380637573 | TNB | DISTRIBUTION | SUNGAI BESAR | Existing | RYB | 230/400 V |  |  | SERVICE LINE |  | 25_4C_AL_XLPE |  |  |  | 3.000 m |  | 4 | 0 | Pass | null
380637578 | TNB | DISTRIBUTION | SUNGAI BESAR | Existing | RYB | 230/400 V |  |  | SERVICE LINE |  | 25_4C_AL_XLPE |  |  |  | 15.176 m |  | 4 | 0 | Pass | null
380637583 | TNB | DISTRIBUTION | SUNGAI BESAR | Existing | RYB | 230/400 V |  |  | SERVICE LINE |  | 25_4C_AL_XLPE |  |  |  | 3.227 m |  | 4 | 0 | Pass | null
380637588 | TNB | DISTRIBUTION | SUNGAI BESAR | Existing | RYB | 230/400 V |  |  | SERVICE LINE |  | 25_4C_AL_XLPE |  |  |  | 3.000 m |  | 4 | 0 | Pass | null
380637593 | TNB | DISTRIBUTION | SUNGAI BESAR | Existing | RYB | 230/400 V |  |  | SERVICE LINE |  | 25_4C_AL_XLPE |  |  |  | 9.213 m |  | 4 | 0 | Pass | null
380637598 | TNB | DISTRIBUTION | SUNGAI BESAR | Existing | RYB | 230/400 V |  |  | SERVICE LINE |  | 25_4C_AL_XLPE |  |  |  | 1.953 m |  | 4 | 0 | Pass | null
380637603 | TNB | DISTRIBUTION | SUNGAI BESAR | Existing | RYB | 230/400 V |  |  | SERVICE LINE |  | 25_4C_AL_XLPE |  |  |  | 2.357 m |  | 4 | 0 | Pass | null
380637608 | TNB | DISTRIBUTION | SUNGAI BESAR | Existing | RYB | 230/400 V |  |  | SERVICE LINE |  | 25_4C_AL_XLPE |  |  |  | 1.567 m |  | 4 | 0 | Pass | null
380637613 | TNB | DISTRIBUTION | SUNGAI BESAR | Existing | RYB | 230/400 V |  |  | SERVICE LINE |  | 25_4C_AL_XLPE |  |  |  | 1.177 m |  | 4 | 0 | Pass | null
380637618 | TNB | DISTRIBUTION | SUNGAI BESAR | Existing | RYB | 230/400 V |  |  | SERVICE LINE |  | 70_4C_AL_XLPE |  |  |  | 18.659 m |  | 4 | 0 | Pass | null
380637623 | TNB | DISTRIBUTION | SUNGAI BESAR | Existing | RYB | 230/400 V |  |  | SERVICE LINE |  | 70_4C_AL_XLPE |  |  |  | 7.751 m |  | 4 | 0 | Pass | null
380637628 | TNB | DISTRIBUTION | SUNGAI BESAR | Existing | RYB | 230/400 V |  |  | SERVICE LINE |  | 70_4C_AL_XLPE |  |  |  | 16.960 m |  | 4 | 0 | Pass | null
380637633 | TNB | DISTRIBUTION | SUNGAI BESAR | Existing | RYB | 230/400 V |  |  | SERVICE LINE |  | 70_4C_AL_XLPE |  |  |  | 4.854 m |  | 4 | 0 | Pass | null
380637638 | TNB | DISTRIBUTION | SUNGAI BESAR | Existing | RYB | 230/400 V |  |  | SERVICE LINE |  | 70_4C_AL_XLPE |  |  |  | 1.614 m |  | 4 | 0 | Pass | null
380637643 | TNB | DISTRIBUTION | SUNGAI BESAR | Existing | RYB | 230/400 V |  |  | SERVICE LINE |  | 25_4C_AL_XLPE |  |  |  | 1.196 m |  | 4 | 0 | Pass | null
380637648 | TNB | DISTRIBUTION | SUNGAI BESAR | Existing | RYB | 230/400 V |  |  | LV LINE |  | 70_4C_AL_XLPE |  |  |  | 14.369 m | METER SL JKR FP C6 | 4 | 0 | Pass | null
380637653 | TNB | DISTRIBUTION | SUNGAI BESAR | Existing | RYB | 230/400 V |  |  | LV LINE |  | 185_4C_AL_XLPE |  |  |  | 58.865 m |  | 4 | 0 | Pass | null
380637658 | TNB | DISTRIBUTION | SUNGAI BESAR | Existing | RYB | 230/400 V |  |  | LV LINE |  | 185_4C_AL_PILC |  |  |  | 58.562 m |  | 4 | 0 | Pass | null
380637663 | TNB | DISTRIBUTION | SUNGAI BESAR | Existing | RYB | 230/400 V |  |  | LV LINE |  | 185_4C_AL_XLPE |  |  |  | 7.603 m |  | 4 | 0 | Pass | null
380637668 | TNB | DISTRIBUTION | SUNGAI BESAR | Existing | RYB | 230/400 V |  |  | LV LINE |  | 185_4C_AL_XLPE |  |  |  | 24.954 m |  | 4 | 0 | Pass | null
380637673 | TNB | DISTRIBUTION | SUNGAI BESAR | Existing | RYB | 230/400 V |  |  | LV LINE |  | 185_4C_AL_XLPE |  |  |  | 23.498 m |  | 4 | 0 | Pass | null
380637678 | TNB | DISTRIBUTION | SUNGAI BESAR | Existing | RYB | 230/400 V |  |  | LV LINE |  | 185_4C_AL_XLPE |  |  |  | 110.212 m |  | 4 | 0 | Pass | null
380637683 | TNB | DISTRIBUTION | SUNGAI BESAR | Existing | RYB | 230/400 V |  |  | LV LINE |  | 185_4C_AL_XLPE |  |  |  | 193.662 m |  | 4 | 0 | Pass | null
380637688 | TNB | DISTRIBUTION | SUNGAI BESAR | Existing | RYB | 230/400 V |  |  | LV LINE |  | 185_4C_AL_XLPE |  |  |  | 25.778 m |  | 4 | 0 | Pass | null
380637693 | TNB | DISTRIBUTION | SUNGAI BESAR | Existing | RYB | 230/400 V |  |  | LV LINE |  | 185_4C_AL_XLPE |  |  |  | 197.298 m |  | 4 | 0 | Pass | null
380637698 | TNB | DISTRIBUTION | SUNGAI BESAR | Existing | RYB | 230/400 V |  |  | LV LINE |  | 185_4C_AL_XLPE |  |  |  | 190.784 m |  | 4 | 0 | Pass | null
380637703 | TNB | DISTRIBUTION | SUNGAI BESAR | Existing | RYB | 230/400 V |  |  | LV LINE |  | 185_4C_AL_XLPE |  |  |  | 98.869 m |  | 4 | 0 | Pass | null
380637708 | TNB | DISTRIBUTION | SUNGAI BESAR | Existing | RYB | 230/400 V |  |  | SERVICE LINE |  | 25_4C_AL_XLPE |  |  |  | 18.653 m |  | 4 | 0 | Pass | null
380637713 | TNB | DISTRIBUTION | SUNGAI BESAR | Existing | RYB | 230/400 V |  |  | SERVICE LINE |  | 25_4C_AL_XLPE |  |  |  | 25.883 m |  | 4 | 0 | Pass | null
380637718 | TNB | DISTRIBUTION | SUNGAI BESAR | Existing | RYB | 230/400 V |  |  | SERVICE LINE |  | 25_4C_AL_XLPE |  |  |  | 14.261 m |  | 4 | 0 | Pass | null
380637723 | TNB | DISTRIBUTION | SUNGAI BESAR | Existing | RYB | 230/400 V |  |  | SERVICE LINE |  | 25_4C_AL_XLPE |  |  |  | 19.944 m |  | 4 | 0 | Pass | null
380637728 | TNB | DISTRIBUTION | SUNGAI BESAR | Existing | RYB | 230/400 V |  |  | SERVICE LINE |  | 25_4C_AL_XLPE |  |  |  | 0.846 m |  | 4 | 0 | Pass | null
380637733 | TNB | DISTRIBUTION | SUNGAI BESAR | Existing | RYB | 230/400 V |  |  | SERVICE LINE |  | 25_4C_AL_XLPE |  |  |  | 26.760 m |  | 4 | 0 | Pass | null
380637738 | TNB | DISTRIBUTION | SUNGAI BESAR | Existing | RYB | 230/400 V |  |  | SERVICE LINE |  | 25_4C_AL_XLPE |  |  |  | 20.327 m |  | 4 | 0 | Pass | null
380637743 | TNB | DISTRIBUTION | SUNGAI BESAR | Existing | RYB | 230/400 V |  |  | SERVICE LINE |  | 25_4C_AL_XLPE |  |  |  | 8.069 m |  | 4 | 0 | Pass | null
380637748 | TNB | DISTRIBUTION | SUNGAI BESAR | Existing | RYB | 230/400 V |  |  | SERVICE LINE |  | 25_4C_AL_XLPE |  |  |  | 7.935 m |  | 4 | 0 | Pass | null
380637753 | TNB | DISTRIBUTION | SUNGAI BESAR | Existing | RYB | 230/400 V |  |  | SERVICE LINE |  | 25_4C_AL_XLPE |  |  |  | 8.225 m |  | 4 | 0 | Pass | null
380637758 | TNB | DISTRIBUTION | SUNGAI BESAR | Existing | RYB | 230/400 V |  |  | SERVICE LINE |  | 25_4C_AL_XLPE |  |  |  | 7.975 m |  | 4 | 0 | Pass | null
380637763 | TNB | DISTRIBUTION | SUNGAI BESAR | Existing | RYB | 230/400 V |  |  | LV LINE |  | 185_4C_AL_XLPE |  |  |  | 31.284 m |  | 4 | 0 | Pass | null
380637768 | TNB | DISTRIBUTION | SUNGAI BESAR | Existing | RYB | 230/400 V |  |  | LV LINE |  | 25_4C_AL_XLPE |  |  |  | 32.204 m |  | 4 | 0 | Pass | null
380637773 | TNB | DISTRIBUTION | SUNGAI BESAR | Existing | RYB | 230/400 V |  |  | LV LINE |  | 185_4C_AL_PILC |  |  |  | 107.720 m |  | 4 | 0 | Pass | null
380637778 | TNB | DISTRIBUTION | SUNGAI BESAR | Existing | RYB | 230/400 V |  |  | LV LINE |  | 185_4C_AL_XLPE |  |  |  | 107.231 m |  | 4 | 0 | Pass | null
380637783 | TNB | DISTRIBUTION | SUNGAI BESAR | Existing | RYB | 230/400 V |  |  | LV LINE |  | 70_4C_AL_XLPE |  |  |  | 117.817 m |  | 4 | 0 | Pass | null
380637788 | TNB | DISTRIBUTION | SUNGAI BESAR | Existing | RYB | 230/400 V |  |  | LV LINE |  | 70_4C_AL_XLPE |  |  |  | 17.119 m |  | 4 | 0 | Pass | null
380637793 | TNB | DISTRIBUTION | SUNGAI BESAR | Existing | RYB | 230/400 V |  |  | LV LINE |  | 185_4C_AL_XLPE |  |  |  | 40.390 m |  | 4 | 0 | Pass | null
380637798 | TNB | DISTRIBUTION | SUNGAI BESAR | Existing | RYB | 230/400 V |  |  | LV LINE |  | 120_4C_AL_XLPE |  |  |  | 11.817 m |  | 4 | 0 | Pass | null
380637803 | TNB | DISTRIBUTION | SUNGAI BESAR | Existing | RYB | 230/400 V |  |  | LV LINE |  | 120_4C_AL_XLPE |  |  |  | 67.702 m |  | 4 | 0 | Pass | null
380637808 | TNB | DISTRIBUTION | SUNGAI BESAR | Existing | RYB | 230/400 V |  |  | LV LINE |  | 185_4C_AL_XLPE |  |  |  | 44.633 m |  | 4 | 0 | Pass | null
380637813 | TNB | DISTRIBUTION | SUNGAI BESAR | Existing | RYB | 230/400 V |  |  | LV LINE |  | 185_4C_AL_XLPE |  |  |  | 45.144 m |  | 4 | 0 | Pass | null
380637818 | TNB | DISTRIBUTION | SUNGAI BESAR | Existing | RYB | 230/400 V |  |  | LV LINE |  | 185_4C_AL_XLPE |  |  |  | 45.762 m |  | 4 | 0 | Pass | null
380637823 | TNB | DISTRIBUTION | SUNGAI BESAR | Existing | RYB | 230/400 V |  |  | LV LINE |  | 120_4C_AL_XLPE |  |  |  | 79.052 m |  | 4 | 0 | Pass | null
380637828 | TNB | DISTRIBUTION | SUNGAI BESAR | Existing | RYB | 230/400 V |  |  | LV LINE |  | 120_4C_AL_XLPE |  |  |  | 20.751 m |  | 4 | 0 | Pass | null
380637833 | TNB | DISTRIBUTION | SUNGAI BESAR | Existing | RYB | 230/400 V |  |  | LV LINE |  | 185_4C_AL_PILC |  |  |  | 57.586 m |  | 4 | 0 | Pass | null
380637838 | TNB | DISTRIBUTION | SUNGAI BESAR | Existing | RYB | 230/400 V |  |  | LV LINE |  | 185_4C_AL_XLPE |  |  |  | 95.433 m |  | 4 | 0 | Pass | null
380637858 | TNB | DISTRIBUTION | SUNGAI BESAR | Existing | RYB | 230/400 V |  |  | LV LINE |  | 185_4C_AL_XLPE |  |  |  | 86.467 m |  | 4 | 0 | Pass | null
380637863 | TNB | DISTRIBUTION | SUNGAI BESAR | Existing | RYB | 230/400 V |  |  | LV LINE |  | 120_4C_AL_PILC |  |  |  | 87.595 m |  | 4 | 0 | Pass | null
380637868 | TNB | DISTRIBUTION | SUNGAI BESAR | Existing | RYB | 230/400 V |  |  | LV LINE |  | 185_4C_AL_PILC |  |  |  | 118.613 m |  | 4 | 0 | Pass | null
380637873 | TNB | DISTRIBUTION | SUNGAI BESAR | Existing | RYB | 230/400 V |  |  | LV LINE |  | 25_4C_AL_XLPE |  |  |  | 19.279 m |  | 4 | 0 | Pass | null
380637878 | TNB | DISTRIBUTION | SUNGAI BESAR | Existing | RYB | 230/400 V |  |  | LV LINE |  | 185_4C_AL_XLPE |  |  |  | 16.273 m |  | 4 | 0 | Pass | null
380637883 | TNB | DISTRIBUTION | SUNGAI BESAR | Existing | RYB | 230/400 V |  |  | LV LINE |  | 185_4C_AL_XLPE |  |  |  | 15.088 m |  | 4 | 0 | Pass | null
380637888 | TNB | DISTRIBUTION | SUNGAI BESAR | Existing | RYB | 230/400 V |  |  | LV LINE |  | 185_4C_AL_XLPE |  |  |  | 17.661 m |  | 4 | 0 | Pass | null
380637893 | TNB | DISTRIBUTION | SUNGAI BESAR | Existing | RYB | 230/400 V |  |  | LV LINE |  | 185_4C_AL_XLPE |  |  |  | 18.027 m |  | 4 | 0 | Pass | null
380637903 | TNB | DISTRIBUTION | SUNGAI BESAR | Existing | RYB | 230/400 V |  |  | LV LINE |  | 120_4C_AL_PILC |  |  |  | 46.230 m |  | 4 | 0 | Pass | null
380637908 | TNB | DISTRIBUTION | SUNGAI BESAR | Existing | RYB | 230/400 V |  |  | LV LINE |  | 185_4C_AL_XLPE |  |  |  | 70.629 m |  | 4 | 0 | Pass | null
380637913 | TNB | DISTRIBUTION | SUNGAI BESAR | Existing | RYB | 230/400 V |  |  | LV LINE |  | 185_4C_AL_XLPE |  |  |  | 71.860 m |  | 4 | 0 | Pass | null
380637918 | TNB | DISTRIBUTION | SUNGAI BESAR | Existing | RYB | 230/400 V |  |  | LV LINE |  | 120_4C_AL_PILC |  |  |  | 18.677 m |  | 4 | 0 | Pass | null
380637923 | TNB | DISTRIBUTION | SUNGAI BESAR | Existing | RYB | 230/400 V |  |  | LV LINE |  | 120_4C_AL_XLPE |  |  |  | 33.080 m |  | 4 | 0 | Pass | null
380637928 | TNB | DISTRIBUTION | SUNGAI BESAR | Existing | RYB | 230/400 V |  |  | LV LINE |  | 120_4C_AL_PILC |  |  |  | 73.582 m |  | 4 | 0 | Pass | null
380637933 | TNB | DISTRIBUTION | SUNGAI BESAR | Existing | RYB | 230/400 V |  |  | LV LINE |  | 120_4C_AL_PILC |  |  |  | 71.795 m |  | 4 | 0 | Pass | null
380637938 | TNB | DISTRIBUTION | SUNGAI BESAR | Existing | RYB | 230/400 V |  |  | LV LINE |  | 120_4C_AL_PILC |  |  |  | 66.933 m |  | 4 | 0 | Pass | null
380637943 | TNB | DISTRIBUTION | SUNGAI BESAR | Existing | RYB | 230/400 V |  |  | LV LINE |  | 120_4C_AL_PILC |  |  |  | 65.704 m |  | 4 | 0 | Pass | null
380637948 | TNB | DISTRIBUTION | SUNGAI BESAR | Existing | RYB | 230/400 V |  |  | LV LINE |  | 185_4C_AL_XLPE |  |  |  | 164.226 m |  | 4 | 0 | Pass | null
380637953 | TNB | DISTRIBUTION | SUNGAI BESAR | Existing | RYB | 230/400 V |  |  | LV LINE |  | 185_4C_AL_XLPE |  |  |  | 163.690 m |  | 4 | 0 | Pass | null
380637958 | TNB | DISTRIBUTION | SUNGAI BESAR | Existing | RYB | 230/400 V |  |  | LV LINE |  | 185_4C_AL_XLPE |  |  |  | 25.387 m |  | 4 | 0 | Pass | null
380637963 | TNB | DISTRIBUTION | SUNGAI BESAR | Existing | RYB | 230/400 V |  |  | LV LINE |  | 185_4C_AL_PILC |  |  |  | 23.848 m |  | 4 | 0 | Pass | null
380637968 | TNB | DISTRIBUTION | SUNGAI BESAR | Existing | RYB | 230/400 V |  |  | LV LINE |  | 185_4C_AL_XLPE |  |  |  | 309.323 m |  | 4 | 0 | Pass | null
380637973 | TNB | DISTRIBUTION | SUNGAI BESAR | Existing | R | 230/400 V |  |  | SERVICE LINE |  | ARMOURED_16MM |  |  |  | 17.515 m |  | 2 | 0 | Pass | null
380637976 | TNB | DISTRIBUTION | SUNGAI BESAR | Existing | R | 230/400 V |  |  | SERVICE LINE |  | ARMOURED_16MM |  |  |  | 1.258 m |  | 2 | 0 | Pass | null
380637979 | TNB | DISTRIBUTION | SUNGAI BESAR | Existing | RYB | 230/400 V |  |  | SERVICE LINE |  | 25_4C_AL_XLPE |  |  |  | 4.229 m |  | 4 | 0 | Pass | null
380637984 | TNB | DISTRIBUTION | SUNGAI BESAR | Existing | RYB | 230/400 V |  |  | SERVICE LINE |  | 25_4C_AL_XLPE |  |  |  | 1.579 m |  | 4 | 0 | Pass | null
380637989 | TNB | DISTRIBUTION | SUNGAI BESAR | Existing | RYB | 230/400 V |  |  | LV LINE |  | 185_4C_AL_PILC |  |  |  | 23.369 m |  | 4 | 0 | Pass | null
380637994 | TNB | DISTRIBUTION | SUNGAI BESAR | Existing | RYB | 230/400 V |  |  | SERVICE LINE |  | 70_4C_AL_XLPE |  |  |  | 24.924 m |  | 4 | 0 | Pass | null
380637999 | TNB | DISTRIBUTION | SUNGAI BESAR | Existing | RYB | 230/400 V |  |  | SERVICE LINE |  | 70_4C_AL_XLPE |  |  |  | 2.627 m |  | 4 | 0 | Pass | null
380638004 | TNB | DISTRIBUTION | SUNGAI BESAR | Existing | RYB | 230/400 V |  |  | LV LINE |  | 185_4C_AL_XLPE |  |  |  | 29.391 m |  | 4 | 0 | Pass | null
380638009 | TNB | DISTRIBUTION | SUNGAI BESAR | Existing | RYB | 230/400 V |  |  | LV LINE |  | 185_4C_AL_XLPE |  |  |  | 29.015 m |  | 4 | 0 | Pass | null
380638019 | TNB | DISTRIBUTION | SUNGAI BESAR | Existing | RYB | 230/400 V |  |  | SERVICE LINE |  | 70_4C_AL_PILC |  |  |  | 33.148 m |  | 4 | 0 | Pass | null
380638024 | TNB | DISTRIBUTION | SUNGAI BESAR | Existing | RYB | 230/400 V |  |  | SERVICE LINE |  | 70_4C_AL_PILC |  |  |  | 1.965 m |  | 4 | 0 | Pass | null
380638029 | TNB | DISTRIBUTION | SUNGAI BESAR | Existing | RYB | 230/400 V |  |  | PRIVATE LIGHT |  | 25_4C_AL_XLPE |  |  |  | 2.824 m |  | 4 | 0 | Fail | Please check "Usage"
380638034 | TNB | DISTRIBUTION | SUNGAI BESAR | Existing | RYB | 230/400 V |  |  | PRIVATE LIGHT |  | 25_4C_AL_XLPE |  |  |  | 1.102 m |  | 4 | 0 | Fail | Please check "Usage"
380638039 | TNB | DISTRIBUTION | SUNGAI BESAR | Existing | RYB | 230/400 V |  |  | LV LINE |  | 185_4C_AL_XLPE |  |  |  | 120.107 m |  | 4 | 0 | Pass | null
380638044 | TNB | DISTRIBUTION | SUNGAI BESAR | Existing | RYB | 230/400 V |  |  | LV LINE |  | 185_4C_AL_XLPE |  |  |  | 121.885 m |  | 4 | 0 | Pass | null
380638049 | TNB | DISTRIBUTION | SUNGAI BESAR | Existing | RYB | 230/400 V |  |  | LV LINE |  | 185_4C_AL_XLPE |  |  |  | 38.269 m |  | 4 | 0 | Pass | null
380638054 | TNB | DISTRIBUTION | SUNGAI BESAR | Existing | RYB | 230/400 V |  |  | LV LINE |  | 185_4C_AL_XLPE |  |  |  | 23.027 m |  | 4 | 0 | Pass | null
380638059 | TNB | DISTRIBUTION | SUNGAI BESAR | Existing | RYB | 230/400 V |  |  | LV LINE |  | 185_4C_AL_XLPE |  |  |  | 82.345 m |  | 4 | 0 | Pass | null
380638069 | TNB | DISTRIBUTION | SUNGAI BESAR | Existing | RYB | 230/400 V |  |  | LV LINE |  | 185_4C_AL_XLPE |  |  |  | 35.783 m |  | 4 | 0 | Pass | null
380638074 | TNB | DISTRIBUTION | SUNGAI BESAR | Existing | RYB | 230/400 V |  |  | LV LINE |  | 185_4C_AL_XLPE |  |  |  | 37.495 m |  | 4 | 0 | Pass | null
380638079 | TNB | DISTRIBUTION | SUNGAI BESAR | Existing | RYB | 230/400 V |  |  | LV LINE |  | 185_4C_AL_XLPE |  |  |  | 90.562 m |  | 4 | 0 | Pass | null
380638084 | TNB | DISTRIBUTION | SUNGAI BESAR | Existing | RYB | 230/400 V |  |  | LV LINE |  | 185_4C_AL_XLPE |  |  |  | 275.912 m |  | 4 | 0 | Pass | null
380638089 | TNB | DISTRIBUTION | SUNGAI BESAR | Existing | RYB | 230/400 V |  |  | LV LINE |  | 185_4C_AL_XLPE |  |  |  | 34.268 m |  | 4 | 0 | Pass | null
380638094 | TNB | DISTRIBUTION | SUNGAI BESAR | Existing | RYB | 230/400 V |  |  | LV LINE |  | 185_4C_AL_XLPE |  |  |  | 228.447 m |  | 4 | 0 | Pass | null
380638099 | TNB | DISTRIBUTION | SUNGAI BESAR | Existing | RYB | 230/400 V |  |  | LV LINE |  | 185_4C_AL_XLPE |  |  |  | 30.874 m |  | 4 | 0 | Pass | null
380638109 | TNB | DISTRIBUTION | SUNGAI BESAR | Existing | RYB | 230/400 V |  |  | LV LINE |  | 185_4C_AL_XLPE |  |  |  | 207.000 m |  | 4 | 0 | Pass | null
380638119 | TNB | DISTRIBUTION | SUNGAI BESAR | Existing | RYB | 230/400 V |  |  | LV LINE |  | 185_4C_AL_XLPE |  |  |  | 210.818 m |  | 4 | 0 | Pass | null
380638134 | TNB | DISTRIBUTION | SUNGAI BESAR | Existing | RYB | 230/400 V |  |  | LV LINE |  | 185_4C_AL_XLPE |  |  |  | 0.885 m |  | 4 | 0 | Pass | null
380638144 | TNB | DISTRIBUTION | SUNGAI BESAR | Existing | RYB | 230/400 V |  |  | LV LINE |  | 185_4C_AL_XLPE |  |  |  | 76.661 m |  | 4 | 0 | Pass | null
380638149 | TNB | DISTRIBUTION | SUNGAI BESAR | Existing | RYB | 230/400 V |  |  | LV LINE |  | 185_4C_AL_XLPE |  |  |  | 76.108 m | SL & BB | 4 | 0 | Pass | null
380638154 | TNB | DISTRIBUTION | SUNGAI BESAR | Existing | RYB | 230/400 V |  |  | LV LINE |  | 185_4C_AL_XLPE |  |  |  | 26.543 m | SL & BB | 4 | 0 | Pass | null
380638159 | TNB | DISTRIBUTION | SUNGAI BESAR | Existing | RYB | 230/400 V |  |  | LV LINE |  | 185_4C_AL_XLPE |  |  |  | 27.269 m | SL & BB | 4 | 0 | Pass | null
380638164 | TNB | DISTRIBUTION | SUNGAI BESAR | Existing | RYB | 230/400 V |  |  | SERVICE LINE |  | 25_4C_AL_XLPE |  |  |  | 1.358 m |  | 4 | 0 | Pass | null
380638169 | TNB | DISTRIBUTION | SUNGAI BESAR | Existing | RYB | 230/400 V |  |  | SERVICE LINE |  | 25_4C_AL_XLPE |  |  |  | 21.707 m |  | 4 | 0 | Pass | null
380638184 | TNB | DISTRIBUTION | SUNGAI BESAR | Existing | RYB | 230/400 V |  |  | SERVICE LINE |  | 25_4C_AL_XLPE |  |  |  | 1.500 m |  | 4 | 0 | Pass | null
380638189 | TNB | DISTRIBUTION | SUNGAI BESAR | Existing | RYB | 230/400 V |  |  | SERVICE LINE |  | 25_4C_AL_XLPE |  |  |  | 4.322 m |  | 4 | 0 | Pass | null
380638194 | TNB | DISTRIBUTION | SUNGAI BESAR | Existing | RYB | 230/400 V |  |  | SERVICE LINE |  | 70_4C_AL_XLPE |  |  |  | 1.500 m |  | 4 | 0 | Pass | null
380638199 | TNB | DISTRIBUTION | SUNGAI BESAR | Existing | RYB | 230/400 V |  |  | SERVICE LINE |  | 70_4C_AL_XLPE |  |  |  | 14.505 m |  | 4 | 0 | Pass | null
380638204 | TNB | DISTRIBUTION | SUNGAI BESAR | Existing | RYB | 230/400 V |  |  | LV LINE |  | 185_4C_AL_XLPE |  |  |  | 85.926 m |  | 4 | 0 | Pass | null
380638209 | TNB | DISTRIBUTION | SUNGAI BESAR | Existing | RYB | 230/400 V |  |  | LV LINE |  | 185_4C_AL_XLPE |  |  |  | 84.121 m |  | 4 | 0 | Pass | null
380638219 | TNB | DISTRIBUTION | SUNGAI BESAR | Existing | RYB | 230/400 V |  |  | LV LINE |  | 185_4C_AL_PILC |  |  |  | 31.629 m |  | 4 | 0 | Pass | null
380638224 | TNB | DISTRIBUTION | SUNGAI BESAR | Existing | RYB | 230/400 V |  |  | LV LINE |  | 185_4C_AL_XLPE |  |  |  | 32.191 m |  | 4 | 0 | Pass | null
380638229 | TNB | DISTRIBUTION | SUNGAI BESAR | Existing | RYB | 230/400 V |  |  | LV LINE |  | 185_4C_AL_PILC |  |  |  | 30.523 m |  | 4 | 0 | Pass | null
380638234 | TNB | DISTRIBUTION | SUNGAI BESAR | Existing | RYB | 230/400 V |  |  | LV LINE |  | 185_4C_AL_PILC |  |  |  | 19.171 m |  | 4 | 0 | Pass | null
380638239 | TNB | DISTRIBUTION | SUNGAI BESAR | Existing | RYB | 230/400 V |  |  | LV LINE |  | 185_4C_AL_XLPE |  |  |  | 154.565 m |  | 4 | 0 | Pass | null
380638244 | TNB | DISTRIBUTION | SUNGAI BESAR | Existing | RYB | 230/400 V |  |  | LV LINE |  | 185_4C_AL_XLPE |  |  |  | 129.022 m |  | 4 | 0 | Pass | null
380638254 | TNB | DISTRIBUTION | SUNGAI BESAR | Existing | RYB | 230/400 V |  |  | LV LINE |  | 185_4C_AL_XLPE |  |  |  | 326.028 m |  | 4 | 0 | Pass | null
380638259 | TNB | DISTRIBUTION | SUNGAI BESAR | Existing | RYB | 230/400 V |  |  | LV LINE |  | 185_4C_AL_XLPE |  |  |  | 73.974 m |  | 4 | 0 | Pass | null
380638264 | TNB | DISTRIBUTION | SUNGAI BESAR | Existing | RYB | 230/400 V |  |  | Unknown |  | 185_4C_AL_XLPE |  |  |  | 41.273 m | ;; | 4 | 0 | Fail | Please check "Usage"
380638269 | TNB | DISTRIBUTION | SUNGAI BESAR | Existing | RYB | 230/400 V |  |  | LV LINE |  | 185_4C_AL_XLPE |  |  |  | 270.183 m |  | 4 | 0 | Pass | null
380638279 | TNB | DISTRIBUTION | SUNGAI BESAR | Existing | RYB | 230/400 V |  |  | LV LINE |  | 185_4C_AL_XLPE |  |  |  | 352.317 m |  | 4 | 0 | Pass | null
380638284 | TNB | DISTRIBUTION | SUNGAI BESAR | Existing | RYB | 230/400 V |  |  | SERVICE LINE |  | 25_4C_AL_XLPE |  |  |  | 12.326 m |  | 4 | 0 | Pass | null
380638289 | TNB | DISTRIBUTION | SUNGAI BESAR | Existing | RYB | 230/400 V |  |  | LV LINE |  | 185_4C_AL_XLPE |  |  |  | 11.981 m |  | 4 | 0 | Pass | null
380638294 | TNB | DISTRIBUTION | SUNGAI BESAR | Existing | RYB | 230/400 V |  |  | LV LINE |  | 185_4C_AL_XLPE |  |  |  | 78.887 m |  | 4 | 0 | Pass | null
380638299 | TNB | DISTRIBUTION | SUNGAI BESAR | Existing | RYB | 230/400 V |  |  | LV LINE |  | 185_4C_AL_XLPE |  |  |  | 78.303 m |  | 4 | 0 | Pass | null
380638304 | TNB | DISTRIBUTION | SUNGAI BESAR | Existing | RYB | 230/400 V |  |  | LV LINE |  | 185_4C_AL_XLPE |  |  |  | 178.448 m |  | 4 | 0 | Pass | null
380638309 | TNB | DISTRIBUTION | SUNGAI BESAR | Existing | RYB | 230/400 V |  |  | LV LINE |  | 185_4C_AL_XLPE |  |  |  | 56.697 m |  | 4 | 0 | Pass | null
380638314 | TNB | DISTRIBUTION | SUNGAI BESAR | Existing | RYB | 230/400 V |  |  | LV LINE |  | 185_4C_AL_XLPE |  |  |  | 36.412 m |  | 4 | 0 | Pass | null
380638319 | TNB | DISTRIBUTION | SUNGAI BESAR | Existing | RYB | 230/400 V |  |  | LV LINE |  | 185_4C_AL_XLPE |  |  |  | 39.768 m |  | 4 | 0 | Pass | null
380638324 | TNB | DISTRIBUTION | SUNGAI BESAR | Existing | RYB | 230/400 V |  |  | LV LINE |  | 185_4C_AL_XLPE |  |  |  | 42.109 m |  | 4 | 0 | Pass | null
380638329 | TNB | DISTRIBUTION | SUNGAI BESAR | Existing | RYB | 230/400 V |  |  | SERVICE LINE |  | 25_4C_AL_XLPE |  |  |  | 12.608 m |  | 4 | 0 | Pass | null
380638334 | TNB | DISTRIBUTION | SUNGAI BESAR | Existing | RYB | 230/400 V |  |  | SERVICE LINE |  | 25_4C_AL_XLPE |  |  |  | 18.921 m |  | 4 | 0 | Pass | null
380638339 | TNB | DISTRIBUTION | SUNGAI BESAR | Existing | RYB | 230/400 V |  |  | SERVICE LINE |  | 25_4C_AL_XLPE |  |  |  | 15.703 m |  | 4 | 0 | Pass | null
380638344 | TNB | DISTRIBUTION | SUNGAI BESAR | Existing | RYB | 230/400 V |  |  | SERVICE LINE |  | 25_4C_AL_XLPE |  |  |  | 21.800 m |  | 4 | 0 | Pass | null
380638349 | TNB | DISTRIBUTION | SUNGAI BESAR | Existing | RYB | 230/400 V |  |  | LV LINE |  | 185_4C_AL_XLPE |  |  |  | 14.076 m |  | 4 | 0 | Pass | null
380638354 | TNB | DISTRIBUTION | SUNGAI BESAR | Existing | RYB | 230/400 V |  |  | LV LINE |  | 185_4C_AL_XLPE |  |  |  | 14.218 m |  | 4 | 0 | Pass | null
380638359 | TNB | DISTRIBUTION | SUNGAI BESAR | Existing | RYB | 230/400 V |  |  | SERVICE LINE |  | 25_4C_AL_XLPE |  |  |  | 7.896 m |  | 4 | 0 | Pass | null
380638364 | TNB | DISTRIBUTION | SUNGAI BESAR | Existing | RYB | 230/400 V |  |  | SERVICE LINE |  | 70_4C_AL_XLPE |  |  |  | 0.835 m |  | 4 | 0 | Pass | null
380638369 | TNB | DISTRIBUTION | SUNGAI BESAR | Existing | RYB | 230/400 V |  |  | LV LINE |  | 185_4C_AL_XLPE |  |  |  | 27.298 m |  | 4 | 0 | Pass | null
380638374 | TNB | DISTRIBUTION | SUNGAI BESAR | Existing | RYB | 230/400 V |  |  | LV LINE |  | 185_4C_AL_XLPE |  |  |  | 61.845 m |  | 4 | 0 | Pass | null
380638379 | TNB | DISTRIBUTION | SUNGAI BESAR | Existing | RYB | 230/400 V |  |  | LV LINE |  | 185_4C_AL_XLPE |  |  |  | 61.311 m |  | 4 | 0 | Pass | null
380638384 | TNB | DISTRIBUTION | SUNGAI BESAR | Existing | RYB | 230/400 V |  |  | LV LINE |  | 185_4C_AL_XLPE |  |  |  | 184.994 m |  | 4 | 0 | Pass | null
380638389 | TNB | DISTRIBUTION | SUNGAI BESAR | Existing | RYB | 230/400 V |  |  | LV LINE |  | 185_4C_AL_XLPE |  |  |  | 185.177 m |  | 4 | 0 | Pass | null
380638394 | TNB | DISTRIBUTION | SUNGAI BESAR | Existing | R | 230/400 V |  |  | SERVICE LINE |  | ARMOURED_16MM |  |  |  | 3.271 m |  | 2 | 0 | Pass | null
380638397 | TNB | DISTRIBUTION | SUNGAI BESAR | Existing | RYB | 230/400 V |  |  | LV LINE |  | 185_4C_AL_XLPE |  |  |  | 110.087 m |  | 4 | 0 | Pass | null
380638402 | TNB | DISTRIBUTION | SUNGAI BESAR | Existing | RYB | 230/400 V |  |  | LV LINE |  | 185_4C_AL_XLPE |  |  |  | 44.154 m |  | 4 | 0 | Pass | null
380638417 | TNB | DISTRIBUTION | SUNGAI BESAR | Existing | RYB | 230/400 V |  |  | SERVICE LINE |  | 25_4C_AL_XLPE |  |  |  | 9.568 m |  | 4 | 0 | Pass | null
380638422 | TNB | DISTRIBUTION | SUNGAI BESAR | Existing | RYB | 230/400 V |  |  | SERVICE LINE |  | 25_4C_AL_XLPE |  |  |  | 1.954 m |  | 4 | 0 | Pass | null
380638427 | TNB | DISTRIBUTION | SUNGAI BESAR | Existing | RYB | 230/400 V |  |  | SERVICE LINE |  | 25_4C_AL_XLPE |  |  |  | 3.257 m |  | 4 | 0 | Pass | null
380638432 | TNB | DISTRIBUTION | SUNGAI BESAR | Existing | RYB | 230/400 V |  |  | LV LINE |  | 185_4C_AL_XLPE |  |  |  | 85.576 m |  | 4 | 0 | Pass | null
380638442 | TNB | DISTRIBUTION | SUNGAI BESAR | Existing | RYB | 230/400 V |  |  | LV LINE |  | 185_4C_AL_XLPE |  |  |  | 87.278 m |  | 4 | 0 | Pass | null
380638447 | TNB | DISTRIBUTION | SUNGAI BESAR | Existing | RYB | 230/400 V |  |  | LV LINE |  | 185_4C_AL_XLPE |  |  |  | 86.986 m |  | 4 | 0 | Pass | null
380638467 | TNB | DISTRIBUTION | SUNGAI BESAR | Existing | RYB | 230/400 V |  |  | LV LINE |  | 185_4C_AL_XLPE |  |  |  | 177.246 m |  | 4 | 0 | Pass | null
380638472 | TNB | DISTRIBUTION | SUNGAI BESAR | Existing | RYB | 230/400 V |  |  | LV LINE |  | 185_4C_AL_XLPE |  |  |  | 174.803 m |  | 4 | 0 | Pass | null
380638487 | TNB | DISTRIBUTION | SUNGAI BESAR | Existing | RYB | 230/400 V |  |  | SERVICE LINE |  | 25_4C_AL_XLPE |  |  |  | 0.740 m |  | 4 | 0 | Pass | null
380638492 | TNB | DISTRIBUTION | SUNGAI BESAR | Existing | RYB | 230/400 V |  |  | SERVICE LINE |  | 25_4C_AL_XLPE |  |  |  | 3.846 m |  | 4 | 0 | Pass | null
380638497 | TNB | DISTRIBUTION | SUNGAI BESAR | Existing | RYB | 230/400 V |  |  | LV LINE |  | 185_4C_AL_XLPE |  |  |  | 72.747 m |  | 4 | 0 | Pass | null
380638502 | TNB | DISTRIBUTION | SUNGAI BESAR | Existing | RYB | 230/400 V |  |  | LV LINE |  | 185_4C_AL_XLPE |  |  |  | 31.144 m |  | 4 | 0 | Pass | null
380638507 | TNB | DISTRIBUTION | SUNGAI BESAR | Existing | RYB | 230/400 V |  |  | LV LINE |  | 185_4C_AL_XLPE |  |  |  | 14.179 m |  | 4 | 0 | Pass | null
380638512 | TNB | DISTRIBUTION | SUNGAI BESAR | Existing | RYB | 230/400 V |  |  | LV LINE |  | 185_4C_AL_XLPE |  |  |  | 33.936 m |  | 4 | 0 | Pass | null
380638526 | TNB | DISTRIBUTION | SUNGAI BESAR | Existing | RYB | 230/400 V |  |  | SERVICE LINE |  | 70_4C_AL_XLPE |  |  |  | 15.972 m |  | 4 | 0 | Pass | null
380638531 | TNB | DISTRIBUTION | SUNGAI BESAR | Existing | RYB | 230/400 V |  |  | SERVICE LINE |  | 70_4C_AL_XLPE |  |  |  | 3.351 m |  | 4 | 0 | Pass | null
380638546 | TNB | DISTRIBUTION | SUNGAI BESAR | Existing | RYB | 230/400 V |  |  | LV LINE |  | 185_4C_AL_XLPE |  |  |  | 71.139 m |  | 4 | 0 | Pass | null
380638551 | TNB | DISTRIBUTION | SUNGAI BESAR | Existing | RYB | 230/400 V |  |  | LV LINE |  | 185_4C_AL_XLPE |  |  |  | 72.302 m |  | 4 | 0 | Pass | null
380638556 | TNB | DISTRIBUTION | SUNGAI BESAR | Existing | RYB | 230/400 V |  |  | SERVICE LINE |  | 25_4C_AL_XLPE |  |  |  | 19.497 m |  | 4 | 0 | Pass | null
380638561 | TNB | DISTRIBUTION | SUNGAI BESAR | Existing | RYB | 230/400 V |  |  | SERVICE LINE |  | 25_4C_AL_XLPE |  |  |  | 1.364 m |  | 4 | 0 | Pass | null
380638566 | TNB | DISTRIBUTION | SUNGAI BESAR | Existing | RYB | 230/400 V |  |  | LV LINE |  | 185_4C_AL_XLPE |  |  |  | 35.925 m |  | 4 | 0 | Pass | null
380638571 | TNB | DISTRIBUTION | SUNGAI BESAR | Existing | RYB | 230/400 V |  |  | LV LINE |  | 185_4C_AL_XLPE |  |  |  | 62.088 m |  | 4 | 0 | Pass | null
380638576 | TNB | DISTRIBUTION | SUNGAI BESAR | Existing | RYB | 230/400 V |  |  | SERVICE LINE |  | 70_4C_AL_XLPE |  |  |  | 10.585 m |  | 4 | 0 | Pass | null
380638581 | TNB | DISTRIBUTION | SUNGAI BESAR | Existing | RYB | 230/400 V |  |  | SERVICE LINE |  | 70_4C_AL_XLPE |  |  |  | 1.376 m |  | 4 | 0 | Pass | null
380638586 | TNB | DISTRIBUTION | SUNGAI BESAR | Existing | RYB | 230/400 V |  |  | LV LINE |  | 185_4C_AL_XLPE |  |  |  | 20.793 m |  | 4 | 0 | Pass | null
380638591 | TNB | DISTRIBUTION | SUNGAI BESAR | Existing | R | 230/400 V |  |  | SERVICE LINE |  | ARMOURED_16MM |  |  |  | 0.967 m |  | 2 | 0 | Pass | null
380638594 | TNB | DISTRIBUTION | SUNGAI BESAR | Existing | RYB | 230/400 V |  |  | SERVICE LINE |  | 70_4C_AL_PILC |  |  |  | 21.608 m |  | 4 | 0 | Pass | null
380638599 | TNB | DISTRIBUTION | SUNGAI BESAR | Existing | RYB | 230/400 V |  |  | SERVICE LINE |  | 70_4C_AL_PILC |  |  |  | 2.966 m |  | 4 | 0 | Pass | null
380638604 | TNB | DISTRIBUTION | SUNGAI BESAR | Existing | RYB | 230/400 V |  |  | SERVICE LINE |  | 70_4C_AL_XLPE |  |  |  | 22.463 m |  | 4 | 0 | Pass | null
380638609 | TNB | DISTRIBUTION | SUNGAI BESAR | Existing | RYB | 230/400 V |  |  | SERVICE LINE |  | 70_4C_AL_XLPE |  |  |  | 2.151 m |  | 4 | 0 | Pass | null
380638614 | TNB | DISTRIBUTION | SUNGAI BESAR | Existing | RYB | 230/400 V |  |  | SERVICE LINE |  | 185_4C_AL_XLPE |  |  |  | 171.696 m |  | 4 | 0 | Pass | null
380638619 | TNB | DISTRIBUTION | SUNGAI BESAR | Existing | RYB | 230/400 V |  |  | SERVICE LINE |  | 185_4C_AL_XLPE |  |  |  | 169.383 m |  | 4 | 0 | Pass | null
380638624 | TNB | DISTRIBUTION | SUNGAI BESAR | Existing | RYB | 230/400 V |  |  | SERVICE LINE |  | 70_4C_AL_XLPE |  |  |  | 2.531 m |  | 4 | 0 | Pass | null
380638629 | TNB | DISTRIBUTION | SUNGAI BESAR | Existing | RYB | 230/400 V |  |  | SERVICE LINE |  | 70_4C_AL_XLPE |  |  |  | 20.983 m |  | 4 | 0 | Pass | null
380638634 | TNB | DISTRIBUTION | SUNGAI BESAR | Existing | RYB | 230/400 V |  |  | SERVICE LINE |  | 70_4C_AL_XLPE |  |  |  | 1.809 m |  | 4 | 0 | Pass | null
380638639 | TNB | DISTRIBUTION | SUNGAI BESAR | Existing | RYB | 230/400 V |  |  | SERVICE LINE |  | 70_4C_AL_XLPE |  |  |  | 2.184 m |  | 4 | 0 | Pass | null
380638644 | TNB | DISTRIBUTION | SUNGAI BESAR | Existing | RYB | 230/400 V |  |  | LV LINE |  | 185_4C_AL_XLPE |  |  |  | 25.638 m |  | 4 | 0 | Pass | null
380638659 | TNB | DISTRIBUTION | SUNGAI BESAR | Existing | RYB | 230/400 V |  |  | LV LINE |  | 185_4C_AL_XLPE |  |  |  | 21.095 m |  | 4 | 0 | Pass | null
380638664 | TNB | DISTRIBUTION | SUNGAI BESAR | Existing | RYB | 230/400 V |  |  | LV LINE |  | 185_4C_AL_XLPE |  |  |  | 21.977 m |  | 4 | 0 | Pass | null
380638669 | TNB | DISTRIBUTION | SUNGAI BESAR | Existing | RYB | 230/400 V |  |  | LV LINE |  | 185_4C_AL_XLPE |  |  |  | 23.668 m |  | 4 | 0 | Pass | null
380638674 | TNB | DISTRIBUTION | SUNGAI BESAR | Existing | RYB | 230/400 V |  |  | LV LINE |  | 185_4C_AL_XLPE |  |  |  | 24.495 m |  | 4 | 0 | Pass | null
380638679 | TNB | DISTRIBUTION | SUNGAI BESAR | Existing | RYB | 230/400 V |  |  | LV LINE |  | 185_4C_AL_XLPE |  |  |  | 124.785 m |  | 4 | 0 | Pass | null
380638684 | TNB | DISTRIBUTION | SUNGAI BESAR | Existing | RYB | 230/400 V |  |  | LV LINE |  | 185_4C_AL_XLPE |  |  |  | 40.305 m |  | 4 | 0 | Pass | null
380638689 | TNB | DISTRIBUTION | SUNGAI BESAR | Existing | RYB | 230/400 V |  |  | SERVICE LINE |  | 25_4C_AL_XLPE |  |  |  | 3.606 m |  | 4 | 0 | Pass | null
380638694 | TNB | DISTRIBUTION | SUNGAI BESAR | Existing | RYB | 230/400 V |  |  | SERVICE LINE |  | 25_4C_AL_XLPE |  |  |  | 8.460 m |  | 4 | 0 | Pass | null
380638699 | TNB | DISTRIBUTION | SUNGAI BESAR | Existing | RYB | 230/400 V |  |  | LV LINE |  | 185_4C_AL_XLPE |  |  |  | 127.282 m |  | 4 | 0 | Pass | null
380638704 | TNB | DISTRIBUTION | SUNGAI BESAR | Existing | RYB | 230/400 V |  |  | LV LINE |  | 185_4C_AL_XLPE |  |  |  | 127.924 m |  | 4 | 0 | Pass | null
380638709 | TNB | DISTRIBUTION | SUNGAI BESAR | Existing | RYB | 230/400 V |  |  | LV LINE |  | 185_4C_AL_XLPE |  |  |  | 63.369 m |  | 4 | 0 | Pass | null
380638714 | TNB | DISTRIBUTION | SUNGAI BESAR | Existing | RYB | 230/400 V |  |  | LV LINE |  | 185_4C_AL_XLPE |  |  |  | 79.099 m |  | 4 | 0 | Pass | null
380638719 | TNB | DISTRIBUTION | SUNGAI BESAR | Existing | RYB | 230/400 V |  |  | LV LINE |  | 185_4C_AL_XLPE |  |  |  | 92.543 m |  | 4 | 0 | Pass | null
380638724 | TNB | DISTRIBUTION | SUNGAI BESAR | Existing | RYB | 230/400 V |  |  | LV LINE |  | 185_4C_AL_XLPE |  |  |  | 96.799 m |  | 4 | 0 | Pass | null
380638729 | TNB | DISTRIBUTION | SUNGAI BESAR | Existing | RYB | 230/400 V |  |  | LV LINE |  | 185_4C_AL_XLPE |  |  |  | 97.787 m |  | 4 | 0 | Pass | null
380638734 | TNB | DISTRIBUTION | SUNGAI BESAR | Existing | RYB | 230/400 V |  |  | LV LINE |  | 185_4C_AL_XLPE |  |  |  | 97.248 m |  | 4 | 0 | Pass | null
380638739 | TNB | DISTRIBUTION | SUNGAI BESAR | Existing | RYB | 230/400 V |  |  | SERVICE LINE |  | 25_4C_AL_XLPE |  |  |  | 2.639 m |  | 4 | 0 | Pass | null
380638744 | TNB | DISTRIBUTION | SUNGAI BESAR | Existing | RYB | 230/400 V |  |  | SERVICE LINE |  | 25_4C_AL_XLPE |  |  |  | 2.500 m |  | 4 | 0 | Pass | null
380638749 | TNB | DISTRIBUTION | SUNGAI BESAR | Existing | RYB | 230/400 V |  |  | SERVICE LINE |  | 25_4C_AL_XLPE |  |  |  | 2.500 m |  | 4 | 0 | Pass | null
380638754 | TNB | DISTRIBUTION | SUNGAI BESAR | Existing | RYB | 230/400 V |  |  | SERVICE LINE |  | 25_4C_AL_XLPE |  |  |  | 2.500 m |  | 4 | 0 | Pass | null
380638759 | TNB | DISTRIBUTION | SUNGAI BESAR | Existing | RYB | 230/400 V |  |  | SERVICE LINE |  | 25_4C_AL_XLPE |  |  |  | 17.784 m |  | 4 | 0 | Pass | null
380638764 | TNB | DISTRIBUTION | SUNGAI BESAR | Existing | RYB | 230/400 V |  |  | SERVICE LINE |  | 25_4C_AL_XLPE |  |  |  | 2.501 m |  | 4 | 0 | Pass | null
380638769 | TNB | DISTRIBUTION | SUNGAI BESAR | Existing | RYB | 230/400 V |  |  | SERVICE LINE |  | 25_4C_AL_XLPE |  |  |  | 2.500 m |  | 4 | 0 | Pass | null
380638774 | TNB | DISTRIBUTION | SUNGAI BESAR | Existing | RYB | 230/400 V |  |  | SERVICE LINE |  | 25_4C_AL_XLPE |  |  |  | 2.501 m |  | 4 | 0 | Pass | null
380638779 | TNB | DISTRIBUTION | SUNGAI BESAR | Existing | RYB | 230/400 V |  |  | SERVICE LINE |  | 25_4C_AL_XLPE |  |  |  | 2.500 m |  | 4 | 0 | Pass | null
380638784 | TNB | DISTRIBUTION | SUNGAI BESAR | Existing | RYB | 230/400 V |  |  | SERVICE LINE |  | 25_4C_AL_XLPE |  |  |  | 2.501 m |  | 4 | 0 | Pass | null
380638789 | TNB | DISTRIBUTION | SUNGAI BESAR | Existing | RYB | 230/400 V |  |  | SERVICE LINE |  | 25_4C_AL_XLPE |  |  |  | 16.614 m |  | 4 | 0 | Pass | null
380638794 | TNB | DISTRIBUTION | SUNGAI BESAR | Existing | RYB | 230/400 V |  |  | SERVICE LINE |  | 25_4C_AL_XLPE |  |  |  | 2.501 m |  | 4 | 0 | Pass | null
380638799 | TNB | DISTRIBUTION | SUNGAI BESAR | Existing | RYB | 230/400 V |  |  | SERVICE LINE |  | 25_4C_AL_XLPE |  |  |  | 2.500 m |  | 4 | 0 | Pass | null
380638814 | TNB | DISTRIBUTION | SUNGAI BESAR | Existing | RYB | 230/400 V |  |  | SERVICE LINE |  | 25_4C_AL_XLPE |  |  |  | 2.501 m |  | 4 | 0 | Pass | null
380638819 | TNB | DISTRIBUTION | SUNGAI BESAR | Existing | RYB | 230/400 V |  |  | SERVICE LINE |  | 25_4C_AL_XLPE |  |  |  | 18.452 m |  | 4 | 0 | Pass | null
380638824 | TNB | DISTRIBUTION | SUNGAI BESAR | Existing | RYB | 230/400 V |  |  | SERVICE LINE |  | 25_4C_AL_XLPE |  |  |  | 2.501 m |  | 4 | 0 | Pass | null
380638829 | TNB | DISTRIBUTION | SUNGAI BESAR | Existing | RYB | 230/400 V |  |  | SERVICE LINE |  | 25_4C_AL_XLPE |  |  |  | 2.501 m |  | 4 | 0 | Pass | null
380638834 | TNB | DISTRIBUTION | SUNGAI BESAR | Existing | RYB | 230/400 V |  |  | SERVICE LINE |  | 25_4C_AL_XLPE |  |  |  | 2.501 m |  | 4 | 0 | Pass | null
380638839 | TNB | DISTRIBUTION | SUNGAI BESAR | Existing | RYB | 230/400 V |  |  | SERVICE LINE |  | 25_4C_AL_XLPE |  |  |  | 18.014 m |  | 4 | 0 | Pass | null
380638844 | TNB | DISTRIBUTION | SUNGAI BESAR | Existing | RYB | 230/400 V |  |  | SERVICE LINE |  | 25_4C_AL_XLPE |  |  |  | 9.577 m |  | 4 | 0 | Pass | null
380638859 | TNB | DISTRIBUTION | SUNGAI BESAR | Existing | RYB | 230/400 V |  |  | SERVICE LINE |  | 25_4C_AL_XLPE |  |  |  | 12.453 m |  | 4 | 0 | Pass | null
380638864 | TNB | DISTRIBUTION | SUNGAI BESAR | Existing | RYB | 230/400 V |  |  | SERVICE LINE |  | 25_4C_AL_XLPE |  |  |  | 9.408 m |  | 4 | 0 | Pass | null
380638874 | TNB | DISTRIBUTION | SUNGAI BESAR | Existing | RYB | 230/400 V |  |  | SERVICE LINE |  | 25_4C_AL_XLPE |  |  |  | 2.500 m |  | 4 | 0 | Pass | null
380638879 | TNB | DISTRIBUTION | SUNGAI BESAR | Existing | RYB | 230/400 V |  |  | SERVICE LINE |  | 25_4C_AL_XLPE |  |  |  | 2.501 m |  | 4 | 0 | Pass | null
380638884 | TNB | DISTRIBUTION | SUNGAI BESAR | Existing | RYB | 230/400 V |  |  | SERVICE LINE |  | 25_4C_AL_XLPE |  |  |  | 3.693 m |  | 4 | 0 | Pass | null
380638889 | TNB | DISTRIBUTION | SUNGAI BESAR | Existing | RYB | 230/400 V |  |  | SERVICE LINE |  | 25_4C_AL_XLPE |  |  |  | 2.500 m |  | 4 | 0 | Pass | null
380638894 | TNB | DISTRIBUTION | SUNGAI BESAR | Existing | RYB | 230/400 V |  |  | SERVICE LINE |  | 25_4C_AL_XLPE |  |  |  | 23.671 m |  | 4 | 0 | Pass | null
380638899 | TNB | DISTRIBUTION | SUNGAI BESAR | Existing | RYB | 230/400 V |  |  | SERVICE LINE |  | 25_4C_AL_XLPE |  |  |  | 2.501 m |  | 4 | 0 | Pass | null
380638904 | TNB | DISTRIBUTION | SUNGAI BESAR | Existing | RYB | 230/400 V |  |  | SERVICE LINE |  | 25_4C_AL_XLPE |  |  |  | 2.500 m |  | 4 | 0 | Pass | null
380638909 | TNB | DISTRIBUTION | SUNGAI BESAR | Existing | RYB | 230/400 V |  |  | SERVICE LINE |  | 25_4C_AL_XLPE |  |  |  | 2.500 m |  | 4 | 0 | Pass | null
380638914 | TNB | DISTRIBUTION | SUNGAI BESAR | Existing | RYB | 230/400 V |  |  | SERVICE LINE |  | 25_4C_AL_XLPE |  |  |  | 3.676 m |  | 4 | 0 | Pass | null
380638919 | TNB | DISTRIBUTION | SUNGAI BESAR | Existing | RYB | 230/400 V |  |  | SERVICE LINE |  | 25_4C_AL_XLPE |  |  |  | 2.500 m |  | 4 | 0 | Pass | null
380638924 | TNB | DISTRIBUTION | SUNGAI BESAR | Existing | RYB | 230/400 V |  |  | SERVICE LINE |  | 25_4C_AL_XLPE |  |  |  | 27.377 m |  | 4 | 0 | Pass | null
380638929 | TNB | DISTRIBUTION | SUNGAI BESAR | Existing | RYB | 230/400 V |  |  | SERVICE LINE |  | 25_4C_AL_XLPE |  |  |  | 2.500 m |  | 4 | 0 | Pass | null
380638934 | TNB | DISTRIBUTION | SUNGAI BESAR | Existing | RYB | 230/400 V |  |  | SERVICE LINE |  | 25_4C_AL_XLPE |  |  |  | 2.500 m |  | 4 | 0 | Pass | null
380638939 | TNB | DISTRIBUTION | SUNGAI BESAR | Existing | RYB | 230/400 V |  |  | SERVICE LINE |  | 25_4C_AL_XLPE |  |  |  | 2.500 m |  | 4 | 0 | Pass | null
380638944 | TNB | DISTRIBUTION | SUNGAI BESAR | Existing | RYB | 230/400 V |  |  | SERVICE LINE |  | 25_4C_AL_XLPE |  |  |  | 15.711 m |  | 4 | 0 | Pass | null
380638949 | TNB | DISTRIBUTION | SUNGAI BESAR | Existing | RYB | 230/400 V |  |  | SERVICE LINE |  | 25_4C_AL_XLPE |  |  |  | 2.501 m |  | 4 | 0 | Pass | null
380638954 | TNB | DISTRIBUTION | SUNGAI BESAR | Existing | RYB | 230/400 V |  |  | SERVICE LINE |  | 25_4C_AL_XLPE |  |  |  | 15.369 m |  | 4 | 0 | Pass | null
380638959 | TNB | DISTRIBUTION | SUNGAI BESAR | Existing | RYB | 230/400 V |  |  | SERVICE LINE |  | 25_4C_AL_XLPE |  |  |  | 2.500 m |  | 4 | 0 | Pass | null
380638964 | TNB | DISTRIBUTION | SUNGAI BESAR | Existing | RYB | 230/400 V |  |  | SERVICE LINE |  | 25_4C_AL_XLPE |  |  |  | 2.500 m |  | 4 | 0 | Pass | null
380638969 | TNB | DISTRIBUTION | SUNGAI BESAR | Existing | RYB | 230/400 V |  |  | SERVICE LINE |  | 25_4C_AL_XLPE |  |  |  | 2.501 m |  | 4 | 0 | Pass | null
380638974 | TNB | DISTRIBUTION | SUNGAI BESAR | Existing | RYB | 230/400 V |  |  | SERVICE LINE |  | 25_4C_AL_XLPE |  |  |  | 26.901 m |  | 4 | 0 | Pass | null
380638979 | TNB | DISTRIBUTION | SUNGAI BESAR | Existing | RYB | 230/400 V |  |  | SERVICE LINE |  | 25_4C_AL_XLPE |  |  |  | 2.500 m |  | 4 | 0 | Pass | null
380638984 | TNB | DISTRIBUTION | SUNGAI BESAR | Existing | RYB | 230/400 V |  |  | SERVICE LINE |  | 25_4C_AL_XLPE |  |  |  | 4.792 m |  | 4 | 0 | Pass | null
380638989 | TNB | DISTRIBUTION | SUNGAI BESAR | Existing | RYB | 230/400 V |  |  | SERVICE LINE |  | 25_4C_AL_XLPE |  |  |  | 2.500 m |  | 4 | 0 | Pass | null
380638994 | TNB | DISTRIBUTION | SUNGAI BESAR | Existing | RYB | 230/400 V |  |  | SERVICE LINE |  | 25_4C_AL_XLPE |  |  |  | 2.500 m |  | 4 | 0 | Pass | null
380638999 | TNB | DISTRIBUTION | SUNGAI BESAR | Existing | RYB | 230/400 V |  |  | SERVICE LINE |  | 25_4C_AL_XLPE |  |  |  | 2.501 m |  | 4 | 0 | Pass | null
380639004 | TNB | DISTRIBUTION | SUNGAI BESAR | Existing | RYB | 230/400 V |  |  | SERVICE LINE |  | 25_4C_AL_XLPE |  |  |  | 16.702 m |  | 4 | 0 | Pass | null
380639009 | TNB | DISTRIBUTION | SUNGAI BESAR | Existing | RYB | 230/400 V |  |  | SERVICE LINE |  | 25_4C_AL_XLPE |  |  |  | 2.500 m |  | 4 | 0 | Pass | null
380639014 | TNB | DISTRIBUTION | SUNGAI BESAR | Existing | RYB | 230/400 V |  |  | SERVICE LINE |  | 25_4C_AL_XLPE |  |  |  | 15.817 m |  | 4 | 0 | Pass | null
380639019 | TNB | DISTRIBUTION | SUNGAI BESAR | Existing | RYB | 230/400 V |  |  | SERVICE LINE |  | 25_4C_AL_XLPE |  |  |  | 2.500 m |  | 4 | 0 | Pass | null
380639024 | TNB | DISTRIBUTION | SUNGAI BESAR | Existing | RYB | 230/400 V |  |  | SERVICE LINE |  | 25_4C_AL_XLPE |  |  |  | 2.500 m |  | 4 | 0 | Pass | null
380639029 | TNB | DISTRIBUTION | SUNGAI BESAR | Existing | RYB | 230/400 V |  |  | SERVICE LINE |  | 25_4C_AL_XLPE |  |  |  | 2.500 m |  | 4 | 0 | Pass | null
380639034 | TNB | DISTRIBUTION | SUNGAI BESAR | Existing | RYB | 230/400 V |  |  | SERVICE LINE |  | 25_4C_AL_XLPE |  |  |  | 5.553 m |  | 4 | 0 | Pass | null
380639039 | TNB | DISTRIBUTION | SUNGAI BESAR | Existing | RYB | 230/400 V |  |  | SERVICE LINE |  | 25_4C_AL_XLPE |  |  |  | 2.500 m |  | 4 | 0 | Pass | null
380639044 | TNB | DISTRIBUTION | SUNGAI BESAR | Existing | RYB | 230/400 V |  |  | SERVICE LINE |  | 25_4C_AL_XLPE |  |  |  | 25.804 m |  | 4 | 0 | Pass | null
380639049 | TNB | DISTRIBUTION | SUNGAI BESAR | Existing | RYB | 230/400 V |  |  | SERVICE LINE |  | 25_4C_AL_XLPE |  |  |  | 19.929 m |  | 4 | 0 | Pass | null
380639054 | TNB | DISTRIBUTION | SUNGAI BESAR | Existing | RYB | 230/400 V |  |  | SERVICE LINE |  | 25_4C_AL_XLPE |  |  |  | 2.501 m |  | 4 | 0 | Pass | null
380639059 | TNB | DISTRIBUTION | SUNGAI BESAR | Existing | RYB | 230/400 V |  |  | SERVICE LINE |  | 25_4C_AL_XLPE |  |  |  | 2.501 m |  | 4 | 0 | Pass | null
380639064 | TNB | DISTRIBUTION | SUNGAI BESAR | Existing | RYB | 230/400 V |  |  | SERVICE LINE |  | 25_4C_AL_XLPE |  |  |  | 2.500 m |  | 4 | 0 | Pass | null
380639069 | TNB | DISTRIBUTION | SUNGAI BESAR | Existing | RYB | 230/400 V |  |  | SERVICE LINE |  | 25_4C_AL_XLPE |  |  |  | 18.498 m |  | 4 | 0 | Pass | null
380639074 | TNB | DISTRIBUTION | SUNGAI BESAR | Existing | RYB | 230/400 V |  |  | SERVICE LINE |  | 25_4C_AL_XLPE |  |  |  | 2.500 m |  | 4 | 0 | Pass | null
380639079 | TNB | DISTRIBUTION | SUNGAI BESAR | Existing | RYB | 230/400 V |  |  | SERVICE LINE |  | 25_4C_AL_XLPE |  |  |  | 2.501 m |  | 4 | 0 | Pass | null
380639084 | TNB | DISTRIBUTION | SUNGAI BESAR | Existing | RYB | 230/400 V |  |  | SERVICE LINE |  | 25_4C_AL_XLPE |  |  |  | 2.501 m |  | 4 | 0 | Pass | null
380639089 | TNB | DISTRIBUTION | SUNGAI BESAR | Existing | RYB | 230/400 V |  |  | SERVICE LINE |  | 25_4C_AL_XLPE |  |  |  | 2.501 m |  | 4 | 0 | Pass | null
380639094 | TNB | DISTRIBUTION | SUNGAI BESAR | Existing | RYB | 230/400 V |  |  | SERVICE LINE |  | 25_4C_AL_XLPE |  |  |  | 2.501 m |  | 4 | 0 | Pass | null
380639099 | TNB | DISTRIBUTION | SUNGAI BESAR | Existing | RYB | 230/400 V |  |  | SERVICE LINE |  | 25_4C_AL_XLPE |  |  |  | 15.930 m |  | 4 | 0 | Pass | null
380639104 | TNB | DISTRIBUTION | SUNGAI BESAR | Existing | RYB | 230/400 V |  |  | SERVICE LINE |  | 25_4C_AL_XLPE |  |  |  | 14.366 m |  | 4 | 0 | Pass | null
380639114 | TNB | DISTRIBUTION | SUNGAI BESAR | Existing | RYB | 230/400 V |  |  | SERVICE LINE |  | 25_4C_AL_XLPE |  |  |  | 14.993 m |  | 4 | 0 | Pass | null
380639119 | TNB | DISTRIBUTION | SUNGAI BESAR | Existing | RYB | 230/400 V |  |  | SERVICE LINE |  | 25_4C_AL_XLPE |  |  |  | 27.955 m |  | 4 | 0 | Pass | null
380639124 | TNB | DISTRIBUTION | SUNGAI BESAR | Existing | RYB | 230/400 V |  |  | SERVICE LINE |  | 25_4C_AL_XLPE |  |  |  | 22.580 m |  | 4 | 0 | Pass | null
380639134 | TNB | DISTRIBUTION | SUNGAI BESAR | Existing | RYB | 230/400 V |  |  | SERVICE LINE |  | 25_4C_AL_XLPE |  |  |  | 34.788 m |  | 4 | 0 | Pass | null
380639139 | TNB | DISTRIBUTION | SUNGAI BESAR | Existing | RYB | 230/400 V |  |  | SERVICE LINE |  | 25_4C_AL_XLPE |  |  |  | 30.795 m |  | 4 | 0 | Pass | null
380639144 | TNB | DISTRIBUTION | SUNGAI BESAR | Existing | RYB | 230/400 V |  |  | SERVICE LINE |  | 25_4C_AL_XLPE |  |  |  | 29.164 m |  | 4 | 0 | Pass | null
380639149 | TNB | DISTRIBUTION | SUNGAI BESAR | Existing | RYB | 230/400 V |  |  | SERVICE LINE |  | 25_4C_AL_XLPE |  |  |  | 26.520 m |  | 4 | 0 | Pass | null
380639154 | TNB | DISTRIBUTION | SUNGAI BESAR | Existing | RYB | 230/400 V |  |  | SERVICE LINE |  | 25_4C_AL_XLPE |  |  |  | 28.163 m |  | 4 | 0 | Pass | null
380639159 | TNB | DISTRIBUTION | SUNGAI BESAR | Existing | RYB | 230/400 V |  |  | SERVICE LINE |  | 25_4C_AL_XLPE |  |  |  | 19.818 m |  | 4 | 0 | Pass | null
380639164 | TNB | DISTRIBUTION | SUNGAI BESAR | Existing | RYB | 230/400 V |  |  | SERVICE LINE |  | 25_4C_AL_XLPE |  |  |  | 20.584 m |  | 4 | 0 | Pass | null
380639169 | TNB | DISTRIBUTION | SUNGAI BESAR | Existing | RYB | 230/400 V |  |  | SERVICE LINE |  | 25_4C_AL_XLPE |  |  |  | 18.902 m |  | 4 | 0 | Pass | null
380639174 | TNB | DISTRIBUTION | SUNGAI BESAR | Existing | RYB | 230/400 V |  |  | SERVICE LINE |  | 25_4C_AL_XLPE |  |  |  | 19.341 m |  | 4 | 0 | Pass | null
380639179 | TNB | DISTRIBUTION | SUNGAI BESAR | Existing | RYB | 230/400 V |  |  | SERVICE LINE |  | 25_4C_AL_XLPE |  |  |  | 18.712 m |  | 4 | 0 | Pass | null
380639184 | TNB | DISTRIBUTION | SUNGAI BESAR | Existing | RYB | 230/400 V |  |  | SERVICE LINE |  | 25_4C_AL_XLPE |  |  |  | 18.951 m |  | 4 | 0 | Pass | null
380639189 | TNB | DISTRIBUTION | SUNGAI BESAR | Existing | RYB | 230/400 V |  |  | SERVICE LINE |  | 25_4C_AL_XLPE |  |  |  | 1.852 m |  | 4 | 0 | Pass | null
380639194 | TNB | DISTRIBUTION | SUNGAI BESAR | Existing | RYB | 230/400 V |  |  | SERVICE LINE |  | 25_4C_AL_XLPE |  |  |  | 5.972 m |  | 4 | 0 | Pass | null
380639199 | TNB | DISTRIBUTION | SUNGAI BESAR | Existing | RYB | 230/400 V |  |  | LV LINE |  | 185_4C_AL_PILC |  |  |  | 79.346 m |  | 4 | 0 | Pass | null
380639204 | TNB | DISTRIBUTION | SUNGAI BESAR | Existing | RYB | 230/400 V |  |  | LV LINE |  | 185_4C_AL_XLPE |  |  |  | 48.012 m |  | 4 | 0 | Pass | null
380639219 | TNB | DISTRIBUTION | SUNGAI BESAR | Existing | RYB | 230/400 V |  |  | LV LINE |  | 185_4C_AL_PILC |  |  |  | 20.023 m |  | 4 | 0 | Pass | null
380639224 | TNB | DISTRIBUTION | SUNGAI BESAR | Existing | RYB | 230/400 V |  |  | LV LINE |  | 185_4C_AL_XLPE |  |  |  | 86.149 m |  | 4 | 0 | Pass | null
380639229 | TNB | DISTRIBUTION | SUNGAI BESAR | Existing | R | 230/400 V |  |  | SERVICE LINE |  | ARMOURED_16MM |  |  |  | 8.486 m |  | 2 | 0 | Pass | null
380639232 | TNB | DISTRIBUTION | SUNGAI BESAR | Existing | R | 230/400 V |  |  | SERVICE LINE |  | ARMOURED_16MM |  |  |  | 2.055 m |  | 2 | 0 | Pass | null
380639235 | TNB | DISTRIBUTION | SUNGAI BESAR | Existing | RYB | 230/400 V |  |  | LV LINE |  | 185_4C_AL_XLPE |  |  |  | 144.508 m |  | 4 | 0 | Pass | null
380639240 | TNB | DISTRIBUTION | SUNGAI BESAR | Existing | RYB | 230/400 V |  |  | LV LINE |  | 185_4C_AL_XLPE |  |  |  | 50.154 m |  | 4 | 0 | Pass | null
380639245 | TNB | DISTRIBUTION | SUNGAI BESAR | Existing | RYB | 230/400 V |  |  | LV LINE |  | 185_4C_AL_XLPE |  |  |  | 290.095 m |  | 4 | 0 | Pass | null
380639255 | TNB | DISTRIBUTION | SUNGAI BESAR | Existing | RYB | 230/400 V |  |  | LV LINE |  | 185_4C_AL_XLPE |  |  |  | 177.602 m |  | 4 | 0 | Pass | null
380639260 | TNB | DISTRIBUTION | SUNGAI BESAR | Existing | RYB | 230/400 V |  |  | LV LINE |  | 185_4C_AL_XLPE |  |  |  | 1.477 m |  | 4 | 0 | Pass | null
380639265 | TNB | DISTRIBUTION | SUNGAI BESAR | Existing | RYB | 230/400 V |  |  | LV LINE |  | 185_4C_AL_XLPE |  |  |  | 144.859 m |  | 4 | 0 | Pass | null
380639270 | TNB | DISTRIBUTION | SUNGAI BESAR | Existing | RYB | 230/400 V |  |  | SERVICE LINE |  | 25_4C_AL_XLPE |  |  |  | 10.225 m |  | 4 | 0 | Pass | null
380639275 | TNB | DISTRIBUTION | SUNGAI BESAR | Existing | RYB | 230/400 V |  |  | SERVICE LINE |  | 25_4C_AL_XLPE |  |  |  | 2.500 m |  | 4 | 0 | Pass | null
380639280 | TNB | DISTRIBUTION | SUNGAI BESAR | Existing | RYB | 230/400 V |  |  | LV LINE |  | 185_4C_AL_XLPE |  |  |  | 151.319 m |  | 4 | 0 | Pass | null
380639285 | TNB | DISTRIBUTION | SUNGAI BESAR | Existing | RYB | 230/400 V |  |  | LV LINE |  | 185_4C_AL_XLPE |  |  |  | 243.598 m |  | 4 | 0 | Pass | null
380639290 | TNB | DISTRIBUTION | SUNGAI BESAR | Existing | RYB | 230/400 V |  |  | LV LINE |  | 185_4C_AL_XLPE |  |  |  | 23.853 m |  | 4 | 0 | Pass | null
380639295 | TNB | DISTRIBUTION | SUNGAI BESAR | Existing | RYB | 230/400 V |  |  | LV LINE |  | 185_4C_AL_XLPE |  |  |  | 22.804 m |  | 4 | 0 | Pass | null
380639300 | TNB | DISTRIBUTION | SUNGAI BESAR | Existing | RYB | 230/400 V |  |  | SERVICE LINE |  | 25_4C_AL_XLPE |  |  |  | 1.417 m |  | 4 | 0 | Pass | null
380639305 | TNB | DISTRIBUTION | SUNGAI BESAR | Existing | RYB | 230/400 V |  |  | SERVICE LINE |  | 25_4C_AL_XLPE |  |  |  | 3.828 m |  | 4 | 0 | Pass | null
380639310 | TNB | DISTRIBUTION | SUNGAI BESAR | Existing | RYB | 230/400 V |  |  | LV LINE |  | 185_4C_AL_XLPE |  |  |  | 141.416 m |  | 4 | 0 | Pass | null
380639315 | TNB | DISTRIBUTION | SUNGAI BESAR | Existing | RYB | 230/400 V |  |  | LV LINE |  | 185_4C_AL_XLPE |  |  |  | 44.127 m |  | 4 | 0 | Pass | null
380639320 | TNB | DISTRIBUTION | SUNGAI BESAR | Existing | RYB | 230/400 V |  |  | LV LINE |  | 185_4C_AL_XLPE |  |  |  | 43.380 m |  | 4 | 0 | Pass | null
380639325 | TNB | DISTRIBUTION | SUNGAI BESAR | Existing | RYB | 230/400 V |  |  | LV LINE |  | 185_4C_AL_XLPE |  |  |  | 14.342 m |  | 4 | 0 | Pass | null
380639330 | TNB | DISTRIBUTION | SUNGAI BESAR | Existing | RYB | 230/400 V |  |  | LV LINE |  | 185_4C_AL_XLPE |  |  |  | 13.443 m |  | 4 | 0 | Pass | null
380639335 | TNB | DISTRIBUTION | SUNGAI BESAR | Existing | RYB | 230/400 V |  |  | LV LINE |  | 185_4C_AL_XLPE |  |  |  | 69.178 m |  | 4 | 0 | Pass | null
380639340 | TNB | DISTRIBUTION | SUNGAI BESAR | Existing | R | 230/400 V |  |  | SERVICE LINE |  | ARMOURED_16MM |  |  |  | 1.771 m |  | 2 | 0 | Pass | null
380639343 | TNB | DISTRIBUTION | SUNGAI BESAR | Existing | R | 230/400 V |  |  | SERVICE LINE |  | ARMOURED_16MM |  |  |  | 7.291 m |  | 2 | 0 | Pass | null
380639346 | TNB | DISTRIBUTION | SUNGAI BESAR | Existing | RYB | 230/400 V |  |  | LV LINE |  | 185_4C_AL_PILC |  |  |  | 31.127 m |  | 4 | 0 | Pass | null
380639356 | TNB | DISTRIBUTION | SUNGAI BESAR | Existing | R | 230/400 V |  |  | SERVICE LINE |  | ARMOURED_16MM |  |  |  | 9.349 m |  | 2 | 0 | Pass | null
380639359 | TNB | DISTRIBUTION | SUNGAI BESAR | Existing | R | 230/400 V |  |  | SERVICE LINE |  | ARMOURED_16MM |  |  |  | 1.067 m |  | 2 | 0 | Pass | null
380639362 | TNB | DISTRIBUTION | SUNGAI BESAR | Existing | R | 230/400 V |  |  | SERVICE LINE |  | ARMOURED_16MM |  |  |  | 15.928 m |  | 2 | 0 | Pass | null
380639365 | TNB | DISTRIBUTION | SUNGAI BESAR | Existing | R | 230/400 V |  |  | SERVICE LINE |  | ARMOURED_16MM |  |  |  | 0.991 m |  | 2 | 0 | Pass | null
380639368 | TNB | DISTRIBUTION | SUNGAI BESAR | Existing | RYB | 230/400 V |  |  | LV LINE |  | 185_4C_AL_PILC |  |  |  | 76.833 m |  | 4 | 0 | Pass | null
380639373 | TNB | DISTRIBUTION | SUNGAI BESAR | Existing | RYB | 230/400 V |  |  | LV LINE |  | 185_4C_AL_PILC |  |  |  | 71.353 m |  | 4 | 0 | Pass | null
380639378 | TNB | DISTRIBUTION | SUNGAI BESAR | Existing | RYB | 230/400 V |  |  | SERVICE LINE |  | 25_4C_AL_XLPE |  |  |  | 4.950 m |  | 4 | 0 | Pass | null
380639383 | TNB | DISTRIBUTION | SUNGAI BESAR | Existing | RYB | 230/400 V |  |  | SERVICE LINE |  | 25_4C_AL_XLPE |  |  |  | 1.815 m |  | 4 | 0 | Pass | null
380639388 | TNB | DISTRIBUTION | SUNGAI BESAR | Existing | RYB | 230/400 V |  |  | LV LINE |  | 185_4C_AL_XLPE |  |  |  | 36.446 m |  | 4 | 0 | Pass | null
380639398 | TNB | DISTRIBUTION | SUNGAI BESAR | Existing | RYB | 230/400 V |  |  | LV LINE |  | 185_4C_AL_XLPE |  |  |  | 32.293 m |  | 4 | 0 | Pass | null
380639403 | TNB | DISTRIBUTION | SUNGAI BESAR | Existing | RYB | 230/400 V |  |  | LV LINE |  | 185_4C_AL_XLPE |  |  |  | 25.696 m |  | 4 | 0 | Pass | null
380639413 | TNB | DISTRIBUTION | SUNGAI BESAR | Existing | RYB | 230/400 V |  |  | LV LINE |  | 185_4C_AL_XLPE |  |  |  | 11.012 m |  | 4 | 0 | Pass | null
380639428 | TNB | DISTRIBUTION | SUNGAI BESAR | Existing | R | 230/400 V |  |  | SERVICE LINE |  | ARMOURED_16MM |  |  |  | 2.750 m |  | 2 | 0 | Pass | null
380639431 | TNB | DISTRIBUTION | SUNGAI BESAR | Existing | R | 230/400 V |  |  | SERVICE LINE |  | ARMOURED_16MM |  |  |  | 2.483 m |  | 2 | 0 | Pass | null
380639434 | TNB | DISTRIBUTION | SUNGAI BESAR | Existing | R | 230/400 V |  |  | SERVICE LINE |  | ARMOURED_16MM |  |  |  | 10.602 m |  | 2 | 0 | Pass | null
380639437 | TNB | DISTRIBUTION | SUNGAI BESAR | Existing | R | 230/400 V |  |  | SERVICE LINE |  | ARMOURED_16MM |  |  |  | 1.180 m |  | 2 | 0 | Pass | null
380639440 | TNB | DISTRIBUTION | SUNGAI BESAR | Existing | RYB | 230/400 V |  |  | SERVICE LINE |  | 120_4C_AL_PILC |  |  |  | 48.711 m |  | 4 | 0 | Pass | null
380639445 | TNB | DISTRIBUTION | SUNGAI BESAR | Existing | RYB | 230/400 V |  |  | SERVICE LINE |  | 120_4C_AL_PILC |  |  |  | 3.494 m |  | 4 | 0 | Pass | null
380639450 | TNB | DISTRIBUTION | SUNGAI BESAR | Existing | RYB | 230/400 V |  |  | LV LINE |  | 185_4C_AL_PILC |  |  |  | 7.326 m |  | 4 | 0 | Pass | null
380639455 | TNB | DISTRIBUTION | SUNGAI BESAR | Existing | RYB | 230/400 V |  |  | SERVICE LINE |  | 120_1C_AL_XLPE |  |  |  | 26.681 m |  | 4 | 0 | Pass | null
380639460 | TNB | DISTRIBUTION | SUNGAI BESAR | Existing | RYB | 230/400 V |  |  | SERVICE LINE |  | 120_1C_AL_XLPE |  |  |  | 1.970 m |  | 4 | 0 | Pass | null
380639465 | TNB | DISTRIBUTION | SUNGAI BESAR | Existing | R | 230/400 V |  |  | SERVICE LINE |  | ARMOURED_16MM |  |  |  | 9.618 m |  | 2 | 0 | Pass | null
380639468 | TNB | DISTRIBUTION | SUNGAI BESAR | Existing | R | 230/400 V |  |  | SERVICE LINE |  | ARMOURED_16MM |  |  |  | 1.606 m |  | 2 | 0 | Pass | null
380639471 | TNB | DISTRIBUTION | SUNGAI BESAR | Existing | RYB | 230/400 V |  |  | SERVICE LINE |  | 70_4C_AL_PILC |  |  |  | 21.234 m |  | 4 | 0 | Pass | null
380639476 | TNB | DISTRIBUTION | SUNGAI BESAR | Existing | RYB | 230/400 V |  |  | SERVICE LINE |  | 70_4C_AL_PILC |  |  |  | 1.764 m |  | 4 | 0 | Pass | null
380639491 | TNB | DISTRIBUTION | SUNGAI BESAR | Existing | RYB | 230/400 V |  |  | LV LINE |  | 185_4C_AL_XLPE |  |  |  | 11.618 m |  | 4 | 0 | Pass | null
380639496 | TNB | DISTRIBUTION | SUNGAI BESAR | Existing | RYB | 230/400 V |  |  | LV LINE |  | 120_4C_AL_XLPE |  |  |  | 10.574 m |  | 4 | 0 | Pass | null
380639501 | TNB | DISTRIBUTION | SUNGAI BESAR | Existing | RYB | 230/400 V |  |  | SERVICE LINE |  | 120_4C_AL_XLPE |  |  |  | 11.400 m |  | 4 | 0 | Pass | null
380639506 | TNB | DISTRIBUTION | SUNGAI BESAR | Existing | RYB | 230/400 V |  |  | LV LINE |  | 185_4C_AL_XLPE |  |  |  | 9.486 m |  | 4 | 0 | Pass | null
380639511 | TNB | DISTRIBUTION | SUNGAI BESAR | Existing | RYB | 230/400 V |  |  | LV LINE |  | 185_4C_AL_XLPE |  |  |  | 31.518 m |  | 4 | 0 | Pass | null
380639516 | TNB | DISTRIBUTION | SUNGAI BESAR | Existing | RYB | 230/400 V |  |  | SERVICE LINE |  | 120_4C_AL_XLPE |  |  |  | 11.582 m |  | 4 | 0 | Pass | null
380639521 | TNB | DISTRIBUTION | SUNGAI BESAR | Existing | RYB | 230/400 V |  |  | SERVICE LINE |  | 120_4C_AL_XLPE |  |  |  | 1.000 m |  | 4 | 0 | Pass | null
380639526 | TNB | DISTRIBUTION | SUNGAI BESAR | Existing | RYB | 230/400 V |  |  | SERVICE LINE |  | 185_4C_AL_XLPE |  |  |  | 2.269 m |  | 4 | 0 | Pass | null
380639531 | TNB | DISTRIBUTION | SUNGAI BESAR | Existing | RYB | 230/400 V |  |  | SERVICE LINE |  | 185_4C_AL_XLPE |  |  |  | 0.852 m |  | 4 | 0 | Pass | null
380639536 | TNB | DISTRIBUTION | SUNGAI BESAR | Existing | RYB | 230/400 V |  |  | SERVICE LINE |  | 185_4C_AL_XLPE |  |  |  | 14.094 m |  | 4 | 0 | Pass | null
380639541 | TNB | DISTRIBUTION | SUNGAI BESAR | Existing | RYB | 230/400 V |  |  | SERVICE LINE |  | 185_4C_AL_XLPE |  |  |  | 3.092 m |  | 4 | 0 | Pass | null
380639554 | TNB | DISTRIBUTION | SUNGAI BESAR | Existing | R | 230/400 V |  |  | SERVICE LINE |  | ARMOURED_16MM |  |  |  | 9.461 m |  | 2 | 0 | Pass | null
380639557 | TNB | DISTRIBUTION | SUNGAI BESAR | Existing | R | 230/400 V |  |  | SERVICE LINE |  | ARMOURED_16MM |  |  |  | 0.950 m |  | 2 | 0 | Pass | null
380639568 | TNB | DISTRIBUTION | SUNGAI BESAR | Existing | RYB | 230/400 V |  |  | SERVICE LINE |  | 25_4C_AL_XLPE |  |  |  | 3.957 m |  | 4 | 0 | Pass | null
380639573 | TNB | DISTRIBUTION | SUNGAI BESAR | Existing | RYB | 230/400 V |  |  | SERVICE LINE |  | 25_4C_AL_XLPE |  |  |  | 0.900 m |  | 4 | 0 | Pass | null
380639578 | TNB | DISTRIBUTION | SUNGAI BESAR | Existing | RYB | 230/400 V |  |  | SERVICE LINE |  | 70_4C_AL_PILC |  |  |  | 18.153 m |  | 4 | 0 | Pass | null
380639583 | TNB | DISTRIBUTION | SUNGAI BESAR | Existing | RYB | 230/400 V |  |  | SERVICE LINE |  | 70_4C_AL_PILC |  |  |  | 1.077 m |  | 4 | 0 | Pass | null
380639588 | TNB | DISTRIBUTION | SUNGAI BESAR | Existing | RYB | 230/400 V |  |  | SERVICE LINE |  | 25_4C_AL_XLPE |  |  |  | 8.914 m |  | 4 | 0 | Pass | null
380639593 | TNB | DISTRIBUTION | SUNGAI BESAR | Existing | RYB | 230/400 V |  |  | LV LINE |  | 185_4C_AL_XLPE |  |  |  | 184.601 m |  | 4 | 0 | Pass | null
380639598 | TNB | DISTRIBUTION | SUNGAI BESAR | Existing | RYB | 230/400 V |  |  | LV LINE |  | 185_4C_AL_XLPE |  |  |  | 72.934 m |  | 4 | 0 | Pass | null
380639608 | TNB | DISTRIBUTION | SUNGAI BESAR | Existing | RYB | 230/400 V |  |  | LV LINE |  | 185_4C_AL_XLPE |  |  |  | 105.114 m |  | 4 | 0 | Pass | null
380639613 | TNB | DISTRIBUTION | SUNGAI BESAR | Existing | RYB | 230/400 V |  |  | LV LINE |  | 185_4C_AL_XLPE |  |  |  | 102.750 m |  | 4 | 0 | Pass | null
380639623 | TNB | DISTRIBUTION | SUNGAI BESAR | Existing | RYB | 230/400 V |  |  | LV LINE |  | 185_4C_AL_XLPE |  |  |  | 17.886 m |  | 4 | 0 | Pass | null
380639628 | TNB | DISTRIBUTION | SUNGAI BESAR | Existing | RYB | 230/400 V |  |  | LV LINE |  | 185_4C_AL_XLPE |  |  |  | 12.489 m |  | 4 | 0 | Pass | null
380639633 | TNB | DISTRIBUTION | SUNGAI BESAR | Existing | RYB | 230/400 V |  |  | LV LINE |  | 185_4C_AL_PILC |  |  |  | 21.965 m |  | 4 | 0 | Pass | null
380639638 | TNB | DISTRIBUTION | SUNGAI BESAR | Existing | RYB | 230/400 V |  |  | LV LINE |  | 185_4C_AL_XLPE |  |  |  | 111.155 m |  | 4 | 0 | Pass | null
380639643 | TNB | DISTRIBUTION | SUNGAI BESAR | Existing | RYB | 230/400 V |  |  | LV LINE |  | 185_4C_AL_XLPE |  |  |  | 41.721 m |  | 4 | 0 | Pass | null
380639648 | TNB | DISTRIBUTION | SUNGAI BESAR | Existing | RYB | 230/400 V |  |  | LV LINE |  | 185_4C_AL_XLPE |  |  |  | 110.542 m |  | 4 | 0 | Pass | null
380639653 | TNB | DISTRIBUTION | SUNGAI BESAR | Existing | RYB | 230/400 V |  |  | LV LINE |  | 185_4C_AL_XLPE |  |  |  | 20.074 m |  | 4 | 0 | Pass | null
380639658 | TNB | DISTRIBUTION | SUNGAI BESAR | Existing | RYB | 230/400 V |  |  | LV LINE |  | 185_4C_AL_XLPE |  |  |  | 34.272 m |  | 4 | 0 | Pass | null
380639663 | TNB | DISTRIBUTION | SUNGAI BESAR | Existing | RYB | 230/400 V |  |  | LV LINE |  | 185_4C_AL_XLPE |  |  |  | 59.522 m |  | 4 | 0 | Pass | null
380639668 | TNB | DISTRIBUTION | SUNGAI BESAR | Existing | RYB | 230/400 V |  |  | LV LINE |  | 185_4C_AL_XLPE |  |  |  | 45.295 m |  | 4 | 0 | Pass | null
380639673 | TNB | DISTRIBUTION | SUNGAI BESAR | Existing | RYB | 230/400 V |  |  | LV LINE |  | 185_4C_AL_XLPE |  |  |  | 15.643 m |  | 4 | 0 | Pass | null
380639678 | TNB | DISTRIBUTION | SUNGAI BESAR | Existing | RYB | 230/400 V |  |  | LV LINE |  | 185_4C_AL_PILC |  |  |  | 45.962 m |  | 4 | 0 | Pass | null
380639683 | TNB | DISTRIBUTION | SUNGAI BESAR | Existing | RYB | 230/400 V |  |  | LV LINE |  | 185_4C_AL_XLPE |  |  |  | 179.733 m |  | 4 | 0 | Pass | null
380639688 | TNB | DISTRIBUTION | SUNGAI BESAR | Existing | RYB | 230/400 V |  |  | SERVICE LINE |  | 25_4C_AL_XLPE |  |  |  | 11.727 m |  | 4 | 0 | Pass | null
380639693 | TNB | DISTRIBUTION | SUNGAI BESAR | Existing | RYB | 230/400 V |  |  | SERVICE LINE |  | 25_4C_AL_XLPE |  |  |  | 2.260 m |  | 4 | 0 | Pass | null
380639698 | TNB | DISTRIBUTION | SUNGAI BESAR | Existing | RYB | 230/400 V |  |  | SERVICE LINE |  | 25_4C_AL_XLPE |  |  |  | 17.597 m |  | 4 | 0 | Pass | null
380639703 | TNB | DISTRIBUTION | SUNGAI BESAR | Existing | RYB | 230/400 V |  |  | SERVICE LINE |  | 25_4C_AL_XLPE |  |  |  | 2.501 m |  | 4 | 0 | Pass | null
380639708 | TNB | DISTRIBUTION | SUNGAI BESAR | Existing | RYB | 230/400 V |  |  | SERVICE LINE |  | 25_4C_AL_XLPE |  |  |  | 2.500 m |  | 4 | 0 | Pass | null
380639713 | TNB | DISTRIBUTION | SUNGAI BESAR | Existing | RYB | 230/400 V |  |  | SERVICE LINE |  | 25_4C_AL_XLPE |  |  |  | 17.560 m |  | 4 | 0 | Pass | null
380639718 | TNB | DISTRIBUTION | SUNGAI BESAR | Existing | RYB | 230/400 V |  |  | SERVICE LINE |  | 25_4C_AL_PILC |  |  |  | 22.180 m |  | 4 | 0 | Pass | null
380639723 | TNB | DISTRIBUTION | SUNGAI BESAR | Existing | RYB | 230/400 V |  |  | SERVICE LINE |  | 25_4C_AL_PILC |  |  |  | 2.501 m |  | 4 | 0 | Pass | null
380639728 | TNB | DISTRIBUTION | SUNGAI BESAR | Existing | RYB | 230/400 V |  |  | LV LINE |  | 185_4C_AL_XLPE |  |  |  | 237.348 m |  | 4 | 0 | Pass | null
380639733 | TNB | DISTRIBUTION | SUNGAI BESAR | Existing | RYB | 230/400 V |  |  | LV LINE |  | 185_4C_AL_PILC |  |  |  | 24.892 m |  | 4 | 0 | Pass | null
380639738 | TNB | DISTRIBUTION | SUNGAI BESAR | Existing | RYB | 230/400 V |  |  | LV LINE |  | 185_4C_AL_XLPE |  |  |  | 22.584 m |  | 4 | 0 | Pass | null
380639743 | TNB | DISTRIBUTION | SUNGAI BESAR | Existing | RYB | 230/400 V |  |  | LV LINE |  | 185_4C_AL_XLPE |  |  |  | 13.403 m |  | 4 | 0 | Pass | null
380639748 | TNB | DISTRIBUTION | SUNGAI BESAR | Existing | RYB | 230/400 V |  |  | LV LINE |  | 185_4C_AL_XLPE |  |  |  | 16.455 m |  | 4 | 0 | Pass | null
380639753 | TNB | DISTRIBUTION | SUNGAI BESAR | Existing | RYB | 230/400 V |  |  | LV LINE |  | 185_4C_AL_PILC |  |  |  | 54.496 m |  | 4 | 0 | Pass | null
380639758 | TNB | DISTRIBUTION | SUNGAI BESAR | Existing | RYB | 230/400 V |  |  | LV LINE |  | 185_4C_AL_PILC |  |  |  | 55.703 m |  | 4 | 0 | Pass | null
380639763 | TNB | DISTRIBUTION | SUNGAI BESAR | Existing | RYB | 230/400 V |  |  | LV LINE |  | 185_4C_AL_XLPE |  |  |  | 43.684 m |  | 4 | 0 | Pass | null
380639768 | TNB | DISTRIBUTION | SUNGAI BESAR | Existing | RYB | 230/400 V |  |  | LV LINE |  | 185_4C_AL_XLPE |  |  |  | 42.360 m |  | 4 | 0 | Pass | null
380639773 | TNB | DISTRIBUTION | SUNGAI BESAR | Existing | RYB | 230/400 V |  |  | LV LINE |  | 185_4C_AL_XLPE |  |  |  | 32.019 m |  | 4 | 0 | Pass | null
380639778 | TNB | DISTRIBUTION | SUNGAI BESAR | Existing | RYB | 230/400 V |  |  | LV LINE |  | 185_4C_AL_XLPE |  |  |  | 76.894 m |  | 4 | 0 | Pass | null
380639783 | TNB | DISTRIBUTION | SUNGAI BESAR | Existing | RYB | 230/400 V |  |  | LV LINE |  | 185_4C_AL_XLPE |  |  |  | 235.526 m |  | 4 | 0 | Pass | null
380639788 | TNB | DISTRIBUTION | SUNGAI BESAR | Existing | RYB | 230/400 V |  |  | LV LINE |  | 120_4C_AL_XLPE |  |  |  | 102.239 m |  | 4 | 0 | Pass | null
380639793 | TNB | DISTRIBUTION | SUNGAI BESAR | Existing | RYB | 230/400 V |  |  | LV LINE |  | 185_4C_AL_XLPE |  |  |  | 281.384 m |  | 4 | 0 | Pass | null
380639798 | TNB | DISTRIBUTION | SUNGAI BESAR | Existing | RYB | 230/400 V |  |  | SERVICE LINE |  | 25_4C_AL_XLPE |  |  |  | 10.035 m |  | 4 | 0 | Pass | null
380639803 | TNB | DISTRIBUTION | SUNGAI BESAR | Existing | RYB | 230/400 V |  |  | SERVICE LINE |  | 25_4C_AL_XLPE |  |  |  | 2.500 m |  | 4 | 0 | Pass | null
380639808 | TNB | DISTRIBUTION | SUNGAI BESAR | Existing | RYB | 230/400 V |  |  | LV LINE |  | 185_4C_AL_XLPE |  |  |  | 193.567 m |  | 4 | 0 | Pass | null
380639813 | TNB | DISTRIBUTION | SUNGAI BESAR | Existing | RYB | 230/400 V |  |  | SERVICE LINE |  | 25_4C_AL_XLPE |  |  |  | 9.705 m |  | 4 | 0 | Pass | null
380639818 | TNB | DISTRIBUTION | SUNGAI BESAR | Existing | RYB | 230/400 V |  |  | SERVICE LINE |  | 25_4C_AL_XLPE |  |  |  | 2.500 m |  | 4 | 0 | Pass | null
380639823 | TNB | DISTRIBUTION | SUNGAI BESAR | Existing | RYB | 230/400 V |  |  | SERVICE LINE |  | 25_4C_AL_XLPE |  |  |  | 6.549 m |  | 4 | 0 | Pass | null
380639828 | TNB | DISTRIBUTION | SUNGAI BESAR | Existing | RYB | 230/400 V |  |  | SERVICE LINE |  | 25_4C_AL_XLPE |  |  |  | 7.369 m |  | 4 | 0 | Pass | null
380639833 | TNB | DISTRIBUTION | SUNGAI BESAR | Existing | RYB | 230/400 V |  |  | SERVICE LINE |  | 25_4C_AL_XLPE |  |  |  | 2.500 m |  | 4 | 0 | Pass | null
380639838 | TNB | DISTRIBUTION | SUNGAI BESAR | Existing | RYB | 230/400 V |  |  | SERVICE LINE |  | 25_4C_AL_XLPE |  |  |  | 2.501 m |  | 4 | 0 | Pass | null
380639843 | TNB | DISTRIBUTION | SUNGAI BESAR | Existing | RYB | 230/400 V |  |  | SERVICE LINE |  | 25_4C_AL_XLPE |  |  |  | 2.500 m |  | 4 | 0 | Pass | null
380639848 | TNB | DISTRIBUTION | SUNGAI BESAR | Existing | RYB | 230/400 V |  |  | SERVICE LINE |  | 25_4C_AL_XLPE |  |  |  | 2.500 m |  | 4 | 0 | Pass | null
380639853 | TNB | DISTRIBUTION | SUNGAI BESAR | Existing | RYB | 230/400 V |  |  | SERVICE LINE |  | 25_4C_AL_XLPE |  |  |  | 1.049 m |  | 4 | 0 | Pass | null
380639858 | TNB | DISTRIBUTION | SUNGAI BESAR | Existing | RYB | 230/400 V |  |  | SERVICE LINE |  | 25_4C_AL_XLPE |  |  |  | 2.500 m |  | 4 | 0 | Pass | null
380639863 | TNB | DISTRIBUTION | SUNGAI BESAR | Existing | RYB | 230/400 V |  |  | SERVICE LINE |  | 25_4C_AL_XLPE |  |  |  | 11.586 m |  | 4 | 0 | Pass | null
380639868 | TNB | DISTRIBUTION | SUNGAI BESAR | Existing | RYB | 230/400 V |  |  | SERVICE LINE |  | 25_4C_AL_XLPE |  |  |  | 2.500 m |  | 4 | 0 | Pass | null
380639873 | TNB | DISTRIBUTION | SUNGAI BESAR | Existing | RYB | 230/400 V |  |  | SERVICE LINE |  | 25_4C_AL_XLPE |  |  |  | 2.501 m |  | 4 | 0 | Pass | null
380639878 | TNB | DISTRIBUTION | SUNGAI BESAR | Existing | RYB | 230/400 V |  |  | SERVICE LINE |  | 25_4C_AL_XLPE |  |  |  | 2.500 m |  | 4 | 0 | Pass | null
380639883 | TNB | DISTRIBUTION | SUNGAI BESAR | Existing | RYB | 230/400 V |  |  | SERVICE LINE |  | 185_4C_AL_XLPE |  |  |  | 26.258 m |  | 4 | 0 | Pass | null
380639893 | TNB | DISTRIBUTION | SUNGAI BESAR | Existing | RYB | 230/400 V |  |  | LV LINE |  | 185_4C_AL_XLPE |  |  |  | 20.686 m |  | 4 | 0 | Pass | null
380658211 | TNB | DISTRIBUTION | SUNGAI BESAR | Existing | RYB | 230/400 V |  |  | LV LINE |  | 185_4C_AL_XLPE |  |  |  | 17.615 m |  | 4 | 0 | Pass | null
380658216 | TNB | DISTRIBUTION | SUNGAI BESAR | Existing | RYB | 230/400 V |  |  | LV LINE |  | 185_4C_AL_XLPE |  |  |  | 29.159 m |  | 4 | 0 | Pass | null
380658221 | TNB | DISTRIBUTION | SUNGAI BESAR | Existing | RYB | 230/400 V |  |  | LV LINE |  | 185_4C_AL_XLPE |  |  |  | 24.796 m |  | 4 | 0 | Pass | null
380658226 | TNB | DISTRIBUTION | SUNGAI BESAR | Existing | RYB | 230/400 V |  |  | LV LINE |  | 185_4C_AL_XLPE |  |  |  | 23.280 m |  | 4 | 0 | Pass | null
380658231 | TNB | DISTRIBUTION | SUNGAI BESAR | Existing | RYB | 230/400 V |  |  | LV LINE |  | 185_4C_AL_XLPE |  |  |  | 54.605 m |  | 4 | 0 | Pass | null
380658246 | TNB | DISTRIBUTION | SUNGAI BESAR | Existing | RYB | 230/400 V |  |  | SERVICE LINE |  | 70_4C_AL_XLPE |  |  |  | 7.898 m |  | 4 | 0 | Pass | null
380658251 | TNB | DISTRIBUTION | SUNGAI BESAR | Existing | RYB | 230/400 V |  |  | SERVICE LINE |  | 70_4C_AL_XLPE |  |  |  | 2.035 m |  | 4 | 0 | Pass | null
380658256 | TNB | DISTRIBUTION | SUNGAI BESAR | Existing | RYB | 230/400 V |  |  | LV LINE |  | 185_4C_AL_XLPE |  |  |  | 13.648 m |  | 4 | 0 | Pass | null
380658261 | TNB | DISTRIBUTION | SUNGAI BESAR | Existing | RYB | 230/400 V |  |  | LV LINE |  | 185_4C_AL_XLPE |  |  |  | 14.426 m |  | 4 | 0 | Pass | null
380658266 | TNB | DISTRIBUTION | SUNGAI BESAR | Existing | RYB | 230/400 V |  |  | LV LINE |  | 185_4C_AL_XLPE |  |  |  | 13.322 m |  | 4 | 0 | Pass | null
380658271 | TNB | DISTRIBUTION | SUNGAI BESAR | Existing | RYB | 230/400 V |  |  | LV LINE |  | 185_4C_AL_XLPE |  |  |  | 14.569 m |  | 4 | 0 | Pass | null
380658276 | TNB | DISTRIBUTION | SUNGAI BESAR | Existing | RYB | 230/400 V |  |  | LV LINE |  | 185_4C_AL_XLPE |  |  |  | 6.667 m |  | 4 | 0 | Pass | null
380658281 | TNB | DISTRIBUTION | SUNGAI BESAR | Existing | RYB | 230/400 V |  |  | LV LINE |  | 185_4C_AL_XLPE |  |  |  | 7.848 m |  | 4 | 0 | Pass | null
380658286 | TNB | DISTRIBUTION | SUNGAI BESAR | Existing | RYB | 230/400 V |  |  | LV LINE |  | 185_4C_AL_XLPE |  |  |  | 6.368 m |  | 4 | 0 | Pass | null
380658291 | TNB | DISTRIBUTION | SUNGAI BESAR | Existing | RYB | 230/400 V |  |  | LV LINE |  | 185_4C_AL_XLPE |  |  |  | 5.272 m |  | 4 | 0 | Pass | null
380658301 | TNB | DISTRIBUTION | SUNGAI BESAR | Existing | RYB | 230/400 V |  |  | LV LINE |  | 120_4C_AL_PILC |  |  |  | 99.970 m |  | 4 | 0 | Pass | null
380658311 | TNB | DISTRIBUTION | SUNGAI BESAR | Existing | RYB | 230/400 V |  |  | LV LINE |  | 120_4C_AL_XLPE |  |  |  | 102.085 m |  | 4 | 0 | Pass | null
380658316 | TNB | DISTRIBUTION | SUNGAI BESAR | Existing | RYB | 230/400 V |  |  | SERVICE LINE |  | 25_4C_AL_XLPE |  |  |  | 6.754 m |  | 4 | 0 | Pass | null
380658321 | TNB | DISTRIBUTION | SUNGAI BESAR | Existing | RYB | 230/400 V |  |  | SERVICE LINE |  | 25_4C_AL_XLPE |  |  |  | 1.671 m |  | 4 | 0 | Pass | null
380658326 | TNB | DISTRIBUTION | SUNGAI BESAR | Existing | RYB | 230/400 V |  |  | LV LINE |  | 185_4C_AL_XLPE |  |  |  | 12.173 m |  | 4 | 0 | Pass | null
380658331 | TNB | DISTRIBUTION | SUNGAI BESAR | Existing | RYB | 230/400 V |  |  | LV LINE |  | 185_4C_AL_XLPE |  |  |  | 13.623 m |  | 4 | 0 | Pass | null
380658336 | TNB | DISTRIBUTION | SUNGAI BESAR | Existing | RYB | 230/400 V |  |  | LV LINE |  | 185_4C_AL_XLPE |  |  |  | 10.737 m |  | 4 | 0 | Pass | null
380658356 | TNB | DISTRIBUTION | SUNGAI BESAR | Existing | R | 230/400 V |  |  | SERVICE LINE |  | ARMOURED_16MM |  |  |  | 4.238 m |  | 2 | 0 | Pass | null
380658359 | TNB | DISTRIBUTION | SUNGAI BESAR | Existing | R | 230/400 V |  |  | SERVICE LINE |  | ARMOURED_16MM |  |  |  | 0.958 m |  | 2 | 0 | Pass | null
380658362 | TNB | DISTRIBUTION | SUNGAI BESAR | Existing | RYB | 230/400 V |  |  | SERVICE LINE |  | 120_4C_AL_XLPE |  |  |  | 33.367 m |  | 4 | 0 | Pass | null
380658367 | TNB | DISTRIBUTION | SUNGAI BESAR | Existing | RYB | 230/400 V |  |  | SERVICE LINE |  | 120_4C_AL_XLPE |  |  |  | 1.271 m |  | 4 | 0 | Pass | null
380658372 | TNB | DISTRIBUTION | SUNGAI BESAR | Existing | RYB | 230/400 V |  |  | LV LINE |  | 185_4C_AL_XLPE |  |  |  | 28.102 m |  | 4 | 0 | Pass | null
380658377 | TNB | DISTRIBUTION | SUNGAI BESAR | Existing | RYB | 230/400 V |  |  | LV LINE |  | 185_4C_AL_XLPE |  |  |  | 29.561 m |  | 4 | 0 | Pass | null
380658382 | TNB | DISTRIBUTION | SUNGAI BESAR | Existing | RYB | 230/400 V |  |  | LV LINE |  | 185_4C_AL_XLPE |  |  |  | 30.836 m |  | 4 | 0 | Pass | null
380658387 | TNB | DISTRIBUTION | SUNGAI BESAR | Existing | RYB | 230/400 V |  |  | LV LINE |  | 185_4C_AL_XLPE |  |  |  | 32.160 m |  | 4 | 0 | Pass | null
380658392 | TNB | DISTRIBUTION | SUNGAI BESAR | Existing | RYB | 230/400 V |  |  | LV LINE |  | 185_4C_AL_XLPE |  |  |  | 55.557 m |  | 4 | 0 | Pass | null
380658397 | TNB | DISTRIBUTION | SUNGAI BESAR | Existing | RYB | 230/400 V |  |  | LV LINE |  | 185_4C_AL_XLPE |  |  |  | 61.116 m |  | 4 | 0 | Pass | null
380658407 | TNB | DISTRIBUTION | SUNGAI BESAR | Existing | RYB | 230/400 V |  |  | LV LINE |  | 25_4C_AL_XLPE |  |  |  | 35.651 m |  | 4 | 0 | Pass | null
380658412 | TNB | DISTRIBUTION | SUNGAI BESAR | Existing | RYB | 230/400 V |  |  | LV LINE |  | 185_4C_AL_XLPE |  |  |  | 12.604 m |  | 4 | 0 | Pass | null
380658417 | TNB | DISTRIBUTION | SUNGAI BESAR | Existing | RYB | 230/400 V |  |  | LV LINE |  | 185_4C_AL_XLPE |  |  |  | 14.005 m |  | 4 | 0 | Pass | null
380658422 | TNB | DISTRIBUTION | SUNGAI BESAR | Existing | RYB | 230/400 V |  |  | LV LINE |  | 185_4C_AL_XLPE |  |  |  | 30.952 m |  | 4 | 0 | Pass | null
380658427 | TNB | DISTRIBUTION | SUNGAI BESAR | Existing | RYB | 230/400 V |  |  | LV LINE |  | 185_4C_AL_XLPE |  |  |  | 32.288 m |  | 4 | 0 | Pass | null
380658432 | TNB | DISTRIBUTION | SUNGAI BESAR | Existing | RYB | 230/400 V |  |  | LV LINE |  | 185_4C_AL_XLPE |  |  |  | 34.058 m |  | 4 | 0 | Pass | null
380658437 | TNB | DISTRIBUTION | SUNGAI BESAR | Existing | RYB | 230/400 V |  |  | SERVICE LINE |  | 185_4C_AL_XLPE |  |  |  | 4.357 m |  | 4 | 0 | Pass | null
380658442 | TNB | DISTRIBUTION | SUNGAI BESAR | Existing | RYB | 230/400 V |  |  | SERVICE LINE |  | 120_4C_AL_XLPE |  |  |  | 1.849 m |  | 4 | 0 | Pass | null
380658447 | TNB | DISTRIBUTION | SUNGAI BESAR | Existing | RYB | 230/400 V |  |  | SERVICE LINE |  | 120_4C_AL_XLPE |  |  |  | 0.613 m |  | 4 | 0 | Pass | null
380658452 | TNB | DISTRIBUTION | SUNGAI BESAR | Existing | RYB | 230/400 V |  |  | SERVICE LINE |  | 120_4C_AL_XLPE |  |  |  | 2.207 m |  | 4 | 0 | Pass | null
380681550 | TNB | DISTRIBUTION | SUNGAI BESAR | Existing | RYB | 230/400 V |  |  | SERVICE LINE |  | 185_4C_AL_XLPE |  |  |  | 14.237 m |  | 4 | 0 | Pass | null
380699619 | TNB | DISTRIBUTION | SUNGAI BESAR | Existing | RYB | 230/400 V |  |  | SERVICE LINE |  | 185_4C_AL_XLPE |  |  |  | 53.925 m |  | 4 | 0 | Pass | null
380699647 | TNB | DISTRIBUTION | SUNGAI BESAR | Existing | RYB | 230/400 V |  |  | SERVICE LINE |  | 185_4C_AL_XLPE |  |  |  | 27.716 m |  | 4 | 0 | Pass | null
380699652 | TNB | DISTRIBUTION | SUNGAI BESAR | Existing | RYB | 230/400 V |  |  | SERVICE LINE |  | 185_4C_AL_XLPE |  |  |  | 27.759 m |  | 4 | 0 | Pass | null
380700417 | TNB | DISTRIBUTION | SUNGAI BESAR | Existing | RYB | 230/400 V |  |  | LV LINE |  | 185_4C_AL_XLPE |  |  |  | 72.425 m |  | 4 | 0 | Pass | null
380700471 | TNB | DISTRIBUTION | SUNGAI BESAR | Existing | RYB | 230/400 V |  |  | SERVICE LINE |  | 25_4C_AL_XLPE |  |  |  | 20.650 m |  | 4 | 0 | Pass | null
380751520 | TNB | DISTRIBUTION | SUNGAI BESAR | Existing | RYB | 230/400 V |  |  | SERVICE LINE |  | 25_4C_AL_XLPE |  |  |  | 9.319 m |  | 4 | 0 | Pass | null
380751525 | TNB | DISTRIBUTION | SUNGAI BESAR | Existing | RYB | 230/400 V |  |  | SERVICE LINE |  | 25_4C_AL_XLPE |  |  |  | 1.714 m |  | 4 | 0 | Pass | null
380751530 | TNB | DISTRIBUTION | SUNGAI BESAR | Existing | RYB | 230/400 V |  |  | SERVICE LINE |  | 70_4C_AL_XLPE |  |  |  | 50.769 m |  | 4 | 0 | Pass | null
380751540 | TNB | DISTRIBUTION | SUNGAI BESAR | Existing | RYB | 230/400 V |  |  | SERVICE LINE |  | 70_4C_AL_XLPE |  |  |  | 24.572 m |  | 4 | 0 | Pass | null
380751545 | TNB | DISTRIBUTION | SUNGAI BESAR | Existing | RYB | 230/400 V |  |  | SERVICE LINE |  | 70_4C_AL_XLPE |  |  |  | 15.372 m |  | 4 | 0 | Pass | null
380751550 | TNB | DISTRIBUTION | SUNGAI BESAR | Existing | R | 230/400 V |  |  | SERVICE LINE |  | ARMOURED_16MM |  |  |  | 8.063 m |  | 2 | 0 | Pass | null
380751553 | TNB | DISTRIBUTION | SUNGAI BESAR | Existing | R | 230/400 V |  |  | SERVICE LINE |  | ARMOURED_16MM |  |  |  | 1.874 m |  | 2 | 0 | Pass | null
380751556 | TNB | DISTRIBUTION | SUNGAI BESAR | Existing | RYB | 230/400 V |  |  | LV LINE |  | 185_4C_AL_XLPE |  |  |  | 66.644 m |  | 4 | 0 | Pass | null
380751561 | TNB | DISTRIBUTION | SUNGAI BESAR | Existing | RYB | 230/400 V |  |  | SERVICE LINE |  | 25_4C_AL_XLPE |  |  |  | 1.000 m |  | 4 | 0 | Pass | null
380751566 | TNB | DISTRIBUTION | SUNGAI BESAR | Existing | RYB | 230/400 V |  |  | SERVICE LINE |  | 25_4C_AL_XLPE |  |  |  | 5.611 m |  | 4 | 0 | Pass | null
380751571 | TNB | DISTRIBUTION | SUNGAI BESAR | Existing | RYB | 230/400 V |  |  | SERVICE LINE |  | 25_4C_AL_XLPE |  |  |  | 36.145 m |  | 4 | 0 | Pass | null
380751576 | TNB | DISTRIBUTION | SUNGAI BESAR | Existing | RYB | 230/400 V |  |  | LV LINE |  | 185_4C_AL_XLPE |  |  |  | 38.551 m |  | 4 | 0 | Pass | null
380751581 | TNB | DISTRIBUTION | SUNGAI BESAR | Existing | RYB | 230/400 V |  |  | LV LINE |  | 185_4C_AL_XLPE |  |  |  | 1.000 m |  | 4 | 0 | Pass | null
380751586 | TNB | DISTRIBUTION | SUNGAI BESAR | Existing | RYB | 230/400 V |  |  | LV LINE |  | 120_4C_AL_XLPE |  |  |  | 12.796 m |  | 4 | 0 | Pass | null
380751591 | TNB | DISTRIBUTION | SUNGAI BESAR | Existing | RYB | 230/400 V |  |  | LV LINE |  | 120_4C_AL_XLPE |  |  |  | 12.383 m |  | 4 | 0 | Pass | null
380751596 | TNB | DISTRIBUTION | SUNGAI BESAR | Existing | RYB | 230/400 V |  |  | LV LINE |  | 120_4C_AL_PILC |  |  |  | 40.951 m |  | 4 | 0 | Pass | null
380751601 | TNB | DISTRIBUTION | SUNGAI BESAR | Existing | RYB | 230/400 V |  |  | LV LINE |  | 120_4C_AL_XLPE |  |  |  | 39.788 m |  | 4 | 0 | Pass | null
380751606 | TNB | DISTRIBUTION | SUNGAI BESAR | Existing | RYB | 230/400 V |  |  | LV LINE |  | 185_4C_AL_XLPE |  |  |  | 2.672 m |  | 4 | 0 | Pass | null
380751611 | TNB | DISTRIBUTION | SUNGAI BESAR | Existing | RYB | 230/400 V |  |  | SERVICE LINE |  | 70_4C_AL_XLPE |  |  |  | 6.369 m |  | 4 | 0 | Pass | null
380751616 | TNB | DISTRIBUTION | SUNGAI BESAR | Existing | RYB | 230/400 V |  |  | LV LINE |  | 185_4C_AL_XLPE |  |  |  | 23.950 m |  | 4 | 0 | Pass | null
380751621 | TNB | DISTRIBUTION | SUNGAI BESAR | Existing | RYB | 230/400 V |  |  | LV LINE |  | 185_4C_AL_XLPE |  |  |  | 23.999 m |  | 4 | 0 | Pass | null
380751626 | TNB | DISTRIBUTION | SUNGAI BESAR | Existing | RYB | 230/400 V |  |  | LV LINE |  | 185_4C_AL_XLPE |  |  |  | 4.870 m |  | 4 | 0 | Pass | null
380751631 | TNB | DISTRIBUTION | SUNGAI BESAR | Existing | RYB | 230/400 V |  |  | LV LINE |  | 185_4C_AL_XLPE |  |  |  | 31.198 m |  | 4 | 0 | Pass | null
380751636 | TNB | DISTRIBUTION | SUNGAI BESAR | Existing | RYB | 230/400 V |  |  | LV LINE |  | 70_4C_AL_XLPE |  |  |  | 26.640 m |  | 4 | 0 | Pass | null
380751641 | TNB | DISTRIBUTION | SUNGAI BESAR | Existing | RYB | 230/400 V |  |  | SERVICE LINE |  | 25_4C_AL_XLPE |  |  |  | 21.646 m |  | 4 | 0 | Pass | null
380751646 | TNB | DISTRIBUTION | SUNGAI BESAR | Existing | RYB | 230/400 V |  |  | SERVICE LINE |  | 25_4C_AL_XLPE |  |  |  | 5.292 m |  | 4 | 0 | Pass | null
380751651 | TNB | DISTRIBUTION | SUNGAI BESAR | Existing | RYB | 230/400 V |  |  | SERVICE LINE |  | 25_4C_AL_XLPE |  |  |  | 2.769 m |  | 4 | 0 | Pass | null
380751656 | TNB | DISTRIBUTION | SUNGAI BESAR | Existing | RYB | 230/400 V |  |  | SERVICE LINE |  | 25_4C_AL_XLPE |  |  |  | 1.471 m |  | 4 | 0 | Pass | null
380751661 | TNB | DISTRIBUTION | SUNGAI BESAR | Existing | RYB | 230/400 V |  |  | LV LINE |  | 70_4C_AL_XLPE |  |  |  | 6.367 m |  | 4 | 0 | Pass | null
380751666 | TNB | DISTRIBUTION | SUNGAI BESAR | Existing | RYB | 230/400 V |  |  | SERVICE LINE |  | 25_4C_AL_XLPE |  |  |  | 7.138 m |  | 4 | 0 | Pass | null
380751671 | TNB | DISTRIBUTION | SUNGAI BESAR | Existing | RYB | 230/400 V |  |  | SERVICE LINE |  | 25_4C_AL_XLPE |  |  |  | 0.399 m |  | 4 | 0 | Pass | null
380751676 | TNB | DISTRIBUTION | SUNGAI BESAR | Existing | RYB | 230/400 V |  |  | LV LINE |  | 185_4C_AL_XLPE |  |  |  | 39.903 m |  | 4 | 0 | Pass | null
380751681 | TNB | DISTRIBUTION | SUNGAI BESAR | Existing | RYB | 230/400 V |  |  | LV LINE |  | 185_4C_AL_XLPE |  |  |  | 39.879 m |  | 4 | 0 | Pass | null
380751686 | TNB | DISTRIBUTION | SUNGAI BESAR | Existing | RYB | 230/400 V |  |  | LV LINE |  | 185_4C_AL_XLPE |  |  |  | 10.421 m |  | 4 | 0 | Pass | null
380751691 | TNB | DISTRIBUTION | SUNGAI BESAR | Existing | RYB | 230/400 V |  |  | SERVICE LINE |  | 25_4C_AL_PILC |  |  |  | 24.108 m |  | 4 | 0 | Pass | null
380751696 | TNB | DISTRIBUTION | SUNGAI BESAR | Existing | RYB | 230/400 V |  |  | SERVICE LINE |  | 25_4C_AL_PILC |  |  |  | 0.580 m |  | 4 | 0 | Pass | null
380751701 | TNB | DISTRIBUTION | SUNGAI BESAR | Existing | RYB | 230/400 V |  |  | LV LINE |  | 185_4C_AL_XLPE |  |  |  | 35.588 m |  | 4 | 0 | Pass | null
380751706 | TNB | DISTRIBUTION | SUNGAI BESAR | Existing | RYB | 230/400 V |  |  | LV LINE |  | 185_4C_AL_XLPE |  |  |  | 18.844 m |  | 4 | 0 | Pass | null
380751711 | TNB | DISTRIBUTION | SUNGAI BESAR | Existing | RYB | 230/400 V |  |  | SERVICE LINE |  | 70_4C_AL_XLPE |  |  |  | 5.108 m |  | 4 | 0 | Pass | null
380751716 | TNB | DISTRIBUTION | SUNGAI BESAR | Existing | RYB | 230/400 V |  |  | SERVICE LINE |  | 70_4C_AL_PILC |  |  |  | 0.520 m |  | 4 | 0 | Pass | null
380751721 | TNB | DISTRIBUTION | SUNGAI BESAR | Existing | RYB | 230/400 V |  |  | LV LINE |  | 185_4C_AL_XLPE |  |  |  | 13.882 m |  | 4 | 0 | Pass | null
380751726 | TNB | DISTRIBUTION | SUNGAI BESAR | Existing | RYB | 230/400 V |  |  | LV LINE |  | 185_4C_AL_XLPE |  |  |  | 13.918 m |  | 4 | 0 | Pass | null
380751731 | TNB | DISTRIBUTION | SUNGAI BESAR | Existing | RYB | 230/400 V |  |  | SERVICE LINE |  | 25_4C_AL_XLPE |  |  |  | 5.498 m |  | 4 | 0 | Pass | null
380751736 | TNB | DISTRIBUTION | SUNGAI BESAR | Existing | RYB | 230/400 V |  |  | LV LINE |  | 185_4C_AL_XLPE |  |  |  | 37.722 m |  | 4 | 0 | Pass | null
380751741 | TNB | DISTRIBUTION | SUNGAI BESAR | Existing | RYB | 230/400 V |  |  | LV LINE |  | 185_4C_AL_XLPE |  |  |  | 13.911 m |  | 4 | 0 | Pass | null
380751746 | TNB | DISTRIBUTION | SUNGAI BESAR | Existing | RYB | 230/400 V |  |  | LV LINE |  | 185_4C_AL_XLPE |  |  |  | 41.662 m |  | 4 | 0 | Pass | null
380751751 | TNB | DISTRIBUTION | SUNGAI BESAR | Existing | RYB | 230/400 V |  |  | LV LINE |  | 25_4C_AL_XLPE |  |  |  | 4.490 m |  | 4 | 0 | Pass | null
380751755 | TNB | DISTRIBUTION | SUNGAI BESAR | Existing | RYB | 230/400 V |  |  | SERVICE LINE |  | 25_4C_AL_XLPE |  |  |  | 6.714 m |  | 4 | 0 | Pass | null
380751760 | TNB | DISTRIBUTION | SUNGAI BESAR | Existing | RYB | 230/400 V |  |  | SERVICE LINE |  | 25_4C_AL_XLPE |  |  |  | 1.223 m |  | 4 | 0 | Pass | null
380751765 | TNB | DISTRIBUTION | SUNGAI BESAR | Existing | RYB | 230/400 V |  |  | SERVICE LINE |  | 25_4C_AL_XLPE |  |  |  | 8.380 m |  | 4 | 0 | Pass | null
380751770 | TNB | DISTRIBUTION | SUNGAI BESAR | Existing | RYB | 230/400 V |  |  | SERVICE LINE |  | 25_4C_AL_XLPE |  |  |  | 2.723 m |  | 4 | 0 | Pass | null
380751775 | TNB | DISTRIBUTION | SUNGAI BESAR | Existing | RYB | 230/400 V |  |  | SERVICE LINE |  | 120_4C_AL_XLPE |  |  |  | 6.001 m |  | 4 | 0 | Pass | null
380751780 | TNB | DISTRIBUTION | SUNGAI BESAR | Existing | RYB | 230/400 V |  |  | SERVICE LINE |  | 120_4C_AL_XLPE |  |  |  | 1.000 m |  | 4 | 0 | Pass | null
380751785 | TNB | DISTRIBUTION | SUNGAI BESAR | Existing | RYB | 230/400 V |  |  | SERVICE LINE |  | 120_4C_AL_XLPE |  |  |  | 1.000 m |  | 4 | 0 | Pass | null
380751790 | TNB | DISTRIBUTION | SUNGAI BESAR | Existing | RYB | 230/400 V |  |  | SERVICE LINE |  | 120_4C_AL_XLPE |  |  |  | 1.000 m |  | 4 | 0 | Pass | null
380751795 | TNB | DISTRIBUTION | SUNGAI BESAR | Existing | RYB | 230/400 V |  |  | SERVICE LINE |  | 120_4C_AL_XLPE |  |  |  | 1.001 m |  | 4 | 0 | Pass | null
380751800 | TNB | DISTRIBUTION | SUNGAI BESAR | Existing | RYB | 230/400 V |  |  | SERVICE LINE |  | 120_4C_AL_XLPE |  |  |  | 20.849 m |  | 4 | 0 | Pass | null
380751805 | TNB | DISTRIBUTION | SUNGAI BESAR | Existing | RYB | 230/400 V |  |  | SERVICE LINE |  | 70_4C_AL_XLPE |  |  |  | 2.767 m |  | 4 | 0 | Pass | null
380751810 | TNB | DISTRIBUTION | SUNGAI BESAR | Existing | RYB | 230/400 V |  |  | SERVICE LINE |  | 70_4C_AL_XLPE |  |  |  | 1.419 m |  | 4 | 0 | Pass | null
380751815 | TNB | DISTRIBUTION | SUNGAI BESAR | Existing | RYB | 230/400 V |  |  | SERVICE LINE |  | 25_4C_AL_XLPE |  |  |  | 3.891 m |  | 4 | 0 | Pass | null
380754043 | TNB | DISTRIBUTION | SUNGAI BESAR | Existing | RYB | 230/400 V |  |  | SERVICE LINE |  | 70_4C_AL_XLPE |  |  |  | 29.887 m |  | 4 | 0 | Pass | null
380754048 | TNB | DISTRIBUTION | SUNGAI BESAR | Existing | RYB | 230/400 V |  |  | SERVICE LINE |  | 70_4C_AL_XLPE |  |  |  | 9.231 m |  | 4 | 0 | Pass | null
380754053 | TNB | DISTRIBUTION | SUNGAI BESAR | Existing | RYB | 230/400 V |  |  | SERVICE LINE |  | 70_4C_AL_XLPE |  |  |  | 0.943 m |  | 4 | 0 | Pass | null
380754058 | TNB | DISTRIBUTION | SUNGAI BESAR | Existing | RYB | 230/400 V |  |  | SERVICE LINE |  | 185_4C_AL_XLPE |  |  |  | 22.459 m |  | 4 | 0 | Pass | null
380754073 | TNB | DISTRIBUTION | SUNGAI BESAR | Existing | RYB | 230/400 V |  |  | SERVICE LINE |  | 120_4C_AL_XLPE |  |  |  | 14.571 m |  | 4 | 0 | Pass | null
380754078 | TNB | DISTRIBUTION | SUNGAI BESAR | Existing | RYB | 230/400 V |  |  | LV LINE |  | 185_4C_AL_XLPE |  |  |  | 22.939 m |  | 4 | 0 | Pass | null
380754083 | TNB | DISTRIBUTION | SUNGAI BESAR | Existing | RYB | 230/400 V |  |  | LV LINE |  | 185_4C_AL_XLPE |  |  |  | 21.951 m |  | 4 | 0 | Pass | null
380754099 | TNB | DISTRIBUTION | SUNGAI BESAR | Existing | RYB | 230/400 V |  |  | LV LINE |  | 185_4C_AL_XLPE |  |  |  | 35.538 m |  | 4 | 0 | Pass | null
380754104 | TNB | DISTRIBUTION | SUNGAI BESAR | Existing | RYB | 230/400 V |  |  | LV LINE |  | 185_4C_AL_XLPE |  |  |  | 35.074 m |  | 4 | 0 | Pass | null
380754109 | TNB | DISTRIBUTION | SUNGAI BESAR | Existing | RYB | 230/400 V |  |  | SERVICE LINE |  | 70_4C_AL_XLPE |  |  |  | 3.415 m |  | 4 | 0 | Pass | null
380754114 | TNB | DISTRIBUTION | SUNGAI BESAR | Existing | RYB | 230/400 V |  |  | SERVICE LINE |  | 70_4C_AL_XLPE |  |  |  | 0.907 m |  | 4 | 0 | Pass | null
380754119 | TNB | DISTRIBUTION | SUNGAI BESAR | Existing | R | 230/400 V |  |  | PUBLIC LIGHT |  | ARMOURED_16MM |  |  |  | 1.261 m |  | 2 | 0 | Fail | Please check "Usage"
380754122 | TNB | DISTRIBUTION | SUNGAI BESAR | Existing | R | 230/400 V |  |  | PUBLIC LIGHT |  | ARMOURED_16MM |  |  |  | 0.765 m |  | 2 | 0 | Fail | Please check "Usage"
380754125 | TNB | DISTRIBUTION | SUNGAI BESAR | Existing | RYB | 230/400 V |  |  | LV LINE |  | 185_4C_AL_XLPE |  |  |  | 30.944 m |  | 4 | 0 | Pass | null
380754130 | TNB | DISTRIBUTION | SUNGAI BESAR | Existing | RYB | 230/400 V |  |  | LV LINE |  | 185_4C_AL_XLPE |  |  |  | 30.397 m |  | 4 | 0 | Pass | null
380754135 | TNB | DISTRIBUTION | SUNGAI BESAR | Existing | RYB | 230/400 V |  |  | SERVICE LINE |  | 70_4C_AL_XLPE |  |  |  | 28.949 m |  | 4 | 0 | Pass | null
380754140 | TNB | DISTRIBUTION | SUNGAI BESAR | Existing | RYB | 230/400 V |  |  | SERVICE LINE |  | 25_4C_AL_XLPE |  |  |  | 8.668 m |  | 4 | 0 | Pass | null
380754145 | TNB | DISTRIBUTION | SUNGAI BESAR | Existing | RYB | 230/400 V |  |  | SERVICE LINE |  | 25_4C_AL_XLPE |  |  |  | 1.990 m |  | 4 | 0 | Pass | null
380754150 | TNB | DISTRIBUTION | SUNGAI BESAR | Existing | RYB | 230/400 V |  |  | LV LINE |  | 70_4C_AL_XLPE |  |  |  | 95.653 m |  | 4 | 0 | Pass | null
380754155 | TNB | DISTRIBUTION | SUNGAI BESAR | Existing | RYB | 230/400 V |  |  | SERVICE LINE |  | 70_4C_AL_XLPE |  |  |  | 7.051 m |  | 4 | 0 | Pass | null
380754160 | TNB | DISTRIBUTION | SUNGAI BESAR | Existing | RYB | 230/400 V |  |  | LV LINE |  | 185_4C_AL_XLPE |  |  |  | 14.092 m |  | 4 | 0 | Pass | null
380754165 | TNB | DISTRIBUTION | SUNGAI BESAR | Existing | RYB | 230/400 V |  |  | LV LINE |  | 185_4C_AL_XLPE |  |  |  | 9.533 m |  | 4 | 0 | Pass | null
380755566 | TNB | DISTRIBUTION | SUNGAI BESAR | Existing | RYB | 230/400 V |  |  | SERVICE LINE |  | 120_4C_AL_XLPE |  |  |  | 72.369 m |  | 4 | 0 | Pass | null
380755573 | TNB | DISTRIBUTION | SUNGAI BESAR | Existing | RYB | 230/400 V |  |  | LV LINE |  | 185_4C_AL_XLPE |  |  |  | 21.623 m |  | 4 | 0 | Pass | null
380755657 | TNB | DISTRIBUTION | SUNGAI BESAR | Existing | RYB | 230/400 V |  |  | SERVICE LINE |  | 70_4C_AL_XLPE |  |  |  | 52.619 m |  | 4 | 0 | Pass | null
380755663 | TNB | DISTRIBUTION | SUNGAI BESAR | Existing | R | 230/400 V |  |  | SERVICE LINE |  | ARMOURED_16MM |  |  |  | 5.227 m |  | 2 | 0 | Pass | null
380755751 | TNB | DISTRIBUTION | SUNGAI BESAR | Existing | RYB | 230/400 V |  |  | LV LINE |  | 185_4C_AL_XLPE |  |  |  | 6.934 m |  | 4 | 0 | Pass | null
380755756 | TNB | DISTRIBUTION | SUNGAI BESAR | Existing | RYB | 230/400 V |  |  | LV LINE |  | 185_4C_AL_XLPE |  |  |  | 4.595 m |  | 4 | 0 | Pass | null
380755785 | TNB | DISTRIBUTION | SUNGAI BESAR | Existing | RYB | 230/400 V |  |  | SERVICE LINE |  | 185_4C_AL_XLPE |  |  |  | 3.083 m |  | 4 | 0 | Pass | null
380755790 | TNB | DISTRIBUTION | SUNGAI BESAR | Existing | RYB | 230/400 V |  |  | SERVICE LINE |  | 185_4C_AL_XLPE |  |  |  | 4.373 m |  | 4 | 0 | Pass | null
380755795 | TNB | DISTRIBUTION | SUNGAI BESAR | Existing | RYB | 230/400 V |  |  | SERVICE LINE |  | 185_4C_AL_XLPE |  |  |  | 14.900 m |  | 4 | 0 | Pass | null
380755800 | TNB | DISTRIBUTION | SUNGAI BESAR | Existing | RYB | 230/400 V |  |  | SERVICE LINE |  | 185_4C_AL_XLPE |  |  |  | 17.465 m |  | 4 | 0 | Pass | null
380755952 | TNB | DISTRIBUTION | SUNGAI BESAR | Existing | RYB | 230/400 V |  |  | LV LINE |  | 185_4C_AL_XLPE |  |  |  | 10.028 m |  | 4 | 0 | Pass | null
380755957 | TNB | DISTRIBUTION | SUNGAI BESAR | Existing | RYB | 230/400 V |  |  | LV LINE |  | 185_4C_AL_XLPE |  |  |  | 14.973 m |  | 4 | 0 | Pass | null
380755962 | TNB | DISTRIBUTION | SUNGAI BESAR | Existing | RYB | 230/400 V |  |  | LV LINE |  | 185_4C_AL_XLPE |  |  |  | 22.171 m |  | 4 | 0 | Pass | null
380756001 | TNB | DISTRIBUTION | SUNGAI BESAR | Existing | RYB | 230/400 V |  |  | LV LINE |  | 185_4C_AL_XLPE |  |  |  | 18.604 m |  | 4 | 0 | Pass | null
380756006 | TNB | DISTRIBUTION | SUNGAI BESAR | Existing | RYB | 230/400 V |  |  | LV LINE |  | 185_4C_AL_XLPE |  |  |  | 11.312 m |  | 4 | 0 | Pass | null
380756183 | TNB | DISTRIBUTION | SUNGAI BESAR | Existing | RYB | 230/400 V |  |  | SERVICE LINE |  | 120_4C_AL_XLPE |  |  |  | 32.409 m |  | 4 | 0 | Pass | null
380758281 | TNB | DISTRIBUTION | SUNGAI BESAR | Existing | RYB | 230/400 V |  |  | LV LINE |  | 185_4C_AL_XLPE |  |  |  | 13.200 m |  | 4 | 0 | Pass | null
380758286 | TNB | DISTRIBUTION | SUNGAI BESAR | Existing | RYB | 230/400 V |  |  | SERVICE LINE |  | 25_4C_AL_XLPE |  |  |  | 26.228 m |  | 4 | 0 | Pass | null
380758313 | TNB | DISTRIBUTION | SUNGAI BESAR | Existing | RYB | 230/400 V |  |  | LV LINE |  | 185_4C_AL_XLPE |  |  |  | 11.936 m |  | 4 | 0 | Pass | null
380758347 | TNB | DISTRIBUTION | SUNGAI BESAR | Existing | RYB | 230/400 V |  |  | LV LINE |  | 185_4C_AL_XLPE |  |  |  | 171.306 m |  | 4 | 0 | Pass | null
380758355 | TNB | DISTRIBUTION | SUNGAI BESAR | Existing | RYB | 230/400 V |  |  | SERVICE LINE |  | 70_4C_AL_XLPE |  |  |  | 4.425 m |  | 4 | 0 | Pass | null
380758360 | TNB | DISTRIBUTION | SUNGAI BESAR | Existing | RYB | 230/400 V |  |  | SERVICE LINE |  | 70_4C_AL_XLPE |  |  |  | 7.352 m |  | 4 | 0 | Pass | null
380758365 | TNB | DISTRIBUTION | SUNGAI BESAR | Existing | RYB | 230/400 V |  |  | SERVICE LINE |  | 70_4C_AL_XLPE |  |  |  | 4.187 m |  | 4 | 0 | Pass | null
380758370 | TNB | DISTRIBUTION | SUNGAI BESAR | Existing | RYB | 230/400 V |  |  | SERVICE LINE |  | 70_4C_AL_XLPE |  |  |  | 18.758 m |  | 4 | 0 | Pass | null
380758375 | TNB | DISTRIBUTION | SUNGAI BESAR | Existing | RYB | 230/400 V |  |  | SERVICE LINE |  | 70_4C_AL_XLPE |  |  |  | 5.922 m |  | 4 | 0 | Pass | null
380758380 | TNB | DISTRIBUTION | SUNGAI BESAR | Existing | RYB | 230/400 V |  |  | SERVICE LINE |  | 70_4C_AL_XLPE |  |  |  | 5.668 m |  | 4 | 0 | Pass | null
380806059 | TNB | DISTRIBUTION | SUNGAI BESAR | Existing | RYB | 230/400 V |  |  | LV LINE |  | 185_4C_AL_XLPE |  |  |  | 19.953 m |  | 4 | 0 | Pass | null
380806064 | TNB | DISTRIBUTION | SUNGAI BESAR | Existing | RYB | 230/400 V |  |  | SERVICE LINE |  | 25_4C_AL_XLPE |  |  |  | 14.290 m |  | 4 | 0 | Pass | null
380806069 | TNB | DISTRIBUTION | SUNGAI BESAR | Existing | RYB | 230/400 V |  |  | SERVICE LINE |  | 25_4C_AL_XLPE |  |  |  | 0.535 m |  | 4 | 0 | Pass | null
380806074 | TNB | DISTRIBUTION | SUNGAI BESAR | Existing | RYB | 230/400 V |  |  | LV LINE |  | 185_4C_AL_XLPE |  |  |  | 32.340 m |  | 4 | 0 | Pass | null
380806079 | TNB | DISTRIBUTION | SUNGAI BESAR | Existing | RYB | 230/400 V |  |  | LV LINE |  | 185_4C_AL_XLPE |  |  |  | 29.963 m |  | 4 | 0 | Pass | null
380806084 | TNB | DISTRIBUTION | SUNGAI BESAR | Existing | RYB | 230/400 V |  |  | LV LINE |  | 185_4C_AL_XLPE |  |  |  | 27.873 m |  | 4 | 0 | Pass | null
380806089 | TNB | DISTRIBUTION | SUNGAI BESAR | Existing | RYB | 230/400 V |  |  | SERVICE LINE |  | 25_4C_AL_XLPE |  |  |  | 1.505 m |  | 4 | 0 | Pass | null
380806094 | TNB | DISTRIBUTION | SUNGAI BESAR | Existing | RYB | 230/400 V |  |  | SERVICE LINE |  | 25_4C_AL_XLPE |  |  |  | 0.725 m |  | 4 | 0 | Pass | null
380806099 | TNB | DISTRIBUTION | SUNGAI BESAR | Existing | RYB | 230/400 V |  |  | LV LINE |  | 120_4C_AL_PILC |  |  |  | 8.986 m |  | 4 | 0 | Pass | null
380806104 | TNB | DISTRIBUTION | SUNGAI BESAR | Existing | RYB | 230/400 V |  |  | LV LINE |  | 120_4C_AL_PILC |  |  |  | 6.965 m |  | 4 | 0 | Pass | null
380806109 | TNB | DISTRIBUTION | SUNGAI BESAR | Existing | RYB | 230/400 V |  |  | LV LINE |  | 120_4C_AL_PILC |  |  |  | 5.284 m |  | 4 | 0 | Pass | null
380806114 | TNB | DISTRIBUTION | SUNGAI BESAR | Existing | RYB | 230/400 V |  |  | LV LINE |  | 185_4C_AL_PILC |  |  |  | 30.088 m |  | 4 | 0 | Pass | null
380806119 | TNB | DISTRIBUTION | SUNGAI BESAR | Existing | RYB | 230/400 V |  |  | LV LINE |  | 185_4C_AL_PILC |  |  |  | 17.406 m |  | 4 | 0 | Pass | null
380806124 | TNB | DISTRIBUTION | SUNGAI BESAR | Existing | RYB | 230/400 V |  |  | LV LINE |  | 185_4C_AL_XLPE |  |  |  | 48.286 m |  | 4 | 0 | Pass | null
380806129 | TNB | DISTRIBUTION | SUNGAI BESAR | Existing | RYB | 230/400 V |  |  | LV LINE |  | 185_4C_AL_XLPE |  |  |  | 42.832 m |  | 4 | 0 | Pass | null
380806134 | TNB | DISTRIBUTION | SUNGAI BESAR | Existing | RYB | 230/400 V |  |  | SERVICE LINE |  | 185_4C_AL_XLPE |  |  |  | 15.234 m |  | 4 | 0 | Pass | null
380806139 | TNB | DISTRIBUTION | SUNGAI BESAR | Existing | RYB | 230/400 V |  |  | SERVICE LINE |  | 185_4C_AL_XLPE |  |  |  | 1.387 m |  | 4 | 0 | Pass | null
380806144 | TNB | DISTRIBUTION | SUNGAI BESAR | Existing | RYB | 230/400 V |  |  | SERVICE LINE |  | 70_4C_AL_XLPE |  |  |  | 12.665 m |  | 4 | 0 | Pass | null
380806149 | TNB | DISTRIBUTION | SUNGAI BESAR | Existing | RYB | 230/400 V |  |  | SERVICE LINE |  | 70_4C_AL_XLPE |  |  |  | 1.121 m |  | 4 | 0 | Pass | null
380806154 | TNB | DISTRIBUTION | SUNGAI BESAR | Existing | RYB | 230/400 V |  |  | LV LINE |  | 120_4C_AL_XLPE |  |  |  | 23.500 m |  | 4 | 0 | Pass | null
380806159 | TNB | DISTRIBUTION | SUNGAI BESAR | Existing | RYB | 230/400 V |  |  | LV LINE |  | 185_4C_AL_XLPE |  |  |  | 21.204 m |  | 4 | 0 | Pass | null
380806164 | TNB | DISTRIBUTION | SUNGAI BESAR | Existing | RYB | 230/400 V |  |  | LV LINE |  | 120_4C_AL_XLPE |  |  |  | 19.112 m |  | 4 | 0 | Pass | null
380806169 | TNB | DISTRIBUTION | SUNGAI BESAR | Existing | RYB | 230/400 V |  |  | LV LINE |  | 185_4C_AL_PILC |  |  |  | 13.808 m | INCOMING DARI PE KG BARU | 4 | 0 | Pass | null
380806174 | TNB | DISTRIBUTION | SUNGAI BESAR | Existing | RYB | 230/400 V |  |  | LV LINE |  | 185_4C_AL_XLPE |  |  |  | 11.305 m | INCOMING DARI PE KG BARU | 4 | 0 | Pass | null
380806179 | TNB | DISTRIBUTION | SUNGAI BESAR | Existing | RYB | 230/400 V |  |  | LV LINE |  | 185_4C_AL_PILC |  |  |  | 12.692 m | INCOMING DARI PE KG BARU | 4 | 0 | Pass | null
380806198 | TNB | DISTRIBUTION | SUNGAI BESAR | Existing | RYB | 230/400 V |  |  | Unknown |  | 185_4C_AL_XLPE |  |  |  | 37.111 m |  | 4 | 0 | Fail | Please check "Usage"
380806203 | TNB | DISTRIBUTION | SUNGAI BESAR | Existing | RYB | 230/400 V |  |  | Unknown |  | 185_4C_AL_XLPE |  |  |  | 21.548 m |  | 4 | 0 | Fail | Please check "Usage"
380807137 | TNB | DISTRIBUTION | SUNGAI BESAR | Existing | RYB | 230/400 V |  |  | LV LINE |  | 185_4C_AL_XLPE |  |  |  | 18.535 m |  | 4 | 0 | Pass | null
380807142 | TNB | DISTRIBUTION | SUNGAI BESAR | Existing | RYB | 230/400 V |  |  | LV LINE |  | 185_4C_AL_XLPE |  |  |  | 29.462 m |  | 4 | 0 | Pass | null
380855594 | TNB | DISTRIBUTION | SUNGAI BESAR | Existing | RYB | 230/400 V |  |  | LV LINE |  | 185_4C_AL_XLPE |  |  |  | 98.368 m |  | 4 | 0 | Pass | null
380855599 | TNB | DISTRIBUTION | SUNGAI BESAR | Existing | RYB | 230/400 V |  |  | LV LINE |  | 185_4C_AL_XLPE |  |  |  | 24.722 m |  | 4 | 0 | Pass | null
380855604 | TNB | DISTRIBUTION | SUNGAI BESAR | Existing | RYB | 230/400 V |  |  | LV LINE |  | 185_4C_AL_XLPE |  |  |  | 3.321 m |  | 4 | 0 | Pass | null
380855609 | TNB | DISTRIBUTION | SUNGAI BESAR | Existing | RYB | 230/400 V |  |  | LV LINE |  | 185_4C_AL_XLPE |  |  |  | 1.076 m |  | 4 | 0 | Pass | null
380855614 | TNB | DISTRIBUTION | SUNGAI BESAR | Existing | RYB | 230/400 V |  |  | LV LINE |  | 185_4C_AL_XLPE |  |  |  | 0.810 m |  | 4 | 0 | Pass | null
380855619 | TNB | DISTRIBUTION | SUNGAI BESAR | Existing | RYB | 230/400 V |  |  | LV LINE |  | 185_4C_AL_XLPE |  |  |  | 29.158 m |  | 4 | 0 | Pass | null
380855624 | TNB | DISTRIBUTION | SUNGAI BESAR | Existing | RYB | 230/400 V |  |  | LV LINE |  | 185_4C_AL_XLPE |  |  |  | 27.677 m |  | 4 | 0 | Pass | null
380855629 | TNB | DISTRIBUTION | SUNGAI BESAR | Existing | RYB | 230/400 V |  |  | LV LINE |  | 300_4C_AL_XLPE |  |  |  | 67.220 m |  | 4 | 0 | Pass | null
380855649 | TNB | DISTRIBUTION | SUNGAI BESAR | Existing | RYB | 230/400 V |  |  | LV LINE |  | 120_4C_AL_PILC |  |  |  | 66.109 m |  | 4 | 0 | Pass | null
380855654 | TNB | DISTRIBUTION | SUNGAI BESAR | Existing | RYB | 230/400 V |  |  | LV LINE |  | 120_4C_AL_XLPE |  |  |  | 65.498 m |  | 4 | 0 | Pass | null
380855659 | TNB | DISTRIBUTION | SUNGAI BESAR | Existing | RYB | 230/400 V |  |  | LV LINE |  | 120_4C_AL_PILC |  |  |  | 64.915 m |  | 4 | 0 | Pass | null
380855664 | TNB | DISTRIBUTION | SUNGAI BESAR | Existing | RYB | 230/400 V |  |  | LV LINE |  | 185_4C_AL_XLPE |  |  |  | 18.682 m |  | 4 | 0 | Pass | null
380855669 | TNB | DISTRIBUTION | SUNGAI BESAR | Existing | RYB | 230/400 V |  |  | LV LINE |  | 120_4C_AL_XLPE |  |  |  | 56.359 m |  | 4 | 0 | Pass | null
380855674 | TNB | DISTRIBUTION | SUNGAI BESAR | Existing | RYB | 230/400 V |  |  | LV LINE |  | 185_4C_AL_PILC |  |  |  | 36.917 m |  | 4 | 0 | Pass | null
380855679 | TNB | DISTRIBUTION | SUNGAI BESAR | Existing | RYB | 230/400 V |  |  | LV LINE |  | 185_4C_AL_PILC |  |  |  | 25.255 m |  | 4 | 0 | Pass | null
380855689 | TNB | DISTRIBUTION | SUNGAI BESAR | Existing | RYB | 230/400 V |  |  | LV LINE |  | 185_4C_AL_XLPE |  |  |  | 26.378 m |  | 4 | 0 | Pass | null
380855694 | TNB | DISTRIBUTION | SUNGAI BESAR | Existing | RYB | 230/400 V |  |  | LV LINE |  | 185_4C_AL_XLPE |  |  |  | 22.060 m |  | 4 | 0 | Pass | null
380855699 | TNB | DISTRIBUTION | SUNGAI BESAR | Existing | RYB | 230/400 V |  |  | LV LINE |  | 185_4C_AL_XLPE |  |  |  | 18.510 m |  | 4 | 0 | Pass | null
380855704 | TNB | DISTRIBUTION | SUNGAI BESAR | Existing | RYB | 230/400 V |  |  | LV LINE |  | 185_4C_AL_XLPE |  |  |  | 26.617 m |  | 4 | 0 | Pass | null
380855709 | TNB | DISTRIBUTION | SUNGAI BESAR | Existing | RYB | 230/400 V |  |  | LV LINE |  | 185_4C_AL_XLPE |  |  |  | 16.266 m | MSB | 4 | 0 | Pass | null
380855714 | TNB | DISTRIBUTION | SUNGAI BESAR | Existing | RYB | 230/400 V |  |  | LV LINE |  | 185_4C_AL_XLPE |  |  |  | 3.426 m |  | 4 | 0 | Pass | null
380892105 | TNB | DISTRIBUTION | SUNGAI BESAR | Existing | RYB | 230/400 V |  |  | LV LINE |  | 185_4C_AL_XLPE |  |  |  | 23.373 m |  | 4 | 0 | Pass | null
380892110 | TNB | DISTRIBUTION | SUNGAI BESAR | Existing | RYB | 230/400 V |  |  | LV LINE |  | 185_4C_AL_XLPE |  |  |  | 22.164 m |  | 4 | 0 | Pass | null
380892115 | TNB | DISTRIBUTION | SUNGAI BESAR | Existing | RYB | 230/400 V |  |  | LV LINE |  | 185_4C_AL_XLPE |  |  |  | 21.149 m |  | 4 | 0 | Pass | null
380892120 | TNB | DISTRIBUTION | SUNGAI BESAR | Existing | RYB | 230/400 V |  |  | LV LINE |  | 185_4C_AL_XLPE |  |  |  | 29.380 m | incoming dari p/e merbau jaya parit 16 | 4 | 0 | Pass | null
380892125 | TNB | DISTRIBUTION | SUNGAI BESAR | Existing | RYB | 230/400 V |  |  | LV LINE |  | 185_4C_AL_XLPE |  |  |  | 29.854 m | incoming dari p/e merbau jaya parit 16 | 4 | 0 | Pass | null
380892130 | TNB | DISTRIBUTION | SUNGAI BESAR | Existing | RYB | 230/400 V |  |  | LV LINE |  | 185_4C_AL_XLPE |  |  |  | 17.362 m |  | 4 | 0 | Pass | null
380892135 | TNB | DISTRIBUTION | SUNGAI BESAR | Existing | RYB | 230/400 V |  |  | LV LINE |  | 185_4C_AL_XLPE |  |  |  | 17.498 m |  | 4 | 0 | Pass | null
380892140 | TNB | DISTRIBUTION | SUNGAI BESAR | Existing | RYB | 230/400 V |  |  | SERVICE LINE |  | 25_4C_AL_XLPE |  |  |  | 11.879 m |  | 4 | 0 | Pass | null
380892145 | TNB | DISTRIBUTION | SUNGAI BESAR | Existing | RYB | 230/400 V |  |  | SERVICE LINE |  | 25_4C_AL_XLPE |  |  |  | 1.106 m |  | 4 | 0 | Pass | null
380892153 | TNB | DISTRIBUTION | SUNGAI BESAR | Existing | RYB | 230/400 V |  |  | SERVICE LINE |  | 25_4C_AL_XLPE |  |  |  | 15.083 m |  | 4 | 0 | Pass | null
380892158 | TNB | DISTRIBUTION | SUNGAI BESAR | Existing | RYB | 230/400 V |  |  | SERVICE LINE |  | 25_4C_AL_XLPE |  |  |  | 1.986 m |  | 4 | 0 | Pass | null
380892163 | TNB | DISTRIBUTION | SUNGAI BESAR | Existing | RYB | 230/400 V |  |  | LV LINE |  | 185_4C_AL_XLPE |  |  |  | 21.449 m |  | 4 | 0 | Pass | null
380892168 | TNB | DISTRIBUTION | SUNGAI BESAR | Existing | RYB | 230/400 V |  |  | LV LINE |  | 185_4C_AL_XLPE |  |  |  | 21.532 m |  | 4 | 0 | Pass | null
380892173 | TNB | DISTRIBUTION | SUNGAI BESAR | Existing | RYB | 230/400 V |  |  | LV LINE |  | 185_4C_AL_XLPE |  |  |  | 21.485 m |  | 4 | 0 | Pass | null
380892178 | TNB | DISTRIBUTION | SUNGAI BESAR | Existing | RYB | 230/400 V |  |  | LV LINE |  | 185_4C_AL_XLPE |  |  |  | 31.399 m |  | 4 | 0 | Pass | null
380892183 | TNB | DISTRIBUTION | SUNGAI BESAR | Existing | RYB | 230/400 V |  |  | LV LINE |  | 185_4C_AL_XLPE |  |  |  | 18.351 m |  | 4 | 0 | Pass | null
380892188 | TNB | DISTRIBUTION | SUNGAI BESAR | Existing | RYB | 230/400 V |  |  | LV LINE |  | 185_4C_AL_XLPE |  |  |  | 32.667 m |  | 4 | 0 | Pass | null
380892193 | TNB | DISTRIBUTION | SUNGAI BESAR | Existing | RYB | 230/400 V |  |  | LV LINE |  | 185_4C_AL_XLPE |  |  |  | 17.377 m |  | 4 | 0 | Pass | null
380892198 | TNB | DISTRIBUTION | SUNGAI BESAR | Existing | RYB | 230/400 V |  |  | SERVICE LINE |  | 70_4C_AL_XLPE |  |  |  | 16.122 m |  | 4 | 0 | Pass | null
380892203 | TNB | DISTRIBUTION | SUNGAI BESAR | Existing | RYB | 230/400 V |  |  | 5 FOOT WAYS |  | 70_4C_AL_XLPE |  |  |  | 5.527 m |  | 4 | 0 | Pass | null
380892208 | TNB | DISTRIBUTION | SUNGAI BESAR | Existing | RYB | 230/400 V |  |  | LV LINE |  | 185_4C_AL_XLPE |  |  |  | 48.171 m |  | 4 | 0 | Pass | null
380892213 | TNB | DISTRIBUTION | SUNGAI BESAR | Existing | RYB | 230/400 V |  |  | LV LINE |  | 185_4C_AL_XLPE |  |  |  | 46.036 m |  | 4 | 0 | Pass | null
380892218 | TNB | DISTRIBUTION | SUNGAI BESAR | Existing | RYB | 230/400 V |  |  | LV LINE |  | 185_4C_AL_XLPE |  |  |  | 31.646 m |  | 4 | 0 | Pass | null
380892248 | TNB | DISTRIBUTION | SUNGAI BESAR | Existing | R | 230/400 V |  |  | PUBLIC LIGHT |  | ARMOURED_16MM |  |  |  | 15.231 m |  | 2 | 0 | Fail | Please check "Usage"
380892251 | TNB | DISTRIBUTION | SUNGAI BESAR | Existing | R | 230/400 V |  |  | PUBLIC LIGHT |  | ARMOURED_16MM |  |  |  | 1.809 m |  | 2 | 0 | Fail | Please check "Usage"
380892254 | TNB | DISTRIBUTION | SUNGAI BESAR | Existing | RYB | 230/400 V |  |  | LV LINE |  | 185_4C_AL_PILC |  |  |  | 67.635 m |  | 4 | 0 | Pass | null
380892259 | TNB | DISTRIBUTION | SUNGAI BESAR | Existing | RYB | 230/400 V |  |  | LV LINE |  | 185_4C_AL_PILC |  |  |  | 60.527 m |  | 4 | 0 | Pass | null
380892264 | TNB | DISTRIBUTION | SUNGAI BESAR | Existing | R | 230/400 V |  |  | SERVICE LINE |  | ARMOURED_16MM |  |  |  | 4.735 m |  | 2 | 0 | Pass | null
380892267 | TNB | DISTRIBUTION | SUNGAI BESAR | Existing | R | 230/400 V |  |  | SERVICE LINE |  | ARMOURED_16MM |  |  |  | 0.821 m |  | 2 | 0 | Pass | null
380892273 | TNB | DISTRIBUTION | SUNGAI BESAR | Existing | RYB | 230/400 V |  |  | LV LINE |  | 185_4C_AL_XLPE |  |  |  | 122.955 m |  | 4 | 0 | Pass | null
380900247 | TNB | DISTRIBUTION | SUNGAI BESAR | Existing | RYB | 230/400 V |  |  | LV LINE |  | 185_4C_AL_XLPE |  |  |  | 2.047 m |  | 4 | 0 | Pass | null
380900252 | TNB | DISTRIBUTION | SUNGAI BESAR | Existing | RYB | 230/400 V |  |  | LV LINE |  | 185_4C_AL_XLPE |  |  |  | 227.541 m |  | 4 | 0 | Pass | null
380900257 | TNB | DISTRIBUTION | SUNGAI BESAR | Existing | RYB | 230/400 V |  |  | LV LINE |  | 185_4C_AL_XLPE |  |  |  | 3.870 m |  | 4 | 0 | Pass | null
380900262 | TNB | DISTRIBUTION | SUNGAI BESAR | Existing | RYB | 230/400 V |  |  | LV LINE |  | 185_4C_AL_XLPE |  |  |  | 5.307 m |  | 4 | 0 | Pass | null
380900267 | TNB | DISTRIBUTION | SUNGAI BESAR | Existing | RYB | 230/400 V |  |  | SERVICE LINE |  | 25_4C_AL_XLPE |  |  |  | 7.382 m |  | 4 | 0 | Pass | null
380900272 | TNB | DISTRIBUTION | SUNGAI BESAR | Existing | RYB | 230/400 V |  |  | SERVICE LINE |  | 25_4C_AL_XLPE |  |  |  | 0.758 m |  | 4 | 0 | Pass | null
380900277 | TNB | DISTRIBUTION | SUNGAI BESAR | Existing | RYB | 230/400 V |  |  | LV LINE |  | 185_4C_AL_XLPE |  |  |  | 52.462 m |  | 4 | 0 | Pass | null
380900282 | TNB | DISTRIBUTION | SUNGAI BESAR | Existing | RYB | 230/400 V |  |  | LV LINE |  | 185_4C_AL_XLPE |  |  |  | 39.242 m |  | 4 | 0 | Pass | null
380900287 | TNB | DISTRIBUTION | SUNGAI BESAR | Existing | RYB | 230/400 V |  |  | LV LINE |  | 185_4C_AL_XLPE |  |  |  | 14.624 m |  | 4 | 0 | Pass | null
380900292 | TNB | DISTRIBUTION | SUNGAI BESAR | Existing | RYB | 230/400 V |  |  | LV LINE |  | 185_4C_AL_XLPE |  |  |  | 10.492 m |  | 4 | 0 | Pass | null
380900302 | TNB | DISTRIBUTION | SUNGAI BESAR | Existing | R | 230/400 V |  |  | SERVICE LINE |  | ARMOURED_16MM |  |  |  | 1.937 m |  | 2 | 0 | Pass | null
380900310 | TNB | DISTRIBUTION | SUNGAI BESAR | Existing | R | 230/400 V |  |  | SERVICE LINE |  | ARMOURED_16MM |  |  |  | 11.743 m |  | 2 | 0 | Pass | null
380900318 | TNB | DISTRIBUTION | SUNGAI BESAR | Existing | RYB | 230/400 V |  |  | LV LINE |  | 185_4C_AL_XLPE |  |  |  | 34.299 m | PUNCA BEKALAN TIDAK DIKETAHUI | 4 | 0 | Pass | null
380900323 | TNB | DISTRIBUTION | SUNGAI BESAR | Existing | RYB | 230/400 V |  |  | LV LINE |  | 185_4C_AL_XLPE |  |  |  | 35.368 m | PUNCA BEKALAN TIDAK DIKETAHUI | 4 | 0 | Pass | null
380900333 | TNB | DISTRIBUTION | SUNGAI BESAR | Existing | RYB | 230/400 V |  |  | LV LINE |  | 185_4C_AL_XLPE |  |  |  | 52.798 m | PUNCA BEKALAN TIDAK DIKETAHUI | 4 | 0 | Pass | null
380900338 | TNB | DISTRIBUTION | SUNGAI BESAR | Existing | RYB | 230/400 V |  |  | LV LINE |  | 185_4C_AL_XLPE |  |  |  | 28.566 m | PUNCA BEKALAN TIDAK DIKETAHUI | 4 | 0 | Pass | null
380900343 | TNB | DISTRIBUTION | SUNGAI BESAR | Existing | RYB | 230/400 V |  |  | LV LINE |  | 185_4C_AL_XLPE |  |  |  | 4.933 m | PUNCA BEKALAN TIDAK DIKETAHUI | 4 | 0 | Pass | null
380900348 | TNB | DISTRIBUTION | SUNGAI BESAR | Existing | RYB | 230/400 V |  |  | LV LINE |  | 185_4C_AL_XLPE |  |  |  | 15.694 m |  | 4 | 0 | Pass | null
380900353 | TNB | DISTRIBUTION | SUNGAI BESAR | Existing | RYB | 230/400 V |  |  | LV LINE |  | 185_4C_AL_XLPE |  |  |  | 11.951 m |  | 4 | 0 | Pass | null
380900358 | TNB | DISTRIBUTION | SUNGAI BESAR | Existing | RYB | 230/400 V |  |  | SERVICE LINE |  | 25_4C_AL_XLPE |  |  |  | 4.338 m |  | 4 | 0 | Pass | null
380900363 | TNB | DISTRIBUTION | SUNGAI BESAR | Existing | RYB | 230/400 V |  |  | SERVICE LINE |  | 25_4C_AL_XLPE |  |  |  | 1.188 m |  | 4 | 0 | Pass | null
380900368 | TNB | DISTRIBUTION | SUNGAI BESAR | Existing | RYB | 230/400 V |  |  | SERVICE LINE |  | 25_4C_AL_XLPE |  |  |  | 4.522 m |  | 4 | 0 | Pass | null
380900373 | TNB | DISTRIBUTION | SUNGAI BESAR | Existing | RYB | 230/400 V |  |  | SERVICE LINE |  | 25_4C_AL_XLPE |  |  |  | 0.697 m |  | 4 | 0 | Pass | null
380900378 | TNB | DISTRIBUTION | SUNGAI BESAR | Existing | RYB | 230/400 V |  |  | LV LINE |  | 185_4C_AL_XLPE |  |  |  | 14.908 m |  | 4 | 0 | Pass | null
380900383 | TNB | DISTRIBUTION | SUNGAI BESAR | Existing | RYB | 230/400 V |  |  | SERVICE LINE |  | 25_4C_AL_XLPE |  |  |  | 22.791 m |  | 4 | 0 | Pass | null
380900388 | TNB | DISTRIBUTION | SUNGAI BESAR | Existing | RYB | 230/400 V |  |  | SERVICE LINE |  | 25_4C_AL_XLPE |  |  |  | 2.353 m |  | 4 | 0 | Pass | null
380901901 | TNB | DISTRIBUTION | SUNGAI BESAR | Existing | RYB | 230/400 V |  |  | SERVICE LINE |  | 185_4C_AL_XLPE |  |  |  | 2.774 m |  | 4 | 0 | Pass | null
380901906 | TNB | DISTRIBUTION | SUNGAI BESAR | Existing | RYB | 230/400 V |  |  | SERVICE LINE |  | 185_4C_AL_XLPE |  |  |  | 2.172 m |  | 4 | 0 | Pass | null
380901921 | TNB | DISTRIBUTION | SUNGAI BESAR | Existing | RYB | 230/400 V |  |  | SERVICE LINE |  | 185_4C_AL_XLPE |  |  |  | 0.246 m |  | 4 | 0 | Pass | null
380901926 | TNB | DISTRIBUTION | SUNGAI BESAR | Existing | RYB | 230/400 V |  |  | SERVICE LINE |  | 185_4C_AL_XLPE |  |  |  | 0.295 m |  | 4 | 0 | Pass | null
380901931 | TNB | DISTRIBUTION | SUNGAI BESAR | Existing | RYB | 230/400 V |  |  | SERVICE LINE |  | 185_4C_AL_XLPE |  |  |  | 0.328 m |  | 4 | 0 | Pass | null
380902004 | TNB | DISTRIBUTION | SUNGAI BESAR | Existing | RYB | 230/400 V |  |  | SERVICE LINE |  | 185_4C_AL_XLPE |  |  |  | 4.152 m |  | 4 | 0 | Pass | null
380902012 | TNB | DISTRIBUTION | SUNGAI BESAR | Existing | RYB | 230/400 V |  |  | SERVICE LINE |  | 185_4C_AL_XLPE |  |  |  | 4.024 m |  | 4 | 0 | Pass | null
380902018 | TNB | DISTRIBUTION | SUNGAI BESAR | Existing | RYB | 230/400 V |  |  | SERVICE LINE |  | 185_4C_AL_XLPE |  |  |  | 6.386 m |  | 4 | 0 | Pass | null
380902126 | TNB | DISTRIBUTION | SUNGAI BESAR | Existing | RYB | 230/400 V |  |  | SERVICE LINE |  | 185_4C_AL_XLPE |  |  |  | 6.826 m |  | 4 | 0 | Pass | null
380902137 | TNB | DISTRIBUTION | SUNGAI BESAR | Existing | RYB | 230/400 V |  |  | SERVICE LINE |  | 185_4C_AL_XLPE |  |  |  | 6.710 m |  | 4 | 0 | Pass | null
380902251 | TNB | DISTRIBUTION | SUNGAI BESAR | Existing | RYB | 230/400 V |  |  | LV LINE |  | 185_4C_AL_XLPE |  |  |  | 43.436 m |  | 4 | 0 | Pass | null
380902339 | TNB | DISTRIBUTION | SUNGAI BESAR | Existing | RYB | 230/400 V |  |  | SERVICE LINE |  | 185_4C_AL_XLPE |  |  |  | 12.411 m |  | 4 | 0 | Pass | null
380902621 | TNB | DISTRIBUTION | SUNGAI BESAR | Existing | RYB | 230/400 V |  |  | SERVICE LINE |  | 185_4C_AL_XLPE |  |  |  | 9.735 m |  | 4 | 0 | Pass | null
381028241 | TNB | DISTRIBUTION | SUNGAI BESAR | Existing | RYB | 230/400 V | Unknown |  | LV LINE |  | 7X_500_1C_CU_PVC/PVC |  |  |  | 0.918 m |  | 7 | 0 | Pass | null
381028368 | TNB | DISTRIBUTION | SUNGAI BESAR | Existing | RYB | 230/400 V | Unknown |  | LV LINE |  | 7X_300_1C_AL_PVC/PVC |  |  |  | 0.963 m |  | 7 | 0 | Pass | null
381029171 | TNB | DISTRIBUTION | SUNGAI BESAR | Existing | RYB | 230/400 V | Unknown |  | LV LINE |  | 4X_300_1C_AL_PVC/PVC |  |  |  | 0.979 m |  | 4 | 0 | Pass | null
381029291 | TNB | DISTRIBUTION | SUNGAI BESAR | Existing | RYB | 230/400 V | Unknown |  | LV LINE |  | 4X_300_1C_AL_PVC/PVC |  |  |  | 1.142 m |  | 4 | 0 | Pass | null
381029410 | TNB | DISTRIBUTION | SUNGAI BESAR | Existing | RYB | 230/400 V | Unknown |  | LV LINE |  | 7X_500_1C_CU_PVC/PVC |  |  |  | 1.070 m |  | 7 | 0 | Pass | null
381029542 | TNB | DISTRIBUTION | SUNGAI BESAR | Existing | RYB | 230/400 V | Unknown |  | LV LINE |  | 7X_300_1C_AL_PVC/PVC |  |  |  | 1.001 m |  | 7 | 0 | Pass | null
381029665 | TNB | DISTRIBUTION | SUNGAI BESAR | Existing | RYB | 230/400 V | Unknown |  | LV LINE |  | 4X_300_1C_AL_PVC/PVC |  |  |  | 1.005 m |  | 4 | 0 | Pass | null
381029790 | TNB | DISTRIBUTION | SUNGAI BESAR | Existing | RYB | 230/400 V | Unknown |  | LV LINE |  | 7X_300_1C_AL_PVC/PVC |  |  |  | 1.059 m |  | 7 | 0 | Pass | null
381029948 | TNB | DISTRIBUTION | SUNGAI BESAR | Existing | RYB | 230/400 V | Unknown |  | LV LINE |  | 7X_500_1C_CU_PVC/PVC |  |  |  | 1.047 m |  | 7 | 0 | Pass | null
381030071 | TNB | DISTRIBUTION | SUNGAI BESAR | Existing | RYB | 230/400 V | Unknown |  | LV LINE |  | 7X_500_1C_CU_PVC/PVC |  |  |  | 0.920 m |  | 7 | 0 | Pass | null
381091600 | TNB | DISTRIBUTION | SUNGAI BESAR | Existing | RYB | 230/400 V |  |  | SERVICE LINE |  | 70_4C_AL_XLPE |  |  |  | 1.644 m |  | 4 | 0 | Pass | null
381091605 | TNB | DISTRIBUTION | SUNGAI BESAR | Existing | RYB | 230/400 V |  |  | SERVICE LINE |  | 70_4C_AL_XLPE |  |  |  | 1.557 m |  | 4 | 0 | Pass | null
381091620 | TNB | DISTRIBUTION | SUNGAI BESAR | Existing | RYB | 230/400 V |  |  | LV LINE |  | 120_4C_AL_PILC |  |  |  | 16.353 m |  | 4 | 0 | Pass | null
381091625 | TNB | DISTRIBUTION | SUNGAI BESAR | Existing | RYB | 230/400 V |  |  | LV LINE |  | 120_4C_AL_XLPE |  |  |  | 16.312 m |  | 4 | 0 | Pass | null
381091630 | TNB | DISTRIBUTION | SUNGAI BESAR | Existing | RYB | 230/400 V |  |  | SERVICE LINE |  | 25_4C_AL_XLPE |  |  |  | 1.852 m |  | 4 | 0 | Pass | null
381091635 | TNB | DISTRIBUTION | SUNGAI BESAR | Existing | RYB | 230/400 V |  |  | LV LINE |  | 185_4C_AL_XLPE |  |  |  | 48.333 m |  | 4 | 0 | Pass | null
381091640 | TNB | DISTRIBUTION | SUNGAI BESAR | Existing | RYB | 230/400 V |  |  | LV LINE |  | 185_4C_AL_XLPE |  |  |  | 15.681 m |  | 4 | 0 | Pass | null
381091645 | TNB | DISTRIBUTION | SUNGAI BESAR | Existing | RYB | 230/400 V |  |  | LV LINE |  | 70_4C_AL_PILC |  |  |  | 258.090 m |  | 4 | 0 | Pass | null
381091650 | TNB | DISTRIBUTION | SUNGAI BESAR | Existing | RYB | 230/400 V |  |  | LV LINE |  | 70_4C_AL_PILC |  |  |  | 178.248 m |  | 4 | 0 | Pass | null
381091655 | TNB | DISTRIBUTION | SUNGAI BESAR | Existing | RYB | 230/400 V |  |  | LV LINE |  | 70_4C_AL_PILC |  |  |  | 251.519 m |  | 4 | 0 | Pass | null
381091660 | TNB | DISTRIBUTION | SUNGAI BESAR | Existing | RYB | 230/400 V |  |  | LV LINE |  | 70_4C_AL_PILC |  |  |  | 59.389 m |  | 4 | 0 | Pass | null
381091665 | TNB | DISTRIBUTION | SUNGAI BESAR | Existing | RYB | 230/400 V |  |  | LV LINE |  | 70_4C_AL_PILC |  |  |  | 57.852 m |  | 4 | 0 | Pass | null
381091670 | TNB | DISTRIBUTION | SUNGAI BESAR | Existing | RYB | 230/400 V |  |  | LV LINE |  | 120_4C_AL_XLPE |  |  |  | 27.590 m |  | 4 | 0 | Pass | null
381091675 | TNB | DISTRIBUTION | SUNGAI BESAR | Existing | RYB | 230/400 V |  |  | LV LINE |  | 120_4C_AL_XLPE |  |  |  | 23.479 m |  | 4 | 0 | Pass | null
381091680 | TNB | DISTRIBUTION | SUNGAI BESAR | Existing | RYB | 230/400 V |  |  | LV LINE |  | 185_4C_AL_XLPE |  |  |  | 23.093 m |  | 4 | 0 | Pass | null
381091685 | TNB | DISTRIBUTION | SUNGAI BESAR | Existing | RYB | 230/400 V |  |  | LV LINE |  | 185_4C_AL_XLPE |  |  |  | 17.273 m |  | 4 | 0 | Pass | null
381091690 | TNB | DISTRIBUTION | SUNGAI BESAR | Existing | RYB | 230/400 V |  |  | SERVICE LINE |  | 25_4C_AL_XLPE |  |  |  | 13.248 m |  | 4 | 0 | Pass | null
381091695 | TNB | DISTRIBUTION | SUNGAI BESAR | Existing | RYB | 230/400 V |  |  | SERVICE LINE |  | 25_4C_AL_XLPE |  |  |  | 14.408 m |  | 4 | 0 | Pass | null
381091700 | TNB | DISTRIBUTION | SUNGAI BESAR | Existing | RYB | 230/400 V |  |  | SERVICE LINE |  | 25_4C_AL_XLPE |  |  |  | 3.681 m |  | 4 | 0 | Pass | null
381091705 | TNB | DISTRIBUTION | SUNGAI BESAR | Existing | RYB | 230/400 V |  |  | SERVICE LINE |  | 25_4C_AL_XLPE |  |  |  | 2.750 m |  | 4 | 0 | Pass | null
381091710 | TNB | DISTRIBUTION | SUNGAI BESAR | Existing | RYB | 230/400 V |  |  | SERVICE LINE |  | 25_4C_AL_XLPE |  |  |  | 0.533 m |  | 4 | 0 | Pass | null
381091715 | TNB | DISTRIBUTION | SUNGAI BESAR | Existing | RYB | 230/400 V |  |  | SERVICE LINE |  | 120_4C_AL_XLPE |  |  |  | 6.786 m |  | 4 | 0 | Pass | null
381091720 | TNB | DISTRIBUTION | SUNGAI BESAR | Existing | RYB | 230/400 V |  |  | SERVICE LINE |  | 120_4C_AL_XLPE |  |  |  | 1.557 m |  | 4 | 0 | Pass | null
381091725 | TNB | DISTRIBUTION | SUNGAI BESAR | Existing | RYB | 230/400 V |  |  | SERVICE LINE |  | 120_4C_AL_XLPE |  |  |  | 0.658 m |  | 4 | 0 | Pass | null
381091730 | TNB | DISTRIBUTION | SUNGAI BESAR | Existing | R | 230/400 V |  |  | SERVICE LINE |  | ARMOURED_16MM |  |  |  | 1.521 m |  | 2 | 0 | Pass | null
381091733 | TNB | DISTRIBUTION | SUNGAI BESAR | Existing | R | 230/400 V |  |  | SERVICE LINE |  | ARMOURED_16MM |  |  |  | 0.718 m |  | 2 | 0 | Pass | null
381091736 | TNB | DISTRIBUTION | SUNGAI BESAR | Existing | RYB | 230/400 V |  |  | SERVICE LINE |  | 25_4C_AL_XLPE |  |  |  | 30.171 m |  | 4 | 0 | Pass | null
381091741 | TNB | DISTRIBUTION | SUNGAI BESAR | Existing | RYB | 230/400 V |  |  | SERVICE LINE |  | 120_4C_AL_XLPE |  |  |  | 18.957 m |  | 4 | 0 | Pass | null
381091746 | TNB | DISTRIBUTION | SUNGAI BESAR | Existing | RYB | 230/400 V |  |  | LV LINE |  | 185_4C_AL_XLPE |  |  |  | 7.304 m |  | 4 | 0 | Pass | null
381091751 | TNB | DISTRIBUTION | SUNGAI BESAR | Existing | RYB | 230/400 V |  |  | LV LINE |  | 185_4C_AL_XLPE |  |  |  | 8.979 m |  | 4 | 0 | Pass | null
381091756 | TNB | DISTRIBUTION | SUNGAI BESAR | Existing | RYB | 230/400 V |  |  | LV LINE |  | 185_4C_AL_XLPE |  |  |  | 10.706 m |  | 4 | 0 | Pass | null
381091764 | TNB | DISTRIBUTION | SUNGAI BESAR | Existing | RYB | 230/400 V |  |  | SERVICE LINE |  | 70_4C_AL_PILC |  |  |  | 61.147 m |  | 4 | 0 | Pass | null
381091769 | TNB | DISTRIBUTION | SUNGAI BESAR | Existing | RYB | 230/400 V |  |  | SERVICE LINE |  | 185_4C_AL_XLPE |  |  |  | 7.968 m |  | 4 | 0 | Pass | null
381091774 | TNB | DISTRIBUTION | SUNGAI BESAR | Existing | RYB | 230/400 V |  |  | SERVICE LINE |  | 185_4C_AL_XLPE |  |  |  | 24.279 m |  | 4 | 0 | Pass | null
381091779 | TNB | DISTRIBUTION | SUNGAI BESAR | Existing | RYB | 230/400 V |  |  | SERVICE LINE |  | 185_4C_AL_XLPE |  |  |  | 25.380 m |  | 4 | 0 | Pass | null
381091784 | TNB | DISTRIBUTION | SUNGAI BESAR | Existing | RYB | 230/400 V |  |  | SERVICE LINE |  | 185_4C_AL_XLPE |  |  |  | 14.455 m |  | 4 | 0 | Pass | null
381091790 | TNB | DISTRIBUTION | SUNGAI BESAR | Existing | RYB | 230/400 V |  |  | SERVICE LINE |  | 185_4C_AL_XLPE |  |  |  | 49.525 m |  | 4 | 0 | Pass | null
381091797 | TNB | DISTRIBUTION | SUNGAI BESAR | Existing | RYB | 230/400 V |  |  | SERVICE LINE |  | 185_4C_AL_XLPE |  |  |  | 28.458 m |  | 4 | 0 | Pass | null
381091812 | TNB | DISTRIBUTION | SUNGAI BESAR | Existing | RYB | 230/400 V |  |  | SERVICE LINE |  | 185_4C_AL_XLPE |  |  |  | 30.604 m |  | 4 | 0 | Pass | null
381091817 | TNB | DISTRIBUTION | SUNGAI BESAR | Existing | RYB | 230/400 V |  |  | SERVICE LINE |  | 185_4C_AL_XLPE |  |  |  | 32.374 m |  | 4 | 0 | Pass | null
381124956 | TNB | DISTRIBUTION | SUNGAI BESAR | Existing | RYB | 230/400 V |  |  | LV LINE |  | 185_4C_AL_XLPE |  |  |  | 37.969 m |  | 4 | 0 | Pass | null
381124961 | TNB | DISTRIBUTION | SUNGAI BESAR | Existing | RYB | 230/400 V |  |  | LV LINE |  | 185_4C_AL_PILC |  |  |  | 24.740 m |  | 4 | 0 | Pass | null
381124966 | TNB | DISTRIBUTION | SUNGAI BESAR | Existing | RYB | 230/400 V |  |  | SERVICE LINE |  | 185_4C_AL_PILC |  |  |  | 29.816 m |  | 4 | 0 | Pass | null
381124971 | TNB | DISTRIBUTION | SUNGAI BESAR | Existing | RYB | 230/400 V |  |  | LV LINE |  | 185_4C_AL_XLPE |  |  |  | 23.075 m |  | 4 | 0 | Pass | null
381124976 | TNB | DISTRIBUTION | SUNGAI BESAR | Existing | RYB | 230/400 V |  |  | LV LINE |  | 185_4C_AL_XLPE |  |  |  | 18.317 m |  | 4 | 0 | Pass | null
381124981 | TNB | DISTRIBUTION | SUNGAI BESAR | Existing | RYB | 230/400 V |  |  | LV LINE |  | 185_4C_AL_XLPE |  |  |  | 35.802 m |  | 4 | 0 | Pass | null
381124986 | TNB | DISTRIBUTION | SUNGAI BESAR | Existing | RYB | 230/400 V |  |  | LV LINE |  | 185_4C_AL_XLPE |  |  |  | 43.047 m |  | 4 | 0 | Pass | null
381124991 | TNB | DISTRIBUTION | SUNGAI BESAR | Existing | RYB | 230/400 V |  |  | SERVICE LINE |  | 25_4C_AL_XLPE |  |  |  | 23.505 m |  | 4 | 0 | Pass | null
381124996 | TNB | DISTRIBUTION | SUNGAI BESAR | Existing | RYB | 230/400 V |  |  | SERVICE LINE |  | 25_4C_AL_XLPE |  |  |  | 1.100 m |  | 4 | 0 | Pass | null
381125001 | TNB | DISTRIBUTION | SUNGAI BESAR | Existing | RYB | 230/400 V |  |  | SERVICE LINE |  | 70_4C_AL_XLPE |  |  |  | 9.474 m |  | 4 | 0 | Pass | null
381125011 | TNB | DISTRIBUTION | SUNGAI BESAR | Existing | RYB | 230/400 V |  |  | LV LINE |  | 185_4C_AL_XLPE |  |  |  | 32.792 m |  | 4 | 0 | Pass | null
381125016 | TNB | DISTRIBUTION | SUNGAI BESAR | Existing | RYB | 230/400 V |  |  | LV LINE |  | 185_4C_AL_XLPE |  |  |  | 34.383 m |  | 4 | 0 | Pass | null
381125021 | TNB | DISTRIBUTION | SUNGAI BESAR | Existing | RYB | 230/400 V |  |  | LV LINE |  | 185_4C_AL_XLPE |  |  |  | 71.508 m |  | 4 | 0 | Pass | null
381125036 | TNB | DISTRIBUTION | SUNGAI BESAR | Existing | RYB | 230/400 V |  |  | LV LINE |  | 185_4C_AL_PILC |  |  |  | 177.997 m |  | 4 | 0 | Pass | null
381125041 | TNB | DISTRIBUTION | SUNGAI BESAR | Existing | RYB | 230/400 V |  |  | LV LINE |  | 185_4C_AL_XLPE |  |  |  | 12.814 m |  | 4 | 0 | Pass | null
381125046 | TNB | DISTRIBUTION | SUNGAI BESAR | Existing | RYB | 230/400 V |  |  | SERVICE LINE |  | 25_4C_AL_XLPE |  |  |  | 1.084 m |  | 4 | 0 | Pass | null
381125051 | TNB | DISTRIBUTION | SUNGAI BESAR | Existing | RYB | 230/400 V |  |  | LV LINE |  | 185_4C_AL_XLPE |  |  |  | 38.939 m |  | 4 | 0 | Pass | null
381125056 | TNB | DISTRIBUTION | SUNGAI BESAR | Existing | RYB | 230/400 V |  |  | LV LINE |  | 185_4C_AL_XLPE |  |  |  | 36.001 m |  | 4 | 0 | Pass | null
381125061 | TNB | DISTRIBUTION | SUNGAI BESAR | Existing | RYB | 230/400 V |  |  | SERVICE LINE |  | 25_4C_AL_XLPE |  |  |  | 2.315 m |  | 4 | 0 | Pass | null
381125066 | TNB | DISTRIBUTION | SUNGAI BESAR | Existing | RYB | 230/400 V |  |  | SERVICE LINE |  | 25_4C_AL_XLPE |  |  |  | 0.839 m |  | 4 | 0 | Pass | null
381125079 | TNB | DISTRIBUTION | SUNGAI BESAR | Existing | RYB | 230/400 V |  |  | SERVICE LINE |  | 25_4C_AL_XLPE |  |  |  | 0.522 m |  | 4 | 0 | Pass | null
381125084 | TNB | DISTRIBUTION | SUNGAI BESAR | Existing | RYB | 230/400 V |  |  | LV LINE |  | 185_4C_AL_XLPE |  |  |  | 17.118 m |  | 4 | 0 | Pass | null
381125089 | TNB | DISTRIBUTION | SUNGAI BESAR | Existing | RYB | 230/400 V |  |  | LV LINE |  | 185_4C_AL_PILC |  |  |  | 15.160 m |  | 4 | 0 | Pass | null
381125094 | TNB | DISTRIBUTION | SUNGAI BESAR | Existing | RYB | 230/400 V |  |  | LV LINE |  | 185_4C_AL_XLPE |  |  |  | 58.299 m |  | 4 | 0 | Pass | null
381125099 | TNB | DISTRIBUTION | SUNGAI BESAR | Existing | RYB | 230/400 V |  |  | LV LINE |  | 185_4C_AL_XLPE |  |  |  | 117.219 m |  | 4 | 0 | Pass | null
381125104 | TNB | DISTRIBUTION | SUNGAI BESAR | Existing | RYB | 230/400 V |  |  | LV LINE |  | 185_4C_AL_XLPE |  |  |  | 34.531 m |  | 4 | 0 | Pass | null
381125109 | TNB | DISTRIBUTION | SUNGAI BESAR | Existing | RYB | 230/400 V |  |  | LV LINE |  | 185_4C_AL_XLPE |  |  |  | 9.067 m |  | 4 | 0 | Pass | null
381125114 | TNB | DISTRIBUTION | SUNGAI BESAR | Existing | RYB | 230/400 V |  |  | LV LINE |  | 185_4C_AL_XLPE |  |  |  | 12.335 m |  | 4 | 0 | Pass | null
381125119 | TNB | DISTRIBUTION | SUNGAI BESAR | Existing | RYB | 230/400 V |  |  | LV LINE |  | 185_4C_AL_XLPE |  |  |  | 55.695 m |  | 4 | 0 | Pass | null
381125124 | TNB | DISTRIBUTION | SUNGAI BESAR | Existing | RYB | 230/400 V |  |  | LV LINE |  | 185_4C_AL_XLPE |  |  |  | 57.056 m |  | 4 | 0 | Pass | null
381125129 | TNB | DISTRIBUTION | SUNGAI BESAR | Existing | RYB | 230/400 V |  |  | SERVICE LINE |  | 120_4C_AL_XLPE |  |  |  | 46.219 m |  | 4 | 0 | Pass | null
381125139 | TNB | DISTRIBUTION | SUNGAI BESAR | Existing | RYB | 230/400 V |  |  | LV LINE |  | 185_4C_AL_XLPE |  |  |  | 531.008 m |  | 4 | 0 | Pass | null
381125149 | TNB | DISTRIBUTION | SUNGAI BESAR | Existing | RYB | 230/400 V |  |  | LV LINE |  | 185_4C_AL_XLPE |  |  |  | 66.264 m |  | 4 | 0 | Pass | null
381125154 | TNB | DISTRIBUTION | SUNGAI BESAR | Existing | RYB | 230/400 V |  |  | LV LINE |  | 185_4C_AL_XLPE |  |  |  | 71.411 m |  | 4 | 0 | Pass | null
381125159 | TNB | DISTRIBUTION | SUNGAI BESAR | Existing | RYB | 230/400 V |  |  | SERVICE LINE |  | 25_4C_AL_XLPE |  |  |  | 0.778 m |  | 4 | 0 | Pass | null
381125164 | TNB | DISTRIBUTION | SUNGAI BESAR | Existing | RYB | 230/400 V |  |  | SERVICE LINE |  | 25_4C_AL_XLPE |  |  |  | 0.521 m |  | 4 | 0 | Pass | null
381125169 | TNB | DISTRIBUTION | SUNGAI BESAR | Existing | RYB | 230/400 V |  |  | LV LINE |  | 185_4C_AL_XLPE |  |  |  | 23.622 m |  | 4 | 0 | Pass | null
381125174 | TNB | DISTRIBUTION | SUNGAI BESAR | Existing | RYB | 230/400 V |  |  | LV LINE |  | 185_4C_AL_XLPE |  |  |  | 17.864 m |  | 4 | 0 | Pass | null
381125179 | TNB | DISTRIBUTION | SUNGAI BESAR | Existing | RYB | 230/400 V |  |  | LV LINE |  | 185_4C_AL_XLPE |  |  |  | 15.919 m |  | 4 | 0 | Pass | null
381125184 | TNB | DISTRIBUTION | SUNGAI BESAR | Existing | RYB | 230/400 V |  |  | LV LINE |  | 185_4C_AL_XLPE |  |  |  | 15.834 m |  | 4 | 0 | Pass | null
381125189 | TNB | DISTRIBUTION | SUNGAI BESAR | Existing | RYB | 230/400 V |  |  | LV LINE |  | 185_4C_AL_XLPE |  |  |  | 143.867 m |  | 4 | 0 | Pass | null
381125194 | TNB | DISTRIBUTION | SUNGAI BESAR | Existing | RYB | 230/400 V |  |  | SERVICE LINE |  | 185_4C_AL_XLPE |  |  |  | 42.960 m |  | 4 | 0 | Pass | null
381125204 | TNB | DISTRIBUTION | SUNGAI BESAR | Existing | RYB | 230/400 V |  |  | LV LINE |  | 185_4C_AL_XLPE |  |  |  | 35.613 m |  | 4 | 0 | Pass | null
381125209 | TNB | DISTRIBUTION | SUNGAI BESAR | Existing | RYB | 230/400 V |  |  | LV LINE |  | 185_4C_AL_XLPE |  |  |  | 17.567 m |  | 4 | 0 | Pass | null
381125214 | TNB | DISTRIBUTION | SUNGAI BESAR | Existing | RYB | 230/400 V |  |  | LV LINE |  | 185_4C_AL_XLPE |  |  |  | 82.567 m |  | 4 | 0 | Pass | null
381125219 | TNB | DISTRIBUTION | SUNGAI BESAR | Existing | RYB | 230/400 V |  |  | LV LINE |  | 185_4C_AL_XLPE |  |  |  | 63.822 m |  | 4 | 0 | Pass | null
381125224 | TNB | DISTRIBUTION | SUNGAI BESAR | Existing | RYB | 230/400 V |  |  | LV LINE |  | 185_4C_AL_XLPE |  |  |  | 9.353 m |  | 4 | 0 | Pass | null
381125234 | TNB | DISTRIBUTION | SUNGAI BESAR | Existing | RYB | 230/400 V |  |  | SERVICE LINE |  | 25_4C_AL_XLPE |  |  |  | 1.576 m |  | 4 | 0 | Pass | null
381125239 | TNB | DISTRIBUTION | SUNGAI BESAR | Existing | RYB | 230/400 V |  |  | SERVICE LINE |  | 25_4C_AL_XLPE |  |  |  | 14.839 m |  | 4 | 0 | Pass | null
381125244 | TNB | DISTRIBUTION | SUNGAI BESAR | Existing | RYB | 230/400 V |  |  | SERVICE LINE |  | 185_4C_AL_XLPE |  |  |  | 98.087 m |  | 4 | 0 | Pass | null
381125254 | TNB | DISTRIBUTION | SUNGAI BESAR | Existing | RYB | 230/400 V |  |  | SERVICE LINE |  | 25_4C_AL_XLPE |  |  |  | 0.895 m |  | 4 | 0 | Pass | null
381125259 | TNB | DISTRIBUTION | SUNGAI BESAR | Existing | RYB | 230/400 V |  |  | SERVICE LINE |  | 25_4C_AL_XLPE |  |  |  | 1.442 m |  | 4 | 0 | Pass | null
381125264 | TNB | DISTRIBUTION | SUNGAI BESAR | Existing | R | 230/400 V |  |  | SERVICE LINE |  | ARMOURED_16MM |  |  |  | 28.786 m |  | 2 | 0 | Pass | null
381125267 | TNB | DISTRIBUTION | SUNGAI BESAR | Existing | R | 230/400 V |  |  | SERVICE LINE |  | ARMOURED_16MM |  |  |  | 2.375 m |  | 2 | 0 | Pass | null
381125270 | TNB | DISTRIBUTION | SUNGAI BESAR | Existing | RYB | 230/400 V |  |  | SERVICE LINE |  | 25_4C_AL_XLPE |  |  |  | 43.342 m |  | 4 | 0 | Pass | null
381125275 | TNB | DISTRIBUTION | SUNGAI BESAR | Existing | RYB | 230/400 V |  |  | SERVICE LINE |  | 25_4C_AL_XLPE |  |  |  | 2.340 m |  | 4 | 0 | Pass | null
381125280 | TNB | DISTRIBUTION | SUNGAI BESAR | Existing | RYB | 230/400 V |  |  | SERVICE LINE |  | 25_4C_AL_XLPE |  |  |  | 5.093 m |  | 4 | 0 | Pass | null
381125285 | TNB | DISTRIBUTION | SUNGAI BESAR | Existing | RYB | 230/400 V |  |  | SERVICE LINE |  | 25_4C_AL_XLPE |  |  |  | 1.385 m |  | 4 | 0 | Pass | null
381125290 | TNB | DISTRIBUTION | SUNGAI BESAR | Existing | RYB | 230/400 V |  |  | SERVICE LINE |  | 25_4C_AL_XLPE |  |  |  | 1.092 m |  | 4 | 0 | Pass | null
381125295 | TNB | DISTRIBUTION | SUNGAI BESAR | Existing | RYB | 230/400 V |  |  | SERVICE LINE |  | 25_4C_AL_XLPE |  |  |  | 4.512 m |  | 4 | 0 | Pass | null
381125300 | TNB | DISTRIBUTION | SUNGAI BESAR | Existing | RYB | 230/400 V |  |  | SERVICE LINE |  | 25_4C_AL_XLPE |  |  |  | 14.751 m |  | 4 | 0 | Pass | null
381125305 | TNB | DISTRIBUTION | SUNGAI BESAR | Existing | RYB | 230/400 V |  |  | SERVICE LINE |  | 25_4C_AL_XLPE |  |  |  | 10.167 m |  | 4 | 0 | Pass | null
381125310 | TNB | DISTRIBUTION | SUNGAI BESAR | Existing | RYB | 230/400 V |  |  | SERVICE LINE |  | 25_4C_AL_XLPE |  |  |  | 2.399 m |  | 4 | 0 | Pass | null
381125315 | TNB | DISTRIBUTION | SUNGAI BESAR | Existing | RYB | 230/400 V |  |  | SERVICE LINE |  | 25_4C_AL_XLPE |  |  |  | 2.191 m |  | 4 | 0 | Pass | null
381125320 | TNB | DISTRIBUTION | SUNGAI BESAR | Existing | RYB | 230/400 V |  |  | SERVICE LINE |  | 25_4C_AL_XLPE |  |  |  | 41.694 m |  | 4 | 0 | Pass | null
381125325 | TNB | DISTRIBUTION | SUNGAI BESAR | Existing | RYB | 230/400 V |  |  | SERVICE LINE |  | 25_4C_AL_XLPE |  |  |  | 5.642 m |  | 4 | 0 | Pass | null
381125330 | TNB | DISTRIBUTION | SUNGAI BESAR | Existing | RYB | 230/400 V |  |  | SERVICE LINE |  | 25_4C_AL_XLPE |  |  |  | 4.418 m |  | 4 | 0 | Pass | null
381125335 | TNB | DISTRIBUTION | SUNGAI BESAR | Existing | RYB | 230/400 V |  |  | SERVICE LINE |  | 25_4C_AL_XLPE |  |  |  | 14.336 m |  | 4 | 0 | Pass | null
381125340 | TNB | DISTRIBUTION | SUNGAI BESAR | Existing | RYB | 230/400 V |  |  | SERVICE LINE |  | 25_4C_AL_XLPE |  |  |  | 33.308 m |  | 4 | 0 | Pass | null
381125345 | TNB | DISTRIBUTION | SUNGAI BESAR | Existing | RYB | 230/400 V |  |  | SERVICE LINE |  | 25_4C_AL_XLPE |  |  |  | 4.066 m |  | 4 | 0 | Pass | null
381125350 | TNB | DISTRIBUTION | SUNGAI BESAR | Existing | RYB | 230/400 V |  |  | SERVICE LINE |  | 25_4C_AL_XLPE |  |  |  | 26.077 m |  | 4 | 0 | Pass | null
381125355 | TNB | DISTRIBUTION | SUNGAI BESAR | Existing | RYB | 230/400 V |  |  | SERVICE LINE |  | 25_4C_AL_XLPE |  |  |  | 2.668 m |  | 4 | 0 | Pass | null
381125360 | TNB | DISTRIBUTION | SUNGAI BESAR | Existing | RYB | 230/400 V |  |  | SERVICE LINE |  | 70_4C_AL_XLPE |  |  |  | 34.321 m |  | 4 | 0 | Pass | null
381125370 | TNB | DISTRIBUTION | SUNGAI BESAR | Existing | RYB | 230/400 V |  |  | LV LINE |  | 185_4C_AL_XLPE |  |  |  | 67.728 m |  | 4 | 0 | Pass | null
381125375 | TNB | DISTRIBUTION | SUNGAI BESAR | Existing | RYB | 230/400 V |  |  | LV LINE |  | 185_4C_AL_XLPE |  |  |  | 50.741 m |  | 4 | 0 | Pass | null
381125395 | TNB | DISTRIBUTION | SUNGAI BESAR | Existing | RYB | 230/400 V |  |  | SERVICE LINE |  | 25_4C_AL_XLPE |  |  |  | 3.443 m |  | 4 | 0 | Pass | null
381125400 | TNB | DISTRIBUTION | SUNGAI BESAR | Existing | RYB | 230/400 V |  |  | SERVICE LINE |  | 25_4C_AL_XLPE |  |  |  | 1.220 m |  | 4 | 0 | Pass | null
381125405 | TNB | DISTRIBUTION | SUNGAI BESAR | Existing | RYB | 230/400 V |  |  | LV LINE |  | 185_4C_AL_XLPE |  |  |  | 27.773 m |  | 4 | 0 | Pass | null
381125410 | TNB | DISTRIBUTION | SUNGAI BESAR | Existing | RYB | 230/400 V |  |  | SERVICE LINE |  | 25_4C_AL_XLPE |  |  |  | 6.701 m |  | 4 | 0 | Pass | null
381125415 | TNB | DISTRIBUTION | SUNGAI BESAR | Existing | RYB | 230/400 V |  |  | SERVICE LINE |  | 25_4C_AL_XLPE |  |  |  | 1.787 m |  | 4 | 0 | Pass | null
381125420 | TNB | DISTRIBUTION | SUNGAI BESAR | Existing | R | 230/400 V |  |  | SERVICE LINE |  | ARMOURED_16MM |  |  |  | 3.001 m |  | 2 | 0 | Pass | null
381125423 | TNB | DISTRIBUTION | SUNGAI BESAR | Existing | RYB | 230/400 V |  |  | LV LINE |  | 185_4C_AL_XLPE |  |  |  | 346.889 m |  | 4 | 0 | Pass | null
381125428 | TNB | DISTRIBUTION | SUNGAI BESAR | Existing | RYB | 230/400 V |  |  | SERVICE LINE |  | 25_4C_AL_XLPE |  |  |  | 4.610 m |  | 4 | 0 | Pass | null
381125433 | TNB | DISTRIBUTION | SUNGAI BESAR | Existing | RYB | 230/400 V |  |  | SERVICE LINE |  | 25_4C_AL_XLPE |  |  |  | 13.653 m |  | 4 | 0 | Pass | null
381125436 | TNB | DISTRIBUTION | SUNGAI BESAR | Existing | RYB | 230/400 V |  |  | SERVICE LINE |  | 25_4C_AL_XLPE |  |  |  | 19.167 m |  | 4 | 0 | Pass | null
381125441 | TNB | DISTRIBUTION | SUNGAI BESAR | Existing | RYB | 230/400 V |  |  | LV LINE |  | 185_4C_AL_XLPE |  |  |  | 26.344 m |  | 4 | 0 | Pass | null
381125446 | TNB | DISTRIBUTION | SUNGAI BESAR | Existing | RYB | 230/400 V |  |  | SERVICE LINE |  | 70_4C_AL_XLPE |  |  |  | 25.724 m |  | 4 | 0 | Pass | null
381125451 | TNB | DISTRIBUTION | SUNGAI BESAR | Existing | RYB | 230/400 V |  |  | SERVICE LINE |  | 25_4C_AL_XLPE |  |  |  | 1.396 m |  | 4 | 0 | Pass | null
381125456 | TNB | DISTRIBUTION | SUNGAI BESAR | Existing | RYB | 230/400 V |  |  | SERVICE LINE |  | 25_4C_AL_XLPE |  |  |  | 4.428 m |  | 4 | 0 | Pass | null
381125461 | TNB | DISTRIBUTION | SUNGAI BESAR | Existing | R | 230/400 V |  |  | SERVICE LINE |  | ARMOURED_16MM |  |  |  | 18.934 m |  | 2 | 0 | Pass | null
381125464 | TNB | DISTRIBUTION | SUNGAI BESAR | Existing | R | 230/400 V |  |  | SERVICE LINE |  | ARMOURED_16MM |  |  |  | 2.192 m |  | 2 | 0 | Pass | null
381125472 | TNB | DISTRIBUTION | SUNGAI BESAR | Existing | RYB | 230/400 V |  |  | SERVICE LINE |  | 185_4C_AL_XLPE |  |  |  | 35.651 m |  | 4 | 0 | Pass | null
381125477 | TNB | DISTRIBUTION | SUNGAI BESAR | Existing | RYB | 230/400 V |  |  | SERVICE LINE |  | 25_4C_AL_XLPE |  |  |  | 25.025 m |  | 4 | 0 | Pass | null
381125585 | TNB | DISTRIBUTION | SUNGAI BESAR | Existing | RYB | 230/400 V |  |  | SERVICE LINE |  | 25_4C_AL_XLPE |  |  |  | 19.765 m |  | 4 | 0 | Pass | null
381125600 | TNB | DISTRIBUTION | SUNGAI BESAR | Existing | RYB | 230/400 V |  |  | SERVICE LINE |  | 70_4C_AL_XLPE |  |  |  | 3.071 m |  | 4 | 0 | Pass | null
381125605 | TNB | DISTRIBUTION | SUNGAI BESAR | Existing | RYB | 230/400 V |  |  | SERVICE LINE |  | 25_4C_AL_XLPE |  |  |  | 2.881 m |  | 4 | 0 | Pass | null
381125610 | TNB | DISTRIBUTION | SUNGAI BESAR | Existing | RYB | 230/400 V |  |  | SERVICE LINE |  | 25_4C_AL_XLPE |  |  |  | 57.016 m |  | 4 | 0 | Pass | null
381125615 | TNB | DISTRIBUTION | SUNGAI BESAR | Existing | RYB | 230/400 V |  |  | SERVICE LINE |  | 25_4C_AL_XLPE |  |  |  | 2.703 m |  | 4 | 0 | Pass | null
381125620 | TNB | DISTRIBUTION | SUNGAI BESAR | Existing | RYB | 230/400 V |  |  | LV LINE |  | 185_4C_AL_PILC |  |  |  | 26.051 m |  | 4 | 0 | Pass | null
381125625 | TNB | DISTRIBUTION | SUNGAI BESAR | Existing | RYB | 230/400 V |  |  | LV LINE |  | 185_4C_AL_PILC |  |  |  | 24.989 m |  | 4 | 0 | Pass | null
381125630 | TNB | DISTRIBUTION | SUNGAI BESAR | Existing | RYB | 230/400 V |  |  | LV LINE |  | 185_4C_AL_XLPE |  |  |  | 28.790 m |  | 4 | 0 | Pass | null
381125635 | TNB | DISTRIBUTION | SUNGAI BESAR | Existing | RYB | 230/400 V |  |  | SERVICE LINE |  | 25_4C_AL_XLPE |  |  |  | 17.636 m |  | 4 | 0 | Pass | null
381125640 | TNB | DISTRIBUTION | SUNGAI BESAR | Existing | RYB | 230/400 V |  |  | SERVICE LINE |  | 70_4C_AL_XLPE |  |  |  | 16.997 m |  | 4 | 0 | Pass | null
381125645 | TNB | DISTRIBUTION | SUNGAI BESAR | Existing | RYB | 230/400 V |  |  | LV LINE |  | 185_4C_AL_XLPE |  |  |  | 22.895 m |  | 4 | 0 | Pass | null
381125650 | TNB | DISTRIBUTION | SUNGAI BESAR | Existing | RYB | 230/400 V |  |  | LV LINE |  | 185_4C_AL_XLPE |  |  |  | 23.459 m |  | 4 | 0 | Pass | null
381125655 | TNB | DISTRIBUTION | SUNGAI BESAR | Existing | RYB | 230/400 V |  |  | LV LINE |  | 185_4C_AL_XLPE |  |  |  | 11.045 m |  | 4 | 0 | Pass | null
381125660 | TNB | DISTRIBUTION | SUNGAI BESAR | Existing | RYB | 230/400 V |  |  | LV LINE |  | 185_4C_AL_XLPE |  |  |  | 44.974 m |  | 4 | 0 | Pass | null
381125677 | TNB | DISTRIBUTION | SUNGAI BESAR | Existing | RYB | 230/400 V |  |  | SERVICE LINE |  | 70_4C_AL_XLPE |  |  |  | 4.454 m |  | 4 | 0 | Pass | null
381125682 | TNB | DISTRIBUTION | SUNGAI BESAR | Existing | RYB | 230/400 V |  |  | SERVICE LINE |  | 70_4C_AL_XLPE |  |  |  | 0.906 m |  | 4 | 0 | Pass | null
381125687 | TNB | DISTRIBUTION | SUNGAI BESAR | Existing | RYB | 230/400 V |  |  | SERVICE LINE |  | Unknown |  |  |  | 3.434 m |  | 3 | 0 | Pass | null
381125691 | TNB | DISTRIBUTION | SUNGAI BESAR | Existing | RYB | 230/400 V |  |  | SERVICE LINE |  | Unknown |  |  |  | 1.195 m |  | 3 | 0 | Pass | null
381125695 | TNB | DISTRIBUTION | SUNGAI BESAR | Existing | RYB | 230/400 V |  |  | SERVICE LINE |  | 70_4C_AL_XLPE |  |  |  | 39.043 m |  | 4 | 0 | Pass | null
381125700 | TNB | DISTRIBUTION | SUNGAI BESAR | Existing | RYB | 230/400 V |  |  | SERVICE LINE |  | 70_4C_AL_XLPE |  |  |  | 3.430 m |  | 4 | 0 | Pass | null
381125715 | TNB | DISTRIBUTION | SUNGAI BESAR | Existing | RYB | 230/400 V |  |  | LV LINE |  | 185_4C_AL_XLPE |  |  |  | 92.989 m |  | 4 | 0 | Pass | null
381125723 | TNB | DISTRIBUTION | SUNGAI BESAR | Existing | RYB | 230/400 V |  |  | LV LINE |  | 185_4C_AL_PILC |  |  |  | 55.842 m |  | 4 | 0 | Pass | null
381125728 | TNB | DISTRIBUTION | SUNGAI BESAR | Existing | RYB | 230/400 V |  |  | SERVICE LINE |  | Unknown |  |  |  | 4.224 m |  | 3 | 0 | Pass | null
381125732 | TNB | DISTRIBUTION | SUNGAI BESAR | Existing | RYB | 230/400 V |  |  | SERVICE LINE |  | Unknown |  |  |  | 1.186 m |  | 3 | 0 | Pass | null
381125740 | TNB | DISTRIBUTION | SUNGAI BESAR | Existing | RYB | 230/400 V |  |  | SERVICE LINE |  | Unknown |  |  |  | 38.993 m |  | 3 | 0 | Pass | null
381125744 | TNB | DISTRIBUTION | SUNGAI BESAR | Existing | RYB | 230/400 V |  |  | SERVICE LINE |  | Unknown |  |  |  | 1.888 m |  | 3 | 0 | Pass | null
381125752 | TNB | DISTRIBUTION | SUNGAI BESAR | Existing | RYB | 230/400 V |  |  | SERVICE LINE |  | Unknown |  |  |  | 18.143 m |  | 3 | 0 | Pass | null
381125756 | TNB | DISTRIBUTION | SUNGAI BESAR | Existing | RYB | 230/400 V |  |  | SERVICE LINE |  | Unknown |  |  |  | 0.853 m |  | 3 | 0 | Pass | null
381125760 | TNB | DISTRIBUTION | SUNGAI BESAR | Existing | RYB | 230/400 V |  |  | LV LINE |  | 185_4C_AL_XLPE |  |  |  | 21.240 m |  | 4 | 0 | Pass | null
381125765 | TNB | DISTRIBUTION | SUNGAI BESAR | Existing | RYB | 230/400 V |  |  | LV LINE |  | 185_4C_AL_XLPE |  |  |  | 19.734 m |  | 4 | 0 | Pass | null
381125770 | TNB | DISTRIBUTION | SUNGAI BESAR | Existing | RYB | 230/400 V |  |  | SERVICE LINE |  | 70_4C_AL_XLPE |  |  |  | 84.864 m |  | 4 | 0 | Pass | null
381125775 | TNB | DISTRIBUTION | SUNGAI BESAR | Existing | RYB | 230/400 V |  |  | LV LINE |  | 185_4C_AL_XLPE |  |  |  | 51.405 m |  | 4 | 0 | Pass | null
381125784 | TNB | DISTRIBUTION | SUNGAI BESAR | Existing | RYB | 230/400 V |  |  | SERVICE LINE |  | 185_4C_AL_XLPE |  |  |  | 145.898 m |  | 4 | 0 | Pass | null
381125788 | TNB | DISTRIBUTION | SUNGAI BESAR | Existing | RYB | 230/400 V |  |  | SERVICE LINE |  | 185_4C_AL_XLPE |  |  |  | 62.861 m |  | 4 | 0 | Pass | null
381125792 | TNB | DISTRIBUTION | SUNGAI BESAR | Existing | RYB | 230/400 V |  |  | LV LINE |  | 120_4C_AL_PILC |  |  |  | 75.907 m |  | 4 | 0 | Pass | null
381125802 | TNB | DISTRIBUTION | SUNGAI BESAR | Existing | RYB | 230/400 V |  |  | SERVICE LINE |  | 25_4C_AL_XLPE |  |  |  | 51.213 m |  | 4 | 0 | Pass | null
381125807 | TNB | DISTRIBUTION | SUNGAI BESAR | Existing | RYB | 230/400 V |  |  | LV LINE |  | 185_4C_AL_XLPE |  |  |  | 22.211 m |  | 4 | 0 | Pass | null
381125812 | TNB | DISTRIBUTION | SUNGAI BESAR | Existing | RYB | 230/400 V |  |  | LV LINE |  | 185_4C_AL_PILC |  |  |  | 100.982 m |  | 4 | 0 | Pass | null
381125817 | TNB | DISTRIBUTION | SUNGAI BESAR | Existing | RYB | 230/400 V |  |  | LV LINE |  | 185_4C_AL_XLPE |  |  |  | 34.521 m |  | 4 | 0 | Pass | null
381125822 | TNB | DISTRIBUTION | SUNGAI BESAR | Existing | RYB | 230/400 V |  |  | LV LINE |  | 185_4C_AL_XLPE |  |  |  | 35.547 m |  | 4 | 0 | Pass | null
381125827 | TNB | DISTRIBUTION | SUNGAI BESAR | Existing | RYB | 230/400 V |  |  | LV LINE |  | 185_4C_AL_XLPE |  |  |  | 23.205 m |  | 4 | 0 | Pass | null
381125832 | TNB | DISTRIBUTION | SUNGAI BESAR | Existing | RYB | 230/400 V |  |  | LV LINE |  | 185_4C_AL_XLPE |  |  |  | 24.575 m |  | 4 | 0 | Pass | null
381125837 | TNB | DISTRIBUTION | SUNGAI BESAR | Existing | RYB | 230/400 V |  |  | LV LINE |  | 70_4C_AL_XLPE |  |  |  | 72.964 m |  | 4 | 0 | Pass | null
381125842 | TNB | DISTRIBUTION | SUNGAI BESAR | Existing | RYB | 230/400 V |  |  | LV LINE |  | 185_4C_AL_XLPE |  |  |  | 42.983 m |  | 4 | 0 | Pass | null
381125847 | TNB | DISTRIBUTION | SUNGAI BESAR | Existing | RYB | 230/400 V |  |  | LV LINE |  | 120_4C_AL_XLPE |  |  |  | 23.551 m |  | 4 | 0 | Pass | null
381125857 | TNB | DISTRIBUTION | SUNGAI BESAR | Existing | RYB | 230/400 V |  |  | LV LINE |  | 70_4C_AL_XLPE |  |  |  | 2.422 m |  | 4 | 0 | Pass | null
381125862 | TNB | DISTRIBUTION | SUNGAI BESAR | Existing | RYB | 230/400 V |  |  | LV LINE |  | 70_4C_AL_XLPE |  |  |  | 2.609 m |  | 4 | 0 | Pass | null
381125867 | TNB | DISTRIBUTION | SUNGAI BESAR | Existing | RYB | 230/400 V |  |  | SERVICE LINE |  | 25_4C_AL_XLPE |  |  |  | 7.516 m |  | 4 | 0 | Pass | null
381125877 | TNB | DISTRIBUTION | SUNGAI BESAR | Existing | RYB | 230/400 V |  |  | LV LINE |  | 120_4C_AL_XLPE |  |  |  | 73.380 m |  | 4 | 0 | Pass | null
381125882 | TNB | DISTRIBUTION | SUNGAI BESAR | Existing | RYB | 230/400 V |  |  | LV LINE |  | 120_4C_AL_XLPE |  |  |  | 7.948 m |  | 4 | 0 | Pass | null
381125887 | TNB | DISTRIBUTION | SUNGAI BESAR | Existing | RYB | 230/400 V |  |  | LV LINE |  | 185_4C_AL_XLPE |  |  |  | 17.337 m |  | 4 | 0 | Pass | null
381125892 | TNB | DISTRIBUTION | SUNGAI BESAR | Existing | RYB | 230/400 V |  |  | LV LINE |  | 185_4C_AL_XLPE |  |  |  | 17.992 m |  | 4 | 0 | Pass | null
381125902 | TNB | DISTRIBUTION | SUNGAI BESAR | Existing | RYB | 230/400 V |  |  | LV LINE |  | 185_4C_AL_XLPE |  |  |  | 22.948 m |  | 4 | 0 | Pass | null
381125907 | TNB | DISTRIBUTION | SUNGAI BESAR | Existing | RYB | 230/400 V |  |  | LV LINE |  | 185_4C_AL_XLPE |  |  |  | 154.707 m |  | 4 | 0 | Pass | null
381125912 | TNB | DISTRIBUTION | SUNGAI BESAR | Existing | RYB | 230/400 V |  |  | LV LINE |  | 185_4C_AL_XLPE |  |  |  | 161.584 m |  | 4 | 0 | Pass | null
381125922 | TNB | DISTRIBUTION | SUNGAI BESAR | Existing | RYB | 230/400 V |  |  | LV LINE |  | 185_4C_AL_XLPE |  |  |  | 47.327 m |  | 4 | 0 | Pass | null
381125937 | TNB | DISTRIBUTION | SUNGAI BESAR | Existing | RYB | 230/400 V |  |  | LV LINE |  | 185_4C_AL_XLPE |  |  |  | 41.537 m |  | 4 | 0 | Pass | null
381125942 | TNB | DISTRIBUTION | SUNGAI BESAR | Existing | RYB | 230/400 V |  |  | LV LINE |  | 185_4C_AL_XLPE |  |  |  | 53.112 m |  | 4 | 0 | Pass | null
381125947 | TNB | DISTRIBUTION | SUNGAI BESAR | Existing | RYB | 230/400 V |  |  | LV LINE |  | 185_4C_AL_XLPE |  |  |  | 54.108 m |  | 4 | 0 | Pass | null
381125952 | TNB | DISTRIBUTION | SUNGAI BESAR | Existing | RYB | 230/400 V |  |  | LV LINE |  | 185_4C_AL_XLPE |  |  |  | 57.891 m |  | 4 | 0 | Pass | null
381125962 | TNB | DISTRIBUTION | SUNGAI BESAR | Existing | RYB | 230/400 V |  |  | SERVICE LINE |  | 185_4C_AL_XLPE |  |  |  | 18.433 m |  | 4 | 0 | Pass | null
381125967 | TNB | DISTRIBUTION | SUNGAI BESAR | Existing | RYB | 230/400 V |  |  | SERVICE LINE |  | 185_4C_AL_XLPE |  |  |  | 1.236 m |  | 4 | 0 | Pass | null
381125972 | TNB | DISTRIBUTION | SUNGAI BESAR | Existing | RYB | 230/400 V |  |  | SERVICE LINE |  | 185_4C_AL_XLPE |  |  |  | 2.007 m |  | 4 | 0 | Pass | null
381125977 | TNB | DISTRIBUTION | SUNGAI BESAR | Existing | RYB | 230/400 V |  |  | LV LINE |  | 25_4C_AL_XLPE |  |  |  | 5.574 m |  | 4 | 0 | Pass | null
381125982 | TNB | DISTRIBUTION | SUNGAI BESAR | Existing | RYB | 230/400 V |  |  | SERVICE LINE |  | 25_4C_AL_XLPE |  |  |  | 0.973 m |  | 4 | 0 | Pass | null
381125987 | TNB | DISTRIBUTION | SUNGAI BESAR | Existing | RYB | 230/400 V |  |  | SERVICE LINE |  | 25_4C_AL_XLPE |  |  |  | 1.231 m |  | 4 | 0 | Pass | null
381125992 | TNB | DISTRIBUTION | SUNGAI BESAR | Existing | RYB | 230/400 V |  |  | SERVICE LINE |  | 25_4C_AL_XLPE |  |  |  | 5.234 m |  | 4 | 0 | Pass | null
381125997 | TNB | DISTRIBUTION | SUNGAI BESAR | Existing | RYB | 230/400 V |  |  | SERVICE LINE |  | 25_4C_AL_XLPE |  |  |  | 0.498 m |  | 4 | 0 | Pass | null
381126002 | TNB | DISTRIBUTION | SUNGAI BESAR | Existing | RYB | 230/400 V |  |  | SERVICE LINE |  | 25_4C_AL_XLPE |  |  |  | 0.556 m |  | 4 | 0 | Pass | null
381126007 | TNB | DISTRIBUTION | SUNGAI BESAR | Existing | RYB | 230/400 V |  |  | LV LINE |  | 25_4C_AL_PILC |  |  |  | 37.301 m |  | 4 | 0 | Pass | null
381126012 | TNB | DISTRIBUTION | SUNGAI BESAR | Existing | RYB | 230/400 V |  |  | LV LINE |  | 25_4C_AL_PILC |  |  |  | 1.151 m |  | 4 | 0 | Pass | null
381126017 | TNB | DISTRIBUTION | SUNGAI BESAR | Existing | RYB | 230/400 V |  |  | LV LINE |  | 25_4C_AL_XLPE |  |  |  | 3.129 m |  | 4 | 0 | Pass | null
381126022 | TNB | DISTRIBUTION | SUNGAI BESAR | Existing | RYB | 230/400 V |  |  | LV LINE |  | 25_4C_AL_XLPE |  |  |  | 0.752 m |  | 4 | 0 | Pass | null
381126027 | TNB | DISTRIBUTION | SUNGAI BESAR | Existing | RYB | 230/400 V |  |  | LV LINE |  | 25_4C_AL_XLPE |  |  |  | 0.801 m |  | 4 | 0 | Pass | null
381126032 | TNB | DISTRIBUTION | SUNGAI BESAR | Existing | RYB | 230/400 V |  |  | SERVICE LINE |  | 25_4C_AL_XLPE |  |  |  | 4.741 m |  | 4 | 0 | Pass | null
381126037 | TNB | DISTRIBUTION | SUNGAI BESAR | Existing | RYB | 230/400 V |  |  | SERVICE LINE |  | 25_4C_AL_XLPE |  |  |  | 0.651 m |  | 4 | 0 | Pass | null
381126042 | TNB | DISTRIBUTION | SUNGAI BESAR | Existing | RYB | 230/400 V |  |  | SERVICE LINE |  | 25_4C_AL_XLPE |  |  |  | 0.738 m |  | 4 | 0 | Pass | null
381126047 | TNB | DISTRIBUTION | SUNGAI BESAR | Existing | RYB | 230/400 V |  |  | SERVICE LINE |  | 70_4C_AL_XLPE |  |  |  | 62.962 m |  | 4 | 0 | Pass | null
381126052 | TNB | DISTRIBUTION | SUNGAI BESAR | Existing | RYB | 230/400 V |  |  | SERVICE LINE |  | 70_4C_AL_XLPE |  |  |  | 2.085 m |  | 4 | 0 | Pass | null
381126057 | TNB | DISTRIBUTION | SUNGAI BESAR | Existing | RYB | 230/400 V |  |  | SERVICE LINE |  | 70_4C_AL_XLPE |  |  |  | 2.311 m |  | 4 | 0 | Pass | null
381126062 | TNB | DISTRIBUTION | SUNGAI BESAR | Existing | RYB | 230/400 V |  |  | LV LINE |  | 185_4C_AL_XLPE |  |  |  | 11.893 m |  | 4 | 0 | Pass | null
381126067 | TNB | DISTRIBUTION | SUNGAI BESAR | Existing | RYB | 230/400 V |  |  | SERVICE LINE |  | 185_4C_AL_PILC |  |  |  | 1.792 m |  | 4 | 0 | Pass | null
381126072 | TNB | DISTRIBUTION | SUNGAI BESAR | Existing | RYB | 230/400 V |  |  | LV LINE |  | 70_4C_AL_XLPE |  |  |  | 4.428 m |  | 4 | 0 | Pass | null
381126077 | TNB | DISTRIBUTION | SUNGAI BESAR | Existing | RYB | 230/400 V |  |  | LV LINE |  | 70_4C_AL_XLPE |  |  |  | 1.381 m |  | 4 | 0 | Pass | null
381126082 | TNB | DISTRIBUTION | SUNGAI BESAR | Existing | R | 230/400 V |  |  | SERVICE LINE |  | ARMOURED_16MM |  |  |  | 2.434 m |  | 2 | 0 | Pass | null
381126085 | TNB | DISTRIBUTION | SUNGAI BESAR | Existing | R | 230/400 V |  |  | SERVICE LINE |  | ARMOURED_16MM |  |  |  | 0.939 m |  | 2 | 0 | Pass | null
381126088 | TNB | DISTRIBUTION | SUNGAI BESAR | Existing | R | 230/400 V |  |  | SERVICE LINE |  | ARMOURED_16MM |  |  |  | 16.578 m |  | 2 | 0 | Pass | null
381126091 | TNB | DISTRIBUTION | SUNGAI BESAR | Existing | R | 230/400 V |  |  | SERVICE LINE |  | ARMOURED_16MM |  |  |  | 1.186 m |  | 2 | 0 | Pass | null
381126094 | TNB | DISTRIBUTION | SUNGAI BESAR | Existing | RYB | 230/400 V |  |  | SERVICE LINE |  | 70_4C_AL_XLPE |  |  |  | 2.409 m |  | 4 | 0 | Pass | null
381126099 | TNB | DISTRIBUTION | SUNGAI BESAR | Existing | RYB | 230/400 V |  |  | SERVICE LINE |  | 70_4C_AL_PILC |  |  |  | 7.594 m |  | 4 | 0 | Pass | null
381172111 | TNB | DISTRIBUTION | SUNGAI BESAR | Existing | RYB | 230/400 V |  |  | SERVICE LINE |  | 185_4C_AL_XLPE |  |  |  | 50.626 m |  | 4 | 0 | Pass | null
381181748 | TNB | DISTRIBUTION | SUNGAI BESAR | Existing | RYB | 230/400 V |  |  | PUBLIC LIGHT |  | 25_4C_AL_XLPE |  |  |  | 5.534 m |  | 4 | 0 | Fail | Please check "Usage"
381181784 | TNB | DISTRIBUTION | SUNGAI BESAR | Existing | RYB | 230/400 V |  |  | LV LINE |  | 185_4C_AL_PILC |  |  |  | 180.588 m |  | 4 | 0 | Pass | null
381181789 | TNB | DISTRIBUTION | SUNGAI BESAR | Existing | RYB | 230/400 V |  |  | LV LINE |  | 185_4C_AL_XLPE |  |  |  | 73.880 m |  | 4 | 0 | Pass | null
381181878 | TNB | DISTRIBUTION | SUNGAI BESAR | Existing | RYB | 230/400 V |  |  | LV LINE |  | 185_4C_AL_XLPE |  |  |  | 22.162 m |  | 4 | 0 | Pass | null
381181937 | TNB | DISTRIBUTION | SUNGAI BESAR | Existing | RYB | 230/400 V |  |  | LV LINE |  | 185_4C_AL_XLPE |  |  |  | 68.739 m |  | 4 | 0 | Pass | null
381182048 | TNB | DISTRIBUTION | SUNGAI BESAR | Existing | RYB | 230/400 V |  |  | LV LINE |  | 185_4C_AL_XLPE |  |  |  | 39.426 m |  | 4 | 0 | Pass | null
381182053 | TNB | DISTRIBUTION | SUNGAI BESAR | Existing | RYB | 230/400 V |  |  | LV LINE |  | 185_4C_AL_XLPE |  |  |  | 20.444 m |  | 4 | 0 | Pass | null
381182063 | TNB | DISTRIBUTION | SUNGAI BESAR | Existing | RYB | 230/400 V |  |  | SERVICE LINE |  | 185_4C_AL_XLPE |  |  |  | 99.282 m |  | 4 | 0 | Pass | null
381182097 | TNB | DISTRIBUTION | SUNGAI BESAR | Existing | RYB | 230/400 V |  |  | LV LINE |  | 185_4C_AL_XLPE |  |  |  | 26.517 m |  | 4 | 0 | Pass | null
381182102 | TNB | DISTRIBUTION | SUNGAI BESAR | Existing | RYB | 230/400 V |  |  | LV LINE |  | 185_4C_AL_PILC |  |  |  | 28.075 m |  | 4 | 0 | Pass | null
381182107 | TNB | DISTRIBUTION | SUNGAI BESAR | Existing | RYB | 230/400 V |  |  | LV LINE |  | 185_4C_AL_XLPE |  |  |  | 41.074 m | jp,ug185xlpe | 4 | 0 | Pass | null
381182116 | TNB | DISTRIBUTION | SUNGAI BESAR | Existing | RYB | 230/400 V |  |  | LV LINE |  | 300_4C_AL_XLPE |  |  |  | 180.472 m |  | 4 | 0 | Pass | null
381182125 | TNB | DISTRIBUTION | SUNGAI BESAR | Existing | RYB | 230/400 V |  |  | LV LINE |  | 300_4C_AL_XLPE |  |  |  | 180.118 m |  | 4 | 0 | Pass | null
381182133 | TNB | DISTRIBUTION | SUNGAI BESAR | Existing | RYB | 230/400 V |  |  | LV LINE |  | 185_4C_AL_XLPE |  |  |  | 354.916 m |  | 4 | 0 | Pass | null
381182150 | TNB | DISTRIBUTION | SUNGAI BESAR | Existing | RYB | 230/400 V |  |  | LV LINE |  | 120_4C_AL_XLPE |  |  |  | 19.940 m |  | 4 | 0 | Pass | null
381182159 | TNB | DISTRIBUTION | SUNGAI BESAR | Existing | RYB | 230/400 V |  |  | LV LINE |  | 120_4C_AL_XLPE |  |  |  | 18.296 m |  | 4 | 0 | Pass | null
381182164 | TNB | DISTRIBUTION | SUNGAI BESAR | Existing | RYB | 230/400 V |  |  | SERVICE LINE |  | 25_4C_AL_XLPE |  |  |  | 50.039 m |  | 4 | 0 | Pass | null
381182182 | TNB | DISTRIBUTION | SUNGAI BESAR | Existing | RYB | 230/400 V |  |  | SERVICE LINE |  | 300_4C_AL_XLPE |  |  |  | 205.541 m |  | 4 | 0 | Pass | null
381182187 | TNB | DISTRIBUTION | SUNGAI BESAR | Existing | RYB | 230/400 V |  |  | SERVICE LINE |  | 300_4C_AL_XLPE |  |  |  | 204.369 m |  | 4 | 0 | Pass | null
381182195 | TNB | DISTRIBUTION | SUNGAI BESAR | Existing | RYB | 230/400 V |  |  | LV LINE |  | 185_4C_AL_XLPE |  |  |  | 71.747 m |  | 4 | 0 | Pass | null
381182200 | TNB | DISTRIBUTION | SUNGAI BESAR | Existing | RYB | 230/400 V |  |  | LV LINE |  | 185_4C_AL_XLPE |  |  |  | 71.496 m |  | 4 | 0 | Pass | null
381182205 | TNB | DISTRIBUTION | SUNGAI BESAR | Existing | RYB | 230/400 V |  |  | SERVICE LINE |  | 25_4C_AL_XLPE |  |  |  | 17.801 m |  | 4 | 0 | Pass | null
381182210 | TNB | DISTRIBUTION | SUNGAI BESAR | Existing | RYB | 230/400 V |  |  | SERVICE LINE |  | 25_4C_AL_XLPE |  |  |  | 33.241 m |  | 4 | 0 | Pass | null
381182215 | TNB | DISTRIBUTION | SUNGAI BESAR | Existing | RYB | 230/400 V |  |  | SERVICE LINE |  | 25_4C_AL_XLPE |  |  |  | 45.141 m |  | 4 | 0 | Pass | null
381182220 | TNB | DISTRIBUTION | SUNGAI BESAR | Existing | RYB | 230/400 V |  |  | SERVICE LINE |  | 25_4C_AL_XLPE |  |  |  | 22.279 m |  | 4 | 0 | Pass | null
381182235 | TNB | DISTRIBUTION | SUNGAI BESAR | Existing | RYB | 230/400 V |  |  | SERVICE LINE |  | 25_4C_AL_XLPE |  |  |  | 23.178 m |  | 4 | 0 | Pass | null
381182240 | TNB | DISTRIBUTION | SUNGAI BESAR | Existing | RYB | 230/400 V |  |  | SERVICE LINE |  | 25_4C_AL_XLPE |  |  |  | 32.111 m |  | 4 | 0 | Pass | null
381182245 | TNB | DISTRIBUTION | SUNGAI BESAR | Existing | RYB | 230/400 V |  |  | SERVICE LINE |  | 25_4C_AL_XLPE |  |  |  | 42.819 m |  | 4 | 0 | Pass | null
381182250 | TNB | DISTRIBUTION | SUNGAI BESAR | Existing | RYB | 230/400 V |  |  | SERVICE LINE |  | 25_4C_AL_XLPE |  |  |  | 41.134 m |  | 4 | 0 | Pass | null
381182255 | TNB | DISTRIBUTION | SUNGAI BESAR | Existing | RYB | 230/400 V |  |  | SERVICE LINE |  | 25_4C_AL_XLPE |  |  |  | 56.582 m |  | 4 | 0 | Pass | null
381182260 | TNB | DISTRIBUTION | SUNGAI BESAR | Existing | RYB | 230/400 V |  |  | SERVICE LINE |  | 25_4C_AL_XLPE |  |  |  | 68.041 m |  | 4 | 0 | Pass | null
381182265 | TNB | DISTRIBUTION | SUNGAI BESAR | Existing | RYB | 230/400 V |  |  | SERVICE LINE |  | 25_4C_AL_XLPE |  |  |  | 54.475 m |  | 4 | 0 | Pass | null
381182510 | TNB | DISTRIBUTION | SUNGAI BESAR | Existing | RYB | 230/400 V |  |  | LV LINE |  | 185_4C_AL_XLPE |  |  |  | 533.099 m |  | 4 | 0 | Pass | null
381182602 | TNB | DISTRIBUTION | SUNGAI BESAR | Existing | R | 230/400 V |  |  | SERVICE LINE |  | ARMOURED_16MM |  |  |  | 34.065 m |  | 2 | 0 | Pass | null
381196339 | TNB | DISTRIBUTION | SUNGAI BESAR | Existing | RYB | 230/400 V | Unknown |  | LV LINE |  | 4X_300_1C_AL_PVC/PVC |  |  |  | 0.801 m |  | 4 | 0 | Pass | null
381196470 | TNB | DISTRIBUTION | SUNGAI BESAR | Existing | RYB | 230/400 V | YES |  | LV LINE |  | 4X_300_1C_AL_PVC/PVC |  |  |  | 0.622 m |  | 4 | 0 | Pass | null
381196597 | TNB | DISTRIBUTION | SUNGAI BESAR | Existing | RYB | 230/400 V | YES |  | LV LINE |  | 4X_300_1C_AL_PVC/PVC |  |  |  | 0.409 m |  | 4 | 0 | Pass | null
381196724 | TNB | DISTRIBUTION | SUNGAI BESAR | Existing | RYB | 230/400 V | YES |  | LV LINE |  | 4X_300_1C_AL_PVC/PVC |  |  |  | 0.317 m |  | 4 | 0 | Pass | null
381196851 | TNB | DISTRIBUTION | SUNGAI BESAR | Existing | RYB | 230/400 V | YES |  | LV LINE |  | 4X_300_1C_AL_PVC/PVC |  |  |  | 0.370 m |  | 4 | 0 | Pass | null
381196980 | TNB | DISTRIBUTION | SUNGAI BESAR | Existing | RYB | 230/400 V | Unknown |  | LV LINE |  | 4X_300_1C_AL_PVC/PVC |  |  |  | 0.209 m |  | 4 | 0 | Pass | null
381197116 | TNB | DISTRIBUTION | SUNGAI BESAR | Existing | RYB | 230/400 V | Unknown |  | LV LINE |  | 4X_300_1C_AL_PVC/PVC |  |  |  | 0.260 m |  | 4 | 0 | Pass | null
381197278 | TNB | DISTRIBUTION | SUNGAI BESAR | Existing | RYB | 230/400 V | Unknown |  | LV LINE |  | 7X_300_1C_AL_PVC/PVC |  |  |  | 0.436 m |  | 7 | 0 | Pass | null
381197411 | TNB | DISTRIBUTION | SUNGAI BESAR | Existing | RYB | 230/400 V | Unknown |  | LV LINE |  | 4X_300_1C_AL_PVC/PVC |  |  |  | 0.339 m |  | 4 | 0 | Pass | null
381197542 | TNB | DISTRIBUTION | SUNGAI BESAR | Existing | RYB | 230/400 V | Unknown |  | LV LINE |  | 4X_300_1C_AL_PVC/PVC |  |  |  | 0.308 m |  | 4 | 0 | Pass | null
381197669 | TNB | DISTRIBUTION | SUNGAI BESAR | Existing | RYB | 230/400 V | Unknown |  | LV LINE |  | 7X_300_1C_AL_PVC/PVC |  |  |  | 0.346 m |  | 7 | 0 | Pass | null
381197932 | TNB | DISTRIBUTION | SUNGAI BESAR | Existing | RYB | 230/400 V | Unknown |  | LV LINE |  | 7X_300_1C_AL_PVC/PVC |  |  |  | 0.299 m |  | 7 | 0 | Pass | null
381198069 | TNB | DISTRIBUTION | SUNGAI BESAR | Existing | RYB | 230/400 V | Unknown |  | LV LINE |  | 7X_300_1C_AL_PVC/PVC |  |  |  | 0.266 m |  | 7 | 0 | Pass | null
381290038 | TNB | DISTRIBUTION | SUNGAI BESAR | Existing | RYB | 230/400 V |  |  | LV LINE |  | 185_4C_AL_XLPE |  |  |  | 31.901 m |  | 4 | 0 | Pass | null
381290058 | TNB | DISTRIBUTION | SUNGAI BESAR | Existing | RYB | 230/400 V |  |  | LV LINE |  | 185_4C_AL_XLPE |  |  |  | 40.994 m |  | 4 | 0 | Pass | null
381496175 | TNB | DISTRIBUTION | SUNGAI BESAR | Existing | RYB | 230/400 V | Unknown |  | LV LINE |  | 4X_300_1C_AL_PVC/PVC |  |  |  | 0.530 m |  | 4 | 0 | Pass | null
381496548 | TNB | DISTRIBUTION | SUNGAI BESAR | Existing | RYB | 230/400 V | Unknown |  | LV LINE |  | 7X_300_1C_AL_PVC/PVC |  |  |  | 0.465 m |  | 7 | 0 | Pass | null
381500505 | TNB | DISTRIBUTION | SUNGAI BESAR | Existing | RYB | 230/400 V |  |  | LV LINE |  | 120_4C_AL_XLPE |  |  |  | 46.280 m |  | 4 | 0 | Pass | null
381500510 | TNB | DISTRIBUTION | SUNGAI BESAR | Existing | RYB | 230/400 V |  |  | LV LINE |  | 120_4C_AL_XLPE |  |  |  | 56.232 m |  | 4 | 0 | Pass | null
381500515 | TNB | DISTRIBUTION | SUNGAI BESAR | Existing | RYB | 230/400 V |  |  | LV LINE |  | 185_4C_AL_XLPE |  |  |  | 21.099 m |  | 4 | 0 | Pass | null
381500520 | TNB | DISTRIBUTION | SUNGAI BESAR | Existing | RYB | 230/400 V |  |  | LV LINE |  | 185_4C_AL_XLPE |  |  |  | 14.628 m |  | 4 | 0 | Pass | null
381500525 | TNB | DISTRIBUTION | SUNGAI BESAR | Existing | RYB | 230/400 V |  |  | LV LINE |  | 185_4C_AL_XLPE |  |  |  | 162.574 m |  | 4 | 0 | Pass | null
381500537 | TNB | DISTRIBUTION | SUNGAI BESAR | Existing | RYB | 230/400 V |  |  | SERVICE LINE |  | 185_4C_AL_XLPE |  |  |  | 12.316 m |  | 4 | 0 | Pass | null
381500542 | TNB | DISTRIBUTION | SUNGAI BESAR | Existing | RYB | 230/400 V |  |  | SERVICE LINE |  | 185_4C_AL_XLPE |  |  |  | 10.952 m |  | 4 | 0 | Pass | null
381500576 | TNB | DISTRIBUTION | SUNGAI BESAR | Existing | RYB | 230/400 V |  |  | LV LINE |  | 70_4C_AL_XLPE |  |  |  | 4.061 m |  | 4 | 0 | Pass | null
381500676 | TNB | DISTRIBUTION | SUNGAI BESAR | Existing | RYB | 230/400 V |  |  | LV LINE |  | 185_4C_AL_XLPE |  |  |  | 53.843 m |  | 4 | 0 | Pass | null
381500681 | TNB | DISTRIBUTION | SUNGAI BESAR | Existing | RYB | 230/400 V |  |  | LV LINE |  | 185_4C_AL_XLPE |  |  |  | 55.763 m |  | 4 | 0 | Pass | null
381500686 | TNB | DISTRIBUTION | SUNGAI BESAR | Existing | RYB | 230/400 V |  |  | LV LINE |  | 185_4C_AL_XLPE |  |  |  | 310.908 m |  | 4 | 0 | Pass | null
381500698 | TNB | DISTRIBUTION | SUNGAI BESAR | Existing | RYB | 230/400 V |  |  | LV LINE |  | 185_4C_AL_XLPE |  |  |  | 111.067 m |  | 4 | 0 | Pass | null
382780177 | TNB | DISTRIBUTION | SUNGAI BESAR | Existing | RYB | 230/400 V |  |  | LV LINE |  | 185_4C_AL_XLPE |  |  |  | 1.286 m |  | 4 | 0 | Pass | null
382780182 | TNB | DISTRIBUTION | SUNGAI BESAR | Existing | RYB | 230/400 V |  |  | LV LINE |  | 185_4C_AL_XLPE |  |  |  | 1.181 m |  | 4 | 0 | Pass | null
382780187 | TNB | DISTRIBUTION | SUNGAI BESAR | Existing | RYB | 230/400 V |  |  | LV LINE |  | 185_4C_AL_XLPE |  |  |  | 1.169 m |  | 4 | 0 | Pass | null
382797280 | TNB | DISTRIBUTION | SUNGAI BESAR | Existing | RYB | 230/400 V |  |  | SERVICE LINE |  | 185_4C_AL_XLPE |  |  |  | 16.219 m |  | 4 | 0 | Pass | null
382797285 | TNB | DISTRIBUTION | SUNGAI BESAR | Existing | RYB | 230/400 V |  |  | SERVICE LINE |  | 185_4C_AL_XLPE |  |  |  | 16.442 m |  | 4 | 0 | Pass | null
382797290 | TNB | DISTRIBUTION | SUNGAI BESAR | Existing | RYB | 230/400 V |  |  | SERVICE LINE |  | 185_4C_AL_XLPE |  |  |  | 11.256 m |  | 4 | 0 | Pass | null
382797314 | TNB | DISTRIBUTION | SUNGAI BESAR | Existing | RYB | 230/400 V |  |  | SERVICE LINE |  | 185_4C_AL_XLPE |  |  |  | 58.323 m |  | 4 | 0 | Pass | null
383385766 | TNB | DISTRIBUTION | SUNGAI BESAR | Existing | RYB | 230/400 V | Unknown |  | LV LINE |  | 7X_500_1C_CU_PVC/PVC |  |  |  | 1.182 m |  | 7 | 0 | Pass | null
383497218 | TNB | DISTRIBUTION | SUNGAI BESAR | Existing | RYB | 230/400 V | Unknown |  | LV LINE |  | 7X_500_1C_CU_PVC/PVC |  |  |  | 0.892 m |  | 7 | 0 | Pass | null
385884785 | TNB | DISTRIBUTION | SUNGAI BESAR | Existing | RYB | 230/400 V | Unknown | Class C | LV LINE |  | 7X_300_1C_AL_PVC/PVC |  |  |  | 0.210 m |  | 7 | 0 | Pass | null
385884788 | TNB | DISTRIBUTION | SUNGAI BESAR | Existing | RYB | 230/400 V | Unknown | Class C | LV LINE |  | 7X_300_1C_AL_PVC/PVC |  |  |  | 0.184 m |  | 7 | 0 | Pass | null
390629500 | TNB | DISTRIBUTION | SUNGAI BESAR | Existing | RYB | 230/400 V | Unknown | Class C | LV LINE |  | 7X_500_1C_CU_PVC/PVC |  |  |  | 0.310 m |  | 7 | 0 | Pass | null
391436753 | TNB | DISTRIBUTION | SUNGAI BESAR | Existing | RYB | 230/400 V | NO | Class C | SERVICE LINE |  | 25_4C_AL_XLPE |  |  |  | 2.510 m |  | 4 | 0 | Pass | null
392867099 | TNB | DISTRIBUTION | SUNGAI BESAR | Existing | RYB | 230/400 V | NO | Class C | SERVICE LINE |  | 185_4C_AL_XLPE |  |  |  | 48.406 m |  | 4 | 0 | Pass | null
392867111 | TNB | DISTRIBUTION | SUNGAI BESAR | Existing | RYB | 230/400 V | NO | Class C | SERVICE LINE |  | 185_4C_AL_XLPE |  |  |  | 29.095 m |  | 4 | 0 | Pass | null
392918377 | TNB | DISTRIBUTION | SUNGAI BESAR | Existing | RYB | 230/400 V | YES | Class D | SERVICE LINE |  | 120_4C_AL_XLPE |  |  |  | 310.425 m |  | 4 | 0 | Pass | null