## Distribution Transformer
Id | Owner Type | Owner Name | Operational Area | Status | ERMS Functional Location | ERMS Equipment No | Label | Distribution PE | Demand Load | Customer Count | Phasing | ERMS System Status | ERMS User Status | Voltage In [Old] | Voltage In/Out | Voltage Out [Old] | Manufacturer | Manufacturer [Old] | Capacity | Date Commissioned | Remarks | Distribution Transformer Units | Demand Points
254722702 | TNB | DISTRIBUTION | SUNGAI BESAR | Existing | BSBR/PCE/J00060/MATX1 | 300040014 | TX1-D00052 | SM AGAMA SPG 5 |  | 53 | RYB |  |  | 11 kV |  | 415 V |  | MTM | 500.00 kVA | 16/06/1991 |  | 1 | 78
254722704 | TNB | DISTRIBUTION | SUNGAI BESAR | Existing | BSBR/PCE/J00179/MATX1 | 300242310 | TX-D00046 | DEWAN SPG 5 |  | 1 | RYB |  |  | 11 kV |  | 415 V |  | MTM | 500.00 kVA | 1998-01-03 |  | 1 | 1
254722706 | TNB | DISTRIBUTION | SUNGAI BESAR | Existing | BSBR/PCE/J00012/MATXF1 | 300259556 | TX1-D00055 | T/AIR 13 SG NIPAH |  | 304 | RYB |  |  | 11 kV |  | 415 V |  | EWT | 500.00 kVA | 2006-01-03 |  | 1 | 418
254722708 | TNB | DISTRIBUTION | SUNGAI BESAR | Existing | BSBR/PCE/J00200/MATX1 | 300261020 | TX1-D00608 | PAT TALI AIR 13 BAN 2 SG NIBONG |  | 0 | RYB |  |  | 11 kV |  | 415 V |  | MINEL-TRAFO | 100.00 kVA | 1980-01-08 |  | 1 | 0
254722730 | TNB | DISTRIBUTION | SUNGAI BESAR | Existing | BSBR/PCE/J00072/MATX1 | 300040050 | TX1-D00191 | TMN SRI INDAH |  | 314 | RYB |  |  | 11 kV |  | 415 V |  | MTM | 300.00 kVA | 1991-12-12 |  | 1 | 348
254723674 | TNB | DISTRIBUTION | SUNGAI BESAR | Existing | BSBR/PCE/J00074/MATX1 | 300040060 | TX1-D00200 | TMN BEDENA JAYA |  | 223 | RYB |  |  | 11 kV |  | 415 V |  | MTM | 750.00 kVA | 2001-01-08 |  | 1 | 259
254723676 | TNB | DISTRIBUTION | SUNGAI BESAR | Existing | BSBR/PCE/J00073/MATX1 | 300040055 | TX1-D00147 | TMN MAKMUR |  | 172 | RYB |  |  | 11 kV |  | 415 V |  | MTM | 750.00 kVA | 1988-12-02 |  | 1 | 343
254723678 | TNB | DISTRIBUTION | SUNGAI BESAR | Existing | BSBR/PCE/J00047/MATX1 | 300039950 | TX1-D00160 | TMN SERI |  | 242 | RYB |  |  | 11 kV |  | 415 V |  | MTM | 1000.00 kVA | 2000-03-05 |  | 1 | 270
254723680 | TNB | DISTRIBUTION | SUNGAI BESAR | Existing | BSBR/PCE/J00191/MATX1 | 300259568 | TX1-D00156 | P/E TAMAN SERI NO 2 |  | 206 | RYB |  |  | 11 kV |  | 415 V |  | EWT | 300.00 kVA | 29/10/1992 |  | 1 | 234
254723682 | TNB | DISTRIBUTION | SUNGAI BESAR | Existing | BSBR/PCE/J00048/MATX1 | 300039955 | TX1-D00152 | TMN RIA |  | 0 | RYB |  |  | 11 kV |  | 415 V |  | MTM | 1000.00 kVA | 22/04/2002 |  | 1 | 0
254723792 | TNB | DISTRIBUTION | SUNGAI BESAR | Existing | BSBR/PCE/J00112/MATX1 | 300040245 | TX1-D00380 | P/E SIMPANG TEBUK PULAI |  | 117 | RYB |  |  | 11 kV |  | 415 V |  | MTM | 300.00 kVA | 1993-08-09 |  | 1 | 124
254724260 | TNB | DISTRIBUTION | SUNGAI BESAR | Existing | BSBR/PCE/J00029/MATX1 | 300039869 | TX1-D00269 | PT 5 GAMBUT |  | 87 | RYB |  |  | 11 kV |  | 415 V |  | EWT | 300.00 kVA | 2004-01-08 |  | 1 | 206
254724380 | TNB | DISTRIBUTION | SUNGAI BESAR | Existing | BSBR/PCE/J00062/MATX1 | 300040020 | TX1-D00064 | K/UDANG UDAHA |  | 58 | RYB |  |  | 11 kV |  | 415 V |  | MTM | 500.00 kVA | 1992-12-08 |  | 1 | 67
254725316 | TNB | DISTRIBUTION | SUNGAI BESAR | Existing | BSBR/PCE/J00079/MATX1 | 300040221 | TX1-D00086 | SEK MEN DATO' MUSTAFA |  | 255 | RYB |  |  | 11 kV |  | 415 V |  | MTM | 500.00 kVA | 15/02/1990 |  | 1 | 684
254725324 | TNB | DISTRIBUTION | SUNGAI BESAR | Existing | BSBR/PCE/J00008/MATXF1 | 300259539 | TX1-D00080 | PT 10 SG NIBONG |  | 2 | RYB |  |  | 11 kV |  | 415 V |  | MITSUBISHI | 300.00 kVA | 1980-01-08 |  | 1 | 189
254725326 | TNB | DISTRIBUTION | SUNGAI BESAR | Existing | BSBR/PCE/J00075/MATX1 | 300259561 | TX1-D00069 | DESA KASIH BT 23 SG NIBONG |  | 0 | RYB |  |  | 11 kV |  | 415 V |  | LKH | 750.00 kVA | 2003-01-08 |  | 1 | 0
254725328 | TNB | DISTRIBUTION | SUNGAI BESAR | Existing | BSBR/PCE/J00177/MATX1 | 300241505 | TX1-D00081 | SM AGAMA P.PANJANG |  | 0 | RYB |  |  | 11 kV |  | 415 V |  | SGB | 300.00 kVA | 2004-01-08 |  | 1 | 40
254725330 | TNB | DISTRIBUTION | SUNGAI BESAR | Existing | BSBR/PCE/J00005/MATXF1 | 300259538 | TX1-D00605 | T/AIR 12 BAN 2 SG NIBONG |  | 106 | RYB |  |  | 11 kV |  | 415 V |  | MTM | 100.00 kVA | 1988-11-05 |  | 1 | 131
254725340 | TNB | DISTRIBUTION | SUNGAI BESAR | Existing | BSBR/PCE/J00046/MATX1 | 300039945 | TX1-D00164 | BGN 6 |  | 89 | RYB |  |  | 11 kV |  | 415 V |  | SGB | 1000.00 kVA | 1998-01-08 |  | 1 | 140
254725846 | TNB | DISTRIBUTION | SUNGAI BESAR | Existing | BSBR/PCE/J00208/MATX1 | 300259602 | TX1-D00203 | P/E TAMAN SURIA INDAH |  | 80 | RYB |  |  | 11 kV |  | 415 V |  | MTM | 750.00 kVA | 2001-01-08 |  | 1 | 127
254725922 | TNB | DISTRIBUTION | SUNGAI BESAR | Existing | BSBR/PCE/J00056/MATX1 | 300039995 | TX1-D00222 | BGN SG PULAI |  | 619 | RYB |  |  | 11 kV |  | 415 V |  | EWT | 500.00 kVA | 1987-01-08 |  | 1 | 713
254725926 | TNB | DISTRIBUTION | SUNGAI BESAR | Existing | BSBR/PCE/J00071/MATX1 | 300040045 | TX1-D00153 | TMN RAYA |  | 131 | RYB |  |  | 11 kV |  | 415 V |  | MTM | 1000.00 kVA | 1998-02-05 |  | 1 | 150
254725950 | TNB | DISTRIBUTION | SUNGAI BESAR | Existing | BSBR/PCE/J00102/MATX1 | 300040197 | TX-D00568 | SEK MEN AGAMA BGN TERAP |  | 264 | RYB |  |  | 11 kV |  | 415 V |  | LKH | 300.00 kVA | 1996-01-08 |  | 1 | 313
254725952 | TNB | DISTRIBUTION | SUNGAI BESAR | Existing | BSBR/PCE/J00210/MATX1 | 300259608 | TX-D00622 | P/E TAMAN TERAP JAYA NO 2 |  | 4 | RYB |  |  | 11 kV |  | 415 V |  | EWT | 300.00 kVA | 2006-01-08 |  | 1 | 111
254726066 | TNB | DISTRIBUTION | SUNGAI BESAR | Existing | BSBR/PCE/J00053/MATX1 | 300039979 | TX1-D00210 | THAI LIAN |  | 58 | RYB |  |  | 11 kV |  | 415 V |  | LKH | 500.00 kVA | 2008-07-07 |  | 1 | 63
254726070 | TNB | DISTRIBUTION | SUNGAI BESAR | Existing | BSBR/PCE/J00052/MATX1 | 300039974 | TX1-D00209 | BGN SG BURUNG NO 2 |  | 171 | RYB |  |  | 11 kV |  | 415 V |  | EWT | 500.00 kVA | 2000-01-04 |  | 1 | 184
254744084 | TNB | DISTRIBUTION | SUNGAI BESAR | Existing | BSBR/PCE/J00076/MATX1 | 300040066 | TX1-D00128 | P/E TAMAN SERI BEDENA |  | 0 | RYB |  |  | 11 kV |  | 415 V |  | MTM | 1000.00 kVA | 2001-02-12 |  | 1 | 0
254744366 | TNB | DISTRIBUTION | SUNGAI BESAR | Existing | BSBR/PCE/J00173/MATX1 | 300259605 | TX1-D00420 | P/PADAT PARIT 12 LUNDANG |  | 142 | RYB |  |  | 11 kV |  | 415 V |  | EWT | 1000.00 kVA | 2000-12-12 |  | 1 | 160
254745326 | TNB | DISTRIBUTION | SUNGAI BESAR | Existing | BSBR/PCE/J00049/MATX1 | 300039960 | TX1-D00187 | TMN CAHAYA |  | 264 | RYB |  |  | 11 kV |  | 415 V |  | DENNIS FERRANTI | 300.00 kVA | 1991-01-12 |  | 1 | 296
254745658 | TNB | DISTRIBUTION | SUNGAI BESAR | Existing | BSBR/PCE/J00101/MATX1 | 300040193 | TX1-D00554 | SEPINTAS BT 4 NO 2 |  | 124 | RYB |  |  | 11 kV |  | 415 V |  | EWT | 300.00 kVA | 2014-09-04 |  | 1 | 141
254745708 | TNB | DISTRIBUTION | SUNGAI BESAR | Existing | BSBR/PCE/J00057/MATX1 | 300040000 | TX1-D00222 | KG SG SEKENDI |  | 110 | RYB |  |  | 11 kV |  | 415 V |  | MTM | 100.00 kVA | 1983-01-08 |  | 1 | 155
254745710 | TNB | DISTRIBUTION | SUNGAI BESAR | Existing | BSBR/PPU/G00003/NALTX | 300051837 |  |  |  | 0 | RYB |  |  | 11 kV |  | 415 V |  | MTM | 500.00 kVA | 1986-01-06 |  | 1 | 0
254747106 | TNB | DISTRIBUTION | SUNGAI BESAR | Existing | BSBR/PCE/J00214/MATX1 | 300040523 | TX1-D00648 | P/E TMN TERAP JAYA NO 1 |  | 0 | RYB |  |  | 11 kV |  | 415 V |  | MTM | 500.00 kVA | 2006-01-08 |  | 1 | 54
254748378 | TNB | DISTRIBUTION | SUNGAI BESAR | Existing | BSBR/PCE/J00180/MATX1 | 300242313 | TX1-D00123 | TMN PENGGAWA |  | 26 | RYB |  |  | 11 kV |  | 415 V |  | MTM | 300.00 kVA | 1989-03-04 |  | 1 | 29
254749468 | TNB | DISTRIBUTION | SUNGAI BESAR | Existing | BSBR/PCE/J00065/MATXF1 | 300259606 | TX1-D00558 | P/E LPN BAGAN TERAP |  | 0 | RYB |  |  | 11 kV |  | 415 V |  | MTM | 750.00 kVA | 20/05/1991 |  | 1 | 0
254751580 | TNB | DISTRIBUTION | SUNGAI BESAR | Existing | BSBR/PCE/J00011/MATXF1 | 300259563 | TX1-D00144 | TMN EHSAN |  | 98 | RYB |  |  | 11 kV |  | 415 V |  | MITSUBISHI | 500.00 kVA | 1979-01-08 |  | 1 | 130
254753144 | TNB | DISTRIBUTION | SUNGAI BESAR | Existing | BSBR/PCE/J00055/MATX1 | 300039989 | TX1-D00217 | KG SG BURUNG |  | 0 | RYB |  |  | 11 kV |  | 415 V |  | EWT | 300.00 kVA | 2014-12-03 |  | 1 | 0
254753164 | TNB | DISTRIBUTION | SUNGAI BESAR | Existing | BSBR/PCE/J00080/MATX1 | 300040081 | TX1-D00076 | PT 11 P/PANJANG |  | 0 | RYB |  |  | 11 kV |  | 415 V |  | MTM | 300.00 kVA | 1994-04-04 |  | 1 | 0
254754350 | TNB | DISTRIBUTION | SUNGAI BESAR | Existing | BSBR/PCE/J00022/MATX1 | 300039847 | TX1-D00264 | PPRT MERBAU BERDARAH |  | 178 | RYB |  |  | 11 kV |  | 415 V |  | LKH | 300.00 kVA | 1996-01-02 |  | 1 | 222
254756462 | TNB | DISTRIBUTION | SUNGAI BESAR | Existing | BSBR/PCE/J00068/MATXF1 | 300259599 | TX1-D00119 | P/E JALAN ANGGERIK |  | 8 | RYB |  |  | 11 kV |  | 415 V |  | EWT | 1000.00 kVA | 1999-01-04 |  | 1 | 8
254756556 | TNB | DISTRIBUTION | SUNGAI BESAR | Existing | BSBR/PCE/J00124/MATX1 | 300040550 | TX1-D00643 | PADAT SG BESAR NO 2 |  | 0 | RYB |  |  | 11 kV |  | 415 V |  | MTM | 1000.00 kVA | 2001-01-08 |  | 1 | 0
254756562 | TNB | DISTRIBUTION | SUNGAI BESAR | Existing | BSBR/PCE/J00092/MATX1 | 300040145 | TX1-D00544 | SEPINTAS BATU 1 (STADIUM) |  | 108 | RYB |  |  | 11 kV |  | 415 V |  | MITSUBISHI | 300.00 kVA | 1979-01-08 |  | 1 | 135
254757044 | TNB | DISTRIBUTION | SUNGAI BESAR | Existing | BSBR/PCE/J00161/MATX1 | 300040484 | TX1-D00137 | P/E LOT 6388 PANCHANG BEDENA |  | 2 | RYB |  |  | 11 kV |  | 415 V |  | EWT | 750.00 kVA | 2000-01-03 |  | 1 | 2
254758236 | TNB | DISTRIBUTION | SUNGAI BESAR | Existing | BSBR/PCE/J00113/MATX1 | 300040252 | TX1-D00140 | P/E KOKO FAMA ASSAYAKI |  | 11 | RYB |  |  | 11 kV |  | 415 V |  | MTM | 1000.00 kVA | 1996-11-04 |  | 1 | 15
254759610 | TNB | DISTRIBUTION | SUNGAI BESAR | Existing | BSBR/PCE/J00078/MATX1 | 300040076 | TX1-D00143 | P/E BLACKTOP |  | 0 | RYB |  |  | 11 kV |  | 415 V |  | MTM | 1000.00 kVA | 13/02/2002 |  | 1 | 1
254760108 | TNB | DISTRIBUTION | SUNGAI BESAR | Existing | BSBR/PCE/J00091/MATX1 | 300040140 | TX-D00540 | JALAN RAJA CHULAN |  | 200 | RYB |  |  | 11 kV |  | 415 V |  | SGB | 1000.00 kVA | 1998-01-08 |  | 1 | 248
254760260 | TNB | DISTRIBUTION | SUNGAI BESAR | Existing | BSBR/PCE/J00023/MATX1 | 300039852 | TX-D00266 | BELIA 2 |  | 0 | RYB |  |  | 11 kV |  | 415 V |  | MTM | 100.00 kVA | 1987-01-01 |  | 1 | 0
377644477 | TNB | DISTRIBUTION | SUNGAI BESAR | Existing | BSBR/PCE/J00178/MATX1 | 300241514 | TX1-D00001 | TMN PERWIRA |  | 65 | RYB |  |  | 11 kV |  | 415 V |  | MTM | 500.00 kVA | 30/05/1995 |  | 1 | 80
377644579 | TNB | DISTRIBUTION | SUNGAI BESAR | Existing | BSBR/PCE/J00181/MATX1 | 300259540 | TX1-D05239 | P/E TAMAN GEMILANG NO 2 |  | 0 | RYB |  |  | 11 kV |  | 415 V |  | EWT | 500.00 kVA | 2006-01-05 |  | 1 | 0
377644702 | TNB | DISTRIBUTION | SUNGAI BESAR | Existing | BSBR/PCE/J00240/MATX1 | 310371004 | TX1-D06780 | P/E MCDONALD SG BESAR |  | 0 | RYB |  |  | 11 kV |  | 415 V |  |  | 500.00 kVA | 1970-01-01 |  | 1 | 0
377645070 | TNB | DISTRIBUTION | SUNGAI BESAR | Existing | BSBR/PCE/J00009/MATX2 | 300040500 | TX2-D00657 | SBBC FASA 3 |  | 0 | RYB |  |  | 11 kV |  | 415 V |  | MTM | 1000.00 kVA | 24/04/2007 |  | 1 | 28
377645073 | TNB | DISTRIBUTION | SUNGAI BESAR | Existing | BSBR/PCE/J00009/MATXF1 | 300040173 | TX1-D00656 | SBBC FASA 3 |  | 1 | RYB |  |  | 11 kV |  | 415 V |  | MTM | 1000.00 kVA | 24/04/2007 |  | 1 | 42
377645241 | TNB | DISTRIBUTION | SUNGAI BESAR | Existing | BSBR/PCE/J00213/MATX1 | 300276569 | TX1-D00640 | P/E SBBC FASA 2 |  | 0 | RYB |  |  | 11 kV |  | 415 V |  | MTM | 1000.00 kVA | 2007-03-02 |  | 1 | 0
377645344 | TNB | DISTRIBUTION | SUNGAI BESAR | Existing | BSBR/PCE/J00199/MATX2 | 300259542 | TX2-D05243 | P/E SBBC FASA 1 |  | 0 | RYB |  |  | 11 kV |  | 415 V |  | MTM | 1000.00 kVA | 2006-04-03 |  | 1 | 29
377645347 | TNB | DISTRIBUTION | SUNGAI BESAR | Existing | BSBR/PCE/J00199/MATX1 | 300259541 | TX1-D05242 | P/E SBBC FASA 1 |  | 0 | RYB |  |  | 11 kV |  | 415 V |  | MTM | 1000.00 kVA | 2006-04-03 |  | 1 | 24
377645513 | TNB | DISTRIBUTION | SUNGAI BESAR | Existing | BSBR/PCE/J00195/MATX1 | 300259522 | TX1-D00006 | P/E TAMAN PURNAMA |  | 56 | RYB |  |  | 11 kV |  | 415 V |  | MTM | 1000.00 kVA | 17/01/2003 |  | 1 | 58
377645616 | TNB | DISTRIBUTION | SUNGAI BESAR | Existing | BSBR/PCE/J00194/MATX1 | 300259543 | TX1-D00650 | P/E TAMAN PERDANA NO 1 |  | 127 | RYB |  |  | 11 kV |  | 415 V |  | SGB | 750.00 kVA | 2007-01-08 |  | 1 | 138
377645619 | TNB | DISTRIBUTION | SUNGAI BESAR | Existing | BSBR/PCE/J00194/MATX2 | 300260956 | TX2-D00007 | P/E TAMAN PERDANA NO 1 |  | 119 | RYB |  |  | 11 kV |  | 415 V |  | MTM | 750.00 kVA | 2007-01-08 |  | 1 | 129
377645972 | TNB | DISTRIBUTION | SUNGAI BESAR | Existing | BSBR/PCE/J00193/MATX2 | 300259553 | TX2-D00010 | P/E TAMAN PERDANA |  | 101 | RYB |  |  | 11 kV |  | 415 V |  | SGB | 1000.00 kVA | 2004-01-08 |  | 1 | 116
377645975 | TNB | DISTRIBUTION | SUNGAI BESAR | Existing | BSBR/PCE/J00193/MATX1 | 300259554 | TX1-D00011 | P/E TAMAN PERDANA |  | 22 | RYB |  |  | 11 kV |  | 415 V |  | EWT | 500.00 kVA | 2004-01-08 |  | 1 | 52
377646141 | TNB | DISTRIBUTION | SUNGAI BESAR | Existing | BSBR/PCE/J00037/MATX1 | 300039898 | TX1-D00014 | TMN PADU PERMAI |  | 294 | RYB |  |  | 11 kV |  | 415 V |  | MTM | 1000.00 kVA | 2003-05-09 |  | 1 | 333
377646246 | TNB | DISTRIBUTION | SUNGAI BESAR | Existing | BSBR/PCE/J00038/MATX1 | 300039903 | TX1-D00018 | TMN SETIA JAYA |  | 294 | RYB |  |  | 11 kV |  | 415 V |  | MTM | 1000.00 kVA | 2003-10-04 |  | 1 | 344
377646552 | TNB | DISTRIBUTION | SUNGAI BESAR | Existing | BSBR/PCE/J00034/MATX1 | 300039883 | TX1-D00109 | P/E JBA SG BESAR |  | 24 | RYB |  |  | 11 kV |  | 415 V |  | MTM | 1000.00 kVA | 26/08/1989 |  | 1 | 42
377646648 | TNB | DISTRIBUTION | SUNGAI BESAR | Existing | BSBR/PCE/J00035/MATX1 | 300039888 | TX1-D00109 | TALIKOM S/BESAR |  | 7 | RYB |  |  | 11 kV |  | 415 V |  | MTM | 300.00 kVA | 26/04/1995 |  | 1 | 15
377646742 | TNB | DISTRIBUTION | SUNGAI BESAR | Existing | BSBR/PCE/J00036/MATX1 | 300039893 | TX1-D00114 | JLN MAHSURI |  | 467 | RYB |  |  | 11 kV |  | 415 V |  | SGB | 1000.00 kVA | 1991-01-08 |  | 1 | 830
377646903 | TNB | DISTRIBUTION | SUNGAI BESAR | Existing | BSBR/PCE/J00077/MATX1 | 300040071 | TX1-D00118 | ARKED MARA |  | 10 | RYB |  |  | 11 kV |  | 415 V |  | MTM | 1000.00 kVA | 30/01/2002 |  | 1 | 56
377647033 | TNB | DISTRIBUTION | SUNGAI BESAR | Existing | BSBR/PCE/J00010/MATXFI | 300259569 | TX1-D00106 | TMN GEMILANG |  | 20 | RYB |  |  | 11 kV |  | 415 V |  | EWT | 1000.00 kVA | 2006-01-10 |  | 1 | 30
377647236 | TNB | DISTRIBUTION | SUNGAI BESAR | Existing | BSBR/PCE/J00223/MATX1 | 300444651 | TX1-D06741 | P/E TMN BEDENA 2 |  | 60 | RYB |  |  | 11 kV |  | 415 V |  | EWT | 750.00 kVA | 2013-05-02 |  | 1 | 65
377647349 | TNB | DISTRIBUTION | SUNGAI BESAR | Existing | BSBR/PCE/J00197/MATX1 | 300259555 | TX1-D00023 | P/E BOMBA SG BESAR |  | 0 | RYB |  |  | 11 kV |  | 415 V |  | EWT | 750.00 kVA | 2004-01-04 |  | 1 | 0
377647542 | TNB | DISTRIBUTION | SUNGAI BESAR | Existing | BSBR/PCE/J00222/MATX1 | 300444041 | TX1-D00722 | P/E MAHKAMAH |  | 0 | RYB |  |  | 11 kV |  | 415 V |  | MTM | 300.00 kVA | 25/03/2013 |  | 1 | 0
377647746 | TNB | DISTRIBUTION | SUNGAI BESAR | Existing | BSBR/PCE/J00198/MATX1 | 300259560 | TX1-D00024 | P/E TAMAN BAYU |  | 67 | RYB |  |  | 11 kV |  | 415 V |  | MTM | 500.00 kVA | 18/03/1993 |  | 1 | 81
377647849 | TNB | DISTRIBUTION | SUNGAI BESAR | Existing | BSBR/PCE/J00174/MATX1 | 300241428 | TX1-D00029 | TMN PADU PERMAI NO 2 |  | 93 | RYB |  |  | 11 kV |  | 415 V |  | SGB | 1000.00 kVA | 2003-09-10 |  | 1 | 142
377647852 | TNB | DISTRIBUTION | SUNGAI BESAR | Existing | BSBR/PCE/J00174/MATX2 | 300241503 | TX2-D00030 | TMN PADU PERMAI NO 2 |  | 0 | RYB |  |  | 11 kV |  | 415 V |  | MTM | 500.00 kVA | 2003-09-10 |  | 1 | 0
377648017 | TNB | DISTRIBUTION | SUNGAI BESAR | Existing | BSBR/PCE/J00249/MATX1 | 300555679 | TX1-D06813 | P/E MASJID PADU PERMAI |  | 0 | RYB |  |  | 11 kV |  | 415 V |  | MTM | 300.00 kVA | 2016-09-09 |  | 1 | 0
377648117 | TNB | DISTRIBUTION | SUNGAI BESAR | Existing | BSBR/PCE/J00183/MATX1 | 300259559 | TX1-D00033 | P/E TMN PADU PERMAI NO 3 |  | 269 | RYB |  |  | 11 kV |  | 415 V |  | SGB | 1000.00 kVA | 2005-01-08 |  | 1 | 294
377648394 | TNB | DISTRIBUTION | SUNGAI BESAR | Existing | BSBR/PCE/J00218/MATX1 | 300447837 | TX1-D06805 | P/E TERNAK LEMBU |  | 0 | RYB |  |  | 11 kV |  | 415 V |  | MTM | 300.00 kVA | 2009-02-07 |  | 1 | 0
377648558 | TNB | DISTRIBUTION | SUNGAI BESAR | Existing | BSBR/PCE/J00002/MATX1 | 300039796 | TX1-D00035 | TBK MARSO |  | 362 | RYB |  |  | 11 kV |  | 415 V |  | EWT | 1000.00 kVA | 2002-01-06 |  | 1 | 463
377648653 | TNB | DISTRIBUTION | SUNGAI BESAR | Existing | BSBR/PCE/J00196/MATX1 | 300259558 | TX1-D00038 | P/E MARIN PARK |  | 0 | RYB |  |  | 11 kV |  | 415 V |  | EWT | 500.00 kVA | 2004-01-05 |  | 1 | 1
377957909 | TNB | DISTRIBUTION | SUNGAI BESAR | Existing | BSBR/PCE/J00254/MATX1 | 310425116 | TX1-D06828 | D-SBR-C17-0165 |  | 0 | RYB |  |  | 11 kV |  | 415 V |  | EWT | 300.00 kVA | 1970-01-01 |  | 1 | 0
377958030 | TNB | DISTRIBUTION | SUNGAI BESAR | Existing | BSBR/PCE/J00255/MATX1 | 310425115 | TX1-D06825 | D-SBR-C17-0164 |  | 0 | RYB |  |  | 11 kV |  | 415 V |  | EWT | 300.00 kVA | 1970-01-01 |  | 1 | 0
379375005 | TNB | DISTRIBUTION | SUNGAI BESAR | Existing | BSBR/PCE/J00219/MATX1 | 300447834 | TX1-D00700 | P/E ELEYSS PARK |  | 2 | RYB |  |  | 11 kV |  | 415 V |  | EWT | 1000.00 kVA | 22/01/2010 |  | 1 | 28
379375136 | TNB | DISTRIBUTION | SUNGAI BESAR | Existing | BSBR/PCE/J00192/MATX1 | 300259601 | TX1-D00129 | P/E FUSIPIM |  | 0 | RYB |  |  | 11 kV |  | 415 V |  | EWT | 500.00 kVA | 2004-01-01 |  | 1 | 0
379375325 | TNB | DISTRIBUTION | SUNGAI BESAR | Existing | BSBR/PCE/J00069/MATX1 | 300040040 | TX1-D00133 | P/E HIGHLAND DESICCATED COCONUT |  | 46 | RYB |  |  | 11 kV |  | 415 V |  | SGB | 300.00 kVA | 2006-01-08 |  | 1 | 63
379375815 | TNB | DISTRIBUTION | SUNGAI BESAR | Existing | BSBR/PCE/J00116/MATX1 | 300040272 | TX1-D00395 | TBK PULAI TENGAH |  | 155 | RYB |  |  | 11 kV |  | 415 V |  | MTM | 300.00 kVA | 26/05/1992 |  | 1 | 167
379375936 | TNB | DISTRIBUTION | SUNGAI BESAR | Existing | BSBR/PCE/J00117/MATX1 | 300040278 | TX1-D00398 | PT 5 BARAT |  | 0 | RYB |  |  | 11 kV |  | 415 V |  | MTM | 100.00 kVA | 26/12/1982 |  | 1 | 0
379376111 | TNB | DISTRIBUTION | SUNGAI BESAR | Existing | BSBR/PCE/J00118/MATX1 | 300040283 | TX1-D00401 | PT 3 1/2 BARAT |  | 298 | RYB |  |  | 11 kV |  | 415 V |  | MTM | 100.00 kVA | 26/12/1982 |  | 1 | 317
379376226 | TNB | DISTRIBUTION | SUNGAI BESAR | Existing | BSBR/PCE/J00119/MATX1 | 300040288 | TX1-D00403 | PT 2 BARAT |  | 45 | RYB |  |  | 11 kV |  | 415 V |  | MTM | 100.00 kVA | 26/12/1982 |  | 1 | 47
379377217 | TNB | DISTRIBUTION | SUNGAI BESAR | Existing | BSBR/PCE/J00230/MATX1 | 300444693 | TX1-D00191 | P/E TMN SRI INDAH 2 |  | 0 | RYB |  |  | 11 kV |  | 415 V |  | EWT | 300.00 kVA | 24/09/2012 |  | 1 | 0
379377335 | TNB | DISTRIBUTION | SUNGAI BESAR | Existing | BSBR/PCE/J00050/MATX1 | 300039965 | TX1-D00197 | K/UDANG MAKHLUK LAUTAN |  | 0 | RYB |  |  | 11 kV |  | 415 V |  | MTM | 500.00 kVA | 1991-01-08 |  | 1 | 0
379377601 | TNB | DISTRIBUTION | SUNGAI BESAR | Existing | BSBR/PCE/J00229/MATX1 | 300444691 | TX1-D00707 | P/E FU FROZEN |  | 0 | RYB |  |  | 11 kV |  | 415 V |  | EWT | 1000.00 kVA | 2011-05-05 |  | 1 | 0
379377719 | TNB | DISTRIBUTION | SUNGAI BESAR | Existing | BSBR/PCE/J00182/MATXF1 | 300259603 | TX1-D00625 | P/E FIBRECO |  | 0 | RYB |  |  | 11 kV |  | 415 V |  | MTM | 500.00 kVA | 2000-01-08 |  | 1 | 0
379377827 | TNB | DISTRIBUTION | SUNGAI BESAR | Existing | BSBR/PCE/J00220/MATX1 | 300447833 | TX1-D00693 | P/E ASRAMA DESA |  | 1 | RYB |  |  | 11 kV |  | 415 V |  | SGB | 500.00 kVA | 2010-07-02 |  | 1 | 1
379378202 | TNB | DISTRIBUTION | SUNGAI BESAR | Existing | BSBR/PCE/J00054/MATX1 | 300039984 | TX1-D00215 | SEKENDI INDUSTRIES |  | 0 | RYB |  |  | 11 kV |  | 415 V |  | MTM | 1000.00 kVA | 1997-06-04 |  | 1 | 0
379378301 | TNB | DISTRIBUTION | SUNGAI BESAR | Existing | BSBR/PCE/J00136/MATX1 | 300040555 | TX1-D00652 | CHIA KIR HU |  | 0 | RYB |  |  | 11 kV |  | 415 V |  | MTM | 500.00 kVA | 25/11/2007 |  | 1 | 0
379378421 | TNB | DISTRIBUTION | SUNGAI BESAR | Existing | BSBR/PCE/J00170/MATX1 | 300259562 | TX1-D00678 | P/E KOLAM UDANG SEKENDI |  | 0 | RYB |  |  | 11 kV |  | 415 V |  | EWT | 300.00 kVA | 2007-01-08 |  | 1 | 1
379378773 | TNB | DISTRIBUTION | SUNGAI BESAR | Existing |  |  | TX1-D06810 | P/E HJ MAHIDIN PT 7 GAMBUT |  | 1 | RYB |  |  | 11 kV |  | 415 V |  |  |  | 1970-01-01 |  | 1 | 1
379379002 | TNB | DISTRIBUTION | SUNGAI BESAR | Existing | BSBR/PCE/J00225/MATX1 | 300444682 | TX1-D00716 | P/E UYIN AGRO FARM |  | 0 | RYB |  |  | 11 kV |  | 415 V |  | EWT | 300.00 kVA | 2011-11-06 |  | 1 | 0
379383525 | TNB | DISTRIBUTION | SUNGAI BESAR | Existing | BSBR/PCE/J00058/MATX1 | 300040004 | TX1-D00041 | KG NELAYAN SG HAJI DORANI |  | 82 | RYB |  |  | 11 kV |  | 415 V |  | MTM | 500.00 kVA | 2002-06-08 |  | 1 | 106
379396488 | TNB | DISTRIBUTION | SUNGAI BESAR | Existing | BSBR/PCE/J00145/MATX1 | 300040410 | TX1-D00362 | SG LANG (ILDAS) DAKWAH |  | 0 | RYB |  |  | 11 kV |  | 415 V |  | SGB | 1000.00 kVA | 1999-01-08 |  | 1 | 0
379396584 | TNB | DISTRIBUTION | SUNGAI BESAR | Existing | BSBR/PCE/J00184/MATX1 | 300260941 | TX1-D00358 | P/E PUAS |  | 7 | RYB |  |  | 11 kV |  | 415 V |  | MTM | 500.00 kVA | 1999-01-08 |  | 1 | 13
379396790 | TNB | DISTRIBUTION | SUNGAI BESAR | Existing | BSBR/PCE/J00176/MATX1 | 300241440 | TX1-D00353 | INS. PERAKUNAN NEGARA (IPN) |  | 1 | RYB |  |  | 11 kV |  | 415 V |  | EWT | 300.00 kVA | 2004-01-06 |  | 1 | 18
379396953 | TNB | DISTRIBUTION | SUNGAI BESAR | Existing | BSBR/PCE/J00144/MATX1 | 300040404 | TX1-D00348 | TELUK BELANGGA |  | 140 | RYB |  |  | 11 kV |  | 415 V |  | MTM | 500.00 kVA | 30/11/1991 |  | 1 | 252
379397048 | TNB | DISTRIBUTION | SUNGAI BESAR | Existing | BSBR/PCE/J00143/MATX1 | 300040399 | TX1-D00346 | PEKAN PT BARU |  | 243 | RYB |  |  | 11 kV |  | 415 V |  | MTM | 300.00 kVA | 1981-11-02 |  | 1 | 279
379397179 | TNB | DISTRIBUTION | SUNGAI BESAR | Existing | BSBR/PCE/J00148/MATX1 | 300040425 | TX1-D00342 | PAT KG PT BARU BAROH |  | 66 | RYB |  |  | 11 kV |  | 415 V |  | ACEC | 100.00 kVA | 1984-01-08 |  | 1 | 96
379397279 | TNB | DISTRIBUTION | SUNGAI BESAR | Existing | BSBR/PCE/J00186/MATX1 | 300260921 | TX1-D00336 | P/E HELWA |  | 14 | RYB |  |  | 11 kV |  | 415 V |  | MTM | 1000.00 kVA | 1999-01-08 |  | 1 | 17
379397375 | TNB | DISTRIBUTION | SUNGAI BESAR | Existing | BSBR/PCE/J00150/MATX1 | 300040435 | TX1-D00332 | P/E SUNGAI TENGAR |  | 305 | RYB |  |  | 11 kV |  | 415 V |  | MTM | 300.00 kVA | 17/01/1990 |  | 1 | 352
379397506 | TNB | DISTRIBUTION | SUNGAI BESAR | Existing | BSBR/PCE/J00152/MATX1 | 300040444 | TX1-D00328 | P/E SG TENGAR UTARA |  | 87 | RYB |  |  | 11 kV |  | 415 V |  | MTM | 300.00 kVA | 1984-01-08 |  | 1 | 98
379397601 | TNB | DISTRIBUTION | SUNGAI BESAR | Existing | BSBR/PCE/J00151/MATX1 | 300040440 | TX1-D00330 | P/E SG TENGAR SELATAN |  | 149 | RYB |  |  | 11 kV |  | 415 V |  | ACEC | 300.00 kVA | 1984-01-08 |  | 1 | 161
379397705 | TNB | DISTRIBUTION | SUNGAI BESAR | Existing | BSBR/PCE/J00139/MATX1 | 300040378 | TX1-D00322 | P/E SG AIR TAWAR |  | 41 | RYB |  |  | 11 kV |  | 415 V |  | SGB | 300.00 kVA | 27/06/1984 |  | 1 | 64
379397878 | TNB | DISTRIBUTION | SUNGAI BESAR | Existing | BSBR/PCE/J00201/MATX1 | 300260809 | TX1-D00477 | P/E KUARTERS POLITEKNIK |  | 1 | RYB |  |  | 11 kV |  | 415 V |  | MTM | 1000.00 kVA | 2003-01-02 |  | 1 | 3
379397999 | TNB | DISTRIBUTION | SUNGAI BESAR | Existing | BSBR/PCE/J00166/MATX1 | 300040506 | TX1-D00473 | P/E SEK AGAMA SUNGAI LANG |  | 1 | RYB |  |  | 11 kV |  | 415 V |  | MTM | 1000.00 kVA | 1999-01-08 |  | 1 | 7
379398103 | TNB | DISTRIBUTION | SUNGAI BESAR | Existing | BSBR/PCE/J00146/MATX1 | 300040415 | TX1-D00471 | SG APONG |  | 314 | RYB |  |  | 11 kV |  | 415 V |  | MTM | 500.00 kVA | 25/11/1991 |  | 1 | 353
379398226 | TNB | DISTRIBUTION | SUNGAI BESAR | Existing | BSBR/PCE/J00147/MATX1 | 300040420 | TX1-D00468 | BGN BETING KEPAH |  | 0 | RYB |  |  | 11 kV |  | 415 V |  | MTM | 500.00 kVA | 29/11/1992 |  | 1 | 0
379398419 | TNB | DISTRIBUTION | SUNGAI BESAR | Existing | BSBR/PCE/J00211/MATX1 | 300259784 | TX1-D00634 | P/E KOLAM UDANG BAGAN TELOK RHU |  | 0 | RYB |  |  | 11 kV |  | 415 V |  | MTM | 750.00 kVA | 21/06/2004 |  | 1 | 0
379398518 | TNB | DISTRIBUTION | SUNGAI BESAR | Existing | BSBR/PCE/J00142/MATX1 | 300040394 | TX1-D00465 | KG TELUK RHU |  | 145 | RYB |  |  | 11 kV |  | 415 V |  | MTM | 100.00 kVA | 2001-01-06 |  | 1 | 155
379398614 | TNB | DISTRIBUTION | SUNGAI BESAR | Existing | BSBR/PCE/J00163/MATX1 | 300040494 | TX1-D00462 | P/E PUSAT REKREASI BNO |  | 71 | RYB |  |  | 11 kV |  | 415 V |  | MTM | 500.00 kVA | 28/04/2001 |  | 1 | 74
379398719 | TNB | DISTRIBUTION | SUNGAI BESAR | Existing | BSBR/PCE/J00017/MATX1 | 300039821 | TX1-D00453 | SIMPANG BNO |  | 211 | RYB |  |  | 11 kV |  | 415 V |  | MTM | 300.00 kVA | 1981-02-09 |  | 1 | 390
379398816 | TNB | DISTRIBUTION | SUNGAI BESAR | Existing | BSBR/PCE/J00135/MATX1 | 300040364 | TX1-D00452 | RUMAH MURAH BNO |  | 103 | RYB |  |  | 11 kV |  | 415 V |  | MTM | 300.00 kVA | 24/09/1984 |  | 1 | 118
379398912 | TNB | DISTRIBUTION | SUNGAI BESAR | Existing | BSBR/PCE/J00138/MATX1 | 300040373 | TX1-D00459 | SEK MUNSHI ABDULLAH |  | 54 | RYB |  |  | 11 kV |  | 415 V |  | MTM | 1000.00 kVA | 24/12/1999 |  | 1 | 68
379399013 | TNB | DISTRIBUTION | SUNGAI BESAR | Existing | BSBR/PCE/J00212/MATX1 | 300040567 | TX1-D00637 | P/E ASIA AQUACULTURE, TELOK RHU |  | 0 | RYB |  |  | 11 kV |  | 415 V |  | MTM | 500.00 kVA | 2007-01-08 |  | 1 | 0
379399114 | TNB | DISTRIBUTION | SUNGAI BESAR | Existing | BSBR/PCE/J00149/MATX1 | 300040431 | TX1-D00344 | P/E BAGAN PARIT BARU |  | 122 | RYB |  |  | 11 kV |  | 415 V |  | EWT | 500.00 kVA | 2004-01-05 |  | 1 | 134
379499488 | TNB | DISTRIBUTION | SUNGAI BESAR | Existing | BSBR/PCE/J00082/MATX1 | 300040093 | TX1-D00494 | PUMP HOUSE TORKINTON |  | 0 | RYB |  |  | 11 kV |  | 415 V |  | MTM | 300.00 kVA | 1988-05-09 |  | 1 | 1
379499591 | TNB | DISTRIBUTION | SUNGAI BESAR | Existing | BSBR/PCE/J00083/MATX1 | 300040098 | TX1-D00496 | LDG TORKINTON |  | 0 | RYB |  |  | 11 kV |  | 415 V |  | MTM | 500.00 kVA | 1983-11-11 |  | 1 | 0
379499979 | TNB | DISTRIBUTION | SUNGAI BESAR | Existing | BSBR/PCE/J00169/MATX1 | 300259600 | TX1-D00644 | P/E KUARTERS TORKINTON |  | 57 | RYB |  |  | 11 kV |  | 415 V |  | EWT | 300.00 kVA | 1983-11-11 |  | 1 | 60
379500107 | TNB | DISTRIBUTION | SUNGAI BESAR | Existing | BSBR/PCE/J00081/MATX1 | 300040085 | TX1-D00487 | HOSPITAL S/BERNAM |  | 5 | RYB |  |  | 11 kV |  | 415 V |  | MTM | 500.00 kVA | 29/08/1992 |  | 1 | 16
379500110 | TNB | DISTRIBUTION | SUNGAI BESAR | Existing | BSBR/PCE/J00081/MATX2 | 300040086 | TX2-D00488 | HOSPITAL S/BERNAM |  | 2 | RYB |  |  | 11 kV |  | 415 V |  | MTM | 500.00 kVA | 29/08/1992 |  | 1 | 2
379500501 | TNB | DISTRIBUTION | SUNGAI BESAR | Existing | BSBR/PCE/J00085/MATX1 | 300040107 | TX1-D00497 | JOHAN LAND |  | 116 | RYB |  |  | 11 kV |  | 415 V |  | SGB | 1000.00 kVA | 1998-01-08 |  | 1 | 227
379500504 | TNB | DISTRIBUTION | SUNGAI BESAR | Existing | BSBR/PCE/J00085/MATX2 | 300040544 | TX2-D00680 | JOHAN LAND |  | 4 | RYB |  |  | 11 kV |  | 415 V |  | MTM | 300.00 kVA | 1998-01-08 |  | 1 | 28
379500667 | TNB | DISTRIBUTION | SUNGAI BESAR | Existing | BSBR/PCE/J00167 | 300485434 | TX1-D06790 | SW/STN JOHAN LAND |  | 90 | RYB |  |  | 11 kV |  | 415 V |  | EWT | 300.00 kVA | 1970-01-01 |  | 1 | 174
379500826 | TNB | DISTRIBUTION | SUNGAI BESAR | Existing | BSBR/PCE/J00086/MATX1 | 300040112 | TX1-D00505 | PEKAN S/BERNAM |  | 149 | RYB |  |  | 11 kV |  | 415 V |  | MTM | 1000.00 kVA | 15/02/1994 |  | 1 | 302
379500922 | TNB | DISTRIBUTION | SUNGAI BESAR | Existing | BSBR/PCE/J00134/MATX1 | 300040359 | TX1-D00526 | PUSAT PERANGINAN S/BERNAM |  | 99 | RYB |  |  | 11 kV |  | 415 V |  | MTM | 500.00 kVA | 1994-11-05 |  | 1 | 173
379501025 | TNB | DISTRIBUTION | SUNGAI BESAR | Existing | BSBR/PCE/J00204/MATX1 | 300261007 | TX1-D00529 | P/E KOLEJ KOMUNITI |  | 5 | RYB |  |  | 11 kV |  | 415 V |  | MTM | 1000.00 kVA | 2002-12-03 |  | 1 | 25
379501028 | TNB | DISTRIBUTION | SUNGAI BESAR | Existing | BSBR/PCE/J00204/MATX2 | 300261008 | TX2-D00530 | P/E KOLEJ KOMUNITI |  | 1 | RYB |  |  | 11 kV |  | 415 V |  | MTM | 1000.00 kVA | 2002-12-03 |  | 1 | 1
379501193 | TNB | DISTRIBUTION | SUNGAI BESAR | Existing | BSBR/PCE/J00221/MATX1 | 300447831 | TX1-D00704 | P/E SEK UNGKU AZIZ |  | 0 | RYB |  |  | 11 kV |  | 415 V |  | MTM | 1000.00 kVA | 20/08/2010 |  | 1 | 0
379501303 | TNB | DISTRIBUTION | SUNGAI BESAR | Existing | BSBR/PCE/J00090/MATX1 | 300040135 | TX1-D00533 | VIP |  | 5 | RYB |  |  | 11 kV |  | 415 V |  | MTM | 100.00 kVA | 1987-08-06 |  | 1 | 13
379501399 | TNB | DISTRIBUTION | SUNGAI BESAR | Existing | BSBR/PCE/J00126/MATX1 | 300040318 | TX1-D00536 | PUSAT REKREASI S/BERNAM |  | 23 | RYB |  |  | 11 kV |  | 415 V |  | MTM | 1000.00 kVA | 20/10/2000 |  | 1 | 39
379501495 | TNB | DISTRIBUTION | SUNGAI BESAR | Existing | BSBR/PCE/J00227/MATX1 | 300444685 | TX1-D00731 | P/E PUSAT PERLINDUNGAN WANITA |  | 0 | RYB |  |  | 11 kV |  | 415 V |  | EWT | 300.00 kVA | 24/09/2012 |  | 1 | 0
379501594 | TNB | DISTRIBUTION | SUNGAI BESAR | Existing | BSBR/PCE/J00206/MATX1 | 300261009 | TX1-D00539 | P/E TAMAN INTAN JAYA |  | 61 | RYB |  |  | 11 kV |  | 415 V |  | SGB | 300.00 kVA | 2005-01-08 |  | 1 | 64
379501713 | TNB | DISTRIBUTION | SUNGAI BESAR | Existing | BSBR/PCE/J00216/MATX1 | 300040535 | TX1-D00687 | P/PADAT MEDAN SELERA MDSB |  | 13 | RYB |  |  | 11 kV |  | 415 V |  | MTM | 500.00 kVA | 2009-09-07 |  | 1 | 31
379501807 | TNB | DISTRIBUTION | SUNGAI BESAR | Existing |  |  | TX1-D06807 | P/E PUSAT NIAGA BT 40 |  | 0 | RYB |  |  | 11 kV |  | 415 V |  |  |  | 1970-01-01 |  | 1 | 0
379501923 | TNB | DISTRIBUTION | SUNGAI BESAR | Existing | BSBR/PCE/J00215/MATX1 | 300040529 | TX1-D00684 | P/E TAMAN PERTAMA FASA 4 |  | 101 | RYB |  |  | 11 kV |  | 415 V |  | MTM | 300.00 kVA | 25/11/2008 |  | 1 | 148
379502023 | TNB | DISTRIBUTION | SUNGAI BESAR | Existing | BSBR/PCE/J00209/MATX1 | 300261004 | TX1-D00363 | P/E TMN SERENDAH NO 1 |  | 4 | RYB |  |  | 11 kV |  | 415 V |  |  | 500.00 kVA | 1997-06-02 |  | 1 | 119
379502119 | TNB | DISTRIBUTION | SUNGAI BESAR | Existing | BSBR/PCE/J00110/MATX1 | 300040236 | TX1-D00368 | TMN SERENDAH NO 2 |  | 114 | RYB |  |  | 11 kV |  | 415 V |  | MTM | 500.00 kVA | 1977-01-08 |  | 1 | 261
379502214 | TNB | DISTRIBUTION | SUNGAI BESAR | Existing | BSBR/PCE/J00109/MATX1 | 300040231 | TX1-D00371 | TMN PERTAMA LOT 771 |  | 175 | RYB |  |  | 11 kV |  | 415 V |  | TATUNG | 300.00 kVA | 1973-01-08 |  | 1 | 195
379502309 | TNB | DISTRIBUTION | SUNGAI BESAR | Existing | BSBR/PCE/J00108/MATX1 | 300040225 | TX1-D00373 | PKNS LOW COST TMN MUHIBAH |  | 38 | RYB |  |  | 11 kV |  | 415 V |  | MINEL-TRAFO | 300.00 kVA | 1980-01-08 |  | 1 | 319
379502404 | TNB | DISTRIBUTION | SUNGAI BESAR | Existing | BSBR/PCE/J00246/MATX1 | 300502541 | TX1-D06803 | P/E TAMAN ORKID |  | 0 | RYB |  |  | 11 kV |  | 415 V |  | EWT | 300.00 kVA | 1970-01-01 |  | 1 | 0
379502508 | TNB | DISTRIBUTION | SUNGAI BESAR | Existing | BSBR/PCE/J00111/MATX1 | 300040241 | TX1-D00377 | TBK PULAI BT 1 |  | 0 | RYB |  |  | 11 kV |  | 415 V |  | MTM | 300.00 kVA | 16/01/1989 |  | 1 | 0
379502812 | TNB | DISTRIBUTION | SUNGAI BESAR | Existing | BSBR/PCE/J00114/MATX1 | 300040257 | TX1-D00387 | P/E SIMPANG SEKENDI |  | 47 | RYB |  |  | 11 kV |  | 415 V |  | MTM | 500.00 kVA | 31/07/1984 |  | 1 | 57
379502815 | TNB | DISTRIBUTION | SUNGAI BESAR | Existing |  |  | TX2-D00391 | SPG SEKENDI |  | 0 | RYB |  |  | 11 kV |  | 415 V |  |  |  | 1970-01-01 |  | 1 | 1
379502991 | TNB | DISTRIBUTION | SUNGAI BESAR | Existing | BSBR/PCE/J00088/MATX1 | 300040124 | TX1-D00523 | BT 38 SEKENDI TBK HJ ISMAIL |  | 166 | RYB |  |  | 11 kV |  | 415 V |  | MTM | 300.00 kVA | 1981-09-09 |  | 1 | 194
379503096 | TNB | DISTRIBUTION | SUNGAI BESAR | Existing | BSBR/PCE/J00089/MATX1 | 300040129 | TX1-D00517 | S.M AGAMA TINGGI BT 38 |  | 18 | RYB |  |  | 11 kV |  | 415 V |  | MTM | 750.00 kVA | 25/11/1997 |  | 1 | 28
379503194 | TNB | DISTRIBUTION | SUNGAI BESAR | Existing | BSBR/PCE/J00175/MATX1 | 300241437 | TX1-D00509 | TMN PERPADUAN |  | 118 | RYB |  |  | 11 kV |  | 415 V |  | EWT | 500.00 kVA | 2004-01-09 |  | 1 | 156
379503312 | TNB | DISTRIBUTION | SUNGAI BESAR | Existing | BSBR/PCE/J00033/MATX1 | 300261018 | TX1-D00668 | TAMAN RAYA NO 2 |  | 123 | RYB |  |  | 11 kV |  | 415 V |  | EWT | 300.00 kVA | 2004-01-09 |  | 1 | 304
379503408 | TNB | DISTRIBUTION | SUNGAI BESAR | Existing | BSBR/PCE/J00084/MATX1 | 300040102 | TX1-D00517 | KG TBK TARMAN BATU 38 |  | 143 | RYB |  |  | 11 kV |  | 415 V |  | EWT | 300.00 kVA | 25/11/1997 |  | 1 | 160
379503503 | TNB | DISTRIBUTION | SUNGAI BESAR | Existing | BSBR/PCE/J00228/MATX1 | 300444687 | TX1-D00725 | P/E TMN BERLIAN |  | 0 | RYB |  |  | 11 kV |  | 415 V |  | MTM | 500.00 kVA | 2012-09-08 |  | 1 | 0
379503603 | TNB | DISTRIBUTION | SUNGAI BESAR | Existing |  |  | TX1-D00584 | SEE HAU INDUSTRIES |  | 1 | RYB |  |  | 11 kV |  | 415 V |  |  |  | 1970-01-01 |  | 1 | 1
379503699 | TNB | DISTRIBUTION | SUNGAI BESAR | Existing | BSBR/PCE/J00202/MATX1 | 300261019 | TX1-D00587 | P/E TAMAN WAWASAN |  | 78 | RYB |  |  | 11 kV |  | 415 V |  | EWT | 500.00 kVA | 2005-01-09 |  | 1 | 88
379546735 | TNB | DISTRIBUTION | SUNGAI BESAR | Existing | BSBR/PCE/J00099/MATX1 | 300040183 | TX1-D00589 | SEK ABD RAHMAN PUTRA |  | 4 | RYB |  |  | 11 kV |  | 415 V |  | EWT | 1000.00 kVA | 1999-01-11 |  | 1 | 6
379546831 | TNB | DISTRIBUTION | SUNGAI BESAR | Existing | BSBR/PCE/J00098/MATX1 | 300040178 | TX1-D00592 | TMN KENANGAN |  | 271 | RYB |  |  | 11 kV |  | 415 V |  | EWT | 500.00 kVA | 2004-01-05 |  | 1 | 355
379546936 | TNB | DISTRIBUTION | SUNGAI BESAR | Existing | BSBR/PCE/J00100/MATX1 | 300040188 | TX1-D00595 | TMN FERI |  | 101 | RYB |  |  | 11 kV |  | 415 V |  | EWT | 300.00 kVA | 2007-01-08 |  | 1 | 125
379547066 | TNB | DISTRIBUTION | SUNGAI BESAR | Existing | BSBR/PCE/J00244/MATX1 | 300500354 | TX1-S05874 | P/E RUMAH KEDAI SB PERDANA |  | 0 | RYB |  |  | 11 kV |  | 415 V |  | EWT | 1000.00 kVA | 1970-01-01 |  | 1 | 0
379547176 | TNB | DISTRIBUTION | SUNGAI BESAR | Existing | BSBR/PCE/J00241/MATX1 | 300485436 | TX1-D06792 | P/E TAMAN PLATINUM |  | 0 | RYB |  |  | 11 kV |  | 415 V |  | EWT | 300.00 kVA | 1970-01-01 |  | 1 | 0
379547285 | TNB | DISTRIBUTION | SUNGAI BESAR | Existing | BSBR/PCE/J00014/MATX1 | 300259604 | TX1-D00670 | TAMAN PERTAMA NO 2 |  | 1 | RYB |  |  | 11 kV |  | 415 V |  | EWT | 300.00 kVA | 2006-01-08 |  | 1 | 53
379547385 | TNB | DISTRIBUTION | SUNGAI BESAR | Existing | BSBR/PCE/J00127/MATX1 | 300040323 | TX1-D00424 | IKS JALAN AIR MANIS |  | 165 | RYB |  |  | 11 kV |  | 415 V |  | MTM | 1000.00 kVA | 1984-02-07 |  | 1 | 243
379547481 | TNB | DISTRIBUTION | SUNGAI BESAR | Existing | BSBR/PCE/J00171/MATX1 | 300040511 | TX1-D00658 | P/E RT AIR MANIS NO 1 |  | 173 | RYB |  |  | 11 kV |  | 415 V |  | MTM | 500.00 kVA | 2007-01-08 |  | 1 | 256
379547584 | TNB | DISTRIBUTION | SUNGAI BESAR | Existing | BSBR/PCE/J00164/MATX1 | 300040561 | TX1-D00661 | P/E RT AIR MANIS NO 2 |  | 230 | RYB |  |  | 11 kV |  | 415 V |  | MTM | 1000.00 kVA | 2007-01-08 |  | 1 | 419
379547688 | TNB | DISTRIBUTION | SUNGAI BESAR | Existing | BSBR/PCE/J00103/MATX1 | 300040202 | TX1-D00427 | SCENICA (PURE MANUFACTURING) |  | 0 | RYB |  |  | 11 kV |  | 415 V |  | MTM | 750.00 kVA | 2007-01-08 |  | 1 | 1
379547793 | TNB | DISTRIBUTION | SUNGAI BESAR | Existing | BSBR/PCE/J00115/MATX1 | 300040266 | TX1-D00429 | KG TBK TENGAH |  | 0 | RYB |  |  | 11 kV |  | 415 V |  | MTM | 300.00 kVA | 25/08/1995 |  | 1 | 0
379547908 | TNB | DISTRIBUTION | SUNGAI BESAR | Existing | BSBR/PCE/J00137/MATX1 | 300040368 | TX1-D00435 | KG BANTING |  | 0 | RYB |  |  | 11 kV |  | 415 V |  | MTM | 300.00 kVA | 1986-05-08 |  | 1 | 29
379548015 | TNB | DISTRIBUTION | SUNGAI BESAR | Existing | BSBR/PCE/J00132/MATX1 | 300040349 | TX1-D00444 | KG TBK JAWA |  | 180 | RYB |  |  | 11 kV |  | 415 V |  | MTM | 300.00 kVA | 26/09/1992 |  | 1 | 203
379548112 | TNB | DISTRIBUTION | SUNGAI BESAR | Existing | BSBR/PCE/J00131/MATX1 | 300040343 | TX1-D00444 | PAT KG TBK JAWA |  | 52 | RYB |  |  | 11 kV |  | 415 V |  | ACEC | 100.00 kVA | 1984-01-08 |  | 1 | 56
379548207 | TNB | DISTRIBUTION | SUNGAI BESAR | Existing | BSBR/PCE/J00133/MATX1 | 300040355 | TX1-D00449 | KG TBK MUFRAD |  | 158 | RYB |  |  | 11 kV |  | 415 V |  | ACEC | 100.00 kVA | 1984-01-08 |  | 1 | 179
379548308 | TNB | DISTRIBUTION | SUNGAI BESAR | Existing | BSBR/PCE/J00129/MATX1 | 300040333 | TX1-D00438 | KG BANTING H/P |  | 74 | RYB |  |  | 11 kV |  | 415 V |  | MTM | 100.00 kVA | 1982-01-08 |  | 1 | 77
379548411 | TNB | DISTRIBUTION | SUNGAI BESAR | Existing | BSBR/PCE/J00130/MATX1 | 300040339 | TX1-D00440 | KG TBK BERIHUN |  | 103 | RYB |  |  | 11 kV |  | 415 V |  | MTM | 100.00 kVA | 30/09/1986 |  | 1 | 112
379548523 | TNB | DISTRIBUTION | SUNGAI BESAR | Existing | BSBR/PCE/J00162/MATX1 | 300040489 | TX1-D00288 | P/E SEK AGAMA BT 40 |  | 6 | RYB |  |  | 11 kV |  | 415 V |  | MTM | 1000.00 kVA | 2006-01-08 |  | 1 | 15
379548619 | TNB | DISTRIBUTION | SUNGAI BESAR | Existing | BSBR/PCE/J00128/MATX1 | 300040118 | TX1-D00288 | P/E BT 39 SEKENDI |  | 85 | RYB |  |  | 11 kV |  | 415 V |  | MTM | 500.00 kVA | 1984-05-06 |  | 1 | 164
379548715 | TNB | DISTRIBUTION | SUNGAI BESAR | Existing | BSBR/PCE/J00154/MATX1 | 300040454 | TX1-D00294 | P/E KAMPUNG TENGAH |  | 51 | RYB |  |  | 11 kV |  | 415 V |  | MTM | 300.00 kVA | 2001-01-05 |  | 1 | 55
379548811 | TNB | DISTRIBUTION | SUNGAI BESAR | Existing | BSBR/PCE/J00155/MATX1 | 300040459 | TX1-D00297 | P/E KAMPUNG BARU |  | 172 | RYB |  |  | 11 kV |  | 415 V |  | MTM | 100.00 kVA | 2000-01-08 |  | 1 | 200
379548919 | TNB | DISTRIBUTION | SUNGAI BESAR | Existing | BSBR/PCE/J00157/MATX1 | 300040468 | TX1-D00301 | P/E KAMPUNG DUNGUN |  | 44 | RYB |  |  | 11 kV |  | 415 V |  | MTM | 100.00 kVA | 2001-01-04 |  | 1 | 49
379549016 | TNB | DISTRIBUTION | SUNGAI BESAR | Existing | BSBR/PCE/J00156/MATX1 | 300040464 | TX1-D00303 | PAT KAMPUNG TANJUNG JAWA |  | 44 | RYB |  |  | 11 kV |  | 415 V |  | MTM | 100.00 kVA | 1983-10-07 |  | 1 | 50
379549399 | TNB | DISTRIBUTION | SUNGAI BESAR | Existing | BSBR/PCE/J00158/MATX1 | 300260828 | TX1-D00305 | P/E SG BERNAM DIVISION 2 |  | 62 | RYB |  |  | 11 kV |  | 415 V |  | MTM | 300.00 kVA | 1990-01-08 |  | 1 | 64
379549495 | TNB | DISTRIBUTION | SUNGAI BESAR | Existing | BSBR/PCE/J00159/MATX1 | 300040474 | TX1-D00309 | P/E SG BERNAM QUATERS |  | 3 | RYB |  |  | 11 kV |  | 415 V |  | MTM | 100.00 kVA | 2003-01-09 |  | 1 | 4
379549591 | TNB | DISTRIBUTION | SUNGAI BESAR | Existing | BSBR/PCE/J00160/MATX1 | 300040479 | TX1-D00311 | P/E SG BERNAM DIVISION 1 |  | 90 | RYB |  |  | 11 kV |  | 415 V |  | MTM | 500.00 kVA | 1992-01-12 |  | 1 | 103
379549687 | TNB | DISTRIBUTION | SUNGAI BESAR | Existing | BSBR/PCE/J00141/MATX1 | 300040389 | TX1-D00315 | KG DATO' HORMAT |  | 0 | RYB |  |  | 11 kV |  | 415 V |  | MTM | 300.00 kVA | 1993-08-09 |  | 1 | 0
379549783 | TNB | DISTRIBUTION | SUNGAI BESAR | Existing |  |  | TX1-D06816 | P/E PADAT IBU SAWAT TM SG AIR |  | 0 | RYB |  |  | 11 kV |  | 415 V |  |  |  | 1970-01-01 |  | 1 | 0
379549883 | TNB | DISTRIBUTION | SUNGAI BESAR | Existing | BSBR/PCE/J00140/MATX1 | 300040384 | TX1-D00317 | PEKAN SG AIR TAWAR |  | 434 | RYB |  |  | 11 kV |  | 415 V |  | EWT | 500.00 kVA | 1993-08-09 |  | 1 | 623
379550038 | TNB | DISTRIBUTION | SUNGAI BESAR | Existing |  |  | TX1-D06768 | P/E SEK REN AGAMA PARIT BARU |  | 44 | RYB |  |  | 11 kV |  | 415 V |  |  |  | 1970-01-01 |  | 1 | 54
379637084 | TNB | DISTRIBUTION | SUNGAI BESAR | Existing | BSBR/PCE/J00028/MATX1 | 300039865 | TX-D00274 | PT 8 GAMBUT |  | 103 | RYB |  |  | 11 kV |  | 415 V |  | MTM | 100.00 kVA | 1984-06-08 |  | 1 | 117
379637206 | TNB | DISTRIBUTION | SUNGAI BESAR | Existing | BSBR/PCE/J00095/MATX1 | 300040161 | TX-D00664 | SDIK HOLDING |  | 0 | RYB |  |  | 11 kV |  | 415 V |  | MTM | 300.00 kVA | 2007-01-08 |  | 1 | 2
379637402 | TNB | DISTRIBUTION | SUNGAI BESAR | Existing | BSBR/PCE/J00168/MATX1 | 300040328 | TX-D00719 | P/E REBAN AYAM PARIT 9 GAMBUT |  | 0 | RYB |  |  | 11 kV |  | 415 V |  | EWT | 300.00 kVA | 2007-01-08 |  | 1 | 0
379637497 | TNB | DISTRIBUTION | SUNGAI BESAR | Existing |  |  | TX-D00673 | P/E REBAN AYAM KSR PARIT 9 GAM |  | 0 | RYB |  |  | 11 kV |  | 415 V |  |  |  | 1970-01-01 |  | 1 | 0
379637773 | TNB | DISTRIBUTION | SUNGAI BESAR | Existing | BSBR/PCE/J00026/MATX1 | 300039860 | TX1-D00280 | PT 10 GAMBUT |  | 223 | RYB |  |  | 11 kV |  | 415 V |  | MTM | 300.00 kVA | 25/07/1992 |  | 1 | 260
379638048 | TNB | DISTRIBUTION | SUNGAI BESAR | Existing | BSBR/PCE/J00063/MATX1 | 300040025 | TX-D00067 | K/UDANG PER.NELAYAN SG NIBONG |  | 1 | RYB |  |  | 11 kV |  | 415 V |  | SGB | 750.00 kVA | 15/01/1993 |  | 1 | 2
379638280 | TNB | DISTRIBUTION | SUNGAI BESAR | Existing | BSBR/PCE/J00061/MATXF1 | 300259557 | TX-D00061 | K/UDANG VERECO |  | 0 | RYB |  |  | 11 kV |  | 415 V |  | MTM | 500.00 kVA | 1994-03-08 |  | 1 | 1
379638459 | TNB | DISTRIBUTION | SUNGAI BESAR | Existing | BSBR/PCE/J00059/MATX1 | 300040009 | TX-D00044 | PEKAN SG HAJI DORANI |  | 128 | RYB |  |  | 11 kV |  | 415 V |  |  | 300.00 kVA | 1997-01-08 |  | 1 | 211
379638564 | TNB | DISTRIBUTION | SUNGAI BESAR | Existing | BSBR/PCE/J00125/MATX1 | 300040312 | TX-D00418 | PT 10 BARAT |  | 0 | RYB |  |  | 11 kV |  | 415 V |  | MTM | 100.00 kVA | 27/12/1983 |  | 1 | 0
379638661 | TNB | DISTRIBUTION | SUNGAI BESAR | Existing | BSBR/PCE/J00123/MATX1 | 300040307 | TX-D00415 | PT 9 1/2 BARAT |  | 36 | RYB |  |  | 11 kV |  | 415 V |  | MTM | 300.00 kVA | 1983-08-11 |  | 1 | 41
379638757 | TNB | DISTRIBUTION | SUNGAI BESAR | Existing | BSBR/PCE/J00122/MATX1 | 300040302 | TX-D00412 | PT 8 1/2 BARAT |  | 310 | RYB |  |  | 11 kV |  | 415 V |  | MTM | 100.00 kVA | 26/12/1982 |  | 1 | 337
379638855 | TNB | DISTRIBUTION | SUNGAI BESAR | Existing | BSBR/PCE/J00121/MATX1 | 300040297 | TX-D00409 | PT 8 1/2 KENCONG |  | 23 | RYB |  |  | 11 kV |  | 415 V |  | MTM | 100.00 kVA | 25/12/1982 |  | 1 | 30
379638950 | TNB | DISTRIBUTION | SUNGAI BESAR | Existing | BSBR/PCE/J00120/MATX1 | 300040292 | TX-D00406 | PT 6 BARAT |  | 138 | RYB |  |  | 11 kV |  | 415 V |  | MTM | 100.00 kVA | 25/12/1982 |  | 1 | 160
379639380 | TNB | DISTRIBUTION | SUNGAI BESAR | Existing | BSBR/PCE/J00094/MATX1 | 300040155 | TX-D00552 | SEPINTAS BT 4 NO 1 |  | 117 | RYB |  |  | 11 kV |  | 415 V |  | MTM | 100.00 kVA | 1974-10-03 |  | 1 | 127
379639558 | TNB | DISTRIBUTION | SUNGAI BESAR | Existing | BSBR/PCE/J00231/MATX1 | 300448220 | TX-D00711 | P/E REBAN AYAM BT 2 SEPINTAS |  | 0 | RYB |  |  | 11 kV |  | 415 V |  | EWT | 300.00 kVA | 2011-09-02 |  | 1 | 0
379639755 | TNB | DISTRIBUTION | SUNGAI BESAR | Existing | BSBR/PCE/J00093/MATX1 | 300040150 | TX-D00548 | SEPINTAS BATU 2 |  | 303 | RYB |  |  | 11 kV |  | 415 V |  | MTM | 300.00 kVA | 1992-08-06 |  | 1 | 352
379640157 | TNB | DISTRIBUTION | SUNGAI BESAR | Existing | BSBR/PCE/J00105/MATX1 | 300040211 | TX-D06789 | GANDA SULI NO 1 |  | 42 | RYB |  |  | 11 kV |  | 415 V |  | MTM | 300.00 kVA | 1992-01-08 |  | 1 | 50
379640341 | TNB | DISTRIBUTION | SUNGAI BESAR | Existing |  |  | TX-D00581 | PAT GANDA SULI NO 3 |  | 22 | RYB |  |  | 11 kV |  | 415 V |  |  |  | 1970-01-01 |  | 1 | 23
379640453 | TNB | DISTRIBUTION | SUNGAI BESAR | Existing | BSBR/PCE/J00106/MATX1 | 300040217 | TX-D00579 | GANDA SULI NO 2 |  | 0 | RYB |  |  | 11 kV |  | 415 V |  | MTM | 300.00 kVA | 1994-01-08 |  | 1 | 0
379640549 | TNB | DISTRIBUTION | SUNGAI BESAR | Existing |  |  | TX-D06778 | P/E PENURUN TOK KHALIFAH |  | 0 | RYB |  |  | 11 kV |  | 415 V |  |  |  | 1970-01-01 |  | 1 | 0
379640738 | TNB | DISTRIBUTION | SUNGAI BESAR | Existing | BSBR/PCE/J00188/MATX1 | 300259607 | TX-D00560 | P/E HAYAT MAJU NO 3 |  | 0 | RYB |  |  | 11 kV |  | 415 V |  | SGB | 1000.00 kVA | 2006-01-08 |  | 1 | 0
379640834 | TNB | DISTRIBUTION | SUNGAI BESAR | Existing | BSBR/PCE/J00104/MATX1 | 300040207 | TX-D00573 | PAT LUBOK PUSING |  | 64 | RYB |  |  | 11 kV |  | 415 V |  | MTM | 300.00 kVA | 24/12/1992 |  | 1 | 77
379640955 | TNB | DISTRIBUTION | SUNGAI BESAR | Existing | BSBR/PCE/J00025/MATX1 | 300039856 | TX-D00285 | PT 12 GAMBUT |  | 100 | RYB |  |  | 11 kV |  | 415 V |  | MTM | 100.00 kVA | 1983-01-08 |  | 1 | 109
379689345 | TNB | DISTRIBUTION | SUNGAI BESAR | Existing | BSBR/PCE/J00064/MATX1 | 300040029 | TX1-D00095 | P/E KILANG BERAS LPN SG BESAR |  | 230 | RYB |  |  | 11 kV |  | 415 V |  | SGB | 1000.00 kVA | 1999-01-08 |  | 1 | 262
379689348 | TNB | DISTRIBUTION | SUNGAI BESAR | Existing | BSBR/PCE/J00064/MATX2 | 300259597 | TX2-D00091 | P/E KILANG BERAS LPN SG BESAR |  | 0 | RYB |  |  | 11 kV |  | 415 V |  | EWT | 1000.00 kVA | 1999-01-08 |  | 1 | 0
379689513 | TNB | DISTRIBUTION | SUNGAI BESAR | Existing | BSBR/PCE/J00066/MATX1 | 300259598 | TX1-D00098 | P/E PEJABAT KERAJAAN |  | 355 | RYB |  |  | 11 kV |  | 415 V |  | MTM | 750.00 kVA | 13/11/1981 |  | 1 | 447
379689609 | TNB | DISTRIBUTION | SUNGAI BESAR | Existing | BSBR/PCE/J00067/MATX1 | 300040034 | TX1-D00100 | P/E PERPUSTAKAAN SG BESAR |  | 15 | RYB |  |  | 11 kV |  | 415 V |  | MTM | 750.00 kVA | 26/08/1989 |  | 1 | 26
379689711 | TNB | DISTRIBUTION | SUNGAI BESAR | Existing | BSBR/PCE/J00301/MATX1 | 310416882 | TX1-D06795 | P/E UMNO SG BESAR |  | 0 | RYB |  |  | 11 kV |  | 415 V |  | EWT | 500.00 kVA | 1970-01-01 |  | 1 | 0
379689825 | TNB | DISTRIBUTION | SUNGAI BESAR | Existing | BSBR/PCE/J00238/MATX1 | 300461031 | TX1-D06771 | P/E BIN DAWOOD |  | 0 | RYB | [6 empty] | MTM |  | 1970-01-01 |  | 1 | 0
379689928 | TNB | DISTRIBUTION | SUNGAI BESAR | Existing | BSBR/PCE/J00232/MATX1 | 310370988 | TX1-D06764 | P/E HENTIAN BAS SUNGAI BESAR |  | 12 | RYB |  |  | 11 kV |  | 415 V |  |  | 500.00 kVA | 1970-01-01 |  | 1 | 31
379690044 | TNB | DISTRIBUTION | SUNGAI BESAR | Existing | BSBR/PCE/J00043/MATX1 | 300039929 | TX1-D00166 | PEKAN S/BESAR |  | 35 | RYB |  |  | 11 kV |  | 415 V |  | EWT | 1000.00 kVA | 30/06/1992 |  | 1 | 136
379690149 | TNB | DISTRIBUTION | SUNGAI BESAR | Existing | BSBR/PCE/J00042/MATX1 | 300039924 | TX1-D00170 | SIM BROTHER |  | 0 | RYB |  |  | 11 kV |  | 415 V |  |  | 1000.00 kVA | 30/06/1992 |  | 1 | 0
379690245 | TNB | DISTRIBUTION | SUNGAI BESAR | Existing | BSBR/PCE/J00041/MATX1 | 300039919 | TX1-D00179 | MEDAN S/BESAR |  | 418 | RYB |  |  | 11 kV |  | 415 V |  | LKH | 500.00 kVA | 20/07/1998 |  | 1 | 518
379690340 | TNB | DISTRIBUTION | SUNGAI BESAR | Existing | BSBR/PCE/J00040/MATX1 | 300039914 | TX1-D00182 | TMN NIRWANA |  | 0 | RYB |  |  | 11 kV |  | 415 V |  | MTM | 500.00 kVA | 30/06/1992 |  | 1 | 0
379690436 | TNB | DISTRIBUTION | SUNGAI BESAR | Existing | BSBR/PCE/J00039/MATX1 | 300039909 | TX1-D00186 | STADIUM S/BESAR |  | 0 | RYB |  |  | 11 kV |  | 415 V |  | MTM | 750.00 kVA | 27/05/1995 |  | 1 | 0
379690612 | TNB | DISTRIBUTION | SUNGAI BESAR | Existing | BSBR/PCE/J00044/MATX1 | 300039935 | TX1-D00173 | BGN 2 S/BESAR |  | 140 | RYB |  |  | 11 kV |  | 415 V |  | MTM | 1000.00 kVA | 20/05/1991 |  | 1 | 207
379690707 | TNB | DISTRIBUTION | SUNGAI BESAR | Existing | BSBR/PCE/J00045/MATX1 | 300039940 | TX1-D00176 | KLG FISH BALL BGN 4 |  | 0 | RYB |  |  | 11 kV |  | 415 V |  | MTM | 1000.00 kVA | 19/02/1997 |  | 1 | 2
379690809 | TNB | DISTRIBUTION | SUNGAI BESAR | Existing | BSBR/PCE/J00224/MB1 | 300448008 | TX1-D60745 | P/E YU CHEN PENG |  | 0 | RYB | [6 empty] | INDKOM |  | 31/05/2011 |  | 1 | 0
379855944 | TNB | DISTRIBUTION | SUNGAI BESAR | Existing | BSBR/PCE/J00234/MATX1 | 300491557 | TX1-D06749 | P/E MRSM SG PANJANG |  | 0 | RYB |  |  | 11 kV |  | 415 V |  | MTM | 750.00 kVA | 2015-01-01 |  | 1 | 0
379855947 | TNB | DISTRIBUTION | SUNGAI BESAR | Existing | BSBR/PCE/J00234/MATX2 | 300491558 | TX2-D06748 | P/E MRSM SG PANJANG |  | 0 | RYB |  |  | 11 kV |  | 415 V |  | MTM | 750.00 kVA | 1970-01-01 |  | 1 | 0
379856111 | TNB | DISTRIBUTION | SUNGAI BESAR | Existing | BSBR/PCE/J00239/MATX1 | 300461829 | TX-D06774 | P/E LOJI TAKUNGAN IADA |  | 0 | RYB |  |  | 11 kV |  | 415 V |  | MTM | 500.00 kVA | 1970-01-01 |  | 1 | 0
379856229 | TNB | DISTRIBUTION | SUNGAI BESAR | Existing | BSBR/PCE/G00005/MATX1 | 300276010 | TX-D06784 | P/E PEKET 60 CONVERT 33 |  | 2 | RYB |  |  | 33 kV |  | 415 V |  | MTM | 500.00 kVA | 15/04/1979 |  | 1 | 420
379856344 | TNB | DISTRIBUTION | SUNGAI BESAR | Existing | BSBR/PCE/J00007/MATX1 | 300039806 | TX1-D06756 | PEKET 100 SPG 5 SAWAH |  | 33 | RYB |  |  | 11 kV |  | 415 V |  | MTM | 100.00 kVA | 1987-06-08 |  | 1 | 57
379856347 | TNB | DISTRIBUTION | SUNGAI BESAR | Existing | BSBR/PCE/J00007/MB01 | 300039807 | TX2-D00614 | PEKET 100 SPG 5 SAWAH |  | 5 | RYB | [8 empty] | 20/10/2101 |  | 1 | 16
379856521 | TNB | DISTRIBUTION | SUNGAI BESAR | Existing | BSBR/PCE/J00245 | 300502664 | TX1-D06800 | P/E KLINIK KESIHATAN SIMPANG 5 |  | 0 | RYB | [8 empty] | 1970-01-01 |  | 1 | 0
379856524 | TNB | DISTRIBUTION | SUNGAI BESAR | Existing | BSBR/PCE/J00245 | 300502663 | TX2-D06798 | P/E KLINIK KESIHATAN SIMPANG 5 |  | 0 | RYB | [8 empty] | 1970-01-01 |  | 1 | 0
379856777 | TNB | DISTRIBUTION | SUNGAI BESAR | Existing | BSBR/PCE/J00172/MATX1 | 300040517 | TX-D00073 | PT 12 SG NIBONG |  | 82 | RYB |  |  | 11 kV |  | 415 V |  | LKH | 300.00 kVA | 1996-01-08 |  | 1 | 90
379857167 | TNB | DISTRIBUTION | SUNGAI BESAR | Existing | BSBR/PCE/J00236/MATX1 | 300462353 | TX1-D06761 | P/E AHMAD FUAD |  | 0 | RYB |  |  | 11 kV |  | 415 V |  |  | 500.00 kVA | 2014-05-05 |  | 1 | 0
379857305 | TNB | DISTRIBUTION | SUNGAI BESAR | Existing | BSBR/PCE/J00006/MATX1 | 300039801 | TX1-D06756 | T/AIR 14 SPG 5 SAWAH |  | 90 | RYB |  |  | 11 kV |  | 415 V |  | MTM | 100.00 kVA | 15/07/1988 |  | 1 | 125
379857308 | TNB | DISTRIBUTION | SUNGAI BESAR | Existing |  |  | TX2-D00614 | T/AIR 14 SPG 5 SAWAH |  | 52 | RYB |  |  | 11 kV |  | 415 V |  |  |  | 1970-01-01 |  | 1 | 163
379857672 | TNB | DISTRIBUTION | SUNGAI BESAR | Existing | BSBR/PCE/J00004/MATXF1 | 300259537 | TX1-D00602 | T/AIR 11 BAN 2 SG NIBONG |  | 1 | RYB |  |  | 11 kV |  | 415 V |  | MTM | 100.00 kVA | 1980-01-08 |  | 1 | 150
381028239 | TNB | DISTRIBUTION | SUNGAI BESAR | Existing | BSBR/PCE/J00016/MATX1 | 300039816 | TX-D00240 | RUMAH PAM PT 13 SG PANJANG |  | 0 | RYB |  |  | 11 kV |  | 415 V |  | MTM | 1000.00 kVA | 2000-08-12 |  | 1 | 0
381028366 | TNB | DISTRIBUTION | SUNGAI BESAR | Existing | BSBR/PCE/J00015/MATX1 | 300039811 | TX-D00243 | MASJID PT 14 SG PANJANG |  | 64 | RYB |  |  | 11 kV |  | 415 V |  | MTM | 300.00 kVA | 20/08/1991 |  | 1 | 75
381029169 | TNB | DISTRIBUTION | SUNGAI BESAR | Existing | BSBR/PCE/J00018/MATX1 | 300039827 | TX-D00249 | PT 16 NO 1 |  | 0 | RYB |  |  | 11 kV |  | 415 V |  | MTM | 100.00 kVA | 1987-01-01 |  | 1 | 0
381029289 | TNB | DISTRIBUTION | SUNGAI BESAR | Existing | BSBR/PCE/J00019/MATX1 | 300039832 | TX-D00252 | PT 16 NO 2 (TG.MEDAN) |  | 594 | RYB |  |  | 11 kV |  | 415 V |  | MTM | 100.00 kVA | 2001-01-07 |  | 1 | 707
381029408 | TNB | DISTRIBUTION | SUNGAI BESAR | Existing | BSBR/PCE/J00030/MATX1 | 300039873 | TX-D00255 | MERBAU JAYA PT 16 |  | 53 | RYB |  |  | 11 kV |  | 415 V |  | EWT | 1000.00 kVA | 2001-01-01 |  | 1 | 63
381029540 | TNB | DISTRIBUTION | SUNGAI BESAR | Existing | BSBR/PCE/J00020/MATX1 | 300039837 | TX-D00257 | PT 18 SG PANJANG A/TANAH |  | 1 | RYB |  |  | 11 kV |  | 415 V |  | SGB | 300.00 kVA | 2004-01-01 |  | 1 | 1
381029663 | TNB | DISTRIBUTION | SUNGAI BESAR | Existing | BSBR/PCE/J00021/MATX1 | 300039843 | TX-D00261 | BELIA 1 |  | 0 | RYB |  |  | 11 kV |  | 415 V |  | MTM | 100.00 kVA | 1987-07-07 |  | 1 | 0
381029788 | TNB | DISTRIBUTION | SUNGAI BESAR | Existing | BSBR/PCE/J00031/MATX1 | 300039878 | TX-D00234 | TBK JAYA PT 13 SG PANJANG |  | 141 | RYB |  |  | 11 kV |  | 415 V |  | LKH | 300.00 kVA | 2000-01-02 |  | 1 | 149
381029946 | TNB | DISTRIBUTION | SUNGAI BESAR | Existing | BSBR/PCE/J00096/MATX1 | 300040168 | TX-D00234 | HAYAT MAJU NO 2 |  | 1 | RYB |  |  | 11 kV |  | 415 V |  | MTM | 1000.00 kVA | 25/03/2003 |  | 1 | 2
381030069 | TNB | DISTRIBUTION | SUNGAI BESAR | Existing | BSBR/PCE/J00001/MATX1 | 300039791 | TX-D00565 | HAYAT MAJU NO 1 |  | 0 | RYB |  |  | 11 kV |  | 415 V |  | MTM | 1000.00 kVA | 25/11/1987 |  | 1 | 0
381196337 | TNB | DISTRIBUTION | SUNGAI BESAR | Existing | BSBR/PCE/G00016/MATX1 | 300276108 | TX1 | PARIT 2, L381 |  | 0 | RYB |  |  | 33 kV |  | 415 V |  | SIRIWIWAT | 100.00 kVA | 19/04/1978 |  | 1 | 0
381196468 | TNB | DISTRIBUTION | SUNGAI BESAR | Existing | BSBR/PCE/G00017/MATX1 | 300276109 | TX1 | PARIT 4, L382 |  | 0 | RYB |  |  | 33 kV |  | 415 V |  | SIRIWIWAT | 100.00 kVA | 23/05/1978 |  | 1 | 0
381196595 | TNB | DISTRIBUTION | SUNGAI BESAR | Existing | BSBR/PCE/G00018/MATX1 | 300276110 | TX1 | PARIT 6, L383 |  | 0 | RYB |  |  | 33 kV |  | 415 V |  | MTM | 100.00 kVA | 1978-04-06 |  | 1 | 0
381196722 | TNB | DISTRIBUTION | SUNGAI BESAR | Existing | BSBR/PCE/G00019/MATX1 | 300276113 | TX1 | PARIT 8, L388 |  | 0 | RYB |  |  | 33 kV |  | 415 V |  | SIRIWIWAT | 100.00 kVA | 18/07/1978 |  | 1 | 0
381196849 | TNB | DISTRIBUTION | SUNGAI BESAR | Existing | BSBR/PCE/G00020/MATX1 | 300276116 | TX1 | PARIT 10, L384 |  | 0 | RYB |  |  | 33 kV |  | 415 V |  | EWT | 100.00 kVA | 21/09/1978 |  | 1 | 0
381196978 | TNB | DISTRIBUTION | SUNGAI BESAR | Existing | BSBR/PCE/G00014/MATX1 | 300276036 | TX1 | PANCHANG BEDANA, L680 |  | 0 | RYB |  |  | 33 kV |  | 415 V |  | MTM | 100.00 kVA | 1978-12-03 |  | 1 | 0
381197114 | TNB | DISTRIBUTION | SUNGAI BESAR | Existing | BSBR/PCE/G00015/MATX1 | 300276037 | TX1 | PARIT 2 BARAT, L638 |  | 0 | RYB |  |  | 33 kV |  | 415 V |  | SIRIWIWAT | 100.00 kVA | 1978-12-01 |  | 1 | 0
381197276 | TNB | DISTRIBUTION | SUNGAI BESAR | Existing | BSBR/PCE/G00002/MATX1 | 300276002 | TX1 | SG LIMAU, L678 |  | 1 | RYB |  |  | 33 kV |  | 415 V |  | KIRLOSKAR | 300.00 kVA | 15/01/1979 |  | 1 | 24
381197409 | TNB | DISTRIBUTION | SUNGAI BESAR | Existing | BSBR/PCE/G00004/MATX1 | 300276008 | TX1 | KG.DURAINI TAMBAHAN, L366 |  | 0 | RYB |  |  | 33 kV |  | 415 V |  | MTM | 100.00 kVA | 14/06/1981 |  | 1 | 0
381197540 | TNB | DISTRIBUTION | SUNGAI BESAR | Existing | BSBR/PCE/G00006/MATX1 | 300276013 | TX1 | SIMPANG LIMA, L676 |  | 0 | RYB |  |  | 33 kV |  | 415 V |  | MTM | 100.00 kVA | 13/03/1981 |  | 1 | 0
381197667 | TNB | DISTRIBUTION | SUNGAI BESAR | Existing | BSBR/PCE/G00007/MATX1 | 300276015 | TX1 | KG.SG.NIBONG, L675 |  | 0 | RYB |  |  | 33 kV |  | 415 V |  | MTM | 300.00 kVA | 20/10/1979 |  | 1 | 0
381197930 | TNB | DISTRIBUTION | SUNGAI BESAR | Existing | BSBR/PCE/G00009/MATX1 | 300276023 | TX1 | KG.PARIT PASIR PANJANG, L733 |  | 0 | RYB |  |  | 33 kV |  | 415 V |  | MTM | 300.00 kVA | 15/12/1983 |  | 1 | 0
381198067 | TNB | DISTRIBUTION | SUNGAI BESAR | Existing | BSBR/PCE/G00010/MATX1 | 300276025 | TX1 | KG.PASIR PANJANG, L674 |  | 0 | RYB |  |  | 33 kV |  | 415 V |  | FERRANTI | 500.00 kVA | 16/07/1983 |  | 1 | 0
381496173 | TNB | DISTRIBUTION | SUNGAI BESAR | Existing | BSBR/PCE/G00003/MATX1 | 300276006 | TX1 | KG.HJ.DURAINI, L111 |  | 0 | RYB |  |  | 33 kV |  | 415 V |  |  | 100.00 kVA | 22/11/1980 |  | 1 | 0
381496546 | TNB | DISTRIBUTION | SUNGAI BESAR | Existing | BSBR/PCE/J00235/MATX1 | 310416818 | TX1-D06758 | P/E TAMAN BUDIMAN |  | 35 | RYB |  |  | 11 kV |  | 415 V |  | EWT | 300.00 kVA | 1970-01-01 |  | 1 | 36
383385764 | TNB | DISTRIBUTION | SUNGAI BESAR | Existing |  |  | TX1-D06819 | P/E REBAN AYAM DATO GHAZALI |  | 0 | RYB |  |  | 11 kV |  | 415 V |  |  |  | 1970-01-01 |  | 1 | 0
383497216 | TNB | DISTRIBUTION | SUNGAI BESAR | Existing | BSBR/PCE/J00253/MATX1 | 310424896 | TX1-D06822 | D-SBR-C17-0160 |  | 0 | RYB | [6 empty] | INDKOM |  | 1970-01-01 |  | 1 | 0
385884783 | TNB | DISTRIBUTION | SUNGAI BESAR | Existing | BSBR/PCE/J00252/MATX1 | 310158609 | TX1-D06831 | P/E TAMAN AROWANA |  | 0 | RYB |  |  | 11 kV | 11/0.415 kV | 415 V | MTM | MTM | 300.00 kVA | 1970-01-01 |  | 1 | 0
385884786 | TNB | DISTRIBUTION | SUNGAI BESAR | Existing | BSBR/PCE/J00252/MATX2 | 310723111 | TX2 | P/E TAMAN AROWANA |  | 0 | RYB |  |  | 11 kV | 11/0.415 kV | 415 V | EWT | EWT | 300.00 kVA | 1970-01-01 |  | 1 | 0
390629498 | TNB | DISTRIBUTION | SUNGAI BESAR | Existing | BSBR/PCE/J00256/MATX1 | 310693000 | TX1-D06836 | D-SBR-C18-0174 |  | 0 | RYB |  |  | 11 kV |  | 415 V | EWT |  |  | 1970-01-01 |  | 1 | 0

## Output
Id | Owner Type | Owner Name | Operational Area | Status | ERMS Functional Location | ERMS Equipment No | Label | Distribution PE | Demand Load | Customer Count | Phasing | ERMS System Status | ERMS User Status | Voltage In _Old_ | Voltage In/Out | Voltage Out _Old_ | Manufacturer | Manufacturer _Old_ | Capacity | Date Commissioned | Remarks | Distribution Transformer Units | Demand Points | Check | Detail
254722702 | TNB | DISTRIBUTION | SUNGAI BESAR | Existing | BSBR/PCE/J00060/MATX1 | 300040014 | TX1-D00052 | SM AGAMA SPG 5 |  | 53 | RYB |  |  | 11 kV |  | 415 V |  | MTM | 500.00 kVA | 16/06/1991 |  | 1 | 78 | Fail | Please check "Operational Area"
254722704 | TNB | DISTRIBUTION | SUNGAI BESAR | Existing | BSBR/PCE/J00179/MATX1 | 300242310 | TX-D00046 | DEWAN SPG 5 |  | 1 | RYB |  |  | 11 kV |  | 415 V |  | MTM | 500.00 kVA | 19980103 |  | 1 | 1 | Fail | Please check "Operational Area"
254722706 | TNB | DISTRIBUTION | SUNGAI BESAR | Existing | BSBR/PCE/J00012/MATXF1 | 300259556 | TX1-D00055 | T/AIR 13 SG NIPAH |  | 304 | RYB |  |  | 11 kV |  | 415 V |  | EWT | 500.00 kVA | 20060103 |  | 1 | 418 | Fail | Please check "Operational Area"
254722708 | TNB | DISTRIBUTION | SUNGAI BESAR | Existing | BSBR/PCE/J00200/MATX1 | 300261020 | TX1-D00608 | PAT TALI AIR 13 BAN 2 SG NIBONG |  | 0 | RYB |  |  | 11 kV |  | 415 V |  | MINEL-TRAFO | 100.00 kVA | 19800108 |  | 1 | 0 | Fail | Please check "Operational Area"
254722730 | TNB | DISTRIBUTION | SUNGAI BESAR | Existing | BSBR/PCE/J00072/MATX1 | 300040050 | TX1-D00191 | TMN SRI INDAH |  | 314 | RYB |  |  | 11 kV |  | 415 V |  | MTM | 300.00 kVA | 19911212 |  | 1 | 348 | Fail | Please check "Operational Area"
254723674 | TNB | DISTRIBUTION | SUNGAI BESAR | Existing | BSBR/PCE/J00074/MATX1 | 300040060 | TX1-D00200 | TMN BEDENA JAYA |  | 223 | RYB |  |  | 11 kV |  | 415 V |  | MTM | 750.00 kVA | 20010108 |  | 1 | 259 | Fail | Please check "Operational Area"
254723676 | TNB | DISTRIBUTION | SUNGAI BESAR | Existing | BSBR/PCE/J00073/MATX1 | 300040055 | TX1-D00147 | TMN MAKMUR |  | 172 | RYB |  |  | 11 kV |  | 415 V |  | MTM | 750.00 kVA | 19881202 |  | 1 | 343 | Fail | Please check "Operational Area"
254723678 | TNB | DISTRIBUTION | SUNGAI BESAR | Existing | BSBR/PCE/J00047/MATX1 | 300039950 | TX1-D00160 | TMN SERI |  | 242 | RYB |  |  | 11 kV |  | 415 V |  | MTM | 1000.00 kVA | 20000305 |  | 1 | 270 | Fail | Please check "Operational Area"
254723680 | TNB | DISTRIBUTION | SUNGAI BESAR | Existing | BSBR/PCE/J00191/MATX1 | 300259568 | TX1-D00156 | P/E TAMAN SERI NO 2 |  | 206 | RYB |  |  | 11 kV |  | 415 V |  | EWT | 300.00 kVA | 29/10/1992 |  | 1 | 234 | Fail | Please check "Operational Area"
254723682 | TNB | DISTRIBUTION | SUNGAI BESAR | Existing | BSBR/PCE/J00048/MATX1 | 300039955 | TX1-D00152 | TMN RIA |  | 0 | RYB |  |  | 11 kV |  | 415 V |  | MTM | 1000.00 kVA | 22/04/2002 |  | 1 | 0 | Fail | Please check "Operational Area"
254723792 | TNB | DISTRIBUTION | SUNGAI BESAR | Existing | BSBR/PCE/J00112/MATX1 | 300040245 | TX1-D00380 | P/E SIMPANG TEBUK PULAI |  | 117 | RYB |  |  | 11 kV |  | 415 V |  | MTM | 300.00 kVA | 19930809 |  | 1 | 124 | Fail | Please check "Operational Area"
254724260 | TNB | DISTRIBUTION | SUNGAI BESAR | Existing | BSBR/PCE/J00029/MATX1 | 300039869 | TX1-D00269 | PT 5 GAMBUT |  | 87 | RYB |  |  | 11 kV |  | 415 V |  | EWT | 300.00 kVA | 20040108 |  | 1 | 206 | Fail | Please check "Operational Area"
254724380 | TNB | DISTRIBUTION | SUNGAI BESAR | Existing | BSBR/PCE/J00062/MATX1 | 300040020 | TX1-D00064 | K/UDANG UDAHA |  | 58 | RYB |  |  | 11 kV |  | 415 V |  | MTM | 500.00 kVA | 19921208 |  | 1 | 67 | Fail | Please check "Operational Area"
254725316 | TNB | DISTRIBUTION | SUNGAI BESAR | Existing | BSBR/PCE/J00079/MATX1 | 300040221 | TX1-D00086 | SEK MEN DATO' MUSTAFA |  | 255 | RYB |  |  | 11 kV |  | 415 V |  | MTM | 500.00 kVA | 15/02/1990 |  | 1 | 684 | Fail | Please check "Operational Area"
254725324 | TNB | DISTRIBUTION | SUNGAI BESAR | Existing | BSBR/PCE/J00008/MATXF1 | 300259539 | TX1-D00080 | PT 10 SG NIBONG |  | 2 | RYB |  |  | 11 kV |  | 415 V |  | MITSUBISHI | 300.00 kVA | 19800108 |  | 1 | 189 | Fail | Please check "Operational Area"
254725326 | TNB | DISTRIBUTION | SUNGAI BESAR | Existing | BSBR/PCE/J00075/MATX1 | 300259561 | TX1-D00069 | DESA KASIH BT 23 SG NIBONG |  | 0 | RYB |  |  | 11 kV |  | 415 V |  | LKH | 750.00 kVA | 20030108 |  | 1 | 0 | Fail | Please check "Operational Area"
254725328 | TNB | DISTRIBUTION | SUNGAI BESAR | Existing | BSBR/PCE/J00177/MATX1 | 300241505 | TX1-D00081 | SM AGAMA P.PANJANG |  | 0 | RYB |  |  | 11 kV |  | 415 V |  | SGB | 300.00 kVA | 20040108 |  | 1 | 40 | Fail | Please check "Operational Area"
254725330 | TNB | DISTRIBUTION | SUNGAI BESAR | Existing | BSBR/PCE/J00005/MATXF1 | 300259538 | TX1-D00605 | T/AIR 12 BAN 2 SG NIBONG |  | 106 | RYB |  |  | 11 kV |  | 415 V |  | MTM | 100.00 kVA | 19881105 |  | 1 | 131 | Fail | Please check "Operational Area"
254725340 | TNB | DISTRIBUTION | SUNGAI BESAR | Existing | BSBR/PCE/J00046/MATX1 | 300039945 | TX1-D00164 | BGN 6 |  | 89 | RYB |  |  | 11 kV |  | 415 V |  | SGB | 1000.00 kVA | 19980108 |  | 1 | 140 | Fail | Please check "Operational Area"
254725846 | TNB | DISTRIBUTION | SUNGAI BESAR | Existing | BSBR/PCE/J00208/MATX1 | 300259602 | TX1-D00203 | P/E TAMAN SURIA INDAH |  | 80 | RYB |  |  | 11 kV |  | 415 V |  | MTM | 750.00 kVA | 20010108 |  | 1 | 127 | Fail | Please check "Operational Area"
254725922 | TNB | DISTRIBUTION | SUNGAI BESAR | Existing | BSBR/PCE/J00056/MATX1 | 300039995 | TX1-D00222 | BGN SG PULAI |  | 619 | RYB |  |  | 11 kV |  | 415 V |  | EWT | 500.00 kVA | 19870108 |  | 1 | 713 | Fail | Please check "Operational Area"
254725926 | TNB | DISTRIBUTION | SUNGAI BESAR | Existing | BSBR/PCE/J00071/MATX1 | 300040045 | TX1-D00153 | TMN RAYA |  | 131 | RYB |  |  | 11 kV |  | 415 V |  | MTM | 1000.00 kVA | 19980205 |  | 1 | 150 | Fail | Please check "Operational Area"
254725950 | TNB | DISTRIBUTION | SUNGAI BESAR | Existing | BSBR/PCE/J00102/MATX1 | 300040197 | TX-D00568 | SEK MEN AGAMA BGN TERAP |  | 264 | RYB |  |  | 11 kV |  | 415 V |  | LKH | 300.00 kVA | 19960108 |  | 1 | 313 | Fail | Please check "Operational Area"
254725952 | TNB | DISTRIBUTION | SUNGAI BESAR | Existing | BSBR/PCE/J00210/MATX1 | 300259608 | TX-D00622 | P/E TAMAN TERAP JAYA NO 2 |  | 4 | RYB |  |  | 11 kV |  | 415 V |  | EWT | 300.00 kVA | 20060108 |  | 1 | 111 | Fail | Please check "Operational Area"
254726066 | TNB | DISTRIBUTION | SUNGAI BESAR | Existing | BSBR/PCE/J00053/MATX1 | 300039979 | TX1-D00210 | THAI LIAN |  | 58 | RYB |  |  | 11 kV |  | 415 V |  | LKH | 500.00 kVA | 20080707 |  | 1 | 63 | Fail | Please check "Operational Area"
254726070 | TNB | DISTRIBUTION | SUNGAI BESAR | Existing | BSBR/PCE/J00052/MATX1 | 300039974 | TX1-D00209 | BGN SG BURUNG NO 2 |  | 171 | RYB |  |  | 11 kV |  | 415 V |  | EWT | 500.00 kVA | 20000104 |  | 1 | 184 | Fail | Please check "Operational Area"
254744084 | TNB | DISTRIBUTION | SUNGAI BESAR | Existing | BSBR/PCE/J00076/MATX1 | 300040066 | TX1-D00128 | P/E TAMAN SERI BEDENA |  | 0 | RYB |  |  | 11 kV |  | 415 V |  | MTM | 1000.00 kVA | 20010212 |  | 1 | 0 | Fail | Please check "Operational Area"
254744366 | TNB | DISTRIBUTION | SUNGAI BESAR | Existing | BSBR/PCE/J00173/MATX1 | 300259605 | TX1-D00420 | P/PADAT PARIT 12 LUNDANG |  | 142 | RYB |  |  | 11 kV |  | 415 V |  | EWT | 1000.00 kVA | 20001212 |  | 1 | 160 | Fail | Please check "Operational Area"
254745326 | TNB | DISTRIBUTION | SUNGAI BESAR | Existing | BSBR/PCE/J00049/MATX1 | 300039960 | TX1-D00187 | TMN CAHAYA |  | 264 | RYB |  |  | 11 kV |  | 415 V |  | DENNIS FERRANTI | 300.00 kVA | 19910112 |  | 1 | 296 | Fail | Please check "Operational Area"
254745658 | TNB | DISTRIBUTION | SUNGAI BESAR | Existing | BSBR/PCE/J00101/MATX1 | 300040193 | TX1-D00554 | SEPINTAS BT 4 NO 2 |  | 124 | RYB |  |  | 11 kV |  | 415 V |  | EWT | 300.00 kVA | 20140904 |  | 1 | 141 | Fail | Please check "Operational Area"
254745708 | TNB | DISTRIBUTION | SUNGAI BESAR | Existing | BSBR/PCE/J00057/MATX1 | 300040000 | TX1-D00222 | KG SG SEKENDI |  | 110 | RYB |  |  | 11 kV |  | 415 V |  | MTM | 100.00 kVA | 19830108 |  | 1 | 155 | Fail | Please check "Operational Area"
254745710 | TNB | DISTRIBUTION | SUNGAI BESAR | Existing | BSBR/PPU/G00003/NALTX | 300051837 |  |  |  | 0 | RYB |  |  | 11 kV |  | 415 V |  | MTM | 500.00 kVA | 19860106 |  | 1 | 0 | Fail | Please check "Operational Area"
254747106 | TNB | DISTRIBUTION | SUNGAI BESAR | Existing | BSBR/PCE/J00214/MATX1 | 300040523 | TX1-D00648 | P/E TMN TERAP JAYA NO 1 |  | 0 | RYB |  |  | 11 kV |  | 415 V |  | MTM | 500.00 kVA | 20060108 |  | 1 | 54 | Fail | Please check "Operational Area"
254748378 | TNB | DISTRIBUTION | SUNGAI BESAR | Existing | BSBR/PCE/J00180/MATX1 | 300242313 | TX1-D00123 | TMN PENGGAWA |  | 26 | RYB |  |  | 11 kV |  | 415 V |  | MTM | 300.00 kVA | 19890304 |  | 1 | 29 | Fail | Please check "Operational Area"
254749468 | TNB | DISTRIBUTION | SUNGAI BESAR | Existing | BSBR/PCE/J00065/MATXF1 | 300259606 | TX1-D00558 | P/E LPN BAGAN TERAP |  | 0 | RYB |  |  | 11 kV |  | 415 V |  | MTM | 750.00 kVA | 20/05/1991 |  | 1 | 0 | Fail | Please check "Operational Area"
254751580 | TNB | DISTRIBUTION | SUNGAI BESAR | Existing | BSBR/PCE/J00011/MATXF1 | 300259563 | TX1-D00144 | TMN EHSAN |  | 98 | RYB |  |  | 11 kV |  | 415 V |  | MITSUBISHI | 500.00 kVA | 19790108 |  | 1 | 130 | Fail | Please check "Operational Area"
254753144 | TNB | DISTRIBUTION | SUNGAI BESAR | Existing | BSBR/PCE/J00055/MATX1 | 300039989 | TX1-D00217 | KG SG BURUNG |  | 0 | RYB |  |  | 11 kV |  | 415 V |  | EWT | 300.00 kVA | 20141203 |  | 1 | 0 | Fail | Please check "Operational Area"
254753164 | TNB | DISTRIBUTION | SUNGAI BESAR | Existing | BSBR/PCE/J00080/MATX1 | 300040081 | TX1-D00076 | PT 11 P/PANJANG |  | 0 | RYB |  |  | 11 kV |  | 415 V |  | MTM | 300.00 kVA | 19940404 |  | 1 | 0 | Fail | Please check "Operational Area"
254754350 | TNB | DISTRIBUTION | SUNGAI BESAR | Existing | BSBR/PCE/J00022/MATX1 | 300039847 | TX1-D00264 | PPRT MERBAU BERDARAH |  | 178 | RYB |  |  | 11 kV |  | 415 V |  | LKH | 300.00 kVA | 19960102 |  | 1 | 222 | Fail | Please check "Operational Area"
254756462 | TNB | DISTRIBUTION | SUNGAI BESAR | Existing | BSBR/PCE/J00068/MATXF1 | 300259599 | TX1-D00119 | P/E JALAN ANGGERIK |  | 8 | RYB |  |  | 11 kV |  | 415 V |  | EWT | 1000.00 kVA | 19990104 |  | 1 | 8 | Fail | Please check "Operational Area"
254756556 | TNB | DISTRIBUTION | SUNGAI BESAR | Existing | BSBR/PCE/J00124/MATX1 | 300040550 | TX1-D00643 | PADAT SG BESAR NO 2 |  | 0 | RYB |  |  | 11 kV |  | 415 V |  | MTM | 1000.00 kVA | 20010108 |  | 1 | 0 | Fail | Please check "Operational Area"
254756562 | TNB | DISTRIBUTION | SUNGAI BESAR | Existing | BSBR/PCE/J00092/MATX1 | 300040145 | TX1-D00544 | SEPINTAS BATU 1 (STADIUM) |  | 108 | RYB |  |  | 11 kV |  | 415 V |  | MITSUBISHI | 300.00 kVA | 19790108 |  | 1 | 135 | Fail | Please check "Operational Area"
254757044 | TNB | DISTRIBUTION | SUNGAI BESAR | Existing | BSBR/PCE/J00161/MATX1 | 300040484 | TX1-D00137 | P/E LOT 6388 PANCHANG BEDENA |  | 2 | RYB |  |  | 11 kV |  | 415 V |  | EWT | 750.00 kVA | 20000103 |  | 1 | 2 | Fail | Please check "Operational Area"
254758236 | TNB | DISTRIBUTION | SUNGAI BESAR | Existing | BSBR/PCE/J00113/MATX1 | 300040252 | TX1-D00140 | P/E KOKO FAMA ASSAYAKI |  | 11 | RYB |  |  | 11 kV |  | 415 V |  | MTM | 1000.00 kVA | 19961104 |  | 1 | 15 | Fail | Please check "Operational Area"
254759610 | TNB | DISTRIBUTION | SUNGAI BESAR | Existing | BSBR/PCE/J00078/MATX1 | 300040076 | TX1-D00143 | P/E BLACKTOP |  | 0 | RYB |  |  | 11 kV |  | 415 V |  | MTM | 1000.00 kVA | 13/02/2002 |  | 1 | 1 | Fail | Please check "Operational Area"
254760108 | TNB | DISTRIBUTION | SUNGAI BESAR | Existing | BSBR/PCE/J00091/MATX1 | 300040140 | TX-D00540 | JALAN RAJA CHULAN |  | 200 | RYB |  |  | 11 kV |  | 415 V |  | SGB | 1000.00 kVA | 19980108 |  | 1 | 248 | Fail | Please check "Operational Area"
254760260 | TNB | DISTRIBUTION | SUNGAI BESAR | Existing | BSBR/PCE/J00023/MATX1 | 300039852 | TX-D00266 | BELIA 2 |  | 0 | RYB |  |  | 11 kV |  | 415 V |  | MTM | 100.00 kVA | 19870101 |  | 1 | 0 | Fail | Please check "Operational Area"
377644477 | TNB | DISTRIBUTION | SUNGAI BESAR | Existing | BSBR/PCE/J00178/MATX1 | 300241514 | TX1-D00001 | TMN PERWIRA |  | 65 | RYB |  |  | 11 kV |  | 415 V |  | MTM | 500.00 kVA | 30/05/1995 |  | 1 | 80 | Fail | Please check "Operational Area"
377644579 | TNB | DISTRIBUTION | SUNGAI BESAR | Existing | BSBR/PCE/J00181/MATX1 | 300259540 | TX1-D05239 | P/E TAMAN GEMILANG NO 2 |  | 0 | RYB |  |  | 11 kV |  | 415 V |  | EWT | 500.00 kVA | 20060105 |  | 1 | 0 | Fail | Please check "Operational Area"
377644702 | TNB | DISTRIBUTION | SUNGAI BESAR | Existing | BSBR/PCE/J00240/MATX1 | 310371004 | TX1-D06780 | P/E MCDONALD SG BESAR |  | 0 | RYB |  |  | 11 kV |  | 415 V |  |  | 500.00 kVA | 19700101 |  | 1 | 0 | Fail | Please check "Operational Area"
377645070 | TNB | DISTRIBUTION | SUNGAI BESAR | Existing | BSBR/PCE/J00009/MATX2 | 300040500 | TX2-D00657 | SBBC FASA 3 |  | 0 | RYB |  |  | 11 kV |  | 415 V |  | MTM | 1000.00 kVA | 24/04/2007 |  | 1 | 28 | Fail | Please check "Operational Area"
377645073 | TNB | DISTRIBUTION | SUNGAI BESAR | Existing | BSBR/PCE/J00009/MATXF1 | 300040173 | TX1-D00656 | SBBC FASA 3 |  | 1 | RYB |  |  | 11 kV |  | 415 V |  | MTM | 1000.00 kVA | 24/04/2007 |  | 1 | 42 | Fail | Please check "Operational Area"
377645241 | TNB | DISTRIBUTION | SUNGAI BESAR | Existing | BSBR/PCE/J00213/MATX1 | 300276569 | TX1-D00640 | P/E SBBC FASA 2 |  | 0 | RYB |  |  | 11 kV |  | 415 V |  | MTM | 1000.00 kVA | 20070302 |  | 1 | 0 | Fail | Please check "Operational Area"
377645344 | TNB | DISTRIBUTION | SUNGAI BESAR | Existing | BSBR/PCE/J00199/MATX2 | 300259542 | TX2-D05243 | P/E SBBC FASA 1 |  | 0 | RYB |  |  | 11 kV |  | 415 V |  | MTM | 1000.00 kVA | 20060403 |  | 1 | 29 | Fail | Please check "Operational Area"
377645347 | TNB | DISTRIBUTION | SUNGAI BESAR | Existing | BSBR/PCE/J00199/MATX1 | 300259541 | TX1-D05242 | P/E SBBC FASA 1 |  | 0 | RYB |  |  | 11 kV |  | 415 V |  | MTM | 1000.00 kVA | 20060403 |  | 1 | 24 | Fail | Please check "Operational Area"
377645513 | TNB | DISTRIBUTION | SUNGAI BESAR | Existing | BSBR/PCE/J00195/MATX1 | 300259522 | TX1-D00006 | P/E TAMAN PURNAMA |  | 56 | RYB |  |  | 11 kV |  | 415 V |  | MTM | 1000.00 kVA | 17/01/2003 |  | 1 | 58 | Fail | Please check "Operational Area"
377645616 | TNB | DISTRIBUTION | SUNGAI BESAR | Existing | BSBR/PCE/J00194/MATX1 | 300259543 | TX1-D00650 | P/E TAMAN PERDANA NO 1 |  | 127 | RYB |  |  | 11 kV |  | 415 V |  | SGB | 750.00 kVA | 20070108 |  | 1 | 138 | Fail | Please check "Operational Area"
377645619 | TNB | DISTRIBUTION | SUNGAI BESAR | Existing | BSBR/PCE/J00194/MATX2 | 300260956 | TX2-D00007 | P/E TAMAN PERDANA NO 1 |  | 119 | RYB |  |  | 11 kV |  | 415 V |  | MTM | 750.00 kVA | 20070108 |  | 1 | 129 | Fail | Please check "Operational Area"
377645972 | TNB | DISTRIBUTION | SUNGAI BESAR | Existing | BSBR/PCE/J00193/MATX2 | 300259553 | TX2-D00010 | P/E TAMAN PERDANA |  | 101 | RYB |  |  | 11 kV |  | 415 V |  | SGB | 1000.00 kVA | 20040108 |  | 1 | 116 | Fail | Please check "Operational Area"
377645975 | TNB | DISTRIBUTION | SUNGAI BESAR | Existing | BSBR/PCE/J00193/MATX1 | 300259554 | TX1-D00011 | P/E TAMAN PERDANA |  | 22 | RYB |  |  | 11 kV |  | 415 V |  | EWT | 500.00 kVA | 20040108 |  | 1 | 52 | Fail | Please check "Operational Area"
377646141 | TNB | DISTRIBUTION | SUNGAI BESAR | Existing | BSBR/PCE/J00037/MATX1 | 300039898 | TX1-D00014 | TMN PADU PERMAI |  | 294 | RYB |  |  | 11 kV |  | 415 V |  | MTM | 1000.00 kVA | 20030509 |  | 1 | 333 | Fail | Please check "Operational Area"
377646246 | TNB | DISTRIBUTION | SUNGAI BESAR | Existing | BSBR/PCE/J00038/MATX1 | 300039903 | TX1-D00018 | TMN SETIA JAYA |  | 294 | RYB |  |  | 11 kV |  | 415 V |  | MTM | 1000.00 kVA | 20031004 |  | 1 | 344 | Fail | Please check "Operational Area"
377646552 | TNB | DISTRIBUTION | SUNGAI BESAR | Existing | BSBR/PCE/J00034/MATX1 | 300039883 | TX1-D00109 | P/E JBA SG BESAR |  | 24 | RYB |  |  | 11 kV |  | 415 V |  | MTM | 1000.00 kVA | 26/08/1989 |  | 1 | 42 | Fail | Please check "Operational Area"
377646648 | TNB | DISTRIBUTION | SUNGAI BESAR | Existing | BSBR/PCE/J00035/MATX1 | 300039888 | TX1-D00109 | TALIKOM S/BESAR |  | 7 | RYB |  |  | 11 kV |  | 415 V |  | MTM | 300.00 kVA | 26/04/1995 |  | 1 | 15 | Fail | Please check "Operational Area"
377646742 | TNB | DISTRIBUTION | SUNGAI BESAR | Existing | BSBR/PCE/J00036/MATX1 | 300039893 | TX1-D00114 | JLN MAHSURI |  | 467 | RYB |  |  | 11 kV |  | 415 V |  | SGB | 1000.00 kVA | 19910108 |  | 1 | 830 | Fail | Please check "Operational Area"
377646903 | TNB | DISTRIBUTION | SUNGAI BESAR | Existing | BSBR/PCE/J00077/MATX1 | 300040071 | TX1-D00118 | ARKED MARA |  | 10 | RYB |  |  | 11 kV |  | 415 V |  | MTM | 1000.00 kVA | 30/01/2002 |  | 1 | 56 | Fail | Please check "Operational Area"
377647033 | TNB | DISTRIBUTION | SUNGAI BESAR | Existing | BSBR/PCE/J00010/MATXFI | 300259569 | TX1-D00106 | TMN GEMILANG |  | 20 | RYB |  |  | 11 kV |  | 415 V |  | EWT | 1000.00 kVA | 20060110 |  | 1 | 30 | Fail | Please check "Operational Area"
377647236 | TNB | DISTRIBUTION | SUNGAI BESAR | Existing | BSBR/PCE/J00223/MATX1 | 300444651 | TX1-D06741 | P/E TMN BEDENA 2 |  | 60 | RYB |  |  | 11 kV |  | 415 V |  | EWT | 750.00 kVA | 20130502 |  | 1 | 65 | Fail | Please check "Operational Area"
377647349 | TNB | DISTRIBUTION | SUNGAI BESAR | Existing | BSBR/PCE/J00197/MATX1 | 300259555 | TX1-D00023 | P/E BOMBA SG BESAR |  | 0 | RYB |  |  | 11 kV |  | 415 V |  | EWT | 750.00 kVA | 20040104 |  | 1 | 0 | Fail | Please check "Operational Area"
377647542 | TNB | DISTRIBUTION | SUNGAI BESAR | Existing | BSBR/PCE/J00222/MATX1 | 300444041 | TX1-D00722 | P/E MAHKAMAH |  | 0 | RYB |  |  | 11 kV |  | 415 V |  | MTM | 300.00 kVA | 25/03/2013 |  | 1 | 0 | Fail | Please check "Operational Area"
377647746 | TNB | DISTRIBUTION | SUNGAI BESAR | Existing | BSBR/PCE/J00198/MATX1 | 300259560 | TX1-D00024 | P/E TAMAN BAYU |  | 67 | RYB |  |  | 11 kV |  | 415 V |  | MTM | 500.00 kVA | 18/03/1993 |  | 1 | 81 | Fail | Please check "Operational Area"
377647849 | TNB | DISTRIBUTION | SUNGAI BESAR | Existing | BSBR/PCE/J00174/MATX1 | 300241428 | TX1-D00029 | TMN PADU PERMAI NO 2 |  | 93 | RYB |  |  | 11 kV |  | 415 V |  | SGB | 1000.00 kVA | 20030910 |  | 1 | 142 | Fail | Please check "Operational Area"
377647852 | TNB | DISTRIBUTION | SUNGAI BESAR | Existing | BSBR/PCE/J00174/MATX2 | 300241503 | TX2-D00030 | TMN PADU PERMAI NO 2 |  | 0 | RYB |  |  | 11 kV |  | 415 V |  | MTM | 500.00 kVA | 20030910 |  | 1 | 0 | Fail | Please check "Operational Area"
377648017 | TNB | DISTRIBUTION | SUNGAI BESAR | Existing | BSBR/PCE/J00249/MATX1 | 300555679 | TX1-D06813 | P/E MASJID PADU PERMAI |  | 0 | RYB |  |  | 11 kV |  | 415 V |  | MTM | 300.00 kVA | 20160909 |  | 1 | 0 | Fail | Please check "Operational Area"
377648117 | TNB | DISTRIBUTION | SUNGAI BESAR | Existing | BSBR/PCE/J00183/MATX1 | 300259559 | TX1-D00033 | P/E TMN PADU PERMAI NO 3 |  | 269 | RYB |  |  | 11 kV |  | 415 V |  | SGB | 1000.00 kVA | 20050108 |  | 1 | 294 | Fail | Please check "Operational Area"
377648394 | TNB | DISTRIBUTION | SUNGAI BESAR | Existing | BSBR/PCE/J00218/MATX1 | 300447837 | TX1-D06805 | P/E TERNAK LEMBU |  | 0 | RYB |  |  | 11 kV |  | 415 V |  | MTM | 300.00 kVA | 20090207 |  | 1 | 0 | Fail | Please check "Operational Area"
377648558 | TNB | DISTRIBUTION | SUNGAI BESAR | Existing | BSBR/PCE/J00002/MATX1 | 300039796 | TX1-D00035 | TBK MARSO |  | 362 | RYB |  |  | 11 kV |  | 415 V |  | EWT | 1000.00 kVA | 20020106 |  | 1 | 463 | Fail | Please check "Operational Area"
377648653 | TNB | DISTRIBUTION | SUNGAI BESAR | Existing | BSBR/PCE/J00196/MATX1 | 300259558 | TX1-D00038 | P/E MARIN PARK |  | 0 | RYB |  |  | 11 kV |  | 415 V |  | EWT | 500.00 kVA | 20040105 |  | 1 | 1 | Fail | Please check "Operational Area"
377957909 | TNB | DISTRIBUTION | SUNGAI BESAR | Existing | BSBR/PCE/J00254/MATX1 | 310425116 | TX1-D06828 | D-SBR-C17-0165 |  | 0 | RYB |  |  | 11 kV |  | 415 V |  | EWT | 300.00 kVA | 19700101 |  | 1 | 0 | Fail | Please check "Operational Area"
377958030 | TNB | DISTRIBUTION | SUNGAI BESAR | Existing | BSBR/PCE/J00255/MATX1 | 310425115 | TX1-D06825 | D-SBR-C17-0164 |  | 0 | RYB |  |  | 11 kV |  | 415 V |  | EWT | 300.00 kVA | 19700101 |  | 1 | 0 | Fail | Please check "Operational Area"
379375005 | TNB | DISTRIBUTION | SUNGAI BESAR | Existing | BSBR/PCE/J00219/MATX1 | 300447834 | TX1-D00700 | P/E ELEYSS PARK |  | 2 | RYB |  |  | 11 kV |  | 415 V |  | EWT | 1000.00 kVA | 22/01/2010 |  | 1 | 28 | Fail | Please check "Operational Area"
379375136 | TNB | DISTRIBUTION | SUNGAI BESAR | Existing | BSBR/PCE/J00192/MATX1 | 300259601 | TX1-D00129 | P/E FUSIPIM |  | 0 | RYB |  |  | 11 kV |  | 415 V |  | EWT | 500.00 kVA | 20040101 |  | 1 | 0 | Fail | Please check "Operational Area"
379375325 | TNB | DISTRIBUTION | SUNGAI BESAR | Existing | BSBR/PCE/J00069/MATX1 | 300040040 | TX1-D00133 | P/E HIGHLAND DESICCATED COCONUT |  | 46 | RYB |  |  | 11 kV |  | 415 V |  | SGB | 300.00 kVA | 20060108 |  | 1 | 63 | Fail | Please check "Operational Area"
379375815 | TNB | DISTRIBUTION | SUNGAI BESAR | Existing | BSBR/PCE/J00116/MATX1 | 300040272 | TX1-D00395 | TBK PULAI TENGAH |  | 155 | RYB |  |  | 11 kV |  | 415 V |  | MTM | 300.00 kVA | 26/05/1992 |  | 1 | 167 | Fail | Please check "Operational Area"
379375936 | TNB | DISTRIBUTION | SUNGAI BESAR | Existing | BSBR/PCE/J00117/MATX1 | 300040278 | TX1-D00398 | PT 5 BARAT |  | 0 | RYB |  |  | 11 kV |  | 415 V |  | MTM | 100.00 kVA | 26/12/1982 |  | 1 | 0 | Fail | Please check "Operational Area"
379376111 | TNB | DISTRIBUTION | SUNGAI BESAR | Existing | BSBR/PCE/J00118/MATX1 | 300040283 | TX1-D00401 | PT 3 1/2 BARAT |  | 298 | RYB |  |  | 11 kV |  | 415 V |  | MTM | 100.00 kVA | 26/12/1982 |  | 1 | 317 | Fail | Please check "Operational Area"
379376226 | TNB | DISTRIBUTION | SUNGAI BESAR | Existing | BSBR/PCE/J00119/MATX1 | 300040288 | TX1-D00403 | PT 2 BARAT |  | 45 | RYB |  |  | 11 kV |  | 415 V |  | MTM | 100.00 kVA | 26/12/1982 |  | 1 | 47 | Fail | Please check "Operational Area"
379377217 | TNB | DISTRIBUTION | SUNGAI BESAR | Existing | BSBR/PCE/J00230/MATX1 | 300444693 | TX1-D00191 | P/E TMN SRI INDAH 2 |  | 0 | RYB |  |  | 11 kV |  | 415 V |  | EWT | 300.00 kVA | 24/09/2012 |  | 1 | 0 | Fail | Please check "Operational Area"
379377335 | TNB | DISTRIBUTION | SUNGAI BESAR | Existing | BSBR/PCE/J00050/MATX1 | 300039965 | TX1-D00197 | K/UDANG MAKHLUK LAUTAN |  | 0 | RYB |  |  | 11 kV |  | 415 V |  | MTM | 500.00 kVA | 19910108 |  | 1 | 0 | Fail | Please check "Operational Area"
379377601 | TNB | DISTRIBUTION | SUNGAI BESAR | Existing | BSBR/PCE/J00229/MATX1 | 300444691 | TX1-D00707 | P/E FU FROZEN |  | 0 | RYB |  |  | 11 kV |  | 415 V |  | EWT | 1000.00 kVA | 20110505 |  | 1 | 0 | Fail | Please check "Operational Area"
379377719 | TNB | DISTRIBUTION | SUNGAI BESAR | Existing | BSBR/PCE/J00182/MATXF1 | 300259603 | TX1-D00625 | P/E FIBRECO |  | 0 | RYB |  |  | 11 kV |  | 415 V |  | MTM | 500.00 kVA | 20000108 |  | 1 | 0 | Fail | Please check "Operational Area"
379377827 | TNB | DISTRIBUTION | SUNGAI BESAR | Existing | BSBR/PCE/J00220/MATX1 | 300447833 | TX1-D00693 | P/E ASRAMA DESA |  | 1 | RYB |  |  | 11 kV |  | 415 V |  | SGB | 500.00 kVA | 20100702 |  | 1 | 1 | Fail | Please check "Operational Area"
379378202 | TNB | DISTRIBUTION | SUNGAI BESAR | Existing | BSBR/PCE/J00054/MATX1 | 300039984 | TX1-D00215 | SEKENDI INDUSTRIES |  | 0 | RYB |  |  | 11 kV |  | 415 V |  | MTM | 1000.00 kVA | 19970604 |  | 1 | 0 | Fail | Please check "Operational Area"
379378301 | TNB | DISTRIBUTION | SUNGAI BESAR | Existing | BSBR/PCE/J00136/MATX1 | 300040555 | TX1-D00652 | CHIA KIR HU |  | 0 | RYB |  |  | 11 kV |  | 415 V |  | MTM | 500.00 kVA | 25/11/2007 |  | 1 | 0 | Fail | Please check "Operational Area"
379378421 | TNB | DISTRIBUTION | SUNGAI BESAR | Existing | BSBR/PCE/J00170/MATX1 | 300259562 | TX1-D00678 | P/E KOLAM UDANG SEKENDI |  | 0 | RYB |  |  | 11 kV |  | 415 V |  | EWT | 300.00 kVA | 20070108 |  | 1 | 1 | Fail | Please check "Operational Area"
379378773 | TNB | DISTRIBUTION | SUNGAI BESAR | Existing |  |  | TX1-D06810 | P/E HJ MAHIDIN PT 7 GAMBUT |  | 1 | RYB |  |  | 11 kV |  | 415 V |  |  |  | 19700101 |  | 1 | 1 | Fail | Please check "Operational Area"
379379002 | TNB | DISTRIBUTION | SUNGAI BESAR | Existing | BSBR/PCE/J00225/MATX1 | 300444682 | TX1-D00716 | P/E UYIN AGRO FARM |  | 0 | RYB |  |  | 11 kV |  | 415 V |  | EWT | 300.00 kVA | 20111106 |  | 1 | 0 | Fail | Please check "Operational Area"
379383525 | TNB | DISTRIBUTION | SUNGAI BESAR | Existing | BSBR/PCE/J00058/MATX1 | 300040004 | TX1-D00041 | KG NELAYAN SG HAJI DORANI |  | 82 | RYB |  |  | 11 kV |  | 415 V |  | MTM | 500.00 kVA | 20020608 |  | 1 | 106 | Fail | Please check "Operational Area"
379396488 | TNB | DISTRIBUTION | SUNGAI BESAR | Existing | BSBR/PCE/J00145/MATX1 | 300040410 | TX1-D00362 | SG LANG (ILDAS) DAKWAH |  | 0 | RYB |  |  | 11 kV |  | 415 V |  | SGB | 1000.00 kVA | 19990108 |  | 1 | 0 | Fail | Please check "Operational Area"
379396584 | TNB | DISTRIBUTION | SUNGAI BESAR | Existing | BSBR/PCE/J00184/MATX1 | 300260941 | TX1-D00358 | P/E PUAS |  | 7 | RYB |  |  | 11 kV |  | 415 V |  | MTM | 500.00 kVA | 19990108 |  | 1 | 13 | Fail | Please check "Operational Area"
379396790 | TNB | DISTRIBUTION | SUNGAI BESAR | Existing | BSBR/PCE/J00176/MATX1 | 300241440 | TX1-D00353 | INS. PERAKUNAN NEGARA (IPN) |  | 1 | RYB |  |  | 11 kV |  | 415 V |  | EWT | 300.00 kVA | 20040106 |  | 1 | 18 | Fail | Please check "Operational Area"
379396953 | TNB | DISTRIBUTION | SUNGAI BESAR | Existing | BSBR/PCE/J00144/MATX1 | 300040404 | TX1-D00348 | TELUK BELANGGA |  | 140 | RYB |  |  | 11 kV |  | 415 V |  | MTM | 500.00 kVA | 30/11/1991 |  | 1 | 252 | Fail | Please check "Operational Area"
379397048 | TNB | DISTRIBUTION | SUNGAI BESAR | Existing | BSBR/PCE/J00143/MATX1 | 300040399 | TX1-D00346 | PEKAN PT BARU |  | 243 | RYB |  |  | 11 kV |  | 415 V |  | MTM | 300.00 kVA | 19811102 |  | 1 | 279 | Fail | Please check "Operational Area"
379397179 | TNB | DISTRIBUTION | SUNGAI BESAR | Existing | BSBR/PCE/J00148/MATX1 | 300040425 | TX1-D00342 | PAT KG PT BARU BAROH |  | 66 | RYB |  |  | 11 kV |  | 415 V |  | ACEC | 100.00 kVA | 19840108 |  | 1 | 96 | Fail | Please check "Operational Area"
379397279 | TNB | DISTRIBUTION | SUNGAI BESAR | Existing | BSBR/PCE/J00186/MATX1 | 300260921 | TX1-D00336 | P/E HELWA |  | 14 | RYB |  |  | 11 kV |  | 415 V |  | MTM | 1000.00 kVA | 19990108 |  | 1 | 17 | Fail | Please check "Operational Area"
379397375 | TNB | DISTRIBUTION | SUNGAI BESAR | Existing | BSBR/PCE/J00150/MATX1 | 300040435 | TX1-D00332 | P/E SUNGAI TENGAR |  | 305 | RYB |  |  | 11 kV |  | 415 V |  | MTM | 300.00 kVA | 17/01/1990 |  | 1 | 352 | Fail | Please check "Operational Area"
379397506 | TNB | DISTRIBUTION | SUNGAI BESAR | Existing | BSBR/PCE/J00152/MATX1 | 300040444 | TX1-D00328 | P/E SG TENGAR UTARA |  | 87 | RYB |  |  | 11 kV |  | 415 V |  | MTM | 300.00 kVA | 19840108 |  | 1 | 98 | Fail | Please check "Operational Area"
379397601 | TNB | DISTRIBUTION | SUNGAI BESAR | Existing | BSBR/PCE/J00151/MATX1 | 300040440 | TX1-D00330 | P/E SG TENGAR SELATAN |  | 149 | RYB |  |  | 11 kV |  | 415 V |  | ACEC | 300.00 kVA | 19840108 |  | 1 | 161 | Fail | Please check "Operational Area"
379397705 | TNB | DISTRIBUTION | SUNGAI BESAR | Existing | BSBR/PCE/J00139/MATX1 | 300040378 | TX1-D00322 | P/E SG AIR TAWAR |  | 41 | RYB |  |  | 11 kV |  | 415 V |  | SGB | 300.00 kVA | 27/06/1984 |  | 1 | 64 | Fail | Please check "Operational Area"
379397878 | TNB | DISTRIBUTION | SUNGAI BESAR | Existing | BSBR/PCE/J00201/MATX1 | 300260809 | TX1-D00477 | P/E KUARTERS POLITEKNIK |  | 1 | RYB |  |  | 11 kV |  | 415 V |  | MTM | 1000.00 kVA | 20030102 |  | 1 | 3 | Fail | Please check "Operational Area"
379397999 | TNB | DISTRIBUTION | SUNGAI BESAR | Existing | BSBR/PCE/J00166/MATX1 | 300040506 | TX1-D00473 | P/E SEK AGAMA SUNGAI LANG |  | 1 | RYB |  |  | 11 kV |  | 415 V |  | MTM | 1000.00 kVA | 19990108 |  | 1 | 7 | Fail | Please check "Operational Area"
379398103 | TNB | DISTRIBUTION | SUNGAI BESAR | Existing | BSBR/PCE/J00146/MATX1 | 300040415 | TX1-D00471 | SG APONG |  | 314 | RYB |  |  | 11 kV |  | 415 V |  | MTM | 500.00 kVA | 25/11/1991 |  | 1 | 353 | Fail | Please check "Operational Area"
379398226 | TNB | DISTRIBUTION | SUNGAI BESAR | Existing | BSBR/PCE/J00147/MATX1 | 300040420 | TX1-D00468 | BGN BETING KEPAH |  | 0 | RYB |  |  | 11 kV |  | 415 V |  | MTM | 500.00 kVA | 29/11/1992 |  | 1 | 0 | Fail | Please check "Operational Area"
379398419 | TNB | DISTRIBUTION | SUNGAI BESAR | Existing | BSBR/PCE/J00211/MATX1 | 300259784 | TX1-D00634 | P/E KOLAM UDANG BAGAN TELOK RHU |  | 0 | RYB |  |  | 11 kV |  | 415 V |  | MTM | 750.00 kVA | 21/06/2004 |  | 1 | 0 | Fail | Please check "Operational Area"
379398518 | TNB | DISTRIBUTION | SUNGAI BESAR | Existing | BSBR/PCE/J00142/MATX1 | 300040394 | TX1-D00465 | KG TELUK RHU |  | 145 | RYB |  |  | 11 kV |  | 415 V |  | MTM | 100.00 kVA | 20010106 |  | 1 | 155 | Fail | Please check "Operational Area"
379398614 | TNB | DISTRIBUTION | SUNGAI BESAR | Existing | BSBR/PCE/J00163/MATX1 | 300040494 | TX1-D00462 | P/E PUSAT REKREASI BNO |  | 71 | RYB |  |  | 11 kV |  | 415 V |  | MTM | 500.00 kVA | 28/04/2001 |  | 1 | 74 | Fail | Please check "Operational Area"
379398719 | TNB | DISTRIBUTION | SUNGAI BESAR | Existing | BSBR/PCE/J00017/MATX1 | 300039821 | TX1-D00453 | SIMPANG BNO |  | 211 | RYB |  |  | 11 kV |  | 415 V |  | MTM | 300.00 kVA | 19810209 |  | 1 | 390 | Fail | Please check "Operational Area"
379398816 | TNB | DISTRIBUTION | SUNGAI BESAR | Existing | BSBR/PCE/J00135/MATX1 | 300040364 | TX1-D00452 | RUMAH MURAH BNO |  | 103 | RYB |  |  | 11 kV |  | 415 V |  | MTM | 300.00 kVA | 24/09/1984 |  | 1 | 118 | Fail | Please check "Operational Area"
379398912 | TNB | DISTRIBUTION | SUNGAI BESAR | Existing | BSBR/PCE/J00138/MATX1 | 300040373 | TX1-D00459 | SEK MUNSHI ABDULLAH |  | 54 | RYB |  |  | 11 kV |  | 415 V |  | MTM | 1000.00 kVA | 24/12/1999 |  | 1 | 68 | Fail | Please check "Operational Area"
379399013 | TNB | DISTRIBUTION | SUNGAI BESAR | Existing | BSBR/PCE/J00212/MATX1 | 300040567 | TX1-D00637 | P/E ASIA AQUACULTURE, TELOK RHU |  | 0 | RYB |  |  | 11 kV |  | 415 V |  | MTM | 500.00 kVA | 20070108 |  | 1 | 0 | Fail | Please check "Operational Area"
379399114 | TNB | DISTRIBUTION | SUNGAI BESAR | Existing | BSBR/PCE/J00149/MATX1 | 300040431 | TX1-D00344 | P/E BAGAN PARIT BARU |  | 122 | RYB |  |  | 11 kV |  | 415 V |  | EWT | 500.00 kVA | 20040105 |  | 1 | 134 | Fail | Please check "Operational Area"
379499488 | TNB | DISTRIBUTION | SUNGAI BESAR | Existing | BSBR/PCE/J00082/MATX1 | 300040093 | TX1-D00494 | PUMP HOUSE TORKINTON |  | 0 | RYB |  |  | 11 kV |  | 415 V |  | MTM | 300.00 kVA | 19880509 |  | 1 | 1 | Fail | Please check "Operational Area"
379499591 | TNB | DISTRIBUTION | SUNGAI BESAR | Existing | BSBR/PCE/J00083/MATX1 | 300040098 | TX1-D00496 | LDG TORKINTON |  | 0 | RYB |  |  | 11 kV |  | 415 V |  | MTM | 500.00 kVA | 19831111 |  | 1 | 0 | Fail | Please check "Operational Area"
379499979 | TNB | DISTRIBUTION | SUNGAI BESAR | Existing | BSBR/PCE/J00169/MATX1 | 300259600 | TX1-D00644 | P/E KUARTERS TORKINTON |  | 57 | RYB |  |  | 11 kV |  | 415 V |  | EWT | 300.00 kVA | 19831111 |  | 1 | 60 | Fail | Please check "Operational Area"
379500107 | TNB | DISTRIBUTION | SUNGAI BESAR | Existing | BSBR/PCE/J00081/MATX1 | 300040085 | TX1-D00487 | HOSPITAL S/BERNAM |  | 5 | RYB |  |  | 11 kV |  | 415 V |  | MTM | 500.00 kVA | 29/08/1992 |  | 1 | 16 | Fail | Please check "Operational Area"
379500110 | TNB | DISTRIBUTION | SUNGAI BESAR | Existing | BSBR/PCE/J00081/MATX2 | 300040086 | TX2-D00488 | HOSPITAL S/BERNAM |  | 2 | RYB |  |  | 11 kV |  | 415 V |  | MTM | 500.00 kVA | 29/08/1992 |  | 1 | 2 | Fail | Please check "Operational Area"
379500501 | TNB | DISTRIBUTION | SUNGAI BESAR | Existing | BSBR/PCE/J00085/MATX1 | 300040107 | TX1-D00497 | JOHAN LAND |  | 116 | RYB |  |  | 11 kV |  | 415 V |  | SGB | 1000.00 kVA | 19980108 |  | 1 | 227 | Fail | Please check "Operational Area"
379500504 | TNB | DISTRIBUTION | SUNGAI BESAR | Existing | BSBR/PCE/J00085/MATX2 | 300040544 | TX2-D00680 | JOHAN LAND |  | 4 | RYB |  |  | 11 kV |  | 415 V |  | MTM | 300.00 kVA | 19980108 |  | 1 | 28 | Fail | Please check "Operational Area"
379500667 | TNB | DISTRIBUTION | SUNGAI BESAR | Existing | BSBR/PCE/J00167 | 300485434 | TX1-D06790 | SW/STN JOHAN LAND |  | 90 | RYB |  |  | 11 kV |  | 415 V |  | EWT | 300.00 kVA | 19700101 |  | 1 | 174 | Fail | Please check "Operational Area"
379500826 | TNB | DISTRIBUTION | SUNGAI BESAR | Existing | BSBR/PCE/J00086/MATX1 | 300040112 | TX1-D00505 | PEKAN S/BERNAM |  | 149 | RYB |  |  | 11 kV |  | 415 V |  | MTM | 1000.00 kVA | 15/02/1994 |  | 1 | 302 | Fail | Please check "Operational Area"
379500922 | TNB | DISTRIBUTION | SUNGAI BESAR | Existing | BSBR/PCE/J00134/MATX1 | 300040359 | TX1-D00526 | PUSAT PERANGINAN S/BERNAM |  | 99 | RYB |  |  | 11 kV |  | 415 V |  | MTM | 500.00 kVA | 19941105 |  | 1 | 173 | Fail | Please check "Operational Area"
379501025 | TNB | DISTRIBUTION | SUNGAI BESAR | Existing | BSBR/PCE/J00204/MATX1 | 300261007 | TX1-D00529 | P/E KOLEJ KOMUNITI |  | 5 | RYB |  |  | 11 kV |  | 415 V |  | MTM | 1000.00 kVA | 20021203 |  | 1 | 25 | Fail | Please check "Operational Area"
379501028 | TNB | DISTRIBUTION | SUNGAI BESAR | Existing | BSBR/PCE/J00204/MATX2 | 300261008 | TX2-D00530 | P/E KOLEJ KOMUNITI |  | 1 | RYB |  |  | 11 kV |  | 415 V |  | MTM | 1000.00 kVA | 20021203 |  | 1 | 1 | Fail | Please check "Operational Area"
379501193 | TNB | DISTRIBUTION | SUNGAI BESAR | Existing | BSBR/PCE/J00221/MATX1 | 300447831 | TX1-D00704 | P/E SEK UNGKU AZIZ |  | 0 | RYB |  |  | 11 kV |  | 415 V |  | MTM | 1000.00 kVA | 20/08/2010 |  | 1 | 0 | Fail | Please check "Operational Area"
379501303 | TNB | DISTRIBUTION | SUNGAI BESAR | Existing | BSBR/PCE/J00090/MATX1 | 300040135 | TX1-D00533 | VIP |  | 5 | RYB |  |  | 11 kV |  | 415 V |  | MTM | 100.00 kVA | 19870806 |  | 1 | 13 | Fail | Please check "Operational Area"
379501399 | TNB | DISTRIBUTION | SUNGAI BESAR | Existing | BSBR/PCE/J00126/MATX1 | 300040318 | TX1-D00536 | PUSAT REKREASI S/BERNAM |  | 23 | RYB |  |  | 11 kV |  | 415 V |  | MTM | 1000.00 kVA | 20/10/2000 |  | 1 | 39 | Fail | Please check "Operational Area"
379501495 | TNB | DISTRIBUTION | SUNGAI BESAR | Existing | BSBR/PCE/J00227/MATX1 | 300444685 | TX1-D00731 | P/E PUSAT PERLINDUNGAN WANITA |  | 0 | RYB |  |  | 11 kV |  | 415 V |  | EWT | 300.00 kVA | 24/09/2012 |  | 1 | 0 | Fail | Please check "Operational Area"
379501594 | TNB | DISTRIBUTION | SUNGAI BESAR | Existing | BSBR/PCE/J00206/MATX1 | 300261009 | TX1-D00539 | P/E TAMAN INTAN JAYA |  | 61 | RYB |  |  | 11 kV |  | 415 V |  | SGB | 300.00 kVA | 20050108 |  | 1 | 64 | Fail | Please check "Operational Area"
379501713 | TNB | DISTRIBUTION | SUNGAI BESAR | Existing | BSBR/PCE/J00216/MATX1 | 300040535 | TX1-D00687 | P/PADAT MEDAN SELERA MDSB |  | 13 | RYB |  |  | 11 kV |  | 415 V |  | MTM | 500.00 kVA | 20090907 |  | 1 | 31 | Fail | Please check "Operational Area"
379501807 | TNB | DISTRIBUTION | SUNGAI BESAR | Existing |  |  | TX1-D06807 | P/E PUSAT NIAGA BT 40 |  | 0 | RYB |  |  | 11 kV |  | 415 V |  |  |  | 19700101 |  | 1 | 0 | Fail | Please check "Operational Area"
379501923 | TNB | DISTRIBUTION | SUNGAI BESAR | Existing | BSBR/PCE/J00215/MATX1 | 300040529 | TX1-D00684 | P/E TAMAN PERTAMA FASA 4 |  | 101 | RYB |  |  | 11 kV |  | 415 V |  | MTM | 300.00 kVA | 25/11/2008 |  | 1 | 148 | Fail | Please check "Operational Area"
379502023 | TNB | DISTRIBUTION | SUNGAI BESAR | Existing | BSBR/PCE/J00209/MATX1 | 300261004 | TX1-D00363 | P/E TMN SERENDAH NO 1 |  | 4 | RYB |  |  | 11 kV |  | 415 V |  |  | 500.00 kVA | 19970602 |  | 1 | 119 | Fail | Please check "Operational Area"
379502119 | TNB | DISTRIBUTION | SUNGAI BESAR | Existing | BSBR/PCE/J00110/MATX1 | 300040236 | TX1-D00368 | TMN SERENDAH NO 2 |  | 114 | RYB |  |  | 11 kV |  | 415 V |  | MTM | 500.00 kVA | 19770108 |  | 1 | 261 | Fail | Please check "Operational Area"
379502214 | TNB | DISTRIBUTION | SUNGAI BESAR | Existing | BSBR/PCE/J00109/MATX1 | 300040231 | TX1-D00371 | TMN PERTAMA LOT 771 |  | 175 | RYB |  |  | 11 kV |  | 415 V |  | TATUNG | 300.00 kVA | 19730108 |  | 1 | 195 | Fail | Please check "Operational Area"
379502309 | TNB | DISTRIBUTION | SUNGAI BESAR | Existing | BSBR/PCE/J00108/MATX1 | 300040225 | TX1-D00373 | PKNS LOW COST TMN MUHIBAH |  | 38 | RYB |  |  | 11 kV |  | 415 V |  | MINEL-TRAFO | 300.00 kVA | 19800108 |  | 1 | 319 | Fail | Please check "Operational Area"
379502404 | TNB | DISTRIBUTION | SUNGAI BESAR | Existing | BSBR/PCE/J00246/MATX1 | 300502541 | TX1-D06803 | P/E TAMAN ORKID |  | 0 | RYB |  |  | 11 kV |  | 415 V |  | EWT | 300.00 kVA | 19700101 |  | 1 | 0 | Fail | Please check "Operational Area"
379502508 | TNB | DISTRIBUTION | SUNGAI BESAR | Existing | BSBR/PCE/J00111/MATX1 | 300040241 | TX1-D00377 | TBK PULAI BT 1 |  | 0 | RYB |  |  | 11 kV |  | 415 V |  | MTM | 300.00 kVA | 16/01/1989 |  | 1 | 0 | Fail | Please check "Operational Area"
379502812 | TNB | DISTRIBUTION | SUNGAI BESAR | Existing | BSBR/PCE/J00114/MATX1 | 300040257 | TX1-D00387 | P/E SIMPANG SEKENDI |  | 47 | RYB |  |  | 11 kV |  | 415 V |  | MTM | 500.00 kVA | 31/07/1984 |  | 1 | 57 | Fail | Please check "Operational Area"
379502815 | TNB | DISTRIBUTION | SUNGAI BESAR | Existing |  |  | TX2-D00391 | SPG SEKENDI |  | 0 | RYB |  |  | 11 kV |  | 415 V |  |  |  | 19700101 |  | 1 | 1 | Fail | Please check "Operational Area"
379502991 | TNB | DISTRIBUTION | SUNGAI BESAR | Existing | BSBR/PCE/J00088/MATX1 | 300040124 | TX1-D00523 | BT 38 SEKENDI TBK HJ ISMAIL |  | 166 | RYB |  |  | 11 kV |  | 415 V |  | MTM | 300.00 kVA | 19810909 |  | 1 | 194 | Fail | Please check "Operational Area"
379503096 | TNB | DISTRIBUTION | SUNGAI BESAR | Existing | BSBR/PCE/J00089/MATX1 | 300040129 | TX1-D00517 | S.M AGAMA TINGGI BT 38 |  | 18 | RYB |  |  | 11 kV |  | 415 V |  | MTM | 750.00 kVA | 25/11/1997 |  | 1 | 28 | Fail | Please check "Operational Area"
379503194 | TNB | DISTRIBUTION | SUNGAI BESAR | Existing | BSBR/PCE/J00175/MATX1 | 300241437 | TX1-D00509 | TMN PERPADUAN |  | 118 | RYB |  |  | 11 kV |  | 415 V |  | EWT | 500.00 kVA | 20040109 |  | 1 | 156 | Fail | Please check "Operational Area"
379503312 | TNB | DISTRIBUTION | SUNGAI BESAR | Existing | BSBR/PCE/J00033/MATX1 | 300261018 | TX1-D00668 | TAMAN RAYA NO 2 |  | 123 | RYB |  |  | 11 kV |  | 415 V |  | EWT | 300.00 kVA | 20040109 |  | 1 | 304 | Fail | Please check "Operational Area"
379503408 | TNB | DISTRIBUTION | SUNGAI BESAR | Existing | BSBR/PCE/J00084/MATX1 | 300040102 | TX1-D00517 | KG TBK TARMAN BATU 38 |  | 143 | RYB |  |  | 11 kV |  | 415 V |  | EWT | 300.00 kVA | 25/11/1997 |  | 1 | 160 | Fail | Please check "Operational Area"
379503503 | TNB | DISTRIBUTION | SUNGAI BESAR | Existing | BSBR/PCE/J00228/MATX1 | 300444687 | TX1-D00725 | P/E TMN BERLIAN |  | 0 | RYB |  |  | 11 kV |  | 415 V |  | MTM | 500.00 kVA | 20120908 |  | 1 | 0 | Fail | Please check "Operational Area"
379503603 | TNB | DISTRIBUTION | SUNGAI BESAR | Existing |  |  | TX1-D00584 | SEE HAU INDUSTRIES |  | 1 | RYB |  |  | 11 kV |  | 415 V |  |  |  | 19700101 |  | 1 | 1 | Fail | Please check "Operational Area"
379503699 | TNB | DISTRIBUTION | SUNGAI BESAR | Existing | BSBR/PCE/J00202/MATX1 | 300261019 | TX1-D00587 | P/E TAMAN WAWASAN |  | 78 | RYB |  |  | 11 kV |  | 415 V |  | EWT | 500.00 kVA | 20050109 |  | 1 | 88 | Fail | Please check "Operational Area"
379546735 | TNB | DISTRIBUTION | SUNGAI BESAR | Existing | BSBR/PCE/J00099/MATX1 | 300040183 | TX1-D00589 | SEK ABD RAHMAN PUTRA |  | 4 | RYB |  |  | 11 kV |  | 415 V |  | EWT | 1000.00 kVA | 19990111 |  | 1 | 6 | Fail | Please check "Operational Area"
379546831 | TNB | DISTRIBUTION | SUNGAI BESAR | Existing | BSBR/PCE/J00098/MATX1 | 300040178 | TX1-D00592 | TMN KENANGAN |  | 271 | RYB |  |  | 11 kV |  | 415 V |  | EWT | 500.00 kVA | 20040105 |  | 1 | 355 | Fail | Please check "Operational Area"
379546936 | TNB | DISTRIBUTION | SUNGAI BESAR | Existing | BSBR/PCE/J00100/MATX1 | 300040188 | TX1-D00595 | TMN FERI |  | 101 | RYB |  |  | 11 kV |  | 415 V |  | EWT | 300.00 kVA | 20070108 |  | 1 | 125 | Fail | Please check "Operational Area"
379547066 | TNB | DISTRIBUTION | SUNGAI BESAR | Existing | BSBR/PCE/J00244/MATX1 | 300500354 | TX1-S05874 | P/E RUMAH KEDAI SB PERDANA |  | 0 | RYB |  |  | 11 kV |  | 415 V |  | EWT | 1000.00 kVA | 19700101 |  | 1 | 0 | Fail | Please check "Operational Area"
379547176 | TNB | DISTRIBUTION | SUNGAI BESAR | Existing | BSBR/PCE/J00241/MATX1 | 300485436 | TX1-D06792 | P/E TAMAN PLATINUM |  | 0 | RYB |  |  | 11 kV |  | 415 V |  | EWT | 300.00 kVA | 19700101 |  | 1 | 0 | Fail | Please check "Operational Area"
379547285 | TNB | DISTRIBUTION | SUNGAI BESAR | Existing | BSBR/PCE/J00014/MATX1 | 300259604 | TX1-D00670 | TAMAN PERTAMA NO 2 |  | 1 | RYB |  |  | 11 kV |  | 415 V |  | EWT | 300.00 kVA | 20060108 |  | 1 | 53 | Fail | Please check "Operational Area"
379547385 | TNB | DISTRIBUTION | SUNGAI BESAR | Existing | BSBR/PCE/J00127/MATX1 | 300040323 | TX1-D00424 | IKS JALAN AIR MANIS |  | 165 | RYB |  |  | 11 kV |  | 415 V |  | MTM | 1000.00 kVA | 19840207 |  | 1 | 243 | Fail | Please check "Operational Area"
379547481 | TNB | DISTRIBUTION | SUNGAI BESAR | Existing | BSBR/PCE/J00171/MATX1 | 300040511 | TX1-D00658 | P/E RT AIR MANIS NO 1 |  | 173 | RYB |  |  | 11 kV |  | 415 V |  | MTM | 500.00 kVA | 20070108 |  | 1 | 256 | Fail | Please check "Operational Area"
379547584 | TNB | DISTRIBUTION | SUNGAI BESAR | Existing | BSBR/PCE/J00164/MATX1 | 300040561 | TX1-D00661 | P/E RT AIR MANIS NO 2 |  | 230 | RYB |  |  | 11 kV |  | 415 V |  | MTM | 1000.00 kVA | 20070108 |  | 1 | 419 | Fail | Please check "Operational Area"
379547688 | TNB | DISTRIBUTION | SUNGAI BESAR | Existing | BSBR/PCE/J00103/MATX1 | 300040202 | TX1-D00427 | SCENICA (PURE MANUFACTURING) |  | 0 | RYB |  |  | 11 kV |  | 415 V |  | MTM | 750.00 kVA | 20070108 |  | 1 | 1 | Fail | Please check "Operational Area"
379547793 | TNB | DISTRIBUTION | SUNGAI BESAR | Existing | BSBR/PCE/J00115/MATX1 | 300040266 | TX1-D00429 | KG TBK TENGAH |  | 0 | RYB |  |  | 11 kV |  | 415 V |  | MTM | 300.00 kVA | 25/08/1995 |  | 1 | 0 | Fail | Please check "Operational Area"
379547908 | TNB | DISTRIBUTION | SUNGAI BESAR | Existing | BSBR/PCE/J00137/MATX1 | 300040368 | TX1-D00435 | KG BANTING |  | 0 | RYB |  |  | 11 kV |  | 415 V |  | MTM | 300.00 kVA | 19860508 |  | 1 | 29 | Fail | Please check "Operational Area"
379548015 | TNB | DISTRIBUTION | SUNGAI BESAR | Existing | BSBR/PCE/J00132/MATX1 | 300040349 | TX1-D00444 | KG TBK JAWA |  | 180 | RYB |  |  | 11 kV |  | 415 V |  | MTM | 300.00 kVA | 26/09/1992 |  | 1 | 203 | Fail | Please check "Operational Area"
379548112 | TNB | DISTRIBUTION | SUNGAI BESAR | Existing | BSBR/PCE/J00131/MATX1 | 300040343 | TX1-D00444 | PAT KG TBK JAWA |  | 52 | RYB |  |  | 11 kV |  | 415 V |  | ACEC | 100.00 kVA | 19840108 |  | 1 | 56 | Fail | Please check "Operational Area"
379548207 | TNB | DISTRIBUTION | SUNGAI BESAR | Existing | BSBR/PCE/J00133/MATX1 | 300040355 | TX1-D00449 | KG TBK MUFRAD |  | 158 | RYB |  |  | 11 kV |  | 415 V |  | ACEC | 100.00 kVA | 19840108 |  | 1 | 179 | Fail | Please check "Operational Area"
379548308 | TNB | DISTRIBUTION | SUNGAI BESAR | Existing | BSBR/PCE/J00129/MATX1 | 300040333 | TX1-D00438 | KG BANTING H/P |  | 74 | RYB |  |  | 11 kV |  | 415 V |  | MTM | 100.00 kVA | 19820108 |  | 1 | 77 | Fail | Please check "Operational Area"
379548411 | TNB | DISTRIBUTION | SUNGAI BESAR | Existing | BSBR/PCE/J00130/MATX1 | 300040339 | TX1-D00440 | KG TBK BERIHUN |  | 103 | RYB |  |  | 11 kV |  | 415 V |  | MTM | 100.00 kVA | 30/09/1986 |  | 1 | 112 | Fail | Please check "Operational Area"
379548523 | TNB | DISTRIBUTION | SUNGAI BESAR | Existing | BSBR/PCE/J00162/MATX1 | 300040489 | TX1-D00288 | P/E SEK AGAMA BT 40 |  | 6 | RYB |  |  | 11 kV |  | 415 V |  | MTM | 1000.00 kVA | 20060108 |  | 1 | 15 | Fail | Please check "Operational Area"
379548619 | TNB | DISTRIBUTION | SUNGAI BESAR | Existing | BSBR/PCE/J00128/MATX1 | 300040118 | TX1-D00288 | P/E BT 39 SEKENDI |  | 85 | RYB |  |  | 11 kV |  | 415 V |  | MTM | 500.00 kVA | 19840506 |  | 1 | 164 | Fail | Please check "Operational Area"
379548715 | TNB | DISTRIBUTION | SUNGAI BESAR | Existing | BSBR/PCE/J00154/MATX1 | 300040454 | TX1-D00294 | P/E KAMPUNG TENGAH |  | 51 | RYB |  |  | 11 kV |  | 415 V |  | MTM | 300.00 kVA | 20010105 |  | 1 | 55 | Fail | Please check "Operational Area"
379548811 | TNB | DISTRIBUTION | SUNGAI BESAR | Existing | BSBR/PCE/J00155/MATX1 | 300040459 | TX1-D00297 | P/E KAMPUNG BARU |  | 172 | RYB |  |  | 11 kV |  | 415 V |  | MTM | 100.00 kVA | 20000108 |  | 1 | 200 | Fail | Please check "Operational Area"
379548919 | TNB | DISTRIBUTION | SUNGAI BESAR | Existing | BSBR/PCE/J00157/MATX1 | 300040468 | TX1-D00301 | P/E KAMPUNG DUNGUN |  | 44 | RYB |  |  | 11 kV |  | 415 V |  | MTM | 100.00 kVA | 20010104 |  | 1 | 49 | Fail | Please check "Operational Area"
379549016 | TNB | DISTRIBUTION | SUNGAI BESAR | Existing | BSBR/PCE/J00156/MATX1 | 300040464 | TX1-D00303 | PAT KAMPUNG TANJUNG JAWA |  | 44 | RYB |  |  | 11 kV |  | 415 V |  | MTM | 100.00 kVA | 19831007 |  | 1 | 50 | Fail | Please check "Operational Area"
379549399 | TNB | DISTRIBUTION | SUNGAI BESAR | Existing | BSBR/PCE/J00158/MATX1 | 300260828 | TX1-D00305 | P/E SG BERNAM DIVISION 2 |  | 62 | RYB |  |  | 11 kV |  | 415 V |  | MTM | 300.00 kVA | 19900108 |  | 1 | 64 | Fail | Please check "Operational Area"
379549495 | TNB | DISTRIBUTION | SUNGAI BESAR | Existing | BSBR/PCE/J00159/MATX1 | 300040474 | TX1-D00309 | P/E SG BERNAM QUATERS |  | 3 | RYB |  |  | 11 kV |  | 415 V |  | MTM | 100.00 kVA | 20030109 |  | 1 | 4 | Fail | Please check "Operational Area"
379549591 | TNB | DISTRIBUTION | SUNGAI BESAR | Existing | BSBR/PCE/J00160/MATX1 | 300040479 | TX1-D00311 | P/E SG BERNAM DIVISION 1 |  | 90 | RYB |  |  | 11 kV |  | 415 V |  | MTM | 500.00 kVA | 19920112 |  | 1 | 103 | Fail | Please check "Operational Area"
379549687 | TNB | DISTRIBUTION | SUNGAI BESAR | Existing | BSBR/PCE/J00141/MATX1 | 300040389 | TX1-D00315 | KG DATO' HORMAT |  | 0 | RYB |  |  | 11 kV |  | 415 V |  | MTM | 300.00 kVA | 19930809 |  | 1 | 0 | Fail | Please check "Operational Area"
379549783 | TNB | DISTRIBUTION | SUNGAI BESAR | Existing |  |  | TX1-D06816 | P/E PADAT IBU SAWAT TM SG AIR |  | 0 | RYB |  |  | 11 kV |  | 415 V |  |  |  | 19700101 |  | 1 | 0 | Fail | Please check "Operational Area"
379549883 | TNB | DISTRIBUTION | SUNGAI BESAR | Existing | BSBR/PCE/J00140/MATX1 | 300040384 | TX1-D00317 | PEKAN SG AIR TAWAR |  | 434 | RYB |  |  | 11 kV |  | 415 V |  | EWT | 500.00 kVA | 19930809 |  | 1 | 623 | Fail | Please check "Operational Area"
379550038 | TNB | DISTRIBUTION | SUNGAI BESAR | Existing |  |  | TX1-D06768 | P/E SEK REN AGAMA PARIT BARU |  | 44 | RYB |  |  | 11 kV |  | 415 V |  |  |  | 19700101 |  | 1 | 54 | Fail | Please check "Operational Area"
379637084 | TNB | DISTRIBUTION | SUNGAI BESAR | Existing | BSBR/PCE/J00028/MATX1 | 300039865 | TX-D00274 | PT 8 GAMBUT |  | 103 | RYB |  |  | 11 kV |  | 415 V |  | MTM | 100.00 kVA | 19840608 |  | 1 | 117 | Fail | Please check "Operational Area"
379637206 | TNB | DISTRIBUTION | SUNGAI BESAR | Existing | BSBR/PCE/J00095/MATX1 | 300040161 | TX-D00664 | SDIK HOLDING |  | 0 | RYB |  |  | 11 kV |  | 415 V |  | MTM | 300.00 kVA | 20070108 |  | 1 | 2 | Fail | Please check "Operational Area"
379637402 | TNB | DISTRIBUTION | SUNGAI BESAR | Existing | BSBR/PCE/J00168/MATX1 | 300040328 | TX-D00719 | P/E REBAN AYAM PARIT 9 GAMBUT |  | 0 | RYB |  |  | 11 kV |  | 415 V |  | EWT | 300.00 kVA | 20070108 |  | 1 | 0 | Fail | Please check "Operational Area"
379637497 | TNB | DISTRIBUTION | SUNGAI BESAR | Existing |  |  | TX-D00673 | P/E REBAN AYAM KSR PARIT 9 GAM |  | 0 | RYB |  |  | 11 kV |  | 415 V |  |  |  | 19700101 |  | 1 | 0 | Fail | Please check "Operational Area"
379637773 | TNB | DISTRIBUTION | SUNGAI BESAR | Existing | BSBR/PCE/J00026/MATX1 | 300039860 | TX1-D00280 | PT 10 GAMBUT |  | 223 | RYB |  |  | 11 kV |  | 415 V |  | MTM | 300.00 kVA | 25/07/1992 |  | 1 | 260 | Fail | Please check "Operational Area"
379638048 | TNB | DISTRIBUTION | SUNGAI BESAR | Existing | BSBR/PCE/J00063/MATX1 | 300040025 | TX-D00067 | K/UDANG PER.NELAYAN SG NIBONG |  | 1 | RYB |  |  | 11 kV |  | 415 V |  | SGB | 750.00 kVA | 15/01/1993 |  | 1 | 2 | Fail | Please check "Operational Area"
379638280 | TNB | DISTRIBUTION | SUNGAI BESAR | Existing | BSBR/PCE/J00061/MATXF1 | 300259557 | TX-D00061 | K/UDANG VERECO |  | 0 | RYB |  |  | 11 kV |  | 415 V |  | MTM | 500.00 kVA | 19940308 |  | 1 | 1 | Fail | Please check "Operational Area"
379638459 | TNB | DISTRIBUTION | SUNGAI BESAR | Existing | BSBR/PCE/J00059/MATX1 | 300040009 | TX-D00044 | PEKAN SG HAJI DORANI |  | 128 | RYB |  |  | 11 kV |  | 415 V |  |  | 300.00 kVA | 19970108 |  | 1 | 211 | Fail | Please check "Operational Area"
379638564 | TNB | DISTRIBUTION | SUNGAI BESAR | Existing | BSBR/PCE/J00125/MATX1 | 300040312 | TX-D00418 | PT 10 BARAT |  | 0 | RYB |  |  | 11 kV |  | 415 V |  | MTM | 100.00 kVA | 27/12/1983 |  | 1 | 0 | Fail | Please check "Operational Area"
379638661 | TNB | DISTRIBUTION | SUNGAI BESAR | Existing | BSBR/PCE/J00123/MATX1 | 300040307 | TX-D00415 | PT 9 1/2 BARAT |  | 36 | RYB |  |  | 11 kV |  | 415 V |  | MTM | 300.00 kVA | 19830811 |  | 1 | 41 | Fail | Please check "Operational Area"
379638757 | TNB | DISTRIBUTION | SUNGAI BESAR | Existing | BSBR/PCE/J00122/MATX1 | 300040302 | TX-D00412 | PT 8 1/2 BARAT |  | 310 | RYB |  |  | 11 kV |  | 415 V |  | MTM | 100.00 kVA | 26/12/1982 |  | 1 | 337 | Fail | Please check "Operational Area"
379638855 | TNB | DISTRIBUTION | SUNGAI BESAR | Existing | BSBR/PCE/J00121/MATX1 | 300040297 | TX-D00409 | PT 8 1/2 KENCONG |  | 23 | RYB |  |  | 11 kV |  | 415 V |  | MTM | 100.00 kVA | 25/12/1982 |  | 1 | 30 | Fail | Please check "Operational Area"
379638950 | TNB | DISTRIBUTION | SUNGAI BESAR | Existing | BSBR/PCE/J00120/MATX1 | 300040292 | TX-D00406 | PT 6 BARAT |  | 138 | RYB |  |  | 11 kV |  | 415 V |  | MTM | 100.00 kVA | 25/12/1982 |  | 1 | 160 | Fail | Please check "Operational Area"
379639380 | TNB | DISTRIBUTION | SUNGAI BESAR | Existing | BSBR/PCE/J00094/MATX1 | 300040155 | TX-D00552 | SEPINTAS BT 4 NO 1 |  | 117 | RYB |  |  | 11 kV |  | 415 V |  | MTM | 100.00 kVA | 19741003 |  | 1 | 127 | Fail | Please check "Operational Area"
379639558 | TNB | DISTRIBUTION | SUNGAI BESAR | Existing | BSBR/PCE/J00231/MATX1 | 300448220 | TX-D00711 | P/E REBAN AYAM BT 2 SEPINTAS |  | 0 | RYB |  |  | 11 kV |  | 415 V |  | EWT | 300.00 kVA | 20110902 |  | 1 | 0 | Fail | Please check "Operational Area"
379639755 | TNB | DISTRIBUTION | SUNGAI BESAR | Existing | BSBR/PCE/J00093/MATX1 | 300040150 | TX-D00548 | SEPINTAS BATU 2 |  | 303 | RYB |  |  | 11 kV |  | 415 V |  | MTM | 300.00 kVA | 19920806 |  | 1 | 352 | Fail | Please check "Operational Area"
379640157 | TNB | DISTRIBUTION | SUNGAI BESAR | Existing | BSBR/PCE/J00105/MATX1 | 300040211 | TX-D06789 | GANDA SULI NO 1 |  | 42 | RYB |  |  | 11 kV |  | 415 V |  | MTM | 300.00 kVA | 19920108 |  | 1 | 50 | Fail | Please check "Operational Area"
379640341 | TNB | DISTRIBUTION | SUNGAI BESAR | Existing |  |  | TX-D00581 | PAT GANDA SULI NO 3 |  | 22 | RYB |  |  | 11 kV |  | 415 V |  |  |  | 19700101 |  | 1 | 23 | Fail | Please check "Operational Area"
379640453 | TNB | DISTRIBUTION | SUNGAI BESAR | Existing | BSBR/PCE/J00106/MATX1 | 300040217 | TX-D00579 | GANDA SULI NO 2 |  | 0 | RYB |  |  | 11 kV |  | 415 V |  | MTM | 300.00 kVA | 19940108 |  | 1 | 0 | Fail | Please check "Operational Area"
379640549 | TNB | DISTRIBUTION | SUNGAI BESAR | Existing |  |  | TX-D06778 | P/E PENURUN TOK KHALIFAH |  | 0 | RYB |  |  | 11 kV |  | 415 V |  |  |  | 19700101 |  | 1 | 0 | Fail | Please check "Operational Area"
379640738 | TNB | DISTRIBUTION | SUNGAI BESAR | Existing | BSBR/PCE/J00188/MATX1 | 300259607 | TX-D00560 | P/E HAYAT MAJU NO 3 |  | 0 | RYB |  |  | 11 kV |  | 415 V |  | SGB | 1000.00 kVA | 20060108 |  | 1 | 0 | Fail | Please check "Operational Area"
379640834 | TNB | DISTRIBUTION | SUNGAI BESAR | Existing | BSBR/PCE/J00104/MATX1 | 300040207 | TX-D00573 | PAT LUBOK PUSING |  | 64 | RYB |  |  | 11 kV |  | 415 V |  | MTM | 300.00 kVA | 24/12/1992 |  | 1 | 77 | Fail | Please check "Operational Area"
379640955 | TNB | DISTRIBUTION | SUNGAI BESAR | Existing | BSBR/PCE/J00025/MATX1 | 300039856 | TX-D00285 | PT 12 GAMBUT |  | 100 | RYB |  |  | 11 kV |  | 415 V |  | MTM | 100.00 kVA | 19830108 |  | 1 | 109 | Fail | Please check "Operational Area"
379689345 | TNB | DISTRIBUTION | SUNGAI BESAR | Existing | BSBR/PCE/J00064/MATX1 | 300040029 | TX1-D00095 | P/E KILANG BERAS LPN SG BESAR |  | 230 | RYB |  |  | 11 kV |  | 415 V |  | SGB | 1000.00 kVA | 19990108 |  | 1 | 262 | Fail | Please check "Operational Area"
379689348 | TNB | DISTRIBUTION | SUNGAI BESAR | Existing | BSBR/PCE/J00064/MATX2 | 300259597 | TX2-D00091 | P/E KILANG BERAS LPN SG BESAR |  | 0 | RYB |  |  | 11 kV |  | 415 V |  | EWT | 1000.00 kVA | 19990108 |  | 1 | 0 | Fail | Please check "Operational Area"
379689513 | TNB | DISTRIBUTION | SUNGAI BESAR | Existing | BSBR/PCE/J00066/MATX1 | 300259598 | TX1-D00098 | P/E PEJABAT KERAJAAN |  | 355 | RYB |  |  | 11 kV |  | 415 V |  | MTM | 750.00 kVA | 13/11/1981 |  | 1 | 447 | Fail | Please check "Operational Area"
379689609 | TNB | DISTRIBUTION | SUNGAI BESAR | Existing | BSBR/PCE/J00067/MATX1 | 300040034 | TX1-D00100 | P/E PERPUSTAKAAN SG BESAR |  | 15 | RYB |  |  | 11 kV |  | 415 V |  | MTM | 750.00 kVA | 26/08/1989 |  | 1 | 26 | Fail | Please check "Operational Area"
379689711 | TNB | DISTRIBUTION | SUNGAI BESAR | Existing | BSBR/PCE/J00301/MATX1 | 310416882 | TX1-D06795 | P/E UMNO SG BESAR |  | 0 | RYB |  |  | 11 kV |  | 415 V |  | EWT | 500.00 kVA | 19700101 |  | 1 | 0 | Fail | Please check "Operational Area"
379689825 | TNB | DISTRIBUTION | SUNGAI BESAR | Existing | BSBR/PCE/J00238/MATX1 | 300461031 | TX1-D06771 | P/E BIN DAWOOD |  | 0 | RYB | [6 empty] | MTM |  | 19700101 |  | 1 | 0 | Fail | Please check "Operational Area"
379689928 | TNB | DISTRIBUTION | SUNGAI BESAR | Existing | BSBR/PCE/J00232/MATX1 | 310370988 | TX1-D06764 | P/E HENTIAN BAS SUNGAI BESAR |  | 12 | RYB |  |  | 11 kV |  | 415 V |  |  | 500.00 kVA | 19700101 |  | 1 | 31 | Fail | Please check "Operational Area"
379690044 | TNB | DISTRIBUTION | SUNGAI BESAR | Existing | BSBR/PCE/J00043/MATX1 | 300039929 | TX1-D00166 | PEKAN S/BESAR |  | 35 | RYB |  |  | 11 kV |  | 415 V |  | EWT | 1000.00 kVA | 30/06/1992 |  | 1 | 136 | Fail | Please check "Operational Area"
379690149 | TNB | DISTRIBUTION | SUNGAI BESAR | Existing | BSBR/PCE/J00042/MATX1 | 300039924 | TX1-D00170 | SIM BROTHER |  | 0 | RYB |  |  | 11 kV |  | 415 V |  |  | 1000.00 kVA | 30/06/1992 |  | 1 | 0 | Fail | Please check "Operational Area"
379690245 | TNB | DISTRIBUTION | SUNGAI BESAR | Existing | BSBR/PCE/J00041/MATX1 | 300039919 | TX1-D00179 | MEDAN S/BESAR |  | 418 | RYB |  |  | 11 kV |  | 415 V |  | LKH | 500.00 kVA | 20/07/1998 |  | 1 | 518 | Fail | Please check "Operational Area"
379690340 | TNB | DISTRIBUTION | SUNGAI BESAR | Existing | BSBR/PCE/J00040/MATX1 | 300039914 | TX1-D00182 | TMN NIRWANA |  | 0 | RYB |  |  | 11 kV |  | 415 V |  | MTM | 500.00 kVA | 30/06/1992 |  | 1 | 0 | Fail | Please check "Operational Area"
379690436 | TNB | DISTRIBUTION | SUNGAI BESAR | Existing | BSBR/PCE/J00039/MATX1 | 300039909 | TX1-D00186 | STADIUM S/BESAR |  | 0 | RYB |  |  | 11 kV |  | 415 V |  | MTM | 750.00 kVA | 27/05/1995 |  | 1 | 0 | Fail | Please check "Operational Area"
379690612 | TNB | DISTRIBUTION | SUNGAI BESAR | Existing | BSBR/PCE/J00044/MATX1 | 300039935 | TX1-D00173 | BGN 2 S/BESAR |  | 140 | RYB |  |  | 11 kV |  | 415 V |  | MTM | 1000.00 kVA | 20/05/1991 |  | 1 | 207 | Fail | Please check "Operational Area"
379690707 | TNB | DISTRIBUTION | SUNGAI BESAR | Existing | BSBR/PCE/J00045/MATX1 | 300039940 | TX1-D00176 | KLG FISH BALL BGN 4 |  | 0 | RYB |  |  | 11 kV |  | 415 V |  | MTM | 1000.00 kVA | 19/02/1997 |  | 1 | 2 | Fail | Please check "Operational Area"
379690809 | TNB | DISTRIBUTION | SUNGAI BESAR | Existing | BSBR/PCE/J00224/MB1 | 300448008 | TX1-D60745 | P/E YU CHEN PENG |  | 0 | RYB | [6 empty] | INDKOM |  | 31/05/2011 |  | 1 | 0 | Fail | Please check "Operational Area"
379855944 | TNB | DISTRIBUTION | SUNGAI BESAR | Existing | BSBR/PCE/J00234/MATX1 | 300491557 | TX1-D06749 | P/E MRSM SG PANJANG |  | 0 | RYB |  |  | 11 kV |  | 415 V |  | MTM | 750.00 kVA | 20150101 |  | 1 | 0 | Fail | Please check "Operational Area"
379855947 | TNB | DISTRIBUTION | SUNGAI BESAR | Existing | BSBR/PCE/J00234/MATX2 | 300491558 | TX2-D06748 | P/E MRSM SG PANJANG |  | 0 | RYB |  |  | 11 kV |  | 415 V |  | MTM | 750.00 kVA | 19700101 |  | 1 | 0 | Fail | Please check "Operational Area"
379856111 | TNB | DISTRIBUTION | SUNGAI BESAR | Existing | BSBR/PCE/J00239/MATX1 | 300461829 | TX-D06774 | P/E LOJI TAKUNGAN IADA |  | 0 | RYB |  |  | 11 kV |  | 415 V |  | MTM | 500.00 kVA | 19700101 |  | 1 | 0 | Fail | Please check "Operational Area"
379856229 | TNB | DISTRIBUTION | SUNGAI BESAR | Existing | BSBR/PCE/G00005/MATX1 | 300276010 | TX-D06784 | P/E PEKET 60 CONVERT 33 |  | 2 | RYB |  |  | 33 kV |  | 415 V |  | MTM | 500.00 kVA | 15/04/1979 |  | 1 | 420 | Fail | Please check "Operational Area"
379856344 | TNB | DISTRIBUTION | SUNGAI BESAR | Existing | BSBR/PCE/J00007/MATX1 | 300039806 | TX1-D06756 | PEKET 100 SPG 5 SAWAH |  | 33 | RYB |  |  | 11 kV |  | 415 V |  | MTM | 100.00 kVA | 19870608 |  | 1 | 57 | Fail | Please check "Operational Area"
379856347 | TNB | DISTRIBUTION | SUNGAI BESAR | Existing | BSBR/PCE/J00007/MB01 | 300039807 | TX2-D00614 | PEKET 100 SPG 5 SAWAH |  | 5 | RYB | [8 empty] | 20/10/2101 |  | 1 | 16 | Fail | Please check "Operational Area"
379856521 | TNB | DISTRIBUTION | SUNGAI BESAR | Existing | BSBR/PCE/J00245 | 300502664 | TX1-D06800 | P/E KLINIK KESIHATAN SIMPANG 5 |  | 0 | RYB | [8 empty] | 19700101 |  | 1 | 0 | Fail | Please check "Operational Area"
379856524 | TNB | DISTRIBUTION | SUNGAI BESAR | Existing | BSBR/PCE/J00245 | 300502663 | TX2-D06798 | P/E KLINIK KESIHATAN SIMPANG 5 |  | 0 | RYB | [8 empty] | 19700101 |  | 1 | 0 | Fail | Please check "Operational Area"
379856777 | TNB | DISTRIBUTION | SUNGAI BESAR | Existing | BSBR/PCE/J00172/MATX1 | 300040517 | TX-D00073 | PT 12 SG NIBONG |  | 82 | RYB |  |  | 11 kV |  | 415 V |  | LKH | 300.00 kVA | 19960108 |  | 1 | 90 | Fail | Please check "Operational Area"
379857167 | TNB | DISTRIBUTION | SUNGAI BESAR | Existing | BSBR/PCE/J00236/MATX1 | 300462353 | TX1-D06761 | P/E AHMAD FUAD |  | 0 | RYB |  |  | 11 kV |  | 415 V |  |  | 500.00 kVA | 20140505 |  | 1 | 0 | Fail | Please check "Operational Area"
379857305 | TNB | DISTRIBUTION | SUNGAI BESAR | Existing | BSBR/PCE/J00006/MATX1 | 300039801 | TX1-D06756 | T/AIR 14 SPG 5 SAWAH |  | 90 | RYB |  |  | 11 kV |  | 415 V |  | MTM | 100.00 kVA | 15/07/1988 |  | 1 | 125 | Fail | Please check "Operational Area"
379857308 | TNB | DISTRIBUTION | SUNGAI BESAR | Existing |  |  | TX2-D00614 | T/AIR 14 SPG 5 SAWAH |  | 52 | RYB |  |  | 11 kV |  | 415 V |  |  |  | 19700101 |  | 1 | 163 | Fail | Please check "Operational Area"
379857672 | TNB | DISTRIBUTION | SUNGAI BESAR | Existing | BSBR/PCE/J00004/MATXF1 | 300259537 | TX1-D00602 | T/AIR 11 BAN 2 SG NIBONG |  | 1 | RYB |  |  | 11 kV |  | 415 V |  | MTM | 100.00 kVA | 19800108 |  | 1 | 150 | Fail | Please check "Operational Area"
381028239 | TNB | DISTRIBUTION | SUNGAI BESAR | Existing | BSBR/PCE/J00016/MATX1 | 300039816 | TX-D00240 | RUMAH PAM PT 13 SG PANJANG |  | 0 | RYB |  |  | 11 kV |  | 415 V |  | MTM | 1000.00 kVA | 20000812 |  | 1 | 0 | Fail | Please check "Operational Area"
381028366 | TNB | DISTRIBUTION | SUNGAI BESAR | Existing | BSBR/PCE/J00015/MATX1 | 300039811 | TX-D00243 | MASJID PT 14 SG PANJANG |  | 64 | RYB |  |  | 11 kV |  | 415 V |  | MTM | 300.00 kVA | 20/08/1991 |  | 1 | 75 | Fail | Please check "Operational Area"
381029169 | TNB | DISTRIBUTION | SUNGAI BESAR | Existing | BSBR/PCE/J00018/MATX1 | 300039827 | TX-D00249 | PT 16 NO 1 |  | 0 | RYB |  |  | 11 kV |  | 415 V |  | MTM | 100.00 kVA | 19870101 |  | 1 | 0 | Fail | Please check "Operational Area"
381029289 | TNB | DISTRIBUTION | SUNGAI BESAR | Existing | BSBR/PCE/J00019/MATX1 | 300039832 | TX-D00252 | PT 16 NO 2 (TG.MEDAN) |  | 594 | RYB |  |  | 11 kV |  | 415 V |  | MTM | 100.00 kVA | 20010107 |  | 1 | 707 | Fail | Please check "Operational Area"
381029408 | TNB | DISTRIBUTION | SUNGAI BESAR | Existing | BSBR/PCE/J00030/MATX1 | 300039873 | TX-D00255 | MERBAU JAYA PT 16 |  | 53 | RYB |  |  | 11 kV |  | 415 V |  | EWT | 1000.00 kVA | 20010101 |  | 1 | 63 | Fail | Please check "Operational Area"
381029540 | TNB | DISTRIBUTION | SUNGAI BESAR | Existing | BSBR/PCE/J00020/MATX1 | 300039837 | TX-D00257 | PT 18 SG PANJANG A/TANAH |  | 1 | RYB |  |  | 11 kV |  | 415 V |  | SGB | 300.00 kVA | 20040101 |  | 1 | 1 | Fail | Please check "Operational Area"
381029663 | TNB | DISTRIBUTION | SUNGAI BESAR | Existing | BSBR/PCE/J00021/MATX1 | 300039843 | TX-D00261 | BELIA 1 |  | 0 | RYB |  |  | 11 kV |  | 415 V |  | MTM | 100.00 kVA | 19870707 |  | 1 | 0 | Fail | Please check "Operational Area"
381029788 | TNB | DISTRIBUTION | SUNGAI BESAR | Existing | BSBR/PCE/J00031/MATX1 | 300039878 | TX-D00234 | TBK JAYA PT 13 SG PANJANG |  | 141 | RYB |  |  | 11 kV |  | 415 V |  | LKH | 300.00 kVA | 20000102 |  | 1 | 149 | Fail | Please check "Operational Area"
381029946 | TNB | DISTRIBUTION | SUNGAI BESAR | Existing | BSBR/PCE/J00096/MATX1 | 300040168 | TX-D00234 | HAYAT MAJU NO 2 |  | 1 | RYB |  |  | 11 kV |  | 415 V |  | MTM | 1000.00 kVA | 25/03/2003 |  | 1 | 2 | Fail | Please check "Operational Area"
381030069 | TNB | DISTRIBUTION | SUNGAI BESAR | Existing | BSBR/PCE/J00001/MATX1 | 300039791 | TX-D00565 | HAYAT MAJU NO 1 |  | 0 | RYB |  |  | 11 kV |  | 415 V |  | MTM | 1000.00 kVA | 25/11/1987 |  | 1 | 0 | Fail | Please check "Operational Area"
381196337 | TNB | DISTRIBUTION | SUNGAI BESAR | Existing | BSBR/PCE/G00016/MATX1 | 300276108 | TX1 | PARIT 2, L381 |  | 0 | RYB |  |  | 33 kV |  | 415 V |  | SIRIWIWAT | 100.00 kVA | 19/04/1978 |  | 1 | 0 | Fail | Please check "Operational Area"
381196468 | TNB | DISTRIBUTION | SUNGAI BESAR | Existing | BSBR/PCE/G00017/MATX1 | 300276109 | TX1 | PARIT 4, L382 |  | 0 | RYB |  |  | 33 kV |  | 415 V |  | SIRIWIWAT | 100.00 kVA | 23/05/1978 |  | 1 | 0 | Fail | Please check "Operational Area"
381196595 | TNB | DISTRIBUTION | SUNGAI BESAR | Existing | BSBR/PCE/G00018/MATX1 | 300276110 | TX1 | PARIT 6, L383 |  | 0 | RYB |  |  | 33 kV |  | 415 V |  | MTM | 100.00 kVA | 19780406 |  | 1 | 0 | Fail | Please check "Operational Area"
381196722 | TNB | DISTRIBUTION | SUNGAI BESAR | Existing | BSBR/PCE/G00019/MATX1 | 300276113 | TX1 | PARIT 8, L388 |  | 0 | RYB |  |  | 33 kV |  | 415 V |  | SIRIWIWAT | 100.00 kVA | 18/07/1978 |  | 1 | 0 | Fail | Please check "Operational Area"
381196849 | TNB | DISTRIBUTION | SUNGAI BESAR | Existing | BSBR/PCE/G00020/MATX1 | 300276116 | TX1 | PARIT 10, L384 |  | 0 | RYB |  |  | 33 kV |  | 415 V |  | EWT | 100.00 kVA | 21/09/1978 |  | 1 | 0 | Fail | Please check "Operational Area"
381196978 | TNB | DISTRIBUTION | SUNGAI BESAR | Existing | BSBR/PCE/G00014/MATX1 | 300276036 | TX1 | PANCHANG BEDANA, L680 |  | 0 | RYB |  |  | 33 kV |  | 415 V |  | MTM | 100.00 kVA | 19781203 |  | 1 | 0 | Fail | Please check "Operational Area"
381197114 | TNB | DISTRIBUTION | SUNGAI BESAR | Existing | BSBR/PCE/G00015/MATX1 | 300276037 | TX1 | PARIT 2 BARAT, L638 |  | 0 | RYB |  |  | 33 kV |  | 415 V |  | SIRIWIWAT | 100.00 kVA | 19781201 |  | 1 | 0 | Fail | Please check "Operational Area"
381197276 | TNB | DISTRIBUTION | SUNGAI BESAR | Existing | BSBR/PCE/G00002/MATX1 | 300276002 | TX1 | SG LIMAU, L678 |  | 1 | RYB |  |  | 33 kV |  | 415 V |  | KIRLOSKAR | 300.00 kVA | 15/01/1979 |  | 1 | 24 | Fail | Please check "Operational Area"
381197409 | TNB | DISTRIBUTION | SUNGAI BESAR | Existing | BSBR/PCE/G00004/MATX1 | 300276008 | TX1 | KG.DURAINI TAMBAHAN, L366 |  | 0 | RYB |  |  | 33 kV |  | 415 V |  | MTM | 100.00 kVA | 14/06/1981 |  | 1 | 0 | Fail | Please check "Operational Area"
381197540 | TNB | DISTRIBUTION | SUNGAI BESAR | Existing | BSBR/PCE/G00006/MATX1 | 300276013 | TX1 | SIMPANG LIMA, L676 |  | 0 | RYB |  |  | 33 kV |  | 415 V |  | MTM | 100.00 kVA | 13/03/1981 |  | 1 | 0 | Fail | Please check "Operational Area"
381197667 | TNB | DISTRIBUTION | SUNGAI BESAR | Existing | BSBR/PCE/G00007/MATX1 | 300276015 | TX1 | KG.SG.NIBONG, L675 |  | 0 | RYB |  |  | 33 kV |  | 415 V |  | MTM | 300.00 kVA | 20/10/1979 |  | 1 | 0 | Fail | Please check "Operational Area"
381197930 | TNB | DISTRIBUTION | SUNGAI BESAR | Existing | BSBR/PCE/G00009/MATX1 | 300276023 | TX1 | KG.PARIT PASIR PANJANG, L733 |  | 0 | RYB |  |  | 33 kV |  | 415 V |  | MTM | 300.00 kVA | 15/12/1983 |  | 1 | 0 | Fail | Please check "Operational Area"
381198067 | TNB | DISTRIBUTION | SUNGAI BESAR | Existing | BSBR/PCE/G00010/MATX1 | 300276025 | TX1 | KG.PASIR PANJANG, L674 |  | 0 | RYB |  |  | 33 kV |  | 415 V |  | FERRANTI | 500.00 kVA | 16/07/1983 |  | 1 | 0 | Fail | Please check "Operational Area"
381496173 | TNB | DISTRIBUTION | SUNGAI BESAR | Existing | BSBR/PCE/G00003/MATX1 | 300276006 | TX1 | KG.HJ.DURAINI, L111 |  | 0 | RYB |  |  | 33 kV |  | 415 V |  |  | 100.00 kVA | 22/11/1980 |  | 1 | 0 | Fail | Please check "Operational Area"
381496546 | TNB | DISTRIBUTION | SUNGAI BESAR | Existing | BSBR/PCE/J00235/MATX1 | 310416818 | TX1-D06758 | P/E TAMAN BUDIMAN |  | 35 | RYB |  |  | 11 kV |  | 415 V |  | EWT | 300.00 kVA | 19700101 |  | 1 | 36 | Fail | Please check "Operational Area"
383385764 | TNB | DISTRIBUTION | SUNGAI BESAR | Existing |  |  | TX1-D06819 | P/E REBAN AYAM DATO GHAZALI |  | 0 | RYB |  |  | 11 kV |  | 415 V |  |  |  | 19700101 |  | 1 | 0 | Fail | Please check "Operational Area"
383497216 | TNB | DISTRIBUTION | SUNGAI BESAR | Existing | BSBR/PCE/J00253/MATX1 | 310424896 | TX1-D06822 | D-SBR-C17-0160 |  | 0 | RYB | [6 empty] | INDKOM |  | 19700101 |  | 1 | 0 | Fail | Please check "Operational Area"
385884783 | TNB | DISTRIBUTION | SUNGAI BESAR | Existing | BSBR/PCE/J00252/MATX1 | 310158609 | TX1-D06831 | P/E TAMAN AROWANA |  | 0 | RYB |  |  | 11 kV | 11/0.415 kV | 415 V | MTM | MTM | 300.00 kVA | 19700101 |  | 1 | 0 | Fail | Please check "Operational Area"
385884786 | TNB | DISTRIBUTION | SUNGAI BESAR | Existing | BSBR/PCE/J00252/MATX2 | 310723111 | TX2 | P/E TAMAN AROWANA |  | 0 | RYB |  |  | 11 kV | 11/0.415 kV | 415 V | EWT | EWT | 300.00 kVA | 19700101 |  | 1 | 0 | Fail | Please check "Operational Area"
390629498 | TNB | DISTRIBUTION | SUNGAI BESAR | Existing | BSBR/PCE/J00256/MATX1 | 310693000 | TX1-D06836 | D-SBR-C18-0174 |  | 0 | RYB |  |  | 11 kV |  | 415 V | EWT |  |  | 19700101 |  | 1 | 0 | Fail | Please check "Operational Area"